{"text_format":"3","workbook":"xlsx","n_sheets":10,"sheets":["Contents","UNT19","GEN19","PLNT19","ST19","BA19","SRL19","NRL19","US19","GGL19"],"not_rendered":{"defined_names":19},"read":"whole","date_system":"1900"}

{"sheet":"Contents","index":0,"n_rows":53,"n_cols":17,"rows_kept":53,"merged":[[1,1,1,10],[2,1,2,10],[3,1,3,10],[4,1,4,10],[5,1,5,10],[6,4,6,10],[7,4,7,10],[8,4,8,10],[9,4,9,10],[10,4,10,10],[11,4,11,10],[12,4,12,10],[13,4,13,10],[14,4,14,10],[15,4,15,10],[18,1,18,10],[19,1,19,10],[20,1,20,10],[22,1,22,16],[23,9,23,16],[24,1,24,7],[25,1,25,7],[26,1,26,7],[27,1,27,7],[28,1,28,7],[29,1,29,7],[30,1,30,7],[31,1,31,7],[32,1,32,7],[33,1,33,7],[34,1,34,7],[35,1,35,7],[36,1,36,7],[37,1,37,7],[38,1,38,7],[39,1,39,7],[40,1,40,7],[47,1,47,2],[47,3,47,4],[48,1,48,2],[48,3,48,4],[49,1,49,2],[49,3,49,4],[50,1,50,2],[50,3,50,4],[51,1,51,2],[51,3,51,4],[52,1,52,2],[52,3,52,4]]}
[]
[null,"Table of Contents "]
[null,"for"]
[null,"eGRID_Data.xls"]
[null,"eGRID2019 Unit, Generator, Plant, State, Balancing Authority Area, eGRID Subregion, NERC Region, U.S., and Grid Gross Loss (%) Data Files"]
[null,"2021-02-23"]
[null,"Sheet","Name",null,"Description"]
[null,1,"UNT19",null,"Unit year 2019 data"]
[null,2,"GEN19",null,"Generator year 2019 data"]
[null,3,"PLNT19",null,"Plant year 2019 data"]
[null,4,"ST19",null,"State year 2019 data"]
[null,5,"BA19",null,"Balancing authority area year 2019 data"]
[null,6,"SRL19",null,"eGRID subregion year 2019 data"]
[null,7,"NRL19",null,"NERC region year 2019 data"]
[null,8,"US19",null,"U.S. year 2019 data"]
[null,9,"GGL19",null,"Grid Gross Loss (%) year 2019 data"]
[]
[]
[null,"Feedback"]
[null,"Customer Satisfaction Survey"]
[null,"Contact EPA"]
[]
[null,"Color Coding Legend"]
[null,"Category",{"$nulls":6},"Color","Link to sheet and category"]
[null,"1) Annual Values (generation, emissions, and heat input)",{"$nulls":8},"GEN","PLNT","ST","BA","SRL","NRL","US"]
[null,"2) Unadjusted Annual Values (emissions, and heat input)",{"$nulls":7},"UNT",null,"PLNT"]
[null,"3) Adjustment Values (emissions, heat input, heat rate)",{"$nulls":9},"PLNT"]
[null,"4) Output Emission Rates (emissions per MWh)",{"$nulls":9},"PLNT","ST","BA","SRL","NRL","US"]
[null,"5) Input Emission rates (emissions per MMBtu)",{"$nulls":9},"PLNT","ST","BA","SRL","NRL","US"]
[null,"6) Combustion Output Rates (emissions per MWh)",{"$nulls":9},"PLNT","ST","BA","SRL","NRL","US"]
[null,"7) Generation by Fuel Type (MWh)",{"$nulls":9},"PLNT","ST","BA","SRL","NRL","US"]
[null,"8) Renewable and Non-Renewable Generation (MWh)",{"$nulls":9},"PLNT","ST","BA","SRL","NRL","US"]
[null,"9) Combustion and Non-Combustion Generation (MWh)",{"$nulls":9},"PLNT","ST","BA","SRL","NRL","US"]
[null,"10) Resource Mix (percentages)",{"$nulls":9},"PLNT","ST","BA","SRL","NRL","US"]
[null,"11) Renewable and Non-Renewable Resource Mix (percentages)",{"$nulls":9},"PLNT","ST","BA","SRL","NRL","US"]
[null,"12) Combustion and Non-Combustion Resource Mix (percentages)",{"$nulls":9},"PLNT","ST","BA","SRL","NRL","US"]
[null,"13) Output Emission Rates by Fuel Type (emissions by fuel type per MWh)",{"$nulls":10},"ST","BA","SRL","NRL","US"]
[null,"14) Input Emission Rates by Fuel Type (emissions by fuel type per MWh)",{"$nulls":10},"ST","BA","SRL","NRL","US"]
[null,"15) Nonbaseload Output Emission Rates (emissions per MWh)",{"$nulls":10},"ST","BA","SRL","NRL","US"]
[null,"16) Nonbaseload Generation by Fuel Type (MWh)",{"$nulls":10},"ST","BA","SRL","NRL","US"]
[null,"17) Nonbaseload Resource Mix (percentages)",{"$nulls":10},"ST","BA","SRL","NRL","US"]
[]
[null,"Notes"]
[null,"Values in parentheses are negative numbers."]
[null,"Dashes (-) are zeroes."]
[]
[null,"Conversion Factors"]
[null,"1 megawatt-hour (MWh)",null,"1,000 kilowatt-hour (kWh)"]
[null,"1 short ton",null,"2,000 pounds (lb)"]
[null,"1.10231 short ton ",null,"1 metric ton"]
[null,"2.2046 lb",null,"1 kilogram (kg)"]
[null,"0.9478 MMBtu ",null,"1 Gigajoule (GJ)"]
[null,"0.27778 MWh",null,"1 GJ"]

{"sheet":"UNT19","index":1,"n_rows":27885,"n_cols":32,"rows_kept":4500,"cut":true,"bounds":{"rows_first":2000,"rows_last":500,"rows_between":2000,"halvings":0}}
["eGRID2019 Unit file sequence number","Data Year","Plant state abbreviation","Plant name","DOE/EIA ORIS plant or facility code","Unit ID","Prime Mover","Unit Operational Status","CAMD Program flag","Program code(s)","Unit bottom and firing type","Number of associated generators","Unit primary fuel","Unit operating hours","Unit unadjusted annual heat input (MMBtu)","Unit unadjusted ozone season heat input (MMBtu)","Unit unadjusted annual NOx emissions (tons)","Unit unadjusted ozone season NOx emissions (tons)","Unit unadjusted annual SO2 emissions (tons)","Unit unadjusted annual CO2 emissions (tons)","Unit unadjusted annual Hg emissions (lbs)","Unit unadjusted annual heat input source","Unit unadjusted ozone season heat input source","Unit unadjusted annual NOx emissions source","Unit unadjusted ozone season NOx emissions source","Unit unadjusted annual SO2 emissions source","Unit unadjusted annual CO2 emissions source","Unit unadjusted annual Hg emissions source","Unit SO2 (scrubber) first control device","Unit NOx first control device","Unit Hg Activated carbon injection system flag","Unit year on-line"]
["SEQUNT19","YEAR","PSTATABB","PNAME","ORISPL","UNITID","PRMVR","UNTOPST","CAMDFLAG","PRGCODE","BOTFIRTY","NUMGEN","FUELU1","HRSOP","HTIAN","HTIOZ","NOXAN","NOXOZ","SO2AN","CO2AN","HGAN","HTIANSRC","HTIOZSRC","NOXANSRC","NOXOZSRC","SO2SRC","CO2SRC","HGSRC","SO2CTLDV","NOXCTLDV","HGCTLDV","UNTYRONL"]
[1,2019,"AK","7-Mile Ridge Wind Project",60814,"WT1","WT","CN",{"$nulls":4},"WND"]
[2,2019,"AK","Agrium Kenai Nitrogen Operations",54452,"644A","IC","RE",{"$nulls":4},"NG"]
[3,2019,"AK","Agrium Kenai Nitrogen Operations",54452,"644B","IC","RE",{"$nulls":4},"NG"]
[4,2019,"AK","Agrium Kenai Nitrogen Operations",54452,"644C","IC","RE",{"$nulls":4},"NG"]
[5,2019,"AK","Agrium Kenai Nitrogen Operations",54452,"644D","IC","RE",{"$nulls":4},"NG"]
[6,2019,"AK","Agrium Kenai Nitrogen Operations",54452,"644E","IC","RE",{"$nulls":4},"NG"]
[7,2019,"AK","Agrium Kenai Nitrogen Operations",54452,"644F","IC","RE",{"$nulls":4},"NG"]
[8,2019,"AK","Agrium Kenai Nitrogen Operations",54452,"644G","IC","RE",{"$nulls":4},"NG"]
[9,2019,"AK","Agrium Kenai Nitrogen Operations",54452,"744A","GT","OS",{"$nulls":4},"NG"]
[10,2019,"AK","Agrium Kenai Nitrogen Operations",54452,"744B","GT","OS",{"$nulls":4},"NG"]
[11,2019,"AK","Agrium Kenai Nitrogen Operations",54452,"744C","GT","OS",{"$nulls":4},"NG"]
[12,2019,"AK","Agrium Kenai Nitrogen Operations",54452,"744D","GT","OS",{"$nulls":4},"NG"]
[13,2019,"AK","Agrium Kenai Nitrogen Operations",54452,"744E","GT","OS",{"$nulls":4},"NG"]
[14,2019,"AK","Alakanuk",57053,"G309","IC","CN",{"$nulls":4},"DFO"]
[15,2019,"AK","Alakanuk",57053,"UNIT1","IC","RE",{"$nulls":4},"DFO"]
[16,2019,"AK","Alakanuk",57053,"UNIT2","IC","RE",{"$nulls":4},"DFO"]
[17,2019,"AK","Alakanuk",57053,"UNIT3","IC","RE",{"$nulls":4},"DFO"]
[18,2019,"AK","Alakanuk",57053,"UNIT4","IC","SB",{"$nulls":4},"DFO",null,219,90,{"v":2.04099988937378,"d":"2.0"},{"v":0.83899998664856,"d":"0.8"},{"v":0.0318000018596649,"d":"0.0"},{"v":17.8840007781982,"d":"17.9"},null,"EIA Prime Mover-level Data","EIA Prime Mover-level Data","Estimated using emissions factor","Estimated using emissions factor","Estimated using emissions factor","Estimated using emissions factor"]
[19,2019,"AK","Allison Creek Hydro",58982,"GEN1","HY","OP",{"$nulls":4},"WAT",null,{"v":170397,"d":"170,397"},{"v":74529,"d":"74,529"},{"$nulls":5},"EIA Prime Mover-level Data","EIA Prime Mover-level Data"]
[20,2019,"AK","Ambler",60243,"1","IC","OP",{"$nulls":4},"DFO",null,{"v":4673.0908203125,"d":"4,673"},{"v":1901.09094238281,"d":"1,901"},{"v":7.76399993896484,"d":"7.8"},{"v":3.15899991989136,"d":"3.2"},{"v":0.677600026130676,"d":"0.7"},{"v":381.618011474609,"d":"381.6"},null,"EIA Prime Mover-level Data","EIA Prime Mover-level Data","Estimated using emissions factor","Estimated using emissions factor","Estimated using emissions factor","Estimated using emissions factor"]
[21,2019,"AK","Ambler",60243,"2","IC","OP",{"$nulls":4},"DFO",null,{"v":3504.81811523438,"d":"3,505"},{"v":1425.81799316406,"d":"1,426"},{"v":5.82299995422363,"d":"5.8"},{"v":2.36899995803833,"d":"2.4"},{"v":0.508199989795685,"d":"0.5"},{"v":286.213989257813,"d":"286.2"},null,"EIA Prime Mover-level Data","EIA Prime Mover-level Data","Estimated using emissions factor","Estimated using emissions factor","Estimated using emissions factor","Estimated using emissions factor"]
[22,2019,"AK","Ambler",60243,"3","IC","OP",{"$nulls":4},"DFO",null,{"v":4673.0908203125,"d":"4,673"},{"v":1901.09094238281,"d":"1,901"},{"v":7.76399993896484,"d":"7.8"},{"v":3.15899991989136,"d":"3.2"},{"v":0.677600026130676,"d":"0.7"},{"v":381.618011474609,"d":"381.6"},null,"EIA Prime Mover-level Data","EIA Prime Mover-level Data","Estimated using emissions factor","Estimated using emissions factor","Estimated using emissions factor","Estimated using emissions factor"]
[23,2019,"AK","Anchorage 1",75,"1","GT","RE",{"$nulls":4},"NG"]
[24,2019,"AK","Anchorage 1",75,"2","GT","RE",{"$nulls":4},"NG"]
[25,2019,"AK","Anchorage 1",75,"3","GT","RE",{"$nulls":4},"NG"]
[26,2019,"AK","Anchorage 1",75,"3R","GT","OP",{"$nulls":4},"NG",null,{"v":146508.015625,"d":"146,508"},{"v":55478.62890625,"d":"55,479"},{"v":23.1270008087158,"d":"23.1"},{"v":8.75500011444092,"d":"8.8"},{"v":0.233300000429153,"d":"0.2"},{"v":8562.591796875,"d":"8,562.6"},null,"EIA Prime Mover-level Data","EIA Prime Mover-level Data","Estimated using emissions factor","Estimated using emissions factor","Estimated using emissions factor","Estimated using emissions factor"]
[27,2019,"AK","Anchorage 1",75,"4","GT","OP",{"$nulls":4},"NG",null,{"v":80893.9921875,"d":"80,894"},{"v":30632.37109375,"d":"30,632"},{"v":12.7700004577637,"d":"12.8"},{"v":4.83400011062622,"d":"4.8"},{"v":0.128800004720688,"d":"0.1"},{"v":4727.81103515625,"d":"4,727.8"},null,"EIA Prime Mover-level Data","EIA Prime Mover-level Data","Estimated using emissions factor","Estimated using emissions factor","Estimated using emissions factor","Estimated using emissions factor"]
[28,2019,"AK","Anchorage 1",75,"D1","IC","RE",{"$nulls":4},"DFO"]
[29,2019,"AK","Anchorage 1",75,"D2","IC","RE",{"$nulls":4},"DFO"]
[30,2019,"AK","Anchorage 1",75,"P1 BS","IC","OP",{"$nulls":4},"DFO",null,93,41,{"v":0.149000003933907,"d":"0.1"},{"v":0.0649999976158142,"d":"0.1"},{"v":0.0135000003501773,"d":"0.0"},{"v":7.59499979019165,"d":"7.6"},null,"EIA Prime Mover-level Data","EIA Prime Mover-level Data","Estimated using emissions factor","Estimated using emissions factor","Estimated using emissions factor","Estimated using emissions factor"]
[31,2019,"AK","Angoon",7462,"1","IC","RE",{"$nulls":4},"DFO"]
[32,2019,"AK","Angoon",7462,"1A","IC","OP",{"$nulls":4},"DFO",null,{"v":5433,"d":"5,433"},{"v":2213.3330078125,"d":"2,213"},{"v":8.72999954223633,"d":"8.7"},{"v":3.55699992179871,"d":"3.6"},{"v":0.787800014019012,"d":"0.8"},{"v":443.674011230469,"d":"443.7"},null,"EIA Prime Mover-level Data","EIA Prime Mover-level Data","Estimated using emissions factor","Estimated using emissions factor","Estimated using emissions factor","Estimated using emissions factor"]
[33,2019,"AK","Angoon",7462,"2A","IC","OP",{"$nulls":4},"DFO",null,{"v":5433,"d":"5,433"},{"v":2213.3330078125,"d":"2,213"},{"v":8.72999954223633,"d":"8.7"},{"v":3.55699992179871,"d":"3.6"},{"v":0.787800014019012,"d":"0.8"},{"v":443.674011230469,"d":"443.7"},null,"EIA Prime Mover-level Data","EIA Prime Mover-level Data","Estimated using emissions factor","Estimated using emissions factor","Estimated using emissions factor","Estimated using emissions factor"]
[34,2019,"AK","Angoon",7462,"3","IC","OP",{"$nulls":4},"DFO",null,{"v":5433,"d":"5,433"},{"v":2213.3330078125,"d":"2,213"},{"v":8.72999954223633,"d":"8.7"},{"v":3.55699992179871,"d":"3.6"},{"v":0.787800014019012,"d":"0.8"},{"v":443.674011230469,"d":"443.7"},null,"EIA Prime Mover-level Data","EIA Prime Mover-level Data","Estimated using emissions factor","Estimated using emissions factor","Estimated using emissions factor","Estimated using emissions factor"]
[35,2019,"AK","Aniak",7182,"1","IC","OP",{"$nulls":4},"DFO"]
[36,2019,"AK","Aniak",7182,"10","IC","OP",{"$nulls":4},"DFO"]
[37,2019,"AK","Aniak",7182,"3","IC","RE",{"$nulls":4},"DFO"]
[38,2019,"AK","Aniak",7182,"4","IC","RE",{"$nulls":4},"DFO"]
[39,2019,"AK","Aniak",7182,"5","IC","RE",{"$nulls":4},"DFO"]
[40,2019,"AK","Aniak",7182,"9","IC","OP",{"$nulls":4},"DFO"]
[41,2019,"AK","Annex Creek",62,"5","HY","OP",{"$nulls":4},"WAT",null,{"v":107237.703125,"d":"107,238"},{"v":46904.3984375,"d":"46,904"},{"$nulls":5},"EIA Prime Mover-level Data","EIA Prime Mover-level Data"]
[42,2019,"AK","Annex Creek",62,"6","HY","OP",{"$nulls":4},"WAT",null,{"v":131068.296875,"d":"131,068"},{"v":57327.6015625,"d":"57,328"},{"$nulls":5},"EIA Prime Mover-level Data","EIA Prime Mover-level Data"]
[43,2019,"AK","Auke Bay",7250,"13","GT","SB",{"$nulls":4},"DFO",null,{"v":410.528015136719,"d":"411"},{"v":167.585006713867,"d":"168"},{"v":0.186000004410744,"d":"0.2"},{"v":0.0759999975562096,"d":"0.1"},{"v":0.103699997067451,"d":"0.1"},{"v":33.5250015258789,"d":"33.5"},null,"EIA Prime Mover-level Data","EIA Prime Mover-level Data","Estimated using emissions factor","Estimated using emissions factor","Estimated using emissions factor","Estimated using emissions factor"]
[44,2019,"AK","Auke Bay",7250,"14","GT","SB",{"$nulls":4},"DFO",null,{"v":4530.47216796875,"d":"4,530"},{"v":1849.4150390625,"d":"1,849"},{"v":2.04800009727478,"d":"2.0"},{"v":0.836000025272369,"d":"0.8"},{"v":1.14390003681183,"d":"1.1"},{"v":369.971008300781,"d":"370.0"},null,"EIA Prime Mover-level Data","EIA Prime Mover-level Data","Estimated using emissions factor","Estimated using emissions factor","Estimated using emissions factor","Estimated using emissions factor"]
[45,2019,"AK","Auke Bay",7250,"4","IC","SB",{"$nulls":4},"DFO",null,127,55,{"v":0.214000001549721,"d":"0.2"},{"v":0.0930000022053719,"d":"0.1"},{"v":0.0184000004082918,"d":"0.0"},{"v":10.371000289917,"d":"10.4"},null,"EIA Prime Mover-level Data","EIA Prime Mover-level Data","Estimated using emissions factor","Estimated using emissions factor","Estimated using emissions factor","Estimated using emissions factor"]
[46,2019,"AK","Aurora Energy LLC Chena",79,"1","ST","OP",{"$nulls":3},5,"SUB",null,{"v":437398.59375,"d":"437,399"},{"v":158715.90625,"d":"158,716"},{"v":71.7570037841797,"d":"71.8"},{"v":27.1340007781982,"d":"27.1"},{"v":67.7796020507813,"d":"67.8"},{"v":46778.125,"d":"46,778.1"},null,"EIA Unit-level Data","EIA Unit-Level Data","Estimated using emissions factor","Estimated using emissions factor","Estimated using emissions factor and plant-specific sulfur content","Estimated using emissions factor"]
[47,2019,"AK","Aurora Energy LLC Chena",79,"2","ST","OP",{"$nulls":3},4,"SUB",null,{"v":485632.09375,"d":"485,632"},{"v":181409.40625,"d":"181,409"},{"v":84.9860000610352,"d":"85.0"},{"v":30.1259994506836,"d":"30.1"},{"v":75.0821990966797,"d":"75.1"},{"v":51936.515625,"d":"51,936.5"},null,"EIA Unit-level Data","EIA Unit-Level Data","Estimated based on unit-level NOx emission rates","Estimated using emissions factor","Estimated using emissions factor and plant-specific sulfur content","Estimated using emissions factor"]
[48,2019,"AK","Aurora Energy LLC Chena",79,"3","ST","OP",{"$nulls":3},4,"SUB",null,{"v":415637.6875,"d":"415,638"},{"v":148004.203125,"d":"148,004"},{"v":68.1869964599609,"d":"68.2"},{"v":25.7840003967285,"d":"25.8"},{"v":64.6094970703125,"d":"64.6"},{"v":44450.87890625,"d":"44,450.9"},null,"EIA Unit-level Data","EIA Unit-Level Data","Estimated using emissions factor","Estimated using emissions factor","Estimated using emissions factor and plant-specific sulfur content","Estimated using emissions factor"]
[49,2019,"AK","Aurora Energy LLC Chena",79,"5","ST","OP",{"$nulls":3},1,"SUB",null,{"v":2041329.875,"d":"2,041,330"},{"v":796747,"d":"796,747"},{"v":334.890014648438,"d":"334.9"},{"v":126.63500213623,"d":"126.6"},{"v":315.912414550781,"d":"315.9"},{"v":218312.5,"d":"218,312.5"},null,"EIA Unit-level Data","EIA Unit-Level Data","Estimated using emissions factor","Estimated using emissions factor","Estimated using emissions factor and plant-specific sulfur content","Estimated using emissions factor"]
[50,2019,"AK","Barrow",7173,"10","IC","OS",{"$nulls":4},"NG"]
[51,2019,"AK","Barrow",7173,"11","GT","OP",{"$nulls":4},"NG",null,{"v":207368.59375,"d":"207,369"},{"v":78499.9765625,"d":"78,500"},{"v":33.1769981384277,"d":"33.2"},{"v":12.5600004196167,"d":"12.6"},{"v":0.331400007009506,"d":"0.3"},{"v":12119.5595703125,"d":"12,119.6"},null,"EIA Prime Mover-level Data","EIA Prime Mover-level Data","Estimated using emissions factor","Estimated using emissions factor","Estimated using emissions factor","Estimated using emissions factor"]
[52,2019,"AK","Barrow",7173,"12","GT","OP",{"$nulls":4},"NG",null,{"v":216008.953125,"d":"216,009"},{"v":81770.8125,"d":"81,771"},{"v":34.5589981079102,"d":"34.6"},{"v":13.0830001831055,"d":"13.1"},{"v":0.345200002193451,"d":"0.3"},{"v":12624.5419921875,"d":"12,624.5"},null,"EIA Prime Mover-level Data","EIA Prime Mover-level Data","Estimated using emissions factor","Estimated using emissions factor","Estimated using emissions factor","Estimated using emissions factor"]
[53,2019,"AK","Barrow",7173,"6","GT","OP",{"$nulls":4},"NG",null,{"v":108004.4765625,"d":"108,004"},{"v":40885.40625,"d":"40,885"},{"v":17.2800006866455,"d":"17.3"},{"v":6.54199981689453,"d":"6.5"},{"v":0.172600001096725,"d":"0.2"},{"v":6312.27099609375,"d":"6,312.3"},null,"EIA Prime Mover-level Data","EIA Prime Mover-level Data","Estimated using emissions factor","Estimated using emissions factor","Estimated using emissions factor","Estimated using emissions factor"]
[54,2019,"AK","Barrow",7173,"7","GT","OP",{"$nulls":4},"NG",null,{"v":108004.4765625,"d":"108,004"},{"v":40885.40625,"d":"40,885"},{"v":17.2800006866455,"d":"17.3"},{"v":6.54199981689453,"d":"6.5"},{"v":0.172600001096725,"d":"0.2"},{"v":6312.27099609375,"d":"6,312.3"},null,"EIA Prime Mover-level Data","EIA Prime Mover-level Data","Estimated using emissions factor","Estimated using emissions factor","Estimated using emissions factor","Estimated using emissions factor"]
[55,2019,"AK","Barrow",7173,"8","GT","OP",{"$nulls":4},"NG",null,{"v":108004.4765625,"d":"108,004"},{"v":40885.40625,"d":"40,885"},{"v":17.2800006866455,"d":"17.3"},{"v":6.54199981689453,"d":"6.5"},{"v":0.172600001096725,"d":"0.2"},{"v":6312.27099609375,"d":"6,312.3"},null,"EIA Prime Mover-level Data","EIA Prime Mover-level Data","Estimated using emissions factor","Estimated using emissions factor","Estimated using emissions factor","Estimated using emissions factor"]
[56,2019,"AK","Barrow",7173,"9","IC","OS",{"$nulls":4},"NG"]
[57,2019,"AK","Battery Energy Storage System",57583,"BESS","BA","OP",{"$nulls":4},"MWH",null,0,0,{"$nulls":5},"EIA Prime Mover-level Data","EIA Prime Mover-level Data"]
[58,2019,"AK","Beaver Falls",6580,"1","HY","OP",{"$nulls":4},"WAT",null,{"v":57946.8515625,"d":"57,947"},{"v":25345.37109375,"d":"25,345"},{"$nulls":5},"EIA Prime Mover-level Data","EIA Prime Mover-level Data"]
[59,2019,"AK","Beaver Falls",6580,"3","HY","OP",{"$nulls":4},"WAT",null,{"v":127483.0703125,"d":"127,483"},{"v":55759.81640625,"d":"55,760"},{"$nulls":5},"EIA Prime Mover-level Data","EIA Prime Mover-level Data"]
[60,2019,"AK","Beaver Falls",6580,"4","HY","OP",{"$nulls":4},"WAT",null,{"v":127483.0703125,"d":"127,483"},{"v":55759.81640625,"d":"55,760"},{"$nulls":5},"EIA Prime Mover-level Data","EIA Prime Mover-level Data"]
[61,2019,"AK","Beluga",96,"1","GT","OP",{"$nulls":4},"NG",null,{"v":59464.94140625,"d":"59,465"},{"v":17349.142578125,"d":"17,349"},{"v":9.51399993896484,"d":"9.5"},{"v":2.77600002288818,"d":"2.8"},{"v":0.0949999988079071,"d":"0.1"},{"v":3475.39990234375,"d":"3,475.4"},null,"EIA Prime Mover-level Data","EIA Prime Mover-level Data","Estimated using emissions factor","Estimated using emissions factor","Estimated using emissions factor","Estimated using emissions factor"]
[62,2019,"AK","Beluga",96,"2","GT","OP",{"$nulls":4},"NG",null,{"v":59464.94140625,"d":"59,465"},{"v":17349.142578125,"d":"17,349"},{"v":9.51399993896484,"d":"9.5"},{"v":2.77600002288818,"d":"2.8"},{"v":0.0949999988079071,"d":"0.1"},{"v":3475.39990234375,"d":"3,475.4"},null,"EIA Prime Mover-level Data","EIA Prime Mover-level Data","Estimated using emissions factor","Estimated using emissions factor","Estimated using emissions factor","Estimated using emissions factor"]
[63,2019,"AK","Beluga",96,"3","GT","OP",{"$nulls":4},"NG",null,{"v":219648.625,"d":"219,649"},{"v":64083.39453125,"d":"64,083"},{"v":35.1440010070801,"d":"35.1"},{"v":10.2530002593994,"d":"10.3"},{"v":0.351000010967255,"d":"0.4"},{"v":12837.2607421875,"d":"12,837.3"},null,"EIA Prime Mover-level Data","EIA Prime Mover-level Data","Estimated using emissions factor","Estimated using emissions factor","Estimated using emissions factor","Estimated using emissions factor"]
[64,2019,"AK","Beluga",96,"5","GT","OP",{"$nulls":4},"NG",null,{"v":253840.96875,"d":"253,841"},{"v":74059.1484375,"d":"74,059"},{"v":40.6150016784668,"d":"40.6"},{"v":11.8489999771118,"d":"11.8"},{"v":0.405600011348724,"d":"0.4"},{"v":14835.6162109375,"d":"14,835.6"},null,"EIA Prime Mover-level Data","EIA Prime Mover-level Data","Estimated using emissions factor","Estimated using emissions factor","Estimated using emissions factor","Estimated using emissions factor"]
[65,2019,"AK","Beluga",96,"6","GT","OP",{"$nulls":4},"NG",null,{"v":284316.75,"d":"284,317"},{"v":82950.5859375,"d":"82,951"},{"v":45.4910011291504,"d":"45.5"},{"v":13.2720003128052,"d":"13.3"},{"v":0.454299986362457,"d":"0.5"},{"v":16616.7578125,"d":"16,616.8"},null,"EIA Prime Mover-level Data","EIA Prime Mover-level Data","Estimated using emissions factor","Estimated using emissions factor","Estimated using emissions factor","Estimated using emissions factor"]
[66,2019,"AK","Beluga",96,"7","GT","OP",{"$nulls":4},"NG",null,{"v":284316.75,"d":"284,317"},{"v":82950.5859375,"d":"82,951"},{"v":45.4910011291504,"d":"45.5"},{"v":13.2720003128052,"d":"13.3"},{"v":0.454299986362457,"d":"0.5"},{"v":16616.7578125,"d":"16,616.8"},null,"EIA Prime Mover-level Data","EIA Prime Mover-level Data","Estimated using emissions factor","Estimated using emissions factor","Estimated using emissions factor","Estimated using emissions factor"]
[67,2019,"AK","Beluga",96,"8","CA","RE",{"$nulls":3},1,"NG"]
[68,2019,"AK","Bernice Lake",6292,"2","GT","OP",{"$nulls":4},"NG",null,{"v":81993.0546875,"d":"81,993"},{"v":31040.5546875,"d":"31,041"},{"v":13.0670003890991,"d":"13.1"},{"v":4.94700002670288,"d":"4.9"},{"v":0.130999997258186,"d":"0.1"},{"v":4792.044921875,"d":"4,792.0"},null,"EIA Prime Mover-level Data","EIA Prime Mover-level Data","Estimated using emissions factor","Estimated using emissions factor","Estimated using emissions factor","Estimated using emissions factor"]
[69,2019,"AK","Bernice Lake",6292,"3","GT","OP",{"$nulls":4},"NG",null,{"v":114077.2890625,"d":"114,077"},{"v":43186.859375,"d":"43,187"},{"v":18.1800003051758,"d":"18.2"},{"v":6.88199996948242,"d":"6.9"},{"v":0.182300001382828,"d":"0.2"},{"v":6667.19287109375,"d":"6,667.2"},null,"EIA Prime Mover-level Data","EIA Prime Mover-level Data","Estimated using emissions factor","Estimated using emissions factor","Estimated using emissions factor","Estimated using emissions factor"]
[70,2019,"AK","Bernice Lake",6292,"4","GT","OP",{"$nulls":4},"NG",null,{"v":107739.6640625,"d":"107,740"},{"v":40787.58984375,"d":"40,788"},{"v":17.1700000762939,"d":"17.2"},6.5,{"v":0.172199994325638,"d":"0.2"},{"v":6296.7939453125,"d":"6,296.8"},null,"EIA Prime Mover-level Data","EIA Prime Mover-level Data","Estimated using emissions factor","Estimated using emissions factor","Estimated using emissions factor","Estimated using emissions factor"]
[71,2019,"AK","Bethel",6566,"1","IC","OP",{"$nulls":4},"DFO",null,{"v":66805.5,"d":"66,806"},{"v":27197.166015625,"d":"27,197"},{"v":110.983001708984,"d":"111.0"},{"v":45.181999206543,"d":"45.2"},{"v":9.68680000305176,"d":"9.7"},{"v":5455.52880859375,"d":"5,455.5"},null,"EIA Prime Mover-level Data","EIA Prime Mover-level Data","Estimated using emissions factor","Estimated using emissions factor","Estimated using emissions factor","Estimated using emissions factor"]
[72,2019,"AK","Bethel",6566,"2","IC","OP",{"$nulls":4},"DFO",null,{"v":66805.5,"d":"66,806"},{"v":27197.166015625,"d":"27,197"},{"v":110.983001708984,"d":"111.0"},{"v":45.181999206543,"d":"45.2"},{"v":9.68680000305176,"d":"9.7"},{"v":5455.52880859375,"d":"5,455.5"},null,"EIA Prime Mover-level Data","EIA Prime Mover-level Data","Estimated using emissions factor","Estimated using emissions factor","Estimated using emissions factor","Estimated using emissions factor"]
[73,2019,"AK","Bethel",6566,"3","IC","OP",{"$nulls":4},"DFO",null,{"v":66805.5,"d":"66,806"},{"v":27197.166015625,"d":"27,197"},{"v":110.983001708984,"d":"111.0"},{"v":45.181999206543,"d":"45.2"},{"v":9.68680000305176,"d":"9.7"},{"v":5455.52880859375,"d":"5,455.5"},null,"EIA Prime Mover-level Data","EIA Prime Mover-level Data","Estimated using emissions factor","Estimated using emissions factor","Estimated using emissions factor","Estimated using emissions factor"]
[74,2019,"AK","Bethel",6566,"4","IC","OP",{"$nulls":4},"DFO",null,{"v":66805.5,"d":"66,806"},{"v":27197.166015625,"d":"27,197"},{"v":110.983001708984,"d":"111.0"},{"v":45.181999206543,"d":"45.2"},{"v":9.68680000305176,"d":"9.7"},{"v":5455.52880859375,"d":"5,455.5"},null,"EIA Prime Mover-level Data","EIA Prime Mover-level Data","Estimated using emissions factor","Estimated using emissions factor","Estimated using emissions factor","Estimated using emissions factor"]
[75,2019,"AK","Bethel",6566,"6","IC","OP",{"$nulls":4},"DFO",null,{"v":66805.5,"d":"66,806"},{"v":27197.166015625,"d":"27,197"},{"v":110.983001708984,"d":"111.0"},{"v":45.181999206543,"d":"45.2"},{"v":9.68680000305176,"d":"9.7"},{"v":5455.52880859375,"d":"5,455.5"},null,"EIA Prime Mover-level Data","EIA Prime Mover-level Data","Estimated using emissions factor","Estimated using emissions factor","Estimated using emissions factor","Estimated using emissions factor"]
[76,2019,"AK","Bethel",6566,"7","IC","OP",{"$nulls":4},"DFO",null,{"v":66805.5,"d":"66,806"},{"v":27197.166015625,"d":"27,197"},{"v":110.983001708984,"d":"111.0"},{"v":45.181999206543,"d":"45.2"},{"v":9.68680000305176,"d":"9.7"},{"v":5455.52880859375,"d":"5,455.5"},null,"EIA Prime Mover-level Data","EIA Prime Mover-level Data","Estimated using emissions factor","Estimated using emissions factor","Estimated using emissions factor","Estimated using emissions factor"]
[77,2019,"AK","Black Bear Lake",7752,"1","HY","OP",{"$nulls":4},"WAT",null,{"v":177885,"d":"177,885"},{"v":77805,"d":"77,805"},{"$nulls":5},"EIA Prime Mover-level Data","EIA Prime Mover-level Data"]
[78,2019,"AK","Blue Lake Hydro",93,"1","HY","RE",{"$nulls":4},"WAT"]
[79,2019,"AK","Blue Lake Hydro",93,"2","HY","RE",{"$nulls":4},"WAT"]
[80,2019,"AK","Blue Lake Hydro",93,"3","HY","OP",{"$nulls":4},"WAT",null,{"v":176491,"d":"176,491"},{"v":77195.3359375,"d":"77,195"},{"$nulls":5},"EIA Prime Mover-level Data","EIA Prime Mover-level Data"]
[81,2019,"AK","Blue Lake Hydro",93,"4","HY","OP",{"$nulls":4},"WAT",null,{"v":176491,"d":"176,491"},{"v":77195.3359375,"d":"77,195"},{"$nulls":5},"EIA Prime Mover-level Data","EIA Prime Mover-level Data"]
[82,2019,"AK","Blue Lake Hydro",93,"5","HY","OP",{"$nulls":4},"WAT",null,{"v":176491,"d":"176,491"},{"v":77195.3359375,"d":"77,195"},{"$nulls":5},"EIA Prime Mover-level Data","EIA Prime Mover-level Data"]
[83,2019,"AK","Bradley Lake",7367,"1","HY","OP",{"$nulls":4},"WAT",null,{"v":1841518.5,"d":"1,841,519"},{"v":805459.5,"d":"805,460"},{"$nulls":5},"EIA Prime Mover-level Data","EIA Prime Mover-level Data"]
[84,2019,"AK","Bradley Lake",7367,"2","HY","OP",{"$nulls":4},"WAT",null,{"v":1841518.5,"d":"1,841,519"},{"v":805459.5,"d":"805,460"},{"$nulls":5},"EIA Prime Mover-level Data","EIA Prime Mover-level Data"]
[85,2019,"AK","Brevig Mission",60260,"1","IC","OP",{"$nulls":4},"DFO",null,{"v":2378.80004882813,"d":"2,379"},{"v":968.400024414063,"d":"968"},{"v":3.95199990272522,"d":"4.0"},{"v":1.60899996757507,"d":"1.6"},{"v":0.344900012016296,"d":"0.3"},{"v":194.259994506836,"d":"194.3"},null,"EIA Prime Mover-level Data","EIA Prime Mover-level Data","Estimated using emissions factor","Estimated using emissions factor","Estimated using emissions factor","Estimated using emissions factor"]
[86,2019,"AK","Brevig Mission",60260,"2","IC","OP",{"$nulls":4},"DFO",null,{"v":4757.60009765625,"d":"4,758"},{"v":1936.80004882813,"d":"1,937"},{"v":7.90299987792969,"d":"7.9"},{"v":3.21700000762939,"d":"3.2"},{"v":0.689899981021881,"d":"0.7"},{"v":388.519012451172,"d":"388.5"},null,"EIA Prime Mover-level Data","EIA Prime Mover-level Data","Estimated using emissions factor","Estimated using emissions factor","Estimated using emissions factor","Estimated using emissions factor"]
[87,2019,"AK","Brevig Mission",60260,"3","IC","RE",{"$nulls":4},"DFO"]
[88,2019,"AK","Brevig Mission",60260,"3A","IC","OP",{"$nulls":4},"DFO",null,{"v":4757.60009765625,"d":"4,758"},{"v":1936.80004882813,"d":"1,937"},{"v":7.90299987792969,"d":"7.9"},{"v":3.21700000762939,"d":"3.2"},{"v":0.689899981021881,"d":"0.7"},{"v":388.519012451172,"d":"388.5"},null,"EIA Prime Mover-level Data","EIA Prime Mover-level Data","Estimated using emissions factor","Estimated using emissions factor","Estimated using emissions factor","Estimated using emissions factor"]
[89,2019,"AK","Centennial",7112,"IC6","IC","OP",{"$nulls":4},"DFO",null,{"v":28855,"d":"28,855"},{"v":11745,"d":"11,745"},{"v":46.3660011291504,"d":"46.4"},{"v":18.8729991912842,"d":"18.9"},{"v":4.18400001525879,"d":"4.2"},{"v":2356.38208007813,"d":"2,356.4"},null,"EIA Prime Mover-level Data","EIA Prime Mover-level Data","Estimated using emissions factor","Estimated using emissions factor","Estimated using emissions factor","Estimated using emissions factor"]
[90,2019,"AK","Centennial",7112,"IC7","IC","RE",{"$nulls":4},"DFO"]
[91,2019,"AK","Chester Lake",7168,"1","HY","OP",{"$nulls":4},"WAT",null,{"v":51729,"d":"51,729"},{"v":22626,"d":"22,626"},{"$nulls":5},"EIA Prime Mover-level Data","EIA Prime Mover-level Data"]
[92,2019,"AK","Chevak",6311,"1","IC","RE",{"$nulls":4},"DFO"]
[93,2019,"AK","Chevak",6311,"1A","IC","OP",{"$nulls":4},"DFO",null,{"v":4733.05615234375,"d":"4,733"},{"v":1924.72204589844,"d":"1,925"},{"v":7.86199998855591,"d":"7.9"},{"v":3.19700002670288,"d":"3.2"},{"v":0.686299979686737,"d":"0.7"},{"v":386.515014648438,"d":"386.5"},null,"EIA Prime Mover-level Data","EIA Prime Mover-level Data","Estimated using emissions factor","Estimated using emissions factor","Estimated using emissions factor","Estimated using emissions factor"]
[94,2019,"AK","Chevak",6311,"2","IC","RE",{"$nulls":4},"DFO"]
[95,2019,"AK","Chevak",6311,"2A","IC","OP",{"$nulls":4},"DFO",null,{"v":4733.05615234375,"d":"4,733"},{"v":1924.72204589844,"d":"1,925"},{"v":7.86199998855591,"d":"7.9"},{"v":3.19700002670288,"d":"3.2"},{"v":0.686299979686737,"d":"0.7"},{"v":386.515014648438,"d":"386.5"},null,"EIA Prime Mover-level Data","EIA Prime Mover-level Data","Estimated using emissions factor","Estimated using emissions factor","Estimated using emissions factor","Estimated using emissions factor"]
[96,2019,"AK","Chevak",6311,"3","IC","RE",{"$nulls":4},"DFO"]
[97,2019,"AK","Chevak",6311,"3A","IC","OP",{"$nulls":4},"DFO",null,{"v":7572.88916015625,"d":"7,573"},{"v":3079.55590820313,"d":"3,080"},{"v":12.5799999237061,"d":"12.6"},{"v":5.11600017547607,"d":"5.1"},{"v":1.09809994697571,"d":"1.1"},{"v":618.424011230469,"d":"618.4"},null,"EIA Prime Mover-level Data","EIA Prime Mover-level Data","Estimated using emissions factor","Estimated using emissions factor","Estimated using emissions factor","Estimated using emissions factor"]
[98,2019,"AK","Cooper Lake",6291,"1","HY","OP",{"$nulls":4},"WAT",null,{"v":205269,"d":"205,269"},{"v":89782,"d":"89,782"},{"$nulls":5},"EIA Prime Mover-level Data","EIA Prime Mover-level Data"]
[99,2019,"AK","Cooper Lake",6291,"2","HY","OP",{"$nulls":4},"WAT",null,{"v":205269,"d":"205,269"},{"v":89782,"d":"89,782"},{"$nulls":5},"EIA Prime Mover-level Data","EIA Prime Mover-level Data"]
[100,2019,"AK","Craig (AK)",421,"1","IC","OP",{"$nulls":4},"DFO",null,{"v":747.783020019531,"d":"748"},{"v":303.912994384766,"d":"304"},{"v":1.19599997997284,"d":"1.2"},{"v":0.486000001430511,"d":"0.5"},{"v":0.108400002121925,"d":"0.1"},{"v":61.0660018920898,"d":"61.1"},null,"EIA Prime Mover-level Data","EIA Prime Mover-level Data","Estimated using emissions factor","Estimated using emissions factor","Estimated using emissions factor","Estimated using emissions factor"]
[101,2019,"AK","Craig (AK)",421,"3A","IC","RE",{"$nulls":4},"DFO"]
[102,2019,"AK","Craig (AK)",421,"3B","IC","OP",{"$nulls":4},"DFO",null,{"v":2243.34790039063,"d":"2,243"},{"v":911.739013671875,"d":"912"},{"v":3.58899998664856,"d":"3.6"},{"v":1.45899999141693,"d":"1.5"},{"v":0.325300008058548,"d":"0.3"},{"v":183.197998046875,"d":"183.2"},null,"EIA Prime Mover-level Data","EIA Prime Mover-level Data","Estimated using emissions factor","Estimated using emissions factor","Estimated using emissions factor","Estimated using emissions factor"]
[103,2019,"AK","Craig (AK)",421,"5","IC","OP",{"$nulls":4},"DFO",null,{"v":1370.93505859375,"d":"1,371"},{"v":557.174011230469,"d":"557"},{"v":2.19300007820129,"d":"2.2"},{"v":0.890999972820282,"d":"0.9"},{"v":0.19879999756813,"d":"0.2"},{"v":111.954002380371,"d":"112.0"},null,"EIA Prime Mover-level Data","EIA Prime Mover-level Data","Estimated using emissions factor","Estimated using emissions factor","Estimated using emissions factor","Estimated using emissions factor"]
[104,2019,"AK","Craig (AK)",421,"6","IC","OP",{"$nulls":4},"DFO",null,{"v":1370.93505859375,"d":"1,371"},{"v":557.174011230469,"d":"557"},{"v":2.19300007820129,"d":"2.2"},{"v":0.890999972820282,"d":"0.9"},{"v":0.19879999756813,"d":"0.2"},{"v":111.954002380371,"d":"112.0"},null,"EIA Prime Mover-level Data","EIA Prime Mover-level Data","Estimated using emissions factor","Estimated using emissions factor","Estimated using emissions factor","Estimated using emissions factor"]
[105,2019,"AK","Delta Power",56325,"6","GT","SB",{"$nulls":4},"DFO",null,944,376,{"v":0.437999993562698,"d":"0.4"},{"v":0.17399999499321,"d":"0.2"},{"v":0.238399997353554,"d":"0.2"},{"v":77.0899963378906,"d":"77.1"},null,"EIA Prime Mover-level Data","EIA Prime Mover-level Data","Estimated using emissions factor","Estimated using emissions factor","Estimated using emissions factor","Estimated using emissions factor"]
[106,2019,"AK","Delta Wind Farm",58511,"EWT1","WT","OP",{"$nulls":4},"WND",null,{"v":16746.158203125,"d":"16,746"},{"v":6420.31591796875,"d":"6,420"},{"$nulls":5},"EIA Prime Mover-level Data","EIA Prime Mover-level Data"]
[107,2019,"AK","Delta Wind Farm",58511,"EWT2","WT","OP",{"$nulls":4},"WND",null,{"v":16746.158203125,"d":"16,746"},{"v":6420.31591796875,"d":"6,420"},{"$nulls":5},"EIA Prime Mover-level Data","EIA Prime Mover-level Data"]
[108,2019,"AK","Delta Wind Farm",58511,"NW1","WT","OP",{"$nulls":4},"WND",null,{"v":1860.68395996094,"d":"1,861"},{"v":713.367980957031,"d":"713"},{"$nulls":5},"EIA Prime Mover-level Data","EIA Prime Mover-level Data"]
[109,2019,"AK","Dillingham",109,"10","IC","OP",{"$nulls":4},"DFO",null,{"v":18968.099609375,"d":"18,968"},{"v":7721.89990234375,"d":"7,722"},{"v":30.32200050354,"d":"30.3"},{"v":12.3439998626709,"d":"12.3"},{"v":2.75040006637573,"d":"2.8"},{"v":1548.98999023438,"d":"1,549.0"},null,"EIA Prime Mover-level Data","EIA Prime Mover-level Data","Estimated using emissions factor","Estimated using emissions factor","Estimated using emissions factor","Estimated using emissions factor"]
[110,2019,"AK","Dillingham",109,"11","IC","OP",{"$nulls":4},"DFO",null,{"v":17243.7265625,"d":"17,244"},{"v":7019.9091796875,"d":"7,020"},{"v":27.5650005340576,"d":"27.6"},{"v":11.2220001220703,"d":"11.2"},{"v":2.50029993057251,"d":"2.5"},{"v":1408.17199707031,"d":"1,408.2"},null,"EIA Prime Mover-level Data","EIA Prime Mover-level Data","Estimated using emissions factor","Estimated using emissions factor","Estimated using emissions factor","Estimated using emissions factor"]
[111,2019,"AK","Dillingham",109,"12","IC","OP",{"$nulls":4},"DFO",null,{"v":17243.7265625,"d":"17,244"},{"v":7019.9091796875,"d":"7,020"},{"v":27.5650005340576,"d":"27.6"},{"v":11.2220001220703,"d":"11.2"},{"v":2.50029993057251,"d":"2.5"},{"v":1408.17199707031,"d":"1,408.2"},null,"EIA Prime Mover-level Data","EIA Prime Mover-level Data","Estimated using emissions factor","Estimated using emissions factor","Estimated using emissions factor","Estimated using emissions factor"]
[112,2019,"AK","Dillingham",109,"13","IC","OP",{"$nulls":4},"DFO",null,{"v":17243.7265625,"d":"17,244"},{"v":7019.9091796875,"d":"7,020"},{"v":27.5650005340576,"d":"27.6"},{"v":11.2220001220703,"d":"11.2"},{"v":2.50029993057251,"d":"2.5"},{"v":1408.17199707031,"d":"1,408.2"},null,"EIA Prime Mover-level Data","EIA Prime Mover-level Data","Estimated using emissions factor","Estimated using emissions factor","Estimated using emissions factor","Estimated using emissions factor"]
[113,2019,"AK","Dillingham",109,"14","IC","OP",{"$nulls":4},"DFO",null,{"v":17243.7265625,"d":"17,244"},{"v":7019.9091796875,"d":"7,020"},{"v":27.5650005340576,"d":"27.6"},{"v":11.2220001220703,"d":"11.2"},{"v":2.50029993057251,"d":"2.5"},{"v":1408.17199707031,"d":"1,408.2"},null,"EIA Prime Mover-level Data","EIA Prime Mover-level Data","Estimated using emissions factor","Estimated using emissions factor","Estimated using emissions factor","Estimated using emissions factor"]
[114,2019,"AK","Dillingham",109,"15","IC","OP",{"$nulls":4},"DFO",null,{"v":17243.7265625,"d":"17,244"},{"v":7019.9091796875,"d":"7,020"},{"v":27.5650005340576,"d":"27.6"},{"v":11.2220001220703,"d":"11.2"},{"v":2.50029993057251,"d":"2.5"},{"v":1408.17199707031,"d":"1,408.2"},null,"EIA Prime Mover-level Data","EIA Prime Mover-level Data","Estimated using emissions factor","Estimated using emissions factor","Estimated using emissions factor","Estimated using emissions factor"]
[115,2019,"AK","Dillingham",109,"16","IC","OP",{"$nulls":4},"DFO",null,{"v":8621.86328125,"d":"8,622"},{"v":3509.955078125,"d":"3,510"},{"v":13.7829999923706,"d":"13.8"},{"v":5.61100006103516,"d":"5.6"},{"v":1.25020003318787,"d":"1.3"},{"v":704.085998535156,"d":"704.1"},null,"EIA Prime Mover-level Data","EIA Prime Mover-level Data","Estimated using emissions factor","Estimated using emissions factor","Estimated using emissions factor","Estimated using emissions factor"]
[116,2019,"AK","Dillingham",109,"17","IC","OP",{"$nulls":4},"DFO",null,{"v":37936.19921875,"d":"37,936"},{"v":15443.7998046875,"d":"15,444"},{"v":60.6440010070801,"d":"60.6"},{"v":24.6879997253418,"d":"24.7"},{"v":5.50069999694824,"d":"5.5"},{"v":3097.97900390625,"d":"3,098.0"},null,"EIA Prime Mover-level Data","EIA Prime Mover-level Data","Estimated using emissions factor","Estimated using emissions factor","Estimated using emissions factor","Estimated using emissions factor"]
[117,2019,"AK","Dillingham",109,"18","IC","OP",{"$nulls":4},"DFO",null,{"v":37936.19921875,"d":"37,936"},{"v":15443.7998046875,"d":"15,444"},{"v":60.6440010070801,"d":"60.6"},{"v":24.6879997253418,"d":"24.7"},{"v":5.50069999694824,"d":"5.5"},{"v":3097.97900390625,"d":"3,098.0"},null,"EIA Prime Mover-level Data","EIA Prime Mover-level Data","Estimated using emissions factor","Estimated using emissions factor","Estimated using emissions factor","Estimated using emissions factor"]
[118,2019,"AK","Dillingham",109,"3","IC","RE",{"$nulls":4},"DFO"]
[119,2019,"AK","Dillingham",109,"4","IC","RE",{"$nulls":4},"DFO"]
[120,2019,"AK","Dillingham",109,"5","IC","RE",{"$nulls":4},"DFO"]
[121,2019,"AK","Dillingham",109,"6","IC","RE",{"$nulls":4},"DFO"]
[122,2019,"AK","Dillingham",109,"8","IC","RE",{"$nulls":4},"DFO"]
[123,2019,"AK","Dillingham",109,"IC9","IC","RE",{"$nulls":4},"DFO"]
[124,2019,"AK","Dutch Harbor",7502,"1","IC","RE",{"$nulls":4},"DFO"]
[125,2019,"AK","Dutch Harbor",7502,"10","IC","OP",{"$nulls":4},"DFO",null,{"v":114734.796875,"d":"114,735"},{"v":50639.69140625,"d":"50,640"},{"v":184.044006347656,"d":"184.0"},{"v":81.1719970703125,"d":"81.2"},{"v":16.6364994049072,"d":"16.6"},{"v":9369.5732421875,"d":"9,369.6"},null,"EIA Prime Mover-level Data","EIA Prime Mover-level Data","Estimated using emissions factor","Estimated using emissions factor","Estimated using emissions factor","Estimated using emissions factor"]
[126,2019,"AK","Dutch Harbor",7502,"11","IC","OP",{"$nulls":4},"DFO",null,{"v":114734.796875,"d":"114,735"},{"v":50639.69140625,"d":"50,640"},{"v":184.044006347656,"d":"184.0"},{"v":81.1719970703125,"d":"81.2"},{"v":16.6364994049072,"d":"16.6"},{"v":9369.5732421875,"d":"9,369.6"},null,"EIA Prime Mover-level Data","EIA Prime Mover-level Data","Estimated using emissions factor","Estimated using emissions factor","Estimated using emissions factor","Estimated using emissions factor"]
[127,2019,"AK","Dutch Harbor",7502,"12","IC","OP",{"$nulls":4},"DFO",null,{"v":97083.2890625,"d":"97,083"},{"v":42848.96875,"d":"42,849"},{"v":155.729995727539,"d":"155.7"},{"v":68.6839981079102,"d":"68.7"},{"v":14.0770998001099,"d":"14.1"},{"v":7928.10009765625,"d":"7,928.1"},null,"EIA Prime Mover-level Data","EIA Prime Mover-level Data","Estimated using emissions factor","Estimated using emissions factor","Estimated using emissions factor","Estimated using emissions factor"]
[128,2019,"AK","Dutch Harbor",7502,"13","IC","OP",{"$nulls":4},"DFO",null,{"v":97083.2890625,"d":"97,083"},{"v":42848.96875,"d":"42,849"},{"v":155.729995727539,"d":"155.7"},{"v":68.6839981079102,"d":"68.7"},{"v":14.0770998001099,"d":"14.1"},{"v":7928.10009765625,"d":"7,928.1"},null,"EIA Prime Mover-level Data","EIA Prime Mover-level Data","Estimated using emissions factor","Estimated using emissions factor","Estimated using emissions factor","Estimated using emissions factor"]
[129,2019,"AK","Dutch Harbor",7502,"15","IC","SB",{"$nulls":4},"DFO",null,{"v":6619.31494140625,"d":"6,619"},{"v":2921.52099609375,"d":"2,922"},{"v":10.6180000305176,"d":"10.6"},{"v":4.68300008773804,"d":"4.7"},{"v":0.959800004959106,"d":"1.0"},{"v":540.552001953125,"d":"540.6"},null,"EIA Prime Mover-level Data","EIA Prime Mover-level Data","Estimated using emissions factor","Estimated using emissions factor","Estimated using emissions factor","Estimated using emissions factor"]
[130,2019,"AK","Dutch Harbor",7502,"2","IC","RE",{"$nulls":4},"DFO"]
[131,2019,"AK","Dutch Harbor",7502,"3","IC","RE",{"$nulls":4},"DFO"]
[132,2019,"AK","Dutch Harbor",7502,"4","IC","RE",{"$nulls":4},"DFO"]
[133,2019,"AK","Dutch Harbor",7502,"5","IC","RE",{"$nulls":4},"DFO"]
[134,2019,"AK","Dutch Harbor",7502,"6","IC","RE",{"$nulls":4},"DFO"]
[135,2019,"AK","Dutch Harbor",7502,"8","IC","OA",{"$nulls":4},"DFO",null,{"v":26477.259765625,"d":"26,477"},{"v":11686.08203125,"d":"11,686"},{"v":42.4720001220703,"d":"42.5"},{"v":18.7320003509521,"d":"18.7"},{"v":3.83920001983643,"d":"3.8"},{"v":2162.208984375,"d":"2,162.2"},null,"EIA Prime Mover-level Data","EIA Prime Mover-level Data","Estimated using emissions factor","Estimated using emissions factor","Estimated using emissions factor","Estimated using emissions factor"]
[136,2019,"AK","Dutch Harbor",7502,"9","IC","OA",{"$nulls":4},"DFO",null,{"v":26477.259765625,"d":"26,477"},{"v":11686.08203125,"d":"11,686"},{"v":42.4720001220703,"d":"42.5"},{"v":18.7320003509521,"d":"18.7"},{"v":3.83920001983643,"d":"3.8"},{"v":2162.208984375,"d":"2,162.2"},null,"EIA Prime Mover-level Data","EIA Prime Mover-level Data","Estimated using emissions factor","Estimated using emissions factor","Estimated using emissions factor","Estimated using emissions factor"]
[137,2019,"AK","Eielson AFB Central Heat & Power Plant",50392,"1","ST","OP",{"$nulls":3},5,"SUB",null,{"v":590145.5625,"d":"590,146"},{"v":280488.625,"d":"280,489"},{"v":98.0110015869141,"d":"98.0"},{"v":32.6689987182617,"d":"32.7"},{"v":137.199493408203,"d":"137.2"},{"v":63113.83203125,"d":"63,113.8"},null,"EIA Unit-level Data","EIA Unit-Level Data","Estimated using emissions factor","Estimated using emissions factor","Estimated using emissions factor and plant-specific sulfur content","Estimated using emissions factor"]
[138,2019,"AK","Eielson AFB Central Heat & Power Plant",50392,"2","ST","OP",{"$nulls":3},5,"SUB",null,{"v":699493.5,"d":"699,494"},{"v":216960,"d":"216,960"},{"v":116.171997070313,"d":"116.2"},{"v":38.7220001220703,"d":"38.7"},{"v":161.133499145508,"d":"161.1"},{"v":74808.1796875,"d":"74,808.2"},null,"EIA Unit-level Data","EIA Unit-Level Data","Estimated using emissions factor","Estimated using emissions factor","Estimated using emissions factor and plant-specific sulfur content","Estimated using emissions factor"]
[139,2019,"AK","Eielson AFB Central Heat & Power Plant",50392,"3","ST","OP",{"$nulls":3},5,"SUB",null,{"v":314383,"d":"314,383"},{"v":32308.759765625,"d":"32,309"},{"v":52.2130012512207,"d":"52.2"},{"v":17.4029998779297,"d":"17.4"},{"v":70.0498962402344,"d":"70.0"},{"v":33622.07421875,"d":"33,622.1"},null,"EIA Unit-level Data","EIA Unit-Level Data","Estimated using emissions factor","Estimated using emissions factor","Estimated using emissions factor and plant-specific sulfur content","Estimated using emissions factor"]
[140,2019,"AK","Eielson AFB Central Heat & Power Plant",50392,"4","ST","OP",{"$nulls":3},5,"SUB",null,{"v":577480.375,"d":"577,480"},{"v":229740.09375,"d":"229,740"},{"v":95.9079971313477,"d":"95.9"},{"v":31.9680004119873,"d":"32.0"},{"v":134.427597045898,"d":"134.4"},{"v":61759.3359375,"d":"61,759.3"},null,"EIA Unit-level Data","EIA Unit-Level Data","Estimated using emissions factor","Estimated using emissions factor","Estimated using emissions factor and plant-specific sulfur content","Estimated using emissions factor"]
[141,2019,"AK","Eielson AFB Central Heat & Power Plant",50392,"5","ST","OP",{"$nulls":3},5,"SUB",null,0,0,{"v":0,"d":"0.0"},{"v":0,"d":"0.0"},{"v":0,"d":"0.0"},{"v":0,"d":"0.0"},null,"EIA Unit-level Data","EIA Unit-Level Data","Estimated based on unit-level NOx emission rates","Estimated based on unit-level NOx ozone season emission rates","Estimated using emissions factor and plant-specific sulfur content","Estimated using emissions factor",null,"DSI","SR"]
[142,2019,"AK","Eielson AFB Central Heat & Power Plant",50392,"5A","ST","OP",{"$nulls":3},5,"SUB",null,{"v":181232.96875,"d":"181,233"},{"v":5692.64013671875,"d":"5,693"},{"v":6.97700023651123,"d":"7.0"},{"v":0.0799999982118607,"d":"0.1"},{"v":6.09479999542236,"d":"6.1"},{"v":19382.1796875,"d":"19,382.2"},null,"EIA Unit-level Data","EIA Unit-Level Data","Estimated based on unit-level NOx emission rates","Estimated based on unit-level NOx ozone season emission rates","Estimated using emissions factor and plant-specific sulfur content","Estimated using emissions factor",null,"DSI","SR"]
[143,2019,"AK","Eielson AFB Central Heat & Power Plant",50392,"6A","ST","OP",{"$nulls":3},5,"SUB",null,{"v":266287.25,"d":"266,287"},{"v":117123.5390625,"d":"117,124"},{"v":11.3170003890991,"d":"11.3"},{"v":2.86999988555908,"d":"2.9"},{"v":56.6603012084961,"d":"56.7"},{"v":28478.4140625,"d":"28,478.4"},null,"EIA Unit-level Data","EIA Unit-Level Data","Estimated based on unit-level NOx emission rates","Estimated based on unit-level NOx ozone season emission rates","Estimated using emissions factor and plant-specific sulfur content","Estimated using emissions factor",null,"DSI","SR"]
[144,2019,"AK","Eielson AFB Central Heat & Power Plant",50392,"DG01","IC","SB",{"$nulls":4},"DFO",null,828,{"v":336.25,"d":"336"},{"v":1.33000004291534,"d":"1.3"},{"v":0.541000008583069,"d":"0.5"},{"v":0.120099999010563,"d":"0.1"},{"v":67.6169967651367,"d":"67.6"},null,"EIA Prime Mover-level Data","EIA Prime Mover-level Data","Estimated using emissions factor","Estimated using emissions factor","Estimated using emissions factor","Estimated using emissions factor"]
[145,2019,"AK","Eielson AFB Central Heat & Power Plant",50392,"DG02","IC","SB",{"$nulls":4},"DFO",null,828,{"v":336.25,"d":"336"},{"v":1.33000004291534,"d":"1.3"},{"v":0.541000008583069,"d":"0.5"},{"v":0.120099999010563,"d":"0.1"},{"v":67.6169967651367,"d":"67.6"},null,"EIA Prime Mover-level Data","EIA Prime Mover-level Data","Estimated using emissions factor","Estimated using emissions factor","Estimated using emissions factor","Estimated using emissions factor"]
[146,2019,"AK","Eielson AFB Central Heat & Power Plant",50392,"DG03","IC","SB",{"$nulls":4},"DFO",null,828,{"v":336.25,"d":"336"},{"v":1.33000004291534,"d":"1.3"},{"v":0.541000008583069,"d":"0.5"},{"v":0.120099999010563,"d":"0.1"},{"v":67.6169967651367,"d":"67.6"},null,"EIA Prime Mover-level Data","EIA Prime Mover-level Data","Estimated using emissions factor","Estimated using emissions factor","Estimated using emissions factor","Estimated using emissions factor"]
[147,2019,"AK","Eielson AFB Central Heat & Power Plant",50392,"DG04","IC","SB",{"$nulls":4},"DFO",null,828,{"v":336.25,"d":"336"},{"v":1.33000004291534,"d":"1.3"},{"v":0.541000008583069,"d":"0.5"},{"v":0.120099999010563,"d":"0.1"},{"v":67.6169967651367,"d":"67.6"},null,"EIA Prime Mover-level Data","EIA Prime Mover-level Data","Estimated using emissions factor","Estimated using emissions factor","Estimated using emissions factor","Estimated using emissions factor"]
[148,2019,"AK","Eklutna Generation Station",58989,"EGS01","IC","OP",{"$nulls":4},"NG",null,{"v":632016.875,"d":"632,017"},{"v":239267.203125,"d":"239,267"},{"v":873.836975097656,"d":"873.8"},{"v":330.815002441406,"d":"330.8"},{"v":1.00999999046326,"d":"1.0"},{"v":36937.9296875,"d":"36,937.9"},null,"EIA Prime Mover-level Data","EIA Prime Mover-level Data","Estimated using emissions factor","Estimated using emissions factor","Estimated using emissions factor","Estimated using emissions factor"]
[149,2019,"AK","Eklutna Generation Station",58989,"EGS02","IC","OP",{"$nulls":4},"NG",null,{"v":632016.875,"d":"632,017"},{"v":239267.203125,"d":"239,267"},{"v":873.836975097656,"d":"873.8"},{"v":330.815002441406,"d":"330.8"},{"v":1.00999999046326,"d":"1.0"},{"v":36937.9296875,"d":"36,937.9"},null,"EIA Prime Mover-level Data","EIA Prime Mover-level Data","Estimated using emissions factor","Estimated using emissions factor","Estimated using emissions factor","Estimated using emissions factor"]
[150,2019,"AK","Eklutna Generation Station",58989,"EGS03","IC","OP",{"$nulls":4},"NG",null,{"v":632016.875,"d":"632,017"},{"v":239267.203125,"d":"239,267"},{"v":873.836975097656,"d":"873.8"},{"v":330.815002441406,"d":"330.8"},{"v":1.00999999046326,"d":"1.0"},{"v":36937.9296875,"d":"36,937.9"},null,"EIA Prime Mover-level Data","EIA Prime Mover-level Data","Estimated using emissions factor","Estimated using emissions factor","Estimated using emissions factor","Estimated using emissions factor"]
[151,2019,"AK","Eklutna Generation Station",58989,"EGS04","IC","OP",{"$nulls":4},"NG",null,{"v":632016.875,"d":"632,017"},{"v":239267.203125,"d":"239,267"},{"v":873.836975097656,"d":"873.8"},{"v":330.815002441406,"d":"330.8"},{"v":1.00999999046326,"d":"1.0"},{"v":36937.9296875,"d":"36,937.9"},null,"EIA Prime Mover-level Data","EIA Prime Mover-level Data","Estimated using emissions factor","Estimated using emissions factor","Estimated using emissions factor","Estimated using emissions factor"]
[152,2019,"AK","Eklutna Generation Station",58989,"EGS05","IC","OP",{"$nulls":4},"NG",null,{"v":632016.875,"d":"632,017"},{"v":239267.203125,"d":"239,267"},{"v":873.836975097656,"d":"873.8"},{"v":330.815002441406,"d":"330.8"},{"v":1.00999999046326,"d":"1.0"},{"v":36937.9296875,"d":"36,937.9"},null,"EIA Prime Mover-level Data","EIA Prime Mover-level Data","Estimated using emissions factor","Estimated using emissions factor","Estimated using emissions factor","Estimated using emissions factor"]
[153,2019,"AK","Eklutna Generation Station",58989,"EGS06","IC","OP",{"$nulls":4},"NG",null,{"v":632016.875,"d":"632,017"},{"v":239267.203125,"d":"239,267"},{"v":873.836975097656,"d":"873.8"},{"v":330.815002441406,"d":"330.8"},{"v":1.00999999046326,"d":"1.0"},{"v":36937.9296875,"d":"36,937.9"},null,"EIA Prime Mover-level Data","EIA Prime Mover-level Data","Estimated using emissions factor","Estimated using emissions factor","Estimated using emissions factor","Estimated using emissions factor"]
[154,2019,"AK","Eklutna Generation Station",58989,"EGS07","IC","OP",{"$nulls":4},"NG",null,{"v":632016.875,"d":"632,017"},{"v":239267.203125,"d":"239,267"},{"v":873.836975097656,"d":"873.8"},{"v":330.815002441406,"d":"330.8"},{"v":1.00999999046326,"d":"1.0"},{"v":36937.9296875,"d":"36,937.9"},null,"EIA Prime Mover-level Data","EIA Prime Mover-level Data","Estimated using emissions factor","Estimated using emissions factor","Estimated using emissions factor","Estimated using emissions factor"]
[155,2019,"AK","Eklutna Generation Station",58989,"EGS08","IC","OP",{"$nulls":4},"NG",null,{"v":632016.875,"d":"632,017"},{"v":239267.203125,"d":"239,267"},{"v":873.836975097656,"d":"873.8"},{"v":330.815002441406,"d":"330.8"},{"v":1.00999999046326,"d":"1.0"},{"v":36937.9296875,"d":"36,937.9"},null,"EIA Prime Mover-level Data","EIA Prime Mover-level Data","Estimated using emissions factor","Estimated using emissions factor","Estimated using emissions factor","Estimated using emissions factor"]
[156,2019,"AK","Eklutna Generation Station",58989,"EGS09","IC","OP",{"$nulls":4},"NG",null,{"v":632016.875,"d":"632,017"},{"v":239267.203125,"d":"239,267"},{"v":873.836975097656,"d":"873.8"},{"v":330.815002441406,"d":"330.8"},{"v":1.00999999046326,"d":"1.0"},{"v":36937.9296875,"d":"36,937.9"},null,"EIA Prime Mover-level Data","EIA Prime Mover-level Data","Estimated using emissions factor","Estimated using emissions factor","Estimated using emissions factor","Estimated using emissions factor"]
[157,2019,"AK","Eklutna Generation Station",58989,"EGS10","IC","OP",{"$nulls":4},"NG",null,{"v":632016.875,"d":"632,017"},{"v":239267.203125,"d":"239,267"},{"v":873.836975097656,"d":"873.8"},{"v":330.815002441406,"d":"330.8"},{"v":1.00999999046326,"d":"1.0"},{"v":36937.9296875,"d":"36,937.9"},null,"EIA Prime Mover-level Data","EIA Prime Mover-level Data","Estimated using emissions factor","Estimated using emissions factor","Estimated using emissions factor","Estimated using emissions factor"]
[158,2019,"AK","Eklutna Hydro Project",77,"1","HY","OP",{"$nulls":4},"WAT",null,{"v":850298.5,"d":"850,299"},{"v":371911,"d":"371,911"},{"$nulls":5},"EIA Prime Mover-level Data","EIA Prime Mover-level Data"]
[159,2019,"AK","Eklutna Hydro Project",77,"2","HY","OP",{"$nulls":4},"WAT",null,{"v":850298.5,"d":"850,299"},{"v":371911,"d":"371,911"},{"$nulls":5},"EIA Prime Mover-level Data","EIA Prime Mover-level Data"]
[160,2019,"AK","Elim",57060,"3A","IC","OP",{"$nulls":4},"DFO",null,{"v":2980,"d":"2,980"},{"v":1212.85705566406,"d":"1,213"},{"v":0,"d":"0.0"},{"v":0,"d":"0.0"},{"v":0,"d":"0.0"},{"v":243.354995727539,"d":"243.4"},null,"EIA Prime Mover-level Data","EIA Prime Mover-level Data","Estimated using emissions factor","Estimated using emissions factor","Estimated using emissions factor","Estimated using emissions factor"]
[161,2019,"AK","Elim",57060,"UNIT1","IC","OP",{"$nulls":4},"DFO",null,{"v":1192,"d":"1,192"},{"v":485.143005371094,"d":"485"},{"v":0,"d":"0.0"},{"v":0,"d":"0.0"},{"v":0,"d":"0.0"},{"v":97.3420028686523,"d":"97.3"},null,"EIA Prime Mover-level Data","EIA Prime Mover-level Data","Estimated using emissions factor","Estimated using emissions factor","Estimated using emissions factor","Estimated using emissions factor"]
[162,2019,"AK","Elim",57060,"UNIT2","IC","OP",{"$nulls":4},"DFO",null,{"v":2384,"d":"2,384"},{"v":970.286010742188,"d":"970"},{"v":0,"d":"0.0"},{"v":0,"d":"0.0"},{"v":0,"d":"0.0"},{"v":194.684005737305,"d":"194.7"},null,"EIA Prime Mover-level Data","EIA Prime Mover-level Data","Estimated using emissions factor","Estimated using emissions factor","Estimated using emissions factor","Estimated using emissions factor"]
[163,2019,"AK","Elim",57060,"UNIT3","IC","RE",{"$nulls":4},"DFO",null,{"v":5960,"d":"5,960"},{"v":2425.71411132813,"d":"2,426"},{"v":0,"d":"0.0"},{"v":0,"d":"0.0"},{"v":0,"d":"0.0"},{"v":486.710998535156,"d":"486.7"},null,"EIA Prime Mover-level Data","EIA Prime Mover-level Data","Estimated using emissions factor","Estimated using emissions factor","Estimated using emissions factor","Estimated using emissions factor"]
[164,2019,"AK","Emmonak",6314,"2","IC","RE",{"$nulls":4},"DFO"]
[165,2019,"AK","Emmonak",6314,"2A","IC","OP",{"$nulls":4},"DFO",null,{"v":7910,"d":"7,910"},{"v":3219.68798828125,"d":"3,220"},{"v":13.1409997940063,"d":"13.1"},{"v":5.34899997711182,"d":"5.3"},{"v":1.14699995517731,"d":"1.1"},{"v":645.953002929688,"d":"646.0"},null,"EIA Prime Mover-level Data","EIA Prime Mover-level Data","Estimated using emissions factor","Estimated using emissions factor","Estimated using emissions factor","Estimated using emissions factor"]
[166,2019,"AK","Emmonak",6314,"4","IC","RE",{"$nulls":4},"DFO"]
[167,2019,"AK","Emmonak",6314,"4a","IC","OP",{"$nulls":4},"DFO",null,{"v":7910,"d":"7,910"},{"v":3219.68798828125,"d":"3,220"},{"v":13.1409997940063,"d":"13.1"},{"v":5.34899997711182,"d":"5.3"},{"v":1.14699995517731,"d":"1.1"},{"v":645.953002929688,"d":"646.0"},null,"EIA Prime Mover-level Data","EIA Prime Mover-level Data","Estimated using emissions factor","Estimated using emissions factor","Estimated using emissions factor","Estimated using emissions factor"]
[168,2019,"AK","Emmonak",6314,"5","IC","RE",{"$nulls":4},"DFO"]
[169,2019,"AK","Emmonak",6314,"5a","IC","RE",{"$nulls":4},"DFO"]
[170,2019,"AK","Emmonak",6314,"5B","IC","OP",{"$nulls":4},"DFO",null,{"v":20566,"d":"20,566"},{"v":8371.1884765625,"d":"8,371"},{"v":34.1660003662109,"d":"34.2"},{"v":13.9069995880127,"d":"13.9"},{"v":2.98210000991821,"d":"3.0"},{"v":1679.47900390625,"d":"1,679.5"},null,"EIA Prime Mover-level Data","EIA Prime Mover-level Data","Estimated using emissions factor","Estimated using emissions factor","Estimated using emissions factor","Estimated using emissions factor"]
[171,2019,"AK","Emmonak",6314,"6","IC","OP",{"$nulls":4},"DFO",null,{"v":14238,"d":"14,238"},{"v":5795.43798828125,"d":"5,795"},{"v":23.6539993286133,"d":"23.7"},{"v":9.62800025939941,"d":"9.6"},{"v":2.06450009346008,"d":"2.1"},{"v":1162.71594238281,"d":"1,162.7"},null,"EIA Prime Mover-level Data","EIA Prime Mover-level Data","Estimated using emissions factor","Estimated using emissions factor","Estimated using emissions factor","Estimated using emissions factor"]
[172,2019,"AK","ESS Battery Microgrid",58405,"1","BA","OP",{"$nulls":4},"MWH",null,0,0,{"$nulls":5},"EIA Prime Mover-level Data","EIA Prime Mover-level Data"]
[173,2019,"AK","Eva Creek Wind",57935,"EVW","WT","OP",{"$nulls":4},"WND",null,{"v":535245,"d":"535,245"},{"v":205218,"d":"205,218"},{"$nulls":5},"EIA Prime Mover-level Data","EIA Prime Mover-level Data"]
[174,2019,"AK","Eyak Service Center BESS",62714,"BESS1","BA","OP",{"$nulls":4},"MWH"]
[175,2019,"AK","Fairbanks",6286,"5","IC","SB",{"$nulls":4},"DFO",null,{"v":19.5,"d":"20"},0,{"v":0.0329999998211861,"d":"0.0"},{"v":0,"d":"0.0"},{"v":2.79999990016222E-3,"d":"0.0"},{"v":1.59200000762939,"d":"1.6"},null,"EIA Prime Mover-level Data","EIA Prime Mover-level Data","Estimated using emissions factor","Estimated using emissions factor","Estimated using emissions factor","Estimated using emissions factor"]
[176,2019,"AK","Fairbanks",6286,"6","IC","SB",{"$nulls":4},"DFO",null,{"v":19.5,"d":"20"},0,{"v":0.0329999998211861,"d":"0.0"},{"v":0,"d":"0.0"},{"v":2.79999990016222E-3,"d":"0.0"},{"v":1.59200000762939,"d":"1.6"},null,"EIA Prime Mover-level Data","EIA Prime Mover-level Data","Estimated using emissions factor","Estimated using emissions factor","Estimated using emissions factor","Estimated using emissions factor"]
[177,2019,"AK","Fairbanks",6286,"GT1","GT","OP",{"$nulls":4},"DFO",null,{"v":82127.5,"d":"82,128"},{"v":33437.5,"d":"33,438"},{"v":38.2560005187988,"d":"38.3"},{"v":15.576000213623,"d":"15.6"},{"v":20.7371997833252,"d":"20.7"},{"v":6706.76806640625,"d":"6,706.8"},null,"EIA Prime Mover-level Data","EIA Prime Mover-level Data","Estimated using emissions factor","Estimated using emissions factor","Estimated using emissions factor","Estimated using emissions factor"]
[178,2019,"AK","Fairbanks",6286,"GT2","GT","OP",{"$nulls":4},"DFO",null,{"v":82127.5,"d":"82,128"},{"v":33437.5,"d":"33,438"},{"v":38.2560005187988,"d":"38.3"},{"v":15.576000213623,"d":"15.6"},{"v":20.7371997833252,"d":"20.7"},{"v":6706.76806640625,"d":"6,706.8"},null,"EIA Prime Mover-level Data","EIA Prime Mover-level Data","Estimated using emissions factor","Estimated using emissions factor","Estimated using emissions factor","Estimated using emissions factor"]
[179,2019,"AK","False Island",56146,"1","IC","OP",{"$nulls":4},"DFO",null,{"v":16614,"d":"16,614"},{"v":6769,"d":"6,769"},{"v":26.5799999237061,"d":"26.6"},{"v":10.8299999237061,"d":"10.8"},{"v":2.40899991989136,"d":"2.4"},{"v":1356.74694824219,"d":"1,356.7"},null,"EIA Prime Mover-level Data","EIA Prime Mover-level Data","Estimated using emissions factor","Estimated using emissions factor","Estimated using emissions factor","Estimated using emissions factor"]
[180,2019,"AK","False Island",56146,"3","IC","RE",{"$nulls":4},"DFO"]
[181,2019,"AK","Fire Island Wind",58425,"WT1","WT","OP",{"$nulls":4},"WND",null,{"v":429408,"d":"429,408"},{"v":164640,"d":"164,640"},{"$nulls":5},"EIA Prime Mover-level Data","EIA Prime Mover-level Data"]
[182,2019,"AK","Flywheel Energy Storage System Microgrid",60563,"FESS","FW","OP",{"$nulls":4},"MWH",null,0,0,{"$nulls":5},"EIA Prime Mover-level Data","EIA Prime Mover-level Data"]
[183,2019,"AK","Fort Greely Power Plant",54834,"EN-1","IC","RE",{"$nulls":4},"DFO"]
[184,2019,"AK","Fort Greely Power Plant",54834,"EN-2","IC","RE",{"$nulls":4},"DFO"]
[185,2019,"AK","Fort Greely Power Plant",54834,"EN-3","IC","RE",{"$nulls":4},"DFO"]
[186,2019,"AK","Fort Greely Power Plant",54834,"EN-4","IC","SB",{"$nulls":4},"DFO",null,{"v":96.6490020751953,"d":"97"},{"v":36.4860000610352,"d":"36"},{"v":0.156000003218651,"d":"0.2"},{"v":0.0590000003576279,"d":"0.1"},{"v":0.0140000004321337,"d":"0.0"},{"v":7.89300012588501,"d":"7.9"},null,"EIA Prime Mover-level Data","EIA Prime Mover-level Data","Estimated using emissions factor","Estimated using emissions factor","Estimated using emissions factor","Estimated using emissions factor"]
[187,2019,"AK","Fort Greely Power Plant",54834,"EN-5","IC","SB",{"$nulls":4},"DFO",null,{"v":96.6490020751953,"d":"97"},{"v":36.4860000610352,"d":"36"},{"v":0.156000003218651,"d":"0.2"},{"v":0.0590000003576279,"d":"0.1"},{"v":0.0140000004321337,"d":"0.0"},{"v":7.89300012588501,"d":"7.9"},null,"EIA Prime Mover-level Data","EIA Prime Mover-level Data","Estimated using emissions factor","Estimated using emissions factor","Estimated using emissions factor","Estimated using emissions factor"]
[188,2019,"AK","Fort Greely Power Plant",54834,"EN-6","IC","SB",{"$nulls":4},"DFO",null,{"v":201.350997924805,"d":"201"},{"v":76.0139999389648,"d":"76"},{"v":0.324000000953674,"d":"0.3"},{"v":0.123000003397465,"d":"0.1"},{"v":0.0292000006884336,"d":"0.0"},{"v":16.443000793457,"d":"16.4"},null,"EIA Prime Mover-level Data","EIA Prime Mover-level Data","Estimated using emissions factor","Estimated using emissions factor","Estimated using emissions factor","Estimated using emissions factor"]
[189,2019,"AK","Fort Greely Power Plant",54834,"EN-7","IC","SB",{"$nulls":4},"DFO",null,{"v":201.350997924805,"d":"201"},{"v":76.0139999389648,"d":"76"},{"v":0.324000000953674,"d":"0.3"},{"v":0.123000003397465,"d":"0.1"},{"v":0.0292000006884336,"d":"0.0"},{"v":16.443000793457,"d":"16.4"},null,"EIA Prime Mover-level Data","EIA Prime Mover-level Data","Estimated using emissions factor","Estimated using emissions factor","Estimated using emissions factor","Estimated using emissions factor"]
[190,2019,"AK","Galena Electric Utility",7437,"1A","IC","OP",{"$nulls":4},"DFO",null,{"v":12985.845703125,"d":"12,986"},{"v":5286.56396484375,"d":"5,287"},{"v":19.8400001525879,"d":"19.8"},{"v":8.07699966430664,"d":"8.1"},{"v":1.88289999961853,"d":"1.9"},{"v":1060.46105957031,"d":"1,060.5"},null,"EIA Prime Mover-level Data","EIA Prime Mover-level Data","Estimated using emissions factor","Estimated using emissions factor","Estimated using emissions factor","Estimated using emissions factor"]
[191,2019,"AK","Galena Electric Utility",7437,"2","IC","RE",{"$nulls":4},"DFO"]
[192,2019,"AK","Galena Electric Utility",7437,"2A","IC","OP",{"$nulls":4},"DFO",null,{"v":8116.15380859375,"d":"8,116"},{"v":3304.10302734375,"d":"3,304"},{"v":12.3999996185303,"d":"12.4"},{"v":5.0479998588562,"d":"5.0"},{"v":1.1768000125885,"d":"1.2"},{"v":662.788024902344,"d":"662.8"},null,"EIA Prime Mover-level Data","EIA Prime Mover-level Data","Estimated using emissions factor","Estimated using emissions factor","Estimated using emissions factor","Estimated using emissions factor"]
[193,2019,"AK","Galena Electric Utility",7437,"3","IC","RE",{"$nulls":4},"DFO"]
[194,2019,"AK","Galena Electric Utility",7437,"3A","IC","OP",{"$nulls":4},"DFO",null,{"v":12985.845703125,"d":"12,986"},{"v":5286.56396484375,"d":"5,287"},{"v":19.8400001525879,"d":"19.8"},{"v":8.07699966430664,"d":"8.1"},{"v":1.88289999961853,"d":"1.9"},{"v":1060.46105957031,"d":"1,060.5"},null,"EIA Prime Mover-level Data","EIA Prime Mover-level Data","Estimated using emissions factor","Estimated using emissions factor","Estimated using emissions factor","Estimated using emissions factor"]
[195,2019,"AK","Galena Electric Utility",7437,"4","IC","RE",{"$nulls":4},"DFO"]
[196,2019,"AK","Galena Electric Utility",7437,"4A","IC","OP",{"$nulls":4},"DFO",null,{"v":16232.3076171875,"d":"16,232"},{"v":6608.205078125,"d":"6,608"},{"v":24.7999992370605,"d":"24.8"},{"v":10.0959997177124,"d":"10.1"},{"v":2.35369992256165,"d":"2.4"},{"v":1325.57702636719,"d":"1,325.6"},null,"EIA Prime Mover-level Data","EIA Prime Mover-level Data","Estimated using emissions factor","Estimated using emissions factor","Estimated using emissions factor","Estimated using emissions factor"]
[197,2019,"AK","Galena Electric Utility",7437,"5","IC","RE",{"$nulls":4},"DFO"]
[198,2019,"AK","Galena Electric Utility",7437,"5A","IC","OP",{"$nulls":4},"DFO",null,{"v":12985.845703125,"d":"12,986"},{"v":5286.56396484375,"d":"5,287"},{"v":19.8400001525879,"d":"19.8"},{"v":8.07699966430664,"d":"8.1"},{"v":1.88289999961853,"d":"1.9"},{"v":1060.46105957031,"d":"1,060.5"},null,"EIA Prime Mover-level Data","EIA Prime Mover-level Data","Estimated using emissions factor","Estimated using emissions factor","Estimated using emissions factor","Estimated using emissions factor"]
[199,2019,"AK","Galena Electric Utility",7437,"6","IC","RE",{"$nulls":4},"DFO"]
[200,2019,"AK","Galena Electric Utility",7437,"6A","IC","RE",{"$nulls":4},"DFO"]
[201,2019,"AK","Gambell",57062,"1A","IC","OP",{"$nulls":4},"DFO",null,{"v":3177.75,"d":"3,178"},{"v":1293.75,"d":"1,294"},{"v":0,"d":"0.0"},{"v":0,"d":"0.0"},{"v":0,"d":"0.0"},{"v":259.503997802734,"d":"259.5"},null,"EIA Prime Mover-level Data","EIA Prime Mover-level Data","Estimated using emissions factor","Estimated using emissions factor","Estimated using emissions factor","Estimated using emissions factor"]
[202,2019,"AK","Gambell",57062,"UNIT1","IC","RE",{"$nulls":4},"DFO"]
[203,2019,"AK","Gambell",57062,"UNIT2","IC","OP",{"$nulls":4},"DFO",null,{"v":5296.25,"d":"5,296"},{"v":2156.25,"d":"2,156"},{"v":0,"d":"0.0"},{"v":0,"d":"0.0"},{"v":0,"d":"0.0"},{"v":432.506988525391,"d":"432.5"},null,"EIA Prime Mover-level Data","EIA Prime Mover-level Data","Estimated using emissions factor","Estimated using emissions factor","Estimated using emissions factor","Estimated using emissions factor"]
[204,2019,"AK","Gambell",57062,"UNIT3","IC","OP",{"$nulls":4},"DFO",null,{"v":8474,"d":"8,474"},{"v":3450,"d":"3,450"},{"v":0,"d":"0.0"},{"v":0,"d":"0.0"},{"v":0,"d":"0.0"},{"v":692.010986328125,"d":"692.0"},null,"EIA Prime Mover-level Data","EIA Prime Mover-level Data","Estimated using emissions factor","Estimated using emissions factor","Estimated using emissions factor","Estimated using emissions factor"]
[205,2019,"AK","George M Sullivan Generation Plant 2",6559,"10","CT",{"$nulls":5},"NG",null,{"v":2668167.5,"d":"2,668,168"},{"v":1041383.75,"d":"1,041,384"},{"v":422.679992675781,"d":"422.7"},{"v":151.776992797852,"d":"151.8"},{"v":4.26370000839233,"d":"4.3"},{"v":155939.796875,"d":"155,939.8"},null,"EIA Unit-level Data","EIA Unit-Level Data","Estimated using emissions factor","Estimated using emissions factor","Estimated using emissions factor","Estimated using emissions factor"]
[206,2019,"AK","George M Sullivan Generation Plant 2",6559,"5B","CA","RE",{"$nulls":3},1,"NG",null,0,0,{"v":0,"d":"0.0"},{"v":0,"d":"0.0"},{"v":0,"d":"0.0"},{"v":0,"d":"0.0"},null,"EIA Unit-level Data","EIA Unit-Level Data","Estimated using emissions factor","Estimated using emissions factor","Estimated using emissions factor","Estimated using emissions factor"]
[207,2019,"AK","George M Sullivan Generation Plant 2",6559,"7","CT",{"$nulls":5},"NG",null,{"v":350036.25,"d":"350,036"},{"v":31182.287109375,"d":"31,182"},{"v":55.451000213623,"d":"55.5"},{"v":19.9120006561279,"d":"19.9"},{"v":0.559400022029877,"d":"0.6"},{"v":20457.833984375,"d":"20,457.8"},null,"EIA Unit-level Data","EIA Unit-Level Data","Estimated using emissions factor","Estimated using emissions factor","Estimated using emissions factor","Estimated using emissions factor"]
[208,2019,"AK","George M Sullivan Generation Plant 2",6559,"7GB","CA","RE",{"$nulls":3},1,"NG",null,0,0,{"v":0,"d":"0.0"},{"v":0,"d":"0.0"},{"v":0,"d":"0.0"},{"v":0,"d":"0.0"},null,"EIA Unit-level Data","EIA Unit-Level Data","Estimated using emissions factor","Estimated using emissions factor","Estimated using emissions factor","Estimated using emissions factor"]
[209,2019,"AK","George M Sullivan Generation Plant 2",6559,"9","CT",{"$nulls":5},"NG",null,{"v":2398927.75,"d":"2,398,928"},{"v":872635.9375,"d":"872,636"},{"v":380.028015136719,"d":"380.0"},{"v":136.460998535156,"d":"136.5"},{"v":3.83349990844727,"d":"3.8"},{"v":140204.203125,"d":"140,204.2"},null,"EIA Unit-level Data","EIA Unit-Level Data","Estimated using emissions factor","Estimated using emissions factor","Estimated using emissions factor","Estimated using emissions factor"]
[210,2019,"AK","George M Sullivan Generation Plant 2",6559,"11","CA","OP",{"$nulls":4},"NG",null,0,0,{"v":0,"d":"0.0"},{"v":0,"d":"0.0"},{"v":0,"d":"0.0"},{"v":0,"d":"0.0"},null,"EIA Prime Mover-level Data","EIA Prime Mover-level Data","Estimated using emissions factor","Estimated using emissions factor","Estimated using emissions factor","Estimated using emissions factor"]
[211,2019,"AK","George M Sullivan Generation Plant 2",6559,"5","CT","RE",{"$nulls":4},"NG"]
[212,2019,"AK","George M Sullivan Generation Plant 2",6559,"GT8","GT","OP",{"$nulls":4},"NG",null,{"v":11781,"d":"11,781"},{"v":4460,"d":"4,460"},{"v":1.86699998378754,"d":"1.9"},{"v":0.707000017166138,"d":"0.7"},{"v":0.0187999997287989,"d":"0.0"},{"v":688.534973144531,"d":"688.5"},null,"EIA Prime Mover-level Data","EIA Prime Mover-level Data","Estimated using emissions factor","Estimated using emissions factor","Estimated using emissions factor","Estimated using emissions factor"]
[213,2019,"AK","Glennallen",6305,"1","IC","RE",{"$nulls":4},"DFO"]
[214,2019,"AK","Glennallen",6305,"2","IC","RE",{"$nulls":4},"DFO"]
[215,2019,"AK","Glennallen",6305,"3","IC","RE",{"$nulls":4},"DFO",null,{"v":1563.31799316406,"d":"1,563"},{"v":636.72900390625,"d":"637"},{"v":2.51399993896484,"d":"2.5"},{"v":1.02400004863739,"d":"1.0"},{"v":0.226699993014336,"d":"0.2"},{"v":127.665000915527,"d":"127.7"},null,"EIA Prime Mover-level Data","EIA Prime Mover-level Data","Estimated using emissions factor","Estimated using emissions factor","Estimated using emissions factor","Estimated using emissions factor"]
[216,2019,"AK","Glennallen",6305,"4","IC","RE",{"$nulls":4},"DFO",null,{"v":1563.31799316406,"d":"1,563"},{"v":636.72900390625,"d":"637"},{"v":2.51399993896484,"d":"2.5"},{"v":1.02400004863739,"d":"1.0"},{"v":0.226699993014336,"d":"0.2"},{"v":127.665000915527,"d":"127.7"},null,"EIA Prime Mover-level Data","EIA Prime Mover-level Data","Estimated using emissions factor","Estimated using emissions factor","Estimated using emissions factor","Estimated using emissions factor"]
[217,2019,"AK","Glennallen",6305,"5","IC","RE",{"$nulls":4},"DFO",null,{"v":1563.31799316406,"d":"1,563"},{"v":636.72900390625,"d":"637"},{"v":2.51399993896484,"d":"2.5"},{"v":1.02400004863739,"d":"1.0"},{"v":0.226699993014336,"d":"0.2"},{"v":127.665000915527,"d":"127.7"},null,"EIA Prime Mover-level Data","EIA Prime Mover-level Data","Estimated using emissions factor","Estimated using emissions factor","Estimated using emissions factor","Estimated using emissions factor"]
[218,2019,"AK","Glennallen",6305,"6","IC","OP",{"$nulls":4},"DFO",null,{"v":8129.251953125,"d":"8,129"},{"v":3310.99096679688,"d":"3,311"},{"v":13.0710000991821,"d":"13.1"},{"v":5.32399988174438,"d":"5.3"},{"v":1.17869997024536,"d":"1.2"},{"v":663.857971191406,"d":"663.9"},null,"EIA Prime Mover-level Data","EIA Prime Mover-level Data","Estimated using emissions factor","Estimated using emissions factor","Estimated using emissions factor","Estimated using emissions factor"]
[219,2019,"AK","Glennallen",6305,"7","IC","OP",{"$nulls":4},"DFO",null,{"v":8129.251953125,"d":"8,129"},{"v":3310.99096679688,"d":"3,311"},{"v":13.0710000991821,"d":"13.1"},{"v":5.32399988174438,"d":"5.3"},{"v":1.17869997024536,"d":"1.2"},{"v":663.857971191406,"d":"663.9"},null,"EIA Prime Mover-level Data","EIA Prime Mover-level Data","Estimated using emissions factor","Estimated using emissions factor","Estimated using emissions factor","Estimated using emissions factor"]
[220,2019,"AK","Glennallen",6305,"8","IC","OP",{"$nulls":4},"DFO",null,{"v":3751.962890625,"d":"3,752"},{"v":1528.15002441406,"d":"1,528"},{"v":6.03299999237061,"d":"6.0"},{"v":2.45700001716614,"d":"2.5"},{"v":0.544000029563904,"d":"0.5"},{"v":306.39599609375,"d":"306.4"},null,"EIA Prime Mover-level Data","EIA Prime Mover-level Data","Estimated using emissions factor","Estimated using emissions factor","Estimated using emissions factor","Estimated using emissions factor"]
[221,2019,"AK","Glennallen",6305,"9","IC","OP",{"$nulls":4},"DFO",null,{"v":8754.5791015625,"d":"8,755"},{"v":3565.68188476563,"d":"3,566"},{"v":14.0769996643066,"d":"14.1"},{"v":5.73400020599365,"d":"5.7"},{"v":1.2694000005722,"d":"1.3"},{"v":714.924011230469,"d":"714.9"},null,"EIA Prime Mover-level Data","EIA Prime Mover-level Data","Estimated using emissions factor","Estimated using emissions factor","Estimated using emissions factor","Estimated using emissions factor"]
[222,2019,"AK","Goat Lake Hydro",7751,"1","HY","OP",{"$nulls":4},"WAT",null,{"v":137314,"d":"137,314"},{"v":60060,"d":"60,060"},{"$nulls":5},"EIA Prime Mover-level Data","EIA Prime Mover-level Data"]
[223,2019,"AK","Gold Creek",63,"1","HY","OP",{"$nulls":4},"WAT",null,{"v":1629,"d":"1,629"},{"v":712.5,"d":"713"},{"$nulls":5},"EIA Prime Mover-level Data","EIA Prime Mover-level Data"]
[224,2019,"AK","Gold Creek",63,"2","HY","OP",{"$nulls":4},"WAT",null,{"v":814.5,"d":"815"},{"v":356.25,"d":"356"},{"$nulls":5},"EIA Prime Mover-level Data","EIA Prime Mover-level Data"]
[225,2019,"AK","Gold Creek",63,"3","HY","OP",{"$nulls":4},"WAT",null,{"v":814.5,"d":"815"},{"v":356.25,"d":"356"},{"$nulls":5},"EIA Prime Mover-level Data","EIA Prime Mover-level Data"]
[226,2019,"AK","Gold Creek",63,"IC1","IC","SB",{"$nulls":4},"DFO",null,{"v":11.7040004730225,"d":"12"},0,{"v":0.0189999993890524,"d":"0.0"},{"v":0,"d":"0.0"},{"v":1.70000002253801E-3,"d":"0.0"},{"v":0.955999970436096,"d":"1.0"},null,"EIA Prime Mover-level Data","EIA Prime Mover-level Data","Estimated using emissions factor","Estimated using emissions factor","Estimated using emissions factor","Estimated using emissions factor"]
[227,2019,"AK","Gold Creek",63,"IC2","IC","SB",{"$nulls":4},"DFO",null,{"v":11.7040004730225,"d":"12"},0,{"v":0.0189999993890524,"d":"0.0"},{"v":0,"d":"0.0"},{"v":1.70000002253801E-3,"d":"0.0"},{"v":0.955999970436096,"d":"1.0"},null,"EIA Prime Mover-level Data","EIA Prime Mover-level Data","Estimated using emissions factor","Estimated using emissions factor","Estimated using emissions factor","Estimated using emissions factor"]
[228,2019,"AK","Gold Creek",63,"IC3","IC","SB",{"$nulls":4},"DFO",null,{"v":10.7279996871948,"d":"11"},0,{"v":0.0179999992251396,"d":"0.0"},{"v":0,"d":"0.0"},{"v":1.5999999595806E-3,"d":"0.0"},{"v":0.875999987125397,"d":"0.9"},null,"EIA Prime Mover-level Data","EIA Prime Mover-level Data","Estimated using emissions factor","Estimated using emissions factor","Estimated using emissions factor","Estimated using emissions factor"]
[229,2019,"AK","Gold Creek",63,"IC4","IC","SB",{"$nulls":4},"DFO",null,{"v":34.1360015869141,"d":"34"},0,{"v":0.0560000017285347,"d":"0.1"},{"v":0,"d":"0.0"},{"v":0.00490000005811453,"d":"0.0"},{"v":2.78800010681152,"d":"2.8"},null,"EIA Prime Mover-level Data","EIA Prime Mover-level Data","Estimated using emissions factor","Estimated using emissions factor","Estimated using emissions factor","Estimated using emissions factor"]
[230,2019,"AK","Gold Creek",63,"IC5","IC","SB",{"$nulls":4},"DFO",null,{"v":10.7279996871948,"d":"11"},0,{"v":0.0179999992251396,"d":"0.0"},{"v":0,"d":"0.0"},{"v":1.5999999595806E-3,"d":"0.0"},{"v":0.875999987125397,"d":"0.9"},null,"EIA Prime Mover-level Data","EIA Prime Mover-level Data","Estimated using emissions factor","Estimated using emissions factor","Estimated using emissions factor","Estimated using emissions factor"]
[231,2019,"AK","Green Lake",313,"1","HY","OP",{"$nulls":4},"WAT",null,{"v":227674.5,"d":"227,675"},{"v":99582,"d":"99,582"},{"$nulls":5},"EIA Prime Mover-level Data","EIA Prime Mover-level Data"]
[232,2019,"AK","Green Lake",313,"2","HY","OP",{"$nulls":4},"WAT",null,{"v":227674.5,"d":"227,675"},{"v":99582,"d":"99,582"},{"$nulls":5},"EIA Prime Mover-level Data","EIA Prime Mover-level Data"]
[233,2019,"AK","Gwitchyaa Zhee",7174,"1","IC","RE",{"$nulls":4},"DFO"]
[234,2019,"AK","Gwitchyaa Zhee",7174,"10","IC","OP",{"$nulls":4},"DFO",null,{"v":4359.14306640625,"d":"4,359"},{"v":1774,"d":"1,774"},{"v":7.00400018692017,"d":"7.0"},{"v":2.8510000705719,"d":"2.9"},{"v":0.632099986076355,"d":"0.6"},{"v":355.980010986328,"d":"356.0"},null,"EIA Prime Mover-level Data","EIA Prime Mover-level Data","Estimated using emissions factor","Estimated using emissions factor","Estimated using emissions factor","Estimated using emissions factor"]
[235,2019,"AK","Gwitchyaa Zhee",7174,"2A","IC","RE",{"$nulls":4},"DFO"]
[236,2019,"AK","Gwitchyaa Zhee",7174,"3","IC","RE",{"$nulls":4},"DFO"]
[237,2019,"AK","Gwitchyaa Zhee",7174,"4A","IC","RE",{"$nulls":4},"DFO"]
[238,2019,"AK","Gwitchyaa Zhee",7174,"5","IC","RE",{"$nulls":4},"DFO"]
[239,2019,"AK","Gwitchyaa Zhee",7174,"6","IC","RE",{"$nulls":4},"DFO"]
[240,2019,"AK","Gwitchyaa Zhee",7174,"7","IC","OP",{"$nulls":4},"DFO",null,{"v":10897.857421875,"d":"10,898"},{"v":4435,"d":"4,435"},{"v":17.5109996795654,"d":"17.5"},{"v":7.12599992752075,"d":"7.1"},{"v":1.58019995689392,"d":"1.6"},{"v":889.950012207031,"d":"890.0"},null,"EIA Prime Mover-level Data","EIA Prime Mover-level Data","Estimated using emissions factor","Estimated using emissions factor","Estimated using emissions factor","Estimated using emissions factor"]
[241,2019,"AK","Gwitchyaa Zhee",7174,"8","IC","OP",{"$nulls":4},"DFO",null,{"v":10897.857421875,"d":"10,898"},{"v":4435,"d":"4,435"},{"v":17.5109996795654,"d":"17.5"},{"v":7.12599992752075,"d":"7.1"},{"v":1.58019995689392,"d":"1.6"},{"v":889.950012207031,"d":"890.0"},null,"EIA Prime Mover-level Data","EIA Prime Mover-level Data","Estimated using emissions factor","Estimated using emissions factor","Estimated using emissions factor","Estimated using emissions factor"]
[242,2019,"AK","Gwitchyaa Zhee",7174,"9","IC","OP",{"$nulls":4},"DFO",null,{"v":4359.14306640625,"d":"4,359"},{"v":1774,"d":"1,774"},{"v":7.00400018692017,"d":"7.0"},{"v":2.8510000705719,"d":"2.9"},{"v":0.632099986076355,"d":"0.6"},{"v":355.980010986328,"d":"356.0"},null,"EIA Prime Mover-level Data","EIA Prime Mover-level Data","Estimated using emissions factor","Estimated using emissions factor","Estimated using emissions factor","Estimated using emissions factor"]
[243,2019,"AK","Haines",69,"10","IC","OP",{"$nulls":4},"DFO",null,{"v":365.630004882813,"d":"366"},{"v":148.296005249023,"d":"148"},{"v":0.584999978542328,"d":"0.6"},{"v":0.237000003457069,"d":"0.2"},{"v":0.0529999993741512,"d":"0.1"},{"v":29.8579998016357,"d":"29.9"},null,"EIA Prime Mover-level Data","EIA Prime Mover-level Data","Estimated using emissions factor","Estimated using emissions factor","Estimated using emissions factor","Estimated using emissions factor"]
[244,2019,"AK","Haines",69,"11","IC","OP",{"$nulls":4},"DFO",null,{"v":578.914001464844,"d":"579"},{"v":234.802001953125,"d":"235"},{"v":0.926999986171722,"d":"0.9"},{"v":0.375999987125397,"d":"0.4"},{"v":0.0838999971747398,"d":"0.1"},{"v":47.2760009765625,"d":"47.3"},null,"EIA Prime Mover-level Data","EIA Prime Mover-level Data","Estimated using emissions factor","Estimated using emissions factor","Estimated using emissions factor","Estimated using emissions factor"]
[245,2019,"AK","Haines",69,"5","IC","OP",{"$nulls":4},"DFO",null,{"v":182.815002441406,"d":"183"},{"v":74.1480026245117,"d":"74"},{"v":0.293000012636185,"d":"0.3"},{"v":0.119000002741814,"d":"0.1"},{"v":0.0264999996870756,"d":"0.0"},{"v":14.9289999008179,"d":"14.9"},null,"EIA Prime Mover-level Data","EIA Prime Mover-level Data","Estimated using emissions factor","Estimated using emissions factor","Estimated using emissions factor","Estimated using emissions factor"]
[246,2019,"AK","Haines",69,"7A","IC","OP",{"$nulls":4},"DFO",null,{"v":853.135986328125,"d":"853"},{"v":346.024993896484,"d":"346"},{"v":1.36600005626678,"d":"1.4"},{"v":0.554000020027161,"d":"0.6"},{"v":0.123700000345707,"d":"0.1"},{"v":69.6699981689453,"d":"69.7"},null,"EIA Prime Mover-level Data","EIA Prime Mover-level Data","Estimated using emissions factor","Estimated using emissions factor","Estimated using emissions factor","Estimated using emissions factor"]
[247,2019,"AK","Haines",69,"9","IC","RE",{"$nulls":4},"DFO"]
[248,2019,"AK","Haines",69,"IC8A","IC","OP",{"$nulls":4},"DFO",null,{"v":487.506011962891,"d":"488"},{"v":197.727996826172,"d":"198"},{"v":0.781000018119812,"d":"0.8"},{"v":0.31700000166893,"d":"0.3"},{"v":0.0706999972462654,"d":"0.1"},{"v":39.8110008239746,"d":"39.8"},null,"EIA Prime Mover-level Data","EIA Prime Mover-level Data","Estimated using emissions factor","Estimated using emissions factor","Estimated using emissions factor","Estimated using emissions factor"]
[249,2019,"AK","Healy",6288,"1","ST","OP",{"$nulls":3},1,"LIG",null,{"v":2120133.75,"d":"2,120,134"},{"v":853446,"d":"853,446"},{"v":199.292999267578,"d":"199.3"},{"v":79.7969970703125,"d":"79.8"},{"v":98.8223037719727,"d":"98.8"},{"v":224200.328125,"d":"224,200.3"},null,"EIA Unit-level Data","EIA Unit-Level Data","Estimated based on unit-level NOx emission rates","Estimated based on unit-level NOx ozone season emission rates","Estimated using emissions factor and plant-specific sulfur content","Estimated using emissions factor",null,"DSI","SN"]
[250,2019,"AK","Healy",6288,"2","ST","OP",{"$nulls":3},1,"LIG",null,{"v":2730109.75,"d":"2,730,110"},{"v":1060637.75,"d":"1,060,638"},{"v":85.9980010986328,"d":"86.0"},{"v":32.3489990234375,"d":"32.3"},{"v":401.452087402344,"d":"401.5"},{"v":286018.875,"d":"286,018.9"},null,"EIA Unit-level Data","EIA Unit-Level Data","Estimated based on unit-level NOx emission rates","Estimated based on unit-level NOx ozone season emission rates","Estimated using emissions factor and plant-specific sulfur content","Estimated using emissions factor",null,"SD","SR"]
[251,2019,"AK","Healy",6288,"IC1","IC","OP",{"$nulls":4},"DFO"]
[252,2019,"AK","Hiilangaay Hydro",59037,"GEN 1","HY","U",{"$nulls":4},"WAT"]
[253,2019,"AK","Hoonah",7463,"1","IC","RE",{"$nulls":4},"DFO"]
[254,2019,"AK","Hoonah",7463,"2A","IC","OP",{"$nulls":4},"DFO",null,{"v":18717,"d":"18,717"},{"v":7619,"d":"7,619"},{"v":28.1359996795654,"d":"28.1"},{"v":11.4540004730225,"d":"11.5"},{"v":2.71399998664856,"d":"2.7"},{"v":1528.48400878906,"d":"1,528.5"},null,"EIA Prime Mover-level Data","EIA Prime Mover-level Data","Estimated using emissions factor","Estimated using emissions factor","Estimated using emissions factor","Estimated using emissions factor"]
[255,2019,"AK","Hoonah",7463,"3","IC","RE",{"$nulls":4},"DFO"]
[256,2019,"AK","Hoonah",7463,"3A","IC","OP",{"$nulls":4},"DFO",null,{"v":9358.5,"d":"9,359"},{"v":3809.5,"d":"3,810"},{"v":14.0679998397827,"d":"14.1"},{"v":5.72700023651123,"d":"5.7"},{"v":1.35699999332428,"d":"1.4"},{"v":764.242004394531,"d":"764.2"},null,"EIA Prime Mover-level Data","EIA Prime Mover-level Data","Estimated using emissions factor","Estimated using emissions factor","Estimated using emissions factor","Estimated using emissions factor"]
[257,2019,"AK","Hoonah",7463,"4","IC","OP",{"$nulls":4},"DFO",null,{"v":9358.5,"d":"9,359"},{"v":3809.5,"d":"3,810"},{"v":14.0679998397827,"d":"14.1"},{"v":5.72700023651123,"d":"5.7"},{"v":1.35699999332428,"d":"1.4"},{"v":764.242004394531,"d":"764.2"},null,"EIA Prime Mover-level Data","EIA Prime Mover-level Data","Estimated using emissions factor","Estimated using emissions factor","Estimated using emissions factor","Estimated using emissions factor"]
[258,2019,"AK","Hooper Bay",6319,"3A","IC","RE",{"$nulls":4},"DFO"]
[259,2019,"AK","Hooper Bay",6319,"3B","IC","OP",{"$nulls":4},"DFO",null,{"v":5477.27294921875,"d":"5,477"},{"v":2230.72705078125,"d":"2,231"},{"v":9.10000038146973,"d":"9.1"},{"v":3.70600008964539,"d":"3.7"},{"v":0.794200003147125,"d":"0.8"},{"v":447.290008544922,"d":"447.3"},null,"EIA Prime Mover-level Data","EIA Prime Mover-level Data","Estimated using emissions factor","Estimated using emissions factor","Estimated using emissions factor","Estimated using emissions factor"]
[260,2019,"AK","Hooper Bay",6319,"4A","IC","RE",{"$nulls":4},"DFO"]
[261,2019,"AK","Hooper Bay",6319,"4B","IC","OP",{"$nulls":4},"DFO",null,{"v":6846.5908203125,"d":"6,847"},{"v":2788.40893554688,"d":"2,788"},{"v":11.3739995956421,"d":"11.4"},{"v":4.63199996948242,"d":"4.6"},{"v":0.992799997329712,"d":"1.0"},{"v":559.111999511719,"d":"559.1"},null,"EIA Prime Mover-level Data","EIA Prime Mover-level Data","Estimated using emissions factor","Estimated using emissions factor","Estimated using emissions factor","Estimated using emissions factor"]
[262,2019,"AK","Hooper Bay",6319,"5","IC","RE",{"$nulls":4},"DFO"]
[263,2019,"AK","Hooper Bay",6319,"5A","IC","OP",{"$nulls":4},"DFO",null,{"v":10954.5458984375,"d":"10,955"},{"v":4461.455078125,"d":"4,461"},{"v":18.1989994049072,"d":"18.2"},{"v":7.41200017929077,"d":"7.4"},{"v":1.58840000629425,"d":"1.6"},{"v":894.580017089844,"d":"894.6"},null,"EIA Prime Mover-level Data","EIA Prime Mover-level Data","Estimated using emissions factor","Estimated using emissions factor","Estimated using emissions factor","Estimated using emissions factor"]
[264,2019,"AK","Hooper Bay",6319,"6","IC","OP",{"$nulls":4},"DFO",null,{"v":6846.5908203125,"d":"6,847"},{"v":2788.40893554688,"d":"2,788"},{"v":11.3739995956421,"d":"11.4"},{"v":4.63199996948242,"d":"4.6"},{"v":0.992799997329712,"d":"1.0"},{"v":559.111999511719,"d":"559.1"},null,"EIA Prime Mover-level Data","EIA Prime Mover-level Data","Estimated using emissions factor","Estimated using emissions factor","Estimated using emissions factor","Estimated using emissions factor"]
[265,2019,"AK","Humpback Creek",7042,"1","HY","OP",{"$nulls":4},"WAT",null,{"v":11717.9169921875,"d":"11,718"},{"v":5125.4169921875,"d":"5,125"},{"$nulls":5},"EIA Prime Mover-level Data","EIA Prime Mover-level Data"]
[266,2019,"AK","Humpback Creek",7042,"2","HY","OP",{"$nulls":4},"WAT",null,{"v":11717.9169921875,"d":"11,718"},{"v":5125.4169921875,"d":"5,125"},{"$nulls":5},"EIA Prime Mover-level Data","EIA Prime Mover-level Data"]
[267,2019,"AK","Humpback Creek",7042,"3","HY","OP",{"$nulls":4},"WAT",null,{"v":4687.1669921875,"d":"4,687"},{"v":2050.1669921875,"d":"2,050"},{"$nulls":5},"EIA Prime Mover-level Data","EIA Prime Mover-level Data"]
[268,2019,"AK","Hydaburg",423,"1A","IC","OP",{"$nulls":4},"DFO",null,{"v":32.7999992370605,"d":"33"},0,{"v":0.0520000010728836,"d":"0.1"},{"v":0,"d":"0.0"},{"v":0.00480000022798777,"d":"0.0"},{"v":2.67899990081787,"d":"2.7"},null,"EIA Prime Mover-level Data","EIA Prime Mover-level Data","Estimated using emissions factor","Estimated using emissions factor","Estimated using emissions factor","Estimated using emissions factor"]
[269,2019,"AK","Hydaburg",423,"3A","IC","OP",{"$nulls":4},"DFO",null,{"v":24.6000003814697,"d":"25"},0,{"v":0.0390000008046627,"d":"0.0"},{"v":0,"d":"0.0"},{"v":0.00359999993816018,"d":"0.0"},{"v":2.0090000629425,"d":"2.0"},null,"EIA Prime Mover-level Data","EIA Prime Mover-level Data","Estimated using emissions factor","Estimated using emissions factor","Estimated using emissions factor","Estimated using emissions factor"]
[270,2019,"AK","Hydaburg",423,"5","IC","OP",{"$nulls":4},"DFO",null,{"v":24.6000003814697,"d":"25"},0,{"v":0.0390000008046627,"d":"0.0"},{"v":0,"d":"0.0"},{"v":0.00359999993816018,"d":"0.0"},{"v":2.0090000629425,"d":"2.0"},null,"EIA Prime Mover-level Data","EIA Prime Mover-level Data","Estimated using emissions factor","Estimated using emissions factor","Estimated using emissions factor","Estimated using emissions factor"]
[271,2019,"AK","Industrial Plant",59793,"15","GT","OP",{"$nulls":4},"DFO",null,{"v":7289,"d":"7,289"},{"v":2962,"d":"2,962"},{"v":3.29699993133545,"d":"3.3"},{"v":1.3400000333786,"d":"1.3"},{"v":1.84049999713898,"d":"1.8"},{"v":595.241027832031,"d":"595.2"},null,"EIA Prime Mover-level Data","EIA Prime Mover-level Data","Estimated using emissions factor","Estimated using emissions factor","Estimated using emissions factor","Estimated using emissions factor"]
[272,2019,"AK","International",6293,"1","GT","SB",{"$nulls":4},"NG",null,{"v":5819.5,"d":"5,820"},{"v":2203,"d":"2,203"},{"v":0.930999994277954,"d":"0.9"},{"v":0.351999998092651,"d":"0.4"},{"v":0.00930000003427267,"d":"0.0"},{"v":340.118011474609,"d":"340.1"},null,"EIA Prime Mover-level Data","EIA Prime Mover-level Data","Estimated using emissions factor","Estimated using emissions factor","Estimated using emissions factor","Estimated using emissions factor"]
[273,2019,"AK","International",6293,"2","GT","SB",{"$nulls":4},"NG",null,{"v":5819.5,"d":"5,820"},{"v":2203,"d":"2,203"},{"v":0.930999994277954,"d":"0.9"},{"v":0.351999998092651,"d":"0.4"},{"v":0.00930000003427267,"d":"0.0"},{"v":340.118011474609,"d":"340.1"},null,"EIA Prime Mover-level Data","EIA Prime Mover-level Data","Estimated using emissions factor","Estimated using emissions factor","Estimated using emissions factor","Estimated using emissions factor"]
[274,2019,"AK","International",6293,"3","GT","RE",{"$nulls":4},"NG"]
[275,2019,"AK","Jarvis Street",6801,"1","IC","OP",{"$nulls":4},"DFO",null,{"v":297.734008789063,"d":"298"},{"v":121.015998840332,"d":"121"},{"v":0.477999985218048,"d":"0.5"},{"v":0.194000005722046,"d":"0.2"},{"v":0.0432000011205673,"d":"0.0"},{"v":24.3139991760254,"d":"24.3"},null,"EIA Prime Mover-level Data","EIA Prime Mover-level Data","Estimated using emissions factor","Estimated using emissions factor","Estimated using emissions factor","Estimated using emissions factor"]
[276,2019,"AK","Jarvis Street",6801,"2","IC","OP",{"$nulls":4},"DFO",null,{"v":416.828002929688,"d":"417"},{"v":169.421997070313,"d":"169"},{"v":0.670000016689301,"d":"0.7"},{"v":0.272000014781952,"d":"0.3"},{"v":0.0604000017046928,"d":"0.1"},{"v":34.0390014648438,"d":"34.0"},null,"EIA Prime Mover-level Data","EIA Prime Mover-level Data","Estimated using emissions factor","Estimated using emissions factor","Estimated using emissions factor","Estimated using emissions factor"]
[277,2019,"AK","Jarvis Street",6801,"3","IC","OP",{"$nulls":4},"DFO",null,{"v":416.828002929688,"d":"417"},{"v":169.421997070313,"d":"169"},{"v":0.670000016689301,"d":"0.7"},{"v":0.272000014781952,"d":"0.3"},{"v":0.0604000017046928,"d":"0.1"},{"v":34.0390014648438,"d":"34.0"},null,"EIA Prime Mover-level Data","EIA Prime Mover-level Data","Estimated using emissions factor","Estimated using emissions factor","Estimated using emissions factor","Estimated using emissions factor"]
[278,2019,"AK","Jarvis Street",6801,"4","IC","OP",{"$nulls":4},"DFO",null,{"v":669.901977539063,"d":"670"},{"v":272.285003662109,"d":"272"},{"v":1.07599997520447,"d":"1.1"},{"v":0.437000006437302,"d":"0.4"},{"v":0.0970999971032143,"d":"0.1"},{"v":54.7060012817383,"d":"54.7"},null,"EIA Prime Mover-level Data","EIA Prime Mover-level Data","Estimated using emissions factor","Estimated using emissions factor","Estimated using emissions factor","Estimated using emissions factor"]
[279,2019,"AK","Jarvis Street",6801,"5","IC","OP",{"$nulls":4},"DFO",null,{"v":2009.70703125,"d":"2,010"},{"v":816.85498046875,"d":"817"},{"v":3.22900009155273,"d":"3.2"},{"v":1.31200003623962,"d":"1.3"},{"v":0.291399985551834,"d":"0.3"},{"v":164.11799621582,"d":"164.1"},null,"EIA Prime Mover-level Data","EIA Prime Mover-level Data","Estimated using emissions factor","Estimated using emissions factor","Estimated using emissions factor","Estimated using emissions factor"]
[280,2019,"AK","JBER Landfill Gas Power Plant",58380,"1","IC","OP",{"$nulls":4},"LFG",null,{"v":75540,"d":"75,540"},{"v":31311.599609375,"d":"31,312"},{"v":51.6240005493164,"d":"51.6"},{"v":21.6949996948242,"d":"21.7"},{"v":1.69900000095367,"d":"1.7"},{"v":4796.77392578125,"d":"4,796.8"},null,"EIA Prime Mover-level Data","EIA Prime Mover-level Data","Estimated using emissions factor","Estimated using emissions factor","Estimated using emissions factor","Estimated using emissions factor"]
[281,2019,"AK","JBER Landfill Gas Power Plant",58380,"2","IC","OP",{"$nulls":4},"LFG",null,{"v":75540,"d":"75,540"},{"v":31311.599609375,"d":"31,312"},{"v":51.6240005493164,"d":"51.6"},{"v":21.6949996948242,"d":"21.7"},{"v":1.69900000095367,"d":"1.7"},{"v":4796.77392578125,"d":"4,796.8"},null,"EIA Prime Mover-level Data","EIA Prime Mover-level Data","Estimated using emissions factor","Estimated using emissions factor","Estimated using emissions factor","Estimated using emissions factor"]
[282,2019,"AK","JBER Landfill Gas Power Plant",58380,"3","IC","OP",{"$nulls":4},"LFG",null,{"v":75540,"d":"75,540"},{"v":31311.599609375,"d":"31,312"},{"v":51.6240005493164,"d":"51.6"},{"v":21.6949996948242,"d":"21.7"},{"v":1.69900000095367,"d":"1.7"},{"v":4796.77392578125,"d":"4,796.8"},null,"EIA Prime Mover-level Data","EIA Prime Mover-level Data","Estimated using emissions factor","Estimated using emissions factor","Estimated using emissions factor","Estimated using emissions factor"]
[283,2019,"AK","JBER Landfill Gas Power Plant",58380,"4","IC","OP",{"$nulls":4},"LFG",null,{"v":75540,"d":"75,540"},{"v":31311.599609375,"d":"31,312"},{"v":51.6240005493164,"d":"51.6"},{"v":21.6949996948242,"d":"21.7"},{"v":1.69900000095367,"d":"1.7"},{"v":4796.77392578125,"d":"4,796.8"},null,"EIA Prime Mover-level Data","EIA Prime Mover-level Data","Estimated using emissions factor","Estimated using emissions factor","Estimated using emissions factor","Estimated using emissions factor"]
[284,2019,"AK","JBER Landfill Gas Power Plant",58380,"5","IC","OP",{"$nulls":4},"LFG",null,{"v":75540,"d":"75,540"},{"v":31311.599609375,"d":"31,312"},{"v":51.6240005493164,"d":"51.6"},{"v":21.6949996948242,"d":"21.7"},{"v":1.69900000095367,"d":"1.7"},{"v":4796.77392578125,"d":"4,796.8"},null,"EIA Prime Mover-level Data","EIA Prime Mover-level Data","Estimated using emissions factor","Estimated using emissions factor","Estimated using emissions factor","Estimated using emissions factor"]
[285,2019,"AK","Kake",7464,"1","IC","RE",{"$nulls":4},"DFO"]
[286,2019,"AK","Kake",7464,"1A","IC","RE",{"$nulls":4},"DFO"]
[287,2019,"AK","Kake",7464,"1B","IC","OP",{"$nulls":4},"DFO",null,{"v":3026.45190429688,"d":"3,026"},{"v":1231.12902832031,"d":"1,231"},{"v":4.86299991607666,"d":"4.9"},{"v":1.97800004482269,"d":"2.0"},{"v":0.438800007104874,"d":"0.4"},{"v":247.149002075195,"d":"247.1"},null,"EIA Prime Mover-level Data","EIA Prime Mover-level Data","Estimated using emissions factor","Estimated using emissions factor","Estimated using emissions factor","Estimated using emissions factor"]
[288,2019,"AK","Kake",7464,"2","IC","OP",{"$nulls":4},"DFO",null,{"v":6658.19287109375,"d":"6,658"},{"v":2708.48388671875,"d":"2,708"},{"v":10.6979999542236,"d":"10.7"},{"v":4.35200023651123,"d":"4.4"},{"v":0.965399980545044,"d":"1.0"},{"v":543.726989746094,"d":"543.7"},null,"EIA Prime Mover-level Data","EIA Prime Mover-level Data","Estimated using emissions factor","Estimated using emissions factor","Estimated using emissions factor","Estimated using emissions factor"]
[289,2019,"AK","Kake",7464,"2A","IC","OP",{"$nulls":4},"DFO",null,{"v":3026.45190429688,"d":"3,026"},{"v":1231.12902832031,"d":"1,231"},{"v":4.86299991607666,"d":"4.9"},{"v":1.97800004482269,"d":"2.0"},{"v":0.438800007104874,"d":"0.4"},{"v":247.149002075195,"d":"247.1"},null,"EIA Prime Mover-level Data","EIA Prime Mover-level Data","Estimated using emissions factor","Estimated using emissions factor","Estimated using emissions factor","Estimated using emissions factor"]
[290,2019,"AK","Kake",7464,"3A","IC","RE",{"$nulls":4},"DFO"]
[291,2019,"AK","Kake",7464,"3B","IC","OP",{"$nulls":4},"DFO",null,{"v":3026.45190429688,"d":"3,026"},{"v":1231.12902832031,"d":"1,231"},{"v":4.86299991607666,"d":"4.9"},{"v":1.97800004482269,"d":"2.0"},{"v":0.438800007104874,"d":"0.4"},{"v":247.149002075195,"d":"247.1"},null,"EIA Prime Mover-level Data","EIA Prime Mover-level Data","Estimated using emissions factor","Estimated using emissions factor","Estimated using emissions factor","Estimated using emissions factor"]
[292,2019,"AK","Kake",7464,"4","IC","OP",{"$nulls":4},"DFO",null,{"v":3026.45190429688,"d":"3,026"},{"v":1231.12902832031,"d":"1,231"},{"v":4.86299991607666,"d":"4.9"},{"v":1.97800004482269,"d":"2.0"},{"v":0.438800007104874,"d":"0.4"},{"v":247.149002075195,"d":"247.1"},null,"EIA Prime Mover-level Data","EIA Prime Mover-level Data","Estimated using emissions factor","Estimated using emissions factor","Estimated using emissions factor","Estimated using emissions factor"]
[293,2019,"AK","Kasidaya Creek Hydro",56542,"1","HY","OP",{"$nulls":4},"WAT",null,{"v":95648,"d":"95,648"},{"v":41835,"d":"41,835"},{"$nulls":5},"EIA Prime Mover-level Data","EIA Prime Mover-level Data"]
[294,2019,"AK","Kasigluk",57066,"1","IC","OP",{"$nulls":4},"DFO",null,{"v":10181.2001953125,"d":"10,181"},{"v":4144.7998046875,"d":"4,145"},{"v":0,"d":"0.0"},{"v":0,"d":"0.0"},{"v":0,"d":"0.0"},{"v":831.426025390625,"d":"831.4"},null,"EIA Prime Mover-level Data","EIA Prime Mover-level Data","Estimated using emissions factor","Estimated using emissions factor","Estimated using emissions factor","Estimated using emissions factor"]
[295,2019,"AK","Kasigluk",57066,"5A","IC","OP",{"$nulls":4},"DFO",null,{"v":8908.5498046875,"d":"8,909"},{"v":3626.69995117188,"d":"3,627"},{"v":0,"d":"0.0"},{"v":0,"d":"0.0"},{"v":0,"d":"0.0"},{"v":727.497985839844,"d":"727.5"},null,"EIA Prime Mover-level Data","EIA Prime Mover-level Data","Estimated using emissions factor","Estimated using emissions factor","Estimated using emissions factor","Estimated using emissions factor"]
[296,2019,"AK","Kasigluk",57066,"UNIT1","IC","RE",{"$nulls":4},"DFO"]
[297,2019,"AK","Kasigluk",57066,"UNIT2","IC","OP",{"$nulls":4},"DFO",null,{"v":6363.25,"d":"6,363"},{"v":2590.5,"d":"2,591"},{"v":0,"d":"0.0"},{"v":0,"d":"0.0"},{"v":0,"d":"0.0"},{"v":519.640991210938,"d":"519.6"},null,"EIA Prime Mover-level Data","EIA Prime Mover-level Data","Estimated using emissions factor","Estimated using emissions factor","Estimated using emissions factor","Estimated using emissions factor"]
[298,2019,"AK","Ketchikan",84,"3","HY","OP",{"$nulls":4},"WAT",null,{"v":58818,"d":"58,818"},{"v":25726.333984375,"d":"25,726"},{"$nulls":5},"EIA Prime Mover-level Data","EIA Prime Mover-level Data"]
[299,2019,"AK","Ketchikan",84,"4","HY","OP",{"$nulls":4},"WAT",null,{"v":58818,"d":"58,818"},{"v":25726.333984375,"d":"25,726"},{"$nulls":5},"EIA Prime Mover-level Data","EIA Prime Mover-level Data"]
[300,2019,"AK","Ketchikan",84,"5","HY","OP",{"$nulls":4},"WAT",null,{"v":58818,"d":"58,818"},{"v":25726.333984375,"d":"25,726"},{"$nulls":5},"EIA Prime Mover-level Data","EIA Prime Mover-level Data"]
[301,2019,"AK","Kiana",6323,"1A","IC","RE",{"$nulls":4},"DFO"]
[302,2019,"AK","Kiana",6323,"1B","IC","OP",{"$nulls":4},"DFO",null,{"v":3021.60009765625,"d":"3,022"},{"v":1229.59997558594,"d":"1,230"},{"v":5.01999998092651,"d":"5.0"},{"v":2.04299998283386,"d":"2.0"},{"v":0.438100010156631,"d":"0.4"},{"v":246.753005981445,"d":"246.8"},null,"EIA Prime Mover-level Data","EIA Prime Mover-level Data","Estimated using emissions factor","Estimated using emissions factor","Estimated using emissions factor","Estimated using emissions factor"]
[303,2019,"AK","Kiana",6323,"2","IC","RE",{"$nulls":4},"DFO"]
[304,2019,"AK","Kiana",6323,"3A","IC","RE",{"$nulls":4},"DFO",null,{"v":3021.60009765625,"d":"3,022"},{"v":1229.59997558594,"d":"1,230"},{"v":5.01999998092651,"d":"5.0"},{"v":2.04299998283386,"d":"2.0"},{"v":0.438100010156631,"d":"0.4"},{"v":246.753005981445,"d":"246.8"},null,"EIA Prime Mover-level Data","EIA Prime Mover-level Data","Estimated using emissions factor","Estimated using emissions factor","Estimated using emissions factor","Estimated using emissions factor"]
[305,2019,"AK","Kiana",6323,"3B","IC","OP",{"$nulls":4},"DFO",null,{"v":4028.80004882813,"d":"4,029"},{"v":1639.46704101563,"d":"1,639"},{"v":6.69299983978271,"d":"6.7"},{"v":2.72399997711182,"d":"2.7"},{"v":0.584200024604797,"d":"0.6"},{"v":329.002990722656,"d":"329.0"},null,"EIA Prime Mover-level Data","EIA Prime Mover-level Data","Estimated using emissions factor","Estimated using emissions factor","Estimated using emissions factor","Estimated using emissions factor"]
[306,2019,"AK","Kiana",6323,"4","IC","OP",{"$nulls":4},"DFO",null,{"v":5036,"d":"5,036"},{"v":2049.3330078125,"d":"2,049"},{"v":8.36600017547607,"d":"8.4"},{"v":3.40499997138977,"d":"3.4"},{"v":0.730199992656708,"d":"0.7"},{"v":411.253997802734,"d":"411.3"},null,"EIA Prime Mover-level Data","EIA Prime Mover-level Data","Estimated using emissions factor","Estimated using emissions factor","Estimated using emissions factor","Estimated using emissions factor"]
[307,2019,"AK","King Cove",7493,"1","IC","OP",{"$nulls":4},"DFO",null,{"v":931.5,"d":"932"},379,{"v":1.54999995231628,"d":"1.5"},{"v":0.630999982357025,"d":"0.6"},{"v":0.13510000705719,"d":"0.1"},{"v":76.0690002441406,"d":"76.1"},null,"EIA Prime Mover-level Data","EIA Prime Mover-level Data","Estimated using emissions factor","Estimated using emissions factor","Estimated using emissions factor","Estimated using emissions factor"]
[308,2019,"AK","King Cove",7493,"2","IC","OP",{"$nulls":4},"DFO",null,{"v":1552.5,"d":"1,553"},{"v":631.6669921875,"d":"632"},{"v":2.58400011062622,"d":"2.6"},{"v":1.05099999904633,"d":"1.1"},{"v":0.225099995732307,"d":"0.2"},{"v":126.781997680664,"d":"126.8"},null,"EIA Prime Mover-level Data","EIA Prime Mover-level Data","Estimated using emissions factor","Estimated using emissions factor","Estimated using emissions factor","Estimated using emissions factor"]
[309,2019,"AK","King Cove",7493,"3","IC","OP",{"$nulls":4},"DFO",null,{"v":2173.5,"d":"2,174"},{"v":884.3330078125,"d":"884"},{"v":3.61700010299683,"d":"3.6"},{"v":1.47099995613098,"d":"1.5"},{"v":0.315200001001358,"d":"0.3"},{"v":177.494003295898,"d":"177.5"},null,"EIA Prime Mover-level Data","EIA Prime Mover-level Data","Estimated using emissions factor","Estimated using emissions factor","Estimated using emissions factor","Estimated using emissions factor"]
[310,2019,"AK","King Cove",7493,"4","HY","OP",{"$nulls":4},"WAT",null,{"v":31140,"d":"31,140"},{"v":13621,"d":"13,621"},{"$nulls":5},"EIA Prime Mover-level Data","EIA Prime Mover-level Data"]
[311,2019,"AK","King Cove",7493,"5","IC","OP",{"$nulls":4},"DFO",null,{"v":931.5,"d":"932"},379,{"v":1.54999995231628,"d":"1.5"},{"v":0.630999982357025,"d":"0.6"},{"v":0.13510000705719,"d":"0.1"},{"v":76.0690002441406,"d":"76.1"},null,"EIA Prime Mover-level Data","EIA Prime Mover-level Data","Estimated using emissions factor","Estimated using emissions factor","Estimated using emissions factor","Estimated using emissions factor"]
[312,2019,"AK","Kivalina",57065,"UNIT1","IC","OP",{"$nulls":4},"DFO",null,{"v":2853.455078125,"d":"2,853"},{"v":1162,"d":"1,162"},{"v":0,"d":"0.0"},{"v":0,"d":"0.0"},{"v":0,"d":"0.0"},{"v":233.02099609375,"d":"233.0"},null,"EIA Prime Mover-level Data","EIA Prime Mover-level Data","Estimated using emissions factor","Estimated using emissions factor","Estimated using emissions factor","Estimated using emissions factor"]
[313,2019,"AK","Kivalina",57065,"UNIT2","IC","OP",{"$nulls":4},"DFO",null,{"v":4280.18212890625,"d":"4,280"},{"v":1743,"d":"1,743"},{"v":0,"d":"0.0"},{"v":0,"d":"0.0"},{"v":0,"d":"0.0"},{"v":349.532012939453,"d":"349.5"},null,"EIA Prime Mover-level Data","EIA Prime Mover-level Data","Estimated using emissions factor","Estimated using emissions factor","Estimated using emissions factor","Estimated using emissions factor"]
[314,2019,"AK","Kivalina",57065,"UNIT3","IC","OP",{"$nulls":4},"DFO",null,{"v":2853.455078125,"d":"2,853"},{"v":1162,"d":"1,162"},{"v":0,"d":"0.0"},{"v":0,"d":"0.0"},{"v":0,"d":"0.0"},{"v":233.02099609375,"d":"233.0"},null,"EIA Prime Mover-level Data","EIA Prime Mover-level Data","Estimated using emissions factor","Estimated using emissions factor","Estimated using emissions factor","Estimated using emissions factor"]
[315,2019,"AK","Kivalina",57065,"UNIT4","IC","OP",{"$nulls":4},"DFO",null,{"v":5706.9091796875,"d":"5,707"},{"v":2324,"d":"2,324"},{"v":0,"d":"0.0"},{"v":0,"d":"0.0"},{"v":0,"d":"0.0"},{"v":466.042999267578,"d":"466.0"},null,"EIA Prime Mover-level Data","EIA Prime Mover-level Data","Estimated using emissions factor","Estimated using emissions factor","Estimated using emissions factor","Estimated using emissions factor"]
[316,2019,"AK","Klawock",7466,"1","IC","RE",{"$nulls":4},"DFO"]
[317,2019,"AK","Klawock",7466,"2","IC","RE",{"$nulls":4},"DFO"]
[318,2019,"AK","Klawock",7466,"3","IC","RE",{"$nulls":4},"DFO"]
[319,2019,"AK","Klawock",7466,"4","IC","RE",{"$nulls":4},"DFO"]
[320,2019,"AK","Klawock Power Generation Station",61684,"1","IC","OP",{"$nulls":4},"DFO",null,{"v":20576,"d":"20,576"},{"v":8372,"d":"8,372"},{"v":32.9179992675781,"d":"32.9"},{"v":13.3929996490479,"d":"13.4"},{"v":2.9835000038147,"d":"3.0"},{"v":1680.29504394531,"d":"1,680.3"},null,"EIA Prime Mover-level Data","EIA Prime Mover-level Data","Estimated using emissions factor","Estimated using emissions factor","Estimated using emissions factor","Estimated using emissions factor"]
[321,2019,"AK","Kodiak Microgrid",6281,"1","IC","OP",{"$nulls":4},"DFO"]
[322,2019,"AK","Kodiak Microgrid",6281,"2","IC","RE",{"$nulls":4},"DFO"]
[323,2019,"AK","Kodiak Microgrid",6281,"2c","IC","OP",{"$nulls":4},"DFO"]
[324,2019,"AK","Kodiak Microgrid",6281,"3","IC","RE",{"$nulls":4},"DFO"]
[325,2019,"AK","Kodiak Microgrid",6281,"3c","IC","OP",{"$nulls":4},"DFO"]
[326,2019,"AK","Kodiak Microgrid",6281,"4","IC","OP",{"$nulls":4},"DFO"]
[327,2019,"AK","Kodiak Microgrid",6281,"6","IC","RE",{"$nulls":4},"DFO"]
[328,2019,"AK","Kodiak Microgrid",6281,"7","IC","RE",{"$nulls":4},"DFO"]
[329,2019,"AK","Kodiak Microgrid",6281,"8","IC","RE",{"$nulls":4},"DFO"]
[330,2019,"AK","Kodiak Microgrid",6281,"9","IC","RE",{"$nulls":4},"DFO"]
[331,2019,"AK","Kotlik",57064,"UNIT1","IC","OP",{"$nulls":4},"DFO",null,{"v":4552.5,"d":"4,553"},{"v":1853.78601074219,"d":"1,854"},{"v":0,"d":"0.0"},{"v":0,"d":"0.0"},{"v":0,"d":"0.0"},{"v":371.769989013672,"d":"371.8"},null,"EIA Prime Mover-level Data","EIA Prime Mover-level Data","Estimated using emissions factor","Estimated using emissions factor","Estimated using emissions factor","Estimated using emissions factor"]
[332,2019,"AK","Kotlik",57064,"UNIT2","IC","OP",{"$nulls":4},"DFO",null,{"v":4552.5,"d":"4,553"},{"v":1853.78601074219,"d":"1,854"},{"v":0,"d":"0.0"},{"v":0,"d":"0.0"},{"v":0,"d":"0.0"},{"v":371.769989013672,"d":"371.8"},null,"EIA Prime Mover-level Data","EIA Prime Mover-level Data","Estimated using emissions factor","Estimated using emissions factor","Estimated using emissions factor","Estimated using emissions factor"]
[333,2019,"AK","Kotlik",57064,"UNIT3","IC","OP",{"$nulls":4},"DFO",null,{"v":6070,"d":"6,070"},{"v":2471.71411132813,"d":"2,472"},{"v":0,"d":"0.0"},{"v":0,"d":"0.0"},{"v":0,"d":"0.0"},{"v":495.694000244141,"d":"495.7"},null,"EIA Prime Mover-level Data","EIA Prime Mover-level Data","Estimated using emissions factor","Estimated using emissions factor","Estimated using emissions factor","Estimated using emissions factor"]
[334,2019,"AK","Kotlik",57064,"UNIT4","IC","OP",{"$nulls":4},"DFO",null,{"v":6070,"d":"6,070"},{"v":2471.71411132813,"d":"2,472"},{"v":0,"d":"0.0"},{"v":0,"d":"0.0"},{"v":0,"d":"0.0"},{"v":495.694000244141,"d":"495.7"},null,"EIA Prime Mover-level Data","EIA Prime Mover-level Data","Estimated using emissions factor","Estimated using emissions factor","Estimated using emissions factor","Estimated using emissions factor"]
[335,2019,"AK","Kotzebue Hybrid",6304,"10","IC","OP",{"$nulls":4},"DFO",null,{"v":46892.54296875,"d":"46,893"},{"v":19091.44140625,"d":"19,091"},{"v":74.3249969482422,"d":"74.3"},{"v":30.2600002288818,"d":"30.3"},{"v":6.79939985275269,"d":"6.8"},{"v":3829.3798828125,"d":"3,829.4"},null,"EIA Prime Mover-level Data","EIA Prime Mover-level Data","Estimated using emissions factor","Estimated using emissions factor","Estimated using emissions factor","Estimated using emissions factor"]
[336,2019,"AK","Kotzebue Hybrid",6304,"10wt","WT","OP",{"$nulls":4},"WND",null,{"v":354.022003173828,"d":"354"},{"v":135.755996704102,"d":"136"},{"$nulls":5},"EIA Prime Mover-level Data","EIA Prime Mover-level Data"]
[337,2019,"AK","Kotzebue Hybrid",6304,"11","IC","RE",{"$nulls":4},"DFO"]
[338,2019,"AK","Kotzebue Hybrid",6304,"11wt","WT","OP",{"$nulls":4},"WND",null,{"v":354.022003173828,"d":"354"},{"v":135.755996704102,"d":"136"},{"$nulls":5},"EIA Prime Mover-level Data","EIA Prime Mover-level Data"]
[339,2019,"AK","Kotzebue Hybrid",6304,"12","IC","RE",{"$nulls":4},"DFO"]
[340,2019,"AK","Kotzebue Hybrid",6304,"12wt","WT","OP",{"$nulls":4},"WND",null,{"v":354.022003173828,"d":"354"},{"v":135.755996704102,"d":"136"},{"$nulls":5},"EIA Prime Mover-level Data","EIA Prime Mover-level Data"]
[341,2019,"AK","Kotzebue Hybrid",6304,"13WT","WT","OP",{"$nulls":4},"WND",null,{"v":354.022003173828,"d":"354"},{"v":135.755996704102,"d":"136"},{"$nulls":5},"EIA Prime Mover-level Data","EIA Prime Mover-level Data"]
[342,2019,"AK","Kotzebue Hybrid",6304,"14","IC","OP",{"$nulls":4},"DFO",null,{"v":43766.37109375,"d":"43,766"},{"v":17818.677734375,"d":"17,819"},{"v":69.370002746582,"d":"69.4"},{"v":28.2430000305176,"d":"28.2"},{"v":6.34609985351563,"d":"6.3"},{"v":3574.087890625,"d":"3,574.1"},null,"EIA Prime Mover-level Data","EIA Prime Mover-level Data","Estimated using emissions factor","Estimated using emissions factor","Estimated using emissions factor","Estimated using emissions factor"]
[343,2019,"AK","Kotzebue Hybrid",6304,"14wt","WT","OP",{"$nulls":4},"WND",null,{"v":354.022003173828,"d":"354"},{"v":135.755996704102,"d":"136"},{"$nulls":5},"EIA Prime Mover-level Data","EIA Prime Mover-level Data"]
[344,2019,"AK","Kotzebue Hybrid",6304,"15","IC","OP",{"$nulls":4},"DFO",null,{"v":43766.37109375,"d":"43,766"},{"v":17818.677734375,"d":"17,819"},{"v":69.370002746582,"d":"69.4"},{"v":28.2430000305176,"d":"28.2"},{"v":6.34609985351563,"d":"6.3"},{"v":3574.087890625,"d":"3,574.1"},null,"EIA Prime Mover-level Data","EIA Prime Mover-level Data","Estimated using emissions factor","Estimated using emissions factor","Estimated using emissions factor","Estimated using emissions factor"]
[345,2019,"AK","Kotzebue Hybrid",6304,"15WT","WT","OP",{"$nulls":4},"WND",null,{"v":354.022003173828,"d":"354"},{"v":135.755996704102,"d":"136"},{"$nulls":5},"EIA Prime Mover-level Data","EIA Prime Mover-level Data"]
[346,2019,"AK","Kotzebue Hybrid",6304,"16","IC","OP",{"$nulls":4},"DFO",null,{"v":21883.185546875,"d":"21,883"},{"v":8909.3388671875,"d":"8,909"},{"v":34.685001373291,"d":"34.7"},{"v":14.121000289917,"d":"14.1"},{"v":3.17309999465942,"d":"3.2"},{"v":1787.0439453125,"d":"1,787.0"},null,"EIA Prime Mover-level Data","EIA Prime Mover-level Data","Estimated using emissions factor","Estimated using emissions factor","Estimated using emissions factor","Estimated using emissions factor"]
[347,2019,"AK","Kotzebue Hybrid",6304,"16WT","WT","OP",{"$nulls":4},"WND",null,{"v":354.022003173828,"d":"354"},{"v":135.755996704102,"d":"136"},{"$nulls":5},"EIA Prime Mover-level Data","EIA Prime Mover-level Data"]
[348,2019,"AK","Kotzebue Hybrid",6304,"17","IC","OP",{"$nulls":4},"DFO",null,{"v":10941.5927734375,"d":"10,942"},{"v":4454.6689453125,"d":"4,455"},{"v":17.3419990539551,"d":"17.3"},{"v":7.06099987030029,"d":"7.1"},{"v":1.58650004863739,"d":"1.6"},{"v":893.52197265625,"d":"893.5"},null,"EIA Prime Mover-level Data","EIA Prime Mover-level Data","Estimated using emissions factor","Estimated using emissions factor","Estimated using emissions factor","Estimated using emissions factor"]
[349,2019,"AK","Kotzebue Hybrid",6304,"17WT","WT","OP",{"$nulls":4},"WND",null,{"v":354.022003173828,"d":"354"},{"v":135.755996704102,"d":"136"},{"$nulls":5},"EIA Prime Mover-level Data","EIA Prime Mover-level Data"]
[350,2019,"AK","Kotzebue Hybrid",6304,"18WT","WT","OP",{"$nulls":4},"WND",null,{"v":3186.19995117188,"d":"3,186"},{"v":1221.80004882813,"d":"1,222"},{"$nulls":5},"EIA Prime Mover-level Data","EIA Prime Mover-level Data"]
[351,2019,"AK","Kotzebue Hybrid",6304,"19WT","WT","OP",{"$nulls":4},"WND",null,{"v":3186.19995117188,"d":"3,186"},{"v":1221.80004882813,"d":"1,222"},{"$nulls":5},"EIA Prime Mover-level Data","EIA Prime Mover-level Data"]
[352,2019,"AK","Kotzebue Hybrid",6304,"1WT","WT","OP",{"$nulls":4},"WND",null,{"v":2124.13305664063,"d":"2,124"},{"v":814.533020019531,"d":"815"},{"$nulls":5},"EIA Prime Mover-level Data","EIA Prime Mover-level Data"]
[353,2019,"AK","Kotzebue Hybrid",6304,"2WT","WT","OP",{"$nulls":4},"WND",null,{"v":354.022003173828,"d":"354"},{"v":135.755996704102,"d":"136"},{"$nulls":5},"EIA Prime Mover-level Data","EIA Prime Mover-level Data"]
[354,2019,"AK","Kotzebue Hybrid",6304,"3WT","WT","OP",{"$nulls":4},"WND",null,{"v":708.044006347656,"d":"708"},{"v":271.510986328125,"d":"272"},{"$nulls":5},"EIA Prime Mover-level Data","EIA Prime Mover-level Data"]
[355,2019,"AK","Kotzebue Hybrid",6304,"4WT","WT","OP",{"$nulls":4},"WND",null,{"v":1770.11096191406,"d":"1,770"},{"v":678.778015136719,"d":"679"},{"$nulls":5},"EIA Prime Mover-level Data","EIA Prime Mover-level Data"]
[356,2019,"AK","Kotzebue Hybrid",6304,"5WT","WT","OP",{"$nulls":4},"WND",null,{"v":354.022003173828,"d":"354"},{"v":135.755996704102,"d":"136"},{"$nulls":5},"EIA Prime Mover-level Data","EIA Prime Mover-level Data"]
[357,2019,"AK","Kotzebue Hybrid",6304,"6WT","WT","OP",{"$nulls":4},"WND",null,{"v":354.022003173828,"d":"354"},{"v":135.755996704102,"d":"136"},{"$nulls":5},"EIA Prime Mover-level Data","EIA Prime Mover-level Data"]
[358,2019,"AK","Kotzebue Hybrid",6304,"7A","IC","OP",{"$nulls":4},"DFO",null,{"v":17193.931640625,"d":"17,194"},{"v":7000.19482421875,"d":"7,000"},{"v":27.2520008087158,"d":"27.3"},{"v":11.0950002670288,"d":"11.1"},{"v":2.49309992790222,"d":"2.5"},{"v":1404.10595703125,"d":"1,404.1"},null,"EIA Prime Mover-level Data","EIA Prime Mover-level Data","Estimated using emissions factor","Estimated using emissions factor","Estimated using emissions factor","Estimated using emissions factor"]
[359,2019,"AK","Kotzebue Hybrid",6304,"7WT","WT","OP",{"$nulls":4},"WND",null,{"v":354.022003173828,"d":"354"},{"v":135.755996704102,"d":"136"},{"$nulls":5},"EIA Prime Mover-level Data","EIA Prime Mover-level Data"]
[360,2019,"AK","Kotzebue Hybrid",6304,"8WT","WT","OP",{"$nulls":4},"WND",null,{"v":354.022003173828,"d":"354"},{"v":135.755996704102,"d":"136"},{"$nulls":5},"EIA Prime Mover-level Data","EIA Prime Mover-level Data"]
[361,2019,"AK","Kotzebue Hybrid",6304,"9","IC","RE",{"$nulls":4},"DFO"]
[362,2019,"AK","Kotzebue Hybrid",6304,"9wt","WT","OP",{"$nulls":4},"WND",null,{"v":354.022003173828,"d":"354"},{"v":135.755996704102,"d":"136"},{"$nulls":5},"EIA Prime Mover-level Data","EIA Prime Mover-level Data"]
[363,2019,"AK","Kotzebue Hybrid",6304,"ES1","BA","OP",{"$nulls":4},"MWH",null,0,0,{"$nulls":5},"EIA Prime Mover-level Data","EIA Prime Mover-level Data"]
[364,2019,"AK","Koyuk",57059,"UNIT1","IC","OP",{"$nulls":4},"DFO",null,{"v":2256.544921875,"d":"2,257"},918,{"v":0,"d":"0.0"},{"v":0,"d":"0.0"},{"v":0,"d":"0.0"},{"v":184.276000976563,"d":"184.3"},null,"EIA Prime Mover-level Data","EIA Prime Mover-level Data","Estimated using emissions factor","Estimated using emissions factor","Estimated using emissions factor","Estimated using emissions factor"]
[365,2019,"AK","Koyuk",57059,"UNIT2","IC","OP",{"$nulls":4},"DFO",null,{"v":4513.0908203125,"d":"4,513"},{"v":1836,"d":"1,836"},{"v":0,"d":"0.0"},{"v":0,"d":"0.0"},{"v":0,"d":"0.0"},{"v":368.552001953125,"d":"368.6"},null,"EIA Prime Mover-level Data","EIA Prime Mover-level Data","Estimated using emissions factor","Estimated using emissions factor","Estimated using emissions factor","Estimated using emissions factor"]
[366,2019,"AK","Koyuk",57059,"UNIT3","IC","OP",{"$nulls":4},"DFO",null,{"v":5641.36376953125,"d":"5,641"},{"v":2295,"d":"2,295"},{"v":0,"d":"0.0"},{"v":0,"d":"0.0"},{"v":0,"d":"0.0"},{"v":460.690002441406,"d":"460.7"},null,"EIA Prime Mover-level Data","EIA Prime Mover-level Data","Estimated using emissions factor","Estimated using emissions factor","Estimated using emissions factor","Estimated using emissions factor"]
[367,2019,"AK","Lake Dorothy Hydroelectric Project",57085,"1","HY","OP",{"$nulls":4},"WAT",null,{"v":604933,"d":"604,933"},{"v":264591,"d":"264,591"},{"$nulls":5},"EIA Prime Mover-level Data","EIA Prime Mover-level Data"]
[368,2019,"AK","Lemon Creek",64,"1","IC","SB",{"$nulls":4},"DFO",null,{"v":1912.14294433594,"d":"1,912"},{"v":778.570983886719,"d":"779"},{"v":3.14599990844727,"d":"3.1"},{"v":1.28100001811981,"d":"1.3"},{"v":0.277300000190735,"d":"0.3"},{"v":156.151000976563,"d":"156.2"},null,"EIA Prime Mover-level Data","EIA Prime Mover-level Data","Estimated using emissions factor","Estimated using emissions factor","Estimated using emissions factor","Estimated using emissions factor"]
[369,2019,"AK","Lemon Creek",64,"2","IC","SB",{"$nulls":4},"DFO",null,{"v":1988.62902832031,"d":"1,989"},{"v":809.713989257813,"d":"810"},{"v":3.2720000743866,"d":"3.3"},{"v":1.33200001716614,"d":"1.3"},{"v":0.288399994373322,"d":"0.3"},{"v":162.397003173828,"d":"162.4"},null,"EIA Prime Mover-level Data","EIA Prime Mover-level Data","Estimated using emissions factor","Estimated using emissions factor","Estimated using emissions factor","Estimated using emissions factor"]
[370,2019,"AK","Lemon Creek",64,"3","IC","SB",{"$nulls":4},"DFO",null,{"v":1988.62902832031,"d":"1,989"},{"v":809.713989257813,"d":"810"},{"v":3.2720000743866,"d":"3.3"},{"v":1.33200001716614,"d":"1.3"},{"v":0.288399994373322,"d":"0.3"},{"v":162.397003173828,"d":"162.4"},null,"EIA Prime Mover-level Data","EIA Prime Mover-level Data","Estimated using emissions factor","Estimated using emissions factor","Estimated using emissions factor","Estimated using emissions factor"]
[371,2019,"AK","Lemon Creek",64,"5","GT","SB",{"$nulls":4},"DFO",null,{"v":2391,"d":"2,391"},{"v":974.5,"d":"975"},{"v":1.0809999704361,"d":"1.1"},{"v":0.441000014543533,"d":"0.4"},{"v":0.60369998216629,"d":"0.6"},{"v":195.255996704102,"d":"195.3"},null,"EIA Prime Mover-level Data","EIA Prime Mover-level Data","Estimated using emissions factor","Estimated using emissions factor","Estimated using emissions factor","Estimated using emissions factor"]
[372,2019,"AK","Lemon Creek",64,"6","GT","SB",{"$nulls":4},"DFO",null,{"v":2391,"d":"2,391"},{"v":974.5,"d":"975"},{"v":1.0809999704361,"d":"1.1"},{"v":0.441000014543533,"d":"0.4"},{"v":0.60369998216629,"d":"0.6"},{"v":195.255996704102,"d":"195.3"},null,"EIA Prime Mover-level Data","EIA Prime Mover-level Data","Estimated using emissions factor","Estimated using emissions factor","Estimated using emissions factor","Estimated using emissions factor"]
[373,2019,"AK","Lemon Creek",64,"7","IC","SB",{"$nulls":4},"DFO",null,{"v":2141.60009765625,"d":"2,142"},872,{"v":3.52300000190735,"d":"3.5"},{"v":1.43499994277954,"d":"1.4"},{"v":0.310499995946884,"d":"0.3"},{"v":174.889007568359,"d":"174.9"},null,"EIA Prime Mover-level Data","EIA Prime Mover-level Data","Estimated using emissions factor","Estimated using emissions factor","Estimated using emissions factor","Estimated using emissions factor"]
[374,2019,"AK","Lemon Creek",64,"IC10","IC","SB",{"$nulls":4},"DFO",null,{"v":2141.60009765625,"d":"2,142"},872,{"v":3.52300000190735,"d":"3.5"},{"v":1.43499994277954,"d":"1.4"},{"v":0.310499995946884,"d":"0.3"},{"v":174.889007568359,"d":"174.9"},null,"EIA Prime Mover-level Data","EIA Prime Mover-level Data","Estimated using emissions factor","Estimated using emissions factor","Estimated using emissions factor","Estimated using emissions factor"]
[375,2019,"AK","Lemon Creek",64,"IC11","IC","SB",{"$nulls":4},"DFO",null,{"v":2141.60009765625,"d":"2,142"},872,{"v":3.52300000190735,"d":"3.5"},{"v":1.43499994277954,"d":"1.4"},{"v":0.310499995946884,"d":"0.3"},{"v":174.889007568359,"d":"174.9"},null,"EIA Prime Mover-level Data","EIA Prime Mover-level Data","Estimated using emissions factor","Estimated using emissions factor","Estimated using emissions factor","Estimated using emissions factor"]
[376,2019,"AK","Lemon Creek",64,"IC12","IC","SB",{"$nulls":4},"DFO",null,{"v":2141.60009765625,"d":"2,142"},872,{"v":3.52300000190735,"d":"3.5"},{"v":1.43499994277954,"d":"1.4"},{"v":0.310499995946884,"d":"0.3"},{"v":174.889007568359,"d":"174.9"},null,"EIA Prime Mover-level Data","EIA Prime Mover-level Data","Estimated using emissions factor","Estimated using emissions factor","Estimated using emissions factor","Estimated using emissions factor"]
[377,2019,"AK","Lemon Creek",64,"IC8","IC","SB",{"$nulls":4},"DFO",null,{"v":2141.60009765625,"d":"2,142"},872,{"v":3.52300000190735,"d":"3.5"},{"v":1.43499994277954,"d":"1.4"},{"v":0.310499995946884,"d":"0.3"},{"v":174.889007568359,"d":"174.9"},null,"EIA Prime Mover-level Data","EIA Prime Mover-level Data","Estimated using emissions factor","Estimated using emissions factor","Estimated using emissions factor","Estimated using emissions factor"]
[378,2019,"AK","Lemon Creek",64,"IC9","IC","SB",{"$nulls":4},"DFO",null,{"v":2141.60009765625,"d":"2,142"},872,{"v":3.52300000190735,"d":"3.5"},{"v":1.43499994277954,"d":"1.4"},{"v":0.310499995946884,"d":"0.3"},{"v":174.889007568359,"d":"174.9"},null,"EIA Prime Mover-level Data","EIA Prime Mover-level Data","Estimated using emissions factor","Estimated using emissions factor","Estimated using emissions factor","Estimated using emissions factor"]
[379,2019,"AK","Mahoney Lake Hydroelectric",59027,"GEN 1","HY","P",{"$nulls":4},"WAT"]
[380,2019,"AK","Marshall",60244,"1","IC","OP",{"$nulls":4},"DFO",null,{"v":7165,"d":"7,165"},{"v":2919.544921875,"d":"2,920"},{"v":11.9040002822876,"d":"11.9"},{"v":4.85099983215332,"d":"4.9"},{"v":1.03890001773834,"d":"1.0"},{"v":585.114990234375,"d":"585.1"},null,"EIA Prime Mover-level Data","EIA Prime Mover-level Data","Estimated using emissions factor","Estimated using emissions factor","Estimated using emissions factor","Estimated using emissions factor"]
[381,2019,"AK","Marshall",60244,"2","IC","OP",{"$nulls":4},"DFO",null,{"v":5732,"d":"5,732"},{"v":2335.63598632813,"d":"2,336"},{"v":9.52299976348877,"d":"9.5"},{"v":3.88000011444092,"d":"3.9"},{"v":0.831099987030029,"d":"0.8"},{"v":468.092010498047,"d":"468.1"},null,"EIA Prime Mover-level Data","EIA Prime Mover-level Data","Estimated using emissions factor","Estimated using emissions factor","Estimated using emissions factor","Estimated using emissions factor"]
[382,2019,"AK","Marshall",60244,"3","IC","OP",{"$nulls":4},"DFO",null,{"v":2866,"d":"2,866"},{"v":1167.81799316406,"d":"1,168"},{"v":4.76200008392334,"d":"4.8"},{"v":1.94000005722046,"d":"1.9"},{"v":0.415600001811981,"d":"0.4"},{"v":234.046005249023,"d":"234.0"},null,"EIA Prime Mover-level Data","EIA Prime Mover-level Data","Estimated using emissions factor","Estimated using emissions factor","Estimated using emissions factor","Estimated using emissions factor"]
[383,2019,"AK","McGrath",6555,"11","IC","P",{"$nulls":4},"DFO"]
[384,2019,"AK","McGrath",6555,"12","IC","P",{"$nulls":4},"DFO"]
[385,2019,"AK","McGrath",6555,"13","IC","P",{"$nulls":4},"DFO"]
[386,2019,"AK","McGrath",6555,"14","IC","P",{"$nulls":4},"DFO"]
[387,2019,"AK","McGrath",6555,"3","IC","RE",{"$nulls":4},"DFO"]
[388,2019,"AK","McGrath",6555,"3A","IC","OP",{"$nulls":4},"DFO",null,{"v":4580.455078125,"d":"4,580"},{"v":1863.86401367188,"d":"1,864"},{"v":7.76100015640259,"d":"7.8"},{"v":3.15799999237061,"d":"3.2"},{"v":0.664200007915497,"d":"0.7"},{"v":374.053009033203,"d":"374.1"},null,"EIA Prime Mover-level Data","EIA Prime Mover-level Data","Estimated using emissions factor","Estimated using emissions factor","Estimated using emissions factor","Estimated using emissions factor"]
[389,2019,"AK","McGrath",6555,"4","IC","RE",{"$nulls":4},"DFO"]
[390,2019,"AK","McGrath",6555,"4A","IC","OP",{"$nulls":4},"DFO",null,{"v":4580.455078125,"d":"4,580"},{"v":1863.86401367188,"d":"1,864"},{"v":7.76100015640259,"d":"7.8"},{"v":3.15799999237061,"d":"3.2"},{"v":0.664200007915497,"d":"0.7"},{"v":374.053009033203,"d":"374.1"},null,"EIA Prime Mover-level Data","EIA Prime Mover-level Data","Estimated using emissions factor","Estimated using emissions factor","Estimated using emissions factor","Estimated using emissions factor"]
[391,2019,"AK","McGrath",6555,"5","IC","RE",{"$nulls":4},"DFO"]
[392,2019,"AK","McGrath",6555,"6","IC","OP",{"$nulls":4},"DFO",null,{"v":5496.544921875,"d":"5,497"},{"v":2236.63598632813,"d":"2,237"},{"v":9.3129997253418,"d":"9.3"},{"v":3.78999996185303,"d":"3.8"},{"v":0.796999990940094,"d":"0.8"},{"v":448.864013671875,"d":"448.9"},null,"EIA Prime Mover-level Data","EIA Prime Mover-level Data","Estimated using emissions factor","Estimated using emissions factor","Estimated using emissions factor","Estimated using emissions factor"]
[393,2019,"AK","McGrath",6555,"7","IC","OP",{"$nulls":4},"DFO",null,{"v":5496.544921875,"d":"5,497"},{"v":2236.63598632813,"d":"2,237"},{"v":9.3129997253418,"d":"9.3"},{"v":3.78999996185303,"d":"3.8"},{"v":0.796999990940094,"d":"0.8"},{"v":448.864013671875,"d":"448.9"},null,"EIA Prime Mover-level Data","EIA Prime Mover-level Data","Estimated using emissions factor","Estimated using emissions factor","Estimated using emissions factor","Estimated using emissions factor"]
[394,2019,"AK","Mountain Village",6329,"1","IC","OP",{"$nulls":4},"DFO",null,{"v":3247.56494140625,"d":"3,248"},{"v":1322.21704101563,"d":"1,322"},{"v":5.39499998092651,"d":"5.4"},{"v":2.19700002670288,"d":"2.2"},{"v":0.470899999141693,"d":"0.5"},{"v":265.205993652344,"d":"265.2"},null,"EIA Prime Mover-level Data","EIA Prime Mover-level Data","Estimated using emissions factor","Estimated using emissions factor","Estimated using emissions factor","Estimated using emissions factor"]
[395,2019,"AK","Mountain Village",6329,"3A","IC","RE",{"$nulls":4},"DFO"]
[396,2019,"AK","Mountain Village",6329,"3B","IC","OP",{"$nulls":4},"DFO",null,{"v":5412.60888671875,"d":"5,413"},{"v":2203.69604492188,"d":"2,204"},{"v":8.99199962615967,"d":"9.0"},{"v":3.66100001335144,"d":"3.7"},{"v":0.784799993038177,"d":"0.8"},{"v":442.009002685547,"d":"442.0"},null,"EIA Prime Mover-level Data","EIA Prime Mover-level Data","Estimated using emissions factor","Estimated using emissions factor","Estimated using emissions factor","Estimated using emissions factor"]
[397,2019,"AK","Mountain Village",6329,"4","IC","RE",{"$nulls":4},"DFO"]
[398,2019,"AK","Mountain Village",6329,"4A","IC","OP",{"$nulls":4},"DFO",null,{"v":8660.173828125,"d":"8,660"},{"v":3525.9130859375,"d":"3,526"},{"v":14.3870000839233,"d":"14.4"},{"v":5.85799980163574,"d":"5.9"},{"v":1.25569999217987,"d":"1.3"},{"v":707.215026855469,"d":"707.2"},null,"EIA Prime Mover-level Data","EIA Prime Mover-level Data","Estimated using emissions factor","Estimated using emissions factor","Estimated using emissions factor","Estimated using emissions factor"]
[399,2019,"AK","Mountain Village",6329,"5","IC","RE",{"$nulls":4},"DFO"]
[400,2019,"AK","Mountain Village",6329,"5A","IC","OP",{"$nulls":4},"DFO",null,{"v":7577.65185546875,"d":"7,578"},{"v":3085.17407226563,"d":"3,085"},{"v":12.5880002975464,"d":"12.6"},{"v":5.125,"d":"5.1"},{"v":1.09879994392395,"d":"1.1"},{"v":618.81298828125,"d":"618.8"},null,"EIA Prime Mover-level Data","EIA Prime Mover-level Data","Estimated using emissions factor","Estimated using emissions factor","Estimated using emissions factor","Estimated using emissions factor"]
[401,2019,"AK","Naknek",6301,"4A","IC","OP",{"$nulls":4},"DFO",null,{"v":19018.1328125,"d":"19,018"},{"v":7742.40576171875,"d":"7,742"},{"v":30.5599994659424,"d":"30.6"},{"v":12.4409999847412,"d":"12.4"},{"v":2.75760006904602,"d":"2.8"},{"v":1553.07495117188,"d":"1,553.1"},null,"EIA Prime Mover-level Data","EIA Prime Mover-level Data","Estimated using emissions factor","Estimated using emissions factor","Estimated using emissions factor","Estimated using emissions factor"]
[402,2019,"AK","Naknek",6301,"5","IC","RE",{"$nulls":4},"DFO"]
[403,2019,"AK","Naknek",6301,"5A","IC","OP",{"$nulls":4},"DFO",null,{"v":14629.3330078125,"d":"14,629"},{"v":5955.69677734375,"d":"5,956"},{"v":23.5069999694824,"d":"23.5"},{"v":9.56999969482422,"d":"9.6"},{"v":2.12129998207092,"d":"2.1"},{"v":1194.67297363281,"d":"1,194.7"},null,"EIA Prime Mover-level Data","EIA Prime Mover-level Data","Estimated using emissions factor","Estimated using emissions factor","Estimated using emissions factor","Estimated using emissions factor"]
[404,2019,"AK","Naknek",6301,"6","IC","RE",{"$nulls":4},"DFO"]
[405,2019,"AK","Naknek",6301,"6A","IC","OP",{"$nulls":4},"DFO",null,{"v":14629.3330078125,"d":"14,629"},{"v":5955.69677734375,"d":"5,956"},{"v":23.5069999694824,"d":"23.5"},{"v":9.56999969482422,"d":"9.6"},{"v":2.12129998207092,"d":"2.1"},{"v":1194.67297363281,"d":"1,194.7"},null,"EIA Prime Mover-level Data","EIA Prime Mover-level Data","Estimated using emissions factor","Estimated using emissions factor","Estimated using emissions factor","Estimated using emissions factor"]
[406,2019,"AK","Naknek",6301,"7","IC","RE",{"$nulls":4},"DFO"]
[407,2019,"AK","Naknek",6301,"7A","IC","OP",{"$nulls":4},"DFO",null,{"v":14629.3330078125,"d":"14,629"},{"v":5955.69677734375,"d":"5,956"},{"v":23.5069999694824,"d":"23.5"},{"v":9.56999969482422,"d":"9.6"},{"v":2.12129998207092,"d":"2.1"},{"v":1194.67297363281,"d":"1,194.7"},null,"EIA Prime Mover-level Data","EIA Prime Mover-level Data","Estimated using emissions factor","Estimated using emissions factor","Estimated using emissions factor","Estimated using emissions factor"]
[408,2019,"AK","Naknek",6301,"8","IC","OP",{"$nulls":4},"DFO",null,{"v":14629.3330078125,"d":"14,629"},{"v":5955.69677734375,"d":"5,956"},{"v":23.5069999694824,"d":"23.5"},{"v":9.56999969482422,"d":"9.6"},{"v":2.12129998207092,"d":"2.1"},{"v":1194.67297363281,"d":"1,194.7"},null,"EIA Prime Mover-level Data","EIA Prime Mover-level Data","Estimated using emissions factor","Estimated using emissions factor","Estimated using emissions factor","Estimated using emissions factor"]
[409,2019,"AK","Naknek",6301,"NA1","IC","OP",{"$nulls":4},"DFO",null,{"v":16092.2666015625,"d":"16,092"},{"v":6551.26708984375,"d":"6,551"},{"v":25.8579998016357,"d":"25.9"},{"v":10.5270004272461,"d":"10.5"},{"v":2.33340001106262,"d":"2.3"},{"v":1314.14099121094,"d":"1,314.1"},null,"EIA Prime Mover-level Data","EIA Prime Mover-level Data","Estimated using emissions factor","Estimated using emissions factor","Estimated using emissions factor","Estimated using emissions factor"]
[410,2019,"AK","Naknek",6301,"NA2","IC","OP",{"$nulls":4},"DFO",null,{"v":16092.2666015625,"d":"16,092"},{"v":6551.26708984375,"d":"6,551"},{"v":25.8579998016357,"d":"25.9"},{"v":10.5270004272461,"d":"10.5"},{"v":2.33340001106262,"d":"2.3"},{"v":1314.14099121094,"d":"1,314.1"},null,"EIA Prime Mover-level Data","EIA Prime Mover-level Data","Estimated using emissions factor","Estimated using emissions factor","Estimated using emissions factor","Estimated using emissions factor"]
[411,2019,"AK","Naknek",6301,"NA3","IC","OP",{"$nulls":4},"DFO",null,{"v":11703.466796875,"d":"11,703"},{"v":4764.55810546875,"d":"4,765"},{"v":18.8059997558594,"d":"18.8"},{"v":7.6560001373291,"d":"7.7"},{"v":1.69700002670288,"d":"1.7"},{"v":955.739013671875,"d":"955.7"},null,"EIA Prime Mover-level Data","EIA Prime Mover-level Data","Estimated using emissions factor","Estimated using emissions factor","Estimated using emissions factor","Estimated using emissions factor"]
[412,2019,"AK","Naknek",6301,"NA4","IC","OP",{"$nulls":4},"DFO",null,{"v":11703.466796875,"d":"11,703"},{"v":4764.55810546875,"d":"4,765"},{"v":18.8059997558594,"d":"18.8"},{"v":7.6560001373291,"d":"7.7"},{"v":1.69700002670288,"d":"1.7"},{"v":955.739013671875,"d":"955.7"},null,"EIA Prime Mover-level Data","EIA Prime Mover-level Data","Estimated using emissions factor","Estimated using emissions factor","Estimated using emissions factor","Estimated using emissions factor"]
[413,2019,"AK","Naknek",6301,"NA5","IC","OP",{"$nulls":4},"DFO",null,{"v":11703.466796875,"d":"11,703"},{"v":4764.55810546875,"d":"4,765"},{"v":18.8059997558594,"d":"18.8"},{"v":7.6560001373291,"d":"7.7"},{"v":1.69700002670288,"d":"1.7"},{"v":955.739013671875,"d":"955.7"},null,"EIA Prime Mover-level Data","EIA Prime Mover-level Data","Estimated using emissions factor","Estimated using emissions factor","Estimated using emissions factor","Estimated using emissions factor"]
[414,2019,"AK","Naknek",6301,"NA6","IC","OP",{"$nulls":4},"DFO",null,{"v":48276.80078125,"d":"48,277"},{"v":19653.80078125,"d":"19,654"},{"v":77.5739974975586,"d":"77.6"},{"v":31.5809993743896,"d":"31.6"},{"v":7.00010013580322,"d":"7.0"},{"v":3942.42211914063,"d":"3,942.4"},null,"EIA Prime Mover-level Data","EIA Prime Mover-level Data","Estimated using emissions factor","Estimated using emissions factor","Estimated using emissions factor","Estimated using emissions factor"]
[415,2019,"AK","Naknek",6301,"NA7","IC","OP",{"$nulls":4},"DFO",null,{"v":48276.80078125,"d":"48,277"},{"v":19653.80078125,"d":"19,654"},{"v":77.5739974975586,"d":"77.6"},{"v":31.5809993743896,"d":"31.6"},{"v":7.00010013580322,"d":"7.0"},{"v":3942.42211914063,"d":"3,942.4"},null,"EIA Prime Mover-level Data","EIA Prime Mover-level Data","Estimated using emissions factor","Estimated using emissions factor","Estimated using emissions factor","Estimated using emissions factor"]
[416,2019,"AK","New Stuyahok",60245,"1","IC","OP",{"$nulls":4},"DFO",null,{"v":4956.2861328125,"d":"4,956"},{"v":2020,"d":"2,020"},{"v":8.23299980163574,"d":"8.2"},{"v":3.35500001907349,"d":"3.4"},{"v":0.718699991703033,"d":"0.7"},{"v":404.744995117188,"d":"404.7"},null,"EIA Prime Mover-level Data","EIA Prime Mover-level Data","Estimated using emissions factor","Estimated using emissions factor","Estimated using emissions factor","Estimated using emissions factor"]
[417,2019,"AK","New Stuyahok",60245,"2","IC","OP",{"$nulls":4},"DFO",null,{"v":6195.35693359375,"d":"6,195"},{"v":2525,"d":"2,525"},{"v":10.2919998168945,"d":"10.3"},{"v":4.19399976730347,"d":"4.2"},{"v":0.898299992084503,"d":"0.9"},{"v":505.930999755859,"d":"505.9"},null,"EIA Prime Mover-level Data","EIA Prime Mover-level Data","Estimated using emissions factor","Estimated using emissions factor","Estimated using emissions factor","Estimated using emissions factor"]
[418,2019,"AK","New Stuyahok",60245,"3","IC","OP",{"$nulls":4},"DFO",null,{"v":6195.35693359375,"d":"6,195"},{"v":2525,"d":"2,525"},{"v":10.2919998168945,"d":"10.3"},{"v":4.19399976730347,"d":"4.2"},{"v":0.898299992084503,"d":"0.9"},{"v":505.930999755859,"d":"505.9"},null,"EIA Prime Mover-level Data","EIA Prime Mover-level Data","Estimated using emissions factor","Estimated using emissions factor","Estimated using emissions factor","Estimated using emissions factor"]
[419,2019,"AK","Newhalen",7183,"1","IC","RE",{"$nulls":4},"DFO"]
[420,2019,"AK","Newhalen",7183,"2","IC","RE",{"$nulls":4},"DFO"]
[421,2019,"AK","Newhalen",7183,"3","IC","RE",{"$nulls":4},"DFO"]
[422,2019,"AK","Newhalen",7183,"4","IC","RE",{"$nulls":4},"DFO"]
[423,2019,"AK","Newhalen",7183,"5","IC","OP",{"$nulls":4},"DFO",null,{"v":267.3330078125,"d":"267"},{"v":108.333000183105,"d":"108"},{"v":0.444000005722046,"d":"0.4"},{"v":0.180000007152557,"d":"0.2"},{"v":0.0388000011444092,"d":"0.0"},{"v":21.8309993743896,"d":"21.8"},null,"EIA Prime Mover-level Data","EIA Prime Mover-level Data","Estimated using emissions factor","Estimated using emissions factor","Estimated using emissions factor","Estimated using emissions factor"]
[424,2019,"AK","Newhalen",7183,"6","IC","OP",{"$nulls":4},"DFO",null,{"v":267.3330078125,"d":"267"},{"v":108.333000183105,"d":"108"},{"v":0.444000005722046,"d":"0.4"},{"v":0.180000007152557,"d":"0.2"},{"v":0.0388000011444092,"d":"0.0"},{"v":21.8309993743896,"d":"21.8"},null,"EIA Prime Mover-level Data","EIA Prime Mover-level Data","Estimated using emissions factor","Estimated using emissions factor","Estimated using emissions factor","Estimated using emissions factor"]
[425,2019,"AK","Newhalen",7183,"7","IC","OP",{"$nulls":4},"DFO",null,{"v":267.3330078125,"d":"267"},{"v":108.333000183105,"d":"108"},{"v":0.444000005722046,"d":"0.4"},{"v":0.180000007152557,"d":"0.2"},{"v":0.0388000011444092,"d":"0.0"},{"v":21.8309993743896,"d":"21.8"},null,"EIA Prime Mover-level Data","EIA Prime Mover-level Data","Estimated using emissions factor","Estimated using emissions factor","Estimated using emissions factor","Estimated using emissions factor"]
[426,2019,"AK","Newhalen",7183,"H-1","HY","OP",{"$nulls":4},"WAT",null,{"v":14836.5,"d":"14,837"},{"v":6489.5,"d":"6,490"},{"$nulls":5},"EIA Prime Mover-level Data","EIA Prime Mover-level Data"]
[427,2019,"AK","Newhalen",7183,"H-2","HY","OP",{"$nulls":4},"WAT",null,{"v":14836.5,"d":"14,837"},{"v":6489.5,"d":"6,490"},{"$nulls":5},"EIA Prime Mover-level Data","EIA Prime Mover-level Data"]
[428,2019,"AK","Nikiski Combined Cycle",55966,"GT1","CT",{"$nulls":5},"NG",null,{"v":2355236.5,"d":"2,355,237"},{"v":789981.3125,"d":"789,981"},{"v":375.335998535156,"d":"375.3"},{"v":125.892997741699,"d":"125.9"},{"v":3.76370000839233,"d":"3.8"},{"v":137650.6875,"d":"137,650.7"},null,"EIA Unit-level Data","EIA Unit-Level Data","Estimated using emissions factor","Estimated using emissions factor","Estimated using emissions factor","Estimated using emissions factor"]
[429,2019,"AK","Nikiski Combined Cycle",55966,"HRSG","CA","OP",{"$nulls":3},1,"NG",null,{"v":33242.44140625,"d":"33,242"},{"v":18086.056640625,"d":"18,086"},{"v":3.5239999294281,"d":"3.5"},{"v":1.91700005531311,"d":"1.9"},{"v":0.0531000010669231,"d":"0.1"},{"v":1942.83898925781,"d":"1,942.8"},null,"EIA Unit-level Data","EIA Unit-Level Data","Estimated based on unit-level NOx emission rates","Estimated based on unit-level NOx ozone season emission rates","Estimated using emissions factor and plant-specific sulfur content","Estimated using emissions factor"]
[430,2019,"AK","Noatak",57051,"5A","IC","OP",{"$nulls":4},"DFO",null,{"v":6634.615234375,"d":"6,635"},{"v":2698.84594726563,"d":"2,699"},{"v":0,"d":"0.0"},{"v":0,"d":"0.0"},{"v":0,"d":"0.0"},{"v":541.802001953125,"d":"541.8"},null,"EIA Prime Mover-level Data","EIA Prime Mover-level Data","Estimated using emissions factor","Estimated using emissions factor","Estimated using emissions factor","Estimated using emissions factor"]
[431,2019,"AK","Noatak",57051,"UNIT2","IC","OP",{"$nulls":4},"DFO",null,{"v":3980.76904296875,"d":"3,981"},{"v":1619.30798339844,"d":"1,619"},{"v":0,"d":"0.0"},{"v":0,"d":"0.0"},{"v":0,"d":"0.0"},{"v":325.080993652344,"d":"325.1"},null,"EIA Prime Mover-level Data","EIA Prime Mover-level Data","Estimated using emissions factor","Estimated using emissions factor","Estimated using emissions factor","Estimated using emissions factor"]
[432,2019,"AK","Noatak",57051,"UNIT4","IC","OP",{"$nulls":4},"DFO",null,{"v":6634.615234375,"d":"6,635"},{"v":2698.84594726563,"d":"2,699"},{"v":0,"d":"0.0"},{"v":0,"d":"0.0"},{"v":0,"d":"0.0"},{"v":541.802001953125,"d":"541.8"},null,"EIA Prime Mover-level Data","EIA Prime Mover-level Data","Estimated using emissions factor","Estimated using emissions factor","Estimated using emissions factor","Estimated using emissions factor"]
[433,2019,"AK","Noatak",57051,"UNIT5","IC","RE",{"$nulls":4},"DFO"]
[434,2019,"AK","Noorvik",6330,"1A","IC","OP",{"$nulls":4},"DFO",null,{"v":3853.60009765625,"d":"3,854"},{"v":1568.40002441406,"d":"1,568"},{"v":6.40299987792969,"d":"6.4"},{"v":2.60599994659424,"d":"2.6"},{"v":0.558799982070923,"d":"0.6"},{"v":314.696014404297,"d":"314.7"},null,"EIA Prime Mover-level Data","EIA Prime Mover-level Data","Estimated using emissions factor","Estimated using emissions factor","Estimated using emissions factor","Estimated using emissions factor"]
[435,2019,"AK","Noorvik",6330,"2A","IC","RE",{"$nulls":4},"DFO"]
[436,2019,"AK","Noorvik",6330,"2B","IC","OP",{"$nulls":4},"DFO",null,{"v":6422.6669921875,"d":"6,423"},{"v":2614,"d":"2,614"},{"v":10.6709995269775,"d":"10.7"},{"v":4.34299993515015,"d":"4.3"},{"v":0.931299984455109,"d":"0.9"},{"v":524.492980957031,"d":"524.5"},null,"EIA Prime Mover-level Data","EIA Prime Mover-level Data","Estimated using emissions factor","Estimated using emissions factor","Estimated using emissions factor","Estimated using emissions factor"]
[437,2019,"AK","Noorvik",6330,"3","IC","RE",{"$nulls":4},"DFO"]
[438,2019,"AK","Noorvik",6330,"3A","IC","OP",{"$nulls":4},"DFO",null,{"v":8991.7333984375,"d":"8,992"},{"v":3659.60009765625,"d":"3,660"},{"v":14.9399995803833,"d":"14.9"},{"v":6.07999992370605,"d":"6.1"},{"v":1.30379998683929,"d":"1.3"},{"v":734.291015625,"d":"734.3"},null,"EIA Prime Mover-level Data","EIA Prime Mover-level Data","Estimated using emissions factor","Estimated using emissions factor","Estimated using emissions factor","Estimated using emissions factor"]
[439,2019,"AK","North Pole",6285,"GT3","CT",{"$nulls":5},"WO",null,{"v":2945598,"d":"2,945,598"},{"v":1142425.875,"d":"1,142,426"},{"v":1163.59204101563,"d":"1,163.6"},{"v":436.358001708984,"d":"436.4"},{"v":293.361694335938,"d":"293.4"},{"v":250887.484375,"d":"250,887.5"},null,"EIA Unit-level Data","EIA Unit-Level Data","Estimated using emissions factor","Estimated using emissions factor","Estimated using emissions factor","Estimated using emissions factor"]
[440,2019,"AK","North Pole",6285,"HRSG1","CA","OP",{"$nulls":3},1,"DFO",null,0,0,{"v":0,"d":"0.0"},{"v":0,"d":"0.0"},{"v":0,"d":"0.0"},{"v":0,"d":"0.0"},null,"EIA Unit-level Data","EIA Unit-Level Data","Estimated using emissions factor","Estimated using emissions factor","Estimated using emissions factor","Estimated using emissions factor"]
[441,2019,"AK","North Pole",6285,"1","GT","OP",{"$nulls":4},"DFO",null,{"v":575216.5,"d":"575,217"},{"v":250845,"d":"250,845"},{"v":267.945007324219,"d":"267.9"},{"v":116.847999572754,"d":"116.8"},{"v":145.242202758789,"d":"145.2"},{"v":46973.83203125,"d":"46,973.8"},null,"EIA Prime Mover-level Data","EIA Prime Mover-level Data","Estimated using emissions factor","Estimated using emissions factor","Estimated using emissions factor","Estimated using emissions factor"]
[442,2019,"AK","North Pole",6285,"2","GT","OP",{"$nulls":4},"DFO",null,{"v":575216.5,"d":"575,217"},{"v":250845,"d":"250,845"},{"v":267.945007324219,"d":"267.9"},{"v":116.847999572754,"d":"116.8"},{"v":145.242202758789,"d":"145.2"},{"v":46973.83203125,"d":"46,973.8"},null,"EIA Prime Mover-level Data","EIA Prime Mover-level Data","Estimated using emissions factor","Estimated using emissions factor","Estimated using emissions factor","Estimated using emissions factor"]
[443,2019,"AK","Northway",7169,"1A","IC","OP",{"$nulls":4},"DFO",null,{"v":5229.544921875,"d":"5,230"},{"v":2129.09106445313,"d":"2,129"},{"v":8.36699962615967,"d":"8.4"},{"v":3.40599989891052,"d":"3.4"},{"v":0.758300006389618,"d":"0.8"},{"v":427.059997558594,"d":"427.1"},null,"EIA Prime Mover-level Data","EIA Prime Mover-level Data","Estimated using emissions factor","Estimated using emissions factor","Estimated using emissions factor","Estimated using emissions factor"]
[444,2019,"AK","Northway",7169,"2A","IC","OP",{"$nulls":4},"DFO",null,{"v":2091.81811523438,"d":"2,092"},{"v":851.635986328125,"d":"852"},{"v":3.34699988365173,"d":"3.3"},{"v":1.36199998855591,"d":"1.4"},{"v":0.303299993276596,"d":"0.3"},{"v":170.824005126953,"d":"170.8"},null,"EIA Prime Mover-level Data","EIA Prime Mover-level Data","Estimated using emissions factor","Estimated using emissions factor","Estimated using emissions factor","Estimated using emissions factor"]
[445,2019,"AK","Northway",7169,"4","IC","RE",{"$nulls":4},"DFO"]
[446,2019,"AK","Northway",7169,"5","IC","OP",{"$nulls":4},"DFO",null,{"v":4183.63623046875,"d":"4,184"},{"v":1703.27294921875,"d":"1,703"},{"v":6.69299983978271,"d":"6.7"},{"v":2.72499990463257,"d":"2.7"},{"v":0.606599986553192,"d":"0.6"},{"v":341.648010253906,"d":"341.6"},null,"EIA Prime Mover-level Data","EIA Prime Mover-level Data","Estimated using emissions factor","Estimated using emissions factor","Estimated using emissions factor","Estimated using emissions factor"]
[447,2019,"AK","NSB Anaktuvuk Pass",7487,"1","IC","OP",{"$nulls":4},"DFO",null,{"v":4591.6669921875,"d":"4,592"},{"v":1868.77795410156,"d":"1,869"},{"v":7.3270001411438,"d":"7.3"},{"v":2.98200011253357,"d":"3.0"},{"v":0.665799975395203,"d":"0.7"},{"v":374.968994140625,"d":"375.0"},null,"EIA Prime Mover-level Data","EIA Prime Mover-level Data","Estimated using emissions factor","Estimated using emissions factor","Estimated using emissions factor","Estimated using emissions factor"]
[448,2019,"AK","NSB Anaktuvuk Pass",7487,"2","IC","OP",{"$nulls":4},"DFO",null,{"v":4591.6669921875,"d":"4,592"},{"v":1868.77795410156,"d":"1,869"},{"v":7.3270001411438,"d":"7.3"},{"v":2.98200011253357,"d":"3.0"},{"v":0.665799975395203,"d":"0.7"},{"v":374.968994140625,"d":"375.0"},null,"EIA Prime Mover-level Data","EIA Prime Mover-level Data","Estimated using emissions factor","Estimated using emissions factor","Estimated using emissions factor","Estimated using emissions factor"]
[449,2019,"AK","NSB Anaktuvuk Pass",7487,"3","IC","OP",{"$nulls":4},"DFO",null,{"v":4591.6669921875,"d":"4,592"},{"v":1868.77795410156,"d":"1,869"},{"v":7.3270001411438,"d":"7.3"},{"v":2.98200011253357,"d":"3.0"},{"v":0.665799975395203,"d":"0.7"},{"v":374.968994140625,"d":"375.0"},null,"EIA Prime Mover-level Data","EIA Prime Mover-level Data","Estimated using emissions factor","Estimated using emissions factor","Estimated using emissions factor","Estimated using emissions factor"]
[450,2019,"AK","NSB Anaktuvuk Pass",7487,"4","IC","RE",{"$nulls":4},"DFO"]
[451,2019,"AK","NSB Anaktuvuk Pass",7487,"5","IC","RE",{"$nulls":4},"DFO"]
[452,2019,"AK","NSB Anaktuvuk Pass",7487,"6","IC","OP",{"$nulls":4},"DFO",null,{"v":13775,"d":"13,775"},{"v":5606.3330078125,"d":"5,606"},{"v":21.9820003509521,"d":"22.0"},{"v":8.94699954986572,"d":"8.9"},{"v":1.9974000453949,"d":"2.0"},{"v":1124.90600585938,"d":"1,124.9"},null,"EIA Prime Mover-level Data","EIA Prime Mover-level Data","Estimated using emissions factor","Estimated using emissions factor","Estimated using emissions factor","Estimated using emissions factor"]
[453,2019,"AK","NSB Anaktuvuk Pass",7487,"7","IC","OP",{"$nulls":4},"DFO",null,{"v":13775,"d":"13,775"},{"v":5606.3330078125,"d":"5,606"},{"v":21.9820003509521,"d":"22.0"},{"v":8.94699954986572,"d":"8.9"},{"v":1.9974000453949,"d":"2.0"},{"v":1124.90600585938,"d":"1,124.9"},null,"EIA Prime Mover-level Data","EIA Prime Mover-level Data","Estimated using emissions factor","Estimated using emissions factor","Estimated using emissions factor","Estimated using emissions factor"]
[454,2019,"AK","NSB Atqasuk Utility",7482,"NA1","IC","OP",{"$nulls":4},"DFO",null,{"v":10022.625,"d":"10,023"},{"v":4081.5,"d":"4,082"},{"v":15.9949998855591,"d":"16.0"},{"v":6.51399993896484,"d":"6.5"},{"v":1.45329999923706,"d":"1.5"},{"v":818.476013183594,"d":"818.5"},null,"EIA Prime Mover-level Data","EIA Prime Mover-level Data","Estimated using emissions factor","Estimated using emissions factor","Estimated using emissions factor","Estimated using emissions factor"]
[455,2019,"AK","NSB Atqasuk Utility",7482,"NA2","IC","OP",{"$nulls":4},"DFO",null,{"v":10022.625,"d":"10,023"},{"v":4081.5,"d":"4,082"},{"v":15.9949998855591,"d":"16.0"},{"v":6.51399993896484,"d":"6.5"},{"v":1.45329999923706,"d":"1.5"},{"v":818.476013183594,"d":"818.5"},null,"EIA Prime Mover-level Data","EIA Prime Mover-level Data","Estimated using emissions factor","Estimated using emissions factor","Estimated using emissions factor","Estimated using emissions factor"]
[456,2019,"AK","NSB Atqasuk Utility",7482,"NA3","IC","OP",{"$nulls":4},"DFO",null,{"v":4454.5,"d":"4,455"},{"v":1814,"d":"1,814"},{"v":7.10900020599365,"d":"7.1"},{"v":2.89499998092651,"d":"2.9"},{"v":0.645900011062622,"d":"0.6"},{"v":363.766998291016,"d":"363.8"},null,"EIA Prime Mover-level Data","EIA Prime Mover-level Data","Estimated using emissions factor","Estimated using emissions factor","Estimated using emissions factor","Estimated using emissions factor"]
[457,2019,"AK","NSB Atqasuk Utility",7482,"PG1","IC","RE",{"$nulls":4},"DFO"]
[458,2019,"AK","NSB Atqasuk Utility",7482,"PG2","IC","OP",{"$nulls":4},"DFO",null,{"v":4454.5,"d":"4,455"},{"v":1814,"d":"1,814"},{"v":7.10900020599365,"d":"7.1"},{"v":2.89499998092651,"d":"2.9"},{"v":0.645900011062622,"d":"0.6"},{"v":363.766998291016,"d":"363.8"},null,"EIA Prime Mover-level Data","EIA Prime Mover-level Data","Estimated using emissions factor","Estimated using emissions factor","Estimated using emissions factor","Estimated using emissions factor"]
[459,2019,"AK","NSB Atqasuk Utility",7482,"PG3","IC","OP",{"$nulls":4},"DFO",null,{"v":6681.75,"d":"6,682"},{"v":2721,"d":"2,721"},{"v":10.6630001068115,"d":"10.7"},{"v":4.34200000762939,"d":"4.3"},{"v":0.9689000248909,"d":"1.0"},{"v":545.651000976563,"d":"545.7"},null,"EIA Prime Mover-level Data","EIA Prime Mover-level Data","Estimated using emissions factor","Estimated using emissions factor","Estimated using emissions factor","Estimated using emissions factor"]
[460,2019,"AK","NSB Kaktovik Utility",7483,"PG1A","IC","OP",{"$nulls":4},"DFO",null,{"v":16107.23046875,"d":"16,107"},{"v":6557.5390625,"d":"6,558"},{"v":25.7049999237061,"d":"25.7"},{"v":10.4650001525879,"d":"10.5"},{"v":2.33550000190735,"d":"2.3"},{"v":1315.36303710938,"d":"1,315.4"},null,"EIA Prime Mover-level Data","EIA Prime Mover-level Data","Estimated using emissions factor","Estimated using emissions factor","Estimated using emissions factor","Estimated using emissions factor"]
[461,2019,"AK","NSB Kaktovik Utility",7483,"PG2A","IC","OP",{"$nulls":4},"DFO",null,{"v":16107.23046875,"d":"16,107"},{"v":6557.5390625,"d":"6,558"},{"v":25.7049999237061,"d":"25.7"},{"v":10.4650001525879,"d":"10.5"},{"v":2.33550000190735,"d":"2.3"},{"v":1315.36303710938,"d":"1,315.4"},null,"EIA Prime Mover-level Data","EIA Prime Mover-level Data","Estimated using emissions factor","Estimated using emissions factor","Estimated using emissions factor","Estimated using emissions factor"]
[462,2019,"AK","NSB Kaktovik Utility",7483,"PG3A","IC","OP",{"$nulls":4},"DFO",null,{"v":7158.76904296875,"d":"7,159"},{"v":2914.4609375,"d":"2,914"},{"v":11.4250001907349,"d":"11.4"},{"v":4.65100002288818,"d":"4.7"},{"v":1.03799998760223,"d":"1.0"},{"v":584.606018066406,"d":"584.6"},null,"EIA Prime Mover-level Data","EIA Prime Mover-level Data","Estimated using emissions factor","Estimated using emissions factor","Estimated using emissions factor","Estimated using emissions factor"]
[463,2019,"AK","NSB Kaktovik Utility",7483,"PG4A","IC","OP",{"$nulls":4},"DFO",null,{"v":7158.76904296875,"d":"7,159"},{"v":2914.4609375,"d":"2,914"},{"v":11.4250001907349,"d":"11.4"},{"v":4.65100002288818,"d":"4.7"},{"v":1.03799998760223,"d":"1.0"},{"v":584.606018066406,"d":"584.6"},null,"EIA Prime Mover-level Data","EIA Prime Mover-level Data","Estimated using emissions factor","Estimated using emissions factor","Estimated using emissions factor","Estimated using emissions factor"]
[464,2019,"AK","NSB Nuiqsut Utility",7484,"PG1A","IC","OP",{"$nulls":4},"DFO",null,{"v":17492.5234375,"d":"17,493"},{"v":6743.455078125,"d":"6,743"},{"v":13.5500001907349,"d":"13.6"},{"v":5.51700019836426,"d":"5.5"},{"v":1.2311999797821,"d":"1.2"},{"v":1428.48999023438,"d":"1,428.5"},null,"EIA Prime Mover-level Data","EIA Prime Mover-level Data","Estimated using emissions factor","Estimated using emissions factor","Estimated using emissions factor","Estimated using emissions factor"]
[465,2019,"AK","NSB Nuiqsut Utility",7484,"PG2A","IC","OP",{"$nulls":4},"DFO",null,{"v":17492.5234375,"d":"17,493"},{"v":6743.455078125,"d":"6,743"},{"v":13.5500001907349,"d":"13.6"},{"v":5.51700019836426,"d":"5.5"},{"v":1.2311999797821,"d":"1.2"},{"v":1428.48999023438,"d":"1,428.5"},null,"EIA Prime Mover-level Data","EIA Prime Mover-level Data","Estimated using emissions factor","Estimated using emissions factor","Estimated using emissions factor","Estimated using emissions factor"]
[466,2019,"AK","NSB Nuiqsut Utility",7484,"PG3A","IC","OP",{"$nulls":4},"DFO",null,{"v":7774.455078125,"d":"7,774"},{"v":2997.09106445313,"d":"2,997"},{"v":6.02199983596802,"d":"6.0"},{"v":2.45199990272522,"d":"2.5"},{"v":0.54720002412796,"d":"0.5"},{"v":634.883972167969,"d":"634.9"},null,"EIA Prime Mover-level Data","EIA Prime Mover-level Data","Estimated using emissions factor","Estimated using emissions factor","Estimated using emissions factor","Estimated using emissions factor"]
[467,2019,"AK","NSB Nuiqsut Utility",7484,"PG3B","IC","OP",{"$nulls":4},"NG",null,{"v":11661.681640625,"d":"11,662"},{"v":4495.63623046875,"d":"4,496"},{"v":24.4449996948242,"d":"24.4"},{"v":9.25399971008301,"d":"9.3"},{"v":0.0282000005245209,"d":"0.0"},{"v":681.560974121094,"d":"681.6"},null,"EIA Prime Mover-level Data","EIA Prime Mover-level Data","Estimated using emissions factor","Estimated using emissions factor","Estimated using emissions factor","Estimated using emissions factor"]
[468,2019,"AK","NSB Nuiqsut Utility",7484,"PG4A","IC","RE",{"$nulls":4},"DFO"]
[469,2019,"AK","NSB Nuiqsut Utility",7484,"PG5A","IC","OP",{"$nulls":4},"NG",null,{"v":15548.9091796875,"d":"15,549"},{"v":5994.18212890625,"d":"5,994"},{"v":32.5929985046387,"d":"32.6"},{"v":12.33899974823,"d":"12.3"},{"v":0.0375999994575977,"d":"0.0"},{"v":908.7490234375,"d":"908.7"},null,"EIA Prime Mover-level Data","EIA Prime Mover-level Data","Estimated using emissions factor","Estimated using emissions factor","Estimated using emissions factor","Estimated using emissions factor"]
[470,2019,"AK","NSB Nuiqsut Utility",7484,"PG6A","IC","OP",{"$nulls":4},"NG",null,{"v":15548.9091796875,"d":"15,549"},{"v":5994.18212890625,"d":"5,994"},{"v":32.5929985046387,"d":"32.6"},{"v":12.33899974823,"d":"12.3"},{"v":0.0375999994575977,"d":"0.0"},{"v":908.7490234375,"d":"908.7"},null,"EIA Prime Mover-level Data","EIA Prime Mover-level Data","Estimated using emissions factor","Estimated using emissions factor","Estimated using emissions factor","Estimated using emissions factor"]
[471,2019,"AK","NSB Point Hope Utility",7485,"PG1","IC","RE",{"$nulls":4},"DFO"]
[472,2019,"AK","NSB Point Hope Utility",7485,"PG1A","IC","OP",{"$nulls":4},"DFO",null,{"v":24448.38671875,"d":"24,448"},{"v":9952.2578125,"d":"9,952"},{"v":39.0169982910156,"d":"39.0"},{"v":15.8830003738403,"d":"15.9"},{"v":3.54500007629395,"d":"3.5"},{"v":1996.52600097656,"d":"1,996.5"},null,"EIA Prime Mover-level Data","EIA Prime Mover-level Data","Estimated using emissions factor","Estimated using emissions factor","Estimated using emissions factor","Estimated using emissions factor"]
[473,2019,"AK","NSB Point Hope Utility",7485,"PG2","IC","RE",{"$nulls":4},"DFO"]
[474,2019,"AK","NSB Point Hope Utility",7485,"PG3","IC","RE",{"$nulls":4},"DFO"]
[475,2019,"AK","NSB Point Hope Utility",7485,"PG4","IC","RE",{"$nulls":4},"DFO"]
[476,2019,"AK","NSB Point Hope Utility",7485,"PG5","IC","RE",{"$nulls":4},"DFO"]
[477,2019,"AK","NSB Point Hope Utility",7485,"PG6","IC","OP",{"$nulls":4},"DFO",null,{"v":14669.0322265625,"d":"14,669"},{"v":5971.35498046875,"d":"5,971"},{"v":23.4099998474121,"d":"23.4"},{"v":9.52999973297119,"d":"9.5"},{"v":2.12700009346008,"d":"2.1"},{"v":1197.9150390625,"d":"1,197.9"},null,"EIA Prime Mover-level Data","EIA Prime Mover-level Data","Estimated using emissions factor","Estimated using emissions factor","Estimated using emissions factor","Estimated using emissions factor"]
[478,2019,"AK","NSB Point Hope Utility",7485,"PG7","IC","OP",{"$nulls":4},"DFO",null,{"v":14669.0322265625,"d":"14,669"},{"v":5971.35498046875,"d":"5,971"},{"v":23.4099998474121,"d":"23.4"},{"v":9.52999973297119,"d":"9.5"},{"v":2.12700009346008,"d":"2.1"},{"v":1197.9150390625,"d":"1,197.9"},null,"EIA Prime Mover-level Data","EIA Prime Mover-level Data","Estimated using emissions factor","Estimated using emissions factor","Estimated using emissions factor","Estimated using emissions factor"]
[479,2019,"AK","NSB Point Hope Utility",7485,"PG8","IC","OP",{"$nulls":4},"DFO",null,{"v":22003.548828125,"d":"22,004"},{"v":8957.0322265625,"d":"8,957"},{"v":35.1150016784668,"d":"35.1"},{"v":14.293999671936,"d":"14.3"},{"v":3.19050002098083,"d":"3.2"},{"v":1796.873046875,"d":"1,796.9"},null,"EIA Prime Mover-level Data","EIA Prime Mover-level Data","Estimated using emissions factor","Estimated using emissions factor","Estimated using emissions factor","Estimated using emissions factor"]
[480,2019,"AK","NSB Point Lay Utility",7486,"PG10","IC","OP",{"$nulls":4},"DFO",null,{"v":9649,"d":"9,649"},{"v":3930.25,"d":"3,930"},{"v":15.3990001678467,"d":"15.4"},{"v":6.27199983596802,"d":"6.3"},{"v":1.39909994602203,"d":"1.4"},{"v":787.965026855469,"d":"788.0"},null,"EIA Prime Mover-level Data","EIA Prime Mover-level Data","Estimated using emissions factor","Estimated using emissions factor","Estimated using emissions factor","Estimated using emissions factor"]
[481,2019,"AK","NSB Point Lay Utility",7486,"PG1A","IC","RE",{"$nulls":4},"DFO"]
[482,2019,"AK","NSB Point Lay Utility",7486,"PG2A","IC","RE",{"$nulls":4},"DFO"]
[483,2019,"AK","NSB Point Lay Utility",7486,"PG3","IC","RE",{"$nulls":4},"DFO"]
[484,2019,"AK","NSB Point Lay Utility",7486,"PG3A","IC","RE",{"$nulls":4},"DFO"]
[485,2019,"AK","NSB Point Lay Utility",7486,"PG4","IC","RE",{"$nulls":4},"DFO"]
[486,2019,"AK","NSB Point Lay Utility",7486,"PG4A","IC","RE",{"$nulls":4},"DFO"]
[487,2019,"AK","NSB Point Lay Utility",7486,"PG5","IC","RE",{"$nulls":4},"DFO"]
[488,2019,"AK","NSB Point Lay Utility",7486,"PG6","IC","RE",{"$nulls":4},"DFO"]
[489,2019,"AK","NSB Point Lay Utility",7486,"PG7","IC","OP",{"$nulls":4},"DFO",null,{"v":9649,"d":"9,649"},{"v":3930.25,"d":"3,930"},{"v":15.3990001678467,"d":"15.4"},{"v":6.27199983596802,"d":"6.3"},{"v":1.39909994602203,"d":"1.4"},{"v":787.965026855469,"d":"788.0"},null,"EIA Prime Mover-level Data","EIA Prime Mover-level Data","Estimated using emissions factor","Estimated using emissions factor","Estimated using emissions factor","Estimated using emissions factor"]
[490,2019,"AK","NSB Point Lay Utility",7486,"PG8","IC","OP",{"$nulls":4},"DFO",null,{"v":9649,"d":"9,649"},{"v":3930.25,"d":"3,930"},{"v":15.3990001678467,"d":"15.4"},{"v":6.27199983596802,"d":"6.3"},{"v":1.39909994602203,"d":"1.4"},{"v":787.965026855469,"d":"788.0"},null,"EIA Prime Mover-level Data","EIA Prime Mover-level Data","Estimated using emissions factor","Estimated using emissions factor","Estimated using emissions factor","Estimated using emissions factor"]
[491,2019,"AK","NSB Point Lay Utility",7486,"PG9","IC","OP",{"$nulls":4},"DFO",null,{"v":9649,"d":"9,649"},{"v":3930.25,"d":"3,930"},{"v":15.3990001678467,"d":"15.4"},{"v":6.27199983596802,"d":"6.3"},{"v":1.39909994602203,"d":"1.4"},{"v":787.965026855469,"d":"788.0"},null,"EIA Prime Mover-level Data","EIA Prime Mover-level Data","Estimated using emissions factor","Estimated using emissions factor","Estimated using emissions factor","Estimated using emissions factor"]
[492,2019,"AK","NSB Wainwright Utility",7488,"PG1","IC","OP",{"$nulls":4},"DFO",null,{"v":10439.466796875,"d":"10,439"},{"v":4249.8671875,"d":"4,250"},{"v":16.6599998474121,"d":"16.7"},{"v":6.78200006484985,"d":"6.8"},{"v":1.51370000839233,"d":"1.5"},{"v":852.517028808594,"d":"852.5"},null,"EIA Prime Mover-level Data","EIA Prime Mover-level Data","Estimated using emissions factor","Estimated using emissions factor","Estimated using emissions factor","Estimated using emissions factor"]
[493,2019,"AK","NSB Wainwright Utility",7488,"PG2","IC","OP",{"$nulls":4},"DFO",null,{"v":10439.466796875,"d":"10,439"},{"v":4249.8671875,"d":"4,250"},{"v":16.6599998474121,"d":"16.7"},{"v":6.78200006484985,"d":"6.8"},{"v":1.51370000839233,"d":"1.5"},{"v":852.517028808594,"d":"852.5"},null,"EIA Prime Mover-level Data","EIA Prime Mover-level Data","Estimated using emissions factor","Estimated using emissions factor","Estimated using emissions factor","Estimated using emissions factor"]
[494,2019,"AK","NSB Wainwright Utility",7488,"PG3","IC","OP",{"$nulls":4},"DFO",null,{"v":10439.466796875,"d":"10,439"},{"v":4249.8671875,"d":"4,250"},{"v":16.6599998474121,"d":"16.7"},{"v":6.78200006484985,"d":"6.8"},{"v":1.51370000839233,"d":"1.5"},{"v":852.517028808594,"d":"852.5"},null,"EIA Prime Mover-level Data","EIA Prime Mover-level Data","Estimated using emissions factor","Estimated using emissions factor","Estimated using emissions factor","Estimated using emissions factor"]
[495,2019,"AK","NSB Wainwright Utility",7488,"PG4","IC","RE",{"$nulls":4},"DFO"]
[496,2019,"AK","NSB Wainwright Utility",7488,"PG4A","IC","OP",{"$nulls":4},"DFO",null,{"v":23488.80078125,"d":"23,489"},{"v":9562.2001953125,"d":"9,562"},{"v":37.4850006103516,"d":"37.5"},{"v":15.2600002288818,"d":"15.3"},{"v":3.40590000152588,"d":"3.4"},{"v":1918.16296386719,"d":"1,918.2"},null,"EIA Prime Mover-level Data","EIA Prime Mover-level Data","Estimated using emissions factor","Estimated using emissions factor","Estimated using emissions factor","Estimated using emissions factor"]
[497,2019,"AK","NSB Wainwright Utility",7488,"PG5","IC","OP",{"$nulls":4},"DFO",null,{"v":23488.80078125,"d":"23,489"},{"v":9562.2001953125,"d":"9,562"},{"v":37.4850006103516,"d":"37.5"},{"v":15.2600002288818,"d":"15.3"},{"v":3.40590000152588,"d":"3.4"},{"v":1918.16296386719,"d":"1,918.2"},null,"EIA Prime Mover-level Data","EIA Prime Mover-level Data","Estimated using emissions factor","Estimated using emissions factor","Estimated using emissions factor","Estimated using emissions factor"]
[498,2019,"AK","Nunapitchuk",6333,"1A","IC","SB",{"$nulls":4},"DFO"]
[499,2019,"AK","Nunapitchuk",6333,"2","IC","RE",{"$nulls":4},"DFO"]
[500,2019,"AK","Nunapitchuk",6333,"3","IC","RE",{"$nulls":4},"DFO"]
[501,2019,"AK","Nunapitchuk",6333,"4","IC","RE",{"$nulls":4},"DFO"]
[502,2019,"AK","Nunapitchuk",6333,"5","IC","RE",{"$nulls":4},"DFO"]
[503,2019,"AK","Nymans Plant Microgrid",7723,"1","IC","OP",{"$nulls":4},"DFO"]
[504,2019,"AK","Nymans Plant Microgrid",7723,"2","IC","OP",{"$nulls":4},"DFO"]
[505,2019,"AK","Orca",789,"1","IC","CN",{"$nulls":4},"DFO"]
[506,2019,"AK","Orca",789,"2","IC","IP",{"$nulls":4},"DFO"]
[507,2019,"AK","Orca",789,"3","IC","OP",{"$nulls":4},"DFO",null,{"v":15562.3828125,"d":"15,562"},{"v":6336.44921875,"d":"6,336"},{"v":25.0069999694824,"d":"25.0"},{"v":10.1820001602173,"d":"10.2"},{"v":2.25650000572205,"d":"2.3"},{"v":1270.86901855469,"d":"1,270.9"},null,"EIA Prime Mover-level Data","EIA Prime Mover-level Data","Estimated using emissions factor","Estimated using emissions factor","Estimated using emissions factor","Estimated using emissions factor"]
[508,2019,"AK","Orca",789,"4","IC","OP",{"$nulls":4},"DFO",null,{"v":14939.8876953125,"d":"14,940"},{"v":6082.9912109375,"d":"6,083"},{"v":24.0060005187988,"d":"24.0"},{"v":9.77499961853027,"d":"9.8"},{"v":2.16630005836487,"d":"2.2"},{"v":1220.03405761719,"d":"1,220.0"},null,"EIA Prime Mover-level Data","EIA Prime Mover-level Data","Estimated using emissions factor","Estimated using emissions factor","Estimated using emissions factor","Estimated using emissions factor"]
[509,2019,"AK","Orca",789,"5","IC","OP",{"$nulls":4},"DFO",null,{"v":6847.44921875,"d":"6,847"},{"v":2788.037109375,"d":"2,788"},{"v":11.0030002593994,"d":"11.0"},{"v":4.48000001907349,"d":"4.5"},{"v":0.992900013923645,"d":"1.0"},{"v":559.182006835938,"d":"559.2"},null,"EIA Prime Mover-level Data","EIA Prime Mover-level Data","Estimated using emissions factor","Estimated using emissions factor","Estimated using emissions factor","Estimated using emissions factor"]
[510,2019,"AK","Orca",789,"6","IC","OP",{"$nulls":4},"DFO",null,{"v":6847.44921875,"d":"6,847"},{"v":2788.037109375,"d":"2,788"},{"v":11.0030002593994,"d":"11.0"},{"v":4.48000001907349,"d":"4.5"},{"v":0.992900013923645,"d":"1.0"},{"v":559.182006835938,"d":"559.2"},null,"EIA Prime Mover-level Data","EIA Prime Mover-level Data","Estimated using emissions factor","Estimated using emissions factor","Estimated using emissions factor","Estimated using emissions factor"]
[511,2019,"AK","Orca",789,"7","IC","OP",{"$nulls":4},"DFO",null,{"v":22409.83203125,"d":"22,410"},{"v":9124.486328125,"d":"9,124"},{"v":36.0099983215332,"d":"36.0"},{"v":14.6619997024536,"d":"14.7"},{"v":3.2493999004364,"d":"3.2"},{"v":1830.05102539063,"d":"1,830.1"},null,"EIA Prime Mover-level Data","EIA Prime Mover-level Data","Estimated using emissions factor","Estimated using emissions factor","Estimated using emissions factor","Estimated using emissions factor"]
[512,2019,"AK","Pelican",6702,"HC1","HY","OP",{"$nulls":4},"WAT",null,{"v":2736,"d":"2,736"},{"v":1196.57104492188,"d":"1,197"},{"$nulls":5},"EIA Prime Mover-level Data","EIA Prime Mover-level Data"]
[513,2019,"AK","Pelican",6702,"HC2","HY","OS",{"$nulls":4},"WAT",null,{"v":3648,"d":"3,648"},{"v":1595.42895507813,"d":"1,595"},{"$nulls":5},"EIA Prime Mover-level Data","EIA Prime Mover-level Data"]
[514,2019,"AK","Pelican",6702,"IC1","IC","RE",{"$nulls":4},"DFO"]
[515,2019,"AK","Pelican",6702,"IC2","IC","RE",{"$nulls":4},"DFO"]
[516,2019,"AK","Pelican",6702,"IC3","IC","RE",{"$nulls":4},"DFO"]
[517,2019,"AK","Pelican",6702,"IC4","IC","RE",{"$nulls":4},"DFO"]
[518,2019,"AK","Pelican",6702,"IC5","IC","RE",{"$nulls":4},"DFO"]
[519,2019,"AK","Pelican",6702,"IC6","IC","OP",{"$nulls":4},"DFO",null,{"v":2336.39990234375,"d":"2,336"},{"v":952.400024414063,"d":"952"},{"v":3.51200008392334,"d":"3.5"},{"v":1.432000041008,"d":"1.4"},{"v":0.338800013065338,"d":"0.3"},{"v":190.796997070313,"d":"190.8"},null,"EIA Prime Mover-level Data","EIA Prime Mover-level Data","Estimated using emissions factor","Estimated using emissions factor","Estimated using emissions factor","Estimated using emissions factor"]
[520,2019,"AK","Pelican",6702,"IC7","IC","OP",{"$nulls":4},"DFO",null,{"v":2336.39990234375,"d":"2,336"},{"v":952.400024414063,"d":"952"},{"v":3.51200008392334,"d":"3.5"},{"v":1.432000041008,"d":"1.4"},{"v":0.338800013065338,"d":"0.3"},{"v":190.796997070313,"d":"190.8"},null,"EIA Prime Mover-level Data","EIA Prime Mover-level Data","Estimated using emissions factor","Estimated using emissions factor","Estimated using emissions factor","Estimated using emissions factor"]
[521,2019,"AK","Pelican",6702,"IC8","IC","OP",{"$nulls":4},"DFO",null,{"v":1168.19995117188,"d":"1,168"},{"v":476.200012207031,"d":"476"},{"v":1.75600004196167,"d":"1.8"},{"v":0.716000020503998,"d":"0.7"},{"v":0.169400006532669,"d":"0.2"},{"v":95.3990020751953,"d":"95.4"},null,"EIA Prime Mover-level Data","EIA Prime Mover-level Data","Estimated using emissions factor","Estimated using emissions factor","Estimated using emissions factor","Estimated using emissions factor"]
[522,2019,"AK","Petersburg",91,"3","HY","OP",{"$nulls":4},"WAT",null,{"v":85469,"d":"85,469"},{"v":37383,"d":"37,383"},{"$nulls":5},"EIA Prime Mover-level Data","EIA Prime Mover-level Data"]
[523,2019,"AK","Petersburg",91,"IC1","IC","OP",{"$nulls":4},"DFO",null,{"v":9728.4345703125,"d":"9,728"},{"v":3960.6669921875,"d":"3,961"},{"v":15.6319999694824,"d":"15.6"},{"v":6.36399984359741,"d":"6.4"},{"v":1.41059994697571,"d":"1.4"},{"v":794.452026367188,"d":"794.5"},null,"EIA Prime Mover-level Data","EIA Prime Mover-level Data","Estimated using emissions factor","Estimated using emissions factor","Estimated using emissions factor","Estimated using emissions factor"]
[524,2019,"AK","Petersburg",91,"IC2","IC","RE",{"$nulls":4},"DFO"]
[525,2019,"AK","Petersburg",91,"IC3","IC","OP",{"$nulls":4},"DFO",null,{"v":4490.0458984375,"d":"4,490"},{"v":1828,"d":"1,828"},{"v":7.21500015258789,"d":"7.2"},{"v":2.93700003623962,"d":"2.9"},{"v":0.651099979877472,"d":"0.7"},{"v":366.670013427734,"d":"366.7"},null,"EIA Prime Mover-level Data","EIA Prime Mover-level Data","Estimated using emissions factor","Estimated using emissions factor","Estimated using emissions factor","Estimated using emissions factor"]
[526,2019,"AK","Petersburg",91,"IC4","IC","OP",{"$nulls":4},"DFO",null,{"v":2245.02294921875,"d":"2,245"},914,{"v":3.60700011253357,"d":"3.6"},{"v":1.46899998188019,"d":"1.5"},{"v":0.325500011444092,"d":"0.3"},{"v":183.335006713867,"d":"183.3"},null,"EIA Prime Mover-level Data","EIA Prime Mover-level Data","Estimated using emissions factor","Estimated using emissions factor","Estimated using emissions factor","Estimated using emissions factor"]
[527,2019,"AK","Petersburg",91,"IC5","IC","OP",{"$nulls":4},"DFO",null,{"v":2993.36401367188,"d":"2,993"},{"v":1218.6669921875,"d":"1,219"},{"v":4.80999994277954,"d":"4.8"},{"v":1.95799994468689,"d":"2.0"},{"v":0.433999985456467,"d":"0.4"},{"v":244.447006225586,"d":"244.4"},null,"EIA Prime Mover-level Data","EIA Prime Mover-level Data","Estimated using emissions factor","Estimated using emissions factor","Estimated using emissions factor","Estimated using emissions factor"]
[528,2019,"AK","Petersburg",91,"IC6","IC","OP",{"$nulls":4},"DFO",null,{"v":9728.4345703125,"d":"9,728"},{"v":3960.6669921875,"d":"3,961"},{"v":15.6319999694824,"d":"15.6"},{"v":6.36399984359741,"d":"6.4"},{"v":1.41059994697571,"d":"1.4"},{"v":794.452026367188,"d":"794.5"},null,"EIA Prime Mover-level Data","EIA Prime Mover-level Data","Estimated using emissions factor","Estimated using emissions factor","Estimated using emissions factor","Estimated using emissions factor"]
[529,2019,"AK","Petersburg",91,"IC7","IC","OP",{"$nulls":4},"DFO",null,{"v":9728.4345703125,"d":"9,728"},{"v":3960.6669921875,"d":"3,961"},{"v":15.6319999694824,"d":"15.6"},{"v":6.36399984359741,"d":"6.4"},{"v":1.41059994697571,"d":"1.4"},{"v":794.452026367188,"d":"794.5"},null,"EIA Prime Mover-level Data","EIA Prime Mover-level Data","Estimated using emissions factor","Estimated using emissions factor","Estimated using emissions factor","Estimated using emissions factor"]
[530,2019,"AK","Petersburg",91,"IC8","IC","OP",{"$nulls":4},"DFO",null,{"v":9354.263671875,"d":"9,354"},{"v":3808.3330078125,"d":"3,808"},{"v":15.0310001373291,"d":"15.0"},{"v":6.11899995803833,"d":"6.1"},{"v":1.35640001296997,"d":"1.4"},{"v":763.89599609375,"d":"763.9"},null,"EIA Prime Mover-level Data","EIA Prime Mover-level Data","Estimated using emissions factor","Estimated using emissions factor","Estimated using emissions factor","Estimated using emissions factor"]
[531,2019,"AK","Pillar Mountain Wind Project Microgrid",57187,"1","WT","OP",{"$nulls":4},"WND",null,{"v":111379,"d":"111,379"},{"v":42703.5,"d":"42,704"},{"$nulls":5},"EIA Prime Mover-level Data","EIA Prime Mover-level Data"]
[532,2019,"AK","Pillar Mountain Wind Project Microgrid",57187,"2","WT","OP",{"$nulls":4},"WND",null,{"v":111379,"d":"111,379"},{"v":42703.5,"d":"42,704"},{"$nulls":5},"EIA Prime Mover-level Data","EIA Prime Mover-level Data"]
[533,2019,"AK","Pilot Station",57058,"1","IC","OP",{"$nulls":4},"DFO",null,{"v":6705.76904296875,"d":"6,706"},{"v":2731.15405273438,"d":"2,731"},{"v":0,"d":"0.0"},{"v":0,"d":"0.0"},{"v":0,"d":"0.0"},{"v":547.611999511719,"d":"547.6"},null,"EIA Prime Mover-level Data","EIA Prime Mover-level Data","Estimated using emissions factor","Estimated using emissions factor","Estimated using emissions factor","Estimated using emissions factor"]
[534,2019,"AK","Pilot Station",57058,"UNIT1","IC","RE",{"$nulls":4},"DFO"]
[535,2019,"AK","Pilot Station",57058,"UNIT2","IC","OP",{"$nulls":4},"DFO",null,{"v":6705.76904296875,"d":"6,706"},{"v":2731.15405273438,"d":"2,731"},{"v":0,"d":"0.0"},{"v":0,"d":"0.0"},{"v":0,"d":"0.0"},{"v":547.611999511719,"d":"547.6"},null,"EIA Prime Mover-level Data","EIA Prime Mover-level Data","Estimated using emissions factor","Estimated using emissions factor","Estimated using emissions factor","Estimated using emissions factor"]
[536,2019,"AK","Pilot Station",57058,"UNIT3","IC","OP",{"$nulls":4},"DFO",null,{"v":4023.4609375,"d":"4,023"},{"v":1638.69201660156,"d":"1,639"},{"v":0,"d":"0.0"},{"v":0,"d":"0.0"},{"v":0,"d":"0.0"},{"v":328.566986083984,"d":"328.6"},null,"EIA Prime Mover-level Data","EIA Prime Mover-level Data","Estimated using emissions factor","Estimated using emissions factor","Estimated using emissions factor","Estimated using emissions factor"]
[537,2019,"AK","Port Lions Microgrid",6282,"1","IC","RE",{"$nulls":4},"DFO"]
[538,2019,"AK","Port Lions Microgrid",6282,"2","IC","RE",{"$nulls":4},"DFO"]
[539,2019,"AK","Port Lions Microgrid",6282,"3","IC","RE",{"$nulls":4},"DFO"]
[540,2019,"AK","Port Lions Microgrid",6282,"4","IC","RE",{"$nulls":4},"DFO"]
[541,2019,"AK","Port Lions Microgrid",6282,"5","IC","OP",{"$nulls":4},"DFO"]
[542,2019,"AK","Power Creek",7862,"4","HY","OP",{"$nulls":4},"WAT",null,{"v":74000,"d":"74,000"},{"v":32366.5,"d":"32,367"},{"$nulls":5},"EIA Prime Mover-level Data","EIA Prime Mover-level Data"]
[543,2019,"AK","Power Creek",7862,"5","HY","OP",{"$nulls":4},"WAT",null,{"v":74000,"d":"74,000"},{"v":32366.5,"d":"32,367"},{"$nulls":5},"EIA Prime Mover-level Data","EIA Prime Mover-level Data"]
[544,2019,"AK","Purple Lake",6302,"1","HY","OP",{"$nulls":4},"WAT",null,{"v":27045,"d":"27,045"},{"v":11829.3330078125,"d":"11,829"},{"$nulls":5},"EIA Prime Mover-level Data","EIA Prime Mover-level Data"]
[545,2019,"AK","Purple Lake",6302,"2","HY","OP",{"$nulls":4},"WAT",null,{"v":27045,"d":"27,045"},{"v":11829.3330078125,"d":"11,829"},{"$nulls":5},"EIA Prime Mover-level Data","EIA Prime Mover-level Data"]
[546,2019,"AK","Purple Lake",6302,"3","HY","OP",{"$nulls":4},"WAT",null,{"v":27045,"d":"27,045"},{"v":11829.3330078125,"d":"11,829"},{"$nulls":5},"EIA Prime Mover-level Data","EIA Prime Mover-level Data"]
[547,2019,"AK","Quinhagak",57057,"1A","IC","CN",{"$nulls":4},"DFO"]
[548,2019,"AK","Quinhagak",57057,"3A","IC","OP",{"$nulls":4},"DFO",null,{"v":4767.18798828125,"d":"4,767"},{"v":1940.93798828125,"d":"1,941"},{"v":0,"d":"0.0"},{"v":0,"d":"0.0"},{"v":0,"d":"0.0"},{"v":389.302001953125,"d":"389.3"},null,"EIA Prime Mover-level Data","EIA Prime Mover-level Data","Estimated using emissions factor","Estimated using emissions factor","Estimated using emissions factor","Estimated using emissions factor"]
[549,2019,"AK","Quinhagak",57057,"UNIT1","IC","OP",{"$nulls":4},"DFO",null,{"v":3813.75,"d":"3,814"},{"v":1552.75,"d":"1,553"},{"v":0,"d":"0.0"},{"v":0,"d":"0.0"},{"v":0,"d":"0.0"},{"v":311.441986083984,"d":"311.4"},null,"EIA Prime Mover-level Data","EIA Prime Mover-level Data","Estimated using emissions factor","Estimated using emissions factor","Estimated using emissions factor","Estimated using emissions factor"]
[550,2019,"AK","Quinhagak",57057,"UNIT2","IC","OP",{"$nulls":4},"DFO",null,{"v":2860.31201171875,"d":"2,860"},{"v":1164.56201171875,"d":"1,165"},{"v":0,"d":"0.0"},{"v":0,"d":"0.0"},{"v":0,"d":"0.0"},{"v":233.580993652344,"d":"233.6"},null,"EIA Prime Mover-level Data","EIA Prime Mover-level Data","Estimated using emissions factor","Estimated using emissions factor","Estimated using emissions factor","Estimated using emissions factor"]
[551,2019,"AK","Quinhagak",57057,"UNIT3","IC","RE",{"$nulls":4},"DFO",null,{"v":3813.75,"d":"3,814"},{"v":1552.75,"d":"1,553"},{"v":0,"d":"0.0"},{"v":0,"d":"0.0"},{"v":0,"d":"0.0"},{"v":311.441986083984,"d":"311.4"},null,"EIA Prime Mover-level Data","EIA Prime Mover-level Data","Estimated using emissions factor","Estimated using emissions factor","Estimated using emissions factor","Estimated using emissions factor"]
[552,2019,"AK","S W Bailey",85,"1","IC","OP",{"$nulls":4},"DFO",null,{"v":45350.96484375,"d":"45,351"},{"v":18463.37890625,"d":"18,463"},{"v":72.6230010986328,"d":"72.6"},{"v":29.5659999847412,"d":"29.6"},{"v":6.57590007781982,"d":"6.6"},{"v":3703.48999023438,"d":"3,703.5"},null,"EIA Prime Mover-level Data","EIA Prime Mover-level Data","Estimated using emissions factor","Estimated using emissions factor","Estimated using emissions factor","Estimated using emissions factor"]
[553,2019,"AK","S W Bailey",85,"2","IC","OP",{"$nulls":4},"DFO",null,{"v":45350.96484375,"d":"45,351"},{"v":18463.37890625,"d":"18,463"},{"v":72.6230010986328,"d":"72.6"},{"v":29.5659999847412,"d":"29.6"},{"v":6.57590007781982,"d":"6.6"},{"v":3703.48999023438,"d":"3,703.5"},null,"EIA Prime Mover-level Data","EIA Prime Mover-level Data","Estimated using emissions factor","Estimated using emissions factor","Estimated using emissions factor","Estimated using emissions factor"]
[554,2019,"AK","S W Bailey",85,"3","IC","OP",{"$nulls":4},"DFO",null,{"v":64499.15234375,"d":"64,499"},{"v":26259.02734375,"d":"26,259"},{"v":103.286003112793,"d":"103.3"},{"v":42.0499992370605,"d":"42.0"},{"v":9.3523998260498,"d":"9.4"},{"v":5267.18603515625,"d":"5,267.2"},null,"EIA Prime Mover-level Data","EIA Prime Mover-level Data","Estimated using emissions factor","Estimated using emissions factor","Estimated using emissions factor","Estimated using emissions factor"]
[555,2019,"AK","S W Bailey",85,"4","IC","OP",{"$nulls":4},"DFO",null,{"v":105818.921875,"d":"105,819"},{"v":43081.21484375,"d":"43,081"},{"v":169.453002929688,"d":"169.5"},{"v":68.9879989624023,"d":"69.0"},{"v":15.3437004089355,"d":"15.3"},{"v":8641.4775390625,"d":"8,641.5"},null,"EIA Prime Mover-level Data","EIA Prime Mover-level Data","Estimated using emissions factor","Estimated using emissions factor","Estimated using emissions factor","Estimated using emissions factor"]
[556,2019,"AK","Salmon Creek 1",65,"HY7","HY","OP",{"$nulls":4},"WAT",null,{"v":205697,"d":"205,697"},{"v":89969,"d":"89,969"},{"$nulls":5},"EIA Prime Mover-level Data","EIA Prime Mover-level Data"]
[557,2019,"AK","Sand Point",1,"1","IC","SB",{"$nulls":4},"DFO",null,{"v":8680.2001953125,"d":"8,680"},{"v":3535.5,"d":"3,536"},{"v":13.8870000839233,"d":"13.9"},{"v":5.6560001373291,"d":"5.7"},{"v":1.25859999656677,"d":"1.3"},{"v":708.849975585938,"d":"708.8"},null,"EIA Prime Mover-level Data","EIA Prime Mover-level Data","Estimated using emissions factor","Estimated using emissions factor","Estimated using emissions factor","Estimated using emissions factor"]
[558,2019,"AK","Sand Point",1,"2","IC","OP",{"$nulls":4},"DFO",null,{"v":8680.2001953125,"d":"8,680"},{"v":3535.5,"d":"3,536"},{"v":13.8870000839233,"d":"13.9"},{"v":5.6560001373291,"d":"5.7"},{"v":1.25859999656677,"d":"1.3"},{"v":708.849975585938,"d":"708.8"},null,"EIA Prime Mover-level Data","EIA Prime Mover-level Data","Estimated using emissions factor","Estimated using emissions factor","Estimated using emissions factor","Estimated using emissions factor"]
[559,2019,"AK","Sand Point",1,"3","IC","OA",{"$nulls":4},"DFO",null,{"v":4822.3330078125,"d":"4,822"},{"v":1964.1669921875,"d":"1,964"},{"v":7.71500015258789,"d":"7.7"},{"v":3.14199995994568,"d":"3.1"},{"v":0.699199974536896,"d":"0.7"},{"v":393.805999755859,"d":"393.8"},null,"EIA Prime Mover-level Data","EIA Prime Mover-level Data","Estimated using emissions factor","Estimated using emissions factor","Estimated using emissions factor","Estimated using emissions factor"]
[560,2019,"AK","Sand Point",1,"5","IC","OA",{"$nulls":4},"DFO",null,{"v":6751.26708984375,"d":"6,751"},{"v":2749.8330078125,"d":"2,750"},{"v":10.8009996414185,"d":"10.8"},{"v":4.39900016784668,"d":"4.4"},{"v":0.978900015354156,"d":"1.0"},{"v":551.328002929688,"d":"551.3"},null,"EIA Prime Mover-level Data","EIA Prime Mover-level Data","Estimated using emissions factor","Estimated using emissions factor","Estimated using emissions factor","Estimated using emissions factor"]
[561,2019,"AK","Sand Point",1,"WT1","WT","OA",{"$nulls":4},"WND",null,{"v":4550.5,"d":"4,551"},{"v":1745,"d":"1,745"},{"$nulls":5},"EIA Prime Mover-level Data","EIA Prime Mover-level Data"]
[562,2019,"AK","Sand Point",1,"WT2","WT","OP",{"$nulls":4},"WND",null,{"v":4550.5,"d":"4,551"},{"v":1745,"d":"1,745"},{"$nulls":5},"EIA Prime Mover-level Data","EIA Prime Mover-level Data"]
[563,2019,"AK","Savoonga",57052,"2A","IC","OP",{"$nulls":4},"DFO",null,{"v":5054.0908203125,"d":"5,054"},{"v":2057.72705078125,"d":"2,058"},{"v":0,"d":"0.0"},{"v":0,"d":"0.0"},{"v":0,"d":"0.0"},{"v":412.731994628906,"d":"412.7"},null,"EIA Prime Mover-level Data","EIA Prime Mover-level Data","Estimated using emissions factor","Estimated using emissions factor","Estimated using emissions factor","Estimated using emissions factor"]
[564,2019,"AK","Savoonga",57052,"UNIT1","IC","OP",{"$nulls":4},"DFO",null,{"v":4043.27294921875,"d":"4,043"},{"v":1646.18200683594,"d":"1,646"},{"v":0,"d":"0.0"},{"v":0,"d":"0.0"},{"v":0,"d":"0.0"},{"v":330.184997558594,"d":"330.2"},null,"EIA Prime Mover-level Data","EIA Prime Mover-level Data","Estimated using emissions factor","Estimated using emissions factor","Estimated using emissions factor","Estimated using emissions factor"]
[565,2019,"AK","Savoonga",57052,"UNIT2","IC","RE",{"$nulls":4},"DFO",null,{"v":5054.0908203125,"d":"5,054"},{"v":2057.72705078125,"d":"2,058"},{"v":0,"d":"0.0"},{"v":0,"d":"0.0"},{"v":0,"d":"0.0"},{"v":412.731994628906,"d":"412.7"},null,"EIA Prime Mover-level Data","EIA Prime Mover-level Data","Estimated using emissions factor","Estimated using emissions factor","Estimated using emissions factor","Estimated using emissions factor"]
[566,2019,"AK","Savoonga",57052,"UNIT3","IC","OP",{"$nulls":4},"DFO",null,{"v":8086.544921875,"d":"8,087"},{"v":3292.36401367188,"d":"3,292"},{"v":0,"d":"0.0"},{"v":0,"d":"0.0"},{"v":0,"d":"0.0"},{"v":660.370971679688,"d":"660.4"},null,"EIA Prime Mover-level Data","EIA Prime Mover-level Data","Estimated using emissions factor","Estimated using emissions factor","Estimated using emissions factor","Estimated using emissions factor"]
[567,2019,"AK","Scammon Bay",57056,"UNIT1","IC","OP",{"$nulls":4},"DFO",null,{"v":4940.9228515625,"d":"4,941"},{"v":2011.38500976563,"d":"2,011"},{"v":0,"d":"0.0"},{"v":0,"d":"0.0"},{"v":0,"d":"0.0"},{"v":403.489990234375,"d":"403.5"},null,"EIA Prime Mover-level Data","EIA Prime Mover-level Data","Estimated using emissions factor","Estimated using emissions factor","Estimated using emissions factor","Estimated using emissions factor"]
[568,2019,"AK","Scammon Bay",57056,"UNIT2","IC","OP",{"$nulls":4},"DFO",null,{"v":4940.9228515625,"d":"4,941"},{"v":2011.38500976563,"d":"2,011"},{"v":0,"d":"0.0"},{"v":0,"d":"0.0"},{"v":0,"d":"0.0"},{"v":403.489990234375,"d":"403.5"},null,"EIA Prime Mover-level Data","EIA Prime Mover-level Data","Estimated using emissions factor","Estimated using emissions factor","Estimated using emissions factor","Estimated using emissions factor"]
[569,2019,"AK","Scammon Bay",57056,"UNIT3","IC","OP",{"$nulls":4},"DFO",null,{"v":6176.15380859375,"d":"6,176"},{"v":2514.23095703125,"d":"2,514"},{"v":0,"d":"0.0"},{"v":0,"d":"0.0"},{"v":0,"d":"0.0"},{"v":504.361999511719,"d":"504.4"},null,"EIA Prime Mover-level Data","EIA Prime Mover-level Data","Estimated using emissions factor","Estimated using emissions factor","Estimated using emissions factor","Estimated using emissions factor"]
[570,2019,"AK","Selawik",6341,"1","IC","RE",{"$nulls":4},"DFO"]
[571,2019,"AK","Selawik",6341,"1A","IC","OP",{"$nulls":4},"DFO",null,{"v":4299.7060546875,"d":"4,300"},{"v":1750.41198730469,"d":"1,750"},{"v":7.14300012588501,"d":"7.1"},{"v":2.90799999237061,"d":"2.9"},{"v":0.623499989509583,"d":"0.6"},{"v":351.126007080078,"d":"351.1"},null,"EIA Prime Mover-level Data","EIA Prime Mover-level Data","Estimated using emissions factor","Estimated using emissions factor","Estimated using emissions factor","Estimated using emissions factor"]
[572,2019,"AK","Selawik",6341,"2","IC","RE",{"$nulls":4},"DFO"]
[573,2019,"AK","Selawik",6341,"2A","IC","RE",{"$nulls":4},"DFO"]
[574,2019,"AK","Selawik",6341,"2B","IC","OP",{"$nulls":4},"DFO",null,{"v":7166.17578125,"d":"7,166"},{"v":2917.35302734375,"d":"2,917"},{"v":11.9049997329712,"d":"11.9"},{"v":4.84600019454956,"d":"4.8"},{"v":1.03910005092621,"d":"1.0"},{"v":585.210998535156,"d":"585.2"},null,"EIA Prime Mover-level Data","EIA Prime Mover-level Data","Estimated using emissions factor","Estimated using emissions factor","Estimated using emissions factor","Estimated using emissions factor"]
[575,2019,"AK","Selawik",6341,"3","IC","RE",{"$nulls":4},"DFO"]
[576,2019,"AK","Selawik",6341,"3A","IC","RE",{"$nulls":4},"DFO"]
[577,2019,"AK","Selawik",6341,"3B","IC","OP",{"$nulls":4},"DFO",null,{"v":12899.1171875,"d":"12,899"},{"v":5251.23486328125,"d":"5,251"},{"v":21.42799949646,"d":"21.4"},{"v":8.72299957275391,"d":"8.7"},{"v":1.87039995193481,"d":"1.9"},{"v":1053.37902832031,"d":"1,053.4"},null,"EIA Prime Mover-level Data","EIA Prime Mover-level Data","Estimated using emissions factor","Estimated using emissions factor","Estimated using emissions factor","Estimated using emissions factor"]
[578,2019,"AK","Seldovia",6283,"1","IC","RE",{"$nulls":4},"DFO"]
[579,2019,"AK","Seldovia",6283,"2","IC","RE",{"$nulls":4},"DFO"]
[580,2019,"AK","Seldovia",6283,"3","IC","RE",{"$nulls":4},"DFO"]
[581,2019,"AK","Seldovia",6283,"4","IC","RE",{"$nulls":4},"DFO"]
[582,2019,"AK","Seldovia",6283,"5","IC","OP",{"$nulls":4},"DFO",null,{"v":404.182006835938,"d":"404"},{"v":167.455001831055,"d":"167"},{"v":0.651000022888184,"d":"0.7"},{"v":0.268999993801117,"d":"0.3"},{"v":0.0586000010371208,"d":"0.1"},{"v":33.0069999694824,"d":"33.0"},null,"EIA Prime Mover-level Data","EIA Prime Mover-level Data","Estimated using emissions factor","Estimated using emissions factor","Estimated using emissions factor","Estimated using emissions factor"]
[583,2019,"AK","Seldovia",6283,"6","IC","RE",{"$nulls":4},"DFO"]
[584,2019,"AK","Seldovia",6283,"7","IC","OP",{"$nulls":4},"DFO",null,{"v":336.817993164063,"d":"337"},{"v":139.544998168945,"d":"140"},{"v":0.541999995708466,"d":"0.5"},{"v":0.224999994039536,"d":"0.2"},{"v":0.0487999990582466,"d":"0.0"},{"v":27.5060005187988,"d":"27.5"},null,"EIA Prime Mover-level Data","EIA Prime Mover-level Data","Estimated using emissions factor","Estimated using emissions factor","Estimated using emissions factor","Estimated using emissions factor"]
[585,2019,"AK","Seward (AK)",92,"1","IC","RE",{"$nulls":4},"DFO"]
[586,2019,"AK","Seward (AK)",92,"2","IC","RE",{"$nulls":4},"DFO"]
[587,2019,"AK","Seward (AK)",92,"3","IC","OP",{"$nulls":4},"DFO",null,{"v":792.627990722656,"d":"793"},{"v":323.717987060547,"d":"324"},{"v":1.27999997138977,"d":"1.3"},{"v":0.523000001907349,"d":"0.5"},{"v":0.114900000393391,"d":"0.1"},{"v":64.7279968261719,"d":"64.7"},null,"EIA Prime Mover-level Data","EIA Prime Mover-level Data","Estimated using emissions factor","Estimated using emissions factor","Estimated using emissions factor","Estimated using emissions factor"]
[588,2019,"AK","Seward (AK)",92,"4","IC","OP",{"$nulls":4},"DFO",null,{"v":792.627990722656,"d":"793"},{"v":323.717987060547,"d":"324"},{"v":1.27999997138977,"d":"1.3"},{"v":0.523000001907349,"d":"0.5"},{"v":0.114900000393391,"d":"0.1"},{"v":64.7279968261719,"d":"64.7"},null,"EIA Prime Mover-level Data","EIA Prime Mover-level Data","Estimated using emissions factor","Estimated using emissions factor","Estimated using emissions factor","Estimated using emissions factor"]
[589,2019,"AK","Seward (AK)",92,"5","IC","OP",{"$nulls":4},"DFO",null,{"v":792.627990722656,"d":"793"},{"v":323.717987060547,"d":"324"},{"v":1.27999997138977,"d":"1.3"},{"v":0.523000001907349,"d":"0.5"},{"v":0.114900000393391,"d":"0.1"},{"v":64.7279968261719,"d":"64.7"},null,"EIA Prime Mover-level Data","EIA Prime Mover-level Data","Estimated using emissions factor","Estimated using emissions factor","Estimated using emissions factor","Estimated using emissions factor"]
[590,2019,"AK","Seward (AK)",92,"6","IC","OP",{"$nulls":4},"DFO",null,{"v":887.744018554688,"d":"888"},{"v":362.563995361328,"d":"363"},{"v":1.43400001525879,"d":"1.4"},{"v":0.584999978542328,"d":"0.6"},{"v":0.128700003027916,"d":"0.1"},{"v":72.4960021972656,"d":"72.5"},null,"EIA Prime Mover-level Data","EIA Prime Mover-level Data","Estimated using emissions factor","Estimated using emissions factor","Estimated using emissions factor","Estimated using emissions factor"]
[591,2019,"AK","Seward (AK)",92,"N1","IC","OP",{"$nulls":4},"DFO",null,{"v":887.744018554688,"d":"888"},{"v":362.563995361328,"d":"363"},{"v":1.43400001525879,"d":"1.4"},{"v":0.584999978542328,"d":"0.6"},{"v":0.128700003027916,"d":"0.1"},{"v":72.4960021972656,"d":"72.5"},null,"EIA Prime Mover-level Data","EIA Prime Mover-level Data","Estimated using emissions factor","Estimated using emissions factor","Estimated using emissions factor","Estimated using emissions factor"]
[592,2019,"AK","Seward (AK)",92,"N2","IC","OP",{"$nulls":4},"DFO",null,{"v":792.627990722656,"d":"793"},{"v":323.717987060547,"d":"324"},{"v":1.27999997138977,"d":"1.3"},{"v":0.523000001907349,"d":"0.5"},{"v":0.114900000393391,"d":"0.1"},{"v":64.7279968261719,"d":"64.7"},null,"EIA Prime Mover-level Data","EIA Prime Mover-level Data","Estimated using emissions factor","Estimated using emissions factor","Estimated using emissions factor","Estimated using emissions factor"]
[593,2019,"AK","Shishmaref",6345,"1","IC","OP",{"$nulls":4},"DFO",null,{"v":3255.80004882813,"d":"3,256"},{"v":1326,"d":"1,326"},{"v":5.40899991989136,"d":"5.4"},{"v":2.20300006866455,"d":"2.2"},{"v":0.472099989652634,"d":"0.5"},{"v":265.877990722656,"d":"265.9"},null,"EIA Prime Mover-level Data","EIA Prime Mover-level Data","Estimated using emissions factor","Estimated using emissions factor","Estimated using emissions factor","Estimated using emissions factor"]
[594,2019,"AK","Shishmaref",6345,"2","IC","OP",{"$nulls":4},"DFO",null,{"v":3255.80004882813,"d":"3,256"},{"v":1326,"d":"1,326"},{"v":5.40899991989136,"d":"5.4"},{"v":2.20300006866455,"d":"2.2"},{"v":0.472099989652634,"d":"0.5"},{"v":265.877990722656,"d":"265.9"},null,"EIA Prime Mover-level Data","EIA Prime Mover-level Data","Estimated using emissions factor","Estimated using emissions factor","Estimated using emissions factor","Estimated using emissions factor"]
[595,2019,"AK","Shishmaref",6345,"3","IC","RE",{"$nulls":4},"DFO"]
[596,2019,"AK","Shishmaref",6345,"3A","IC","OP",{"$nulls":4},"DFO",null,{"v":4341.06689453125,"d":"4,341"},{"v":1768,"d":"1,768"},{"v":7.21199989318848,"d":"7.2"},{"v":2.93799996376038,"d":"2.9"},{"v":0.629499971866608,"d":"0.6"},{"v":354.503997802734,"d":"354.5"},null,"EIA Prime Mover-level Data","EIA Prime Mover-level Data","Estimated using emissions factor","Estimated using emissions factor","Estimated using emissions factor","Estimated using emissions factor"]
[597,2019,"AK","Shishmaref",6345,"4","IC","RE",{"$nulls":4},"DFO"]
[598,2019,"AK","Shishmaref",6345,"4A","IC","OP",{"$nulls":4},"DFO",null,{"v":5426.3330078125,"d":"5,426"},{"v":2210,"d":"2,210"},{"v":9.01500034332275,"d":"9.0"},{"v":3.67199993133545,"d":"3.7"},{"v":0.786800026893616,"d":"0.8"},{"v":443.130004882813,"d":"443.1"},null,"EIA Prime Mover-level Data","EIA Prime Mover-level Data","Estimated using emissions factor","Estimated using emissions factor","Estimated using emissions factor","Estimated using emissions factor"]
[599,2019,"AK","Shungnak",57063,"UNIT1","IC","OP",{"$nulls":4},"DFO",null,{"v":2658,"d":"2,658"},{"v":1081.6669921875,"d":"1,082"},{"v":0,"d":"0.0"},{"v":0,"d":"0.0"},{"v":0,"d":"0.0"},{"v":217.059997558594,"d":"217.1"},null,"EIA Prime Mover-level Data","EIA Prime Mover-level Data","Estimated using emissions factor","Estimated using emissions factor","Estimated using emissions factor","Estimated using emissions factor"]
[600,2019,"AK","Shungnak",57063,"UNIT2","IC","OP",{"$nulls":4},"DFO",null,{"v":3987,"d":"3,987"},{"v":1622.5,"d":"1,623"},{"v":0,"d":"0.0"},{"v":0,"d":"0.0"},{"v":0,"d":"0.0"},{"v":325.589996337891,"d":"325.6"},null,"EIA Prime Mover-level Data","EIA Prime Mover-level Data","Estimated using emissions factor","Estimated using emissions factor","Estimated using emissions factor","Estimated using emissions factor"]
[601,2019,"AK","Shungnak",57063,"UNIT3","IC","OP",{"$nulls":4},"DFO",null,{"v":3987,"d":"3,987"},{"v":1622.5,"d":"1,623"},{"v":0,"d":"0.0"},{"v":0,"d":"0.0"},{"v":0,"d":"0.0"},{"v":325.589996337891,"d":"325.6"},null,"EIA Prime Mover-level Data","EIA Prime Mover-level Data","Estimated using emissions factor","Estimated using emissions factor","Estimated using emissions factor","Estimated using emissions factor"]
[602,2019,"AK","Shungnak",57063,"UNIT4","IC","OP",{"$nulls":4},"DFO",null,{"v":5316,"d":"5,316"},{"v":2163.3330078125,"d":"2,163"},{"v":0,"d":"0.0"},{"v":0,"d":"0.0"},{"v":0,"d":"0.0"},{"v":434.119995117188,"d":"434.1"},null,"EIA Prime Mover-level Data","EIA Prime Mover-level Data","Estimated using emissions factor","Estimated using emissions factor","Estimated using emissions factor","Estimated using emissions factor"]
[603,2019,"AK","Silvis",6581,"1","HY","OP",{"$nulls":4},"WAT",null,{"v":76227,"d":"76,227"},{"v":33341,"d":"33,341"},{"$nulls":5},"EIA Prime Mover-level Data","EIA Prime Mover-level Data"]
[604,2019,"AK","Skagway",66,"1","HY","OP",{"$nulls":4},"WAT",null,{"v":6881.60009765625,"d":"6,882"},{"v":3010,"d":"3,010"},{"$nulls":5},"EIA Prime Mover-level Data","EIA Prime Mover-level Data"]
[605,2019,"AK","Skagway",66,"2","HY","OP",{"$nulls":4},"WAT",null,{"v":1720.40002441406,"d":"1,720"},{"v":752.5,"d":"753"},{"$nulls":5},"EIA Prime Mover-level Data","EIA Prime Mover-level Data"]
[606,2019,"AK","Skagway",66,"3","HY","OP",{"$nulls":4},"WAT",null,{"v":5161.2001953125,"d":"5,161"},{"v":2257.5,"d":"2,258"},{"$nulls":5},"EIA Prime Mover-level Data","EIA Prime Mover-level Data"]
[607,2019,"AK","Skagway",66,"4","HY","OP",{"$nulls":4},"WAT",null,{"v":3440.80004882813,"d":"3,441"},{"v":1505,"d":"1,505"},{"$nulls":5},"EIA Prime Mover-level Data","EIA Prime Mover-level Data"]
[608,2019,"AK","Skagway",66,"6A","IC","OP",{"$nulls":4},"DFO",null,{"v":1615.76501464844,"d":"1,616"},{"v":657.882019042969,"d":"658"},{"v":2.58500003814697,"d":"2.6"},{"v":1.05299997329712,"d":"1.1"},{"v":0.234300002455711,"d":"0.2"},{"v":131.947998046875,"d":"131.9"},null,"EIA Prime Mover-level Data","EIA Prime Mover-level Data","Estimated using emissions factor","Estimated using emissions factor","Estimated using emissions factor","Estimated using emissions factor"]
[609,2019,"AK","Skagway",66,"7A","IC","OP",{"$nulls":4},"DFO",null,{"v":2221.67700195313,"d":"2,222"},{"v":904.588012695313,"d":"905"},{"v":3.5550000667572,"d":"3.6"},{"v":1.44700002670288,"d":"1.4"},{"v":0.322100013494492,"d":"0.3"},{"v":181.427993774414,"d":"181.4"},null,"EIA Prime Mover-level Data","EIA Prime Mover-level Data","Estimated using emissions factor","Estimated using emissions factor","Estimated using emissions factor","Estimated using emissions factor"]
[610,2019,"AK","Skagway",66,"8A","IC","OP",{"$nulls":4},"DFO",null,{"v":1009.85302734375,"d":"1,010"},{"v":411.175994873047,"d":"411"},{"v":1.61600005626678,"d":"1.6"},{"v":0.657999992370605,"d":"0.7"},{"v":0.14640000462532,"d":"0.1"},{"v":82.4670028686523,"d":"82.5"},null,"EIA Prime Mover-level Data","EIA Prime Mover-level Data","Estimated using emissions factor","Estimated using emissions factor","Estimated using emissions factor","Estimated using emissions factor"]
[611,2019,"AK","Skagway",66,"9","IC","OP",{"$nulls":4},"DFO",null,{"v":2019.7060546875,"d":"2,020"},{"v":822.35302734375,"d":"822"},{"v":3.23200011253357,"d":"3.2"},{"v":1.31599998474121,"d":"1.3"},{"v":0.292899996042252,"d":"0.3"},{"v":164.934997558594,"d":"164.9"},null,"EIA Prime Mover-level Data","EIA Prime Mover-level Data","Estimated using emissions factor","Estimated using emissions factor","Estimated using emissions factor","Estimated using emissions factor"]
[612,2019,"AK","Slana Generating Station",61685,"1","IC","OP",{"$nulls":4},"DFO",null,{"v":4355.3330078125,"d":"4,355"},{"v":1774.6669921875,"d":"1,775"},{"v":6.96799993515015,"d":"7.0"},{"v":2.83899998664856,"d":"2.8"},{"v":0.631500005722046,"d":"0.6"},{"v":355.669006347656,"d":"355.7"},null,"EIA Prime Mover-level Data","EIA Prime Mover-level Data","Estimated using emissions factor","Estimated using emissions factor","Estimated using emissions factor","Estimated using emissions factor"]
[613,2019,"AK","Slana Generating Station",61685,"2","IC","OP",{"$nulls":4},"DFO",null,{"v":4355.3330078125,"d":"4,355"},{"v":1774.6669921875,"d":"1,775"},{"v":6.96799993515015,"d":"7.0"},{"v":2.83899998664856,"d":"2.8"},{"v":0.631500005722046,"d":"0.6"},{"v":355.669006347656,"d":"355.7"},null,"EIA Prime Mover-level Data","EIA Prime Mover-level Data","Estimated using emissions factor","Estimated using emissions factor","Estimated using emissions factor","Estimated using emissions factor"]
[614,2019,"AK","Slana Generating Station",61685,"3","IC","OP",{"$nulls":4},"DFO",null,{"v":4355.3330078125,"d":"4,355"},{"v":1774.6669921875,"d":"1,775"},{"v":6.96799993515015,"d":"7.0"},{"v":2.83899998664856,"d":"2.8"},{"v":0.631500005722046,"d":"0.6"},{"v":355.669006347656,"d":"355.7"},null,"EIA Prime Mover-level Data","EIA Prime Mover-level Data","Estimated using emissions factor","Estimated using emissions factor","Estimated using emissions factor","Estimated using emissions factor"]
[615,2019,"AK","Snake River",90,"11","IC","RE",{"$nulls":4},"DFO"]
[616,2019,"AK","Snake River",90,"12","IC","OP",{"$nulls":4},"DFO",null,{"v":57877.43359375,"d":"57,877"},{"v":23561.6015625,"d":"23,562"},{"v":93.0009994506836,"d":"93.0"},{"v":37.8600006103516,"d":"37.9"},{"v":8.3922004699707,"d":"8.4"},{"v":4726.43798828125,"d":"4,726.4"},null,"EIA Prime Mover-level Data","EIA Prime Mover-level Data","Estimated using emissions factor","Estimated using emissions factor","Estimated using emissions factor","Estimated using emissions factor"]
[617,2019,"AK","Snake River",90,"14","IC","OP",{"$nulls":4},"DFO",null,{"v":30461.806640625,"d":"30,462"},{"v":12400.84375,"d":"12,401"},{"v":48.9480018615723,"d":"48.9"},{"v":19.9260005950928,"d":"19.9"},{"v":4.41699981689453,"d":"4.4"},{"v":2487.59912109375,"d":"2,487.6"},null,"EIA Prime Mover-level Data","EIA Prime Mover-level Data","Estimated using emissions factor","Estimated using emissions factor","Estimated using emissions factor","Estimated using emissions factor"]
[618,2019,"AK","Snake River",90,"15","IC","OP",{"$nulls":4},"DFO",null,{"v":79200.6953125,"d":"79,201"},{"v":32242.193359375,"d":"32,242"},{"v":127.264999389648,"d":"127.3"},{"v":51.8089981079102,"d":"51.8"},{"v":11.4841003417969,"d":"11.5"},{"v":6467.755859375,"d":"6,467.8"},null,"EIA Prime Mover-level Data","EIA Prime Mover-level Data","Estimated using emissions factor","Estimated using emissions factor","Estimated using emissions factor","Estimated using emissions factor"]
[619,2019,"AK","Snake River",90,"16","IC","OP",{"$nulls":4},"DFO",null,{"v":79200.6953125,"d":"79,201"},{"v":32242.193359375,"d":"32,242"},{"v":127.264999389648,"d":"127.3"},{"v":51.8089981079102,"d":"51.8"},{"v":11.4841003417969,"d":"11.5"},{"v":6467.755859375,"d":"6,467.8"},null,"EIA Prime Mover-level Data","EIA Prime Mover-level Data","Estimated using emissions factor","Estimated using emissions factor","Estimated using emissions factor","Estimated using emissions factor"]
[620,2019,"AK","Snake River",90,"18","IC","OP",{"$nulls":4},"DFO",null,{"v":6092.36083984375,"d":"6,092"},{"v":2480.1689453125,"d":"2,480"},{"v":9.78999996185303,"d":"9.8"},{"v":3.98499989509583,"d":"4.0"},{"v":0.883400022983551,"d":"0.9"},{"v":497.519989013672,"d":"497.5"},null,"EIA Prime Mover-level Data","EIA Prime Mover-level Data","Estimated using emissions factor","Estimated using emissions factor","Estimated using emissions factor","Estimated using emissions factor"]
[621,2019,"AK","Snake River",90,"5","IC","RE",{"$nulls":4},"DFO"]
[622,2019,"AK","Snake River",90,"6","IC","RE",{"$nulls":4},"DFO"]
[623,2019,"AK","Snake River",90,"9","IC","RE",{"$nulls":4},"DFO"]
[624,2019,"AK","Snake River",90,"ENT","WT","OP",{"$nulls":4},"WND",null,{"v":6762.4609375,"d":"6,762"},{"v":2592.61499023438,"d":"2,593"},{"$nulls":5},"EIA Prime Mover-level Data","EIA Prime Mover-level Data"]
[625,2019,"AK","Snake River",90,"EWT 1","WT","OP",{"$nulls":4},"WND",null,{"v":7607.76904296875,"d":"7,608"},{"v":2916.69189453125,"d":"2,917"},{"$nulls":5},"EIA Prime Mover-level Data","EIA Prime Mover-level Data"]
[626,2019,"AK","Snake River",90,"EWT 2","WT","OP",{"$nulls":4},"WND",null,{"v":7607.76904296875,"d":"7,608"},{"v":2916.69189453125,"d":"2,917"},{"$nulls":5},"EIA Prime Mover-level Data","EIA Prime Mover-level Data"]
[627,2019,"AK","Snettisham",78,"1","HY","OP",{"$nulls":4},"WAT",null,{"v":641513.8125,"d":"641,514"},{"v":280590.71875,"d":"280,591"},{"$nulls":5},"EIA Prime Mover-level Data","EIA Prime Mover-level Data"]
[628,2019,"AK","Snettisham",78,"2","HY","OP",{"$nulls":4},"WAT",null,{"v":641513.8125,"d":"641,514"},{"v":280590.71875,"d":"280,591"},{"$nulls":5},"EIA Prime Mover-level Data","EIA Prime Mover-level Data"]
[629,2019,"AK","Snettisham",78,"3","HY","OP",{"$nulls":4},"WAT",null,{"v":842666.4375,"d":"842,666"},{"v":368572.5625,"d":"368,573"},{"$nulls":5},"EIA Prime Mover-level Data","EIA Prime Mover-level Data"]
[630,2019,"AK","Soldotna",57206,"1","GT","OP",{"$nulls":4},"NG",null,{"v":832281,"d":"832,281"},{"v":315083,"d":"315,083"},{"v":132.634002685547,"d":"132.6"},{"v":50.2120018005371,"d":"50.2"},{"v":1.33000004291534,"d":"1.3"},{"v":48642.26953125,"d":"48,642.3"},null,"EIA Prime Mover-level Data","EIA Prime Mover-level Data","Estimated using emissions factor","Estimated using emissions factor","Estimated using emissions factor","Estimated using emissions factor"]
[631,2019,"AK","Soldotna",57206,"2","GT","IP",{"$nulls":4},"NG"]
[632,2019,"AK","Soldotna",57206,"3","BA","P",{"$nulls":4},"MWH"]
[633,2019,"AK","Solomon Gulch",390,"1","HY","OP",{"$nulls":4},"WAT",null,{"v":236863.5,"d":"236,864"},{"v":103601,"d":"103,601"},{"$nulls":5},"EIA Prime Mover-level Data","EIA Prime Mover-level Data"]
[634,2019,"AK","Solomon Gulch",390,"2","HY","OP",{"$nulls":4},"WAT",null,{"v":236863.5,"d":"236,864"},{"v":103601,"d":"103,601"},{"$nulls":5},"EIA Prime Mover-level Data","EIA Prime Mover-level Data"]
[635,2019,"AK","South Fork",56265,"1","HY","OP",{"$nulls":4},"WAT",null,{"v":39832,"d":"39,832"},{"v":17422,"d":"17,422"},{"$nulls":5},"EIA Prime Mover-level Data","EIA Prime Mover-level Data"]
[636,2019,"AK","Southcentral Power Project",57036,"1","CT",{"$nulls":5},"NG",null,{"v":2067003,"d":"2,067,003"},{"v":861939,"d":"861,939"},{"v":330.720001220703,"d":"330.7"},{"v":137.695007324219,"d":"137.7"},{"v":3.30310010910034,"d":"3.3"},{"v":120805.015625,"d":"120,805.0"},null,"EIA Unit-level Data","EIA Unit-Level Data","Estimated using emissions factor","Estimated using emissions factor","Estimated using emissions factor","Estimated using emissions factor"]
[637,2019,"AK","Southcentral Power Project",57036,"2","CT",{"$nulls":5},"NG",null,{"v":2082082,"d":"2,082,082"},{"v":857892,"d":"857,892"},{"v":333.132995605469,"d":"333.1"},{"v":138.699996948242,"d":"138.7"},{"v":3.32719993591309,"d":"3.3"},{"v":121686.3046875,"d":"121,686.3"},null,"EIA Unit-level Data","EIA Unit-Level Data","Estimated using emissions factor","Estimated using emissions factor","Estimated using emissions factor","Estimated using emissions factor"]
[638,2019,"AK","Southcentral Power Project",57036,"3","CT",{"$nulls":5},"NG",null,{"v":2055027,"d":"2,055,027"},{"v":863245,"d":"863,245"},{"v":328.803985595703,"d":"328.8"},{"v":136.897003173828,"d":"136.9"},{"v":3.28390002250671,"d":"3.3"},{"v":120105.0859375,"d":"120,105.1"},null,"EIA Unit-level Data","EIA Unit-Level Data","Estimated using emissions factor","Estimated using emissions factor","Estimated using emissions factor","Estimated using emissions factor"]
[639,2019,"AK","Southcentral Power Project",57036,"OTSG1","CA","OP",{"$nulls":3},1,"NG",null,0,0,{"v":0,"d":"0.0"},{"v":0,"d":"0.0"},{"v":0,"d":"0.0"},{"v":0,"d":"0.0"},null,"EIA Unit-level Data","EIA Unit-Level Data","Estimated based on unit-level NOx emission rates","Estimated based on unit-level NOx ozone season emission rates","Estimated using emissions factor and plant-specific sulfur content","Estimated using emissions factor",null,null,"SR"]
[640,2019,"AK","Southcentral Power Project",57036,"OTSG2","CA","OP",{"$nulls":3},1,"NG",null,0,0,{"v":0,"d":"0.0"},{"v":0,"d":"0.0"},{"v":0,"d":"0.0"},{"v":0,"d":"0.0"},null,"EIA Unit-level Data","EIA Unit-Level Data","Estimated based on unit-level NOx emission rates","Estimated based on unit-level NOx ozone season emission rates","Estimated using emissions factor and plant-specific sulfur content","Estimated using emissions factor",null,null,"SR"]
[641,2019,"AK","Southcentral Power Project",57036,"OTSG3","CA","OP",{"$nulls":3},1,"NG",null,0,0,{"v":0,"d":"0.0"},{"v":0,"d":"0.0"},{"v":0,"d":"0.0"},{"v":0,"d":"0.0"},null,"EIA Unit-level Data","EIA Unit-Level Data","Estimated based on unit-level NOx emission rates","Estimated based on unit-level NOx ozone season emission rates","Estimated using emissions factor and plant-specific sulfur content","Estimated using emissions factor",null,null,"SR"]
[642,2019,"AK","St Marys IC",6338,"1","IC","RE",{"$nulls":4},"DFO"]
[643,2019,"AK","St Marys IC",6338,"1B","IC","OP",{"$nulls":4},"DFO",null,{"v":16411.5390625,"d":"16,412"},{"v":6676.15380859375,"d":"6,676"},{"v":27.2639999389648,"d":"27.3"},{"v":11.0909996032715,"d":"11.1"},{"v":2.37969994544983,"d":"2.4"},{"v":1340.21301269531,"d":"1,340.2"},null,"EIA Prime Mover-level Data","EIA Prime Mover-level Data","Estimated using emissions factor","Estimated using emissions factor","Estimated using emissions factor","Estimated using emissions factor"]
[644,2019,"AK","St Marys IC",6338,"2","IC","OP",{"$nulls":4},"DFO",null,{"v":1969.38500976563,"d":"1,969"},{"v":801.138000488281,"d":"801"},{"v":3.2720000743866,"d":"3.3"},{"v":1.3309999704361,"d":"1.3"},{"v":0.285600006580353,"d":"0.3"},{"v":160.82600402832,"d":"160.8"},null,"EIA Prime Mover-level Data","EIA Prime Mover-level Data","Estimated using emissions factor","Estimated using emissions factor","Estimated using emissions factor","Estimated using emissions factor"]
[645,2019,"AK","St Marys IC",6338,"3","IC","OP",{"$nulls":4},"DFO",null,{"v":2954.07690429688,"d":"2,954"},{"v":1201.7080078125,"d":"1,202"},{"v":4.90799999237061,"d":"4.9"},{"v":1.99600005149841,"d":"2.0"},{"v":0.428299993276596,"d":"0.4"},{"v":241.238006591797,"d":"241.2"},null,"EIA Prime Mover-level Data","EIA Prime Mover-level Data","Estimated using emissions factor","Estimated using emissions factor","Estimated using emissions factor","Estimated using emissions factor"]
[646,2019,"AK","St. Michael",57061,"4","IC","SB",{"$nulls":4},"DFO"]
[647,2019,"AK","St. Michael",57061,"UNIT1","IC","RE",{"$nulls":4},"DFO"]
[648,2019,"AK","St. Michael",57061,"UNIT2","IC","RE",{"$nulls":4},"DFO"]
[649,2019,"AK","St. Michael",57061,"UNIT3","IC","RE",{"$nulls":4},"DFO"]
[650,2019,"AK","Stebbins",57055,"1","IC","OP",{"$nulls":4},"DFO",null,{"v":7933,"d":"7,933"},{"v":3230,"d":"3,230"},{"v":0,"d":"0.0"},{"v":0,"d":"0.0"},{"v":0,"d":"0.0"},{"v":647.831970214844,"d":"647.8"},null,"EIA Prime Mover-level Data","EIA Prime Mover-level Data","Estimated using emissions factor","Estimated using emissions factor","Estimated using emissions factor","Estimated using emissions factor"]
[651,2019,"AK","Stebbins",57055,"2","IC","OP",{"$nulls":4},"DFO",null,{"v":7933,"d":"7,933"},{"v":3230,"d":"3,230"},{"v":0,"d":"0.0"},{"v":0,"d":"0.0"},{"v":0,"d":"0.0"},{"v":647.831970214844,"d":"647.8"},null,"EIA Prime Mover-level Data","EIA Prime Mover-level Data","Estimated using emissions factor","Estimated using emissions factor","Estimated using emissions factor","Estimated using emissions factor"]
[652,2019,"AK","Stebbins",57055,"3","IC","OP",{"$nulls":4},"DFO",null,{"v":7933,"d":"7,933"},{"v":3230,"d":"3,230"},{"v":0,"d":"0.0"},{"v":0,"d":"0.0"},{"v":0,"d":"0.0"},{"v":647.831970214844,"d":"647.8"},null,"EIA Prime Mover-level Data","EIA Prime Mover-level Data","Estimated using emissions factor","Estimated using emissions factor","Estimated using emissions factor","Estimated using emissions factor"]
[653,2019,"AK","Stebbins",57055,"4","IC","OP",{"$nulls":4},"DFO",null,{"v":7933,"d":"7,933"},{"v":3230,"d":"3,230"},{"v":0,"d":"0.0"},{"v":0,"d":"0.0"},{"v":0,"d":"0.0"},{"v":647.831970214844,"d":"647.8"},null,"EIA Prime Mover-level Data","EIA Prime Mover-level Data","Estimated using emissions factor","Estimated using emissions factor","Estimated using emissions factor","Estimated using emissions factor"]
[654,2019,"AK","Stebbins",57055,"UNIT1","IC","RE",{"$nulls":4},"DFO"]
[655,2019,"AK","Stebbins",57055,"UNIT2","IC","RE",{"$nulls":4},"DFO"]
[656,2019,"AK","Stebbins",57055,"UNIT3","IC","RE",{"$nulls":4},"DFO"]
[657,2019,"AK","Swampy Acres Microgrid",60250,"13","IC","OP",{"$nulls":4},"DFO"]
[658,2019,"AK","Swampy Acres Microgrid",60250,"6A","IC","OP",{"$nulls":4},"DFO"]
[659,2019,"AK","Swampy Acres Microgrid",60250,"7A","IC","OP",{"$nulls":4},"DFO"]
[660,2019,"AK","Swan Lake",70,"1","HY","OP",{"$nulls":4},"WAT",null,{"v":242060.5,"d":"242,061"},{"v":105874.5,"d":"105,875"},{"$nulls":5},"EIA Prime Mover-level Data","EIA Prime Mover-level Data"]
[661,2019,"AK","Swan Lake",70,"2","HY","OP",{"$nulls":4},"WAT",null,{"v":242060.5,"d":"242,061"},{"v":105874.5,"d":"105,875"},{"$nulls":5},"EIA Prime Mover-level Data","EIA Prime Mover-level Data"]
[662,2019,"AK","Sweetheart Lake Hydroelectric Facility",60588,"JHI01","HY","P",{"$nulls":4},"WAT"]
[663,2019,"AK","Sweetheart Lake Hydroelectric Facility",60588,"JHI02","HY","P",{"$nulls":4},"WAT"]
[664,2019,"AK","Sweetheart Lake Hydroelectric Facility",60588,"JHI03","HY","P",{"$nulls":4},"WAT"]
[665,2019,"AK","Terror Lake Microgrid",71,"1","HY","OP",{"$nulls":4},"WAT",null,{"v":370335.34375,"d":"370,335"},{"v":161980.328125,"d":"161,980"},{"$nulls":5},"EIA Prime Mover-level Data","EIA Prime Mover-level Data"]
[666,2019,"AK","Terror Lake Microgrid",71,"2","HY","OP",{"$nulls":4},"WAT",null,{"v":370335.34375,"d":"370,335"},{"v":161980.328125,"d":"161,980"},{"$nulls":5},"EIA Prime Mover-level Data","EIA Prime Mover-level Data"]
[667,2019,"AK","Terror Lake Microgrid",71,"3","HY","OP",{"$nulls":4},"WAT",null,{"v":370335.34375,"d":"370,335"},{"v":161980.328125,"d":"161,980"},{"$nulls":5},"EIA Prime Mover-level Data","EIA Prime Mover-level Data"]
[668,2019,"AK","Tesoro Kenai Cogeneration Plant",52184,"GEN1","GT","OP",{"$nulls":4},"NG",null,{"v":411083,"d":"411,083"},{"v":178012,"d":"178,012"},{"v":71.0110015869141,"d":"71.0"},{"v":30.7250003814697,"d":"30.7"},{"v":0.656899988651276,"d":"0.7"},{"v":24025.552734375,"d":"24,025.6"},null,"EIA Prime Mover-level Data","EIA Prime Mover-level Data","Estimated using emissions factor","Estimated using emissions factor","Estimated using emissions factor","Estimated using emissions factor"]
[669,2019,"AK","Tesoro Kenai Cogeneration Plant",52184,"GEN2","GT","OP",{"$nulls":4},"NG",null,{"v":411083,"d":"411,083"},{"v":178012,"d":"178,012"},{"v":71.0110015869141,"d":"71.0"},{"v":30.7250003814697,"d":"30.7"},{"v":0.656899988651276,"d":"0.7"},{"v":24025.552734375,"d":"24,025.6"},null,"EIA Prime Mover-level Data","EIA Prime Mover-level Data","Estimated using emissions factor","Estimated using emissions factor","Estimated using emissions factor","Estimated using emissions factor"]
[670,2019,"AK","Tesoro Kenai Cogeneration Plant",52184,"GEN3","GT","CN",{"$nulls":4},"NG"]
[671,2019,"AK","Thorne Bay Plant",7414,"2","IC","OP",{"$nulls":4},"DFO",null,{"v":17.3999996185303,"d":"17"},0,{"v":0.0280000008642673,"d":"0.0"},{"v":0,"d":"0.0"},{"v":0.00249999994412065,"d":"0.0"},{"v":1.4210000038147,"d":"1.4"},null,"EIA Prime Mover-level Data","EIA Prime Mover-level Data","Estimated using emissions factor","Estimated using emissions factor","Estimated using emissions factor","Estimated using emissions factor"]
[672,2019,"AK","Thorne Bay Plant",7414,"4","IC","OP",{"$nulls":4},"DFO",null,{"v":11.6000003814697,"d":"12"},0,{"v":0.0189999993890524,"d":"0.0"},{"v":0,"d":"0.0"},{"v":1.70000002253801E-3,"d":"0.0"},{"v":0.947000026702881,"d":"0.9"},null,"EIA Prime Mover-level Data","EIA Prime Mover-level Data","Estimated using emissions factor","Estimated using emissions factor","Estimated using emissions factor","Estimated using emissions factor"]
[673,2019,"AK","TNSG North Plant",58278,"13","IC","OP",{"$nulls":4},"DFO"]
[674,2019,"AK","TNSG North Plant",58278,"CT1","GT","OP",{"$nulls":4},"NG",null,{"v":153423.34375,"d":"153,423"},{"v":58082.56640625,"d":"58,083"},{"v":25.7040004730225,"d":"25.7"},{"v":9.73099994659424,"d":"9.7"},{"v":0.245199993252754,"d":"0.2"},{"v":8966.7548828125,"d":"8,966.8"},null,"EIA Prime Mover-level Data","EIA Prime Mover-level Data","Estimated using emissions factor","Estimated using emissions factor","Estimated using emissions factor","Estimated using emissions factor"]
[675,2019,"AK","TNSG North Plant",58278,"CT2","GT","OP",{"$nulls":4},"NG",null,{"v":153423.34375,"d":"153,423"},{"v":58082.56640625,"d":"58,083"},{"v":25.7040004730225,"d":"25.7"},{"v":9.73099994659424,"d":"9.7"},{"v":0.245199993252754,"d":"0.2"},{"v":8966.7548828125,"d":"8,966.8"},null,"EIA Prime Mover-level Data","EIA Prime Mover-level Data","Estimated using emissions factor","Estimated using emissions factor","Estimated using emissions factor","Estimated using emissions factor"]
[676,2019,"AK","TNSG North Plant",58278,"CT3","GT","OP",{"$nulls":4},"NG",null,{"v":221283.65625,"d":"221,284"},{"v":83772.9296875,"d":"83,773"},{"v":37.0740013122559,"d":"37.1"},{"v":14.0349998474121,"d":"14.0"},{"v":0.35359999537468,"d":"0.4"},{"v":12932.8193359375,"d":"12,932.8"},null,"EIA Prime Mover-level Data","EIA Prime Mover-level Data","Estimated using emissions factor","Estimated using emissions factor","Estimated using emissions factor","Estimated using emissions factor"]
[677,2019,"AK","TNSG North Plant",58278,"CT4","GT","OP",{"$nulls":4},"NG",null,{"v":221283.65625,"d":"221,284"},{"v":83772.9296875,"d":"83,773"},{"v":37.0740013122559,"d":"37.1"},{"v":14.0349998474121,"d":"14.0"},{"v":0.35359999537468,"d":"0.4"},{"v":12932.8193359375,"d":"12,932.8"},null,"EIA Prime Mover-level Data","EIA Prime Mover-level Data","Estimated using emissions factor","Estimated using emissions factor","Estimated using emissions factor","Estimated using emissions factor"]
[678,2019,"AK","TNSG South Plant",58117,"12","IC","RE",{"$nulls":4},"NG"]
[679,2019,"AK","TNSG South Plant",58117,"1A","IC","OP",{"$nulls":4},"NG",null,{"v":595.179992675781,"d":"595"},{"v":225.436004638672,"d":"225"},{"v":0.862999975681305,"d":"0.9"},{"v":0.326999992132187,"d":"0.3"},{"v":1.00000004749745E-3,"d":"0.0"},{"v":34.7849998474121,"d":"34.8"},null,"EIA Prime Mover-level Data","EIA Prime Mover-level Data","Estimated using emissions factor","Estimated using emissions factor","Estimated using emissions factor","Estimated using emissions factor"]
[680,2019,"AK","TNSG South Plant",58117,"2","IC","OP",{"$nulls":4},"NG",null,{"v":340.102996826172,"d":"340"},{"v":128.820999145508,"d":"129"},{"v":0.493000000715256,"d":"0.5"},{"v":0.187000006437302,"d":"0.2"},{"v":0.000500000023748726,"d":"0.0"},{"v":19.8770008087158,"d":"19.9"},null,"EIA Prime Mover-level Data","EIA Prime Mover-level Data","Estimated using emissions factor","Estimated using emissions factor","Estimated using emissions factor","Estimated using emissions factor"]
[681,2019,"AK","TNSG South Plant",58117,"3","IC","OP",{"$nulls":4},"NG",null,{"v":340.102996826172,"d":"340"},{"v":128.820999145508,"d":"129"},{"v":0.493000000715256,"d":"0.5"},{"v":0.187000006437302,"d":"0.2"},{"v":0.000500000023748726,"d":"0.0"},{"v":19.8770008087158,"d":"19.9"},null,"EIA Prime Mover-level Data","EIA Prime Mover-level Data","Estimated using emissions factor","Estimated using emissions factor","Estimated using emissions factor","Estimated using emissions factor"]
[682,2019,"AK","TNSG South Plant",58117,"4A","IC","OP",{"$nulls":4},"NG",null,{"v":595.179992675781,"d":"595"},{"v":225.436004638672,"d":"225"},{"v":0.862999975681305,"d":"0.9"},{"v":0.326999992132187,"d":"0.3"},{"v":1.00000004749745E-3,"d":"0.0"},{"v":34.7849998474121,"d":"34.8"},null,"EIA Prime Mover-level Data","EIA Prime Mover-level Data","Estimated using emissions factor","Estimated using emissions factor","Estimated using emissions factor","Estimated using emissions factor"]
[683,2019,"AK","TNSG South Plant",58117,"6","IC","OP",{"$nulls":4},"NG",null,{"v":1445.43603515625,"d":"1,445"},{"v":547.486999511719,"d":"547"},{"v":2.09500002861023,"d":"2.1"},{"v":0.792999982833862,"d":"0.8"},{"v":0.00230000005103648,"d":"0.0"},{"v":84.4779968261719,"d":"84.5"},null,"EIA Prime Mover-level Data","EIA Prime Mover-level Data","Estimated using emissions factor","Estimated using emissions factor","Estimated using emissions factor","Estimated using emissions factor"]
[684,2019,"AK","Togiak",6348,"1","IC","OP",{"$nulls":4},"DFO",null,{"v":3201.69189453125,"d":"3,202"},{"v":1303.15405273438,"d":"1,303"},{"v":5.31899976730347,"d":"5.3"},{"v":2.16499996185303,"d":"2.2"},{"v":0.464199990034103,"d":"0.5"},{"v":261.459014892578,"d":"261.5"},null,"EIA Prime Mover-level Data","EIA Prime Mover-level Data","Estimated using emissions factor","Estimated using emissions factor","Estimated using emissions factor","Estimated using emissions factor"]
[685,2019,"AK","Togiak",6348,"2","IC","RE",{"$nulls":4},"DFO"]
[686,2019,"AK","Togiak",6348,"2a","IC","RE",{"$nulls":4},"DFO",null,{"v":2668.07690429688,"d":"2,668"},{"v":1085.96203613281,"d":"1,086"},{"v":4.43200016021729,"d":"4.4"},{"v":1.80400002002716,"d":"1.8"},{"v":0.386900007724762,"d":"0.4"},{"v":217.882995605469,"d":"217.9"},null,"EIA Prime Mover-level Data","EIA Prime Mover-level Data","Estimated using emissions factor","Estimated using emissions factor","Estimated using emissions factor","Estimated using emissions factor"]
[687,2019,"AK","Togiak",6348,"2B","IC","OP",{"$nulls":4},"DFO",null,{"v":3201.69189453125,"d":"3,202"},{"v":1303.15405273438,"d":"1,303"},{"v":5.31899976730347,"d":"5.3"},{"v":2.16499996185303,"d":"2.2"},{"v":0.464199990034103,"d":"0.5"},{"v":261.459014892578,"d":"261.5"},null,"EIA Prime Mover-level Data","EIA Prime Mover-level Data","Estimated using emissions factor","Estimated using emissions factor","Estimated using emissions factor","Estimated using emissions factor"]
[688,2019,"AK","Togiak",6348,"3","IC","OP",{"$nulls":4},"DFO",null,{"v":5869.76904296875,"d":"5,870"},{"v":2389.11499023438,"d":"2,389"},{"v":9.75100040435791,"d":"9.8"},{"v":3.96900010108948,"d":"4.0"},{"v":0.851100027561188,"d":"0.9"},{"v":479.342010498047,"d":"479.3"},null,"EIA Prime Mover-level Data","EIA Prime Mover-level Data","Estimated using emissions factor","Estimated using emissions factor","Estimated using emissions factor","Estimated using emissions factor"]
[689,2019,"AK","Togiak",6348,"4","IC","RE",{"$nulls":4},"DFO",null,{"v":1600.84594726563,"d":"1,601"},{"v":651.577026367188,"d":"652"},{"v":2.65899991989136,"d":"2.7"},{"v":1.08200001716614,"d":"1.1"},{"v":0.232099995017052,"d":"0.2"},{"v":130.729995727539,"d":"130.7"},null,"EIA Prime Mover-level Data","EIA Prime Mover-level Data","Estimated using emissions factor","Estimated using emissions factor","Estimated using emissions factor","Estimated using emissions factor"]
[690,2019,"AK","Togiak",6348,"4a","IC","RE",{"$nulls":4},"DFO"]
[691,2019,"AK","Togiak",6348,"4B","IC","RE",{"$nulls":4},"DFO",null,{"v":4268.9228515625,"d":"4,269"},{"v":1737.53796386719,"d":"1,738"},{"v":7.09200000762939,"d":"7.1"},{"v":2.88599991798401,"d":"2.9"},{"v":0.619000017642975,"d":"0.6"},{"v":348.613006591797,"d":"348.6"},null,"EIA Prime Mover-level Data","EIA Prime Mover-level Data","Estimated using emissions factor","Estimated using emissions factor","Estimated using emissions factor","Estimated using emissions factor"]
[692,2019,"AK","Togiak",6348,"4C","IC","OP",{"$nulls":4},"DFO",null,{"v":2668.07690429688,"d":"2,668"},{"v":1085.96203613281,"d":"1,086"},{"v":4.43200016021729,"d":"4.4"},{"v":1.80400002002716,"d":"1.8"},{"v":0.386900007724762,"d":"0.4"},{"v":217.882995605469,"d":"217.9"},null,"EIA Prime Mover-level Data","EIA Prime Mover-level Data","Estimated using emissions factor","Estimated using emissions factor","Estimated using emissions factor","Estimated using emissions factor"]
[693,2019,"AK","Togiak",6348,"5","IC","RE",{"$nulls":4},"DFO"]
[694,2019,"AK","Togiak",6348,"5A","IC","RE",{"$nulls":4},"DFO",null,{"v":4268.9228515625,"d":"4,269"},{"v":1737.53796386719,"d":"1,738"},{"v":7.09200000762939,"d":"7.1"},{"v":2.88599991798401,"d":"2.9"},{"v":0.619000017642975,"d":"0.6"},{"v":348.613006591797,"d":"348.6"},null,"EIA Prime Mover-level Data","EIA Prime Mover-level Data","Estimated using emissions factor","Estimated using emissions factor","Estimated using emissions factor","Estimated using emissions factor"]
[695,2019,"AK","Tok",406,"3A","IC","OP",{"$nulls":4},"DFO",null,{"v":21792.90625,"d":"21,793"},{"v":8871.396484375,"d":"8,871"},{"v":34.8680000305176,"d":"34.9"},{"v":14.1940002441406,"d":"14.2"},{"v":3.16000008583069,"d":"3.2"},{"v":1779.67102050781,"d":"1,779.7"},null,"EIA Prime Mover-level Data","EIA Prime Mover-level Data","Estimated using emissions factor","Estimated using emissions factor","Estimated using emissions factor","Estimated using emissions factor"]
[696,2019,"AK","Tok",406,"4A","IC","OP",{"$nulls":4},"DFO",null,{"v":18440.150390625,"d":"18,440"},{"v":7506.56591796875,"d":"7,507"},{"v":29.503999710083,"d":"29.5"},{"v":12.0100002288818,"d":"12.0"},{"v":2.67379999160767,"d":"2.7"},{"v":1505.8759765625,"d":"1,505.9"},null,"EIA Prime Mover-level Data","EIA Prime Mover-level Data","Estimated using emissions factor","Estimated using emissions factor","Estimated using emissions factor","Estimated using emissions factor"]
[697,2019,"AK","Tok",406,"5A","IC","OP",{"$nulls":4},"DFO",null,{"v":18440.150390625,"d":"18,440"},{"v":7506.56591796875,"d":"7,507"},{"v":29.503999710083,"d":"29.5"},{"v":12.0100002288818,"d":"12.0"},{"v":2.67379999160767,"d":"2.7"},{"v":1505.8759765625,"d":"1,505.9"},null,"EIA Prime Mover-level Data","EIA Prime Mover-level Data","Estimated using emissions factor","Estimated using emissions factor","Estimated using emissions factor","Estimated using emissions factor"]
[698,2019,"AK","Tok",406,"6","IC","OS",{"$nulls":4},"DFO",null,{"v":8381.88671875,"d":"8,382"},{"v":3412.07495117188,"d":"3,412"},{"v":13.41100025177,"d":"13.4"},{"v":5.45900011062622,"d":"5.5"},{"v":1.21539998054504,"d":"1.2"},{"v":684.489013671875,"d":"684.5"},null,"EIA Prime Mover-level Data","EIA Prime Mover-level Data","Estimated using emissions factor","Estimated using emissions factor","Estimated using emissions factor","Estimated using emissions factor"]
[699,2019,"AK","Tok",406,"8","IC","OP",{"$nulls":4},"DFO",null,{"v":6705.5087890625,"d":"6,706"},{"v":2729.65991210938,"d":"2,730"},{"v":10.7290000915527,"d":"10.7"},{"v":4.36700010299683,"d":"4.4"},{"v":0.972299993038177,"d":"1.0"},{"v":547.591003417969,"d":"547.6"},null,"EIA Prime Mover-level Data","EIA Prime Mover-level Data","Estimated using emissions factor","Estimated using emissions factor","Estimated using emissions factor","Estimated using emissions factor"]
[700,2019,"AK","Tok",406,"9","IC","OP",{"$nulls":4},"DFO",null,{"v":15087.396484375,"d":"15,087"},{"v":6141.73583984375,"d":"6,142"},{"v":24.1399993896484,"d":"24.1"},{"v":9.82600021362305,"d":"9.8"},{"v":2.18770003318787,"d":"2.2"},{"v":1232.07995605469,"d":"1,232.1"},null,"EIA Prime Mover-level Data","EIA Prime Mover-level Data","Estimated using emissions factor","Estimated using emissions factor","Estimated using emissions factor","Estimated using emissions factor"]
[701,2019,"AK","Toksook Bay",57067,"1A","IC","OP",{"$nulls":4},"DFO",null,{"v":9344,"d":"9,344"},{"v":3804.15991210938,"d":"3,804"},{"v":0,"d":"0.0"},{"v":0,"d":"0.0"},{"v":0,"d":"0.0"},{"v":763.057983398438,"d":"763.1"},null,"EIA Prime Mover-level Data","EIA Prime Mover-level Data","Estimated using emissions factor","Estimated using emissions factor","Estimated using emissions factor","Estimated using emissions factor"]
[702,2019,"AK","Toksook Bay",57067,"UNIT1","IC","RE",{"$nulls":4},"DFO",null,{"v":4672,"d":"4,672"},{"v":1902.07995605469,"d":"1,902"},{"v":0,"d":"0.0"},{"v":0,"d":"0.0"},{"v":0,"d":"0.0"},{"v":381.528991699219,"d":"381.5"},null,"EIA Prime Mover-level Data","EIA Prime Mover-level Data","Estimated using emissions factor","Estimated using emissions factor","Estimated using emissions factor","Estimated using emissions factor"]
[703,2019,"AK","Toksook Bay",57067,"UNIT2","IC","OP",{"$nulls":4},"DFO",null,{"v":5840,"d":"5,840"},{"v":2377.60009765625,"d":"2,378"},{"v":0,"d":"0.0"},{"v":0,"d":"0.0"},{"v":0,"d":"0.0"},{"v":476.911010742188,"d":"476.9"},null,"EIA Prime Mover-level Data","EIA Prime Mover-level Data","Estimated using emissions factor","Estimated using emissions factor","Estimated using emissions factor","Estimated using emissions factor"]
[704,2019,"AK","Toksook Bay",57067,"UNIT3","IC","OP",{"$nulls":4},"DFO",null,{"v":9344,"d":"9,344"},{"v":3804.15991210938,"d":"3,804"},{"v":0,"d":"0.0"},{"v":0,"d":"0.0"},{"v":0,"d":"0.0"},{"v":763.057983398438,"d":"763.1"},null,"EIA Prime Mover-level Data","EIA Prime Mover-level Data","Estimated using emissions factor","Estimated using emissions factor","Estimated using emissions factor","Estimated using emissions factor"]
[705,2019,"AK","Tyee Lake Hydroelectric Facility",61166,"UNIT1","HY","OP",{"$nulls":4},"WAT",null,{"v":338287,"d":"338,287"},{"v":147963,"d":"147,963"},{"$nulls":5},"EIA Prime Mover-level Data","EIA Prime Mover-level Data"]
[706,2019,"AK","Tyee Lake Hydroelectric Facility",61166,"UNIT2","HY","OP",{"$nulls":4},"WAT",null,{"v":338287,"d":"338,287"},{"v":147963,"d":"147,963"},{"$nulls":5},"EIA Prime Mover-level Data","EIA Prime Mover-level Data"]
[707,2019,"AK","Unalakleet",6299,"1","IC","RE",{"$nulls":4},"DFO"]
[708,2019,"AK","Unalakleet",6299,"2","IC","RE",{"$nulls":4},"DFO"]
[709,2019,"AK","Unalakleet",6299,"3","IC","RE",{"$nulls":4},"DFO"]
[710,2019,"AK","Unalakleet",6299,"4","IC","RE",{"$nulls":4},"DFO"]
[711,2019,"AK","Unalakleet",6299,"5","IC","OP",{"$nulls":4},"DFO",null,{"v":7882,"d":"7,882"},{"v":3207,"d":"3,207"},{"v":12.7749996185303,"d":"12.8"},{"v":5.19799995422363,"d":"5.2"},{"v":1.14289999008179,"d":"1.1"},{"v":643.6669921875,"d":"643.7"},null,"EIA Prime Mover-level Data","EIA Prime Mover-level Data","Estimated using emissions factor","Estimated using emissions factor","Estimated using emissions factor","Estimated using emissions factor"]
[712,2019,"AK","Unalakleet",6299,"6","IC","OP",{"$nulls":4},"DFO",null,{"v":7882,"d":"7,882"},{"v":3207,"d":"3,207"},{"v":12.7749996185303,"d":"12.8"},{"v":5.19799995422363,"d":"5.2"},{"v":1.14289999008179,"d":"1.1"},{"v":643.6669921875,"d":"643.7"},null,"EIA Prime Mover-level Data","EIA Prime Mover-level Data","Estimated using emissions factor","Estimated using emissions factor","Estimated using emissions factor","Estimated using emissions factor"]
[713,2019,"AK","Unalakleet",6299,"7","IC","OP",{"$nulls":4},"DFO",null,{"v":7882,"d":"7,882"},{"v":3207,"d":"3,207"},{"v":12.7749996185303,"d":"12.8"},{"v":5.19799995422363,"d":"5.2"},{"v":1.14289999008179,"d":"1.1"},{"v":643.6669921875,"d":"643.7"},null,"EIA Prime Mover-level Data","EIA Prime Mover-level Data","Estimated using emissions factor","Estimated using emissions factor","Estimated using emissions factor","Estimated using emissions factor"]
[714,2019,"AK","Unalakleet",6299,"8","IC","OP",{"$nulls":4},"DFO",null,{"v":7882,"d":"7,882"},{"v":3207,"d":"3,207"},{"v":12.7749996185303,"d":"12.8"},{"v":5.19799995422363,"d":"5.2"},{"v":1.14289999008179,"d":"1.1"},{"v":643.6669921875,"d":"643.7"},null,"EIA Prime Mover-level Data","EIA Prime Mover-level Data","Estimated using emissions factor","Estimated using emissions factor","Estimated using emissions factor","Estimated using emissions factor"]
[715,2019,"AK","Unalaska Power Module",7503,"7","IC","OP",{"$nulls":4},"DFO",null,{"v":12362,"d":"12,362"},{"v":5033,"d":"5,033"},{"v":19.8229999542236,"d":"19.8"},{"v":8.07100009918213,"d":"8.1"},{"v":1.79250001907349,"d":"1.8"},{"v":1009.51599121094,"d":"1,009.5"},null,"EIA Prime Mover-level Data","EIA Prime Mover-level Data","Estimated using emissions factor","Estimated using emissions factor","Estimated using emissions factor","Estimated using emissions factor"]
[716,2019,"AK","Unisea G 2",54422,"CAT1","IC","RE",{"$nulls":4},"DFO"]
[717,2019,"AK","Unisea G 2",54422,"CAT2","IC","RE",{"$nulls":4},"DFO"]
[718,2019,"AK","Unisea G 2",54422,"CAT4","IC","OP",{"$nulls":4},"DFO",null,{"v":17892.970703125,"d":"17,893"},{"v":7288.9140625,"d":"7,289"},{"v":28.0380001068115,"d":"28.0"},{"v":11.4139995574951,"d":"11.4"},{"v":2.53749990463257,"d":"2.5"},{"v":1461.19104003906,"d":"1,461.2"},null,"EIA Prime Mover-level Data","EIA Prime Mover-level Data","Estimated using emissions factor","Estimated using emissions factor","Estimated using emissions factor","Estimated using emissions factor"]
[719,2019,"AK","Unisea G 2",54422,"CAT5","IC","OP",{"$nulls":4},"DFO",null,{"v":17892.970703125,"d":"17,893"},{"v":7288.9140625,"d":"7,289"},{"v":28.0380001068115,"d":"28.0"},{"v":11.4139995574951,"d":"11.4"},{"v":2.53749990463257,"d":"2.5"},{"v":1461.19104003906,"d":"1,461.2"},null,"EIA Prime Mover-level Data","EIA Prime Mover-level Data","Estimated using emissions factor","Estimated using emissions factor","Estimated using emissions factor","Estimated using emissions factor"]
[720,2019,"AK","Unisea G 2",54422,"GEN1","IC","OP",{"$nulls":4},"DFO",null,{"v":44732.4296875,"d":"44,732"},{"v":18222.28515625,"d":"18,222"},{"v":70.0940017700195,"d":"70.1"},{"v":28.5359992980957,"d":"28.5"},{"v":6.34369993209839,"d":"6.3"},{"v":3652.97900390625,"d":"3,653.0"},null,"EIA Prime Mover-level Data","EIA Prime Mover-level Data","Estimated using emissions factor","Estimated using emissions factor","Estimated using emissions factor","Estimated using emissions factor"]
[721,2019,"AK","Unisea G 2",54422,"GEN2","IC","OP",{"$nulls":4},"DFO",null,{"v":46521.7265625,"d":"46,522"},{"v":18951.177734375,"d":"18,951"},{"v":72.8980026245117,"d":"72.9"},{"v":29.6770000457764,"d":"29.7"},{"v":6.59740018844604,"d":"6.6"},{"v":3799.09790039063,"d":"3,799.1"},null,"EIA Prime Mover-level Data","EIA Prime Mover-level Data","Estimated using emissions factor","Estimated using emissions factor","Estimated using emissions factor","Estimated using emissions factor"]
[722,2019,"AK","Unisea G 2",54422,"GEN3","IC","OP",{"$nulls":4},"DFO",null,{"v":48311.0234375,"d":"48,311"},{"v":19680.068359375,"d":"19,680"},{"v":75.7020034790039,"d":"75.7"},{"v":30.8190002441406,"d":"30.8"},{"v":6.85120010375977,"d":"6.9"},{"v":3945.21704101563,"d":"3,945.2"},null,"EIA Prime Mover-level Data","EIA Prime Mover-level Data","Estimated using emissions factor","Estimated using emissions factor","Estimated using emissions factor","Estimated using emissions factor"]
[723,2019,"AK","Unisea G 2",54422,"GEN4","IC","OP",{"$nulls":4},"DFO",null,{"v":44732.4296875,"d":"44,732"},{"v":18222.28515625,"d":"18,222"},{"v":70.0940017700195,"d":"70.1"},{"v":28.5359992980957,"d":"28.5"},{"v":6.34369993209839,"d":"6.3"},{"v":3652.97900390625,"d":"3,653.0"},null,"EIA Prime Mover-level Data","EIA Prime Mover-level Data","Estimated using emissions factor","Estimated using emissions factor","Estimated using emissions factor","Estimated using emissions factor"]
[724,2019,"AK","Unisea G 2",54422,"GEN5","IC","OP",{"$nulls":4},"DFO",null,{"v":48311.0234375,"d":"48,311"},{"v":19680.068359375,"d":"19,680"},{"v":75.7020034790039,"d":"75.7"},{"v":30.8190002441406,"d":"30.8"},{"v":6.85120010375977,"d":"6.9"},{"v":3945.21704101563,"d":"3,945.2"},null,"EIA Prime Mover-level Data","EIA Prime Mover-level Data","Estimated using emissions factor","Estimated using emissions factor","Estimated using emissions factor","Estimated using emissions factor"]
[725,2019,"AK","Unisea G 2",54422,"GEN6","IC","OP",{"$nulls":4},"DFO",null,{"v":44732.4296875,"d":"44,732"},{"v":18222.28515625,"d":"18,222"},{"v":70.0940017700195,"d":"70.1"},{"v":28.5359992980957,"d":"28.5"},{"v":6.34369993209839,"d":"6.3"},{"v":3652.97900390625,"d":"3,653.0"},null,"EIA Prime Mover-level Data","EIA Prime Mover-level Data","Estimated using emissions factor","Estimated using emissions factor","Estimated using emissions factor","Estimated using emissions factor"]
[726,2019,"AK","University of Alaska Fairbanks",50711,"BLR1","ST","OP",{"$nulls":3},3,"SUB",null,{"v":366720.90625,"d":"366,721"},{"v":165956.90625,"d":"165,957"},{"v":60.7309989929199,"d":"60.7"},{"v":26.363000869751,"d":"26.4"},{"v":58.048900604248,"d":"58.0"},{"v":39219.41015625,"d":"39,219.4"},null,"EIA Unit-level Data","EIA Unit-Level Data","Estimated using emissions factor","Estimated using emissions factor","Estimated using emissions factor and plant-specific sulfur content","Estimated using emissions factor"]
[727,2019,"AK","University of Alaska Fairbanks",50711,"BLR2","ST","OP",{"$nulls":3},3,"SUB",null,{"v":412132.5,"d":"412,133"},{"v":174291.203125,"d":"174,291"},{"v":68.2509994506836,"d":"68.3"},{"v":29.6270008087158,"d":"29.6"},{"v":63.8292007446289,"d":"63.8"},{"v":44076.01171875,"d":"44,076.0"},null,"EIA Unit-level Data","EIA Unit-Level Data","Estimated using emissions factor","Estimated using emissions factor","Estimated using emissions factor and plant-specific sulfur content","Estimated using emissions factor"]
[728,2019,"AK","University of Alaska Fairbanks",50711,"BLR3","ST","OP",{"$nulls":3},3,"DFO",null,{"v":85597.75,"d":"85,598"},{"v":14313.599609375,"d":"14,314"},{"v":4.875,"d":"4.9"},{"v":0.874000012874603,"d":"0.9"},{"v":14.4210996627808,"d":"14.4"},{"v":6904.85791015625,"d":"6,904.9"},null,"EIA Unit-level Data","EIA Unit-Level Data","Estimated using emissions factor","Estimated using emissions factor","Estimated using emissions factor","Estimated using emissions factor"]
[729,2019,"AK","University of Alaska Fairbanks",50711,"BLR4","ST","OP",{"$nulls":3},3,"DFO",null,{"v":117711.8515625,"d":"117,712"},{"v":8430.099609375,"d":"8,430"},{"v":6.7039999961853,"d":"6.7"},{"v":1.20200002193451,"d":"1.2"},{"v":19.831600189209,"d":"19.8"},{"v":9539.5087890625,"d":"9,539.5"},null,"EIA Unit-level Data","EIA Unit-Level Data","Estimated using emissions factor","Estimated using emissions factor","Estimated using emissions factor","Estimated using emissions factor"]
[730,2019,"AK","University of Alaska Fairbanks",50711,"GEN4","IC","OP",{"$nulls":4},"DFO",null,0,0,{"v":0,"d":"0.0"},{"v":0,"d":"0.0"},{"v":0,"d":"0.0"},{"v":0,"d":"0.0"},null,"EIA Prime Mover-level Data","EIA Prime Mover-level Data","Estimated using emissions factor","Estimated using emissions factor","Estimated using emissions factor","Estimated using emissions factor"]
[731,2019,"AK","University of Alaska Fairbanks",50711,"GEN5","ST","V",{"$nulls":4},"SUB"]
[732,2019,"AK","Upper Kalskag",57054,"UNIT1","IC","OP",{"$nulls":4},"DFO",null,{"v":2714.18188476563,"d":"2,714"},{"v":1105.45495605469,"d":"1,105"},{"v":0,"d":"0.0"},{"v":0,"d":"0.0"},{"v":0,"d":"0.0"},{"v":221.647994995117,"d":"221.6"},null,"EIA Prime Mover-level Data","EIA Prime Mover-level Data","Estimated using emissions factor","Estimated using emissions factor","Estimated using emissions factor","Estimated using emissions factor"]
[733,2019,"AK","Upper Kalskag",57054,"UNIT2","IC","OP",{"$nulls":4},"DFO",null,{"v":5428.36376953125,"d":"5,428"},{"v":2210.90893554688,"d":"2,211"},{"v":0,"d":"0.0"},{"v":0,"d":"0.0"},{"v":0,"d":"0.0"},{"v":443.295989990234,"d":"443.3"},null,"EIA Prime Mover-level Data","EIA Prime Mover-level Data","Estimated using emissions factor","Estimated using emissions factor","Estimated using emissions factor","Estimated using emissions factor"]
[734,2019,"AK","Upper Kalskag",57054,"UNIT3","IC","OP",{"$nulls":4},"DFO",null,{"v":6785.455078125,"d":"6,785"},{"v":2763.63598632813,"d":"2,764"},{"v":0,"d":"0.0"},{"v":0,"d":"0.0"},{"v":0,"d":"0.0"},{"v":554.119995117188,"d":"554.1"},null,"EIA Prime Mover-level Data","EIA Prime Mover-level Data","Estimated using emissions factor","Estimated using emissions factor","Estimated using emissions factor","Estimated using emissions factor"]
[735,2019,"AK","Utility Plants Section",50308,"3","ST","OP",{"$nulls":3},5,"SUB",null,{"v":660321.3125,"d":"660,321"},{"v":215133.296875,"d":"215,133"},{"v":109.791000366211,"d":"109.8"},{"v":32.1629981994629,"d":"32.2"},{"v":105.07389831543,"d":"105.1"},{"v":70618.8671875,"d":"70,618.9"},null,"EIA Unit-level Data","EIA Unit-Level Data","Estimated using emissions factor","Estimated using emissions factor","Estimated using emissions factor and plant-specific sulfur content","Estimated using emissions factor"]
[736,2019,"AK","Utility Plants Section",50308,"4","ST","OP",{"$nulls":3},5,"SUB",null,{"v":449646.25,"d":"449,646"},{"v":199345.40625,"d":"199,345"},{"v":74.7620010375977,"d":"74.8"},{"v":21.9009990692139,"d":"21.9"},{"v":68.3543014526367,"d":"68.4"},{"v":48087.9609375,"d":"48,088.0"},null,"EIA Unit-level Data","EIA Unit-Level Data","Estimated using emissions factor","Estimated using emissions factor","Estimated using emissions factor and plant-specific sulfur content","Estimated using emissions factor"]
[737,2019,"AK","Utility Plants Section",50308,"5","ST","OP",{"$nulls":3},5,"SUB",null,{"v":587862,"d":"587,862"},{"v":251486.5,"d":"251,487"},{"v":97.7429962158203,"d":"97.7"},{"v":28.632999420166,"d":"28.6"},{"v":94.671501159668,"d":"94.7"},{"v":62869.61328125,"d":"62,869.6"},null,"EIA Unit-level Data","EIA Unit-Level Data","Estimated using emissions factor","Estimated using emissions factor","Estimated using emissions factor and plant-specific sulfur content","Estimated using emissions factor"]
[738,2019,"AK","Utility Plants Section",50308,"6","ST","OP",{"$nulls":3},5,"SUB",null,{"v":481510.90625,"d":"481,511"},{"v":109606.578125,"d":"109,607"},{"v":80.0599975585938,"d":"80.1"},{"v":23.4529991149902,"d":"23.5"},{"v":74.4819030761719,"d":"74.5"},{"v":51495.765625,"d":"51,495.8"},null,"EIA Unit-level Data","EIA Unit-Level Data","Estimated using emissions factor","Estimated using emissions factor","Estimated using emissions factor and plant-specific sulfur content","Estimated using emissions factor"]
[739,2019,"AK","Utility Plants Section",50308,"7","ST","OP",{"$nulls":3},5,"SUB",null,{"v":414966.09375,"d":"414,966"},{"v":48881.29296875,"d":"48,881"},{"v":68.9960021972656,"d":"69.0"},{"v":20.2119998931885,"d":"20.2"},{"v":67.4304962158203,"d":"67.4"},{"v":44379.0546875,"d":"44,379.1"},null,"EIA Unit-level Data","EIA Unit-Level Data","Estimated using emissions factor","Estimated using emissions factor","Estimated using emissions factor and plant-specific sulfur content","Estimated using emissions factor"]
[740,2019,"AK","Utility Plants Section",50308,"8","ST","OP",{"$nulls":3},5,"SUB",null,{"v":358376.6875,"d":"358,377"},{"v":46896.9453125,"d":"46,897"},{"v":59.5870018005371,"d":"59.6"},{"v":17.4559993743896,"d":"17.5"},{"v":57.5620002746582,"d":"57.6"},{"v":38327.03125,"d":"38,327.0"},null,"EIA Unit-level Data","EIA Unit-Level Data","Estimated using emissions factor","Estimated using emissions factor","Estimated using emissions factor and plant-specific sulfur content","Estimated using emissions factor"]
[741,2019,"AK","Valdez",6306,"1","IC","RE",{"$nulls":4},"DFO"]
[742,2019,"AK","Valdez",6306,"11","IC","OP",{"$nulls":4},"DFO",null,{"v":4282.97705078125,"d":"4,283"},{"v":1743.25598144531,"d":"1,743"},{"v":7.00299978256226,"d":"7.0"},{"v":2.8510000705719,"d":"2.9"},{"v":0.620999991893768,"d":"0.6"},{"v":349.760009765625,"d":"349.8"},null,"EIA Prime Mover-level Data","EIA Prime Mover-level Data","Estimated using emissions factor","Estimated using emissions factor","Estimated using emissions factor","Estimated using emissions factor"]
[743,2019,"AK","Valdez",6306,"12","IC","OP",{"$nulls":4},"DFO",null,{"v":4282.97705078125,"d":"4,283"},{"v":1743.25598144531,"d":"1,743"},{"v":7.00299978256226,"d":"7.0"},{"v":2.8510000705719,"d":"2.9"},{"v":0.620999991893768,"d":"0.6"},{"v":349.760009765625,"d":"349.8"},null,"EIA Prime Mover-level Data","EIA Prime Mover-level Data","Estimated using emissions factor","Estimated using emissions factor","Estimated using emissions factor","Estimated using emissions factor"]
[744,2019,"AK","Valdez",6306,"2","IC","RE",{"$nulls":4},"DFO"]
[745,2019,"AK","Valdez",6306,"3","IC","RE",{"$nulls":4},"DFO"]
[746,2019,"AK","Valdez",6306,"4","IC","OP",{"$nulls":4},"DFO",null,{"v":5086.03515625,"d":"5,086"},{"v":2070.11596679688,"d":"2,070"},{"v":8.31599998474121,"d":"8.3"},{"v":3.38499999046326,"d":"3.4"},{"v":0.737500011920929,"d":"0.7"},{"v":415.339996337891,"d":"415.3"},null,"EIA Prime Mover-level Data","EIA Prime Mover-level Data","Estimated using emissions factor","Estimated using emissions factor","Estimated using emissions factor","Estimated using emissions factor"]
[747,2019,"AK","Valdez",6306,"5","IC","OP",{"$nulls":4},"DFO",null,{"v":6959.8369140625,"d":"6,960"},{"v":2832.791015625,"d":"2,833"},{"v":11.3800001144409,"d":"11.4"},{"v":4.63199996948242,"d":"4.6"},{"v":1.00919997692108,"d":"1.0"},{"v":568.359985351563,"d":"568.4"},null,"EIA Prime Mover-level Data","EIA Prime Mover-level Data","Estimated using emissions factor","Estimated using emissions factor","Estimated using emissions factor","Estimated using emissions factor"]
[748,2019,"AK","Valdez",6306,"6","IC","OP",{"$nulls":4},"DFO",null,{"v":2409.17407226563,"d":"2,409"},{"v":980.580993652344,"d":"981"},{"v":3.93899989128113,"d":"3.9"},{"v":1.60300004482269,"d":"1.6"},{"v":0.349299997091293,"d":"0.3"},{"v":196.740005493164,"d":"196.7"},null,"EIA Prime Mover-level Data","EIA Prime Mover-level Data","Estimated using emissions factor","Estimated using emissions factor","Estimated using emissions factor","Estimated using emissions factor"]
[749,2019,"AK","Valdez",6306,"7","GT","RE",{"$nulls":4},"DFO"]
[750,2019,"AK","Valdez Cogen",7841,"1","GT","OP",{"$nulls":4},"WO",null,{"v":240839,"d":"240,839"},{"v":98046,"d":"98,046"},{"v":90.5989990234375,"d":"90.6"},{"v":36.882999420166,"d":"36.9"},{"v":24.4927997589111,"d":"24.5"},{"v":20531.015625,"d":"20,531.0"},null,"EIA Prime Mover-level Data","EIA Prime Mover-level Data","Estimated using emissions factor","Estimated using emissions factor","Estimated using emissions factor","Estimated using emissions factor"]
[751,2019,"AK","Viking",56147,"1","IC","OS",{"$nulls":4},"DFO"]
[752,2019,"AK","Westward Seafoods",54305,"2","IC","OP",{"$nulls":4},"DFO",null,{"v":54232.33203125,"d":"54,232"},{"v":26755,"d":"26,755"},{"v":81.9680023193359,"d":"82.0"},{"v":40.2179985046387,"d":"40.2"},{"v":7.8636999130249,"d":"7.9"},{"v":4428.76806640625,"d":"4,428.8"},null,"EIA Prime Mover-level Data","EIA Prime Mover-level Data","Estimated using emissions factor","Estimated using emissions factor","Estimated using emissions factor","Estimated using emissions factor"]
[753,2019,"AK","Westward Seafoods",54305,"3","IC","OP",{"$nulls":4},"DFO",null,{"v":54232.33203125,"d":"54,232"},{"v":26755,"d":"26,755"},{"v":81.9680023193359,"d":"82.0"},{"v":40.2179985046387,"d":"40.2"},{"v":7.8636999130249,"d":"7.9"},{"v":4428.76806640625,"d":"4,428.8"},null,"EIA Prime Mover-level Data","EIA Prime Mover-level Data","Estimated using emissions factor","Estimated using emissions factor","Estimated using emissions factor","Estimated using emissions factor"]
[754,2019,"AK","Westward Seafoods",54305,"4","IC","OP",{"$nulls":4},"DFO",null,{"v":54232.33203125,"d":"54,232"},{"v":26755,"d":"26,755"},{"v":81.9680023193359,"d":"82.0"},{"v":40.2179985046387,"d":"40.2"},{"v":7.8636999130249,"d":"7.9"},{"v":4428.76806640625,"d":"4,428.8"},null,"EIA Prime Mover-level Data","EIA Prime Mover-level Data","Estimated using emissions factor","Estimated using emissions factor","Estimated using emissions factor","Estimated using emissions factor"]
[755,2019,"AK","Whitman",58977,"WPG-1","HY","OP",{"$nulls":4},"WAT",null,{"v":71686.875,"d":"71,687"},{"v":31355.1875,"d":"31,355"},{"$nulls":5},"EIA Prime Mover-level Data","EIA Prime Mover-level Data"]
[756,2019,"AK","Whitman",58977,"WPG-2","HY","OP",{"$nulls":4},"WAT",null,{"v":16543.125,"d":"16,543"},{"v":7235.81201171875,"d":"7,236"},{"$nulls":5},"EIA Prime Mover-level Data","EIA Prime Mover-level Data"]
[757,2019,"AK","Wrangell",95,"1","IC","RE",{"$nulls":4},"DFO"]
[758,2019,"AK","Wrangell",95,"11","IC","OP",{"$nulls":4},"DFO",null,{"v":1259.52905273438,"d":"1,260"},{"v":511.294006347656,"d":"511"},{"v":2.1340000629425,"d":"2.1"},{"v":0.86599999666214,"d":"0.9"},{"v":0.182600006461143,"d":"0.2"},{"v":102.857002258301,"d":"102.9"},null,"EIA Prime Mover-level Data","EIA Prime Mover-level Data","Estimated using emissions factor","Estimated using emissions factor","Estimated using emissions factor","Estimated using emissions factor"]
[759,2019,"AK","Wrangell",95,"12","IC","OP",{"$nulls":4},"DFO",null,{"v":1259.52905273438,"d":"1,260"},{"v":511.294006347656,"d":"511"},{"v":2.1340000629425,"d":"2.1"},{"v":0.86599999666214,"d":"0.9"},{"v":0.182600006461143,"d":"0.2"},{"v":102.857002258301,"d":"102.9"},null,"EIA Prime Mover-level Data","EIA Prime Mover-level Data","Estimated using emissions factor","Estimated using emissions factor","Estimated using emissions factor","Estimated using emissions factor"]
[760,2019,"AK","Wrangell",95,"13","IC","OP",{"$nulls":4},"DFO",null,{"v":1259.52905273438,"d":"1,260"},{"v":511.294006347656,"d":"511"},{"v":2.1340000629425,"d":"2.1"},{"v":0.86599999666214,"d":"0.9"},{"v":0.182600006461143,"d":"0.2"},{"v":102.857002258301,"d":"102.9"},null,"EIA Prime Mover-level Data","EIA Prime Mover-level Data","Estimated using emissions factor","Estimated using emissions factor","Estimated using emissions factor","Estimated using emissions factor"]
[761,2019,"AK","Wrangell",95,"2","IC","RE",{"$nulls":4},"DFO"]
[762,2019,"AK","Wrangell",95,"3","IC","RE",{"$nulls":4},"DFO"]
[763,2019,"AK","Wrangell",95,"4","IC","RE",{"$nulls":4},"DFO"]
[764,2019,"AK","Wrangell",95,"5","IC","RE",{"$nulls":4},"DFO"]
[765,2019,"AK","Wrangell",95,"7","IC","RE",{"$nulls":4},"DFO"]
[766,2019,"AK","Wrangell",95,"9","IC","OP",{"$nulls":4},"DFO",null,{"v":1574.41198730469,"d":"1,574"},{"v":639.117980957031,"d":"639"},{"v":2.66700005531311,"d":"2.7"},{"v":1.08299994468689,"d":"1.1"},{"v":0.228300005197525,"d":"0.2"},{"v":128.570999145508,"d":"128.6"},null,"EIA Prime Mover-level Data","EIA Prime Mover-level Data","Estimated using emissions factor","Estimated using emissions factor","Estimated using emissions factor","Estimated using emissions factor"]
[767,2019,"AK","Yakutat",6637,"2A","IC","RE",{"$nulls":4},"DFO"]
[768,2019,"AK","Yakutat",6637,"2B","IC","OP",{"$nulls":4},"DFO",null,{"v":11476.2109375,"d":"11,476"},{"v":4672.2099609375,"d":"4,672"},{"v":19.0650005340576,"d":"19.1"},{"v":7.76200008392334,"d":"7.8"},{"v":1.66410005092621,"d":"1.7"},{"v":937.179992675781,"d":"937.2"},null,"EIA Prime Mover-level Data","EIA Prime Mover-level Data","Estimated using emissions factor","Estimated using emissions factor","Estimated using emissions factor","Estimated using emissions factor"]
[769,2019,"AK","Yakutat",6637,"3","IC","RE",{"$nulls":4},"DFO"]
[770,2019,"AK","Yakutat",6637,"3A","IC","OP",{"$nulls":4},"DFO",null,{"v":8607.158203125,"d":"8,607"},{"v":3504.15795898438,"d":"3,504"},{"v":14.298999786377,"d":"14.3"},{"v":5.82100009918213,"d":"5.8"},{"v":1.24800002574921,"d":"1.2"},{"v":702.885009765625,"d":"702.9"},null,"EIA Prime Mover-level Data","EIA Prime Mover-level Data","Estimated using emissions factor","Estimated using emissions factor","Estimated using emissions factor","Estimated using emissions factor"]
[771,2019,"AK","Yakutat",6637,"4","IC","RE",{"$nulls":4},"DFO"]
[772,2019,"AK","Yakutat",6637,"4A","IC","RE",{"$nulls":4},"DFO"]
[773,2019,"AK","Yakutat",6637,"5","IC","RE",{"$nulls":4},"DFO"]
[774,2019,"AK","Yakutat",6637,"6","IC","OP",{"$nulls":4},"DFO",null,{"v":17214.31640625,"d":"17,214"},{"v":7008.31591796875,"d":"7,008"},{"v":28.5979995727539,"d":"28.6"},{"v":11.6429996490479,"d":"11.6"},{"v":2.49609994888306,"d":"2.5"},{"v":1405.77099609375,"d":"1,405.8"},null,"EIA Prime Mover-level Data","EIA Prime Mover-level Data","Estimated using emissions factor","Estimated using emissions factor","Estimated using emissions factor","Estimated using emissions factor"]
[775,2019,"AK","Yakutat",6637,"7","IC","OP",{"$nulls":4},"DFO",null,{"v":17214.31640625,"d":"17,214"},{"v":7008.31591796875,"d":"7,008"},{"v":28.5979995727539,"d":"28.6"},{"v":11.6429996490479,"d":"11.6"},{"v":2.49609994888306,"d":"2.5"},{"v":1405.77099609375,"d":"1,405.8"},null,"EIA Prime Mover-level Data","EIA Prime Mover-level Data","Estimated using emissions factor","Estimated using emissions factor","Estimated using emissions factor","Estimated using emissions factor"]
[776,2019,"AL","ABC Coke",56076,"1","ST","OP",{"$nulls":4},"OG",null,{"v":1429801,"d":"1,429,801"},{"v":605626,"d":"605,626"},{"v":182.427001953125,"d":"182.4"},{"v":75.7649993896484,"d":"75.8"},{"v":0.716199994087219,"d":"0.7"},{"v":83564.71875,"d":"83,564.7"},null,"EIA Prime Mover-level Data","EIA Prime Mover-level Data","Estimated using emissions factor","Estimated using emissions factor","Estimated using emissions factor","Estimated using emissions factor"]
[777,2019,"AL","AL Solar C LLC",63513,"OEALC","PV","T",{"$nulls":4},"SUN"]
[778,2019,"AL","Alabama Pine Pulp",54429,"PB2","ST","OP",{"$nulls":3},1,"WDS",null,{"v":620408,"d":"620,408"},{"v":67864,"d":"67,864"},{"v":55.2159996032715,"d":"55.2"},{"v":6.03999996185303,"d":"6.0"},{"v":5.74930000305176,"d":"5.7"},{"v":55877.69140625,"d":"55,877.7"},null,"EIA Unit-level Data","EIA Unit-Level Data","Estimated based on unit-level NOx emission rates","Estimated based on unit-level NOx ozone season emission rates","Estimated using emissions factor and plant-specific sulfur content","Estimated using emissions factor"]
[779,2019,"AL","Alabama Pine Pulp",54429,"RB2","ST","OP",{"$nulls":3},1,"BLQ",null,{"v":12675227,"d":"12,675,227"},{"v":5009419.5,"d":"5,009,420"},{"v":766.851013183594,"d":"766.9"},{"v":303.070007324219,"d":"303.1"},{"v":3621.66625976563,"d":"3,621.7"},{"v":1389068.75,"d":"1,389,068.8"},null,"EIA Unit-level Data","EIA Unit-Level Data","Estimated based on unit-level NOx emission rates","Estimated based on unit-level NOx ozone season emission rates","Estimated using emissions factor and plant-specific sulfur content","Estimated using emissions factor"]
[780,2019,"AL","Alabama River Pulp",10216,"PB1","ST","OP",{"$nulls":3},1,"WDS",null,{"v":3823402,"d":"3,823,402"},{"v":1586355,"d":"1,586,355"},{"v":245.27099609375,"d":"245.3"},{"v":101.764999389648,"d":"101.8"},{"v":37.4160995483398,"d":"37.4"},{"v":352542.15625,"d":"352,542.2"},null,"EIA Unit-level Data","EIA Unit-Level Data","Estimated based on unit-level NOx emission rates","Estimated based on unit-level NOx ozone season emission rates","Estimated using emissions factor and plant-specific sulfur content","Estimated using emissions factor"]
[781,2019,"AL","Alabama River Pulp",10216,"RB1","ST","OP",{"$nulls":3},1,"BLQ",null,{"v":9703327,"d":"9,703,327"},{"v":4305490,"d":"4,305,490"},{"v":550.664001464844,"d":"550.7"},{"v":244.337005615234,"d":"244.3"},{"v":2738.6298828125,"d":"2,738.6"},{"v":1057147.875,"d":"1,057,147.9"},null,"EIA Unit-level Data","EIA Unit-Level Data","Estimated based on unit-level NOx emission rates","Estimated based on unit-level NOx ozone season emission rates","Estimated using emissions factor and plant-specific sulfur content","Estimated using emissions factor"]
[782,2019,"AL","Albertville",7924,"DG1","IC","OP",{"$nulls":4},"DFO"]
[783,2019,"AL","Albertville",7924,"DG2","IC","OP",{"$nulls":4},"DFO"]
[784,2019,"AL","Albertville",7924,"DG3","IC","OP",{"$nulls":4},"DFO"]
[785,2019,"AL","Albertville",7924,"DG4","IC","OP",{"$nulls":4},"DFO"]
[786,2019,"AL","AMEA Sylacauga Plant",56018,"1","GT","OP","Yes","ARP,CSNOX,CSOSG2,CSSO2G2","CT",null,"NG",{"v":648,"d":"648.0"},{"v":260548.296875,"d":"260,548"},{"v":214463,"d":"214,463"},{"v":11.2150001525879,"d":"11.2"},{"v":9.27400016784668,"d":"9.3"},{"v":0.0829999968409538,"d":"0.1"},{"v":15366.7001953125,"d":"15,366.7"},null,"EPA/CAMD","EPA/CAMD","EPA/CAMD","EPA/CAMD","EPA/CAMD","EPA/CAMD",null,null,"H2O",null,2004]
[787,2019,"AL","AMEA Sylacauga Plant",56018,"2","GT","OP","Yes","ARP,CSNOX,CSOSG2,CSSO2G2","CT",null,"NG",{"v":662,"d":"662.0"},{"v":266922.1875,"d":"266,922"},{"v":219533.203125,"d":"219,533"},{"v":11.3730001449585,"d":"11.4"},{"v":9.32600021362305,"d":"9.3"},{"v":0.0829999968409538,"d":"0.1"},{"v":15748.7001953125,"d":"15,748.7"},null,"EPA/CAMD","EPA/CAMD","EPA/CAMD","EPA/CAMD","EPA/CAMD","EPA/CAMD",null,null,"H2O",null,2004]
[788,2019,"AL","ANAD Solar Array",60680,"1","PV","OP",{"$nulls":4},"SUN",null,{"v":78988,"d":"78,988"},{"v":42711,"d":"42,711"},{"$nulls":5},"EIA Prime Mover-level Data","EIA Prime Mover-level Data"]
[789,2019,"AL","APC1",7708,"2","CC","CN",{"$nulls":4},"NG"]
[790,2019,"AL","APC2",7876,"1","CT","CN",{"$nulls":4},"NG"]
[791,2019,"AL","APC3",7877,"1","CC","CN",{"$nulls":4},"NG"]
[792,2019,"AL","Bankhead Dam",2,"1","HY","OP",{"$nulls":4},"WAT",null,0,0,{"$nulls":5},"EIA Prime Mover-level Data","EIA Prime Mover-level Data"]
[793,2019,"AL","Barry",3,"1","ST","OP","Yes","ARP,CSNOX,CSOSG2,CSSO2G2","TANGENTIAL",1,"NG",{"v":1087,"d":"1,087.0"},{"v":408262.78125,"d":"408,263"},{"v":331858.59375,"d":"331,859"},{"v":11.9940004348755,"d":"12.0"},{"v":9.48799991607666,"d":"9.5"},{"v":1.02699995040894,"d":"1.0"},{"v":24237.998046875,"d":"24,238.0"},null,"EPA/CAMD","EPA/CAMD","EPA/CAMD","EPA/CAMD","EPA/CAMD","EPA/CAMD",null,null,"LNC1,SNCR",null,1954]
[794,2019,"AL","Barry",3,"2","ST","OP","Yes","ARP,CSNOX,CSOSG2,CSSO2G2","TANGENTIAL",1,"NG",{"v":940,"d":"940.0"},{"v":354911.65625,"d":"354,912"},{"v":266207.5625,"d":"266,208"},{"v":11.0769996643066,"d":"11.1"},{"v":8.14999961853027,"d":"8.1"},{"v":0.981000006198883,"d":"1.0"},{"v":21068.8515625,"d":"21,068.9"},null,"EPA/CAMD","EPA/CAMD","EPA/CAMD","EPA/CAMD","EPA/CAMD","EPA/CAMD",null,null,"LNC1,SNCR",null,1954]
[795,2019,"AL","Barry",3,"4","ST","OP","Yes","ARP,CSNOX,CSOSG2,CSSO2G2,MATS","TANGENTIAL",1,"BIT",{"v":3146,"d":"3,146.0"},{"v":5591770.5,"d":"5,591,771"},{"v":2776736.75,"d":"2,776,737"},{"v":719.934020996094,"d":"719.9"},{"v":368.700988769531,"d":"368.7"},{"v":3087.14208984375,"d":"3,087.1"},{"v":573714,"d":"573,714.0"},{"v":3.45000004768372,"d":"3.5"},"EPA/CAMD","EPA/CAMD","EPA/CAMD","EPA/CAMD","EPA/CAMD","EPA/CAMD","EPA/CAMD",null,"LNC2,SNCR",null,1969]
[796,2019,"AL","Barry",3,"5","ST","OP","Yes","ARP,CSNOX,CSOSG2,CSSO2G2,MATS","TANGENTIAL",1,"BIT",{"v":7664,"d":"7,664.0"},{"v":40414680,"d":"40,414,680"},{"v":16604503,"d":"16,604,503"},{"v":1382.66198730469,"d":"1,382.7"},{"v":564.289001464844,"d":"564.3"},{"v":387.72900390625,"d":"387.7"},{"v":4146545.25,"d":"4,146,545.3"},{"v":19.8299999237061,"d":"19.8"},"EPA/CAMD","EPA/CAMD","EPA/CAMD","EPA/CAMD","EPA/CAMD","EPA/CAMD","EPA/CAMD","WLS","LNC2,SCR",null,1971]
[797,2019,"AL","Barry",3,"6A","CT","OP","Yes","ARP,CSNOX,CSOSG2,CSSO2G2","CC",1,"NG",{"v":8108,"d":"8,108.0"},{"v":14691757,"d":"14,691,757"},{"v":6594638.5,"d":"6,594,639"},{"v":59.4900016784668,"d":"59.5"},{"v":25.9290008544922,"d":"25.9"},{"v":4.40799999237061,"d":"4.4"},{"v":873109.625,"d":"873,109.6"},null,"EPA/CAMD","EPA/CAMD","EPA/CAMD","EPA/CAMD","EPA/CAMD","EPA/CAMD",null,null,"DLNB,SCR",null,2000]
[798,2019,"AL","Barry",3,"6B","CT","OP","Yes","ARP,CSNOX,CSOSG2,CSSO2G2","CC",1,"NG",{"v":8020,"d":"8,020.0"},{"v":14888424,"d":"14,888,424"},{"v":6761765,"d":"6,761,765"},{"v":55.3600006103516,"d":"55.4"},{"v":23.7450008392334,"d":"23.7"},{"v":4.46700000762939,"d":"4.5"},{"v":884796.5,"d":"884,796.5"},null,"EPA/CAMD","EPA/CAMD","EPA/CAMD","EPA/CAMD","EPA/CAMD","EPA/CAMD",null,null,"DLNB,SCR",null,2000]
[799,2019,"AL","Barry",3,"7A","CT","OP","Yes","ARP,CSNOX,CSOSG2,CSSO2G2","CC",1,"NG",{"v":7828,"d":"7,828.0"},{"v":14633248,"d":"14,633,248"},{"v":6704526.5,"d":"6,704,527"},{"v":59.1469993591309,"d":"59.1"},{"v":26.9309997558594,"d":"26.9"},{"v":4.3899998664856,"d":"4.4"},{"v":869631.9375,"d":"869,631.9"},null,"EPA/CAMD","EPA/CAMD","EPA/CAMD","EPA/CAMD","EPA/CAMD","EPA/CAMD",null,null,"DLNB,SCR",null,2001]
[800,2019,"AL","Barry",3,"7B","CT","OP","Yes","ARP,CSNOX,CSOSG2,CSSO2G2","CC",1,"NG",{"v":7849,"d":"7,849.0"},{"v":15092975,"d":"15,092,975"},{"v":6907843.5,"d":"6,907,844"},{"v":61.4099998474121,"d":"61.4"},{"v":28.3579998016357,"d":"28.4"},{"v":4.52799987792969,"d":"4.5"},{"v":896955.625,"d":"896,955.6"},null,"EPA/CAMD","EPA/CAMD","EPA/CAMD","EPA/CAMD","EPA/CAMD","EPA/CAMD",null,null,"DLNB,SCR",null,2001]
[801,2019,"AL","Bartletts Ferry",702,"1","HY","OP",{"$nulls":4},"WAT",null,{"v":390804.96875,"d":"390,805"},{"v":170933.671875,"d":"170,934"},{"$nulls":5},"EIA Prime Mover-level Data","EIA Prime Mover-level Data"]
[802,2019,"AL","Bartletts Ferry",702,"2","HY","OP",{"$nulls":4},"WAT",null,{"v":390804.96875,"d":"390,805"},{"v":170933.671875,"d":"170,934"},{"$nulls":5},"EIA Prime Mover-level Data","EIA Prime Mover-level Data"]
[803,2019,"AL","Bartletts Ferry",702,"3","HY","OP",{"$nulls":4},"WAT",null,{"v":390804.96875,"d":"390,805"},{"v":170933.671875,"d":"170,934"},{"$nulls":5},"EIA Prime Mover-level Data","EIA Prime Mover-level Data"]
[804,2019,"AL","Bartletts Ferry",702,"4","HY","OP",{"$nulls":4},"WAT",null,{"v":521073.28125,"d":"521,073"},{"v":227911.5625,"d":"227,912"},{"$nulls":5},"EIA Prime Mover-level Data","EIA Prime Mover-level Data"]
[805,2019,"AL","Bartletts Ferry",702,"5","HY","OP",{"$nulls":4},"WAT",null,{"v":1406897.875,"d":"1,406,898"},{"v":615361.1875,"d":"615,361"},{"$nulls":5},"EIA Prime Mover-level Data","EIA Prime Mover-level Data"]
[806,2019,"AL","Bartletts Ferry",702,"6","HY","OP",{"$nulls":4},"WAT",null,{"v":1406897.875,"d":"1,406,898"},{"v":615361.1875,"d":"615,361"},{"$nulls":5},"EIA Prime Mover-level Data","EIA Prime Mover-level Data"]
[807,2019,"AL","Bellefonte",6150,"DG-1","IC","OS",{"$nulls":4},"DFO"]
[808,2019,"AL","Bellefonte",6150,"DG-2","IC","OS",{"$nulls":4},"DFO"]
[809,2019,"AL","Blackbear Solar 1",63765,"ALBB1","PV","P",{"$nulls":4},"SUN"]
[810,2019,"AL","Browns Ferry",46,"1","ST","OP",{"$nulls":4},"NUC",null,{"v":112323888,"d":"112,323,888"},{"v":46010960,"d":"46,010,960"},{"$nulls":5},"EIA Prime Mover-level Data","EIA Prime Mover-level Data"]
[811,2019,"AL","Browns Ferry",46,"2","ST","OP",{"$nulls":4},"NUC",null,{"v":88218760,"d":"88,218,760"},{"v":41916960,"d":"41,916,960"},{"$nulls":5},"EIA Prime Mover-level Data","EIA Prime Mover-level Data"]
[812,2019,"AL","Browns Ferry",46,"3","ST","OP",{"$nulls":4},"NUC",null,{"v":107693584,"d":"107,693,584"},{"v":47214392,"d":"47,214,392"},{"$nulls":5},"EIA Prime Mover-level Data","EIA Prime Mover-level Data"]
[813,2019,"AL","Calhoun Energy Center",55409,"CT1","GT","OP","Yes","ARP,CSNOX,CSOSG2,CSSO2G2","CT",null,"NG",{"v":653,"d":"653.0"},{"v":934300.75,"d":"934,301"},{"v":810823.25,"d":"810,823"},{"v":17.2740001678467,"d":"17.3"},{"v":14.548999786377,"d":"14.5"},{"v":0.282000005245209,"d":"0.3"},{"v":55721.65625,"d":"55,721.7"},null,"EPA/CAMD","EPA/CAMD","EPA/CAMD","EPA/CAMD","EPA/CAMD","EPA/CAMD",null,null,"DLNB,H2O",null,2003]
[814,2019,"AL","Calhoun Energy Center",55409,"CT2","GT","OP","Yes","ARP,CSNOX,CSOSG2,CSSO2G2","CT",null,"NG",{"v":618,"d":"618.0"},{"v":890427.25,"d":"890,427"},{"v":848598.125,"d":"848,598"},{"v":14.7880001068115,"d":"14.8"},{"v":13.3380002975464,"d":"13.3"},{"v":0.268999993801117,"d":"0.3"},{"v":53106.1484375,"d":"53,106.1"},null,"EPA/CAMD","EPA/CAMD","EPA/CAMD","EPA/CAMD","EPA/CAMD","EPA/CAMD",null,null,"DLNB,H2O",null,2003]
[815,2019,"AL","Calhoun Energy Center",55409,"CT3","GT","OP","Yes","ARP,CSNOX,CSOSG2,CSSO2G2","CT",null,"NG",{"v":600,"d":"600.0"},{"v":878023.4375,"d":"878,023"},{"v":794662.5,"d":"794,663"},{"v":14.5170001983643,"d":"14.5"},{"v":12.6809997558594,"d":"12.7"},{"v":0.264999985694885,"d":"0.3"},{"v":52391.453125,"d":"52,391.5"},null,"EPA/CAMD","EPA/CAMD","EPA/CAMD","EPA/CAMD","EPA/CAMD","EPA/CAMD",null,null,"DLNB,H2O",null,2003]
[816,2019,"AL","Calhoun Energy Center",55409,"CT4","GT","OP","Yes","ARP,CSNOX,CSOSG2,CSSO2G2","CT",null,"NG",{"v":573,"d":"573.0"},{"v":817261.625,"d":"817,262"},{"v":779766.625,"d":"779,767"},{"v":13.4910001754761,"d":"13.5"},{"v":12.5769996643066,"d":"12.6"},{"v":0.24600000679493,"d":"0.2"},{"v":48634.359375,"d":"48,634.4"},null,"EPA/CAMD","EPA/CAMD","EPA/CAMD","EPA/CAMD","EPA/CAMD","EPA/CAMD",null,null,"DLNB,H2O",null,2003]
[817,2019,"AL","Central Alabama Gen Station",55440,"CTGDB1","CT","OP","Yes","ARP,CSNOX,CSOSG2,CSSO2G2","CC",null,"NG",{"v":6862,"d":"6,862.0"},{"v":13017026,"d":"13,017,026"},{"v":6612045.5,"d":"6,612,046"},{"v":60.6580009460449,"d":"60.7"},{"v":31.056999206543,"d":"31.1"},{"v":3.90499997138977,"d":"3.9"},{"v":773584.75,"d":"773,584.8"},null,"EPA/CAMD","EPA/CAMD","EPA/CAMD","EPA/CAMD","EPA/CAMD","EPA/CAMD",null,null,"DLNB,H2O,SCR",null,2003]
[818,2019,"AL","Central Alabama Gen Station",55440,"CTGDB2","CT","OP","Yes","ARP,CSNOX,CSOSG2,CSSO2G2","CC",null,"NG",{"v":6719,"d":"6,719.0"},{"v":13161801,"d":"13,161,801"},{"v":6800997,"d":"6,800,997"},{"v":62.2200012207031,"d":"62.2"},{"v":31.806999206543,"d":"31.8"},{"v":3.94899988174438,"d":"3.9"},{"v":782180.4375,"d":"782,180.4"},null,"EPA/CAMD","EPA/CAMD","EPA/CAMD","EPA/CAMD","EPA/CAMD","EPA/CAMD",null,null,"DLNB,H2O,SCR",null,2002]
[819,2019,"AL","Central Alabama Gen Station",55440,"CTGDB3","CT","OP","Yes","ARP,CSNOX,CSOSG2,CSSO2G2","CC",null,"NG",{"v":6565,"d":"6,565.0"},{"v":12127284,"d":"12,127,284"},{"v":6135557.5,"d":"6,135,558"},{"v":58.6650009155273,"d":"58.7"},{"v":29.2700004577637,"d":"29.3"},{"v":3.63800001144409,"d":"3.6"},{"v":720702.6875,"d":"720,702.7"},null,"EPA/CAMD","EPA/CAMD","EPA/CAMD","EPA/CAMD","EPA/CAMD","EPA/CAMD",null,null,"DLNB,H2O,SCR",null,2003]
[820,2019,"AL","Charles R Lowman",56,"1","ST","OP","Yes","ARP,CSNOX,CSOSG2,CSSO2G2,MATS","WALL",1,"BIT",{"v":90,"d":"90.0"},{"v":26592.51171875,"d":"26,593"},null,{"v":2.63800001144409,"d":"2.6"},{"v":2.63800001144409,"d":"2.6"},{"v":1.34899997711182,"d":"1.3"},{"v":2728.39501953125,"d":"2,728.4"},null,"EPA/CAMD",null,"EPA/CAMD","Estimated using emissions factor","EPA/CAMD","EPA/CAMD",null,"WLS","LNB",null,1969]
[821,2019,"AL","Charles R Lowman",56,"2","ST","OP","Yes","ARP,CSNOX,CSOSG2,CSSO2G2,MATS","WALL",1,"BIT",{"v":2987,"d":"2,987.0"},{"v":4938703.5,"d":"4,938,704"},{"v":3291003.75,"d":"3,291,004"},{"v":1030.65600585938,"d":"1,030.7"},{"v":729.47802734375,"d":"729.5"},{"v":256.763000488281,"d":"256.8"},{"v":506712.3125,"d":"506,712.3"},null,"EPA/CAMD","EPA/CAMD","EPA/CAMD","EPA/CAMD","EPA/CAMD","EPA/CAMD",null,"WLS","OFA,SCR",null,1979]
[822,2019,"AL","Charles R Lowman",56,"3","ST","OP","Yes","ARP,CSNOX,CSOSG2,CSSO2G2,MATS","WALL",1,"BIT",{"v":3124,"d":"3,124.0"},{"v":5490539,"d":"5,490,539"},{"v":2047662.375,"d":"2,047,662"},{"v":1214.50903320313,"d":"1,214.5"},{"v":440.825012207031,"d":"440.8"},{"v":299.453002929688,"d":"299.5"},{"v":563324.5625,"d":"563,324.6"},null,"EPA/CAMD","EPA/CAMD","EPA/CAMD","EPA/CAMD","EPA/CAMD","EPA/CAMD",null,"WLS","OFA,SCR",null,1980]
[823,2019,"AL","Colbert",47,"CCT1","GT","OP","Yes","CSNOX,CSOSG2,CSSO2G2","CT",null,"NG",{"v":25,"d":"25.0"},{"v":9064.900390625,"d":"9,065"},{"v":5008.89990234375,"d":"5,009"},{"v":2.11700010299683,"d":"2.1"},{"v":1.1139999628067,"d":"1.1"},{"v":0.71399998664856,"d":"0.7"},{"v":597.599975585938,"d":"597.6"},null,"EPA/CAMD","EPA/CAMD","EPA/CAMD","EPA/CAMD","EPA/CAMD","EPA/CAMD",{"$nulls":4},1972]
[824,2019,"AL","Colbert",47,"CCT2","GT","OP","Yes","CSNOX,CSOSG2,CSSO2G2","CT",null,"NG",{"v":28,"d":"28.0"},{"v":9341.900390625,"d":"9,342"},{"v":4960.89990234375,"d":"4,961"},{"v":2.15599989891052,"d":"2.2"},{"v":1.10399997234344,"d":"1.1"},{"v":0.681999981403351,"d":"0.7"},{"v":611,"d":"611.0"},null,"EPA/CAMD","EPA/CAMD","EPA/CAMD","EPA/CAMD","EPA/CAMD","EPA/CAMD",{"$nulls":4},1972]
[825,2019,"AL","Colbert",47,"CCT3","GT","OP",null,null,"CT",null,"NG",{"v":0,"d":"0.0"},{"$nulls":17},1972]
[826,2019,"AL","Colbert",47,"CCT4","GT","OP","Yes","CSNOX,CSOSG2,CSSO2G2","CT",null,"NG",{"v":25,"d":"25.0"},{"v":8544.900390625,"d":"8,545"},{"v":5229.89990234375,"d":"5,230"},{"v":2.05900001525879,"d":"2.1"},{"v":1.22200000286102,"d":"1.2"},{"v":0.805999994277954,"d":"0.8"},{"v":575,"d":"575.0"},null,"EPA/CAMD","EPA/CAMD","EPA/CAMD","EPA/CAMD","EPA/CAMD","EPA/CAMD",{"$nulls":4},1972]
[827,2019,"AL","Colbert",47,"CCT5","GT","OP","Yes","CSNOX,CSOSG2,CSSO2G2","CT",null,"NG",{"v":30,"d":"30.0"},{"v":10895,"d":"10,895"},{"v":6390,"d":"6,390"},{"v":2.48099994659424,"d":"2.5"},{"v":1.37800002098083,"d":"1.4"},{"v":0.725000023841858,"d":"0.7"},{"v":706.200012207031,"d":"706.2"},null,"EPA/CAMD","EPA/CAMD","EPA/CAMD","EPA/CAMD","EPA/CAMD","EPA/CAMD",{"$nulls":4},1972]
[828,2019,"AL","Colbert",47,"CCT6","GT","OP","Yes","CSNOX,CSOSG2,CSSO2G2","CT",null,"NG",{"v":26,"d":"26.0"},{"v":10127.2001953125,"d":"10,127"},{"v":6364.2001953125,"d":"6,364"},{"v":2.33999991416931,"d":"2.3"},{"v":1.37100005149841,"d":"1.4"},{"v":0.745000004768372,"d":"0.7"},{"v":662.799987792969,"d":"662.8"},null,"EPA/CAMD","EPA/CAMD","EPA/CAMD","EPA/CAMD","EPA/CAMD","EPA/CAMD",{"$nulls":4},1972]
[829,2019,"AL","Colbert",47,"CCT7","GT","OP",null,null,"CT",null,"NG",{"v":0,"d":"0.0"},{"$nulls":17},1972]
[830,2019,"AL","Colbert",47,"CCT8","GT","OP",null,null,"CT",null,"NG",{"v":0,"d":"0.0"},{"$nulls":17},1972]
[831,2019,"AL","Crestwood Dothan",54985,"GEN1","IC","OP",{"$nulls":4},"DFO",null,{"v":1435.5810546875,"d":"1,436"},{"v":569.534973144531,"d":"570"},{"v":2.19300007820129,"d":"2.2"},{"v":0.870000004768372,"d":"0.9"},{"v":0.208199992775917,"d":"0.2"},{"v":117.234001159668,"d":"117.2"},null,"EIA Prime Mover-level Data","EIA Prime Mover-level Data","Estimated using emissions factor","Estimated using emissions factor","Estimated using emissions factor","Estimated using emissions factor"]
[832,2019,"AL","Crestwood Dothan",54985,"GEN2","IC","OP",{"$nulls":4},"DFO",null,{"v":1435.5810546875,"d":"1,436"},{"v":569.534973144531,"d":"570"},{"v":2.19300007820129,"d":"2.2"},{"v":0.870000004768372,"d":"0.9"},{"v":0.208199992775917,"d":"0.2"},{"v":117.234001159668,"d":"117.2"},null,"EIA Prime Mover-level Data","EIA Prime Mover-level Data","Estimated using emissions factor","Estimated using emissions factor","Estimated using emissions factor","Estimated using emissions factor"]
[833,2019,"AL","Crestwood Dothan",54985,"GEN3","IC","OP",{"$nulls":4},"DFO",null,{"v":2871.1630859375,"d":"2,871"},{"v":1139.06994628906,"d":"1,139"},{"v":4.38700008392334,"d":"4.4"},{"v":1.74000000953674,"d":"1.7"},{"v":0.416299998760223,"d":"0.4"},{"v":234.466995239258,"d":"234.5"},null,"EIA Prime Mover-level Data","EIA Prime Mover-level Data","Estimated using emissions factor","Estimated using emissions factor","Estimated using emissions factor","Estimated using emissions factor"]
[834,2019,"AL","Crestwood Dothan",54985,"GEN5","IC","OP",{"$nulls":4},"DFO",null,{"v":1435.5810546875,"d":"1,436"},{"v":569.534973144531,"d":"570"},{"v":2.19300007820129,"d":"2.2"},{"v":0.870000004768372,"d":"0.9"},{"v":0.208199992775917,"d":"0.2"},{"v":117.234001159668,"d":"117.2"},null,"EIA Prime Mover-level Data","EIA Prime Mover-level Data","Estimated using emissions factor","Estimated using emissions factor","Estimated using emissions factor","Estimated using emissions factor"]
[835,2019,"AL","Crestwood Dothan",54985,"GEN7","IC","OP",{"$nulls":4},"DFO",null,{"v":1435.5810546875,"d":"1,436"},{"v":569.534973144531,"d":"570"},{"v":2.19300007820129,"d":"2.2"},{"v":0.870000004768372,"d":"0.9"},{"v":0.208199992775917,"d":"0.2"},{"v":117.234001159668,"d":"117.2"},null,"EIA Prime Mover-level Data","EIA Prime Mover-level Data","Estimated using emissions factor","Estimated using emissions factor","Estimated using emissions factor","Estimated using emissions factor"]
[836,2019,"AL","Crestwood Dothan",54985,"GEN8","IC","SB",{"$nulls":4},"DFO",null,{"v":861.348999023438,"d":"861"},{"v":341.721008300781,"d":"342"},{"v":1.31599998474121,"d":"1.3"},{"v":0.522000014781952,"d":"0.5"},{"v":0.124899998307228,"d":"0.1"},{"v":70.3399963378906,"d":"70.3"},null,"EIA Prime Mover-level Data","EIA Prime Mover-level Data","Estimated using emissions factor","Estimated using emissions factor","Estimated using emissions factor","Estimated using emissions factor"]
[837,2019,"AL","Crestwood Dothan",54985,"GEN9","IC","OP",{"$nulls":4},"DFO",null,{"v":2871.1630859375,"d":"2,871"},{"v":1139.06994628906,"d":"1,139"},{"v":4.38700008392334,"d":"4.4"},{"v":1.74000000953674,"d":"1.7"},{"v":0.416299998760223,"d":"0.4"},{"v":234.466995239258,"d":"234.5"},null,"EIA Prime Mover-level Data","EIA Prime Mover-level Data","Estimated using emissions factor","Estimated using emissions factor","Estimated using emissions factor","Estimated using emissions factor"]
[838,2019,"AL","Crestwood Dothan",54985,"P83","ST","RE",{"$nulls":4},"NG"]
[839,2019,"AL","Cumblerland Land Holdings, LLC",61924,"CUMB","PV","OP",{"$nulls":4},"SUN",null,{"v":241184,"d":"241,184"},{"v":130415,"d":"130,415"},{"$nulls":5},"EIA Prime Mover-level Data","EIA Prime Mover-level Data"]
[840,2019,"AL","Decatur Energy Center",55292,"CTG-1","CT","OP","Yes","ARP,CSNOX,CSOSG2,CSSO2G2","CC",null,"NG",{"v":3810,"d":"3,810.0"},{"v":5168807.5,"d":"5,168,808"},{"v":2498433,"d":"2,498,433"},{"v":23.3509998321533,"d":"23.4"},{"v":10.5740003585815,"d":"10.6"},{"v":1.55099999904633,"d":"1.6"},{"v":307174.78125,"d":"307,174.8"},null,"EPA/CAMD","EPA/CAMD","EPA/CAMD","EPA/CAMD","EPA/CAMD","EPA/CAMD",null,null,"DLNB,SCR",null,2002]
[841,2019,"AL","Decatur Energy Center",55292,"CTG-2","CT","OP","Yes","ARP,CSNOX,CSOSG2,CSSO2G2","CC",null,"NG",{"v":3940,"d":"3,940.0"},{"v":5372303,"d":"5,372,303"},{"v":2732593.75,"d":"2,732,594"},{"v":26.2169990539551,"d":"26.2"},{"v":12.923999786377,"d":"12.9"},{"v":1.61199998855591,"d":"1.6"},{"v":319267.625,"d":"319,267.6"},null,"EPA/CAMD","EPA/CAMD","EPA/CAMD","EPA/CAMD","EPA/CAMD","EPA/CAMD",null,null,"DLNB,SCR",null,2002]
[842,2019,"AL","Decatur Energy Center",55292,"CTG-3","CT","OP","Yes","ARP,CSNOX,CSOSG2,CSSO2G2","CC",null,"NG",{"v":4097,"d":"4,097.0"},{"v":5505917.5,"d":"5,505,918"},{"v":2747036.25,"d":"2,747,036"},{"v":28.7140007019043,"d":"28.7"},{"v":14.4049997329712,"d":"14.4"},{"v":1.65199995040894,"d":"1.7"},{"v":327206.375,"d":"327,206.4"},null,"EPA/CAMD","EPA/CAMD","EPA/CAMD","EPA/CAMD","EPA/CAMD","EPA/CAMD",null,null,"DLNB,SCR",null,2003]
[843,2019,"AL","Decatur-Morgan Co LFG Recovery Project",58061,"0290","IC","OP",{"$nulls":4},"LFG",null,{"v":67879,"d":"67,879"},{"v":28388.5,"d":"28,389"},{"v":49.2120018005371,"d":"49.2"},{"v":20.5809993743896,"d":"20.6"},{"v":1.52730000019073,"d":"1.5"},{"v":4310.3017578125,"d":"4,310.3"},null,"EIA Prime Mover-level Data","EIA Prime Mover-level Data","Estimated using emissions factor","Estimated using emissions factor","Estimated using emissions factor","Estimated using emissions factor"]
[844,2019,"AL","Decatur-Morgan Co LFG Recovery Project",58061,"1496","IC","OP",{"$nulls":4},"LFG",null,{"v":67879,"d":"67,879"},{"v":28388.5,"d":"28,389"},{"v":49.2120018005371,"d":"49.2"},{"v":20.5809993743896,"d":"20.6"},{"v":1.52730000019073,"d":"1.5"},{"v":4310.3017578125,"d":"4,310.3"},null,"EIA Prime Mover-level Data","EIA Prime Mover-level Data","Estimated using emissions factor","Estimated using emissions factor","Estimated using emissions factor","Estimated using emissions factor"]
[845,2019,"AL","District 100 Transco Gas Pipe Line",54743,"001","ST","RE",{"$nulls":4},"WH"]
[846,2019,"AL","District 100 Transco Gas Pipe Line",54743,"002","ST","RE",{"$nulls":4},"WH"]
[847,2019,"AL","E B Harris Generating Plant",7897,"1A","CT","OP","Yes","ARP,CSNOX,CSOSG2,CSSO2G2","CC",1,"NG",{"v":4074,"d":"4,074.0"},{"v":7129959.5,"d":"7,129,960"},{"v":4617312,"d":"4,617,312"},{"v":36.6599998474121,"d":"36.7"},{"v":22.6560001373291,"d":"22.7"},{"v":2.13899993896484,"d":"2.1"},{"v":423724.40625,"d":"423,724.4"},null,"EPA/CAMD","EPA/CAMD","EPA/CAMD","EPA/CAMD","EPA/CAMD","EPA/CAMD",null,null,"DLNB,SCR",null,2003]
[848,2019,"AL","E B Harris Generating Plant",7897,"1B","CT","OP","Yes","ARP,CSNOX,CSOSG2,CSSO2G2","CC",1,"NG",{"v":4042,"d":"4,042.0"},{"v":7077426.5,"d":"7,077,427"},{"v":4746809,"d":"4,746,809"},{"v":35.9949989318848,"d":"36.0"},{"v":21.8910007476807,"d":"21.9"},{"v":2.12299990653992,"d":"2.1"},{"v":420603.5625,"d":"420,603.6"},null,"EPA/CAMD","EPA/CAMD","EPA/CAMD","EPA/CAMD","EPA/CAMD","EPA/CAMD",null,null,"DLNB,SCR",null,2003]
[849,2019,"AL","E B Harris Generating Plant",7897,"2A","CT","OP","Yes","ARP,CSNOX,CSOSG2,CSSO2G2","CC",1,"NG",{"v":4769,"d":"4,769.0"},{"v":8329352.5,"d":"8,329,353"},{"v":2380409,"d":"2,380,409"},{"v":40.617000579834,"d":"40.6"},{"v":12.1049995422363,"d":"12.1"},{"v":2.49900007247925,"d":"2.5"},{"v":495000.0625,"d":"495,000.1"},null,"EPA/CAMD","EPA/CAMD","EPA/CAMD","EPA/CAMD","EPA/CAMD","EPA/CAMD",null,null,"DLNB,SCR",null,2003]
[850,2019,"AL","E B Harris Generating Plant",7897,"2B","CT","OP","Yes","ARP,CSNOX,CSOSG2,CSSO2G2","CC",1,"NG",{"v":4651,"d":"4,651.0"},{"v":8127238,"d":"8,127,238"},{"v":2332956.25,"d":"2,332,956"},{"v":41.2719993591309,"d":"41.3"},{"v":12.2469997406006,"d":"12.2"},{"v":2.43799996376038,"d":"2.4"},{"v":482992.96875,"d":"482,993.0"},null,"EPA/CAMD","EPA/CAMD","EPA/CAMD","EPA/CAMD","EPA/CAMD","EPA/CAMD",null,null,"DLNB,SCR",null,2003]
[851,2019,"AL","E C Gaston",26,"1","ST","OP","Yes","ARP,CSNOX,CSOSG2,CSSO2G2","WALL",1,"NG",{"v":5955,"d":"5,955.0"},{"v":8067643.5,"d":"8,067,644"},{"v":5003839.5,"d":"5,003,840"},{"v":450.359008789063,"d":"450.4"},{"v":278.048004150391,"d":"278.0"},{"v":29.5860004425049,"d":"29.6"},{"v":478248.5625,"d":"478,248.6"},null,"EPA/CAMD","EPA/CAMD","EPA/CAMD","EPA/CAMD","EPA/CAMD","EPA/CAMD",null,null,"LNB",null,1960]
[852,2019,"AL","E C Gaston",26,"2","ST","OP","Yes","ARP,CSNOX,CSOSG2,CSSO2G2","WALL",1,"NG",{"v":5060,"d":"5,060.0"},{"v":7893875,"d":"7,893,875"},{"v":5776349,"d":"5,776,349"},{"v":441.101989746094,"d":"441.1"},{"v":311.157989501953,"d":"311.2"},{"v":29.4060001373291,"d":"29.4"},{"v":467948.09375,"d":"467,948.1"},null,"EPA/CAMD","EPA/CAMD","EPA/CAMD","EPA/CAMD","EPA/CAMD","EPA/CAMD",null,null,"LNB",null,1960]
[853,2019,"AL","E C Gaston",26,"3","ST","OP","Yes","ARP,CSNOX,CSOSG2,CSSO2G2","WALL",1,"NG",{"v":4931,"d":"4,931.0"},{"v":7205625.5,"d":"7,205,626"},{"v":4647176,"d":"4,647,176"},{"v":447.410003662109,"d":"447.4"},{"v":306.631988525391,"d":"306.6"},{"v":30.5830001831055,"d":"30.6"},{"v":427277.15625,"d":"427,277.2"},null,"EPA/CAMD","EPA/CAMD","EPA/CAMD","EPA/CAMD","EPA/CAMD","EPA/CAMD",null,null,"LNB",null,1960]
[854,2019,"AL","E C Gaston",26,"4","ST","OP","Yes","ARP,CSNOX,CSOSG2,CSSO2G2","WALL",1,"NG",{"v":4737,"d":"4,737.0"},{"v":5984803.5,"d":"5,984,804"},{"v":4773808.5,"d":"4,773,809"},{"v":374.114990234375,"d":"374.1"},{"v":294.727996826172,"d":"294.7"},{"v":25.7140007019043,"d":"25.7"},{"v":354836.875,"d":"354,836.9"},null,"EPA/CAMD","EPA/CAMD","EPA/CAMD","EPA/CAMD","EPA/CAMD","EPA/CAMD",null,null,"LNB",null,1962]
[855,2019,"AL","E C Gaston",26,"5","ST","OP","Yes","ARP,CSNOX,CSOSG2,CSSO2G2,MATS","TANGENTIAL",1,"BIT",{"v":4846,"d":"4,846.0"},{"v":34858396,"d":"34,858,396"},{"v":17155292,"d":"17,155,292"},{"v":1749.82397460938,"d":"1,749.8"},{"v":681.85302734375,"d":"681.9"},{"v":1033.76196289063,"d":"1,033.8"},{"v":3555686.75,"d":"3,555,686.8"},{"v":3.66000008583069,"d":"3.7"},"EPA/CAMD","EPA/CAMD","EPA/CAMD","EPA/CAMD","EPA/CAMD","EPA/CAMD","EPA/CAMD","WLS","LNC2,SCR","Yes",1974]
[856,2019,"AL","ExxonMobil Mobile Bay Onshore",54550,"901A","CT",{"$nulls":5},"NG",null,{"v":246728.859375,"d":"246,729"},{"v":84597.6015625,"d":"84,598"},{"v":39.0859985351563,"d":"39.1"},{"v":16.2059993743896,"d":"16.2"},{"v":0.394300013780594,"d":"0.4"},{"v":14419.9521484375,"d":"14,420.0"},null,"EIA Unit-level Data","EIA Unit-Level Data","Estimated using emissions factor","Estimated using emissions factor","Estimated using emissions factor","Estimated using emissions factor"]
[857,2019,"AL","ExxonMobil Mobile Bay Onshore",54550,"901B","CT",{"$nulls":5},"NG",null,{"v":338446.96875,"d":"338,447"},{"v":142495.84375,"d":"142,496"},{"v":53.6150016784668,"d":"53.6"},{"v":22.2310009002686,"d":"22.2"},{"v":0.540799975395203,"d":"0.5"},{"v":19780.373046875,"d":"19,780.4"},null,"EIA Unit-level Data","EIA Unit-Level Data","Estimated using emissions factor","Estimated using emissions factor","Estimated using emissions factor","Estimated using emissions factor"]
[858,2019,"AL","ExxonMobil Mobile Bay Onshore",54550,"901C","CT",{"$nulls":5},"NG",null,{"v":320515.40625,"d":"320,515"},{"v":148434.65625,"d":"148,435"},{"v":50.7750015258789,"d":"50.8"},{"v":21.05299949646,"d":"21.1"},{"v":0.512199997901917,"d":"0.5"},{"v":18732.373046875,"d":"18,732.4"},null,"EIA Unit-level Data","EIA Unit-Level Data","Estimated using emissions factor","Estimated using emissions factor","Estimated using emissions factor","Estimated using emissions factor"]
[859,2019,"AL","ExxonMobil Mobile Bay Onshore",54550,"STG1","CA","OP",{"$nulls":3},1,"NG",null,0,0,{"v":0,"d":"0.0"},{"v":0,"d":"0.0"},{"v":0,"d":"0.0"},{"v":0,"d":"0.0"},null,"EIA Unit-level Data","EIA Unit-Level Data","Estimated using emissions factor","Estimated using emissions factor","Estimated using emissions factor","Estimated using emissions factor"]
[860,2019,"AL","Fort Rucker Solar Array",60679,"1","PV","OP",{"$nulls":4},"SUN",null,{"v":126654,"d":"126,654"},{"v":68485,"d":"68,485"},{"$nulls":5},"EIA Prime Mover-level Data","EIA Prime Mover-level Data"]
[861,2019,"AL","Gadsden",7,"1","ST","OP","Yes","ARP,CSNOX,CSOSG2,CSSO2G2","TANGENTIAL",1,"NG",{"v":8555,"d":"8,555.0"},{"v":2931542.75,"d":"2,931,543"},{"v":1170722.625,"d":"1,170,723"},{"v":180.865005493164,"d":"180.9"},{"v":68.8560028076172,"d":"68.9"},{"v":3.91899991035461,"d":"3.9"},{"v":174217.421875,"d":"174,217.4"},null,"EPA/CAMD","EPA/CAMD","EPA/CAMD","EPA/CAMD","EPA/CAMD","EPA/CAMD",{"$nulls":4},1949]
[862,2019,"AL","Gadsden",7,"2","ST","OP","Yes","ARP,CSNOX,CSOSG2,CSSO2G2","TANGENTIAL",1,"NG",{"v":100,"d":"100.0"},{"v":30793.974609375,"d":"30,794"},null,{"v":1.83000004291534,"d":"1.8"},{"v":0.84799998998642,"d":"0.8"},{"v":0.0419999994337559,"d":"0.0"},{"v":1830.25,"d":"1,830.3"},null,"EPA/CAMD",null,"EPA/CAMD","Estimated using emissions factor","EPA/CAMD","EPA/CAMD",{"$nulls":4},1949]
[863,2019,"AL","Gantt",53,"3","HY","OP",{"$nulls":4},"WAT",null,{"v":10697.2001953125,"d":"10,697"},{"v":4679.2001953125,"d":"4,679"},{"$nulls":5},"EIA Prime Mover-level Data","EIA Prime Mover-level Data"]
[864,2019,"AL","Gantt",53,"4","HY","OP",{"$nulls":4},"WAT",null,{"v":16045.7998046875,"d":"16,046"},{"v":7018.7998046875,"d":"7,019"},{"$nulls":5},"EIA Prime Mover-level Data","EIA Prime Mover-level Data"]
[865,2019,"AL","Georgia-Pacific Brewton Mill",54789,"1PB","ST","CN",{"$nulls":3},3,"WDS",null,0,0,{"v":0,"d":"0.0"},{"v":0,"d":"0.0"},{"v":0,"d":"0.0"},{"v":0,"d":"0.0"},null,"EIA Unit-level Data","EIA Unit-Level Data","Estimated using emissions factor","Estimated using emissions factor","Estimated using emissions factor","Estimated using emissions factor"]
[866,2019,"AL","Georgia-Pacific Brewton Mill",54789,"1RB","ST","RE",{"$nulls":3},3,"WDS",null,0,0,{"v":0,"d":"0.0"},{"v":0,"d":"0.0"},{"v":0,"d":"0.0"},{"v":0,"d":"0.0"},null,"EIA Unit-level Data","EIA Unit-Level Data","Estimated using emissions factor","Estimated using emissions factor","Estimated using emissions factor","Estimated using emissions factor"]
[867,2019,"AL","Georgia-Pacific Brewton Mill",54789,"2PB","ST","OP",null,null,"WALL",3,"NG",null,{"v":1629399.25,"d":"1,629,399"},{"v":649553,"d":"649,553"},{"v":111.206001281738,"d":"111.2"},{"v":88.6320037841797,"d":"88.6"},{"v":3.0783998966217,"d":"3.1"},{"v":95229.46875,"d":"95,229.5"},null,"EIA Unit-level Data","EIA Unit-Level Data","Estimated based on unit-level NOx emission rates","Estimated based on unit-level NOx ozone season emission rates","Estimated using emissions factor and plant-specific sulfur content","Estimated using emissions factor"]
[868,2019,"AL","Georgia-Pacific Brewton Mill",54789,"2RB","ST","RE",{"$nulls":3},3,"WDS",null,0,0,{"v":0,"d":"0.0"},{"v":0,"d":"0.0"},{"v":0,"d":"0.0"},{"v":0,"d":"0.0"},null,"EIA Unit-level Data","EIA Unit-Level Data","Estimated using emissions factor","Estimated using emissions factor","Estimated using emissions factor","Estimated using emissions factor"]
[869,2019,"AL","Georgia-Pacific Brewton Mill",54789,"3PB","ST","OP",null,null,"WALL",3,"NG",null,{"v":3953763.25,"d":"3,953,763"},{"v":1616034,"d":"1,616,034"},{"v":269.843994140625,"d":"269.8"},{"v":220.507995605469,"d":"220.5"},{"v":7.46969985961914,"d":"7.5"},{"v":231075.828125,"d":"231,075.8"},null,"EIA Unit-level Data","EIA Unit-Level Data","Estimated based on unit-level NOx emission rates","Estimated based on unit-level NOx ozone season emission rates","Estimated using emissions factor and plant-specific sulfur content","Estimated using emissions factor"]
[870,2019,"AL","Georgia-Pacific Brewton Mill",54789,"3RB","ST","OP",null,null,"WALL",3,"WDS",null,0,0,{"v":0,"d":"0.0"},{"v":0,"d":"0.0"},{"v":0,"d":"0.0"},{"v":0,"d":"0.0"},null,"EIA Unit-level Data","EIA Unit-Level Data","Estimated using emissions factor","Estimated using emissions factor","Estimated using emissions factor and plant-specific sulfur content","Estimated using emissions factor"]
[871,2019,"AL","Georgia-Pacific Brewton Mill",54789,"4RB","ST","OP",null,null,"WALL",1,"BLQ",null,{"v":9446678,"d":"9,446,678"},{"v":3899811,"d":"3,899,811"},{"v":752.427978515625,"d":"752.4"},{"v":238.473007202148,"d":"238.5"},{"v":2567.64575195313,"d":"2,567.6"},{"v":982170,"d":"982,170.0"},null,"EIA Unit-level Data","EIA Unit-Level Data","Estimated based on unit-level NOx emission rates","Estimated based on unit-level NOx ozone season emission rates","Estimated using emissions factor and plant-specific sulfur content","Estimated using emissions factor"]
[872,2019,"AL","Georgia-Pacific Consr Prods LP-Naheola",10699,"1","ST","RE",null,null,"STOKER",2,"BIT",null,{"v":256146.875,"d":"256,147"},0,{"v":48.367000579834,"d":"48.4"},{"v":11.9610004425049,"d":"12.0"},{"v":142.316101074219,"d":"142.3"},{"v":26377.62890625,"d":"26,377.6"},null,"EIA Unit-level Data","EIA Unit-Level Data","Estimated using emissions factor","Estimated using emissions factor","Estimated using emissions factor and plant-specific sulfur content","Estimated using emissions factor"]
[873,2019,"AL","Georgia-Pacific Consr Prods LP-Naheola",10699,"2","ST","RE",null,null,"STOKER",2,"BIT",null,{"v":771262,"d":"771,262"},{"v":256549.875,"d":"256,550"},{"v":145.634002685547,"d":"145.6"},{"v":36.0149993896484,"d":"36.0"},{"v":407.568786621094,"d":"407.6"},{"v":79440.0546875,"d":"79,440.1"},null,"EIA Unit-level Data","EIA Unit-Level Data","Estimated using emissions factor","Estimated using emissions factor","Estimated using emissions factor and plant-specific sulfur content","Estimated using emissions factor"]
[874,2019,"AL","Georgia-Pacific Consr Prods LP-Naheola",10699,"3","ST","RE",null,null,"WALL",2,"NG",null,{"v":1003413.625,"d":"1,003,414"},{"v":287623.375,"d":"287,623"},{"v":926.182983398438,"d":"926.2"},{"v":301.747985839844,"d":"301.7"},{"v":6.43680000305176,"d":"6.4"},{"v":58644.0390625,"d":"58,644.0"},null,"EIA Unit-level Data","EIA Unit-Level Data","Estimated using emissions factor","Estimated using emissions factor","Estimated using emissions factor","Estimated using emissions factor"]
[875,2019,"AL","Georgia-Pacific Consr Prods LP-Naheola",10699,"4","ST","OP",null,null,"WALL",4,"BLQ",null,{"v":11577789,"d":"11,577,789"},{"v":4406594,"d":"4,406,594"},{"v":729.401000976563,"d":"729.4"},{"v":286.428985595703,"d":"286.4"},{"v":2679.3056640625,"d":"2,679.3"},{"v":1158935,"d":"1,158,935.0"},null,"EIA Unit-level Data","EIA Unit-Level Data","Estimated based on unit-level NOx emission rates","Estimated based on unit-level NOx ozone season emission rates","Estimated using emissions factor and plant-specific sulfur content","Estimated using emissions factor"]
[876,2019,"AL","Georgia-Pacific Consr Prods LP-Naheola",10699,"BFB","ST","OP",null,null,"FLUIDIZED",2,"WDS",null,{"v":2382392.5,"d":"2,382,393"},{"v":1223759.875,"d":"1,223,760"},{"v":89.3399963378906,"d":"89.3"},{"v":47.1150016784668,"d":"47.1"},{"v":28.8521003723145,"d":"28.9"},{"v":242915.390625,"d":"242,915.4"},null,"EIA Unit-level Data","EIA Unit-Level Data","Estimated based on unit-level NOx emission rates","Estimated based on unit-level NOx ozone season emission rates","Estimated using emissions factor and plant-specific sulfur content","Estimated using emissions factor"]
[877,2019,"AL","Goat Rock",707,"1","HY","RE",{"$nulls":4},"WAT"]
[878,2019,"AL","Goat Rock",707,"2","HY","RE",{"$nulls":4},"WAT"]
[879,2019,"AL","Goat Rock",707,"3","HY","OP",{"$nulls":4},"WAT",null,{"v":175894.6875,"d":"175,895"},{"v":76934.453125,"d":"76,934"},{"$nulls":5},"EIA Prime Mover-level Data","EIA Prime Mover-level Data"]
[880,2019,"AL","Goat Rock",707,"4","HY","OP",{"$nulls":4},"WAT",null,{"v":175894.6875,"d":"175,895"},{"v":76934.453125,"d":"76,934"},{"$nulls":5},"EIA Prime Mover-level Data","EIA Prime Mover-level Data"]
[881,2019,"AL","Goat Rock",707,"5","HY","OP",{"$nulls":4},"WAT",null,{"v":175894.6875,"d":"175,895"},{"v":76934.453125,"d":"76,934"},{"$nulls":5},"EIA Prime Mover-level Data","EIA Prime Mover-level Data"]
[882,2019,"AL","Goat Rock",707,"6","HY","OP",{"$nulls":4},"WAT",null,{"v":175894.6875,"d":"175,895"},{"v":76934.453125,"d":"76,934"},{"$nulls":5},"EIA Prime Mover-level Data","EIA Prime Mover-level Data"]
[883,2019,"AL","Goat Rock",707,"7","HY","OP",{"$nulls":4},"WAT",null,{"v":327164.125,"d":"327,164"},{"v":143098.09375,"d":"143,098"},{"$nulls":5},"EIA Prime Mover-level Data","EIA Prime Mover-level Data"]
[884,2019,"AL","Goat Rock",707,"8","HY","OP",{"$nulls":4},"WAT",null,{"v":327164.125,"d":"327,164"},{"v":143098.09375,"d":"143,098"},{"$nulls":5},"EIA Prime Mover-level Data","EIA Prime Mover-level Data"]
[885,2019,"AL","Gorgas",8,"10","ST","OP","Yes","ARP,CSNOX,CSSO2G2,MATS","TANGENTIAL",1,"BIT",{"v":729,"d":"729.0"},{"v":4899392.5,"d":"4,899,393"},null,{"v":392.825988769531,"d":"392.8"},{"v":0,"d":"0.0"},{"v":120.722999572754,"d":"120.7"},{"v":502677.40625,"d":"502,677.4"},{"v":0.349999994039536,"d":"0.3"},"EPA/CAMD",null,"EPA/CAMD","Estimated using emissions factor","EPA/CAMD","EPA/CAMD","EPA/CAMD","WLS","LNC2,SCR",null,1972]
[886,2019,"AL","Gorgas",8,"8","ST","OP","Yes","ARP,CSNOX,CSSO2G2,MATS","TANGENTIAL",1,"BIT",{"v":78,"d":"78.0"},{"v":78789.046875,"d":"78,789"},null,{"v":12.1560001373291,"d":"12.2"},{"v":0,"d":"0.0"},{"v":1.92599999904633,"d":"1.9"},{"v":8083.81884765625,"d":"8,083.8"},{"v":0.0199999995529652,"d":"0.0"},"EPA/CAMD",null,"EPA/CAMD","Estimated using emissions factor","EPA/CAMD","EPA/CAMD","EPA/CAMD","WLS","LNC3",null,1956]
[887,2019,"AL","Gorgas",8,"9","ST","OP","Yes","ARP,CSNOX,CSSO2G2,MATS","TANGENTIAL",1,"BIT",{"v":782,"d":"782.0"},{"v":854957.375,"d":"854,957"},null,{"v":85.5429992675781,"d":"85.5"},{"v":0,"d":"0.0"},{"v":20.0380001068115,"d":"20.0"},{"v":87718.5,"d":"87,718.5"},{"v":0.0799999982118607,"d":"0.1"},"EPA/CAMD",null,"EPA/CAMD","Estimated using emissions factor","EPA/CAMD","EPA/CAMD","EPA/CAMD","WLS","LNC3",null,1958]
[888,2019,"AL","Greene County",10,"1","ST","OP","Yes","ARP,CSNOX,CSOSG2,CSSO2G2","CELL",1,"NG",{"v":6686,"d":"6,686.0"},{"v":8969056,"d":"8,969,056"},{"v":5621977,"d":"5,621,977"},{"v":774.848022460938,"d":"774.8"},{"v":501.898010253906,"d":"501.9"},{"v":2.69099998474121,"d":"2.7"},{"v":533016.25,"d":"533,016.3"},null,"EPA/CAMD","EPA/CAMD","EPA/CAMD","EPA/CAMD","EPA/CAMD","EPA/CAMD",null,null,"LNCB",null,1965]
[889,2019,"AL","Greene County",10,"2","ST","OP","Yes","ARP,CSNOX,CSOSG2,CSSO2G2","WALL",1,"NG",{"v":7839,"d":"7,839.0"},{"v":9183974,"d":"9,183,974"},{"v":5118028.5,"d":"5,118,029"},{"v":773.200988769531,"d":"773.2"},{"v":462.920989990234,"d":"462.9"},{"v":2.75500011444092,"d":"2.8"},{"v":545788.75,"d":"545,788.8"},null,"EPA/CAMD","EPA/CAMD","EPA/CAMD","EPA/CAMD","EPA/CAMD","EPA/CAMD",null,null,"LNB",null,1966]
[890,2019,"AL","Greene County",10,"CT10","GT","OP","Yes","ARP,CSNOX,CSOSG2,CSSO2G2","CT",null,"NG",{"v":129,"d":"129.0"},{"v":77727.2265625,"d":"77,727"},{"v":58654.42578125,"d":"58,654"},{"v":3.05599999427795,"d":"3.1"},{"v":2.32399988174438,"d":"2.3"},{"v":0.10700000077486,"d":"0.1"},{"v":5179.30419921875,"d":"5,179.3"},null,"EPA/CAMD","EPA/CAMD","EPA/CAMD","EPA/CAMD","EPA/CAMD","EPA/CAMD",null,null,"H2O",null,1996]
[891,2019,"AL","Greene County",10,"CT2","GT","OP","Yes","ARP,CSNOX,CSOSG2,CSSO2G2","CT",null,"NG",{"v":118,"d":"118.0"},{"v":74793.171875,"d":"74,793"},{"v":51018.05078125,"d":"51,018"},{"v":2.72399997711182,"d":"2.7"},{"v":1.84899997711182,"d":"1.8"},{"v":0.197999998927116,"d":"0.2"},{"v":4875.4111328125,"d":"4,875.4"},null,"EPA/CAMD","EPA/CAMD","EPA/CAMD","EPA/CAMD","EPA/CAMD","EPA/CAMD",null,null,"H2O",null,1996]
[892,2019,"AL","Greene County",10,"CT3","GT","OP","Yes","ARP,CSNOX,CSOSG2,CSSO2G2","CT",null,"NG",{"v":115,"d":"115.0"},{"v":69033.3984375,"d":"69,033"},{"v":48914.875,"d":"48,915"},{"v":2.46600008010864,"d":"2.5"},{"v":1.72300004959106,"d":"1.7"},{"v":0.210999995470047,"d":"0.2"},{"v":4590.10302734375,"d":"4,590.1"},null,"EPA/CAMD","EPA/CAMD","EPA/CAMD","EPA/CAMD","EPA/CAMD","EPA/CAMD",null,null,"H2O",null,1995]
[893,2019,"AL","Greene County",10,"CT4","GT","OP","Yes","ARP,CSNOX,CSOSG2,CSSO2G2","CT",null,"NG",{"v":116,"d":"116.0"},{"v":70727.4765625,"d":"70,727"},{"v":48650.55078125,"d":"48,651"},{"v":2.82399988174438,"d":"2.8"},{"v":1.96099996566772,"d":"2.0"},{"v":0.120999999344349,"d":"0.1"},{"v":4595.5009765625,"d":"4,595.5"},null,"EPA/CAMD","EPA/CAMD","EPA/CAMD","EPA/CAMD","EPA/CAMD","EPA/CAMD",null,null,"H2O",null,1995]
[894,2019,"AL","Greene County",10,"CT5","GT","OP","Yes","ARP,CSNOX,CSOSG2,CSSO2G2","CT",null,"NG",{"v":128,"d":"128.0"},{"v":76029.171875,"d":"76,029"},{"v":57452.82421875,"d":"57,453"},{"v":2.31399989128113,"d":"2.3"},{"v":1.75199997425079,"d":"1.8"},{"v":0.119000002741814,"d":"0.1"},{"v":5030.796875,"d":"5,030.8"},null,"EPA/CAMD","EPA/CAMD","EPA/CAMD","EPA/CAMD","EPA/CAMD","EPA/CAMD",null,null,"H2O",null,1995]
[895,2019,"AL","Greene County",10,"CT6","GT","OP","Yes","ARP,CSNOX,CSOSG2,CSSO2G2","CT",null,"NG",{"v":150,"d":"150.0"},{"v":91318.1015625,"d":"91,318"},{"v":70172.875,"d":"70,173"},{"v":3,"d":"3.0"},{"v":2.27999997138977,"d":"2.3"},{"v":0.225999996066093,"d":"0.2"},{"v":6102.40576171875,"d":"6,102.4"},null,"EPA/CAMD","EPA/CAMD","EPA/CAMD","EPA/CAMD","EPA/CAMD","EPA/CAMD",null,null,"H2O",null,1995]
[896,2019,"AL","Greene County",10,"CT7","GT","OP","Yes","ARP,CSNOX,CSOSG2,CSSO2G2","CT",null,"NG",{"v":159,"d":"159.0"},{"v":96487.6015625,"d":"96,488"},{"v":65756.671875,"d":"65,757"},{"v":4.01700019836426,"d":"4.0"},{"v":2.71600008010864,"d":"2.7"},{"v":0.224000006914139,"d":"0.2"},{"v":6397.796875,"d":"6,397.8"},null,"EPA/CAMD","EPA/CAMD","EPA/CAMD","EPA/CAMD","EPA/CAMD","EPA/CAMD",null,null,"H2O",null,1995]
[897,2019,"AL","Greene County",10,"CT8","GT","OP","Yes","ARP,CSNOX,CSOSG2,CSSO2G2","CT",null,"NG",{"v":81,"d":"81.0"},{"v":48337.07421875,"d":"48,337"},{"v":37677.375,"d":"37,677"},{"v":1.69099998474121,"d":"1.7"},{"v":1.28199994564056,"d":"1.3"},{"v":0.317999988794327,"d":"0.3"},{"v":3196.80102539063,"d":"3,196.8"},null,"EPA/CAMD","EPA/CAMD","EPA/CAMD","EPA/CAMD","EPA/CAMD","EPA/CAMD",null,null,"H2O",null,1996]
[898,2019,"AL","Greene County",10,"CT9","GT","OP","Yes","ARP,CSNOX,CSOSG2,CSSO2G2","CT",null,"NG",{"v":115,"d":"115.0"},{"v":62761.55078125,"d":"62,762"},{"v":45135.8515625,"d":"45,136"},{"v":2.19899988174438,"d":"2.2"},{"v":1.55099999904633,"d":"1.6"},{"v":0.259999990463257,"d":"0.3"},{"v":4346.6982421875,"d":"4,346.7"},null,"EPA/CAMD","EPA/CAMD","EPA/CAMD","EPA/CAMD","EPA/CAMD","EPA/CAMD",null,null,"H2O",null,1996]
[899,2019,"AL","Guntersville",48,"1","HY","OP",{"$nulls":4},"WAT",null,{"v":1486073.25,"d":"1,486,073"},{"v":649992,"d":"649,992"},{"$nulls":5},"EIA Prime Mover-level Data","EIA Prime Mover-level Data"]
[900,2019,"AL","Guntersville",48,"2","HY","OP",{"$nulls":4},"WAT",null,{"v":1486073.25,"d":"1,486,073"},{"v":649992,"d":"649,992"},{"$nulls":5},"EIA Prime Mover-level Data","EIA Prime Mover-level Data"]
[901,2019,"AL","Guntersville",48,"3","HY","OP",{"$nulls":4},"WAT",null,{"v":1486073.25,"d":"1,486,073"},{"v":649992,"d":"649,992"},{"$nulls":5},"EIA Prime Mover-level Data","EIA Prime Mover-level Data"]
[902,2019,"AL","Guntersville",48,"4","HY","OP",{"$nulls":4},"WAT",null,{"v":1486073.25,"d":"1,486,073"},{"v":649992,"d":"649,992"},{"$nulls":5},"EIA Prime Mover-level Data","EIA Prime Mover-level Data"]
[903,2019,"AL","H Neely Henry Dam",11,"1","HY","OP",{"$nulls":4},"WAT",null,{"v":747072.6875,"d":"747,073"},{"v":326761.65625,"d":"326,762"},{"$nulls":5},"EIA Prime Mover-level Data","EIA Prime Mover-level Data"]
[904,2019,"AL","H Neely Henry Dam",11,"2","HY","OP",{"$nulls":4},"WAT",null,{"v":747072.6875,"d":"747,073"},{"v":326761.65625,"d":"326,762"},{"$nulls":5},"EIA Prime Mover-level Data","EIA Prime Mover-level Data"]
[905,2019,"AL","H Neely Henry Dam",11,"3","HY","OP",{"$nulls":4},"WAT",null,{"v":747072.6875,"d":"747,073"},{"v":326761.65625,"d":"326,762"},{"$nulls":5},"EIA Prime Mover-level Data","EIA Prime Mover-level Data"]
[906,2019,"AL","Harris Dam",6188,"1","HY","OP",{"$nulls":4},"WAT",null,{"v":703290.5,"d":"703,291"},{"v":307611.5,"d":"307,612"},{"$nulls":5},"EIA Prime Mover-level Data","EIA Prime Mover-level Data"]
[907,2019,"AL","Harris Dam",6188,"2","HY","OP",{"$nulls":4},"WAT",null,{"v":703290.5,"d":"703,291"},{"v":307611.5,"d":"307,612"},{"$nulls":5},"EIA Prime Mover-level Data","EIA Prime Mover-level Data"]
[908,2019,"AL","Hillabee Energy Center",55411,"CT1","CT","OP","Yes","ARP,CSNOX,CSOSG2,CSSO2G2","CC",null,"NG",{"v":7250,"d":"7,250.0"},{"v":17474632,"d":"17,474,632"},{"v":7647830,"d":"7,647,830"},{"v":67.2080001831055,"d":"67.2"},{"v":29.7129993438721,"d":"29.7"},{"v":5.24300003051758,"d":"5.2"},{"v":1038495.4375,"d":"1,038,495.4"},null,"EPA/CAMD","EPA/CAMD","EPA/CAMD","EPA/CAMD","EPA/CAMD","EPA/CAMD",null,null,"DLNB,SCR",null,2009]
[909,2019,"AL","Hillabee Energy Center",55411,"CT2","CT","OP","Yes","ARP,CSNOX,CSOSG2,CSSO2G2","CC",null,"NG",{"v":7468,"d":"7,468.0"},{"v":17905126,"d":"17,905,126"},{"v":7509128,"d":"7,509,128"},{"v":68.9059982299805,"d":"68.9"},{"v":29.2299995422363,"d":"29.2"},{"v":5.37200021743774,"d":"5.4"},{"v":1064076.375,"d":"1,064,076.4"},null,"EPA/CAMD","EPA/CAMD","EPA/CAMD","EPA/CAMD","EPA/CAMD","EPA/CAMD",null,null,"DLNB,SCR",null,2009]
[910,2019,"AL","Hog Bayou Energy Center",55241,"COG01","CT","OP","Yes","ARP,CSNOX,CSOSG2,CSSO2G2","CC",null,"NG",{"v":5032,"d":"5,032.0"},{"v":8107378.5,"d":"8,107,379"},{"v":5416697.5,"d":"5,416,698"},{"v":41.5400009155273,"d":"41.5"},{"v":27.1159992218018,"d":"27.1"},{"v":2.43199992179871,"d":"2.4"},{"v":481808.75,"d":"481,808.8"},null,"EPA/CAMD","EPA/CAMD","EPA/CAMD","EPA/CAMD","EPA/CAMD","EPA/CAMD",null,null,"DLNB,H2O,SCR",null,2001]
[911,2019,"AL","Holt Dam",12,"1","HY","OP",{"$nulls":4},"WAT",null,{"v":1511275,"d":"1,511,275"},{"v":661015,"d":"661,015"},{"$nulls":5},"EIA Prime Mover-level Data","EIA Prime Mover-level Data"]
[912,2019,"AL","International Paper Pine Hill Mill",54752,"1PB","ST","OP",{"$nulls":3},1,"WDS",null,{"v":2938150.5,"d":"2,938,151"},{"v":1262581.75,"d":"1,262,582"},{"v":131.139007568359,"d":"131.1"},{"v":61.4480018615723,"d":"61.4"},{"v":23.4304008483887,"d":"23.4"},{"v":248969.828125,"d":"248,969.8"},null,"EIA Unit-level Data","EIA Unit-Level Data","Estimated using emissions factor","Estimated using emissions factor","Estimated using emissions factor and plant-specific sulfur content","Estimated using emissions factor"]
[913,2019,"AL","International Paper Pine Hill Mill",54752,"2PB","ST","OP",{"$nulls":3},1,"WDS",null,{"v":5850228.5,"d":"5,850,229"},{"v":2580333,"d":"2,580,333"},{"v":261.113006591797,"d":"261.1"},{"v":122.350997924805,"d":"122.4"},{"v":64.4429016113281,"d":"64.4"},{"v":564540,"d":"564,540.0"},null,"EIA Unit-level Data","EIA Unit-Level Data","Estimated using emissions factor","Estimated using emissions factor","Estimated using emissions factor and plant-specific sulfur content","Estimated using emissions factor"]
[914,2019,"AL","International Paper Pine Hill Mill",54752,"RECB","ST","OP",{"$nulls":3},1,"BLQ",null,{"v":7723464.5,"d":"7,723,465"},{"v":3288519,"d":"3,288,519"},{"v":520.065002441406,"d":"520.1"},{"v":221.962005615234,"d":"222.0"},{"v":2453.7099609375,"d":"2,453.7"},{"v":844513.625,"d":"844,513.6"},null,"EIA Unit-level Data","EIA Unit-Level Data","Estimated using emissions factor","Estimated using emissions factor","Estimated using emissions factor and plant-specific sulfur content","Estimated using emissions factor"]
[915,2019,"AL","International Paper-Prattville Mill",52140,"Z006","ST","OP","Yes","SIPNOX","OTHER BOILER",null,"NG",{"v":8605,"d":"8,605.0"},{"v":2661981,"d":"2,661,981"},{"v":1177554.875,"d":"1,177,555"},{"v":418.011993408203,"d":"418.0"},{"v":184.494003295898,"d":"184.5"},{"v":8.21150016784668,"d":"8.2"},{"v":155578.21875,"d":"155,578.2"},null,"EPA/CAMD","EPA/CAMD","EPA/CAMD","EPA/CAMD","Estimated using emissions factor","Estimated using emissions factor",{"$nulls":4},1967]
[916,2019,"AL","International Paper-Prattville Mill",52140,"Z008","ST","OP","Yes","SIPNOX","OTHER BOILER",null,"BLQ",{"v":8760,"d":"8,760.0"},{"v":3433626.25,"d":"3,433,626"},{"v":1422157.625,"d":"1,422,158"},{"v":349.735992431641,"d":"349.7"},{"v":141.753997802734,"d":"141.8"},{"v":3431.50146484375,"d":"3,431.5"},{"v":380562.125,"d":"380,562.1"},null,"EPA/CAMD","EPA/CAMD","EPA/CAMD","EPA/CAMD","Estimated using emissions factor","Estimated using emissions factor",{"$nulls":4},1980]
[917,2019,"AL","International Paper-Riverdale Mill",54096,"X026","CT","OP","Yes","SIPNOX","CC",null,"NG",{"v":3384,"d":"3,384.0"},{"v":2853116.5,"d":"2,853,117"},{"v":1312978.375,"d":"1,312,978"},{"v":576.890991210938,"d":"576.9"},{"v":46.2099990844727,"d":"46.2"},{"v":5.54850006103516,"d":"5.5"},{"v":166749.046875,"d":"166,749.0"},null,"EIA non-ozone season distributed and EPA/CAMD ozone season","EPA/CAMD","Estimated using emissions factor and EIA data for non-ozone season and EPA/CAMD ozone season emissions","EPA/CAMD","Estimated using emissions factor","Estimated using emissions factor",null,null,"STM",null,1994]
[918,2019,"AL","International Paper-Riverdale Mill",54096,"Z007","ST","OP","Yes","SIPNOX","WALL",null,"NG",{"v":2728,"d":"2,728.0"},{"v":7561234,"d":"7,561,234"},{"v":350676.1875,"d":"350,676"},{"v":1094.60400390625,"d":"1,094.6"},{"v":118.890998840332,"d":"118.9"},{"v":5.96859979629517,"d":"6.0"},{"v":441912.75,"d":"441,912.8"},null,"EIA non-ozone season distributed and EPA/CAMD ozone season","EPA/CAMD","Estimated using emissions factor and EIA data for non-ozone season and EPA/CAMD ozone season emissions","EPA/CAMD","Estimated using emissions factor","Estimated using emissions factor",{"$nulls":4},1966]
[919,2019,"AL","James H Miller Jr",6002,"1","ST","OP","Yes","ARP,CSNOX,CSOSG2,CSSO2G2,MATS","WALL",1,"SUB",{"v":8420,"d":"8,420.0"},{"v":52927812,"d":"52,927,812"},{"v":21841688,"d":"21,841,688"},{"v":1681.44104003906,"d":"1,681.4"},{"v":680.815002441406,"d":"680.8"},{"v":257.260009765625,"d":"257.3"},{"v":5551071,"d":"5,551,071.0"},{"v":40.6500015258789,"d":"40.7"},"EPA/CAMD","EPA/CAMD","EPA/CAMD","EPA/CAMD","EPA/CAMD","EPA/CAMD","EPA/CAMD","WLS","LNB,SCR",null,1978]
[920,2019,"AL","James H Miller Jr",6002,"2","ST","OP","Yes","ARP,CSNOX,CSOSG2,CSSO2G2,MATS","WALL",1,"SUB",{"v":8208,"d":"8,208.0"},{"v":49340764,"d":"49,340,764"},{"v":21873390,"d":"21,873,390"},{"v":1638.47998046875,"d":"1,638.5"},{"v":696.5009765625,"d":"696.5"},{"v":178.205001831055,"d":"178.2"},{"v":5174858,"d":"5,174,858.0"},{"v":29.2600002288818,"d":"29.3"},"EPA/CAMD","EPA/CAMD","EPA/CAMD","EPA/CAMD","EPA/CAMD","EPA/CAMD","EPA/CAMD","WLS","LNB,SCR",null,1985]
[921,2019,"AL","James H Miller Jr",6002,"3","ST","OP","Yes","ARP,CSNOX,CSOSG2,CSSO2G2,MATS","WALL",1,"SUB",{"v":7794,"d":"7,794.0"},{"v":47620700,"d":"47,620,700"},{"v":22923708,"d":"22,923,708"},{"v":1846.02404785156,"d":"1,846.0"},{"v":831.317993164063,"d":"831.3"},{"v":232.572006225586,"d":"232.6"},{"v":4994463,"d":"4,994,463.0"},{"v":30.7399997711182,"d":"30.7"},"EPA/CAMD","EPA/CAMD","EPA/CAMD","EPA/CAMD","EPA/CAMD","EPA/CAMD","EPA/CAMD","WLS","LNB,SCR",null,1989]
[922,2019,"AL","James H Miller Jr",6002,"4","ST","OP","Yes","ARP,CSNOX,CSOSG2,CSSO2G2,MATS","WALL",1,"SUB",{"v":7585,"d":"7,585.0"},{"v":50007276,"d":"50,007,276"},{"v":21211120,"d":"21,211,120"},{"v":1641.28405761719,"d":"1,641.3"},{"v":686.8740234375,"d":"686.9"},{"v":297.923004150391,"d":"297.9"},{"v":5244759.5,"d":"5,244,759.5"},{"v":37.5499992370605,"d":"37.5"},"EPA/CAMD","EPA/CAMD","EPA/CAMD","EPA/CAMD","EPA/CAMD","EPA/CAMD","EPA/CAMD","WLS","LNB,SCR",null,1991]
[923,2019,"AL","Jones Bluff",6131,"1","HY","OP",{"$nulls":4},"WAT",null,{"v":563737.75,"d":"563,738"},{"v":246572.75,"d":"246,573"},{"$nulls":5},"EIA Prime Mover-level Data","EIA Prime Mover-level Data"]
[924,2019,"AL","Jones Bluff",6131,"2","HY","OP",{"$nulls":4},"WAT",null,{"v":563737.75,"d":"563,738"},{"v":246572.75,"d":"246,573"},{"$nulls":5},"EIA Prime Mover-level Data","EIA Prime Mover-level Data"]
[925,2019,"AL","Jones Bluff",6131,"3","HY","OP",{"$nulls":4},"WAT",null,{"v":563737.75,"d":"563,738"},{"v":246572.75,"d":"246,573"},{"$nulls":5},"EIA Prime Mover-level Data","EIA Prime Mover-level Data"]
[926,2019,"AL","Jones Bluff",6131,"4","HY","OP",{"$nulls":4},"WAT",null,{"v":563737.75,"d":"563,738"},{"v":246572.75,"d":"246,573"},{"$nulls":5},"EIA Prime Mover-level Data","EIA Prime Mover-level Data"]
[927,2019,"AL","Jordan Dam",13,"1","HY","OP",{"$nulls":4},"WAT",null,{"v":890181.5,"d":"890,182"},{"v":389355.25,"d":"389,355"},{"$nulls":5},"EIA Prime Mover-level Data","EIA Prime Mover-level Data"]
[928,2019,"AL","Jordan Dam",13,"2","HY","OP",{"$nulls":4},"WAT",null,{"v":890181.5,"d":"890,182"},{"v":389355.25,"d":"389,355"},{"$nulls":5},"EIA Prime Mover-level Data","EIA Prime Mover-level Data"]
[929,2019,"AL","Jordan Dam",13,"3","HY","OP",{"$nulls":4},"WAT",null,{"v":890181.5,"d":"890,182"},{"v":389355.25,"d":"389,355"},{"$nulls":5},"EIA Prime Mover-level Data","EIA Prime Mover-level Data"]
[930,2019,"AL","Jordan Dam",13,"4","HY","OP",{"$nulls":4},"WAT",null,{"v":890181.5,"d":"890,182"},{"v":389355.25,"d":"389,355"},{"$nulls":5},"EIA Prime Mover-level Data","EIA Prime Mover-level Data"]
[931,2019,"AL","Joseph M Farley",6001,"1","ST","OP",{"$nulls":4},"NUC",null,{"v":73124848,"d":"73,124,848"},{"v":33244424,"d":"33,244,424"},{"$nulls":5},"EIA Prime Mover-level Data","EIA Prime Mover-level Data"]
[932,2019,"AL","Joseph M Farley",6001,"2","ST","OP",{"$nulls":4},"NUC",null,{"v":74488256,"d":"74,488,256"},{"v":32323032,"d":"32,323,032"},{"$nulls":5},"EIA Prime Mover-level Data","EIA Prime Mover-level Data"]
[933,2019,"AL","Kimberly Clark Mobile - CHP Plant",62449,"GT100","GT","OP",{"$nulls":4},"NG",null,{"v":1432900,"d":"1,432,900"},{"v":892270.5,"d":"892,271"},{"v":225.432006835938,"d":"225.4"},{"v":140.376998901367,"d":"140.4"},{"v":2.28979992866516,"d":"2.3"},{"v":83745.1640625,"d":"83,745.2"},null,"EIA Prime Mover-level Data","EIA Prime Mover-level Data","Estimated using emissions factor","Estimated using emissions factor","Estimated using emissions factor","Estimated using emissions factor"]
[934,2019,"AL","Kimberly Clark Mobile - CHP Plant",62449,"GT200","GT","OP",{"$nulls":4},"NG",null,{"v":1432900,"d":"1,432,900"},{"v":892270.5,"d":"892,271"},{"v":225.432006835938,"d":"225.4"},{"v":140.376998901367,"d":"140.4"},{"v":2.28979992866516,"d":"2.3"},{"v":83745.1640625,"d":"83,745.2"},null,"EIA Prime Mover-level Data","EIA Prime Mover-level Data","Estimated using emissions factor","Estimated using emissions factor","Estimated using emissions factor","Estimated using emissions factor"]
[935,2019,"AL","LaFayette Solar Farm",60583,"PV1","PV","OP",{"$nulls":4},"SUN",null,{"v":1488089,"d":"1,488,089"},{"v":810711,"d":"810,711"},{"$nulls":5},"EIA Prime Mover-level Data","EIA Prime Mover-level Data"]
[936,2019,"AL","Langdale",711,"5","HY","RE",{"$nulls":4},"WAT"]
[937,2019,"AL","Langdale",711,"6","HY","RE",{"$nulls":4},"WAT"]
[938,2019,"AL","Lay Dam",15,"1","HY","OP",{"$nulls":4},"WAT",null,{"v":990359,"d":"990,359"},{"v":433171.84375,"d":"433,172"},{"$nulls":5},"EIA Prime Mover-level Data","EIA Prime Mover-level Data"]
[939,2019,"AL","Lay Dam",15,"2","HY","OP",{"$nulls":4},"WAT",null,{"v":990359,"d":"990,359"},{"v":433171.84375,"d":"433,172"},{"$nulls":5},"EIA Prime Mover-level Data","EIA Prime Mover-level Data"]
[940,2019,"AL","Lay Dam",15,"3","HY","OP",{"$nulls":4},"WAT",null,{"v":990359,"d":"990,359"},{"v":433171.84375,"d":"433,172"},{"$nulls":5},"EIA Prime Mover-level Data","EIA Prime Mover-level Data"]
[941,2019,"AL","Lay Dam",15,"4","HY","OP",{"$nulls":4},"WAT",null,{"v":990359,"d":"990,359"},{"v":433171.84375,"d":"433,172"},{"$nulls":5},"EIA Prime Mover-level Data","EIA Prime Mover-level Data"]
[942,2019,"AL","Lay Dam",15,"5","HY","OP",{"$nulls":4},"WAT",null,{"v":990359,"d":"990,359"},{"v":433171.84375,"d":"433,172"},{"$nulls":5},"EIA Prime Mover-level Data","EIA Prime Mover-level Data"]
[943,2019,"AL","Lay Dam",15,"6","HY","OP",{"$nulls":4},"WAT",null,{"v":990359,"d":"990,359"},{"v":433171.84375,"d":"433,172"},{"$nulls":5},"EIA Prime Mover-level Data","EIA Prime Mover-level Data"]
[944,2019,"AL","Lewis Smith Dam",18,"1","HY","OP",{"$nulls":4},"WAT",null,{"v":1826575.5,"d":"1,826,576"},{"v":798924,"d":"798,924"},{"$nulls":5},"EIA Prime Mover-level Data","EIA Prime Mover-level Data"]
[945,2019,"AL","Lewis Smith Dam",18,"2","HY","OP",{"$nulls":4},"WAT",null,{"v":1826575.5,"d":"1,826,576"},{"v":798924,"d":"798,924"},{"$nulls":5},"EIA Prime Mover-level Data","EIA Prime Mover-level Data"]
[946,2019,"AL","Logan Martin Dam",14,"1","HY","OP",{"$nulls":4},"WAT",null,{"v":1323995,"d":"1,323,995"},{"v":579100.6875,"d":"579,101"},{"$nulls":5},"EIA Prime Mover-level Data","EIA Prime Mover-level Data"]
[947,2019,"AL","Logan Martin Dam",14,"2","HY","OP",{"$nulls":4},"WAT",null,{"v":1323995,"d":"1,323,995"},{"v":579100.6875,"d":"579,101"},{"$nulls":5},"EIA Prime Mover-level Data","EIA Prime Mover-level Data"]
[948,2019,"AL","Logan Martin Dam",14,"3","HY","OP",{"$nulls":4},"WAT",null,{"v":1323995,"d":"1,323,995"},{"v":579100.6875,"d":"579,101"},{"$nulls":5},"EIA Prime Mover-level Data","EIA Prime Mover-level Data"]
[949,2019,"AL","Martin Dam",16,"1","HY","OP",{"$nulls":4},"WAT",null,{"v":874098.0625,"d":"874,098"},{"v":382320.90625,"d":"382,321"},{"$nulls":5},"EIA Prime Mover-level Data","EIA Prime Mover-level Data"]
[950,2019,"AL","Martin Dam",16,"2","HY","OP",{"$nulls":4},"WAT",null,{"v":874098.0625,"d":"874,098"},{"v":382320.90625,"d":"382,321"},{"$nulls":5},"EIA Prime Mover-level Data","EIA Prime Mover-level Data"]
[951,2019,"AL","Martin Dam",16,"3","HY","OP",{"$nulls":4},"WAT",null,{"v":874098.0625,"d":"874,098"},{"v":382320.90625,"d":"382,321"},{"$nulls":5},"EIA Prime Mover-level Data","EIA Prime Mover-level Data"]
[952,2019,"AL","Martin Dam",16,"4","HY","OP",{"$nulls":4},"WAT",null,{"v":1044738.75,"d":"1,044,739"},{"v":456957.25,"d":"456,957"},{"$nulls":5},"EIA Prime Mover-level Data","EIA Prime Mover-level Data"]
[953,2019,"AL","McIntosh (7063)",7063,"**1","CE","OP","Yes","ARP,CSNOX,CSOSG2,CSSO2G2","OTHER TURBINE",null,"NG",{"v":227,"d":"227.0"},{"v":29888.18359375,"d":"29,888"},{"v":7577.623046875,"d":"7,578"},{"v":3.23200011253357,"d":"3.2"},{"v":0.800999999046326,"d":"0.8"},{"v":0.00899999961256981,"d":"0.0"},{"v":1776.14697265625,"d":"1,776.1"},null,"EPA/CAMD","EPA/CAMD","EPA/CAMD","EPA/CAMD","EPA/CAMD","EPA/CAMD",{"$nulls":4},1991]
[954,2019,"AL","McIntosh (7063)",7063,"**2","GT","OP","Yes","ARP,CSNOX,CSOSG2,CSSO2G2","CT",null,"NG",{"v":392,"d":"392.0"},{"v":312604.5,"d":"312,605"},{"v":192857.921875,"d":"192,858"},{"v":11.0909996032715,"d":"11.1"},{"v":6.17700004577637,"d":"6.2"},{"v":0.0949999988079071,"d":"0.1"},{"v":18584.427734375,"d":"18,584.4"},null,"EPA/CAMD","EPA/CAMD","EPA/CAMD","EPA/CAMD","EPA/CAMD","EPA/CAMD",null,null,"DLNB",null,1998]
[955,2019,"AL","McIntosh (7063)",7063,"**3","GT","OP","Yes","ARP,CSNOX,CSOSG2,CSSO2G2","CT",null,"NG",{"v":842,"d":"842.0"},{"v":716482.125,"d":"716,482"},{"v":496794.3125,"d":"496,794"},{"v":20.3400001525879,"d":"20.3"},{"v":13.1940002441406,"d":"13.2"},{"v":0.216000005602837,"d":"0.2"},{"v":42590.015625,"d":"42,590.0"},null,"EPA/CAMD","EPA/CAMD","EPA/CAMD","EPA/CAMD","EPA/CAMD","EPA/CAMD",null,null,"DLNB",null,1998]
[956,2019,"AL","McIntosh (7063)",7063,"**4","GT","OP","Yes","ARP,CSNOX,CSOSG2,CSSO2G2","CT",null,"NG",{"v":2271,"d":"2,271.0"},{"v":3497488.25,"d":"3,497,488"},{"v":2313597.25,"d":"2,313,597"},{"v":63.2350006103516,"d":"63.2"},{"v":40.2700004577637,"d":"40.3"},{"v":1.04900002479553,"d":"1.0"},{"v":207851.546875,"d":"207,851.5"},null,"EPA/CAMD","EPA/CAMD","EPA/CAMD","EPA/CAMD","EPA/CAMD","EPA/CAMD",null,null,"DLNB",null,2010]
[957,2019,"AL","McIntosh (7063)",7063,"**5","GT","OP","Yes","ARP,CSNOX,CSOSG2,CSSO2G2","CT",null,"NG",{"v":1587,"d":"1,587.0"},{"v":2482261,"d":"2,482,261"},{"v":1679203.625,"d":"1,679,204"},{"v":46.3800010681152,"d":"46.4"},{"v":29.1599998474121,"d":"29.2"},{"v":0.745000004768372,"d":"0.7"},{"v":147519.046875,"d":"147,519.0"},null,"EPA/CAMD","EPA/CAMD","EPA/CAMD","EPA/CAMD","EPA/CAMD","EPA/CAMD",null,null,"DLNB",null,2010]
[958,2019,"AL","McWilliams",533,"**4","CT","OP","Yes","ARP,CSNOX,CSOSG2,CSSO2G2","CC",null,"NG",{"v":3367,"d":"3,367.0"},{"v":3182543.25,"d":"3,182,543"},{"v":1195638.375,"d":"1,195,638"},{"v":77.0179977416992,"d":"77.0"},{"v":26.7399997711182,"d":"26.7"},{"v":0.940999984741211,"d":"0.9"},{"v":189131.5,"d":"189,131.5"},null,"EPA/CAMD","EPA/CAMD","EPA/CAMD","EPA/CAMD","EPA/CAMD","EPA/CAMD",null,null,"DLNB,H2O",null,1996]
[959,2019,"AL","McWilliams",533,"**V1","CT","OP","Yes","ARP,CSNOX,CSOSG2,CSSO2G2","CC",null,"NG",{"v":6653,"d":"6,653.0"},{"v":11376150,"d":"11,376,150"},{"v":5909380,"d":"5,909,380"},{"v":64.7740020751953,"d":"64.8"},{"v":32.5480003356934,"d":"32.5"},{"v":3.41300010681152,"d":"3.4"},{"v":676069.75,"d":"676,069.8"},null,"EPA/CAMD","EPA/CAMD","EPA/CAMD","EPA/CAMD","EPA/CAMD","EPA/CAMD",null,null,"DLNB,SCR",null,2001]
[960,2019,"AL","McWilliams",533,"**V2","CT","OP","Yes","ARP,CSNOX,CSOSG2,CSSO2G2","CC",null,"NG",{"v":6685,"d":"6,685.0"},{"v":11624961,"d":"11,624,961"},{"v":6392735.5,"d":"6,392,736"},{"v":64.9469985961914,"d":"64.9"},{"v":35.6030006408691,"d":"35.6"},{"v":3.48799991607666,"d":"3.5"},{"v":690854.0625,"d":"690,854.1"},null,"EPA/CAMD","EPA/CAMD","EPA/CAMD","EPA/CAMD","EPA/CAMD","EPA/CAMD",null,null,"DLNB,SCR",null,2001]
[961,2019,"AL","Millers Ferry",38,"1","HY","OP",{"$nulls":4},"WAT",null,{"v":866955.3125,"d":"866,955"},{"v":379196.65625,"d":"379,197"},{"$nulls":5},"EIA Prime Mover-level Data","EIA Prime Mover-level Data"]
[962,2019,"AL","Millers Ferry",38,"2","HY","OP",{"$nulls":4},"WAT",null,{"v":866955.3125,"d":"866,955"},{"v":379196.65625,"d":"379,197"},{"$nulls":5},"EIA Prime Mover-level Data","EIA Prime Mover-level Data"]
[963,2019,"AL","Millers Ferry",38,"3","HY","OP",{"$nulls":4},"WAT",null,{"v":866955.3125,"d":"866,955"},{"v":379196.65625,"d":"379,197"},{"$nulls":5},"EIA Prime Mover-level Data","EIA Prime Mover-level Data"]
[964,2019,"AL","Mitchell Dam",17,"4","HY","OP",{"$nulls":4},"WAT",null,{"v":564852.5,"d":"564,853"},{"v":247060.125,"d":"247,060"},{"$nulls":5},"EIA Prime Mover-level Data","EIA Prime Mover-level Data"]
[965,2019,"AL","Mitchell Dam",17,"5","HY","OP",{"$nulls":4},"WAT",null,{"v":1412131.125,"d":"1,412,131"},{"v":617650.3125,"d":"617,650"},{"$nulls":5},"EIA Prime Mover-level Data","EIA Prime Mover-level Data"]
[966,2019,"AL","Mitchell Dam",17,"6","HY","OP",{"$nulls":4},"WAT",null,{"v":1412131.125,"d":"1,412,131"},{"v":617650.3125,"d":"617,650"},{"$nulls":5},"EIA Prime Mover-level Data","EIA Prime Mover-level Data"]
[967,2019,"AL","Mitchell Dam",17,"7","HY","OP",{"$nulls":4},"WAT",null,{"v":1412131.125,"d":"1,412,131"},{"v":617650.3125,"d":"617,650"},{"$nulls":5},"EIA Prime Mover-level Data","EIA Prime Mover-level Data"]
[968,2019,"AL","Mobile Energy Services LLC",50407,"5PB","ST","RE",null,null,"TANGENTIAL",2,"WDS",null,0,0,{"v":0,"d":"0.0"},{"v":0,"d":"0.0"},{"v":0,"d":"0.0"},{"v":0,"d":"0.0"},null,"EIA Unit-level Data","EIA Unit-Level Data","Estimated using emissions factor","Estimated using emissions factor","Estimated using emissions factor","Estimated using emissions factor"]
[969,2019,"AL","Mobile Energy Services LLC",50407,"7PB","ST","OP",null,null,"TANGENTIAL",2,"NG",null,{"v":925235.4375,"d":"925,235"},0,{"v":77.5589981079102,"d":"77.6"},{"v":0,"d":"0.0"},{"v":0.273699998855591,"d":"0.3"},{"v":54074.94921875,"d":"54,074.9"},null,"EIA Unit-level Data","EIA Unit-Level Data","Estimated using emissions factor","Estimated using emissions factor","Estimated using emissions factor and plant-specific sulfur content","Estimated using emissions factor"]
[970,2019,"AL","Mobile Energy Services LLC",50407,"8PB","ST","OP",null,null,"TANGENTIAL",2,"WDS",null,0,0,{"v":0,"d":"0.0"},{"v":0,"d":"0.0"},{"v":0,"d":"0.0"},{"v":0,"d":"0.0"},null,"EIA Unit-level Data","EIA Unit-Level Data","Estimated using emissions factor","Estimated using emissions factor","Estimated using emissions factor and plant-specific sulfur content","Estimated using emissions factor"]
[971,2019,"AL","Mobile Energy Services LLC",50407,"8RB","ST","OP",null,null,"TANGENTIAL",2,"WDS",null,0,0,{"v":0,"d":"0.0"},{"v":0,"d":"0.0"},{"v":0,"d":"0.0"},{"v":0,"d":"0.0"},null,"EIA Unit-level Data","EIA Unit-Level Data","Estimated using emissions factor","Estimated using emissions factor","Estimated using emissions factor and plant-specific sulfur content","Estimated using emissions factor"]
[972,2019,"AL","Mobile Energy Services LLC",50407,"GEN3","ST","RE",{"$nulls":4},"BIT"]
[973,2019,"AL","Morgan Energy Center",55293,"CT-1","CT","OP","Yes","ARP,CSNOX,CSOSG2,CSSO2G2","CC",null,"NG",{"v":6695,"d":"6,695.0"},{"v":10064908,"d":"10,064,908"},{"v":3938858.25,"d":"3,938,858"},{"v":41.2029991149902,"d":"41.2"},{"v":17.1380004882813,"d":"17.1"},{"v":3.01999998092651,"d":"3.0"},{"v":598148.4375,"d":"598,148.4"},null,"EPA/CAMD","EPA/CAMD","EPA/CAMD","EPA/CAMD","EPA/CAMD","EPA/CAMD",null,null,"DLNB,SCR",null,2003]
[974,2019,"AL","Morgan Energy Center",55293,"CT-2","CT","OP","Yes","ARP,CSNOX,CSOSG2,CSSO2G2","CC",null,"NG",{"v":5042,"d":"5,042.0"},{"v":7794934,"d":"7,794,934"},{"v":4261717.5,"d":"4,261,718"},{"v":30.1989994049072,"d":"30.2"},{"v":16.0709991455078,"d":"16.1"},{"v":2.33899998664856,"d":"2.3"},{"v":463241.1875,"d":"463,241.2"},null,"EPA/CAMD","EPA/CAMD","EPA/CAMD","EPA/CAMD","EPA/CAMD","EPA/CAMD",null,null,"DLNB,SCR",null,2003]
[975,2019,"AL","Morgan Energy Center",55293,"CT-3","CT","OP","Yes","ARP,CSNOX,CSOSG2,CSSO2G2","CC",null,"NG",{"v":4490,"d":"4,490.0"},{"v":7080830.5,"d":"7,080,831"},{"v":3194857,"d":"3,194,857"},{"v":28.2950000762939,"d":"28.3"},{"v":12.9099998474121,"d":"12.9"},{"v":2.12400007247925,"d":"2.1"},{"v":420802.03125,"d":"420,802.0"},null,"EPA/CAMD","EPA/CAMD","EPA/CAMD","EPA/CAMD","EPA/CAMD","EPA/CAMD",null,null,"DLNB,SCR",null,2003]
[976,2019,"AL","Muscle Shoals",62462,"GEN01","PV","L",{"$nulls":4},"SUN"]
[977,2019,"AL","Packaging Corporation of America Jackson Mill",55044,"PB3","ST","OP",{"$nulls":3},1,"NG",null,{"v":575445.25,"d":"575,445"},{"v":131251.984375,"d":"131,252"},{"v":8.08500003814697,"d":"8.1"},{"v":1.9559999704361,"d":"2.0"},{"v":0.919600009918213,"d":"0.9"},{"v":33631.625,"d":"33,631.6"},null,"EIA Unit-level Data","EIA Unit-Level Data","Estimated based on unit-level NOx emission rates","Estimated based on unit-level NOx ozone season emission rates","Estimated using emissions factor and plant-specific sulfur content","Estimated using emissions factor"]
[978,2019,"AL","Packaging Corporation of America Jackson Mill",55044,"PB4","ST","OP",{"$nulls":3},1,"NG",null,{"v":1031098.6875,"d":"1,031,099"},{"v":434638.375,"d":"434,638"},{"v":19.4360008239746,"d":"19.4"},{"v":7.6710000038147,"d":"7.7"},{"v":1.64769995212555,"d":"1.6"},{"v":60262.078125,"d":"60,262.1"},null,"EIA Unit-level Data","EIA Unit-Level Data","Estimated based on unit-level NOx emission rates","Estimated based on unit-level NOx ozone season emission rates","Estimated using emissions factor and plant-specific sulfur content","Estimated using emissions factor"]
[979,2019,"AL","Packaging Corporation of America Jackson Mill",55044,"PB5","ST","OP",{"$nulls":3},1,"NG",null,{"v":1157551.25,"d":"1,157,551"},{"v":401374.46875,"d":"401,374"},{"v":22.5139999389648,"d":"22.5"},{"v":7.96700000762939,"d":"8.0"},{"v":1.84979999065399,"d":"1.8"},{"v":67652.5390625,"d":"67,652.5"},null,"EIA Unit-level Data","EIA Unit-Level Data","Estimated based on unit-level NOx emission rates","Estimated based on unit-level NOx ozone season emission rates","Estimated using emissions factor and plant-specific sulfur content","Estimated using emissions factor"]
[980,2019,"AL","Packaging Corporation of America Jackson Mill",55044,"RB1","ST","OP",{"$nulls":3},1,"BLQ",null,{"v":5581903,"d":"5,581,903"},{"v":2339054,"d":"2,339,054"},{"v":349.25,"d":"349.3"},{"v":146.380004882813,"d":"146.4"},{"v":1635.0927734375,"d":"1,635.1"},{"v":618067.3125,"d":"618,067.3"},null,"EIA Unit-level Data","EIA Unit-Level Data","Estimated using emissions factor","Estimated using emissions factor","Estimated using emissions factor and plant-specific sulfur content","Estimated using emissions factor"]
[981,2019,"AL","Pinckard Solar",62787,"PCKND","PV","IP",{"$nulls":4},"SUN"]
[982,2019,"AL","Plant H. Allen Franklin",7710,"1A","CT","OP","Yes","ARP,CSNOX,CSOSG2,CSSO2G2","CC",1,"NG",{"v":7895,"d":"7,895.0"},{"v":13969295,"d":"13,969,295"},{"v":6521608,"d":"6,521,608"},{"v":59.6800003051758,"d":"59.7"},{"v":27.2099990844727,"d":"27.2"},{"v":4.19099998474121,"d":"4.2"},{"v":830173.8125,"d":"830,173.8"},null,"EPA/CAMD","EPA/CAMD","EPA/CAMD","EPA/CAMD","EPA/CAMD","EPA/CAMD",null,null,"DLNB,SCR",null,2001]
[983,2019,"AL","Plant H. Allen Franklin",7710,"1B","CT","OP","Yes","ARP,CSNOX,CSOSG2,CSSO2G2","CC",1,"NG",{"v":7919,"d":"7,919.0"},{"v":14112796,"d":"14,112,796"},{"v":6668149,"d":"6,668,149"},{"v":59.5629997253418,"d":"59.6"},{"v":27.4330005645752,"d":"27.4"},{"v":4.23400020599365,"d":"4.2"},{"v":838705.5625,"d":"838,705.6"},null,"EPA/CAMD","EPA/CAMD","EPA/CAMD","EPA/CAMD","EPA/CAMD","EPA/CAMD",null,null,"DLNB,SCR",null,2001]
[984,2019,"AL","Plant H. Allen Franklin",7710,"2A","CT","OP","Yes","ARP,CSNOX,CSOSG2,CSSO2G2","CC",1,"NG",{"v":8067,"d":"8,067.0"},{"v":14922321,"d":"14,922,321"},{"v":7044244,"d":"7,044,244"},{"v":62.9609985351563,"d":"63.0"},{"v":29.507999420166,"d":"29.5"},{"v":4.47700023651123,"d":"4.5"},{"v":886808.875,"d":"886,808.9"},null,"EPA/CAMD","EPA/CAMD","EPA/CAMD","EPA/CAMD","EPA/CAMD","EPA/CAMD",null,null,"DLNB,SCR",null,2003]
[985,2019,"AL","Plant H. Allen Franklin",7710,"2B","CT","OP","Yes","ARP,CSNOX,CSOSG2,CSSO2G2","CC",1,"NG",{"v":7879,"d":"7,879.0"},{"v":14556925,"d":"14,556,925"},{"v":7009113,"d":"7,009,113"},{"v":62.8569984436035,"d":"62.9"},{"v":29.3540000915527,"d":"29.4"},{"v":4.36700010299683,"d":"4.4"},{"v":865094.3125,"d":"865,094.3"},null,"EPA/CAMD","EPA/CAMD","EPA/CAMD","EPA/CAMD","EPA/CAMD","EPA/CAMD",null,null,"DLNB,SCR",null,2003]
[986,2019,"AL","Plant H. Allen Franklin",7710,"3A","CT","OP","Yes","ARP,CSNOX,CSOSG2,CSSO2G2","CC",1,"NG",{"v":7594,"d":"7,594.0"},{"v":14399071,"d":"14,399,071"},{"v":6321941.5,"d":"6,321,942"},{"v":60.0180015563965,"d":"60.0"},{"v":26.5340003967285,"d":"26.5"},{"v":4.32000017166138,"d":"4.3"},{"v":855721.25,"d":"855,721.3"},null,"EPA/CAMD","EPA/CAMD","EPA/CAMD","EPA/CAMD","EPA/CAMD","EPA/CAMD",null,null,"DLNB,SCR",null,2008]
[987,2019,"AL","Plant H. Allen Franklin",7710,"3B","CT","OP","Yes","ARP,CSNOX,CSOSG2,CSSO2G2","CC",1,"NG",{"v":7530,"d":"7,530.0"},{"v":14088804,"d":"14,088,804"},{"v":6195673.5,"d":"6,195,674"},{"v":61.3800010681152,"d":"61.4"},{"v":27.0480003356934,"d":"27.0"},{"v":4.22700023651123,"d":"4.2"},{"v":837281.25,"d":"837,281.3"},null,"EPA/CAMD","EPA/CAMD","EPA/CAMD","EPA/CAMD","EPA/CAMD","EPA/CAMD",null,null,"DLNB,SCR",null,2008]
[988,2019,"AL","Point A",55,"1","HY","OP",{"$nulls":4},"WAT",null,{"v":29322.76953125,"d":"29,323"},{"v":12825.5380859375,"d":"12,826"},{"$nulls":5},"EIA Prime Mover-level Data","EIA Prime Mover-level Data"]
[989,2019,"AL","Point A",55,"2","HY","OP",{"$nulls":4},"WAT",null,{"v":29322.76953125,"d":"29,323"},{"v":12825.5380859375,"d":"12,826"},{"$nulls":5},"EIA Prime Mover-level Data","EIA Prime Mover-level Data"]
[990,2019,"AL","Point A",55,"3","HY","OP",{"$nulls":4},"WAT",null,{"v":36653.4609375,"d":"36,653"},{"v":16031.9228515625,"d":"16,032"},{"$nulls":5},"EIA Prime Mover-level Data","EIA Prime Mover-level Data"]
[991,2019,"AL","Redstone Arsenal Hybrid",61901,"BA","BA","OP",{"$nulls":4},"MWH",null,0,0,{"$nulls":5},"EIA Prime Mover-level Data","EIA Prime Mover-level Data"]
[992,2019,"AL","Redstone Arsenal Hybrid",61901,"REDST","PV","OP",{"$nulls":4},"SUN",null,{"v":161777,"d":"161,777"},{"v":87477,"d":"87,477"},{"$nulls":5},"EIA Prime Mover-level Data","EIA Prime Mover-level Data"]
[993,2019,"AL","River Bend Solar, LLC",60058,"RVRBN","PV","OP",{"$nulls":4},"SUN",null,{"v":1331190,"d":"1,331,190"},{"v":719812,"d":"719,812"},{"$nulls":5},"EIA Prime Mover-level Data","EIA Prime Mover-level Data"]
[994,2019,"AL","SABIC Innovative Plastics - Burkville",7698,"CC1","CT","OP","Yes","ARP,CSNOX,CSOSG2,CSSO2G2","CC",null,"NG",{"v":6107,"d":"6,107.0"},{"v":4340149,"d":"4,340,149"},{"v":1200788.75,"d":"1,200,789"},{"v":62.273998260498,"d":"62.3"},{"v":17.9389991760254,"d":"17.9"},{"v":1.30200004577637,"d":"1.3"},{"v":257926.421875,"d":"257,926.4"},null,"EPA/CAMD","EPA/CAMD","EPA/CAMD","EPA/CAMD","EPA/CAMD","EPA/CAMD",null,null,"DLNB",null,1999]
[995,2019,"AL","Sand Valley Power Station",59710,"GMA","IC","OP",{"$nulls":4},"LFG",null,{"v":128946.3359375,"d":"128,946"},{"v":53928,"d":"53,928"},{"v":93.4850006103516,"d":"93.5"},{"v":39.0979995727539,"d":"39.1"},{"v":2.90129995346069,"d":"2.9"},{"v":8188.06494140625,"d":"8,188.1"},null,"EIA Prime Mover-level Data","EIA Prime Mover-level Data","Estimated using emissions factor","Estimated using emissions factor","Estimated using emissions factor","Estimated using emissions factor"]
[996,2019,"AL","Sand Valley Power Station",59710,"GMB","IC","OP",{"$nulls":4},"LFG",null,{"v":128946.3359375,"d":"128,946"},{"v":53928,"d":"53,928"},{"v":93.4850006103516,"d":"93.5"},{"v":39.0979995727539,"d":"39.1"},{"v":2.90129995346069,"d":"2.9"},{"v":8188.06494140625,"d":"8,188.1"},null,"EIA Prime Mover-level Data","EIA Prime Mover-level Data","Estimated using emissions factor","Estimated using emissions factor","Estimated using emissions factor","Estimated using emissions factor"]
[997,2019,"AL","Sand Valley Power Station",59710,"GMC","IC","OP",{"$nulls":4},"LFG",null,{"v":128946.3359375,"d":"128,946"},{"v":53928,"d":"53,928"},{"v":93.4850006103516,"d":"93.5"},{"v":39.0979995727539,"d":"39.1"},{"v":2.90129995346069,"d":"2.9"},{"v":8188.06494140625,"d":"8,188.1"},null,"EIA Prime Mover-level Data","EIA Prime Mover-level Data","Estimated using emissions factor","Estimated using emissions factor","Estimated using emissions factor","Estimated using emissions factor"]
[998,2019,"AL","Sloss Industries Corp",50359,"1","ST","OP",{"$nulls":3},2,"COG",null,{"v":780360.5,"d":"780,361"},{"v":295328.5,"d":"295,329"},{"v":6.00899982452393,"d":"6.0"},{"v":2.2739999294281,"d":"2.3"},{"v":0.331200003623962,"d":"0.3"},{"v":45608.06640625,"d":"45,608.1"},null,"EIA Unit-level Data","EIA Unit-Level Data","Estimated using emissions factor","Estimated using emissions factor","Estimated using emissions factor","Estimated using emissions factor"]
[999,2019,"AL","Sloss Industries Corp",50359,"3","ST","OP",{"$nulls":3},2,"COG",null,{"v":27483,"d":"27,483"},{"v":24271,"d":"24,271"},{"v":0.211999997496605,"d":"0.2"},{"v":0.187000006437302,"d":"0.2"},{"v":0.0116999996826053,"d":"0.0"},{"v":1606.24096679688,"d":"1,606.2"},null,"EIA Unit-level Data","EIA Unit-Level Data","Estimated using emissions factor","Estimated using emissions factor","Estimated using emissions factor","Estimated using emissions factor"]
[1000,2019,"AL","Sloss Industries Corp",50359,"4","ST","OP",{"$nulls":3},2,"COG",null,{"v":818535,"d":"818,535"},{"v":333724,"d":"333,724"},{"v":6.30299997329712,"d":"6.3"},{"v":2.5699999332428,"d":"2.6"},{"v":0.347400009632111,"d":"0.3"},{"v":47839.16015625,"d":"47,839.2"},null,"EIA Unit-level Data","EIA Unit-Level Data","Estimated using emissions factor","Estimated using emissions factor","Estimated using emissions factor","Estimated using emissions factor"]
[1001,2019,"AL","Tenaska Lindsay Hill Generating Station",55271,"CT1","CT","OP","Yes","ARP,CSNOX,CSOSG2,CSSO2G2","CC",null,"NG",{"v":2937,"d":"2,937.0"},{"v":5270227.5,"d":"5,270,228"},{"v":2824792.5,"d":"2,824,793"},{"v":19.9899997711182,"d":"20.0"},{"v":10.371000289917,"d":"10.4"},{"v":1.5809999704361,"d":"1.6"},{"v":313211.84375,"d":"313,211.8"},null,"EPA/CAMD","EPA/CAMD","EPA/CAMD","EPA/CAMD","EPA/CAMD","EPA/CAMD",null,null,"DLNB,H2O,SCR",null,2002]
[1002,2019,"AL","Tenaska Lindsay Hill Generating Station",55271,"CT2","CT","OP","Yes","ARP,CSNOX,CSOSG2,CSSO2G2","CC",null,"NG",{"v":2070,"d":"2,070.0"},{"v":3695832.75,"d":"3,695,833"},{"v":2892135,"d":"2,892,135"},{"v":15.0120000839233,"d":"15.0"},{"v":11.2740001678467,"d":"11.3"},{"v":1.10899996757507,"d":"1.1"},{"v":219638.171875,"d":"219,638.2"},null,"EPA/CAMD","EPA/CAMD","EPA/CAMD","EPA/CAMD","EPA/CAMD","EPA/CAMD",null,null,"DLNB,H2O,SCR",null,2002]
[1003,2019,"AL","Tenaska Lindsay Hill Generating Station",55271,"CT3","CT","OP","Yes","ARP,CSNOX,CSOSG2,CSSO2G2","CC",null,"NG",{"v":2135,"d":"2,135.0"},{"v":3864818.5,"d":"3,864,819"},{"v":1607591.75,"d":"1,607,592"},{"v":15.5190000534058,"d":"15.5"},{"v":6.13500022888184,"d":"6.1"},{"v":1.15900003910065,"d":"1.2"},{"v":229695.1875,"d":"229,695.2"},null,"EPA/CAMD","EPA/CAMD","EPA/CAMD","EPA/CAMD","EPA/CAMD","EPA/CAMD",null,null,"DLNB,H2O,SCR",null,2002]
[1004,2019,"AL","Theodore Cogeneration",7721,"CC1","CT","OP","Yes","ARP,CSNOX,CSOSG2,CSSO2G2","CC",null,"NG",{"v":8096,"d":"8,096.0"},{"v":12946529,"d":"12,946,529"},{"v":5793405.5,"d":"5,793,406"},{"v":50.1290016174316,"d":"50.1"},{"v":23.0100002288818,"d":"23.0"},{"v":3.8840000629425,"d":"3.9"},{"v":769393.625,"d":"769,393.6"},null,"EPA/CAMD","EPA/CAMD","EPA/CAMD","EPA/CAMD","EPA/CAMD","EPA/CAMD",null,null,"DLNB,SCR",null,2000]
[1005,2019,"AL","Thurlow Dam",19,"1","HY","OP",{"$nulls":4},"WAT",null,{"v":950232.8125,"d":"950,233"},{"v":415621.25,"d":"415,621"},{"$nulls":5},"EIA Prime Mover-level Data","EIA Prime Mover-level Data"]
[1006,2019,"AL","Thurlow Dam",19,"2","HY","OP",{"$nulls":4},"WAT",null,{"v":950232.8125,"d":"950,233"},{"v":415621.25,"d":"415,621"},{"$nulls":5},"EIA Prime Mover-level Data","EIA Prime Mover-level Data"]
[1007,2019,"AL","Thurlow Dam",19,"3","HY","OP",{"$nulls":4},"WAT",null,{"v":234625.390625,"d":"234,625"},{"v":102622.53125,"d":"102,623"},{"$nulls":5},"EIA Prime Mover-level Data","EIA Prime Mover-level Data"]
[1008,2019,"AL","Tom Bevill Lock and Dam Hydroelectric",61749,"GEN1","HY","P",{"$nulls":4},"WAT"]
[1009,2019,"AL","Tom Bevill Lock and Dam Hydroelectric",61749,"GEN2","HY","P",{"$nulls":4},"WAT"]
[1010,2019,"AL","Tom Bevill Lock and Dam Hydroelectric",61749,"GEN3","HY","P",{"$nulls":4},"WAT"]
[1011,2019,"AL","U S Alliance Coosa Pines",54216,"AOW1","ST","RE",{"$nulls":3},6,"DFO",null,0,0,{"v":0,"d":"0.0"},{"v":0,"d":"0.0"},{"v":0,"d":"0.0"},{"v":0,"d":"0.0"},null,"EIA Unit-level Data","EIA Unit-Level Data","Estimated using emissions factor","Estimated using emissions factor","Estimated using emissions factor","Estimated using emissions factor"]
[1012,2019,"AL","U S Alliance Coosa Pines",54216,"AOW2","ST","RE",{"$nulls":3},6,"DFO",null,0,0,{"v":0,"d":"0.0"},{"v":0,"d":"0.0"},{"v":0,"d":"0.0"},{"v":0,"d":"0.0"},null,"EIA Unit-level Data","EIA Unit-Level Data","Estimated using emissions factor","Estimated using emissions factor","Estimated using emissions factor","Estimated using emissions factor"]
[1013,2019,"AL","U S Alliance Coosa Pines",54216,"AOW3","ST","RE",{"$nulls":3},7,"DFO",null,0,0,{"v":0,"d":"0.0"},{"v":0,"d":"0.0"},{"v":0,"d":"0.0"},{"v":0,"d":"0.0"},null,"EIA Unit-level Data","EIA Unit-Level Data","Estimated using emissions factor","Estimated using emissions factor","Estimated using emissions factor","Estimated using emissions factor"]
[1014,2019,"AL","U S Alliance Coosa Pines",54216,"AOW4","ST","RE",{"$nulls":3},6,"DFO",null,0,0,{"v":0,"d":"0.0"},{"v":0,"d":"0.0"},{"v":0,"d":"0.0"},{"v":0,"d":"0.0"},null,"EIA Unit-level Data","EIA Unit-Level Data","Estimated using emissions factor","Estimated using emissions factor","Estimated using emissions factor","Estimated using emissions factor"]
[1015,2019,"AL","U S Alliance Coosa Pines",54216,"PB1","ST","OP",{"$nulls":3},2,"NG",null,{"v":1233775.375,"d":"1,233,775"},{"v":430516.90625,"d":"430,517"},{"v":18.5069999694824,"d":"18.5"},{"v":6.09200000762939,"d":"6.1"},{"v":1.97160005569458,"d":"2.0"},{"v":72107.421875,"d":"72,107.4"},null,"EIA Unit-level Data","EIA Unit-Level Data","Estimated based on unit-level NOx emission rates","Estimated based on unit-level NOx ozone season emission rates","Estimated using emissions factor and plant-specific sulfur content","Estimated using emissions factor"]
[1016,2019,"AL","U S Alliance Coosa Pines",54216,"PB2","ST","OP",{"$nulls":3},2,"NG",null,{"v":1233775.375,"d":"1,233,775"},{"v":430516.90625,"d":"430,517"},{"v":18.7530002593994,"d":"18.8"},{"v":6.19899988174438,"d":"6.2"},{"v":1.97160005569458,"d":"2.0"},{"v":72107.421875,"d":"72,107.4"},null,"EIA Unit-level Data","EIA Unit-Level Data","Estimated based on unit-level NOx emission rates","Estimated based on unit-level NOx ozone season emission rates","Estimated using emissions factor and plant-specific sulfur content","Estimated using emissions factor"]
[1017,2019,"AL","U S Alliance Coosa Pines",54216,"REC3","ST","OP",{"$nulls":3},6,"BLQ",null,{"v":7195297,"d":"7,195,297"},{"v":2990822.5,"d":"2,990,823"},{"v":471.2919921875,"d":"471.3"},{"v":387.31201171875,"d":"387.3"},{"v":2002.9443359375,"d":"2,002.9"},{"v":789243.875,"d":"789,243.9"},null,"EIA Unit-level Data","EIA Unit-Level Data","Estimated based on unit-level NOx emission rates","Estimated based on unit-level NOx ozone season emission rates","Estimated using emissions factor and plant-specific sulfur content","Estimated using emissions factor"]
[1018,2019,"AL","Walter Bouldin Dam",4,"1","HY","OP",{"$nulls":4},"WAT",null,{"v":2148152.75,"d":"2,148,153"},{"v":939578,"d":"939,578"},{"$nulls":5},"EIA Prime Mover-level Data","EIA Prime Mover-level Data"]
[1019,2019,"AL","Walter Bouldin Dam",4,"2","HY","OP",{"$nulls":4},"WAT",null,{"v":2148152.75,"d":"2,148,153"},{"v":939578,"d":"939,578"},{"$nulls":5},"EIA Prime Mover-level Data","EIA Prime Mover-level Data"]
[1020,2019,"AL","Walter Bouldin Dam",4,"3","HY","OP",{"$nulls":4},"WAT",null,{"v":2148152.75,"d":"2,148,153"},{"v":939578,"d":"939,578"},{"$nulls":5},"EIA Prime Mover-level Data","EIA Prime Mover-level Data"]
[1021,2019,"AL","Walton Discover Power Facility",55138,"1A","GT","OP","Yes","CSNOX,CSOSG2,CSSO2G2","CT",null,"NG",{"v":193,"d":"193.0"},{"v":53025.68359375,"d":"53,026"},{"v":28672.638671875,"d":"28,673"},{"v":6.48099994659424,"d":"6.5"},{"v":3.05800008773804,"d":"3.1"},{"v":0.0160000007599592,"d":"0.0"},{"v":3099.06103515625,"d":"3,099.1"},null,"EPA/CAMD","EPA/CAMD","EPA/CAMD","EPA/CAMD","EPA/CAMD","Estimated using emissions factor",null,null,"H2O",null,1999]
[1022,2019,"AL","Walton Discover Power Facility",55138,"1B","GT","OP","Yes","CSNOX,CSOSG2,CSSO2G2","CT",null,"NG",{"v":206,"d":"206.0"},{"v":59161.05859375,"d":"59,161"},{"v":34513.81640625,"d":"34,514"},{"v":12.9139995574951,"d":"12.9"},{"v":5.73899984359741,"d":"5.7"},{"v":0.0179999992251396,"d":"0.0"},{"v":3457.63989257813,"d":"3,457.6"},null,"EPA/CAMD","EPA/CAMD","EPA/CAMD","EPA/CAMD","EPA/CAMD","Estimated using emissions factor",null,null,"H2O",null,1999]
[1023,2019,"AL","Walton Discover Power Facility",55138,"2A","GT","OP","Yes","CSNOX,CSOSG2,CSSO2G2","CT",null,"NG",{"v":2,"d":"2.0"},{"v":269.567993164063,"d":"270"},{"v":269.567993164063,"d":"270"},{"v":0.061999998986721,"d":"0.1"},{"v":0.061999998986721,"d":"0.1"},{"v":0,"d":"0.0"},{"v":15.7550001144409,"d":"15.8"},null,"EPA/CAMD","EPA/CAMD","EPA/CAMD","EPA/CAMD","EPA/CAMD","Estimated using emissions factor",null,null,"H2O",null,1999]
[1024,2019,"AL","Walton Discover Power Facility",55138,"2B","GT","OP","Yes","CSNOX,CSOSG2,CSSO2G2","CT",null,"NG",{"v":2,"d":"2.0"},{"v":281.623992919922,"d":"282"},{"v":281.623992919922,"d":"282"},{"v":0.0599999986588955,"d":"0.1"},{"v":0.0599999986588955,"d":"0.1"},{"v":0,"d":"0.0"},{"v":16.4589996337891,"d":"16.5"},null,"EPA/CAMD","EPA/CAMD","EPA/CAMD","EPA/CAMD","EPA/CAMD","Estimated using emissions factor",null,null,"H2O",null,1999]
[1025,2019,"AL","Washington County Cogen (Olin)",7697,"CC1","CT","OP","Yes","ARP,CSNOX,CSOSG2,CSSO2G2","CC",null,"NG",{"v":8338,"d":"8,338.0"},{"v":9170001,"d":"9,170,001"},{"v":3681583.5,"d":"3,681,584"},{"v":191.794998168945,"d":"191.8"},{"v":72.822998046875,"d":"72.8"},{"v":2.67499995231628,"d":"2.7"},{"v":544975.1875,"d":"544,975.2"},null,"EPA/CAMD","EPA/CAMD","EPA/CAMD","EPA/CAMD","EPA/CAMD","EPA/CAMD",null,null,"DLNB",null,1999]
[1026,2019,"AL","Weiss Dam",20,"1","HY","OP",{"$nulls":4},"WAT",null,{"v":807467.3125,"d":"807,467"},{"v":353177.34375,"d":"353,177"},{"$nulls":5},"EIA Prime Mover-level Data","EIA Prime Mover-level Data"]
[1027,2019,"AL","Weiss Dam",20,"2","HY","OP",{"$nulls":4},"WAT",null,{"v":807467.3125,"d":"807,467"},{"v":353177.34375,"d":"353,177"},{"$nulls":5},"EIA Prime Mover-level Data","EIA Prime Mover-level Data"]
[1028,2019,"AL","Weiss Dam",20,"3","HY","OP",{"$nulls":4},"WAT",null,{"v":807467.3125,"d":"807,467"},{"v":353177.34375,"d":"353,177"},{"$nulls":5},"EIA Prime Mover-level Data","EIA Prime Mover-level Data"]
[1029,2019,"AL","Westervelt Moundville Cogen",57467,"TE","ST","OP",{"$nulls":3},1,"WDS",null,{"v":650958.25,"d":"650,958"},0,{"v":55.3310012817383,"d":"55.3"},{"v":27.2399997711182,"d":"27.2"},{"v":8.13700008392334,"d":"8.1"},{"v":67306.984375,"d":"67,307.0"},null,"EIA Unit-level Data","EIA Unit-Level Data","Estimated based on unit-level NOx emission rates","Estimated using emissions factor","Estimated using emissions factor and plant-specific sulfur content","Estimated using emissions factor"]
[1030,2019,"AL","Westervelt Moundville Cogen",57467,"WE","ST","OP",{"$nulls":3},1,"WDS",null,{"v":631749.4375,"d":"631,749"},0,{"v":61.0740013122559,"d":"61.1"},{"v":26.4370002746582,"d":"26.4"},{"v":7.89690017700195,"d":"7.9"},{"v":65320.85546875,"d":"65,320.9"},null,"EIA Unit-level Data","EIA Unit-Level Data","Estimated using emissions factor","Estimated using emissions factor","Estimated using emissions factor","Estimated using emissions factor"]
[1031,2019,"AL","WestRock Coated Board",54802,"X022","GT","OP","Yes","SIPNOX","CT",null,"NG",{"v":3637,"d":"3,637.0"},{"v":2618062.5,"d":"2,618,063"},{"v":1104071.375,"d":"1,104,071"},{"v":320.596008300781,"d":"320.6"},{"v":38.5849990844727,"d":"38.6"},{"v":0.756200015544891,"d":"0.8"},{"v":153011.421875,"d":"153,011.4"},null,"EIA non-ozone season distributed and EPA/CAMD ozone season","EPA/CAMD","Estimated using emissions factor and EIA data for non-ozone season and EPA/CAMD ozone season emissions","EPA/CAMD","Estimated using emissions factor","Estimated using emissions factor",null,null,"DLNB",null,1998]
[1032,2019,"AL","WestRock Coated Board",54802,"Z008","ST","OP","Yes","SIPNOX","WALL",null,"NG",{"v":3663,"d":"3,663.0"},{"v":12613396,"d":"12,613,396"},{"v":384008.4375,"d":"384,008"},{"v":1488.42297363281,"d":"1,488.4"},{"v":38.7120018005371,"d":"38.7"},{"v":2.65829992294312,"d":"2.7"},{"v":737184,"d":"737,184.0"},null,"EIA non-ozone season distributed and EPA/CAMD ozone season","EPA/CAMD","Estimated using emissions factor and EIA data for non-ozone season and EPA/CAMD ozone season emissions","EPA/CAMD","Estimated using emissions factor","Estimated using emissions factor",{"$nulls":4},1965]
[1033,2019,"AL","WestRock Demopolis Mill",54763,"PB1","ST","RE",{"$nulls":3},3,"WDS",null,0,0,{"v":0,"d":"0.0"},{"v":0,"d":"0.0"},{"v":0,"d":"0.0"},{"v":0,"d":"0.0"},null,"EIA Unit-level Data","EIA Unit-Level Data","Estimated using emissions factor","Estimated using emissions factor","Estimated using emissions factor","Estimated using emissions factor",null,"VE"]
[1034,2019,"AL","WestRock Demopolis Mill",54763,"PB2","ST","RE",{"$nulls":3},3,"WDS",null,0,0,{"v":0,"d":"0.0"},{"v":0,"d":"0.0"},{"v":0,"d":"0.0"},{"v":0,"d":"0.0"},null,"EIA Unit-level Data","EIA Unit-Level Data","Estimated using emissions factor","Estimated using emissions factor","Estimated using emissions factor","Estimated using emissions factor"]
[1035,2019,"AL","WestRock Demopolis Mill",54763,"PB3","ST","RE",{"$nulls":3},3,"WDS",null,0,0,{"v":0,"d":"0.0"},{"v":0,"d":"0.0"},{"v":0,"d":"0.0"},{"v":0,"d":"0.0"},null,"EIA Unit-level Data","EIA Unit-Level Data","Estimated using emissions factor","Estimated using emissions factor","Estimated using emissions factor","Estimated using emissions factor",null,"VE"]
[1036,2019,"AL","WestRock Demopolis Mill",54763,"PB4","ST","OP",{"$nulls":3},3,"WDS",null,{"v":3744998.25,"d":"3,744,998"},{"v":1489943.625,"d":"1,489,944"},{"v":264.959014892578,"d":"265.0"},{"v":105.414001464844,"d":"105.4"},{"v":15.3522996902466,"d":"15.4"},{"v":386023.21875,"d":"386,023.2"},null,"EIA Unit-level Data","EIA Unit-Level Data","Estimated based on unit-level NOx emission rates","Estimated based on unit-level NOx ozone season emission rates","Estimated using emissions factor and plant-specific sulfur content","Estimated using emissions factor",null,"DSI",null,"Yes"]
[1037,2019,"AL","WestRock Demopolis Mill",54763,"PB5","ST","OP",{"$nulls":3},3,"NG",null,{"v":129368,"d":"129,368"},{"v":41043.44140625,"d":"41,043"},{"v":3.4539999961853,"d":"3.5"},{"v":1.09599995613098,"d":"1.1"},{"v":0.0207000002264977,"d":"0.0"},{"v":7560.85205078125,"d":"7,560.9"},null,"EIA Unit-level Data","EIA Unit-Level Data","Estimated based on unit-level NOx emission rates","Estimated based on unit-level NOx ozone season emission rates","Estimated using emissions factor and plant-specific sulfur content","Estimated using emissions factor",null,"TR"]
[1038,2019,"AL","WestRock Demopolis Mill",54763,"R2","ST","RE",{"$nulls":3},3,"BLQ",null,{"v":765515.125,"d":"765,515"},0,{"v":47.4259986877441,"d":"47.4"},{"v":18.9330005645752,"d":"18.9"},{"v":221.323196411133,"d":"221.3"},{"v":84845.0078125,"d":"84,845.0"},null,"EIA Unit-level Data","EIA Unit-Level Data","Estimated using emissions factor","Estimated using emissions factor","Estimated using emissions factor","Estimated using emissions factor"]
[1039,2019,"AL","WestRock Demopolis Mill",54763,"R3","ST","OP",{"$nulls":3},3,"BLQ",null,{"v":8351551.5,"d":"8,351,552"},{"v":3642444.5,"d":"3,642,445"},{"v":641.398986816406,"d":"641.4"},{"v":279.739990234375,"d":"279.7"},{"v":202.967498779297,"d":"203.0"},{"v":918000.625,"d":"918,000.6"},null,"EIA Unit-level Data","EIA Unit-Level Data","Estimated based on unit-level NOx emission rates","Estimated based on unit-level NOx ozone season emission rates","Estimated using emissions factor and plant-specific sulfur content","Estimated using emissions factor",null,"VE"]
[1040,2019,"AL","WestRock Demopolis Mill",54763,"ITG","ST","RE",{"$nulls":4},"BLQ"]
[1041,2019,"AL","Wheeler Dam",49,"1","HY","OP",{"$nulls":4},"WAT",null,{"v":1261325.5,"d":"1,261,326"},{"v":551689.625,"d":"551,690"},{"$nulls":5},"EIA Prime Mover-level Data","EIA Prime Mover-level Data"]
[1042,2019,"AL","Wheeler Dam",49,"10","HY","OP",{"$nulls":4},"WAT",null,{"v":1293667.125,"d":"1,293,667"},{"v":565835.5,"d":"565,836"},{"$nulls":5},"EIA Prime Mover-level Data","EIA Prime Mover-level Data"]
[1043,2019,"AL","Wheeler Dam",49,"11","HY","OP",{"$nulls":4},"WAT",null,{"v":1566774.625,"d":"1,566,775"},{"v":685289.6875,"d":"685,290"},{"$nulls":5},"EIA Prime Mover-level Data","EIA Prime Mover-level Data"]
[1044,2019,"AL","Wheeler Dam",49,"2","HY","OP",{"$nulls":4},"WAT",null,{"v":1261325.5,"d":"1,261,326"},{"v":551689.625,"d":"551,690"},{"$nulls":5},"EIA Prime Mover-level Data","EIA Prime Mover-level Data"]
[1045,2019,"AL","Wheeler Dam",49,"3","HY","OP",{"$nulls":4},"WAT",null,{"v":1261325.5,"d":"1,261,326"},{"v":551689.625,"d":"551,690"},{"$nulls":5},"EIA Prime Mover-level Data","EIA Prime Mover-level Data"]
[1046,2019,"AL","Wheeler Dam",49,"4","HY","OP",{"$nulls":4},"WAT",null,{"v":1261325.5,"d":"1,261,326"},{"v":551689.625,"d":"551,690"},{"$nulls":5},"EIA Prime Mover-level Data","EIA Prime Mover-level Data"]
[1047,2019,"AL","Wheeler Dam",49,"5","HY","OP",{"$nulls":4},"WAT",null,{"v":1261325.5,"d":"1,261,326"},{"v":551689.625,"d":"551,690"},{"$nulls":5},"EIA Prime Mover-level Data","EIA Prime Mover-level Data"]
[1048,2019,"AL","Wheeler Dam",49,"6","HY","OP",{"$nulls":4},"WAT",null,{"v":1261325.5,"d":"1,261,326"},{"v":551689.625,"d":"551,690"},{"$nulls":5},"EIA Prime Mover-level Data","EIA Prime Mover-level Data"]
[1049,2019,"AL","Wheeler Dam",49,"7","HY","OP",{"$nulls":4},"WAT",null,{"v":1261325.5,"d":"1,261,326"},{"v":551689.625,"d":"551,690"},{"$nulls":5},"EIA Prime Mover-level Data","EIA Prime Mover-level Data"]
[1050,2019,"AL","Wheeler Dam",49,"8","HY","OP",{"$nulls":4},"WAT",null,{"v":1261325.5,"d":"1,261,326"},{"v":551689.625,"d":"551,690"},{"$nulls":5},"EIA Prime Mover-level Data","EIA Prime Mover-level Data"]
[1051,2019,"AL","Wheeler Dam",49,"9","HY","OP",{"$nulls":4},"WAT",null,{"v":1566774.625,"d":"1,566,775"},{"v":685289.6875,"d":"685,290"},{"$nulls":5},"EIA Prime Mover-level Data","EIA Prime Mover-level Data"]
[1052,2019,"AL","Widows Creek",50,"1","ST","RE",null,null,"WALL",1,"BIT"]
[1053,2019,"AL","Widows Creek",50,"2","ST","RE",null,null,"WALL",1,"BIT"]
[1054,2019,"AL","Widows Creek",50,"3","ST","RE",null,null,"WALL",1,"BIT"]
[1055,2019,"AL","Widows Creek",50,"4","ST","RE",null,null,"WALL",1,"BIT"]
[1056,2019,"AL","Widows Creek",50,"5","ST","RE",null,null,"WALL",1,"BIT"]
[1057,2019,"AL","Widows Creek",50,"6","ST","RE",null,null,"WALL",1,"BIT"]
[1058,2019,"AL","Widows Creek",50,"7","ST","RE",null,null,"TANGENTIAL",1,"BIT",{"$nulls":15},"SP","SR"]
[1059,2019,"AL","Widows Creek",50,"8","ST","RE",null,null,"TANGENTIAL",1,"BIT",{"$nulls":15},"TR","SR"]
[1060,2019,"AL","Wilson Dam",6440,"1","HY","OP",{"$nulls":4},"WAT",null,{"v":935478,"d":"935,478"},{"v":273528,"d":"273,528"},{"$nulls":5},"EIA Prime Mover-level Data","EIA Prime Mover-level Data"]
[1061,2019,"AL","Wilson Dam",6440,"10","HY","OP",{"$nulls":4},"WAT",null,{"v":1187650.375,"d":"1,187,650"},{"v":347261.625,"d":"347,262"},{"$nulls":5},"EIA Prime Mover-level Data","EIA Prime Mover-level Data"]
[1062,2019,"AL","Wilson Dam",6440,"11","HY","OP",{"$nulls":4},"WAT",null,{"v":1187650.375,"d":"1,187,650"},{"v":347261.625,"d":"347,262"},{"$nulls":5},"EIA Prime Mover-level Data","EIA Prime Mover-level Data"]
[1063,2019,"AL","Wilson Dam",6440,"12","HY","OP",{"$nulls":4},"WAT",null,{"v":1187650.375,"d":"1,187,650"},{"v":347261.625,"d":"347,262"},{"$nulls":5},"EIA Prime Mover-level Data","EIA Prime Mover-level Data"]
[1064,2019,"AL","Wilson Dam",6440,"13","HY","OP",{"$nulls":4},"WAT",null,{"v":1187650.375,"d":"1,187,650"},{"v":347261.625,"d":"347,262"},{"$nulls":5},"EIA Prime Mover-level Data","EIA Prime Mover-level Data"]
[1065,2019,"AL","Wilson Dam",6440,"14","HY","OP",{"$nulls":4},"WAT",null,{"v":1024958.5,"d":"1,024,959"},{"v":299691.53125,"d":"299,692"},{"$nulls":5},"EIA Prime Mover-level Data","EIA Prime Mover-level Data"]
[1066,2019,"AL","Wilson Dam",6440,"15","HY","OP",{"$nulls":4},"WAT",null,{"v":1187650.375,"d":"1,187,650"},{"v":347261.625,"d":"347,262"},{"$nulls":5},"EIA Prime Mover-level Data","EIA Prime Mover-level Data"]
[1067,2019,"AL","Wilson Dam",6440,"16","HY","OP",{"$nulls":4},"WAT",null,{"v":1187650.375,"d":"1,187,650"},{"v":347261.625,"d":"347,262"},{"$nulls":5},"EIA Prime Mover-level Data","EIA Prime Mover-level Data"]
[1068,2019,"AL","Wilson Dam",6440,"17","HY","OP",{"$nulls":4},"WAT",null,{"v":1187650.375,"d":"1,187,650"},{"v":347261.625,"d":"347,262"},{"$nulls":5},"EIA Prime Mover-level Data","EIA Prime Mover-level Data"]
[1069,2019,"AL","Wilson Dam",6440,"18","HY","OP",{"$nulls":4},"WAT",null,{"v":1024958.5,"d":"1,024,959"},{"v":299691.53125,"d":"299,692"},{"$nulls":5},"EIA Prime Mover-level Data","EIA Prime Mover-level Data"]
[1070,2019,"AL","Wilson Dam",6440,"19","HY","OP",{"$nulls":4},"WAT",null,{"v":2196339.75,"d":"2,196,340"},{"v":642196.125,"d":"642,196"},{"$nulls":5},"EIA Prime Mover-level Data","EIA Prime Mover-level Data"]
[1071,2019,"AL","Wilson Dam",6440,"2","HY","OP",{"$nulls":4},"WAT",null,{"v":935478,"d":"935,478"},{"v":273528,"d":"273,528"},{"$nulls":5},"EIA Prime Mover-level Data","EIA Prime Mover-level Data"]
[1072,2019,"AL","Wilson Dam",6440,"20","HY","OP",{"$nulls":4},"WAT",null,{"v":2196339.75,"d":"2,196,340"},{"v":642196.125,"d":"642,196"},{"$nulls":5},"EIA Prime Mover-level Data","EIA Prime Mover-level Data"]
[1073,2019,"AL","Wilson Dam",6440,"21","HY","OP",{"$nulls":4},"WAT",null,{"v":2196339.75,"d":"2,196,340"},{"v":642196.125,"d":"642,196"},{"$nulls":5},"EIA Prime Mover-level Data","EIA Prime Mover-level Data"]
[1074,2019,"AL","Wilson Dam",6440,"3","HY","OP",{"$nulls":4},"WAT",null,{"v":935478,"d":"935,478"},{"v":273528,"d":"273,528"},{"$nulls":5},"EIA Prime Mover-level Data","EIA Prime Mover-level Data"]
[1075,2019,"AL","Wilson Dam",6440,"4","HY","OP",{"$nulls":4},"WAT",null,{"v":935478,"d":"935,478"},{"v":273528,"d":"273,528"},{"$nulls":5},"EIA Prime Mover-level Data","EIA Prime Mover-level Data"]
[1076,2019,"AL","Wilson Dam",6440,"5","HY","OP",{"$nulls":4},"WAT",null,{"v":1464226.375,"d":"1,464,226"},{"v":428130.78125,"d":"428,131"},{"$nulls":5},"EIA Prime Mover-level Data","EIA Prime Mover-level Data"]
[1077,2019,"AL","Wilson Dam",6440,"6","HY","OP",{"$nulls":4},"WAT",null,{"v":1256794.375,"d":"1,256,794"},{"v":367478.90625,"d":"367,479"},{"$nulls":5},"EIA Prime Mover-level Data","EIA Prime Mover-level Data"]
[1078,2019,"AL","Wilson Dam",6440,"7","HY","OP",{"$nulls":4},"WAT",null,{"v":1256794.375,"d":"1,256,794"},{"v":367478.90625,"d":"367,479"},{"$nulls":5},"EIA Prime Mover-level Data","EIA Prime Mover-level Data"]
[1079,2019,"AL","Wilson Dam",6440,"8","HY","OP",{"$nulls":4},"WAT",null,{"v":1256794.375,"d":"1,256,794"},{"v":367478.90625,"d":"367,479"},{"$nulls":5},"EIA Prime Mover-level Data","EIA Prime Mover-level Data"]
[1080,2019,"AL","Wilson Dam",6440,"9","HY","OP",{"$nulls":4},"WAT",null,{"v":1187650.375,"d":"1,187,650"},{"v":347261.625,"d":"347,262"},{"$nulls":5},"EIA Prime Mover-level Data","EIA Prime Mover-level Data"]
[1081,2019,"AL","Yates Dam",21,"1","HY","OP",{"$nulls":4},"WAT",null,{"v":700280,"d":"700,280"},{"v":306294.90625,"d":"306,295"},{"$nulls":5},"EIA Prime Mover-level Data","EIA Prime Mover-level Data"]
[1082,2019,"AL","Yates Dam",21,"2","HY","OP",{"$nulls":4},"WAT",null,{"v":686549,"d":"686,549"},{"v":300289.09375,"d":"300,289"},{"$nulls":5},"EIA Prime Mover-level Data","EIA Prime Mover-level Data"]
[1083,2019,"AL","Yellowhammer Gas Plant",54730,"701","GT","OP",{"$nulls":4},"NG",null,{"v":290237,"d":"290,237"},{"v":129352,"d":"129,352"},{"v":42.4739990234375,"d":"42.5"},{"v":18.8150005340576,"d":"18.8"},{"v":0.463800013065338,"d":"0.5"},{"v":16962.765625,"d":"16,962.8"},null,"EIA Prime Mover-level Data","EIA Prime Mover-level Data","Estimated using emissions factor","Estimated using emissions factor","Estimated using emissions factor","Estimated using emissions factor"]
[1084,2019,"AR","Archer Daniels Midland Little Rock",54311,"GEN1","IC","RE",{"$nulls":4},"NG"]
[1085,2019,"AR","Archer Daniels Midland Little Rock",54311,"GEN2","IC","RE",{"$nulls":4},"NG"]
[1086,2019,"AR","Archer Daniels Midland Little Rock",54311,"GEN3","IC","RE",{"$nulls":4},"NG"]
[1087,2019,"AR","Archer Daniels Midland Little Rock",54311,"GEN4","IC","RE",{"$nulls":4},"NG"]
[1088,2019,"AR","Arkansas Nuclear One",8055,"1","ST","OP",{"$nulls":4},"NUC",null,{"v":67245200,"d":"67,245,200"},{"v":32183200,"d":"32,183,200"},{"$nulls":5},"EIA Prime Mover-level Data","EIA Prime Mover-level Data"]
[1089,2019,"AR","Arkansas Nuclear One",8055,"2","ST","OP",{"$nulls":4},"NUC",null,{"v":74622592,"d":"74,622,592"},{"v":21396584,"d":"21,396,584"},{"$nulls":5},"EIA Prime Mover-level Data","EIA Prime Mover-level Data"]
[1090,2019,"AR","Ashdown",54104,"PB1","ST","RE",null,null,"WALL",4,"WDS",null,0,0,{"v":0,"d":"0.0"},{"v":0,"d":"0.0"},{"v":0,"d":"0.0"},{"v":0,"d":"0.0"},null,"EIA Unit-level Data","EIA Unit-Level Data","Estimated based on unit-level NOx emission rates","Estimated based on unit-level NOx ozone season emission rates","Estimated using emissions factor and plant-specific sulfur content","Estimated using emissions factor"]
[1091,2019,"AR","Ashdown",54104,"PB2","ST","OP",null,null,"WALL",4,"BIT",null,{"v":3237575,"d":"3,237,575"},{"v":1305678.375,"d":"1,305,678"},{"v":657.22802734375,"d":"657.2"},{"v":263.093994140625,"d":"263.1"},{"v":1287.173828125,"d":"1,287.2"},{"v":321302.84375,"d":"321,302.8"},null,"EIA Unit-level Data","EIA Unit-Level Data","Estimated based on unit-level NOx emission rates","Estimated based on unit-level NOx ozone season emission rates","Estimated using emissions factor and plant-specific sulfur content","Estimated using emissions factor",null,"VE"]
[1092,2019,"AR","Ashdown",54104,"PB3","ST","OP",null,null,"WALL",4,"NG",null,{"v":3561234.75,"d":"3,561,235"},{"v":1164368.375,"d":"1,164,368"},{"v":304.485992431641,"d":"304.5"},{"v":91.9850006103516,"d":"92.0"},{"v":24.3066005706787,"d":"24.3"},{"v":287239.875,"d":"287,239.9"},null,"EIA Unit-level Data","EIA Unit-Level Data","Estimated based on unit-level NOx emission rates","Estimated based on unit-level NOx ozone season emission rates","Estimated using emissions factor and plant-specific sulfur content","Estimated using emissions factor"]
[1093,2019,"AR","Ashdown",54104,"RB2","ST","OP",null,null,"WALL",4,"BLQ",null,{"v":7628803.5,"d":"7,628,804"},{"v":3278416.25,"d":"3,278,416"},{"v":759.065979003906,"d":"759.1"},{"v":254.076995849609,"d":"254.1"},{"v":2086.29321289063,"d":"2,086.3"},{"v":826725,"d":"826,725.0"},null,"EIA Unit-level Data","EIA Unit-Level Data","Estimated based on unit-level NOx emission rates","Estimated based on unit-level NOx ozone season emission rates","Estimated using emissions factor and plant-specific sulfur content","Estimated using emissions factor"]
[1094,2019,"AR","Ashdown",54104,"RB3","ST","OP",null,null,"WALL",4,"BLQ",null,{"v":10574097,"d":"10,574,097"},{"v":4369216,"d":"4,369,216"},{"v":956.955993652344,"d":"957.0"},{"v":369.199005126953,"d":"369.2"},{"v":2926.29345703125,"d":"2,926.3"},{"v":1152290,"d":"1,152,290.0"},null,"EIA Unit-level Data","EIA Unit-Level Data","Estimated based on unit-level NOx emission rates","Estimated based on unit-level NOx ozone season emission rates","Estimated using emissions factor and plant-specific sulfur content","Estimated using emissions factor"]
[1095,2019,"AR","Beaver Dam",182,"1","HY","OP",{"$nulls":4},"WAT",null,{"v":1165424,"d":"1,165,424"},{"v":515541.5,"d":"515,542"},{"$nulls":5},"EIA Prime Mover-level Data","EIA Prime Mover-level Data"]
[1096,2019,"AR","Beaver Dam",182,"2","HY","OA",{"$nulls":4},"WAT",null,{"v":1165424,"d":"1,165,424"},{"v":515541.5,"d":"515,542"},{"$nulls":5},"EIA Prime Mover-level Data","EIA Prime Mover-level Data"]
[1097,2019,"AR","Blakely Mountain",197,"1","HY","OP",{"$nulls":4},"WAT",null,{"v":1031502,"d":"1,031,502"},{"v":456299.5,"d":"456,300"},{"$nulls":5},"EIA Prime Mover-level Data","EIA Prime Mover-level Data"]
[1098,2019,"AR","Blakely Mountain",197,"2","HY","OP",{"$nulls":4},"WAT",null,{"v":1031502,"d":"1,031,502"},{"v":456299.5,"d":"456,300"},{"$nulls":5},"EIA Prime Mover-level Data","EIA Prime Mover-level Data"]
[1099,2019,"AR","Bull Shoals",198,"1","HY","OP",{"$nulls":4},"WAT",null,{"v":1496543.875,"d":"1,496,544"},{"v":662017.4375,"d":"662,017"},{"$nulls":5},"EIA Prime Mover-level Data","EIA Prime Mover-level Data"]
[1100,2019,"AR","Bull Shoals",198,"2","HY","OP",{"$nulls":4},"WAT",null,{"v":1496543.875,"d":"1,496,544"},{"v":662017.4375,"d":"662,017"},{"$nulls":5},"EIA Prime Mover-level Data","EIA Prime Mover-level Data"]
[1101,2019,"AR","Bull Shoals",198,"3","HY","OP",{"$nulls":4},"WAT",null,{"v":1496543.875,"d":"1,496,544"},{"v":662017.4375,"d":"662,017"},{"$nulls":5},"EIA Prime Mover-level Data","EIA Prime Mover-level Data"]
[1102,2019,"AR","Bull Shoals",198,"4","HY","OP",{"$nulls":4},"WAT",null,{"v":1496543.875,"d":"1,496,544"},{"v":662017.4375,"d":"662,017"},{"$nulls":5},"EIA Prime Mover-level Data","EIA Prime Mover-level Data"]
[1103,2019,"AR","Bull Shoals",198,"5","HY","OP",{"$nulls":4},"WAT",null,{"v":1683611.875,"d":"1,683,612"},{"v":744769.5625,"d":"744,770"},{"$nulls":5},"EIA Prime Mover-level Data","EIA Prime Mover-level Data"]
[1104,2019,"AR","Bull Shoals",198,"6","HY","OP",{"$nulls":4},"WAT",null,{"v":1683611.875,"d":"1,683,612"},{"v":744769.5625,"d":"744,770"},{"$nulls":5},"EIA Prime Mover-level Data","EIA Prime Mover-level Data"]
[1105,2019,"AR","Bull Shoals",198,"7","HY","OP",{"$nulls":4},"WAT",null,{"v":1683611.875,"d":"1,683,612"},{"v":744769.5625,"d":"744,770"},{"$nulls":5},"EIA Prime Mover-level Data","EIA Prime Mover-level Data"]
[1106,2019,"AR","Bull Shoals",198,"8","HY","OP",{"$nulls":4},"WAT",null,{"v":1683611.875,"d":"1,683,612"},{"v":744769.5625,"d":"744,770"},{"$nulls":5},"EIA Prime Mover-level Data","EIA Prime Mover-level Data"]
[1107,2019,"AR","Carl Bailey",202,"01","ST","OP","Yes","ARP,CSOSG2","WALL",1,"NG",{"v":697,"d":"697.0"},{"v":215499.4375,"d":"215,499"},{"v":188882.984375,"d":"188,883"},{"v":19.2399997711182,"d":"19.2"},{"v":16.9230003356934,"d":"16.9"},{"v":4.9980001449585,"d":"5.0"},{"v":12989.8701171875,"d":"12,989.9"},null,"EPA/CAMD","EPA/CAMD","EPA/CAMD","EPA/CAMD","EPA/CAMD","EPA/CAMD",{"$nulls":4},1966]
[1108,2019,"AR","Carpenter",166,"1","HY","OP",{"$nulls":4},"WAT",null,{"v":338866.5,"d":"338,867"},{"v":149902,"d":"149,902"},{"$nulls":5},"EIA Prime Mover-level Data","EIA Prime Mover-level Data"]
[1109,2019,"AR","Carpenter",166,"2","HY","OP",{"$nulls":4},"WAT",null,{"v":338866.5,"d":"338,867"},{"v":149902,"d":"149,902"},{"$nulls":5},"EIA Prime Mover-level Data","EIA Prime Mover-level Data"]
[1110,2019,"AR","Cecil Lynch",167,"2","ST","RE",null,null,"WALL",1,"NG"]
[1111,2019,"AR","Cecil Lynch",167,"3","ST","RE",null,null,"WALL",1,"NG"]
[1112,2019,"AR","Cecil Lynch",167,"4","IC","RE",{"$nulls":4},"DFO"]
[1113,2019,"AR","Chicot Solar",63295,"CHICO","PV","U",{"$nulls":4},"SUN"]
[1114,2019,"AR","City Water & Light - City of Jonesboro",56505,"SN04","GT","OP","Yes","ARP,CSOSG2","CT",null,"NG",{"v":145,"d":"145.0"},{"v":38045.19921875,"d":"38,045"},{"v":27733.400390625,"d":"27,733"},{"v":2.92199993133545,"d":"2.9"},{"v":2.47300004959106,"d":"2.5"},{"v":0.0399999991059303,"d":"0.0"},{"v":2295.10009765625,"d":"2,295.1"},null,"EPA/CAMD","EPA/CAMD","EPA/CAMD","EPA/CAMD","EPA/CAMD","EPA/CAMD",null,null,"H2O",null,2000]
[1115,2019,"AR","City Water & Light - City of Jonesboro",56505,"SN06","GT","OP","Yes","ARP,CSOSG2","CT",null,"NG",{"v":422,"d":"422.0"},{"v":142074,"d":"142,074"},{"v":83820.1015625,"d":"83,820"},{"v":8.02700042724609,"d":"8.0"},{"v":4.73600006103516,"d":"4.7"},{"v":0.0430000014603138,"d":"0.0"},{"v":8384.2001953125,"d":"8,384.2"},null,"EPA/CAMD","EPA/CAMD","EPA/CAMD","EPA/CAMD","EPA/CAMD","EPA/CAMD",null,null,"H2O",null,2003]
[1116,2019,"AR","City Water & Light - City of Jonesboro",56505,"SN07","GT","OP","Yes","ARP,CSOSG2","CT",null,"NG",{"v":290,"d":"290.0"},{"v":89602.296875,"d":"89,602"},{"v":46717.5,"d":"46,718"},{"v":3.71799993515015,"d":"3.7"},{"v":1.93900001049042,"d":"1.9"},{"v":0.0280000008642673,"d":"0.0"},{"v":5284.2001953125,"d":"5,284.2"},null,"EPA/CAMD","EPA/CAMD","EPA/CAMD","EPA/CAMD","EPA/CAMD","EPA/CAMD",null,null,"H2O",null,2007]
[1117,2019,"AR","Clearwater Paper APP CB",50638,"PB1","ST","OP",{"$nulls":3},1,"NG",null,{"v":2451422.75,"d":"2,451,423"},{"v":878832.625,"d":"878,833"},{"v":213.188995361328,"d":"213.2"},{"v":75.8320007324219,"d":"75.8"},{"v":4.1121997833252,"d":"4.1"},{"v":143272.25,"d":"143,272.3"},null,"EIA Unit-level Data","EIA Unit-Level Data","Estimated using emissions factor","Estimated using emissions factor","Estimated using emissions factor","Estimated using emissions factor"]
[1118,2019,"AR","Clearwater Paper APP CB",50638,"REC1","ST","OP",{"$nulls":3},1,"BLQ",null,{"v":6145584.5,"d":"6,145,585"},{"v":2639983.25,"d":"2,639,983"},{"v":436.335998535156,"d":"436.3"},{"v":176.878997802734,"d":"176.9"},{"v":1740.75988769531,"d":"1,740.8"},{"v":674389.4375,"d":"674,389.4"},null,"EIA Unit-level Data","EIA Unit-Level Data","Estimated based on unit-level NOx emission rates","Estimated based on unit-level NOx ozone season emission rates","Estimated using emissions factor and plant-specific sulfur content","Estimated using emissions factor"]
[1119,2019,"AR","Columbia Flooring Melbourne",56182,"Kato","ST","OA",{"$nulls":4},"WDS"]
[1120,2019,"AR","Dam 2",7246,"1","HY","OP",{"$nulls":4},"WAT",null,{"v":925229,"d":"925,229"},{"v":409288.34375,"d":"409,288"},{"$nulls":5},"EIA Prime Mover-level Data","EIA Prime Mover-level Data"]
[1121,2019,"AR","Dam 2",7246,"2","HY","OP",{"$nulls":4},"WAT",null,{"v":925229,"d":"925,229"},{"v":409288.34375,"d":"409,288"},{"$nulls":5},"EIA Prime Mover-level Data","EIA Prime Mover-level Data"]
[1122,2019,"AR","Dam 2",7246,"3","HY","OP",{"$nulls":4},"WAT",null,{"v":925229,"d":"925,229"},{"v":409288.34375,"d":"409,288"},{"$nulls":5},"EIA Prime Mover-level Data","EIA Prime Mover-level Data"]
[1123,2019,"AR","Dardanelle",199,"1","HY","OP",{"$nulls":4},"WAT",null,{"v":1323334,"d":"1,323,334"},{"v":585395.75,"d":"585,396"},{"$nulls":5},"EIA Prime Mover-level Data","EIA Prime Mover-level Data"]
[1124,2019,"AR","Dardanelle",199,"2","HY","OP",{"$nulls":4},"WAT",null,{"v":1323334,"d":"1,323,334"},{"v":585395.75,"d":"585,396"},{"$nulls":5},"EIA Prime Mover-level Data","EIA Prime Mover-level Data"]
[1125,2019,"AR","Dardanelle",199,"3","HY","OP",{"$nulls":4},"WAT",null,{"v":1323334,"d":"1,323,334"},{"v":585395.75,"d":"585,396"},{"$nulls":5},"EIA Prime Mover-level Data","EIA Prime Mover-level Data"]
[1126,2019,"AR","Dardanelle",199,"4","HY","OP",{"$nulls":4},"WAT",null,{"v":1323334,"d":"1,323,334"},{"v":585395.75,"d":"585,396"},{"$nulls":5},"EIA Prime Mover-level Data","EIA Prime Mover-level Data"]
[1127,2019,"AR","Degray",187,"1","HY","OP",{"$nulls":4},"WAT",null,{"v":640885,"d":"640,885"},{"v":287231,"d":"287,231"},{"$nulls":5},"EIA Prime Mover-level Data","EIA Prime Mover-level Data"]
[1128,2019,"AR","Degray",187,"2","PS","OP",{"$nulls":4},"WAT",null,0,0,{"$nulls":5},"EIA Prime Mover-level Data","EIA Prime Mover-level Data"]
[1129,2019,"AR","Dell Power Plant",55340,"1","CT","OP","Yes","ARP,CSOSG2","CC",null,"NG",{"v":6553,"d":"6,553.0"},{"v":11979960,"d":"11,979,960"},{"v":4996903.5,"d":"4,996,904"},{"v":44.7550010681152,"d":"44.8"},{"v":17.4979991912842,"d":"17.5"},{"v":3.58200001716614,"d":"3.6"},{"v":711955.75,"d":"711,955.8"},null,"EPA/CAMD","EPA/CAMD","EPA/CAMD","EPA/CAMD","EPA/CAMD","EPA/CAMD",null,null,"DLNB,SCR",null,2007]
[1130,2019,"AR","Dell Power Plant",55340,"2","CT","OP","Yes","ARP,CSOSG2","CC",null,"NG",{"v":6964,"d":"6,964.0"},{"v":12975639,"d":"12,975,639"},{"v":5791356.5,"d":"5,791,357"},{"v":46.1609992980957,"d":"46.2"},{"v":19.3430004119873,"d":"19.3"},{"v":3.90199995040894,"d":"3.9"},{"v":771124.875,"d":"771,124.9"},null,"EPA/CAMD","EPA/CAMD","EPA/CAMD","EPA/CAMD","EPA/CAMD","EPA/CAMD",null,null,"DLNB,SCR",null,2007]
[1131,2019,"AR","Elkins Generating Center",56489,"A","GT","OP",{"$nulls":4},"NG",null,{"v":53002.33203125,"d":"53,002"},{"v":25586.333984375,"d":"25,586"},{"v":8.47999954223633,"d":"8.5"},{"v":4.0939998626709,"d":"4.1"},{"v":0.0847000032663345,"d":"0.1"},{"v":3097.69604492188,"d":"3,097.7"},null,"EIA Prime Mover-level Data","EIA Prime Mover-level Data","Estimated using emissions factor","Estimated using emissions factor","Estimated using emissions factor","Estimated using emissions factor"]
[1132,2019,"AR","Elkins Generating Center",56489,"B","GT","OP",{"$nulls":4},"NG",null,{"v":53002.33203125,"d":"53,002"},{"v":25586.333984375,"d":"25,586"},{"v":8.47999954223633,"d":"8.5"},{"v":4.0939998626709,"d":"4.1"},{"v":0.0847000032663345,"d":"0.1"},{"v":3097.69604492188,"d":"3,097.7"},null,"EIA Prime Mover-level Data","EIA Prime Mover-level Data","Estimated using emissions factor","Estimated using emissions factor","Estimated using emissions factor","Estimated using emissions factor"]
[1133,2019,"AR","Elkins Generating Center",56489,"C","GT","OP",{"$nulls":4},"NG",null,{"v":53002.33203125,"d":"53,002"},{"v":25586.333984375,"d":"25,586"},{"v":8.47999954223633,"d":"8.5"},{"v":4.0939998626709,"d":"4.1"},{"v":0.0847000032663345,"d":"0.1"},{"v":3097.69604492188,"d":"3,097.7"},null,"EIA Prime Mover-level Data","EIA Prime Mover-level Data","Estimated using emissions factor","Estimated using emissions factor","Estimated using emissions factor","Estimated using emissions factor"]
[1134,2019,"AR","Ellis Hydro",7040,"1","HY","OP",{"$nulls":4},"WAT",null,{"v":295216,"d":"295,216"},{"v":130593,"d":"130,593"},{"$nulls":5},"EIA Prime Mover-level Data","EIA Prime Mover-level Data"]
[1135,2019,"AR","Ellis Hydro",7040,"2","HY","OP",{"$nulls":4},"WAT",null,{"v":295216,"d":"295,216"},{"v":130593,"d":"130,593"},{"$nulls":5},"EIA Prime Mover-level Data","EIA Prime Mover-level Data"]
[1136,2019,"AR","Ellis Hydro",7040,"3","HY","OP",{"$nulls":4},"WAT",null,{"v":295216,"d":"295,216"},{"v":130593,"d":"130,593"},{"$nulls":5},"EIA Prime Mover-level Data","EIA Prime Mover-level Data"]
[1137,2019,"AR","FECC Solar Benton",61839,"FECC1","PV","OP",{"$nulls":4},"SUN",null,{"v":12974,"d":"12,974"},{"v":6736,"d":"6,736"},{"$nulls":5},"EIA Prime Mover-level Data","EIA Prime Mover-level Data"]
[1138,2019,"AR","Flint Creek Power Plant",6138,"1","ST","OP","Yes","ARP,CSOSG2,MATS","WALL",1,"SUB",{"v":7044,"d":"7,044.0"},{"v":25655324,"d":"25,655,324"},{"v":12676998,"d":"12,676,998"},{"v":2372.8291015625,"d":"2,372.8"},{"v":1166.72204589844,"d":"1,166.7"},{"v":736.046020507813,"d":"736.0"},{"v":2690733.25,"d":"2,690,733.3"},{"v":7.26000022888184,"d":"7.3"},"EPA/CAMD","EPA/CAMD","EPA/CAMD","EPA/CAMD","EPA/CAMD","EPA/CAMD","EPA/CAMD","DL","LNBO","Yes",1978]
[1139,2019,"AR","Fourche Creek Wastewater",10050,"1","IC","RE",{"$nulls":4},"OBG"]
[1140,2019,"AR","Fourche Creek Wastewater",10050,"2","IC","RE",{"$nulls":4},"OBG"]
[1141,2019,"AR","Fourche Creek Wastewater",10050,"3","IC","RE",{"$nulls":4},"OBG"]
[1142,2019,"AR","Fourche Creek Wastewater",10050,"4","IC","OP",{"$nulls":4},"OBG",null,{"v":66831,"d":"66,831"},{"v":26138,"d":"26,138"},{"v":133.356002807617,"d":"133.4"},{"v":52.5919990539551,"d":"52.6"},{"v":0.212899997830391,"d":"0.2"},{"v":4243.75390625,"d":"4,243.8"},null,"EIA Prime Mover-level Data","EIA Prime Mover-level Data","Estimated using emissions factor","Estimated using emissions factor","Estimated using emissions factor","Estimated using emissions factor"]
[1143,2019,"AR","Fulton",7825,"CT1","GT","OP","Yes","ARP,CSOSG2","CT",null,"NG",{"v":1003,"d":"1,003.0"},{"v":1238069,"d":"1,238,069"},{"v":961137.75,"d":"961,138"},{"v":38.0289993286133,"d":"38.0"},{"v":29.17799949646,"d":"29.2"},{"v":0.370999991893768,"d":"0.4"},{"v":73577.109375,"d":"73,577.1"},null,"EPA/CAMD","EPA/CAMD","EPA/CAMD","EPA/CAMD","EPA/CAMD","EPA/CAMD",null,null,"DLNB",null,2001]
[1144,2019,"AR","Genova Arkansas I LLC",55869,"CTG1","CT","IP",{"$nulls":4},"NG"]
[1145,2019,"AR","Genova Arkansas I LLC",55869,"CTG2","CT","IP",{"$nulls":4},"NG"]
[1146,2019,"AR","Genova Arkansas I LLC",55869,"ST1","CA","IP",{"$nulls":4},"NG"]
[1147,2019,"AR","Georgia-Pacific Crossett LLC",10606,"10A","ST","OP",{"$nulls":3},3,"NG",null,{"v":3353728.75,"d":"3,353,729"},{"v":1556369.875,"d":"1,556,370"},{"v":335.372985839844,"d":"335.4"},{"v":155.636993408203,"d":"155.6"},{"v":17.080099105835,"d":"17.1"},{"v":244335.5,"d":"244,335.5"},null,"EIA Unit-level Data","EIA Unit-Level Data","Estimated based on unit-level NOx emission rates","Estimated based on unit-level NOx ozone season emission rates","Estimated using emissions factor and plant-specific sulfur content","Estimated using emissions factor"]
[1148,2019,"AR","Georgia-Pacific Crossett LLC",10606,"5A","ST","SB",{"$nulls":3},3,"NG",null,{"v":705810.625,"d":"705,811"},{"v":283267.3125,"d":"283,267"},{"v":41.0009994506836,"d":"41.0"},{"v":17.5659999847412,"d":"17.6"},{"v":0.790799975395203,"d":"0.8"},{"v":41250.76953125,"d":"41,250.8"},null,"EIA Unit-level Data","EIA Unit-Level Data","Estimated using emissions factor","Estimated using emissions factor","Estimated using emissions factor","Estimated using emissions factor"]
[1149,2019,"AR","Georgia-Pacific Crossett LLC",10606,"6A","ST","OP",{"$nulls":3},3,"NG",null,{"v":1108632.75,"d":"1,108,633"},{"v":463608.5625,"d":"463,609"},{"v":64.4010009765625,"d":"64.4"},{"v":27.5909996032715,"d":"27.6"},{"v":1.24210000038147,"d":"1.2"},{"v":64793.51953125,"d":"64,793.5"},null,"EIA Unit-level Data","EIA Unit-Level Data","Estimated using emissions factor","Estimated using emissions factor","Estimated using emissions factor","Estimated using emissions factor"]
[1150,2019,"AR","Georgia-Pacific Crossett LLC",10606,"8R","ST","OP",{"$nulls":3},3,"BLQ",null,{"v":7903424.5,"d":"7,903,425"},{"v":4328877.5,"d":"4,328,878"},{"v":592.757019042969,"d":"592.8"},{"v":324.665985107422,"d":"324.7"},{"v":2302.34497070313,"d":"2,302.3"},{"v":873039.25,"d":"873,039.3"},null,"EIA Unit-level Data","EIA Unit-Level Data","Estimated based on unit-level NOx emission rates","Estimated based on unit-level NOx ozone season emission rates","Estimated using emissions factor and plant-specific sulfur content","Estimated using emissions factor"]
[1151,2019,"AR","Georgia-Pacific Crossett LLC",10606,"9A","ST","OP",{"$nulls":3},3,"NG",null,{"v":3598119.75,"d":"3,598,120"},{"v":1443079.5,"d":"1,443,080"},{"v":701.632995605469,"d":"701.6"},{"v":144.307998657227,"d":"144.3"},{"v":22.592399597168,"d":"22.6"},{"v":279737.53125,"d":"279,737.5"},null,"EIA Unit-level Data","EIA Unit-Level Data","Estimated based on unit-level NOx emission rates","Estimated based on unit-level NOx ozone season emission rates","Estimated using emissions factor and plant-specific sulfur content","Estimated using emissions factor"]
[1152,2019,"AR","Greers Ferry Lake",188,"1","HY","OP",{"$nulls":4},"WAT",null,{"v":1320705,"d":"1,320,705"},{"v":584232.5,"d":"584,233"},{"$nulls":5},"EIA Prime Mover-level Data","EIA Prime Mover-level Data"]
[1153,2019,"AR","Greers Ferry Lake",188,"2","HY","OP",{"$nulls":4},"WAT",null,{"v":1320705,"d":"1,320,705"},{"v":584232.5,"d":"584,233"},{"$nulls":5},"EIA Prime Mover-level Data","EIA Prime Mover-level Data"]
[1154,2019,"AR","Hamilton Moses",168,"1","ST","RE",null,null,"WALL",1,"NG"]
[1155,2019,"AR","Hamilton Moses",168,"2","ST","RE",null,null,"WALL",1,"NG"]
[1156,2019,"AR","Happy Solar 1",63766,"ARHA1","PV","P",{"$nulls":4},"SUN"]
[1157,2019,"AR","Harry D. Mattison Power Plant",56328,"1","GT","OP","Yes","ARP,CSOSG2","CT",null,"NG",{"v":460,"d":"460.0"},{"v":401670.1875,"d":"401,670"},{"v":271521.90625,"d":"271,522"},{"v":9.52499961853027,"d":"9.5"},{"v":6.37599992752075,"d":"6.4"},{"v":0.119999997317791,"d":"0.1"},{"v":23699.099609375,"d":"23,699.1"},null,"EPA/CAMD","EPA/CAMD","EPA/CAMD","EPA/CAMD","EPA/CAMD","EPA/CAMD",null,null,"DLNB",null,2007]
[1158,2019,"AR","Harry D. Mattison Power Plant",56328,"2","GT","OP","Yes","ARP,CSOSG2","CT",null,"NG",{"v":524,"d":"524.0"},{"v":488484,"d":"488,484"},{"v":320895.59375,"d":"320,896"},{"v":11.2679996490479,"d":"11.3"},{"v":7.19399976730347,"d":"7.2"},{"v":0.150999993085861,"d":"0.2"},{"v":28820.69921875,"d":"28,820.7"},null,"EPA/CAMD","EPA/CAMD","EPA/CAMD","EPA/CAMD","EPA/CAMD","EPA/CAMD",null,null,"DLNB",null,2007]
[1159,2019,"AR","Harry D. Mattison Power Plant",56328,"3","GT","OP","Yes","ARP,CSOSG2","CT",null,"NG",{"v":658,"d":"658.0"},{"v":524091.6875,"d":"524,092"},{"v":322531.40625,"d":"322,531"},{"v":19.0540008544922,"d":"19.1"},{"v":12.7700004577637,"d":"12.8"},{"v":0.162000000476837,"d":"0.2"},{"v":30920.400390625,"d":"30,920.4"},null,"EPA/CAMD","EPA/CAMD","EPA/CAMD","EPA/CAMD","EPA/CAMD","EPA/CAMD",null,null,"DLNB",null,2007]
[1160,2019,"AR","Harry D. Mattison Power Plant",56328,"4","GT","OP","Yes","ARP,CSOSG2","CT",null,"NG",{"v":654,"d":"654.0"},{"v":540706.125,"d":"540,706"},{"v":312286.1875,"d":"312,286"},{"v":20.9370002746582,"d":"20.9"},{"v":12.7629995346069,"d":"12.8"},{"v":0.165000006556511,"d":"0.2"},{"v":31900.69921875,"d":"31,900.7"},null,"EPA/CAMD","EPA/CAMD","EPA/CAMD","EPA/CAMD","EPA/CAMD","EPA/CAMD",null,null,"DLNB",null,2007]
[1161,2019,"AR","Harvey Couch",169,"1","ST","RE",null,null,"WALL",1,"NG"]
[1162,2019,"AR","Harvey Couch",169,"2","ST","RE",null,null,"WALL",1,"NG"]
[1163,2019,"AR","Hot Spring Energy Facility",55418,"CT-1","CT","OP","Yes","ARP,CSOSG2","CC",null,"NG",{"v":5842,"d":"5,842.0"},{"v":11070696,"d":"11,070,696"},{"v":5812146.5,"d":"5,812,147"},{"v":60.5340003967285,"d":"60.5"},{"v":31.8959999084473,"d":"31.9"},{"v":3.32100009918213,"d":"3.3"},{"v":657919.625,"d":"657,919.6"},null,"EPA/CAMD","EPA/CAMD","EPA/CAMD","EPA/CAMD","EPA/CAMD","EPA/CAMD",null,null,"DLNB,SCR",null,2002]
[1164,2019,"AR","Hot Spring Energy Facility",55418,"CT-2","CT","OP","Yes","ARP,CSOSG2","CC",null,"NG",{"v":5860,"d":"5,860.0"},{"v":11055784,"d":"11,055,784"},{"v":5824735,"d":"5,824,735"},{"v":60.9360008239746,"d":"60.9"},{"v":32.1940002441406,"d":"32.2"},{"v":3.31699991226196,"d":"3.3"},{"v":657030.0625,"d":"657,030.1"},null,"EPA/CAMD","EPA/CAMD","EPA/CAMD","EPA/CAMD","EPA/CAMD","EPA/CAMD",null,null,"DLNB,SCR",null,2002]
[1165,2019,"AR","Independence",6641,"1","ST","OP","Yes","ARP,CSOSG2,MATS","TANGENTIAL",1,"SUB",{"v":6048,"d":"6,048.0"},{"v":30881744,"d":"30,881,744"},{"v":15523468,"d":"15,523,468"},{"v":2523.71704101563,"d":"2,523.7"},{"v":1298.23400878906,"d":"1,298.2"},{"v":7393.3310546875,"d":"7,393.3"},{"v":3238224.25,"d":"3,238,224.3"},{"v":22.3799991607666,"d":"22.4"},"EPA/CAMD","EPA/CAMD","EPA/CAMD","EPA/CAMD","EPA/CAMD","EPA/CAMD","EPA/CAMD",null,"LNC2","Yes",1983]
[1166,2019,"AR","Independence",6641,"2","ST","OP","Yes","ARP,CSOSG2,MATS","TANGENTIAL",1,"SUB",{"v":5900,"d":"5,900.0"},{"v":34912244,"d":"34,912,244"},{"v":20768464,"d":"20,768,464"},{"v":2538.35888671875,"d":"2,538.4"},{"v":1546.36596679688,"d":"1,546.4"},{"v":8465.1494140625,"d":"8,465.1"},{"v":3660659,"d":"3,660,659.0"},{"v":23.6700000762939,"d":"23.7"},"EPA/CAMD","EPA/CAMD","EPA/CAMD","EPA/CAMD","EPA/CAMD","EPA/CAMD","EPA/CAMD",null,"LNC2","Yes",1984]
[1167,2019,"AR","John W. Turk Jr. Power Plant",56564,"SN-01","ST","OP","Yes","ARP,CSOSG2,MATS","WALL",null,"SUB",{"v":8221,"d":"8,221.0"},{"v":37247700,"d":"37,247,700"},{"v":14345876,"d":"14,345,876"},{"v":721.674987792969,"d":"721.7"},{"v":261.188995361328,"d":"261.2"},{"v":612.706970214844,"d":"612.7"},{"v":3906541.5,"d":"3,906,541.5"},{"v":15.6599998474121,"d":"15.7"},"EPA/CAMD","EPA/CAMD","EPA/CAMD","EPA/CAMD","EPA/CAMD","EPA/CAMD","EPA/CAMD","DL","LNBO,SCR",null,2012]
[1168,2019,"AR","Lake Catherine",170,"4","ST","OP","Yes","ARP,CSOSG2","WALL",1,"NG",{"v":1370,"d":"1,370.0"},{"v":1755797.375,"d":"1,755,797"},{"v":1574529.875,"d":"1,574,530"},{"v":191.311996459961,"d":"191.3"},{"v":173.154998779297,"d":"173.2"},{"v":0.52700001001358,"d":"0.5"},{"v":104345.8125,"d":"104,345.8"},null,"EPA/CAMD","EPA/CAMD","EPA/CAMD","EPA/CAMD","EPA/CAMD","EPA/CAMD",{"$nulls":4},1970]
[1169,2019,"AR","Lee Creek Water Treatment Facility",54283,"0209","HY","SB",{"$nulls":4},"WAT"]
[1170,2019,"AR","Mabelvale",171,"1","GT","RE",{"$nulls":4},"NG"]
[1171,2019,"AR","Mabelvale",171,"2","GT","RE",{"$nulls":4},"NG"]
[1172,2019,"AR","Mabelvale",171,"3","GT","RE",{"$nulls":4},"NG"]
[1173,2019,"AR","Mabelvale",171,"4","GT","RE",{"$nulls":4},"NG"]
[1174,2019,"AR","Magnet Cove Generating Station",55714,"SN-01","CT","OP","Yes","ARP,CSOSG2","CC",null,"NG",{"v":2297,"d":"2,297.0"},{"v":5476559.5,"d":"5,476,560"},{"v":4885887.5,"d":"4,885,888"},{"v":37.0820007324219,"d":"37.1"},{"v":30.5200004577637,"d":"30.5"},{"v":1.64300000667572,"d":"1.6"},{"v":325463.0625,"d":"325,463.1"},null,"EPA/CAMD","EPA/CAMD","EPA/CAMD","EPA/CAMD","EPA/CAMD","EPA/CAMD",null,null,"DLNB,SCR",null,2005]
[1175,2019,"AR","Magnet Cove Generating Station",55714,"SN-02","CT","OP","Yes","ARP,CSOSG2","CC",null,"NG",{"v":3158,"d":"3,158.0"},{"v":6919686.5,"d":"6,919,687"},{"v":5573245,"d":"5,573,245"},{"v":131.203994750977,"d":"131.2"},{"v":104.996002197266,"d":"105.0"},{"v":2.07599997520447,"d":"2.1"},{"v":411227.0625,"d":"411,227.1"},null,"EPA/CAMD","EPA/CAMD","EPA/CAMD","EPA/CAMD","EPA/CAMD","EPA/CAMD",null,null,"DLNB,SCR",null,2005]
[1176,2019,"AR","McClellan",203,"01","ST","OP","Yes","ARP,CSOSG2","WALL",1,"NG",{"v":1208,"d":"1,208.0"},{"v":410199.6875,"d":"410,200"},{"v":335362,"d":"335,362"},{"v":39.1879997253418,"d":"39.2"},{"v":28.55299949646,"d":"28.6"},{"v":14.5819997787476,"d":"14.6"},{"v":25246.26953125,"d":"25,246.3"},null,"EPA/CAMD","EPA/CAMD","EPA/CAMD","EPA/CAMD","EPA/CAMD","EPA/CAMD",{"$nulls":4},1970]
[1177,2019,"AR","Municipal Light",193,"1","IC","OP",{"$nulls":4},"DFO",null,{"v":29.4440002441406,"d":"29"},{"v":13.0559997558594,"d":"13"},{"v":0.0469999983906746,"d":"0.0"},{"v":0.0209999997168779,"d":"0.0"},{"v":0.00430000014603138,"d":"0.0"},{"v":2.40499997138977,"d":"2.4"},null,"EIA Prime Mover-level Data","EIA Prime Mover-level Data","Estimated using emissions factor","Estimated using emissions factor","Estimated using emissions factor","Estimated using emissions factor"]
[1178,2019,"AR","Municipal Light",193,"2","IC","OP",{"$nulls":4},"DFO",null,{"v":8.83300018310547,"d":"9"},{"v":3.91700005531311,"d":"4"},{"v":0.0140000004321337,"d":"0.0"},{"v":0.00600000005215406,"d":"0.0"},{"v":0.00130000000353903,"d":"0.0"},{"v":0.721000015735626,"d":"0.7"},null,"EIA Prime Mover-level Data","EIA Prime Mover-level Data","Estimated using emissions factor","Estimated using emissions factor","Estimated using emissions factor","Estimated using emissions factor"]
[1179,2019,"AR","Municipal Light",193,"4","IC","OP",{"$nulls":4},"DFO",null,{"v":32.3889999389648,"d":"32"},{"v":14.3610000610352,"d":"14"},{"v":0.0509999990463257,"d":"0.1"},{"v":0.0230000000447035,"d":"0.0"},{"v":4.69999993219972E-3,"d":"0.0"},{"v":2.64499998092651,"d":"2.6"},null,"EIA Prime Mover-level Data","EIA Prime Mover-level Data","Estimated using emissions factor","Estimated using emissions factor","Estimated using emissions factor","Estimated using emissions factor"]
[1180,2019,"AR","Municipal Light",193,"6","IC","OP",{"$nulls":4},"DFO",null,{"v":19.1389999389648,"d":"19"},{"v":8.48600006103516,"d":"8"},{"v":0.0299999993294477,"d":"0.0"},{"v":0.0130000002682209,"d":"0.0"},{"v":2.79999990016222E-3,"d":"0.0"},{"v":1.56299996376038,"d":"1.6"},null,"EIA Prime Mover-level Data","EIA Prime Mover-level Data","Estimated using emissions factor","Estimated using emissions factor","Estimated using emissions factor","Estimated using emissions factor"]
[1181,2019,"AR","Municipal Light",193,"7","IC","OP",{"$nulls":4},"DFO",null,{"v":16.1940002441406,"d":"16"},{"v":7.18100023269653,"d":"7"},{"v":0.0260000005364418,"d":"0.0"},{"v":0.0109999999403954,"d":"0.0"},{"v":0.00230000005103648,"d":"0.0"},{"v":1.32200002670288,"d":"1.3"},null,"EIA Prime Mover-level Data","EIA Prime Mover-level Data","Estimated using emissions factor","Estimated using emissions factor","Estimated using emissions factor","Estimated using emissions factor"]
[1182,2019,"AR","Murray",7166,"1","HY","OP",{"$nulls":4},"WAT",null,{"v":398967,"d":"398,967"},{"v":176488.5,"d":"176,489"},{"$nulls":5},"EIA Prime Mover-level Data","EIA Prime Mover-level Data"]
[1183,2019,"AR","Murray",7166,"2","HY","OP",{"$nulls":4},"WAT",null,{"v":398967,"d":"398,967"},{"v":176488.5,"d":"176,489"},{"$nulls":5},"EIA Prime Mover-level Data","EIA Prime Mover-level Data"]
[1184,2019,"AR","Narrows (AR)",195,"1","HY","OP",{"$nulls":4},"WAT",null,{"v":211265.671875,"d":"211,266"},{"v":93456.3359375,"d":"93,456"},{"$nulls":5},"EIA Prime Mover-level Data","EIA Prime Mover-level Data"]
[1185,2019,"AR","Narrows (AR)",195,"2","HY","OP",{"$nulls":4},"WAT",null,{"v":211265.671875,"d":"211,266"},{"v":93456.3359375,"d":"93,456"},{"$nulls":5},"EIA Prime Mover-level Data","EIA Prime Mover-level Data"]
[1186,2019,"AR","Narrows (AR)",195,"3","HY","OP",{"$nulls":4},"WAT",null,{"v":211265.671875,"d":"211,266"},{"v":93456.3359375,"d":"93,456"},{"$nulls":5},"EIA Prime Mover-level Data","EIA Prime Mover-level Data"]
[1187,2019,"AR","Noland Wastewater Treatment Plant Hybrid",62682,"FAYE1","PV","OP",{"$nulls":4},"SUN",null,{"v":28274,"d":"28,274"},{"v":13901,"d":"13,901"},{"$nulls":5},"EIA Prime Mover-level Data","EIA Prime Mover-level Data"]
[1188,2019,"AR","Noland Wastewater Treatment Plant Hybrid",62682,"FAYEB","BA","OP",{"$nulls":4},"MWH",null,0,0,{"$nulls":5},"EIA Prime Mover-level Data","EIA Prime Mover-level Data"]
[1189,2019,"AR","Norfork",196,"1","HY","OP",{"$nulls":4},"WAT",null,{"v":1281403,"d":"1,281,403"},{"v":566846.5,"d":"566,847"},{"$nulls":5},"EIA Prime Mover-level Data","EIA Prime Mover-level Data"]
[1190,2019,"AR","Norfork",196,"2","HY","OP",{"$nulls":4},"WAT",null,{"v":1281403,"d":"1,281,403"},{"v":566846.5,"d":"566,847"},{"$nulls":5},"EIA Prime Mover-level Data","EIA Prime Mover-level Data"]
[1191,2019,"AR","Osceola (AR)",172,"10","IC","RE",{"$nulls":4},"DFO"]
[1192,2019,"AR","Osceola (AR)",172,"11","IC","RE",{"$nulls":4},"DFO"]
[1193,2019,"AR","Osceola (AR)",172,"12","IC","RE",{"$nulls":4},"DFO"]
[1194,2019,"AR","Osceola (AR)",172,"13","IC","RE",{"$nulls":4},"DFO"]
[1195,2019,"AR","Osceola (AR)",172,"14","IC","RE",{"$nulls":4},"DFO"]
[1196,2019,"AR","Osceola (AR)",172,"9","IC","SB",{"$nulls":4},"DFO"]
[1197,2019,"AR","Oswald Generating Station",55221,"G1","CT","OP","Yes","ARP,CSOSG2","CC",null,"NG",{"v":1083,"d":"1,083.0"},{"v":330010.34375,"d":"330,010"},{"v":284075.78125,"d":"284,076"},{"v":18.738000869751,"d":"18.7"},{"v":16.2900009155273,"d":"16.3"},{"v":0.0989999994635582,"d":"0.1"},{"v":19609.8984375,"d":"19,609.9"},null,"EPA/CAMD","EPA/CAMD","EPA/CAMD","EPA/CAMD","EPA/CAMD","EPA/CAMD",null,null,"STM",null,2002]
[1198,2019,"AR","Oswald Generating Station",55221,"G2","CT","OP","Yes","ARP,CSOSG2","CC",null,"NG",{"v":1072,"d":"1,072.0"},{"v":326760.59375,"d":"326,761"},{"v":282023.75,"d":"282,024"},{"v":18.6590003967285,"d":"18.7"},{"v":15.6339998245239,"d":"15.6"},{"v":0.0979999974370003,"d":"0.1"},{"v":19418.025390625,"d":"19,418.0"},null,"EPA/CAMD","EPA/CAMD","EPA/CAMD","EPA/CAMD","EPA/CAMD","EPA/CAMD",null,null,"STM",null,2002]
[1199,2019,"AR","Oswald Generating Station",55221,"G3","CT","OP","Yes","ARP,CSOSG2","CC",null,"NG",{"v":1089,"d":"1,089.0"},{"v":348699.1875,"d":"348,699"},{"v":308534.875,"d":"308,535"},{"v":20.0240001678467,"d":"20.0"},{"v":17.6219997406006,"d":"17.6"},{"v":0.104999996721745,"d":"0.1"},{"v":20722.83203125,"d":"20,722.8"},null,"EPA/CAMD","EPA/CAMD","EPA/CAMD","EPA/CAMD","EPA/CAMD","EPA/CAMD",null,null,"STM",null,2002]
[1200,2019,"AR","Oswald Generating Station",55221,"G4","CT","OP","Yes","ARP,CSOSG2","CC",null,"NG",{"v":1048,"d":"1,048.0"},{"v":334205.8125,"d":"334,206"},{"v":301441.0625,"d":"301,441"},{"v":20.8010005950928,"d":"20.8"},{"v":18.2880001068115,"d":"18.3"},{"v":0.100000001490116,"d":"0.1"},{"v":19860.5390625,"d":"19,860.5"},null,"EPA/CAMD","EPA/CAMD","EPA/CAMD","EPA/CAMD","EPA/CAMD","EPA/CAMD",null,null,"STM",null,2002]
[1201,2019,"AR","Oswald Generating Station",55221,"G5","CT","OP","Yes","ARP,CSOSG2","CC",null,"NG",{"v":1085,"d":"1,085.0"},{"v":364261.375,"d":"364,261"},{"v":324439.3125,"d":"324,439"},{"v":24.6009998321533,"d":"24.6"},{"v":21.8290004730225,"d":"21.8"},{"v":0.108999997377396,"d":"0.1"},{"v":21647.828125,"d":"21,647.8"},null,"EPA/CAMD","EPA/CAMD","EPA/CAMD","EPA/CAMD","EPA/CAMD","EPA/CAMD",null,null,"STM",null,2002]
[1202,2019,"AR","Oswald Generating Station",55221,"G6","CT","OP","Yes","ARP,CSOSG2","CC",null,"NG",{"v":1116,"d":"1,116.0"},{"v":361810.1875,"d":"361,810"},{"v":314616,"d":"314,616"},{"v":24.17799949646,"d":"24.2"},{"v":21.2999992370605,"d":"21.3"},{"v":0.108999997377396,"d":"0.1"},{"v":21503.146484375,"d":"21,503.1"},null,"EPA/CAMD","EPA/CAMD","EPA/CAMD","EPA/CAMD","EPA/CAMD","EPA/CAMD",null,null,"STM",null,2002]
[1203,2019,"AR","Oswald Generating Station",55221,"G7","CT","OP","Yes","ARP,CSOSG2","CC",null,"NG",{"v":1180,"d":"1,180.0"},{"v":810449.0625,"d":"810,449"},{"v":686538.6875,"d":"686,539"},{"v":46.7830009460449,"d":"46.8"},{"v":42.2929992675781,"d":"42.3"},{"v":0.243000000715256,"d":"0.2"},{"v":48162.640625,"d":"48,162.6"},null,"EPA/CAMD","EPA/CAMD","EPA/CAMD","EPA/CAMD","EPA/CAMD","EPA/CAMD",null,null,"DLNB",null,2002]
[1204,2019,"AR","Ozark",6142,"1","HY","OA",{"$nulls":4},"WAT",null,{"v":159483.203125,"d":"159,483"},{"v":70549.796875,"d":"70,550"},{"$nulls":5},"EIA Prime Mover-level Data","EIA Prime Mover-level Data"]
[1205,2019,"AR","Ozark",6142,"2","HY","OP",{"$nulls":4},"WAT",null,{"v":159483.203125,"d":"159,483"},{"v":70549.796875,"d":"70,550"},{"$nulls":5},"EIA Prime Mover-level Data","EIA Prime Mover-level Data"]
[1206,2019,"AR","Ozark",6142,"3","HY","OP",{"$nulls":4},"WAT",null,{"v":159483.203125,"d":"159,483"},{"v":70549.796875,"d":"70,550"},{"$nulls":5},"EIA Prime Mover-level Data","EIA Prime Mover-level Data"]
[1207,2019,"AR","Ozark",6142,"4","HY","OS",{"$nulls":4},"WAT",null,{"v":159483.203125,"d":"159,483"},{"v":70549.796875,"d":"70,550"},{"$nulls":5},"EIA Prime Mover-level Data","EIA Prime Mover-level Data"]
[1208,2019,"AR","Ozark",6142,"5","HY","OA",{"$nulls":4},"WAT",null,{"v":159483.203125,"d":"159,483"},{"v":70549.796875,"d":"70,550"},{"$nulls":5},"EIA Prime Mover-level Data","EIA Prime Mover-level Data"]
[1209,2019,"AR","Ozarks Natural Energy Community Solar",60924,"GEN1","PV","OP",{"$nulls":4},"SUN",null,{"v":13652,"d":"13,652"},{"v":7088,"d":"7,088"},{"$nulls":5},"EIA Prime Mover-level Data","EIA Prime Mover-level Data"]
[1210,2019,"AR","Paragould",192,"1","IC","RE",{"$nulls":4},"DFO"]
[1211,2019,"AR","Paragould",192,"2","IC","RE",{"$nulls":4},"DFO"]
[1212,2019,"AR","Paragould",192,"4","IC","RE",{"$nulls":4},"DFO"]
[1213,2019,"AR","Paragould",192,"5","IC","RE",{"$nulls":4},"DFO"]
[1214,2019,"AR","Paragould",192,"6","IC","RE",{"$nulls":4},"DFO"]
[1215,2019,"AR","Paragould Reciprocating",8015,"011","IC","OP",{"$nulls":4},"NG",null,{"v":1577.6669921875,"d":"1,578"},{"v":761.6669921875,"d":"762"},{"v":2.18300008773804,"d":"2.2"},{"v":1.05400002002716,"d":"1.1"},{"v":0.00249999994412065,"d":"0.0"},{"v":92.2060012817383,"d":"92.2"},null,"EIA Prime Mover-level Data","EIA Prime Mover-level Data","Estimated using emissions factor","Estimated using emissions factor","Estimated using emissions factor","Estimated using emissions factor"]
[1216,2019,"AR","Paragould Reciprocating",8015,"021","IC","OP",{"$nulls":4},"NG",null,{"v":1577.6669921875,"d":"1,578"},{"v":761.6669921875,"d":"762"},{"v":2.18300008773804,"d":"2.2"},{"v":1.05400002002716,"d":"1.1"},{"v":0.00249999994412065,"d":"0.0"},{"v":92.2060012817383,"d":"92.2"},null,"EIA Prime Mover-level Data","EIA Prime Mover-level Data","Estimated using emissions factor","Estimated using emissions factor","Estimated using emissions factor","Estimated using emissions factor"]
[1217,2019,"AR","Paragould Reciprocating",8015,"031","IC","OP",{"$nulls":4},"NG",null,{"v":1577.6669921875,"d":"1,578"},{"v":761.6669921875,"d":"762"},{"v":2.18300008773804,"d":"2.2"},{"v":1.05400002002716,"d":"1.1"},{"v":0.00249999994412065,"d":"0.0"},{"v":92.2060012817383,"d":"92.2"},null,"EIA Prime Mover-level Data","EIA Prime Mover-level Data","Estimated using emissions factor","Estimated using emissions factor","Estimated using emissions factor","Estimated using emissions factor"]
[1218,2019,"AR","Paragould Turbine",7283,"1","GT","OP",{"$nulls":4},"NG",null,{"v":293.25,"d":"293"},{"v":141.75,"d":"142"},{"v":0.0469999983906746,"d":"0.0"},{"v":0.0230000000447035,"d":"0.0"},{"v":0.000500000023748726,"d":"0.0"},{"v":17.1389999389648,"d":"17.1"},null,"EIA Prime Mover-level Data","EIA Prime Mover-level Data","Estimated using emissions factor","Estimated using emissions factor","Estimated using emissions factor","Estimated using emissions factor"]
[1219,2019,"AR","Paragould Turbine",7283,"2","GT","OP",{"$nulls":4},"NG",null,{"v":293.25,"d":"293"},{"v":141.75,"d":"142"},{"v":0.0469999983906746,"d":"0.0"},{"v":0.0230000000447035,"d":"0.0"},{"v":0.000500000023748726,"d":"0.0"},{"v":17.1389999389648,"d":"17.1"},null,"EIA Prime Mover-level Data","EIA Prime Mover-level Data","Estimated using emissions factor","Estimated using emissions factor","Estimated using emissions factor","Estimated using emissions factor"]
[1220,2019,"AR","Paragould Turbine",7283,"3","GT","OP",{"$nulls":4},"NG",null,{"v":293.25,"d":"293"},{"v":141.75,"d":"142"},{"v":0.0469999983906746,"d":"0.0"},{"v":0.0230000000447035,"d":"0.0"},{"v":0.000500000023748726,"d":"0.0"},{"v":17.1389999389648,"d":"17.1"},null,"EIA Prime Mover-level Data","EIA Prime Mover-level Data","Estimated using emissions factor","Estimated using emissions factor","Estimated using emissions factor","Estimated using emissions factor"]
[1221,2019,"AR","Paragould Turbine",7283,"4","GT","OP",{"$nulls":4},"NG",null,{"v":293.25,"d":"293"},{"v":141.75,"d":"142"},{"v":0.0469999983906746,"d":"0.0"},{"v":0.0230000000447035,"d":"0.0"},{"v":0.000500000023748726,"d":"0.0"},{"v":17.1389999389648,"d":"17.1"},null,"EIA Prime Mover-level Data","EIA Prime Mover-level Data","Estimated using emissions factor","Estimated using emissions factor","Estimated using emissions factor","Estimated using emissions factor"]
[1222,2019,"AR","Paragould Turbine",7283,"5","IC","SB",{"$nulls":4},"DFO"]
[1223,2019,"AR","Pine Bluff Energy Center",55075,"CT-1","CT","OP","Yes","ARP,CSOSG2","CC",null,"NG",{"v":7525,"d":"7,525.0"},{"v":12192780,"d":"12,192,780"},{"v":5394462,"d":"5,394,462"},{"v":241.598999023438,"d":"241.6"},{"v":91.6210021972656,"d":"91.6"},{"v":3.65799999237061,"d":"3.7"},{"v":724603.375,"d":"724,603.4"},null,"EPA/CAMD","EPA/CAMD","EPA/CAMD","EPA/CAMD","EPA/CAMD","EPA/CAMD",{"$nulls":4},2001]
[1224,2019,"AR","Pine Bluff Mill",10627,"BB1","ST","OP",{"$nulls":3},3,"NG",null,{"v":366501.40625,"d":"366,501"},{"v":99106.1953125,"d":"99,106"},{"v":37.0730018615723,"d":"37.1"},{"v":8.42399978637695,"d":"8.4"},{"v":0.58569997549057,"d":"0.6"},{"v":21420.001953125,"d":"21,420.0"},null,"EIA Unit-level Data","EIA Unit-Level Data","Estimated using emissions factor","Estimated using emissions factor","Estimated using emissions factor and plant-specific sulfur content","Estimated using emissions factor"]
[1225,2019,"AR","Pine Bluff Mill",10627,"PB1","ST","OP",{"$nulls":3},3,"NG",null,{"v":950732.6875,"d":"950,733"},{"v":155043.765625,"d":"155,044"},{"v":96.1709976196289,"d":"96.2"},{"v":21.8530006408691,"d":"21.9"},{"v":1.86670005321503,"d":"1.9"},{"v":55565.125,"d":"55,565.1"},null,"EIA Unit-level Data","EIA Unit-Level Data","Estimated using emissions factor","Estimated using emissions factor","Estimated using emissions factor","Estimated using emissions factor"]
[1226,2019,"AR","Pine Bluff Mill",10627,"PB2","ST","RE",{"$nulls":3},3,"PUR",null,0,0,{"$nulls":3},{"v":0,"d":"0.0"},null,"EIA Unit-level Data","EIA Unit-Level Data",{"$nulls":3},"Estimated using emissions factor"]
[1227,2019,"AR","Pine Bluff Mill",10627,"RB2","ST","OP",{"$nulls":3},3,"BLQ",null,{"v":2000674.875,"d":"2,000,675"},{"v":879238.9375,"d":"879,239"},{"v":123.966003417969,"d":"124.0"},{"v":52.9640007019043,"d":"53.0"},{"v":570.257995605469,"d":"570.3"},{"v":217629.265625,"d":"217,629.3"},null,"EIA Unit-level Data","EIA Unit-Level Data","Estimated using emissions factor","Estimated using emissions factor","Estimated using emissions factor and plant-specific sulfur content","Estimated using emissions factor"]
[1228,2019,"AR","Pine Bluff Mill",10627,"RB3","ST","OP",{"$nulls":3},3,"BLQ",null,{"v":2108837.25,"d":"2,108,837"},{"v":855483.3125,"d":"855,483"},{"v":130.667999267578,"d":"130.7"},{"v":55.8279991149902,"d":"55.8"},{"v":596.097290039063,"d":"596.1"},{"v":228508.71875,"d":"228,508.7"},null,"EIA Unit-level Data","EIA Unit-Level Data","Estimated using emissions factor","Estimated using emissions factor","Estimated using emissions factor and plant-specific sulfur content","Estimated using emissions factor"]
[1229,2019,"AR","Pine Bluff Mill",10627,"RB4","ST","OP",{"$nulls":3},3,"BLQ",null,{"v":7876476,"d":"7,876,476"},{"v":3369574.25,"d":"3,369,574"},{"v":488.0419921875,"d":"488.0"},{"v":208.516006469727,"d":"208.5"},{"v":2299.94506835938,"d":"2,299.9"},{"v":866534.5,"d":"866,534.5"},null,"EIA Unit-level Data","EIA Unit-Level Data","Estimated using emissions factor","Estimated using emissions factor","Estimated using emissions factor and plant-specific sulfur content","Estimated using emissions factor"]
[1230,2019,"AR","Plum Point Energy Station",56456,"1","ST","OP","Yes","ARP,CSOSG2,MATS","WALL",null,"SUB",{"v":7438,"d":"7,438.0"},{"v":43150540,"d":"43,150,540"},{"v":20016472,"d":"20,016,472"},{"v":1583.49194335938,"d":"1,583.5"},{"v":742.723022460938,"d":"742.7"},{"v":2757.17309570313,"d":"2,757.2"},{"v":4427001,"d":"4,427,001.0"},{"v":36.4300003051758,"d":"36.4"},"EPA/CAMD","EPA/CAMD","EPA/CAMD","EPA/CAMD","EPA/CAMD","EPA/CAMD","EPA/CAMD","DL","LNB,SCR",null,2010]
[1231,2019,"AR","Remmel",174,"1","HY","OP",{"$nulls":4},"WAT",null,{"v":156193.328125,"d":"156,193"},{"v":69094.3359375,"d":"69,094"},{"$nulls":5},"EIA Prime Mover-level Data","EIA Prime Mover-level Data"]
[1232,2019,"AR","Remmel",174,"2","HY","OP",{"$nulls":4},"WAT",null,{"v":156193.328125,"d":"156,193"},{"v":69094.3359375,"d":"69,094"},{"$nulls":5},"EIA Prime Mover-level Data","EIA Prime Mover-level Data"]
[1233,2019,"AR","Remmel",174,"3","HY","OP",{"$nulls":4},"WAT",null,{"v":156193.328125,"d":"156,193"},{"v":69094.3359375,"d":"69,094"},{"$nulls":5},"EIA Prime Mover-level Data","EIA Prime Mover-level Data"]
[1234,2019,"AR","Riceland Foods Cogeneration Plant",56079,"North","ST","OP",{"$nulls":3},1,"OBS",null,{"v":988175.25,"d":"988,175"},{"v":383605.09375,"d":"383,605"},{"v":123.720001220703,"d":"123.7"},{"v":47.951000213623,"d":"48.0"},{"v":12.3521995544434,"d":"12.4"},{"v":114924.765625,"d":"114,924.8"},null,"EIA Unit-level Data","EIA Unit-Level Data","Estimated based on unit-level NOx emission rates","Estimated based on unit-level NOx ozone season emission rates","Estimated using emissions factor and plant-specific sulfur content","Estimated using emissions factor"]
[1235,2019,"AR","Riceland Foods Cogeneration Plant",56079,"South","ST","OP",{"$nulls":3},1,"OBS",null,{"v":988175.25,"d":"988,175"},{"v":383605.09375,"d":"383,605"},{"v":123.720001220703,"d":"123.7"},{"v":47.951000213623,"d":"48.0"},{"v":12.3521995544434,"d":"12.4"},{"v":114924.765625,"d":"114,924.8"},null,"EIA Unit-level Data","EIA Unit-Level Data","Estimated based on unit-level NOx emission rates","Estimated based on unit-level NOx ozone season emission rates","Estimated using emissions factor and plant-specific sulfur content","Estimated using emissions factor"]
[1236,2019,"AR","Robert E Ritchie",173,"1","ST","RE",null,null,"CYCLONE",1,"NG"]
[1237,2019,"AR","Robert E Ritchie",173,"2","ST","RE",null,null,"TANGENTIAL",1,"NG"]
[1238,2019,"AR","Robert E Ritchie",173,"GT1","GT","RE",{"$nulls":4},"NG"]
[1239,2019,"AR","Scenic Hill Solar III",61869,"SHS3","PV","OP",{"$nulls":4},"SUN",null,{"v":90483,"d":"90,483"},{"v":46978,"d":"46,978"},{"$nulls":5},"EIA Prime Mover-level Data","EIA Prime Mover-level Data"]
[1240,2019,"AR","Scenic Hill Solar IV, LLC",63627,"252","PV","OP",{"$nulls":4},"SUN"]
[1241,2019,"AR","Searcy Solar Hybrid",62617,"SEABT","BA","P",{"$nulls":4},"MWH"]
[1242,2019,"AR","Searcy Solar Hybrid",62617,"SEARC","PV","P",{"$nulls":4},"SUN"]
[1243,2019,"AR","SR Camden",59947,"AERO","PV","OP",{"$nulls":4},"SUN",null,{"v":231699,"d":"231,699"},{"v":131259,"d":"131,259"},{"$nulls":5},"EIA Prime Mover-level Data","EIA Prime Mover-level Data"]
[1244,2019,"AR","Stuttgart Solar",61262,"STGRT","PV","OP",{"$nulls":4},"SUN",null,{"v":1445433,"d":"1,445,433"},{"v":764147,"d":"764,147"},{"$nulls":5},"EIA Prime Mover-level Data","EIA Prime Mover-level Data"]
[1245,2019,"AR","Thomas Fitzhugh",201,"2","CT","OP","Yes","ARP,CSOSG2","CC",1,"NG",{"v":2445,"d":"2,445.0"},{"v":2371202.5,"d":"2,371,203"},{"v":1495731.5,"d":"1,495,732"},{"v":93.4850006103516,"d":"93.5"},{"v":52.2430000305176,"d":"52.2"},{"v":2.7739999294281,"d":"2.8"},{"v":141261.8125,"d":"141,261.8"},null,"EPA/CAMD","EPA/CAMD","EPA/CAMD","EPA/CAMD","EPA/CAMD","EPA/CAMD",null,null,"DLNB,H2O",null,2002]
[1246,2019,"AR","Two Pine Landfill Gas Recovery",56523,"GEN 7","IC","OP",{"$nulls":4},"LFG",null,{"v":64300.16796875,"d":"64,300"},{"v":27177.166015625,"d":"27,177"},{"v":43.6500015258789,"d":"43.7"},{"v":18.4489994049072,"d":"18.4"},{"v":1.44679999351501,"d":"1.4"},{"v":4083.04711914063,"d":"4,083.0"},null,"EIA Prime Mover-level Data","EIA Prime Mover-level Data","Estimated using emissions factor","Estimated using emissions factor","Estimated using emissions factor","Estimated using emissions factor"]
[1247,2019,"AR","Two Pine Landfill Gas Recovery",56523,"GEN1","IC","OP",{"$nulls":4},"LFG",null,{"v":64300.16796875,"d":"64,300"},{"v":27177.166015625,"d":"27,177"},{"v":43.6500015258789,"d":"43.7"},{"v":18.4489994049072,"d":"18.4"},{"v":1.44679999351501,"d":"1.4"},{"v":4083.04711914063,"d":"4,083.0"},null,"EIA Prime Mover-level Data","EIA Prime Mover-level Data","Estimated using emissions factor","Estimated using emissions factor","Estimated using emissions factor","Estimated using emissions factor"]
[1248,2019,"AR","Two Pine Landfill Gas Recovery",56523,"GEN2","IC","OP",{"$nulls":4},"LFG",null,{"v":64300.16796875,"d":"64,300"},{"v":27177.166015625,"d":"27,177"},{"v":43.6500015258789,"d":"43.7"},{"v":18.4489994049072,"d":"18.4"},{"v":1.44679999351501,"d":"1.4"},{"v":4083.04711914063,"d":"4,083.0"},null,"EIA Prime Mover-level Data","EIA Prime Mover-level Data","Estimated using emissions factor","Estimated using emissions factor","Estimated using emissions factor","Estimated using emissions factor"]
[1249,2019,"AR","Two Pine Landfill Gas Recovery",56523,"GEN3","IC","OP",{"$nulls":4},"LFG",null,{"v":64300.16796875,"d":"64,300"},{"v":27177.166015625,"d":"27,177"},{"v":43.6500015258789,"d":"43.7"},{"v":18.4489994049072,"d":"18.4"},{"v":1.44679999351501,"d":"1.4"},{"v":4083.04711914063,"d":"4,083.0"},null,"EIA Prime Mover-level Data","EIA Prime Mover-level Data","Estimated using emissions factor","Estimated using emissions factor","Estimated using emissions factor","Estimated using emissions factor"]
[1250,2019,"AR","Two Pine Landfill Gas Recovery",56523,"GEN4","IC","OP",{"$nulls":4},"LFG",null,{"v":64300.16796875,"d":"64,300"},{"v":27177.166015625,"d":"27,177"},{"v":43.6500015258789,"d":"43.7"},{"v":18.4489994049072,"d":"18.4"},{"v":1.44679999351501,"d":"1.4"},{"v":4083.04711914063,"d":"4,083.0"},null,"EIA Prime Mover-level Data","EIA Prime Mover-level Data","Estimated using emissions factor","Estimated using emissions factor","Estimated using emissions factor","Estimated using emissions factor"]
[1251,2019,"AR","Two Pine Landfill Gas Recovery",56523,"GEN5","IC","OP",{"$nulls":4},"LFG",null,{"v":64300.16796875,"d":"64,300"},{"v":27177.166015625,"d":"27,177"},{"v":43.6500015258789,"d":"43.7"},{"v":18.4489994049072,"d":"18.4"},{"v":1.44679999351501,"d":"1.4"},{"v":4083.04711914063,"d":"4,083.0"},null,"EIA Prime Mover-level Data","EIA Prime Mover-level Data","Estimated using emissions factor","Estimated using emissions factor","Estimated using emissions factor","Estimated using emissions factor"]
[1252,2019,"AR","Two Pine Landfill Gas Recovery",56523,"GEN6","IC","RE",{"$nulls":4},"LFG"]
[1253,2019,"AR","UA Central Utility Plant",60536,"TRBN1","GT","OP",{"$nulls":4},"NG",null,{"v":479104,"d":"479,104"},{"v":231283,"d":"231,283"},{"v":76.6569976806641,"d":"76.7"},{"v":37.0050010681152,"d":"37.0"},{"v":0.765600025653839,"d":"0.8"},{"v":28001.0078125,"d":"28,001.0"},null,"EIA Prime Mover-level Data","EIA Prime Mover-level Data","Estimated using emissions factor","Estimated using emissions factor","Estimated using emissions factor","Estimated using emissions factor"]
[1254,2019,"AR","Union Power Station",55380,"CTG-1","CT","OP","Yes","ARP,CSOSG2","CC",null,"NG",{"v":6104,"d":"6,104.0"},{"v":10476075,"d":"10,476,075"},{"v":5411692,"d":"5,411,692"},{"v":60.5299987792969,"d":"60.5"},{"v":30.3040008544922,"d":"30.3"},{"v":3.14299988746643,"d":"3.1"},{"v":622579.375,"d":"622,579.4"},null,"EPA/CAMD","EPA/CAMD","EPA/CAMD","EPA/CAMD","EPA/CAMD","EPA/CAMD",null,null,"SCR",null,2002]
[1255,2019,"AR","Union Power Station",55380,"CTG-2","CT","OP","Yes","ARP,CSOSG2","CC",null,"NG",{"v":6097,"d":"6,097.0"},{"v":10633243,"d":"10,633,243"},{"v":5425587,"d":"5,425,587"},{"v":65.4290008544922,"d":"65.4"},{"v":32.564998626709,"d":"32.6"},{"v":3.19000005722046,"d":"3.2"},{"v":631921.8125,"d":"631,921.8"},null,"EPA/CAMD","EPA/CAMD","EPA/CAMD","EPA/CAMD","EPA/CAMD","EPA/CAMD",null,null,"SCR",null,2002]
[1256,2019,"AR","Union Power Station",55380,"CTG-3","CT","OP","Yes","ARP,CSOSG2","CC",null,"NG",{"v":6944,"d":"6,944.0"},{"v":11771108,"d":"11,771,108"},{"v":4826315.5,"d":"4,826,316"},{"v":75.6220016479492,"d":"75.6"},{"v":29.0669994354248,"d":"29.1"},{"v":3.53200006484985,"d":"3.5"},{"v":699534.8125,"d":"699,534.8"},null,"EPA/CAMD","EPA/CAMD","EPA/CAMD","EPA/CAMD","EPA/CAMD","EPA/CAMD",null,null,"SCR",null,2002]
[1257,2019,"AR","Union Power Station",55380,"CTG-4","CT","OP","Yes","ARP,CSOSG2","CC",null,"NG",{"v":7021,"d":"7,021.0"},{"v":11882843,"d":"11,882,843"},{"v":4927469,"d":"4,927,469"},{"v":71.7529983520508,"d":"71.8"},{"v":29.4160003662109,"d":"29.4"},{"v":3.56500005722046,"d":"3.6"},{"v":706181.5,"d":"706,181.5"},null,"EPA/CAMD","EPA/CAMD","EPA/CAMD","EPA/CAMD","EPA/CAMD","EPA/CAMD",null,null,"SCR",null,2002]
[1258,2019,"AR","Union Power Station",55380,"CTG-5","CT","OP","Yes","ARP,CSOSG2","CC",null,"NG",{"v":3895,"d":"3,895.0"},{"v":6663315,"d":"6,663,315"},{"v":2259916.5,"d":"2,259,917"},{"v":42.8800010681152,"d":"42.9"},{"v":14.9540004730225,"d":"15.0"},{"v":1.99899995326996,"d":"2.0"},{"v":395994.1875,"d":"395,994.2"},null,"EPA/CAMD","EPA/CAMD","EPA/CAMD","EPA/CAMD","EPA/CAMD","EPA/CAMD",null,null,"SCR",null,2003]
[1259,2019,"AR","Union Power Station",55380,"CTG-6","CT","OP","Yes","ARP,CSOSG2","CC",null,"NG",{"v":4065,"d":"4,065.0"},{"v":7029226,"d":"7,029,226"},{"v":2691484.25,"d":"2,691,484"},{"v":42.2130012512207,"d":"42.2"},{"v":16.82200050354,"d":"16.8"},{"v":2.10899996757507,"d":"2.1"},{"v":417735.96875,"d":"417,736.0"},null,"EPA/CAMD","EPA/CAMD","EPA/CAMD","EPA/CAMD","EPA/CAMD","EPA/CAMD",null,null,"SCR",null,2003]
[1260,2019,"AR","Union Power Station",55380,"CTG-7","CT","OP","Yes","ARP,CSOSG2","CC",null,"NG",{"v":6320,"d":"6,320.0"},{"v":10595156,"d":"10,595,156"},{"v":4687812,"d":"4,687,812"},{"v":65.4680023193359,"d":"65.5"},{"v":30.5659999847412,"d":"30.6"},{"v":3.17899990081787,"d":"3.2"},{"v":629653.25,"d":"629,653.3"},null,"EPA/CAMD","EPA/CAMD","EPA/CAMD","EPA/CAMD","EPA/CAMD","EPA/CAMD",null,null,"SCR",null,2003]
[1261,2019,"AR","Union Power Station",55380,"CTG-8","CT","OP","Yes","ARP,CSOSG2","CC",null,"NG",{"v":6244,"d":"6,244.0"},{"v":10621197,"d":"10,621,197"},{"v":4700851,"d":"4,700,851"},{"v":62.6440010070801,"d":"62.6"},{"v":28.1000003814697,"d":"28.1"},{"v":3.18700003623962,"d":"3.2"},{"v":631200.25,"d":"631,200.3"},null,"EPA/CAMD","EPA/CAMD","EPA/CAMD","EPA/CAMD","EPA/CAMD","EPA/CAMD",null,null,"SCR",null,2003]
[1262,2019,"AR","Waste Management Eco Vista LFGTE",57025,"GEN1","IC","OP",{"$nulls":4},"LFG",null,{"v":79697.203125,"d":"79,697"},{"v":33684.3984375,"d":"33,684"},{"v":54.3050003051758,"d":"54.3"},{"v":22.9519996643066,"d":"23.0"},{"v":1.79320001602173,"d":"1.8"},{"v":5060.755859375,"d":"5,060.8"},null,"EIA Prime Mover-level Data","EIA Prime Mover-level Data","Estimated using emissions factor","Estimated using emissions factor","Estimated using emissions factor","Estimated using emissions factor"]
[1263,2019,"AR","Waste Management Eco Vista LFGTE",57025,"GEN2","IC","OP",{"$nulls":4},"LFG",null,{"v":79697.203125,"d":"79,697"},{"v":33684.3984375,"d":"33,684"},{"v":54.3050003051758,"d":"54.3"},{"v":22.9519996643066,"d":"23.0"},{"v":1.79320001602173,"d":"1.8"},{"v":5060.755859375,"d":"5,060.8"},null,"EIA Prime Mover-level Data","EIA Prime Mover-level Data","Estimated using emissions factor","Estimated using emissions factor","Estimated using emissions factor","Estimated using emissions factor"]
[1264,2019,"AR","Waste Management Eco Vista LFGTE",57025,"GEN3","IC","OP",{"$nulls":4},"LFG",null,{"v":79697.203125,"d":"79,697"},{"v":33684.3984375,"d":"33,684"},{"v":54.3050003051758,"d":"54.3"},{"v":22.9519996643066,"d":"23.0"},{"v":1.79320001602173,"d":"1.8"},{"v":5060.755859375,"d":"5,060.8"},null,"EIA Prime Mover-level Data","EIA Prime Mover-level Data","Estimated using emissions factor","Estimated using emissions factor","Estimated using emissions factor","Estimated using emissions factor"]
[1265,2019,"AR","Waste Management Eco Vista LFGTE",57025,"GEN4","IC","OP",{"$nulls":4},"LFG",null,{"v":79697.203125,"d":"79,697"},{"v":33684.3984375,"d":"33,684"},{"v":54.3050003051758,"d":"54.3"},{"v":22.9519996643066,"d":"23.0"},{"v":1.79320001602173,"d":"1.8"},{"v":5060.755859375,"d":"5,060.8"},null,"EIA Prime Mover-level Data","EIA Prime Mover-level Data","Estimated using emissions factor","Estimated using emissions factor","Estimated using emissions factor","Estimated using emissions factor"]
[1266,2019,"AR","Waste Management Eco Vista LFGTE",57025,"GEN5","IC","OP",{"$nulls":4},"LFG",null,{"v":79697.203125,"d":"79,697"},{"v":33684.3984375,"d":"33,684"},{"v":54.3050003051758,"d":"54.3"},{"v":22.9519996643066,"d":"23.0"},{"v":1.79320001602173,"d":"1.8"},{"v":5060.755859375,"d":"5,060.8"},null,"EIA Prime Mover-level Data","EIA Prime Mover-level Data","Estimated using emissions factor","Estimated using emissions factor","Estimated using emissions factor","Estimated using emissions factor"]
[1267,2019,"AR","Westside Wastewater Treatment Plant Hybrid",62683,"FAYW1","PV","OP",{"$nulls":4},"SUN",null,{"v":29101,"d":"29,101"},{"v":14729,"d":"14,729"},{"$nulls":5},"EIA Prime Mover-level Data","EIA Prime Mover-level Data"]
[1268,2019,"AR","Westside Wastewater Treatment Plant Hybrid",62683,"FAYWB","BA","OP",{"$nulls":4},"MWH",null,0,0,{"$nulls":5},"EIA Prime Mover-level Data","EIA Prime Mover-level Data"]
[1269,2019,"AR","Whillock",7135,"1","HY","OP",{"$nulls":4},"WAT",null,{"v":362256.34375,"d":"362,256"},{"v":160249,"d":"160,249"},{"$nulls":5},"EIA Prime Mover-level Data","EIA Prime Mover-level Data"]
[1270,2019,"AR","Whillock",7135,"2","HY","OP",{"$nulls":4},"WAT",null,{"v":362256.34375,"d":"362,256"},{"v":160249,"d":"160,249"},{"$nulls":5},"EIA Prime Mover-level Data","EIA Prime Mover-level Data"]
[1271,2019,"AR","Whillock",7135,"3","HY","OP",{"$nulls":4},"WAT",null,{"v":362256.34375,"d":"362,256"},{"v":160249,"d":"160,249"},{"$nulls":5},"EIA Prime Mover-level Data","EIA Prime Mover-level Data"]
[1272,2019,"AR","White Bluff",6009,"1","ST","OP","Yes","ARP,CSOSG2,MATS","TANGENTIAL",1,"SUB",{"v":6892,"d":"6,892.0"},{"v":43449036,"d":"43,449,036"},{"v":21216892,"d":"21,216,892"},{"v":3191.78393554688,"d":"3,191.8"},{"v":1572.73095703125,"d":"1,572.7"},{"v":10326.9150390625,"d":"10,326.9"},{"v":4555582,"d":"4,555,582.0"},{"v":33.3499984741211,"d":"33.3"},"EPA/CAMD","EPA/CAMD","EPA/CAMD","EPA/CAMD","EPA/CAMD","EPA/CAMD","EPA/CAMD",null,"LNC2","Yes",1980]
[1273,2019,"AR","White Bluff",6009,"2","ST","OP","Yes","ARP,CSOSG2,MATS","TANGENTIAL",1,"SUB",{"v":6151,"d":"6,151.0"},{"v":36656800,"d":"36,656,800"},{"v":16479348,"d":"16,479,348"},{"v":2775.86303710938,"d":"2,775.9"},{"v":1335.7080078125,"d":"1,335.7"},{"v":8983.748046875,"d":"8,983.7"},{"v":3843795.75,"d":"3,843,795.8"},{"v":23.3899993896484,"d":"23.4"},"EPA/CAMD","EPA/CAMD","EPA/CAMD","EPA/CAMD","EPA/CAMD","EPA/CAMD","EPA/CAMD",null,"LNC2","Yes",1981]
[1274,2019,"AR","White River Lock and Dam 1",57160,"LD#1","HY","OP",{"$nulls":4},"WAT",null,{"v":140050,"d":"140,050"},{"v":63769,"d":"63,769"},{"$nulls":5},"EIA Prime Mover-level Data","EIA Prime Mover-level Data"]
[1275,2019,"AR","White River Lock and Dam 2",57161,"LD#2","HY","OP",{"$nulls":4},"WAT",null,{"v":134261,"d":"134,261"},{"v":64231,"d":"64,231"},{"$nulls":5},"EIA Prime Mover-level Data","EIA Prime Mover-level Data"]
[1276,2019,"AR","White River Lock and Dam 3",57162,"LD#3","HY","OP",{"$nulls":4},"WAT",null,{"v":168705,"d":"168,705"},{"v":84731,"d":"84,731"},{"$nulls":5},"EIA Prime Mover-level Data","EIA Prime Mover-level Data"]
[1277,2019,"AZ","Actus Lend Lease DMAFB",58632,"1","PV","OP",{"$nulls":4},"SUN",null,{"v":33769,"d":"33,769"},{"v":17774,"d":"17,774"},{"$nulls":5},"EIA Prime Mover-level Data","EIA Prime Mover-level Data"]
[1278,2019,"AZ","AES ES GILBERT",61861,"SRP","BA","OP",{"$nulls":4},"MWH",null,0,0,{"$nulls":5},"EIA Prime Mover-level Data","EIA Prime Mover-level Data"]
[1279,2019,"AZ","Agua Caliente Solar Project",57373,"AGU01","PV","IP",{"$nulls":4},"SUN"]
[1280,2019,"AZ","Agua Caliente Solar Project",57373,"AGU1","PV","OP",{"$nulls":4},"SUN",null,{"v":1663607.25,"d":"1,663,607"},{"v":796514.75,"d":"796,515"},{"$nulls":5},"EIA Prime Mover-level Data","EIA Prime Mover-level Data"]
[1281,2019,"AZ","Agua Caliente Solar Project",57373,"AGU2","PV","OP",{"$nulls":4},"SUN",null,{"v":2494493.75,"d":"2,494,494"},{"v":1194333.125,"d":"1,194,333"},{"$nulls":5},"EIA Prime Mover-level Data","EIA Prime Mover-level Data"]
[1282,2019,"AZ","Agua Caliente Solar Project",57373,"AGU3","PV","OP",{"$nulls":4},"SUN",null,{"v":2219365.75,"d":"2,219,366"},{"v":1062605.125,"d":"1,062,605"},{"$nulls":5},"EIA Prime Mover-level Data","EIA Prime Mover-level Data"]
[1283,2019,"AZ","Agua Fria Generating Station",141,"1","ST","OP","Yes","ARP","WALL",1,"NG",{"v":1278,"d":"1,278.0"},{"v":720795.1875,"d":"720,795"},{"v":550752.25,"d":"550,752"},{"v":96.3359985351563,"d":"96.3"},{"v":70.5920028686523,"d":"70.6"},{"v":0.216000005602837,"d":"0.2"},{"v":42837.0234375,"d":"42,837.0"},null,"EPA/CAMD","EPA/CAMD","EPA/CAMD","EPA/CAMD","EPA/CAMD","EPA/CAMD",{"$nulls":4},1958]
[1284,2019,"AZ","Agua Fria Generating Station",141,"2","ST","OP","Yes","ARP","WALL",1,"NG",{"v":1096,"d":"1,096.0"},{"v":608667.5,"d":"608,668"},{"v":540793.125,"d":"540,793"},{"v":74.7330017089844,"d":"74.7"},{"v":66.3850021362305,"d":"66.4"},{"v":0.18299999833107,"d":"0.2"},{"v":36174.140625,"d":"36,174.1"},null,"EPA/CAMD","EPA/CAMD","EPA/CAMD","EPA/CAMD","EPA/CAMD","EPA/CAMD",{"$nulls":4},1957]
[1285,2019,"AZ","Agua Fria Generating Station",141,"3","ST","OP","Yes","ARP","TURBO",1,"NG",{"v":1501,"d":"1,501.0"},{"v":1326512.875,"d":"1,326,513"},{"v":1050718.375,"d":"1,050,718"},{"v":302.363006591797,"d":"302.4"},{"v":229.39599609375,"d":"229.4"},{"v":0.398000001907349,"d":"0.4"},{"v":78831.1875,"d":"78,831.2"},null,"EPA/CAMD","EPA/CAMD","EPA/CAMD","EPA/CAMD","EPA/CAMD","EPA/CAMD",{"$nulls":4},1961]
[1286,2019,"AZ","Agua Fria Generating Station",141,"PV-3","PV","OP",{"$nulls":4},"SUN",null,{"v":1211,"d":"1,211"},970,{"$nulls":5},"EIA Prime Mover-level Data","EIA Prime Mover-level Data"]
[1287,2019,"AZ","Amphitheater High School Solar",60684,"AHS1","PV","OP",{"$nulls":4},"SUN",null,{"v":19528,"d":"19,528"},{"v":10279,"d":"10,279"},{"$nulls":5},"EIA Prime Mover-level Data","EIA Prime Mover-level Data"]
[1288,2019,"AZ","Apache Solar 1",60964,"AEPS1","PV","OP",{"$nulls":4},"SUN",null,{"v":463212,"d":"463,212"},{"v":243808,"d":"243,808"},{"$nulls":5},"EIA Prime Mover-level Data","EIA Prime Mover-level Data"]
[1289,2019,"AZ","Apache Station",160,"1","ST","OP","Yes","ARP","WALL",1,"NG",{"v":2570,"d":"2,570.0"},{"v":1117760.875,"d":"1,117,761"},{"v":1117705.75,"d":"1,117,706"},{"v":22.951000213623,"d":"23.0"},{"v":22.951000213623,"d":"23.0"},{"v":0.33500000834465,"d":"0.3"},{"v":66428.2265625,"d":"66,428.2"},null,"EPA/CAMD","EPA/CAMD","EPA/CAMD","EPA/CAMD","EPA/CAMD","EPA/CAMD",{"$nulls":4},1964]
[1290,2019,"AZ","Apache Station",160,"2","ST","OP","Yes","ARP,MATS","TURBO",1,"NG",{"v":8613,"d":"8,613.0"},{"v":11440082,"d":"11,440,082"},{"v":5274733,"d":"5,274,733"},{"v":381.774993896484,"d":"381.8"},{"v":178.119003295898,"d":"178.1"},{"v":3.42899990081787,"d":"3.4"},{"v":678168.125,"d":"678,168.1"},null,"EPA/CAMD","EPA/CAMD","EPA/CAMD","EPA/CAMD","EPA/CAMD","EPA/CAMD",null,"WL","OFA",null,1979]
[1291,2019,"AZ","Apache Station",160,"3","ST","OP","Yes","ARP,MATS","TURBO",1,"SUB",{"v":6533,"d":"6,533.0"},{"v":9170214,"d":"9,170,214"},{"v":4401235,"d":"4,401,235"},{"v":849.867004394531,"d":"849.9"},{"v":373.566009521484,"d":"373.6"},{"v":80.4710006713867,"d":"80.5"},{"v":818347.0625,"d":"818,347.1"},{"v":5.96999979019165,"d":"6.0"},"EPA/CAMD","EPA/CAMD","EPA/CAMD","EPA/CAMD","EPA/CAMD","EPA/CAMD","EPA/CAMD","WL","OFA",null,1979]
[1292,2019,"AZ","Apache Station",160,"4","GT","OP","Yes","ARP","CT",null,"NG",{"v":1679,"d":"1,679.0"},{"v":551835.9375,"d":"551,836"},{"v":372291.71875,"d":"372,292"},{"v":6.57299995422363,"d":"6.6"},{"v":3.73099994659424,"d":"3.7"},{"v":0.614000022411346,"d":"0.6"},{"v":32813.05078125,"d":"32,813.1"},null,"EPA/CAMD","EPA/CAMD","EPA/CAMD","EPA/CAMD","EPA/CAMD","EPA/CAMD",null,null,"H2O,SCR",null,2002]
[1293,2019,"AZ","APS Saguaro Power Plant",118,"CT3","GT","OP","Yes","ARP","CT",null,"NG",{"v":1998,"d":"1,998.0"},{"v":1064972.125,"d":"1,064,972"},{"v":171834.703125,"d":"171,835"},{"v":20.2830009460449,"d":"20.3"},{"v":5.02299976348877,"d":"5.0"},{"v":0.319999992847443,"d":"0.3"},{"v":63289.1953125,"d":"63,289.2"},null,"EPA/CAMD","EPA/CAMD","EPA/CAMD","EPA/CAMD","EPA/CAMD","EPA/CAMD",null,null,"DLNB",null,2002]
[1294,2019,"AZ","APS Saguaro Power Plant",118,"PV1","OT","RE",{"$nulls":4},"SUN"]
[1295,2019,"AZ","APS West Phoenix Power Plant",117,"CC4","CT","OP","Yes","ARP","CC",1,"NG",{"v":3246,"d":"3,246.0"},{"v":2315003.25,"d":"2,315,003"},{"v":1415595.25,"d":"1,415,595"},{"v":32.8279991149902,"d":"32.8"},{"v":18.0009994506836,"d":"18.0"},{"v":0.694999992847443,"d":"0.7"},{"v":137577.34375,"d":"137,577.3"},null,"EPA/CAMD","EPA/CAMD","EPA/CAMD","EPA/CAMD","EPA/CAMD","EPA/CAMD",null,null,"DLNB",null,2001]
[1296,2019,"AZ","APS West Phoenix Power Plant",117,"CC5A","CT","OP","Yes","ARP","CC",1,"NG",{"v":4768,"d":"4,768.0"},{"v":6597914,"d":"6,597,914"},{"v":2858604.5,"d":"2,858,605"},{"v":47.148998260498,"d":"47.1"},{"v":20.3540000915527,"d":"20.4"},{"v":1.97899997234344,"d":"2.0"},{"v":392102.09375,"d":"392,102.1"},null,"EPA/CAMD","EPA/CAMD","EPA/CAMD","EPA/CAMD","EPA/CAMD","EPA/CAMD",null,null,"DLNB,SCR",null,2003]
[1297,2019,"AZ","APS West Phoenix Power Plant",117,"CC5B","CT","OP","Yes","ARP","CC",1,"NG",{"v":5432,"d":"5,432.0"},{"v":7688668.5,"d":"7,688,669"},{"v":3224869.25,"d":"3,224,869"},{"v":58.1650009155273,"d":"58.2"},{"v":24.326000213623,"d":"24.3"},{"v":2.30699992179871,"d":"2.3"},{"v":456927.6875,"d":"456,927.7"},null,"EPA/CAMD","EPA/CAMD","EPA/CAMD","EPA/CAMD","EPA/CAMD","EPA/CAMD",null,null,"DLNB,SCR",null,2003]
[1298,2019,"AZ","Arizona State University CHP",58199,"G1","CS",{"$nulls":5},"NG",null,{"v":469180.28125,"d":"469,180"},{"v":200819.28125,"d":"200,819"},{"v":72.6640014648438,"d":"72.7"},{"v":31.201000213623,"d":"31.2"},{"v":0.749700009822845,"d":"0.7"},{"v":27421.01953125,"d":"27,421.0"},null,"EIA Unit-level Data","EIA Unit-Level Data","Estimated using emissions factor","Estimated using emissions factor","Estimated using emissions factor","Estimated using emissions factor"]
[1299,2019,"AZ","Arizona State University CHP",58199,"G2","GT","OP",{"$nulls":4},"NG"]
[1300,2019,"AZ","Arizona Western College PV",57765,"GV1","PV","RE",{"$nulls":4},"SUN"]
[1301,2019,"AZ","Arizona Western College PV",57765,"GV2","PV","RE",{"$nulls":4},"SUN"]
[1302,2019,"AZ","Arizona Western College PV",57765,"SFC","PV","OP",{"$nulls":4},"SUN",null,{"v":15470.42578125,"d":"15,470"},{"v":8142.76611328125,"d":"8,143"},{"$nulls":5},"EIA Prime Mover-level Data","EIA Prime Mover-level Data"]
[1303,2019,"AZ","Arizona Western College PV",57765,"SHP","PV","OP",{"$nulls":4},"SUN",null,{"v":13923.3828125,"d":"13,923"},{"v":7328.48876953125,"d":"7,328"},{"$nulls":5},"EIA Prime Mover-level Data","EIA Prime Mover-level Data"]
[1304,2019,"AZ","Arizona Western College PV",57765,"SOLEG","PV","OP",{"$nulls":4},"SUN",null,{"v":15470.42578125,"d":"15,470"},{"v":8142.76611328125,"d":"8,143"},{"$nulls":5},"EIA Prime Mover-level Data","EIA Prime Mover-level Data"]
[1305,2019,"AZ","Arizona Western College PV",57765,"STE","PV","OP",{"$nulls":4},"SUN",null,{"v":13923.3828125,"d":"13,923"},{"v":7328.48876953125,"d":"7,328"},{"$nulls":5},"EIA Prime Mover-level Data","EIA Prime Mover-level Data"]
[1306,2019,"AZ","Arizona Western College PV",57765,"SWD","PV","OP",{"$nulls":4},"SUN",null,{"v":13923.3828125,"d":"13,923"},{"v":7328.48876953125,"d":"7,328"},{"$nulls":5},"EIA Prime Mover-level Data","EIA Prime Mover-level Data"]
[1307,2019,"AZ","Arlington Valley Energy Facility",55282,"CTG1","CT","OP","Yes","ARP","CC",null,"NG",{"v":6731,"d":"6,731.0"},{"v":10887806,"d":"10,887,806"},{"v":5355285.5,"d":"5,355,286"},{"v":40.8050003051758,"d":"40.8"},{"v":19.9370002746582,"d":"19.9"},{"v":3.26699995994568,"d":"3.3"},{"v":647045.375,"d":"647,045.4"},null,"EPA/CAMD","EPA/CAMD","EPA/CAMD","EPA/CAMD","EPA/CAMD","EPA/CAMD",null,null,"DLNB,SCR",null,2002]
[1308,2019,"AZ","Arlington Valley Energy Facility",55282,"CTG2","CT","OP","Yes","ARP","CC",null,"NG",{"v":6502,"d":"6,502.0"},{"v":10539102,"d":"10,539,102"},{"v":4960800.5,"d":"4,960,801"},{"v":40.6300010681152,"d":"40.6"},{"v":19.0359992980957,"d":"19.0"},{"v":3.16199994087219,"d":"3.2"},{"v":626325.75,"d":"626,325.8"},null,"EPA/CAMD","EPA/CAMD","EPA/CAMD","EPA/CAMD","EPA/CAMD","EPA/CAMD",null,null,"DLNB,SCR",null,2002]
[1309,2019,"AZ","Arlington Valley Solar Energy I",57679,"AVSE1","PV","IP",{"$nulls":4},"SUN"]
[1310,2019,"AZ","Arlington Valley Solar Energy II",57680,"AVSE1","PV","OP",{"$nulls":4},"SUN",null,{"v":456944.5625,"d":"456,945"},{"v":240509.515625,"d":"240,510"},{"$nulls":5},"EIA Prime Mover-level Data","EIA Prime Mover-level Data"]
[1311,2019,"AZ","Arlington Valley Solar Energy II",57680,"AVSE2","PV","OP",{"$nulls":4},"SUN",null,{"v":673392,"d":"673,392"},{"v":354435.0625,"d":"354,435"},{"$nulls":5},"EIA Prime Mover-level Data","EIA Prime Mover-level Data"]
[1312,2019,"AZ","Arlington Valley Solar Energy II",57680,"AVSE3","PV","OP",{"$nulls":4},"SUN",null,{"v":673392,"d":"673,392"},{"v":354435.0625,"d":"354,435"},{"$nulls":5},"EIA Prime Mover-level Data","EIA Prime Mover-level Data"]
[1313,2019,"AZ","Arlington Valley Solar Energy II",57680,"AVSE4","PV","OP",{"$nulls":4},"SUN",null,{"v":625292.5625,"d":"625,293"},{"v":329118.28125,"d":"329,118"},{"$nulls":5},"EIA Prime Mover-level Data","EIA Prime Mover-level Data"]
[1314,2019,"AZ","Arlington Valley Solar Energy II",57680,"AVSE5","PV","OP",{"$nulls":4},"SUN",null,{"v":673392,"d":"673,392"},{"v":354435.0625,"d":"354,435"},{"$nulls":5},"EIA Prime Mover-level Data","EIA Prime Mover-level Data"]
[1315,2019,"AZ","Arzon Solar UASTP Solar Power Station",57930,"UAST","PV","OP",{"$nulls":4},"SUN"]
[1316,2019,"AZ","Atlas",63798,"ATL01","PV","P",{"$nulls":4},"SUN"]
[1317,2019,"AZ","Atlas",63798,"ATLB1","BA","P",{"$nulls":4},"MWH"]
[1318,2019,"AZ","Avalon Solar",59168,"AS","PV","OP",{"$nulls":4},"SUN",null,{"v":658568,"d":"658,568"},{"v":346633,"d":"346,633"},{"$nulls":5},"EIA Prime Mover-level Data","EIA Prime Mover-level Data"]
[1319,2019,"AZ","Avalon Solar II",60062,"ASII","PV","OP",{"$nulls":4},"SUN",null,{"v":381105,"d":"381,105"},{"v":200592,"d":"200,592"},{"$nulls":5},"EIA Prime Mover-level Data","EIA Prime Mover-level Data"]
[1320,2019,"AZ","Avra Valley Solar",57657,"1","PV","OP",{"$nulls":4},"SUN",null,{"v":608958,"d":"608,958"},{"v":320521,"d":"320,521"},{"$nulls":5},"EIA Prime Mover-level Data","EIA Prime Mover-level Data"]
[1321,2019,"AZ","AZ State University - Tempe Campus Solar",62643,"20794","PV","OP",{"$nulls":4},"SUN",null,{"v":5989.3330078125,"d":"5,989"},{"v":3152.4169921875,"d":"3,152"},{"$nulls":5},"EIA Prime Mover-level Data","EIA Prime Mover-level Data"]
[1322,2019,"AZ","AZ State University - Tempe Campus Solar",62643,"20799","PV","OP",{"$nulls":4},"SUN",null,{"v":2994.6669921875,"d":"2,995"},{"v":1576.2080078125,"d":"1,576"},{"$nulls":5},"EIA Prime Mover-level Data","EIA Prime Mover-level Data"]
[1323,2019,"AZ","AZ State University - Tempe Campus Solar",62643,"20971","PV","OP",{"$nulls":4},"SUN",null,{"v":5989.3330078125,"d":"5,989"},{"v":3152.4169921875,"d":"3,152"},{"$nulls":5},"EIA Prime Mover-level Data","EIA Prime Mover-level Data"]
[1324,2019,"AZ","AZ State University - Tempe Campus Solar",62643,"20974","PV","OP",{"$nulls":4},"SUN",null,{"v":2994.6669921875,"d":"2,995"},{"v":1576.2080078125,"d":"1,576"},{"$nulls":5},"EIA Prime Mover-level Data","EIA Prime Mover-level Data"]
[1325,2019,"AZ","AZ State University - Tempe Campus Solar",62643,"20975","PV","OP",{"$nulls":4},"SUN",null,{"v":2994.6669921875,"d":"2,995"},{"v":1576.2080078125,"d":"1,576"},{"$nulls":5},"EIA Prime Mover-level Data","EIA Prime Mover-level Data"]
[1326,2019,"AZ","AZ State University - Tempe Campus Solar",62643,"3365A","PV","OP",{"$nulls":4},"SUN",null,{"v":2994.6669921875,"d":"2,995"},{"v":1576.2080078125,"d":"1,576"},{"$nulls":5},"EIA Prime Mover-level Data","EIA Prime Mover-level Data"]
[1327,2019,"AZ","AZ State University - Tempe Campus Solar",62643,"3365B","PV","OP",{"$nulls":4},"SUN",null,{"v":2994.6669921875,"d":"2,995"},{"v":1576.2080078125,"d":"1,576"},{"$nulls":5},"EIA Prime Mover-level Data","EIA Prime Mover-level Data"]
[1328,2019,"AZ","AZ State University - Tempe Campus Solar",62643,"3384","PV","OP",{"$nulls":4},"SUN",null,{"v":20962.666015625,"d":"20,963"},{"v":11033.4580078125,"d":"11,033"},{"$nulls":5},"EIA Prime Mover-level Data","EIA Prime Mover-level Data"]
[1329,2019,"AZ","AZ State University - Tempe Campus Solar",62643,"3385","PV","OP",{"$nulls":4},"SUN",null,{"v":17968,"d":"17,968"},{"v":9457.25,"d":"9,457"},{"$nulls":5},"EIA Prime Mover-level Data","EIA Prime Mover-level Data"]
[1330,2019,"AZ","AZ State University - Tempe Campus Solar",62643,"4202","PV","OP",{"$nulls":4},"SUN",null,{"v":2994.6669921875,"d":"2,995"},{"v":1576.2080078125,"d":"1,576"},{"$nulls":5},"EIA Prime Mover-level Data","EIA Prime Mover-level Data"]
[1331,2019,"AZ","AZ State University - Tempe Campus Solar",62643,"91001","PV","OP",{"$nulls":4},"SUN",null,{"v":2994.6669921875,"d":"2,995"},{"v":1576.2080078125,"d":"1,576"},{"$nulls":5},"EIA Prime Mover-level Data","EIA Prime Mover-level Data"]
[1332,2019,"AZ","Badger 1",58262,"1","PV","OP",{"$nulls":4},"SUN",null,{"v":347081,"d":"347,081"},{"v":182683,"d":"182,683"},{"$nulls":5},"EIA Prime Mover-level Data","EIA Prime Mover-level Data"]
[1333,2019,"AZ","Black Mountain Generating Station",56482,"1","GT","OP","Yes","ARP","CT",null,"NG",{"v":823,"d":"823.0"},{"v":256052.265625,"d":"256,052"},{"v":21163.068359375,"d":"21,163"},{"v":12.1009998321533,"d":"12.1"},{"v":0.961000025272369,"d":"1.0"},{"v":0.448000013828278,"d":"0.4"},{"v":15218.36328125,"d":"15,218.4"},null,"EPA/CAMD","EPA/CAMD","EPA/CAMD","EPA/CAMD","EPA/CAMD","EPA/CAMD",null,null,"H2O",null,2008]
[1334,2019,"AZ","Black Mountain Generating Station",56482,"2","GT","OP","Yes","ARP","CT",null,"NG",{"v":2212,"d":"2,212.0"},{"v":751122,"d":"751,122"},{"v":398366.96875,"d":"398,367"},{"v":32.625,"d":"32.6"},{"v":16.7119998931885,"d":"16.7"},{"v":1.31500005722046,"d":"1.3"},{"v":44638.75390625,"d":"44,638.8"},null,"EPA/CAMD","EPA/CAMD","EPA/CAMD","EPA/CAMD","EPA/CAMD","EPA/CAMD",null,null,"H2O",null,2008]
[1335,2019,"AZ","Black Mountain Solar LLC",58042,"1","PV","OP",{"$nulls":4},"SUN",null,{"v":185474,"d":"185,474"},{"v":97623,"d":"97,623"},{"$nulls":5},"EIA Prime Mover-level Data","EIA Prime Mover-level Data"]
[1336,2019,"AZ","Bonnybrooke PV",60413,"AZPV1","PV","OP",{"$nulls":4},"SUN",null,{"v":1212334,"d":"1,212,334"},{"v":638103,"d":"638,103"},{"$nulls":5},"EIA Prime Mover-level Data","EIA Prime Mover-level Data"]
[1337,2019,"AZ","Buckeye Generation Center, LLC",59471,"CTG01","GT","IP",{"$nulls":4},"NG"]
[1338,2019,"AZ","Buckeye Generation Center, LLC",59471,"CTG02","GT","IP",{"$nulls":4},"NG"]
[1339,2019,"AZ","Buckeye Generation Center, LLC",59471,"CTG03","GT","IP",{"$nulls":4},"NG"]
[1340,2019,"AZ","Buckeye Generation Center, LLC",59471,"CTG04","GT","IP",{"$nulls":4},"NG"]
[1341,2019,"AZ","Buckeye Generation Center, LLC",59471,"CTG05","GT","IP",{"$nulls":4},"NG"]
[1342,2019,"AZ","Buckeye Generation Center, LLC",59471,"CTG06","GT","IP",{"$nulls":4},"NG"]
[1343,2019,"AZ","Buckeye Union HS District 201",58037,"PV1","PV","OP",{"$nulls":4},"SUN",null,{"v":64214,"d":"64,214"},{"v":33799,"d":"33,799"},{"$nulls":5},"EIA Prime Mover-level Data","EIA Prime Mover-level Data"]
[1344,2019,"AZ","Canyon Del Oro High School Solar",60685,"CDO1","PV","OP",{"$nulls":4},"SUN",null,{"v":17288,"d":"17,288"},{"v":9099.3330078125,"d":"9,099"},{"$nulls":5},"EIA Prime Mover-level Data","EIA Prime Mover-level Data"]
[1345,2019,"AZ","Canyon Del Oro High School Solar",60685,"CDO2","PV","OP",{"$nulls":4},"SUN",null,{"v":1728.80004882813,"d":"1,729"},{"v":909.932983398438,"d":"910"},{"$nulls":5},"EIA Prime Mover-level Data","EIA Prime Mover-level Data"]
[1346,2019,"AZ","Canyon Del Oro High School Solar",60685,"CDO3","PV","OP",{"$nulls":4},"SUN",null,{"v":3457.60009765625,"d":"3,458"},{"v":1819.86694335938,"d":"1,820"},{"$nulls":5},"EIA Prime Mover-level Data","EIA Prime Mover-level Data"]
[1347,2019,"AZ","Canyon Del Oro High School Solar",60685,"CDO4","PV","OP",{"$nulls":4},"SUN",null,{"v":3457.60009765625,"d":"3,458"},{"v":1819.86694335938,"d":"1,820"},{"$nulls":5},"EIA Prime Mover-level Data","EIA Prime Mover-level Data"]
[1348,2019,"AZ","Childs",112,"1","HY","RE",{"$nulls":4},"WAT"]
[1349,2019,"AZ","Childs",112,"2","HY","RE",{"$nulls":4},"WAT"]
[1350,2019,"AZ","Childs",112,"3","HY","RE",{"$nulls":4},"WAT"]
[1351,2019,"AZ","Chino Solar Valley",57560,"PV1","PV","OP",{"$nulls":4},"SUN",null,{"v":399175,"d":"399,175"},{"v":210102,"d":"210,102"},{"$nulls":5},"EIA Prime Mover-level Data","EIA Prime Mover-level Data"]
[1352,2019,"AZ","Cholla",113,"1","ST","OP","Yes","ARP,MATS","TANGENTIAL",1,"SUB",{"v":4968,"d":"4,968.0"},{"v":4024235.5,"d":"4,024,236"},{"v":2106934.75,"d":"2,106,935"},{"v":348.949005126953,"d":"348.9"},{"v":181.537994384766,"d":"181.5"},{"v":183.70100402832,"d":"183.7"},{"v":412885.1875,"d":"412,885.2"},{"v":3.3199999332428,"d":"3.3"},"EPA/CAMD","EPA/CAMD","EPA/CAMD","EPA/CAMD","EPA/CAMD","EPA/CAMD","EPA/CAMD","WL","LNC2",null,1962]
[1353,2019,"AZ","Cholla",113,"3","ST","OP","Yes","ARP,MATS","TANGENTIAL",1,"SUB",{"v":6707,"d":"6,707.0"},{"v":12300548,"d":"12,300,548"},{"v":5359784.5,"d":"5,359,785"},{"v":1172.72302246094,"d":"1,172.7"},{"v":503.531005859375,"d":"503.5"},{"v":512.481018066406,"d":"512.5"},{"v":1262033.625,"d":"1,262,033.6"},{"v":6.82999992370605,"d":"6.8"},"EPA/CAMD","EPA/CAMD","EPA/CAMD","EPA/CAMD","EPA/CAMD","EPA/CAMD","EPA/CAMD","WL","LNC3",null,1980]
[1354,2019,"AZ","Cholla",113,"4","ST","OP","Yes","ARP,MATS","TANGENTIAL",1,"SUB",{"v":5609,"d":"5,609.0"},{"v":17957400,"d":"17,957,400"},{"v":7299618,"d":"7,299,618"},{"v":1573.06201171875,"d":"1,573.1"},{"v":640.606018066406,"d":"640.6"},{"v":821.825988769531,"d":"821.8"},{"v":1842428.125,"d":"1,842,428.1"},{"v":16.5900001525879,"d":"16.6"},"EPA/CAMD","EPA/CAMD","EPA/CAMD","EPA/CAMD","EPA/CAMD","EPA/CAMD","EPA/CAMD","WL","LNC3",null,1981]
[1355,2019,"AZ","Cogeneration 1",56229,"CT1","CS",{"$nulls":5},"NG",null,{"v":663772.6875,"d":"663,773"},{"v":279259.03125,"d":"279,259"},{"v":102.849998474121,"d":"102.8"},{"v":43.3810005187988,"d":"43.4"},{"v":1.06070005893707,"d":"1.1"},{"v":38793.8828125,"d":"38,793.9"},null,"EIA Unit-level Data","EIA Unit-Level Data","Estimated using emissions factor","Estimated using emissions factor","Estimated using emissions factor","Estimated using emissions factor"]
[1356,2019,"AZ","Cogeneration 2",59233,"CT2","CS",{"$nulls":5},"NG",null,{"v":542806.75,"d":"542,807"},{"v":227784.0625,"d":"227,784"},{"v":84.1019973754883,"d":"84.1"},{"v":35.3839988708496,"d":"35.4"},{"v":0.867399990558624,"d":"0.9"},{"v":31724.083984375,"d":"31,724.1"},null,"EIA Unit-level Data","EIA Unit-Level Data","Estimated using emissions factor","Estimated using emissions factor","Estimated using emissions factor","Estimated using emissions factor"]
[1357,2019,"AZ","Cogenra - TEP",58832,"CTEP","PV","OP",{"$nulls":4},"SUN",null,{"v":18646,"d":"18,646"},{"v":9815,"d":"9,815"},{"$nulls":5},"EIA Prime Mover-level Data","EIA Prime Mover-level Data"]
[1358,2019,"AZ","Concord Blue Eagar, LLC",60374,"CB001","IC","L",{"$nulls":4},"OBG"]
[1359,2019,"AZ","Concord Blue Eagar, LLC",60374,"CB002","IC","L",{"$nulls":4},"OBG"]
[1360,2019,"AZ","Coolidge Generating Station",56948,"CT01","GT","OP","Yes","ARP","CT",null,"NG",{"v":445,"d":"445.0"},{"v":132351.015625,"d":"132,351"},{"v":79512.1953125,"d":"79,512"},{"v":0.523999989032745,"d":"0.5"},{"v":0.289000004529953,"d":"0.3"},{"v":0.0399999991059303,"d":"0.0"},{"v":7865.51708984375,"d":"7,865.5"},null,"EPA/CAMD","EPA/CAMD","EPA/CAMD","EPA/CAMD","EPA/CAMD","EPA/CAMD",null,null,"H2O,SCR",null,2011]
[1361,2019,"AZ","Coolidge Generating Station",56948,"CT02","GT","OP","Yes","ARP","CT",null,"NG",{"v":463,"d":"463.0"},{"v":133038.265625,"d":"133,038"},{"v":75582.546875,"d":"75,583"},{"v":0.550999999046326,"d":"0.6"},{"v":0.282000005245209,"d":"0.3"},{"v":0.0399999991059303,"d":"0.0"},{"v":7905.19482421875,"d":"7,905.2"},null,"EPA/CAMD","EPA/CAMD","EPA/CAMD","EPA/CAMD","EPA/CAMD","EPA/CAMD",null,null,"H2O,SCR",null,2011]
[1362,2019,"AZ","Coolidge Generating Station",56948,"CT03","GT","OP","Yes","ARP","CT",null,"NG",{"v":501,"d":"501.0"},{"v":140127.828125,"d":"140,128"},{"v":73658.46875,"d":"73,658"},{"v":0.624000012874603,"d":"0.6"},{"v":0.289000004529953,"d":"0.3"},{"v":0.0419999994337559,"d":"0.0"},{"v":8327.8427734375,"d":"8,327.8"},null,"EPA/CAMD","EPA/CAMD","EPA/CAMD","EPA/CAMD","EPA/CAMD","EPA/CAMD",null,null,"H2O,SCR",null,2010]
[1363,2019,"AZ","Coolidge Generating Station",56948,"CT04","GT","OP","Yes","ARP","CT",null,"NG",{"v":560,"d":"560.0"},{"v":160928.859375,"d":"160,929"},{"v":75607.90625,"d":"75,608"},{"v":0.712000012397766,"d":"0.7"},{"v":0.296999990940094,"d":"0.3"},{"v":0.0480000004172325,"d":"0.0"},{"v":9564.259765625,"d":"9,564.3"},null,"EPA/CAMD","EPA/CAMD","EPA/CAMD","EPA/CAMD","EPA/CAMD","EPA/CAMD",null,null,"H2O,SCR",null,2010]
[1364,2019,"AZ","Coolidge Generating Station",56948,"CT05","GT","OP","Yes","ARP","CT",null,"NG",{"v":723,"d":"723.0"},{"v":202231.03125,"d":"202,231"},{"v":103561.84375,"d":"103,562"},{"v":0.980000019073486,"d":"1.0"},{"v":0.430000007152557,"d":"0.4"},{"v":0.0610000006854534,"d":"0.1"},{"v":12016.748046875,"d":"12,016.7"},null,"EPA/CAMD","EPA/CAMD","EPA/CAMD","EPA/CAMD","EPA/CAMD","EPA/CAMD",null,null,"H2O,SCR",null,2010]
[1365,2019,"AZ","Coolidge Generating Station",56948,"CT06","GT","OP","Yes","ARP","CT",null,"NG",{"v":873,"d":"873.0"},{"v":246773.6875,"d":"246,774"},{"v":123060.140625,"d":"123,060"},{"v":1.17900002002716,"d":"1.2"},{"v":0.474999994039536,"d":"0.5"},{"v":0.0740000009536743,"d":"0.1"},{"v":14664.81640625,"d":"14,664.8"},null,"EPA/CAMD","EPA/CAMD","EPA/CAMD","EPA/CAMD","EPA/CAMD","EPA/CAMD",null,null,"H2O,SCR",null,2010]
[1366,2019,"AZ","Coolidge Generating Station",56948,"CT07","GT","OP","Yes","ARP","CT",null,"NG",{"v":1040,"d":"1,040.0"},{"v":296421.28125,"d":"296,421"},{"v":136642.09375,"d":"136,642"},{"v":1.54299998283386,"d":"1.5"},{"v":0.616999983787537,"d":"0.6"},{"v":0.0890000015497208,"d":"0.1"},{"v":17614.7265625,"d":"17,614.7"},null,"EPA/CAMD","EPA/CAMD","EPA/CAMD","EPA/CAMD","EPA/CAMD","EPA/CAMD",null,null,"H2O,SCR",null,2010]
[1367,2019,"AZ","Coolidge Generating Station",56948,"CT08","GT","OP","Yes","ARP","CT",null,"NG",{"v":1206,"d":"1,206.0"},{"v":347661.90625,"d":"347,662"},{"v":193420.34375,"d":"193,420"},{"v":1.81599998474121,"d":"1.8"},{"v":0.837999999523163,"d":"0.8"},{"v":0.104000002145767,"d":"0.1"},{"v":20662.17578125,"d":"20,662.2"},null,"EPA/CAMD","EPA/CAMD","EPA/CAMD","EPA/CAMD","EPA/CAMD","EPA/CAMD",null,null,"H2O,SCR",null,2010]
[1368,2019,"AZ","Coolidge Generating Station",56948,"CT09","GT","OP","Yes","ARP","CT",null,"NG",{"v":1454,"d":"1,454.0"},{"v":414428.65625,"d":"414,429"},{"v":214212.59375,"d":"214,213"},{"v":2.00099992752075,"d":"2.0"},{"v":0.901000022888184,"d":"0.9"},{"v":0.123999997973442,"d":"0.1"},{"v":24628.201171875,"d":"24,628.2"},null,"EPA/CAMD","EPA/CAMD","EPA/CAMD","EPA/CAMD","EPA/CAMD","EPA/CAMD",null,null,"H2O,SCR",null,2010]
[1369,2019,"AZ","Coolidge Generating Station",56948,"CT10","GT","OP","Yes","ARP","CT",null,"NG",{"v":1502,"d":"1,502.0"},{"v":428137.5,"d":"428,138"},{"v":233209.796875,"d":"233,210"},{"v":1.86500000953674,"d":"1.9"},{"v":0.945999979972839,"d":"0.9"},{"v":0.128000006079674,"d":"0.1"},{"v":25441.396484375,"d":"25,441.4"},null,"EPA/CAMD","EPA/CAMD","EPA/CAMD","EPA/CAMD","EPA/CAMD","EPA/CAMD",null,null,"H2O,SCR",null,2010]
[1370,2019,"AZ","Coolidge Generating Station",56948,"CT11","GT","OP","Yes","ARP","CT",null,"NG",{"v":1605,"d":"1,605.0"},{"v":468798.46875,"d":"468,798"},{"v":279395.03125,"d":"279,395"},{"v":2.10700011253357,"d":"2.1"},{"v":1.16100001335144,"d":"1.2"},{"v":0.141000002622604,"d":"0.1"},{"v":27859.86328125,"d":"27,859.9"},null,"EPA/CAMD","EPA/CAMD","EPA/CAMD","EPA/CAMD","EPA/CAMD","EPA/CAMD",null,null,"H2O,SCR",null,2010]
[1371,2019,"AZ","Coolidge Generating Station",56948,"CT12","GT","OP","Yes","ARP","CT",null,"NG",{"v":1725,"d":"1,725.0"},{"v":473275.5625,"d":"473,276"},{"v":244087.859375,"d":"244,088"},{"v":2.01600003242493,"d":"2.0"},{"v":0.953000009059906,"d":"1.0"},{"v":0.142000004649162,"d":"0.1"},{"v":28125.900390625,"d":"28,125.9"},null,"EPA/CAMD","EPA/CAMD","EPA/CAMD","EPA/CAMD","EPA/CAMD","EPA/CAMD",null,null,"H2O,SCR",null,2010]
[1372,2019,"AZ","Copper Crossing Energy Center",58413,"CCGS1","GT","CN",{"$nulls":4},"NG"]
[1373,2019,"AZ","Copper Crossing Energy Center",58413,"CCGS2","GT","CN",{"$nulls":4},"NG"]
[1374,2019,"AZ","Copper Crossing Energy Center",58413,"CCGS3","GT","CN",{"$nulls":4},"NG"]
[1375,2019,"AZ","Copper Crossing Energy Center",58413,"CCGS4","GT","CN",{"$nulls":4},"NG"]
[1376,2019,"AZ","Copper Crossing Energy Center",58413,"CCGS5","GT","CN",{"$nulls":4},"NG"]
[1377,2019,"AZ","Copper Crossing Energy Center",58413,"CCGS6","GT","CN",{"$nulls":4},"NG"]
[1378,2019,"AZ","Copper Crossing Energy Center",58413,"CCGS7","GT","CN",{"$nulls":4},"NG"]
[1379,2019,"AZ","Copper Crossing Energy Center",58413,"CCGS8","GT","CN",{"$nulls":4},"NG"]
[1380,2019,"AZ","Copper Crossing Energy Center",58413,"CCGS9","GT","CN",{"$nulls":4},"NG"]
[1381,2019,"AZ","Coronado Generating Station",6177,"U1B","ST","OP","Yes","ARP,MATS","TURBO",1,"RC",{"v":5063,"d":"5,063.0"},{"v":11486182,"d":"11,486,182"},{"v":7183662,"d":"7,183,662"},{"v":1396.94799804688,"d":"1,396.9"},{"v":866.030029296875,"d":"866.0"},{"v":59.7540016174316,"d":"59.8"},{"v":1204670.75,"d":"1,204,670.8"},{"v":5.8899998664856,"d":"5.9"},"EPA/CAMD","EPA/CAMD","EPA/CAMD","EPA/CAMD","EPA/CAMD","EPA/CAMD","EPA/CAMD","WLS","LNBO",null,1979]
[1382,2019,"AZ","Coronado Generating Station",6177,"U2B","ST","OP","Yes","ARP,MATS","TURBO",1,"RC",{"v":5769,"d":"5,769.0"},{"v":15179723,"d":"15,179,723"},{"v":7297773,"d":"7,297,773"},{"v":434.096984863281,"d":"434.1"},{"v":202.733993530273,"d":"202.7"},{"v":26.757999420166,"d":"26.8"},{"v":1592049,"d":"1,592,049.0"},{"v":7.3600001335144,"d":"7.4"},"EPA/CAMD","EPA/CAMD","EPA/CAMD","EPA/CAMD","EPA/CAMD","EPA/CAMD","EPA/CAMD","WLS","LNBO,SCR",null,1980]
[1383,2019,"AZ","Cotton Center Solar Hybrid",57561,"CC17M","BA","P",{"$nulls":4},"MWH"]
[1384,2019,"AZ","Cotton Center Solar Hybrid",57561,"PV1","PV","OP",{"$nulls":4},"SUN",null,{"v":347963,"d":"347,963"},{"v":183148,"d":"183,148"},{"$nulls":5},"EIA Prime Mover-level Data","EIA Prime Mover-level Data"]
[1385,2019,"AZ","Crosscut",143,"CC1","ST","RE",{"$nulls":4},"NG"]
[1386,2019,"AZ","Crosscut",143,"CC2","ST","RE",{"$nulls":4},"NG"]
[1387,2019,"AZ","Crosscut",143,"CC3","ST","RE",{"$nulls":4},"NG"]
[1388,2019,"AZ","Crosscut",143,"CC4","ST","RE",{"$nulls":4},"NG"]
[1389,2019,"AZ","Crosscut",143,"CC5","HY","OS",{"$nulls":4},"WAT"]
[1390,2019,"AZ","Davis Dam",152,"1","HY","OP",{"$nulls":4},"WAT",null,{"v":1867516.375,"d":"1,867,516"},{"v":897360.25,"d":"897,360"},{"$nulls":5},"EIA Prime Mover-level Data","EIA Prime Mover-level Data"]
[1391,2019,"AZ","Davis Dam",152,"2","HY","OP",{"$nulls":4},"WAT",null,{"v":1867516.375,"d":"1,867,516"},{"v":897360.25,"d":"897,360"},{"$nulls":5},"EIA Prime Mover-level Data","EIA Prime Mover-level Data"]
[1392,2019,"AZ","Davis Dam",152,"3","HY","OP",{"$nulls":4},"WAT",null,{"v":1733864.375,"d":"1,733,864"},{"v":833139.0625,"d":"833,139"},{"$nulls":5},"EIA Prime Mover-level Data","EIA Prime Mover-level Data"]
[1393,2019,"AZ","Davis Dam",152,"4","HY","OP",{"$nulls":4},"WAT",null,{"v":1867516.375,"d":"1,867,516"},{"v":897360.25,"d":"897,360"},{"$nulls":5},"EIA Prime Mover-level Data","EIA Prime Mover-level Data"]
[1394,2019,"AZ","Davis Dam",152,"5","HY","OP",{"$nulls":4},"WAT",null,{"v":1867516.375,"d":"1,867,516"},{"v":897360.25,"d":"897,360"},{"$nulls":5},"EIA Prime Mover-level Data","EIA Prime Mover-level Data"]
[1395,2019,"AZ","Davis Monthan AFB (AZ) West Airfield",59779,"1","PV","OP",{"$nulls":4},"SUN",null,{"v":268538,"d":"268,538"},{"v":141342,"d":"141,342"},{"$nulls":5},"EIA Prime Mover-level Data","EIA Prime Mover-level Data"]
[1396,2019,"AZ","De Moss Petrie Generating Station",124,"GT1","GT","OP","Yes","ARP","CT",null,"NG",{"v":475,"d":"475.0"},{"v":229957.328125,"d":"229,957"},{"v":187186.09375,"d":"187,186"},{"v":3.95199990272522,"d":"4.0"},{"v":3.0090000629425,"d":"3.0"},{"v":0.40200001001358,"d":"0.4"},{"v":13665.712890625,"d":"13,665.7"},null,"EPA/CAMD","EPA/CAMD","EPA/CAMD","EPA/CAMD","EPA/CAMD","EPA/CAMD",null,null,"DLNB",null,2001]
[1397,2019,"AZ","Desert Basin Generating Station",55129,"DBG1","CT","OP","Yes","ARP","CC",null,"NG",{"v":4527,"d":"4,527.0"},{"v":7862054,"d":"7,862,054"},{"v":3625797.5,"d":"3,625,798"},{"v":43.1790008544922,"d":"43.2"},{"v":20.4979991912842,"d":"20.5"},{"v":2.35899996757507,"d":"2.4"},{"v":467233.34375,"d":"467,233.3"},null,"EPA/CAMD","EPA/CAMD","EPA/CAMD","EPA/CAMD","EPA/CAMD","EPA/CAMD",null,null,"SCR",null,2001]
[1398,2019,"AZ","Desert Basin Generating Station",55129,"DBG2","CT","OP","Yes","ARP","CC",null,"NG",{"v":5372,"d":"5,372.0"},{"v":9477103,"d":"9,477,103"},{"v":5236084,"d":"5,236,084"},{"v":50.2369995117188,"d":"50.2"},{"v":27.4009990692139,"d":"27.4"},{"v":2.84299993515015,"d":"2.8"},{"v":563212.0625,"d":"563,212.1"},null,"EPA/CAMD","EPA/CAMD","EPA/CAMD","EPA/CAMD","EPA/CAMD","EPA/CAMD",null,null,"SCR",null,2001]
[1399,2019,"AZ","Desert Star",59444,"PV1","PV","OP",{"$nulls":4},"SUN",null,{"v":276107,"d":"276,107"},{"v":145327,"d":"145,327"},{"$nulls":5},"EIA Prime Mover-level Data","EIA Prime Mover-level Data"]
[1400,2019,"AZ","Desert Star Hybrid",62965,"DS10M","BA","P",{"$nulls":4},"MWH"]
[1401,2019,"AZ","Desert Star Hybrid",62965,"DSPV","PV","OP",{"$nulls":4},"SUN",null,{"v":276107,"d":"276,107"},{"v":145327,"d":"145,327"},{"$nulls":5},"EIA Prime Mover-level Data","EIA Prime Mover-level Data"]
[1402,2019,"AZ","Dolan Springs",57920,"1","WT","CN",{"$nulls":4},"WND"]
[1403,2019,"AZ","Douglas",114,"1","GT","OP",{"$nulls":4},"DFO",null,{"v":2858,"d":"2,858"},{"v":1165,"d":"1,165"},{"v":1.25800001621246,"d":"1.3"},{"v":0.512000024318695,"d":"0.5"},{"v":0.721599996089935,"d":"0.7"},{"v":233.391998291016,"d":"233.4"},null,"EIA Prime Mover-level Data","EIA Prime Mover-level Data","Estimated using emissions factor","Estimated using emissions factor","Estimated using emissions factor","Estimated using emissions factor"]
[1404,2019,"AZ","Dry Lake Solar",57922,"1","PV","CN",{"$nulls":4},"SUN"]
[1405,2019,"AZ","Dry Lake Wind LLC",57098,"1","WT","OP",{"$nulls":4},"WND",null,{"v":1058520,"d":"1,058,520"},{"v":417290,"d":"417,290"},{"$nulls":5},"EIA Prime Mover-level Data","EIA Prime Mover-level Data"]
[1406,2019,"AZ","East Line Solar",62899,"EASTL","PV","P",{"$nulls":4},"SUN"]
[1407,2019,"AZ","El Sol BESS",62964,"EL50M","BA","P",{"$nulls":4},"MWH"]
[1408,2019,"AZ","Estrella Mountain PV",60230,"PV1","PV","OP",{"$nulls":4},"SUN",null,{"v":33143,"d":"33,143"},{"v":22984,"d":"22,984"},{"$nulls":5},"EIA Prime Mover-level Data","EIA Prime Mover-level Data"]
[1409,2019,"AZ","FirstEnergy",55711,"CTG1","CT","CN",{"$nulls":4},"NG"]
[1410,2019,"AZ","FirstEnergy",55711,"CTG2","CT","CN",{"$nulls":4},"NG"]
[1411,2019,"AZ","FirstEnergy",55711,"CTG3","CT","CN",{"$nulls":4},"NG"]
[1412,2019,"AZ","FirstEnergy",55711,"CTG4","CT","CN",{"$nulls":4},"NG"]
[1413,2019,"AZ","FirstEnergy",55711,"STG1","CA","CN",{"$nulls":4},"NG"]
[1414,2019,"AZ","FirstEnergy",55711,"STG2","CA","CN",{"$nulls":4},"NG"]
[1415,2019,"AZ","Foothills Solar Plant Hybrid",57997,"FH38M","BA","P",{"$nulls":4},"MWH"]
[1416,2019,"AZ","Foothills Solar Plant Hybrid",57997,"PV1","PV","OP",{"$nulls":4},"SUN",null,{"v":413108.25,"d":"413,108"},{"v":217436.796875,"d":"217,437"},{"$nulls":5},"EIA Prime Mover-level Data","EIA Prime Mover-level Data"]
[1417,2019,"AZ","Foothills Solar Plant Hybrid",57997,"PV2","PV","OP",{"$nulls":4},"SUN",null,{"v":437408.75,"d":"437,409"},{"v":230227.203125,"d":"230,227"},{"$nulls":5},"EIA Prime Mover-level Data","EIA Prime Mover-level Data"]
[1418,2019,"AZ","Fort Huachuca Solar PV Project",58972,"FHUA2","PV","OP",{"$nulls":4},"SUN",null,{"v":76954.6875,"d":"76,955"},{"v":40504.52734375,"d":"40,505"},{"$nulls":5},"EIA Prime Mover-level Data","EIA Prime Mover-level Data"]
[1419,2019,"AZ","Fort Huachuca Solar PV Project",58972,"FHUAC","PV","OP",{"$nulls":4},"SUN",null,{"v":255264.3125,"d":"255,264"},{"v":134356.46875,"d":"134,356"},{"$nulls":5},"EIA Prime Mover-level Data","EIA Prime Mover-level Data"]
[1420,2019,"AZ","Gato Montes Solar, LLC",58842,"1","PV","OP",{"$nulls":4},"SUN",null,{"v":75684,"d":"75,684"},{"v":39836,"d":"39,836"},{"$nulls":5},"EIA Prime Mover-level Data","EIA Prime Mover-level Data"]
[1421,2019,"AZ","Gila Bend Hybrid",59020,"GB36M","BA","P",{"$nulls":4},"MWH"]
[1422,2019,"AZ","Gila Bend Hybrid",59020,"PV1","PV","OP",{"$nulls":4},"SUN",null,{"v":843882,"d":"843,882"},{"v":444171,"d":"444,171"},{"$nulls":5},"EIA Prime Mover-level Data","EIA Prime Mover-level Data"]
[1423,2019,"AZ","Gila Bend Power Generation Station",55507,"1","CT","L",{"$nulls":4},"NG"]
[1424,2019,"AZ","Gila Bend Power Generation Station",55507,"2","CT","L",{"$nulls":4},"NG"]
[1425,2019,"AZ","Gila Bend Power Generation Station",55507,"3","CT","L",{"$nulls":4},"NG"]
[1426,2019,"AZ","Gila Bend Power Generation Station",55507,"4","CA","L",{"$nulls":4},"NG"]
[1427,2019,"AZ","Gila River Power Block 2",60768,"2 A","CA","OP",null,null,"DUCTBURNER",1,"NG",null,{"v":3837973.75,"d":"3,837,974"},{"v":2547731.25,"d":"2,547,731"},{"v":13.8170003890991,"d":"13.8"},{"v":8.78999996185303,"d":"8.8"},{"v":1.08609998226166,"d":"1.1"},{"v":224308.5625,"d":"224,308.6"},null,"EIA Unit-level Data","EIA Unit-Level Data","Estimated based on unit-level NOx emission rates","Estimated based on unit-level NOx ozone season emission rates","Estimated using emissions factor and plant-specific sulfur content","Estimated using emissions factor",null,null,"SR"]
[1428,2019,"AZ","Gila River Power Block 2",60768,"2 B","CA","OP",null,null,"DUCTBURNER",1,"NG",null,{"v":3914782.25,"d":"3,914,782"},{"v":2541797.25,"d":"2,541,797"},{"v":12.5270004272461,"d":"12.5"},{"v":8.76900005340576,"d":"8.8"},{"v":1.10769999027252,"d":"1.1"},{"v":228797.609375,"d":"228,797.6"},null,"EIA Unit-level Data","EIA Unit-Level Data","Estimated based on unit-level NOx emission rates","Estimated based on unit-level NOx ozone season emission rates","Estimated using emissions factor and plant-specific sulfur content","Estimated using emissions factor",null,null,"SR"]
[1429,2019,"AZ","Gila River Power Block 2",60768,"CTG3","CT",{"$nulls":5},"NG",null,{"v":6578654.5,"d":"6,578,655"},{"v":3628451.5,"d":"3,628,452"},{"v":997.539978027344,"d":"997.5"},{"v":522.315002441406,"d":"522.3"},{"v":10.5127000808716,"d":"10.5"},{"v":384486.375,"d":"384,486.4"},null,"EIA Unit-level Data","EIA Unit-Level Data","Estimated using emissions factor","Estimated using emissions factor","Estimated using emissions factor","Estimated using emissions factor"]
[1430,2019,"AZ","Gila River Power Block 2",60768,"CTG4","CT",{"$nulls":5},"NG",null,{"v":7144953,"d":"7,144,953"},{"v":3539194.75,"d":"3,539,195"},{"v":1083.40905761719,"d":"1,083.4"},{"v":567.276000976563,"d":"567.3"},{"v":11.4175996780396,"d":"11.4"},{"v":417583.40625,"d":"417,583.4"},null,"EIA Unit-level Data","EIA Unit-Level Data","Estimated using emissions factor","Estimated using emissions factor","Estimated using emissions factor","Estimated using emissions factor"]
[1431,2019,"AZ","Gila River Power Station",55306,"1CTGA","CT","OP","Yes","ARP","CC",null,"NG",{"v":4180,"d":"4,180.0"},{"v":6303584.5,"d":"6,303,585"},{"v":3419714.75,"d":"3,419,715"},{"v":31.8400001525879,"d":"31.8"},{"v":17.988000869751,"d":"18.0"},{"v":1.89100003242493,"d":"1.9"},{"v":374614.6875,"d":"374,614.7"},null,"EPA/CAMD","EPA/CAMD","EPA/CAMD","EPA/CAMD","EPA/CAMD","EPA/CAMD",null,null,"DLNB,SCR",null,2003]
[1432,2019,"AZ","Gila River Power Station",55306,"1CTGB","CT","OP","Yes","ARP","CC",null,"NG",{"v":4601,"d":"4,601.0"},{"v":6826639,"d":"6,826,639"},{"v":4321171.5,"d":"4,321,172"},{"v":38.8600006103516,"d":"38.9"},{"v":18.7970008850098,"d":"18.8"},{"v":2.04800009727478,"d":"2.0"},{"v":405695.03125,"d":"405,695.0"},null,"EPA/CAMD","EPA/CAMD","EPA/CAMD","EPA/CAMD","EPA/CAMD","EPA/CAMD",null,null,"DLNB,SCR",null,2003]
[1433,2019,"AZ","Gila River Power Station",55306,"2CTGA","CT","OP","Yes","ARP","CC",null,"NG",{"v":6082,"d":"6,082.0"},{"v":10160204,"d":"10,160,204"},{"v":5974285.5,"d":"5,974,286"},{"v":36.9770011901855,"d":"37.0"},{"v":21.0909996032715,"d":"21.1"},{"v":3.04800009727478,"d":"3.0"},{"v":603809.5625,"d":"603,809.6"},null,"EPA/CAMD","EPA/CAMD","EPA/CAMD","EPA/CAMD","EPA/CAMD","EPA/CAMD",null,null,"DLNB,SCR",null,2003]
[1434,2019,"AZ","Gila River Power Station",55306,"2CTGB","CT","OP","Yes","ARP","CC",null,"NG",{"v":6387,"d":"6,387.0"},{"v":10943249,"d":"10,943,249"},{"v":5929910,"d":"5,929,910"},{"v":39.4309997558594,"d":"39.4"},{"v":20.94700050354,"d":"20.9"},{"v":3.28299999237061,"d":"3.3"},{"v":650341.125,"d":"650,341.1"},null,"EPA/CAMD","EPA/CAMD","EPA/CAMD","EPA/CAMD","EPA/CAMD","EPA/CAMD",null,null,"DLNB,SCR",null,2003]
[1435,2019,"AZ","Gila River Power Station",55306,"3CTGA","CT","OP","Yes","ARP","CC",null,"NG",{"v":6756,"d":"6,756.0"},{"v":10758304,"d":"10,758,304"},{"v":4766220.5,"d":"4,766,221"},{"v":38.9389991760254,"d":"38.9"},{"v":16.9869995117188,"d":"17.0"},{"v":3.2279999256134,"d":"3.2"},{"v":639354.1875,"d":"639,354.2"},null,"EPA/CAMD","EPA/CAMD","EPA/CAMD","EPA/CAMD","EPA/CAMD","EPA/CAMD",null,null,"DLNB,SCR",null,2003]
[1436,2019,"AZ","Gila River Power Station",55306,"3CTGB","CT","OP","Yes","ARP","CC",null,"NG",{"v":6539,"d":"6,539.0"},{"v":10412762,"d":"10,412,762"},{"v":4859589,"d":"4,859,589"},{"v":37.9280014038086,"d":"37.9"},{"v":17.5480003356934,"d":"17.5"},{"v":3.12400007247925,"d":"3.1"},{"v":618816,"d":"618,816.0"},null,"EPA/CAMD","EPA/CAMD","EPA/CAMD","EPA/CAMD","EPA/CAMD","EPA/CAMD",null,null,"DLNB,SCR",null,2003]
[1437,2019,"AZ","Gila River Power Station",55306,"4CTGA","CT","OP","Yes","ARP","CC",null,"NG",{"v":2565,"d":"2,565.0"},{"v":3886926.25,"d":"3,886,926"},{"v":1155339.625,"d":"1,155,340"},{"v":23.4950008392334,"d":"23.5"},{"v":6.75600004196167,"d":"6.8"},{"v":1.16600000858307,"d":"1.2"},{"v":230993.765625,"d":"230,993.8"},null,"EPA/CAMD","EPA/CAMD","EPA/CAMD","EPA/CAMD","EPA/CAMD","EPA/CAMD",null,null,"DLNB,SCR",null,2003]
[1438,2019,"AZ","Gila River Power Station",55306,"4CTGB","CT","OP","Yes","ARP","CC",null,"NG",{"v":2885,"d":"2,885.0"},{"v":4480418.5,"d":"4,480,419"},{"v":1238110,"d":"1,238,110"},{"v":26.0909996032715,"d":"26.1"},{"v":7.21400022506714,"d":"7.2"},{"v":1.34399998188019,"d":"1.3"},{"v":266263.71875,"d":"266,263.7"},null,"EPA/CAMD","EPA/CAMD","EPA/CAMD","EPA/CAMD","EPA/CAMD","EPA/CAMD",null,null,"DLNB,SCR",null,2003]
[1439,2019,"AZ","Gilbert Solar Facility I, LLC",58543,"1","PV","OP",{"$nulls":4},"SUN",null,{"v":31533,"d":"31,533"},{"v":16597,"d":"16,597"},{"$nulls":5},"EIA Prime Mover-level Data","EIA Prime Mover-level Data"]
[1440,2019,"AZ","Glen Canyon Dam",153,"1","HY","OP",{"$nulls":4},"WAT",null,{"v":4359040,"d":"4,359,040"},{"v":1952501,"d":"1,952,501"},{"$nulls":5},"EIA Prime Mover-level Data","EIA Prime Mover-level Data"]
[1441,2019,"AZ","Glen Canyon Dam",153,"2","HY","OP",{"$nulls":4},"WAT",null,{"v":4359040,"d":"4,359,040"},{"v":1952501,"d":"1,952,501"},{"$nulls":5},"EIA Prime Mover-level Data","EIA Prime Mover-level Data"]
[1442,2019,"AZ","Glen Canyon Dam",153,"3","HY","OP",{"$nulls":4},"WAT",null,{"v":4359040,"d":"4,359,040"},{"v":1952501,"d":"1,952,501"},{"$nulls":5},"EIA Prime Mover-level Data","EIA Prime Mover-level Data"]
[1443,2019,"AZ","Glen Canyon Dam",153,"4","HY","OP",{"$nulls":4},"WAT",null,{"v":4359040,"d":"4,359,040"},{"v":1952501,"d":"1,952,501"},{"$nulls":5},"EIA Prime Mover-level Data","EIA Prime Mover-level Data"]
[1444,2019,"AZ","Glen Canyon Dam",153,"5","HY","OP",{"$nulls":4},"WAT",null,{"v":4359040,"d":"4,359,040"},{"v":1952501,"d":"1,952,501"},{"$nulls":5},"EIA Prime Mover-level Data","EIA Prime Mover-level Data"]
[1445,2019,"AZ","Glen Canyon Dam",153,"6","HY","OP",{"$nulls":4},"WAT",null,{"v":4359040,"d":"4,359,040"},{"v":1952501,"d":"1,952,501"},{"$nulls":5},"EIA Prime Mover-level Data","EIA Prime Mover-level Data"]
[1446,2019,"AZ","Glen Canyon Dam",153,"7","HY","OP",{"$nulls":4},"WAT",null,{"v":4147692.75,"d":"4,147,693"},{"v":1857834.25,"d":"1,857,834"},{"$nulls":5},"EIA Prime Mover-level Data","EIA Prime Mover-level Data"]
[1447,2019,"AZ","Glen Canyon Dam",153,"8","HY","OP",{"$nulls":4},"WAT",null,{"v":4359040,"d":"4,359,040"},{"v":1952501,"d":"1,952,501"},{"$nulls":5},"EIA Prime Mover-level Data","EIA Prime Mover-level Data"]
[1448,2019,"AZ","Glendale Energy Power Plant",57829,"GLEN1","IC","OP",{"$nulls":4},"LFG",null,{"v":79531.5,"d":"79,532"},{"v":33261.5,"d":"33,262"},{"v":48.8650016784668,"d":"48.9"},{"v":20.4360008239746,"d":"20.4"},{"v":1.78949999809265,"d":"1.8"},{"v":5050.23291015625,"d":"5,050.2"},null,"EIA Prime Mover-level Data","EIA Prime Mover-level Data","Estimated using emissions factor","Estimated using emissions factor","Estimated using emissions factor","Estimated using emissions factor"]
[1449,2019,"AZ","Glendale Energy Power Plant",57829,"GLEN2","IC","OP",{"$nulls":4},"LFG",null,{"v":79531.5,"d":"79,532"},{"v":33261.5,"d":"33,262"},{"v":48.8650016784668,"d":"48.9"},{"v":20.4360008239746,"d":"20.4"},{"v":1.78949999809265,"d":"1.8"},{"v":5050.23291015625,"d":"5,050.2"},null,"EIA Prime Mover-level Data","EIA Prime Mover-level Data","Estimated using emissions factor","Estimated using emissions factor","Estimated using emissions factor","Estimated using emissions factor"]
[1450,2019,"AZ","Gray Hawk Solar",61272,"GHS","PV","OP",{"$nulls":4},"SUN",null,{"v":1246191,"d":"1,246,191"},{"v":642219,"d":"642,219"},{"$nulls":5},"EIA Prime Mover-level Data","EIA Prime Mover-level Data"]
[1451,2019,"AZ","Griffith Energy Project",55124,"P1","CT","OP","Yes","ARP","CC",null,"NG",{"v":6984,"d":"6,984.0"},{"v":11423564,"d":"11,423,564"},{"v":5062528.5,"d":"5,062,529"},{"v":56.023998260498,"d":"56.0"},{"v":23.7910003662109,"d":"23.8"},{"v":3.42700004577637,"d":"3.4"},{"v":678888.6875,"d":"678,888.7"},null,"EPA/CAMD","EPA/CAMD","EPA/CAMD","EPA/CAMD","EPA/CAMD","EPA/CAMD",null,null,"DLNB,SCR",null,2001]
[1452,2019,"AZ","Griffith Energy Project",55124,"P2","CT","OP","Yes","ARP","CC",null,"NG",{"v":7301,"d":"7,301.0"},{"v":11865688,"d":"11,865,688"},{"v":5879331.5,"d":"5,879,332"},{"v":56.8899993896484,"d":"56.9"},{"v":26.1119995117188,"d":"26.1"},{"v":3.55999994277954,"d":"3.6"},{"v":705158.8125,"d":"705,158.8"},null,"EPA/CAMD","EPA/CAMD","EPA/CAMD","EPA/CAMD","EPA/CAMD","EPA/CAMD",null,null,"DLNB,SCR",null,2001]
[1453,2019,"AZ","Headgate Rock",7179,"1","HY","OP",{"$nulls":4},"WAT",null,{"v":215020,"d":"215,020"},{"v":103319.3359375,"d":"103,319"},{"$nulls":5},"EIA Prime Mover-level Data","EIA Prime Mover-level Data"]
[1454,2019,"AZ","Headgate Rock",7179,"2","HY","OP",{"$nulls":4},"WAT",null,{"v":215020,"d":"215,020"},{"v":103319.3359375,"d":"103,319"},{"$nulls":5},"EIA Prime Mover-level Data","EIA Prime Mover-level Data"]
[1455,2019,"AZ","Headgate Rock",7179,"3","HY","OP",{"$nulls":4},"WAT",null,{"v":215020,"d":"215,020"},{"v":103319.3359375,"d":"103,319"},{"$nulls":5},"EIA Prime Mover-level Data","EIA Prime Mover-level Data"]
[1456,2019,"AZ","Hoover Dam (AZ)",8902,"A0","HY","OP",{"$nulls":4},"WAT",null,{"v":23773.5625,"d":"23,774"},{"v":14309.0615234375,"d":"14,309"},{"$nulls":5},"EIA Prime Mover-level Data","EIA Prime Mover-level Data"]
[1457,2019,"AZ","Hoover Dam (AZ)",8902,"A1","HY","OP",{"$nulls":4},"WAT",null,{"v":1287734.625,"d":"1,287,735"},{"v":775074.1875,"d":"775,074"},{"$nulls":5},"EIA Prime Mover-level Data","EIA Prime Mover-level Data"]
[1458,2019,"AZ","Hoover Dam (AZ)",8902,"A2","HY","OP",{"$nulls":4},"WAT",null,{"v":1287734.625,"d":"1,287,735"},{"v":775074.1875,"d":"775,074"},{"$nulls":5},"EIA Prime Mover-level Data","EIA Prime Mover-level Data"]
[1459,2019,"AZ","Hoover Dam (AZ)",8902,"A3","HY","OP",{"$nulls":4},"WAT",null,{"v":1287734.625,"d":"1,287,735"},{"v":775074.1875,"d":"775,074"},{"$nulls":5},"EIA Prime Mover-level Data","EIA Prime Mover-level Data"]
[1460,2019,"AZ","Hoover Dam (AZ)",8902,"A4","HY","OP",{"$nulls":4},"WAT",null,{"v":1287734.625,"d":"1,287,735"},{"v":775074.1875,"d":"775,074"},{"$nulls":5},"EIA Prime Mover-level Data","EIA Prime Mover-level Data"]
[1461,2019,"AZ","Hoover Dam (AZ)",8902,"A5","HY","OP",{"$nulls":4},"WAT",null,{"v":1258017.75,"d":"1,258,018"},{"v":757187.8125,"d":"757,188"},{"$nulls":5},"EIA Prime Mover-level Data","EIA Prime Mover-level Data"]
[1462,2019,"AZ","Hoover Dam (AZ)",8902,"A6","HY","OP",{"$nulls":4},"WAT",null,{"v":1287734.625,"d":"1,287,735"},{"v":775074.1875,"d":"775,074"},{"$nulls":5},"EIA Prime Mover-level Data","EIA Prime Mover-level Data"]
[1463,2019,"AZ","Hoover Dam (AZ)",8902,"A7","HY","OP",{"$nulls":4},"WAT",null,{"v":1287734.625,"d":"1,287,735"},{"v":775074.1875,"d":"775,074"},{"$nulls":5},"EIA Prime Mover-level Data","EIA Prime Mover-level Data"]
[1464,2019,"AZ","Hoover Dam (AZ)",8902,"A8","HY","OP",{"$nulls":4},"WAT",null,{"v":609197.5625,"d":"609,198"},{"v":366669.6875,"d":"366,670"},{"$nulls":5},"EIA Prime Mover-level Data","EIA Prime Mover-level Data"]
[1465,2019,"AZ","Hoover Dam (AZ)",8902,"A9","HY","OP",{"$nulls":4},"WAT",null,{"v":678537.125,"d":"678,537"},{"v":408404.46875,"d":"408,404"},{"$nulls":5},"EIA Prime Mover-level Data","EIA Prime Mover-level Data"]
[1466,2019,"AZ","Horse Mesa",145,"HM1","HY","OP",{"$nulls":4},"WAT",null,{"v":10819.6669921875,"d":"10,820"},{"v":7724,"d":"7,724"},{"$nulls":5},"EIA Prime Mover-level Data","EIA Prime Mover-level Data"]
[1467,2019,"AZ","Horse Mesa",145,"HM2","HY","OP",{"$nulls":4},"WAT",null,{"v":10819.6669921875,"d":"10,820"},{"v":7724,"d":"7,724"},{"$nulls":5},"EIA Prime Mover-level Data","EIA Prime Mover-level Data"]
[1468,2019,"AZ","Horse Mesa",145,"HM3","HY","OP",{"$nulls":4},"WAT",null,{"v":10819.6669921875,"d":"10,820"},{"v":7724,"d":"7,724"},{"$nulls":5},"EIA Prime Mover-level Data","EIA Prime Mover-level Data"]
[1469,2019,"AZ","Horse Mesa",145,"HM4","PS","OP",{"$nulls":4},"WAT",null,0,0,{"$nulls":5},"EIA Prime Mover-level Data","EIA Prime Mover-level Data"]
[1470,2019,"AZ","Hyder II Hybrid",58383,"H214M","BA","P",{"$nulls":4},"MWH"]
[1471,2019,"AZ","Hyder II Hybrid",58383,"PV1","PV","OP",{"$nulls":4},"SUN",null,{"v":326332,"d":"326,332"},{"v":171762,"d":"171,762"},{"$nulls":5},"EIA Prime Mover-level Data","EIA Prime Mover-level Data"]
[1472,2019,"AZ","Hyder Solar Hybrid",57563,"H116M","BA","P",{"$nulls":4},"MWH"]
[1473,2019,"AZ","Hyder Solar Hybrid",57563,"PV1","PV","OP",{"$nulls":4},"SUN",null,{"v":255791.265625,"d":"255,791"},{"v":134633.8125,"d":"134,634"},{"$nulls":5},"EIA Prime Mover-level Data","EIA Prime Mover-level Data"]
[1474,2019,"AZ","Hyder Solar Hybrid",57563,"PV2","PV","OP",{"$nulls":4},"SUN",null,{"v":75232.7265625,"d":"75,233"},{"v":39598.18359375,"d":"39,598"},{"$nulls":5},"EIA Prime Mover-level Data","EIA Prime Mover-level Data"]
[1475,2019,"AZ","Intel - Ocotillo Campus Solar",60822,"PV1","PV","OP",{"$nulls":4},"SUN",null,{"v":22582.666015625,"d":"22,583"},{"v":11886.6669921875,"d":"11,887"},{"$nulls":5},"EIA Prime Mover-level Data","EIA Prime Mover-level Data"]
[1476,2019,"AZ","Intel - Ocotillo Campus Solar",60822,"PV2","PV","OP",{"$nulls":4},"SUN",null,{"v":11291.3330078125,"d":"11,291"},{"v":5943.3330078125,"d":"5,943"},{"$nulls":5},"EIA Prime Mover-level Data","EIA Prime Mover-level Data"]
[1477,2019,"AZ","IRC Generator Facility",56899,"290","IC","OP",{"$nulls":4},"DFO"]
[1478,2019,"AZ","IRC Generator Facility",56899,"291","IC","SB",{"$nulls":4},"DFO"]
[1479,2019,"AZ","Iron Horse Battery Storage Hybrid",60996,"BA1","BA","OP",{"$nulls":4},"MWH",null,0,0,{"$nulls":5},"EIA Prime Mover-level Data","EIA Prime Mover-level Data"]
[1480,2019,"AZ","Iron Horse Battery Storage Hybrid",60996,"PV1","PV","OP",{"$nulls":4},"SUN",null,{"v":29538,"d":"29,538"},{"v":15548,"d":"15,548"},{"$nulls":5},"EIA Prime Mover-level Data","EIA Prime Mover-level Data"]
[1481,2019,"AZ","Irving",115,"1","HY","RE",{"$nulls":4},"WAT"]
[1482,2019,"AZ","Irvington Generating Station",126,"1","ST","OP","Yes","ARP","TANGENTIAL",1,"NG",{"v":5595,"d":"5,595.0"},{"v":3205185,"d":"3,205,185"},{"v":2023517.625,"d":"2,023,518"},{"v":267.131988525391,"d":"267.1"},{"v":168.199996948242,"d":"168.2"},{"v":5.60900020599365,"d":"5.6"},{"v":190475.96875,"d":"190,476.0"},null,"EPA/CAMD","EPA/CAMD","EPA/CAMD","EPA/CAMD","EPA/CAMD","EPA/CAMD",{"$nulls":4},1958]
[1483,2019,"AZ","Irvington Generating Station",126,"2","ST","OP","Yes","ARP","TANGENTIAL",1,"NG",{"v":6224,"d":"6,224.0"},{"v":3592307,"d":"3,592,307"},{"v":1979226.375,"d":"1,979,226"},{"v":490.740997314453,"d":"490.7"},{"v":289.694000244141,"d":"289.7"},{"v":6.28700017929077,"d":"6.3"},{"v":213485.859375,"d":"213,485.9"},null,"EPA/CAMD","EPA/CAMD","EPA/CAMD","EPA/CAMD","EPA/CAMD","EPA/CAMD",{"$nulls":4},1960]
[1484,2019,"AZ","Irvington Generating Station",126,"3","ST","OP","Yes","ARP","TANGENTIAL",1,"NG",{"v":6358,"d":"6,358.0"},{"v":4612942.5,"d":"4,612,943"},{"v":2233783,"d":"2,233,783"},{"v":506.893005371094,"d":"506.9"},{"v":245.563995361328,"d":"245.6"},{"v":8.07299995422363,"d":"8.1"},{"v":274140.0625,"d":"274,140.1"},null,"EPA/CAMD","EPA/CAMD","EPA/CAMD","EPA/CAMD","EPA/CAMD","EPA/CAMD",{"$nulls":4},1962]
[1485,2019,"AZ","Irvington Generating Station",126,"4","ST","OP","Yes","ARP","WALL",1,"NG",{"v":4703,"d":"4,703.0"},{"v":5190661.5,"d":"5,190,662"},{"v":3090146.75,"d":"3,090,147"},{"v":392.710998535156,"d":"392.7"},{"v":239.11799621582,"d":"239.1"},{"v":9.86400032043457,"d":"9.9"},{"v":314016.46875,"d":"314,016.5"},null,"EPA/CAMD","EPA/CAMD","EPA/CAMD","EPA/CAMD","EPA/CAMD","EPA/CAMD",null,null,"LNBO",null,1967]
[1486,2019,"AZ","Jacobson 5 MW Solar",60603,"PV1","PV","OP",{"$nulls":4},"SUN",null,{"v":84241,"d":"84,241"},{"v":44340,"d":"44,340"},{"$nulls":5},"EIA Prime Mover-level Data","EIA Prime Mover-level Data"]
[1487,2019,"AZ","Jewish Community Center PV",58292,"JCC","PV","OP",{"$nulls":4},"SUN",null,{"v":19244,"d":"19,244"},{"v":10129,"d":"10,129"},{"$nulls":5},"EIA Prime Mover-level Data","EIA Prime Mover-level Data"]
[1488,2019,"AZ","Kayenta Solar Project",61268,"PV1","PV","OP",{"$nulls":4},"SUN",null,{"v":347149.875,"d":"347,150"},{"v":149925.875,"d":"149,926"},{"$nulls":5},"EIA Prime Mover-level Data","EIA Prime Mover-level Data"]
[1489,2019,"AZ","Kayenta Solar Project",61268,"PV2","PV","OP",{"$nulls":4},"SUN",null,{"v":356051.125,"d":"356,051"},{"v":153770.125,"d":"153,770"},{"$nulls":5},"EIA Prime Mover-level Data","EIA Prime Mover-level Data"]
[1490,2019,"AZ","Kingman 1",57775,"PV","PV","OP",{"$nulls":4},"SUN",null,{"v":9956,"d":"9,956"},{"v":5240,"d":"5,240"},{"$nulls":5},"EIA Prime Mover-level Data","EIA Prime Mover-level Data"]
[1491,2019,"AZ","Kingman 1",57775,"WGNS","WT","OP",{"$nulls":4},"WND",null,{"v":244789,"d":"244,789"},{"v":96501,"d":"96,501"},{"$nulls":5},"EIA Prime Mover-level Data","EIA Prime Mover-level Data"]
[1492,2019,"AZ","Kyrene Generating Station",147,"K-7","CT","OP","Yes","ARP","CC",1,"NG",{"v":6870,"d":"6,870.0"},{"v":10173077,"d":"10,173,077"},{"v":4682417,"d":"4,682,417"},{"v":45.9000015258789,"d":"45.9"},{"v":20.8379993438721,"d":"20.8"},{"v":3.05200004577637,"d":"3.1"},{"v":604571.875,"d":"604,571.9"},null,"EPA/CAMD","EPA/CAMD","EPA/CAMD","EPA/CAMD","EPA/CAMD","EPA/CAMD",null,null,"DLNB,SCR",null,2002]
[1493,2019,"AZ","La Paz Solar Tower",58652,"1","OT","P",{"$nulls":4},"SUN"]
[1494,2019,"AZ","La Senita",57556,"1","PV","OP",{"$nulls":4},"SUN",null,{"v":17641,"d":"17,641"},{"v":9285,"d":"9,285"},{"$nulls":5},"EIA Prime Mover-level Data","EIA Prime Mover-level Data"]
[1495,2019,"AZ","Lake Pleasant WTP",58539,"1","PV","OP",{"$nulls":4},"SUN",null,{"v":130290,"d":"130,290"},{"v":68577,"d":"68,577"},{"$nulls":5},"EIA Prime Mover-level Data","EIA Prime Mover-level Data"]
[1496,2019,"AZ","Luke Solar",57324,"PV1","PV","OP",{"$nulls":4},"SUN",null,{"v":274390,"d":"274,390"},{"v":144423,"d":"144,423"},{"$nulls":5},"EIA Prime Mover-level Data","EIA Prime Mover-level Data"]
[1497,2019,"AZ","Macys Goodyear",57673,"1","PV","OP",{"$nulls":4},"SUN",null,{"v":43647,"d":"43,647"},{"v":22974,"d":"22,974"},{"$nulls":5},"EIA Prime Mover-level Data","EIA Prime Mover-level Data"]
[1498,2019,"AZ","Mesa Solar Array",58466,"MSA1","PV","RE",{"$nulls":4},"SUN"]
[1499,2019,"AZ","Mesquite Generating Station",55481,"1","CT","OP","Yes","ARP","CC",null,"NG",{"v":7078,"d":"7,078.0"},{"v":11455003,"d":"11,455,003"},{"v":5559170.5,"d":"5,559,171"},{"v":48.4440002441406,"d":"48.4"},{"v":23.3619995117188,"d":"23.4"},{"v":3.43700003623962,"d":"3.4"},{"v":680757.375,"d":"680,757.4"},null,"EPA/CAMD","EPA/CAMD","EPA/CAMD","EPA/CAMD","EPA/CAMD","EPA/CAMD",null,null,"DLNB,SCR",null,2003]
[1500,2019,"AZ","Mesquite Generating Station",55481,"2","CT","OP","Yes","ARP","CC",null,"NG",{"v":7169,"d":"7,169.0"},{"v":10976141,"d":"10,976,141"},{"v":5496559.5,"d":"5,496,560"},{"v":49.3390007019043,"d":"49.3"},{"v":24.8129997253418,"d":"24.8"},{"v":3.29299998283386,"d":"3.3"},{"v":652295.625,"d":"652,295.6"},null,"EPA/CAMD","EPA/CAMD","EPA/CAMD","EPA/CAMD","EPA/CAMD","EPA/CAMD",null,null,"DLNB,SCR",null,2003]
[1501,2019,"AZ","Mesquite Generating Station",55481,"5","CT","OP","Yes","ARP","CC",1,"NG",{"v":7478,"d":"7,478.0"},{"v":12160267,"d":"12,160,267"},{"v":5683753,"d":"5,683,753"},{"v":49.1399993896484,"d":"49.1"},{"v":22.943000793457,"d":"22.9"},{"v":3.64800000190735,"d":"3.6"},{"v":722671.125,"d":"722,671.1"},null,"EPA/CAMD","EPA/CAMD","EPA/CAMD","EPA/CAMD","EPA/CAMD","EPA/CAMD",null,null,"DLNB,SCR",null,2003]
[1502,2019,"AZ","Mesquite Generating Station",55481,"6","CT","OP","Yes","ARP","CC",1,"NG",{"v":7472,"d":"7,472.0"},{"v":11881598,"d":"11,881,598"},{"v":5578677.5,"d":"5,578,678"},{"v":51.2700004577637,"d":"51.3"},{"v":23.3899993896484,"d":"23.4"},{"v":3.56500005722046,"d":"3.6"},{"v":706101.8125,"d":"706,101.8"},null,"EPA/CAMD","EPA/CAMD","EPA/CAMD","EPA/CAMD","EPA/CAMD","EPA/CAMD",null,null,"DLNB,SCR",null,2003]
[1503,2019,"AZ","Mesquite Solar 1",57707,"1","PV","OP",{"$nulls":4},"SUN",null,{"v":341403,"d":"341,403"},{"v":179694.96875,"d":"179,695"},{"$nulls":5},"EIA Prime Mover-level Data","EIA Prime Mover-level Data"]
[1504,2019,"AZ","Mesquite Solar 1",57707,"10","PV","OP",{"$nulls":4},"SUN",null,{"v":256052.265625,"d":"256,052"},{"v":134771.21875,"d":"134,771"},{"$nulls":5},"EIA Prime Mover-level Data","EIA Prime Mover-level Data"]
[1505,2019,"AZ","Mesquite Solar 1",57707,"11","PV","OP",{"$nulls":4},"SUN",null,{"v":341403,"d":"341,403"},{"v":179694.96875,"d":"179,695"},{"$nulls":5},"EIA Prime Mover-level Data","EIA Prime Mover-level Data"]
[1506,2019,"AZ","Mesquite Solar 1",57707,"12","PV","OP",{"$nulls":4},"SUN",null,{"v":341403,"d":"341,403"},{"v":179694.96875,"d":"179,695"},{"$nulls":5},"EIA Prime Mover-level Data","EIA Prime Mover-level Data"]
[1507,2019,"AZ","Mesquite Solar 1",57707,"2","PV","OP",{"$nulls":4},"SUN",null,{"v":341403,"d":"341,403"},{"v":179694.96875,"d":"179,695"},{"$nulls":5},"EIA Prime Mover-level Data","EIA Prime Mover-level Data"]
[1508,2019,"AZ","Mesquite Solar 1",57707,"3","PV","OP",{"$nulls":4},"SUN",null,{"v":213376.875,"d":"213,377"},{"v":112309.3515625,"d":"112,309"},{"$nulls":5},"EIA Prime Mover-level Data","EIA Prime Mover-level Data"]
[1509,2019,"AZ","Mesquite Solar 1",57707,"4","PV","OP",{"$nulls":4},"SUN",null,{"v":341403,"d":"341,403"},{"v":179694.96875,"d":"179,695"},{"$nulls":5},"EIA Prime Mover-level Data","EIA Prime Mover-level Data"]
[1510,2019,"AZ","Mesquite Solar 1",57707,"5","PV","OP",{"$nulls":4},"SUN",null,{"v":341403,"d":"341,403"},{"v":179694.96875,"d":"179,695"},{"$nulls":5},"EIA Prime Mover-level Data","EIA Prime Mover-level Data"]
[1511,2019,"AZ","Mesquite Solar 1",57707,"6","PV","OP",{"$nulls":4},"SUN",null,{"v":170701.5,"d":"170,702"},{"v":89847.484375,"d":"89,847"},{"$nulls":5},"EIA Prime Mover-level Data","EIA Prime Mover-level Data"]
[1512,2019,"AZ","Mesquite Solar 1",57707,"7","PV","OP",{"$nulls":4},"SUN",null,{"v":341403,"d":"341,403"},{"v":179694.96875,"d":"179,695"},{"$nulls":5},"EIA Prime Mover-level Data","EIA Prime Mover-level Data"]
[1513,2019,"AZ","Mesquite Solar 1",57707,"8","PV","OP",{"$nulls":4},"SUN",null,{"v":256052.265625,"d":"256,052"},{"v":134771.21875,"d":"134,771"},{"$nulls":5},"EIA Prime Mover-level Data","EIA Prime Mover-level Data"]
[1514,2019,"AZ","Mesquite Solar 1",57707,"9","PV","OP",{"$nulls":4},"SUN",null,{"v":341403,"d":"341,403"},{"v":179694.96875,"d":"179,695"},{"$nulls":5},"EIA Prime Mover-level Data","EIA Prime Mover-level Data"]
[1515,2019,"AZ","Mesquite Solar 2, LLC",60307,"1","PV","OP",{"$nulls":4},"SUN",null,{"v":2280100,"d":"2,280,100"},{"v":1220984,"d":"1,220,984"},{"$nulls":5},"EIA Prime Mover-level Data","EIA Prime Mover-level Data"]
[1516,2019,"AZ","Mesquite Solar 3, LLC",60308,"1","PV","OP",{"$nulls":4},"SUN",null,{"v":3968397,"d":"3,968,397"},{"v":2022387,"d":"2,022,387"},{"$nulls":5},"EIA Prime Mover-level Data","EIA Prime Mover-level Data"]
[1517,2019,"AZ","Mohave County Wind Farm",63114,"MCWF","WT","T",{"$nulls":4},"WND"]
[1518,2019,"AZ","Mohave Electric at Fort Mohave",59819,"PV1","PV","OP",{"$nulls":4},"SUN",null,{"v":85924,"d":"85,924"},{"v":45225,"d":"45,225"},{"$nulls":5},"EIA Prime Mover-level Data","EIA Prime Mover-level Data"]
[1519,2019,"AZ","Mohave Electric Cooperative at Joy Lane",63554,"PV2","PV","OP",{"$nulls":4},"SUN",null,{"v":264684,"d":"264,684"},{"v":139315,"d":"139,315"},{"$nulls":5},"EIA Prime Mover-level Data","EIA Prime Mover-level Data"]
[1520,2019,"AZ","Mormon Flat",148,"MF1","HY","OP",{"$nulls":4},"WAT",null,{"v":12067,"d":"12,067"},{"v":4302,"d":"4,302"},{"$nulls":5},"EIA Prime Mover-level Data","EIA Prime Mover-level Data"]
[1521,2019,"AZ","Mormon Flat",148,"MF2","PS","OP",{"$nulls":4},"WAT",null,0,0,{"$nulls":5},"EIA Prime Mover-level Data","EIA Prime Mover-level Data"]
[1522,2019,"AZ","Navajo Generating Station",4941,"1","ST","OP","Yes","ARP,MATS","TANGENTIAL",1,"BIT",{"v":6512,"d":"6,512.0"},{"v":38161556,"d":"38,161,556"},{"v":20354322,"d":"20,354,322"},{"v":3725.36401367188,"d":"3,725.4"},{"v":2041.47302246094,"d":"2,041.5"},{"v":928.294982910156,"d":"928.3"},{"v":3915367.25,"d":"3,915,367.3"},{"v":24.6900005340576,"d":"24.7"},"EPA/CAMD","EPA/CAMD","EPA/CAMD","EPA/CAMD","EPA/CAMD","EPA/CAMD","EPA/CAMD","WLS","LNC3,O","Yes",1974]
[1523,2019,"AZ","Navajo Generating Station",4941,"2","ST","OP","Yes","ARP,MATS","TANGENTIAL",1,"BIT",{"v":6448,"d":"6,448.0"},{"v":40142128,"d":"40,142,128"},{"v":19569914,"d":"19,569,914"},{"v":3690.2509765625,"d":"3,690.3"},{"v":1852.32495117188,"d":"1,852.3"},{"v":1060.80297851563,"d":"1,060.8"},{"v":4118582.5,"d":"4,118,582.5"},{"v":26.6599998474121,"d":"26.7"},"EPA/CAMD","EPA/CAMD","EPA/CAMD","EPA/CAMD","EPA/CAMD","EPA/CAMD","EPA/CAMD","WLS","LNC3,O","Yes",1975]
[1524,2019,"AZ","Navajo Generating Station",4941,"3","ST","OP","Yes","ARP,MATS","TANGENTIAL",1,"BIT",{"v":5746,"d":"5,746.0"},{"v":37841660,"d":"37,841,660"},{"v":21256648,"d":"21,256,648"},{"v":3660.34692382813,"d":"3,660.3"},{"v":2152.2470703125,"d":"2,152.2"},{"v":1063.20703125,"d":"1,063.2"},{"v":3882551.5,"d":"3,882,551.5"},{"v":24.0900001525879,"d":"24.1"},"EPA/CAMD","EPA/CAMD","EPA/CAMD","EPA/CAMD","EPA/CAMD","EPA/CAMD","EPA/CAMD","WLS","LNC3,O","Yes",1976]
[1525,2019,"AZ","New Harquahala Generating Company, LLC",55372,"CTG1","CT","OP",null,null,"CC",null,"NG",{"v":0,"d":"0.0"},{"$nulls":15},"DLNB,SCR",null,2003]
[1526,2019,"AZ","New Harquahala Generating Company, LLC",55372,"CTG2","CT","OP",null,null,"CC",null,"NG",{"v":0,"d":"0.0"},{"$nulls":15},"DLNB,SCR",null,2003]
[1527,2019,"AZ","New Harquahala Generating Company, LLC",55372,"CTG3","CT","OP",null,null,"CC",null,"NG",{"v":0,"d":"0.0"},{"$nulls":15},"DLNB,SCR",null,2003]
[1528,2019,"AZ","North Loop",6088,"1","GT","OP",{"$nulls":4},"NG",null,{"v":47569.08984375,"d":"47,569"},{"v":23430.890625,"d":"23,431"},{"v":7.38199996948242,"d":"7.4"},{"v":3.63599991798401,"d":"3.6"},{"v":0.0759999975562096,"d":"0.1"},{"v":2780.15307617188,"d":"2,780.2"},null,"EIA Prime Mover-level Data","EIA Prime Mover-level Data","Estimated using emissions factor","Estimated using emissions factor","Estimated using emissions factor","Estimated using emissions factor"]
[1529,2019,"AZ","North Loop",6088,"2","GT","OP",{"$nulls":4},"NG",null,{"v":47569.08984375,"d":"47,569"},{"v":23430.890625,"d":"23,431"},{"v":7.38199996948242,"d":"7.4"},{"v":3.63599991798401,"d":"3.6"},{"v":0.0759999975562096,"d":"0.1"},{"v":2780.15307617188,"d":"2,780.2"},null,"EIA Prime Mover-level Data","EIA Prime Mover-level Data","Estimated using emissions factor","Estimated using emissions factor","Estimated using emissions factor","Estimated using emissions factor"]
[1530,2019,"AZ","North Loop",6088,"3","GT","OP",{"$nulls":4},"NG",null,{"v":47569.08984375,"d":"47,569"},{"v":23430.890625,"d":"23,431"},{"v":7.38199996948242,"d":"7.4"},{"v":3.63599991798401,"d":"3.6"},{"v":0.0759999975562096,"d":"0.1"},{"v":2780.15307617188,"d":"2,780.2"},null,"EIA Prime Mover-level Data","EIA Prime Mover-level Data","Estimated using emissions factor","Estimated using emissions factor","Estimated using emissions factor","Estimated using emissions factor"]
[1531,2019,"AZ","North Loop",6088,"4","GT","OP",{"$nulls":4},"NG",null,{"v":47216.7265625,"d":"47,217"},{"v":23257.328125,"d":"23,257"},{"v":7.32800006866455,"d":"7.3"},{"v":3.60899996757507,"d":"3.6"},{"v":0.0754999965429306,"d":"0.1"},{"v":2759.55908203125,"d":"2,759.6"},null,"EIA Prime Mover-level Data","EIA Prime Mover-level Data","Estimated using emissions factor","Estimated using emissions factor","Estimated using emissions factor","Estimated using emissions factor"]
[1532,2019,"AZ","Northwest Regional",57403,"GEN1","IC","OP",{"$nulls":4},"LFG",null,{"v":119567,"d":"119,567"},{"v":50005.5,"d":"50,006"},{"v":86.5120010375977,"d":"86.5"},{"v":36.1809997558594,"d":"36.2"},{"v":2.69029998779297,"d":"2.7"},{"v":7592.47900390625,"d":"7,592.5"},null,"EIA Prime Mover-level Data","EIA Prime Mover-level Data","Estimated using emissions factor","Estimated using emissions factor","Estimated using emissions factor","Estimated using emissions factor"]
[1533,2019,"AZ","Northwest Regional",57403,"GEN2","IC","OP",{"$nulls":4},"LFG",null,{"v":119567,"d":"119,567"},{"v":50005.5,"d":"50,006"},{"v":86.5120010375977,"d":"86.5"},{"v":36.1809997558594,"d":"36.2"},{"v":2.69029998779297,"d":"2.7"},{"v":7592.47900390625,"d":"7,592.5"},null,"EIA Prime Mover-level Data","EIA Prime Mover-level Data","Estimated using emissions factor","Estimated using emissions factor","Estimated using emissions factor","Estimated using emissions factor"]
[1534,2019,"AZ","Novo BioPower Plant",56616,"4PB","ST","OP",{"$nulls":3},1,"WDS",null,{"v":3406009.5,"d":"3,406,010"},{"v":1476211.625,"d":"1,476,212"},{"v":279.292999267578,"d":"279.3"},{"v":122.526000976563,"d":"122.5"},{"v":42.5471000671387,"d":"42.5"},{"v":352054.71875,"d":"352,054.7"},null,"EIA Unit-level Data","EIA Unit-Level Data","Estimated based on unit-level NOx emission rates","Estimated based on unit-level NOx ozone season emission rates","Estimated using emissions factor and plant-specific sulfur content","Estimated using emissions factor",null,null,"SN"]
[1535,2019,"AZ","Ocotillo Power Plant",116,"1","ST","OP","Yes","ARP","TANGENTIAL",1,"NG",{"v":19,"d":"19.0"},{"v":3339.69409179688,"d":"3,340"},null,{"v":0.0469999983906746,"d":"0.0"},{"v":0,"d":"0.0"},{"v":1.00000004749745E-3,"d":"0.0"},{"v":198.490005493164,"d":"198.5"},null,"EPA/CAMD",null,"EPA/CAMD","Estimated using emissions factor","EPA/CAMD","EPA/CAMD",{"$nulls":4},1960]
[1536,2019,"AZ","Ocotillo Power Plant",116,"2","ST","OP","Yes","ARP","TANGENTIAL",1,"NG",{"v":69,"d":"69.0"},{"v":76070.4609375,"d":"76,070"},null,{"v":3.76500010490417,"d":"3.8"},{"v":0,"d":"0.0"},{"v":0.0230000000447035,"d":"0.0"},{"v":4520.1640625,"d":"4,520.2"},null,"EPA/CAMD",null,"EPA/CAMD","Estimated using emissions factor","EPA/CAMD","EPA/CAMD",{"$nulls":4},1960]
[1537,2019,"AZ","Ocotillo Power Plant",116,"GT3","GT","OP","Yes","ARP","CT",null,"NG",{"v":2249,"d":"2,249.0"},{"v":1382049.125,"d":"1,382,049"},{"v":737967.875,"d":"737,968"},{"v":6.14200019836426,"d":"6.1"},{"v":3.18300008773804,"d":"3.2"},{"v":0.41499999165535,"d":"0.4"},{"v":82131.5703125,"d":"82,131.6"},null,"EPA/CAMD","EPA/CAMD","EPA/CAMD","EPA/CAMD","EPA/CAMD","EPA/CAMD",null,null,"H2O,SCR",null,2019]
[1538,2019,"AZ","Ocotillo Power Plant",116,"GT4","GT","OP","Yes","ARP","CT",null,"NG",{"v":2254,"d":"2,254.0"},{"v":1450328.375,"d":"1,450,328"},{"v":714541.75,"d":"714,542"},{"v":6.04500007629395,"d":"6.0"},{"v":3.02999997138977,"d":"3.0"},{"v":0.435000002384186,"d":"0.4"},{"v":86189.6796875,"d":"86,189.7"},null,"EPA/CAMD","EPA/CAMD","EPA/CAMD","EPA/CAMD","EPA/CAMD","EPA/CAMD",null,null,"H2O,SCR",null,2019]
[1539,2019,"AZ","Ocotillo Power Plant",116,"GT5","GT","OP","Yes","ARP","CT",null,"NG",{"v":1528,"d":"1,528.0"},{"v":940078.5625,"d":"940,079"},{"v":618389.6875,"d":"618,390"},{"v":3.93600010871887,"d":"3.9"},{"v":2.65700006484985,"d":"2.7"},{"v":0.282000005245209,"d":"0.3"},{"v":55866.859375,"d":"55,866.9"},null,"EPA/CAMD","EPA/CAMD","EPA/CAMD","EPA/CAMD","EPA/CAMD","EPA/CAMD",null,null,"H2O,SCR",null,2019]
[1540,2019,"AZ","Ocotillo Power Plant",116,"GT6","GT","OP","Yes","ARP","CT",null,"NG",{"v":1602,"d":"1,602.0"},{"v":1004928.9375,"d":"1,004,929"},{"v":628185.8125,"d":"628,186"},{"v":4.27299976348877,"d":"4.3"},{"v":2.71300005912781,"d":"2.7"},{"v":0.301999986171722,"d":"0.3"},{"v":59720.515625,"d":"59,720.5"},null,"EPA/CAMD","EPA/CAMD","EPA/CAMD","EPA/CAMD","EPA/CAMD","EPA/CAMD",null,null,"H2O,SCR",null,2019]
[1541,2019,"AZ","Ocotillo Power Plant",116,"GT7","GT","OP","Yes","ARP","CT",null,"NG",{"v":970,"d":"970.0"},{"v":609223.875,"d":"609,224"},{"v":451957.625,"d":"451,958"},{"v":2.63700008392334,"d":"2.6"},{"v":1.92299997806549,"d":"1.9"},{"v":0.18299999833107,"d":"0.2"},{"v":36206.8203125,"d":"36,206.8"},null,"EPA/CAMD","EPA/CAMD","EPA/CAMD","EPA/CAMD","EPA/CAMD","EPA/CAMD",null,null,"H2O,SCR",null,2019]
[1542,2019,"AZ","Ocotillo Power Plant",116,"PV1","PV","RE",{"$nulls":4},"SUN"]
[1543,2019,"AZ","Ocotillo Power Plant",116,"PV2","PV","RE",{"$nulls":4},"SUN"]
[1544,2019,"AZ","Ocotillo Power Plant",116,"PVM","PV","RE",{"$nulls":4},"SUN"]
[1545,2019,"AZ","OE_AZ1",63349,"AZ1","PV","OP",{"$nulls":4},"SUN",null,{"v":6545,"d":"6,545"},0,{"$nulls":5},"EIA Prime Mover-level Data","EIA Prime Mover-level Data"]
[1546,2019,"AZ","Palo Verde",6008,"1","ST","OP",{"$nulls":4},"NUC",null,{"v":109795624,"d":"109,795,624"},{"v":47326076,"d":"47,326,076"},{"$nulls":5},"EIA Prime Mover-level Data","EIA Prime Mover-level Data"]
[1547,2019,"AZ","Palo Verde",6008,"2","ST","OP",{"$nulls":4},"NUC",null,{"v":119405520,"d":"119,405,520"},{"v":49210616,"d":"49,210,616"},{"$nulls":5},"EIA Prime Mover-level Data","EIA Prime Mover-level Data"]
[1548,2019,"AZ","Palo Verde",6008,"3","ST","OP",{"$nulls":4},"NUC",null,{"v":104099920,"d":"104,099,920"},{"v":50209660,"d":"50,209,660"},{"$nulls":5},"EIA Prime Mover-level Data","EIA Prime Mover-level Data"]
[1549,2019,"AZ","Paloma Solar Hybrid",57562,"PA17M","BA","P",{"$nulls":4},"MWH"]
[1550,2019,"AZ","Paloma Solar Hybrid",57562,"PV1","PV","OP",{"$nulls":4},"SUN",null,{"v":342629,"d":"342,629"},{"v":180341,"d":"180,341"},{"$nulls":5},"EIA Prime Mover-level Data","EIA Prime Mover-level Data"]
[1551,2019,"AZ","Paradise Valley H.S. PV",58293,"PVH","PV","OP",{"$nulls":4},"SUN",null,{"v":23136,"d":"23,136"},{"v":12178,"d":"12,178"},{"$nulls":5},"EIA Prime Mover-level Data","EIA Prime Mover-level Data"]
[1552,2019,"AZ","Perrin Ranch Wind LLC",58155,"GEN1","WT","OP",{"$nulls":4},"WND",null,{"v":1965831,"d":"1,965,831"},{"v":774972,"d":"774,972"},{"$nulls":5},"EIA Prime Mover-level Data","EIA Prime Mover-level Data"]
[1553,2019,"AZ","Phoenix Airport East Economy Lot",58708,"PAEEL","PV","OP",{"$nulls":4},"SUN",null,{"v":17392,"d":"17,392"},{"v":9154,"d":"9,154"},{"$nulls":5},"EIA Prime Mover-level Data","EIA Prime Mover-level Data"]
[1554,2019,"AZ","Phoenix Airport Rental Car Center",58709,"PARCC","PV","OP",{"$nulls":4},"SUN",null,{"v":51693,"d":"51,693"},{"v":27208,"d":"27,208"},{"$nulls":5},"EIA Prime Mover-level Data","EIA Prime Mover-level Data"]
[1555,2019,"AZ","Picture Rocks Solar, LLC",58486,"1","PV","OP",{"$nulls":4},"SUN",null,{"v":458661,"d":"458,661"},{"v":241413,"d":"241,413"},{"$nulls":5},"EIA Prime Mover-level Data","EIA Prime Mover-level Data"]
[1556,2019,"AZ","Pima Community College",62075,"PV1","PV","OP",{"$nulls":4},"SUN",null,{"v":15156,"d":"15,156"},{"v":7876,"d":"7,876"},{"$nulls":5},"EIA Prime Mover-level Data","EIA Prime Mover-level Data"]
[1557,2019,"AZ","Pima Community College - East Campus",61104,"PV1","PV","OP",{"$nulls":4},"SUN",null,{"v":26288,"d":"26,288"},{"v":13837,"d":"13,837"},{"$nulls":5},"EIA Prime Mover-level Data","EIA Prime Mover-level Data"]
[1558,2019,"AZ","Pima Community College NW",63531,"10327","PV","OP",{"$nulls":4},"SUN",null,{"v":19449,"d":"19,449"},{"v":12607,"d":"12,607"},{"$nulls":5},"EIA Prime Mover-level Data","EIA Prime Mover-level Data"]
[1559,2019,"AZ","Pima Energy Storage System",61197,"PIMA","BA","OP",{"$nulls":4},"MWH",null,0,0,{"$nulls":5},"EIA Prime Mover-level Data","EIA Prime Mover-level Data"]
[1560,2019,"AZ","Pinal Central Energy Center Hybrid",61678,"BA1","BA","OP",{"$nulls":4},"MWH",null,0,0,{"$nulls":5},"EIA Prime Mover-level Data","EIA Prime Mover-level Data"]
[1561,2019,"AZ","Pinal Central Energy Center Hybrid",61678,"PCEC","PV","OP",{"$nulls":4},"SUN",null,{"v":553090,"d":"553,090"},{"v":283873,"d":"283,873"},{"$nulls":5},"EIA Prime Mover-level Data","EIA Prime Mover-level Data"]
[1562,2019,"AZ","Poseidon Solar, LLC",57318,"1","PV","OP",{"$nulls":4},"SUN",null,{"v":458134,"d":"458,134"},{"v":241136,"d":"241,136"},{"$nulls":5},"EIA Prime Mover-level Data","EIA Prime Mover-level Data"]
[1563,2019,"AZ","Poseidon Wind, LLC",57379,"1","WT","OP",{"$nulls":4},"WND",null,{"v":1094512,"d":"1,094,512"},{"v":431479,"d":"431,479"},{"$nulls":5},"EIA Prime Mover-level Data","EIA Prime Mover-level Data"]
[1564,2019,"AZ","Prairie Fire",58171,"GEN1","PV","OP",{"$nulls":4},"SUN",null,{"v":62905,"d":"62,905"},{"v":33110,"d":"33,110"},{"$nulls":5},"EIA Prime Mover-level Data","EIA Prime Mover-level Data"]
[1565,2019,"AZ","Prescott Airport",56228,"PV1","PV","OP",{"$nulls":4},"SUN",null,{"v":46395,"d":"46,395"},{"v":24419,"d":"24,419"},{"$nulls":5},"EIA Prime Mover-level Data","EIA Prime Mover-level Data"]
[1566,2019,"AZ","Prescott Airport",56228,"PV2","PV","CN",{"$nulls":4},"SUN"]
[1567,2019,"AZ","Prescott Solar Plant",58147,"PV1","PV","OP",{"$nulls":4},"SUN",null,{"v":208992,"d":"208,992"},{"v":110002,"d":"110,002"},{"$nulls":5},"EIA Prime Mover-level Data","EIA Prime Mover-level Data"]
[1568,2019,"AZ","Punkin Center Battery Storage",61913,"B1","BA","OP",{"$nulls":4},"MWH"]
[1569,2019,"AZ","Queen Creek Solar Farm",57883,"GEN1","PV","OP",{"$nulls":4},"SUN",null,{"v":424048,"d":"424,048"},{"v":223193,"d":"223,193"},{"$nulls":5},"EIA Prime Mover-level Data","EIA Prime Mover-level Data"]
[1570,2019,"AZ","RE Ajo 1 LLC",57795,"1","PV","OP",{"$nulls":4},"SUN",null,{"v":75621,"d":"75,621"},{"v":39803,"d":"39,803"},{"$nulls":5},"EIA Prime Mover-level Data","EIA Prime Mover-level Data"]
[1571,2019,"AZ","RE Bagdad Solar I LLC",57790,"1","PV","OP",{"$nulls":4},"SUN",null,{"v":291070,"d":"291,070"},{"v":153202,"d":"153,202"},{"$nulls":5},"EIA Prime Mover-level Data","EIA Prime Mover-level Data"]
[1572,2019,"AZ","RE Gillespie 1 LLC",58501,"GILL1","PV","OP",{"$nulls":4},"SUN",null,{"v":385141,"d":"385,141"},{"v":202716,"d":"202,716"},{"$nulls":5},"EIA Prime Mover-level Data","EIA Prime Mover-level Data"]
[1573,2019,"AZ","Red Horse 2",58833,"RH2S","PV","OP",{"$nulls":4},"SUN",null,{"v":1324636,"d":"1,324,636"},{"v":697213,"d":"697,213"},{"$nulls":5},"EIA Prime Mover-level Data","EIA Prime Mover-level Data"]
[1574,2019,"AZ","Red Horse 2",58833,"RH2W","WT","OP",{"$nulls":4},"WND",null,{"v":573047,"d":"573,047"},{"v":225907,"d":"225,907"},{"$nulls":5},"EIA Prime Mover-level Data","EIA Prime Mover-level Data"]
[1575,2019,"AZ","Red Horse III",60285,"RH3","PV","OP",{"$nulls":4},"SUN",null,{"v":673689,"d":"673,689"},{"v":354592,"d":"354,592"},{"$nulls":5},"EIA Prime Mover-level Data","EIA Prime Mover-level Data"]
[1576,2019,"AZ","Red Rock",60467,"PV1","PV","OP",{"$nulls":4},"SUN",null,{"v":1034484,"d":"1,034,484"},{"v":521111,"d":"521,111"},{"$nulls":5},"EIA Prime Mover-level Data","EIA Prime Mover-level Data"]
[1577,2019,"AZ","Redhawk Generating Facility",55455,"CC1A","CT","OP","Yes","ARP","CC",null,"NG",{"v":6541,"d":"6,541.0"},{"v":8990853,"d":"8,990,853"},{"v":3876065.25,"d":"3,876,065"},{"v":40.8899993896484,"d":"40.9"},{"v":18.8799991607666,"d":"18.9"},{"v":2.69700002670288,"d":"2.7"},{"v":534311,"d":"534,311.0"},null,"EPA/CAMD","EPA/CAMD","EPA/CAMD","EPA/CAMD","EPA/CAMD","EPA/CAMD",null,null,"DLNB,SCR",null,2002]
[1578,2019,"AZ","Redhawk Generating Facility",55455,"CC1B","CT","OP","Yes","ARP","CC",null,"NG",{"v":6226,"d":"6,226.0"},{"v":8536097,"d":"8,536,097"},{"v":4015806.25,"d":"4,015,806"},{"v":39.8269996643066,"d":"39.8"},{"v":19.6860008239746,"d":"19.7"},{"v":2.56100010871887,"d":"2.6"},{"v":507288.1875,"d":"507,288.2"},null,"EPA/CAMD","EPA/CAMD","EPA/CAMD","EPA/CAMD","EPA/CAMD","EPA/CAMD",null,null,"DLNB,SCR",null,2002]
[1579,2019,"AZ","Redhawk Generating Facility",55455,"CC2A","CT","OP","Yes","ARP","CC",null,"NG",{"v":5895,"d":"5,895.0"},{"v":8153559,"d":"8,153,559"},{"v":3946028.25,"d":"3,946,028"},{"v":37.4300003051758,"d":"37.4"},{"v":18.5839996337891,"d":"18.6"},{"v":2.44600009918213,"d":"2.4"},{"v":484552.375,"d":"484,552.4"},null,"EPA/CAMD","EPA/CAMD","EPA/CAMD","EPA/CAMD","EPA/CAMD","EPA/CAMD",null,null,"DLNB,SCR",null,2002]
[1580,2019,"AZ","Redhawk Generating Facility",55455,"CC2B","CT","OP","Yes","ARP","CC",null,"NG",{"v":5407,"d":"5,407.0"},{"v":7590048.5,"d":"7,590,049"},{"v":3604827.75,"d":"3,604,828"},{"v":35.5390014648438,"d":"35.5"},{"v":17.3889999389648,"d":"17.4"},{"v":2.27699995040894,"d":"2.3"},{"v":451067.6875,"d":"451,067.7"},null,"EPA/CAMD","EPA/CAMD","EPA/CAMD","EPA/CAMD","EPA/CAMD","EPA/CAMD",null,null,"DLNB,SCR",null,2002]
[1581,2019,"AZ","Rio Rico Solar",59044,"RRSF","PV","OP",{"$nulls":4},"SUN",null,{"v":100385,"d":"100,385"},{"v":52838,"d":"52,838"},{"$nulls":5},"EIA Prime Mover-level Data","EIA Prime Mover-level Data"]
[1582,2019,"AZ","Roger Road WWTP",57524,"1","PV","OP",{"$nulls":4},"SUN",null,{"v":9127,"d":"9,127"},{"v":4804,"d":"4,804"},{"$nulls":5},"EIA Prime Mover-level Data","EIA Prime Mover-level Data"]
[1583,2019,"AZ","Roosevelt",149,"ROOS","HY","OP",{"$nulls":4},"WAT",null,{"v":404037,"d":"404,037"},{"v":194143,"d":"194,143"},{"$nulls":5},"EIA Prime Mover-level Data","EIA Prime Mover-level Data"]
[1584,2019,"AZ","Saddle Mountain Solar I",58213,"AZ2","PV","OP",{"$nulls":4},"SUN",null,{"v":313269,"d":"313,269"},{"v":164888,"d":"164,888"},{"$nulls":5},"EIA Prime Mover-level Data","EIA Prime Mover-level Data"]
[1585,2019,"AZ","Saint Solar",63476,"SAINT","PV","P",{"$nulls":4},"SUN"]
[1586,2019,"AZ","Sandstone Solar",59634,"SNDST","PV","OP",{"$nulls":4},"SUN",null,{"v":1075474,"d":"1,075,474"},{"v":566068,"d":"566,068"},{"$nulls":5},"EIA Prime Mover-level Data","EIA Prime Mover-level Data"]
[1587,2019,"AZ","Santan",8068,"5A","CT","OP","Yes","ARP","CC",1,"NG",{"v":6814,"d":"6,814.0"},{"v":11331885,"d":"11,331,885"},{"v":5249519.5,"d":"5,249,520"},{"v":38.5870018005371,"d":"38.6"},{"v":16.9860000610352,"d":"17.0"},{"v":3.40000009536743,"d":"3.4"},{"v":673435.75,"d":"673,435.8"},null,"EPA/CAMD","EPA/CAMD","EPA/CAMD","EPA/CAMD","EPA/CAMD","EPA/CAMD",null,null,"DLNB,SCR",null,2004]
[1588,2019,"AZ","Santan",8068,"5B","CT","OP","Yes","ARP","CC",1,"NG",{"v":7360,"d":"7,360.0"},{"v":12288650,"d":"12,288,650"},{"v":5705585,"d":"5,705,585"},{"v":37.0830001831055,"d":"37.1"},{"v":16.2450008392334,"d":"16.2"},{"v":3.68700003623962,"d":"3.7"},{"v":730295.5,"d":"730,295.5"},null,"EPA/CAMD","EPA/CAMD","EPA/CAMD","EPA/CAMD","EPA/CAMD","EPA/CAMD",null,null,"DLNB,SCR",null,2004]
[1589,2019,"AZ","Santan",8068,"6A","CT","OP","Yes","ARP","CC",1,"NG",{"v":7903,"d":"7,903.0"},{"v":13603007,"d":"13,603,007"},{"v":5664646.5,"d":"5,664,647"},{"v":40.2029991149902,"d":"40.2"},{"v":18.9400005340576,"d":"18.9"},{"v":4.08099985122681,"d":"4.1"},{"v":808401.8125,"d":"808,401.8"},null,"EPA/CAMD","EPA/CAMD","EPA/CAMD","EPA/CAMD","EPA/CAMD","EPA/CAMD",null,null,"DLNB,SCR",null,2005]
[1590,2019,"AZ","Solana Generating Station",56812,"GEN 1","CP","OP",{"$nulls":4},"SUN",null,{"v":3524786,"d":"3,524,786"},{"v":2062149,"d":"2,062,149"},{"$nulls":5},"EIA Prime Mover-level Data","EIA Prime Mover-level Data"]
[1591,2019,"AZ","Solana Generating Station",56812,"GEN2","CP","OP",{"$nulls":4},"SUN",null,{"v":3524786,"d":"3,524,786"},{"v":2062149,"d":"2,062,149"},{"$nulls":5},"EIA Prime Mover-level Data","EIA Prime Mover-level Data"]
[1592,2019,"AZ","South Consolidated",100,"SC1","HY","OP",{"$nulls":4},"WAT"]
[1593,2019,"AZ","South Point Energy Center, LLC",55177,"A","CT","OP","Yes","ARP","CC",null,"NG",{"v":4616,"d":"4,616.0"},{"v":7100006,"d":"7,100,006"},{"v":4095689.25,"d":"4,095,689"},{"v":32.4819984436035,"d":"32.5"},{"v":19.4109992980957,"d":"19.4"},{"v":2.13000011444092,"d":"2.1"},{"v":421945.09375,"d":"421,945.1"},null,"EPA/CAMD","EPA/CAMD","EPA/CAMD","EPA/CAMD","EPA/CAMD","EPA/CAMD",null,null,"DLNB,SCR",null,2001]
[1594,2019,"AZ","South Point Energy Center, LLC",55177,"B","CT","OP","Yes","ARP","CC",null,"NG",{"v":4745,"d":"4,745.0"},{"v":7328426,"d":"7,328,426"},{"v":4224029,"d":"4,224,029"},{"v":47.4150009155273,"d":"47.4"},{"v":33.7439994812012,"d":"33.7"},{"v":2.19899988174438,"d":"2.2"},{"v":435517.75,"d":"435,517.8"},null,"EPA/CAMD","EPA/CAMD","EPA/CAMD","EPA/CAMD","EPA/CAMD","EPA/CAMD",null,null,"DLNB,SCR",null,2001]
[1595,2019,"AZ","Springerville Generating Station",8223,"1","ST","OP","Yes","ARP,MATS","TANGENTIAL",1,"SUB",{"v":7995,"d":"7,995.0"},{"v":25275436,"d":"25,275,436"},{"v":10325678,"d":"10,325,678"},{"v":2234.67993164063,"d":"2,234.7"},{"v":899.656005859375,"d":"899.7"},{"v":2978.89697265625,"d":"2,978.9"},{"v":2650887,"d":"2,650,887.0"},{"v":15.5600004196167,"d":"15.6"},"EPA/CAMD","EPA/CAMD","EPA/CAMD","EPA/CAMD","EPA/CAMD","EPA/CAMD","EPA/CAMD","DL","LNC1","Yes",1985]
[1596,2019,"AZ","Springerville Generating Station",8223,"2","ST","OP","Yes","ARP,MATS","TANGENTIAL",1,"SUB",{"v":7857,"d":"7,857.0"},{"v":23417570,"d":"23,417,570"},{"v":9822069,"d":"9,822,069"},{"v":2100.36596679688,"d":"2,100.4"},{"v":913.635009765625,"d":"913.6"},{"v":2777.43896484375,"d":"2,777.4"},{"v":2456035.25,"d":"2,456,035.3"},{"v":13.1999998092651,"d":"13.2"},"EPA/CAMD","EPA/CAMD","EPA/CAMD","EPA/CAMD","EPA/CAMD","EPA/CAMD","EPA/CAMD","DL","LNC1","Yes",1990]
[1597,2019,"AZ","Springerville Generating Station",8223,"4","ST","OP","Yes","ARP,MATS","WALL",1,"SUB",{"v":7214,"d":"7,214.0"},{"v":16594502,"d":"16,594,502"},{"v":7694783.5,"d":"7,694,784"},{"v":566.997009277344,"d":"567.0"},{"v":244.095993041992,"d":"244.1"},{"v":766.299987792969,"d":"766.3"},{"v":1738027.125,"d":"1,738,027.1"},{"v":9.25,"d":"9.3"},"EPA/CAMD","EPA/CAMD","EPA/CAMD","EPA/CAMD","EPA/CAMD","EPA/CAMD","EPA/CAMD","DL","LNB,SCR",null,2009]
[1598,2019,"AZ","Springerville Generating Station",8223,"TS3","ST","OP","Yes","ARP,MATS","WALL",null,"SUB",{"v":6445,"d":"6,445.0"},{"v":19911020,"d":"19,911,020"},{"v":9788353,"d":"9,788,353"},{"v":839.887023925781,"d":"839.9"},{"v":428.789001464844,"d":"428.8"},{"v":705.924987792969,"d":"705.9"},{"v":2085346.875,"d":"2,085,346.9"},{"v":8.72999954223633,"d":"8.7"},"EPA/CAMD","EPA/CAMD","EPA/CAMD","EPA/CAMD","EPA/CAMD","EPA/CAMD","EPA/CAMD","DL","LNB,SCR",null,2006]
[1599,2019,"AZ","Springerville Generating Station",8223,"SGSS","PV","OP",{"$nulls":4},"SUN",null,{"v":46955.76171875,"d":"46,956"},{"v":17049.8203125,"d":"17,050"},{"$nulls":5},"EIA Prime Mover-level Data","EIA Prime Mover-level Data"]
[1600,2019,"AZ","Springerville Generating Station",8223,"SGSS1","PV","OP",{"$nulls":4},"SUN",null,{"v":17767.044921875,"d":"17,767"},{"v":6451.2841796875,"d":"6,451"},{"$nulls":5},"EIA Prime Mover-level Data","EIA Prime Mover-level Data"]
[1601,2019,"AZ","Springerville Generating Station",8223,"WMS","PV","OP",{"$nulls":4},"SUN",null,{"v":105333.1953125,"d":"105,333"},{"v":38246.89453125,"d":"38,247"},{"$nulls":5},"EIA Prime Mover-level Data","EIA Prime Mover-level Data"]
[1602,2019,"AZ","Stewart Mountain",150,"SM","HY","OP",{"$nulls":4},"WAT",null,0,0,{"$nulls":5},"EIA Prime Mover-level Data","EIA Prime Mover-level Data"]
[1603,2019,"AZ","Sulphur Springs",60381,"SSSP","PV","OP",{"$nulls":4},"SUN",null,{"v":462402,"d":"462,402"},{"v":243382,"d":"243,382"},{"$nulls":5},"EIA Prime Mover-level Data","EIA Prime Mover-level Data"]
[1604,2019,"AZ","Sun Stream 2",63440,"GEN01","PV","T",{"$nulls":4},"SUN"]
[1605,2019,"AZ","Sun Streams, LLC",60827,"GEN01","PV","V",{"$nulls":4},"SUN"]
[1606,2019,"AZ","Sundance Power Plant",55522,"CT01","GT","OP","Yes","ARP","CT",null,"NG",{"v":1254,"d":"1,254.0"},{"v":390885.25,"d":"390,885"},{"v":126583.5546875,"d":"126,584"},{"v":2.89100003242493,"d":"2.9"},{"v":1.03199994564056,"d":"1.0"},{"v":0.116999998688698,"d":"0.1"},{"v":23231.21875,"d":"23,231.2"},null,"EPA/CAMD","EPA/CAMD","EPA/CAMD","EPA/CAMD","EPA/CAMD","EPA/CAMD",null,null,"H2O,SCR",null,2002]
[1607,2019,"AZ","Sundance Power Plant",55522,"CT02","GT","OP","Yes","ARP","CT",null,"NG",{"v":1117,"d":"1,117.0"},{"v":341090.9375,"d":"341,091"},{"v":103861.7734375,"d":"103,862"},{"v":2.66899991035461,"d":"2.7"},{"v":0.839999973773956,"d":"0.8"},{"v":0.101999998092651,"d":"0.1"},{"v":20271.830078125,"d":"20,271.8"},null,"EPA/CAMD","EPA/CAMD","EPA/CAMD","EPA/CAMD","EPA/CAMD","EPA/CAMD",null,null,"H2O,SCR",null,2002]
[1608,2019,"AZ","Sundance Power Plant",55522,"CT03","GT","OP","Yes","ARP","CT",null,"NG",{"v":1179,"d":"1,179.0"},{"v":367282.875,"d":"367,283"},{"v":200854.390625,"d":"200,854"},{"v":2.8989999294281,"d":"2.9"},{"v":1.60300004482269,"d":"1.6"},{"v":0.109999999403954,"d":"0.1"},{"v":21827.23828125,"d":"21,827.2"},null,"EPA/CAMD","EPA/CAMD","EPA/CAMD","EPA/CAMD","EPA/CAMD","EPA/CAMD",null,null,"H2O,SCR",null,2002]
[1609,2019,"AZ","Sundance Power Plant",55522,"CT04","GT","OP","Yes","ARP","CT",null,"NG",{"v":1351,"d":"1,351.0"},{"v":406233.78125,"d":"406,234"},{"v":161107.375,"d":"161,107"},{"v":3.40700006484985,"d":"3.4"},{"v":1.37999999523163,"d":"1.4"},{"v":0.122000001370907,"d":"0.1"},{"v":24141.20703125,"d":"24,141.2"},null,"EPA/CAMD","EPA/CAMD","EPA/CAMD","EPA/CAMD","EPA/CAMD","EPA/CAMD",null,null,"H2O,SCR",null,2002]
[1610,2019,"AZ","Sundance Power Plant",55522,"CT05","GT","OP","Yes","ARP","CT",null,"NG",{"v":1136,"d":"1,136.0"},{"v":348519.5,"d":"348,520"},{"v":228328.453125,"d":"228,328"},{"v":2.77099990844727,"d":"2.8"},{"v":1.82799994945526,"d":"1.8"},{"v":0.104999996721745,"d":"0.1"},{"v":20714.064453125,"d":"20,714.1"},null,"EPA/CAMD","EPA/CAMD","EPA/CAMD","EPA/CAMD","EPA/CAMD","EPA/CAMD",null,null,"H2O,SCR",null,2002]
[1611,2019,"AZ","Sundance Power Plant",55522,"CT06","GT","OP","Yes","ARP","CT",null,"NG",{"v":1272,"d":"1,272.0"},{"v":390201.65625,"d":"390,202"},{"v":139417.796875,"d":"139,418"},{"v":3.1470000743866,"d":"3.1"},{"v":1.26800000667572,"d":"1.3"},{"v":0.116999998688698,"d":"0.1"},{"v":23189.173828125,"d":"23,189.2"},null,"EPA/CAMD","EPA/CAMD","EPA/CAMD","EPA/CAMD","EPA/CAMD","EPA/CAMD",null,null,"H2O,SCR",null,2002]
[1612,2019,"AZ","Sundance Power Plant",55522,"CT07","GT","OP","Yes","ARP","CT",null,"NG",{"v":914,"d":"914.0"},{"v":287727.78125,"d":"287,728"},{"v":181867.4375,"d":"181,867"},{"v":2.57500004768372,"d":"2.6"},{"v":1.67299997806549,"d":"1.7"},{"v":0.0860000029206276,"d":"0.1"},{"v":17099.623046875,"d":"17,099.6"},null,"EPA/CAMD","EPA/CAMD","EPA/CAMD","EPA/CAMD","EPA/CAMD","EPA/CAMD",null,null,"H2O,SCR",null,2002]
[1613,2019,"AZ","Sundance Power Plant",55522,"CT08","GT","OP","Yes","ARP","CT",null,"NG",{"v":1185,"d":"1,185.0"},{"v":334689.03125,"d":"334,689"},{"v":151188.765625,"d":"151,189"},{"v":2.96799993515015,"d":"3.0"},{"v":1.33800005912781,"d":"1.3"},{"v":0.100000001490116,"d":"0.1"},{"v":19891.21875,"d":"19,891.2"},null,"EPA/CAMD","EPA/CAMD","EPA/CAMD","EPA/CAMD","EPA/CAMD","EPA/CAMD",null,null,"H2O,SCR",null,2002]
[1614,2019,"AZ","Sundance Power Plant",55522,"CT09","GT","OP","Yes","ARP","CT",null,"NG",{"v":854,"d":"854.0"},{"v":258732.09375,"d":"258,732"},{"v":130671.8828125,"d":"130,672"},{"v":2.15100002288818,"d":"2.2"},{"v":1.14100003242493,"d":"1.1"},{"v":0.0780000016093254,"d":"0.1"},{"v":15375.625,"d":"15,375.6"},null,"EPA/CAMD","EPA/CAMD","EPA/CAMD","EPA/CAMD","EPA/CAMD","EPA/CAMD",null,null,"H2O,SCR",null,2002]
[1615,2019,"AZ","Sundance Power Plant",55522,"CT10","GT","OP","Yes","ARP","CT",null,"NG",{"v":960,"d":"960.0"},{"v":294394.78125,"d":"294,395"},{"v":115972.7109375,"d":"115,973"},{"v":2.28399991989136,"d":"2.3"},{"v":0.925999999046326,"d":"0.9"},{"v":0.0879999995231628,"d":"0.1"},{"v":17495.7578125,"d":"17,495.8"},null,"EPA/CAMD","EPA/CAMD","EPA/CAMD","EPA/CAMD","EPA/CAMD","EPA/CAMD",null,null,"H2O,SCR",null,2002]
[1616,2019,"AZ","T0588 Phoenix - AZ",61199,"PV1","PV","OP",{"$nulls":4},"SUN",null,{"v":21389,"d":"21,389"},{"v":11258,"d":"11,258"},{"$nulls":5},"EIA Prime Mover-level Data","EIA Prime Mover-level Data"]
[1617,2019,"AZ","TAA Solar Facility",57391,"TAA1","PV","CN",{"$nulls":4},"SUN"]
[1618,2019,"AZ","Tech Park Solar",59455,"TECHP","PV","OP",{"$nulls":4},"SUN",null,{"v":118454,"d":"118,454"},{"v":62347,"d":"62,347"},{"$nulls":5},"EIA Prime Mover-level Data","EIA Prime Mover-level Data"]
[1619,2019,"AZ","Tri Cities",7998,"TC1","IC","RE",{"$nulls":4},"LFG"]
[1620,2019,"AZ","Tri Cities",7998,"TC2","IC","RE",{"$nulls":4},"LFG"]
[1621,2019,"AZ","Tri Cities",7998,"TC3","IC","RE",{"$nulls":4},"LFG"]
[1622,2019,"AZ","Tri Cities",7998,"TC4","IC","RE",{"$nulls":4},"LFG"]
[1623,2019,"AZ","Tri Cities",7998,"TC5","IC","RE",{"$nulls":4},"LFG"]
[1624,2019,"AZ","UASTP I",57392,"UATP1","PV","OP",{"$nulls":4},"SUN",null,{"v":19619,"d":"19,619"},{"v":10326,"d":"10,326"},{"$nulls":5},"EIA Prime Mover-level Data","EIA Prime Mover-level Data"]
[1625,2019,"AZ","Union HS at Casa Grande",58516,"PV1","PV","OP",{"$nulls":4},"SUN",null,{"v":25397,"d":"25,397"},{"v":13368,"d":"13,368"},{"$nulls":5},"EIA Prime Mover-level Data","EIA Prime Mover-level Data"]
[1626,2019,"AZ","University of Arizona - Biosphere 2",54594,"G-1","IC","SB",{"$nulls":4},"DFO",null,{"v":171.774002075195,"d":"172"},{"v":81.7740020751953,"d":"82"},{"v":0.270000010728836,"d":"0.3"},{"v":0.120999999344349,"d":"0.1"},{"v":0.0249000005424023,"d":"0.0"},{"v":14.0279998779297,"d":"14.0"},null,"EIA Prime Mover-level Data","EIA Prime Mover-level Data","Estimated using emissions factor","Estimated using emissions factor","Estimated using emissions factor","Estimated using emissions factor"]
[1627,2019,"AZ","University of Arizona - Biosphere 2",54594,"G-4","IC","SB",{"$nulls":4},"NG",null,{"v":183.225997924805,"d":"183"},{"v":87.2259979248047,"d":"87"},{"v":0.248999997973442,"d":"0.2"},{"v":0.123000003397465,"d":"0.1"},{"v":0.000300000014249235,"d":"0.0"},{"v":10.7089996337891,"d":"10.7"},null,"EIA Prime Mover-level Data","EIA Prime Mover-level Data","Estimated using emissions factor","Estimated using emissions factor","Estimated using emissions factor","Estimated using emissions factor"]
[1628,2019,"AZ","Valencia",6515,"GT1","GT","SB",{"$nulls":4},"NG",null,{"v":52201.33203125,"d":"52,201"},{"v":25713,"d":"25,713"},{"v":8.19699954986572,"d":"8.2"},{"v":4.03700017929077,"d":"4.0"},{"v":0.0834000036120415,"d":"0.1"},{"v":3050.88208007813,"d":"3,050.9"},null,"EIA Prime Mover-level Data","EIA Prime Mover-level Data","Estimated using emissions factor","Estimated using emissions factor","Estimated using emissions factor","Estimated using emissions factor"]
[1629,2019,"AZ","Valencia",6515,"GT2","GT","SB",{"$nulls":4},"NG",null,{"v":52201.33203125,"d":"52,201"},{"v":25713,"d":"25,713"},{"v":8.19699954986572,"d":"8.2"},{"v":4.03700017929077,"d":"4.0"},{"v":0.0834000036120415,"d":"0.1"},{"v":3050.88208007813,"d":"3,050.9"},null,"EIA Prime Mover-level Data","EIA Prime Mover-level Data","Estimated using emissions factor","Estimated using emissions factor","Estimated using emissions factor","Estimated using emissions factor"]
[1630,2019,"AZ","Valencia",6515,"GT3","GT","SB",{"$nulls":4},"NG",null,{"v":52201.33203125,"d":"52,201"},{"v":25713,"d":"25,713"},{"v":8.19699954986572,"d":"8.2"},{"v":4.03700017929077,"d":"4.0"},{"v":0.0834000036120415,"d":"0.1"},{"v":3050.88208007813,"d":"3,050.9"},null,"EIA Prime Mover-level Data","EIA Prime Mover-level Data","Estimated using emissions factor","Estimated using emissions factor","Estimated using emissions factor","Estimated using emissions factor"]
[1631,2019,"AZ","Valencia",6515,"GT4","GT","OP",{"$nulls":4},"NG",null,{"v":156604,"d":"156,604"},{"v":77139,"d":"77,139"},{"v":24.5900001525879,"d":"24.6"},{"v":12.1120004653931,"d":"12.1"},{"v":0.250299990177155,"d":"0.3"},{"v":9152.6474609375,"d":"9,152.6"},null,"EIA Prime Mover-level Data","EIA Prime Mover-level Data","Estimated using emissions factor","Estimated using emissions factor","Estimated using emissions factor","Estimated using emissions factor"]
[1632,2019,"AZ","Valencia Solar",59454,"VALEN","PV","OP",{"$nulls":4},"SUN",null,{"v":219749,"d":"219,749"},{"v":115663,"d":"115,663"},{"$nulls":5},"EIA Prime Mover-level Data","EIA Prime Mover-level Data"]
[1633,2019,"AZ","Vista Grande HS at Casa Grande",58517,"PV1","PV","OP",{"$nulls":4},"SUN",null,{"v":27659,"d":"27,659"},{"v":14557,"d":"14,557"},{"$nulls":5},"EIA Prime Mover-level Data","EIA Prime Mover-level Data"]
[1634,2019,"AZ","Waddell",7164,"PG3","PS","OP",{"$nulls":4},"WAT",null,0,0,{"$nulls":5},"EIA Prime Mover-level Data","EIA Prime Mover-level Data"]
[1635,2019,"AZ","Waddell",7164,"PG6","PS","OP",{"$nulls":4},"WAT",null,0,0,{"$nulls":5},"EIA Prime Mover-level Data","EIA Prime Mover-level Data"]
[1636,2019,"AZ","Waddell",7164,"PG7","PS","OP",{"$nulls":4},"WAT",null,0,0,{"$nulls":5},"EIA Prime Mover-level Data","EIA Prime Mover-level Data"]
[1637,2019,"AZ","Waddell",7164,"PS1","PS","OP",{"$nulls":4},"WAT",null,0,0,{"$nulls":5},"EIA Prime Mover-level Data","EIA Prime Mover-level Data"]
[1638,2019,"AZ","Walmart Casa Grande",57939,"1","PV","OP",{"$nulls":4},"SUN",null,{"v":11695.5,"d":"11,696"},{"v":6155.5,"d":"6,156"},{"$nulls":5},"EIA Prime Mover-level Data","EIA Prime Mover-level Data"]
[1639,2019,"AZ","Walmart Casa Grande",57939,"2","PV","OP",{"$nulls":4},"SUN",null,{"v":11695.5,"d":"11,696"},{"v":6155.5,"d":"6,156"},{"$nulls":5},"EIA Prime Mover-level Data","EIA Prime Mover-level Data"]
[1640,2019,"AZ","Western Renewable Energy",56358,"1","ST","OS",{"$nulls":4},"WDS"]
[1641,2019,"AZ","White Wing Solar",60572,"GEN01","PV","T",{"$nulls":4},"SUN"]
[1642,2019,"AZ","Yucca Power Plant",120,"1","ST","OP","Yes","ARP","TANGENTIAL",1,"NG",{"v":7636,"d":"7,636.0"},{"v":3267182.75,"d":"3,267,183"},{"v":1421873.625,"d":"1,421,874"},{"v":171.246994018555,"d":"171.2"},{"v":67.6279983520508,"d":"67.6"},{"v":0.980000019073486,"d":"1.0"},{"v":194163.375,"d":"194,163.4"},null,"EPA/CAMD","EPA/CAMD","EPA/CAMD","EPA/CAMD","EPA/CAMD","EPA/CAMD",{"$nulls":4},1959]
[1643,2019,"AZ","Yucca Power Plant",120,"CT5","GT","OP","Yes","ARP","CT",null,"NG",{"v":1898,"d":"1,898.0"},{"v":574704.75,"d":"574,705"},{"v":368104.34375,"d":"368,104"},{"v":2.94199991226196,"d":"2.9"},{"v":1.77499997615814,"d":"1.8"},{"v":0.172000005841255,"d":"0.2"},{"v":34154.046875,"d":"34,154.0"},null,"EPA/CAMD","EPA/CAMD","EPA/CAMD","EPA/CAMD","EPA/CAMD","EPA/CAMD",null,null,"SCR",null,2008]
[1644,2019,"AZ","Yucca Power Plant",120,"CT6","GT","OP","Yes","ARP","CT",null,"NG",{"v":1915,"d":"1,915.0"},{"v":588976.5,"d":"588,977"},{"v":368329.46875,"d":"368,329"},{"v":3.25099992752075,"d":"3.3"},{"v":1.84200000762939,"d":"1.8"},{"v":0.177000001072884,"d":"0.2"},{"v":35003.05859375,"d":"35,003.1"},null,"EPA/CAMD","EPA/CAMD","EPA/CAMD","EPA/CAMD","EPA/CAMD","EPA/CAMD",null,null,"SCR",null,2008]
[1645,2019,"AZ","Yuma Cogeneration Associates",54694,"4101","CT","OP","Yes","ARP","CC",null,"NG",{"v":1615,"d":"1,615.0"},{"v":575870.5,"d":"575,871"},{"v":189703.828125,"d":"189,704"},{"v":25.2700004577637,"d":"25.3"},{"v":8.42399978637695,"d":"8.4"},{"v":0.172999992966652,"d":"0.2"},{"v":34223.42578125,"d":"34,223.4"},null,"EPA/CAMD","EPA/CAMD","EPA/CAMD","EPA/CAMD","EPA/CAMD","EPA/CAMD",null,null,"STM",null,1994]
[1646,2019,"CA","1420 Coil Av #C",57310,"1","PV","OP",{"$nulls":4},"SUN",null,{"v":15862,"d":"15,862"},{"v":8658,"d":"8,658"},{"$nulls":5},"EIA Prime Mover-level Data","EIA Prime Mover-level Data"]
[1647,2019,"CA","2081 Terzian Solar Project",58918,"2081","PV","OP",{"$nulls":4},"SUN",null,{"v":13669,"d":"13,669"},{"v":7461,"d":"7,461"},{"$nulls":5},"EIA Prime Mover-level Data","EIA Prime Mover-level Data"]
[1648,2019,"CA","2097 Helton Solar Project",58920,"2097","PV","OP",{"$nulls":4},"SUN",null,{"v":23652,"d":"23,652"},{"v":12911,"d":"12,911"},{"$nulls":5},"EIA Prime Mover-level Data","EIA Prime Mover-level Data"]
[1649,2019,"CA","2127 Harris Solar Project",58919,"2127","PV","OP",{"$nulls":4},"SUN",null,{"v":21461,"d":"21,461"},{"v":11715,"d":"11,715"},{"$nulls":5},"EIA Prime Mover-level Data","EIA Prime Mover-level Data"]
[1650,2019,"CA","2555 E Olympic Bl",57871,"1","PV","OP",{"$nulls":4},"SUN",null,{"v":11148,"d":"11,148"},{"v":6085,"d":"6,085"},{"$nulls":5},"EIA Prime Mover-level Data","EIA Prime Mover-level Data"]
[1651,2019,"CA","85 A",52162,"WGNS","WT","OP",{"$nulls":4},"WND",null,{"v":108588,"d":"108,588"},{"v":61291,"d":"61,291"},{"$nulls":5},"EIA Prime Mover-level Data","EIA Prime Mover-level Data"]
[1652,2019,"CA","85 B",52163,"WTGN","WT","OP",{"$nulls":4},"WND",null,{"v":144091,"d":"144,091"},{"v":81330,"d":"81,330"},{"$nulls":5},"EIA Prime Mover-level Data","EIA Prime Mover-level Data"]
[1653,2019,"CA","A G Wishon",293,"1","HY","OP",{"$nulls":4},"WAT",null,{"v":117668.5,"d":"117,669"},{"v":60107,"d":"60,107"},{"$nulls":5},"EIA Prime Mover-level Data","EIA Prime Mover-level Data"]
[1654,2019,"CA","A G Wishon",293,"2","HY","OP",{"$nulls":4},"WAT",null,{"v":117668.5,"d":"117,669"},{"v":60107,"d":"60,107"},{"$nulls":5},"EIA Prime Mover-level Data","EIA Prime Mover-level Data"]
[1655,2019,"CA","A G Wishon",293,"3","HY","OP",{"$nulls":4},"WAT",null,{"v":117668.5,"d":"117,669"},{"v":60107,"d":"60,107"},{"$nulls":5},"EIA Prime Mover-level Data","EIA Prime Mover-level Data"]
[1656,2019,"CA","A G Wishon",293,"4","HY","OP",{"$nulls":4},"WAT",null,{"v":117668.5,"d":"117,669"},{"v":60107,"d":"60,107"},{"$nulls":5},"EIA Prime Mover-level Data","EIA Prime Mover-level Data"]
[1657,2019,"CA","ABEC #2 dba West-Star Dairy",61501,"GEN1","IC","OP",{"$nulls":4},"OBG",null,{"v":100520,"d":"100,520"},{"v":41845,"d":"41,845"},{"v":250.024002075195,"d":"250.0"},{"v":104.082000732422,"d":"104.1"},{"v":0.326700001955032,"d":"0.3"},{"v":6382.9990234375,"d":"6,383.0"},null,"EIA Prime Mover-level Data","EIA Prime Mover-level Data","Estimated using emissions factor","Estimated using emissions factor","Estimated using emissions factor","Estimated using emissions factor"]
[1658,2019,"CA","ABEC #3 dba Lakeview Dairy",61502,"GEN1","IC","OP",{"$nulls":4},"OBG",null,{"v":81374,"d":"81,374"},{"v":33875,"d":"33,875"},{"v":180.059005737305,"d":"180.1"},{"v":74.9560012817383,"d":"75.0"},{"v":0.264499992132187,"d":"0.3"},{"v":5167.23193359375,"d":"5,167.2"},null,"EIA Prime Mover-level Data","EIA Prime Mover-level Data","Estimated using emissions factor","Estimated using emissions factor","Estimated using emissions factor","Estimated using emissions factor"]
[1659,2019,"CA","ABEC #4 dba CE&S Dairy",61503,"GEN1","IC","OP",{"$nulls":4},"OBG",null,{"v":98932,"d":"98,932"},{"v":41185,"d":"41,185"},{"v":227.276992797852,"d":"227.3"},{"v":94.6129989624023,"d":"94.6"},{"v":0.32150000333786,"d":"0.3"},{"v":6282.1611328125,"d":"6,282.2"},null,"EIA Prime Mover-level Data","EIA Prime Mover-level Data","Estimated using emissions factor","Estimated using emissions factor","Estimated using emissions factor","Estimated using emissions factor"]
[1660,2019,"CA","ABEC Bidart-Old River LLC",58699,"GEN 1","IC","OP",{"$nulls":4},"OBG",null,{"v":85845,"d":"85,845"},{"v":35736.5,"d":"35,737"},{"v":191.233993530273,"d":"191.2"},{"v":79.609001159668,"d":"79.6"},{"v":0.279000014066696,"d":"0.3"},{"v":5451.14013671875,"d":"5,451.1"},null,"EIA Prime Mover-level Data","EIA Prime Mover-level Data","Estimated using emissions factor","Estimated using emissions factor","Estimated using emissions factor","Estimated using emissions factor"]
[1661,2019,"CA","ABEC Bidart-Old River LLC",58699,"GEN 2","IC","OP",{"$nulls":4},"OBG",null,{"v":85845,"d":"85,845"},{"v":35736.5,"d":"35,737"},{"v":191.233993530273,"d":"191.2"},{"v":79.609001159668,"d":"79.6"},{"v":0.279000014066696,"d":"0.3"},{"v":5451.14013671875,"d":"5,451.1"},null,"EIA Prime Mover-level Data","EIA Prime Mover-level Data","Estimated using emissions factor","Estimated using emissions factor","Estimated using emissions factor","Estimated using emissions factor"]
[1662,2019,"CA","Acorn I Energy Storage LLC",62874,"ACOR1","BA","T",{"$nulls":4},"MWH"]
[1663,2019,"CA","Adelanto Solar II, LLC",59440,"SAS","PV","OP",{"$nulls":4},"SUN",null,{"v":162811,"d":"162,811"},{"v":88874,"d":"88,874"},{"$nulls":5},"EIA Prime Mover-level Data","EIA Prime Mover-level Data"]
[1664,2019,"CA","Adelanto Solar Project",57305,"1","PV","OP",{"$nulls":4},"SUN",null,{"v":113547,"d":"113,547"},{"v":61982,"d":"61,982"},{"$nulls":5},"EIA Prime Mover-level Data","EIA Prime Mover-level Data"]
[1665,2019,"CA","Adelanto Solar, LLC",59441,"SAS","PV","OP",{"$nulls":4},"SUN",null,{"v":534504,"d":"534,504"},{"v":291771,"d":"291,771"},{"$nulls":5},"EIA Prime Mover-level Data","EIA Prime Mover-level Data"]
[1666,2019,"CA","Adera Solar",60027,"ADERA","PV","OP",{"$nulls":4},"SUN",null,{"v":377002,"d":"377,002"},{"v":205795,"d":"205,795"},{"$nulls":5},"EIA Prime Mover-level Data","EIA Prime Mover-level Data"]
[1667,2019,"CA","Adobe San Jose",57811,"ADB00","FC","OP",{"$nulls":4},"NG",null,{"v":49758.66796875,"d":"49,759"},{"v":20083.333984375,"d":"20,083"},{"$nulls":5},"EIA Prime Mover-level Data","EIA Prime Mover-level Data"]
[1668,2019,"CA","Adobe San Jose",57811,"ADB01","FC","OP",{"$nulls":4},"NG",null,{"v":24879.333984375,"d":"24,879"},{"v":10041.6669921875,"d":"10,042"},{"$nulls":5},"EIA Prime Mover-level Data","EIA Prime Mover-level Data"]
[1669,2019,"CA","Adobe Solar",57651,"FRV3","PV","OP",{"$nulls":4},"SUN",null,{"v":425329,"d":"425,329"},{"v":232176,"d":"232,176"},{"$nulls":5},"EIA Prime Mover-level Data","EIA Prime Mover-level Data"]
[1670,2019,"CA","Aera San Ardo Cogen Facility",55184,"UN-A","GT","OP",{"$nulls":4},"NG",null,{"v":334961.125,"d":"334,961"},{"v":135195.96875,"d":"135,196"},{"v":51.7809982299805,"d":"51.8"},{"v":20.8999996185303,"d":"20.9"},{"v":0.535300016403198,"d":"0.5"},{"v":19576.64453125,"d":"19,576.6"},null,"EIA Prime Mover-level Data","EIA Prime Mover-level Data","Estimated using emissions factor","Estimated using emissions factor","Estimated using emissions factor","Estimated using emissions factor"]
[1671,2019,"CA","Aera San Ardo Cogen Facility",55184,"UN-B","GT","OP",{"$nulls":4},"NG",null,{"v":357291.875,"d":"357,292"},{"v":144209.03125,"d":"144,209"},{"v":55.234001159668,"d":"55.2"},{"v":22.2929992675781,"d":"22.3"},{"v":0.570999979972839,"d":"0.6"},{"v":20881.755859375,"d":"20,881.8"},null,"EIA Prime Mover-level Data","EIA Prime Mover-level Data","Estimated using emissions factor","Estimated using emissions factor","Estimated using emissions factor","Estimated using emissions factor"]
[1672,2019,"CA","Aera South Belridge Cogen Facility",55185,"GENA","GT","RE",{"$nulls":4},"NG"]
[1673,2019,"CA","Aera South Belridge Cogen Facility",55185,"GENB","GT","RE",{"$nulls":4},"NG"]
[1674,2019,"CA","Aera South Belridge Cogen Facility",55185,"GENC","GT","RE",{"$nulls":4},"NG"]
[1675,2019,"CA","Aerojet I",57697,"1","PV","OP",{"$nulls":4},"SUN",null,{"v":52746,"d":"52,746"},{"v":28792,"d":"28,792"},{"$nulls":5},"EIA Prime Mover-level Data","EIA Prime Mover-level Data"]
[1676,2019,"CA","Aerojet II",57698,"1","PV","OP",{"$nulls":4},"SUN",null,{"v":35566,"d":"35,566"},{"v":19414,"d":"19,414"},{"$nulls":5},"EIA Prime Mover-level Data","EIA Prime Mover-level Data"]
[1677,2019,"CA","Aerolease",61718,"APLEX","PV","OP",{"$nulls":4},"SUN",null,{"v":16955,"d":"16,955"},{"v":9255,"d":"9,255"},{"$nulls":5},"EIA Prime Mover-level Data","EIA Prime Mover-level Data"]
[1678,2019,"CA","AES Alamitos",315,"1","ST","OP","Yes","ARP","WALL",1,"NG",{"v":1494,"d":"1,494.0"},{"v":572414.6875,"d":"572,415"},{"v":411364.09375,"d":"411,364"},{"v":6.84800004959106,"d":"6.8"},{"v":5.09800004959106,"d":"5.1"},{"v":0.172000005841255,"d":"0.2"},{"v":34020.1015625,"d":"34,020.1"},null,"EPA/CAMD","EPA/CAMD","EPA/CAMD","EPA/CAMD","EPA/CAMD","EPA/CAMD",null,null,"SR",null,1956]
[1679,2019,"CA","AES Alamitos",315,"2","ST","OP","Yes","ARP","WALL",1,"NG",{"v":2589,"d":"2,589.0"},{"v":947581.6875,"d":"947,582"},{"v":682592.125,"d":"682,592"},{"v":4.98400020599365,"d":"5.0"},{"v":3.16100001335144,"d":"3.2"},{"v":0.284000009298325,"d":"0.3"},{"v":56314.8984375,"d":"56,314.9"},null,"EPA/CAMD","EPA/CAMD","EPA/CAMD","EPA/CAMD","EPA/CAMD","EPA/CAMD",null,null,"SR",null,1957]
[1680,2019,"CA","AES Alamitos",315,"3","ST","OP","Yes","ARP","TANGENTIAL",1,"NG",{"v":2297,"d":"2,297.0"},{"v":2079329.125,"d":"2,079,329"},{"v":1779105.5,"d":"1,779,106"},{"v":22.1480007171631,"d":"22.1"},{"v":19.9200000762939,"d":"19.9"},{"v":0.624000012874603,"d":"0.6"},{"v":123573.703125,"d":"123,573.7"},null,"EPA/CAMD","EPA/CAMD","EPA/CAMD","EPA/CAMD","EPA/CAMD","EPA/CAMD",null,null,"SR",null,1961]
[1681,2019,"CA","AES Alamitos",315,"4","ST","OP","Yes","ARP","TANGENTIAL",1,"NG",{"v":2525,"d":"2,525.0"},{"v":2174904.75,"d":"2,174,905"},{"v":1657157.25,"d":"1,657,157"},{"v":7.18300008773804,"d":"7.2"},{"v":4.83799982070923,"d":"4.8"},{"v":0.652999997138977,"d":"0.7"},{"v":129248.8984375,"d":"129,248.9"},null,"EPA/CAMD","EPA/CAMD","EPA/CAMD","EPA/CAMD","EPA/CAMD","EPA/CAMD",null,null,"SR",null,1962]
[1682,2019,"CA","AES Alamitos",315,"5","ST","OP","Yes","ARP","WALL",1,"NG",{"v":367,"d":"367.0"},{"v":646816.625,"d":"646,817"},{"v":646816.625,"d":"646,817"},{"v":4.76200008392334,"d":"4.8"},{"v":4.76200008392334,"d":"4.8"},{"v":0.194000005722046,"d":"0.2"},{"v":38439,"d":"38,439.0"},null,"EPA/CAMD","EPA/CAMD","EPA/CAMD","EPA/CAMD","EPA/CAMD","EPA/CAMD",null,null,"SR",null,1965]
[1683,2019,"CA","AES Alamitos",315,"6","ST","OP","Yes","ARP","WALL",1,"NG",{"v":994,"d":"994.0"},{"v":1779504.875,"d":"1,779,505"},{"v":1650808.75,"d":"1,650,809"},{"v":5.76200008392334,"d":"5.8"},{"v":5.52099990844727,"d":"5.5"},{"v":0.533999979496002,"d":"0.5"},{"v":105753.5,"d":"105,753.5"},null,"EPA/CAMD","EPA/CAMD","EPA/CAMD","EPA/CAMD","EPA/CAMD","EPA/CAMD",null,null,"SR",null,1966]
[1684,2019,"CA","AES Alamitos Energy Center",62115,"1A","CT","U",{"$nulls":4},"NG"]
[1685,2019,"CA","AES Alamitos Energy Center",62115,"1B","CT","U",{"$nulls":4},"NG"]
[1686,2019,"CA","AES Alamitos Energy Center",62115,"1S","CA","U",{"$nulls":4},"NG"]
[1687,2019,"CA","AES ES ALAMITOS, LLC",61204,"ALMTS","BA","L",{"$nulls":4},"MWH"]
[1688,2019,"CA","AES Huntington Beach",335,"1","ST","OP","Yes","ARP","WALL",1,"NG",{"v":3526,"d":"3,526.0"},{"v":1804214.25,"d":"1,804,214"},{"v":1136993,"d":"1,136,993"},{"v":6.61299991607666,"d":"6.6"},{"v":3.25999999046326,"d":"3.3"},{"v":0.541000008583069,"d":"0.5"},{"v":107221.296875,"d":"107,221.3"},null,"EPA/CAMD","EPA/CAMD","EPA/CAMD","EPA/CAMD","EPA/CAMD","EPA/CAMD",null,null,"SR",null,1958]
[1689,2019,"CA","AES Huntington Beach",335,"2","ST","OP","Yes","ARP","WALL",1,"NG",{"v":1798,"d":"1,798.0"},{"v":983412.8125,"d":"983,413"},{"v":854533.125,"d":"854,533"},{"v":5.99499988555908,"d":"6.0"},{"v":4.80100011825562,"d":"4.8"},{"v":0.294999986886978,"d":"0.3"},{"v":58441.5,"d":"58,441.5"},null,"EPA/CAMD","EPA/CAMD","EPA/CAMD","EPA/CAMD","EPA/CAMD","EPA/CAMD",null,null,"SR",null,1958]
[1690,2019,"CA","AES Huntington Beach Energy Project",62116,"1A","CT","U",{"$nulls":4},"NG"]
[1691,2019,"CA","AES Huntington Beach Energy Project",62116,"1B","CT","U",{"$nulls":4},"NG"]
[1692,2019,"CA","AES Huntington Beach Energy Project",62116,"1S","CA","U",{"$nulls":4},"NG"]
[1693,2019,"CA","AES Redondo Beach",356,"5","ST","OP","Yes","ARP","WALL",1,"NG",{"v":1594,"d":"1,594.0"},{"v":687165.1875,"d":"687,165"},{"v":556623.6875,"d":"556,624"},{"v":3.49000000953674,"d":"3.5"},{"v":2.85999989509583,"d":"2.9"},{"v":0.206000000238419,"d":"0.2"},{"v":40837.69921875,"d":"40,837.7"},null,"EPA/CAMD","EPA/CAMD","EPA/CAMD","EPA/CAMD","EPA/CAMD","EPA/CAMD",null,null,"SR",null,1954]
[1694,2019,"CA","AES Redondo Beach",356,"6","ST","OP","Yes","ARP","WALL",1,"NG",{"v":2148,"d":"2,148.0"},{"v":950162,"d":"950,162"},{"v":651989.625,"d":"651,990"},{"v":5.50799989700317,"d":"5.5"},{"v":3.38000011444092,"d":"3.4"},{"v":0.284999996423721,"d":"0.3"},{"v":56465.5,"d":"56,465.5"},null,"EPA/CAMD","EPA/CAMD","EPA/CAMD","EPA/CAMD","EPA/CAMD","EPA/CAMD",null,null,"SR",null,1957]
[1695,2019,"CA","AES Redondo Beach",356,"7","ST","OP","Yes","ARP","WALL",1,"NG",{"v":366,"d":"366.0"},{"v":553572,"d":"553,572"},{"v":553572,"d":"553,572"},{"v":2.31200003623962,"d":"2.3"},{"v":2.31200003623962,"d":"2.3"},{"v":0.165999993681908,"d":"0.2"},{"v":32898,"d":"32,898.0"},null,"EPA/CAMD","EPA/CAMD","EPA/CAMD","EPA/CAMD","EPA/CAMD","EPA/CAMD",null,null,"SR",null,1966]
[1696,2019,"CA","AES Redondo Beach",356,"8","ST","OP","Yes","ARP","WALL",1,"NG",{"v":623,"d":"623.0"},{"v":987126.8125,"d":"987,127"},{"v":920354.6875,"d":"920,355"},{"v":5.52400016784668,"d":"5.5"},{"v":4.63000011444092,"d":"4.6"},{"v":0.296000003814697,"d":"0.3"},{"v":58662.69921875,"d":"58,662.7"},null,"EPA/CAMD","EPA/CAMD","EPA/CAMD","EPA/CAMD","EPA/CAMD","EPA/CAMD",null,null,"SR",null,1967]
[1697,2019,"CA","Agnews Power Plant",50748,"GEN1","CT",{"$nulls":5},"NG",null,{"v":57504.0234375,"d":"57,504"},0,{"v":8.92399978637695,"d":"8.9"},{"v":3.60199999809265,"d":"3.6"},{"v":0.091899998486042,"d":"0.1"},{"v":3360.7958984375,"d":"3,360.8"},null,"EIA Unit-level Data","EIA Unit-Level Data","Estimated using emissions factor","Estimated using emissions factor","Estimated using emissions factor","Estimated using emissions factor"]
[1698,2019,"CA","Agnews Power Plant",50748,"GEN2","CA","OP",{"$nulls":4},"NG",null,0,0,{"v":0,"d":"0.0"},{"v":0,"d":"0.0"},{"v":0,"d":"0.0"},{"v":0,"d":"0.0"},null,"EIA Prime Mover-level Data","EIA Prime Mover-level Data","Estimated using emissions factor","Estimated using emissions factor","Estimated using emissions factor","Estimated using emissions factor"]
[1699,2019,"CA","AGT000 Stevens Creek Fuel Cell",63699,"AGT0A","FC","OP",{"$nulls":4},"NG",null,{"v":65911.6328125,"d":"65,912"},{"v":26602.36328125,"d":"26,602"},{"$nulls":5},"EIA Prime Mover-level Data","EIA Prime Mover-level Data"]
[1700,2019,"CA","AGT000 Stevens Creek Fuel Cell",63699,"AGT0B","FC","OP",{"$nulls":4},"NG",null,{"v":54926.36328125,"d":"54,926"},{"v":22168.63671875,"d":"22,169"},{"$nulls":5},"EIA Prime Mover-level Data","EIA Prime Mover-level Data"]
[1701,2019,"CA","Agua Mansa Power",55951,"AMP-1","GT","OP","Yes","ARP","CT",null,"NG",{"v":134,"d":"134.0"},{"v":45423.55078125,"d":"45,424"},{"v":23825.32421875,"d":"23,825"},{"v":0.377999991178513,"d":"0.4"},{"v":0.187000006437302,"d":"0.2"},{"v":0.0140000004321337,"d":"0.0"},{"v":2699.67504882813,"d":"2,699.7"},null,"EPA/CAMD","EPA/CAMD","EPA/CAMD","EPA/CAMD","EPA/CAMD","EPA/CAMD",null,null,"H2O,SCR",null,2003]
[1702,2019,"CA","Aidlin Geothermal Power Plant",52158,"GEN1","ST","OP",{"$nulls":4},"GEO",null,{"v":472673.5,"d":"472,674"},{"v":210010.5,"d":"210,011"},{"v":0.0719999969005585,"d":"0.1"},{"v":0.0320000015199184,"d":"0.0"},{"v":0.0148999998345971,"d":"0.0"},{"v":6150.85107421875,"d":"6,150.9"},null,"EIA Prime Mover-level Data","EIA Prime Mover-level Data","Estimated using emissions factor","Estimated using emissions factor","Estimated using emissions factor","Estimated using emissions factor"]
[1703,2019,"CA","Aidlin Geothermal Power Plant",52158,"GEN2","ST","OP",{"$nulls":4},"GEO",null,{"v":472673.5,"d":"472,674"},{"v":210010.5,"d":"210,011"},{"v":0.0719999969005585,"d":"0.1"},{"v":0.0320000015199184,"d":"0.0"},{"v":0.0148999998345971,"d":"0.0"},{"v":6150.85107421875,"d":"6,150.9"},null,"EIA Prime Mover-level Data","EIA Prime Mover-level Data","Estimated using emissions factor","Estimated using emissions factor","Estimated using emissions factor","Estimated using emissions factor"]
[1704,2019,"CA","Alameda",7450,"1","GT","OP",{"$nulls":4},"NG",null,{"v":60816.5,"d":"60,817"},{"v":24546,"d":"24,546"},{"v":9.36499977111816,"d":"9.4"},{"v":3.77999997138977,"d":"3.8"},{"v":0.0971999987959862,"d":"0.1"},{"v":3554.39208984375,"d":"3,554.4"},null,"EIA Prime Mover-level Data","EIA Prime Mover-level Data","Estimated using emissions factor","Estimated using emissions factor","Estimated using emissions factor","Estimated using emissions factor"]
[1705,2019,"CA","Alameda",7450,"2","GT","OP",{"$nulls":4},"NG",null,{"v":60816.5,"d":"60,817"},{"v":24546,"d":"24,546"},{"v":9.36499977111816,"d":"9.4"},{"v":3.77999997138977,"d":"3.8"},{"v":0.0971999987959862,"d":"0.1"},{"v":3554.39208984375,"d":"3,554.4"},null,"EIA Prime Mover-level Data","EIA Prime Mover-level Data","Estimated using emissions factor","Estimated using emissions factor","Estimated using emissions factor","Estimated using emissions factor"]
[1706,2019,"CA","Alamo",905,"1","HY","OP",{"$nulls":4},"WAT",null,{"v":561104,"d":"561,104"},{"v":286621,"d":"286,621"},{"$nulls":5},"EIA Prime Mover-level Data","EIA Prime Mover-level Data"]
[1707,2019,"CA","Alamo Solar",59469,"ALAMO","PV","OP",{"$nulls":4},"SUN",null,{"v":372407,"d":"372,407"},{"v":203287,"d":"203,287"},{"$nulls":5},"EIA Prime Mover-level Data","EIA Prime Mover-level Data"]
[1708,2019,"CA","Algonquin Power Sanger",57564,"8","CT","OP","Yes","ARP","CC",null,"NG",{"v":1714,"d":"1,714.0"},{"v":518028.1875,"d":"518,028"},{"v":119381.4453125,"d":"119,381"},{"v":4.28399991989136,"d":"4.3"},{"v":0.897000014781952,"d":"0.9"},{"v":0.155000001192093,"d":"0.2"},{"v":30786.98046875,"d":"30,787.0"},null,"EPA/CAMD","EPA/CAMD","EPA/CAMD","EPA/CAMD","EPA/CAMD","EPA/CAMD",null,null,"H2O,SCR",null,2007]
[1709,2019,"CA","Algonquin SKIC 10 Solar, LLC",60242,"SKI10","PV","OP",{"$nulls":4},"SUN",null,{"v":185402,"d":"185,402"},{"v":101206,"d":"101,206"},{"$nulls":5},"EIA Prime Mover-level Data","EIA Prime Mover-level Data"]
[1710,2019,"CA","Algonquin SKIC20 Solar LLC",59412,"SKI20","PV","OP",{"$nulls":4},"SUN",null,{"v":427094,"d":"427,094"},{"v":233139,"d":"233,139"},{"$nulls":5},"EIA Prime Mover-level Data","EIA Prime Mover-level Data"]
[1711,2019,"CA","Allergan",63609,"ALRGN","BA","OP",{"$nulls":4},"MWH"]
[1712,2019,"CA","Almond",62546,"ALMND","PV","T",{"$nulls":4},"SUN"]
[1713,2019,"CA","Almond Power Plant",7315,"1","GT","OP","Yes","ARP","CT",null,"NG",{"v":2239,"d":"2,239.0"},{"v":734143.875,"d":"734,144"},{"v":194728.96875,"d":"194,729"},{"v":4.13000011444092,"d":"4.1"},{"v":1.24699997901917,"d":"1.2"},{"v":0.219999998807907,"d":"0.2"},{"v":43628.15234375,"d":"43,628.2"},null,"EPA/CAMD","EPA/CAMD","EPA/CAMD","EPA/CAMD","EPA/CAMD","EPA/CAMD",null,null,"SCR,STM",null,1996]
[1714,2019,"CA","Almond Power Plant",7315,"2","GT","OP","Yes","ARP","CT",null,"NG",{"v":939,"d":"939.0"},{"v":310365.21875,"d":"310,365"},{"v":80189.2578125,"d":"80,189"},{"v":1.33899998664856,"d":"1.3"},{"v":0.360000014305115,"d":"0.4"},{"v":0.0930000022053719,"d":"0.1"},{"v":18445.005859375,"d":"18,445.0"},null,"EPA/CAMD","EPA/CAMD","EPA/CAMD","EPA/CAMD","EPA/CAMD","EPA/CAMD",null,null,"H2O,SCR",null,2012]
[1715,2019,"CA","Almond Power Plant",7315,"3","GT","OP","Yes","ARP","CT",null,"NG",{"v":2660,"d":"2,660.0"},{"v":896101.5625,"d":"896,102"},{"v":548352.1875,"d":"548,352"},{"v":3.71199989318848,"d":"3.7"},{"v":2.26900005340576,"d":"2.3"},{"v":0.268999993801117,"d":"0.3"},{"v":53252.62890625,"d":"53,252.6"},null,"EPA/CAMD","EPA/CAMD","EPA/CAMD","EPA/CAMD","EPA/CAMD","EPA/CAMD",null,null,"H2O,SCR",null,2012]
[1716,2019,"CA","Almond Power Plant",7315,"4","GT","OP","Yes","ARP","CT",null,"NG",{"v":3056,"d":"3,056.0"},{"v":1039470.125,"d":"1,039,470"},{"v":315725.03125,"d":"315,725"},{"v":4.39099979400635,"d":"4.4"},{"v":1.37300002574921,"d":"1.4"},{"v":0.312000006437302,"d":"0.3"},{"v":61776.92578125,"d":"61,776.9"},null,"EPA/CAMD","EPA/CAMD","EPA/CAMD","EPA/CAMD","EPA/CAMD","EPA/CAMD",null,null,"H2O,SCR",null,2012]
[1717,2019,"CA","Alpaugh 50",58003,"SPS50","PV","OP",{"$nulls":4},"SUN",null,{"v":966958,"d":"966,958"},{"v":527836,"d":"527,836"},{"$nulls":5},"EIA Prime Mover-level Data","EIA Prime Mover-level Data"]
[1718,2019,"CA","Alpaugh North",58002,"SPS","PV","OP",{"$nulls":4},"SUN",null,{"v":404660,"d":"404,660"},{"v":220893,"d":"220,893"},{"$nulls":5},"EIA Prime Mover-level Data","EIA Prime Mover-level Data"]
[1719,2019,"CA","Alpine Solar",57295,"1","PV","OP",{"$nulls":4},"SUN",null,{"v":1379731,"d":"1,379,731"},{"v":753158,"d":"753,158"},{"$nulls":5},"EIA Prime Mover-level Data","EIA Prime Mover-level Data"]
[1720,2019,"CA","Alpine Solar",57295,"2","PV","IP",{"$nulls":4},"SUN"]
[1721,2019,"CA","Alta Mesa Project Phase IV",55352,"GEN1","WT","IP",{"$nulls":4},"WND"]
[1722,2019,"CA","Alta Powerhouse",214,"1","HY","OP",{"$nulls":4},"WAT",null,{"v":30286,"d":"30,286"},{"v":15471,"d":"15,471"},{"$nulls":5},"EIA Prime Mover-level Data","EIA Prime Mover-level Data"]
[1723,2019,"CA","Alta Powerhouse",214,"2","HY","RE",{"$nulls":4},"WAT"]
[1724,2019,"CA","Alta Wind Energy Center I",57282,"AW01","WT","OP",{"$nulls":4},"WND",null,{"v":3259399,"d":"3,259,399"},{"v":1839713,"d":"1,839,713"},{"$nulls":5},"EIA Prime Mover-level Data","EIA Prime Mover-level Data"]
[1725,2019,"CA","Alta Wind Energy Center II",57291,"AW02","WT","OP",{"$nulls":4},"WND",null,{"v":3265641,"d":"3,265,641"},{"v":1843238,"d":"1,843,238"},{"$nulls":5},"EIA Prime Mover-level Data","EIA Prime Mover-level Data"]
[1726,2019,"CA","Alta Wind Energy Center III",57292,"AW03","WT","OP",{"$nulls":4},"WND",null,{"v":2326476,"d":"2,326,476"},{"v":1313140,"d":"1,313,140"},{"$nulls":5},"EIA Prime Mover-level Data","EIA Prime Mover-level Data"]
[1727,2019,"CA","Alta Wind Energy Center IV",57293,"AW04","WT","OP",{"$nulls":4},"WND",null,{"v":1338413,"d":"1,338,413"},{"v":755446,"d":"755,446"},{"$nulls":5},"EIA Prime Mover-level Data","EIA Prime Mover-level Data"]
[1728,2019,"CA","Alta Wind Energy Center V",57294,"AW05","WT","OP",{"$nulls":4},"WND",null,{"v":2777434,"d":"2,777,434"},{"v":1567677,"d":"1,567,677"},{"$nulls":5},"EIA Prime Mover-level Data","EIA Prime Mover-level Data"]
[1729,2019,"CA","Alta Wind VIII",57835,"AW08","WT","OP",{"$nulls":4},"WND",null,{"v":2111528,"d":"2,111,528"},{"v":1191817,"d":"1,191,817"},{"$nulls":5},"EIA Prime Mover-level Data","EIA Prime Mover-level Data"]
[1730,2019,"CA","Alta Wind X",58394,"AW10","WT","OP",{"$nulls":4},"WND",null,{"v":3264939,"d":"3,264,939"},{"v":1842841,"d":"1,842,841"},{"$nulls":5},"EIA Prime Mover-level Data","EIA Prime Mover-level Data"]
[1731,2019,"CA","Alta Wind XI",58395,"AW11","WT","OP",{"$nulls":4},"WND",null,{"v":2196741,"d":"2,196,741"},{"v":1239914,"d":"1,239,914"},{"$nulls":5},"EIA Prime Mover-level Data","EIA Prime Mover-level Data"]
[1732,2019,"CA","AltaGas Ripon Energy Inc.",50299,"GEN1","GT","OP",{"$nulls":4},"NG",null,{"v":55784,"d":"55,784"},{"v":29602,"d":"29,602"},{"v":8.57400035858154,"d":"8.6"},{"v":4.54500007629395,"d":"4.5"},{"v":0.0891000032424927,"d":"0.1"},{"v":3260.27001953125,"d":"3,260.3"},null,"EIA Prime Mover-level Data","EIA Prime Mover-level Data","Estimated using emissions factor","Estimated using emissions factor","Estimated using emissions factor","Estimated using emissions factor"]
[1733,2019,"CA","Altamont Gas Recovery",50571,"GEN1","GT","OP",{"$nulls":4},"LFG",null,{"v":363361,"d":"363,361"},{"v":151263.5,"d":"151,264"},{"v":31.238000869751,"d":"31.2"},{"v":13.003999710083,"d":"13.0"},{"v":8.17560005187988,"d":"8.2"},{"v":23073.34765625,"d":"23,073.3"},null,"EIA Prime Mover-level Data","EIA Prime Mover-level Data","Estimated using emissions factor","Estimated using emissions factor","Estimated using emissions factor","Estimated using emissions factor"]
[1734,2019,"CA","Altamont Gas Recovery",50571,"GEN2","GT","OP",{"$nulls":4},"LFG",null,{"v":363361,"d":"363,361"},{"v":151263.5,"d":"151,264"},{"v":31.238000869751,"d":"31.2"},{"v":13.003999710083,"d":"13.0"},{"v":8.17560005187988,"d":"8.2"},{"v":23073.34765625,"d":"23,073.3"},null,"EIA Prime Mover-level Data","EIA Prime Mover-level Data","Estimated using emissions factor","Estimated using emissions factor","Estimated using emissions factor","Estimated using emissions factor"]
[1735,2019,"CA","Altamont Gas Recovery",50571,"GEN3","IC","RE",{"$nulls":4},"LFG"]
[1736,2019,"CA","Altamont Gas Recovery",50571,"GEN4","IC","RE",{"$nulls":4},"LFG"]
[1737,2019,"CA","Altamont Midway Ltd",50001,"WTGS","WT","RE",{"$nulls":4},"WND"]
[1738,2019,"CA","Altech III",50485,"GEN1","WT","OP",{"$nulls":4},"WND",null,{"v":38354.53515625,"d":"38,355"},{"v":21648.9921875,"d":"21,649"},{"$nulls":5},"EIA Prime Mover-level Data","EIA Prime Mover-level Data"]
[1739,2019,"CA","Altech III",50485,"GEN2","WT","OP",{"$nulls":4},"WND",null,{"v":6009.4658203125,"d":"6,009"},{"v":3392.00805664063,"d":"3,392"},{"$nulls":5},"EIA Prime Mover-level Data","EIA Prime Mover-level Data"]
[1740,2019,"CA","Alticor Inc - Solar Project",63303,"AISP","PV","OP",{"$nulls":4},"SUN",null,{"v":15903,"d":"15,903"},{"v":8681,"d":"8,681"},{"$nulls":5},"EIA Prime Mover-level Data","EIA Prime Mover-level Data"]
[1741,2019,"CA","Alvarado Hydro Facility",54242,"AHF","HY","RE",{"$nulls":4},"WAT"]
[1742,2019,"CA","Amazon - Moreno Valley",63740,"ONT6","PV","P",{"$nulls":4},"SUN"]
[1743,2019,"CA","Amazon - Patterson PV",61377,"PATT1","PV","OP",{"$nulls":4},"SUN",null,{"v":46752,"d":"46,752"},{"v":25520,"d":"25,520"},{"$nulls":5},"EIA Prime Mover-level Data","EIA Prime Mover-level Data"]
[1744,2019,"CA","Amazon San Bernardino",59800,"AMZ00","FC","OP",{"$nulls":4},"NG",null,{"v":55981,"d":"55,981"},{"v":22595,"d":"22,595"},{"$nulls":5},"EIA Prime Mover-level Data","EIA Prime Mover-level Data"]
[1745,2019,"CA","Amedee Geothermal Venture I",50964,"IND","ST","OP",{"$nulls":4},"GEO"]
[1746,2019,"CA","Amedee Geothermal Venture I",50964,"SYN","ST","OP",{"$nulls":4},"GEO"]
[1747,2019,"CA","Ameresco Butte County",57771,"1","IC","OP",{"$nulls":4},"LFG",null,{"v":32918,"d":"32,918"},{"v":13704,"d":"13,704"},{"v":25.7740001678467,"d":"25.8"},{"v":10.7290000915527,"d":"10.7"},{"v":0.740700006484985,"d":"0.7"},{"v":2090.28588867188,"d":"2,090.3"},null,"EIA Prime Mover-level Data","EIA Prime Mover-level Data","Estimated using emissions factor","Estimated using emissions factor","Estimated using emissions factor","Estimated using emissions factor"]
[1748,2019,"CA","Ameresco Chiquita Canyon",56898,"1","GT","OP",{"$nulls":4},"LFG",null,{"v":304832,"d":"304,832"},{"v":126898.5,"d":"126,899"},{"v":28.4549999237061,"d":"28.5"},{"v":11.8459997177124,"d":"11.8"},{"v":6.85869979858398,"d":"6.9"},{"v":19356.767578125,"d":"19,356.8"},null,"EIA Prime Mover-level Data","EIA Prime Mover-level Data","Estimated using emissions factor","Estimated using emissions factor","Estimated using emissions factor","Estimated using emissions factor"]
[1749,2019,"CA","Ameresco Chiquita Canyon",56898,"2","GT","OP",{"$nulls":4},"LFG",null,{"v":304832,"d":"304,832"},{"v":126898.5,"d":"126,899"},{"v":28.4549999237061,"d":"28.5"},{"v":11.8459997177124,"d":"11.8"},{"v":6.85869979858398,"d":"6.9"},{"v":19356.767578125,"d":"19,356.8"},null,"EIA Prime Mover-level Data","EIA Prime Mover-level Data","Estimated using emissions factor","Estimated using emissions factor","Estimated using emissions factor","Estimated using emissions factor"]
[1750,2019,"CA","Ameresco Forward",58437,"ENG1","IC","OP",{"$nulls":4},"LFG",null,{"v":158284,"d":"158,284"},{"v":65892,"d":"65,892"},{"v":119.787002563477,"d":"119.8"},{"v":49.8660011291504,"d":"49.9"},{"v":3.56139993667603,"d":"3.6"},{"v":10051.0009765625,"d":"10,051.0"},null,"EIA Prime Mover-level Data","EIA Prime Mover-level Data","Estimated using emissions factor","Estimated using emissions factor","Estimated using emissions factor","Estimated using emissions factor"]
[1751,2019,"CA","Ameresco Forward",58437,"ENG2","IC","OP",{"$nulls":4},"LFG",null,{"v":158284,"d":"158,284"},{"v":65892,"d":"65,892"},{"v":119.787002563477,"d":"119.8"},{"v":49.8660011291504,"d":"49.9"},{"v":3.56139993667603,"d":"3.6"},{"v":10051.0009765625,"d":"10,051.0"},null,"EIA Prime Mover-level Data","EIA Prime Mover-level Data","Estimated using emissions factor","Estimated using emissions factor","Estimated using emissions factor","Estimated using emissions factor"]
[1752,2019,"CA","Ameresco Johnson Canyon",58397,"ENG1","IC","OP",{"$nulls":4},"LFG",null,{"v":111491,"d":"111,491"},{"v":46412,"d":"46,412"},{"v":80.8290023803711,"d":"80.8"},{"v":33.6479988098145,"d":"33.6"},{"v":2.50850009918213,"d":"2.5"},{"v":7079.65478515625,"d":"7,079.7"},null,"EIA Prime Mover-level Data","EIA Prime Mover-level Data","Estimated using emissions factor","Estimated using emissions factor","Estimated using emissions factor","Estimated using emissions factor"]
[1753,2019,"CA","Ameresco Keller Canyon",56897,"1","IC","OP",{"$nulls":4},"LFG",null,{"v":152689.5,"d":"152,690"},{"v":63563,"d":"63,563"},{"v":107.267997741699,"d":"107.3"},{"v":44.6539993286133,"d":"44.7"},{"v":3.43549990653992,"d":"3.4"},{"v":9695.7509765625,"d":"9,695.8"},null,"EIA Prime Mover-level Data","EIA Prime Mover-level Data","Estimated using emissions factor","Estimated using emissions factor","Estimated using emissions factor","Estimated using emissions factor"]
[1754,2019,"CA","Ameresco Keller Canyon",56897,"2","IC","OP",{"$nulls":4},"LFG",null,{"v":152689.5,"d":"152,690"},{"v":63563,"d":"63,563"},{"v":107.267997741699,"d":"107.3"},{"v":44.6539993286133,"d":"44.7"},{"v":3.43549990653992,"d":"3.4"},{"v":9695.7509765625,"d":"9,695.8"},null,"EIA Prime Mover-level Data","EIA Prime Mover-level Data","Estimated using emissions factor","Estimated using emissions factor","Estimated using emissions factor","Estimated using emissions factor"]
[1755,2019,"CA","Ameresco Ox Mountain",56895,"1","IC","OP",{"$nulls":4},"LFG",null,{"v":148273,"d":"148,273"},{"v":64483,"d":"64,483"},{"v":102.482002258301,"d":"102.5"},{"v":44.8810005187988,"d":"44.9"},{"v":3.33610010147095,"d":"3.3"},{"v":9415.3046875,"d":"9,415.3"},null,"EIA Prime Mover-level Data","EIA Prime Mover-level Data","Estimated using emissions factor","Estimated using emissions factor","Estimated using emissions factor","Estimated using emissions factor"]
[1756,2019,"CA","Ameresco Ox Mountain",56895,"2","IC","OP",{"$nulls":4},"LFG",null,{"v":148273,"d":"148,273"},{"v":64483,"d":"64,483"},{"v":102.482002258301,"d":"102.5"},{"v":44.8810005187988,"d":"44.9"},{"v":3.33610010147095,"d":"3.3"},{"v":9415.3046875,"d":"9,415.3"},null,"EIA Prime Mover-level Data","EIA Prime Mover-level Data","Estimated using emissions factor","Estimated using emissions factor","Estimated using emissions factor","Estimated using emissions factor"]
[1757,2019,"CA","Ameresco Ox Mountain",56895,"3","IC","OP",{"$nulls":4},"LFG",null,{"v":148273,"d":"148,273"},{"v":64483,"d":"64,483"},{"v":102.482002258301,"d":"102.5"},{"v":44.8810005187988,"d":"44.9"},{"v":3.33610010147095,"d":"3.3"},{"v":9415.3046875,"d":"9,415.3"},null,"EIA Prime Mover-level Data","EIA Prime Mover-level Data","Estimated using emissions factor","Estimated using emissions factor","Estimated using emissions factor","Estimated using emissions factor"]
[1758,2019,"CA","Ameresco Ox Mountain",56895,"4","IC","OP",{"$nulls":4},"LFG",null,{"v":148273,"d":"148,273"},{"v":64483,"d":"64,483"},{"v":102.482002258301,"d":"102.5"},{"v":44.8810005187988,"d":"44.9"},{"v":3.33610010147095,"d":"3.3"},{"v":9415.3046875,"d":"9,415.3"},null,"EIA Prime Mover-level Data","EIA Prime Mover-level Data","Estimated using emissions factor","Estimated using emissions factor","Estimated using emissions factor","Estimated using emissions factor"]
[1759,2019,"CA","Ameresco Ox Mountain",56895,"5","IC","OP",{"$nulls":4},"LFG",null,{"v":148273,"d":"148,273"},{"v":64483,"d":"64,483"},{"v":102.482002258301,"d":"102.5"},{"v":44.8810005187988,"d":"44.9"},{"v":3.33610010147095,"d":"3.3"},{"v":9415.3046875,"d":"9,415.3"},null,"EIA Prime Mover-level Data","EIA Prime Mover-level Data","Estimated using emissions factor","Estimated using emissions factor","Estimated using emissions factor","Estimated using emissions factor"]
[1760,2019,"CA","Ameresco Ox Mountain",56895,"6","IC","OP",{"$nulls":4},"LFG",null,{"v":148273,"d":"148,273"},{"v":64483,"d":"64,483"},{"v":102.482002258301,"d":"102.5"},{"v":44.8810005187988,"d":"44.9"},{"v":3.33610010147095,"d":"3.3"},{"v":9415.3046875,"d":"9,415.3"},null,"EIA Prime Mover-level Data","EIA Prime Mover-level Data","Estimated using emissions factor","Estimated using emissions factor","Estimated using emissions factor","Estimated using emissions factor"]
[1761,2019,"CA","Ameresco San Joaquin",58436,"ENG1","IC","OP",{"$nulls":4},"LFG",null,{"v":152348.5,"d":"152,349"},{"v":63421,"d":"63,421"},{"v":110.231002807617,"d":"110.2"},{"v":45.8880004882813,"d":"45.9"},{"v":3.42779994010925,"d":"3.4"},{"v":9674.09765625,"d":"9,674.1"},null,"EIA Prime Mover-level Data","EIA Prime Mover-level Data","Estimated using emissions factor","Estimated using emissions factor","Estimated using emissions factor","Estimated using emissions factor"]
[1762,2019,"CA","Ameresco San Joaquin",58436,"ENG2","IC","OP",{"$nulls":4},"LFG",null,{"v":152348.5,"d":"152,349"},{"v":63421,"d":"63,421"},{"v":110.231002807617,"d":"110.2"},{"v":45.8880004882813,"d":"45.9"},{"v":3.42779994010925,"d":"3.4"},{"v":9674.09765625,"d":"9,674.1"},null,"EIA Prime Mover-level Data","EIA Prime Mover-level Data","Estimated using emissions factor","Estimated using emissions factor","Estimated using emissions factor","Estimated using emissions factor"]
[1763,2019,"CA","Ameresco Santa Cruz Energy",56428,"Unit1","IC","OP",{"$nulls":4},"LFG",null,{"v":76140.3359375,"d":"76,140"},{"v":31696.333984375,"d":"31,696"},{"v":62.4449996948242,"d":"62.4"},{"v":25.9950008392334,"d":"26.0"},{"v":1.71319997310638,"d":"1.7"},{"v":4834.89599609375,"d":"4,834.9"},null,"EIA Prime Mover-level Data","EIA Prime Mover-level Data","Estimated using emissions factor","Estimated using emissions factor","Estimated using emissions factor","Estimated using emissions factor"]
[1764,2019,"CA","Ameresco Santa Cruz Energy",56428,"Unit2","IC","OP",{"$nulls":4},"LFG",null,{"v":76140.3359375,"d":"76,140"},{"v":31696.333984375,"d":"31,696"},{"v":62.4449996948242,"d":"62.4"},{"v":25.9950008392334,"d":"26.0"},{"v":1.71319997310638,"d":"1.7"},{"v":4834.89599609375,"d":"4,834.9"},null,"EIA Prime Mover-level Data","EIA Prime Mover-level Data","Estimated using emissions factor","Estimated using emissions factor","Estimated using emissions factor","Estimated using emissions factor"]
[1765,2019,"CA","Ameresco Santa Cruz Energy",56428,"Unit3","IC","OP",{"$nulls":4},"LFG",null,{"v":76140.3359375,"d":"76,140"},{"v":31696.333984375,"d":"31,696"},{"v":62.4449996948242,"d":"62.4"},{"v":25.9950008392334,"d":"26.0"},{"v":1.71319997310638,"d":"1.7"},{"v":4834.89599609375,"d":"4,834.9"},null,"EIA Prime Mover-level Data","EIA Prime Mover-level Data","Estimated using emissions factor","Estimated using emissions factor","Estimated using emissions factor","Estimated using emissions factor"]
[1766,2019,"CA","Ameresco Vasco Road",58435,"ENG1","IC","OP",{"$nulls":4},"LFG",null,{"v":164199.5,"d":"164,200"},{"v":68354.5,"d":"68,355"},{"v":113.592002868652,"d":"113.6"},{"v":47.2869987487793,"d":"47.3"},{"v":3.69449996948242,"d":"3.7"},{"v":10426.6337890625,"d":"10,426.6"},null,"EIA Prime Mover-level Data","EIA Prime Mover-level Data","Estimated using emissions factor","Estimated using emissions factor","Estimated using emissions factor","Estimated using emissions factor"]
[1767,2019,"CA","Ameresco Vasco Road",58435,"ENG2","IC","OP",{"$nulls":4},"LFG",null,{"v":164199.5,"d":"164,200"},{"v":68354.5,"d":"68,355"},{"v":113.592002868652,"d":"113.6"},{"v":47.2869987487793,"d":"47.3"},{"v":3.69449996948242,"d":"3.7"},{"v":10426.6337890625,"d":"10,426.6"},null,"EIA Prime Mover-level Data","EIA Prime Mover-level Data","Estimated using emissions factor","Estimated using emissions factor","Estimated using emissions factor","Estimated using emissions factor"]
[1768,2019,"CA","American Canyon Solar",62687,"RPNPA","PV","OP",{"$nulls":4},"SUN",null,{"v":4514.6669921875,"d":"4,515"},{"v":1564.6669921875,"d":"1,565"},{"$nulls":5},"EIA Prime Mover-level Data","EIA Prime Mover-level Data"]
[1769,2019,"CA","American Canyon Solar",62687,"RPNPB","PV","OP",{"$nulls":4},"SUN",null,{"v":4514.6669921875,"d":"4,515"},{"v":1564.6669921875,"d":"1,565"},{"$nulls":5},"EIA Prime Mover-level Data","EIA Prime Mover-level Data"]
[1770,2019,"CA","American Canyon Solar",62687,"RPNPC","PV","OP",{"$nulls":4},"SUN",null,{"v":4514.6669921875,"d":"4,515"},{"v":1564.6669921875,"d":"1,565"},{"$nulls":5},"EIA Prime Mover-level Data","EIA Prime Mover-level Data"]
[1771,2019,"CA","American Kings Solar, LLC",60777,"GEN01","PV","T",{"$nulls":4},"SUN"]
[1772,2019,"CA","Ampersand Chowchilla Biomass LLC",56706,"SD200","ST","OP",{"$nulls":3},1,"WDS",null,{"v":1422138.25,"d":"1,422,138"},{"v":594463.6875,"d":"594,464"},{"v":44.7970008850098,"d":"44.8"},{"v":19.3199996948242,"d":"19.3"},{"v":0.213200002908707,"d":"0.2"},{"v":146992.625,"d":"146,992.6"},null,"EIA Unit-level Data","EIA Unit-Level Data","Estimated based on unit-level NOx emission rates","Estimated based on unit-level NOx ozone season emission rates","Estimated using emissions factor and plant-specific sulfur content","Estimated using emissions factor",null,"DSI","SN"]
[1773,2019,"CA","Anaheim Combustion Turbine",7693,"1","GT","OP","Yes","ARP","CT",null,"NG",{"v":619,"d":"619.0"},{"v":211426.78125,"d":"211,427"},null,{"v":2.35199999809265,"d":"2.4"},{"v":2.35199999809265,"d":"2.4"},{"v":0.063000001013279,"d":"0.1"},{"v":12564.4814453125,"d":"12,564.5"},null,"EPA/CAMD",null,"EPA/CAMD","Estimated using emissions factor","EPA/CAMD","EPA/CAMD",null,null,"SCR",null,1991]
[1774,2019,"CA","Anaheim Solar Energy Plant",59416,"PV1","PV","OP",{"$nulls":4},"SUN",null,{"v":28398,"d":"28,398"},{"v":15502,"d":"15,502"},{"$nulls":5},"EIA Prime Mover-level Data","EIA Prime Mover-level Data"]
[1775,2019,"CA","Angels",215,"1","HY","OP",{"$nulls":4},"WAT",null,{"v":56876,"d":"56,876"},{"v":29054,"d":"29,054"},{"$nulls":5},"EIA Prime Mover-level Data","EIA Prime Mover-level Data"]
[1776,2019,"CA","Anheuser-Busch #2",59331,"ANB2","WT","OP",{"$nulls":4},"WND",null,{"v":32681,"d":"32,681"},{"v":23402,"d":"23,402"},{"$nulls":5},"EIA Prime Mover-level Data","EIA Prime Mover-level Data"]
[1777,2019,"CA","Antelope Big Sky Ranch",60279,"ABSR","PV","OP",{"$nulls":4},"SUN",null,{"v":491360,"d":"491,360"},{"v":268221,"d":"268,221"},{"$nulls":5},"EIA Prime Mover-level Data","EIA Prime Mover-level Data"]
[1778,2019,"CA","Antelope DSR 1",60186,"DSR1","PV","OP",{"$nulls":4},"SUN",null,{"v":1140552,"d":"1,140,552"},{"v":622593,"d":"622,593"},{"$nulls":5},"EIA Prime Mover-level Data","EIA Prime Mover-level Data"]
[1779,2019,"CA","Antelope DSR 2",60187,"DSR2","PV","OP",{"$nulls":4},"SUN",null,{"v":98952,"d":"98,952"},{"v":54015,"d":"54,015"},{"$nulls":5},"EIA Prime Mover-level Data","EIA Prime Mover-level Data"]
[1780,2019,"CA","Antelope DSR 3",61265,"ADSR3","PV","OP",{"$nulls":4},"SUN",null,{"v":82879,"d":"82,879"},{"v":28725,"d":"28,725"},{"$nulls":5},"EIA Prime Mover-level Data","EIA Prime Mover-level Data"]
[1781,2019,"CA","Antelope Expansion 1B",62320,"ANE1B","PV","P",{"$nulls":4},"SUN"]
[1782,2019,"CA","Antelope Expansion 2",61264,"ANTX2","PV","OP",{"$nulls":4},"SUN",null,{"v":2070963,"d":"2,070,963"},{"v":1055135,"d":"1,055,135"},{"$nulls":5},"EIA Prime Mover-level Data","EIA Prime Mover-level Data"]
[1783,2019,"CA","Antelope Expansion 3A",62673,"ANX3A","PV","P",{"$nulls":4},"SUN"]
[1784,2019,"CA","Antelope Expansion 3B",62674,"ANX3B","PV","P",{"$nulls":4},"SUN"]
[1785,2019,"CA","AP North Lake I, LP",59610,"APNLI","PV","OP",{"$nulls":4},"SUN",null,{"v":379246,"d":"379,246"},{"v":207021,"d":"207,021"},{"$nulls":5},"EIA Prime Mover-level Data","EIA Prime Mover-level Data"]
[1786,2019,"CA","APP Prune A-D",62577,"AP11A","FC","OP",{"$nulls":4},"NG",null,{"v":62280.75,"d":"62,281"},{"v":25137.5,"d":"25,138"},{"$nulls":5},"EIA Prime Mover-level Data","EIA Prime Mover-level Data"]
[1787,2019,"CA","APP Prune A-D",62577,"AP11B","FC","OP",{"$nulls":4},"NG",null,{"v":62280.75,"d":"62,281"},{"v":25137.5,"d":"25,138"},{"$nulls":5},"EIA Prime Mover-level Data","EIA Prime Mover-level Data"]
[1788,2019,"CA","APP Prune A-D",62577,"AP11C","FC","OP",{"$nulls":4},"NG",null,{"v":62280.75,"d":"62,281"},{"v":25137.5,"d":"25,138"},{"$nulls":5},"EIA Prime Mover-level Data","EIA Prime Mover-level Data"]
[1789,2019,"CA","APP Prune A-D",62577,"AP11D","FC","OP",{"$nulls":4},"NG",null,{"v":62280.75,"d":"62,281"},{"v":25137.5,"d":"25,138"},{"$nulls":5},"EIA Prime Mover-level Data","EIA Prime Mover-level Data"]
[1790,2019,"CA","Apple Campus 2 Fuel Cell",59557,"AC2FC","FC","OP",{"$nulls":4},"LFG",null,{"v":216401,"d":"216,401"},{"v":90085,"d":"90,085"},{"$nulls":5},"EIA Prime Mover-level Data","EIA Prime Mover-level Data"]
[1791,2019,"CA","Apple Campus 2 PV",59473,"AC2PV","PV","OP",{"$nulls":4},"SUN",null,{"v":136059,"d":"136,059"},{"v":74270,"d":"74,270"},{"$nulls":5},"EIA Prime Mover-level Data","EIA Prime Mover-level Data"]
[1792,2019,"CA","Aquamarine",62547,"AQUAM","PV","L",{"$nulls":4},"SUN"]
[1793,2019,"CA","Aratina Solar Center 1 Hybrid",61167,"91MC8","PV","P",{"$nulls":4},"SUN"]
[1794,2019,"CA","Aratina Solar Center 1 Hybrid",61167,"BESS","BA","P",{"$nulls":4},"MWH"]
[1795,2019,"CA","Argus Cogen Plant",10684,"BLR22","ST","SB",{"$nulls":3},1,"NG",null,{"v":316373,"d":"316,373"},{"v":310122.96875,"d":"310,123"},{"v":53.0509986877441,"d":"53.1"},{"v":39.0400009155273,"d":"39.0"},{"v":1.019700050354,"d":"1.0"},{"v":18490.26953125,"d":"18,490.3"},null,"EIA Unit-level Data","EIA Unit-Level Data","Estimated using emissions factor","Estimated using emissions factor","Estimated using emissions factor","Estimated using emissions factor"]
[1796,2019,"CA","Argus Cogen Plant",10684,"BLR25","ST","OP",{"$nulls":3},3,"RC",null,{"v":6159112.5,"d":"6,159,113"},{"v":1674438.5,"d":"1,674,439"},{"v":681.505981445313,"d":"681.5"},{"v":181.677001953125,"d":"181.7"},{"v":1.15649998188019,"d":"1.2"},{"v":642030,"d":"642,030.0"},null,"EIA Unit-level Data","EIA Unit-Level Data","Estimated based on unit-level NOx emission rates","Estimated based on unit-level NOx ozone season emission rates","Estimated using emissions factor and plant-specific sulfur content","Estimated using emissions factor",null,"TR","SN"]
[1797,2019,"CA","Argus Cogen Plant",10684,"BLR26","ST","OP",{"$nulls":3},3,"RC",null,{"v":6256953.5,"d":"6,256,954"},{"v":1758340.75,"d":"1,758,341"},{"v":680.757019042969,"d":"680.8"},{"v":196.054992675781,"d":"196.1"},{"v":1.14269995689392,"d":"1.1"},{"v":649713.5625,"d":"649,713.6"},null,"EIA Unit-level Data","EIA Unit-Level Data","Estimated based on unit-level NOx emission rates","Estimated based on unit-level NOx ozone season emission rates","Estimated using emissions factor and plant-specific sulfur content","Estimated using emissions factor",null,"SP","SN"]
[1798,2019,"CA","Arrache 4006",58445,"1","PV","OP",{"$nulls":4},"SUN",null,{"v":10908,"d":"10,908"},{"v":5954,"d":"5,954"},{"$nulls":5},"EIA Prime Mover-level Data","EIA Prime Mover-level Data"]
[1799,2019,"CA","Arrache 4006",58445,"2","PV","OP",{"$nulls":4},"SUN",null,{"v":10908,"d":"10,908"},{"v":5954,"d":"5,954"},{"$nulls":5},"EIA Prime Mover-level Data","EIA Prime Mover-level Data"]
[1800,2019,"CA","Arrache 4013",58446,"1","PV","OP",{"$nulls":4},"SUN",null,{"v":36591,"d":"36,591"},{"v":19973,"d":"19,973"},{"$nulls":5},"EIA Prime Mover-level Data","EIA Prime Mover-level Data"]
[1801,2019,"CA","Arrache 8083",58447,"1","PV","OP",{"$nulls":4},"SUN",null,{"v":7764,"d":"7,764"},{"v":4238.25,"d":"4,238"},{"$nulls":5},"EIA Prime Mover-level Data","EIA Prime Mover-level Data"]
[1802,2019,"CA","Arrache 8083",58447,"2","PV","OP",{"$nulls":4},"SUN",null,{"v":7764,"d":"7,764"},{"v":4238.25,"d":"4,238"},{"$nulls":5},"EIA Prime Mover-level Data","EIA Prime Mover-level Data"]
[1803,2019,"CA","Arrache 8083",58447,"3","PV","OP",{"$nulls":4},"SUN",null,{"v":5176,"d":"5,176"},{"v":2825.5,"d":"2,826"},{"$nulls":5},"EIA Prime Mover-level Data","EIA Prime Mover-level Data"]
[1804,2019,"CA","Aspiration G",59737,"ASPRG","PV","OP",{"$nulls":4},"SUN",null,{"v":175055,"d":"175,055"},{"v":95557,"d":"95,557"},{"$nulls":5},"EIA Prime Mover-level Data","EIA Prime Mover-level Data"]
[1805,2019,"CA","ASTI",58889,"ASTI","PV","OP",{"$nulls":4},"SUN",null,{"v":11356,"d":"11,356"},{"v":6199,"d":"6,199"},{"$nulls":5},"EIA Prime Mover-level Data","EIA Prime Mover-level Data"]
[1806,2019,"CA","AT&T Anaheim",61154,"AT058","FC","OP",{"$nulls":4},"NG",null,{"v":77612,"d":"77,612"},{"v":31324,"d":"31,324"},{"$nulls":5},"EIA Prime Mover-level Data","EIA Prime Mover-level Data"]
[1807,2019,"CA","AT&T Holger",61153,"AT057","FC","OP",{"$nulls":4},"NG",null,{"v":81431,"d":"81,431"},{"v":32867,"d":"32,867"},{"$nulls":5},"EIA Prime Mover-level Data","EIA Prime Mover-level Data"]
[1808,2019,"CA","Athos Solar Project",63300,"IPAT1","PV","T",{"$nulls":4},"SUN"]
[1809,2019,"CA","Athos Solar Project",63300,"IPAT2","PV","T",{"$nulls":4},"SUN"]
[1810,2019,"CA","ATT  Kelvin",62573,"ATT56","FC","OP",{"$nulls":4},"NG",null,{"v":59550,"d":"59,550"},{"v":24035,"d":"24,035"},{"$nulls":5},"EIA Prime Mover-level Data","EIA Prime Mover-level Data"]
[1811,2019,"CA","ATT North Watney",63605,"ATT35","FC","OP",{"$nulls":4},"NG",null,{"v":47503,"d":"47,503"},0,{"$nulls":5},"EIA Prime Mover-level Data","EIA Prime Mover-level Data"]
[1812,2019,"CA","ATT Van Nyus",62574,"ATT93","FC","OP",{"$nulls":4},"NG",null,{"v":61166,"d":"61,166"},{"v":24687,"d":"24,687"},{"$nulls":5},"EIA Prime Mover-level Data","EIA Prime Mover-level Data"]
[1813,2019,"CA","ATT Ventura Blvd",63606,"ATT27","FC","OP",{"$nulls":4},"NG",null,{"v":49603,"d":"49,603"},0,{"$nulls":5},"EIA Prime Mover-level Data","EIA Prime Mover-level Data"]
[1814,2019,"CA","Atwell Island",58366,"1","PV","OP",{"$nulls":4},"SUN",null,{"v":334765,"d":"334,765"},{"v":182739,"d":"182,739"},{"$nulls":5},"EIA Prime Mover-level Data","EIA Prime Mover-level Data"]
[1815,2019,"CA","Atwell Island West Solar",59414,"AWCA","PV","OP",{"$nulls":4},"SUN",null,{"v":474004,"d":"474,004"},{"v":258745,"d":"258,745"},{"$nulls":5},"EIA Prime Mover-level Data","EIA Prime Mover-level Data"]
[1816,2019,"CA","AV Solar Ranch One",57378,"AVSR","PV","OP",{"$nulls":4},"SUN",null,{"v":5126021,"d":"5,126,021"},{"v":2612718,"d":"2,612,718"},{"$nulls":5},"EIA Prime Mover-level Data","EIA Prime Mover-level Data"]
[1817,2019,"CA","Avenal Park",57359,"1","PV","OP",{"$nulls":4},"SUN",null,{"v":91952,"d":"91,952"},{"v":50195,"d":"50,195"},{"$nulls":5},"EIA Prime Mover-level Data","EIA Prime Mover-level Data"]
[1818,2019,"CA","AVS Lancaster 1",60085,"PV1","PV","OP",{"$nulls":4},"SUN",null,{"v":72282,"d":"72,282"},{"v":39457,"d":"39,457"},{"$nulls":5},"EIA Prime Mover-level Data","EIA Prime Mover-level Data"]
[1819,2019,"CA","Axium Modesto Solar",58039,"1","PV","OP",{"$nulls":4},"SUN",null,{"v":544594,"d":"544,594"},{"v":297280,"d":"297,280"},{"$nulls":5},"EIA Prime Mover-level Data","EIA Prime Mover-level Data"]
[1820,2019,"CA","Azusa",6449,"1","HY","OP",{"$nulls":4},"WAT"]
[1821,2019,"CA","B Braun Medical",50200,"GEN1","GT","OP",{"$nulls":4},"NG",null,{"v":238024.78125,"d":"238,025"},{"v":96071.2109375,"d":"96,071"},{"v":36.867000579834,"d":"36.9"},{"v":14.8800001144409,"d":"14.9"},{"v":0.380400002002716,"d":"0.4"},{"v":13911.24609375,"d":"13,911.2"},null,"EIA Prime Mover-level Data","EIA Prime Mover-level Data","Estimated using emissions factor","Estimated using emissions factor","Estimated using emissions factor","Estimated using emissions factor"]
[1822,2019,"CA","B Braun Medical",50200,"GEN2","GT","OP",{"$nulls":4},"NG",null,{"v":280529.21875,"d":"280,529"},{"v":113226.7890625,"d":"113,227"},{"v":43.451000213623,"d":"43.5"},{"v":17.5370006561279,"d":"17.5"},{"v":0.448300004005432,"d":"0.4"},{"v":16395.3984375,"d":"16,395.4"},null,"EIA Prime Mover-level Data","EIA Prime Mover-level Data","Estimated using emissions factor","Estimated using emissions factor","Estimated using emissions factor","Estimated using emissions factor"]
[1823,2019,"CA","Badger Creek Limited",10650,"GT1","GT","OP","Yes","ARP","CT",null,"NG",{"v":418,"d":"418.0"},{"v":226894.5,"d":"226,895"},{"v":108662.3984375,"d":"108,662"},{"v":87.3539962768555,"d":"87.4"},{"v":41.8349990844727,"d":"41.8"},{"v":0.068000003695488,"d":"0.1"},{"v":13487.25,"d":"13,487.3"},null,"EPA/CAMD","EPA/CAMD","EPA/CAMD","EPA/CAMD","EPA/CAMD","EPA/CAMD",null,null,"SCR",null,1991]
[1824,2019,"CA","Baker",63610,"BAKER","BA","OP",{"$nulls":4},"MWH"]
[1825,2019,"CA","Baker Creek Hydroelectric",59428,"GENE1","HY","OP",{"$nulls":4},"WAT",null,{"v":8395.3330078125,"d":"8,395"},{"v":4288.6669921875,"d":"4,289"},{"$nulls":5},"EIA Prime Mover-level Data","EIA Prime Mover-level Data"]
[1826,2019,"CA","Baker Creek Hydroelectric",59428,"GENE2","HY","OP",{"$nulls":4},"WAT",null,{"v":599.6669921875,"d":"600"},{"v":306.3330078125,"d":"306"},{"$nulls":5},"EIA Prime Mover-level Data","EIA Prime Mover-level Data"]
[1827,2019,"CA","Bakersfield 111",59948,"BF111","PV","OP",{"$nulls":4},"SUN",null,{"v":29413,"d":"29,413"},{"v":16055,"d":"16,055"},{"$nulls":5},"EIA Prime Mover-level Data","EIA Prime Mover-level Data"]
[1828,2019,"CA","Bakersfield College Solar 01",57655,"BC01","PV","OP",{"$nulls":4},"SUN"]
[1829,2019,"CA","Bakersfield Industrial PV 1",61118,"BIND1","PV","OP",{"$nulls":4},"SUN",null,{"v":19050,"d":"19,050"},{"v":10399,"d":"10,399"},{"$nulls":5},"EIA Prime Mover-level Data","EIA Prime Mover-level Data"]
[1830,2019,"CA","Bakersfield PV 1",61117,"BAKE1","PV","OP",{"$nulls":4},"SUN",null,{"v":90243,"d":"90,243"},{"v":49261,"d":"49,261"},{"$nulls":5},"EIA Prime Mover-level Data","EIA Prime Mover-level Data"]
[1831,2019,"CA","Balch 1",217,"1","HY","OP",{"$nulls":4},"WAT",null,{"v":1453573,"d":"1,453,573"},{"v":742508,"d":"742,508"},{"$nulls":5},"EIA Prime Mover-level Data","EIA Prime Mover-level Data"]
[1832,2019,"CA","Balch 2",218,"2","HY","OP",{"$nulls":4},"WAT",null,{"v":2587989.5,"d":"2,587,990"},{"v":1321985,"d":"1,321,985"},{"$nulls":5},"EIA Prime Mover-level Data","EIA Prime Mover-level Data"]
[1833,2019,"CA","Balch 2",218,"3","HY","OP",{"$nulls":4},"WAT",null,{"v":2587989.5,"d":"2,587,990"},{"v":1321985,"d":"1,321,985"},{"$nulls":5},"EIA Prime Mover-level Data","EIA Prime Mover-level Data"]
[1834,2019,"CA","Barre Generating Station",56474,"CT1","GT","OP","Yes","ARP","CT",null,"NG",{"v":643,"d":"643.0"},{"v":214694.34375,"d":"214,694"},{"v":106735.8203125,"d":"106,736"},{"v":1.06099998950958,"d":"1.1"},{"v":0.529999971389771,"d":"0.5"},{"v":0.0640000030398369,"d":"0.1"},{"v":12759.6572265625,"d":"12,759.7"},null,"EPA/CAMD","EPA/CAMD","EPA/CAMD","EPA/CAMD","EPA/CAMD","EPA/CAMD",null,null,"DLNB",null,2007]
[1835,2019,"CA","Bayshore Solar A, LLC",60481,"BSHRA","PV","OP",{"$nulls":4},"SUN",null,{"v":484015,"d":"484,015"},{"v":264211,"d":"264,211"},{"$nulls":5},"EIA Prime Mover-level Data","EIA Prime Mover-level Data"]
[1836,2019,"CA","Bayshore Solar B, LLC",60474,"BSHRB","PV","OP",{"$nulls":4},"SUN",null,{"v":478609,"d":"478,609"},{"v":261260,"d":"261,260"},{"$nulls":5},"EIA Prime Mover-level Data","EIA Prime Mover-level Data"]
[1837,2019,"CA","Bayshore Solar C, LLC",60475,"BSHRC","PV","OP",{"$nulls":4},"SUN",null,{"v":476799,"d":"476,799"},{"v":260272,"d":"260,272"},{"$nulls":5},"EIA Prime Mover-level Data","EIA Prime Mover-level Data"]
[1838,2019,"CA","Beacon BESS 1",61431,"BCNB1","BA","OA",{"$nulls":4},"MWH",null,0,0,{"$nulls":5},"EIA Prime Mover-level Data","EIA Prime Mover-level Data"]
[1839,2019,"CA","Beacon Solar Plant Site 2",59309,"BEAC2","PV","OP",{"$nulls":4},"SUN",null,{"v":1093799,"d":"1,093,799"},{"v":575218,"d":"575,218"},{"$nulls":5},"EIA Prime Mover-level Data","EIA Prime Mover-level Data"]
[1840,2019,"CA","Beacon Solar Plant Site 5",59308,"BEAC5","PV","OP",{"$nulls":4},"SUN",null,{"v":869359,"d":"869,359"},{"v":470237,"d":"470,237"},{"$nulls":5},"EIA Prime Mover-level Data","EIA Prime Mover-level Data"]
[1841,2019,"CA","Bear Canyon Power Plant",10469,"BVC1","ST","RE",{"$nulls":4},"GEO"]
[1842,2019,"CA","Bear Canyon Power Plant",10469,"BVC2","ST","RE",{"$nulls":4},"GEO"]
[1843,2019,"CA","Bear Creek",50156,"GEN1","HY","OP",{"$nulls":4},"WAT",null,{"v":55513,"d":"55,513"},{"v":28357,"d":"28,357"},{"$nulls":5},"EIA Prime Mover-level Data","EIA Prime Mover-level Data"]
[1844,2019,"CA","Bear Creek Solar",58508,"PV3","PV","OP",{"$nulls":4},"SUN",null,{"v":34443,"d":"34,443"},{"v":18801,"d":"18,801"},{"$nulls":5},"EIA Prime Mover-level Data","EIA Prime Mover-level Data"]
[1845,2019,"CA","Bear Mountain Limited",10649,"GT1","GT","OP","Yes","ARP","CT",null,"NG",{"v":952,"d":"952.0"},{"v":521857.34375,"d":"521,857"},{"v":283077.90625,"d":"283,078"},{"v":226.746994018555,"d":"226.7"},{"v":122.997001647949,"d":"123.0"},{"v":0.156000003218651,"d":"0.2"},{"v":31020.67578125,"d":"31,020.7"},null,"EPA/CAMD","EPA/CAMD","EPA/CAMD","EPA/CAMD","EPA/CAMD","EPA/CAMD",null,null,"SCR",null,1995]
[1846,2019,"CA","Bear Valley",457,"HC1","HY","OP",{"$nulls":4},"WAT",null,{"v":15459,"d":"15,459"},{"v":7897,"d":"7,897"},{"$nulls":5},"EIA Prime Mover-level Data","EIA Prime Mover-level Data"]
[1847,2019,"CA","Bear Valley",457,"HC2","HY","OP",{"$nulls":4},"WAT",null,{"v":15459,"d":"15,459"},{"v":7897,"d":"7,897"},{"$nulls":5},"EIA Prime Mover-level Data","EIA Prime Mover-level Data"]
[1848,2019,"CA","Bear Valley Power Plant",56346,"ICE1","IC","OP",{"$nulls":4},"NG",null,{"v":1082.85705566406,"d":"1,083"},437,{"v":1.49899995326996,"d":"1.5"},{"v":0.605000019073486,"d":"0.6"},{"v":1.70000002253801E-3,"d":"0.0"},{"v":63.2869987487793,"d":"63.3"},null,"EIA Prime Mover-level Data","EIA Prime Mover-level Data","Estimated using emissions factor","Estimated using emissions factor","Estimated using emissions factor","Estimated using emissions factor"]
[1849,2019,"CA","Bear Valley Power Plant",56346,"ICE2","IC","OP",{"$nulls":4},"NG",null,{"v":1082.85705566406,"d":"1,083"},437,{"v":1.49899995326996,"d":"1.5"},{"v":0.605000019073486,"d":"0.6"},{"v":1.70000002253801E-3,"d":"0.0"},{"v":63.2869987487793,"d":"63.3"},null,"EIA Prime Mover-level Data","EIA Prime Mover-level Data","Estimated using emissions factor","Estimated using emissions factor","Estimated using emissions factor","Estimated using emissions factor"]
[1850,2019,"CA","Bear Valley Power Plant",56346,"ICE3","IC","OP",{"$nulls":4},"NG",null,{"v":1082.85705566406,"d":"1,083"},437,{"v":1.49899995326996,"d":"1.5"},{"v":0.605000019073486,"d":"0.6"},{"v":1.70000002253801E-3,"d":"0.0"},{"v":63.2869987487793,"d":"63.3"},null,"EIA Prime Mover-level Data","EIA Prime Mover-level Data","Estimated using emissions factor","Estimated using emissions factor","Estimated using emissions factor","Estimated using emissions factor"]
[1851,2019,"CA","Bear Valley Power Plant",56346,"ICE4","IC","OP",{"$nulls":4},"NG",null,{"v":1082.85705566406,"d":"1,083"},437,{"v":1.49899995326996,"d":"1.5"},{"v":0.605000019073486,"d":"0.6"},{"v":1.70000002253801E-3,"d":"0.0"},{"v":63.2869987487793,"d":"63.3"},null,"EIA Prime Mover-level Data","EIA Prime Mover-level Data","Estimated using emissions factor","Estimated using emissions factor","Estimated using emissions factor","Estimated using emissions factor"]
[1852,2019,"CA","Bear Valley Power Plant",56346,"ICE5","IC","OP",{"$nulls":4},"NG",null,{"v":1082.85705566406,"d":"1,083"},437,{"v":1.49899995326996,"d":"1.5"},{"v":0.605000019073486,"d":"0.6"},{"v":1.70000002253801E-3,"d":"0.0"},{"v":63.2869987487793,"d":"63.3"},null,"EIA Prime Mover-level Data","EIA Prime Mover-level Data","Estimated using emissions factor","Estimated using emissions factor","Estimated using emissions factor","Estimated using emissions factor"]
[1853,2019,"CA","Bear Valley Power Plant",56346,"ICE6","IC","OP",{"$nulls":4},"NG",null,{"v":1082.85705566406,"d":"1,083"},437,{"v":1.49899995326996,"d":"1.5"},{"v":0.605000019073486,"d":"0.6"},{"v":1.70000002253801E-3,"d":"0.0"},{"v":63.2869987487793,"d":"63.3"},null,"EIA Prime Mover-level Data","EIA Prime Mover-level Data","Estimated using emissions factor","Estimated using emissions factor","Estimated using emissions factor","Estimated using emissions factor"]
[1854,2019,"CA","Bear Valley Power Plant",56346,"ICE7","IC","OP",{"$nulls":4},"NG",null,{"v":1082.85705566406,"d":"1,083"},437,{"v":1.49899995326996,"d":"1.5"},{"v":0.605000019073486,"d":"0.6"},{"v":1.70000002253801E-3,"d":"0.0"},{"v":63.2869987487793,"d":"63.3"},null,"EIA Prime Mover-level Data","EIA Prime Mover-level Data","Estimated using emissions factor","Estimated using emissions factor","Estimated using emissions factor","Estimated using emissions factor"]
[1855,2019,"CA","Beardsley",414,"1","HY","OP",{"$nulls":4},"WAT",null,{"v":607222,"d":"607,222"},{"v":310178,"d":"310,178"},{"$nulls":5},"EIA Prime Mover-level Data","EIA Prime Mover-level Data"]
[1856,2019,"CA","Belden",219,"1","HY","OP",{"$nulls":4},"WAT",null,{"v":3826378,"d":"3,826,378"},{"v":1926293,"d":"1,926,293"},{"$nulls":5},"EIA Prime Mover-level Data","EIA Prime Mover-level Data"]
[1857,2019,"CA","Beringer",58890,"BERI","PV","OP",{"$nulls":4},"SUN",null,{"v":11059,"d":"11,059"},{"v":6038,"d":"6,038"},{"$nulls":5},"EIA Prime Mover-level Data","EIA Prime Mover-level Data"]
[1858,2019,"CA","Berry Cogen",50170,"GEN1","GT","OP",{"$nulls":4},"NG",null,{"v":3858039,"d":"3,858,039"},{"v":1633546,"d":"1,633,546"},{"v":592.411987304688,"d":"592.4"},{"v":250.251998901367,"d":"250.3"},{"v":6.16510009765625,"d":"6.2"},{"v":225481.265625,"d":"225,481.3"},null,"EIA Prime Mover-level Data","EIA Prime Mover-level Data","Estimated using emissions factor","Estimated using emissions factor","Estimated using emissions factor","Estimated using emissions factor"]
[1859,2019,"CA","Berry Cogen Tanne Hills 18",50622,"GEN1","GT","OP",{"$nulls":4},"NG",null,{"v":770882,"d":"770,882"},{"v":357990,"d":"357,990"},{"v":118.396003723145,"d":"118.4"},{"v":54.8349990844727,"d":"54.8"},{"v":1.23189997673035,"d":"1.2"},{"v":45053.8359375,"d":"45,053.8"},null,"EIA Prime Mover-level Data","EIA Prime Mover-level Data","Estimated using emissions factor","Estimated using emissions factor","Estimated using emissions factor","Estimated using emissions factor"]
[1860,2019,"CA","Berry Cogen Tanne Hills 18",50622,"GEN2","GT","OP",{"$nulls":4},"NG",null,{"v":770882,"d":"770,882"},{"v":357990,"d":"357,990"},{"v":118.396003723145,"d":"118.4"},{"v":54.8349990844727,"d":"54.8"},{"v":1.23189997673035,"d":"1.2"},{"v":45053.8359375,"d":"45,053.8"},null,"EIA Prime Mover-level Data","EIA Prime Mover-level Data","Estimated using emissions factor","Estimated using emissions factor","Estimated using emissions factor","Estimated using emissions factor"]
[1861,2019,"CA","Berry NMW Cogens",62176,"21Z","GT","OP",{"$nulls":4},"NG",null,{"v":296394,"d":"296,394"},{"v":119629,"d":"119,629"},{"v":45.5989990234375,"d":"45.6"},{"v":18.4039993286133,"d":"18.4"},{"v":0.473600000143051,"d":"0.5"},{"v":17322.607421875,"d":"17,322.6"},null,"EIA Prime Mover-level Data","EIA Prime Mover-level Data","Estimated using emissions factor","Estimated using emissions factor","Estimated using emissions factor","Estimated using emissions factor"]
[1862,2019,"CA","Berry NMW Cogens",62176,"PF","GT","OP",{"$nulls":4},"NG",null,{"v":296394,"d":"296,394"},{"v":119629,"d":"119,629"},{"v":45.5989990234375,"d":"45.6"},{"v":18.4039993286133,"d":"18.4"},{"v":0.473600000143051,"d":"0.5"},{"v":17322.607421875,"d":"17,322.6"},null,"EIA Prime Mover-level Data","EIA Prime Mover-level Data","Estimated using emissions factor","Estimated using emissions factor","Estimated using emissions factor","Estimated using emissions factor"]
[1863,2019,"CA","Berry Placerita Cogen",52096,"GEN1","GT","OP",{"$nulls":4},"NG",null,{"v":1675995.5,"d":"1,675,996"},{"v":666602,"d":"666,602"},{"v":257.527008056641,"d":"257.5"},{"v":102.192001342773,"d":"102.2"},{"v":2.67820000648499,"d":"2.7"},{"v":97952.765625,"d":"97,952.8"},null,"EIA Prime Mover-level Data","EIA Prime Mover-level Data","Estimated using emissions factor","Estimated using emissions factor","Estimated using emissions factor","Estimated using emissions factor"]
[1864,2019,"CA","Berry Placerita Cogen",52096,"GEN2","GT","OP",{"$nulls":4},"NG",null,{"v":1675995.5,"d":"1,675,996"},{"v":666602,"d":"666,602"},{"v":257.527008056641,"d":"257.5"},{"v":102.192001342773,"d":"102.2"},{"v":2.67820000648499,"d":"2.7"},{"v":97952.765625,"d":"97,952.8"},null,"EIA Prime Mover-level Data","EIA Prime Mover-level Data","Estimated using emissions factor","Estimated using emissions factor","Estimated using emissions factor","Estimated using emissions factor"]
[1865,2019,"CA","Bidwell Ditch Project",10880,"GEN1","HY","OP",{"$nulls":4},"WAT",null,{"v":67526,"d":"67,526"},{"v":34493,"d":"34,493"},{"$nulls":5},"EIA Prime Mover-level Data","EIA Prime Mover-level Data"]
[1866,2019,"CA","Big Creek 1",317,"1","HY","OP",{"$nulls":4},"WAT",null,{"v":688627.625,"d":"688,628"},{"v":351761.5625,"d":"351,762"},{"$nulls":5},"EIA Prime Mover-level Data","EIA Prime Mover-level Data"]
[1867,2019,"CA","Big Creek 1",317,"2","HY","OP",{"$nulls":4},"WAT",null,{"v":549510.9375,"d":"549,511"},{"v":280698.625,"d":"280,699"},{"$nulls":5},"EIA Prime Mover-level Data","EIA Prime Mover-level Data"]
[1868,2019,"CA","Big Creek 1",317,"3","HY","OP",{"$nulls":4},"WAT",null,{"v":751230.1875,"d":"751,230"},{"v":383739.875,"d":"383,740"},{"$nulls":5},"EIA Prime Mover-level Data","EIA Prime Mover-level Data"]
[1869,2019,"CA","Big Creek 1",317,"4","HY","OP",{"$nulls":4},"WAT",null,{"v":1085110.25,"d":"1,085,110"},{"v":554290.9375,"d":"554,291"},{"$nulls":5},"EIA Prime Mover-level Data","EIA Prime Mover-level Data"]
[1870,2019,"CA","Big Creek 2",318,"3","HY","OP",{"$nulls":4},"WAT",null,{"v":697024.125,"d":"697,024"},{"v":356050.875,"d":"356,051"},{"$nulls":5},"EIA Prime Mover-level Data","EIA Prime Mover-level Data"]
[1871,2019,"CA","Big Creek 2",318,"4","HY","OP",{"$nulls":4},"WAT",null,{"v":697024.125,"d":"697,024"},{"v":356050.875,"d":"356,051"},{"$nulls":5},"EIA Prime Mover-level Data","EIA Prime Mover-level Data"]
[1872,2019,"CA","Big Creek 2",318,"5","HY","OP",{"$nulls":4},"WAT",null,{"v":772020.375,"d":"772,020"},{"v":394360.125,"d":"394,360"},{"$nulls":5},"EIA Prime Mover-level Data","EIA Prime Mover-level Data"]
[1873,2019,"CA","Big Creek 2",318,"6","HY","OP",{"$nulls":4},"WAT",null,{"v":772020.375,"d":"772,020"},{"v":394360.125,"d":"394,360"},{"$nulls":5},"EIA Prime Mover-level Data","EIA Prime Mover-level Data"]
[1874,2019,"CA","Big Creek 2A",322,"1","HY","OP",{"$nulls":4},"WAT",null,{"v":2251491.5,"d":"2,251,492"},{"v":1247239,"d":"1,247,239"},{"$nulls":5},"EIA Prime Mover-level Data","EIA Prime Mover-level Data"]
[1875,2019,"CA","Big Creek 2A",322,"2","HY","OP",{"$nulls":4},"WAT",null,{"v":2251491.5,"d":"2,251,492"},{"v":1247239,"d":"1,247,239"},{"$nulls":5},"EIA Prime Mover-level Data","EIA Prime Mover-level Data"]
[1876,2019,"CA","Big Creek 3",319,"1","HY","OP",{"$nulls":4},"WAT",null,{"v":1490914.25,"d":"1,490,914"},{"v":845712.3125,"d":"845,712"},{"$nulls":5},"EIA Prime Mover-level Data","EIA Prime Mover-level Data"]
[1877,2019,"CA","Big Creek 3",319,"2","HY","OP",{"$nulls":4},"WAT",null,{"v":1490914.25,"d":"1,490,914"},{"v":845712.3125,"d":"845,712"},{"$nulls":5},"EIA Prime Mover-level Data","EIA Prime Mover-level Data"]
[1878,2019,"CA","Big Creek 3",319,"3","HY","OP",{"$nulls":4},"WAT",null,{"v":1490914.25,"d":"1,490,914"},{"v":845712.3125,"d":"845,712"},{"$nulls":5},"EIA Prime Mover-level Data","EIA Prime Mover-level Data"]
[1879,2019,"CA","Big Creek 3",319,"4","HY","OP",{"$nulls":4},"WAT",null,{"v":1578615,"d":"1,578,615"},{"v":895460.0625,"d":"895,460"},{"$nulls":5},"EIA Prime Mover-level Data","EIA Prime Mover-level Data"]
[1880,2019,"CA","Big Creek 3",319,"5","HY","OP",{"$nulls":4},"WAT",null,{"v":1600540.25,"d":"1,600,540"},{"v":907897,"d":"907,897"},{"$nulls":5},"EIA Prime Mover-level Data","EIA Prime Mover-level Data"]
[1881,2019,"CA","Big Creek 4",320,"1","HY","OP",{"$nulls":4},"WAT",null,{"v":2286541,"d":"2,286,541"},{"v":1295806,"d":"1,295,806"},{"$nulls":5},"EIA Prime Mover-level Data","EIA Prime Mover-level Data"]
[1882,2019,"CA","Big Creek 4",320,"2","HY","OP",{"$nulls":4},"WAT",null,{"v":2286541,"d":"2,286,541"},{"v":1295806,"d":"1,295,806"},{"$nulls":5},"EIA Prime Mover-level Data","EIA Prime Mover-level Data"]
[1883,2019,"CA","Big Creek 8",321,"1","HY","OP",{"$nulls":4},"WAT",null,{"v":1011401.625,"d":"1,011,402"},{"v":516639.59375,"d":"516,640"},{"$nulls":5},"EIA Prime Mover-level Data","EIA Prime Mover-level Data"]
[1884,2019,"CA","Big Creek 8",321,"2","HY","OP",{"$nulls":4},"WAT",null,{"v":1517102.375,"d":"1,517,102"},{"v":774959.375,"d":"774,959"},{"$nulls":5},"EIA Prime Mover-level Data","EIA Prime Mover-level Data"]
[1885,2019,"CA","Big Creek Water Works",10282,"BCHY","HY","OP",{"$nulls":4},"WAT",null,{"v":71614,"d":"71,614"},{"v":16537,"d":"16,537"},{"$nulls":5},"EIA Prime Mover-level Data","EIA Prime Mover-level Data"]
[1886,2019,"CA","Big Pine Creek",391,"1","HY","OP",{"$nulls":4},"WAT",null,{"v":1426,"d":"1,426"},729,{"$nulls":5},"EIA Prime Mover-level Data","EIA Prime Mover-level Data"]
[1887,2019,"CA","Big Valley Power LLC",10288,"IS27","ST","OS",{"$nulls":4},"WDS"]
[1888,2019,"CA","Biola University Hybrid",54296,"BATT","BA","OP",{"$nulls":4},"MWH"]
[1889,2019,"CA","Biola University Hybrid",54296,"EG1","IC","OP",{"$nulls":4},"NG",null,{"v":40979.18359375,"d":"40,979"},{"v":18693.2734375,"d":"18,693"},{"v":54.8079986572266,"d":"54.8"},{"v":25.0160007476807,"d":"25.0"},{"v":0.0654999986290932,"d":"0.1"},{"v":2395.00903320313,"d":"2,395.0"},null,"EIA Prime Mover-level Data","EIA Prime Mover-level Data","Estimated using emissions factor","Estimated using emissions factor","Estimated using emissions factor","Estimated using emissions factor"]
[1890,2019,"CA","Biola University Hybrid",54296,"EG-1H","IC","T",{"$nulls":4},"NG"]
[1891,2019,"CA","Biola University Hybrid",54296,"EG2","IC","OP",{"$nulls":4},"NG",null,{"v":40979.18359375,"d":"40,979"},{"v":18693.2734375,"d":"18,693"},{"v":54.8079986572266,"d":"54.8"},{"v":25.0160007476807,"d":"25.0"},{"v":0.0654999986290932,"d":"0.1"},{"v":2395.00903320313,"d":"2,395.0"},null,"EIA Prime Mover-level Data","EIA Prime Mover-level Data","Estimated using emissions factor","Estimated using emissions factor","Estimated using emissions factor","Estimated using emissions factor"]
[1892,2019,"CA","Biola University Hybrid",54296,"EG-2H","IC","T",{"$nulls":4},"NG"]
[1893,2019,"CA","Biola University Hybrid",54296,"EG3","IC","OP",{"$nulls":4},"NG",null,{"v":68298.6328125,"d":"68,299"},{"v":31155.455078125,"d":"31,155"},{"v":91.3460006713867,"d":"91.3"},{"v":41.6940002441406,"d":"41.7"},{"v":0.109099999070168,"d":"0.1"},{"v":3991.68090820313,"d":"3,991.7"},null,"EIA Prime Mover-level Data","EIA Prime Mover-level Data","Estimated using emissions factor","Estimated using emissions factor","Estimated using emissions factor","Estimated using emissions factor"]
[1894,2019,"CA","Bio-Rad",63189,"BIORD","PV","L",{"$nulls":4},"SUN"]
[1895,2019,"CA","Bishop Creek 2",323,"1","HY","OP",{"$nulls":4},"WAT",null,{"v":111075,"d":"111,075"},{"v":56738.69921875,"d":"56,739"},{"$nulls":5},"EIA Prime Mover-level Data","EIA Prime Mover-level Data"]
[1896,2019,"CA","Bishop Creek 2",323,"2","HY","OP",{"$nulls":4},"WAT",null,{"v":111075,"d":"111,075"},{"v":56738.69921875,"d":"56,739"},{"$nulls":5},"EIA Prime Mover-level Data","EIA Prime Mover-level Data"]
[1897,2019,"CA","Bishop Creek 2",323,"3","HY","OP",{"$nulls":4},"WAT",null,{"v":102189,"d":"102,189"},{"v":52199.6015625,"d":"52,200"},{"$nulls":5},"EIA Prime Mover-level Data","EIA Prime Mover-level Data"]
[1898,2019,"CA","Bishop Creek 3",324,"1","HY","OP",{"$nulls":4},"WAT",null,{"v":104459,"d":"104,459"},{"v":53359.33203125,"d":"53,359"},{"$nulls":5},"EIA Prime Mover-level Data","EIA Prime Mover-level Data"]
[1899,2019,"CA","Bishop Creek 3",324,"2","HY","OP",{"$nulls":4},"WAT",null,{"v":104459,"d":"104,459"},{"v":53359.33203125,"d":"53,359"},{"$nulls":5},"EIA Prime Mover-level Data","EIA Prime Mover-level Data"]
[1900,2019,"CA","Bishop Creek 3",324,"3","HY","OP",{"$nulls":4},"WAT",null,{"v":104459,"d":"104,459"},{"v":53359.33203125,"d":"53,359"},{"$nulls":5},"EIA Prime Mover-level Data","EIA Prime Mover-level Data"]
[1901,2019,"CA","Bishop Creek 4",325,"1","HY","OP",{"$nulls":4},"WAT",null,{"v":53760,"d":"53,760"},{"v":27461.462890625,"d":"27,461"},{"$nulls":5},"EIA Prime Mover-level Data","EIA Prime Mover-level Data"]
[1902,2019,"CA","Bishop Creek 4",325,"2","HY","OP",{"$nulls":4},"WAT",null,{"v":53760,"d":"53,760"},{"v":27461.462890625,"d":"27,461"},{"$nulls":5},"EIA Prime Mover-level Data","EIA Prime Mover-level Data"]
[1903,2019,"CA","Bishop Creek 4",325,"3","HY","OP",{"$nulls":4},"WAT",null,{"v":107520,"d":"107,520"},{"v":54922.92578125,"d":"54,923"},{"$nulls":5},"EIA Prime Mover-level Data","EIA Prime Mover-level Data"]
[1904,2019,"CA","Bishop Creek 4",325,"4","HY","OP",{"$nulls":4},"WAT",null,{"v":118272,"d":"118,272"},{"v":60415.21875,"d":"60,415"},{"$nulls":5},"EIA Prime Mover-level Data","EIA Prime Mover-level Data"]
[1905,2019,"CA","Bishop Creek 4",325,"5","HY","OP",{"$nulls":4},"WAT",null,{"v":107520,"d":"107,520"},{"v":54922.92578125,"d":"54,923"},{"$nulls":5},"EIA Prime Mover-level Data","EIA Prime Mover-level Data"]
[1906,2019,"CA","Bishop Creek 5",326,"1","HY","OP",{"$nulls":4},"WAT",null,{"v":68672,"d":"68,672"},{"v":35078.66796875,"d":"35,079"},{"$nulls":5},"EIA Prime Mover-level Data","EIA Prime Mover-level Data"]
[1907,2019,"CA","Bishop Creek 5",326,"2","HY","OP",{"$nulls":4},"WAT",null,{"v":85840,"d":"85,840"},{"v":43848.33203125,"d":"43,848"},{"$nulls":5},"EIA Prime Mover-level Data","EIA Prime Mover-level Data"]
[1908,2019,"CA","Bishop Creek 6",327,"1","HY","OP",{"$nulls":4},"WAT",null,{"v":91845,"d":"91,845"},{"v":46916,"d":"46,916"},{"$nulls":5},"EIA Prime Mover-level Data","EIA Prime Mover-level Data"]
[1909,2019,"CA","Black Butte",7229,"1","HY","OP",{"$nulls":4},"WAT",null,{"v":160869,"d":"160,869"},{"v":82175,"d":"82,175"},{"$nulls":5},"EIA Prime Mover-level Data","EIA Prime Mover-level Data"]
[1910,2019,"CA","Black Rock I",57477,"G3201","ST","IP",{"$nulls":4},"GEO"]
[1911,2019,"CA","Black Rock II",57478,"G3202","ST","IP",{"$nulls":4},"GEO"]
[1912,2019,"CA","Black Rock III",57479,"G303","ST","IP",{"$nulls":4},"GEO"]
[1913,2019,"CA","Blacksand Generating Facility",56090,"D182","GT","OP",{"$nulls":4},"PRG",null,{"v":221234,"d":"221,234"},{"v":102027.5,"d":"102,028"},{"v":18.8050003051758,"d":"18.8"},{"v":8.67199993133545,"d":"8.7"},{"v":0.0741999968886375,"d":"0.1"},{"v":12929.9169921875,"d":"12,929.9"},null,"EIA Prime Mover-level Data","EIA Prime Mover-level Data","Estimated using emissions factor","Estimated using emissions factor","Estimated using emissions factor","Estimated using emissions factor"]
[1914,2019,"CA","Blacksand Generating Facility",56090,"D189","GT","OP",{"$nulls":4},"PRG",null,{"v":204641.453125,"d":"204,641"},{"v":94375.4375,"d":"94,375"},{"v":17.3950004577637,"d":"17.4"},{"v":8.02200031280518,"d":"8.0"},{"v":0.0687000006437302,"d":"0.1"},{"v":11960.1728515625,"d":"11,960.2"},null,"EIA Prime Mover-level Data","EIA Prime Mover-level Data","Estimated using emissions factor","Estimated using emissions factor","Estimated using emissions factor","Estimated using emissions factor"]
[1915,2019,"CA","Blacksand Generating Facility",56090,"D190","GT","OP",{"$nulls":4},"PRG",null,{"v":16592.55078125,"d":"16,593"},{"v":7652.06201171875,"d":"7,652"},{"v":1.4099999666214,"d":"1.4"},{"v":0.649999976158142,"d":"0.6"},{"v":5.59999980032444E-3,"d":"0.0"},{"v":969.744018554688,"d":"969.7"},null,"EIA Prime Mover-level Data","EIA Prime Mover-level Data","Estimated using emissions factor","Estimated using emissions factor","Estimated using emissions factor","Estimated using emissions factor"]
[1916,2019,"CA","Blackwell Solar Park",59524,"FRBSP","PV","OP",{"$nulls":4},"SUN",null,{"v":406263,"d":"406,263"},{"v":221768,"d":"221,768"},{"$nulls":5},"EIA Prime Mover-level Data","EIA Prime Mover-level Data"]
[1917,2019,"CA","Blue Lake Power LLC",10764,"Zurn","ST","OP",{"$nulls":3},1,"WDS",null,0,0,{"v":0,"d":"0.0"},{"v":0,"d":"0.0"},{"v":0,"d":"0.0"},{"v":0,"d":"0.0"},null,"EIA Unit-level Data","EIA Unit-Level Data","Estimated using emissions factor","Estimated using emissions factor","Estimated using emissions factor and plant-specific sulfur content","Estimated using emissions factor",null,null,"EW"]
[1918,2019,"CA","Blue Shld Of Cal- El Dorado Hlls Mtr B",62077,"PV1","PV","OP",{"$nulls":4},"SUN",null,{"v":11780,"d":"11,780"},{"v":7634,"d":"7,634"},{"$nulls":5},"EIA Prime Mover-level Data","EIA Prime Mover-level Data"]
[1919,2019,"CA","Blythe Energy",55295,"1","CT","OP","Yes","ARP","CC",null,"NG",{"v":3531,"d":"3,531.0"},{"v":4926042,"d":"4,926,042"},{"v":2641170,"d":"2,641,170"},{"v":18.4009990692139,"d":"18.4"},{"v":9.69299983978271,"d":"9.7"},{"v":1.47800004482269,"d":"1.5"},{"v":292750.09375,"d":"292,750.1"},null,"EPA/CAMD","EPA/CAMD","EPA/CAMD","EPA/CAMD","EPA/CAMD","EPA/CAMD",null,null,"SCR",null,2003]
[1920,2019,"CA","Blythe Energy",55295,"2","CT","OP","Yes","ARP","CC",null,"NG",{"v":4601,"d":"4,601.0"},{"v":6415228.5,"d":"6,415,229"},{"v":4264519,"d":"4,264,519"},{"v":28.8929996490479,"d":"28.9"},{"v":18.753999710083,"d":"18.8"},{"v":1.92499995231628,"d":"1.9"},{"v":381249.53125,"d":"381,249.5"},null,"EPA/CAMD","EPA/CAMD","EPA/CAMD","EPA/CAMD","EPA/CAMD","EPA/CAMD",null,null,"SCR",null,2003]
[1921,2019,"CA","Blythe Solar 110, LLC",60093,"BLCK1","PV","OP",{"$nulls":4},"SUN",null,{"v":910782.3125,"d":"910,782"},{"v":497171.28125,"d":"497,171"},{"$nulls":5},"EIA Prime Mover-level Data","EIA Prime Mover-level Data"]
[1922,2019,"CA","Blythe Solar 110, LLC",60093,"BLCK2","PV","OP",{"$nulls":4},"SUN",null,{"v":854299.6875,"d":"854,300"},{"v":466338.96875,"d":"466,339"},{"$nulls":5},"EIA Prime Mover-level Data","EIA Prime Mover-level Data"]
[1923,2019,"CA","Blythe Solar 110, LLC",60093,"BLCK3","PV","OP",{"$nulls":4},"SUN",null,{"v":818998.0625,"d":"818,998"},{"v":447068.75,"d":"447,069"},{"$nulls":5},"EIA Prime Mover-level Data","EIA Prime Mover-level Data"]
[1924,2019,"CA","Blythe Solar II, LLC",60092,"BLCK4","PV","OP",{"$nulls":4},"SUN",null,{"v":613559.8125,"d":"613,560"},{"v":334926,"d":"334,926"},{"$nulls":5},"EIA Prime Mover-level Data","EIA Prime Mover-level Data"]
[1925,2019,"CA","Blythe Solar II, LLC",60092,"BLCK5","PV","OP",{"$nulls":4},"SUN",null,{"v":626496.3125,"d":"626,496"},{"v":341987.6875,"d":"341,988"},{"$nulls":5},"EIA Prime Mover-level Data","EIA Prime Mover-level Data"]
[1926,2019,"CA","Blythe Solar II, LLC",60092,"BLCK6","PV","OP",{"$nulls":4},"SUN",null,{"v":591382.9375,"d":"591,383"},{"v":322820.25,"d":"322,820"},{"$nulls":5},"EIA Prime Mover-level Data","EIA Prime Mover-level Data"]
[1927,2019,"CA","Blythe Solar II, LLC",60092,"BLCK7","PV","OP",{"$nulls":4},"SUN",null,{"v":593231,"d":"593,231"},{"v":323829.0625,"d":"323,829"},{"$nulls":5},"EIA Prime Mover-level Data","EIA Prime Mover-level Data"]
[1928,2019,"CA","Blythe Solar II, LLC",60092,"BLST2","BA","P",{"$nulls":4},"MWH"]
[1929,2019,"CA","Blythe Solar III, LLC Hybrid",60094,"BLSL3","PV","U",{"$nulls":4},"SUN"]
[1930,2019,"CA","Blythe Solar III, LLC Hybrid",60094,"BLST3","BA","P",{"$nulls":4},"MWH"]
[1931,2019,"CA","Blythe Solar IV, LLC",60095,"BLS4A","PV","U",{"$nulls":4},"SUN"]
[1932,2019,"CA","Blythe Solar IV, LLC",60095,"BLS4B","PV","U",{"$nulls":4},"SUN"]
[1933,2019,"CA","Bolthouse Farms Fuel Cell",61845,"MM28","FC","U",{"$nulls":4},"NG"]
[1934,2019,"CA","Bolthouse Farms Fuel Cell",61845,"MM29","FC","U",{"$nulls":4},"NG"]
[1935,2019,"CA","Bolthouse S&P and Rowen Farms Solar",56862,"1","PV","OP",{"$nulls":4},"SUN",null,{"v":7402.5,"d":"7,403"},{"v":4041,"d":"4,041"},{"$nulls":5},"EIA Prime Mover-level Data","EIA Prime Mover-level Data"]
[1936,2019,"CA","Bolthouse S&P and Rowen Farms Solar",56862,"2","PV","OP",{"$nulls":4},"SUN",null,{"v":7402.5,"d":"7,403"},{"v":4041,"d":"4,041"},{"$nulls":5},"EIA Prime Mover-level Data","EIA Prime Mover-level Data"]
[1937,2019,"CA","Bolthouse S&P and Rowen Farms Solar",56862,"3","PV","OP",{"$nulls":4},"SUN",null,{"v":7402.5,"d":"7,403"},{"v":4041,"d":"4,041"},{"$nulls":5},"EIA Prime Mover-level Data","EIA Prime Mover-level Data"]
[1938,2019,"CA","Bolthouse S&P and Rowen Farms Solar",56862,"4","PV","OP",{"$nulls":4},"SUN",null,{"v":7402.5,"d":"7,403"},{"v":4041,"d":"4,041"},{"$nulls":5},"EIA Prime Mover-level Data","EIA Prime Mover-level Data"]
[1939,2019,"CA","Borden Solar Farm",59531,"BRDN","PV","P",{"$nulls":4},"SUN"]
[1940,2019,"CA","Borel",328,"1","HY","OS",{"$nulls":4},"WAT",null,0,0,{"$nulls":5},"EIA Prime Mover-level Data","EIA Prime Mover-level Data"]
[1941,2019,"CA","Borel",328,"2","HY","OS",{"$nulls":4},"WAT",null,0,0,{"$nulls":5},"EIA Prime Mover-level Data","EIA Prime Mover-level Data"]
[1942,2019,"CA","Borel",328,"3","HY","OS",{"$nulls":4},"WAT",null,0,0,{"$nulls":5},"EIA Prime Mover-level Data","EIA Prime Mover-level Data"]
[1943,2019,"CA","Borrego Springs Energy Storage",60565,"SES1","BA","OP",{"$nulls":4},"MWH",null,0,0,{"$nulls":5},"EIA Prime Mover-level Data","EIA Prime Mover-level Data"]
[1944,2019,"CA","Borrego Springs Energy Storage",60565,"SES2","BA","OP",{"$nulls":4},"MWH",null,0,0,{"$nulls":5},"EIA Prime Mover-level Data","EIA Prime Mover-level Data"]
[1945,2019,"CA","Bottle Rock Power",902,"1","ST","OS",{"$nulls":4},"GEO"]
[1946,2019,"CA","Bowerman Power LFG, LLC",59461,"GEN01","IC","OP",{"$nulls":4},"LFG",null,{"v":235166.578125,"d":"235,167"},{"v":97897.2890625,"d":"97,897"},{"v":170.837997436523,"d":"170.8"},{"v":71.1179962158203,"d":"71.1"},{"v":5.29120016098022,"d":"5.3"},{"v":14933.0283203125,"d":"14,933.0"},null,"EIA Prime Mover-level Data","EIA Prime Mover-level Data","Estimated using emissions factor","Estimated using emissions factor","Estimated using emissions factor","Estimated using emissions factor"]
[1947,2019,"CA","Bowerman Power LFG, LLC",59461,"GEN02","IC","OP",{"$nulls":4},"LFG",null,{"v":235166.578125,"d":"235,167"},{"v":97897.2890625,"d":"97,897"},{"v":170.837997436523,"d":"170.8"},{"v":71.1179962158203,"d":"71.1"},{"v":5.29120016098022,"d":"5.3"},{"v":14933.0283203125,"d":"14,933.0"},null,"EIA Prime Mover-level Data","EIA Prime Mover-level Data","Estimated using emissions factor","Estimated using emissions factor","Estimated using emissions factor","Estimated using emissions factor"]
[1948,2019,"CA","Bowerman Power LFG, LLC",59461,"GEN03","IC","OP",{"$nulls":4},"LFG",null,{"v":235166.578125,"d":"235,167"},{"v":97897.2890625,"d":"97,897"},{"v":170.837997436523,"d":"170.8"},{"v":71.1179962158203,"d":"71.1"},{"v":5.29120016098022,"d":"5.3"},{"v":14933.0283203125,"d":"14,933.0"},null,"EIA Prime Mover-level Data","EIA Prime Mover-level Data","Estimated using emissions factor","Estimated using emissions factor","Estimated using emissions factor","Estimated using emissions factor"]
[1949,2019,"CA","Bowerman Power LFG, LLC",59461,"GEN04","IC","OP",{"$nulls":4},"LFG",null,{"v":235166.578125,"d":"235,167"},{"v":97897.2890625,"d":"97,897"},{"v":170.837997436523,"d":"170.8"},{"v":71.1179962158203,"d":"71.1"},{"v":5.29120016098022,"d":"5.3"},{"v":14933.0283203125,"d":"14,933.0"},null,"EIA Prime Mover-level Data","EIA Prime Mover-level Data","Estimated using emissions factor","Estimated using emissions factor","Estimated using emissions factor","Estimated using emissions factor"]
[1950,2019,"CA","Bowerman Power LFG, LLC",59461,"GEN05","IC","OP",{"$nulls":4},"LFG",null,{"v":235166.578125,"d":"235,167"},{"v":97897.2890625,"d":"97,897"},{"v":170.837997436523,"d":"170.8"},{"v":71.1179962158203,"d":"71.1"},{"v":5.29120016098022,"d":"5.3"},{"v":14933.0283203125,"d":"14,933.0"},null,"EIA Prime Mover-level Data","EIA Prime Mover-level Data","Estimated using emissions factor","Estimated using emissions factor","Estimated using emissions factor","Estimated using emissions factor"]
[1951,2019,"CA","Bowerman Power LFG, LLC",59461,"GEN06","IC","OP",{"$nulls":4},"LFG",null,{"v":235166.578125,"d":"235,167"},{"v":97897.2890625,"d":"97,897"},{"v":170.837997436523,"d":"170.8"},{"v":71.1179962158203,"d":"71.1"},{"v":5.29120016098022,"d":"5.3"},{"v":14933.0283203125,"d":"14,933.0"},null,"EIA Prime Mover-level Data","EIA Prime Mover-level Data","Estimated using emissions factor","Estimated using emissions factor","Estimated using emissions factor","Estimated using emissions factor"]
[1952,2019,"CA","Bowerman Power LFG, LLC",59461,"GEN07","IC","OP",{"$nulls":4},"LFG",null,{"v":235166.578125,"d":"235,167"},{"v":97897.2890625,"d":"97,897"},{"v":170.837997436523,"d":"170.8"},{"v":71.1179962158203,"d":"71.1"},{"v":5.29120016098022,"d":"5.3"},{"v":14933.0283203125,"d":"14,933.0"},null,"EIA Prime Mover-level Data","EIA Prime Mover-level Data","Estimated using emissions factor","Estimated using emissions factor","Estimated using emissions factor","Estimated using emissions factor"]
[1953,2019,"CA","Bowman",50546,"GEN1","HY","OP",{"$nulls":4},"WAT",null,{"v":127121,"d":"127,121"},{"v":64934,"d":"64,934"},{"$nulls":5},"EIA Prime Mover-level Data","EIA Prime Mover-level Data"]
[1954,2019,"CA","Box Canyon Dam",50179,"GEN1","HY","OP",{"$nulls":4},"WAT",null,{"v":93181,"d":"93,181"},{"v":47598.5,"d":"47,599"},{"$nulls":5},"EIA Prime Mover-level Data","EIA Prime Mover-level Data"]
[1955,2019,"CA","Box Canyon Dam",50179,"GEN2","HY","OP",{"$nulls":4},"WAT",null,{"v":93181,"d":"93,181"},{"v":47598.5,"d":"47,599"},{"$nulls":5},"EIA Prime Mover-level Data","EIA Prime Mover-level Data"]
[1956,2019,"CA","BP Carson Refinery",50540,"GEN1","OT","SB",{"$nulls":4},"OG"]
[1957,2019,"CA","BP Carson Refinery",50540,"GEN2","ST","OS",{"$nulls":4},"NG"]
[1958,2019,"CA","Brawley",383,"GT1","GT","RE",{"$nulls":4},"DFO"]
[1959,2019,"CA","Brawley",383,"GT2","GT","RE",{"$nulls":4},"DFO"]
[1960,2019,"CA","Brea Expansion Plant",58007,"G1","CT",{"$nulls":5},"LFG",null,{"v":571078.3125,"d":"571,078"},{"v":249261.0625,"d":"249,261"},{"v":47.6699981689453,"d":"47.7"},{"v":20.3740005493164,"d":"20.4"},{"v":12.8493003845215,"d":"12.8"},{"v":36263.3515625,"d":"36,263.4"},null,"EIA Unit-level Data","EIA Unit-Level Data","Estimated using emissions factor","Estimated using emissions factor","Estimated using emissions factor","Estimated using emissions factor"]
[1961,2019,"CA","Brea Expansion Plant",58007,"G2","CT",{"$nulls":5},"LFG",null,{"v":586705.8125,"d":"586,706"},{"v":247337.84375,"d":"247,338"},{"v":48.9739990234375,"d":"49.0"},{"v":20.9309997558594,"d":"20.9"},{"v":13.2009000778198,"d":"13.2"},{"v":37255.6953125,"d":"37,255.7"},null,"EIA Unit-level Data","EIA Unit-Level Data","Estimated using emissions factor","Estimated using emissions factor","Estimated using emissions factor","Estimated using emissions factor"]
[1962,2019,"CA","Brea Expansion Plant",58007,"G3","CT",{"$nulls":5},"LFG",null,{"v":595971,"d":"595,971"},{"v":252921.765625,"d":"252,922"},{"v":49.7480010986328,"d":"49.7"},{"v":21.261999130249,"d":"21.3"},{"v":13.4092998504639,"d":"13.4"},{"v":37844.03515625,"d":"37,844.0"},null,"EIA Unit-level Data","EIA Unit-Level Data","Estimated using emissions factor","Estimated using emissions factor","Estimated using emissions factor","Estimated using emissions factor"]
[1963,2019,"CA","Brea Expansion Plant",58007,"G4","CT",{"$nulls":5},"LFG",null,{"v":578517.5,"d":"578,518"},{"v":245006.5,"d":"245,007"},{"v":48.2910003662109,"d":"48.3"},{"v":20.6389999389648,"d":"20.6"},{"v":13.0165996551514,"d":"13.0"},{"v":36735.7421875,"d":"36,735.7"},null,"EIA Unit-level Data","EIA Unit-Level Data","Estimated using emissions factor","Estimated using emissions factor","Estimated using emissions factor","Estimated using emissions factor"]
[1964,2019,"CA","Brea Expansion Plant",58007,"HRSG1","CA","OP",{"$nulls":3},1,"LFG",null,0,0,{"v":0,"d":"0.0"},{"v":0,"d":"0.0"},{"v":0,"d":"0.0"},{"v":0,"d":"0.0"},null,"EIA Unit-level Data","EIA Unit-Level Data","Estimated using emissions factor","Estimated using emissions factor","Estimated using emissions factor","Estimated using emissions factor"]
[1965,2019,"CA","Brea Expansion Plant",58007,"HRSG2","CA","OP",{"$nulls":3},1,"LFG",null,0,0,{"v":0,"d":"0.0"},{"v":0,"d":"0.0"},{"v":0,"d":"0.0"},{"v":0,"d":"0.0"},null,"EIA Unit-level Data","EIA Unit-Level Data","Estimated using emissions factor","Estimated using emissions factor","Estimated using emissions factor","Estimated using emissions factor"]
[1966,2019,"CA","Brea Expansion Plant",58007,"HRSG3","CA","OP",{"$nulls":3},1,"LFG",null,0,0,{"v":0,"d":"0.0"},{"v":0,"d":"0.0"},{"v":0,"d":"0.0"},{"v":0,"d":"0.0"},null,"EIA Unit-level Data","EIA Unit-Level Data","Estimated using emissions factor","Estimated using emissions factor","Estimated using emissions factor","Estimated using emissions factor"]
[1967,2019,"CA","Brea Expansion Plant",58007,"HRSG4","CA","OP",{"$nulls":3},1,"LFG",null,0,0,{"v":0,"d":"0.0"},{"v":0,"d":"0.0"},{"v":0,"d":"0.0"},{"v":0,"d":"0.0"},null,"EIA Unit-level Data","EIA Unit-Level Data","Estimated using emissions factor","Estimated using emissions factor","Estimated using emissions factor","Estimated using emissions factor"]
[1968,2019,"CA","Britton Powerhouse",56820,"1","HY","IP",{"$nulls":4},"WAT"]
[1969,2019,"CA","Broadridge Cogen",57580,"CG1","IC","OP",{"$nulls":4},"NG",null,{"v":79969,"d":"79,969"},{"v":32276.5,"d":"32,277"},{"v":107.452003479004,"d":"107.5"},{"v":43.3689994812012,"d":"43.4"},{"v":0.12780000269413,"d":"0.1"},{"v":4673.75,"d":"4,673.8"},null,"EIA Prime Mover-level Data","EIA Prime Mover-level Data","Estimated using emissions factor","Estimated using emissions factor","Estimated using emissions factor","Estimated using emissions factor"]
[1970,2019,"CA","Broadridge Cogen",57580,"CG2","IC","OP",{"$nulls":4},"NG",null,{"v":79969,"d":"79,969"},{"v":32276.5,"d":"32,277"},{"v":107.452003479004,"d":"107.5"},{"v":43.3689994812012,"d":"43.4"},{"v":0.12780000269413,"d":"0.1"},{"v":4673.75,"d":"4,673.8"},null,"EIA Prime Mover-level Data","EIA Prime Mover-level Data","Estimated using emissions factor","Estimated using emissions factor","Estimated using emissions factor","Estimated using emissions factor"]
[1971,2019,"CA","Broadridge Cogen",57580,"PV1","PV","OP",{"$nulls":4},"SUN",null,{"v":4744.875,"d":"4,745"},{"v":2590.125,"d":"2,590"},{"$nulls":5},"EIA Prime Mover-level Data","EIA Prime Mover-level Data"]
[1972,2019,"CA","Broadridge Cogen",57580,"PV2","PV","OP",{"$nulls":4},"SUN",null,{"v":7908.125,"d":"7,908"},{"v":4316.875,"d":"4,317"},{"$nulls":5},"EIA Prime Mover-level Data","EIA Prime Mover-level Data"]
[1973,2019,"CA","Broadway (CA)",420,"B1","ST","RE",{"$nulls":4},"NG"]
[1974,2019,"CA","Broadway (CA)",420,"B2","ST","RE",{"$nulls":4},"NG"]
[1975,2019,"CA","Broadway (CA)",420,"B3","ST","RE",null,null,"WALL",1,"NG",{"$nulls":16},"SR"]
[1976,2019,"CA","Brookfield Tehachapi 1",57962,"BT1","WT","OP",{"$nulls":4},"WND",null,{"v":2199153,"d":"2,199,153"},{"v":1241275,"d":"1,241,275"},{"$nulls":5},"EIA Prime Mover-level Data","EIA Prime Mover-level Data"]
[1977,2019,"CA","Buckeye Geothermal Power Plant",57180,"1","ST","IP",{"$nulls":4},"GEO"]
[1978,2019,"CA","Bucks Creek",220,"H1","HY","OP",{"$nulls":4},"WAT",null,{"v":713744,"d":"713,744"},{"v":364591.5,"d":"364,592"},{"$nulls":5},"EIA Prime Mover-level Data","EIA Prime Mover-level Data"]
[1979,2019,"CA","Bucks Creek",220,"H2","HY","OP",{"$nulls":4},"WAT",null,{"v":713744,"d":"713,744"},{"v":364591.5,"d":"364,592"},{"$nulls":5},"EIA Prime Mover-level Data","EIA Prime Mover-level Data"]
[1980,2019,"CA","Buena Vista Biomass Power",58472,"1","ST","OP",{"$nulls":3},1,"WDS",null,0,0,{"v":0,"d":"0.0"},{"v":0,"d":"0.0"},{"v":0,"d":"0.0"},{"v":0,"d":"0.0"},null,"EIA Unit-level Data","EIA Unit-Level Data","Estimated based on unit-level NOx emission rates","Estimated based on unit-level NOx ozone season emission rates","Estimated using emissions factor and plant-specific sulfur content","Estimated using emissions factor",null,null,"SN"]
[1981,2019,"CA","Buena Vista Energy LLC",56446,"1","WT","OP",{"$nulls":4},"WND",null,{"v":782526,"d":"782,526"},{"v":441684,"d":"441,684"},{"$nulls":5},"EIA Prime Mover-level Data","EIA Prime Mover-level Data"]
[1982,2019,"CA","Buidling L",60154,"BLDG1","PV","OP",{"$nulls":4},"SUN",null,{"v":14035,"d":"14,035"},{"v":7661,"d":"7,661"},{"$nulls":5},"EIA Prime Mover-level Data","EIA Prime Mover-level Data"]
[1983,2019,"CA","Building F",60151,"BLDGF","PV","OP",{"$nulls":4},"SUN",null,{"v":20900,"d":"20,900"},{"v":11409,"d":"11,409"},{"$nulls":5},"EIA Prime Mover-level Data","EIA Prime Mover-level Data"]
[1984,2019,"CA","Building G",60153,"BLDGG","PV","OP",{"$nulls":4},"SUN",null,{"v":19617,"d":"19,617"},{"v":10709,"d":"10,709"},{"$nulls":5},"EIA Prime Mover-level Data","EIA Prime Mover-level Data"]
[1985,2019,"CA","Burney Creek",10706,"GEN1","HY","OP",{"$nulls":4},"WAT",null,{"v":78978,"d":"78,978"},{"v":40344,"d":"40,344"},{"$nulls":5},"EIA Prime Mover-level Data","EIA Prime Mover-level Data"]
[1986,2019,"CA","Burney Forest Products",10652,"BLR1","ST","OP",{"$nulls":3},1,"WDS",null,{"v":2097997.5,"d":"2,097,998"},{"v":925788.6875,"d":"925,789"},{"v":113.482002258301,"d":"113.5"},{"v":52.1980018615723,"d":"52.2"},{"v":24.778299331665,"d":"24.8"},{"v":210961.234375,"d":"210,961.2"},null,"EIA Unit-level Data","EIA Unit-Level Data","Estimated using emissions factor","Estimated using emissions factor","Estimated using emissions factor and plant-specific sulfur content","Estimated using emissions factor",null,null,"SN"]
[1987,2019,"CA","Burney Forest Products",10652,"BLR2","ST","OP",{"$nulls":3},1,"WDS",null,{"v":2301967,"d":"2,301,967"},{"v":1028526.8125,"d":"1,028,527"},{"v":124.513999938965,"d":"124.5"},{"v":57.2729988098145,"d":"57.3"},{"v":27.658899307251,"d":"27.7"},{"v":233415.5625,"d":"233,415.6"},null,"EIA Unit-level Data","EIA Unit-Level Data","Estimated using emissions factor","Estimated using emissions factor","Estimated using emissions factor and plant-specific sulfur content","Estimated using emissions factor",null,null,"SN"]
[1988,2019,"CA","Butt Valley",221,"1","HY","OP",{"$nulls":4},"WAT",null,{"v":1155586,"d":"1,155,586"},{"v":590291,"d":"590,291"},{"$nulls":5},"EIA Prime Mover-level Data","EIA Prime Mover-level Data"]
[1989,2019,"CA","Butte College Main Campus Solar",57970,"SOL1","PV","OP",{"$nulls":4},"SUN",null,{"v":46411,"d":"46,411"},{"v":25336,"d":"25,336"},{"$nulls":5},"EIA Prime Mover-level Data","EIA Prime Mover-level Data"]
[1990,2019,"CA","C P Kelco San Diego Plant",52147,"GEN1","GT","OP",{"$nulls":4},"NG",null,{"v":356710.78125,"d":"356,711"},{"v":140380.03125,"d":"140,380"},{"v":55.9819984436035,"d":"56.0"},{"v":22.1070003509521,"d":"22.1"},{"v":0.569999992847443,"d":"0.6"},{"v":20847.79296875,"d":"20,847.8"},null,"EIA Prime Mover-level Data","EIA Prime Mover-level Data","Estimated using emissions factor","Estimated using emissions factor","Estimated using emissions factor","Estimated using emissions factor"]
[1991,2019,"CA","C P Kelco San Diego Plant",52147,"GEN2","GT","OP",{"$nulls":4},"NG",null,{"v":387729.125,"d":"387,729"},{"v":152586.984375,"d":"152,587"},{"v":60.8499984741211,"d":"60.8"},{"v":24.0289993286133,"d":"24.0"},{"v":0.619599997997284,"d":"0.6"},{"v":22660.646484375,"d":"22,660.6"},null,"EIA Prime Mover-level Data","EIA Prime Mover-level Data","Estimated using emissions factor","Estimated using emissions factor","Estimated using emissions factor","Estimated using emissions factor"]
[1992,2019,"CA","C P Kelco San Diego Plant",52147,"GEN3","GT","OS",{"$nulls":4},"NG",null,{"v":387729.125,"d":"387,729"},{"v":152586.984375,"d":"152,587"},{"v":60.8499984741211,"d":"60.8"},{"v":24.0289993286133,"d":"24.0"},{"v":0.619599997997284,"d":"0.6"},{"v":22660.646484375,"d":"22,660.6"},null,"EIA Prime Mover-level Data","EIA Prime Mover-level Data","Estimated using emissions factor","Estimated using emissions factor","Estimated using emissions factor","Estimated using emissions factor"]
[1993,2019,"CA","C&H Sugar Plant",58251,"TG3","ST","OP",{"$nulls":4},"PUR",null,{"v":163336.5,"d":"163,337"},{"v":73141,"d":"73,141"},{"$nulls":5},"EIA Prime Mover-level Data","EIA Prime Mover-level Data"]
[1994,2019,"CA","C&H Sugar Plant",58251,"TG4","ST","OP",{"$nulls":4},"PUR",null,{"v":163336.5,"d":"163,337"},{"v":73141,"d":"73,141"},{"$nulls":5},"EIA Prime Mover-level Data","EIA Prime Mover-level Data"]
[1995,2019,"CA","CA Dept of Public Health at Richmond",60428,"PV1","PV","OP",{"$nulls":4},"SUN",null,{"v":37447,"d":"37,447"},{"v":20441,"d":"20,441"},{"$nulls":5},"EIA Prime Mover-level Data","EIA Prime Mover-level Data"]
[1996,2019,"CA","CA Flats Solar 130, LLC",60033,"GEN01","PV","OP",{"$nulls":4},"SUN",null,{"v":3000985,"d":"3,000,985"},{"v":1717908,"d":"1,717,908"},{"$nulls":5},"EIA Prime Mover-level Data","EIA Prime Mover-level Data"]
[1997,2019,"CA","CA Flats Solar 150, LLC",60034,"GEN01","PV","OP",{"$nulls":4},"SUN",null,{"v":2857510,"d":"2,857,510"},{"v":1680971,"d":"1,680,971"},{"$nulls":5},"EIA Prime Mover-level Data","EIA Prime Mover-level Data"]
[1998,2019,"CA","Cabazon Wind Partners",56011,"V-47","WT","OP",{"$nulls":4},"WND",null,{"v":994494,"d":"994,494"},{"v":561325,"d":"561,325"},{"$nulls":5},"EIA Prime Mover-level Data","EIA Prime Mover-level Data"]
[2008,2019,"CA","Calabasas Gas to Energy Facility",57163,"GEN2","GT","RE",{"$nulls":4},"LFG"]
[2022,2019,"CA","California Valley Solar Ranch",57439,"HPR2A","PV","OP",{"$nulls":4},"SUN",null,{"v":437788.71875,"d":"437,789"},{"v":238977.140625,"d":"238,977"},{"$nulls":5},"EIA Prime Mover-level Data","EIA Prime Mover-level Data"]
[2029,2019,"CA","CalPeak Power - Border",55510,"GT-1","GT","OP","Yes","ARP","CT",null,"NG",{"v":437,"d":"437.0"},{"v":101542.4296875,"d":"101,542"},{"v":67279.1796875,"d":"67,279"},{"v":0.898999989032745,"d":"0.9"},{"v":0.700999975204468,"d":"0.7"},{"v":0.0299999993294477,"d":"0.0"},{"v":5965.751953125,"d":"5,965.8"},null,"EPA/CAMD","EPA/CAMD","EPA/CAMD","EPA/CAMD","EPA/CAMD","EPA/CAMD",null,null,"DLNB,NH3,SCR",null,2001]
[2045,2019,"CA","Caltech Central",57460,"CL04","FC","OP",{"$nulls":4},"OBG",null,{"v":5005.36376953125,"d":"5,005"},{"v":2020.27294921875,"d":"2,020"},{"$nulls":5},"EIA Prime Mover-level Data","EIA Prime Mover-level Data"]
[2051,2019,"CA","Caltech Central",57460,"CL10","FC","OP",{"$nulls":4},"OBG",null,{"v":5005.36376953125,"d":"5,005"},{"v":2020.27294921875,"d":"2,020"},{"$nulls":5},"EIA Prime Mover-level Data","EIA Prime Mover-level Data"]
[2071,2019,"CA","Caribou 1",222,"3","HY","OP",{"$nulls":4},"WAT",null,{"v":401259.15625,"d":"401,259"},{"v":204969.515625,"d":"204,970"},{"$nulls":5},"EIA Prime Mover-level Data","EIA Prime Mover-level Data"]
[2078,2019,"CA","Cascade Solar",58590,"1","PV","OP",{"$nulls":4},"SUN",null,{"v":457983,"d":"457,983"},{"v":250001,"d":"250,001"},{"$nulls":5},"EIA Prime Mover-level Data","EIA Prime Mover-level Data"]
[2093,2019,"CA","CBS Studio Center",58440,"9581","FC","OP",{"$nulls":4},"NG",null,{"v":13208.8330078125,"d":"13,209"},{"v":5615.8330078125,"d":"5,616"},{"$nulls":5},"EIA Prime Mover-level Data","EIA Prime Mover-level Data"]
[2109,2019,"CA","CE&P Imperial Valley 1",60670,"1","CC","T",{"$nulls":4},"OTH"]
[2123,2019,"CA","Centinela Solar Energy",58430,"CSE6","PV","OP",{"$nulls":4},"SUN",null,{"v":655489.3125,"d":"655,489"},{"v":357813.96875,"d":"357,814"},{"$nulls":5},"EIA Prime Mover-level Data","EIA Prime Mover-level Data"]
[2135,2019,"CA","Century Generating Facility",55934,"C1","GT","OP",{"$nulls":4},"NG",null,{"v":1873.75,"d":"1,874"},{"v":756.25,"d":"756"},{"v":0.28999999165535,"d":"0.3"},{"v":0.116999998688698,"d":"0.1"},{"v":0.00300000002607703,"d":"0.0"},{"v":109.51000213623,"d":"109.5"},null,"EIA Prime Mover-level Data","EIA Prime Mover-level Data","Estimated using emissions factor","Estimated using emissions factor","Estimated using emissions factor","Estimated using emissions factor"]
[2138,2019,"CA","Century Generating Facility",55934,"C4","GT","OP",{"$nulls":4},"NG",null,{"v":1873.75,"d":"1,874"},{"v":756.25,"d":"756"},{"v":0.28999999165535,"d":"0.3"},{"v":0.116999998688698,"d":"0.1"},{"v":0.00300000002607703,"d":"0.0"},{"v":109.51000213623,"d":"109.5"},null,"EIA Prime Mover-level Data","EIA Prime Mover-level Data","Estimated using emissions factor","Estimated using emissions factor","Estimated using emissions factor","Estimated using emissions factor"]
[2158,2019,"CA","Childrens Hospital",10175,"5084","IC","OP",{"$nulls":4},"DFO",null,{"v":31.3850002288818,"d":"31"},{"v":12.6920003890991,"d":"13"},{"v":0.0520000010728836,"d":"0.1"},{"v":0.0219999998807907,"d":"0.0"},{"v":0.00460000010207295,"d":"0.0"},{"v":2.56299996376038,"d":"2.6"},null,"EIA Prime Mover-level Data","EIA Prime Mover-level Data","Estimated using emissions factor","Estimated using emissions factor","Estimated using emissions factor","Estimated using emissions factor"]
[2166,2019,"CA","Chowchilla II",56185,"IC14","IC","OP",{"$nulls":4},"NG",null,{"v":8124.06201171875,"d":"8,124"},{"v":3278.93798828125,"d":"3,279"},{"v":11.0229997634888,"d":"11.0"},{"v":4.44899988174438,"d":"4.4"},{"v":0.0130000002682209,"d":"0.0"},{"v":474.807006835938,"d":"474.8"},null,"EIA Prime Mover-level Data","EIA Prime Mover-level Data","Estimated using emissions factor","Estimated using emissions factor","Estimated using emissions factor","Estimated using emissions factor"]
[2180,2019,"CA","Chula Vista Energy Center",55540,"1B","GT","OP","Yes","ARP","CT",null,"NG",{"v":167,"d":"167.0"},{"v":34378.6796875,"d":"34,379"},{"v":22973.107421875,"d":"22,973"},{"v":0.244000002741814,"d":"0.2"},{"v":0.138999998569489,"d":"0.1"},{"v":0.00999999977648258,"d":"0.0"},{"v":2043.33203125,"d":"2,043.3"},null,"EPA/CAMD","EPA/CAMD","EPA/CAMD","EPA/CAMD","EPA/CAMD","EPA/CAMD",null,null,"DLNB,SCR",null,2001]
[2200,2019,"CA","Civic Center",10623,"4","CA","OP",{"$nulls":3},1,"NG",null,{"v":61805.50390625,"d":"61,806"},{"v":20303.796875,"d":"20,304"},{"v":0.368000000715256,"d":"0.4"},{"v":0.368000000715256,"d":"0.4"},{"v":0.098800003528595,"d":"0.1"},{"v":3612.19409179688,"d":"3,612.2"},null,"EIA Unit-level Data","EIA Unit-Level Data","Estimated based on unit-level NOx emission rates","Estimated using emissions factor","Estimated using emissions factor and plant-specific sulfur content","Estimated using emissions factor"]
[2203,2019,"CA","Clearwater Power Plant",56356,"CT1","CT",{"$nulls":5},"NG",null,{"v":75161.2578125,"d":"75,161"},0,{"v":11.5740003585815,"d":"11.6"},{"v":4.67199993133545,"d":"4.7"},{"v":0.120099999010563,"d":"0.1"},{"v":4392.76513671875,"d":"4,392.8"},null,"EIA Unit-level Data","EIA Unit-Level Data","Estimated using emissions factor","Estimated using emissions factor","Estimated using emissions factor","Estimated using emissions factor"]
[2222,2019,"CA","Cold Canyon 1",58379,"W3998","IC","OP",{"$nulls":4},"LFG",null,{"v":140273,"d":"140,273"},{"v":58394,"d":"58,394"},{"v":95.9410018920898,"d":"95.9"},{"v":39.9389991760254,"d":"39.9"},{"v":3.15610003471375,"d":"3.2"},{"v":8907.3056640625,"d":"8,907.3"},null,"EIA Prime Mover-level Data","EIA Prime Mover-level Data","Estimated using emissions factor","Estimated using emissions factor","Estimated using emissions factor","Estimated using emissions factor"]
[2229,2019,"CA","Collins Pine Project",10661,"4","ST","OP",{"$nulls":3},1,"WDS",null,{"v":1047319,"d":"1,047,319"},{"v":346307,"d":"346,307"},{"v":103.684997558594,"d":"103.7"},{"v":30.4750003814697,"d":"30.5"},{"v":13.0915002822876,"d":"13.1"},{"v":108289.40625,"d":"108,289.4"},null,"EIA Unit-level Data","EIA Unit-Level Data","Estimated based on unit-level NOx emission rates","Estimated based on unit-level NOx ozone season emission rates","Estimated using emissions factor and plant-specific sulfur content","Estimated using emissions factor"]
[2248,2019,"CA","Coolwater",329,"32","CT","RE",null,null,"DUCTBURNER",1,"NG"]
[2264,2019,"CA","Corcoran Solar 3",59900,"C3CA","PV","OP",{"$nulls":4},"SUN",null,{"v":443069,"d":"443,069"},{"v":241859,"d":"241,859"},{"$nulls":5},"EIA Prime Mover-level Data","EIA Prime Mover-level Data"]
[2267,2019,"CA","CoreSite Real Estate 1656 McCarthy, L.P.",61475,"G-3","IC","SB",{"$nulls":4},"DFO"]
[2281,2019,"CA","CoreSite Real Estate 3032 Coronado, L.P.",61482,"G-1","IC","SB",{"$nulls":4},"DFO"]
[2293,2019,"CA","CoreSite Real Estate 55 S. Market Street",61474,"G-3","IC","SB",{"$nulls":4},"DFO"]
[2309,2019,"CA","Costco Lake Drive",63638,"CTC13","FC","OP",{"$nulls":4},"NG",null,{"v":113930,"d":"113,930"},{"v":55726,"d":"55,726"},{"$nulls":5},"EIA Prime Mover-level Data","EIA Prime Mover-level Data"]
[2316,2019,"CA","Cottonwood Solar, LLC Cottonwood Carport",59703,"1","PV","OP",{"$nulls":4},"SUN",null,{"v":11754,"d":"11,754"},{"v":6417,"d":"6,417"},{"$nulls":5},"EIA Prime Mover-level Data","EIA Prime Mover-level Data"]
[2336,2019,"CA","CST001 McCarthy Fuel Cell",63701,"CST1A","FC","OP",{"$nulls":4},"NG",null,{"v":46437.75,"d":"46,438"},{"v":18742.5,"d":"18,743"},{"$nulls":5},"EIA Prime Mover-level Data","EIA Prime Mover-level Data"]
[2351,2019,"CA","CSUCI Site Authority",50851,"GEN1","CT",{"$nulls":5},"NG",null,{"v":21671.396484375,"d":"21,671"},{"v":8385.16796875,"d":"8,385"},{"v":3.34999990463257,"d":"3.3"},{"v":1.29700005054474,"d":"1.3"},{"v":0.0346000008285046,"d":"0.0"},{"v":1266.57495117188,"d":"1,266.6"},null,"EIA Unit-level Data","EIA Unit-Level Data","Estimated using emissions factor","Estimated using emissions factor","Estimated using emissions factor","Estimated using emissions factor"]
[2358,2019,"CA","CSUF Trigeneration",58169,"NPS","PV","OP",{"$nulls":4},"SUN",null,{"v":26025.640625,"d":"26,026"},{"v":13243.0771484375,"d":"13,243"},{"$nulls":5},"EIA Prime Mover-level Data","EIA Prime Mover-level Data"]
[2373,2019,"CA","Cymric 6Z Cogen",52082,"TG2","GT","OP",{"$nulls":4},"NG",null,{"v":328887.5,"d":"328,888"},{"v":132744,"d":"132,744"},{"v":50.9410018920898,"d":"50.9"},{"v":20.5599994659424,"d":"20.6"},{"v":0.525600016117096,"d":"0.5"},{"v":19221.67578125,"d":"19,221.7"},null,"EIA Prime Mover-level Data","EIA Prime Mover-level Data","Estimated using emissions factor","Estimated using emissions factor","Estimated using emissions factor","Estimated using emissions factor"]
[2380,2019,"CA","Del Ranch Company",10632,"GEN1","ST","OP",{"$nulls":4},"GEO",null,{"v":2773088,"d":"2,773,088"},{"v":1232091,"d":"1,232,091"},{"v":0,"d":"0.0"},{"v":0,"d":"0.0"},{"v":142.230499267578,"d":"142.2"},{"v":24382.3671875,"d":"24,382.4"},null,"EIA Prime Mover-level Data","EIA Prime Mover-level Data","Estimated using emissions factor","Estimated using emissions factor","Estimated using emissions factor","Estimated using emissions factor"]
[2400,2019,"CA","Desert Sunlight 250, LLC",58542,"DSL20","PV","OP",{"$nulls":4},"SUN",null,{"v":542575.5,"d":"542,576"},{"v":296177.3125,"d":"296,177"},{"$nulls":5},"EIA Prime Mover-level Data","EIA Prime Mover-level Data"]
[2406,2019,"CA","Desert Sunlight 300, LLC",57993,"DSL4","PV","OP",{"$nulls":4},"SUN",null,{"v":596043.4375,"d":"596,043"},{"v":325364.125,"d":"325,364"},{"$nulls":5},"EIA Prime Mover-level Data","EIA Prime Mover-level Data"]
[2422,2019,"CA","DGS Central Utility Plant",58593,"EM1","IC","SB",{"$nulls":4},"DFO"]
[2442,2019,"CA","Difwind Farms Ltd I",54681,"EXIS","WT","OP",{"$nulls":4},"WND",null,{"v":1816,"d":"1,816"},{"v":1025,"d":"1,025"},{"$nulls":5},"EIA Prime Mover-level Data","EIA Prime Mover-level Data"]
[2451,2019,"CA","Dinuba Wastewater Treatment Plant",57827,"DSPV","PV","OP",{"$nulls":4},"SUN",null,{"v":14193,"d":"14,193"},{"v":7748,"d":"7,748"},{"$nulls":5},"EIA Prime Mover-level Data","EIA Prime Mover-level Data"]
[2464,2019,"CA","Don Pedro",439,"3","HY","OP",{"$nulls":4},"WAT",null,{"v":852744.5625,"d":"852,745"},{"v":620303.25,"d":"620,303"},{"$nulls":5},"EIA Prime Mover-level Data","EIA Prime Mover-level Data"]
[2480,2019,"CA","Drop 2 (CA)",385,"1","HY","OP",{"$nulls":4},"WAT",null,{"v":178100.5,"d":"178,101"},{"v":90976.5,"d":"90,977"},{"$nulls":5},"EIA Prime Mover-level Data","EIA Prime Mover-level Data"]
[2487,2019,"CA","Drop 5",314,"2","HY","OP",{"$nulls":4},"WAT",null,{"v":46225.5,"d":"46,226"},{"v":23612.5,"d":"23,613"},{"$nulls":5},"EIA Prime Mover-level Data","EIA Prime Mover-level Data"]
[2494,2019,"CA","DTE Stockton",54238,"BIOMS1","ST","OP","Yes","ARP","STOKER",1,"WDS",{"v":8318,"d":"8,318.0"},{"v":5760602,"d":"5,760,602"},{"v":2537901.25,"d":"2,537,901"},{"v":103.096000671387,"d":"103.1"},{"v":44.7080001831055,"d":"44.7"},{"v":0.167999997735023,"d":"0.2"},{"v":600438.25,"d":"600,438.3"},null,"EPA/CAMD","EPA/CAMD","EPA/CAMD","EPA/CAMD","EPA/CAMD","EPA/CAMD",null,"WL","SCR",null,2013]
[2509,2019,"CA","East Highline",586,"1","HY","OP",{"$nulls":4},"WAT",null,{"v":28621,"d":"28,621"},{"v":14619,"d":"14,619"},{"$nulls":5},"EIA Prime Mover-level Data","EIA Prime Mover-level Data"]
[2529,2019,"CA","El Centro",389,"3-1","CT","OP","Yes","ARP","CC",null,"NG",{"v":4292,"d":"4,292.0"},{"v":1654882.75,"d":"1,654,883"},{"v":1262115,"d":"1,262,115"},{"v":4.53299999237061,"d":"4.5"},{"v":3.45099997520447,"d":"3.5"},{"v":0.497000008821487,"d":"0.5"},{"v":98344.109375,"d":"98,344.1"},null,"EPA/CAMD","EPA/CAMD","EPA/CAMD","EPA/CAMD","EPA/CAMD","EPA/CAMD",null,null,"DLNB,SCR",null,2012]
[2543,2019,"CA","El Segundo Cogen",10213,"HRSG5","CA","OP",{"$nulls":3},4,"OG",null,{"v":173139.203125,"d":"173,139"},{"v":93316.28125,"d":"93,316"},{"v":1.78299999237061,"d":"1.8"},{"v":0.941999971866608,"d":"0.9"},{"v":0.060199998319149,"d":"0.1"},{"v":10119.1201171875,"d":"10,119.1"},null,"EIA Unit-level Data","EIA Unit-Level Data","Estimated based on unit-level NOx emission rates","Estimated based on unit-level NOx ozone season emission rates","Estimated using emissions factor and plant-specific sulfur content","Estimated using emissions factor",null,null,"SR"]
[2551,2019,"CA","Electra",239,"1","HY","OP",{"$nulls":4},"WAT",null,{"v":888380.125,"d":"888,380"},{"v":484242.21875,"d":"484,242"},{"$nulls":5},"EIA Prime Mover-level Data","EIA Prime Mover-level Data"]
[2558,2019,"CA","Elk Hills Power",55400,"CTG-2","CT","OP","Yes","ARP","CC",null,"NG",{"v":8299,"d":"8,299.0"},{"v":12554240,"d":"12,554,240"},{"v":5396965.5,"d":"5,396,966"},{"v":33.2490005493164,"d":"33.2"},{"v":14.0220003128052,"d":"14.0"},{"v":3.76600003242493,"d":"3.8"},{"v":746076.875,"d":"746,076.9"},null,"EPA/CAMD","EPA/CAMD","EPA/CAMD","EPA/CAMD","EPA/CAMD","EPA/CAMD",null,null,"DLNB,SCR",null,2003]
[2576,2019,"CA","Equilon Los Angeles Refining",50530,"GEN1","GT","OP",{"$nulls":4},"PRG",null,{"v":2702865.5,"d":"2,702,866"},{"v":1126471.5,"d":"1,126,472"},{"v":229.744003295898,"d":"229.7"},{"v":95.75,"d":"95.8"},{"v":0.407499998807907,"d":"0.4"},{"v":157967.703125,"d":"157,967.7"},null,"EIA Prime Mover-level Data","EIA Prime Mover-level Data","Estimated using emissions factor","Estimated using emissions factor","Estimated using emissions factor","Estimated using emissions factor"]
[2593,2019,"CA","EQX015 Great Oaks Fuel Cell",63708,"EQ15B","FC","OP",{"$nulls":4},"NG",null,{"v":111332.5,"d":"111,333"},{"v":44936.5,"d":"44,937"},{"$nulls":5},"EIA Prime Mover-level Data","EIA Prime Mover-level Data"]
[2600,2019,"CA","Etiwanda Generating Station",331,"3","ST","RE",null,null,"TANGENTIAL",1,"NG",{"$nulls":16},"SR"]
[2609,2019,"CA","Expressway Solar C2",58763,"EXSC2","PV","OP",{"$nulls":4},"SUN",null,{"v":31871,"d":"31,871"},{"v":17397,"d":"17,397"},{"$nulls":5},"EIA Prime Mover-level Data","EIA Prime Mover-level Data"]
[2622,2019,"CA","Farmersville",59203,"PV1","PV","OP",{"$nulls":4},"SUN",null,{"v":23634.333984375,"d":"23,634"},{"v":12901.3330078125,"d":"12,901"},{"$nulls":5},"EIA Prime Mover-level Data","EIA Prime Mover-level Data"]
[2638,2019,"CA","Foothill Solar Project",59799,"W4528","PV","CN",{"$nulls":4},"SUN"]
[2658,2019,"CA","Foundation NWNA",58114,"WTG2","WT","OP",{"$nulls":4},"WND",null,{"v":51368.46875,"d":"51,368"},{"v":28994.1953125,"d":"28,994"},{"$nulls":5},"EIA Prime Mover-level Data","EIA Prime Mover-level Data"]
[2664,2019,"CA","Foundation ST",57626,"WTG1","WT","OP",{"$nulls":4},"WND",null,{"v":23982,"d":"23,982"},{"v":13535,"d":"13,535"},{"$nulls":5},"EIA Prime Mover-level Data","EIA Prime Mover-level Data"]
[2680,2019,"CA","Fresno Solar",60083,"PV-S","PV","OP",{"$nulls":4},"SUN",null,{"v":27708,"d":"27,708"},{"v":15125,"d":"15,125"},{"$nulls":5},"EIA Prime Mover-level Data","EIA Prime Mover-level Data"]
[2687,2019,"CA","Friant Hydro Facility",50393,"RO2","HY","OP",{"$nulls":4},"WAT",null,{"v":293155.78125,"d":"293,156"},{"v":149748.40625,"d":"149,748"},{"$nulls":5},"EIA Prime Mover-level Data","EIA Prime Mover-level Data"]
[2701,2019,"CA","Garnet Solar Generation Station I LLC",58528,"WDT44","PV","OP",{"$nulls":4},"SUN",null,{"v":39440,"d":"39,440"},{"v":21529,"d":"21,529"},{"$nulls":5},"EIA Prime Mover-level Data","EIA Prime Mover-level Data"]
[2709,2019,"CA","Gateway Energy Storage System",63834,"GTWAY","BA","U",{"$nulls":4},"MWH"]
[2729,2019,"CA","Geo East Mesa II",54038,"GEN1","ST","OS",{"$nulls":4},"GEO"]
[2746,2019,"CA","Geysers Unit 5-20",286,"U6","ST","OP",{"$nulls":4},"GEO",null,{"v":1832520.375,"d":"1,832,520"},{"v":829294.375,"d":"829,294"},{"v":0.279000014066696,"d":"0.3"},{"v":0.126000002026558,"d":"0.1"},{"v":0.0577000007033348,"d":"0.1"},{"v":23846.396484375,"d":"23,846.4"},null,"EIA Prime Mover-level Data","EIA Prime Mover-level Data","Estimated using emissions factor","Estimated using emissions factor","Estimated using emissions factor","Estimated using emissions factor"]
[2751,2019,"CA","Gianera",7231,"2","GT","OP",{"$nulls":4},"NG",null,{"v":3912.5,"d":"3,913"},{"v":1578.5,"d":"1,579"},{"v":0.601999998092651,"d":"0.6"},{"v":0.243000000715256,"d":"0.2"},{"v":0.00630000000819564,"d":"0.0"},{"v":228.664001464844,"d":"228.7"},null,"EIA Prime Mover-level Data","EIA Prime Mover-level Data","Estimated using emissions factor","Estimated using emissions factor","Estimated using emissions factor","Estimated using emissions factor"]
[2771,2019,"CA","Goose Haven Energy Center",55627,"UNIT1","GT","OP","Yes","ARP","CT",null,"NG",{"v":625,"d":"625.0"},{"v":137437.015625,"d":"137,437"},{"v":57412.984375,"d":"57,413"},{"v":1.44000005722046,"d":"1.4"},{"v":0.495999991893768,"d":"0.5"},{"v":0.0410000011324883,"d":"0.0"},{"v":8168.40283203125,"d":"8,168.4"},null,"EPA/CAMD","EPA/CAMD","EPA/CAMD","EPA/CAMD","EPA/CAMD","EPA/CAMD",null,null,"H2O,NH3,SCR",null,2002]
[2779,2019,"CA","Grassland 3&4 Solar Project",58204,"INV3","PV","OP",{"$nulls":4},"SUN",null,{"v":40820,"d":"40,820"},{"v":22283,"d":"22,283"},{"$nulls":5},"EIA Prime Mover-level Data","EIA Prime Mover-level Data"]
[2793,2019,"CA","Greenleaf One",10350,"1","CT","OP","Yes","ARP","CC",null,"NG",{"v":247,"d":"247.0"},{"v":73320.46875,"d":"73,320"},null,{"v":4.02199983596802,"d":"4.0"},{"v":0,"d":"0.0"},{"v":0.0219999998807907,"d":"0.0"},{"v":4357.85986328125,"d":"4,357.9"},null,"EPA/CAMD",null,"EPA/CAMD","Estimated using emissions factor","EPA/CAMD","EPA/CAMD",null,null,"DLNB,STM",null,1989]
[2809,2019,"CA","Guernsey Solar Station",57891,"1","PV","OP",{"$nulls":4},"SUN",null,{"v":383653,"d":"383,653"},{"v":209426,"d":"209,426"},{"$nulls":5},"EIA Prime Mover-level Data","EIA Prime Mover-level Data"]
[2816,2019,"CA","Halsey",241,"1","HY","OP",{"$nulls":4},"WAT",null,{"v":367161,"d":"367,161"},{"v":187551,"d":"187,551"},{"$nulls":5},"EIA Prime Mover-level Data","EIA Prime Mover-level Data"]
[2834,2019,"CA","Hat Creek 2",244,"1","HY","OP",{"$nulls":4},"WAT",null,{"v":383709,"d":"383,709"},{"v":196005,"d":"196,005"},{"$nulls":5},"EIA Prime Mover-level Data","EIA Prime Mover-level Data"]
[2838,2019,"CA","Haynes Generating Station",400,"10","CT","OP","Yes","ARP","CC",null,"NG",{"v":5165,"d":"5,165.0"},{"v":8241187,"d":"8,241,187"},{"v":4079340.5,"d":"4,079,341"},{"v":29.2779998779297,"d":"29.3"},{"v":14.6190004348755,"d":"14.6"},{"v":2.47300004959106,"d":"2.5"},{"v":480943.46875,"d":"480,943.5"},null,"EPA/CAMD","EPA/CAMD","EPA/CAMD","EPA/CAMD","EPA/CAMD","EPA/CAMD",null,null,"DLNB,SCR",null,2004]
[2858,2019,"CA","HEBT Irvine 2",61723,"IRV2W","BA","OP",{"$nulls":4},"MWH",null,0,0,{"$nulls":5},"EIA Prime Mover-level Data","EIA Prime Mover-level Data"]
[2867,2019,"CA","Helms Pumped Storage",6100,"1","PS","OS",{"$nulls":4},"WAT",null,0,0,{"$nulls":5},"EIA Prime Mover-level Data","EIA Prime Mover-level Data"]
[2880,2019,"CA","High Desert Power Project",55518,"CTG2","CT","OP","Yes","ARP","CC",null,"NG",{"v":5221,"d":"5,221.0"},{"v":8282478.5,"d":"8,282,479"},{"v":2748936,"d":"2,748,936"},{"v":36.1279983520508,"d":"36.1"},{"v":12.5159997940063,"d":"12.5"},{"v":2.48499989509583,"d":"2.5"},{"v":492214.15625,"d":"492,214.2"},null,"EPA/CAMD","EPA/CAMD","EPA/CAMD","EPA/CAMD","EPA/CAMD","EPA/CAMD",null,null,"SCR",null,2003]
[2887,2019,"CA","High Winds LLC",56075,"2","WT","OP",{"$nulls":4},"WND",null,{"v":264106.3125,"d":"264,106"},{"v":149070.40625,"d":"149,070"},{"$nulls":5},"EIA Prime Mover-level Data","EIA Prime Mover-level Data"]
[2904,2019,"CA","Humboldt Bay",246,"IC4","IC","OP",{"$nulls":4},"NG",null,{"v":355933.09375,"d":"355,933"},{"v":156574.40625,"d":"156,574"},{"v":468.082000732422,"d":"468.1"},{"v":206.300994873047,"d":"206.3"},{"v":0.564400017261505,"d":"0.6"},{"v":20802.341796875,"d":"20,802.3"},null,"EIA Prime Mover-level Data","EIA Prime Mover-level Data","Estimated using emissions factor","Estimated using emissions factor","Estimated using emissions factor","Estimated using emissions factor"]
[2922,2019,"CA","Hyperion Treatment Plant CHP Plant",60960,"CTG2","GT","OP",{"$nulls":4},"OBG",null,{"v":527450.3125,"d":"527,450"},{"v":224758,"d":"224,758"},{"v":118.642997741699,"d":"118.6"},{"v":48.8359985351563,"d":"48.8"},{"v":1.41149997711182,"d":"1.4"},{"v":33492.984375,"d":"33,493.0"},null,"EIA Prime Mover-level Data","EIA Prime Mover-level Data","Estimated using emissions factor","Estimated using emissions factor","Estimated using emissions factor","Estimated using emissions factor"]
[2929,2019,"CA","Imperial Valley Solar Company 1 LLC",58062,"0001","PV","OP",{"$nulls":4},"SUN",null,{"v":423023,"d":"423,023"},{"v":230917,"d":"230,917"},{"$nulls":5},"EIA Prime Mover-level Data","EIA Prime Mover-level Data"]
[2949,2019,"CA","Intel Folsom Phase 3",61152,"PV1","PV","OP",{"$nulls":4},"SUN",null,{"v":72398,"d":"72,398"},{"v":39520,"d":"39,520"},{"$nulls":5},"EIA Prime Mover-level Data","EIA Prime Mover-level Data"]
[2951,2019,"CA","IOS II-LAX9",63414,"IOSII","PV","TS",{"$nulls":4},"SUN"]
[2967,2019,"CA","IVC Solar",61692,"IVCS","PV","OP",{"$nulls":4},"SUN",null,{"v":36421,"d":"36,421"},{"v":19881,"d":"19,881"},{"$nulls":5},"EIA Prime Mover-level Data","EIA Prime Mover-level Data"]
[2987,2019,"CA","Kaiser Downey",58128,"KRSO4","FC","OP",{"$nulls":4},"LFG",null,{"v":8437.2001953125,"d":"8,437"},{"v":3405.60009765625,"d":"3,406"},{"$nulls":5},"EIA Prime Mover-level Data","EIA Prime Mover-level Data"]
[2992,2019,"CA","Kaiser Ontario",58132,"KSRO1","FC","OP",{"$nulls":4},"OBG",null,{"v":11527.400390625,"d":"11,527"},{"v":4652.7998046875,"d":"4,653"},{"$nulls":5},"EIA Prime Mover-level Data","EIA Prime Mover-level Data"]
[3009,2019,"CA","Kekawaka Power House",54654,"KEK1","HY","OA",{"$nulls":4},"WAT"]
[3016,2019,"CA","Kern Canyon",7911,"1","HY","OS",{"$nulls":4},"WAT"]
[3037,2019,"CA","Kern Valley SP",63875,"KRNVL","PV","P",{"$nulls":4},"SUN"]
[3051,2019,"CA","Kilroy Solar",61628,"KILRO","PV","OP",{"$nulls":4},"SUN",null,{"v":59824,"d":"59,824"},{"v":32656,"d":"32,656"},{"$nulls":5},"EIA Prime Mover-level Data","EIA Prime Mover-level Data"]
[3058,2019,"CA","Kings Beach",6518,"2","IC","RE",{"$nulls":4},"DFO"]
[3074,2019,"CA","Kingston Energy Storage, LLC",61802,"10001","BA","CN",{"$nulls":4},"MWH"]
[3080,2019,"CA","Kyocera America Project",10720,"0287","IC","OP",{"$nulls":4},"NG",null,{"v":65811.921875,"d":"65,812"},{"v":26563.39453125,"d":"26,563"},{"v":88.3460006713867,"d":"88.3"},{"v":35.6590003967285,"d":"35.7"},{"v":0.105200000107288,"d":"0.1"},{"v":3846.34692382813,"d":"3,846.3"},null,"EIA Prime Mover-level Data","EIA Prime Mover-level Data","Estimated using emissions factor","Estimated using emissions factor","Estimated using emissions factor","Estimated using emissions factor"]
[3100,2019,"CA","Lake Mendocino",7489,"G1","HY","OP",{"$nulls":4},"WAT",null,{"v":35121.71484375,"d":"35,122"},{"v":17940.857421875,"d":"17,941"},{"$nulls":5},"EIA Prime Mover-level Data","EIA Prime Mover-level Data"]
[3107,2019,"CA","Lancaster Little Rock",59262,"LLRC","PV","OP",{"$nulls":4},"SUN",null,{"v":112835,"d":"112,835"},{"v":61594,"d":"61,594"},{"$nulls":5},"EIA Prime Mover-level Data","EIA Prime Mover-level Data"]
[3122,2019,"CA","Lime Saddle",255,"2","HY","OA",{"$nulls":4},"WAT"]
[3129,2019,"CA","Lindberg FIeld Solar",60060,"SDIA2","PV","OP",{"$nulls":4},"SUN",null,{"v":28799.53125,"d":"28,800"},{"v":15720.46875,"d":"15,720"},{"$nulls":5},"EIA Prime Mover-level Data","EIA Prime Mover-level Data"]
[3145,2019,"CA","Llagas Energy Storage",63529,"LLAGS","BA","L",{"$nulls":4},"MWH"]
[3162,2019,"CA","Longboat Solar, LLC",60485,"PV1","PV","OP",{"$nulls":4},"SUN",null,{"v":467353,"d":"467,353"},{"v":255115,"d":"255,115"},{"$nulls":5},"EIA Prime Mover-level Data","EIA Prime Mover-level Data"]
[3167,2019,"CA","Los Angeles Refinery Wilmington",54451,"G2","GT","OP",{"$nulls":4},"PRG",null,{"v":5289698,"d":"5,289,698"},{"v":2243874,"d":"2,243,874"},{"v":449.623992919922,"d":"449.6"},{"v":190.72900390625,"d":"190.7"},{"v":0.731299996376038,"d":"0.7"},{"v":309153.90625,"d":"309,153.9"},null,"EIA Prime Mover-level Data","EIA Prime Mover-level Data","Estimated using emissions factor","Estimated using emissions factor","Estimated using emissions factor","Estimated using emissions factor"]
[3187,2019,"CA","Madelyn Solar, LLC",59409,"SNL17","PV","OP",{"$nulls":4},"SUN",null,{"v":22788,"d":"22,788"},{"v":12439,"d":"12,439"},{"$nulls":5},"EIA Prime Mover-level Data","EIA Prime Mover-level Data"]
[3195,2019,"CA","Malaga Power",56239,"GT-1","GT","OP","Yes","ARP","CT",null,"NG",{"v":306,"d":"306.0"},{"v":88509.1640625,"d":"88,509"},{"v":42780.84765625,"d":"42,781"},{"v":0.834999978542328,"d":"0.8"},{"v":0.368999987840652,"d":"0.4"},{"v":0.0270000007003546,"d":"0.0"},{"v":5260.533203125,"d":"5,260.5"},null,"EPA/CAMD","EPA/CAMD","EPA/CAMD","EPA/CAMD","EPA/CAMD","EPA/CAMD",null,null,"SCR",null,2005]
[3209,2019,"CA","Mammoth Pool",344,"2","HY","OP",{"$nulls":4},"WAT",null,{"v":2286630.5,"d":"2,286,631"},{"v":1810818.5,"d":"1,810,819"},{"$nulls":5},"EIA Prime Mover-level Data","EIA Prime Mover-level Data"]
[3229,2019,"CA","Mariposa Energy Project",57483,"GT-2","GT","OP","Yes","ARP","CT",null,"NG",{"v":1075,"d":"1,075.0"},{"v":244542.8125,"d":"244,543"},{"v":130620.703125,"d":"130,621"},{"v":1.72099995613098,"d":"1.7"},{"v":0.837999999523163,"d":"0.8"},{"v":0.0810000002384186,"d":"0.1"},{"v":14534.40234375,"d":"14,534.4"},null,"EPA/CAMD","EPA/CAMD","EPA/CAMD","EPA/CAMD","EPA/CAMD","EPA/CAMD",null,null,"SCR",null,2012]
[3232,2019,"CA","Marsh Landing Generating Station",57267,"1","GT","OP","Yes","ARP","CT",null,"NG",{"v":107,"d":"107.0"},{"v":157641.765625,"d":"157,642"},{"v":89966.3046875,"d":"89,966"},{"v":0.702000021934509,"d":"0.7"},{"v":0.375,"d":"0.4"},{"v":0.0469999983906746,"d":"0.0"},{"v":9368.15234375,"d":"9,368.2"},null,"EPA/CAMD","EPA/CAMD","EPA/CAMD","EPA/CAMD","EPA/CAMD","EPA/CAMD",null,null,"DLNB,SCR",null,2012]
[3251,2019,"CA","McCoy Solar Energy Project Hybrid",58462,"BLK3","PV","OP",{"$nulls":4},"SUN",null,{"v":940027.625,"d":"940,028"},{"v":513135.9375,"d":"513,136"},{"$nulls":5},"EIA Prime Mover-level Data","EIA Prime Mover-level Data"]
[3258,2019,"CA","McGrath Generating Station",56471,"CT1","GT","OP","Yes","ARP","CT",null,"NG",{"v":589,"d":"589.0"},{"v":199254.359375,"d":"199,254"},{"v":58521.171875,"d":"58,521"},{"v":1.18700003623962,"d":"1.2"},{"v":0.296000003814697,"d":"0.3"},{"v":0.0599999986588955,"d":"0.1"},{"v":11841.4873046875,"d":"11,841.5"},null,"EPA/CAMD","EPA/CAMD","EPA/CAMD","EPA/CAMD","EPA/CAMD","EPA/CAMD",null,null,"DLNB,SCR",null,2012]
[3277,2019,"CA","Metro Support Services Center Solar",57313,"1","PV","OP",{"$nulls":4},"SUN",null,{"v":9697,"d":"9,697"},{"v":5293,"d":"5,293"},{"$nulls":5},"EIA Prime Mover-level Data","EIA Prime Mover-level Data"]
[3280,2019,"CA","Middle Fork",425,"2","HY","OP",{"$nulls":4},"WAT",null,{"v":3512385,"d":"3,512,385"},{"v":1931618.5,"d":"1,931,619"},{"$nulls":5},"EIA Prime Mover-level Data","EIA Prime Mover-level Data"]
[3300,2019,"CA","Mira Loma Generating Station",56473,"CT1","GT","OP","Yes","ARP","CT",null,"NG",{"v":522,"d":"522.0"},{"v":169907.90625,"d":"169,908"},{"v":49285.21875,"d":"49,285"},{"v":1.13699996471405,"d":"1.1"},{"v":0.291000008583069,"d":"0.3"},{"v":0.0509999990463257,"d":"0.1"},{"v":10097.052734375,"d":"10,097.1"},null,"EPA/CAMD","EPA/CAMD","EPA/CAMD","EPA/CAMD","EPA/CAMD","EPA/CAMD",null,null,"DLNB",null,2007]
[3316,2019,"CA","MM Tulare Energy",55160,"UNT2","IC","SB",{"$nulls":4},"LFG",null,{"v":42000,"d":"42,000"},{"v":17484,"d":"17,484"},{"v":38.0620002746582,"d":"38.1"},{"v":15.8450002670288,"d":"15.8"},{"v":0.944999992847443,"d":"0.9"},{"v":2666.99096679688,"d":"2,667.0"},null,"EIA Prime Mover-level Data","EIA Prime Mover-level Data","Estimated using emissions factor","Estimated using emissions factor","Estimated using emissions factor","Estimated using emissions factor"]
[3320,2019,"CA","MM Yolo Power",54567,"2","IC","OP",{"$nulls":4},"LFG",null,{"v":56108.14453125,"d":"56,108"},{"v":23357.357421875,"d":"23,357"},{"v":43.0919990539551,"d":"43.1"},{"v":17.9389991760254,"d":"17.9"},{"v":1.26240003108978,"d":"1.3"},{"v":3562.85498046875,"d":"3,562.9"},null,"EIA Prime Mover-level Data","EIA Prime Mover-level Data","Estimated using emissions factor","Estimated using emissions factor","Estimated using emissions factor","Estimated using emissions factor"]
[3338,2019,"CA","Mojave Solar Project",57331,"MSP1","ST","OP",{"$nulls":3},1,"SUN",null,{"v":2290740.5,"d":"2,290,741"},{"v":1384688,"d":"1,384,688"},{"$nulls":5},"EIA Prime Mover-level Data","EIA Prime Mover-level Data"]
[3345,2019,"CA","Monterey One Water",54951,"EG1","IC","OP",{"$nulls":4},"OBG",null,{"v":38711.33203125,"d":"38,711"},{"v":15949.6669921875,"d":"15,950"},{"v":57.0320014953613,"d":"57.0"},{"v":23.742000579834,"d":"23.7"},{"v":0.0833000019192696,"d":"0.1"},{"v":2458.16088867188,"d":"2,458.2"},null,"EIA Prime Mover-level Data","EIA Prime Mover-level Data","Estimated using emissions factor","Estimated using emissions factor","Estimated using emissions factor","Estimated using emissions factor"]
[3365,2019,"CA","Mountain View III",56112,"V47","WT","OP",{"$nulls":4},"WND",null,{"v":604382,"d":"604,382"},{"v":341133,"d":"341,133"},{"$nulls":5},"EIA Prime Mover-level Data","EIA Prime Mover-level Data"]
[3380,2019,"CA","Mustang Two",62015,"M2BAR","PV","U",{"$nulls":4},"SUN"]
[3387,2019,"CA","National Raisin",61894,"CR2","PV","OP",{"$nulls":4},"SUN",null,{"v":15966.896484375,"d":"15,967"},{"v":8716.20703125,"d":"8,716"},{"$nulls":5},"EIA Prime Mover-level Data","EIA Prime Mover-level Data"]
[3402,2019,"CA","New Melones",6158,"2","HY","OP",{"$nulls":4},"WAT",null,{"v":3332501,"d":"3,332,501"},{"v":1667065,"d":"1,667,065"},{"$nulls":5},"EIA Prime Mover-level Data","EIA Prime Mover-level Data"]
[3409,2019,"CA","Niagara Bottling Stockton",63363,"NBS","PV","OP",{"$nulls":4},"SUN",null,{"v":13287,"d":"13,287"},{"v":7253,"d":"7,253"},{"$nulls":5},"EIA Prime Mover-level Data","EIA Prime Mover-level Data"]
[3429,2019,"CA","North Hollywood",57854,"1PT1","HY","OS",{"$nulls":4},"WAT"]
[3435,2019,"CA","North Hollywood",57854,"3T1","HY","SB",{"$nulls":4},"WAT"]
[3451,2019,"CA","NRG Energy San Diego",54337,"0002","IC","OP",{"$nulls":4},"NG"]
[3458,2019,"CA","Oakley Solar Project",58376,"1","PV","OP",{"$nulls":4},"SUN",null,{"v":20409,"d":"20,409"},{"v":11141,"d":"11,141"},{"$nulls":5},"EIA Prime Mover-level Data","EIA Prime Mover-level Data"]
[3474,2019,"CA","OLS Energy Chino",50850,"GEN2","CA","OP",{"$nulls":4},"NG",null,0,0,{"v":0,"d":"0.0"},{"v":0,"d":"0.0"},{"v":0,"d":"0.0"},{"v":0,"d":"0.0"},null,"EIA Prime Mover-level Data","EIA Prime Mover-level Data","Estimated using emissions factor","Estimated using emissions factor","Estimated using emissions factor","Estimated using emissions factor"]
[3490,2019,"CA","Orange Grove Project",56914,"CTG1","GT","OP","Yes","ARP","CT",null,"NG",{"v":520,"d":"520.0"},{"v":109997.6484375,"d":"109,998"},{"v":32467.904296875,"d":"32,468"},{"v":0.805000007152557,"d":"0.8"},{"v":0.282999992370605,"d":"0.3"},{"v":0.0329999998211861,"d":"0.0"},{"v":6536.85791015625,"d":"6,536.9"},null,"EPA/CAMD","EPA/CAMD","EPA/CAMD","EPA/CAMD","EPA/CAMD","EPA/CAMD",null,null,"H2O,NH3,SCR",null,2010]
[3496,2019,"CA","Ormesa I",50766,"OE1","ST","RE",{"$nulls":4},"GEO"]
[3516,2019,"CA","Ormesa I",50766,"OE4","ST","RE",{"$nulls":4},"GEO"]
[3523,2019,"CA","Ormesa IE",50764,"OE11","ST","RE",{"$nulls":4},"GEO"]
[3538,2019,"CA","Ormesa IH",50762,"OE15","ST","RE",{"$nulls":4},"GEO"]
[3558,2019,"CA","Ormesa II",54724,"OEC2","ST","RE",{"$nulls":4},"GEO"]
[3568,2019,"CA","Ormond Beach Power, LLC.",350,"1","ST","OP","Yes","ARP","WALL",1,"NG",{"v":226,"d":"226.0"},{"v":484080.71875,"d":"484,081"},{"v":480349.96875,"d":"480,350"},{"v":2.23900008201599,"d":"2.2"},{"v":2.14599990844727,"d":"2.1"},{"v":0.144999995827675,"d":"0.1"},{"v":28767.63671875,"d":"28,767.6"},null,"EPA/CAMD","EPA/CAMD","EPA/CAMD","EPA/CAMD","EPA/CAMD","EPA/CAMD",null,null,"SCR",null,1971]
[3580,2019,"CA","Otay Landfill Gas, LLC",52204,"OTA1","IC","RE",{"$nulls":4},"LFG",null,{"v":60726.515625,"d":"60,727"},{"v":25279.884765625,"d":"25,280"},{"v":44.7430000305176,"d":"44.7"},{"v":18.6259994506836,"d":"18.6"},{"v":1.36629998683929,"d":"1.4"},{"v":3856.12109375,"d":"3,856.1"},null,"EIA Prime Mover-level Data","EIA Prime Mover-level Data","Estimated using emissions factor","Estimated using emissions factor","Estimated using emissions factor","Estimated using emissions factor"]
[3587,2019,"CA","Otoe Solar Power Generation Station 1 LLC",58612,"1","PV","OP",{"$nulls":4},"SUN",null,{"v":31115,"d":"31,115"},{"v":16985,"d":"16,985"},{"$nulls":5},"EIA Prime Mover-level Data","EIA Prime Mover-level Data"]
[3605,2019,"CA","Painted Hills Wind Park",50533,"WGNS","WT","RE",{"$nulls":4},"WND",null,{"v":274951,"d":"274,951"},{"v":160759,"d":"160,759"},{"$nulls":5},"EIA Prime Mover-level Data","EIA Prime Mover-level Data"]
[3622,2019,"CA","Park Meridian #1",59539,"1","PV","OP",{"$nulls":4},"SUN",null,{"v":25896,"d":"25,896"},{"v":14136,"d":"14,136"},{"$nulls":5},"EIA Prime Mover-level Data","EIA Prime Mover-level Data"]
[3629,2019,"CA","Parnassus Central Utility Plant",58198,"GTG2","CT",{"$nulls":5},"NG",null,{"v":450771.78125,"d":"450,772"},{"v":194655.640625,"d":"194,656"},{"v":69.9039993286133,"d":"69.9"},{"v":30.3409996032715,"d":"30.3"},{"v":0.719500005245209,"d":"0.7"},{"v":26359.166015625,"d":"26,359.2"},null,"EIA Unit-level Data","EIA Unit-Level Data","Estimated using emissions factor","Estimated using emissions factor","Estimated using emissions factor","Estimated using emissions factor"]
[3645,2019,"CA","Pebbly Beach Generating Station Hybrid",6704,"MT02","GT","OP",{"$nulls":4},"PG",null,{"v":805.260986328125,"d":"805"},{"v":478.087005615234,"d":"478"},{"v":0.12899999320507,"d":"0.1"},{"v":0.0759999975562096,"d":"0.1"},{"v":9.99999974737875e-05,"d":"0.0"},{"v":54.5550003051758,"d":"54.6"},null,"EIA Prime Mover-level Data","EIA Prime Mover-level Data","Estimated using emissions factor","Estimated using emissions factor","Estimated using emissions factor","Estimated using emissions factor"]
[3660,2019,"CA","Pebbly Beach Generating Station Hybrid",6704,"MT17","GT","OP",{"$nulls":4},"PG",null,{"v":805.260986328125,"d":"805"},{"v":478.087005615234,"d":"478"},{"v":0.12899999320507,"d":"0.1"},{"v":0.0759999975562096,"d":"0.1"},{"v":9.99999974737875e-05,"d":"0.0"},{"v":54.5550003051758,"d":"54.6"},null,"EIA Prime Mover-level Data","EIA Prime Mover-level Data","Estimated using emissions factor","Estimated using emissions factor","Estimated using emissions factor","Estimated using emissions factor"]
[3667,2019,"CA","Pebbly Beach Generating Station Hybrid",6704,"MT24","GT","OP",{"$nulls":4},"PG",null,{"v":805.260986328125,"d":"805"},{"v":478.087005615234,"d":"478"},{"v":0.12899999320507,"d":"0.1"},{"v":0.0759999975562096,"d":"0.1"},{"v":9.99999974737875e-05,"d":"0.0"},{"v":54.5550003051758,"d":"54.6"},null,"EIA Prime Mover-level Data","EIA Prime Mover-level Data","Estimated using emissions factor","Estimated using emissions factor","Estimated using emissions factor","Estimated using emissions factor"]
[3674,2019,"CA","Phillips 66 Rodeo Refinery",50119,"GENA","GT","OP",{"$nulls":4},"PRG",null,{"v":2488156.75,"d":"2,488,157"},{"v":1007531,"d":"1,007,531"},{"v":211.49299621582,"d":"211.5"},{"v":85.6399993896484,"d":"85.6"},{"v":0.485700011253357,"d":"0.5"},{"v":145419.15625,"d":"145,419.2"},null,"EIA Prime Mover-level Data","EIA Prime Mover-level Data","Estimated using emissions factor","Estimated using emissions factor","Estimated using emissions factor","Estimated using emissions factor"]
[3693,2019,"CA","Pit 1",265,"H2","HY","OP",{"$nulls":4},"WAT",null,{"v":1235133,"d":"1,235,133"},{"v":630925,"d":"630,925"},{"$nulls":5},"EIA Prime Mover-level Data","EIA Prime Mover-level Data"]
[3709,2019,"CA","Pixar - Emeryville",59803,"PXR00","FC","OP",{"$nulls":4},"NG",null,{"v":61137,"d":"61,137"},{"v":24676,"d":"24,676"},{"$nulls":5},"EIA Prime Mover-level Data","EIA Prime Mover-level Data"]
[3716,2019,"CA","Plant No 2 Orange County",52099,"GEN4","IC","OP",{"$nulls":4},"OBG",null,{"v":127084.3984375,"d":"127,084"},{"v":52812.6015625,"d":"52,813"},{"v":250.552993774414,"d":"250.6"},{"v":104.303001403809,"d":"104.3"},{"v":0.389499992132187,"d":"0.4"},{"v":8069.8330078125,"d":"8,069.8"},null,"EIA Prime Mover-level Data","EIA Prime Mover-level Data","Estimated using emissions factor","Estimated using emissions factor","Estimated using emissions factor","Estimated using emissions factor"]
[3726,2019,"CA","Point Wind",63482,"PW1","WT","L",{"$nulls":4},"WND"]
[3738,2019,"CA","Porterville Solar",58309,"2","PV","OP",{"$nulls":4},"SUN",null,{"v":16780,"d":"16,780"},{"v":9159.4287109375,"d":"9,159"},{"$nulls":5},"EIA Prime Mover-level Data","EIA Prime Mover-level Data"]
[3758,2019,"CA","PSREC/SIAD Solar",63493,"SIAD","PV","OP",{"$nulls":4},"SUN",null,{"v":10001,"d":"10,001"},{"v":5459,"d":"5,459"},{"$nulls":5},"EIA Prime Mover-level Data","EIA Prime Mover-level Data"]
[3763,2019,"CA","Puente Hills Energy Recovery",10472,"GEN4","IC","RE",{"$nulls":4},"LFG"]
[3780,2019,"CA","Rancho Cucamonga Dist #1",59540,"2","PV","OP",{"$nulls":4},"SUN",null,{"v":26510,"d":"26,510"},{"v":14471,"d":"14,471"},{"$nulls":5},"EIA Prime Mover-level Data","EIA Prime Mover-level Data"]
[3800,2019,"CA","RE Dillard 3 LLC",57781,"DIL3","PV","OP",{"$nulls":4},"SUN",null,{"v":55300,"d":"55,300"},{"v":30187,"d":"30,187"},{"$nulls":5},"EIA Prime Mover-level Data","EIA Prime Mover-level Data"]
[3803,2019,"CA","RE Garland A",60386,"PV1","PV","OP",{"$nulls":4},"SUN",null,{"v":513258,"d":"513,258"},{"v":280174,"d":"280,174"},{"$nulls":5},"EIA Prime Mover-level Data","EIA Prime Mover-level Data"]
[3818,2019,"CA","RE McKenzie 5 LLC",57820,"MCK5","PV","OP",{"$nulls":4},"SUN",null,{"v":108169,"d":"108,169"},{"v":59046,"d":"59,046"},{"$nulls":5},"EIA Prime Mover-level Data","EIA Prime Mover-level Data"]
[3838,2019,"CA","Red Bluff",56184,"IC5","IC","OP",{"$nulls":4},"NG",null,{"v":7729.56201171875,"d":"7,730"},{"v":3119.81201171875,"d":"3,120"},{"v":10.4879999160767,"d":"10.5"},{"v":4.23299980163574,"d":"4.2"},{"v":0.0124000003561378,"d":"0.0"},{"v":451.751007080078,"d":"451.8"},null,"EIA Prime Mover-level Data","EIA Prime Mover-level Data","Estimated using emissions factor","Estimated using emissions factor","Estimated using emissions factor","Estimated using emissions factor"]
[3845,2019,"CA","Redding Power Plant",7307,"5","CT","OP","Yes","ARP","CC",null,"NG",{"v":2656,"d":"2,656.0"},{"v":894618.75,"d":"894,619"},{"v":524994.3125,"d":"524,994"},{"v":2.40000009536743,"d":"2.4"},{"v":1.2039999961853,"d":"1.2"},{"v":0.26800000667572,"d":"0.3"},{"v":53163.8984375,"d":"53,163.9"},null,"EPA/CAMD","EPA/CAMD","EPA/CAMD","EPA/CAMD","EPA/CAMD","EPA/CAMD",null,null,"O",null,2002]
[3863,2019,"CA","Richmond Cogen",52109,"HRSG2","CA","OP",{"$nulls":3},1,"OG",null,{"v":1245775.375,"d":"1,245,775"},{"v":490063,"d":"490,063"},{"v":6.85200023651123,"d":"6.9"},{"v":2.6949999332428,"d":"2.7"},{"v":0.366200000047684,"d":"0.4"},{"v":72809.34375,"d":"72,809.3"},null,"EIA Unit-level Data","EIA Unit-Level Data","Estimated based on unit-level NOx emission rates","Estimated based on unit-level NOx ozone season emission rates","Estimated using emissions factor and plant-specific sulfur content","Estimated using emissions factor",null,null,"SR"]
[3867,2019,"CA","Richmond Refinery TG800",52105,"GEN3","ST","RE",{"$nulls":4},"OG"]
[3887,2019,"CA","Riverside RWQCP Fuel Cell",59877,"MB20","FC","OP",{"$nulls":4},"OBG",null,{"v":100267,"d":"100,267"},{"v":41711,"d":"41,711"},{"$nulls":5},"EIA Prime Mover-level Data","EIA Prime Mover-level Data"]
[3896,2019,"CA","Rock Creek LP",50892,"GEN1","HY","OP",{"$nulls":4},"WAT",null,{"v":7587,"d":"7,587"},{"v":3875.5,"d":"3,876"},{"$nulls":5},"EIA Prime Mover-level Data","EIA Prime Mover-level Data"]
[3909,2019,"CA","Roseville Energy Park",56298,"CT002","CT","OP","Yes","ARP","CC",null,"NG",{"v":2790,"d":"2,790.0"},{"v":1221661.375,"d":"1,221,661"},{"v":360277.59375,"d":"360,278"},{"v":3.88599991798401,"d":"3.9"},{"v":1.18700003623962,"d":"1.2"},{"v":0.367000013589859,"d":"0.4"},{"v":72598.859375,"d":"72,598.9"},null,"EPA/CAMD","EPA/CAMD","EPA/CAMD","EPA/CAMD","EPA/CAMD","EPA/CAMD",null,null,"DLNB,SCR",null,2007]
[3916,2019,"CA","Rush Creek",357,"1","HY","OP",{"$nulls":4},"WAT",null,{"v":192535.921875,"d":"192,536"},{"v":98350.296875,"d":"98,350"},{"$nulls":5},"EIA Prime Mover-level Data","EIA Prime Mover-level Data"]
[3933,2019,"CA","Salt Springs",279,"1","HY","OP",{"$nulls":4},"WAT",null,{"v":499516.1875,"d":"499,516"},{"v":255160.578125,"d":"255,161"},{"$nulls":5},"EIA Prime Mover-level Data","EIA Prime Mover-level Data"]
[3951,2019,"CA","San Diego State University",50061,"GEN5","PV","OP",{"$nulls":4},"SUN",null,{"v":1852.5,"d":"1,853"},{"v":941.75,"d":"942"},{"$nulls":5},"EIA Prime Mover-level Data","EIA Prime Mover-level Data"]
[3958,2019,"CA","San Fernando",403,"1","HY","OP",{"$nulls":4},"WAT",null,{"v":50228,"d":"50,228"},{"v":25657.5,"d":"25,658"},{"$nulls":5},"EIA Prime Mover-level Data","EIA Prime Mover-level Data"]
[3974,2019,"CA","San Gorgonio Farms Wind Farm",50281,"WGEN","WT","OP",{"$nulls":4},"WND",null,{"v":789935,"d":"789,935"},{"v":445866,"d":"445,866"},{"$nulls":5},"EIA Prime Mover-level Data","EIA Prime Mover-level Data"]
[3988,2019,"CA","Sand Drag LLC",57361,"1","PV","OP",{"$nulls":4},"SUN",null,{"v":282714,"d":"282,714"},{"v":154326,"d":"154,326"},{"$nulls":5},"EIA Prime Mover-level Data","EIA Prime Mover-level Data"]
[4000,2019,"CA","Santa Cruz Energy",57876,"UNT1","IC","OP",{"$nulls":4},"LFG",null,{"v":117449,"d":"117,449"},{"v":48893,"d":"48,893"},{"v":100.651000976563,"d":"100.7"},{"v":41.9000015258789,"d":"41.9"},{"v":2.64260005950928,"d":"2.6"},{"v":7457.98681640625,"d":"7,458.0"},null,"EIA Prime Mover-level Data","EIA Prime Mover-level Data","Estimated using emissions factor","Estimated using emissions factor","Estimated using emissions factor","Estimated using emissions factor"]
[4016,2019,"CA","Sargent Canyon Cogen Facility",50864,"1","GT","OP",null,null,"CT",null,"NG",{"v":0,"d":"0.0"},{"$nulls":15},"DLNB,SCR",null,1992]
[4021,2019,"CA","SC 1 Data Center, Phase 2",59074,"18B","IC","SB",{"$nulls":4},"DFO",null,{"v":81.9020004272461,"d":"82"},{"v":31.931999206543,"d":"32"},{"v":0.125,"d":"0.1"},{"v":0.0489999987185001,"d":"0.0"},{"v":0.0119000002741814,"d":"0.0"},{"v":6.68800020217896,"d":"6.7"},null,"EIA Prime Mover-level Data","EIA Prime Mover-level Data","Estimated using emissions factor","Estimated using emissions factor","Estimated using emissions factor","Estimated using emissions factor"]
[4038,2019,"CA","SC 1 Data Center, Phase 2",59074,"EG15B","IC","SB",{"$nulls":4},"DFO",null,{"v":81.9020004272461,"d":"82"},{"v":31.931999206543,"d":"32"},{"v":0.125,"d":"0.1"},{"v":0.0489999987185001,"d":"0.0"},{"v":0.0119000002741814,"d":"0.0"},{"v":6.68800020217896,"d":"6.7"},null,"EIA Prime Mover-level Data","EIA Prime Mover-level Data","Estimated using emissions factor","Estimated using emissions factor","Estimated using emissions factor","Estimated using emissions factor"]
[4045,2019,"CA","SC 1 Data Center, Phase 2",59074,"EG3A","IC","SB",{"$nulls":4},"DFO",null,{"v":78.3410034179688,"d":"78"},{"v":30.5440006256104,"d":"31"},{"v":0.119999997317791,"d":"0.1"},{"v":0.0469999983906746,"d":"0.0"},{"v":0.011400000192225,"d":"0.0"},{"v":6.39799976348877,"d":"6.4"},null,"EIA Prime Mover-level Data","EIA Prime Mover-level Data","Estimated using emissions factor","Estimated using emissions factor","Estimated using emissions factor","Estimated using emissions factor"]
[4066,2019,"CA","Scattergood Generating Station",404,"7","GT","OP","Yes","ARP","CT",null,"NG",{"v":593,"d":"593.0"},{"v":432146.15625,"d":"432,146"},{"v":253014.015625,"d":"253,014"},{"v":1.8309999704361,"d":"1.8"},{"v":1.0110000371933,"d":"1.0"},{"v":0.129999995231628,"d":"0.1"},{"v":25236.57421875,"d":"25,236.6"},null,"EPA/CAMD","EPA/CAMD","EPA/CAMD","EPA/CAMD","EPA/CAMD","EPA/CAMD",null,null,"H2O,SCR",null,2015]
[4067,2019,"CA","SCCCD - Clovis Community College",63021,"232","PV","OP",{"$nulls":4},"SUN",null,{"v":17464,"d":"17,464"},{"v":9532,"d":"9,532"},{"$nulls":5},"EIA Prime Mover-level Data","EIA Prime Mover-level Data"]
[4087,2019,"CA","Second Imperial Geothermal",54111,"GEN3","BT","OP",{"$nulls":4},"GEO",null,{"v":84541.0546875,"d":"84,541"},{"v":37561.82421875,"d":"37,562"},{"v":0,"d":"0.0"},{"v":0,"d":"0.0"},{"v":0,"d":"0.0"},{"v":0,"d":"0.0"},null,"EIA Prime Mover-level Data","EIA Prime Mover-level Data","Estimated using emissions factor","Estimated using emissions factor","Estimated using emissions factor","Estimated using emissions factor"]
[4103,2019,"CA","Sentinel Energy Center, LLC",57482,"3","GT","OP","Yes","ARP","CT",null,"NG",{"v":1386,"d":"1,386.0"},{"v":739918.375,"d":"739,918"},{"v":372866.15625,"d":"372,866"},{"v":4.46099996566772,"d":"4.5"},{"v":2.06100010871887,"d":"2.1"},{"v":0.222000002861023,"d":"0.2"},{"v":43971.98046875,"d":"43,972.0"},null,"EPA/CAMD","EPA/CAMD","EPA/CAMD","EPA/CAMD","EPA/CAMD","EPA/CAMD",null,null,"H2O,SCR",null,2013]
[4109,2019,"CA","Sepulveda Canyon",316,"1","HY","SB",{"$nulls":4},"WAT",null,{"v":112780,"d":"112,780"},{"v":57609,"d":"57,609"},{"$nulls":5},"EIA Prime Mover-level Data","EIA Prime Mover-level Data"]
[4129,2019,"CA","Shasta",445,"4","HY","OP",{"$nulls":4},"WAT",null,{"v":4062702.25,"d":"4,062,702"},{"v":1957222.25,"d":"1,957,222"},{"$nulls":5},"EIA Prime Mover-level Data","EIA Prime Mover-level Data"]
[4132,2019,"CA","Shasta",445,"S2","HY","OP",{"$nulls":4},"WAT",null,{"v":57221.15625,"d":"57,221"},{"v":27566.509765625,"d":"27,567"},{"$nulls":5},"EIA Prime Mover-level Data","EIA Prime Mover-level Data"]
[4146,2019,"CA","Sierra Pacific Burney Facility",50110,"BLR1","ST","OP",{"$nulls":3},1,"WDS",null,{"v":1736226,"d":"1,736,226"},{"v":956610,"d":"956,610"},{"v":126.744003295898,"d":"126.7"},{"v":74.1370010375977,"d":"74.1"},{"v":21.7028007507324,"d":"21.7"},{"v":179520.15625,"d":"179,520.2"},null,"EIA Unit-level Data","EIA Unit-Level Data","Estimated based on unit-level NOx emission rates","Estimated based on unit-level NOx ozone season emission rates","Estimated using emissions factor and plant-specific sulfur content","Estimated using emissions factor"]
[4158,2019,"CA","Signal Hill West Unit",57702,"1","GT","OP",{"$nulls":4},"PRG",null,{"v":504283,"d":"504,283"},{"v":226160,"d":"226,160"},{"v":42.8639984130859,"d":"42.9"},{"v":19.2240009307861,"d":"19.2"},{"v":0.137199997901917,"d":"0.1"},{"v":29472.58203125,"d":"29,472.6"},null,"EIA Prime Mover-level Data","EIA Prime Mover-level Data","Estimated using emissions factor","Estimated using emissions factor","Estimated using emissions factor","Estimated using emissions factor"]
[4174,2019,"CA","SJ/SC WPCP",56080,"E3","IC","RE",{"$nulls":4},"OBG"]
[4191,2019,"CA","SMUD at Lawrence",57753,"PV1","PV","OP",{"$nulls":4},"SUN",null,{"v":16189,"d":"16,189"},{"v":8837,"d":"8,837"},{"$nulls":5},"EIA Prime Mover-level Data","EIA Prime Mover-level Data"]
[4196,2019,"CA","Solano County Cogen Plant",50985,"3163","IC","OP",{"$nulls":4},"NG",null,{"v":47452.14453125,"d":"47,452"},{"v":19153.21484375,"d":"19,153"},{"v":64.3860015869141,"d":"64.4"},{"v":25.988000869751,"d":"26.0"},{"v":0.0758000016212463,"d":"0.1"},{"v":2773.31811523438,"d":"2,773.3"},null,"EIA Prime Mover-level Data","EIA Prime Mover-level Data","Estimated using emissions factor","Estimated using emissions factor","Estimated using emissions factor","Estimated using emissions factor"]
[4216,2019,"CA","Solar Photovoltaic Project #02",56996,"S1B","PV","OP",{"$nulls":4},"SUN",null,{"v":2942.5,"d":"2,943"},{"v":1606.5,"d":"1,607"},{"$nulls":5},"EIA Prime Mover-level Data","EIA Prime Mover-level Data"]
[4224,2019,"CA","Solar Photovoltaic Project #05",57219,"S005C","PV","OP",{"$nulls":4},"SUN",null,{"v":5315.7998046875,"d":"5,316"},{"v":2902,"d":"2,902"},{"$nulls":5},"EIA Prime Mover-level Data","EIA Prime Mover-level Data"]
[4238,2019,"CA","Solar Photovoltaic Project #08",57222,"S008C","PV","OP",{"$nulls":4},"SUN",null,{"v":2974.25,"d":"2,974"},{"v":1623.5,"d":"1,624"},{"$nulls":5},"EIA Prime Mover-level Data","EIA Prime Mover-level Data"]
[4245,2019,"CA","Solar Photovoltaic Project #10",57224,"S010B","PV","OP",{"$nulls":4},"SUN",null,{"v":1250,"d":"1,250"},{"v":682.3330078125,"d":"682"},{"$nulls":5},"EIA Prime Mover-level Data","EIA Prime Mover-level Data"]
[4269,2019,"CA","Solar Photovoltaic Project #15",57229,"S015C","PV","OP",{"$nulls":4},"SUN",null,{"v":3729.85693359375,"d":"3,730"},{"v":2036.14294433594,"d":"2,036"},{"$nulls":5},"EIA Prime Mover-level Data","EIA Prime Mover-level Data"]
[4280,2019,"CA","Solar Photovoltaic Project #17",57231,"S017D","PV","OP",{"$nulls":4},"SUN",null,{"v":4327.85693359375,"d":"4,328"},{"v":2362.57202148438,"d":"2,363"},{"$nulls":5},"EIA Prime Mover-level Data","EIA Prime Mover-level Data"]
[4287,2019,"CA","Solar Photovoltaic Project #18",57232,"S018C","PV","OP",{"$nulls":4},"SUN",null,{"v":4423,"d":"4,423"},{"v":2414.3330078125,"d":"2,414"},{"$nulls":5},"EIA Prime Mover-level Data","EIA Prime Mover-level Data"]
[4303,2019,"CA","Solar Photovoltaic Project #20",57234,"S020F","PV","CN",{"$nulls":4},"SUN"]
[4316,2019,"CA","Solar Photovoltaic Project #23",57236,"S023C","PV","OP",{"$nulls":4},"SUN",null,{"v":5562.2001953125,"d":"5,562"},{"v":3036.19995117188,"d":"3,036"},{"$nulls":5},"EIA Prime Mover-level Data","EIA Prime Mover-level Data"]
[4329,2019,"CA","Solar Photovoltaic Project #25",57528,"S25B","PV","CN",{"$nulls":4},"SUN"]
[4345,2019,"CA","Solar Photovoltaic Project #26",57245,"S026I","PV","OP",{"$nulls":4},"SUN",null,{"v":4589,"d":"4,589"},{"v":2505,"d":"2,505"},{"$nulls":5},"EIA Prime Mover-level Data","EIA Prime Mover-level Data"]
[4349,2019,"CA","Solar Photovoltaic Project #27",57246,"S027A","PV","OP",{"$nulls":4},"SUN",null,{"v":5730.25,"d":"5,730"},{"v":3128,"d":"3,128"},{"$nulls":5},"EIA Prime Mover-level Data","EIA Prime Mover-level Data"]
[4367,2019,"CA","Solar Photovoltaic Project #31",57533,"S31B","PV","CN",{"$nulls":4},"SUN"]
[4374,2019,"CA","Solar Photovoltaic Project #35",57537,"35I","PV","CN",{"$nulls":4},"SUN"]
[4394,2019,"CA","Solar Photovoltaic Project #40",57538,"S40H","PV","CN",{"$nulls":4},"SUN"]
[4409,2019,"CA","Solar Photovoltaic Project #41",57539,"S41C","PV","CN",{"$nulls":4},"SUN"]
[4416,2019,"CA","Solar Photovoltaic Project #41",57539,"S41J","PV","CN",{"$nulls":4},"SUN"]
[4427,2019,"CA","Solar Photovoltaic Project #42",57441,"S42A","PV","OP",{"$nulls":4},"SUN",null,{"v":7274.5,"d":"7,275"},{"v":3970.89990234375,"d":"3,971"},{"$nulls":5},"EIA Prime Mover-level Data","EIA Prime Mover-level Data"]
[4438,2019,"CA","Solar Photovoltaic Project #44",57540,"S44B","PV","RE",{"$nulls":4},"SUN",null,{"v":2484.5,"d":"2,485"},{"v":1363.75,"d":"1,364"},{"$nulls":5},"EIA Prime Mover-level Data","EIA Prime Mover-level Data"]
[4458,2019,"CA","Solar Photovoltaic Project #45",57541,"S45F","PV","CN",{"$nulls":4},"SUN"]
[4461,2019,"CA","Solar Photovoltaic Project #45",57541,"S45I","PV","CN",{"$nulls":4},"SUN"]
[4474,2019,"CA","Solar Photovoltaic Project #48",57900,"S48A","PV","OP",{"$nulls":4},"SUN",null,{"v":5358.2998046875,"d":"5,358"},{"v":2925,"d":"2,925"},{"$nulls":5},"EIA Prime Mover-level Data","EIA Prime Mover-level Data"]
[4487,2019,"CA","Solar Star 1",58388,"SS13","PV","OP",{"$nulls":4},"SUN",null,{"v":1411896.75,"d":"1,411,897"},{"v":763623.125,"d":"763,623"},{"$nulls":5},"EIA Prime Mover-level Data","EIA Prime Mover-level Data"]
[4503,2019,"CA","Sonoma Central Landfill Phase I",55752,"P-11","IC","OP",{"$nulls":4},"LFG",null,{"v":48831.75,"d":"48,832"},{"v":20328.25,"d":"20,328"},{"v":31.8369998931885,"d":"31.8"},{"v":13.2530002593994,"d":"13.3"},{"v":1.09870004653931,"d":"1.1"},{"v":3100.80590820313,"d":"3,100.8"},null,"EIA Prime Mover-level Data","EIA Prime Mover-level Data","Estimated using emissions factor","Estimated using emissions factor","Estimated using emissions factor","Estimated using emissions factor"]
[4519,2019,"CA","South Belridge Cogeneration Facility",50752,"GEN1","GT","OP",{"$nulls":4},"NG",null,{"v":1693639.625,"d":"1,693,640"},{"v":714465.6875,"d":"714,466"},{"v":263.089996337891,"d":"263.1"},{"v":110.985000610352,"d":"111.0"},{"v":2.70639991760254,"d":"2.7"},{"v":98983.96875,"d":"98,984.0"},null,"EIA Prime Mover-level Data","EIA Prime Mover-level Data","Estimated using emissions factor","Estimated using emissions factor","Estimated using emissions factor","Estimated using emissions factor"]
[4525,2019,"CA","Southeast Resource Recovery",50837,"UNIT1","ST","OP",{"$nulls":3},1,"MSW",null,{"v":1236758.25,"d":"1,236,758"},{"v":473873.03125,"d":"473,873"},{"v":86.572998046875,"d":"86.6"},{"v":26.0629997253418,"d":"26.1"},{"v":107.005302429199,"d":"107.0"},{"v":118600.078125,"d":"118,600.1"},null,"EIA Unit-level Data","EIA Unit-Level Data","Estimated based on unit-level NOx emission rates","Estimated based on unit-level NOx ozone season emission rates","Estimated using emissions factor and plant-specific sulfur content","Estimated using emissions factor",null,"SP","SN","Yes"]
[4545,2019,"CA","Springs Generating Station",56144,"1","GT","OP",{"$nulls":4},"NG",null,{"v":2747.5,"d":"2,748"},{"v":1108.75,"d":"1,109"},{"v":0.421999990940094,"d":"0.4"},{"v":0.170000001788139,"d":"0.2"},{"v":0.00439999997615814,"d":"0.0"},{"v":160.57600402832,"d":"160.6"},null,"EIA Prime Mover-level Data","EIA Prime Mover-level Data","Estimated using emissions factor","Estimated using emissions factor","Estimated using emissions factor","Estimated using emissions factor"]
[4552,2019,"CA","Stampede",7066,"1","HY","OP",{"$nulls":4},"WAT",null,{"v":90802.5,"d":"90,803"},{"v":46383.33203125,"d":"46,383"},{"$nulls":5},"EIA Prime Mover-level Data","EIA Prime Mover-level Data"]
[4567,2019,"CA","Stateline Solar",58646,"STL6","PV","OP",{"$nulls":4},"SUN",null,{"v":725869.5625,"d":"725,870"},{"v":396232.65625,"d":"396,233"},{"$nulls":5},"EIA Prime Mover-level Data","EIA Prime Mover-level Data"]
[4587,2019,"CA","SunE- E Philadelphia Ontario",59916,"12307","PV","OP",{"$nulls":4},"SUN",null,{"v":15308,"d":"15,308"},{"v":8356,"d":"8,356"},{"$nulls":5},"EIA Prime Mover-level Data","EIA Prime Mover-level Data"]
[4597,2019,"CA","Sunray 2",10437,"SUN2","PV","OP",{"$nulls":4},"SUN",null,{"v":524710,"d":"524,710"},{"v":286425,"d":"286,425"},{"$nulls":5},"EIA Prime Mover-level Data","EIA Prime Mover-level Data"]
[4609,2019,"CA","Sunshine Gas Producers",58429,"5","GT","OP",{"$nulls":4},"LFG",null,{"v":365653.1875,"d":"365,653"},{"v":160751.203125,"d":"160,751"},{"v":35.3370018005371,"d":"35.3"},{"v":15.8149995803833,"d":"15.8"},{"v":8.22719955444336,"d":"8.2"},{"v":23218.900390625,"d":"23,218.9"},null,"EIA Prime Mover-level Data","EIA Prime Mover-level Data","Estimated using emissions factor","Estimated using emissions factor","Estimated using emissions factor","Estimated using emissions factor"]
[4616,2019,"CA","Sycamore Energy LLC",10387,"1","GT","RE",{"$nulls":4},"LFG"]
[4632,2019,"CA","Taylor Farms Salinas",58303,"TLR","FC","OP",{"$nulls":4},"NG",null,{"v":31142,"d":"31,142"},{"v":12570,"d":"12,570"},{"$nulls":5},"EIA Prime Mover-level Data","EIA Prime Mover-level Data"]
[4644,2019,"CA","Terminus Hydroelectric Project",54343,"GEN1","HY","OP",{"$nulls":4},"WAT",null,{"v":593536,"d":"593,536"},{"v":303188,"d":"303,188"},{"$nulls":5},"EIA Prime Mover-level Data","EIA Prime Mover-level Data"]
[4658,2019,"CA","Thermalito",438,"4","PS","OS",{"$nulls":4},"WAT"]
[4674,2019,"CA","Topaz Solar Farm",57695,"TPZ3","PV","OP",{"$nulls":4},"SUN",null,{"v":1948631.625,"d":"1,948,632"},{"v":982392.8125,"d":"982,393"},{"$nulls":5},"EIA Prime Mover-level Data","EIA Prime Mover-level Data"]
[4677,2019,"CA","Torrance Refining Company, LLC",50624,"EXP1","ST","OP",{"$nulls":4},"WH",null,{"v":173298.6875,"d":"173,299"},{"v":92323.6015625,"d":"92,324"},{"$nulls":5},"EIA Prime Mover-level Data","EIA Prime Mover-level Data"]
[4700,2019,"CA","Tule River",289,"2","HY","OS",{"$nulls":4},"WAT"]
[4703,2019,"CA","Tulloch",416,"2","HY","OP",{"$nulls":4},"WAT",null,{"v":509934.53125,"d":"509,935"},{"v":260482.703125,"d":"260,483"},{"$nulls":5},"EIA Prime Mover-level Data","EIA Prime Mover-level Data"]
[4722,2019,"CA","Union Valley",6612,"1","HY","OP",{"$nulls":4},"WAT",null,{"v":1136796,"d":"1,136,796"},{"v":580693,"d":"580,693"},{"$nulls":5},"EIA Prime Mover-level Data","EIA Prime Mover-level Data"]
[4738,2019,"CA","USG 2",61683,"USG2","PV","OP",{"$nulls":4},"SUN",null,{"v":16778,"d":"16,778"},{"v":9158,"d":"9,158"},{"$nulls":5},"EIA Prime Mover-level Data","EIA Prime Mover-level Data"]
[4745,2019,"CA","Vacaville",59058,"GEN 1","PV","OP",{"$nulls":4},"SUN",null,{"v":17657,"d":"17,657"},{"v":9639,"d":"9,639"},{"$nulls":5},"EIA Prime Mover-level Data","EIA Prime Mover-level Data"]
[4755,2019,"CA","Valley Center 2",58907,"VC2","PV","OP",{"$nulls":4},"SUN",null,{"v":91908,"d":"91,908"},{"v":50170,"d":"50,170"},{"$nulls":5},"EIA Prime Mover-level Data","EIA Prime Mover-level Data"]
[4767,2019,"CA","Venable Solar 2",58290,"VSPV","PV","OP",{"$nulls":4},"SUN",null,{"v":30488,"d":"30,488"},{"v":16643,"d":"16,643"},{"$nulls":5},"EIA Prime Mover-level Data","EIA Prime Mover-level Data"]
[4787,2019,"CA","Victorville Energy Center, LLC (CA)",62726,"1","ST","P",{"$nulls":4},"WH"]
[4803,2019,"CA","Vulcan-BN Geothermal Power Company",50210,"GEN1","ST","OP",{"$nulls":4},"GEO",null,{"v":1615058.875,"d":"1,615,059"},{"v":717574.875,"d":"717,575"},{"v":0,"d":"0.0"},{"v":0,"d":"0.0"},{"v":82.8357009887695,"d":"82.8"},{"v":14200.400390625,"d":"14,200.4"},null,"EIA Prime Mover-level Data","EIA Prime Mover-level Data","Estimated using emissions factor","Estimated using emissions factor","Estimated using emissions factor","Estimated using emissions factor"]
[4814,2019,"CA","W R Gianelli",448,"7","PS","OP",{"$nulls":4},"WAT",null,0,0,{"$nulls":5},"EIA Prime Mover-level Data","EIA Prime Mover-level Data"]
[4816,2019,"CA","Wadham Energy LP",50293,"BLR100","ST","OP",{"$nulls":3},1,"AB",null,{"v":2532892.5,"d":"2,532,893"},{"v":1058028.625,"d":"1,058,029"},{"v":119.045997619629,"d":"119.0"},{"v":50.2560005187988,"d":"50.3"},{"v":31.5538005828857,"d":"31.6"},{"v":329227.8125,"d":"329,227.8"},null,"EIA Unit-level Data","EIA Unit-Level Data","Estimated based on unit-level NOx emission rates","Estimated based on unit-level NOx ozone season emission rates","Estimated using emissions factor and plant-specific sulfur content","Estimated using emissions factor"]
[4832,2019,"CA","Waste Management Tri-Cities LFGTE",57164,"GEN2","IC","CN",{"$nulls":4},"LFG"]
[4847,2019,"CA","Watson Cogeneration",50216,"GN97","CT","CN",{"$nulls":4},"NG"]
[4858,2019,"CA","Western Antelope Blue Sky Ranch A",58626,"WABSA","PV","OP",{"$nulls":4},"SUN",null,{"v":458019,"d":"458,019"},{"v":250020,"d":"250,020"},{"$nulls":5},"EIA Prime Mover-level Data","EIA Prime Mover-level Data"]
[4874,2019,"CA","Wheelabrator Martell",50950,"GEN1","ST","RE",{"$nulls":4},"WDS"]
[4880,2019,"CA","White River Solar 2",58973,"W2CA","PV","OP",{"$nulls":4},"SUN",null,{"v":444388,"d":"444,388"},{"v":242579,"d":"242,579"},{"$nulls":5},"EIA Prime Mover-level Data","EIA Prime Mover-level Data"]
[4896,2019,"CA","Willow Spring Solar 3, LLC",60325,"GEN01","PV","T",{"$nulls":4},"SUN"]
[4916,2019,"CA","Woodmere Solar Farm",59008,"PV1","PV","OP",{"$nulls":4},"SUN",null,{"v":324534,"d":"324,534"},{"v":177155,"d":"177,155"},{"$nulls":5},"EIA Prime Mover-level Data","EIA Prime Mover-level Data"]
[4925,2019,"CA","Yerba Buena",59257,"YB1","BA","OP",{"$nulls":4},"MWH",null,0,0,{"$nulls":5},"EIA Prime Mover-level Data","EIA Prime Mover-level Data"]
[4938,2019,"CO","Airport 1 Solar (DIA)",59807,"GBDIA","PV","OP",{"$nulls":4},"SUN",null,{"v":22752,"d":"22,752"},{"v":12032,"d":"12,032"},{"$nulls":5},"EIA Prime Mover-level Data","EIA Prime Mover-level Data"]
[4945,2019,"CO","Amazon Denver DEN3",62877,"ADEN3","PV","OP",{"$nulls":4},"SUN",null,{"v":1763,"d":"1,763"},0,{"$nulls":5},"EIA Prime Mover-level Data","EIA Prime Mover-level Data"]
[4965,2019,"CO","Blue Mesa",512,"2","HY","OP",{"$nulls":4},"WAT",null,{"v":739471.5,"d":"739,472"},{"v":355323.5,"d":"355,324"},{"$nulls":5},"EIA Prime Mover-level Data","EIA Prime Mover-level Data"]
[4972,2019,"CO","Boulder City Lakewood Hydro",54679,"0001","HY","OP",{"$nulls":4},"WAT",null,{"v":67990,"d":"67,990"},{"v":32669,"d":"32,669"},{"$nulls":5},"EIA Prime Mover-level Data","EIA Prime Mover-level Data"]
[4987,2019,"CO","Carousel Wind Farm LLC",59975,"CW1","WT","OP",{"$nulls":4},"WND",null,{"v":5437936,"d":"5,437,936"},{"v":2197339,"d":"2,197,339"},{"$nulls":5},"EIA Prime Mover-level Data","EIA Prime Mover-level Data"]
[5003,2019,"CO","City & County of Denver at Denver Int'l",57645,"PV1","PV","OP",{"$nulls":4},"SUN",null,{"v":60021,"d":"60,021"},{"v":31737,"d":"31,737"},{"$nulls":5},"EIA Prime Mover-level Data","EIA Prime Mover-level Data"]
[5017,2019,"CO","Comanche (470)",470,"2","ST","OP","Yes","ARP,MATS","WALL",1,"SUB",{"v":7355,"d":"7,355.0"},{"v":21123736,"d":"21,123,736"},{"v":9769746,"d":"9,769,746"},{"v":1681.34594726563,"d":"1,681.3"},{"v":804.200988769531,"d":"804.2"},{"v":860.914978027344,"d":"860.9"},{"v":2183189.25,"d":"2,183,189.3"},{"v":11.789999961853,"d":"11.8"},"EPA/CAMD","EPA/CAMD","EPA/CAMD","EPA/CAMD","EPA/CAMD","EPA/CAMD","EPA/CAMD","DL","LNBO","Yes",1975]
[5029,2019,"CO","DADS Gas Recovery",56530,"GEN2","IC","OP",{"$nulls":4},"LFG",null,{"v":62377.5,"d":"62,378"},{"v":26087.75,"d":"26,088"},{"v":43.0699996948242,"d":"43.1"},{"v":18.0130004882813,"d":"18.0"},{"v":1.40349996089935,"d":"1.4"},{"v":3960.9580078125,"d":"3,961.0"},null,"EIA Prime Mover-level Data","EIA Prime Mover-level Data","Estimated using emissions factor","Estimated using emissions factor","Estimated using emissions factor","Estimated using emissions factor"]
[5032,2019,"CO","Denver Int Airport",56815,"1","PV","OP",{"$nulls":4},"SUN",null,{"v":18628,"d":"18,628"},{"v":9850,"d":"9,850"},{"$nulls":5},"EIA Prime Mover-level Data","EIA Prime Mover-level Data"]
[5050,2019,"CO","DOE Golden NWTC Research Side Hybrid",57693,"SIEM","WT","OP",{"$nulls":4},"WND",null,{"v":5611.20703125,"d":"5,611"},{"v":2267.0859375,"d":"2,267"},{"$nulls":5},"EIA Prime Mover-level Data","EIA Prime Mover-level Data"]
[5067,2019,"CO","Fort St. Vrain",6112,"5","GT","OP","Yes","ARP","CT",null,"NG",{"v":739,"d":"739.0"},{"v":697555.4375,"d":"697,555"},{"v":258811.421875,"d":"258,811"},{"v":13.6820001602173,"d":"13.7"},{"v":5.61800003051758,"d":"5.6"},{"v":0.209000006318092,"d":"0.2"},{"v":41454.78125,"d":"41,454.8"},null,"EPA/CAMD","EPA/CAMD","EPA/CAMD","EPA/CAMD","EPA/CAMD","EPA/CAMD",null,null,"DLNB",null,2009]
[5074,2019,"CO","Fountain Valley Power Plant",55453,"6","GT","OP","Yes","ARP","CT",null,"NG",{"v":313,"d":"313.0"},{"v":61089.34375,"d":"61,089"},{"v":26707.21484375,"d":"26,707"},{"v":3.78399991989136,"d":"3.8"},{"v":1.50699996948242,"d":"1.5"},{"v":0.0179999992251396,"d":"0.0"},{"v":3630.40795898438,"d":"3,630.4"},null,"EPA/CAMD","EPA/CAMD","EPA/CAMD","EPA/CAMD","EPA/CAMD","EPA/CAMD",null,null,"H2O",null,2001]
[5083,2019,"CO","George Birdsall",493,"2","ST","OP",{"$nulls":3},1,"NG",null,{"v":50837.109375,"d":"50,837"},{"v":47520.48828125,"d":"47,520"},{"v":4.0770001411438,"d":"4.1"},{"v":3.75500011444092,"d":"3.8"},{"v":0.0811000019311905,"d":"0.1"},{"v":2971.15087890625,"d":"2,971.2"},null,"EIA Unit-level Data","EIA Unit-Level Data","Estimated using emissions factor","Estimated using emissions factor","Estimated using emissions factor","Estimated using emissions factor"]
[5096,2019,"CO","Green Mountain",516,"2","HY","OP",{"$nulls":4},"WAT",null,{"v":304287.5,"d":"304,288"},{"v":146213.5,"d":"146,214"},{"$nulls":5},"EIA Prime Mover-level Data","EIA Prime Mover-level Data"]
[5116,2019,"CO","Imboden Solar Garden",61753,"PV2","PV","OP",{"$nulls":4},"SUN",null,{"v":28305,"d":"28,305"},{"v":14967,"d":"14,967"},{"$nulls":5},"EIA Prime Mover-level Data","EIA Prime Mover-level Data"]
[5123,2019,"CO","Julesburg",504,"1","IC","SB",{"$nulls":4},"DFO"]
[5142,2019,"CO","Lamar Plant",508,"5","GT","RE",{"$nulls":4},"NG"]
[5158,2019,"CO","Logan 1 Community Solar Array",60722,"LOGA1","PV","OP",{"$nulls":4},"SUN",null,{"v":26955,"d":"26,955"},{"v":14253,"d":"14,253"},{"$nulls":5},"EIA Prime Mover-level Data","EIA Prime Mover-level Data"]
[5161,2019,"CO","Manchief Generating Station",55127,"CT1","GT","OP","Yes","ARP","CT",null,"NG",{"v":1709,"d":"1,709.0"},{"v":1843909.5,"d":"1,843,910"},{"v":706143.1875,"d":"706,143"},{"v":51.2519989013672,"d":"51.3"},{"v":19.6889991760254,"d":"19.7"},{"v":0.552999973297119,"d":"0.6"},{"v":109580.9375,"d":"109,580.9"},null,"EPA/CAMD","EPA/CAMD","EPA/CAMD","EPA/CAMD","EPA/CAMD","EPA/CAMD",null,null,"DLNB",null,2000]
[5175,2019,"CO","Metro Wastewater Reclamation District",10180,"3","IC","SB",{"$nulls":4},"OBG",null,{"v":2159,"d":"2,159"},{"v":150.5,"d":"151"},{"v":5.00099992752075,"d":"5.0"},{"v":0.34799998998642,"d":"0.3"},{"v":0.00700000021606684,"d":"0.0"},{"v":137.095993041992,"d":"137.1"},null,"EIA Prime Mover-level Data","EIA Prime Mover-level Data","Estimated using emissions factor","Estimated using emissions factor","Estimated using emissions factor","Estimated using emissions factor"]
[5187,2019,"CO","Neptune Energy Center Hybrid",63731,"NT125","BA","P",{"$nulls":4},"MWH"]
[5203,2019,"CO","Oak Leaf Solar XXXII (CSG)",62251,"53975","PV","OP",{"$nulls":4},"SUN",null,{"v":28729,"d":"28,729"},{"v":17008,"d":"17,008"},{"$nulls":5},"EIA Prime Mover-level Data","EIA Prime Mover-level Data"]
[5220,2019,"CO","Plains End",55650,"GE15","IC","OP",{"$nulls":4},"NG",null,{"v":1916.19995117188,"d":"1,916"},{"v":866.049987792969,"d":"866"},{"v":2.4779999256134,"d":"2.5"},{"v":1.12000000476837,"d":"1.1"},{"v":0.00310000008903444,"d":"0.0"},{"v":111.990997314453,"d":"112.0"},null,"EIA Prime Mover-level Data","EIA Prime Mover-level Data","Estimated using emissions factor","Estimated using emissions factor","Estimated using emissions factor","Estimated using emissions factor"]
[5225,2019,"CO","Plains End",55650,"GE20","IC","OP",{"$nulls":4},"NG",null,{"v":1916.19995117188,"d":"1,916"},{"v":866.049987792969,"d":"866"},{"v":2.4779999256134,"d":"2.5"},{"v":1.12000000476837,"d":"1.1"},{"v":0.00310000008903444,"d":"0.0"},{"v":111.990997314453,"d":"112.0"},null,"EIA Prime Mover-level Data","EIA Prime Mover-level Data","Estimated using emissions factor","Estimated using emissions factor","Estimated using emissions factor","Estimated using emissions factor"]
[5245,2019,"CO","Plains End II LLC",56516,"2G11","IC","OP",{"$nulls":4},"NG",null,{"v":4237.2138671875,"d":"4,237"},{"v":1915.21398925781,"d":"1,915"},{"v":5.48099994659424,"d":"5.5"},{"v":2.47699999809265,"d":"2.5"},{"v":0.00680000009015203,"d":"0.0"},{"v":247.641998291016,"d":"247.6"},null,"EIA Prime Mover-level Data","EIA Prime Mover-level Data","Estimated using emissions factor","Estimated using emissions factor","Estimated using emissions factor","Estimated using emissions factor"]
[5253,2019,"CO","Ponnequin Phase 1",55203,"EXIS","WT","RE",{"$nulls":4},"WND"]
[5267,2019,"CO","Quincy II Solar Garden",61752,"PV1","PV","OP",{"$nulls":4},"SUN",null,{"v":30152,"d":"30,152"},{"v":15944,"d":"15,944"},{"$nulls":5},"EIA Prime Mover-level Data","EIA Prime Mover-level Data"]
[5274,2019,"CO","Rawhide Energy Station",6761,"F","GT","OP","Yes","ARP","CT",null,"NG",{"v":411,"d":"411.0"},{"v":442817.65625,"d":"442,818"},{"v":422377.15625,"d":"422,377"},{"v":8.47399997711182,"d":"8.5"},{"v":7.17199993133545,"d":"7.2"},{"v":0.133000001311302,"d":"0.1"},{"v":26315.96484375,"d":"26,316.0"},null,"EPA/CAMD","EPA/CAMD","EPA/CAMD","EPA/CAMD","EPA/CAMD","EPA/CAMD",null,null,"DLNB",null,2008]
[5294,2019,"CO","Rocky Ford",6516,"IC5","IC","OP",{"$nulls":4},"DFO",null,{"v":376.399993896484,"d":"376"},{"v":152.199996948242,"d":"152"},{"v":0.625999987125397,"d":"0.6"},{"v":0.252999991178513,"d":"0.3"},{"v":0.0546000003814697,"d":"0.1"},{"v":30.738000869751,"d":"30.7"},null,"EIA Prime Mover-level Data","EIA Prime Mover-level Data","Estimated using emissions factor","Estimated using emissions factor","Estimated using emissions factor","Estimated using emissions factor"]
[5300,2019,"CO","RV CSU Power LLC",57141,"CSU1","PV","OP",{"$nulls":4},"SUN",null,{"v":26777,"d":"26,777"},{"v":14159,"d":"14,159"},{"$nulls":5},"EIA Prime Mover-level Data","EIA Prime Mover-level Data"]
[5316,2019,"CO","Spanish Peaks Solar",62379,"47301","PV","P",{"$nulls":4},"SUN"]
[5332,2019,"CO","SR Skylark C",63587,"SKYC","PV","OP",{"$nulls":4},"SUN"]
[5345,2019,"CO","Thunder Wolf Energy Center Hybrid",63776,"TW100","BA","P",{"$nulls":4},"MWH"]
[5358,2019,"CO","Trishe Wind Colorado",58928,"1","WT","IP",{"$nulls":4},"WND"]
[5374,2019,"CO","Vestas Towers America, Inc.",57643,"V100","WT","OP",{"$nulls":4},"WND",null,{"v":24958,"d":"24,958"},{"v":10205,"d":"10,205"},{"$nulls":5},"EIA Prime Mover-level Data","EIA Prime Mover-level Data"]
[5378,2019,"CO","W N Clark",462,"1","ST","RE",{"$nulls":4},"BIT"]
[5387,2019,"CO","WWRF Solar Plant",56922,"WEST","PV","OP",{"$nulls":4},"SUN",null,{"v":16931.333984375,"d":"16,931"},{"v":8953.3330078125,"d":"8,953"},{"$nulls":5},"EIA Prime Mover-level Data","EIA Prime Mover-level Data"]
[5403,2019,"CT","Becton Canaan",63262,"PH1RF","PV","OP",{"$nulls":4},"SUN",null,{"v":3945,"d":"3,945"},{"v":2133.80004882813,"d":"2,134"},{"$nulls":5},"EIA Prime Mover-level Data","EIA Prime Mover-level Data"]
[5423,2019,"CT","Bulls Bridge",541,"5","HY","OP",{"$nulls":4},"WAT",null,{"v":53971.83203125,"d":"53,972"},{"v":17681.666015625,"d":"17,682"},{"$nulls":5},"EIA Prime Mover-level Data","EIA Prime Mover-level Data"]
[5425,2019,"CT","Candlewood Solar",61517,"CANDL","PV","P",{"$nulls":4},"SUN"]
[5445,2019,"CT","CMEEC - Norwich Stott St Solar Hybrid",60609,"BA1","BA","OP",{"$nulls":4},"MWH"]
[5452,2019,"CT","Conn Mun Electric Energy Coop",60228,"PV1","PV","OP",{"$nulls":4},"SUN",null,{"v":9742,"d":"9,742"},{"v":5269,"d":"5,269"},{"$nulls":5},"EIA Prime Mover-level Data","EIA Prime Mover-level Data"]
[5470,2019,"CT","Danbury Hospital Cogen Plant",58152,"GEN1","GT","OP",{"$nulls":4},"NG",null,{"v":399835,"d":"399,835"},{"v":177994,"d":"177,994"},{"v":62.4739990234375,"d":"62.5"},{"v":27.8120002746582,"d":"27.8"},{"v":0.638899981975555,"d":"0.6"},{"v":23368.16796875,"d":"23,368.2"},null,"EIA Prime Mover-level Data","EIA Prime Mover-level Data","Estimated using emissions factor","Estimated using emissions factor","Estimated using emissions factor","Estimated using emissions factor"]
[5487,2019,"CT","Devon",544,"17","GT","OP","Yes","ARP,RGGI,SIPNOX","CT",null,"DFO",{"v":37,"d":"37.0"},{"v":6743.0771484375,"d":"6,743"},{"v":1981.80505371094,"d":"1,982"},{"v":0.0640000030398369,"d":"0.1"},{"v":0.0160000007599592,"d":"0.0"},{"v":2.0000000949949E-3,"d":"0.0"},{"v":521.452026367188,"d":"521.5"},null,"EPA/CAMD","EPA/CAMD","EPA/CAMD","EPA/CAMD","EPA/CAMD","EPA/CAMD",null,null,"H2O,SCR",null,2010]
[5490,2019,"CT","Digital Fairfield",62455,"DGR01","FC","OP",{"$nulls":4},"NG",null,{"v":55062,"d":"55,062"},{"v":24513,"d":"24,513"},{"$nulls":5},"EIA Prime Mover-level Data","EIA Prime Mover-level Data"]
[5503,2019,"CT","Foxwoods CoGen",57666,"CT2","CT",{"$nulls":5},"NG",null,{"v":556638.1875,"d":"556,638"},0,{"v":85.6370010375977,"d":"85.6"},{"v":38.1230010986328,"d":"38.1"},{"v":0.889500021934509,"d":"0.9"},{"v":32532.455078125,"d":"32,532.5"},null,"EIA Unit-level Data","EIA Unit-Level Data","Estimated using emissions factor","Estimated using emissions factor","Estimated using emissions factor","Estimated using emissions factor"]
[5516,2019,"CT","Goodwin Hydroelectric",54302,"G2","HY","OA",{"$nulls":4},"WAT",null,{"v":47575.5,"d":"47,576"},{"v":15586,"d":"15,586"},{"$nulls":5},"EIA Prime Mover-level Data","EIA Prime Mover-level Data"]
[5532,2019,"CT","John Street 1, 3, 4 & 5",56256,"JS 5","IC","RE",{"$nulls":4},"DFO"]
[5548,2019,"CT","Lebanon Solar 2",59992,"LEB2","PV","IP",{"$nulls":4},"SUN"]
[5558,2019,"CT","Middletown",562,"2","ST","OP","Yes","ARP,RGGI,SIPNOX","WALL",1,"NG",{"v":1235,"d":"1,235.0"},{"v":785929.875,"d":"785,930"},{"v":750646,"d":"750,646"},{"v":34.6570014953613,"d":"34.7"},{"v":32.742000579834,"d":"32.7"},{"v":2.28399991989136,"d":"2.3"},{"v":46589.96875,"d":"46,590.0"},null,"EPA/CAMD","EPA/CAMD","EPA/CAMD","EPA/CAMD","EPA/CAMD","EPA/CAMD",null,null,"OFA,SNCR",null,1958]
[5574,2019,"CT","New Haven Harbor",6156,"NHHS3","GT","OP","Yes","ARP,RGGI,SIPNOX","CT",null,"DFO",{"v":30,"d":"30.0"},{"v":6233.30322265625,"d":"6,233"},{"v":1790.84301757813,"d":"1,791"},{"v":0.118000000715256,"d":"0.1"},{"v":0.0370000004768372,"d":"0.0"},{"v":0.00300000002607703,"d":"0.0"},{"v":505.631988525391,"d":"505.6"},null,"EPA/CAMD","EPA/CAMD","EPA/CAMD","EPA/CAMD","EPA/CAMD","EPA/CAMD",null,null,"H2O,SCR",null,2012]
[5581,2019,"CT","Norden 1-3",57689,"NORD2","IC","OP",{"$nulls":4},"DFO",null,84,24,{"v":0.129999995231628,"d":"0.1"},{"v":0.0370000004768372,"d":"0.0"},{"v":0.0121999997645617,"d":"0.0"},{"v":6.8600001335144,"d":"6.9"},null,"EIA Prime Mover-level Data","EIA Prime Mover-level Data","Estimated using emissions factor","Estimated using emissions factor","Estimated using emissions factor","Estimated using emissions factor"]
[5596,2019,"CT","Pfizer Groton Plant",54236,"BLR3","ST","OP",{"$nulls":3},5,"NG",null,{"v":115953.6640625,"d":"115,954"},{"v":65976.84375,"d":"65,977"},{"v":6.03000020980835,"d":"6.0"},{"v":3.46399998664856,"d":"3.5"},{"v":0.18529999256134,"d":"0.2"},{"v":6776.85693359375,"d":"6,776.9"},null,"EIA Unit-level Data","EIA Unit-Level Data","Estimated based on unit-level NOx emission rates","Estimated based on unit-level NOx ozone season emission rates","Estimated using emissions factor and plant-specific sulfur content","Estimated using emissions factor"]
[5603,2019,"CT","Quinebaug Lower Project",55860,"MF","HY","OP",{"$nulls":4},"WAT",null,{"v":3068.67993164063,"d":"3,069"},{"v":1005.35998535156,"d":"1,005"},{"$nulls":5},"EIA Prime Mover-level Data","EIA Prime Mover-level Data"]
[5623,2019,"CT","South Meadow Station",563,"13A","GT","OP","Yes","RGGI,SIPNOX","CT",null,"DFO",{"v":26,"d":"26.0"},{"v":3133.80004882813,"d":"3,134"},{"v":732.900024414063,"d":"733"},{"v":1.307000041008,"d":"1.3"},{"v":0.324000000953674,"d":"0.3"},{"v":0.791299998760223,"d":"0.8"},{"v":253.800003051758,"d":"253.8"},null,"EPA/CAMD","EPA/CAMD","EPA/CAMD","EPA/CAMD","Estimated using emissions factor","EPA/CAMD",{"$nulls":4},1970]
[5640,2019,"CT","Sydney Solar",63244,"SYDN","PV","TS",{"$nulls":4},"SUN"]
[5645,2019,"CT","Taftville",554,"5","HY","OP",{"$nulls":4},"WAT",null,{"v":8266.3115234375,"d":"8,266"},{"v":2708.06201171875,"d":"2,708"},{"$nulls":5},"EIA Prime Mover-level Data","EIA Prime Mover-level Data"]
[5661,2019,"CT","UCONN Cogen Facility",58159,"CGT3","CT",{"$nulls":5},"NG",null,{"v":483913.1875,"d":"483,913"},{"v":201492.796875,"d":"201,493"},{"v":68.3170013427734,"d":"68.3"},{"v":27.3959999084473,"d":"27.4"},{"v":0.752600014209747,"d":"0.8"},{"v":28527.1015625,"d":"28,527.1"},null,"EIA Unit-level Data","EIA Unit-Level Data","Estimated using emissions factor","Estimated using emissions factor","Estimated using emissions factor","Estimated using emissions factor"]
[5673,2019,"CT","Wallingford Energy, LLC",55517,"CT04","GT","OP","Yes","ARP,RGGI,SIPNOX","CT",null,"NG",{"v":429,"d":"429.0"},{"v":130663.9765625,"d":"130,664"},{"v":73276.2578125,"d":"73,276"},{"v":0.702000021934509,"d":"0.7"},{"v":0.337999999523163,"d":"0.3"},{"v":0.0399999991059303,"d":"0.0"},{"v":7763.87890625,"d":"7,763.9"},null,"EPA/CAMD","EPA/CAMD","EPA/CAMD","EPA/CAMD","EPA/CAMD","EPA/CAMD",null,null,"H2O,SCR",null,2001]
[5687,2019,"CT","Wheelabrator Lisbon",54758,"BW1","ST","OP",{"$nulls":3},1,"MSW",null,{"v":956850.25,"d":"956,850"},{"v":406621.375,"d":"406,621"},{"v":117.693000793457,"d":"117.7"},{"v":50.0139999389648,"d":"50.0"},{"v":7.03840017318726,"d":"7.0"},{"v":95665.515625,"d":"95,665.5"},null,"EIA Unit-level Data","EIA Unit-Level Data","Estimated based on unit-level NOx emission rates","Estimated based on unit-level NOx ozone season emission rates","Estimated using emissions factor and plant-specific sulfur content","Estimated using emissions factor",null,"SD","SN","Yes"]
[5703,2019,"DE","AGT001 Centerville Fuel Cell",63700,"AGT01","FC","OP",{"$nulls":4},"NG",null,{"v":58879,"d":"58,879"},{"v":36706,"d":"36,706"},{"$nulls":5},"EIA Prime Mover-level Data","EIA Prime Mover-level Data"]
[5706,2019,"DE","Ameresco Delaware Central",56430,"3C","IC","OP",{"$nulls":4},"LFG",null,{"v":51285,"d":"51,285"},{"v":21245.19921875,"d":"21,245"},{"v":38.4900016784668,"d":"38.5"},{"v":15.9449996948242,"d":"15.9"},{"v":1.15390002727509,"d":"1.2"},{"v":3256.5869140625,"d":"3,256.6"},null,"EIA Prime Mover-level Data","EIA Prime Mover-level Data","Estimated using emissions factor","Estimated using emissions factor","Estimated using emissions factor","Estimated using emissions factor"]
[5729,2019,"DE","Delaware City Refinery",52193,"COKCOB","ST","OP",null,null,"OTHER BOILER",null,"PRG",{"$nulls":18},1960]
[5732,2019,"DE","Delaware City Refinery",52193,"DCPP3","ST","OP",null,null,"WALL",null,"PRG",{"$nulls":18},1956]
[5751,2019,"DE","Indian River",594,"4","ST","OP","Yes","ARP,MATS,RGGI,SIPNOX","TURBO",1,"BIT",{"v":849,"d":"849.0"},{"v":1755559.625,"d":"1,755,560"},{"v":1184630.625,"d":"1,184,631"},{"v":73.693000793457,"d":"73.7"},{"v":48.3839988708496,"d":"48.4"},{"v":246.167999267578,"d":"246.2"},{"v":180120.71875,"d":"180,120.7"},{"v":0.790000021457672,"d":"0.8"},"EPA/CAMD","EPA/CAMD","EPA/CAMD","EPA/CAMD","EPA/CAMD","EPA/CAMD","EPA/CAMD","DL","LNBO,SCR,SNCR","Yes",1980]
[5767,2019,"DE","Seaford Delaware Plant",10793,"GEN2","ST","RE",{"$nulls":4},"BIT"]
[5774,2019,"DE","Van Sant",7318,"**11","GT","OP","Yes","ARP,RGGI,SIPNOX","CT",null,"NG",{"v":178,"d":"178.0"},{"v":56661.8203125,"d":"56,662"},{"v":36383.08984375,"d":"36,383"},{"v":4.38199996948242,"d":"4.4"},{"v":2.76500010490417,"d":"2.8"},{"v":0.0209999997168779,"d":"0.0"},{"v":3397.67700195313,"d":"3,397.7"},null,"EPA/CAMD","EPA/CAMD","EPA/CAMD","EPA/CAMD","EPA/CAMD","EPA/CAMD",null,null,"H2O",null,1991]
[5781,2019,"FL","AEP Jacksonville Solar Project",61388,"PV1","PV","OP",{"$nulls":4},"SUN",null,{"v":129674,"d":"129,674"},{"v":59107,"d":"59,107"},{"$nulls":5},"EIA Prime Mover-level Data","EIA Prime Mover-level Data"]
[5798,2019,"FL","Baptist Medical Center",10008,"CG-4","IC","RE",{"$nulls":4},"NG"]
[5816,2019,"FL","Bayside Power Station",7873,"CT2C","CT","OP","Yes","ARP","CC",null,"NG",{"v":6275,"d":"6,275.0"},{"v":8713243,"d":"8,713,243"},{"v":4750051.5,"d":"4,750,052"},{"v":53.5620002746582,"d":"53.6"},{"v":28.5939998626709,"d":"28.6"},{"v":2.61400008201599,"d":"2.6"},{"v":517818.6875,"d":"517,818.7"},null,"EPA/CAMD","EPA/CAMD","EPA/CAMD","EPA/CAMD","EPA/CAMD","EPA/CAMD",null,null,"DLNB,SCR",null,2003]
[5823,2019,"FL","Bayside Power Station",7873,"CT5B","GT","OP","Yes","ARP","CT",null,"NG",{"v":278,"d":"278.0"},{"v":55090.9375,"d":"55,091"},{"v":27750.408203125,"d":"27,750"},{"v":2.43400001525879,"d":"2.4"},{"v":1.21700000762939,"d":"1.2"},{"v":0.017000000923872,"d":"0.0"},{"v":3274.2919921875,"d":"3,274.3"},null,"EPA/CAMD","EPA/CAMD","EPA/CAMD","EPA/CAMD","EPA/CAMD","EPA/CAMD",null,null,"H2O",null,2009]
[5843,2019,"FL","Brevard",61777,"ENG4","IC","OP",{"$nulls":4},"LFG",null,{"v":58277,"d":"58,277"},{"v":23592.166015625,"d":"23,592"},{"v":41.4220008850098,"d":"41.4"},{"v":16.7689990997314,"d":"16.8"},{"v":1.31120002269745,"d":"1.3"},{"v":3700.57690429688,"d":"3,700.6"},null,"EIA Prime Mover-level Data","EIA Prime Mover-level Data","Estimated using emissions factor","Estimated using emissions factor","Estimated using emissions factor","Estimated using emissions factor"]
[5845,2019,"FL","Brevard",61777,"ENG6","IC","OP",{"$nulls":4},"LFG",null,{"v":58277,"d":"58,277"},{"v":23592.166015625,"d":"23,592"},{"v":41.4220008850098,"d":"41.4"},{"v":16.7689990997314,"d":"16.8"},{"v":1.31120002269745,"d":"1.3"},{"v":3700.57690429688,"d":"3,700.6"},null,"EIA Prime Mover-level Data","EIA Prime Mover-level Data","Estimated using emissions factor","Estimated using emissions factor","Estimated using emissions factor","Estimated using emissions factor"]
[5861,2019,"FL","C D McIntosh Jr Power Plant",676,"3","ST","OP","Yes","ARP,MATS","WALL",1,"BIT",{"v":5050,"d":"5,050.0"},{"v":10556108,"d":"10,556,108"},{"v":6239357,"d":"6,239,357"},{"v":971.4580078125,"d":"971.5"},{"v":566.598999023438,"d":"566.6"},{"v":843.505981445313,"d":"843.5"},{"v":1025668.625,"d":"1,025,668.6"},null,"EPA/CAMD","EPA/CAMD","EPA/CAMD","EPA/CAMD","EPA/CAMD","EPA/CAMD",null,"WLS","LNB",null,1982]
[5876,2019,"FL","Central District Wastewater Treat Plant",54623,"3","IC","RE",{"$nulls":4},"OBG"]
[5887,2019,"FL","Clewiston Sugar House",50482,"B2","ST","OP",{"$nulls":3},7,"AB",null,{"v":449255.59375,"d":"449,256"},0,{"v":35.3530006408691,"d":"35.4"},{"v":5.86499977111816,"d":"5.9"},{"v":5.57849979400635,"d":"5.6"},{"v":58375.44921875,"d":"58,375.4"},null,"EIA Unit-level Data","EIA Unit-Level Data","Estimated using emissions factor","Estimated using emissions factor","Estimated using emissions factor and plant-specific sulfur content","Estimated using emissions factor"]
[5903,2019,"FL","Crist Electric Generating Plant",641,"7","ST","OP","Yes","ARP,MATS","WALL",1,"BIT",{"v":7041,"d":"7,041.0"},{"v":22768044,"d":"22,768,044"},{"v":11221740,"d":"11,221,740"},{"v":1570.82800292969,"d":"1,570.8"},{"v":818.763000488281,"d":"818.8"},{"v":877.669006347656,"d":"877.7"},{"v":2335649.75,"d":"2,335,649.8"},{"v":6.21999979019165,"d":"6.2"},"EPA/CAMD","EPA/CAMD","EPA/CAMD","EPA/CAMD","EPA/CAMD","EPA/CAMD","EPA/CAMD","WLS","LNB,SCR",null,1973]
[5909,2019,"FL","Crystal River",628,"5","ST","OP","Yes","ARP,MATS","WALL",1,"BIT",{"v":4264,"d":"4,264.0"},{"v":18683338,"d":"18,683,338"},{"v":9753794,"d":"9,753,794"},{"v":461.369995117188,"d":"461.4"},{"v":253.660003662109,"d":"253.7"},{"v":1189.38903808594,"d":"1,189.4"},{"v":1916910.5,"d":"1,916,910.5"},{"v":10.0900001525879,"d":"10.1"},"EPA/CAMD","EPA/CAMD","EPA/CAMD","EPA/CAMD","EPA/CAMD","EPA/CAMD","EPA/CAMD","WL","LNB,SCR",null,1984]
[5925,2019,"FL","Cutrale Citrus Juices USA II",10188,"GEN1","CT","RE",{"$nulls":4},"NG"]
[5945,2019,"FL","Durrance",63495,"1","PV","P",{"$nulls":4},"SUN"]
[5952,2019,"FL","F J Gannon",646,"4","ST","RE",{"$nulls":4},"BIT"]
[5968,2019,"FL","Fort Myers",612,"FMCT2B","CT","OP","Yes","ARP","CC",null,"NG",{"v":6141,"d":"6,141.0"},{"v":9792755,"d":"9,792,755"},{"v":4773090,"d":"4,773,090"},{"v":132.453002929688,"d":"132.5"},{"v":65.0250015258789,"d":"65.0"},{"v":2.93799996376038,"d":"2.9"},{"v":581971.1875,"d":"581,971.2"},null,"EPA/CAMD","EPA/CAMD","EPA/CAMD","EPA/CAMD","EPA/CAMD","EPA/CAMD",null,null,"DLNB",null,2000]
[5974,2019,"FL","Fort Myers",612,"PFM3B","GT","OP","Yes","ARP","CT",null,"NG",{"v":347,"d":"347.0"},{"v":441103.84375,"d":"441,104"},{"v":246139.53125,"d":"246,140"},{"v":7.42500019073486,"d":"7.4"},{"v":3.8840000629425,"d":"3.9"},{"v":0.202000007033348,"d":"0.2"},{"v":26274.08203125,"d":"26,274.1"},null,"EPA/CAMD","EPA/CAMD","EPA/CAMD","EPA/CAMD","EPA/CAMD","EPA/CAMD",null,null,"DLNB,H2O",null,2003]
[5994,2019,"FL","G W Ivey",665,"22","IC","SB",{"$nulls":4},"DFO",null,{"v":2.22399997711182,"d":"2"},{"v":1.14800000190735,"d":"1"},{"v":1.27699995040894,"d":"1.3"},{"v":0.662000000476837,"d":"0.7"},{"v":0.114699997007847,"d":"0.1"},{"v":0.181999996304512,"d":"0.2"},null,"EIA Prime Mover-level Data","EIA Prime Mover-level Data","Estimated using emissions factor","Estimated using emissions factor","Estimated using emissions factor","Estimated using emissions factor"]
[6001,2019,"FL","Georgia-Pacific Palatka Operations",10611,"4 COMB","ST","OP",null,null,"STOKER",2,"NG",null,{"v":2028133.25,"d":"2,028,133"},{"v":804158.4375,"d":"804,158"},{"v":317.850006103516,"d":"317.9"},{"v":126.365997314453,"d":"126.4"},{"v":1.75090003013611,"d":"1.8"},{"v":122795.640625,"d":"122,795.6"},null,"EIA Unit-level Data","EIA Unit-Level Data","Estimated using emissions factor","Estimated using emissions factor","Estimated using emissions factor and plant-specific sulfur content","Estimated using emissions factor"]
[6016,2019,"FL","Hammock Solar",61024,"1","PV","OP",{"$nulls":4},"SUN",null,{"v":1398556,"d":"1,398,556"},{"v":600873,"d":"600,873"},{"$nulls":5},"EIA Prime Mover-level Data","EIA Prime Mover-level Data"]
[6032,2019,"FL","Hecate Energy Blair Road LLC",62778,"HEJEA","PV","OP",{"$nulls":4},"SUN",null,{"v":61116,"d":"61,116"},{"v":27857,"d":"27,857"},{"$nulls":5},"EIA Prime Mover-level Data","EIA Prime Mover-level Data"]
[6046,2019,"FL","Hillsborough County Resource Recovery",50858,"MWC1B","ST","OP",{"$nulls":3},2,"MSW",null,{"v":1086747.625,"d":"1,086,748"},{"v":501548.46875,"d":"501,548"},{"v":172.52099609375,"d":"172.5"},{"v":77.2379989624023,"d":"77.2"},{"v":15.4124002456665,"d":"15.4"},{"v":108652.609375,"d":"108,652.6"},null,"EIA Unit-level Data","EIA Unit-Level Data","Estimated based on unit-level NOx emission rates","Estimated based on unit-level NOx ozone season emission rates","Estimated using emissions factor and plant-specific sulfur content","Estimated using emissions factor",null,"SD",null,"Yes"]
[6058,2019,"FL","Hookers Point",647,"1","ST","RE",{"$nulls":4},"RFO"]
[6061,2019,"FL","Hookers Point",647,"4","ST","RE",{"$nulls":4},"RFO"]
[6079,2019,"FL","Indian River Solar Center",61020,"1","PV","OP",{"$nulls":4},"SUN",null,{"v":1403722,"d":"1,403,722"},{"v":634160,"d":"634,160"},{"$nulls":5},"EIA Prime Mover-level Data","EIA Prime Mover-level Data"]
[6087,2019,"FL","Intercession City",8049,"**8","GT","OP","Yes","ARP","CT",null,"NG",{"v":854,"d":"854.0"},{"v":596300.9375,"d":"596,301"},{"v":344534.71875,"d":"344,535"},{"v":23.3859996795654,"d":"23.4"},{"v":13.2379999160767,"d":"13.2"},{"v":0.185000002384186,"d":"0.2"},{"v":35568.28515625,"d":"35,568.3"},null,"EPA/CAMD","EPA/CAMD","EPA/CAMD","EPA/CAMD","EPA/CAMD","EPA/CAMD",null,null,"H2O",null,1993]
[6103,2019,"FL","J Woodruff",690,"3A","HY","OP",{"$nulls":4},"WAT",null,{"v":603156.3125,"d":"603,156"},{"v":210662,"d":"210,662"},{"$nulls":5},"EIA Prime Mover-level Data","EIA Prime Mover-level Data"]
[6123,2019,"FL","Lauderdale",613,"PFL6E","GT","OP","Yes","ARP","CT",null,"NG",{"v":774,"d":"774.0"},{"v":1183680.625,"d":"1,183,681"},{"v":792818,"d":"792,818"},{"v":17.3349990844727,"d":"17.3"},{"v":11.4940004348755,"d":"11.5"},{"v":0.356000006198883,"d":"0.4"},{"v":70396.484375,"d":"70,396.5"},null,"EPA/CAMD","EPA/CAMD","EPA/CAMD","EPA/CAMD","EPA/CAMD","EPA/CAMD",null,null,"DLNB,H2O",null,2016]
[6126,2019,"FL","Lee County Solid Waste Energy",52010,"BLR3","ST","OP",{"$nulls":3},1,"MSW",null,{"v":2051560.625,"d":"2,051,561"},{"v":882595.8125,"d":"882,596"},{"v":195.410995483398,"d":"195.4"},{"v":83.802001953125,"d":"83.8"},{"v":7.24300003051758,"d":"7.2"},{"v":204589.96875,"d":"204,590.0"},null,"EIA Unit-level Data","EIA Unit-Level Data","Estimated based on unit-level NOx emission rates","Estimated based on unit-level NOx ozone season emission rates","Estimated using emissions factor and plant-specific sulfur content","Estimated using emissions factor",null,"SD","SN","Yes"]
[6145,2019,"FL","Manatee Solar Energy Center",60014,"BMS","BA","P",{"$nulls":4},"MWH"]
[6152,2019,"FL","Marathon Generating Plant",696,"7","IC","RE",{"$nulls":4},"DFO"]
[6171,2019,"FL","Miami Dade Solar Energy Center",61766,"1","PV","OP",{"$nulls":4},"SUN",null,{"v":1254253,"d":"1,254,253"},{"v":558486,"d":"558,486"},{"$nulls":5},"EIA Prime Mover-level Data","EIA Prime Mover-level Data"]
[6174,2019,"FL","Midulla Generating Station",7380,"4A","GT","OP","Yes","ARP","CT",null,"NG",{"v":917,"d":"917.0"},{"v":201474.765625,"d":"201,475"},{"v":113081.6875,"d":"113,082"},{"v":8.79199981689453,"d":"8.8"},{"v":4.71199989318848,"d":"4.7"},{"v":0.0599999986588955,"d":"0.1"},{"v":11974.8369140625,"d":"11,974.8"},null,"EPA/CAMD","EPA/CAMD","EPA/CAMD","EPA/CAMD","EPA/CAMD","EPA/CAMD",null,null,"DLNB,H2O",null,2006]
[6190,2019,"FL","Mosaic Co Mulberry Facility",50510,"CGN1","ST","RE",{"$nulls":4},"OTH"]
[6204,2019,"FL","Northside",667,"1A","ST","OP","Yes","ARP,MATS","FLUIDIZED",null,"BIT",{"v":8011,"d":"8,011.0"},{"v":21748572,"d":"21,748,572"},{"v":9576885,"d":"9,576,885"},{"v":774.140991210938,"d":"774.1"},{"v":345.578002929688,"d":"345.6"},{"v":1601.03796386719,"d":"1,601.0"},{"v":2228958.75,"d":"2,228,958.8"},{"v":4.34999990463257,"d":"4.3"},"EPA/CAMD","EPA/CAMD","EPA/CAMD","EPA/CAMD","EPA/CAMD","EPA/CAMD","EPA/CAMD","DL","SNCR",null,2002]
[6216,2019,"FL","Oleander Power Project",55286,"O-3","GT","OP","Yes","ARP","CT",null,"NG",{"v":123,"d":"123.0"},{"v":160120.53125,"d":"160,121"},{"v":72807.4609375,"d":"72,807"},{"v":2.83400011062622,"d":"2.8"},{"v":1.33399999141693,"d":"1.3"},{"v":0.0930000022053719,"d":"0.1"},{"v":9516.7158203125,"d":"9,516.7"},null,"EPA/CAMD","EPA/CAMD","EPA/CAMD","EPA/CAMD","EPA/CAMD","EPA/CAMD",null,null,"DLNB,H2O",null,2002]
[6232,2019,"FL","P L Bartow",634,"4D","CT","OP","Yes","ARP","CC",1,"NG",{"v":6880,"d":"6,880.0"},{"v":12059978,"d":"12,059,978"},{"v":6280758,"d":"6,280,758"},{"v":193.134994506836,"d":"193.1"},{"v":98.1640014648438,"d":"98.2"},{"v":3.59699988365173,"d":"3.6"},{"v":716713.3125,"d":"716,713.3"},null,"EPA/CAMD","EPA/CAMD","EPA/CAMD","EPA/CAMD","EPA/CAMD","EPA/CAMD",null,null,"DLNB,H2O,SCR",null,2008]
[6249,2019,"FL","Pelican Solar Center",62924,"1","PV","L",{"$nulls":4},"SUN"]
[6258,2019,"FL","Perdido",57502,"1","IC","OP",{"$nulls":4},"LFG",null,{"v":129053.5,"d":"129,054"},{"v":52244.5,"d":"52,245"},{"v":91.193000793457,"d":"91.2"},{"v":36.9179992675781,"d":"36.9"},{"v":2.90370011329651,"d":"2.9"},{"v":8194.8701171875,"d":"8,194.9"},null,"EIA Prime Mover-level Data","EIA Prime Mover-level Data","Estimated using emissions factor","Estimated using emissions factor","Estimated using emissions factor","Estimated using emissions factor"]
[6274,2019,"FL","Port Charlotte Energy LLC",59240,"G1","IC","OP",{"$nulls":4},"LFG",null,{"v":49314.5,"d":"49,315"},{"v":19963.5,"d":"19,964"},{"v":37.3199996948242,"d":"37.3"},{"v":15.1079998016357,"d":"15.1"},{"v":1.10959994792938,"d":"1.1"},{"v":3131.4599609375,"d":"3,131.5"},null,"EIA Prime Mover-level Data","EIA Prime Mover-level Data","Estimated using emissions factor","Estimated using emissions factor","Estimated using emissions factor","Estimated using emissions factor"]
[6281,2019,"FL","Putnam",6246,"1GT2","CT","RE",{"$nulls":4},"NG"]
[6296,2019,"FL","Riviera Beach Energy Center",619,"RBCT5B","CT","OP","Yes","ARP","CC",null,"NG",{"v":5572,"d":"5,572.0"},{"v":12436179,"d":"12,436,179"},{"v":5547040.5,"d":"5,547,041"},{"v":50.4210014343262,"d":"50.4"},{"v":22.1469993591309,"d":"22.1"},{"v":3.73099994659424,"d":"3.7"},{"v":739066.9375,"d":"739,066.9"},null,"EPA/CAMD","EPA/CAMD","EPA/CAMD","EPA/CAMD","EPA/CAMD","EPA/CAMD",null,null,"DLNB,H2O,SCR",null,2013]
[6303,2019,"FL","Sanford",620,"SNCT4B","CT","OP","Yes","ARP","CC",null,"NG",{"v":6490,"d":"6,490.0"},{"v":9523595,"d":"9,523,595"},{"v":5181014,"d":"5,181,014"},{"v":139.746994018555,"d":"139.7"},{"v":72.5950012207031,"d":"72.6"},{"v":2.85700011253357,"d":"2.9"},{"v":565969.875,"d":"565,969.9"},null,"EPA/CAMD","EPA/CAMD","EPA/CAMD","EPA/CAMD","EPA/CAMD","EPA/CAMD",null,null,"DLNB",null,2002]
[6323,2019,"FL","Seminole Energy",61780,"ENG4","IC","RE",{"$nulls":4},"LFG",null,{"v":47155.25,"d":"47,155"},{"v":19089.75,"d":"19,090"},{"v":33.7159996032715,"d":"33.7"},{"v":13.6490001678467,"d":"13.6"},{"v":1.06099998950958,"d":"1.1"},{"v":2994.34790039063,"d":"2,994.3"},null,"EIA Prime Mover-level Data","EIA Prime Mover-level Data","Estimated using emissions factor","Estimated using emissions factor","Estimated using emissions factor","Estimated using emissions factor"]
[6329,2019,"FL","Shady Hills",55414,"GT301","GT","OP","Yes","ARP","CT",null,"NG",{"v":539,"d":"539.0"},{"v":727461.25,"d":"727,461"},{"v":351622.75,"d":"351,623"},{"v":12.1309995651245,"d":"12.1"},{"v":5.82299995422363,"d":"5.8"},{"v":0.317999988794327,"d":"0.3"},{"v":43345.96484375,"d":"43,346.0"},null,"EPA/CAMD","EPA/CAMD","EPA/CAMD","EPA/CAMD","EPA/CAMD","EPA/CAMD",null,null,"DLNB,H2O",null,2002]
[6345,2019,"FL","South District Wastewater Treatment Plt",54624,"3A","IC","OP",{"$nulls":4},"OBG",null,{"v":37932.75,"d":"37,933"},{"v":14978,"d":"14,978"},{"v":69.6869964599609,"d":"69.7"},{"v":27.3939990997314,"d":"27.4"},{"v":0.119800001382828,"d":"0.1"},{"v":2408.72192382813,"d":"2,408.7"},null,"EIA Prime Mover-level Data","EIA Prime Mover-level Data","Estimated using emissions factor","Estimated using emissions factor","Estimated using emissions factor","Estimated using emissions factor"]
[6361,2019,"FL","Springhill Gas Recovery Plant",56522,"GEN6","IC","OP",{"$nulls":4},"LFG",null,{"v":72172.1640625,"d":"72,172"},{"v":29217.166015625,"d":"29,217"},{"v":50.4090003967285,"d":"50.4"},{"v":20.4069995880127,"d":"20.4"},{"v":1.62390005588531,"d":"1.6"},{"v":4582.9169921875,"d":"4,582.9"},null,"EIA Prime Mover-level Data","EIA Prime Mover-level Data","Estimated using emissions factor","Estimated using emissions factor","Estimated using emissions factor","Estimated using emissions factor"]
[6374,2019,"FL","Standby Generation Plant",50310,"1","IC","SB",{"$nulls":4},"NG",null,{"v":25.2919998168945,"d":"25"},{"v":13.6499996185303,"d":"14"},{"v":0.034000001847744,"d":"0.0"},{"v":0.0189999993890524,"d":"0.0"},{"v":0,"d":"0.0"},{"v":1.47800004482269,"d":"1.5"},null,"EIA Prime Mover-level Data","EIA Prime Mover-level Data","Estimated using emissions factor","Estimated using emissions factor","Estimated using emissions factor","Estimated using emissions factor"]
[6387,2019,"FL","Starratt Solar",62940,"PV","PV","OP",{"$nulls":4},"SUN",null,{"v":85302,"d":"85,302"},{"v":38882,"d":"38,882"},{"$nulls":5},"EIA Prime Mover-level Data","EIA Prime Mover-level Data"]
[6390,2019,"FL","Sub 12",61080,"IC2","IC","OP",{"$nulls":4},"NG",null,{"v":97361,"d":"97,361"},{"v":47836,"d":"47,836"},{"v":131.205001831055,"d":"131.2"},{"v":64.4649963378906,"d":"64.5"},{"v":0.155599996447563,"d":"0.2"},{"v":5690.2177734375,"d":"5,690.2"},null,"EIA Prime Mover-level Data","EIA Prime Mover-level Data","Estimated using emissions factor","Estimated using emissions factor","Estimated using emissions factor","Estimated using emissions factor"]
[6407,2019,"FL","Tampa Electric Co NA 2",56352,"5","GT","IP",{"$nulls":4},"NG"]
[6416,2019,"FL","The Mosaic Company, Plant City Facility",50371,"MI34","ST","RE",{"$nulls":4},"WH"]
[6432,2019,"FL","Turkey Point",621,"TPCT5C","CT","OP","Yes","ARP","CC",null,"NG",{"v":5723,"d":"5,723.0"},{"v":9147199,"d":"9,147,199"},{"v":5757313,"d":"5,757,313"},{"v":33.7719993591309,"d":"33.8"},{"v":20.4850006103516,"d":"20.5"},{"v":2.74499988555908,"d":"2.7"},{"v":543612.1875,"d":"543,612.2"},null,"EPA/CAMD","EPA/CAMD","EPA/CAMD","EPA/CAMD","EPA/CAMD","EPA/CAMD",null,null,"DLNB,H2O,NH3,SCR",null,2006]
[6452,2019,"FL","Unnamed",7890,"GT3","GT","CN",{"$nulls":4},"DFO"]
[6454,2019,"FL","Unsited",7744,"2","CC","IP",{"$nulls":4},"NG"]
[6474,2019,"FL","West County Energy Center",56407,"WCCT3A","CT","OP","Yes","ARP","CC",null,"NG",{"v":6965,"d":"6,965.0"},{"v":15498218,"d":"15,498,218"},{"v":7208699,"d":"7,208,699"},{"v":61.3790016174316,"d":"61.4"},{"v":28.0480003356934,"d":"28.0"},{"v":4.65100002288818,"d":"4.7"},{"v":921114.3125,"d":"921,114.3"},null,"EPA/CAMD","EPA/CAMD","EPA/CAMD","EPA/CAMD","EPA/CAMD","EPA/CAMD",null,null,"DLNB,H2O,O,SCR",null,2010]
[6481,2019,"FL","Wheelabrator North Broward",54033,"GEN1","ST","RE",{"$nulls":4},"MSW"]
[6499,2019,"FL","Winston",7997,"WD12","IC","OP",{"$nulls":4},"DFO"]
[6516,2019,"GA","AL Sandersville Energy Facility",55672,"CT5","GT","OP","Yes","ARP,CSNOX,CSOSG1,CSSO2G2","CT",null,"NG",{"v":165,"d":"165.0"},{"v":121729.5546875,"d":"121,730"},{"v":89920.890625,"d":"89,921"},{"v":1.28799998760223,"d":"1.3"},{"v":0.940999984741211,"d":"0.9"},{"v":0.0370000004768372,"d":"0.0"},{"v":7233.72998046875,"d":"7,233.7"},null,"EPA/CAMD","EPA/CAMD","EPA/CAMD","EPA/CAMD","EPA/CAMD","EPA/CAMD",null,null,"DLNB",null,2002]
[6523,2019,"GA","Allatoona",760,"A","HY","OP",{"$nulls":4},"WAT",null,{"v":39599.90625,"d":"39,600"},{"v":13830.900390625,"d":"13,831"},{"$nulls":5},"EIA Prime Mover-level Data","EIA Prime Mover-level Data"]
[6532,2019,"GA","Arkwright",699,"5A","GT","RE",{"$nulls":4},"DFO"]
[6545,2019,"GA","Atkinson",700,"5A","GT","RE",{"$nulls":4},"DFO"]
[6561,2019,"GA","Barnett Shoals",701,"3","HY","RE",{"$nulls":4},"WAT"]
[6577,2019,"GA","Brunswick Cellulose",10605,"5RB","ST","OP",{"$nulls":3},3,"BLQ",null,{"v":7518372.5,"d":"7,518,373"},{"v":2901009.5,"d":"2,901,010"},{"v":300.734985351563,"d":"300.7"},{"v":116.040000915527,"d":"116.0"},{"v":2256.47045898438,"d":"2,256.5"},{"v":829141.5625,"d":"829,141.6"},null,"EIA Unit-level Data","EIA Unit-Level Data","Estimated based on unit-level NOx emission rates","Estimated based on unit-level NOx ozone season emission rates","Estimated using emissions factor and plant-specific sulfur content","Estimated using emissions factor"]
[6587,2019,"GA","Burton Dam",704,"1","HY","OP",{"$nulls":4},"WAT",null,{"v":138620,"d":"138,620"},{"v":48415.5,"d":"48,416"},{"$nulls":5},"EIA Prime Mover-level Data","EIA Prime Mover-level Data"]
[6603,2019,"GA","CNN Center",54323,"D4_2","IC","SB",{"$nulls":4},"DFO",null,{"v":466.614990234375,"d":"467"},{"v":207.845993041992,"d":"208"},{"v":0.736999988555908,"d":"0.7"},{"v":0.328000009059906,"d":"0.3"},{"v":0.0676999986171722,"d":"0.1"},{"v":38.1049995422363,"d":"38.1"},null,"EIA Prime Mover-level Data","EIA Prime Mover-level Data","Estimated using emissions factor","Estimated using emissions factor","Estimated using emissions factor","Estimated using emissions factor"]
[6610,2019,"GA","Comer Solar",61554,"1","PV","OP",{"$nulls":4},"SUN",null,{"v":33385,"d":"33,385"},{"v":16926,"d":"16,926"},{"$nulls":5},"EIA Prime Mover-level Data","EIA Prime Mover-level Data"]
[6624,2019,"GA","Dahlberg (Jackson County)",7765,"9","GT","OP","Yes","ARP,CSNOX,CSOSG1,CSSO2G2","CT",null,"NG",{"v":1036,"d":"1,036.0"},{"v":803351.4375,"d":"803,351"},{"v":641649.125,"d":"641,649"},{"v":11.1300001144409,"d":"11.1"},{"v":8.42899990081787,"d":"8.4"},{"v":0.24099999666214,"d":"0.2"},{"v":48687.26953125,"d":"48,687.3"},null,"EPA/CAMD","EPA/CAMD","EPA/CAMD","EPA/CAMD","EPA/CAMD","EPA/CAMD",null,null,"DLNB,H2O",null,2001]
[6632,2019,"GA","Doyle Energy Facility",55244,"CTG-3","GT","OP","Yes","ARP,CSNOX,CSOSG1,CSSO2G2","CT",null,"NG",{"v":379,"d":"379.0"},{"v":232962.578125,"d":"232,963"},{"v":218798.390625,"d":"218,798"},{"v":11.3990001678467,"d":"11.4"},{"v":10.6809997558594,"d":"10.7"},{"v":0.0700000002980232,"d":"0.1"},{"v":13844.142578125,"d":"13,844.1"},null,"EPA/CAMD","EPA/CAMD","EPA/CAMD","EPA/CAMD","EPA/CAMD","EPA/CAMD",null,null,"DLNB",null,2000]
[6652,2019,"GA","Flint River",706,"3","HY","OP",{"$nulls":4},"WAT",null,{"v":41411,"d":"41,411"},{"v":14463.3330078125,"d":"14,463"},{"$nulls":5},"EIA Prime Mover-level Data","EIA Prime Mover-level Data"]
[6657,2019,"GA","Fort Stewart Solar Facility",59865,"1","PV","OP",{"$nulls":4},"SUN",null,{"v":483256,"d":"483,256"},{"v":245009,"d":"245,009"},{"$nulls":5},"EIA Prime Mover-level Data","EIA Prime Mover-level Data"]
[6674,2019,"GA","Georgia Power at Jakin GA PV",61397,"PV1","PV","OP",{"$nulls":4},"SUN",null,{"v":27364,"d":"27,364"},{"v":13874,"d":"13,874"},{"$nulls":5},"EIA Prime Mover-level Data","EIA Prime Mover-level Data"]
[6694,2019,"GA","Greenville",60512,"SO073","PV","OP",{"$nulls":4},"SUN",null,{"v":12476,"d":"12,476"},{"v":6325,"d":"6,325"},{"$nulls":5},"EIA Prime Mover-level Data","EIA Prime Mover-level Data"]
[6702,2019,"GA","Harllee Branch",709,"1","ST","RE",null,null,"WALL",1,"BIT"]
[6716,2019,"GA","Hazlehurst II",60554,"STHLV","PV","OP",{"$nulls":4},"SUN",null,{"v":966922,"d":"966,922"},{"v":463746,"d":"463,746"},{"$nulls":5},"EIA Prime Mover-level Data","EIA Prime Mover-level Data"]
[6732,2019,"GA","Imperial Savannah LP",50146,"B","ST","OP",{"$nulls":3},4,"NG",null,{"v":10525.724609375,"d":"10,526"},{"v":6860.3251953125,"d":"6,860"},{"v":0.717999994754791,"d":"0.7"},{"v":0.31700000166893,"d":"0.3"},{"v":0.0137999998405576,"d":"0.0"},{"v":615.171020507813,"d":"615.2"},null,"EIA Unit-level Data","EIA Unit-Level Data","Estimated using emissions factor","Estimated using emissions factor","Estimated using emissions factor","Estimated using emissions factor"]
[6735,2019,"GA","Inforum",54290,"BUG1","IC","OP",{"$nulls":4},"DFO"]
[6745,2019,"GA","International Paper Savanna Mill",50398,"GEN3","ST","RE",{"$nulls":4},"BIT"]
[6761,2019,"GA","Jack McDonough",710,"6A","CT","OP","Yes","ARP,CSNOX,CSOSG1,CSSO2G2","CC",1,"NG",{"v":8124,"d":"8,124.0"},{"v":20855870,"d":"20,855,870"},{"v":9151381,"d":"9,151,381"},{"v":76.4909973144531,"d":"76.5"},{"v":32.5919990539551,"d":"32.6"},{"v":6.25699996948242,"d":"6.3"},{"v":1239436,"d":"1,239,436.0"},null,"EPA/CAMD","EPA/CAMD","EPA/CAMD","EPA/CAMD","EPA/CAMD","EPA/CAMD",null,null,"DLNB,SCR",null,2012]
[6781,2019,"GA","King Mill",61000,"2","HY","OP",{"$nulls":4},"WAT",null,{"v":46131.81640625,"d":"46,132"},{"v":16112.0458984375,"d":"16,112"},{"$nulls":5},"EIA Prime Mover-level Data","EIA Prime Mover-level Data"]
[6794,2019,"GA","Lakeland Solar Energy LLC",58572,"2","PV","OP",{"$nulls":4},"SUN",null,{"v":17110.5,"d":"17,111"},{"v":8675,"d":"8,675"},{"$nulls":5},"EIA Prime Mover-level Data","EIA Prime Mover-level Data"]
[6803,2019,"GA","Marine Corps Logistics Base Solar",59876,"1","PV","OP",{"$nulls":4},"SUN",null,{"v":521887,"d":"521,887"},{"v":259412,"d":"259,412"},{"$nulls":5},"EIA Prime Mover-level Data","EIA Prime Mover-level Data"]
[6810,2019,"GA","McIntosh (6124)",6124,"CT2","GT","OP","Yes","ARP,CSNOX,CSOSG1,CSSO2G2","CT",null,"NG",{"v":153,"d":"153.0"},{"v":92177.296875,"d":"92,177"},{"v":69953.703125,"d":"69,954"},{"v":34.564998626709,"d":"34.6"},{"v":26.2530002593994,"d":"26.3"},{"v":2.32800006866455,"d":"2.3"},{"v":5642.60009765625,"d":"5,642.6"},null,"EPA/CAMD","EPA/CAMD","EPA/CAMD","EPA/CAMD","EPA/CAMD","EPA/CAMD",null,null,"H2O",null,1995]
[6827,2019,"GA","McManus",715,"4C","GT","OP","Yes","CSNOX,CSOSG1,CSSO2G2","CT",null,"DFO",{"v":19,"d":"19.0"},{"v":5862.10009765625,"d":"5,862"},{"v":1852.09997558594,"d":"1,852"},{"v":3.51699995994568,"d":"3.5"},{"v":1.11099994182587,"d":"1.1"},{"v":1.46599996089935,"d":"1.5"},{"v":478.716003417969,"d":"478.7"},null,"EPA/CAMD","EPA/CAMD","EPA/CAMD","EPA/CAMD","EPA/CAMD","Estimated using emissions factor",{"$nulls":4},1972]
[6845,2019,"GA","Morgan Falls",717,"2","HY","OP",{"$nulls":4},"WAT",null,{"v":36713.85546875,"d":"36,714"},{"v":12822.857421875,"d":"12,823"},{"$nulls":5},"EIA Prime Mover-level Data","EIA Prime Mover-level Data"]
[6852,2019,"GA","MPC Generating",7764,"1","GT","OP","Yes","ARP,CSNOX,CSOSG1,CSSO2G2","CT",null,"NG",{"v":56,"d":"56.0"},{"v":60973.7578125,"d":"60,974"},{"v":46594.8828125,"d":"46,595"},{"v":3.42899990081787,"d":"3.4"},{"v":2.48900008201599,"d":"2.5"},{"v":0.0179999992251396,"d":"0.0"},{"v":3623.7109375,"d":"3,623.7"},null,"EPA/CAMD","EPA/CAMD","EPA/CAMD","EPA/CAMD","EPA/CAMD","EPA/CAMD",null,null,"H2O",null,1999]
[6860,2019,"GA","Naval Submarine Base Kings Bay",54239,"3025","IC","SB",{"$nulls":4},"DFO",null,{"v":2277.0830078125,"d":"2,277"},{"v":1837.3330078125,"d":"1,837"},{"v":3.77999997138977,"d":"3.8"},{"v":2.89499998092651,"d":"2.9"},{"v":0.330199986696243,"d":"0.3"},{"v":185.953002929688,"d":"186.0"},null,"EIA Prime Mover-level Data","EIA Prime Mover-level Data","Estimated using emissions factor","Estimated using emissions factor","Estimated using emissions factor","Estimated using emissions factor"]
[6874,2019,"GA","Nottely",758,"1","HY","OP",{"$nulls":4},"WAT",null,{"v":407480.1875,"d":"407,480"},{"v":142318.875,"d":"142,319"},{"$nulls":5},"EIA Prime Mover-level Data","EIA Prime Mover-level Data"]
[6890,2019,"GA","Pecan Row Landfill To Electric Facility",59221,"GEN3","IC","OP",{"$nulls":4},"LFG",null,{"v":96347.75,"d":"96,348"},{"v":39913.25,"d":"39,913"},{"v":69.8519973754883,"d":"69.9"},{"v":28.9370002746582,"d":"28.9"},{"v":2.167799949646,"d":"2.2"},{"v":6118.06201171875,"d":"6,118.1"},null,"EIA Prime Mover-level Data","EIA Prime Mover-level Data","Estimated using emissions factor","Estimated using emissions factor","Estimated using emissions factor","Estimated using emissions factor"]
[6905,2019,"GA","Richard B Russell",6132,"6","PS","OP",{"$nulls":4},"WAT",null,0,0,{"$nulls":5},"EIA Prime Mover-level Data","EIA Prime Mover-level Data"]
[6916,2019,"GA","Riverside (GA)",734,"8","ST","RE",{"$nulls":4},"NG"]
[6932,2019,"GA","Rumble Road Energy Center",57209,"3B","CT","IP",{"$nulls":3},1,"NG"]
[6939,2019,"GA","Scherer",6257,"2","ST","OP","Yes","ARP,CSNOX,CSOSG1,CSSO2G2,MATS","TANGENTIAL",1,"SUB",{"v":6245,"d":"6,245.0"},{"v":34018148,"d":"34,018,148"},{"v":20962012,"d":"20,962,012"},{"v":1983.66796875,"d":"1,983.7"},{"v":665.452026367188,"d":"665.5"},{"v":378.364990234375,"d":"378.4"},{"v":3567823.75,"d":"3,567,823.8"},{"v":15.8100004196167,"d":"15.8"},"EPA/CAMD","EPA/CAMD","EPA/CAMD","EPA/CAMD","EPA/CAMD","EPA/CAMD","EPA/CAMD","WL","O,SCR","Yes",1984]
[6960,2019,"GA","Smarr Energy Facility",7829,"2","GT","OP","Yes","ARP,CSNOX,CSOSG1,CSSO2G2","CT",null,"NG",{"v":1647,"d":"1,647.0"},{"v":1701700,"d":"1,701,700"},{"v":1341686.25,"d":"1,341,686"},{"v":36.8279991149902,"d":"36.8"},{"v":28.2590007781982,"d":"28.3"},{"v":0.510999977588654,"d":"0.5"},{"v":101130.21875,"d":"101,130.2"},null,"EPA/CAMD","EPA/CAMD","EPA/CAMD","EPA/CAMD","EPA/CAMD","EPA/CAMD",null,null,"DLNB",null,1999]
[6961,2019,"GA","Snipesville",62165,"SNIPE","PV","L",{"$nulls":4},"SUN"]
[6981,2019,"GA","State Farm Support Center East",55274,"2A","IC","SB",{"$nulls":4},"DFO",null,{"v":67.6669998168945,"d":"68"},{"v":22.3330001831055,"d":"22"},{"v":0.108999997377396,"d":"0.1"},{"v":0.0359999984502792,"d":"0.0"},{"v":0.00980000011622906,"d":"0.0"},{"v":5.52600002288818,"d":"5.5"},null,"EIA Prime Mover-level Data","EIA Prime Mover-level Data","Estimated using emissions factor","Estimated using emissions factor","Estimated using emissions factor","Estimated using emissions factor"]
[6997,2019,"GA","Superior Landfill Gas Recovery",57026,"GEN 5","IC","OP",{"$nulls":4},"LFG",null,{"v":59753.375,"d":"59,753"},{"v":24753.375,"d":"24,753"},{"v":43.4949989318848,"d":"43.5"},{"v":18.0179996490479,"d":"18.0"},{"v":1.34449994564056,"d":"1.3"},{"v":3794.32690429688,"d":"3,794.3"},null,"EIA Prime Mover-level Data","EIA Prime Mover-level Data","Estimated using emissions factor","Estimated using emissions factor","Estimated using emissions factor","Estimated using emissions factor"]
[7003,2019,"GA","Superior Landfill Gas Recovery",57026,"GEN7","IC","OP",{"$nulls":4},"LFG",null,{"v":59753.375,"d":"59,753"},{"v":24753.375,"d":"24,753"},{"v":43.4949989318848,"d":"43.5"},{"v":18.0179996490479,"d":"18.0"},{"v":1.34449994564056,"d":"1.3"},{"v":3794.32690429688,"d":"3,794.3"},null,"EIA Prime Mover-level Data","EIA Prime Mover-level Data","Estimated using emissions factor","Estimated using emissions factor","Estimated using emissions factor","Estimated using emissions factor"]
[7023,2019,"GA","Taylor",56870,"5","IC","OP",{"$nulls":4},"LFG",null,{"v":53309.375,"d":"53,309"},{"v":22084,"d":"22,084"},{"v":38.648998260498,"d":"38.6"},{"v":16.0109996795654,"d":"16.0"},{"v":1.19949996471405,"d":"1.2"},{"v":3385.13403320313,"d":"3,385.1"},null,"EIA Prime Mover-level Data","EIA Prime Mover-level Data","Estimated using emissions factor","Estimated using emissions factor","Estimated using emissions factor","Estimated using emissions factor"]
[7030,2019,"GA","Tech Square Microgrid",63775,"FC1","FC","V",{"$nulls":4},"NG"]
[7045,2019,"GA","Thomas A. Smith Energy Facility",55382,"CCCT4","CT","OP","Yes","ARP,CSNOX,CSOSG1,CSSO2G2","CC",null,"NG",{"v":6795,"d":"6,795.0"},{"v":12385918,"d":"12,385,918"},{"v":6109971,"d":"6,109,971"},{"v":50.8489990234375,"d":"50.8"},{"v":25.7089996337891,"d":"25.7"},{"v":3.71600008010864,"d":"3.7"},{"v":736076,"d":"736,076.0"},null,"EPA/CAMD","EPA/CAMD","EPA/CAMD","EPA/CAMD","EPA/CAMD","EPA/CAMD",null,null,"DLNB,SCR",null,2002]
[7061,2019,"GA","Vogtle",649,"2","ST","OP",{"$nulls":4},"NUC",null,{"v":98337472,"d":"98,337,472"},{"v":43261512,"d":"43,261,512"},{"$nulls":5},"EIA Prime Mover-level Data","EIA Prime Mover-level Data"]
[7068,2019,"GA","Wallace Dam",6087,"2","PS","OP",{"$nulls":4},"WAT",null,0,0,{"$nulls":5},"EIA Prime Mover-level Data","EIA Prime Mover-level Data"]
[7085,2019,"GA","Wansley (6052)",6052,"2","ST","OP","Yes","ARP,CSNOX,CSOSG1,CSSO2G2,MATS","TANGENTIAL",1,"BIT",{"v":2032,"d":"2,032.0"},{"v":9388886,"d":"9,388,886"},{"v":5610220,"d":"5,610,220"},{"v":442.165008544922,"d":"442.2"},{"v":183.263000488281,"d":"183.3"},{"v":676.247985839844,"d":"676.2"},{"v":963296.875,"d":"963,296.9"},{"v":6.03999996185303,"d":"6.0"},"EPA/CAMD","EPA/CAMD","EPA/CAMD","EPA/CAMD","EPA/CAMD","EPA/CAMD","EPA/CAMD","WL","LNC3,SCR","Yes",1978]
[7090,2019,"GA","Wansley CC (55965)",55965,"6B","CT","OP","Yes","ARP,CSNOX,CSOSG1,CSSO2G2","CC",1,"NG",{"v":8112,"d":"8,112.0"},{"v":15323119,"d":"15,323,119"},{"v":6943337,"d":"6,943,337"},{"v":66.3629989624023,"d":"66.4"},{"v":29.4669990539551,"d":"29.5"},{"v":4.59700012207031,"d":"4.6"},{"v":910630.25,"d":"910,630.3"},null,"EPA/CAMD","EPA/CAMD","EPA/CAMD","EPA/CAMD","EPA/CAMD","EPA/CAMD",null,null,"DLNB,SCR",null,2001]
[7110,2019,"GA","YKK USA Chestney",54566,"GEN1","IC","RE",{"$nulls":4},"DFO"]
[7118,2019,"GA","Yonah",729,"2","HY","OP",{"$nulls":4},"WAT",null,{"v":209252.328125,"d":"209,252"},{"v":73084.6640625,"d":"73,085"},{"$nulls":5},"EIA Prime Mover-level Data","EIA Prime Mover-level Data"]
[7132,2019,"HI","Biomass to Energy Facility, Kauai",59035,"XKA1","IC","OP",{"$nulls":4},"DFO",null,{"v":1039,"d":"1,039"},465,{"v":1.56099998950958,"d":"1.6"},{"v":0.699000000953674,"d":"0.7"},{"v":0.150700002908707,"d":"0.2"},{"v":84.8479995727539,"d":"84.8"},null,"EIA Prime Mover-level Data","EIA Prime Mover-level Data","Estimated using emissions factor","Estimated using emissions factor","Estimated using emissions factor","Estimated using emissions factor"]
[7139,2019,"HI","EE Waianae Solar Project",61172,"WAIAN","PV","OP",{"$nulls":4},"SUN",null,{"v":596475,"d":"596,475"},{"v":266767,"d":"266,767"},{"$nulls":5},"EIA Prime Mover-level Data","EIA Prime Mover-level Data"]
[7155,2019,"HI","H Power",10334,"3","ST","OP",{"$nulls":3},1,"MSW",null,{"v":3494170.75,"d":"3,494,171"},{"v":1562498.5,"d":"1,562,499"},{"v":390.473999023438,"d":"390.5"},{"v":174.686996459961,"d":"174.7"},{"v":287.091186523438,"d":"287.1"},{"v":348900.1875,"d":"348,900.2"},null,"EIA Unit-level Data","EIA Unit-Level Data","Estimated based on unit-level NOx emission rates","Estimated based on unit-level NOx ozone season emission rates","Estimated using emissions factor and plant-specific sulfur content","Estimated using emissions factor",null,"SD","SN"]
[7174,2019,"HI","HNL Emergency Power Facility",58469,"AP2","IC","OP",{"$nulls":4},"OBL",null,{"v":1604.25,"d":"1,604"},672,{"v":2.60400009155273,"d":"2.6"},{"v":1.09099996089935,"d":"1.1"},{"v":0.0052000000141561,"d":"0.0"},{"v":148.513000488281,"d":"148.5"},null,"EIA Prime Mover-level Data","EIA Prime Mover-level Data","Estimated using emissions factor","Estimated using emissions factor","Estimated using emissions factor","Estimated using emissions factor"]
[7181,2019,"HI","Hu Honua Bioenergy Facility",61364,"HHB","ST","V",{"$nulls":4},"OBS"]
[7200,2019,"HI","Kahului",6056,"K2","ST","OP",{"$nulls":3},1,"RFO",null,{"v":282719.375,"d":"282,719"},{"v":154797.1875,"d":"154,797"},{"v":44.242000579834,"d":"44.2"},{"v":18.9099998474121,"d":"18.9"},{"v":124.960403442383,"d":"125.0"},{"v":23066.3828125,"d":"23,066.4"},null,"EIA Unit-level Data","EIA Unit-Level Data","Estimated using emissions factor","Estimated using emissions factor","Estimated using emissions factor","Estimated using emissions factor"]
[7203,2019,"HI","Kalaeloa Cogen Plant",54646,"1","CA","OP",{"$nulls":3},1,"DFO",null,{"v":42476.53125,"d":"42,477"},{"v":15222.697265625,"d":"15,223"},{"v":9.21700000762939,"d":"9.2"},{"v":3.25799989700317,"d":"3.3"},{"v":10.7252998352051,"d":"10.7"},{"v":3468.75610351563,"d":"3,468.8"},null,"EIA Unit-level Data","EIA Unit-Level Data","Estimated based on unit-level NOx emission rates","Estimated based on unit-level NOx ozone season emission rates","Estimated using emissions factor and plant-specific sulfur content","Estimated using emissions factor"]
[7223,2019,"HI","Kawailoa Solar",60125,"KAWS","PV","OP",{"$nulls":4},"SUN",null,{"v":53599,"d":"53,599"},0,{"$nulls":5},"EIA Prime Mover-level Data","EIA Prime Mover-level Data"]
[7239,2019,"HI","KRS I Anahola Solar Hybrid",58639,"B5B6","BA","OP",{"$nulls":4},"MWH",null,0,0,{"$nulls":5},"EIA Prime Mover-level Data","EIA Prime Mover-level Data"]
[7243,2019,"HI","Kupehau",63799,"KUP01","PV","P",{"$nulls":4},"SUN"]
[7261,2019,"HI","Maalaea",6504,"16","CT",{"$nulls":5},"DFO",null,{"v":1256872.25,"d":"1,256,872"},{"v":610143.9375,"d":"610,144"},{"v":560.810974121094,"d":"560.8"},{"v":240.837005615234,"d":"240.8"},{"v":317.360290527344,"d":"317.4"},{"v":102639.796875,"d":"102,639.8"},null,"EIA Unit-level Data","EIA Unit-Level Data","Estimated using emissions factor","Estimated using emissions factor","Estimated using emissions factor","Estimated using emissions factor"]
[7268,2019,"HI","Maalaea",6504,"1","IC","OP",{"$nulls":4},"DFO",null,{"v":53965.8515625,"d":"53,966"},{"v":25530.81640625,"d":"25,531"},{"v":86.4240036010742,"d":"86.4"},{"v":41.0480003356934,"d":"41.0"},{"v":7.82499980926514,"d":"7.8"},{"v":4407.005859375,"d":"4,407.0"},null,"EIA Prime Mover-level Data","EIA Prime Mover-level Data","Estimated using emissions factor","Estimated using emissions factor","Estimated using emissions factor","Estimated using emissions factor"]
[7288,2019,"HI","Miki Basin",7264,"LL5","IC","OP",{"$nulls":4},"DFO",null,{"v":30332.884765625,"d":"30,333"},{"v":13537.884765625,"d":"13,538"},{"v":49.701000213623,"d":"49.7"},{"v":22.181999206543,"d":"22.2"},{"v":4.39830017089844,"d":"4.4"},{"v":2477.07104492188,"d":"2,477.1"},null,"EIA Prime Mover-level Data","EIA Prime Mover-level Data","Estimated using emissions factor","Estimated using emissions factor","Estimated using emissions factor","Estimated using emissions factor"]
[7303,2019,"HI","Palaau Power Hybrid",792,"CAT1","IC","OP",{"$nulls":4},"DFO",null,{"v":31493.333984375,"d":"31,493"},{"v":14056.1904296875,"d":"14,056"},{"v":51.3759994506836,"d":"51.4"},{"v":22.9300003051758,"d":"22.9"},{"v":4.56650018692017,"d":"4.6"},{"v":2571.8359375,"d":"2,571.8"},null,"EIA Prime Mover-level Data","EIA Prime Mover-level Data","Estimated using emissions factor","Estimated using emissions factor","Estimated using emissions factor","Estimated using emissions factor"]
[7310,2019,"HI","Port Allen (HI)",6474,"1","ST","OP",{"$nulls":3},1,"DFO",null,{"v":143.25,"d":"143"},0,{"v":0.00999999977648258,"d":"0.0"},{"v":0,"d":"0.0"},{"v":0.0373000018298626,"d":"0.0"},{"v":11.6979999542236,"d":"11.7"},null,"EIA Unit-level Data","EIA Unit-Level Data","Estimated based on unit-level NOx emission rates","Estimated based on unit-level NOx ozone season emission rates","Estimated using emissions factor and plant-specific sulfur content","Estimated using emissions factor",null,null,"SR"]
[7325,2019,"HI","Puna Geothermal Venture I",52028,"OEC11","ST","OP",{"$nulls":4},"GEO"]
[7332,2019,"HI","Puna Geothermal Venture I",52028,"OEC23","ST","OP",{"$nulls":4},"GEO"]
[7352,2019,"HI","Waiau",766,"3","ST","OP",null,null,"WALL",1,"RFO",null,{"v":128359.890625,"d":"128,360"},{"v":105044.875,"d":"105,045"},{"v":20.2700004577637,"d":"20.3"},{"v":9.77999973297119,"d":"9.8"},{"v":57.2505989074707,"d":"57.3"},{"v":10472.5693359375,"d":"10,472.6"},null,"EIA Unit-level Data","EIA Unit-Level Data","Estimated using emissions factor","Estimated using emissions factor","Estimated using emissions factor","Estimated using emissions factor"]
[7358,2019,"HI","Waiau",766,"W10","GT","OP",{"$nulls":4},"DFO",null,{"v":171539,"d":"171,539"},{"v":106946,"d":"106,946"},{"v":76.3339996337891,"d":"76.3"},{"v":47.6809997558594,"d":"47.7"},{"v":43.3135986328125,"d":"43.3"},{"v":14008.3671875,"d":"14,008.4"},null,"EIA Prime Mover-level Data","EIA Prime Mover-level Data","Estimated using emissions factor","Estimated using emissions factor","Estimated using emissions factor","Estimated using emissions factor"]
[7374,2019,"HI","Waihonu South Solar",58656,"INV-3","PV","OP",{"$nulls":4},"SUN",null,{"v":8254.3330078125,"d":"8,254"},{"v":4333.6669921875,"d":"4,334"},{"$nulls":5},"EIA Prime Mover-level Data","EIA Prime Mover-level Data"]
[7381,2019,"HI","Waimea",768,"8","IC","RE",{"$nulls":4},"DFO"]
[7397,2019,"IA","Algona",1120,"3","IC","RE",{"$nulls":4},"DFO"]
[7413,2019,"IA","Alliant SBD 8601 Quad Graphics",54720,"7164","IC","SB",{"$nulls":4},"DFO"]
[7419,2019,"IA","Alliant SBD 9106 Rockwell CR",54717,"2671","IC","SB",{"$nulls":4},"DFO",null,{"v":341.5,"d":"342"},144,{"v":0.541000008583069,"d":"0.5"},{"v":0.228000000119209,"d":"0.2"},{"v":0.0494999997317791,"d":"0.0"},{"v":27.8880004882813,"d":"27.9"},null,"EIA Prime Mover-level Data","EIA Prime Mover-level Data","Estimated using emissions factor","Estimated using emissions factor","Estimated using emissions factor","Estimated using emissions factor"]
[7439,2019,"IA","Alliant SBD 9203 Profol",54719,"6917","IC","SB",{"$nulls":4},"DFO",null,{"v":691.393005371094,"d":"691"},{"v":603.643005371094,"d":"604"},{"v":1.03900003433228,"d":"1.0"},{"v":0.907999992370605,"d":"0.9"},{"v":0.100299999117851,"d":"0.1"},{"v":56.4609985351563,"d":"56.5"},null,"EIA Prime Mover-level Data","EIA Prime Mover-level Data","Estimated using emissions factor","Estimated using emissions factor","Estimated using emissions factor","Estimated using emissions factor"]
[7446,2019,"IA","Alliant SBD 9301 Prairie Farms",54735,"0080","IC","SB",{"$nulls":4},"DFO",null,{"v":408.571014404297,"d":"409"},{"v":170.029006958008,"d":"170"},{"v":0.647000014781952,"d":"0.6"},{"v":0.268999993801117,"d":"0.3"},{"v":0.0592000000178814,"d":"0.1"},{"v":33.3650016784668,"d":"33.4"},null,"EIA Prime Mover-level Data","EIA Prime Mover-level Data","Estimated using emissions factor","Estimated using emissions factor","Estimated using emissions factor","Estimated using emissions factor"]
[7461,2019,"IA","Alliant SBD 9702 Cedar Graphics",55315,"GEN1","IC","RE",{"$nulls":4},"DFO"]
[7481,2019,"IA","Amana Society Service Company",61850,"IC6","IC","SB",{"$nulls":4},"DFO",null,{"v":2180,"d":"2,180"},{"v":918.3330078125,"d":"918"},{"v":3.65400004386902,"d":"3.7"},{"v":1.53900003433228,"d":"1.5"},{"v":0.316100001335144,"d":"0.3"},{"v":178.024993896484,"d":"178.0"},null,"EIA Prime Mover-level Data","EIA Prime Mover-level Data","Estimated using emissions factor","Estimated using emissions factor","Estimated using emissions factor","Estimated using emissions factor"]
[7483,2019,"IA","Amana Society Service Company",61850,"IC8","IC","SB",{"$nulls":4},"DFO",null,{"v":2180,"d":"2,180"},{"v":918.3330078125,"d":"918"},{"v":3.65400004386902,"d":"3.7"},{"v":1.53900003433228,"d":"1.5"},{"v":0.316100001335144,"d":"0.3"},{"v":178.024993896484,"d":"178.0"},null,"EIA Prime Mover-level Data","EIA Prime Mover-level Data","Estimated using emissions factor","Estimated using emissions factor","Estimated using emissions factor","Estimated using emissions factor"]
[7503,2019,"IA","Archer Daniels Midland Cedar Rapids",10864,"5","ST","OP",null,null,"FLUIDIZED",6,"SUB",null,{"v":8597059,"d":"8,597,059"},{"v":3195915.25,"d":"3,195,915"},{"v":283.703002929688,"d":"283.7"},{"v":105.464996337891,"d":"105.5"},{"v":805.341125488281,"d":"805.3"},{"v":907544.0625,"d":"907,544.1"},null,"EIA Unit-level Data","EIA Unit-Level Data","Estimated based on unit-level NOx emission rates","Estimated based on unit-level NOx ozone season emission rates","Estimated using emissions factor and plant-specific sulfur content","Estimated using emissions factor",null,"DSI","SN"]
[7510,2019,"IA","Archer Daniels Midland Clinton",10860,"GEN3","ST","RE",{"$nulls":4},"BIT"]
[7528,2019,"IA","Bellevue",1126,"3","IC","SB",{"$nulls":4},"DFO",null,{"v":78.0749969482422,"d":"78"},{"v":32.4000015258789,"d":"32"},{"v":0.126000002026558,"d":"0.1"},{"v":0.0520000010728836,"d":"0.1"},{"v":0.0113000003620982,"d":"0.0"},{"v":6.37599992752075,"d":"6.4"},null,"EIA Prime Mover-level Data","EIA Prime Mover-level Data","Estimated using emissions factor","Estimated using emissions factor","Estimated using emissions factor","Estimated using emissions factor"]
[7532,2019,"IA","Birch",62172,"BIR","WT","OP",{"$nulls":4},"WND",null,{"v":63243,"d":"63,243"},{"v":20712,"d":"20,712"},{"$nulls":5},"EIA Prime Mover-level Data","EIA Prime Mover-level Data"]
[7552,2019,"IA","Cargill Corn Milling Division",10855,"STKR1","ST","RE",{"$nulls":3},2,"SUB",null,0,0,{"v":0,"d":"0.0"},{"v":0,"d":"0.0"},{"v":0,"d":"0.0"},{"v":0,"d":"0.0"},null,"EIA Unit-level Data","EIA Unit-Level Data","Estimated using emissions factor","Estimated using emissions factor","Estimated using emissions factor and plant-specific sulfur content","Estimated using emissions factor"]
[7568,2019,"IA","Century",56252,"CWF","WT","OP",{"$nulls":4},"WND",null,{"v":3560379,"d":"3,560,379"},{"v":1166034.5,"d":"1,166,035"},{"$nulls":5},"EIA Prime Mover-level Data","EIA Prime Mover-level Data"]
[7571,2019,"IA","Cerro Gordo Wind Farm",63287,"CGWF","WT","T",{"$nulls":4},"WND"]
[7590,2019,"IA","Corning",1134,"6","IC","SB",{"$nulls":4},"DFO",null,{"v":48.2350006103516,"d":"48"},{"v":20.5879993438721,"d":"21"},{"v":0.0769999995827675,"d":"0.1"},{"v":0.0329999998211861,"d":"0.0"},{"v":0.00700000021606684,"d":"0.0"},{"v":3.93899989128113,"d":"3.9"},null,"EIA Prime Mover-level Data","EIA Prime Mover-level Data","Estimated using emissions factor","Estimated using emissions factor","Estimated using emissions factor","Estimated using emissions factor"]
[7597,2019,"IA","Davenport Water Pollution Control Plant",55035,"GEN2","IC","OP",{"$nulls":4},"OBG",null,{"v":329314.5,"d":"329,315"},{"v":165392.5,"d":"165,393"},{"v":52.2350006103516,"d":"52.2"},{"v":22.4669990539551,"d":"22.5"},{"v":0.0769999995827675,"d":"0.1"},{"v":20911.40234375,"d":"20,911.4"},null,"EIA Prime Mover-level Data","EIA Prime Mover-level Data","Estimated using emissions factor","Estimated using emissions factor","Estimated using emissions factor","Estimated using emissions factor"]
[7616,2019,"IA","Durant",6220,"5","IC","RE",{"$nulls":4},"DFO"]
[7632,2019,"IA","Estherville",1137,"2","IC","OP",{"$nulls":4},"DFO",null,{"v":113.231002807617,"d":"113"},{"v":48.4099998474121,"d":"48"},{"v":1.74300003051758,"d":"1.7"},{"v":0.745999991893768,"d":"0.7"},{"v":0.160099998116493,"d":"0.2"},{"v":9.24699974060059,"d":"9.2"},null,"EIA Prime Mover-level Data","EIA Prime Mover-level Data","Estimated using emissions factor","Estimated using emissions factor","Estimated using emissions factor","Estimated using emissions factor"]
[7639,2019,"IA","Exira Station",56013,"U-2","GT","OP","Yes","ARP,CSNOX,CSOSG2,CSSO2G1","CT",null,"NG",{"v":1550,"d":"1,550.0"},{"v":371603.15625,"d":"371,603"},{"v":286005.9375,"d":"286,006"},{"v":18.2770004272461,"d":"18.3"},{"v":13.8979997634888,"d":"13.9"},{"v":0.328999996185303,"d":"0.3"},{"v":22278.09765625,"d":"22,278.1"},null,"EPA/CAMD","EPA/CAMD","EPA/CAMD","EPA/CAMD","EPA/CAMD","EPA/CAMD",null,null,"H2O",null,2004]
[7649,2019,"IA","Forest City Light Plant",1138,"2","IC","OP",{"$nulls":4},"DFO",null,{"v":545.031982421875,"d":"545"},{"v":229.009002685547,"d":"229"},{"v":0.833000004291534,"d":"0.8"},{"v":0.349999994039536,"d":"0.3"},{"v":0.0790000036358833,"d":"0.1"},{"v":44.5089988708496,"d":"44.5"},null,"EIA Prime Mover-level Data","EIA Prime Mover-level Data","Estimated using emissions factor","Estimated using emissions factor","Estimated using emissions factor","Estimated using emissions factor"]
[7661,2019,"IA","Gas Turbine (IA)",1130,"2","GT","OP",{"$nulls":4},"NG",null,{"v":3039.16088867188,"d":"3,039"},{"v":1543.7099609375,"d":"1,544"},{"v":0.458999991416931,"d":"0.5"},{"v":0.232999995350838,"d":"0.2"},{"v":0.00490000005811453,"d":"0.0"},{"v":177.621994018555,"d":"177.6"},null,"EIA Prime Mover-level Data","EIA Prime Mover-level Data","Estimated using emissions factor","Estimated using emissions factor","Estimated using emissions factor","Estimated using emissions factor"]
[7681,2019,"IA","Greenfield",1144,"2","IC","V",{"$nulls":4},"DFO"]
[7686,2019,"IA","Grinnell",7137,"1","GT","RE",{"$nulls":4},"NG"]
[7703,2019,"IA","Highland Wind Project (IA)",58883,"HLWF6","WT","OP",{"$nulls":4},"WND",null,{"v":2249684.25,"d":"2,249,684"},{"v":784334.125,"d":"784,334"},{"$nulls":5},"EIA Prime Mover-level Data","EIA Prime Mover-level Data"]
[7710,2019,"IA","Ida Grove Wind",60342,"IGWF","WT","OP",{"$nulls":4},"WND",null,{"v":1886162.625,"d":"1,886,163"},{"v":617723.625,"d":"617,724"},{"$nulls":5},"EIA Prime Mover-level Data","EIA Prime Mover-level Data"]
[7726,2019,"IA","Iowa Distributed Wind Generation Project",7966,"IDWG","WT","OP",{"$nulls":4},"WND",null,{"v":39057,"d":"39,057"},{"v":12791,"d":"12,791"},{"$nulls":5},"EIA Prime Mover-level Data","EIA Prime Mover-level Data"]
[7741,2019,"IA","John Deere Dubuque Works",54414,"GEN4","ST","RE",{"$nulls":4},"BIT"]
[7748,2019,"IA","Keokuk",1109,"1","HY","OP",{"$nulls":4},"WAT",null,{"v":424190.28125,"d":"424,190"},{"v":175963.328125,"d":"175,963"},{"$nulls":5},"EIA Prime Mover-level Data","EIA Prime Mover-level Data"]
[7768,2019,"IA","Knoxville Industrial",7849,"4","IC","OP",{"$nulls":4},"DFO",null,{"v":215.125,"d":"215"},90,{"v":0.351000010967255,"d":"0.4"},{"v":0.146999999880791,"d":"0.1"},{"v":0.031199999153614,"d":"0.0"},{"v":17.568000793457,"d":"17.6"},null,"EIA Prime Mover-level Data","EIA Prime Mover-level Data","Estimated using emissions factor","Estimated using emissions factor","Estimated using emissions factor","Estimated using emissions factor"]
[7774,2019,"IA","La Porte",1156,"2","IC","RE",{"$nulls":4},"DFO"]
[7790,2019,"IA","Lake Park",1153,"1","IC","RE",{"$nulls":4},"DFO"]
[7810,2019,"IA","Lenox",1158,"1","IC","SB",{"$nulls":4},"DFO",null,{"v":30.8360004425049,"d":"31"},{"v":13.4259996414185,"d":"13"},{"v":0.046000000089407,"d":"0.0"},{"v":0.0199999995529652,"d":"0.0"},{"v":0.0044999998062849,"d":"0.0"},{"v":2.51799988746643,"d":"2.5"},null,"EIA Prime Mover-level Data","EIA Prime Mover-level Data","Estimated using emissions factor","Estimated using emissions factor","Estimated using emissions factor","Estimated using emissions factor"]
[7819,2019,"IA","Louisa",6664,"101","ST","OP","Yes","ARP,CSNOX,CSOSG2,CSSO2G1,MATS","WALL",1,"RC",{"v":6220,"d":"6,220.0"},{"v":34547040,"d":"34,547,040"},{"v":16765444,"d":"16,765,444"},{"v":2959.89306640625,"d":"2,959.9"},{"v":1427.56994628906,"d":"1,427.6"},{"v":5286.4130859375,"d":"5,286.4"},{"v":3623292,"d":"3,623,292.0"},{"v":8.89999961853027,"d":"8.9"},"EPA/CAMD","EPA/CAMD","EPA/CAMD","EPA/CAMD","EPA/CAMD","EPA/CAMD","EPA/CAMD","DL","LNBO","Yes",1983]
[7832,2019,"IA","Maquoketa 1",1162,"2A","IC","SB",{"$nulls":4},"NG",null,{"v":207.725006103516,"d":"208"},{"v":90.9670028686523,"d":"91"},{"v":0.0640000030398369,"d":"0.1"},{"v":0.0329999998211861,"d":"0.0"},{"v":9.99999974737875e-05,"d":"0.0"},{"v":12.1400003433228,"d":"12.1"},null,"EIA Prime Mover-level Data","EIA Prime Mover-level Data","Estimated using emissions factor","Estimated using emissions factor","Estimated using emissions factor","Estimated using emissions factor"]
[7839,2019,"IA","Maquoketa 1",1162,"9","IC","SB",{"$nulls":4},"DFO",null,{"v":120.61499786377,"d":"121"},{"v":52.8199996948242,"d":"53"},{"v":0.721000015735626,"d":"0.7"},{"v":0.303999990224838,"d":"0.3"},{"v":0.0653000026941299,"d":"0.1"},{"v":9.85000038146973,"d":"9.9"},null,"EIA Prime Mover-level Data","EIA Prime Mover-level Data","Estimated using emissions factor","Estimated using emissions factor","Estimated using emissions factor","Estimated using emissions factor"]
[7856,2019,"IA","Meadow Ridge",58459,"1","WT","OP",{"$nulls":4},"WND",null,{"v":51328,"d":"51,328"},{"v":16810,"d":"16,810"},{"$nulls":5},"EIA Prime Mover-level Data","EIA Prime Mover-level Data"]
[7874,2019,"IA","Milford",1164,"1","IC","OP",{"$nulls":4},"DFO",null,{"v":207.231002807617,"d":"207"},{"v":86.9540023803711,"d":"87"},{"v":0.310999989509583,"d":"0.3"},{"v":0.130999997258186,"d":"0.1"},{"v":0.0299999993294477,"d":"0.0"},{"v":16.9230003356934,"d":"16.9"},null,"EIA Prime Mover-level Data","EIA Prime Mover-level Data","Estimated using emissions factor","Estimated using emissions factor","Estimated using emissions factor","Estimated using emissions factor"]
[7881,2019,"IA","Milton L Kapp",1048,"2","ST","RE",null,null,"TANGENTIAL",1,"NG"]
[7897,2019,"IA","Mt Pleasant",1166,"4A","IC","SB",{"$nulls":4},"DFO",null,{"v":354.25,"d":"354"},{"v":149.582992553711,"d":"150"},{"v":0.578999996185303,"d":"0.6"},{"v":0.245000004768372,"d":"0.2"},{"v":0.0513999983668327,"d":"0.1"},{"v":28.9290008544922,"d":"28.9"},null,"EIA Prime Mover-level Data","EIA Prime Mover-level Data","Estimated using emissions factor","Estimated using emissions factor","Estimated using emissions factor","Estimated using emissions factor"]
[7911,2019,"IA","NCAH Central Utility Plant",58265,"MBGEN","IC","SB",{"$nulls":4},"DFO",null,{"v":26.7229995727539,"d":"27"},{"v":22.6889991760254,"d":"23"},{"v":0.0439999997615814,"d":"0.0"},{"v":0.0370000004768372,"d":"0.0"},{"v":0.00389999989420176,"d":"0.0"},{"v":2.18199992179871,"d":"2.2"},null,"EIA Prime Mover-level Data","EIA Prime Mover-level Data","Estimated using emissions factor","Estimated using emissions factor","Estimated using emissions factor","Estimated using emissions factor"]
[7923,2019,"IA","New Hampton",1168,"8","IC","OP",{"$nulls":4},"DFO",null,{"v":1661,"d":"1,661"},{"v":756.799987792969,"d":"757"},{"v":4.01700019836426,"d":"4.0"},{"v":1.69200003147125,"d":"1.7"},{"v":0.362300008535385,"d":"0.4"},{"v":135.641998291016,"d":"135.6"},null,"EIA Prime Mover-level Data","EIA Prime Mover-level Data","Estimated using emissions factor","Estimated using emissions factor","Estimated using emissions factor","Estimated using emissions factor"]
[7926,2019,"IA","North",7856,"1","IC","OP",{"$nulls":4},"DFO",null,162,{"v":67.5,"d":"68"},{"v":0.252000004053116,"d":"0.3"},{"v":0.104999996721745,"d":"0.1"},{"v":0.0234999991953373,"d":"0.0"},{"v":13.2290000915527,"d":"13.2"},null,"EIA Prime Mover-level Data","EIA Prime Mover-level Data","Estimated using emissions factor","Estimated using emissions factor","Estimated using emissions factor","Estimated using emissions factor"]
[7944,2019,"IA","Ogden",1169,"6","IC","SB",{"$nulls":4},"DFO",null,{"v":338.462005615234,"d":"338"},{"v":144.871994018555,"d":"145"},{"v":0.544000029563904,"d":"0.5"},{"v":0.232999995350838,"d":"0.2"},{"v":0.049100000411272,"d":"0.0"},{"v":27.6399993896484,"d":"27.6"},null,"EIA Prime Mover-level Data","EIA Prime Mover-level Data","Estimated using emissions factor","Estimated using emissions factor","Estimated using emissions factor","Estimated using emissions factor"]
[7961,2019,"IA","Ottumwa",6254,"1","ST","OP","Yes","ARP,CSNOX,CSOSG2,CSSO2G1,MATS","TANGENTIAL",1,"SUB",{"v":7568,"d":"7,568.0"},{"v":42568484,"d":"42,568,484"},{"v":19523820,"d":"19,523,820"},{"v":2063.05908203125,"d":"2,063.1"},{"v":1193.48498535156,"d":"1,193.5"},{"v":1355.5439453125,"d":"1,355.5"},{"v":4463912,"d":"4,463,912.0"},{"v":35.4000015258789,"d":"35.4"},"EPA/CAMD","EPA/CAMD","EPA/CAMD","EPA/CAMD","EPA/CAMD","EPA/CAMD","EPA/CAMD","DL","LNC2,SCR","Yes",1981]
[7968,2019,"IA","Panora",7584,"2","IC","SB",{"$nulls":4},"DFO",null,{"v":21.3330001831055,"d":"21"},{"v":9.33300018310547,"d":"9"},{"v":0.0329999998211861,"d":"0.0"},{"v":0.0140000004321337,"d":"0.0"},{"v":0.00310000008903444,"d":"0.0"},{"v":1.74199998378754,"d":"1.7"},null,"EIA Prime Mover-level Data","EIA Prime Mover-level Data","Estimated using emissions factor","Estimated using emissions factor","Estimated using emissions factor","Estimated using emissions factor"]
[7977,2019,"IA","Pella Peaking",7971,"14","IC","OP",{"$nulls":4},"DFO",null,{"v":213.356994628906,"d":"213"},90,{"v":0.340999990701675,"d":"0.3"},{"v":0.143999993801117,"d":"0.1"},{"v":0.0308999996632338,"d":"0.0"},{"v":17.4230003356934,"d":"17.4"},null,"EIA Prime Mover-level Data","EIA Prime Mover-level Data","Estimated using emissions factor","Estimated using emissions factor","Estimated using emissions factor","Estimated using emissions factor"]
[7990,2019,"IA","Pleasant Hill Energy Center",7145,"2","GT","OP","Yes","CSNOX,CSOSG2,CSSO2G1","CT",null,"NG",{"v":57,"d":"57.0"},{"v":20311.19921875,"d":"20,311"},{"v":14448.099609375,"d":"14,448"},{"v":2.5789999961853,"d":"2.6"},{"v":1.83500003814697,"d":"1.8"},{"v":0.00600000005215406,"d":"0.0"},{"v":1187.07800292969,"d":"1,187.1"},null,"EPA/CAMD","EPA/CAMD","EPA/CAMD","EPA/CAMD","EPA/CAMD","Estimated using emissions factor",null,null,"H2O",null,1990]
[8010,2019,"IA","Primghar",1177,"5","IC","OP",{"$nulls":4},"DFO"]
[8026,2019,"IA","Rockford",1180,"1","IC","SB",{"$nulls":4},"DFO",null,{"v":1.51699995994568,"d":"2"},0,{"v":0.00300000002607703,"d":"0.0"},{"v":0,"d":"0.0"},{"v":0.000199999994947575,"d":"0.0"},{"v":0.123999997973442,"d":"0.1"},null,"EIA Prime Mover-level Data","EIA Prime Mover-level Data","Estimated using emissions factor","Estimated using emissions factor","Estimated using emissions factor","Estimated using emissions factor"]
[8032,2019,"IA","Roquette America",57953,"GT","CT",{"$nulls":5},"NG",null,{"v":1580609.875,"d":"1,580,610"},{"v":552577.625,"d":"552,578"},{"v":242.42399597168,"d":"242.4"},{"v":84.7060012817383,"d":"84.7"},{"v":2.52579998970032,"d":"2.5"},{"v":92378,"d":"92,378.0"},null,"EIA Unit-level Data","EIA Unit-Level Data","Estimated using emissions factor","Estimated using emissions factor","Estimated using emissions factor","Estimated using emissions factor"]
[8052,2019,"IA","Sixth Street",1058,"4","ST","RE",{"$nulls":3},6,"SUB"]
[8055,2019,"IA","Sixth Street",1058,"8","ST","RE",{"$nulls":4},"SUB"]
[8069,2019,"IA","State Center",1187,"3","IC","OP",{"$nulls":4},"DFO",null,{"v":400.730010986328,"d":"401"},{"v":174.570999145508,"d":"175"},{"v":0.493999987840652,"d":"0.5"},{"v":0.208000004291534,"d":"0.2"},{"v":0.0476999990642071,"d":"0.0"},{"v":32.7249984741211,"d":"32.7"},null,"EIA Prime Mover-level Data","EIA Prime Mover-level Data","Estimated using emissions factor","Estimated using emissions factor","Estimated using emissions factor","Estimated using emissions factor"]
[8081,2019,"IA","Story City",1188,"7","IC","OP",{"$nulls":4},"DFO",null,{"v":386.475006103516,"d":"386"},{"v":165.324005126953,"d":"165"},{"v":0.574000000953674,"d":"0.6"},{"v":0.24099999666214,"d":"0.2"},{"v":0.0515000000596046,"d":"0.1"},{"v":31.5610008239746,"d":"31.6"},null,"EIA Prime Mover-level Data","EIA Prime Mover-level Data","Estimated using emissions factor","Estimated using emissions factor","Estimated using emissions factor","Estimated using emissions factor"]
[8097,2019,"IA","Sutherland",1077,"2","ST","RE",null,null,"WALL",1,"SUB"]
[8114,2019,"IA","Traer Main",1192,"5","IC","RE",{"$nulls":4},"DFO",null,{"v":152.195007324219,"d":"152"},{"v":68.7799987792969,"d":"69"},{"v":0.160999998450279,"d":"0.2"},{"v":0.068000003695488,"d":"0.1"},{"v":0.0144999995827675,"d":"0.0"},{"v":12.4289999008179,"d":"12.4"},null,"EIA Prime Mover-level Data","EIA Prime Mover-level Data","Estimated using emissions factor","Estimated using emissions factor","Estimated using emissions factor","Estimated using emissions factor"]
[8119,2019,"IA","University of Iowa Main Power Plant",54775,"BLR10","ST","OP",{"$nulls":3},3,"WDS",null,{"v":675022.4375,"d":"675,022"},{"v":287423.46875,"d":"287,423"},{"v":35.7620010375977,"d":"35.8"},{"v":16.0100002288818,"d":"16.0"},{"v":8.26029968261719,"d":"8.3"},{"v":69858.5078125,"d":"69,858.5"},null,"EIA Unit-level Data","EIA Unit-Level Data","Estimated using emissions factor","Estimated using emissions factor","Estimated using emissions factor and plant-specific sulfur content","Estimated using emissions factor"]
[8139,2019,"IA","Villisca Municipal Power Plant",1193,"3","IC","RE",{"$nulls":4},"NG"]
[8147,2019,"IA","Vinton",1194,"7","IC","OP",{"$nulls":4},"DFO",null,{"v":2062.06298828125,"d":"2,062"},{"v":970.456970214844,"d":"970"},{"v":1.32599997520447,"d":"1.3"},{"v":0.558000028133392,"d":"0.6"},{"v":0.127900004386902,"d":"0.1"},{"v":168.393997192383,"d":"168.4"},null,"EIA Prime Mover-level Data","EIA Prime Mover-level Data","Estimated using emissions factor","Estimated using emissions factor","Estimated using emissions factor","Estimated using emissions factor"]
[8161,2019,"IA","Waterloo Lundquist",7851,"6","IC","OP",{"$nulls":4},"DFO",null,120,{"v":50.7779998779297,"d":"51"},{"v":0.195999994874001,"d":"0.2"},{"v":0.0829999968409538,"d":"0.1"},{"v":0.017400000244379,"d":"0.0"},{"v":9.80000019073486,"d":"9.8"},null,"EIA Prime Mover-level Data","EIA Prime Mover-level Data","Estimated using emissions factor","Estimated using emissions factor","Estimated using emissions factor","Estimated using emissions factor"]
[8168,2019,"IA","Waverly Municipal Electric North Plant",6554,"10","IC","OP",{"$nulls":4},"DFO",null,{"v":799.004028320313,"d":"799"},{"v":363.385986328125,"d":"363"},{"v":1.37399995326996,"d":"1.4"},{"v":0.578999996185303,"d":"0.6"},{"v":0.125699996948242,"d":"0.1"},{"v":65.2490005493164,"d":"65.2"},null,"EIA Prime Mover-level Data","EIA Prime Mover-level Data","Estimated using emissions factor","Estimated using emissions factor","Estimated using emissions factor","Estimated using emissions factor"]
[8184,2019,"IA","West Diesel Generation Unit",56517,"East","IC","SB",{"$nulls":4},"DFO",null,9,0,{"v":0.0140000004321337,"d":"0.0"},{"v":0,"d":"0.0"},{"v":0.00130000000353903,"d":"0.0"},{"v":0.735000014305115,"d":"0.7"},null,"EIA Prime Mover-level Data","EIA Prime Mover-level Data","Estimated using emissions factor","Estimated using emissions factor","Estimated using emissions factor","Estimated using emissions factor"]
[8203,2019,"IA","Wilton",1202,"6","IC","OP",{"$nulls":4},"DFO",null,{"v":19.4780006408691,"d":"19"},{"v":7.82600021362305,"d":"8"},{"v":0.0320000015199184,"d":"0.0"},{"v":0.0130000002682209,"d":"0.0"},{"v":2.79999990016222E-3,"d":"0.0"},{"v":1.59099996089935,"d":"1.6"},null,"EIA Prime Mover-level Data","EIA Prime Mover-level Data","Estimated using emissions factor","Estimated using emissions factor","Estimated using emissions factor","Estimated using emissions factor"]
[8210,2019,"IA","Winterset",1203,"2","IC","OP",{"$nulls":4},"DFO",null,{"v":34.5219993591309,"d":"35"},{"v":15.8819999694824,"d":"16"},{"v":0.0260000005364418,"d":"0.0"},{"v":0.00999999977648258,"d":"0.0"},{"v":0.00219999998807907,"d":"0.0"},{"v":2.81900000572205,"d":"2.8"},null,"EIA Prime Mover-level Data","EIA Prime Mover-level Data","Estimated using emissions factor","Estimated using emissions factor","Estimated using emissions factor","Estimated using emissions factor"]
[8226,2019,"ID","American Falls",809,"1","HY","OP",{"$nulls":4},"WAT",null,{"v":1135498,"d":"1,135,498"},{"v":545618,"d":"545,618"},{"$nulls":5},"EIA Prime Mover-level Data","EIA Prime Mover-level Data"]
[8239,2019,"ID","Bannock County LFG to Energy",59529,"GEN1","IC","OP",{"$nulls":4},"LFG",null,{"v":46411,"d":"46,411"},{"v":24319,"d":"24,319"},{"v":30.0429992675781,"d":"30.0"},{"v":15.7419996261597,"d":"15.7"},{"v":1.04419994354248,"d":"1.0"},{"v":2947.08911132813,"d":"2,947.1"},null,"EIA Prime Mover-level Data","EIA Prime Mover-level Data","Estimated using emissions factor","Estimated using emissions factor","Estimated using emissions factor","Estimated using emissions factor"]
[8252,2019,"ID","Bliss",810,"3","HY","OP",{"$nulls":4},"WAT",null,{"v":1152844.625,"d":"1,152,845"},{"v":553953.3125,"d":"553,953"},{"$nulls":5},"EIA Prime Mover-level Data","EIA Prime Mover-level Data"]
[8268,2019,"ID","BYUI Central Energy Facility",59496,"ST601","GT","OP",{"$nulls":4},"NG",null,{"v":472518,"d":"472,518"},{"v":192709,"d":"192,709"},{"v":73.0370025634766,"d":"73.0"},{"v":29.8530006408691,"d":"29.9"},{"v":0.751299977302551,"d":"0.8"},{"v":27616.091796875,"d":"27,616.1"},null,"EIA Prime Mover-level Data","EIA Prime Mover-level Data","Estimated using emissions factor","Estimated using emissions factor","Estimated using emissions factor","Estimated using emissions factor"]
[8272,2019,"ID","Cabinet Gorge",833,"1","HY","OP",{"$nulls":4},"WAT",null,{"v":1976743.25,"d":"1,976,743"},{"v":949845,"d":"949,845"},{"$nulls":5},"EIA Prime Mover-level Data","EIA Prime Mover-level Data"]
[8290,2019,"ID","City Power Plant",841,"3","HY","OP",{"$nulls":4},"WAT",null,{"v":416060,"d":"416,060"},{"v":199921,"d":"199,921"},{"$nulls":5},"EIA Prime Mover-level Data","EIA Prime Mover-level Data"]
[8297,2019,"ID","Clif Bar Bakery of Twin Falls",62151,"PV1","PV","OP",{"$nulls":4},"SUN",null,{"v":12787,"d":"12,787"},{"v":8894,"d":"8,894"},{"$nulls":5},"EIA Prime Mover-level Data","EIA Prime Mover-level Data"]
[8317,2019,"ID","Felt",6359,"1","HY","OP",{"$nulls":4},"WAT",null,{"v":95563.21875,"d":"95,563"},{"v":45918.97265625,"d":"45,919"},{"$nulls":5},"EIA Prime Mover-level Data","EIA Prime Mover-level Data"]
[8319,2019,"ID","Felt",6359,"4","HY","OP",{"$nulls":4},"WAT",null,{"v":31854.40625,"d":"31,854"},{"v":15306.32421875,"d":"15,306"},{"$nulls":5},"EIA Prime Mover-level Data","EIA Prime Mover-level Data"]
[8339,2019,"ID","Hidden Hollow Energy",57861,"UNT1","IC","OP",{"$nulls":4},"LFG"]
[8350,2019,"ID","Jackpot Solar South, LLC",60898,"JPTSO","PV","CN",{"$nulls":4},"SUN"]
[8361,2019,"ID","Lateral 10 Ventures",54753,"GEN1","HY","OP",{"$nulls":4},"WAT"]
[8381,2019,"ID","Mainline Windfarm",57429,"1","WT","OP",{"$nulls":4},"WND",null,{"v":492348,"d":"492,348"},{"v":194094,"d":"194,094"},{"$nulls":5},"EIA Prime Mover-level Data","EIA Prime Mover-level Data"]
[8384,2019,"ID","Marco Ranch",50323,"3","HY","OP",{"$nulls":4},"WAT",null,{"v":6520.5,"d":"6,521"},{"v":3133,"d":"3,133"},{"$nulls":5},"EIA Prime Mover-level Data","EIA Prime Mover-level Data"]
[8397,2019,"ID","Minidoka",6398,"7","HY","OP",{"$nulls":4},"WAT",null,{"v":64218.7734375,"d":"64,219"},{"v":30857.76171875,"d":"30,858"},{"$nulls":5},"EIA Prime Mover-level Data","EIA Prime Mover-level Data"]
[8410,2019,"ID","Notch Butte Hydro",50718,"HYD1","HY","OP",{"$nulls":4},"WAT",null,{"v":38888,"d":"38,888"},{"v":18686,"d":"18,686"},{"$nulls":5},"EIA Prime Mover-level Data","EIA Prime Mover-level Data"]
[8426,2019,"ID","Post Falls",835,"4","HY","OP",{"$nulls":4},"WAT",null,{"v":92766.8671875,"d":"92,767"},{"v":44575.33984375,"d":"44,575"},{"$nulls":5},"EIA Prime Mover-level Data","EIA Prime Mover-level Data"]
[8442,2019,"ID","S E Hazelton A",50896,"GEN1","HY","SB",{"$nulls":4},"WAT",null,{"v":68489,"d":"68,489"},{"v":32909.66796875,"d":"32,910"},{"$nulls":5},"EIA Prime Mover-level Data","EIA Prime Mover-level Data"]
[8448,2019,"ID","Sawtooth Wind Project",57749,"ST","WT","OP",{"$nulls":4},"WND",null,{"v":464039,"d":"464,039"},{"v":182933,"d":"182,933"},{"$nulls":5},"EIA Prime Mover-level Data","EIA Prime Mover-level Data"]
[8468,2019,"ID","Thousand Springs Wind Park",56442,"TSWP","WT","OP",{"$nulls":4},"WND",null,{"v":273437,"d":"273,437"},{"v":107795,"d":"107,795"},{"$nulls":5},"EIA Prime Mover-level Data","EIA Prime Mover-level Data"]
[8475,2019,"ID","UAMPS Carbon Free Power Plant",61075,"NPM10","ST","P",{"$nulls":4},"NUC"]
[8490,2019,"ID","Upper Salmon B",7079,"1","HY","OP",{"$nulls":4},"WAT",null,{"v":478548.53125,"d":"478,549"},{"v":229947.375,"d":"229,947"},{"$nulls":5},"EIA Prime Mover-level Data","EIA Prime Mover-level Data"]
[8497,2019,"IL","Adkins Energy LLC",58136,"S5MW","GT","OP",{"$nulls":4},"NG",null,{"v":439543,"d":"439,543"},{"v":207750,"d":"207,750"},{"v":67.8830032348633,"d":"67.9"},{"v":32.0849990844727,"d":"32.1"},{"v":0.702400028705597,"d":"0.7"},{"v":25688.8828125,"d":"25,688.9"},null,"EIA Prime Mover-level Data","EIA Prime Mover-level Data","Estimated using emissions factor","Estimated using emissions factor","Estimated using emissions factor","Estimated using emissions factor"]
[8520,2019,"IL","Archer Daniels Midland Co. - Peoria",10866,"14","ST","OP","Yes","SIPNOX","WALL",5,"NG",{"v":3316,"d":"3,316.0"},{"v":808616.5625,"d":"808,617"},{"v":808616.5625,"d":"808,617"},{"v":9.34500026702881,"d":"9.3"},{"v":9.34500026702881,"d":"9.3"},{"v":1.29219996929169,"d":"1.3"},{"v":47259.21484375,"d":"47,259.2"},null,"EPA/CAMD","EPA/CAMD","EPA/CAMD","EPA/CAMD","Estimated using emissions factor","Estimated using emissions factor",null,null,"LNB,O",null,2011]
[8532,2019,"IL","Aurora",55279,"AGS10","GT","OP","Yes","ARP,CSNOX,CSOSG2,CSSO2G1","CT",null,"NG",{"v":1461,"d":"1,461.0"},{"v":489415.09375,"d":"489,415"},{"v":385461.21875,"d":"385,461"},{"v":20.2150001525879,"d":"20.2"},{"v":15.4870004653931,"d":"15.5"},{"v":0.146999999880791,"d":"0.1"},{"v":29085.048828125,"d":"29,085.0"},null,"EPA/CAMD","EPA/CAMD","EPA/CAMD","EPA/CAMD","EPA/CAMD","EPA/CAMD",null,null,"H2O",null,2001]
[8539,2019,"IL","Baldwin Energy Complex",889,"2","ST","OP","Yes","ARP,CSNOX,CSOSG2,CSSO2G1,MATS","CYCLONE",1,"RC",{"v":6964,"d":"6,964.0"},{"v":32490740,"d":"32,490,740"},{"v":13684320,"d":"13,684,320"},{"v":1419.39294433594,"d":"1,419.4"},{"v":585.025024414063,"d":"585.0"},{"v":1184.14001464844,"d":"1,184.1"},{"v":3407630,"d":"3,407,630.0"},{"v":4.48999977111816,"d":"4.5"},"EPA/CAMD","EPA/CAMD","EPA/CAMD","EPA/CAMD","EPA/CAMD","EPA/CAMD","EPA/CAMD","DL","OFA,SCR",null,1973]
[8555,2019,"IL","Bloom",865,"341","GT","RE",{"$nulls":4},"DFO"]
[8567,2019,"IL","Breese",934,"IC1","IC","SB",{"$nulls":4},"DFO",null,{"v":202.367004394531,"d":"202"},{"v":85.2070007324219,"d":"85"},{"v":0.303999990224838,"d":"0.3"},{"v":0.128000006079674,"d":"0.1"},{"v":0.0293000005185604,"d":"0.0"},{"v":16.5259990692139,"d":"16.5"},null,"EIA Prime Mover-level Data","EIA Prime Mover-level Data","Estimated using emissions factor","Estimated using emissions factor","Estimated using emissions factor","Estimated using emissions factor"]
[8581,2019,"IL","Bushnell",935,"4","IC","SB",{"$nulls":4},"DFO",null,{"v":183.130004882813,"d":"183"},{"v":76.1849975585938,"d":"76"},{"v":0.296000003814697,"d":"0.3"},{"v":0.123000003397465,"d":"0.1"},{"v":0.0265999995172024,"d":"0.0"},{"v":14.9549999237061,"d":"15.0"},null,"EIA Prime Mover-level Data","EIA Prime Mover-level Data","Estimated using emissions factor","Estimated using emissions factor","Estimated using emissions factor","Estimated using emissions factor"]
[8597,2019,"IL","Calumet",866,"332","GT","RE",{"$nulls":4},"NG"]
[8600,2019,"IL","Calumet",866,"342","GT","RE",{"$nulls":4},"NG"]
[8619,2019,"IL","Carmi",937,"6","IC","RE",{"$nulls":4},"DFO"]
[8626,2019,"IL","CED Beecher Sun Solar",63823,"BS1","PV","U",{"$nulls":4},"SUN"]
[8645,2019,"IL","Collins",6025,"2","ST","RE",{"$nulls":4},"NG"]
[8661,2019,"IL","Countyside Genco LLC",55773,"CS7","GT","OP",{"$nulls":4},"LFG",null,{"v":165907.75,"d":"165,908"},{"v":68373,"d":"68,373"},{"v":14.4340000152588,"d":"14.4"},{"v":5.94799995422363,"d":"5.9"},{"v":3.7328999042511,"d":"3.7"},{"v":10535.107421875,"d":"10,535.1"},null,"EIA Prime Mover-level Data","EIA Prime Mover-level Data","Estimated using emissions factor","Estimated using emissions factor","Estimated using emissions factor","Estimated using emissions factor"]
[8668,2019,"IL","Crawford",867,"313","GT","RE",{"$nulls":4},"NG"]
[8678,2019,"IL","Crawford",867,"7","ST","RE",null,null,"TANGENTIAL",1,"SUB"]
[8690,2019,"IL","Dallman",963,"4","ST","OP","Yes","ARP,CSNOX,CSOSG2,CSSO2G1,MATS","WALL",null,"BIT",{"v":7261,"d":"7,261.0"},{"v":10595797,"d":"10,595,797"},{"v":5035892.5,"d":"5,035,893"},{"v":351.019012451172,"d":"351.0"},{"v":146.011001586914,"d":"146.0"},{"v":487.421997070313,"d":"487.4"},{"v":1082329.25,"d":"1,082,329.3"},{"v":2.74000000953674,"d":"2.7"},"EPA/CAMD","EPA/CAMD","EPA/CAMD","EPA/CAMD","EPA/CAMD","EPA/CAMD","EPA/CAMD","WLS","SCR",null,2009]
[8710,2019,"IL","Dresden Generating Station",869,"3","ST","OP",{"$nulls":4},"NUC",null,{"v":82936672,"d":"82,936,672"},{"v":33850136,"d":"33,850,136"},{"$nulls":5},"EIA Prime Mover-level Data","EIA Prime Mover-level Data"]
[8713,2019,"IL","E D Edwards",856,"3","ST","OP","Yes","ARP,CSNOX,CSOSG2,CSSO2G1,MATS","WALL",1,"SUB",{"v":6982,"d":"6,982.0"},{"v":17509144,"d":"17,509,144"},{"v":8689438,"d":"8,689,438"},{"v":786.760986328125,"d":"786.8"},{"v":380.477996826172,"d":"380.5"},{"v":3765.09790039063,"d":"3,765.1"},{"v":1836360,"d":"1,836,360.0"},{"v":13.2600002288818,"d":"13.3"},"EPA/CAMD","EPA/CAMD","EPA/CAMD","EPA/CAMD","EPA/CAMD","EPA/CAMD","EPA/CAMD",null,"LNB,LNBO,SCR","Yes",1972]
[8737,2019,"IL","Elwood Energy Facility",55199,"2","GT","OP","Yes","ARP,CSNOX,CSOSG2,CSSO2G1","CT",null,"NG",{"v":164,"d":"164.0"},{"v":194734.296875,"d":"194,734"},{"v":145313.984375,"d":"145,314"},{"v":4.80600023269653,"d":"4.8"},{"v":3.6010000705719,"d":"3.6"},{"v":0.0579999983310699,"d":"0.1"},{"v":11572.44140625,"d":"11,572.4"},null,"EPA/CAMD","EPA/CAMD","EPA/CAMD","EPA/CAMD","EPA/CAMD","EPA/CAMD",null,null,"DLNB",null,1999]
[8739,2019,"IL","Elwood Energy Facility",55199,"4","GT","OP","Yes","ARP,CSNOX,CSOSG2,CSSO2G1","CT",null,"NG",{"v":211,"d":"211.0"},{"v":258198.390625,"d":"258,198"},{"v":141545.703125,"d":"141,546"},{"v":5.54099988937378,"d":"5.5"},{"v":2.99799990653992,"d":"3.0"},{"v":0.0769999995827675,"d":"0.1"},{"v":15344.5009765625,"d":"15,344.5"},null,"EPA/CAMD","EPA/CAMD","EPA/CAMD","EPA/CAMD","EPA/CAMD","EPA/CAMD",null,null,"DLNB",null,1999]
[8755,2019,"IL","Fairfield",940,"IC5","IC","OP",{"$nulls":4},"DFO",null,64,{"v":27.5200004577637,"d":"28"},{"v":0.104000002145767,"d":"0.1"},{"v":0.0450000017881393,"d":"0.0"},{"v":0.00930000003427267,"d":"0.0"},{"v":5.22599983215332,"d":"5.2"},null,"EIA Prime Mover-level Data","EIA Prime Mover-level Data","Estimated using emissions factor","Estimated using emissions factor","Estimated using emissions factor","Estimated using emissions factor"]
[8770,2019,"IL","Fisk",886,"341","GT","OP",null,null,"CT",null,"DFO",{"v":0,"d":"0.0"},{"$nulls":17},1968]
[8781,2019,"IL","Fox Metro Water Reclamation District",50904,"RU3","IC","RE",{"$nulls":4},"NG"]
[8797,2019,"IL","Fuyao Glass Illinois Inc.",54360,"1200","IC","RE",{"$nulls":4},"DFO"]
[8803,2019,"IL","Galesburg",54310,"GEN3","IC","RE",{"$nulls":4},"NG"]
[8819,2019,"IL","Geneva Generation Facility",56462,"GEN 4","IC","OP",{"$nulls":4},"NG",null,{"v":7015.60009765625,"d":"7,016"},{"v":3316,"d":"3,316"},{"v":9.9689998626709,"d":"10.0"},{"v":4.71199989318848,"d":"4.7"},{"v":0.0111999996006489,"d":"0.0"},{"v":410.023010253906,"d":"410.0"},null,"EIA Prime Mover-level Data","EIA Prime Mover-level Data","Estimated using emissions factor","Estimated using emissions factor","Estimated using emissions factor","Estimated using emissions factor"]
[8839,2019,"IL","Granite City Works",57072,"PB-1","ST","OP",{"$nulls":3},1,"BFG",null,{"v":3540740.5,"d":"3,540,741"},{"v":1702656,"d":"1,702,656"},{"v":84.0930023193359,"d":"84.1"},{"v":37.3730010986328,"d":"37.4"},{"v":8.96790027618408,"d":"9.0"},{"v":672211.9375,"d":"672,211.9"},null,"EIA Unit-level Data","EIA Unit-Level Data","Estimated based on unit-level NOx emission rates","Estimated based on unit-level NOx ozone season emission rates","Estimated using emissions factor and plant-specific sulfur content","Estimated using emissions factor"]
[8848,2019,"IL","Heartland Community College",59776,"T01","WT","OP",{"$nulls":4},"WND",null,{"v":42202,"d":"42,202"},{"v":12663,"d":"12,663"},{"$nulls":5},"EIA Prime Mover-level Data","EIA Prime Mover-level Data"]
[8861,2019,"IL","Hoffer Plastics",54523,"GEN1","IC","OP",{"$nulls":4},"NG",null,{"v":2167.6669921875,"d":"2,168"},{"v":1432.44396972656,"d":"1,432"},{"v":3,"d":"3.0"},{"v":1.98300004005432,"d":"2.0"},{"v":3.50000010803342E-3,"d":"0.0"},{"v":126.688003540039,"d":"126.7"},null,"EIA Prime Mover-level Data","EIA Prime Mover-level Data","Estimated using emissions factor","Estimated using emissions factor","Estimated using emissions factor","Estimated using emissions factor"]
[8868,2019,"IL","Hoffer Plastics",54523,"GEN8","IC","OP",{"$nulls":4},"NG",null,{"v":2167.6669921875,"d":"2,168"},{"v":1432.44396972656,"d":"1,432"},{"v":3,"d":"3.0"},{"v":1.98300004005432,"d":"2.0"},{"v":3.50000010803342E-3,"d":"0.0"},{"v":126.688003540039,"d":"126.7"},null,"EIA Prime Mover-level Data","EIA Prime Mover-level Data","Estimated using emissions factor","Estimated using emissions factor","Estimated using emissions factor","Estimated using emissions factor"]
[8884,2019,"IL","Industrial Park",7934,"4","IC","OP",{"$nulls":4},"DFO",null,{"v":526.299011230469,"d":"526"},{"v":221.776000976563,"d":"222"},{"v":0.852999985218048,"d":"0.9"},{"v":0.358999997377396,"d":"0.4"},{"v":0.0763000026345253,"d":"0.1"},{"v":42.9790000915527,"d":"43.0"},null,"EIA Prime Mover-level Data","EIA Prime Mover-level Data","Estimated using emissions factor","Estimated using emissions factor","Estimated using emissions factor","Estimated using emissions factor"]
[8895,2019,"IL","Invenergy Nelson Expansion LLC",60387,"GEN3","GT","IP",{"$nulls":4},"NG"]
[8910,2019,"IL","Joppa Steam",887,"3","ST","OP","Yes","ARP,CSNOX,CSOSG2,CSSO2G1,MATS","TANGENTIAL",1,"RC",{"v":7039,"d":"7,039.0"},{"v":8008461,"d":"8,008,461"},{"v":3612137,"d":"3,612,137"},{"v":431.049987792969,"d":"431.0"},{"v":191.735000610352,"d":"191.7"},{"v":1726.958984375,"d":"1,727.0"},{"v":838522.3125,"d":"838,522.3"},{"v":5.03999996185303,"d":"5.0"},"EPA/CAMD","EPA/CAMD","EPA/CAMD","EPA/CAMD","EPA/CAMD","EPA/CAMD","EPA/CAMD",null,"LNC1","Yes",1954]
[8926,2019,"IL","Kinmundy Power Plant",55204,"KCTG1","GT","OP","Yes","ARP,CSNOX,CSOSG2,CSSO2G1","CT",null,"NG",{"v":16,"d":"16.0"},{"v":11157.66796875,"d":"11,158"},{"v":10967.9951171875,"d":"10,968"},{"v":0.397000014781952,"d":"0.4"},{"v":0.386000007390976,"d":"0.4"},{"v":0.00300000002607703,"d":"0.0"},{"v":663.056030273438,"d":"663.1"},null,"EPA/CAMD","EPA/CAMD","EPA/CAMD","EPA/CAMD","EPA/CAMD","EPA/CAMD",null,null,"DLNB,H2O",null,2001]
[8940,2019,"IL","Lancaster Wind Farm Project",56657,"1","WT","CN",{"$nulls":4},"WND"]
[8952,2019,"IL","Lincoln Generating Facility",55222,"CTG-2","GT","OP","Yes","ARP,CSNOX,CSOSG2,CSSO2G1","CT",null,"NG",{"v":52,"d":"52.0"},{"v":31491.083984375,"d":"31,491"},{"v":26893.931640625,"d":"26,894"},{"v":0.432000011205673,"d":"0.4"},{"v":0.368000000715256,"d":"0.4"},{"v":0.00899999961256981,"d":"0.0"},{"v":1871.5439453125,"d":"1,871.5"},null,"EPA/CAMD","EPA/CAMD","EPA/CAMD","EPA/CAMD","EPA/CAMD","EPA/CAMD",null,null,"DLNB",null,2000]
[8955,2019,"IL","Lincoln Generating Facility",55222,"CTG-5","GT","OP","Yes","ARP,CSNOX,CSOSG2,CSSO2G1","CT",null,"NG",{"v":39,"d":"39.0"},{"v":21560.94140625,"d":"21,561"},{"v":16600.76953125,"d":"16,601"},{"v":0.256000012159348,"d":"0.3"},{"v":0.195999994874001,"d":"0.2"},{"v":0.00600000005215406,"d":"0.0"},{"v":1281.15698242188,"d":"1,281.2"},null,"EPA/CAMD","EPA/CAMD","EPA/CAMD","EPA/CAMD","EPA/CAMD","EPA/CAMD",null,null,"DLNB",null,2000]
[8973,2019,"IL","Lombard",877,"322","GT","RE",{"$nulls":4},"KER"]
[8990,2019,"IL","LSP University Park, LLC",55640,"CT12","GT","OP","Yes","ARP,CSNOX,CSOSG2,CSSO2G1","CT",null,"NG",{"v":1237,"d":"1,237.0"},{"v":399347.15625,"d":"399,347"},{"v":229473.59375,"d":"229,474"},{"v":3.02999997138977,"d":"3.0"},{"v":1.61300003528595,"d":"1.6"},{"v":0.123999997973442,"d":"0.1"},{"v":23732.794921875,"d":"23,732.8"},null,"EPA/CAMD","EPA/CAMD","EPA/CAMD","EPA/CAMD","EPA/CAMD","EPA/CAMD",null,null,"H2O,SCR",null,2002]
[8997,2019,"IL","Marseilles Lock and Dam Hydro",58903,"UNIT1","HY","U",{"$nulls":4},"WAT"]
[9006,2019,"IL","Marshall (IL)",949,"2","IC","RE",{"$nulls":4},"DFO"]
[9019,2019,"IL","McLeansboro",948,"9","IC","SB",{"$nulls":4},"DFO",null,{"v":170.216995239258,"d":"170"},{"v":72.8259963989258,"d":"73"},{"v":0.275999993085861,"d":"0.3"},{"v":0.118000000715256,"d":"0.1"},{"v":0.0247000008821487,"d":"0.0"},{"v":13.8999996185303,"d":"13.9"},null,"EIA Prime Mover-level Data","EIA Prime Mover-level Data","Estimated using emissions factor","Estimated using emissions factor","Estimated using emissions factor","Estimated using emissions factor"]
[9039,2019,"IL","Mondelez Global LLC",54933,"GEN1","GT","OP",{"$nulls":4},"NG",null,{"v":275999,"d":"275,999"},{"v":130453,"d":"130,453"},{"v":36.7999992370605,"d":"36.8"},{"v":17.3939990997314,"d":"17.4"},{"v":0.441000014543533,"d":"0.4"},{"v":16130.6318359375,"d":"16,130.6"},null,"EIA Prime Mover-level Data","EIA Prime Mover-level Data","Estimated using emissions factor","Estimated using emissions factor","Estimated using emissions factor","Estimated using emissions factor"]
[9046,2019,"IL","Morris Cogeneration, LLC",55216,"B-6","ST","OP","Yes","SIPNOX","WALL",null,"NG",{"v":3432,"d":"3,432.0"},{"v":62269.89453125,"d":"62,270"},{"v":62269.89453125,"d":"62,270"},{"v":1.38499999046326,"d":"1.4"},{"v":1.38499999046326,"d":"1.4"},{"v":0.0995000004768372,"d":"0.1"},{"v":3639.3349609375,"d":"3,639.3"},null,"EPA/CAMD","EPA/CAMD","EPA/CAMD","EPA/CAMD","Estimated using emissions factor","Estimated using emissions factor",null,null,"LNB",null,1980]
[9065,2019,"IL","Nalco",50326,"DPOX","CA","OS",{"$nulls":4},"NG"]
[9068,2019,"IL","Newton",6017,"1","ST","OP","Yes","ARP,CSNOX,CSOSG2,CSSO2G1,MATS","TANGENTIAL",1,"RC",{"v":7807,"d":"7,807.0"},{"v":30948494,"d":"30,948,494"},{"v":13514787,"d":"13,514,787"},{"v":1812.998046875,"d":"1,813.0"},{"v":831.765991210938,"d":"831.8"},{"v":5000.259765625,"d":"5,000.3"},{"v":3245876,"d":"3,245,876.0"},{"v":21.5599994659424,"d":"21.6"},"EPA/CAMD","EPA/CAMD","EPA/CAMD","EPA/CAMD","EPA/CAMD","EPA/CAMD","EPA/CAMD","SP","LNC3,O","Yes",1977]
[9084,2019,"IL","Northeastern Illinois University Cogen",58245,"GEN4","IC","SB",{"$nulls":4},"NG",null,{"v":21.25,"d":"21"},10,{"v":0.028999999165535,"d":"0.0"},{"v":0.0140000004321337,"d":"0.0"},{"v":0,"d":"0.0"},{"v":1.24199998378754,"d":"1.2"},null,"EIA Prime Mover-level Data","EIA Prime Mover-level Data","Estimated using emissions factor","Estimated using emissions factor","Estimated using emissions factor","Estimated using emissions factor"]
[9098,2019,"IL","Orchard Hills Renewable Energy Station",59792,"5","IC","OP",{"$nulls":4},"LFG",null,{"v":28784.833984375,"d":"28,785"},{"v":11862.8330078125,"d":"11,863"},{"v":20.0659999847412,"d":"20.1"},{"v":8.27000045776367,"d":"8.3"},{"v":0.647700011730194,"d":"0.6"},{"v":1827.8310546875,"d":"1,827.8"},null,"EIA Prime Mover-level Data","EIA Prime Mover-level Data","Estimated using emissions factor","Estimated using emissions factor","Estimated using emissions factor","Estimated using emissions factor"]
[9110,2019,"IL","Peru (IL)",955,"15","IC","OP",{"$nulls":4},"DFO",null,{"v":161.285995483398,"d":"161"},{"v":81.4290008544922,"d":"81"},{"v":0.261000007390976,"d":"0.3"},{"v":0.131999999284744,"d":"0.1"},{"v":0.0233999993652105,"d":"0.0"},{"v":13.1709995269775,"d":"13.2"},null,"EIA Prime Mover-level Data","EIA Prime Mover-level Data","Estimated using emissions factor","Estimated using emissions factor","Estimated using emissions factor","Estimated using emissions factor"]
[9126,2019,"IL","Phoenix Solar South Farms LLC Solar Farm",62735,"M1358","PV","OP",{"$nulls":4},"SUN",null,{"v":63163,"d":"63,163"},{"v":34870,"d":"34,870"},{"$nulls":5},"EIA Prime Mover-level Data","EIA Prime Mover-level Data"]
[9143,2019,"IL","Powerton",879,"51","ST","OP","Yes","ARP,CSNOX,CSOSG2,CSSO2G1,MATS","CYCLONE",1,"SUB",{"v":2858,"d":"2,858.0"},{"v":8770733,"d":"8,770,733"},{"v":3419663,"d":"3,419,663"},{"v":485.868988037109,"d":"485.9"},{"v":164.082992553711,"d":"164.1"},{"v":463.782012939453,"d":"463.8"},{"v":932870.25,"d":"932,870.3"},{"v":4.46000003814697,"d":"4.5"},"EPA/CAMD","EPA/CAMD","EPA/CAMD","EPA/CAMD","EPA/CAMD","EPA/CAMD","EPA/CAMD",null,"OFA,SNCR","Yes",1973]
[9148,2019,"IL","Prairie State Generating Station",55856,"02","ST","OP","Yes","ARP,CSNOX,CSOSG2,CSSO2G1,MATS","WALL",null,"BIT",{"v":8138,"d":"8,138.0"},{"v":70219456,"d":"70,219,456"},{"v":28234762,"d":"28,234,762"},{"v":2140.24609375,"d":"2,140.2"},{"v":880.789001464844,"d":"880.8"},{"v":5464.455078125,"d":"5,464.5"},{"v":7204515.5,"d":"7,204,515.5"},{"v":33.5800018310547,"d":"33.6"},"EPA/CAMD","EPA/CAMD","EPA/CAMD","EPA/CAMD","EPA/CAMD","EPA/CAMD","EPA/CAMD","WL","SCR",null,2012]
[9168,2019,"IL","Providence Heights Wind LLC",56622,"1","WT","OP",{"$nulls":4},"WND",null,{"v":1561813,"d":"1,561,813"},{"v":468649,"d":"468,649"},{"$nulls":5},"EIA Prime Mover-level Data","EIA Prime Mover-level Data"]
[9176,2019,"IL","Rail Splitter Wind Farm",56856,"GEN1","WT","OP",{"$nulls":4},"WND",null,{"v":2587061,"d":"2,587,061"},{"v":776292,"d":"776,292"},{"$nulls":5},"EIA Prime Mover-level Data","EIA Prime Mover-level Data"]
[9190,2019,"IL","Rantoul",958,"8","IC","RE",{"$nulls":4},"DFO"]
[9197,2019,"IL","Red Bud",959,"5","IC","RE",{"$nulls":4},"DFO"]
[9217,2019,"IL","Roxana Resource Recovery",55759,"RX1","IC","RE",{"$nulls":4},"LFG"]
[9223,2019,"IL","Sabrooke",882,"321","GT","RE",{"$nulls":4},"DFO"]
[9239,2019,"IL","Shelby County",55237,"SCE1","GT","OP","Yes","ARP,CSNOX,CSOSG2,CSSO2G1","CT",null,"NG",{"v":1014,"d":"1,014.0"},{"v":358149.8125,"d":"358,150"},{"v":320135.59375,"d":"320,136"},{"v":14.4899997711182,"d":"14.5"},{"v":12.9449996948242,"d":"12.9"},{"v":0.119999997317791,"d":"0.1"},{"v":21127.599609375,"d":"21,127.6"},null,"EPA/CAMD","EPA/CAMD","EPA/CAMD","EPA/CAMD","EPA/CAMD","EPA/CAMD",null,null,"H2O",null,2000]
[9255,2019,"IL","South Main Street",961,"18","IC","OP",{"$nulls":4},"DFO",null,{"v":1299.07604980469,"d":"1,299"},{"v":546.948974609375,"d":"547"},{"v":3.07999992370605,"d":"3.1"},{"v":1.29700005054474,"d":"1.3"},{"v":0.275599986314774,"d":"0.3"},{"v":106.085998535156,"d":"106.1"},null,"EIA Prime Mover-level Data","EIA Prime Mover-level Data","Estimated using emissions factor","Estimated using emissions factor","Estimated using emissions factor","Estimated using emissions factor"]
[9268,2019,"IL","Stallings",895,"2","GT","RE",{"$nulls":4},"NG"]
[9281,2019,"IL","Sullivan (IL)",969,"11","IC","SB",{"$nulls":4},"DFO",null,{"v":131.417007446289,"d":"131"},{"v":68.8980026245117,"d":"69"},{"v":0.212999999523163,"d":"0.2"},{"v":0.112000003457069,"d":"0.1"},{"v":0.0190999992191792,"d":"0.0"},{"v":10.7320003509521,"d":"10.7"},null,"EIA Prime Mover-level Data","EIA Prime Mover-level Data","Estimated using emissions factor","Estimated using emissions factor","Estimated using emissions factor","Estimated using emissions factor"]
[9284,2019,"IL","Sullivan (IL)",969,"14","IC","OP",{"$nulls":4},"DFO",null,{"v":151.130004882813,"d":"151"},{"v":79.2320022583008,"d":"79"},{"v":0.245000004768372,"d":"0.2"},{"v":0.128000006079674,"d":"0.1"},{"v":0.0219000000506639,"d":"0.0"},{"v":12.3420000076294,"d":"12.3"},null,"EIA Prime Mover-level Data","EIA Prime Mover-level Data","Estimated using emissions factor","Estimated using emissions factor","Estimated using emissions factor","Estimated using emissions factor"]
[9301,2019,"IL","Thornridge High School",55005,"1","IC","OP",{"$nulls":4},"NG"]
[9319,2019,"IL","University of Illinois Abbott Power Plt",54780,"B1","ST","OP",{"$nulls":3},6,"NG",null,{"v":402231.46875,"d":"402,231"},{"v":25697.470703125,"d":"25,697"},{"v":14.0780000686646,"d":"14.1"},{"v":0.898999989032745,"d":"0.9"},{"v":0.642799973487854,"d":"0.6"},{"v":23508.228515625,"d":"23,508.2"},null,"EIA Unit-level Data","EIA Unit-Level Data","Estimated based on unit-level NOx emission rates","Estimated based on unit-level NOx ozone season emission rates","Estimated using emissions factor and plant-specific sulfur content","Estimated using emissions factor"]
[9326,2019,"IL","University of Illinois Abbott Power Plt",54780,"B6","ST","OP",{"$nulls":3},9,"BIT",null,{"v":65249.76171875,"d":"65,250"},0,{"v":17.2189998626709,"d":"17.2"},{"v":0,"d":"0.0"},{"v":161.074600219727,"d":"161.1"},{"v":6717.84423828125,"d":"6,717.8"},null,"EIA Unit-level Data","EIA Unit-Level Data","Estimated using emissions factor","Estimated using emissions factor","Estimated using emissions factor and plant-specific sulfur content","Estimated using emissions factor",null,"JB"]
[9346,2019,"IL","University Park Energy",55250,"UP12","GT","OP","Yes","ARP,CSNOX,CSOSG2,CSSO2G1","CT",null,"NG",{"v":963,"d":"963.0"},{"v":179327.796875,"d":"179,328"},{"v":126041.703125,"d":"126,042"},{"v":14.4359998703003,"d":"14.4"},{"v":9.51599979400635,"d":"9.5"},{"v":0.0549999997019768,"d":"0.1"},{"v":10579.7001953125,"d":"10,579.7"},null,"EPA/CAMD","EPA/CAMD","EPA/CAMD","EPA/CAMD","EPA/CAMD","EPA/CAMD",null,null,"H2O",null,2001]
[9348,2019,"IL","University Park Energy",55250,"UP3","GT","OP","Yes","ARP,CSNOX,CSOSG2,CSSO2G1","CT",null,"NG",{"v":1136,"d":"1,136.0"},{"v":219394.40625,"d":"219,394"},{"v":154902.40625,"d":"154,902"},{"v":18.0149993896484,"d":"18.0"},{"v":11.6949996948242,"d":"11.7"},{"v":0.0659999996423721,"d":"0.1"},{"v":12944,"d":"12,944.0"},null,"EPA/CAMD","EPA/CAMD","EPA/CAMD","EPA/CAMD","EPA/CAMD","EPA/CAMD",null,null,"H2O",null,2001]
[9368,2019,"IL","Venice",913,"CT2A","GT","OP","Yes","ARP,CSNOX,CSOSG2,CSSO2G1","CT",null,"NG",{"v":51,"d":"51.0"},{"v":4129.27490234375,"d":"4,129"},{"v":2668.72509765625,"d":"2,669"},{"v":0.226999998092651,"d":"0.2"},{"v":0.119000002741814,"d":"0.1"},{"v":1.00000004749745E-3,"d":"0.0"},{"v":245.302993774414,"d":"245.3"},null,"EPA/CAMD","EPA/CAMD","EPA/CAMD","EPA/CAMD","EPA/CAMD","EPA/CAMD",{"$nulls":4},2002]
[9375,2019,"IL","Waterloo",971,"10","IC","OP",{"$nulls":4},"DFO",null,{"v":184.011993408203,"d":"184"},{"v":77.4219970703125,"d":"77"},{"v":0.298000007867813,"d":"0.3"},{"v":0.125,"d":"0.1"},{"v":0.0266999993473291,"d":"0.0"},{"v":15.0270004272461,"d":"15.0"},null,"EIA Prime Mover-level Data","EIA Prime Mover-level Data","Estimated using emissions factor","Estimated using emissions factor","Estimated using emissions factor","Estimated using emissions factor"]
[9393,2019,"IL","WestRock (IL)",54513,"E-1","IC","SB",{"$nulls":4},"NG",null,{"v":20.2759990692139,"d":"20"},{"v":9.65499973297119,"d":"10"},{"v":0.0280000008642673,"d":"0.0"},{"v":0.0130000002682209,"d":"0.0"},{"v":0,"d":"0.0"},{"v":1.18499994277954,"d":"1.2"},null,"EIA Prime Mover-level Data","EIA Prime Mover-level Data","Estimated using emissions factor","Estimated using emissions factor","Estimated using emissions factor","Estimated using emissions factor"]
[9410,2019,"IL","Wood River",898,"5","ST","RE",null,null,"TANGENTIAL",1,"RC"]
[9413,2019,"IL","Woodland Landfill Gas Recovery",54662,"GEN3","IC","OP",{"$nulls":4},"LFG",null,{"v":92129.6640625,"d":"92,130"},{"v":37968,"d":"37,968"},{"v":56.6049995422363,"d":"56.6"},{"v":23.3279991149902,"d":"23.3"},{"v":2.07290005683899,"d":"2.1"},{"v":5850.2138671875,"d":"5,850.2"},null,"EIA Prime Mover-level Data","EIA Prime Mover-level Data","Estimated using emissions factor","Estimated using emissions factor","Estimated using emissions factor","Estimated using emissions factor"]
[9426,2019,"IN","2 AC Station",10211,"11TG","ST","RE",{"$nulls":4},"BFG"]
[9439,2019,"IN","Anderson",7336,"ACT1","GT","OP","Yes","ARP,CSNOX,CSOSG2,CSSO2G1","CT",null,"NG",{"v":67,"d":"67.0"},{"v":21616.92578125,"d":"21,617"},{"v":4708.14990234375,"d":"4,708"},{"v":1.59899997711182,"d":"1.6"},{"v":0.289000004529953,"d":"0.3"},{"v":0.188999995589256,"d":"0.2"},{"v":1382.57495117188,"d":"1,382.6"},null,"EPA/CAMD","EPA/CAMD","EPA/CAMD","EPA/CAMD","EPA/CAMD","EPA/CAMD",null,null,"H2O",null,1992]
[9455,2019,"IN","Belmont",59172,"PV1","PV","OP",{"$nulls":4},"SUN",null,{"v":52235,"d":"52,235"},{"v":28837,"d":"28,837"},{"$nulls":5},"EIA Prime Mover-level Data","EIA Prime Mover-level Data"]
[9471,2019,"IN","BP Whiting Business Unit",52130,"3SPS32","ST","OP","Yes","SIPNOX","WALL",null,"PRG",{"v":3672,"d":"3,672.0"},{"v":3069533.75,"d":"3,069,534"},{"v":1353145.125,"d":"1,353,145"},{"v":469.796997070313,"d":"469.8"},{"v":10.1929998397827,"d":"10.2"},{"v":4.90509986877441,"d":"4.9"},{"v":179397.453125,"d":"179,397.5"},null,"EIA non-ozone season distributed and EPA/CAMD ozone season","EPA/CAMD","Estimated using emissions factor and EIA data for non-ozone season and EPA/CAMD ozone season emissions","EPA/CAMD","Estimated using emissions factor","Estimated using emissions factor",null,null,"O,OFA,SCR",null,1947]
[9481,2019,"IN","C. C. Perry K Steam Plant",992,"14","ST","OP","Yes","SIPNOX","WALL",2,"NG",{"v":2962,"d":"2,962.0"},{"v":406670.53125,"d":"406,671"},{"v":80855.4921875,"d":"80,855"},{"v":44.9059982299805,"d":"44.9"},{"v":7.35200023651123,"d":"7.4"},{"v":0.790700018405914,"d":"0.8"},{"v":23767.66796875,"d":"23,767.7"},null,"EPA/CAMD","EPA/CAMD","EPA/CAMD","EPA/CAMD","Estimated using emissions factor","Estimated using emissions factor",{"$nulls":4},1947]
[9497,2019,"IN","Caterpillar",50935,"516A","IC","SB",{"$nulls":4},"DFO",null,{"v":49905.06640625,"d":"49,905"},{"v":19991.775390625,"d":"19,992"},{"v":1.06099998950958,"d":"1.1"},{"v":0.819000005722046,"d":"0.8"},{"v":0.096000000834465,"d":"0.1"},{"v":4075.39111328125,"d":"4,075.4"},null,"EIA Prime Mover-level Data","EIA Prime Mover-level Data","Estimated using emissions factor","Estimated using emissions factor","Estimated using emissions factor","Estimated using emissions factor"]
[9504,2019,"IN","Cayuga",1001,"2","ST","OP","Yes","ARP,CSNOX,CSOSG2,CSSO2G1,MATS","TANGENTIAL",1,"BIT",{"v":4105,"d":"4,105.0"},{"v":14044693,"d":"14,044,693"},{"v":6136972,"d":"6,136,972"},{"v":1568.53100585938,"d":"1,568.5"},{"v":306.134002685547,"d":"306.1"},{"v":550.567993164063,"d":"550.6"},{"v":1440986,"d":"1,440,986.0"},{"v":7.23999977111816,"d":"7.2"},"EPA/CAMD","EPA/CAMD","EPA/CAMD","EPA/CAMD","EPA/CAMD","EPA/CAMD","EPA/CAMD","WLS","LNC2,SCR",null,1972]
[9519,2019,"IN","Covanta Indianapolis Energy",50647,"GEN1","ST","OP",{"$nulls":4},"MSW",null,{"v":7071417,"d":"7,071,417"},{"v":3002096,"d":"3,002,096"},{"v":1727.30700683594,"d":"1,727.3"},{"v":708.734985351563,"d":"708.7"},{"v":587.284484863281,"d":"587.3"},{"v":706997.5,"d":"706,997.5"},null,"EIA Prime Mover-level Data","EIA Prime Mover-level Data","Estimated using emissions factor","Estimated using emissions factor","Estimated using emissions factor","Estimated using emissions factor"]
[9526,2019,"IN","Crawfordsville Power Plant",1024,"D1","IC","OP",{"$nulls":4},"DFO"]
[9546,2019,"IN","Earthmovers LFGTE",57250,"1","IC","OP",{"$nulls":4},"LFG",null,{"v":74095.1640625,"d":"74,095"},{"v":30535.666015625,"d":"30,536"},{"v":48.8349990844727,"d":"48.8"},{"v":20.1259994506836,"d":"20.1"},{"v":1.66709995269775,"d":"1.7"},{"v":4705.02685546875,"d":"4,705.0"},null,"EIA Prime Mover-level Data","EIA Prime Mover-level Data","Estimated using emissions factor","Estimated using emissions factor","Estimated using emissions factor","Estimated using emissions factor"]
[9551,2019,"IN","Earthmovers LFGTE",57250,"6","IC","OP",{"$nulls":4},"LFG",null,{"v":74095.1640625,"d":"74,095"},{"v":30535.666015625,"d":"30,536"},{"v":48.8349990844727,"d":"48.8"},{"v":20.1259994506836,"d":"20.1"},{"v":1.66709995269775,"d":"1.7"},{"v":4705.02685546875,"d":"4,705.0"},null,"EIA Prime Mover-level Data","EIA Prime Mover-level Data","Estimated using emissions factor","Estimated using emissions factor","Estimated using emissions factor","Estimated using emissions factor"]
[9568,2019,"IN","Frank E Ratts",1043,"1","ST","RE",{"$nulls":4},"BIT"]
[9584,2019,"IN","Griffith",59019,"1","PV","OP",{"$nulls":4},"SUN",null,{"v":26717,"d":"26,717"},{"v":14749,"d":"14,749"},{"$nulls":5},"EIA Prime Mover-level Data","EIA Prime Mover-level Data"]
[9596,2019,"IN","Henry County Generating Station",7763,"2","GT","OP","Yes","ARP,CSNOX,CSOSG2,CSSO2G1","CT",null,"NG",{"v":2633,"d":"2,633.0"},{"v":904249.8125,"d":"904,250"},{"v":518919.8125,"d":"518,920"},{"v":37.2089996337891,"d":"37.2"},{"v":21.1089992523193,"d":"21.1"},{"v":0.270999997854233,"d":"0.3"},{"v":53740.2109375,"d":"53,740.2"},null,"EPA/CAMD","EPA/CAMD","EPA/CAMD","EPA/CAMD","EPA/CAMD","EPA/CAMD",null,null,"H2O",null,2001]
[9610,2019,"IN","Hurricane Creek Lift Station",61267,"HURR","IC","SB",{"$nulls":4},"DFO",null,{"v":1735,"d":"1,735"},763,{"v":2.6470000743866,"d":"2.6"},{"v":1.16499996185303,"d":"1.2"},{"v":0.251599997282028,"d":"0.3"},{"v":141.684997558594,"d":"141.7"},null,"EIA Prime Mover-level Data","EIA Prime Mover-level Data","Estimated using emissions factor","Estimated using emissions factor","Estimated using emissions factor","Estimated using emissions factor"]
[9626,2019,"IN","INDY III",59823,"INDY3","PV","OP",{"$nulls":4},"SUN",null,{"v":36787,"d":"36,787"},{"v":20308,"d":"20,308"},{"$nulls":5},"EIA Prime Mover-level Data","EIA Prime Mover-level Data"]
[9629,2019,"IN","Indy Solar III, LLC",58553,"1","PV","OP",{"$nulls":4},"SUN",null,{"v":119968,"d":"119,968"},{"v":66229,"d":"66,229"},{"$nulls":5},"EIA Prime Mover-level Data","EIA Prime Mover-level Data"]
[9639,2019,"IN","IPL - Petersburg Generating Station",994,"2","ST","OP","Yes","ARP,CSNOX,CSOSG2,CSSO2G1,MATS","TANGENTIAL",1,"BIT",{"v":7459,"d":"7,459.0"},{"v":29197088,"d":"29,197,088"},{"v":11924238,"d":"11,924,238"},{"v":1255.82397460938,"d":"1,255.8"},{"v":515.591979980469,"d":"515.6"},{"v":1160.64099121094,"d":"1,160.6"},{"v":2995622.5,"d":"2,995,622.5"},{"v":5.78000020980835,"d":"5.8"},"EPA/CAMD","EPA/CAMD","EPA/CAMD","EPA/CAMD","EPA/CAMD","EPA/CAMD","EPA/CAMD","SB,WLS","LNC3,SCR",null,1969]
[9655,2019,"IN","Lenape II",58703,"1","PV","OP",{"$nulls":4},"SUN",null,{"v":41684,"d":"41,684"},{"v":23012,"d":"23,012"},{"$nulls":5},"EIA Prime Mover-level Data","EIA Prime Mover-level Data"]
[9674,2019,"IN","Logansport Solar",63861,"INLP","PV","L",{"$nulls":4},"SUN"]
[9677,2019,"IN","Markland",1005,"1","HY","OP",{"$nulls":4},"WAT",null,{"v":457571.46875,"d":"457,571"},{"v":186533.03125,"d":"186,533"},{"$nulls":5},"EIA Prime Mover-level Data","EIA Prime Mover-level Data"]
[9697,2019,"IN","Middlebury Solar",60047,"PV6","PV","OP",{"$nulls":4},"SUN",null,{"v":17418,"d":"17,418"},{"v":9615,"d":"9,615"},{"$nulls":5},"EIA Prime Mover-level Data","EIA Prime Mover-level Data"]
[9704,2019,"IN","Montpelier Electric Gen Station",55229,"G4CT1","GT","OP","Yes","ARP,CSNOX,CSOSG2,CSSO2G1","CT",null,"NG",{"v":967,"d":"967.0"},{"v":193248.203125,"d":"193,248"},{"v":140682.203125,"d":"140,682"},{"v":15.0699996948242,"d":"15.1"},{"v":10.2189998626709,"d":"10.2"},{"v":0.0689999982714653,"d":"0.1"},{"v":11401.7998046875,"d":"11,401.8"},null,"EPA/CAMD","EPA/CAMD","EPA/CAMD","EPA/CAMD","EPA/CAMD","EPA/CAMD",null,null,"H2O",null,2001]
[9721,2019,"IN","NA 1 (IN)",7228,"8","GT","CN",{"$nulls":4},"NG"]
[9739,2019,"IN","Oak Ridge LFGTE",56463,"3","IC","OP",{"$nulls":4},"LFG",null,{"v":67502,"d":"67,502"},{"v":27818.5,"d":"27,819"},{"v":44.4900016784668,"d":"44.5"},{"v":18.3349990844727,"d":"18.3"},{"v":1.5188000202179,"d":"1.5"},{"v":4286.36279296875,"d":"4,286.4"},null,"EIA Prime Mover-level Data","EIA Prime Mover-level Data","Estimated using emissions factor","Estimated using emissions factor","Estimated using emissions factor","Estimated using emissions factor"]
[9746,2019,"IN","Osprey Point RES",59255,"1","IC","OS",{"$nulls":4},"OG"]
[9754,2019,"IN","POET Biorefining - North Manchester, LLC",63852,"K745","ST","OP",{"$nulls":4},"NG"]
[9768,2019,"IN","Prairie View I & II LFGTE",54926,"II-3","IC","OP",{"$nulls":4},"LFG",null,{"v":70113.75,"d":"70,114"},{"v":28894.875,"d":"28,895"},{"v":46.2109985351563,"d":"46.2"},{"v":19.0440006256104,"d":"19.0"},{"v":1.57760000228882,"d":"1.6"},{"v":4452.2080078125,"d":"4,452.2"},null,"EIA Prime Mover-level Data","EIA Prime Mover-level Data","Estimated using emissions factor","Estimated using emissions factor","Estimated using emissions factor","Estimated using emissions factor"]
[9784,2019,"IN","R M Schahfer Generating Station",6085,"18","ST","OP","Yes","ARP,CSNOX,CSOSG2,CSSO2G1,MATS","TANGENTIAL",1,"BIT",{"v":7530,"d":"7,530.0"},{"v":18606754,"d":"18,606,754"},{"v":6693770,"d":"6,693,770"},{"v":1619.9150390625,"d":"1,619.9"},{"v":578.3740234375,"d":"578.4"},{"v":458.355010986328,"d":"458.4"},{"v":1909052.375,"d":"1,909,052.4"},{"v":14.7799997329712,"d":"14.8"},"EPA/CAMD","EPA/CAMD","EPA/CAMD","EPA/CAMD","EPA/CAMD","EPA/CAMD","EPA/CAMD","WLS","LNC3",null,1986]
[9799,2019,"IN","Rockport",6166,"AB1","ST","OP","Yes","SIPNOX","OTHER BOILER",null,"DFO",{"v":78,"d":"78.0"},{"v":44387,"d":"44,387"},{"v":44387,"d":"44,387"},{"v":1557.90600585938,"d":"1,557.9"},{"v":2.37400007247925,"d":"2.4"},{"v":46.9684982299805,"d":"47.0"},{"v":3624.77001953125,"d":"3,624.8"},null,"EPA/CAMD","EPA/CAMD","Estimated using emissions factor and EIA data for non-ozone season and EPA/CAMD ozone season emissions","EPA/CAMD","Estimated using emissions factor","Estimated using emissions factor"]
[9810,2019,"IN","Scottsburg Solar Park",62766,"SCCOT","PV","V",{"$nulls":4},"SUN"]
[9826,2019,"IN","Tippecanoe Solar Power Plant",63137,"PV1","PV","OP",{"$nulls":4},"SUN"]
[9832,2019,"IN","Twin Branch",989,"H3W","HY","OP",{"$nulls":4},"WAT",null,{"v":30087.875,"d":"30,088"},{"v":12265.5,"d":"12,266"},{"$nulls":5},"EIA Prime Mover-level Data","EIA Prime Mover-level Data"]
[9848,2019,"IN","Twin Bridges LFGTE",54925,"III-3","IC","OP",{"$nulls":4},"LFG",null,{"v":58026.1875,"d":"58,026"},{"v":23913.4375,"d":"23,913"},{"v":38.2439994812012,"d":"38.2"},{"v":15.7609996795654,"d":"15.8"},{"v":1.30560004711151,"d":"1.3"},{"v":3684.65087890625,"d":"3,684.7"},null,"EIA Prime Mover-level Data","EIA Prime Mover-level Data","Estimated using emissions factor","Estimated using emissions factor","Estimated using emissions factor","Estimated using emissions factor"]
[9855,2019,"IN","University of Notre Dame",50366,"BLR3","ST","OP",{"$nulls":3},5,"BIT",null,{"v":135500.046875,"d":"135,500"},{"v":81039.4375,"d":"81,039"},{"v":3.25200009346008,"d":"3.3"},{"v":1.94500005245209,"d":"1.9"},{"v":0.0113000003620982,"d":"0.0"},{"v":13634.9853515625,"d":"13,635.0"},null,"EIA Unit-level Data","EIA Unit-Level Data","Estimated based on unit-level NOx emission rates","Estimated based on unit-level NOx ozone season emission rates","Estimated using emissions factor and plant-specific sulfur content","Estimated using emissions factor",{"$nulls":3},"Yes"]
[9875,2019,"IN","Veolia ES Blackfoot Landfill Facility",58577,"BLG1","IC","OP",{"$nulls":4},"LFG",null,{"v":56461,"d":"56,461"},{"v":23268.5,"d":"23,269"},{"v":39.742000579834,"d":"39.7"},{"v":16.3780002593994,"d":"16.4"},{"v":1.27040004730225,"d":"1.3"},{"v":3585.26196289063,"d":"3,585.3"},null,"EIA Prime Mover-level Data","EIA Prime Mover-level Data","Estimated using emissions factor","Estimated using emissions factor","Estimated using emissions factor","Estimated using emissions factor"]
[9891,2019,"IN","Wabash River",1010,"6","ST","RE",null,null,"TANGENTIAL",1,"BIT"]
[9897,2019,"IN","West Fork Wind",61214,"WT1","WT","L",{"$nulls":4},"WND"]
[9917,2019,"KS","Alexander Wind Farm LLC",58666,"1","WT","OP",{"$nulls":4},"WND",null,{"v":1944506,"d":"1,944,506"},{"v":761325,"d":"761,325"},{"$nulls":5},"EIA Prime Mover-level Data","EIA Prime Mover-level Data"]
[9924,2019,"KS","Arkalon Ethanol LLC",58192,"ST961","ST","OP",{"$nulls":4},"NG",null,{"v":1628005,"d":"1,628,005"},{"v":917897,"d":"917,897"},{"v":138.380004882813,"d":"138.4"},{"v":78.0210037231445,"d":"78.0"},{"v":2.60159993171692,"d":"2.6"},{"v":95147.984375,"d":"95,148.0"},null,"EIA Prime Mover-level Data","EIA Prime Mover-level Data","Estimated using emissions factor","Estimated using emissions factor","Estimated using emissions factor","Estimated using emissions factor"]
[9939,2019,"KS","Augusta Electric Plant No 2",6791,"1","IC","OP",{"$nulls":4},"NG",null,{"v":3986.0869140625,"d":"3,986"},{"v":2188.01904296875,"d":"2,188"},{"v":5.25500011444092,"d":"5.3"},{"v":2.96300005912781,"d":"3.0"},{"v":0.00570000009611249,"d":"0.0"},{"v":232.964996337891,"d":"233.0"},null,"EIA Prime Mover-level Data","EIA Prime Mover-level Data","Estimated using emissions factor","Estimated using emissions factor","Estimated using emissions factor","Estimated using emissions factor"]
[9955,2019,"KS","Belleville",1263,"7","IC","OP",{"$nulls":4},"DFO",null,{"v":679.762023925781,"d":"680"},{"v":346.300994873047,"d":"346"},{"v":0.40599998831749,"d":"0.4"},{"v":0.170000001788139,"d":"0.2"},{"v":0.0364000014960766,"d":"0.0"},{"v":55.5110015869141,"d":"55.5"},null,"EIA Prime Mover-level Data","EIA Prime Mover-level Data","Estimated using emissions factor","Estimated using emissions factor","Estimated using emissions factor","Estimated using emissions factor"]
[9957,2019,"KS","Beloit",1264,"1","IC","OP",{"$nulls":4},"DFO",null,{"v":103.056999206543,"d":"103"},{"v":55.6479988098145,"d":"56"},{"v":0.0280000008642673,"d":"0.0"},{"v":0.0120000001043081,"d":"0.0"},{"v":0.00240000011399388,"d":"0.0"},{"v":8.41600036621094,"d":"8.4"},null,"EIA Prime Mover-level Data","EIA Prime Mover-level Data","Estimated using emissions factor","Estimated using emissions factor","Estimated using emissions factor","Estimated using emissions factor"]
[9981,2019,"KS","Burlington (KS)",1266,"4","IC","RE",{"$nulls":4},"DFO"]
[9984,2019,"KS","Burlington (KS)",1266,"IC6","IC","SB",{"$nulls":4},"NG",null,{"v":491.789001464844,"d":"492"},{"v":210.526000976563,"d":"211"},{"v":0.0299999993294477,"d":"0.0"},{"v":0.017000000923872,"d":"0.0"},{"v":0,"d":"0.0"},{"v":28.742000579834,"d":"28.7"},null,"EIA Prime Mover-level Data","EIA Prime Mover-level Data","Estimated using emissions factor","Estimated using emissions factor","Estimated using emissions factor","Estimated using emissions factor"]
[10002,2019,"KS","City of Pratt Solar",62931,"PRATT","PV","OP",{"$nulls":4},"SUN",null,{"v":36590,"d":"36,590"},{"v":24163,"d":"24,163"},{"$nulls":5},"EIA Prime Mover-level Data","EIA Prime Mover-level Data"]
[10019,2019,"KS","Colby",1225,"GT1","GT","OP",{"$nulls":4},"NG",null,{"v":2453,"d":"2,453"},{"v":1385,"d":"1,385"},{"v":0.358000010251999,"d":"0.4"},{"v":0.202000007033348,"d":"0.2"},{"v":0.00389999989420176,"d":"0.0"},{"v":143.363998413086,"d":"143.4"},null,"EIA Prime Mover-level Data","EIA Prime Mover-level Data","Estimated using emissions factor","Estimated using emissions factor","Estimated using emissions factor","Estimated using emissions factor"]
[10026,2019,"KS","Colby City of",1272,"9","IC","OP",{"$nulls":4},"DFO",null,{"v":153.72900390625,"d":"154"},{"v":69.8310012817383,"d":"70"},{"v":0.195999994874001,"d":"0.2"},{"v":0.0839999988675117,"d":"0.1"},{"v":0.0179999992251396,"d":"0.0"},{"v":12.5539999008179,"d":"12.6"},null,"EIA Prime Mover-level Data","EIA Prime Mover-level Data","Estimated using emissions factor","Estimated using emissions factor","Estimated using emissions factor","Estimated using emissions factor"]
[10033,2019,"KS","Elk River Wind",56303,"1","WT","OP",{"$nulls":4},"WND",null,{"v":3417774,"d":"3,417,774"},{"v":1338147,"d":"1,338,147"},{"$nulls":5},"EIA Prime Mover-level Data","EIA Prime Mover-level Data"]
[10049,2019,"KS","Emporia Energy Center",56502,"EEC6","GT","OP","Yes","ARP,CSNOX,CSOSG2,CSSO2G2","CT",null,"NG",{"v":1144,"d":"1,144.0"},{"v":1530870.625,"d":"1,530,871"},{"v":1169853,"d":"1,169,853"},{"v":25.1049995422363,"d":"25.1"},{"v":19.0259990692139,"d":"19.0"},{"v":0.458999991416931,"d":"0.5"},{"v":90977.5859375,"d":"90,977.6"},null,"EPA/CAMD","EPA/CAMD","EPA/CAMD","EPA/CAMD","EPA/CAMD","EPA/CAMD",null,null,"DLNB",null,2009]
[10068,2019,"KS","Flat Ridge 2 Wind Energy LLC",57787,"1","WT","OP",{"$nulls":4},"WND",null,{"v":15403718,"d":"15,403,718"},{"v":5621567,"d":"5,621,567"},{"$nulls":5},"EIA Prime Mover-level Data","EIA Prime Mover-level Data"]
[10075,2019,"KS","Garden City",1336,"S-4","GT","OP","Yes","CSNOX,CSOSG2,CSSO2G2","CT",null,"NG",{"v":603,"d":"603.0"},{"v":207111.640625,"d":"207,112"},{"v":115051.359375,"d":"115,051"},{"v":24.9680004119873,"d":"25.0"},{"v":13.793999671936,"d":"13.8"},{"v":0.061999998986721,"d":"0.1"},{"v":12104.5419921875,"d":"12,104.5"},null,"EPA/CAMD","EPA/CAMD","EPA/CAMD","EPA/CAMD","EPA/CAMD","Estimated using emissions factor",{"$nulls":4},1976]
[10094,2019,"KS","Goodland",1280,"13","IC","OP",{"$nulls":4},"NG",null,{"v":206.261993408203,"d":"206"},{"v":112.551002502441,"d":"113"},{"v":0.238000005483627,"d":"0.2"},{"v":0.13400000333786,"d":"0.1"},{"v":0.000300000014249235,"d":"0.0"},{"v":12.0550003051758,"d":"12.1"},null,"EIA Prime Mover-level Data","EIA Prime Mover-level Data","Estimated using emissions factor","Estimated using emissions factor","Estimated using emissions factor","Estimated using emissions factor"]
[10097,2019,"KS","Goodland",1280,"7","IC","OP",{"$nulls":4},"NG",null,{"v":349.058990478516,"d":"349"},{"v":190.470993041992,"d":"190"},{"v":0.402999997138977,"d":"0.4"},{"v":0.226999998092651,"d":"0.2"},{"v":0.000500000023748726,"d":"0.0"},{"v":20.4009990692139,"d":"20.4"},null,"EIA Prime Mover-level Data","EIA Prime Mover-level Data","Estimated using emissions factor","Estimated using emissions factor","Estimated using emissions factor","Estimated using emissions factor"]
[10113,2019,"KS","Gordon Evans Energy Center",1240,"E3CT","GT","OP","Yes","ARP,CSNOX,CSOSG2,CSSO2G2","CT",null,"NG",{"v":1965,"d":"1,965.0"},{"v":2563815,"d":"2,563,815"},{"v":1645425.625,"d":"1,645,426"},{"v":51.1469993591309,"d":"51.1"},{"v":31.5620002746582,"d":"31.6"},{"v":0.768999993801117,"d":"0.8"},{"v":152363,"d":"152,363.0"},null,"EPA/CAMD","EPA/CAMD","EPA/CAMD","EPA/CAMD","EPA/CAMD","EPA/CAMD",{"$nulls":4},2001]
[10127,2019,"KS","Herington",1283,"4B","IC","SB",{"$nulls":4},"DFO"]
[10139,2019,"KS","Hoisington",1286,"8","IC","OP",{"$nulls":4},"NG",null,507,{"v":231.5,"d":"232"},{"v":0.20100000500679,"d":"0.2"},{"v":0.112999998033047,"d":"0.1"},{"v":0.000199999994947575,"d":"0.0"},{"v":29.6310005187988,"d":"29.6"},null,"EIA Prime Mover-level Data","EIA Prime Mover-level Data","Estimated using emissions factor","Estimated using emissions factor","Estimated using emissions factor","Estimated using emissions factor"]
[10155,2019,"KS","Hugoton 2",7011,"7","IC","OP",{"$nulls":4},"DFO",null,{"v":156.567993164063,"d":"157"},{"v":83.495002746582,"d":"83"},{"v":0.061999998986721,"d":"0.1"},{"v":0.0270000007003546,"d":"0.0"},{"v":0.00549999997019768,"d":"0.0"},{"v":12.78600025177,"d":"12.8"},null,"EIA Prime Mover-level Data","EIA Prime Mover-level Data","Estimated using emissions factor","Estimated using emissions factor","Estimated using emissions factor","Estimated using emissions factor"]
[10160,2019,"KS","Hutchinson Energy Center",1248,"CT-3","GT","OP","Yes","CSNOX,CSOSG2,CSSO2G2","CT",null,"NG",{"v":204,"d":"204.0"},{"v":44275.6015625,"d":"44,276"},{"v":23275.19921875,"d":"23,275"},{"v":15.4969997406006,"d":"15.5"},{"v":8.14700031280518,"d":"8.1"},{"v":0.0120000001043081,"d":"0.0"},{"v":2587.6669921875,"d":"2,587.7"},null,"EPA/CAMD","EPA/CAMD","EPA/CAMD","EPA/CAMD","EPA/CAMD","Estimated using emissions factor",{"$nulls":4},1974]
[10181,2019,"KS","Jetmore",1292,"1","IC","RE",{"$nulls":4},"DFO"]
[10197,2019,"KS","Johnson",6579,"IC6","IC","RE",{"$nulls":4},"DFO"]
[10204,2019,"KS","Kansas River Project",10279,"4","HY","OP",{"$nulls":4},"WAT",null,{"v":7813.3720703125,"d":"7,813"},{"v":1525.45703125,"d":"1,525"},{"$nulls":5},"EIA Prime Mover-level Data","EIA Prime Mover-level Data"]
[10219,2019,"KS","Kingman Municipal Power and Light Plant",1296,"8","IC","OP",{"$nulls":4},"NG",null,{"v":7761.64892578125,"d":"7,762"},{"v":4289.0048828125,"d":"4,289"},{"v":9.2819995880127,"d":"9.3"},{"v":5.23299980163574,"d":"5.2"},{"v":0.011400000192225,"d":"0.0"},{"v":453.626007080078,"d":"453.6"},null,"EIA Prime Mover-level Data","EIA Prime Mover-level Data","Estimated using emissions factor","Estimated using emissions factor","Estimated using emissions factor","Estimated using emissions factor"]
[10226,2019,"KS","La Crosse",1297,"5","IC","OP",{"$nulls":4},"DFO",null,{"v":250.363998413086,"d":"250"},{"v":105.818000793457,"d":"106"},{"v":0.409000009298325,"d":"0.4"},{"v":0.172999992966652,"d":"0.2"},{"v":0.0362999998033047,"d":"0.0"},{"v":20.4449996948242,"d":"20.4"},null,"EIA Prime Mover-level Data","EIA Prime Mover-level Data","Estimated using emissions factor","Estimated using emissions factor","Estimated using emissions factor","Estimated using emissions factor"]
[10246,2019,"KS","Lincoln",1300,"6","IC","RE",{"$nulls":4},"NG"]
[10252,2019,"KS","McPherson 2",1305,"GT3","GT","OP","Yes","CSNOX,CSOSG2,CSSO2G2","CT",null,"NG",{"v":431,"d":"431.0"},{"v":145787,"d":"145,787"},{"v":90857.6015625,"d":"90,858"},{"v":51.3170013427734,"d":"51.3"},{"v":31.7999992370605,"d":"31.8"},{"v":0.0419999994337559,"d":"0.0"},{"v":8520.4521484375,"d":"8,520.5"},null,"EPA/CAMD","EPA/CAMD","EPA/CAMD","EPA/CAMD","EPA/CAMD","Estimated using emissions factor",{"$nulls":4},1979]
[10268,2019,"KS","Mulvane 2",7976,"11","IC","OP",{"$nulls":4},"DFO",null,{"v":213.912994384766,"d":"214"},{"v":93.5869979858398,"d":"94"},{"v":0.331999987363815,"d":"0.3"},{"v":0.144999995827675,"d":"0.1"},{"v":0.0309999994933605,"d":"0.0"},{"v":17.4689998626709,"d":"17.5"},null,"EIA Prime Mover-level Data","EIA Prime Mover-level Data","Estimated using emissions factor","Estimated using emissions factor","Estimated using emissions factor","Estimated using emissions factor"]
[10284,2019,"KS","Neosho",1243,"3","ST","RE",{"$nulls":4},"NG"]
[10297,2019,"KS","Osage City",1313,"4","IC","OP",{"$nulls":4},"NG",null,{"v":220.630004882813,"d":"221"},{"v":117.008003234863,"d":"117"},{"v":0.248999997973442,"d":"0.2"},{"v":0.140000000596046,"d":"0.1"},{"v":0.000300000014249235,"d":"0.0"},{"v":12.8950004577637,"d":"12.9"},null,"EIA Prime Mover-level Data","EIA Prime Mover-level Data","Estimated using emissions factor","Estimated using emissions factor","Estimated using emissions factor","Estimated using emissions factor"]
[10310,2019,"KS","Osawatomie Power Plant North Sub",60751,"CAT2","IC","OP",{"$nulls":4},"DFO",null,{"v":72.6669998168945,"d":"73"},{"v":30.6669998168945,"d":"31"},{"v":0.118000000715256,"d":"0.1"},{"v":0.0500000007450581,"d":"0.1"},{"v":0.010499999858439,"d":"0.0"},{"v":5.93400001525879,"d":"5.9"},null,"EIA Prime Mover-level Data","EIA Prime Mover-level Data","Estimated using emissions factor","Estimated using emissions factor","Estimated using emissions factor","Estimated using emissions factor"]
[10313,2019,"KS","Osawatomie Power Plant South Sub",60750,"CAT5","IC","OP",{"$nulls":4},"DFO",null,90,{"v":36.3330001831055,"d":"36"},{"v":0.145999997854233,"d":"0.1"},{"v":0.0590000003576279,"d":"0.1"},{"v":0.0131000000983477,"d":"0.0"},{"v":7.34999990463257,"d":"7.3"},null,"EIA Prime Mover-level Data","EIA Prime Mover-level Data","Estimated using emissions factor","Estimated using emissions factor","Estimated using emissions factor","Estimated using emissions factor"]
[10330,2019,"KS","Oxford (KS)",7432,"3","IC","RE",{"$nulls":4},"DFO"]
[10339,2019,"KS","Pratt",1317,"3","ST","RE",{"$nulls":4},"NG"]
[10355,2019,"KS","Rubart",58255,"06","IC","OP",{"$nulls":4},"NG",null,{"v":19275.083984375,"d":"19,275"},{"v":10867.5,"d":"10,868"},{"v":28.7159996032715,"d":"28.7"},{"v":16.1900005340576,"d":"16.2"},{"v":0.030799999833107,"d":"0.0"},{"v":1126.52294921875,"d":"1,126.5"},null,"EIA Prime Mover-level Data","EIA Prime Mover-level Data","Estimated using emissions factor","Estimated using emissions factor","Estimated using emissions factor","Estimated using emissions factor"]
[10375,2019,"KS","Sabetha Power Plant",1320,"6","IC","OP",{"$nulls":4},"DFO",null,{"v":92.3489990234375,"d":"92"},{"v":44.3759994506836,"d":"44"},{"v":0.104000002145767,"d":"0.1"},{"v":0.0430000014603138,"d":"0.0"},{"v":0.00939999986439943,"d":"0.0"},{"v":7.54099988937378,"d":"7.5"},null,"EIA Prime Mover-level Data","EIA Prime Mover-level Data","Estimated using emissions factor","Estimated using emissions factor","Estimated using emissions factor","Estimated using emissions factor"]
[10377,2019,"KS","Sabetha Power Plant",1320,"8","IC","OP",{"$nulls":4},"DFO",null,{"v":164.908004760742,"d":"165"},{"v":79.2429962158203,"d":"79"},{"v":0.186000004410744,"d":"0.2"},{"v":0.0780000016093254,"d":"0.1"},{"v":0.0167999994009733,"d":"0.0"},{"v":13.4670000076294,"d":"13.5"},null,"EIA Prime Mover-level Data","EIA Prime Mover-level Data","Estimated using emissions factor","Estimated using emissions factor","Estimated using emissions factor","Estimated using emissions factor"]
[10397,2019,"KS","Smoky Hills Wind Project Phase I",56488,"1","WT","OP",{"$nulls":4},"WND",null,{"v":2965418,"d":"2,965,418"},{"v":1161037,"d":"1,161,037"},{"$nulls":5},"EIA Prime Mover-level Data","EIA Prime Mover-level Data"]
[10404,2019,"KS","St Francis",1321,"3","IC","RE",{"$nulls":4},"DFO"]
[10422,2019,"KS","Sterling",1326,"7","IC","OP",{"$nulls":4},"DFO",null,{"v":58.5830001831055,"d":"59"},{"v":31.1259994506836,"d":"31"},{"v":0.0189999993890524,"d":"0.0"},{"v":0.00800000037997961,"d":"0.0"},{"v":0.00179999996908009,"d":"0.0"},{"v":4.78399991989136,"d":"4.8"},null,"EIA Prime Mover-level Data","EIA Prime Mover-level Data","Estimated using emissions factor","Estimated using emissions factor","Estimated using emissions factor","Estimated using emissions factor"]
[10426,2019,"KS","Stockton",1327,"4","IC","OP",{"$nulls":4},"NG",null,{"v":31.3330001831055,"d":"31"},{"v":15.3330001831055,"d":"15"},{"v":0.0379999987781048,"d":"0.0"},{"v":0.0209999997168779,"d":"0.0"},{"v":0,"d":"0.0"},{"v":1.8309999704361,"d":"1.8"},null,"EIA Prime Mover-level Data","EIA Prime Mover-level Data","Estimated using emissions factor","Estimated using emissions factor","Estimated using emissions factor","Estimated using emissions factor"]
[10442,2019,"KS","Wamego",1328,"9","IC","OP",{"$nulls":4},"NG",null,{"v":316.019989013672,"d":"316"},{"v":174.901000976563,"d":"175"},{"v":0.405000001192093,"d":"0.4"},{"v":0.229000002145767,"d":"0.2"},{"v":0.000500000023748726,"d":"0.0"},{"v":18.4699993133545,"d":"18.5"},null,"EIA Prime Mover-level Data","EIA Prime Mover-level Data","Estimated using emissions factor","Estimated using emissions factor","Estimated using emissions factor","Estimated using emissions factor"]
[10455,2019,"KS","Waste Management Rolling Meadows LFGTE",57023,"GEN6","IC","OP",{"$nulls":4},"LFG",null,{"v":81089.140625,"d":"81,089"},{"v":34878.5703125,"d":"34,879"},{"v":53.9360008239746,"d":"53.9"},{"v":23.1989994049072,"d":"23.2"},{"v":1.82449996471405,"d":"1.8"},{"v":5149.14404296875,"d":"5,149.1"},null,"EIA Prime Mover-level Data","EIA Prime Mover-level Data","Estimated using emissions factor","Estimated using emissions factor","Estimated using emissions factor","Estimated using emissions factor"]
[10468,2019,"KS","West Gardner Generating Station",7929,"3","GT","OP","Yes","ARP,CSNOX,CSOSG2,CSSO2G2","CT",null,"NG",{"v":696,"d":"696.0"},{"v":413859.625,"d":"413,860"},{"v":289296.125,"d":"289,296"},{"v":5.30600023269653,"d":"5.3"},{"v":3.51200008392334,"d":"3.5"},{"v":0.123999997973442,"d":"0.1"},{"v":24595.3203125,"d":"24,595.3"},null,"EPA/CAMD","EPA/CAMD","EPA/CAMD","EPA/CAMD","EPA/CAMD","EPA/CAMD",null,null,"O",null,2003]
[10484,2019,"KY","Bavarian LFGTE",56277,"4","IC","OP",{"$nulls":4},"LFG",null,{"v":64833.83203125,"d":"64,834"},{"v":27114.833984375,"d":"27,115"},{"v":47.0040016174316,"d":"47.0"},{"v":19.6580009460449,"d":"19.7"},{"v":1.45879995822906,"d":"1.5"},{"v":4116.93505859375,"d":"4,116.9"},null,"EIA Prime Mover-level Data","EIA Prime Mover-level Data","Estimated using emissions factor","Estimated using emissions factor","Estimated using emissions factor","Estimated using emissions factor"]
[10500,2019,"KY","Cooperative Solar One",60863,"PV1","PV","OP",{"$nulls":4},"SUN",null,{"v":128740,"d":"128,740"},{"v":69613,"d":"69,613"},{"$nulls":5},"EIA Prime Mover-level Data","EIA Prime Mover-level Data"]
[10510,2019,"KY","Dix Dam",1354,"2","HY","OP",{"$nulls":4},"WAT",null,{"v":314776.65625,"d":"314,777"},{"v":137679.671875,"d":"137,680"},{"$nulls":5},"EIA Prime Mover-level Data","EIA Prime Mover-level Data"]
[10526,2019,"KY","East Bend",6018,"2","ST","OP","Yes","ARP,CSNOX,CSOSG2,CSSO2G1,MATS","WALL",1,"BIT",{"v":6592,"d":"6,592.0"},{"v":36252984,"d":"36,252,984"},{"v":19932548,"d":"19,932,548"},{"v":1760.50402832031,"d":"1,760.5"},{"v":1012.42901611328,"d":"1,012.4"},{"v":2402.8359375,"d":"2,402.8"},{"v":3719553.5,"d":"3,719,553.5"},{"v":17.0599994659424,"d":"17.1"},"EPA/CAMD","EPA/CAMD","EPA/CAMD","EPA/CAMD","EPA/CAMD","EPA/CAMD","EPA/CAMD","WL","OFA,SCR",null,1981]
[10533,2019,"KY","Evelyn Hydroelectric Project",62748,"5","HY","L",{"$nulls":4},"WAT"]
[10547,2019,"KY","Green Valley LFGTE",56278,"3","IC","OP",{"$nulls":4},"LFG",null,{"v":60168,"d":"60,168"},{"v":25163.333984375,"d":"25,163"},{"v":43.6209983825684,"d":"43.6"},{"v":18.2430000305176,"d":"18.2"},{"v":1.35380005836487,"d":"1.4"},{"v":3820.65502929688,"d":"3,820.7"},null,"EIA Prime Mover-level Data","EIA Prime Mover-level Data","Estimated using emissions factor","Estimated using emissions factor","Estimated using emissions factor","Estimated using emissions factor"]
[10555,2019,"KY","Haefling",1358,"3","GT","RE",{"$nulls":4},"NG"]
[10575,2019,"KY","Kentucky Mills",55429,"BFB","ST","OP",{"$nulls":3},1,"WDS",null,{"v":3687038.75,"d":"3,687,039"},{"v":1441357.75,"d":"1,441,358"},{"v":361.329986572266,"d":"361.3"},{"v":144.063995361328,"d":"144.1"},{"v":35.9361991882324,"d":"35.9"},{"v":339369.0625,"d":"339,369.1"},null,"EIA Unit-level Data","EIA Unit-Level Data","Estimated based on unit-level NOx emission rates","Estimated based on unit-level NOx ozone season emission rates","Estimated using emissions factor and plant-specific sulfur content","Estimated using emissions factor"]
[10580,2019,"KY","KY No. 11 L&D Hydroelectric Project",62390,"NA5","HY","P",{"$nulls":4},"WAT"]
[10597,2019,"KY","Meldahl Hydroelectric Project",56872,"1","HY","OP",{"$nulls":4},"WAT",null,{"v":1443877.375,"d":"1,443,877"},{"v":631536,"d":"631,536"},{"$nulls":5},"EIA Prime Mover-level Data","EIA Prime Mover-level Data"]
[10604,2019,"KY","Morehead Generating Facility",62641,"M3516","IC","OP",{"$nulls":4},"LFG",null,{"v":26919,"d":"26,919"},0,{"v":19.132999420166,"d":"19.1"},{"v":0,"d":"0.0"},{"v":0.605700016021729,"d":"0.6"},{"v":1709.35095214844,"d":"1,709.4"},null,"EIA Prime Mover-level Data","EIA Prime Mover-level Data","Estimated using emissions factor","Estimated using emissions factor","Estimated using emissions factor","Estimated using emissions factor"]
[10625,2019,"KY","Paradise",1378,"AUX3","ST","OP",null,null,"OTHER BOILER",null,"NG",{"v":0,"d":"0.0"},{"$nulls":17},2016]
[10639,2019,"KY","Pendleton County LFGTE",56327,"4","IC","OP",{"$nulls":4},"LFG",null,{"v":59625.5,"d":"59,626"},{"v":24936.75,"d":"24,937"},{"v":43.2280006408691,"d":"43.2"},{"v":18.0790004730225,"d":"18.1"},{"v":1.34159994125366,"d":"1.3"},{"v":3786.20703125,"d":"3,786.2"},null,"EIA Prime Mover-level Data","EIA Prime Mover-level Data","Estimated using emissions factor","Estimated using emissions factor","Estimated using emissions factor","Estimated using emissions factor"]
[10642,2019,"KY","R D Green",6639,"G2","ST","OP","Yes","ARP,CSNOX,CSOSG2,CSSO2G1,MATS","WALL",1,"BIT",{"v":6454,"d":"6,454.0"},{"v":13177090,"d":"13,177,090"},{"v":6280065,"d":"6,280,065"},{"v":1614.13793945313,"d":"1,614.1"},{"v":766.377014160156,"d":"766.4"},{"v":752.679016113281,"d":"752.7"},{"v":1351968.875,"d":"1,351,968.9"},{"v":11.6499996185303,"d":"11.6"},"EPA/CAMD","EPA/CAMD","EPA/CAMD","EPA/CAMD","EPA/CAMD","EPA/CAMD","EPA/CAMD","WL","LNB",null,1980]
[10658,2019,"KY","Shawnee",1379,"4","ST","OP","Yes","ARP,CSNOX,CSOSG2,CSSO2G1,MATS","WALL",1,"SUB",{"v":7020,"d":"7,020.0"},{"v":7266432,"d":"7,266,432"},{"v":3335078,"d":"3,335,078"},{"v":678.101989746094,"d":"678.1"},{"v":300.643005371094,"d":"300.6"},{"v":1329.57604980469,"d":"1,329.6"},{"v":762103.1875,"d":"762,103.2"},{"v":2.74000000953674,"d":"2.7"},"EPA/CAMD","EPA/CAMD","EPA/CAMD","EPA/CAMD","EPA/CAMD","EPA/CAMD","EPA/CAMD","DL","LNB,SCR",null,1954]
[10668,2019,"KY","Smith Generating Facility",54,"SCT4","GT","OP","Yes","ARP,CSNOX,CSOSG2,CSSO2G1","CT",null,"NG",{"v":772,"d":"772.0"},{"v":534374.5625,"d":"534,375"},{"v":213535.0625,"d":"213,535"},{"v":8.91499996185303,"d":"8.9"},{"v":2.9779999256134,"d":"3.0"},{"v":0.165000006556511,"d":"0.2"},{"v":31762.537109375,"d":"31,762.5"},null,"EPA/CAMD","EPA/CAMD","EPA/CAMD","EPA/CAMD","EPA/CAMD","EPA/CAMD",null,null,"DLNB,H2O",null,2001]
[10684,2019,"KY","Trimble County",6071,"9","GT","OP","Yes","ARP,CSNOX,CSOSG2,CSSO2G1","CT",null,"NG",{"v":1245,"d":"1,245.0"},{"v":1655692.875,"d":"1,655,693"},{"v":448624.75,"d":"448,625"},{"v":26.9790000915527,"d":"27.0"},{"v":7.77899980545044,"d":"7.8"},{"v":0.497000008821487,"d":"0.5"},{"v":98395.6796875,"d":"98,395.7"},null,"EPA/CAMD","EPA/CAMD","EPA/CAMD","EPA/CAMD","EPA/CAMD","EPA/CAMD",null,null,"DLNB",null,2004]
[10704,2019,"KY","Wolf Creek",1380,"5","HY","OP",{"$nulls":4},"WAT",null,{"v":1787030,"d":"1,787,030"},{"v":781626.8125,"d":"781,627"},{"$nulls":5},"EIA Prime Mover-level Data","EIA Prime Mover-level Data"]
[10717,2019,"LA","Alliance Refinery",52031,"B01B3","ST","OP",{"$nulls":3},1,"PRG",null,{"v":228398.328125,"d":"228,398"},{"v":40104.2109375,"d":"40,104"},{"v":5.02500009536743,"d":"5.0"},{"v":0.782000005245209,"d":"0.8"},{"v":0.174899995326996,"d":"0.2"},{"v":13348.70703125,"d":"13,348.7"},null,"EIA Unit-level Data","EIA Unit-Level Data","Estimated based on unit-level NOx emission rates","Estimated based on unit-level NOx ozone season emission rates","Estimated using emissions factor and plant-specific sulfur content","Estimated using emissions factor"]
[10726,2019,"LA","Bayou Cove Peaking Power Plant",55433,"CTG-2","GT","OP","Yes","ARP,CSOSG2","CT",null,"NG",{"v":449,"d":"449.0"},{"v":247289.40625,"d":"247,289"},{"v":143660.09375,"d":"143,660"},{"v":4.56500005722046,"d":"4.6"},{"v":2.57200002670288,"d":"2.6"},{"v":0.0740000009536743,"d":"0.1"},{"v":14696.2509765625,"d":"14,696.3"},null,"EPA/CAMD","EPA/CAMD","EPA/CAMD","EPA/CAMD","EPA/CAMD","EPA/CAMD",null,null,"DLNB",null,2002]
[10733,2019,"LA","Big Cajun 2",6055,"2B1","ST","OP","Yes","ARP,CSOSG2,MATS","WALL",1,"SUB",{"v":1682,"d":"1,682.0"},{"v":3493174,"d":"3,493,174"},{"v":1149906.5,"d":"1,149,907"},{"v":217.992004394531,"d":"218.0"},{"v":69.9860000610352,"d":"70.0"},{"v":543.577026367188,"d":"543.6"},{"v":365188.0625,"d":"365,188.1"},{"v":2.47000002861023,"d":"2.5"},"EPA/CAMD","EPA/CAMD","EPA/CAMD","EPA/CAMD","EPA/CAMD","EPA/CAMD","EPA/CAMD","DSI","LNBO,SNCR","Yes",1980]
[10750,2019,"LA","CII Carbon LLC",54677,"TG-3","ST","SB",{"$nulls":4},"WH",null,{"v":272221.5,"d":"272,222"},{"v":118507.5,"d":"118,508"},{"$nulls":5},"EIA Prime Mover-level Data","EIA Prime Mover-level Data"]
[10768,2019,"LA","D G Hunter",6558,"8","IC","OP",{"$nulls":4},"NG",null,{"v":77706.140625,"d":"77,706"},{"v":37469.85546875,"d":"37,470"},{"v":105.435997009277,"d":"105.4"},{"v":50.8409996032715,"d":"50.8"},{"v":0.124200001358986,"d":"0.1"},{"v":4541.4990234375,"d":"4,541.5"},null,"EIA Prime Mover-level Data","EIA Prime Mover-level Data","Estimated using emissions factor","Estimated using emissions factor","Estimated using emissions factor","Estimated using emissions factor"]
[10775,2019,"LA","Dolet Hills Power Station",51,"1","ST","OP","Yes","ARP,CSOSG2,MATS","WALL",1,"LIG",{"v":3506,"d":"3,506.0"},{"v":11630085,"d":"11,630,085"},{"v":11149715,"d":"11,149,715"},{"v":1301.49499511719,"d":"1,301.5"},{"v":1236.90405273438,"d":"1,236.9"},{"v":5104.05078125,"d":"5,104.1"},{"v":1266205.75,"d":"1,266,205.8"},{"v":20.7700004577637,"d":"20.8"},"EPA/CAMD","EPA/CAMD","EPA/CAMD","EPA/CAMD","EPA/CAMD","EPA/CAMD","EPA/CAMD","WLS","LNBO,SNCR",null,1986]
[10783,2019,"LA","Dow St Charles Operations",50152,"CGN1","CT",{"$nulls":5},"NG",null,{"v":12802357,"d":"12,802,357"},{"v":5409334.5,"d":"5,409,335"},{"v":1969.59301757813,"d":"1,969.6"},{"v":825.567993164063,"d":"825.6"},{"v":20.4582004547119,"d":"20.5"},{"v":748227.75,"d":"748,227.8"},null,"EIA Unit-level Data","EIA Unit-Level Data","Estimated using emissions factor","Estimated using emissions factor","Estimated using emissions factor","Estimated using emissions factor"]
[10797,2019,"LA","Formosa Plastics",54518,"HRSG2","ST","OP",{"$nulls":3},2,"NG",null,{"v":7974.30078125,"d":"7,974"},{"v":5846.14599609375,"d":"5,846"},{"v":0.319000005722046,"d":"0.3"},{"v":0.233999997377396,"d":"0.2"},{"v":0.012699999846518,"d":"0.0"},{"v":466.053985595703,"d":"466.1"},null,"EIA Unit-level Data","EIA Unit-Level Data","Estimated based on unit-level NOx emission rates","Estimated based on unit-level NOx ozone season emission rates","Estimated using emissions factor and plant-specific sulfur content","Estimated using emissions factor"]
[10813,2019,"LA","Georgia-Pacific Port Hudson",10612,"PB6","ST","RE",null,null,"WALL",1,"NG",null,{"v":665718.8125,"d":"665,719"},0,{"v":66.5719985961914,"d":"66.6"},{"v":0,"d":"0.0"},{"v":0.0658000037074089,"d":"0.1"},{"v":59132.71484375,"d":"59,132.7"},null,"EIA Unit-level Data","EIA Unit-Level Data","Estimated based on unit-level NOx emission rates","Estimated based on unit-level NOx ozone season emission rates","Estimated using emissions factor and plant-specific sulfur content","Estimated using emissions factor",null,"LIJ"]
[10828,2019,"LA","Hargis-Hebert Electric Generating Statio",56283,"U-2","GT","OP","Yes","ARP,CSOSG2","CT",null,"NG",{"v":537,"d":"537.0"},{"v":113350.8359375,"d":"113,351"},{"v":78281.875,"d":"78,282"},{"v":5.19799995422363,"d":"5.2"},{"v":3.59200000762939,"d":"3.6"},{"v":0.034000001847744,"d":"0.0"},{"v":6736.39697265625,"d":"6,736.4"},null,"EPA/CAMD","EPA/CAMD","EPA/CAMD","EPA/CAMD","EPA/CAMD","EPA/CAMD",null,null,"H2O",null,2006]
[10839,2019,"LA","Lake Charles Power",60927,"1A","CT","V",{"$nulls":4},"NG"]
[10855,2019,"LA","Louis Doc Bonin",1443,"3","ST","RE",null,null,"WALL",1,"NG"]
[10862,2019,"LA","Louisiana 2",1392,"11","ST","OS",null,null,"WALL",1,"NG"]
[10871,2019,"LA","LSU Cogen",58428,"1-02","GT","OP",{"$nulls":4},"NG",null,{"v":1425748,"d":"1,425,748"},{"v":559080,"d":"559,080"},{"v":222.063995361328,"d":"222.1"},{"v":87.2710037231445,"d":"87.3"},{"v":2.27830004692078,"d":"2.3"},{"v":83327.171875,"d":"83,327.2"},null,"EIA Prime Mover-level Data","EIA Prime Mover-level Data","Estimated using emissions factor","Estimated using emissions factor","Estimated using emissions factor","Estimated using emissions factor"]
[10884,2019,"LA","Monroe (LA)",1448,"12","ST","RE",null,null,"WALL",1,"NG"]
[10904,2019,"LA","New Roads",1453,"5","IC","OP",{"$nulls":4},"NG"]
[10920,2019,"LA","Oak Point Cogen",55857,"5131","GT","OP",{"$nulls":4},"NG",null,{"v":373562.40625,"d":"373,562"},{"v":180131.796875,"d":"180,132"},{"v":59.0029983520508,"d":"59.0"},{"v":28.451000213623,"d":"28.5"},{"v":0.597000002861023,"d":"0.6"},{"v":21832.6796875,"d":"21,832.7"},null,"EIA Prime Mover-level Data","EIA Prime Mover-level Data","Estimated using emissions factor","Estimated using emissions factor","Estimated using emissions factor","Estimated using emissions factor"]
[10926,2019,"LA","Ouachita Plant",55467,"CTGEN3","CT","OP","Yes","ARP,CSOSG2","CC",null,"NG",{"v":5153,"d":"5,153.0"},{"v":8920947,"d":"8,920,947"},{"v":5884420.5,"d":"5,884,421"},{"v":59.6180000305176,"d":"59.6"},{"v":37.5349998474121,"d":"37.5"},{"v":2.67600011825562,"d":"2.7"},{"v":530157.0625,"d":"530,157.1"},null,"EPA/CAMD","EPA/CAMD","EPA/CAMD","EPA/CAMD","EPA/CAMD","EPA/CAMD",null,null,"DLNB,SCR",null,2002]
[10946,2019,"LA","Plant 31 Paper Mill",50028,"GEN7","GT","OP",{"$nulls":4},"NG",null,{"v":2735951,"d":"2,735,951"},{"v":1319275,"d":"1,319,275"},{"v":416.907012939453,"d":"416.9"},{"v":201.031997680664,"d":"201.0"},{"v":4.37200021743774,"d":"4.4"},{"v":159901.375,"d":"159,901.4"},null,"EIA Prime Mover-level Data","EIA Prime Mover-level Data","Estimated using emissions factor","Estimated using emissions factor","Estimated using emissions factor","Estimated using emissions factor"]
[10953,2019,"LA","Plaquemine Operations",52005,"GEN1","CS","RE",{"$nulls":4},"NG"]
[10968,2019,"LA","PPG Riverside",50488,"GEN2","ST","OP",{"$nulls":4},"PUR",null,{"v":429374.4375,"d":"429,374"},{"v":191239.71875,"d":"191,240"},{"$nulls":5},"EIA Prime Mover-level Data","EIA Prime Mover-level Data"]
[10984,2019,"LA","Sidney A Murray Jr Hydroelectric",54678,"06","HY","OP",{"$nulls":4},"WAT",null,{"v":1520154.75,"d":"1,520,155"},{"v":672461.875,"d":"672,462"},{"$nulls":5},"EIA Prime Mover-level Data","EIA Prime Mover-level Data"]
[10986,2019,"LA","Sidney A Murray Jr Hydroelectric",54678,"08","HY","OP",{"$nulls":4},"WAT",null,{"v":1520154.75,"d":"1,520,155"},{"v":672461.875,"d":"672,462"},{"$nulls":5},"EIA Prime Mover-level Data","EIA Prime Mover-level Data"]
[10997,2019,"LA","T J Labbe Electric Generating Station",56108,"U-2","GT","OP","Yes","ARP,CSOSG2","CT",null,"NG",{"v":515,"d":"515.0"},{"v":105552.21875,"d":"105,552"},{"v":78561.65625,"d":"78,562"},{"v":4.96799993515015,"d":"5.0"},{"v":3.75600004196167,"d":"3.8"},{"v":0.0320000015199184,"d":"0.0"},{"v":6271.94482421875,"d":"6,271.9"},null,"EPA/CAMD","EPA/CAMD","EPA/CAMD","EPA/CAMD","EPA/CAMD","EPA/CAMD",null,null,"H2O",null,2005]
[11013,2019,"LA","Waterford 1 & 2",8056,"1","ST","OP","Yes","ARP,CSOSG2","WALL",1,"NG",{"v":1638,"d":"1,638.0"},{"v":2638832,"d":"2,638,832"},{"v":1526613.625,"d":"1,526,614"},{"v":210.529998779297,"d":"210.5"},{"v":117.942001342773,"d":"117.9"},{"v":0.791999995708466,"d":"0.8"},{"v":156821.296875,"d":"156,821.3"},null,"EPA/CAMD","EPA/CAMD","EPA/CAMD","EPA/CAMD","EPA/CAMD","EPA/CAMD",null,null,"CM,LNCB",null,1974]
[11033,2019,"MA","Acton Solar Landfill",59543,"ACTON","PV","OP",{"$nulls":4},"SUN",null,{"v":17125,"d":"17,125"},{"v":9263,"d":"9,263"},{"$nulls":5},"EIA Prime Mover-level Data","EIA Prime Mover-level Data"]
[11041,2019,"MA","Agawam Solar",59028,"0028","PV","OP",{"$nulls":4},"SUN",null,{"v":18397,"d":"18,397"},{"v":9951,"d":"9,951"},{"$nulls":5},"EIA Prime Mover-level Data","EIA Prime Mover-level Data"]
[11055,2019,"MA","Anderson Power Products Division",10553,"6046","IC","SB",{"$nulls":4},"DFO",null,{"v":63.2999992370605,"d":"63"},{"v":18.2999992370605,"d":"18"},{"v":0.0949999988079071,"d":"0.1"},{"v":0.0280000008642673,"d":"0.0"},{"v":0.00920000020414591,"d":"0.0"},{"v":5.16900014877319,"d":"5.2"},null,"EIA Prime Mover-level Data","EIA Prime Mover-level Data","Estimated using emissions factor","Estimated using emissions factor","Estimated using emissions factor","Estimated using emissions factor"]
[11062,2019,"MA","Antanavica Solar",61526,"GEN1","PV","OP",{"$nulls":4},"SUN",null,{"v":12778,"d":"12,778"},{"v":6911,"d":"6,911"},{"$nulls":5},"EIA Prime Mover-level Data","EIA Prime Mover-level Data"]
[11078,2019,"MA","Beebe Substation Battery Storage",62585,"WAKFD","BA","OP",{"$nulls":4},"MWH",null,0,0,{"$nulls":5},"EIA Prime Mover-level Data","EIA Prime Mover-level Data"]
[11097,2019,"MA","Boatlock",1603,"2","HY","OP",{"$nulls":4},"WAT",null,{"v":53026.83984375,"d":"53,027"},{"v":17372.12890625,"d":"17,372"},{"$nulls":5},"EIA Prime Mover-level Data","EIA Prime Mover-level Data"]
[11104,2019,"MA","Boston Medical Center CHP Plant",61186,"COGEN","IC","OP",{"$nulls":4},"NG",null,{"v":169480,"d":"169,480"},{"v":72857,"d":"72,857"},{"v":227.289001464844,"d":"227.3"},{"v":97.7089996337891,"d":"97.7"},{"v":0.270799994468689,"d":"0.3"},{"v":9905.1787109375,"d":"9,905.2"},null,"EIA Prime Mover-level Data","EIA Prime Mover-level Data","Estimated using emissions factor","Estimated using emissions factor","Estimated using emissions factor","Estimated using emissions factor"]
[11123,2019,"MA","BWC Origination 18",62368,"62591","PV","OP",{"$nulls":4},"SUN",null,{"v":43937,"d":"43,937"},{"v":23765,"d":"23,765"},{"$nulls":5},"EIA Prime Mover-level Data","EIA Prime Mover-level Data"]
[11126,2019,"MA","BWC Wading River One, Two, Three CSG",61069,"62381","PV","OP",{"$nulls":4},"SUN",null,{"v":43334,"d":"43,334"},{"v":23439,"d":"23,439"},{"$nulls":5},"EIA Prime Mover-level Data","EIA Prime Mover-level Data"]
[11142,2019,"MA","Canal Station",1599,"1","ST","OP","Yes","ARP,MATS,RGGI,SIPNOX","WALL",1,"RFO",{"v":127,"d":"127.0"},{"v":325259.5625,"d":"325,260"},{"v":85220.7421875,"d":"85,221"},{"v":12.0089998245239,"d":"12.0"},{"v":3.56100010871887,"d":"3.6"},{"v":59.4949989318848,"d":"59.5"},{"v":26392.41796875,"d":"26,392.4"},null,"EPA/CAMD","EPA/CAMD","EPA/CAMD","EPA/CAMD","EPA/CAMD","EPA/CAMD",null,null,"LNBO,O,SCR",null,1968]
[11156,2019,"MA","Centaurus Solar - MA",61371,"ASH24","PV","OP",{"$nulls":4},"SUN",null,{"v":30491,"d":"30,491"},{"v":16492,"d":"16,492"},{"$nulls":5},"EIA Prime Mover-level Data","EIA Prime Mover-level Data"]
[11168,2019,"MA","Cherry Street",9038,"7","IC","OP",{"$nulls":4},"DFO",null,{"v":457.230987548828,"d":"457"},{"v":156.035003662109,"d":"156"},{"v":0.48199999332428,"d":"0.5"},{"v":0.142000004649162,"d":"0.1"},{"v":0.043699998408556,"d":"0.0"},{"v":37.3390007019043,"d":"37.3"},null,"EIA Prime Mover-level Data","EIA Prime Mover-level Data","Estimated using emissions factor","Estimated using emissions factor","Estimated using emissions factor","Estimated using emissions factor"]
[11184,2019,"MA","Cleary Flood",1682,"8","ST","OP","Yes","ARP,MATS,RGGI,SIPNOX","WALL",1,"RFO",{"v":20,"d":"20.0"},{"v":3753.32202148438,"d":"3,753"},{"v":3753.32202148438,"d":"3,753"},0.5,0.5,{"v":0.972000002861023,"d":"1.0"},{"v":303.772003173828,"d":"303.8"},null,"EPA/CAMD","EPA/CAMD","EPA/CAMD","EPA/CAMD","EPA/CAMD","EPA/CAMD",null,null,"LNB",null,1966]
[11191,2019,"MA","Collins Facility",52166,"2","HY","OP",{"$nulls":4},"WAT",null,{"v":21341,"d":"21,341"},{"v":6991.5,"d":"6,992"},{"$nulls":5},"EIA Prime Mover-level Data","EIA Prime Mover-level Data"]
[11211,2019,"MA","Dartmouth Solar",57473,"DSMA","PV","OP",{"$nulls":4},"SUN",null,{"v":12601,"d":"12,601"},{"v":6815,"d":"6,815"},{"$nulls":5},"EIA Prime Mover-level Data","EIA Prime Mover-level Data"]
[11213,2019,"MA","Deer Island Treatment",10823,"S42","GT","OP","Yes","RGGI,SIPNOX","CT",null,"DFO",{"v":377,"d":"377.0"},{"v":51337.953125,"d":"51,338"},{"v":42670.296875,"d":"42,670"},{"v":9.7819995880127,"d":"9.8"},{"v":8.79399967193604,"d":"8.8"},{"v":12.7347002029419,"d":"12.7"},{"v":4164.68017578125,"d":"4,164.7"},null,"EPA/CAMD","EPA/CAMD","EPA/CAMD","EPA/CAMD","Estimated using emissions factor","EPA/CAMD",null,null,"H2O",null,1995]
[11233,2019,"MA","Dennis Landfill",59082,"DEN1","PV","OP",{"$nulls":4},"SUN",null,{"v":64819,"d":"64,819"},{"v":35060,"d":"35,060"},{"$nulls":5},"EIA Prime Mover-level Data","EIA Prime Mover-level Data"]
[11248,2019,"MA","Douglas Solar",57934,"DOMA","PV","OP",{"$nulls":4},"SUN",null,{"v":28504,"d":"28,504"},{"v":15417,"d":"15,417"},{"$nulls":5},"EIA Prime Mover-level Data","EIA Prime Mover-level Data"]
[11255,2019,"MA","Dwight",6378,"DW4","HY","OP",{"$nulls":4},"WAT",null,{"v":15429.3330078125,"d":"15,429"},{"v":5055,"d":"5,055"},{"$nulls":5},"EIA Prime Mover-level Data","EIA Prime Mover-level Data"]
[11275,2019,"MA","Erving Paper Mills",54228,"3","GT","OP",{"$nulls":4},"NG",null,{"v":525990,"d":"525,990"},{"v":221394,"d":"221,394"},{"v":82.0029983520508,"d":"82.0"},{"v":35.3730010986328,"d":"35.4"},{"v":0.819000005722046,"d":"0.8"},{"v":30741.23828125,"d":"30,741.2"},null,"EIA Prime Mover-level Data","EIA Prime Mover-level Data","Estimated using emissions factor","Estimated using emissions factor","Estimated using emissions factor","Estimated using emissions factor"]
[11281,2019,"MA","Fairhaven C CSG",60423,"FCPV","PV","OP",{"$nulls":4},"SUN",null,{"v":26048,"d":"26,048"},{"v":14089,"d":"14,089"},{"$nulls":5},"EIA Prime Mover-level Data","EIA Prime Mover-level Data"]
[11297,2019,"MA","Framingham State University Plant",59717,"HA","IC","SB",{"$nulls":4},"DFO",null,{"v":18.3640003204346,"d":"18"},{"v":9.18200016021729,"d":"9"},{"v":0.028999999165535,"d":"0.0"},{"v":0.0140000004321337,"d":"0.0"},{"v":0.00270000007003546,"d":"0.0"},1.5,null,"EIA Prime Mover-level Data","EIA Prime Mover-level Data","Estimated using emissions factor","Estimated using emissions factor","Estimated using emissions factor","Estimated using emissions factor"]
[11304,2019,"MA","Framingham State University Plant",59717,"TOW1","IC","SB",{"$nulls":4},"DFO",null,{"v":18.3640003204346,"d":"18"},{"v":9.18200016021729,"d":"9"},{"v":0.028999999165535,"d":"0.0"},{"v":0.0140000004321337,"d":"0.0"},{"v":0.00270000007003546,"d":"0.0"},1.5,null,"EIA Prime Mover-level Data","EIA Prime Mover-level Data","Estimated using emissions factor","Estimated using emissions factor","Estimated using emissions factor","Estimated using emissions factor"]
[11326,2019,"MA","Gillette SBMC",54225,"2","ST","OP",{"$nulls":3},2,"NG",null,{"v":4642.02001953125,"d":"4,642"},{"v":1039.38000488281,"d":"1,039"},{"v":0.386999994516373,"d":"0.4"},{"v":0.0869999974966049,"d":"0.1"},{"v":0.00740000000223517,"d":"0.0"},{"v":271.300994873047,"d":"271.3"},null,"EIA Unit-level Data","EIA Unit-Level Data","Estimated using emissions factor","Estimated using emissions factor","Estimated using emissions factor","Estimated using emissions factor"]
[11339,2019,"MA","Greater New Bedford LFG Utiliz. Facility",61702,"11052","IC","OP",{"$nulls":4},"LFG",null,{"v":181184,"d":"181,184"},{"v":73149,"d":"73,149"},{"v":144.348999023438,"d":"144.3"},{"v":58.2779998779297,"d":"58.3"},{"v":4.07660007476807,"d":"4.1"},{"v":11505.146484375,"d":"11,505.1"},null,"EIA Prime Mover-level Data","EIA Prime Mover-level Data","Estimated using emissions factor","Estimated using emissions factor","Estimated using emissions factor","Estimated using emissions factor"]
[11342,2019,"MA","Griffin Road Solar, LLC CSG",62198,"2639","PV","OP",{"$nulls":4},"SUN",null,{"v":27943,"d":"27,943"},{"v":15115,"d":"15,115"},{"$nulls":5},"EIA Prime Mover-level Data","EIA Prime Mover-level Data"]
[11362,2019,"MA","Hampshire College Hybrid",60815,"BA2","BA","OP",{"$nulls":4},"MWH"]
[11369,2019,"MA","Harris Energy Realty",54981,"ALBD","HY","RE",{"$nulls":4},"WAT"]
[11384,2019,"MA","High Street Station",1670,"12","IC","OP",{"$nulls":4},"NG",null,{"v":15.8529996871948,"d":"16"},{"v":5.39400005340576,"d":"5"},{"v":0.0199999995529652,"d":"0.0"},{"v":0.00800000037997961,"d":"0.0"},{"v":0,"d":"0.0"},{"v":0.926999986171722,"d":"0.9"},null,"EIA Prime Mover-level Data","EIA Prime Mover-level Data","Estimated using emissions factor","Estimated using emissions factor","Estimated using emissions factor","Estimated using emissions factor"]
[11391,2019,"MA","High Street Station",1670,"9","IC","OP",{"$nulls":4},"NG",null,{"v":17.173999786377,"d":"17"},{"v":5.8439998626709,"d":"6"},{"v":0.0219999998807907,"d":"0.0"},{"v":0.00899999961256981,"d":"0.0"},{"v":0,"d":"0.0"},{"v":1.00399994850159,"d":"1.0"},null,"EIA Prime Mover-level Data","EIA Prime Mover-level Data","Estimated using emissions factor","Estimated using emissions factor","Estimated using emissions factor","Estimated using emissions factor"]
[11406,2019,"MA","Indian Orchard Plant 1",10417,"TG","ST","OP",{"$nulls":4},"NG",null,{"v":1736914,"d":"1,736,914"},{"v":615394,"d":"615,394"},{"v":143.559005737305,"d":"143.6"},{"v":50.8839988708496,"d":"50.9"},{"v":2.77559995651245,"d":"2.8"},{"v":101513.1171875,"d":"101,513.1"},null,"EIA Prime Mover-level Data","EIA Prime Mover-level Data","Estimated using emissions factor","Estimated using emissions factor","Estimated using emissions factor","Estimated using emissions factor"]
[11426,2019,"MA","Kearsarge Gill",62911,"GILL","PV","OP",{"$nulls":4},"SUN",null,{"v":26410,"d":"26,410"},{"v":14285,"d":"14,285"},{"$nulls":5},"EIA Prime Mover-level Data","EIA Prime Mover-level Data"]
[11433,2019,"MA","Kearsarge Southwick LLC",60867,"SOU","PV","OP",{"$nulls":4},"SUN",null,{"v":53518,"d":"53,518"},{"v":28948,"d":"28,948"},{"$nulls":5},"EIA Prime Mover-level Data","EIA Prime Mover-level Data"]
[11451,2019,"MA","Lepomis PV Energy LLC",59085,"INV-1","PV","OP",{"$nulls":4},"SUN",null,{"v":70599,"d":"70,599"},{"v":38187,"d":"38,187"},{"$nulls":5},"EIA Prime Mover-level Data","EIA Prime Mover-level Data"]
[11455,2019,"MA","Ludlow Site 72 - Conti",62097,"LG390","PV","OP",{"$nulls":4},"SUN",null,{"v":18209,"d":"18,209"},{"v":9850,"d":"9,850"},{"$nulls":5},"EIA Prime Mover-level Data","EIA Prime Mover-level Data"]
[11475,2019,"MA","McDougle-Mitchell Solar Project Hybrid",63470,"BATT","BA","TS",{"$nulls":4},"MWH"]
[11484,2019,"MA","Medical Area Total Energy Plant",10883,"PSG1","ST","OP",{"$nulls":3},2,"NG",null,{"v":480270.46875,"d":"480,270"},{"v":126392.328125,"d":"126,392"},{"v":1.9210000038147,"d":"1.9"},{"v":1.9210000038147,"d":"1.9"},{"v":0.767499983310699,"d":"0.8"},{"v":28069.181640625,"d":"28,069.2"},null,"EIA Unit-level Data","EIA Unit-Level Data","Estimated based on unit-level NOx emission rates","Estimated based on unit-level NOx ozone season emission rates","Estimated using emissions factor and plant-specific sulfur content","Estimated using emissions factor"]
[11497,2019,"MA","Medway Station",1592,"J1T2","GT","OP","Yes","RGGI,SIPNOX","CT",null,"DFO",{"v":30,"d":"30.0"},{"v":7261.39990234375,"d":"7,261"},{"v":5311.7001953125,"d":"5,312"},{"v":2.0090000629425,"d":"2.0"},{"v":1.46599996089935,"d":"1.5"},{"v":1.89279997348785,"d":"1.9"},{"v":588.599975585938,"d":"588.6"},null,"EPA/CAMD","EPA/CAMD","EPA/CAMD","EPA/CAMD","Estimated using emissions factor","EPA/CAMD",{"$nulls":4},1970]
[11513,2019,"MA","MM Taunton Energy",55093,"UNT4","IC","OP",{"$nulls":4},"LFG",null,{"v":44102.5,"d":"44,103"},{"v":17805.25,"d":"17,805"},{"v":33.943000793457,"d":"33.9"},{"v":13.7040004730225,"d":"13.7"},{"v":0.992299973964691,"d":"1.0"},{"v":2800.5,"d":"2,800.5"},null,"EIA Prime Mover-level Data","EIA Prime Mover-level Data","Estimated using emissions factor","Estimated using emissions factor","Estimated using emissions factor","Estimated using emissions factor"]
[11520,2019,"MA","Mount Tom",1606,"1","ST","RE",null,null,"WALL",1,"BIT",{"$nulls":15},"CD","SR","Yes"]
[11539,2019,"MA","Nantucket Hybrid",1615,"18","GT","OP",{"$nulls":4},"DFO",null,{"v":8003.27197265625,"d":"8,003"},{"v":2381.59594726563,"d":"2,382"},{"v":3.53500008583069,"d":"3.5"},{"v":1.05200004577637,"d":"1.1"},{"v":2.02080011367798,"d":"2.0"},{"v":653.570007324219,"d":"653.6"},null,"EIA Prime Mover-level Data","EIA Prime Mover-level Data","Estimated using emissions factor","Estimated using emissions factor","Estimated using emissions factor","Estimated using emissions factor"]
[11555,2019,"MA","North Brookfield",58650,"PV1","PV","OP",{"$nulls":4},"SUN",null,{"v":39405,"d":"39,405"},{"v":21314,"d":"21,314"},{"$nulls":5},"EIA Prime Mover-level Data","EIA Prime Mover-level Data"]
[11562,2019,"MA","Norton Landfill Solar",61597,"PV1","PV","OP",{"$nulls":4},"SUN",null,{"v":22521,"d":"22,521"},{"v":12182,"d":"12,182"},{"$nulls":5},"EIA Prime Mover-level Data","EIA Prime Mover-level Data"]
[11576,2019,"MA","Onyx - Brockton Thatcher Landfill Solar CSG",61727,"10238","PV","OP",{"$nulls":4},"SUN",null,{"v":40080,"d":"40,080"},{"v":21679,"d":"21,679"},{"$nulls":5},"EIA Prime Mover-level Data","EIA Prime Mover-level Data"]
[11584,2019,"MA","Palmer Renewable Energy",59336,"PRE","ST","T",{"$nulls":4},"WDS"]
[11604,2019,"MA","Pittsfield Generating",50002,"3","CT","OP","Yes","RGGI,SIPNOX","CC",null,"NG",{"v":663,"d":"663.0"},{"v":240107.453125,"d":"240,107"},{"v":192826.96875,"d":"192,827"},{"v":2.5220000743866,"d":"2.5"},{"v":1.94599997997284,"d":"1.9"},{"v":0.466899991035461,"d":"0.5"},{"v":14296.298828125,"d":"14,296.3"},null,"EPA/CAMD","EPA/CAMD","EPA/CAMD","EPA/CAMD","Estimated using emissions factor","EPA/CAMD",null,null,"SCR,STM",null,1990]
[11609,2019,"MA","Potter",1660,"3","CT","OP","Yes","RGGI,SIPNOX","CC",null,"NG",{"v":98,"d":"98.0"},{"v":52092.1328125,"d":"52,092"},{"v":5275.86083984375,"d":"5,276"},{"v":6.94999980926514,"d":"6.9"},{"v":0.748000025749207,"d":"0.7"},{"v":0.098800003528595,"d":"0.1"},{"v":3095.53100585938,"d":"3,095.5"},null,"EPA/CAMD","EPA/CAMD","EPA/CAMD","EPA/CAMD","Estimated using emissions factor","EPA/CAMD",null,null,"STM",null,1977]
[11626,2019,"MA","Redbrook Community Solar 1",61007,"REDBR","PV","OP",{"$nulls":4},"SUN",null,{"v":57180,"d":"57,180"},{"v":30928,"d":"30,928"},{"$nulls":5},"EIA Prime Mover-level Data","EIA Prime Mover-level Data"]
[11633,2019,"MA","Riverside Holyoke",1607,"6","HY","IP",{"$nulls":4},"WAT"]
[11654,2019,"MA","SEMASS Resource Recovery",50290,"2","ST","OP",{"$nulls":3},2,"MSW",null,{"v":3613278.5,"d":"3,613,279"},{"v":1488508.625,"d":"1,488,509"},{"v":469.726013183594,"d":"469.7"},{"v":193.505996704102,"d":"193.5"},{"v":306.422210693359,"d":"306.4"},{"v":360199.28125,"d":"360,199.3"},null,"EIA Unit-level Data","EIA Unit-Level Data","Estimated based on unit-level NOx emission rates","Estimated based on unit-level NOx ozone season emission rates","Estimated using emissions factor and plant-specific sulfur content","Estimated using emissions factor",null,"SD"]
[11668,2019,"MA","Shuman Solar",61244,"5404","PV","OP",{"$nulls":4},"SUN",null,{"v":20241,"d":"20,241"},{"v":10949,"d":"10,949"},{"$nulls":5},"EIA Prime Mover-level Data","EIA Prime Mover-level Data"]
[11671,2019,"MA","Simonds",58945,"GEN 2","IC","OP",{"$nulls":4},"NG",null,{"v":17481.666015625,"d":"17,482"},{"v":7515.3330078125,"d":"7,515"},{"v":21.9950008392334,"d":"22.0"},{"v":9.45499992370605,"d":"9.5"},{"v":0.0278999991714954,"d":"0.0"},{"v":1021.7080078125,"d":"1,021.7"},null,"EIA Prime Mover-level Data","EIA Prime Mover-level Data","Estimated using emissions factor","Estimated using emissions factor","Estimated using emissions factor","Estimated using emissions factor"]
[11691,2019,"MA","Springfield Solar PV",62072,"LG395","PV","OP",{"$nulls":4},"SUN",null,{"v":49788,"d":"49,788"},{"v":26931,"d":"26,931"},{"$nulls":5},"EIA Prime Mover-level Data","EIA Prime Mover-level Data"]
[11697,2019,"MA","Station 9 Energy Storage System",62257,"ESS1","BA","OP",{"$nulls":4},"MWH",null,0,0,{"$nulls":5},"EIA Prime Mover-level Data","EIA Prime Mover-level Data"]
[11713,2019,"MA","Sutton Solar CSG",60878,"54508","PV","OP",{"$nulls":4},"SUN",null,{"v":27920,"d":"27,920"},{"v":15101,"d":"15,101"},{"$nulls":5},"EIA Prime Mover-level Data","EIA Prime Mover-level Data"]
[11733,2019,"MA","Syncarpha Puddon I Hybrid",62969,"SYP1B","BA","U",{"$nulls":4},"MWH"]
[11742,2019,"MA","Tanglewood Circle Solar 1 LLC",62583,"5823","PV","OP",{"$nulls":4},"SUN",null,{"v":63136,"d":"63,136"},{"v":34151,"d":"34,151"},{"$nulls":5},"EIA Prime Mover-level Data","EIA Prime Mover-level Data"]
[11755,2019,"MA","Town of Otis Wind Energy Project",61775,"OT196","WT","OP",{"$nulls":4},"WND",null,{"v":25022,"d":"25,022"},{"v":7030,"d":"7,030"},{"$nulls":5},"EIA Prime Mover-level Data","EIA Prime Mover-level Data"]
[11762,2019,"MA","Turners Falls",6388,"7","HY","OP",{"$nulls":4},"WAT",null,{"v":49874.15625,"d":"49,874"},{"v":16339.4033203125,"d":"16,339"},{"$nulls":5},"EIA Prime Mover-level Data","EIA Prime Mover-level Data"]
[11779,2019,"MA","Wareham Solar PV",62055,"LG395","PV","OP",{"$nulls":4},"SUN",null,{"v":50634,"d":"50,634"},{"v":27388,"d":"27,388"},{"$nulls":5},"EIA Prime Mover-level Data","EIA Prime Mover-level Data"]
[11784,2019,"MA","Wellesley College Central Utility Plant",54937,"1118","IC","OS",{"$nulls":4},"NG",null,{"v":17138.248046875,"d":"17,138"},{"v":7367.39599609375,"d":"7,367"},{"v":32.9189987182617,"d":"32.9"},{"v":14.1510000228882,"d":"14.2"},{"v":0.0390000008046627,"d":"0.0"},{"v":1001.63702392578,"d":"1,001.6"},null,"EIA Prime Mover-level Data","EIA Prime Mover-level Data","Estimated using emissions factor","Estimated using emissions factor","Estimated using emissions factor","Estimated using emissions factor"]
[11804,2019,"MA","West Water Street",62625,"G1","IC","OP",{"$nulls":4},"DFO",null,{"v":3141.75,"d":"3,142"},{"v":935.25,"d":"935"},{"v":5.04899978637695,"d":"5.0"},{"v":1.50300002098083,"d":"1.5"},{"v":0.455599993467331,"d":"0.5"},{"v":256.563995361328,"d":"256.6"},null,"EIA Prime Mover-level Data","EIA Prime Mover-level Data","Estimated using emissions factor","Estimated using emissions factor","Estimated using emissions factor","Estimated using emissions factor"]
[11812,2019,"MA","Westport MA 1 Community Solar",60473,"WPMA1","PV","OP",{"$nulls":4},"SUN",null,{"v":14613,"d":"14,613"},{"v":7905,"d":"7,905"},{"$nulls":5},"EIA Prime Mover-level Data","EIA Prime Mover-level Data"]
[11826,2019,"MA","Williams College - Campus CHP",58160,"GEN4","IC","OP",{"$nulls":4},"DFO",null,32,0,{"v":0.0509999990463257,"d":"0.1"},{"v":0,"d":"0.0"},{"v":0.00460000010207295,"d":"0.0"},{"v":2.61299991607666,"d":"2.6"},null,"EIA Prime Mover-level Data","EIA Prime Mover-level Data","Estimated using emissions factor","Estimated using emissions factor","Estimated using emissions factor","Estimated using emissions factor"]
[11842,2019,"MD","AES Warrior Run",10678,"001","ST","OP","Yes","CSNOX,CSOSG2,CSSO2G1,MATS,RGGI","FLUIDIZED",null,"BIT",{"v":8314,"d":"8,314.0"},{"v":13068330,"d":"13,068,330"},{"v":5612443.5,"d":"5,612,444"},{"v":463.0830078125,"d":"463.1"},{"v":183.876998901367,"d":"183.9"},{"v":1026.98095703125,"d":"1,027.0"},{"v":1340617.375,"d":"1,340,617.4"},null,"EPA/CAMD","EPA/CAMD","EPA/CAMD","EPA/CAMD","EPA/CAMD","EPA/CAMD",null,"FBL","NH3,SNCR",null,2000]
[11849,2019,"MD","APG Combined Heat and Power Plant",61282,"GEN1","GT","OP",{"$nulls":4},"NG",null,{"v":855613,"d":"855,613"},{"v":382757,"d":"382,757"},{"v":128.335006713867,"d":"128.3"},{"v":57.4029998779297,"d":"57.4"},{"v":1.36629998683929,"d":"1.4"},{"v":50005.8984375,"d":"50,005.9"},null,"EIA Prime Mover-level Data","EIA Prime Mover-level Data","Estimated using emissions factor","Estimated using emissions factor","Estimated using emissions factor","Estimated using emissions factor"]
[11867,2019,"MD","Berlin",6565,"5A","IC","OP",{"$nulls":4},"DFO",null,{"v":1260.4169921875,"d":"1,260"},{"v":668.75,"d":"669"},{"v":2.02600002288818,"d":"2.0"},{"v":1.07400000095367,"d":"1.1"},{"v":0.182799994945526,"d":"0.2"},{"v":102.929000854492,"d":"102.9"},null,"EIA Prime Mover-level Data","EIA Prime Mover-level Data","Estimated using emissions factor","Estimated using emissions factor","Estimated using emissions factor","Estimated using emissions factor"]
[11884,2019,"MD","Brown Station Road Plant II",55964,"3","IC","OP",{"$nulls":4},"LFG",null,{"v":97455.25,"d":"97,455"},{"v":40372,"d":"40,372"},{"v":70.6549987792969,"d":"70.7"},{"v":29.2700004577637,"d":"29.3"},{"v":2.19269990921021,"d":"2.2"},{"v":6188.38818359375,"d":"6,188.4"},null,"EIA Prime Mover-level Data","EIA Prime Mover-level Data","Estimated using emissions factor","Estimated using emissions factor","Estimated using emissions factor","Estimated using emissions factor"]
[11891,2019,"MD","Central Utility Plant at White Oak",58207,"G7","CT",{"$nulls":5},"NG",null,{"v":228039.03125,"d":"228,039"},{"v":73111.9296875,"d":"73,112"},{"v":35.2599983215332,"d":"35.3"},{"v":15.0609998703003,"d":"15.1"},{"v":0.363499999046326,"d":"0.4"},{"v":13338.634765625,"d":"13,338.6"},null,"EIA Unit-level Data","EIA Unit-Level Data","Estimated using emissions factor","Estimated using emissions factor","Estimated using emissions factor","Estimated using emissions factor"]
[11900,2019,"MD","Central Utility Plant at White Oak",58207,"G5","GT","OP",{"$nulls":4},"NG",null,{"v":191832,"d":"191,832"},{"v":89053.75,"d":"89,054"},{"v":29.7350006103516,"d":"29.7"},{"v":13.8199996948242,"d":"13.8"},{"v":0.306499987840652,"d":"0.3"},{"v":11211.53125,"d":"11,211.5"},null,"EIA Prime Mover-level Data","EIA Prime Mover-level Data","Estimated using emissions factor","Estimated using emissions factor","Estimated using emissions factor","Estimated using emissions factor"]
[11913,2019,"MD","Chalk Point",1571,"SMECO","GT","OP","Yes","CSNOX,CSOSG2,CSSO2G1,RGGI","CT",null,"NG",{"v":28,"d":"28.0"},{"v":12263,"d":"12,263"},{"v":10207.900390625,"d":"10,208"},{"v":0.559000015258789,"d":"0.6"},{"v":0.43299999833107,"d":"0.4"},{"v":0.293000012636185,"d":"0.3"},{"v":765.700012207031,"d":"765.7"},null,"EPA/CAMD","EPA/CAMD","EPA/CAMD","EPA/CAMD","EPA/CAMD","EPA/CAMD",null,null,"H2O",null,1990]
[11933,2019,"MD","Cove Point LNG Terminal",59073,"B921A","ST","OP","Yes","RGGI,SIPNOX","OTHER BOILER",null,"NG",{"v":8461,"d":"8,461.0"},{"v":1327156.75,"d":"1,327,157"},{"v":611201,"d":"611,201"},{"v":4.53700017929077,"d":"4.5"},{"v":2.12899994850159,"d":"2.1"},{"v":2.47819995880127,"d":"2.5"},{"v":78870.8671875,"d":"78,870.9"},null,"EPA/CAMD","EPA/CAMD","EPA/CAMD","EPA/CAMD","Estimated using emissions factor","EPA/CAMD",{"$nulls":4},2018]
[11937,2019,"MD","CPV St. Charles Energy Center",56846,"GT1","CT","OP","Yes","ARP,CSNOX,CSOSG2,CSSO2G1,RGGI","CC",null,"NG",{"v":7226,"d":"7,226.0"},{"v":14784800,"d":"14,784,800"},{"v":5950351,"d":"5,950,351"},{"v":28.4850006103516,"d":"28.5"},{"v":13.3809995651245,"d":"13.4"},{"v":4.43599987030029,"d":"4.4"},{"v":878640.6875,"d":"878,640.7"},null,"EPA/CAMD","EPA/CAMD","EPA/CAMD","EPA/CAMD","EPA/CAMD","EPA/CAMD",null,null,"DLNB,SCR",null,2016]
[11955,2019,"MD","Eastern Landfill Gas LLC",56571,"1","IC","OP",{"$nulls":4},"LFG"]
[11962,2019,"MD","Easton",1580,"12","IC","OP",{"$nulls":4},"DFO",null,{"v":1203.88696289063,"d":"1,204"},{"v":341.6669921875,"d":"342"},{"v":1.92799997329712,"d":"1.9"},{"v":0.546999990940094,"d":"0.5"},{"v":0.174600005149841,"d":"0.2"},{"v":98.3130035400391,"d":"98.3"},null,"EIA Prime Mover-level Data","EIA Prime Mover-level Data","Estimated using emissions factor","Estimated using emissions factor","Estimated using emissions factor","Estimated using emissions factor"]
[11982,2019,"MD","First Baptist Church of Glenarden",62043,"FBCG1","PV","OP",{"$nulls":4},"SUN",null,{"v":24934,"d":"24,934"},{"v":12084,"d":"12,084"},{"$nulls":5},"EIA Prime Mover-level Data","EIA Prime Mover-level Data"]
[11997,2019,"MD","GWCC PV Solar Farm",61738,"SOLAR","PV","OP",{"$nulls":4},"SUN",null,{"v":17888,"d":"17,888"},{"v":8668,"d":"8,668"},{"$nulls":5},"EIA Prime Mover-level Data","EIA Prime Mover-level Data"]
[12004,2019,"MD","IGS Solar I - BWI2",61465,"BWI2","PV","OP",{"$nulls":4},"SUN",null,{"v":23563,"d":"23,563"},{"v":11420,"d":"11,420"},{"$nulls":5},"EIA Prime Mover-level Data","EIA Prime Mover-level Data"]
[12020,2019,"MD","Luke Paper Company",50282,"3RB","ST","OP",{"$nulls":3},1,"BLQ",null,{"v":2999602.5,"d":"2,999,603"},{"v":553598.5,"d":"553,599"},{"v":195.626007080078,"d":"195.6"},{"v":36.1040000915527,"d":"36.1"},{"v":912.922485351563,"d":"912.9"},{"v":332457.59375,"d":"332,457.6"},null,"EIA Unit-level Data",null,"Estimated using emissions factor","Estimated using emissions factor","Estimated using emissions factor and plant-specific sulfur content","Estimated using emissions factor"]
[12037,2019,"MD","Montgomery County Resource Recovery",50657,"1","ST","OP",{"$nulls":3},1,"MSW",null,{"v":2122451.75,"d":"2,122,452"},{"v":908337.0625,"d":"908,337"},{"v":159.184005737305,"d":"159.2"},{"v":68.125,"d":"68.1"},{"v":5.2480001449585,"d":"5.2"},{"v":211520.359375,"d":"211,520.4"},null,"EIA Unit-level Data","EIA Unit-Level Data","Estimated based on unit-level NOx emission rates","Estimated based on unit-level NOx ozone season emission rates","Estimated using emissions factor and plant-specific sulfur content","Estimated using emissions factor",null,"CD","SN"]
[12042,2019,"MD","Morgantown",1573,"2","ST","OP","Yes","ARP,CSNOX,CSOSG2,CSSO2G1,MATS,RGGI","TANGENTIAL",1,"BIT",{"v":3512,"d":"3,512.0"},{"v":11994602,"d":"11,994,602"},{"v":6192484,"d":"6,192,484"},{"v":256.713989257813,"d":"256.7"},{"v":121.876998901367,"d":"121.9"},{"v":783.252990722656,"d":"783.3"},{"v":1230646,"d":"1,230,646.0"},{"v":3.98000001907349,"d":"4.0"},"EPA/CAMD","EPA/CAMD","EPA/CAMD","EPA/CAMD","EPA/CAMD","EPA/CAMD","EPA/CAMD","WLS","LNC3,NH3,SCR",null,1971]
[12062,2019,"MD","Perdue Salisbury Photovoltaic",57879,"SALI","PV","OP",{"$nulls":4},"SUN",null,{"v":14302,"d":"14,302"},{"v":6931,"d":"6,931"},{"$nulls":5},"EIA Prime Mover-level Data","EIA Prime Mover-level Data"]
[12070,2019,"MD","Philadelphia",1557,"GT1","GT","OP",{"$nulls":4},"DFO",null,{"v":7870.75,"d":"7,871"},{"v":4175.5,"d":"4,176"},{"v":3.45900011062622,"d":"3.5"},{"v":1.83500003814697,"d":"1.8"},{"v":1.98740005493164,"d":"2.0"},{"v":642.747985839844,"d":"642.7"},null,"EIA Prime Mover-level Data","EIA Prime Mover-level Data","Estimated using emissions factor","Estimated using emissions factor","Estimated using emissions factor","Estimated using emissions factor"]
[12084,2019,"MD","Rock Springs Generating Facility",7835,"3","GT","OP","Yes","ARP,CSNOX,CSOSG2,CSSO2G1,RGGI","CT",null,"NG",{"v":162,"d":"162.0"},{"v":223751.359375,"d":"223,751"},{"v":178940.890625,"d":"178,941"},{"v":3.78800010681152,"d":"3.8"},{"v":3.06800007820129,"d":"3.1"},{"v":0.0670000016689301,"d":"0.1"},{"v":13297.296875,"d":"13,297.3"},null,"EPA/CAMD","EPA/CAMD","EPA/CAMD","EPA/CAMD","EPA/CAMD","EPA/CAMD",null,null,"DLNB",null,2002]
[12091,2019,"MD","Smith Island",6391,"3","IC","OP",{"$nulls":4},"DFO",null,{"v":1524,"d":"1,524"},{"v":807.528991699219,"d":"808"},{"v":2.43400001525879,"d":"2.4"},{"v":1.28900003433228,"d":"1.3"},{"v":0.221000000834465,"d":"0.2"},{"v":124.454002380371,"d":"124.5"},null,"EIA Prime Mover-level Data","EIA Prime Mover-level Data","Estimated using emissions factor","Estimated using emissions factor","Estimated using emissions factor","Estimated using emissions factor"]
[12107,2019,"MD","UMCP CHP Plant",56038,"3","ST","OP",{"$nulls":4},"NG",null,0,0,{"v":0,"d":"0.0"},{"v":0,"d":"0.0"},{"v":0,"d":"0.0"},{"v":0,"d":"0.0"},null,"EIA Prime Mover-level Data","EIA Prime Mover-level Data","Estimated using emissions factor","Estimated using emissions factor","Estimated using emissions factor","Estimated using emissions factor"]
[12126,2019,"MD","Wicomico",56680,"17","IC","OP",{"$nulls":4},"LFG",null,{"v":10267.888671875,"d":"10,268"},{"v":4315.94384765625,"d":"4,316"},{"v":6.83699989318848,"d":"6.8"},{"v":2.83200001716614,"d":"2.8"},{"v":0.218999996781349,"d":"0.2"},{"v":652.008972167969,"d":"652.0"},null,"EIA Prime Mover-level Data","EIA Prime Mover-level Data","Estimated using emissions factor","Estimated using emissions factor","Estimated using emissions factor","Estimated using emissions factor"]
[12133,2019,"MD","Wicomico",56680,"7","IC","OP",{"$nulls":4},"LFG",null,{"v":10267.888671875,"d":"10,268"},{"v":4315.94384765625,"d":"4,316"},{"v":6.83699989318848,"d":"6.8"},{"v":2.83200001716614,"d":"2.8"},{"v":0.218999996781349,"d":"0.2"},{"v":652.008972167969,"d":"652.0"},null,"EIA Prime Mover-level Data","EIA Prime Mover-level Data","Estimated using emissions factor","Estimated using emissions factor","Estimated using emissions factor","Estimated using emissions factor"]
[12149,2019,"ME","Anson Abenaki Hydros",10186,"AB1","HY","OP",{"$nulls":4},"WAT",null,{"v":119637.9296875,"d":"119,638"},{"v":39194.69140625,"d":"39,195"},{"$nulls":5},"EIA Prime Mover-level Data","EIA Prime Mover-level Data"]
[12162,2019,"ME","Anson Abenaki Hydros",10186,"STG1","ST","RE",{"$nulls":4},"NG"]
[12175,2019,"ME","Basin Mills",783,"3","HY","CN",{"$nulls":4},"WAT"]
[12178,2019,"ME","Bates Mill Upper",7044,"BU3","HY","RE",{"$nulls":4},"WAT"]
[12195,2019,"ME","Bull Hill Wind Project",57083,"1","WT","OP",{"$nulls":4},"WND",null,{"v":1025607,"d":"1,025,607"},{"v":288158,"d":"288,158"},{"$nulls":5},"EIA Prime Mover-level Data","EIA Prime Mover-level Data"]
[12213,2019,"ME","Continental Mills",1487,"CM2","HY","RE",{"$nulls":4},"WAT"]
[12220,2019,"ME","Deer Rips",1488,"DR4","HY","OP",{"$nulls":4},"WAT",null,{"v":42850.4609375,"d":"42,850"},{"v":14038.400390625,"d":"14,038"},{"$nulls":5},"EIA Prime Mover-level Data","EIA Prime Mover-level Data"]
[12240,2019,"ME","Fort Halifax",1490,"FH2","HY","RE",{"$nulls":4},"WAT"]
[12242,2019,"ME","Gardiner",50688,"GEN1","HY","OP",{"$nulls":4},"WAT",null,{"v":47106,"d":"47,106"},{"v":15432,"d":"15,432"},{"$nulls":5},"EIA Prime Mover-level Data","EIA Prime Mover-level Data"]
[12262,2019,"ME","Great Lakes Hydro America - ME",54134,"MIH5","HY","OP",{"$nulls":4},"WAT",null,{"v":237974.28125,"d":"237,974"},{"v":77963.1484375,"d":"77,963"},{"$nulls":5},"EIA Prime Mover-level Data","EIA Prime Mover-level Data"]
[12277,2019,"ME","Hancock Wind Plant",58686,"HANC1","WT","OP",{"$nulls":4},"WND",null,{"v":1298278,"d":"1,298,278"},{"v":315656,"d":"315,656"},{"$nulls":5},"EIA Prime Mover-level Data","EIA Prime Mover-level Data"]
[12284,2019,"ME","Hill Mill",7048,"HM3","HY","RE",{"$nulls":4},"WAT"]
[12304,2019,"ME","International Paper Livermore Hydro",50082,"GEN2","HY","OP",{"$nulls":4},"WAT",null,{"v":40449.03125,"d":"40,449"},{"v":13251.5322265625,"d":"13,252"},{"$nulls":5},"EIA Prime Mover-level Data","EIA Prime Mover-level Data"]
[12307,2019,"ME","International Paper Livermore Hydro",50082,"GEN5","HY","OP",{"$nulls":4},"WAT",null,{"v":40449.03125,"d":"40,449"},{"v":13251.5322265625,"d":"13,252"},{"$nulls":5},"EIA Prime Mover-level Data","EIA Prime Mover-level Data"]
[12320,2019,"ME","Kibby Wind Facility",56829,"2","WT","OP",{"$nulls":4},"WND",null,{"v":1302766,"d":"1,302,766"},{"v":366031,"d":"366,031"},{"$nulls":5},"EIA Prime Mover-level Data","EIA Prime Mover-level Data"]
[12333,2019,"ME","Mechanic Falls",54123,"GEN1","HY","OA",{"$nulls":4},"WAT"]
[12349,2019,"ME","Milford Hydro Station",1475,"MF03","HY","OP",{"$nulls":4},"WAT",null,{"v":81679.3828125,"d":"81,679"},{"v":26758.974609375,"d":"26,759"},{"$nulls":5},"EIA Prime Mover-level Data","EIA Prime Mover-level Data"]
[12365,2019,"ME","Orono Hydro Station",57184,"4","HY","OP",{"$nulls":4},"WAT",null,{"v":25564.740234375,"d":"25,565"},{"v":8375.4072265625,"d":"8,375"},{"$nulls":5},"EIA Prime Mover-level Data","EIA Prime Mover-level Data"]
[12371,2019,"ME","Pejepscot Hydroelectric Project",50758,"GEN2","HY","OP",{"$nulls":4},"WAT",null,{"v":11267.0224609375,"d":"11,267"},{"v":3691.19995117188,"d":"3,691"},{"$nulls":5},"EIA Prime Mover-level Data","EIA Prime Mover-level Data"]
[12391,2019,"ME","ReEnergy Fort Fairfield",7513,"BOIL1","ST","RE",{"$nulls":3},1,"WDS",null,0,0,{"v":0,"d":"0.0"},{"v":0,"d":"0.0"},{"v":0,"d":"0.0"},{"v":0,"d":"0.0"},null,"EIA Unit-level Data","EIA Unit-Level Data","Estimated using emissions factor","Estimated using emissions factor","Estimated using emissions factor and plant-specific sulfur content","Estimated using emissions factor",null,null,"SN"]
[12398,2019,"ME","Robbins Lumber",50230,"WEST","ST","OS",{"$nulls":4},"WDS"]
[12413,2019,"ME","S D Warren Westbrook",50447,"20","ST","RE",{"$nulls":3},1,"WDS",null,0,0,{"v":0,"d":"0.0"},{"v":0,"d":"0.0"},{"v":0,"d":"0.0"},{"v":0,"d":"0.0"},null,"EIA Unit-level Data","EIA Unit-Level Data","Estimated using emissions factor","Estimated using emissions factor","Estimated using emissions factor","Estimated using emissions factor"]
[12420,2019,"ME","S D Warren Westbrook",50447,"GEN6","HY","OP",{"$nulls":4},"WAT",null,{"v":31974,"d":"31,974"},{"v":10475.0478515625,"d":"10,475"},{"$nulls":5},"EIA Prime Mover-level Data","EIA Prime Mover-level Data"]
[12443,2019,"ME","Shawmut",1504,"SH4","HY","OP",{"$nulls":4},"WAT",null,{"v":31379.966796875,"d":"31,380"},{"v":10280.4541015625,"d":"10,280"},{"$nulls":5},"EIA Prime Mover-level Data","EIA Prime Mover-level Data"]
[12455,2019,"ME","Squa Pan Hydro Station",1516,"SP1","HY","SB",{"$nulls":4},"WAT",null,{"v":9973,"d":"9,973"},{"v":3267,"d":"3,267"},{"$nulls":5},"EIA Prime Mover-level Data","EIA Prime Mover-level Data"]
[12462,2019,"ME","Stillwater Hydro Station",1478,"SW02","HY","OP",{"$nulls":4},"WAT",null,{"v":21609.333984375,"d":"21,609"},{"v":7079.55615234375,"d":"7,080"},{"$nulls":5},"EIA Prime Mover-level Data","EIA Prime Mover-level Data"]
[12478,2019,"ME","West Buxton",1508,"WB4","HY","OP",{"$nulls":4},"WAT",null,{"v":21705.544921875,"d":"21,706"},{"v":7111,"d":"7,111"},{"$nulls":5},"EIA Prime Mover-level Data","EIA Prime Mover-level Data"]
[12490,2019,"ME","William F Wyman",1507,"4","ST","OP","Yes","ARP,MATS,RGGI","WALL",1,"RFO",{"v":71,"d":"71.0"},{"v":83009.1796875,"d":"83,009"},{"v":66105.0234375,"d":"66,105"},{"v":8.03600025177002,"d":"8.0"},{"v":6.68800020217896,"d":"6.7"},6.5,{"v":6842.98876953125,"d":"6,843.0"},null,"EPA/CAMD","EPA/CAMD","EPA/CAMD","EPA/CAMD","EPA/CAMD","EPA/CAMD",null,null,"CM",null,1978]
[12504,2019,"ME","Woodland Pulp, LLC",10613,"HG9","HY","OP",{"$nulls":4},"WAT",null,{"v":72114.921875,"d":"72,115"},{"v":23625.62109375,"d":"23,626"},{"$nulls":5},"EIA Prime Mover-level Data","EIA Prime Mover-level Data"]
[12520,2019,"MI","Adrian Energy Associates LLC",54903,"UNT2","IC","OP",{"$nulls":4},"LFG",null,{"v":60889,"d":"60,889"},{"v":25093.333984375,"d":"25,093"},{"v":42.9420013427734,"d":"42.9"},{"v":17.69700050354,"d":"17.7"},{"v":1.37000000476837,"d":"1.4"},{"v":3866.43896484375,"d":"3,866.4"},null,"EIA Prime Mover-level Data","EIA Prime Mover-level Data","Estimated using emissions factor","Estimated using emissions factor","Estimated using emissions factor","Estimated using emissions factor"]
[12523,2019,"MI","Alcona",1693,"2","HY","OP",{"$nulls":4},"WAT",null,{"v":148322,"d":"148,322"},{"v":60464.5,"d":"60,465"},{"$nulls":5},"EIA Prime Mover-level Data","EIA Prime Mover-level Data"]
[12542,2019,"MI","B C Cobb",1695,"3","ST","RE",null,null,"TANGENTIAL",3,"NG"]
[12549,2019,"MI","Bay Windpower I",55944,"BAY","WT","OP",{"$nulls":4},"WND",null,{"v":22085,"d":"22,085"},{"v":6453,"d":"6,453"},{"$nulls":5},"EIA Prime Mover-level Data","EIA Prime Mover-level Data"]
[12568,2019,"MI","Berrien Springs",1753,"10","HY","OP",{"$nulls":4},"WAT",null,{"v":24927.25,"d":"24,927"},{"v":10161.8330078125,"d":"10,162"},{"$nulls":5},"EIA Prime Mover-level Data","EIA Prime Mover-level Data"]
[12571,2019,"MI","Berrien Springs",1753,"1A","HY","OP",{"$nulls":4},"WAT",null,{"v":24927.25,"d":"24,927"},{"v":10161.8330078125,"d":"10,162"},{"$nulls":5},"EIA Prime Mover-level Data","EIA Prime Mover-level Data"]
[12591,2019,"MI","Blue Water Renewables Inc",57706,"2","IC","OP",{"$nulls":4},"LFG",null,{"v":132290,"d":"132,290"},{"v":54519,"d":"54,519"},{"v":86.25,"d":"86.3"},{"v":35.5449981689453,"d":"35.5"},{"v":2.97650003433228,"d":"3.0"},{"v":8400.38671875,"d":"8,400.4"},null,"EIA Prime Mover-level Data","EIA Prime Mover-level Data","Estimated using emissions factor","Estimated using emissions factor","Estimated using emissions factor","Estimated using emissions factor"]
[12601,2019,"MI","Buchanan (MI)",1754,"10","HY","OP",{"$nulls":4},"WAT",null,{"v":14260.11328125,"d":"14,260"},{"v":5813.18212890625,"d":"5,813"},{"$nulls":5},"EIA Prime Mover-level Data","EIA Prime Mover-level Data"]
[12613,2019,"MI","Cadillac Renewable Energy",54415,"EUBLR","ST","OP","Yes","CSNOX,CSOSG2,CSSO2G1","STOKER",null,"WDS",{"v":6197,"d":"6,197.0"},{"v":1832160.5,"d":"1,832,161"},{"v":987361,"d":"987,361"},{"v":131.494995117188,"d":"131.5"},{"v":71.3639984130859,"d":"71.4"},{"v":42.5050010681152,"d":"42.5"},{"v":189439.484375,"d":"189,439.5"},null,"EPA/CAMD","EPA/CAMD","EPA/CAMD","EPA/CAMD","EPA/CAMD","Estimated using emissions factor",null,null,"SNCR",null,1993]
[12633,2019,"MI","Chatham",58254,"CTOIS","GT","OP",{"$nulls":4},"NG",null,{"v":393.821990966797,"d":"394"},{"v":169.794998168945,"d":"170"},{"v":0.063000001013279,"d":"0.1"},{"v":0.0270000007003546,"d":"0.0"},{"v":6.00000028498471E-4,"d":"0.0"},{"v":23.0170001983643,"d":"23.0"},null,"EIA Prime Mover-level Data","EIA Prime Mover-level Data","Estimated using emissions factor","Estimated using emissions factor","Estimated using emissions factor","Estimated using emissions factor"]
[12636,2019,"MI","Claude Vandyke",1880,"5","IC","RE",{"$nulls":4},"NG"]
[12648,2019,"MI","Colfax",1725,"2","IC","OP",{"$nulls":4},"DFO",null,{"v":2165.80004882813,"d":"2,166"},{"v":964.799987792969,"d":"965"},{"v":3.50600004196167,"d":"3.5"},{"v":1.56200003623962,"d":"1.6"},{"v":0.314000010490417,"d":"0.3"},{"v":176.865005493164,"d":"176.9"},null,"EIA Prime Mover-level Data","EIA Prime Mover-level Data","Estimated using emissions factor","Estimated using emissions factor","Estimated using emissions factor","Estimated using emissions factor"]
[12662,2019,"MI","Cooke",1700,"3","HY","OP",{"$nulls":4},"WAT",null,{"v":96129.3359375,"d":"96,129"},{"v":39188,"d":"39,188"},{"$nulls":5},"EIA Prime Mover-level Data","EIA Prime Mover-level Data"]
[12678,2019,"MI","Croswell",7497,"5","IC","SB",{"$nulls":4},"DFO"]
[12693,2019,"MI","Dan E Karn",1702,"3","ST","OP","Yes","ARP,CSNOX,CSOSG2,CSSO2G1","WALL",1,"NG",{"v":474,"d":"474.0"},{"v":592614,"d":"592,614"},{"v":552029.0625,"d":"552,029"},{"v":41.5579986572266,"d":"41.6"},{"v":39.8440017700195,"d":"39.8"},{"v":40.3310012817383,"d":"40.3"},{"v":37014.25390625,"d":"37,014.3"},null,"EPA/CAMD","EPA/CAMD","EPA/CAMD","EPA/CAMD","EPA/CAMD","EPA/CAMD",null,null,"LNB",null,1974]
[12704,2019,"MI","Dean Peakers",55718,"3","GT","OP","Yes","ARP,CSNOX,CSOSG2,CSSO2G1","CT",null,"NG",{"v":923,"d":"923.0"},{"v":779080.25,"d":"779,080"},{"v":503550.25,"d":"503,550"},{"v":8.9709997177124,"d":"9.0"},{"v":5.78299999237061,"d":"5.8"},{"v":0.233999997377396,"d":"0.2"},{"v":46298.17578125,"d":"46,298.2"},null,"EPA/CAMD","EPA/CAMD","EPA/CAMD","EPA/CAMD","EPA/CAMD","EPA/CAMD",null,null,"DLNB",null,2002]
[12720,2019,"MI","Delray",1728,"CTG121","GT","OP","Yes","ARP,CSNOX,CSOSG2,CSSO2G1","CT",null,"NG",{"v":88,"d":"88.0"},{"v":50393.8125,"d":"50,394"},{"v":29458.11328125,"d":"29,458"},{"v":1.34500002861023,"d":"1.3"},{"v":0.783999979496002,"d":"0.8"},{"v":0.0149999996647239,"d":"0.0"},{"v":2994.93408203125,"d":"2,994.9"},null,"EPA/CAMD","EPA/CAMD","EPA/CAMD","EPA/CAMD","EPA/CAMD","EPA/CAMD",{"$nulls":4},1999]
[12726,2019,"MI","Delta Solar Power II",61955,"DSPII","PV","OP",{"$nulls":4},"SUN",null,{"v":219989,"d":"219,989"},{"v":121975,"d":"121,975"},{"$nulls":5},"EIA Prime Mover-level Data","EIA Prime Mover-level Data"]
[12742,2019,"MI","Eckert Station",1831,"1","ST","OP",null,null,"WALL",1,"SUB",{"v":0,"d":"0.0"},{"$nulls":15},"LNBO",null,1954]
[12749,2019,"MI","Edison Sault",1751,"10","HY","OP",{"$nulls":4},"WAT",null,{"v":28985.51171875,"d":"28,986"},{"v":11816.1962890625,"d":"11,816"},{"$nulls":5},"EIA Prime Mover-level Data","EIA Prime Mover-level Data"]
[12771,2019,"MI","Edison Sault",1751,"32","HY","OP",{"$nulls":4},"WAT",null,{"v":28985.51171875,"d":"28,986"},{"v":11816.1962890625,"d":"11,816"},{"$nulls":5},"EIA Prime Mover-level Data","EIA Prime Mover-level Data"]
[12784,2019,"MI","Edison Sault",1751,"47","HY","OP",{"$nulls":4},"WAT",null,{"v":28985.51171875,"d":"28,986"},{"v":11816.1962890625,"d":"11,816"},{"$nulls":5},"EIA Prime Mover-level Data","EIA Prime Mover-level Data"]
[12791,2019,"MI","Edison Sault",1751,"54","HY","OP",{"$nulls":4},"WAT",null,{"v":28985.51171875,"d":"28,986"},{"v":11816.1962890625,"d":"11,816"},{"$nulls":5},"EIA Prime Mover-level Data","EIA Prime Mover-level Data"]
[12807,2019,"MI","Edison Sault",1751,"69","HY","OP",{"$nulls":4},"WAT",null,{"v":24154.59375,"d":"24,155"},{"v":9846.830078125,"d":"9,847"},{"$nulls":5},"EIA Prime Mover-level Data","EIA Prime Mover-level Data"]
[12818,2019,"MI","Edison Sault",1751,"79","HY","OP",{"$nulls":4},"WAT",null,{"v":24154.59375,"d":"24,155"},{"v":9846.830078125,"d":"9,847"},{"$nulls":5},"EIA Prime Mover-level Data","EIA Prime Mover-level Data"]
[12833,2019,"MI","F.D. Kuester Generating Station",61392,"K3","IC","OP",{"$nulls":4},"NG",null,{"v":543064,"d":"543,064"},{"v":276614.4375,"d":"276,614"},{"v":715.809997558594,"d":"715.8"},{"v":364.60400390625,"d":"364.6"},{"v":0.867799997329712,"d":"0.9"},{"v":31739.119140625,"d":"31,739.1"},null,"EIA Prime Mover-level Data","EIA Prime Mover-level Data","Estimated using emissions factor","Estimated using emissions factor","Estimated using emissions factor","Estimated using emissions factor"]
[12849,2019,"MI","Ford World Headquarters",60018,"1","PV","OP",{"$nulls":4},"SUN",null,{"v":7230,"d":"7,230"},{"v":4327,"d":"4,327"},{"$nulls":5},"EIA Prime Mover-level Data","EIA Prime Mover-level Data"]
[12851,2019,"MI","Four Mile Hydropower Project",54341,"2","HY","OP",{"$nulls":4},"WAT",null,{"v":33794.1015625,"d":"33,794"},{"v":13776.599609375,"d":"13,777"},{"$nulls":5},"EIA Prime Mover-level Data","EIA Prime Mover-level Data"]
[12875,2019,"MI","George Johnson",1877,"1","IC","RE",{"$nulls":4},"NG"]
[12878,2019,"MI","George Johnson",1877,"2","IC","RE",{"$nulls":4},"NG"]
[12896,2019,"MI","Grand Haven Diesel Plant",1826,"1","IC","OP",{"$nulls":4},"NG",null,{"v":1003,"d":"1,003"},410,{"v":1.31599998474121,"d":"1.3"},{"v":0.566999971866608,"d":"0.6"},{"v":0.00150000001303852,"d":"0.0"},{"v":58.6199989318848,"d":"58.6"},null,"EIA Prime Mover-level Data","EIA Prime Mover-level Data","Estimated using emissions factor","Estimated using emissions factor","Estimated using emissions factor","Estimated using emissions factor"]
[12913,2019,"MI","Gratiot County Wind LLC",58677,"1","WT","OP",{"$nulls":4},"WND",null,{"v":2517516,"d":"2,517,516"},{"v":735564,"d":"735,564"},{"$nulls":5},"EIA Prime Mover-level Data","EIA Prime Mover-level Data"]
[12920,2019,"MI","Green Lake Solar",63019,"GRN1","PV","OP",{"$nulls":4},"SUN",null,{"v":11469,"d":"11,469"},{"v":6360,"d":"6,360"},{"$nulls":5},"EIA Prime Mover-level Data","EIA Prime Mover-level Data"]
[12929,2019,"MI","GRS Arbor Hills",55596,"0005","CT",{"$nulls":5},"LFG",null,{"v":490268.90625,"d":"490,269"},{"v":202942.59375,"d":"202,943"},{"v":46.1559982299805,"d":"46.2"},{"v":18.8339996337891,"d":"18.8"},{"v":11.0310001373291,"d":"11.0"},{"v":31131.97265625,"d":"31,132.0"},null,"EIA Unit-level Data","EIA Unit-Level Data","Estimated using emissions factor","Estimated using emissions factor","Estimated using emissions factor","Estimated using emissions factor"]
[12942,2019,"MI","Hancock Peakers",1730,"CTG121","GT","OP","Yes","CSNOX,CSOSG2,CSSO2G1","CT",null,"NG",{"v":69,"d":"69.0"},{"v":34520.5,"d":"34,521"},{"v":8192.099609375,"d":"8,192"},{"v":12.0830001831055,"d":"12.1"},{"v":2.86700010299683,"d":"2.9"},{"v":0.00999999977648258,"d":"0.0"},{"v":2036.5,"d":"2,036.5"},null,"EPA/CAMD","EPA/CAMD","EPA/CAMD","EPA/CAMD","EPA/CAMD","EPA/CAMD",{"$nulls":4},1970]
[12962,2019,"MI","Hillsdale",1829,"2","IC","RE",{"$nulls":4},"DFO"]
[12965,2019,"MI","Hillsdale",1829,"5","IC","OP",{"$nulls":4},"NG",null,{"v":1513.93103027344,"d":"1,514"},658,{"v":1.66299998760223,"d":"1.7"},{"v":0.717999994754791,"d":"0.7"},{"v":2.0000000949949E-3,"d":"0.0"},{"v":88.4810028076172,"d":"88.5"},null,"EIA Prime Mover-level Data","EIA Prime Mover-level Data","Estimated using emissions factor","Estimated using emissions factor","Estimated using emissions factor","Estimated using emissions factor"]
[12988,2019,"MI","J C Weadock",1720,"7","ST","RE",null,null,"TANGENTIAL",2,"SUB"]
[12991,2019,"MI","J H Campbell",1710,"1","ST","OP","Yes","ARP,CSNOX,CSOSG2,CSSO2G1,MATS","TANGENTIAL",1,"SUB",{"v":7520,"d":"7,520.0"},{"v":16293250,"d":"16,293,250"},{"v":7148279,"d":"7,148,279"},{"v":1462.26196289063,"d":"1,462.3"},{"v":684.182006835938,"d":"684.2"},{"v":2080.5830078125,"d":"2,080.6"},{"v":1708837.125,"d":"1,708,837.1"},{"v":11.9099998474121,"d":"11.9"},"EPA/CAMD","EPA/CAMD","EPA/CAMD","EPA/CAMD","EPA/CAMD","EPA/CAMD","EPA/CAMD","DSI","LNC3","Yes",1962]
[13007,2019,"MI","James De Young",1830,"5","ST","RE",{"$nulls":3},1,"BIT"]
[13021,2019,"MI","Kleber",1871,"T1","HY","OP",{"$nulls":4},"WAT",null,{"v":9359,"d":"9,359"},{"v":3815.1669921875,"d":"3,815"},{"$nulls":5},"EIA Prime Mover-level Data","EIA Prime Mover-level Data"]
[13033,2019,"MI","Lennon Generating",59436,"9","IC","OP",{"$nulls":4},"LFG",null,{"v":56093.83203125,"d":"56,094"},{"v":23117.166015625,"d":"23,117"},{"v":39.8709983825684,"d":"39.9"},{"v":16.4309997558594,"d":"16.4"},{"v":1.26209998130798,"d":"1.3"},{"v":3561.94702148438,"d":"3,561.9"},null,"EIA Prime Mover-level Data","EIA Prime Mover-level Data","Estimated using emissions factor","Estimated using emissions factor","Estimated using emissions factor","Estimated using emissions factor"]
[13049,2019,"MI","Ludington",1713,"3","PS","OA",{"$nulls":4},"WAT",null,0,0,{"$nulls":5},"EIA Prime Mover-level Data","EIA Prime Mover-level Data"]
[13054,2019,"MI","Main Street (MI)",1853,"1","IC","OP",{"$nulls":4},"DFO",null,{"v":56.8330001831055,"d":"57"},27,{"v":0.0920000001788139,"d":"0.1"},{"v":0.0430000014603138,"d":"0.0"},{"v":0.00820000004023314,"d":"0.0"},{"v":4.64099979400635,"d":"4.6"},null,"EIA Prime Mover-level Data","EIA Prime Mover-level Data","Estimated using emissions factor","Estimated using emissions factor","Estimated using emissions factor","Estimated using emissions factor"]
[13071,2019,"MI","Marshall (MI)",1844,"IC6","IC","OP",{"$nulls":4},"NG",null,{"v":1235.32800292969,"d":"1,235"},{"v":536.094970703125,"d":"536"},{"v":1.51999998092651,"d":"1.5"},{"v":0.656000018119812,"d":"0.7"},{"v":0.00179999996908009,"d":"0.0"},{"v":72.197998046875,"d":"72.2"},null,"EIA Prime Mover-level Data","EIA Prime Mover-level Data","Estimated using emissions factor","Estimated using emissions factor","Estimated using emissions factor","Estimated using emissions factor"]
[13091,2019,"MI","Midland Cogeneration Venture",10745,"005","CT","OP","Yes","CSNOX,CSOSG2,CSSO2G1","CC",null,"NG",{"v":6665,"d":"6,665.0"},{"v":6526883.5,"d":"6,526,884"},{"v":2231525.75,"d":"2,231,526"},{"v":316.342010498047,"d":"316.3"},{"v":106.282997131348,"d":"106.3"},{"v":1.95799994468689,"d":"2.0"},{"v":381460.625,"d":"381,460.6"},null,"EPA/CAMD","EPA/CAMD","EPA/CAMD","EPA/CAMD","EPA/CAMD","Estimated using emissions factor",null,null,"STM",null,1990]
[13099,2019,"MI","Midland Cogeneration Venture",10745,"013","CT","OP","Yes","CSNOX,CSOSG2,CSSO2G1","CC",null,"NG",{"v":6478,"d":"6,478.0"},{"v":6751126.5,"d":"6,751,127"},{"v":2840673.5,"d":"2,840,674"},{"v":328.337005615234,"d":"328.3"},{"v":133.47200012207,"d":"133.5"},{"v":2.02500009536743,"d":"2.0"},{"v":394566.40625,"d":"394,566.4"},null,"EPA/CAMD","EPA/CAMD","EPA/CAMD","EPA/CAMD","EPA/CAMD","Estimated using emissions factor",null,null,"STM",null,1990]
[13113,2019,"MI","Modular Power LLC",56183,"4","IC","RE",{"$nulls":4},"DFO"]
[13120,2019,"MI","Monroe",1733,"2","ST","OP","Yes","ARP,CSNOX,CSOSG2,CSSO2G1,MATS","CELL",1,"RC",{"v":8051,"d":"8,051.0"},{"v":42489944,"d":"42,489,944"},{"v":17305914,"d":"17,305,914"},{"v":1289.0810546875,"d":"1,289.1"},{"v":527.768005371094,"d":"527.8"},{"v":1141.23596191406,"d":"1,141.2"},{"v":4456339.5,"d":"4,456,339.5"},{"v":18.6599998474121,"d":"18.7"},"EPA/CAMD","EPA/CAMD","EPA/CAMD","EPA/CAMD","EPA/CAMD","EPA/CAMD","EPA/CAMD","WLS","LNCB,SCR",null,1972]
[13140,2019,"MI","Ninth Street Hydropower Project",54342,"2","HY","OP",{"$nulls":4},"WAT",null,{"v":22984,"d":"22,984"},{"v":9369.6669921875,"d":"9,370"},{"$nulls":5},"EIA Prime Mover-level Data","EIA Prime Mover-level Data"]
[13146,2019,"MI","Northeast (MI)",1734,"4","GT","OP",{"$nulls":4},"NG",null,{"v":2494.6689453125,"d":"2,495"},{"v":1076.48706054688,"d":"1,076"},{"v":0.578000009059906,"d":"0.6"},{"v":0.248999997973442,"d":"0.2"},{"v":0.0059000002220273,"d":"0.0"},{"v":145.800003051758,"d":"145.8"},null,"EIA Prime Mover-level Data","EIA Prime Mover-level Data","Estimated using emissions factor","Estimated using emissions factor","Estimated using emissions factor","Estimated using emissions factor"]
[13162,2019,"MI","Otsego Paper, Inc.",55799,"0024","GT","OP","Yes","SIPNOX","CT",null,"NG",{"v":3476,"d":"3,476.0"},{"v":945998.25,"d":"945,998"},{"v":423746.5625,"d":"423,747"},{"v":114.796997070313,"d":"114.8"},{"v":16.8449993133545,"d":"16.8"},{"v":0.261000007390976,"d":"0.3"},{"v":55288.421875,"d":"55,288.4"},null,"EIA non-ozone season distributed and EPA/CAMD ozone season","EPA/CAMD","Estimated using emissions factor and EIA data for non-ozone season and EPA/CAMD ozone season emissions","EPA/CAMD","Estimated using emissions factor","Estimated using emissions factor",null,null,"DLNB"]
[13178,2019,"MI","Pine River Wind Park",61106,"1","WT","OP",{"$nulls":4},"WND",null,{"v":2287116,"d":"2,287,116"},{"v":869208,"d":"869,208"},{"$nulls":5},"EIA Prime Mover-level Data","EIA Prime Mover-level Data"]
[13191,2019,"MI","Pine Tree Acres",54989,"GEN5","IC","OP",{"$nulls":4},"LFG",null,{"v":68024.2734375,"d":"68,024"},{"v":28970.36328125,"d":"28,970"},{"v":52.7039985656738,"d":"52.7"},{"v":22.5279998779297,"d":"22.5"},{"v":1.53050005435944,"d":"1.5"},{"v":4319.52685546875,"d":"4,319.5"},null,"EIA Prime Mover-level Data","EIA Prime Mover-level Data","Estimated using emissions factor","Estimated using emissions factor","Estimated using emissions factor","Estimated using emissions factor"]
[13204,2019,"MI","Placid 12",1737,"1","IC","OP",{"$nulls":4},"DFO",null,680,303,{"v":1.09200000762939,"d":"1.1"},{"v":0.486000001430511,"d":"0.5"},{"v":0.0986000001430511,"d":"0.1"},{"v":55.5309982299805,"d":"55.5"},null,"EIA Prime Mover-level Data","EIA Prime Mover-level Data","Estimated using emissions factor","Estimated using emissions factor","Estimated using emissions factor","Estimated using emissions factor"]
[13207,2019,"MI","Placid 12",1737,"4","IC","OP",{"$nulls":4},"DFO",null,680,303,{"v":1.09200000762939,"d":"1.1"},{"v":0.486000001430511,"d":"0.5"},{"v":0.0986000001430511,"d":"0.1"},{"v":55.5309982299805,"d":"55.5"},null,"EIA Prime Mover-level Data","EIA Prime Mover-level Data","Estimated using emissions factor","Estimated using emissions factor","Estimated using emissions factor","Estimated using emissions factor"]
[13224,2019,"MI","Putnam (MI)",1739,"5","IC","OP",{"$nulls":4},"DFO",null,{"v":920.400024414063,"d":"920"},{"v":410.600006103516,"d":"411"},{"v":1.48699998855591,"d":"1.5"},{"v":0.663999974727631,"d":"0.7"},{"v":0.133499994874001,"d":"0.1"},{"v":75.1630020141602,"d":"75.2"},null,"EIA Prime Mover-level Data","EIA Prime Mover-level Data","Estimated using emissions factor","Estimated using emissions factor","Estimated using emissions factor","Estimated using emissions factor"]
[13242,2019,"MI","Saint Marys Falls",1865,"1","HY","OP",{"$nulls":4},"WAT",null,{"v":341201.6875,"d":"341,202"},{"v":139093.984375,"d":"139,094"},{"$nulls":5},"EIA Prime Mover-level Data","EIA Prime Mover-level Data"]
[13249,2019,"MI","Sanford Dam",50157,"3","HY","OP",{"$nulls":4},"WAT",null,{"v":39929.66796875,"d":"39,930"},{"v":16277.6669921875,"d":"16,278"},{"$nulls":5},"EIA Prime Mover-level Data","EIA Prime Mover-level Data"]
[13257,2019,"MI","Slocum",1741,"1","IC","OP",{"$nulls":4},"DFO",null,{"v":31.6000003814697,"d":"32"},15,{"v":0.0500000007450581,"d":"0.1"},{"v":0.0240000002086163,"d":"0.0"},{"v":0.00460000010207295,"d":"0.0"},{"v":2.58100008964539,"d":"2.6"},null,"EIA Prime Mover-level Data","EIA Prime Mover-level Data","Estimated using emissions factor","Estimated using emissions factor","Estimated using emissions factor","Estimated using emissions factor"]
[13271,2019,"MI","St Louis",1852,"8","IC","OP",{"$nulls":4},"DFO",null,{"v":16.1189994812012,"d":"16"},{"v":6.71600008010864,"d":"7"},{"v":0.025000000372529,"d":"0.0"},{"v":0.00999999977648258,"d":"0.0"},{"v":0.00230000005103648,"d":"0.0"},{"v":1.31599998474121,"d":"1.3"},null,"EIA Prime Mover-level Data","EIA Prime Mover-level Data","Estimated using emissions factor","Estimated using emissions factor","Estimated using emissions factor","Estimated using emissions factor"]
[13291,2019,"MI","Sturgis City Diesel Plant",1855,"2","IC","RE",{"$nulls":4},"DFO"]
[13298,2019,"MI","Sumpter Energy Associates",54536,"0203","IC","OP",{"$nulls":4},"LFG",null,{"v":1529.80004882813,"d":"1,530"},{"v":630.533020019531,"d":"631"},{"v":0.981000006198883,"d":"1.0"},{"v":0.405000001192093,"d":"0.4"},{"v":0.034400001168251,"d":"0.0"},{"v":97.1419982910156,"d":"97.1"},null,"EIA Prime Mover-level Data","EIA Prime Mover-level Data","Estimated using emissions factor","Estimated using emissions factor","Estimated using emissions factor","Estimated using emissions factor"]
[13316,2019,"MI","Superior",1744,"2","GT","OP",{"$nulls":4},"DFO",null,{"v":2466.25,"d":"2,466"},{"v":1100,"d":"1,100"},{"v":1.09099996089935,"d":"1.1"},{"v":0.486999988555908,"d":"0.5"},{"v":0.622699975967407,"d":"0.6"},{"v":201.401000976563,"d":"201.4"},null,"EIA Prime Mover-level Data","EIA Prime Mover-level Data","Estimated using emissions factor","Estimated using emissions factor","Estimated using emissions factor","Estimated using emissions factor"]
[13320,2019,"MI","Superior Falls",1757,"2","HY","OP",{"$nulls":4},"WAT",null,{"v":51293.5,"d":"51,294"},{"v":20910.5,"d":"20,911"},{"$nulls":5},"EIA Prime Mover-level Data","EIA Prime Mover-level Data"]
[13336,2019,"MI","Tower",1873,"GT4","GT","OP",{"$nulls":4},"DFO",null,{"v":1140,"d":"1,140"},507,{"v":0.507000029087067,"d":"0.5"},{"v":0.224999994039536,"d":"0.2"},{"v":0.287800014019012,"d":"0.3"},{"v":93.0960006713867,"d":"93.1"},null,"EIA Prime Mover-level Data","EIA Prime Mover-level Data","Estimated using emissions factor","Estimated using emissions factor","Estimated using emissions factor","Estimated using emissions factor"]
[13349,2019,"MI","Ubly",1875,"3","IC","OP",{"$nulls":4},"DFO",null,{"v":9.87899971008301,"d":"10"},{"v":4.51599979400635,"d":"5"},{"v":0.00999999977648258,"d":"0.0"},{"v":0.00499999988824129,"d":"0.0"},{"v":0.000899999984540045,"d":"0.0"},{"v":0.806999981403351,"d":"0.8"},null,"EIA Prime Mover-level Data","EIA Prime Mover-level Data","Estimated using emissions factor","Estimated using emissions factor","Estimated using emissions factor","Estimated using emissions factor"]
[13362,2019,"MI","University of Michigan",50431,"8","CA","OP",{"$nulls":3},3,"NG",null,{"v":321240.6875,"d":"321,241"},{"v":123425.5,"d":"123,426"},{"v":46.6290016174316,"d":"46.6"},{"v":13.3859996795654,"d":"13.4"},{"v":0.513300001621246,"d":"0.5"},{"v":18774.76171875,"d":"18,774.8"},null,"EIA Unit-level Data","EIA Unit-Level Data","Estimated using emissions factor","Estimated using emissions factor","Estimated using emissions factor and plant-specific sulfur content","Estimated using emissions factor"]
[13378,2019,"MI","Victoria Dam",1774,"2","HY","OP",{"$nulls":4},"WAT",null,{"v":278063.5,"d":"278,064"},{"v":113355,"d":"113,355"},{"$nulls":5},"EIA Prime Mover-level Data","EIA Prime Mover-level Data"]
[13394,2019,"MI","Way Dam",1785,"1","HY","OP",{"$nulls":4},"WAT",null,{"v":72406,"d":"72,406"},{"v":29517,"d":"29,517"},{"$nulls":5},"EIA Prime Mover-level Data","EIA Prime Mover-level Data"]
[13400,2019,"MI","Western Michigan University Power Plant",58161,"EG-1","IC","OP",{"$nulls":4},"NG",null,{"v":4595,"d":"4,595"},{"v":1982,"d":"1,982"},{"v":6.2350001335144,"d":"6.2"},{"v":2.68899989128113,"d":"2.7"},{"v":0.00730000017210841,"d":"0.0"},{"v":268.553009033203,"d":"268.6"},null,"EIA Prime Mover-level Data","EIA Prime Mover-level Data","Estimated using emissions factor","Estimated using emissions factor","Estimated using emissions factor","Estimated using emissions factor"]
[13420,2019,"MI","Wood Road",54549,"1-4","IC","OP",{"$nulls":4},"LFG",null,{"v":67337.203125,"d":"67,337"},{"v":27750.599609375,"d":"27,751"},{"v":48.8190002441406,"d":"48.8"},{"v":20.1189994812012,"d":"20.1"},{"v":1.51510000228882,"d":"1.5"},{"v":4275.89794921875,"d":"4,275.9"},null,"EIA Prime Mover-level Data","EIA Prime Mover-level Data","Estimated using emissions factor","Estimated using emissions factor","Estimated using emissions factor","Estimated using emissions factor"]
[13427,2019,"MI","Zeeland",1867,"10","IC","OP",{"$nulls":4},"NG",null,{"v":2514.47509765625,"d":"2,514"},{"v":1088.35900878906,"d":"1,088"},{"v":2.97199988365173,"d":"3.0"},{"v":1.28299999237061,"d":"1.3"},{"v":3.50000010803342E-3,"d":"0.0"},{"v":146.957000732422,"d":"147.0"},null,"EIA Prime Mover-level Data","EIA Prime Mover-level Data","Estimated using emissions factor","Estimated using emissions factor","Estimated using emissions factor","Estimated using emissions factor"]
[13442,2019,"MN","Adams Wind Farm",56307,"2","WT","OP",{"$nulls":4},"WND",null,{"v":170826.625,"d":"170,827"},{"v":59237.84375,"d":"59,238"},{"$nulls":5},"EIA Prime Mover-level Data","EIA Prime Mover-level Data"]
[13449,2019,"MN","Alexandria",1958,"IC1","IC","SB",{"$nulls":4},"DFO",null,{"v":72.129997253418,"d":"72"},{"v":29.0869998931885,"d":"29"},{"v":0.114000000059605,"d":"0.1"},{"v":0.046000000089407,"d":"0.0"},{"v":0.010499999858439,"d":"0.0"},{"v":5.8899998664856,"d":"5.9"},null,"EIA Prime Mover-level Data","EIA Prime Mover-level Data","Estimated using emissions factor","Estimated using emissions factor","Estimated using emissions factor","Estimated using emissions factor"]
[13469,2019,"MN","Anoka County MN CONX",62061,"PV1","PV","OP",{"$nulls":4},"SUN",null,{"v":45619,"d":"45,619"},{"v":28004,"d":"28,004"},{"$nulls":5},"EIA Prime Mover-level Data","EIA Prime Mover-level Data"]
[13474,2019,"MN","Antlia Community Solar",60937,"IACS2","PV","OP",{"$nulls":4},"SUN",null,{"v":13237,"d":"13,237"},{"v":8126,"d":"8,126"},{"$nulls":5},"EIA Prime Mover-level Data","EIA Prime Mover-level Data"]
[13491,2019,"MN","Atwater Solar",60521,"PV1","PV","OP",{"$nulls":4},"SUN",null,{"v":63912,"d":"63,912"},{"v":39233,"d":"39,233"},{"$nulls":5},"EIA Prime Mover-level Data","EIA Prime Mover-level Data"]
[13507,2019,"MN","B.R. Sauk Rapids CSG",61455,"42297","PV","OP",{"$nulls":4},"SUN",null,{"v":13174,"d":"13,174"},{"v":8087.2001953125,"d":"8,087"},{"$nulls":5},"EIA Prime Mover-level Data","EIA Prime Mover-level Data"]
[13519,2019,"MN","Benson City of",1964,"6","IC","RE",{"$nulls":4},"DFO"]
[13533,2019,"MN","Big Lake Project CSG",61817,"BIGLA","PV","OP",{"$nulls":4},"SUN",null,{"v":77296,"d":"77,296"},{"v":47449,"d":"47,449"},{"$nulls":5},"EIA Prime Mover-level Data","EIA Prime Mover-level Data"]
[13536,2019,"MN","Black Dog",1904,"6","GT","OP","Yes","ARP,CSNOX,CSSO2G2","CT",null,"NG",{"v":1926,"d":"1,926.0"},{"v":3232565,"d":"3,232,565"},{"v":1989481.5,"d":"1,989,482"},{"v":46.4370002746582,"d":"46.4"},{"v":28.4409999847412,"d":"28.4"},{"v":0.970000028610229,"d":"1.0"},{"v":192111.21875,"d":"192,111.2"},null,"EPA/CAMD","EPA/CAMD","EPA/CAMD","EPA/CAMD","EPA/CAMD","EPA/CAMD",{"$nulls":4},2018]
[13552,2019,"MN","Blue Earth",1967,"IC1","IC","OP",{"$nulls":4},"DFO",null,{"v":83.8639984130859,"d":"84"},{"v":33.2729988098145,"d":"33"},{"v":0.135000005364418,"d":"0.1"},{"v":0.0529999993741512,"d":"0.1"},{"v":0.0121999997645617,"d":"0.0"},{"v":6.84899997711182,"d":"6.8"},null,"EIA Prime Mover-level Data","EIA Prime Mover-level Data","Estimated using emissions factor","Estimated using emissions factor","Estimated using emissions factor","Estimated using emissions factor"]
[13562,2019,"MN","Blue Lake Generating Plant",8027,"4","GT","OP","Yes","CSNOX,CSSO2G2","CT",null,"DFO",{"v":20,"d":"20.0"},{"v":5373.10009765625,"d":"5,373"},{"v":2800.10009765625,"d":"2,800"},{"v":4.31500005722046,"d":"4.3"},{"v":2.24900007247925,"d":"2.2"},{"v":0.108000002801418,"d":"0.1"},{"v":438.782989501953,"d":"438.8"},null,"EPA/CAMD","EPA/CAMD","EPA/CAMD","EPA/CAMD","EPA/CAMD","Estimated using emissions factor",{"$nulls":4},1974]
[13578,2019,"MN","Brainerd Public Utilities",50636,"5","HY","OP",{"$nulls":4},"WAT",null,{"v":32692.138671875,"d":"32,692"},{"v":13561.4482421875,"d":"13,561"},{"$nulls":5},"EIA Prime Mover-level Data","EIA Prime Mover-level Data"]
[13597,2019,"MN","Capella Community Solar",61178,"HCCS2","PV","OP",{"$nulls":4},"SUN",null,{"v":13791.7998046875,"d":"13,792"},{"v":8466.400390625,"d":"8,466"},{"$nulls":5},"EIA Prime Mover-level Data","EIA Prime Mover-level Data"]
[13600,2019,"MN","Capella Community Solar",61178,"HCCS5","PV","OP",{"$nulls":4},"SUN",null,{"v":13791.7998046875,"d":"13,792"},{"v":8466.400390625,"d":"8,466"},{"$nulls":5},"EIA Prime Mover-level Data","EIA Prime Mover-level Data"]
[13620,2019,"MN","Centaurus Community Solar",60939,"KCCS2","PV","OP",{"$nulls":4},"SUN",null,{"v":13678,"d":"13,678"},{"v":8397,"d":"8,397"},{"$nulls":5},"EIA Prime Mover-level Data","EIA Prime Mover-level Data"]
[13627,2019,"MN","CF Novel Solar CSG Gardens Five, LLC",61543,"GEN1","PV","OP",{"$nulls":4},"SUN",null,{"v":47911,"d":"47,911"},{"v":29411,"d":"29,411"},{"$nulls":5},"EIA Prime Mover-level Data","EIA Prime Mover-level Data"]
[13644,2019,"MN","Clear Garden CSG",63481,"RPCG","PV","OP",{"$nulls":4},"SUN",null,{"v":2840,"d":"2,840"},{"v":1087,"d":"1,087"},{"$nulls":5},"EIA Prime Mover-level Data","EIA Prime Mover-level Data"]
[13662,2019,"MN","Cottage Grove CSG, LLC",61483,"CTGR1","PV","OP",{"$nulls":4},"SUN",null,{"v":10887.2001953125,"d":"10,887"},{"v":6683.2001953125,"d":"6,683"},{"$nulls":5},"EIA Prime Mover-level Data","EIA Prime Mover-level Data"]
[13665,2019,"MN","Cottage Grove CSG, LLC",61483,"CTGR4","PV","OP",{"$nulls":4},"SUN",null,{"v":10887.2001953125,"d":"10,887"},{"v":6683.2001953125,"d":"6,683"},{"$nulls":5},"EIA Prime Mover-level Data","EIA Prime Mover-level Data"]
[13677,2019,"MN","Dakota Solar",60977,"PV3","PV","CN",{"$nulls":4},"SUN"]
[13691,2019,"MN","Dickinson Solar Array",60652,"PV1","PV","OP",{"$nulls":4},"SUN",null,{"v":23413,"d":"23,413"},{"v":14372,"d":"14,372"},{"$nulls":5},"EIA Prime Mover-level Data","EIA Prime Mover-level Data"]
[13707,2019,"MN","Eichtens Community Solar",60795,"SO228","PV","OP",{"$nulls":4},"SUN",null,{"v":47178,"d":"47,178"},{"v":28961,"d":"28,961"},{"$nulls":5},"EIA Prime Mover-level Data","EIA Prime Mover-level Data"]
[13722,2019,"MN","Elk River City of",1971,"5","IC","OP",{"$nulls":4},"LFG",null,{"v":20722.75390625,"d":"20,723"},{"v":8906.0986328125,"d":"8,906"},{"v":53.3680000305176,"d":"53.4"},{"v":22.943000793457,"d":"22.9"},{"v":1.77219998836517,"d":"1.8"},{"v":1315.89099121094,"d":"1,315.9"},null,"EIA Prime Mover-level Data","EIA Prime Mover-level Data","Estimated using emissions factor","Estimated using emissions factor","Estimated using emissions factor","Estimated using emissions factor"]
[13733,2019,"MN","Equuleus Community Solar Gardens",61363,"CSG3","PV","OP",{"$nulls":4},"SUN",null,{"v":11211.599609375,"d":"11,212"},{"v":6882.39990234375,"d":"6,882"},{"$nulls":5},"EIA Prime Mover-level Data","EIA Prime Mover-level Data"]
[13749,2019,"MN","Fairmont Wind",56415,"WND1","WT","OP",{"$nulls":4},"WND",null,{"v":22112.591796875,"d":"22,113"},{"v":7667.962890625,"d":"7,668"},{"$nulls":5},"EIA Prime Mover-level Data","EIA Prime Mover-level Data"]
[13755,2019,"MN","Farmington Holdco Solar",60832,"FARMI","PV","OP",{"$nulls":4},"SUN",null,{"v":58630,"d":"58,630"},{"v":35990,"d":"35,990"},{"$nulls":5},"EIA Prime Mover-level Data","EIA Prime Mover-level Data"]
[13771,2019,"MN","Felton CSG PV1-5",62210,"FELT1","PV","OP",{"$nulls":4},"SUN",null,{"v":6659,"d":"6,659"},{"v":5188.60009765625,"d":"5,189"},{"$nulls":5},"EIA Prime Mover-level Data","EIA Prime Mover-level Data"]
[13778,2019,"MN","Fey Windfarm LLC",56204,"1","WT","OP",{"$nulls":4},"WND",null,{"v":45718,"d":"45,718"},{"v":15853,"d":"15,853"},{"$nulls":5},"EIA Prime Mover-level Data","EIA Prime Mover-level Data"]
[13798,2019,"MN","Franklin Heating Station",54224,"DG5","IC","OP",{"$nulls":4},"DFO",null,{"v":550.27001953125,"d":"550"},{"v":197.567993164063,"d":"198"},{"v":0.986000001430511,"d":"1.0"},{"v":0.379999995231628,"d":"0.4"},{"v":0.0890000015497208,"d":"0.1"},{"v":44.9370002746582,"d":"44.9"},null,"EIA Prime Mover-level Data","EIA Prime Mover-level Data","Estimated using emissions factor","Estimated using emissions factor","Estimated using emissions factor","Estimated using emissions factor"]
[13814,2019,"MN","Gibbon Solar",62010,"PGRK1","PV","OP",{"$nulls":4},"SUN",null,{"v":22984,"d":"22,984"},{"v":17909,"d":"17,909"},{"$nulls":5},"EIA Prime Mover-level Data","EIA Prime Mover-level Data"]
[13820,2019,"MN","Glencoe",1975,"12","IC","OP",{"$nulls":4},"DFO",null,{"v":311.938995361328,"d":"312"},{"v":124.192001342773,"d":"124"},{"v":0.483999997377396,"d":"0.5"},{"v":0.190999999642372,"d":"0.2"},{"v":0.0436000004410744,"d":"0.0"},{"v":25.4740009307861,"d":"25.5"},null,"EIA Prime Mover-level Data","EIA Prime Mover-level Data","Estimated using emissions factor","Estimated using emissions factor","Estimated using emissions factor","Estimated using emissions factor"]
[13840,2019,"MN","Grand Marais",1976,"8","IC","OP",{"$nulls":4},"DFO",null,{"v":626.567016601563,"d":"627"},{"v":247.164001464844,"d":"247"},{"v":1.00699996948242,"d":"1.0"},{"v":0.398000001907349,"d":"0.4"},{"v":0.0908999964594841,"d":"0.1"},{"v":51.1669998168945,"d":"51.2"},null,"EIA Prime Mover-level Data","EIA Prime Mover-level Data","Estimated using emissions factor","Estimated using emissions factor","Estimated using emissions factor","Estimated using emissions factor"]
[13847,2019,"MN","Granite Falls",1977,"1","HY","OP",{"$nulls":4},"WAT",null,{"v":6020.76904296875,"d":"6,021"},{"v":2497.61499023438,"d":"2,498"},{"$nulls":5},"EIA Prime Mover-level Data","EIA Prime Mover-level Data"]
[13862,2019,"MN","GSPP Imholte CSG",62830,"IMHOL","PV","OP",{"$nulls":4},"SUN",null,{"v":9163,"d":"9,163"},{"v":7466,"d":"7,466"},{"$nulls":5},"EIA Prime Mover-level Data","EIA Prime Mover-level Data"]
[13878,2019,"MN","Hartmann Project CSG",63174,"TC3","PV","OP",{"$nulls":4},"SUN",null,160,0,{"$nulls":5},"EIA Prime Mover-level Data","EIA Prime Mover-level Data"]
[13880,2019,"MN","Hastings City Hydroelectric",54285,"2","HY","OP",{"$nulls":4},"WAT",null,{"v":56742.5,"d":"56,743"},{"v":23537.5,"d":"23,538"},{"$nulls":5},"EIA Prime Mover-level Data","EIA Prime Mover-level Data"]
[13891,2019,"MN","Hennepin Island",1911,"5","HY","OP",{"$nulls":4},"WAT",null,{"v":104291.421875,"d":"104,291"},{"v":43262.41015625,"d":"43,262"},{"$nulls":5},"EIA Prime Mover-level Data","EIA Prime Mover-level Data"]
[13907,2019,"MN","Honeysuckle Solar, LLC",63309,"HONEY","PV","T",{"$nulls":4},"SUN"]
[13925,2019,"MN","Hutchinson Plant #1",1980,"4","IC","OP",{"$nulls":4},"NG",null,{"v":5168.23779296875,"d":"5,168"},{"v":2429.9189453125,"d":"2,430"},6.5,{"v":3.05800008773804,"d":"3.1"},{"v":0.00820000004023314,"d":"0.0"},{"v":302.054992675781,"d":"302.1"},null,"EIA Prime Mover-level Data","EIA Prime Mover-level Data","Estimated using emissions factor","Estimated using emissions factor","Estimated using emissions factor","Estimated using emissions factor"]
[13929,2019,"MN","Hwy 14 Holdco Solar CSG",60834,"HWY14","PV","OP",{"$nulls":4},"SUN",null,{"v":66940,"d":"66,940"},{"v":41092,"d":"41,092"},{"$nulls":5},"EIA Prime Mover-level Data","EIA Prime Mover-level Data"]
[13949,2019,"MN","Janesville",1982,"1","IC","OP",{"$nulls":4},"DFO",null,{"v":77.4489974975586,"d":"77"},{"v":31.2040004730225,"d":"31"},{"v":0.115000002086163,"d":"0.1"},{"v":0.046000000089407,"d":"0.0"},{"v":0.0104000000283122,"d":"0.0"},{"v":6.32499980926514,"d":"6.3"},null,"EIA Prime Mover-level Data","EIA Prime Mover-level Data","Estimated using emissions factor","Estimated using emissions factor","Estimated using emissions factor","Estimated using emissions factor"]
[13956,2019,"MN","Johnson II Community Solar",61695,"PV1","PV","OP",{"$nulls":4},"SUN",null,{"v":12333,"d":"12,333"},{"v":7571,"d":"7,571"},{"$nulls":5},"EIA Prime Mover-level Data","EIA Prime Mover-level Data"]
[13972,2019,"MN","Key City",1914,"1","GT","RE",{"$nulls":4},"NG"]
[13991,2019,"MN","Lahr 1, LLC",61203,"PV1","PV","OP",{"$nulls":4},"SUN",null,{"v":62050,"d":"62,050"},{"v":38090,"d":"38,090"},{"$nulls":5},"EIA Prime Mover-level Data","EIA Prime Mover-level Data"]
[13998,2019,"MN","Lake Emily Solar",60526,"PV1","PV","OP",{"$nulls":4},"SUN",null,{"v":72405,"d":"72,405"},{"v":44447,"d":"44,447"},{"$nulls":5},"EIA Prime Mover-level Data","EIA Prime Mover-level Data"]
[14017,2019,"MN","Lakeswind Power Partners",58836,"LW1","WT","OP",{"$nulls":4},"WND",null,{"v":1345813,"d":"1,345,813"},{"v":466690,"d":"466,690"},{"$nulls":5},"EIA Prime Mover-level Data","EIA Prime Mover-level Data"]
[14020,2019,"MN","Lanesboro",1987,"3","IC","RE",{"$nulls":4},"DFO"]
[14036,2019,"MN","Lind Solar CSG",60966,"S0222","PV","OP",{"$nulls":4},"SUN",null,{"v":61925,"d":"61,925"},{"v":38013,"d":"38,013"},{"$nulls":5},"EIA Prime Mover-level Data","EIA Prime Mover-level Data"]
[14050,2019,"MN","Little Falls (MN)",1896,"1","HY","OP",{"$nulls":4},"WAT",null,{"v":48305.390625,"d":"48,305"},{"v":20038.087890625,"d":"20,038"},{"$nulls":5},"EIA Prime Mover-level Data","EIA Prime Mover-level Data"]
[14062,2019,"MN","Luverne",1990,"4C","IC","OP",{"$nulls":4},"DFO",null,230,87,{"v":0.344999998807907,"d":"0.3"},{"v":0.129999995231628,"d":"0.1"},{"v":0.0333000011742115,"d":"0.0"},{"v":18.7819995880127,"d":"18.8"},null,"EIA Prime Mover-level Data","EIA Prime Mover-level Data","Estimated using emissions factor","Estimated using emissions factor","Estimated using emissions factor","Estimated using emissions factor"]
[14078,2019,"MN","Mapleton Community Solar",60941,"DMCS3","PV","OP",{"$nulls":4},"SUN",null,{"v":12541.6669921875,"d":"12,542"},{"v":7699,"d":"7,699"},{"$nulls":5},"EIA Prime Mover-level Data","EIA Prime Mover-level Data"]
[14083,2019,"MN","Marmas Solar CSG",61139,"MARM4","PV","OP",{"$nulls":4},"SUN",null,{"v":13355.5,"d":"13,356"},{"v":8198.25,"d":"8,198"},{"$nulls":5},"EIA Prime Mover-level Data","EIA Prime Mover-level Data"]
[14100,2019,"MN","Melrose 2",58929,"12286","IC","OP",{"$nulls":4},"DFO",null,48,18,{"v":0.0750000029802322,"d":"0.1"},{"v":0.0280000008642673,"d":"0.0"},{"v":0.00700000021606684,"d":"0.0"},{"v":3.92000007629395,"d":"3.9"},null,"EIA Prime Mover-level Data","EIA Prime Mover-level Data","Estimated using emissions factor","Estimated using emissions factor","Estimated using emissions factor","Estimated using emissions factor"]
[14107,2019,"MN","Minnesota Valley",1918,"3","ST","RE",{"$nulls":4},"NG"]
[14127,2019,"MN","Moose Lake",1996,"6","IC","OP",{"$nulls":4},"DFO",null,{"v":139.598007202148,"d":"140"},{"v":59.3849983215332,"d":"59"},{"v":0.214000001549721,"d":"0.2"},{"v":0.0850000008940697,"d":"0.1"},{"v":0.0199999995529652,"d":"0.0"},{"v":11.3999996185303,"d":"11.4"},null,"EIA Prime Mover-level Data","EIA Prime Mover-level Data","Estimated using emissions factor","Estimated using emissions factor","Estimated using emissions factor","Estimated using emissions factor"]
[14142,2019,"MN","Mountain Lake",1998,"6","IC","OP",{"$nulls":4},"DFO",null,{"v":206.774993896484,"d":"207"},{"v":82.8000030517578,"d":"83"},{"v":0.284999996423721,"d":"0.3"},{"v":0.111000001430511,"d":"0.1"},{"v":0.0258000008761883,"d":"0.0"},{"v":16.8859996795654,"d":"16.9"},null,"EIA Prime Mover-level Data","EIA Prime Mover-level Data","Estimated using emissions factor","Estimated using emissions factor","Estimated using emissions factor","Estimated using emissions factor"]
[14149,2019,"MN","MSC-GreyCloud01 Community Solar",62143,"52785","PV","OP",{"$nulls":4},"SUN",null,{"v":13580,"d":"13,580"},{"v":8968,"d":"8,968"},{"$nulls":5},"EIA Prime Mover-level Data","EIA Prime Mover-level Data"]
[14169,2019,"MN","New Prague",1999,"6","IC","OP",{"$nulls":4},"NG",null,{"v":4366.15380859375,"d":"4,366"},{"v":1915.38500976563,"d":"1,915"},{"v":3.51699995994568,"d":"3.5"},{"v":1.65400004386902,"d":"1.7"},{"v":0.00410000002011657,"d":"0.0"},{"v":255.177993774414,"d":"255.2"},null,"EIA Prime Mover-level Data","EIA Prime Mover-level Data","Estimated using emissions factor","Estimated using emissions factor","Estimated using emissions factor","Estimated using emissions factor"]
[14175,2019,"MN","Nobles Wind Project",57047,"1","WT","OP",{"$nulls":4},"WND",null,{"v":5646964,"d":"5,646,964"},{"v":1947791,"d":"1,947,791"},{"$nulls":5},"EIA Prime Mover-level Data","EIA Prime Mover-level Data"]
[14191,2019,"MN","Northfield Solar CSG",62708,"SC","PV","V",{"$nulls":4},"SUN"]
[14207,2019,"MN","Novel Kanewischer Solar CSG",62986,"KANE","PV","T",{"$nulls":4},"SUN"]
[14220,2019,"MN","Odin Wind Farm LLC",56755,"1","WT","OP",{"$nulls":4},"WND",null,{"v":399479,"d":"399,479"},{"v":138528,"d":"138,528"},{"$nulls":5},"EIA Prime Mover-level Data","EIA Prime Mover-level Data"]
[14233,2019,"MN","Owatonna",2003,"7","GT","OP",{"$nulls":4},"NG",null,{"v":2923,"d":"2,923"},{"v":1375,"d":"1,375"},{"v":0.444999992847443,"d":"0.4"},{"v":0.209999993443489,"d":"0.2"},{"v":4.69999993219972E-3,"d":"0.0"},{"v":170.832992553711,"d":"170.8"},null,"EIA Prime Mover-level Data","EIA Prime Mover-level Data","Estimated using emissions factor","Estimated using emissions factor","Estimated using emissions factor","Estimated using emissions factor"]
[14236,2019,"MN","Owatonna Energy Station",60254,"UNIT3","IC","OP",{"$nulls":4},"NG",null,{"v":63195,"d":"63,195"},{"v":29727.75,"d":"29,728"},{"v":87.4619979858398,"d":"87.5"},{"v":41.1430015563965,"d":"41.1"},{"v":0.101000003516674,"d":"0.1"},{"v":3693.40209960938,"d":"3,693.4"},null,"EIA Prime Mover-level Data","EIA Prime Mover-level Data","Estimated using emissions factor","Estimated using emissions factor","Estimated using emissions factor","Estimated using emissions factor"]
[14253,2019,"MN","Pipestone City Solar LLC",63726,"PSCTY","PV","T",{"$nulls":4},"SUN"]
[14262,2019,"MN","PopeSun CSG, LLC",61542,"GEN1","PV","OP",{"$nulls":4},"SUN",null,{"v":71409,"d":"71,409"},{"v":43836,"d":"43,836"},{"$nulls":5},"EIA Prime Mover-level Data","EIA Prime Mover-level Data"]
[14278,2019,"MN","Preston (MN)",2004,"6","IC","OP",{"$nulls":4},"NG",null,{"v":537.838012695313,"d":"538"},{"v":232.973007202148,"d":"233"},{"v":0.526000022888184,"d":"0.5"},{"v":0.246999993920326,"d":"0.2"},{"v":6.00000028498471E-4,"d":"0.0"},{"v":31.4340000152588,"d":"31.4"},null,"EIA Prime Mover-level Data","EIA Prime Mover-level Data","Estimated using emissions factor","Estimated using emissions factor","Estimated using emissions factor","Estimated using emissions factor"]
[14285,2019,"MN","Princeton (MN)",2005,"6","IC","OP",{"$nulls":4},"DFO",null,{"v":1650.07299804688,"d":"1,650"},{"v":648.658996582031,"d":"649"},{"v":2.67000007629395,"d":"2.7"},{"v":1.04999995231628,"d":"1.0"},{"v":0.23929999768734,"d":"0.2"},{"v":134.75,"d":"134.8"},null,"EIA Prime Mover-level Data","EIA Prime Mover-level Data","Estimated using emissions factor","Estimated using emissions factor","Estimated using emissions factor","Estimated using emissions factor"]
[14300,2019,"MN","Red Lake Falls Community Hybrid",63689,"RLFW","WT","L",{"$nulls":4},"WND"]
[14320,2019,"MN","Ridgewind",57386,"WTG1","WT","OP",{"$nulls":4},"WND",null,{"v":689328,"d":"689,328"},{"v":239040,"d":"239,040"},{"$nulls":5},"EIA Prime Mover-level Data","EIA Prime Mover-level Data"]
[14327,2019,"MN","Rochester Hydro",2007,"1","HY","OP",{"$nulls":4},"WAT",null,{"v":47276,"d":"47,276"},{"v":19611,"d":"19,611"},{"$nulls":5},"EIA Prime Mover-level Data","EIA Prime Mover-level Data"]
[14345,2019,"MN","SAF Hydroelectric LLC",57665,"14","HY","OP",{"$nulls":4},"WAT",null,{"v":17155.5,"d":"17,156"},{"v":7116.5,"d":"7,117"},{"$nulls":5},"EIA Prime Mover-level Data","EIA Prime Mover-level Data"]
[14349,2019,"MN","SAF Hydroelectric LLC",57665,"3","HY","OP",{"$nulls":4},"WAT",null,{"v":17155.5,"d":"17,156"},{"v":7116.5,"d":"7,117"},{"$nulls":5},"EIA Prime Mover-level Data","EIA Prime Mover-level Data"]
[14365,2019,"MN","Sappi Cloquet Mill",50639,"9PB","ST","OP",{"$nulls":3},2,"WDS",null,{"v":2494533.5,"d":"2,494,534"},{"v":987356.9375,"d":"987,357"},{"v":274.398986816406,"d":"274.4"},{"v":113.545997619629,"d":"113.5"},{"v":33.4233016967773,"d":"33.4"},{"v":247466.265625,"d":"247,466.3"},null,"EIA Unit-level Data","EIA Unit-Level Data","Estimated based on unit-level NOx emission rates","Estimated based on unit-level NOx ozone season emission rates","Estimated using emissions factor and plant-specific sulfur content","Estimated using emissions factor"]
[14378,2019,"MN","Sartell Dam",50252,"HG6","HY","OP",{"$nulls":4},"WAT",null,{"v":21487.65625,"d":"21,488"},{"v":8913.4619140625,"d":"8,913"},{"$nulls":5},"EIA Prime Mover-level Data","EIA Prime Mover-level Data"]
[14391,2019,"MN","Scanlon",1899,"3","HY","OP",{"$nulls":4},"WAT",null,{"v":16162.75,"d":"16,163"},{"v":6704.75,"d":"6,705"},{"$nulls":5},"EIA Prime Mover-level Data","EIA Prime Mover-level Data"]
[14407,2019,"MN","Sherburne Community Solar One LLC CSG",63122,"52814","PV","OP",{"$nulls":4},"SUN",null,214,0,{"$nulls":5},"EIA Prime Mover-level Data","EIA Prime Mover-level Data"]
[14423,2019,"MN","Sleepy Eye",2011,"7","IC","SB",{"$nulls":4},"DFO",null,{"v":180.876998901367,"d":"181"},{"v":70.8769989013672,"d":"71"},{"v":0.296000003814697,"d":"0.3"},{"v":0.11599999666214,"d":"0.1"},{"v":0.0262000001966953,"d":"0.0"},{"v":14.7709999084473,"d":"14.8"},null,"EIA Prime Mover-level Data","EIA Prime Mover-level Data","Estimated using emissions factor","Estimated using emissions factor","Estimated using emissions factor","Estimated using emissions factor"]
[14433,2019,"MN","South Generation",7982,"4","IC","OP",{"$nulls":4},"DFO",null,{"v":231.667007446289,"d":"232"},90,{"v":0.384999990463257,"d":"0.4"},{"v":0.149000003933907,"d":"0.1"},{"v":0.0335999988019466,"d":"0.0"},{"v":18.9190006256104,"d":"18.9"},null,"EIA Prime Mover-level Data","EIA Prime Mover-level Data","Estimated using emissions factor","Estimated using emissions factor","Estimated using emissions factor","Estimated using emissions factor"]
[14449,2019,"MN","Springfield (MN)",2012,"7","IC","OP",{"$nulls":4},"DFO"]
[14456,2019,"MN","St James",1929,"1","IC","OP",{"$nulls":4},"DFO",null,{"v":141.332992553711,"d":"141"},{"v":54.6669998168945,"d":"55"},{"v":0.212999999523163,"d":"0.2"},{"v":0.0820000022649765,"d":"0.1"},{"v":0.0205000005662441,"d":"0.0"},{"v":11.5419998168945,"d":"11.5"},null,"EIA Prime Mover-level Data","EIA Prime Mover-level Data","Estimated using emissions factor","Estimated using emissions factor","Estimated using emissions factor","Estimated using emissions factor"]
[14470,2019,"MN","St. Cloud Solar CSG",61384,"STCL1","PV","OP",{"$nulls":4},"SUN",null,{"v":12076.7998046875,"d":"12,077"},{"v":7413.39990234375,"d":"7,413"},{"$nulls":5},"EIA Prime Mover-level Data","EIA Prime Mover-level Data"]
[14478,2019,"MN","St. Olaf Wind Turbine",58995,"OLFWT","WT","OP",{"$nulls":4},"WND",null,{"v":22706,"d":"22,706"},{"v":7874,"d":"7,874"},{"$nulls":5},"EIA Prime Mover-level Data","EIA Prime Mover-level Data"]
[14498,2019,"MN","SunE Feely 1 CSG, LLC",61478,"FELY5","PV","OP",{"$nulls":4},"SUN",null,{"v":13031.7998046875,"d":"13,032"},{"v":7999.7998046875,"d":"8,000"},{"$nulls":5},"EIA Prime Mover-level Data","EIA Prime Mover-level Data"]
[14503,2019,"MN","Sunrise Community Solar",60713,"SCS2","PV","OP",{"$nulls":4},"SUN",null,{"v":12196,"d":"12,196"},{"v":7486.7998046875,"d":"7,487"},{"$nulls":5},"EIA Prime Mover-level Data","EIA Prime Mover-level Data"]
[14520,2019,"MN","Taurus Community Solar",61174,"ETCS2","PV","OP",{"$nulls":4},"SUN",null,{"v":13295.25,"d":"13,295"},{"v":8161.5,"d":"8,162"},{"$nulls":5},"EIA Prime Mover-level Data","EIA Prime Mover-level Data"]
[14536,2019,"MN","Thomson",1901,"6","HY","OP",{"$nulls":4},"WAT",null,{"v":546880.5,"d":"546,881"},{"v":226858.015625,"d":"226,858"},{"$nulls":5},"EIA Prime Mover-level Data","EIA Prime Mover-level Data"]
[14548,2019,"MN","Thomson Reuters Data Center Bldg H",57208,"4","IC","SB",{"$nulls":4},"DFO",null,{"v":299.5,"d":"300"},{"v":131.25,"d":"131"},{"v":0.47299998998642,"d":"0.5"},{"v":0.207000002264977,"d":"0.2"},{"v":0.0434000007808208,"d":"0.0"},{"v":24.4580001831055,"d":"24.5"},null,"EIA Prime Mover-level Data","EIA Prime Mover-level Data","Estimated using emissions factor","Estimated using emissions factor","Estimated using emissions factor","Estimated using emissions factor"]
[14562,2019,"MN","Twin Cities Hydro LLC",57069,"1","HY","OP",{"$nulls":4},"WAT",null,{"v":224564.5,"d":"224,565"},{"v":93154.25,"d":"93,154"},{"$nulls":5},"EIA Prime Mover-level Data","EIA Prime Mover-level Data"]
[14565,2019,"MN","Twin Cities Hydro LLC",57069,"4","HY","OP",{"$nulls":4},"WAT",null,{"v":224564.5,"d":"224,565"},{"v":93154.25,"d":"93,154"},{"$nulls":5},"EIA Prime Mover-level Data","EIA Prime Mover-level Data"]
[14581,2019,"MN","Ursa Community Solar",60712,"UCS4","PV","OP",{"$nulls":4},"SUN",null,{"v":12030.599609375,"d":"12,031"},{"v":7385.2001953125,"d":"7,385"},{"$nulls":5},"EIA Prime Mover-level Data","EIA Prime Mover-level Data"]
[14591,2019,"MN","USS Centerfield Solar CSG",62335,"USCEN","PV","OP",{"$nulls":4},"SUN",null,{"v":2725,"d":"2,725"},0,{"$nulls":5},"EIA Prime Mover-level Data","EIA Prime Mover-level Data"]
[14607,2019,"MN","USS Horne North Solar LLC CSG",63154,"HORNN","PV","U",{"$nulls":4},"SUN"]
[14627,2019,"MN","USS Rockpoint Solar CSG",62000,"USSRP","PV","OP",{"$nulls":4},"SUN",null,{"v":15245,"d":"15,245"},{"v":9358,"d":"9,358"},{"$nulls":5},"EIA Prime Mover-level Data","EIA Prime Mover-level Data"]
[14628,2019,"MN","USS Solar Dawn CSG",62044,"USSSD","PV","OP",{"$nulls":4},"SUN",null,{"v":15432,"d":"15,432"},{"v":9473,"d":"9,473"},{"$nulls":5},"EIA Prime Mover-level Data","EIA Prime Mover-level Data"]
[14649,2019,"MN","Vega Community Solar",60944,"NVCS5","PV","OP",{"$nulls":4},"SUN",null,{"v":14103.599609375,"d":"14,104"},{"v":8657.599609375,"d":"8,658"},{"$nulls":5},"EIA Prime Mover-level Data","EIA Prime Mover-level Data"]
[14656,2019,"MN","Virginia",2018,"9","ST","OP",{"$nulls":3},3,"SUB",null,{"v":259842.71875,"d":"259,843"},0,{"v":19.8780002593994,"d":"19.9"},{"v":13.1409997940063,"d":"13.1"},{"v":78.5721969604492,"d":"78.6"},{"v":27789.1953125,"d":"27,789.2"},null,"EIA Unit-level Data","EIA Unit-Level Data","Estimated based on unit-level NOx emission rates","Estimated using emissions factor","Estimated using emissions factor and plant-specific sulfur content","Estimated using emissions factor"]
[14673,2019,"MN","Waterford Holdco CSG",61452,"WATER","PV","OP",{"$nulls":4},"SUN",null,{"v":39084,"d":"39,084"},{"v":23993,"d":"23,993"},{"$nulls":5},"EIA Prime Mover-level Data","EIA Prime Mover-level Data"]
[14678,2019,"MN","Welcome Wind Turbine",57248,"WIND1","WT","OP",{"$nulls":4},"WND",null,{"v":51943,"d":"51,943"},{"v":18013,"d":"18,013"},{"$nulls":5},"EIA Prime Mover-level Data","EIA Prime Mover-level Data"]
[14698,2019,"MN","West Group Data Center F",56247,"4","IC","SB",{"$nulls":4},"DFO",null,{"v":421.75,"d":"422"},{"v":221.25,"d":"221"},{"v":0.666000008583069,"d":"0.7"},{"v":0.349000006914139,"d":"0.3"},{"v":0.0612000003457069,"d":"0.1"},{"v":34.4410018920898,"d":"34.4"},null,"EIA Prime Mover-level Data","EIA Prime Mover-level Data","Estimated using emissions factor","Estimated using emissions factor","Estimated using emissions factor","Estimated using emissions factor"]
[14706,2019,"MN","Westside Energy Station",60564,"WES2","IC","OP",{"$nulls":4},"NG",null,{"v":73550.203125,"d":"73,550"},{"v":34599.19921875,"d":"34,599"},{"v":93.7320022583008,"d":"93.7"},{"v":44.0929985046387,"d":"44.1"},{"v":0.117499999701977,"d":"0.1"},{"v":4298.60693359375,"d":"4,298.6"},null,"EIA Prime Mover-level Data","EIA Prime Mover-level Data","Estimated using emissions factor","Estimated using emissions factor","Estimated using emissions factor","Estimated using emissions factor"]
[14720,2019,"MN","Willmar Municipal SW Substation",57035,"SW03","IC","OP",{"$nulls":4},"DFO",null,{"v":235.667007446289,"d":"236"},{"v":93.3330001831055,"d":"93"},{"v":0.375999987125397,"d":"0.4"},{"v":0.149000003933907,"d":"0.1"},{"v":0.0342000015079975,"d":"0.0"},{"v":19.2450008392334,"d":"19.2"},null,"EIA Prime Mover-level Data","EIA Prime Mover-level Data","Estimated using emissions factor","Estimated using emissions factor","Estimated using emissions factor","Estimated using emissions factor"]
[14736,2019,"MN","Wolf Wind Enterprises LLC",56589,"1","WT","OP",{"$nulls":4},"WND",null,{"v":15352,"d":"15,352"},{"v":5324,"d":"5,324"},{"$nulls":5},"EIA Prime Mover-level Data","EIA Prime Mover-level Data"]
[14751,2019,"MN","Worthington",2024,"8","WT","OP",{"$nulls":4},"WND",null,{"v":18811.28515625,"d":"18,811"},{"v":6523.39306640625,"d":"6,523"},{"$nulls":5},"EIA Prime Mover-level Data","EIA Prime Mover-level Data"]
[14762,2019,"MN","WrightSun CSG, LLC",61547,"GEN1","PV","OP",{"$nulls":4},"SUN",null,{"v":62974,"d":"62,974"},{"v":38658,"d":"38,658"},{"$nulls":5},"EIA Prime Mover-level Data","EIA Prime Mover-level Data"]
[14778,2019,"MO","Anheuser-Busch St Louis",10430,"B1","ST","OP",{"$nulls":3},3,"NG",null,{"v":373654.0625,"d":"373,654"},0,{"v":22.7929992675781,"d":"22.8"},{"v":0,"d":"0.0"},{"v":0.597100019454956,"d":"0.6"},{"v":21838.03515625,"d":"21,838.0"},null,"EIA Unit-level Data","EIA Unit-Level Data","Estimated based on unit-level NOx emission rates","Estimated based on unit-level NOx ozone season emission rates","Estimated using emissions factor and plant-specific sulfur content","Estimated using emissions factor"]
[14785,2019,"MO","Audrain Power Plant",55234,"CT3","GT","OP","Yes","ARP,CSNOX,CSOSG2,CSSO2G1","CT",null,"NG",{"v":51,"d":"51.0"},{"v":34221.15234375,"d":"34,221"},{"v":18716.5390625,"d":"18,717"},{"v":0.41100001335144,"d":"0.4"},{"v":0.224999994039536,"d":"0.2"},{"v":0.00999999977648258,"d":"0.0"},{"v":2033.55505371094,"d":"2,033.6"},null,"EPA/CAMD","EPA/CAMD","EPA/CAMD","EPA/CAMD","EPA/CAMD","EPA/CAMD",{"$nulls":4},2001]
[14798,2019,"MO","Butler Municipal Power Plant",2115,"IC6","IC","SB",{"$nulls":4},"DFO",null,{"v":100.853996276855,"d":"101"},{"v":45.3660011291504,"d":"45"},{"v":0.149000003933907,"d":"0.1"},{"v":0.0670000016689301,"d":"0.1"},{"v":0.0146000003442168,"d":"0.0"},{"v":8.23600006103516,"d":"8.2"},null,"EIA Prime Mover-level Data","EIA Prime Mover-level Data","Estimated using emissions factor","Estimated using emissions factor","Estimated using emissions factor","Estimated using emissions factor"]
[14807,2019,"MO","Carrollton",2120,"11","IC","OP",{"$nulls":4},"DFO"]
[14827,2019,"MO","Chillicothe",2122,"GT2A","GT","OP","Yes","CSNOX,CSOSG2,CSSO2G1","CT",null,"NG",{"v":98,"d":"98.0"},{"v":15092.7001953125,"d":"15,093"},{"v":10420.5,"d":"10,421"},{"v":5.97700023651123,"d":"6.0"},{"v":3.6470000743866,"d":"3.6"},{"v":0.698000013828278,"d":"0.7"},{"v":882.085998535156,"d":"882.1"},null,"EPA/CAMD","EPA/CAMD","EPA/CAMD","EPA/CAMD","EPA/CAMD","Estimated using emissions factor",{"$nulls":4},1986]
[14831,2019,"MO","City of West Plains Power Station",59664,"UNIT2","GT","SB",{"$nulls":4},"NG",null,{"v":11800.974609375,"d":"11,801"},{"v":6214.83984375,"d":"6,215"},{"v":1.3860000371933,"d":"1.4"},{"v":0.768999993801117,"d":"0.8"},{"v":0.0140000004321337,"d":"0.0"},{"v":689.702026367188,"d":"689.7"},null,"EIA Prime Mover-level Data","EIA Prime Mover-level Data","Estimated using emissions factor","Estimated using emissions factor","Estimated using emissions factor","Estimated using emissions factor"]
[14849,2019,"MO","Dogwood Energy Facility",55178,"CT-2","CT","OP","Yes","ARP,CSNOX,CSOSG2,CSSO2G1","CC",null,"NG",{"v":5368,"d":"5,368.0"},{"v":9079970,"d":"9,079,970"},{"v":5226017,"d":"5,226,017"},{"v":70.8789978027344,"d":"70.9"},{"v":39.3839988708496,"d":"39.4"},{"v":2.72399997711182,"d":"2.7"},{"v":539614.3125,"d":"539,614.3"},null,"EPA/CAMD","EPA/CAMD","EPA/CAMD","EPA/CAMD","EPA/CAMD","EPA/CAMD",null,null,"DLNB,SCR",null,2001]
[14856,2019,"MO","Empire District Elec Co Energy Ctr",6223,"2","GT","OP","Yes","CSNOX,CSOSG2,CSSO2G1","CT",null,"NG",{"v":226,"d":"226.0"},{"v":109187.421875,"d":"109,187"},{"v":39617.33203125,"d":"39,617"},{"v":21.6229991912842,"d":"21.6"},{"v":8.8459997177124,"d":"8.8"},{"v":0.726999998092651,"d":"0.7"},{"v":8019.84619140625,"d":"8,019.8"},null,"EPA/CAMD","EPA/CAMD","EPA/CAMD","EPA/CAMD","EPA/CAMD","EPA/CAMD",null,null,"H2O",null,1981]
[14876,2019,"MO","Gallatin #2",8017,"8","IC","RE",{"$nulls":4},"DFO"]
[14891,2019,"MO","Hannibal - Oakwood Substation",63097,"EP-01","IC","SB",{"$nulls":4},"DFO",null,{"v":53.125,"d":"53"},{"v":23.75,"d":"24"},{"v":0.0860000029206276,"d":"0.1"},{"v":0.0379999987781048,"d":"0.0"},{"v":0.00769999995827675,"d":"0.0"},{"v":4.33799982070923,"d":"4.3"},null,"EIA Prime Mover-level Data","EIA Prime Mover-level Data","Estimated using emissions factor","Estimated using emissions factor","Estimated using emissions factor","Estimated using emissions factor"]
[14894,2019,"MO","Hannibal - Oakwood Substation",63097,"EP-04","IC","SB",{"$nulls":4},"DFO",null,{"v":53.125,"d":"53"},{"v":23.75,"d":"24"},{"v":0.0860000029206276,"d":"0.1"},{"v":0.0379999987781048,"d":"0.0"},{"v":0.00769999995827675,"d":"0.0"},{"v":4.33799982070923,"d":"4.3"},null,"EIA Prime Mover-level Data","EIA Prime Mover-level Data","Estimated using emissions factor","Estimated using emissions factor","Estimated using emissions factor","Estimated using emissions factor"]
[14909,2019,"MO","Hawthorn",2079,"7","GT","OP","Yes","ARP,CSNOX,CSOSG2,CSSO2G1","CT",null,"NG",{"v":558,"d":"558.0"},{"v":339945.84375,"d":"339,946"},{"v":177889.5625,"d":"177,890"},{"v":4.51300001144409,"d":"4.5"},{"v":2.2039999961853,"d":"2.2"},{"v":0.101999998092651,"d":"0.1"},{"v":20202.935546875,"d":"20,202.9"},null,"EPA/CAMD","EPA/CAMD","EPA/CAMD","EPA/CAMD","EPA/CAMD","EPA/CAMD",null,null,"O",null,2000]
[14920,2019,"MO","Iatan",6065,"1","ST","OP","Yes","ARP,CSNOX,CSOSG2,CSSO2G1,MATS","WALL",1,"SUB",{"v":5268,"d":"5,268.0"},{"v":25162420,"d":"25,162,420"},{"v":13483136,"d":"13,483,136"},{"v":900.085998535156,"d":"900.1"},{"v":492.760986328125,"d":"492.8"},{"v":83.5540008544922,"d":"83.6"},{"v":2639033,"d":"2,639,033.0"},{"v":12.9300003051758,"d":"12.9"},"EPA/CAMD","EPA/CAMD","EPA/CAMD","EPA/CAMD","EPA/CAMD","EPA/CAMD","EPA/CAMD","WL","LNBO,OFA,SCR","Yes",1980]
[14936,2019,"MO","Jackson (MO)",2137,"8","IC","OP",{"$nulls":4},"DFO",null,{"v":623.635009765625,"d":"624"},{"v":308.972991943359,"d":"309"},{"v":0.541999995708466,"d":"0.5"},{"v":0.24099999666214,"d":"0.2"},{"v":0.0485999993979931,"d":"0.0"},{"v":50.9280014038086,"d":"50.9"},null,"EIA Prime Mover-level Data","EIA Prime Mover-level Data","Estimated using emissions factor","Estimated using emissions factor","Estimated using emissions factor","Estimated using emissions factor"]
[14956,2019,"MO","Kahoka",2138,"3","IC","OP",{"$nulls":4},"DFO",null,{"v":1.29700005054474,"d":"1"},0,{"v":0.00400000018998981,"d":"0.0"},{"v":0,"d":"0.0"},{"v":0.000300000014249235,"d":"0.0"},{"v":0.105999998748302,"d":"0.1"},null,"EIA Prime Mover-level Data","EIA Prime Mover-level Data","Estimated using emissions factor","Estimated using emissions factor","Estimated using emissions factor","Estimated using emissions factor"]
[14964,2019,"MO","Kennett",2139,"1","IC","RE",{"$nulls":4},"DFO",null,{"v":186.606994628906,"d":"187"},{"v":102.417999267578,"d":"102"},{"v":0.230000004172325,"d":"0.2"},{"v":0.101999998092651,"d":"0.1"},{"v":0.0208000000566244,"d":"0.0"},{"v":15.2390003204346,"d":"15.2"},null,"EIA Prime Mover-level Data","EIA Prime Mover-level Data","Estimated using emissions factor","Estimated using emissions factor","Estimated using emissions factor","Estimated using emissions factor"]
[14978,2019,"MO","Kirksville",2083,"1","GT","RE",{"$nulls":4},"NG"]
[14985,2019,"MO","La Plata",2140,"9","IC","RE",{"$nulls":4},"DFO"]
[15001,2019,"MO","Malden",2142,"1","IC","RE",{"$nulls":4},"DFO"]
[15020,2019,"MO","Marshall (MO)",2144,"7","IC","OP",{"$nulls":4},"DFO",null,{"v":209.167007446289,"d":"209"},{"v":111.731002807617,"d":"112"},{"v":0.351000010967255,"d":"0.4"},{"v":0.158000007271767,"d":"0.2"},{"v":0.031700000166893,"d":"0.0"},{"v":17.0809993743896,"d":"17.1"},null,"EIA Prime Mover-level Data","EIA Prime Mover-level Data","Estimated using emissions factor","Estimated using emissions factor","Estimated using emissions factor","Estimated using emissions factor"]
[15027,2019,"MO","McCartney Generating Station",7903,"MGS1A","GT","OP","Yes","ARP,CSNOX,CSOSG2,CSSO2G1","CT",null,"NG",{"v":1829,"d":"1,829.0"},{"v":291017.75,"d":"291,018"},{"v":146297.046875,"d":"146,297"},{"v":16.673999786377,"d":"16.7"},{"v":7.75400018692017,"d":"7.8"},{"v":0.0869999974966049,"d":"0.1"},{"v":17297.0078125,"d":"17,297.0"},null,"EPA/CAMD","EPA/CAMD","EPA/CAMD","EPA/CAMD","EPA/CAMD","EPA/CAMD",null,null,"H2O",null,2002]
[15034,2019,"MO","Memphis",2145,"12","IC","OP",{"$nulls":4},"DFO"]
[15049,2019,"MO","Missouri City",2171,"1","ST","RE",{"$nulls":3},1,"BIT"]
[15065,2019,"MO","Montrose",2080,"2","ST","RE",null,null,"TANGENTIAL",1,"SUB",null,0,0,{"v":0,"d":"0.0"},{"v":0,"d":"0.0"},{"v":0,"d":"0.0"},{"v":0,"d":"0.0"},null,"EIA Unit-level Data","EIA Unit-Level Data","Estimated using emissions factor","Estimated using emissions factor","Estimated using emissions factor","Estimated using emissions factor",{"$nulls":3},"Yes"]
[15079,2019,"MO","MU Combined Heat and Power Plant",50969,"GEN7","IC","SB",{"$nulls":4},"DFO",null,{"v":4.85699987411499,"d":"5"},{"v":4.85699987411499,"d":"5"},{"v":0.00800000037997961,"d":"0.0"},{"v":0.00800000037997961,"d":"0.0"},{"v":6.99999975040555E-4,"d":"0.0"},{"v":0.397000014781952,"d":"0.4"},null,"EIA Prime Mover-level Data","EIA Prime Mover-level Data","Estimated using emissions factor","Estimated using emissions factor","Estimated using emissions factor","Estimated using emissions factor"]
[15091,2019,"MO","North Fork Ridge Wind Energy Center",62478,"NFRW1","WT","T",{"$nulls":4},"WND"]
[15107,2019,"MO","Osage Dam",2106,"7","HY","OP",{"$nulls":4},"WAT",null,{"v":1119253.375,"d":"1,119,253"},{"v":464290.53125,"d":"464,291"},{"$nulls":5},"EIA Prime Mover-level Data","EIA Prime Mover-level Data"]
[15114,2019,"MO","Overall Road Station",56600,"EP14","IC","SB",{"$nulls":4},"DFO",null,42,{"v":17.5,"d":"18"},{"v":0.068000003695488,"d":"0.1"},{"v":0.0280000008642673,"d":"0.0"},{"v":6.09999988228083E-3,"d":"0.0"},{"v":3.4300000667572,"d":"3.4"},null,"EIA Prime Mover-level Data","EIA Prime Mover-level Data","Estimated using emissions factor","Estimated using emissions factor","Estimated using emissions factor","Estimated using emissions factor"]
[15134,2019,"MO","Richwoods Renewable Energy Center Hybrid",63066,"RREC","PV","P",{"$nulls":4},"SUN"]
[15136,2019,"MO","Rolla Solar Farm (MO)",60705,"RSF1","PV","OP",{"$nulls":4},"SUN",null,{"v":36528,"d":"36,528"},{"v":22423,"d":"22,423"},{"$nulls":5},"EIA Prime Mover-level Data","EIA Prime Mover-level Data"]
[15156,2019,"MO","Sioux",2107,"2","ST","OP","Yes","ARP,CSNOX,CSOSG2,CSSO2G1,MATS","CYCLONE",1,"RC",{"v":4532,"d":"4,532.0"},{"v":15554592,"d":"15,554,592"},{"v":8162815.5,"d":"8,162,816"},{"v":1716.60595703125,"d":"1,716.6"},{"v":891.219970703125,"d":"891.2"},{"v":844.429016113281,"d":"844.4"},{"v":1631365.5,"d":"1,631,365.5"},{"v":5.28000020980835,"d":"5.3"},"EPA/CAMD","EPA/CAMD","EPA/CAMD","EPA/CAMD","EPA/CAMD","EPA/CAMD","EPA/CAMD","WLS","O,OFA","Yes",1968]
[15171,2019,"MO","Stanberry",8110,"1","IC","SB",{"$nulls":4},"NG"]
[15178,2019,"MO","State Line (MO)",7296,"2-1","CT","OP","Yes","ARP,CSNOX,CSOSG2,CSSO2G1","CC",null,"NG",{"v":7216,"d":"7,216.0"},{"v":10166092,"d":"10,166,092"},{"v":4678736,"d":"4,678,736"},{"v":70.2679977416992,"d":"70.3"},{"v":31.7980003356934,"d":"31.8"},{"v":3.04999995231628,"d":"3.0"},{"v":604156.4375,"d":"604,156.4"},null,"EPA/CAMD","EPA/CAMD","EPA/CAMD","EPA/CAMD","EPA/CAMD","EPA/CAMD",null,null,"SCR",null,2000]
[15198,2019,"MO","Thomas Hill Energy Center",2168,"MB2","ST","OP","Yes","ARP,CSNOX,CSOSG2,CSSO2G1,MATS","CYCLONE",1,"RC",{"v":7042,"d":"7,042.0"},{"v":17501342,"d":"17,501,342"},{"v":7193113,"d":"7,193,113"},{"v":3210.34008789063,"d":"3,210.3"},{"v":391.8330078125,"d":"391.8"},{"v":3321.455078125,"d":"3,321.5"},{"v":1835540.625,"d":"1,835,540.6"},null,"EPA/CAMD","EPA/CAMD","EPA/CAMD","EPA/CAMD","EPA/CAMD","EPA/CAMD",null,null,"OFA,SCR",null,1969]
[15204,2019,"MO","Trenton Diesel",2163,"6","IC","RE",{"$nulls":4},"DFO"]
[15220,2019,"MO","Trigen St. Louis",56309,"CT-2","CS",{"$nulls":5},"NG",null,{"v":72615.84375,"d":"72,616"},0,{"v":11.3909997940063,"d":"11.4"},{"v":1.66199994087219,"d":"1.7"},{"v":0.11599999666214,"d":"0.1"},{"v":4243.9990234375,"d":"4,244.0"},null,"EIA Unit-level Data","EIA Unit-Level Data","Estimated using emissions factor","Estimated using emissions factor","Estimated using emissions factor","Estimated using emissions factor"]
[15236,2019,"MO","Utica Renewable Energy Center Hybrid",63067,"UREC","PV","P",{"$nulls":4},"SUN"]
[15237,2019,"MO","Viaduct",2096,"1","GT","RE",{"$nulls":4},"NG"]
[15249,2019,"MS","Batesville Generation Facility",55063,"1","CT","OP","Yes","ARP,CSOSG2","CC",null,"NG",{"v":5718,"d":"5,718.0"},{"v":10654789,"d":"10,654,789"},{"v":4251018,"d":"4,251,018"},{"v":136.326995849609,"d":"136.3"},{"v":53.9490013122559,"d":"53.9"},{"v":3.19700002670288,"d":"3.2"},{"v":633195.4375,"d":"633,195.4"},null,"EPA/CAMD","EPA/CAMD","EPA/CAMD","EPA/CAMD","EPA/CAMD","EPA/CAMD",null,null,"SCR",null,2000]
[15265,2019,"MS","Columbus MS",50184,"PKG","ST","OP",null,null,"WALL",2,"NG",null,{"v":153343,"d":"153,343"},{"v":45349,"d":"45,349"},{"v":6.44000005722046,"d":"6.4"},{"v":1.63300001621246,"d":"1.6"},{"v":0.291000008583069,"d":"0.3"},{"v":8962.0595703125,"d":"8,962.1"},null,"EIA Unit-level Data","EIA Unit-Level Data","Estimated based on unit-level NOx emission rates","Estimated based on unit-level NOx ozone season emission rates","Estimated using emissions factor and plant-specific sulfur content","Estimated using emissions factor"]
[15285,2019,"MS","Eaton",2046,"3","ST","RE",{"$nulls":3},1,"NG"]
[15292,2019,"MS","Georgia-Pacific Monticello Paper",10610,"REC2","ST","OP",{"$nulls":3},2,"BLQ",null,{"v":1290517,"d":"1,290,517"},{"v":551878.625,"d":"551,879"},{"v":100.660003662109,"d":"100.7"},{"v":43.0470008850098,"d":"43.0"},{"v":384.345397949219,"d":"384.3"},{"v":137529.25,"d":"137,529.3"},null,"EIA Unit-level Data","EIA Unit-Level Data","Estimated based on unit-level NOx emission rates","Estimated based on unit-level NOx ozone season emission rates","Estimated using emissions factor and plant-specific sulfur content","Estimated using emissions factor"]
[15307,2019,"MS","Kemper County",7960,"KCT3","GT","OP","Yes","ARP,CSOSG2","CT",null,"DFO",{"v":1052,"d":"1,052.0"},{"v":791463.5625,"d":"791,464"},{"v":408497.125,"d":"408,497"},{"v":11.9709997177124,"d":"12.0"},{"v":5.49700021743774,"d":"5.5"},{"v":0.266000002622604,"d":"0.3"},{"v":47061.90625,"d":"47,061.9"},null,"EPA/CAMD","EPA/CAMD","EPA/CAMD","EPA/CAMD","EPA/CAMD","EPA/CAMD",{"$nulls":4},2002]
[15314,2019,"MS","Magnolia Combined Cycle Plant",55451,"CTG-1","CT","OP","Yes","ARP,CSOSG2","CC",null,"NG",{"v":4005,"d":"4,005.0"},{"v":7979737.5,"d":"7,979,738"},{"v":3187357,"d":"3,187,357"},{"v":47.6139984130859,"d":"47.6"},{"v":18.9740009307861,"d":"19.0"},{"v":2.39400005340576,"d":"2.4"},{"v":474222,"d":"474,222.0"},null,"EPA/CAMD","EPA/CAMD","EPA/CAMD","EPA/CAMD","EPA/CAMD","EPA/CAMD",null,null,"DLNB,SCR",null,2002]
[15329,2019,"MS","Moselle Generation Complex",2070,"7","CT","OP","Yes","ARP,CSOSG2","CC",null,"NG",{"v":5787,"d":"5,787.0"},{"v":6000001.5,"d":"6,000,002"},{"v":2239560.75,"d":"2,239,561"},{"v":19.7000007629395,"d":"19.7"},{"v":7.90199995040894,"d":"7.9"},{"v":1.79999995231628,"d":"1.8"},{"v":356571.9375,"d":"356,571.9"},null,"EPA/CAMD","EPA/CAMD","EPA/CAMD","EPA/CAMD","EPA/CAMD","EPA/CAMD",null,null,"DLNB,SCR",null,2011]
[15349,2019,"MS","Sumrall I Solar Farm",60306,"SUM1","PV","OP",{"$nulls":4},"SUN",null,{"v":973773,"d":"973,773"},{"v":513410,"d":"513,410"},{"$nulls":5},"EIA Prime Mover-level Data","EIA Prime Mover-level Data"]
[15356,2019,"MS","Third Street",2060,"4","ST","RE",{"$nulls":3},2,"NG"]
[15374,2019,"MT","Big Fork",6459,"1","HY","OP",{"$nulls":4},"WAT",null,{"v":100445.5390625,"d":"100,446"},{"v":48264.66015625,"d":"48,265"},{"$nulls":5},"EIA Prime Mover-level Data","EIA Prime Mover-level Data"]
[15378,2019,"MT","Black Bear Wind (MT)",62808,"BBW","WT","P",{"$nulls":4},"WND"]
[15398,2019,"MT","Dave Gates Generating Station",56908,"1A","GT","OP","Yes","ARP","CT",null,"NG",{"v":2741,"d":"2,741.0"},{"v":393475.875,"d":"393,476"},{"v":250686.109375,"d":"250,686"},{"v":2.44199991226196,"d":"2.4"},{"v":1.58299994468689,"d":"1.6"},{"v":0.118000000715256,"d":"0.1"},{"v":23382.74609375,"d":"23,382.7"},null,"EPA/CAMD","EPA/CAMD","EPA/CAMD","EPA/CAMD","EPA/CAMD","EPA/CAMD",null,null,"H2O,SCR",null,2010]
[15407,2019,"MT","Fort Peck",6623,"1","HY","OP",{"$nulls":4},"WAT",null,{"v":2460841.25,"d":"2,460,841"},{"v":1182458.75,"d":"1,182,459"},{"$nulls":5},"EIA Prime Mover-level Data","EIA Prime Mover-level Data"]
[15420,2019,"MT","Great Divide Solar, LLC",61335,"GDSMT","PV","OP",{"$nulls":4},"SUN",null,{"v":52843,"d":"52,843"},{"v":27942,"d":"27,942"},{"$nulls":5},"EIA Prime Mover-level Data","EIA Prime Mover-level Data"]
[15436,2019,"MT","Holter",2186,"HOL3","HY","OP",{"$nulls":4},"WAT",null,{"v":767818,"d":"767,818"},{"v":368944.25,"d":"368,944"},{"$nulls":5},"EIA Prime Mover-level Data","EIA Prime Mover-level Data"]
[15443,2019,"MT","Hungry Horse",2203,"4","HY","OP",{"$nulls":4},"WAT",null,{"v":1466967.75,"d":"1,466,968"},{"v":704892.5,"d":"704,893"},{"$nulls":5},"EIA Prime Mover-level Data","EIA Prime Mover-level Data"]
[15462,2019,"MT","Milltown",2190,"3","HY","RE",{"$nulls":4},"WAT"]
[15465,2019,"MT","Morony",2191,"MOR1","HY","OP",{"$nulls":4},"WAT",null,{"v":1419064.5,"d":"1,419,065"},{"v":681874.5,"d":"681,875"},{"$nulls":5},"EIA Prime Mover-level Data","EIA Prime Mover-level Data"]
[15485,2019,"MT","OREG 2 Inc",56880,"CS12","OT","OP",{"$nulls":4},"WH",null,{"v":290932.75,"d":"290,933"},{"v":117501.25,"d":"117,501"},{"$nulls":5},"EIA Prime Mover-level Data","EIA Prime Mover-level Data"]
[15499,2019,"MT","Rainbow (MT)",2193,"RAI9","HY","OP",{"$nulls":4},"WAT",null,{"v":4037261,"d":"4,037,261"},{"v":1939944,"d":"1,939,944"},{"$nulls":5},"EIA Prime Mover-level Data","EIA Prime Mover-level Data"]
[15507,2019,"MT","Sand Creek Wind Farm",60595,"WT1","WT","IP",{"$nulls":4},"WND"]
[15527,2019,"MT","Thompson Falls",2195,"TF7","HY","OP",{"$nulls":4},"WAT",null,{"v":2327678.25,"d":"2,327,678"},{"v":1118472.625,"d":"1,118,473"},{"$nulls":5},"EIA Prime Mover-level Data","EIA Prime Mover-level Data"]
[15532,2019,"MT","Western Sugar Cooperative - Billings",62319,"1","ST","OP",{"$nulls":4},"BIT",null,{"v":975202,"d":"975,202"},{"v":393546,"d":"393,546"},{"v":292.518005371094,"d":"292.5"},{"v":118.043998718262,"d":"118.0"},{"v":1853.4208984375,"d":"1,853.4"},{"v":100402.75,"d":"100,402.8"},null,"EIA Prime Mover-level Data","EIA Prime Mover-level Data","Estimated using emissions factor","Estimated using emissions factor","Estimated using emissions factor","Estimated using emissions factor"]
[15549,2019,"NC","510 REPP One",57363,"1","PV","OP",{"$nulls":4},"SUN",null,{"v":13938,"d":"13,938"},{"v":7167,"d":"7,167"},{"$nulls":5},"EIA Prime Mover-level Data","EIA Prime Mover-level Data"]
[15556,2019,"NC","Albemarle Hospital Unit",56339,"1","IC","OP",{"$nulls":4},"DFO",null,{"v":1519,"d":"1,519"},515,{"v":2.28299999237061,"d":"2.3"},{"v":0.773999989032745,"d":"0.8"},{"v":0.220300003886223,"d":"0.2"},{"v":124.045997619629,"d":"124.0"},null,"EIA Prime Mover-level Data","EIA Prime Mover-level Data","Estimated using emissions factor","Estimated using emissions factor","Estimated using emissions factor","Estimated using emissions factor"]
[15577,2019,"NC","Ararat Rock Solar, LLC",58492,"ARARR","PV","OP",{"$nulls":4},"SUN",null,{"v":49048,"d":"49,048"},{"v":25221,"d":"25,221"},{"$nulls":5},"EIA Prime Mover-level Data","EIA Prime Mover-level Data"]
[15591,2019,"NC","Asheville",2706,"4","GT","OP","Yes","ARP,CSNOX,CSSO2G1,SIPNOX","CT",null,"NG",{"v":1534,"d":"1,534.0"},{"v":1920822.625,"d":"1,920,823"},{"v":854291.1875,"d":"854,291"},{"v":88.2490005493164,"d":"88.2"},{"v":36.935001373291,"d":"36.9"},{"v":0.586000025272369,"d":"0.6"},{"v":117259.8671875,"d":"117,259.9"},null,"EPA/CAMD","EPA/CAMD","EPA/CAMD","EPA/CAMD","EPA/CAMD","EPA/CAMD",null,null,"H2O",null,2000]
[15594,2019,"NC","Aspen Solar, LLC",59694,"GEN1","PV","OP",{"$nulls":4},"SUN",null,{"v":82712,"d":"82,712"},{"v":42530,"d":"42,530"},{"$nulls":5},"EIA Prime Mover-level Data","EIA Prime Mover-level Data"]
[15614,2019,"NC","Barker Solar, LLC",61194,"BARK","PV","OP",{"$nulls":4},"SUN",null,{"v":82184,"d":"82,184"},{"v":42259,"d":"42,259"},{"$nulls":5},"EIA Prime Mover-level Data","EIA Prime Mover-level Data"]
[15620,2019,"NC","Bear Creek Dam",2741,"1","HY","OP",{"$nulls":4},"WAT",null,{"v":190637,"d":"190,637"},{"v":65508,"d":"65,508"},{"$nulls":5},"EIA Prime Mover-level Data","EIA Prime Mover-level Data"]
[15636,2019,"NC","BG Stewart Solar Farm, LLC",59930,"NB005","PV","OP",{"$nulls":4},"SUN",null,{"v":79700,"d":"79,700"},{"v":40981,"d":"40,981"},{"$nulls":5},"EIA Prime Mover-level Data","EIA Prime Mover-level Data"]
[15643,2019,"NC","Blackburn Landfill Co-Generation",55488,"BB2","IC","OP",{"$nulls":4},"LFG",null,{"v":62070,"d":"62,070"},{"v":25713.103515625,"d":"25,713"},{"v":45,"d":"45.0"},{"v":18.6420001983643,"d":"18.6"},{"v":1.39660000801086,"d":"1.4"},{"v":3941.43188476563,"d":"3,941.4"},null,"EIA Prime Mover-level Data","EIA Prime Mover-level Data","Estimated using emissions factor","Estimated using emissions factor","Estimated using emissions factor","Estimated using emissions factor"]
[15665,2019,"NC","Boseman Solar Center LLC",58807,"BSC1","PV","OP",{"$nulls":4},"SUN",null,{"v":77312,"d":"77,312"},{"v":39753,"d":"39,753"},{"$nulls":5},"EIA Prime Mover-level Data","EIA Prime Mover-level Data"]
[15678,2019,"NC","Broad River Solar, LLC",62822,"GEN1","PV","P",{"$nulls":4},"SUN"]
[15685,2019,"NC","Buck",2720,"12C","CT","OP","Yes","ARP,CSNOX,CSSO2G1,SIPNOX","CC",null,"NG",{"v":7204,"d":"7,204.0"},{"v":15070645,"d":"15,070,645"},{"v":7562664,"d":"7,562,664"},{"v":63.7449989318848,"d":"63.7"},{"v":31.6280002593994,"d":"31.6"},{"v":4.52099990844727,"d":"4.5"},{"v":895624.875,"d":"895,624.9"},null,"EPA/CAMD","EPA/CAMD","EPA/CAMD","EPA/CAMD","EPA/CAMD","EPA/CAMD",null,null,"DLNB,SCR",null,2011]
[15702,2019,"NC","Buxton",2783,"4A","IC","OP",{"$nulls":4},"DFO",null,{"v":1436.80004882813,"d":"1,437"},{"v":485.799987792969,"d":"486"},{"v":2.30900001525879,"d":"2.3"},{"v":0.781000018119812,"d":"0.8"},{"v":0.208299994468689,"d":"0.2"},{"v":117.333000183105,"d":"117.3"},null,"EIA Prime Mover-level Data","EIA Prime Mover-level Data","Estimated using emissions factor","Estimated using emissions factor","Estimated using emissions factor","Estimated using emissions factor"]
[15707,2019,"NC","Candace Solar",59499,"PV1","PV","OP",{"$nulls":4},"SUN",null,{"v":81373,"d":"81,373"},{"v":41842,"d":"41,842"},{"$nulls":5},"EIA Prime Mover-level Data","EIA Prime Mover-level Data"]
[15727,2019,"NC","Carol Jean Solar",59017,"GEN 1","PV","OP",{"$nulls":4},"SUN",null,{"v":63814,"d":"63,814"},{"v":32813,"d":"32,813"},{"$nulls":5},"EIA Prime Mover-level Data","EIA Prime Mover-level Data"]
[15735,2019,"NC","Castalia Solar",58849,"1","PV","OP",{"$nulls":4},"SUN",null,{"v":32414,"d":"32,414"},{"v":16667,"d":"16,667"},{"$nulls":5},"EIA Prime Mover-level Data","EIA Prime Mover-level Data"]
[15749,2019,"NC","Chauncey Farm LLC",59100,"1","PV","OP",{"$nulls":4},"SUN",null,{"v":76421,"d":"76,421"},{"v":39295,"d":"39,295"},{"$nulls":5},"EIA Prime Mover-level Data","EIA Prime Mover-level Data"]
[15765,2019,"NC","Christina Solar",60172,"PV1","PV","CN",{"$nulls":4},"SUN"]
[15772,2019,"NC","Cleveland County Generating Facility",57029,"ES3","GT","OP","Yes","ARP,CSNOX,CSSO2G1,SIPNOX","CT",null,"NG",{"v":1524,"d":"1,524.0"},{"v":2420106.75,"d":"2,420,107"},{"v":1656275,"d":"1,656,275"},{"v":37.0340003967285,"d":"37.0"},{"v":25.1180000305176,"d":"25.1"},{"v":0.726000010967255,"d":"0.7"},{"v":143843.390625,"d":"143,843.4"},null,"EPA/CAMD","EPA/CAMD","EPA/CAMD","EPA/CAMD","EPA/CAMD","EPA/CAMD",null,null,"DLNB,H2O",null,2012]
[15790,2019,"NC","Copperfield",61882,"GEN1","PV","OP",{"$nulls":4},"SUN",null,{"v":32825,"d":"32,825"},{"v":16878,"d":"16,878"},{"$nulls":5},"EIA Prime Mover-level Data","EIA Prime Mover-level Data"]
[15807,2019,"NC","CPI USA North Carolina Southport",10378,"BLR01B","ST","OP","Yes","CSNOX,CSSO2G1,SIPNOX","STOKER",null,"WDS",{"v":7361,"d":"7,361.0"},{"v":1279550.875,"d":"1,279,551"},{"v":546694.4375,"d":"546,694"},{"v":153.158996582031,"d":"153.2"},{"v":66.120002746582,"d":"66.1"},{"v":550.758972167969,"d":"550.8"},{"v":132301.421875,"d":"132,301.4"},null,"EPA/CAMD","EPA/CAMD","EPA/CAMD","EPA/CAMD","EPA/CAMD","Estimated using emissions factor",null,null,"OFA",null,1987]
[15814,2019,"NC","Creech Solar 2, LLC",60635,"PV1","PV","OP",{"$nulls":4},"SUN",null,{"v":79983,"d":"79,983"},{"v":41126,"d":"41,126"},{"$nulls":5},"EIA Prime Mover-level Data","EIA Prime Mover-level Data"]
[15823,2019,"NC","Dan River",2723,"8C","CT","OP","Yes","ARP,CSNOX,CSSO2G1,SIPNOX","CC",null,"NG",{"v":7245,"d":"7,245.0"},{"v":15932448,"d":"15,932,448"},{"v":7981965.5,"d":"7,981,966"},{"v":132.651000976563,"d":"132.7"},{"v":65.0070037841797,"d":"65.0"},{"v":4.78000020980835,"d":"4.8"},{"v":946841.625,"d":"946,841.6"},null,"EPA/CAMD","EPA/CAMD","EPA/CAMD","EPA/CAMD","EPA/CAMD","EPA/CAMD",null,null,"DLNB,SCR",null,2012]
[15836,2019,"NC","Desert Wind Farm, LLC",59968,"1","WT","OP",{"$nulls":4},"WND",null,{"v":4658553,"d":"4,658,553"},{"v":1405049,"d":"1,405,049"},{"$nulls":5},"EIA Prime Mover-level Data","EIA Prime Mover-level Data"]
[15856,2019,"NC","DSM Pharmaceuticals",54887,"GEN8","IC","SB",{"$nulls":4},"DFO",null,{"v":531.981018066406,"d":"532"},{"v":179.595993041992,"d":"180"},{"v":0.800000011920929,"d":"0.8"},{"v":0.270000010728836,"d":"0.3"},{"v":0.0771000012755394,"d":"0.1"},{"v":43.443000793457,"d":"43.4"},null,"EIA Prime Mover-level Data","EIA Prime Mover-level Data","Estimated using emissions factor","Estimated using emissions factor","Estimated using emissions factor","Estimated using emissions factor"]
[15860,2019,"NC","Duplin Solar LLC",58879,"DF","PV","OP",{"$nulls":4},"SUN",null,{"v":79458,"d":"79,458"},{"v":40858,"d":"40,858"},{"$nulls":5},"EIA Prime Mover-level Data","EIA Prime Mover-level Data"]
[15878,2019,"NC","Edgecombe Genco, LLC",10384,"BLR02A","ST","OP","Yes","ARP,CSNOX,CSSO2G1,MATS,SIPNOX","STOKER",null,"BIT",{"v":958,"d":"958.0"},{"v":179387.46875,"d":"179,387"},null,{"v":47.8120002746582,"d":"47.8"},{"v":0,"d":"0.0"},{"v":5.18900012969971,"d":"5.2"},{"v":18405.17578125,"d":"18,405.2"},null,"EPA/CAMD",null,"EPA/CAMD","Estimated using emissions factor","EPA/CAMD","EPA/CAMD",null,"DL","OFA",null,1990]
[15885,2019,"NC","Enka",10320,"GE11","ST","RE",{"$nulls":4},"BIT"]
[15905,2019,"NC","Falls Hydro",54895,"YF3","HY","OP",{"$nulls":4},"WAT",null,{"v":497879.9375,"d":"497,880"},{"v":171085.34375,"d":"171,085"},{"$nulls":5},"EIA Prime Mover-level Data","EIA Prime Mover-level Data"]
[15920,2019,"NC","FLS Solar 230 (Warren)",59646,"FLS1","PV","OP",{"$nulls":4},"SUN",null,{"v":76771,"d":"76,771"},{"v":39476,"d":"39,476"},{"$nulls":5},"EIA Prime Mover-level Data","EIA Prime Mover-level Data"]
[15923,2019,"NC","Fontana Dam",2779,"3","HY","OP",{"$nulls":4},"WAT",null,{"v":3217711.25,"d":"3,217,711"},{"v":1105696.375,"d":"1,105,696"},{"$nulls":5},"EIA Prime Mover-level Data","EIA Prime Mover-level Data"]
[15943,2019,"NC","G G Allen",2718,"4","ST","OP","Yes","ARP,CSNOX,CSSO2G1,MATS,SIPNOX","TANGENTIAL",1,"BIT",{"v":1260,"d":"1,260.0"},{"v":1933309.25,"d":"1,933,309"},{"v":1236085.875,"d":"1,236,086"},{"v":291.837005615234,"d":"291.8"},{"v":182.735000610352,"d":"182.7"},{"v":30.6840000152588,"d":"30.7"},{"v":198355.328125,"d":"198,355.3"},{"v":1.55999994277954,"d":"1.6"},"EPA/CAMD","EPA/CAMD","EPA/CAMD","EPA/CAMD","EPA/CAMD","EPA/CAMD","EPA/CAMD","WLS","LNC3,SNCR","Yes",1960]
[15948,2019,"NC","Garysburg Solar",59641,"5MWPV","PV","OP",{"$nulls":4},"SUN",null,{"v":82059,"d":"82,059"},{"v":42195,"d":"42,195"},{"$nulls":5},"EIA Prime Mover-level Data","EIA Prime Mover-level Data"]
[15965,2019,"NC","Gastonia Prime Power Park",56954,"6","IC","OP",{"$nulls":4},"DFO",null,{"v":333.763000488281,"d":"334"},{"v":112.424003601074,"d":"112"},{"v":0.501999974250793,"d":"0.5"},{"v":0.168999999761581,"d":"0.2"},{"v":0.0483999997377396,"d":"0.0"},{"v":27.2560005187988,"d":"27.3"},null,"EIA Prime Mover-level Data","EIA Prime Mover-level Data","Estimated using emissions factor","Estimated using emissions factor","Estimated using emissions factor","Estimated using emissions factor"]
[15985,2019,"NC","H F Lee Steam Electric Plant",2709,"01C","CT","OP","Yes","ARP,CSNOX,CSSO2G1,SIPNOX","CC",null,"NG",{"v":7803,"d":"7,803.0"},{"v":15743483,"d":"15,743,483"},{"v":6135754.5,"d":"6,135,755"},{"v":323.385986328125,"d":"323.4"},{"v":127.750999450684,"d":"127.8"},{"v":4.73199987411499,"d":"4.7"},{"v":935612.375,"d":"935,612.4"},null,"EPA/CAMD","EPA/CAMD","EPA/CAMD","EPA/CAMD","EPA/CAMD","EPA/CAMD",null,null,"DLNB,H2O,SCR",null,2012]
[15993,2019,"NC","Hanover Solar, LLC",61877,"HAN01","PV","OP",{"$nulls":4},"SUN",null,{"v":85061,"d":"85,061"},{"v":43737,"d":"43,737"},{"$nulls":5},"EIA Prime Mover-level Data","EIA Prime Mover-level Data"]
[16007,2019,"NC","HCE Moore I",62539,"PGR02","PV","OP",{"$nulls":4},"SUN",null,{"v":25032,"d":"25,032"},{"v":12871,"d":"12,871"},{"$nulls":5},"EIA Prime Mover-level Data","EIA Prime Mover-level Data"]
[16014,2019,"NC","Higgins Solar",60166,"PV1","PV","CN",{"$nulls":4},"SUN"]
[16030,2019,"NC","Hiwassee Dam",2780,"2","PS","OP",{"$nulls":4},"WAT"]
[16036,2019,"NC","Howell Midland Farm, LLC",60312,"1","PV","OP",{"$nulls":4},"SUN",null,{"v":79593,"d":"79,593"},{"v":40926,"d":"40,926"},{"$nulls":5},"EIA Prime Mover-level Data","EIA Prime Mover-level Data"]
[16056,2019,"NC","Innovative Solar 42",60539,"IS042","PV","OP",{"$nulls":4},"SUN",null,{"v":1172654,"d":"1,172,654"},{"v":583989,"d":"583,989"},{"$nulls":5},"EIA Prime Mover-level Data","EIA Prime Mover-level Data"]
[16063,2019,"NC","Innovative Solar 55",59676,"IS044","PV","OP",{"$nulls":4},"SUN",null,{"v":79049,"d":"79,049"},{"v":40647,"d":"40,647"},{"$nulls":5},"EIA Prime Mover-level Data","EIA Prime Mover-level Data"]
[16078,2019,"NC","International Paper Riegelwood Mill",54656,"RB5","ST","OP",{"$nulls":3},3,"BLQ",null,{"v":11402016,"d":"11,402,016"},{"v":4277304,"d":"4,277,304"},{"v":627.111022949219,"d":"627.1"},{"v":235.251998901367,"d":"235.3"},{"v":3325.587890625,"d":"3,325.6"},{"v":1263729.75,"d":"1,263,729.8"},null,"EIA Unit-level Data","EIA Unit-Level Data","Estimated based on unit-level NOx emission rates","Estimated based on unit-level NOx ozone season emission rates","Estimated using emissions factor and plant-specific sulfur content","Estimated using emissions factor"]
[16098,2019,"NC","June Solar",60158,"PV1","PV","CN",{"$nulls":4},"SUN"]
[16101,2019,"NC","KapStone Kraft Paper Corp",50254,"7RB","ST","OP",{"$nulls":3},1,"BLQ",null,{"v":6575443,"d":"6,575,443"},{"v":2534886.25,"d":"2,534,886"},{"v":403.144989013672,"d":"403.1"},{"v":156.852005004883,"d":"156.9"},{"v":1902.95239257813,"d":"1,903.0"},{"v":726694.6875,"d":"726,694.7"},null,"EIA Unit-level Data","EIA Unit-Level Data","Estimated using emissions factor","Estimated using emissions factor","Estimated using emissions factor and plant-specific sulfur content","Estimated using emissions factor"]
[16118,2019,"NC","Kenansville Solar Farm, LLC",58840,"INV9","PV","OP",{"$nulls":4},"SUN",null,{"v":7408.88916015625,"d":"7,409"},{"v":3809.6669921875,"d":"3,810"},{"$nulls":5},"EIA Prime Mover-level Data","EIA Prime Mover-level Data"]
[16136,2019,"NC","Lake Lure",2773,"2","HY","OP",{"$nulls":4},"WAT",null,{"v":60382,"d":"60,382"},{"v":20749.333984375,"d":"20,749"},{"$nulls":5},"EIA Prime Mover-level Data","EIA Prime Mover-level Data"]
[16143,2019,"NC","Langley PV1",59158,"LNG1","PV","OP",{"$nulls":4},"SUN",null,{"v":86066,"d":"86,066"},{"v":44255,"d":"44,255"},{"$nulls":5},"EIA Prime Mover-level Data","EIA Prime Mover-level Data"]
[16151,2019,"NC","Lewiston Solar",59174,"5MWPV","PV","OP",{"$nulls":4},"SUN",null,{"v":68694,"d":"68,694"},{"v":35322,"d":"35,322"},{"$nulls":5},"EIA Prime Mover-level Data","EIA Prime Mover-level Data"]
[16165,2019,"NC","Lincoln Combustion Turbine",7277,"16","GT","OP","Yes","ARP,CSNOX,CSSO2G1,SIPNOX","CT",null,"DFO",{"v":51,"d":"51.0"},{"v":24864.478515625,"d":"24,864"},{"v":7721.68798828125,"d":"7,722"},{"v":1.10300004482269,"d":"1.1"},{"v":0.381999999284744,"d":"0.4"},{"v":0.0149999996647239,"d":"0.0"},{"v":1510.16003417969,"d":"1,510.2"},null,"EPA/CAMD","EPA/CAMD","EPA/CAMD","EPA/CAMD","EPA/CAMD","EPA/CAMD",null,null,"H2O",null,1996]
[16185,2019,"NC","Longleaf Solar",60173,"PV1","PV","CN",{"$nulls":4},"SUN"]
[16200,2019,"NC","Marshall",2727,"4","ST","OP","Yes","ARP,CSNOX,CSSO2G1,MATS,SIPNOX","TANGENTIAL",1,"BIT",{"v":6896,"d":"6,896.0"},{"v":33059932,"d":"33,059,932"},{"v":16331070,"d":"16,331,070"},{"v":4226.1220703125,"d":"4,226.1"},{"v":2123.25708007813,"d":"2,123.3"},{"v":1585.08898925781,"d":"1,585.1"},{"v":3391950.75,"d":"3,391,950.8"},{"v":28.0699996948242,"d":"28.1"},"EPA/CAMD","EPA/CAMD","EPA/CAMD","EPA/CAMD","EPA/CAMD","EPA/CAMD","EPA/CAMD","WL","LNC3,SNCR",null,1970]
[16207,2019,"NC","Maxton Solar, LLC",60416,"MSPV","PV","OP",{"$nulls":4},"SUN",null,{"v":84215,"d":"84,215"},{"v":43303,"d":"43,303"},{"$nulls":5},"EIA Prime Mover-level Data","EIA Prime Mover-level Data"]
[16214,2019,"NC","McCaskey Solar Farm, LLC",58804,"INV2","PV","CN",{"$nulls":4},"SUN"]
[16233,2019,"NC","Metropolitan Sewerage District",10181,"GEN2","HY","OP",{"$nulls":4},"WAT",null,{"v":24958,"d":"24,958"},{"v":11472.6669921875,"d":"11,473"},{"$nulls":5},"EIA Prime Mover-level Data","EIA Prime Mover-level Data"]
[16249,2019,"NC","Modlin Solar Farm",60417,"MSFPV","PV","OP",{"$nulls":4},"SUN",null,{"v":87786,"d":"87,786"},{"v":45139,"d":"45,139"},{"$nulls":5},"EIA Prime Mover-level Data","EIA Prime Mover-level Data"]
[16256,2019,"NC","Montgomery Solar LLC",58649,"1","PV","OP",{"$nulls":4},"SUN",null,{"v":342780,"d":"342,780"},{"v":176256,"d":"176,256"},{"$nulls":5},"EIA Prime Mover-level Data","EIA Prime Mover-level Data"]
[16272,2019,"NC","MP Durham LLC",57365,"1A","IC","OP",{"$nulls":4},"LFG",null,{"v":73649.5,"d":"73,650"},{"v":30510,"d":"30,510"},{"v":49.7169990539551,"d":"49.7"},{"v":20.5960006713867,"d":"20.6"},{"v":1.6570999622345,"d":"1.7"},{"v":4676.72802734375,"d":"4,676.7"},null,"EIA Prime Mover-level Data","EIA Prime Mover-level Data","Estimated using emissions factor","Estimated using emissions factor","Estimated using emissions factor","Estimated using emissions factor"]
[16288,2019,"NC","NA 1 (NC)",7539,"4","CT","CN",{"$nulls":4},"NG"]
[16294,2019,"NC","NA 1 (NC)",7539,"CCW1","CC","CN",{"$nulls":4},"NG"]
[16314,2019,"NC","NCEMC Anson Plant",56249,"ES3-B","GT","OP","Yes","ARP,CSNOX,CSSO2G1,SIPNOX","CT",null,"NG",{"v":338,"d":"338.0"},{"v":85867.421875,"d":"85,867"},{"v":32871.984375,"d":"32,872"},{"v":3.78699994087219,"d":"3.8"},{"v":1.47000002861023,"d":"1.5"},{"v":0.0260000005364418,"d":"0.0"},{"v":5113.51123046875,"d":"5,113.5"},null,"EPA/CAMD","EPA/CAMD","EPA/CAMD","EPA/CAMD","EPA/CAMD","EPA/CAMD",null,null,"H2O",null,2007]
[16321,2019,"NC","NCEMC Hamlet Plant",56292,"ES1-A","GT","OP","Yes","ARP,CSNOX,CSSO2G1,SIPNOX","CT",null,"NG",{"v":618,"d":"618.0"},{"v":145798.96875,"d":"145,799"},{"v":99699.921875,"d":"99,700"},{"v":6.25500011444092,"d":"6.3"},{"v":4.27600002288818,"d":"4.3"},{"v":0.0439999997615814,"d":"0.0"},{"v":8663.353515625,"d":"8,663.4"},null,"EPA/CAMD","EPA/CAMD","EPA/CAMD","EPA/CAMD","EPA/CAMD","EPA/CAMD",null,null,"H2O",null,2007]
[16336,2019,"NC","NCSU CCUP Cogeneration Plant",61675,"STG","ST","OP",{"$nulls":4},"NG",null,{"v":64615,"d":"64,615"},{"v":31112,"d":"31,112"},{"v":5.49200010299683,"d":"5.5"},{"v":2.64499998092651,"d":"2.6"},{"v":0.103299997746944,"d":"0.1"},{"v":3776.39306640625,"d":"3,776.4"},null,"EIA Prime Mover-level Data","EIA Prime Mover-level Data","Estimated using emissions factor","Estimated using emissions factor","Estimated using emissions factor","Estimated using emissions factor"]
[16343,2019,"NC","New Bern",56688,"13","IC","OP",{"$nulls":4},"LFG",null,{"v":12844.5556640625,"d":"12,845"},{"v":5281,"d":"5,281"},{"v":7.95800018310547,"d":"8.0"},{"v":3.29699993133545,"d":"3.3"},{"v":0.277099996805191,"d":"0.3"},{"v":815.627014160156,"d":"815.6"},null,"EIA Prime Mover-level Data","EIA Prime Mover-level Data","Estimated using emissions factor","Estimated using emissions factor","Estimated using emissions factor","Estimated using emissions factor"]
[16358,2019,"NC","Newton Grove",59835,"GEN1","PV","OP",{"$nulls":4},"SUN",null,{"v":26261,"d":"26,261"},{"v":13504,"d":"13,504"},{"$nulls":5},"EIA Prime Mover-level Data","EIA Prime Mover-level Data"]
[16378,2019,"NC","Orbit Energy Charlotte",58638,"1","IC","OP",{"$nulls":4},"OBG",null,{"v":30223,"d":"30,223"},{"v":12519,"d":"12,519"},{"v":63.484001159668,"d":"63.5"},{"v":26.2980003356934,"d":"26.3"},{"v":0.0982000008225441,"d":"0.1"},{"v":1919.15405273438,"d":"1,919.2"},null,"EIA Prime Mover-level Data","EIA Prime Mover-level Data","Estimated using emissions factor","Estimated using emissions factor","Estimated using emissions factor","Estimated using emissions factor"]
[16385,2019,"NC","Page Solar",62018,"PGRI1","PV","OP",{"$nulls":4},"SUN",null,{"v":21240,"d":"21,240"},{"v":10921,"d":"10,921"},{"$nulls":5},"EIA Prime Mover-level Data","EIA Prime Mover-level Data"]
[16403,2019,"NC","PCSP3 Airport",58538,"3","PV","OP",{"$nulls":4},"SUN",null,{"v":33243,"d":"33,243"},{"v":17093,"d":"17,093"},{"$nulls":5},"EIA Prime Mover-level Data","EIA Prime Mover-level Data"]
[16407,2019,"NC","Penny Hill Solar",63266,"NCPHL","PV","OP",{"$nulls":4},"SUN",null,{"v":32628,"d":"32,628"},{"v":16776,"d":"16,776"},{"$nulls":5},"EIA Prime Mover-level Data","EIA Prime Mover-level Data"]
[16427,2019,"NC","Porter Solar",59504,"PV1","PV","OP",{"$nulls":4},"SUN",null,{"v":76129,"d":"76,129"},{"v":39145,"d":"39,145"},{"$nulls":5},"EIA Prime Mover-level Data","EIA Prime Mover-level Data"]
[16430,2019,"NC","Progress Manis I",58529,"P11B","PV","OP",{"$nulls":4},"SUN",null,{"v":14066.5,"d":"14,067"},{"v":7232.5,"d":"7,233"},{"$nulls":5},"EIA Prime Mover-level Data","EIA Prime Mover-level Data"]
[16446,2019,"NC","Ray Wilson Solar",63017,"1090","PV","L",{"$nulls":4},"SUN"]
[16465,2019,"NC","Richmond County Plant",7805,"4","GT","OP","Yes","ARP,CSNOX,CSSO2G1,SIPNOX","CT",1,"NG",{"v":2830,"d":"2,830.0"},{"v":4148189.5,"d":"4,148,190"},{"v":1460846.625,"d":"1,460,847"},{"v":68.0179977416992,"d":"68.0"},{"v":23.94700050354,"d":"23.9"},{"v":1.24800002574921,"d":"1.2"},{"v":246582.46875,"d":"246,582.5"},null,"EPA/CAMD","EPA/CAMD","EPA/CAMD","EPA/CAMD","EPA/CAMD","EPA/CAMD",null,null,"DLNB,H2O",null,2001]
[16472,2019,"NC","Riverbend",2732,"11","GT","RE",{"$nulls":4},"NG"]
[16491,2019,"NC","Rockingham County Combustion Turbine",55116,"CT4","GT","OP","Yes","ARP,CSNOX,CSSO2G1,SIPNOX","CT",null,"NG",{"v":1266,"d":"1,266.0"},{"v":1833329.125,"d":"1,833,329"},{"v":701165.5,"d":"701,166"},{"v":43.9329986572266,"d":"43.9"},{"v":16.1650009155273,"d":"16.2"},{"v":0.549000024795532,"d":"0.5"},{"v":109026.8828125,"d":"109,026.9"},null,"EPA/CAMD","EPA/CAMD","EPA/CAMD","EPA/CAMD","EPA/CAMD","EPA/CAMD",{"$nulls":4},2000]
[16494,2019,"NC","Rockwell Solar LLC",58668,"ROCKW","PV","OP",{"$nulls":4},"SUN",null,{"v":47918,"d":"47,918"},{"v":24639,"d":"24,639"},{"$nulls":5},"EIA Prime Mover-level Data","EIA Prime Mover-level Data"]
[16514,2019,"NC","Ruff Solar LLC",62594,"11625","PV","U",{"$nulls":4},"SUN"]
[16524,2019,"NC","Samarcand Solar Farm, LLC",58805,"INV10","PV","OP",{"$nulls":4},"SUN",null,{"v":7505.10009765625,"d":"7,505"},{"v":3859.10009765625,"d":"3,859"},{"$nulls":5},"EIA Prime Mover-level Data","EIA Prime Mover-level Data"]
[16536,2019,"NC","Sampson County Disposal",57492,"GEN4","IC","OP",{"$nulls":4},"LFG",null,{"v":107817.8359375,"d":"107,818"},{"v":43934.66796875,"d":"43,935"},{"v":79.7279968261719,"d":"79.7"},{"v":32.3709983825684,"d":"32.4"},{"v":2.42589998245239,"d":"2.4"},{"v":6846.41015625,"d":"6,846.4"},null,"EIA Prime Mover-level Data","EIA Prime Mover-level Data","Estimated using emissions factor","Estimated using emissions factor","Estimated using emissions factor","Estimated using emissions factor"]
[16556,2019,"NC","Sellers Farm Solar",60439,"PV1","PV","T",{"$nulls":4},"SUN"]
[16561,2019,"NC","Shannon Farm",58323,"1","PV","OP",{"$nulls":4},"SUN",null,{"v":74349,"d":"74,349"},{"v":38231,"d":"38,231"},{"$nulls":5},"EIA Prime Mover-level Data","EIA Prime Mover-level Data"]
[16578,2019,"NC","Smithfield Farmland Corp Bladen",54823,"GEN1","IC","SB",{"$nulls":4},"DFO",null,{"v":73.5790023803711,"d":"74"},{"v":69.2630004882813,"d":"69"},{"v":0.118000000715256,"d":"0.1"},{"v":0.111000001430511,"d":"0.1"},{"v":0.0107000004500151,"d":"0.0"},{"v":6.00899982452393,"d":"6.0"},null,"EIA Prime Mover-level Data","EIA Prime Mover-level Data","Estimated using emissions factor","Estimated using emissions factor","Estimated using emissions factor","Estimated using emissions factor"]
[16585,2019,"NC","Smithfield Farmland Corp Bladen",54823,"GEN8","IC","SB",{"$nulls":4},"DFO",null,{"v":73.5790023803711,"d":"74"},{"v":69.2630004882813,"d":"69"},{"v":0.118000000715256,"d":"0.1"},{"v":0.111000001430511,"d":"0.1"},{"v":0.0107000004500151,"d":"0.0"},{"v":6.00899982452393,"d":"6.0"},null,"EIA Prime Mover-level Data","EIA Prime Mover-level Data","Estimated using emissions factor","Estimated using emissions factor","Estimated using emissions factor","Estimated using emissions factor"]
[16601,2019,"NC","Smithfield Packaged Meats Corp.",58575,"3","IC","OP",{"$nulls":4},"DFO",null,{"v":3478.25,"d":"3,478"},{"v":1176.5,"d":"1,177"},{"v":5.22800016403198,"d":"5.2"},{"v":1.76800000667572,"d":"1.8"},{"v":0.504299998283386,"d":"0.5"},{"v":284.044006347656,"d":"284.0"},null,"EIA Prime Mover-level Data","EIA Prime Mover-level Data","Estimated using emissions factor","Estimated using emissions factor","Estimated using emissions factor","Estimated using emissions factor"]
[16616,2019,"NC","Sonne One",58782,"PV1","PV","OP",{"$nulls":4},"SUN",null,{"v":84802,"d":"84,802"},{"v":43604,"d":"43,604"},{"$nulls":5},"EIA Prime Mover-level Data","EIA Prime Mover-level Data"]
[16623,2019,"NC","South Winston Farm, LLC",60409,"SWFPV","PV","OP",{"$nulls":4},"SUN",null,{"v":82603,"d":"82,603"},{"v":42474,"d":"42,474"},{"$nulls":5},"EIA Prime Mover-level Data","EIA Prime Mover-level Data"]
[16643,2019,"NC","Strider Solar, LLC",63270,"NCSTR","PV","OP",{"$nulls":4},"SUN",null,{"v":84527,"d":"84,527"},{"v":43463,"d":"43,463"},{"$nulls":5},"EIA Prime Mover-level Data","EIA Prime Mover-level Data"]
[16649,2019,"NC","Sun Farm VI, LLC",61842,"PV1","PV","OP",{"$nulls":4},"SUN",null,{"v":95524,"d":"95,524"},{"v":49119,"d":"49,119"},{"$nulls":5},"EIA Prime Mover-level Data","EIA Prime Mover-level Data"]
[16665,2019,"NC","Thorpe",2750,"1","HY","OP",{"$nulls":4},"WAT",null,{"v":980147,"d":"980,147"},{"v":336806,"d":"336,806"},{"$nulls":5},"EIA Prime Mover-level Data","EIA Prime Mover-level Data"]
[16672,2019,"NC","Tillery",2714,"4","HY","OP",{"$nulls":4},"WAT",null,{"v":542763.5625,"d":"542,764"},{"v":186508.671875,"d":"186,509"},{"$nulls":5},"EIA Prime Mover-level Data","EIA Prime Mover-level Data"]
[16694,2019,"NC","Two Mile Solar",59427,"TMS1","PV","OP",{"$nulls":4},"SUN",null,{"v":74687,"d":"74,687"},{"v":38403,"d":"38,403"},{"$nulls":5},"EIA Prime Mover-level Data","EIA Prime Mover-level Data"]
[16707,2019,"NC","Uwharrie Mountain Renewable",58526,"6","IC","OP",{"$nulls":4},"LFG",null,{"v":110008,"d":"110,008"},{"v":45572,"d":"45,572"},{"v":82.3919982910156,"d":"82.4"},{"v":34.1319999694824,"d":"34.1"},{"v":2.47519993782043,"d":"2.5"},{"v":6985.48486328125,"d":"6,985.5"},null,"EIA Prime Mover-level Data","EIA Prime Mover-level Data","Estimated using emissions factor","Estimated using emissions factor","Estimated using emissions factor","Estimated using emissions factor"]
[16714,2019,"NC","Violet Solar",60961,"PV1","PV","OP",{"$nulls":4},"SUN",null,{"v":78275,"d":"78,275"},{"v":40249,"d":"40,249"},{"$nulls":5},"EIA Prime Mover-level Data","EIA Prime Mover-level Data"]
[16731,2019,"NC","Wake County LFG Facility",59688,"E13","IC","OP",{"$nulls":4},"LFG",null,{"v":19140.80078125,"d":"19,141"},{"v":7879.533203125,"d":"7,880"},{"v":13.1389999389648,"d":"13.1"},{"v":5.44299983978271,"d":"5.4"},{"v":0.415899991989136,"d":"0.4"},{"v":1215.43701171875,"d":"1,215.4"},null,"EIA Prime Mover-level Data","EIA Prime Mover-level Data","Estimated using emissions factor","Estimated using emissions factor","Estimated using emissions factor","Estimated using emissions factor"]
[16736,2019,"NC","Wake County LFG Facility",59688,"E18","IC","OP",{"$nulls":4},"LFG",null,{"v":19140.80078125,"d":"19,141"},{"v":7879.533203125,"d":"7,880"},{"v":13.1389999389648,"d":"13.1"},{"v":5.44299983978271,"d":"5.4"},{"v":0.415899991989136,"d":"0.4"},{"v":1215.43701171875,"d":"1,215.4"},null,"EIA Prime Mover-level Data","EIA Prime Mover-level Data","Estimated using emissions factor","Estimated using emissions factor","Estimated using emissions factor","Estimated using emissions factor"]
[16756,2019,"NC","Wake County LFG Facility",59688,"E9","IC","OP",{"$nulls":4},"LFG",null,{"v":19140.80078125,"d":"19,141"},{"v":7879.533203125,"d":"7,880"},{"v":13.1389999389648,"d":"13.1"},{"v":5.44299983978271,"d":"5.4"},{"v":0.415899991989136,"d":"0.4"},{"v":1215.43701171875,"d":"1,215.4"},null,"EIA Prime Mover-level Data","EIA Prime Mover-level Data","Estimated using emissions factor","Estimated using emissions factor","Estimated using emissions factor","Estimated using emissions factor"]
[16772,2019,"NC","Washington Airport Solar LLC",58845,"1","PV","OP",{"$nulls":4},"SUN",null,{"v":80832,"d":"80,832"},{"v":41563,"d":"41,563"},{"$nulls":5},"EIA Prime Mover-level Data","EIA Prime Mover-level Data"]
[16774,2019,"NC","Washington Solar",60948,"PV1","PV","P",{"$nulls":4},"SUN"]
[16785,2019,"NC","Wayne Solar III LLC",60597,"WYN3","PV","OP",{"$nulls":4},"SUN",null,{"v":75104,"d":"75,104"},{"v":38619,"d":"38,619"},{"$nulls":5},"EIA Prime Mover-level Data","EIA Prime Mover-level Data"]
[16801,2019,"NC","Wilkinson Solar LLC",62544,"GEN1","PV","OP",{"$nulls":4},"SUN",null,{"v":30589,"d":"30,589"},0,{"$nulls":5},"EIA Prime Mover-level Data","EIA Prime Mover-level Data"]
[16819,2019,"NC","Woodland Church Farm",59586,"PV1","PV","OP",{"$nulls":4},"SUN",null,{"v":78319,"d":"78,319"},{"v":40271,"d":"40,271"},{"$nulls":5},"EIA Prime Mover-level Data","EIA Prime Mover-level Data"]
[16823,2019,"NC","Works 53",58046,"1","IC","SB",{"$nulls":4},"DFO",null,111,{"v":68.3330001831055,"d":"68"},{"v":0.186000004410744,"d":"0.2"},{"v":0.115000002086163,"d":"0.1"},{"v":0.016100000590086,"d":"0.0"},{"v":9.0649995803833,"d":"9.1"},null,"EIA Prime Mover-level Data","EIA Prime Mover-level Data","Estimated using emissions factor","Estimated using emissions factor","Estimated using emissions factor","Estimated using emissions factor"]
[16843,2019,"ND","Ashtabula Wind III LLC",57387,"GE16","WT","OP",{"$nulls":4},"WND",null,{"v":1771241,"d":"1,771,241"},{"v":640833,"d":"640,833"},{"$nulls":5},"EIA Prime Mover-level Data","EIA Prime Mover-level Data"]
[16852,2019,"ND","Brady II Wind Energy Center",60354,"BWEC2","WT","OP",{"$nulls":4},"WND",null,{"v":5718817,"d":"5,718,817"},{"v":2104002,"d":"2,104,002"},{"$nulls":5},"EIA Prime Mover-level Data","EIA Prime Mover-level Data"]
[16865,2019,"ND","FPL Energy Ashtabula Wind LLC",56919,"GE15","WT","OP",{"$nulls":4},"WND",null,{"v":3806488,"d":"3,806,488"},{"v":1377183,"d":"1,377,183"},{"$nulls":5},"EIA Prime Mover-level Data","EIA Prime Mover-level Data"]
[16885,2019,"ND","Grand Forks",2821,"11","IC","RE",{"$nulls":4},"DFO"]
[16889,2019,"ND","Grand Forks",2821,"5","IC","RE",{"$nulls":4},"DFO"]
[16907,2019,"ND","Lindahl Wind Project, LLC",59684,"LWP01","WT","OP",{"$nulls":4},"WND",null,{"v":5234497,"d":"5,234,497"},{"v":1929269,"d":"1,929,269"},{"$nulls":5},"EIA Prime Mover-level Data","EIA Prime Mover-level Data"]
[16914,2019,"ND","Merricourt Wind Energy Center",57048,"1","WT","U",{"$nulls":4},"WND"]
[16930,2019,"ND","R M Heskett",2790,"CT6","GT","OP","Yes","ARP","CT",null,"NG",{"v":127,"d":"127.0"},{"v":44297.41796875,"d":"44,297"},{"v":7183.798828125,"d":"7,184"},{"v":3.23000001907349,"d":"3.2"},{"v":0.448000013828278,"d":"0.4"},{"v":0.0130000002682209,"d":"0.0"},{"v":2632.48291015625,"d":"2,632.5"},null,"EPA/CAMD","EPA/CAMD","EPA/CAMD","EPA/CAMD","EPA/CAMD","EPA/CAMD",null,null,"DLNB",null,2014]
[16944,2019,"ND","Williston",2791,"2","GT","RE",{"$nulls":4},"NG"]
[16956,2019,"NE","Arnold",2216,"4","IC","OS",{"$nulls":4},"DFO"]
[16972,2019,"NE","Broken Bow",2221,"4","IC","OP",{"$nulls":4},"NG",null,{"v":32746.7578125,"d":"32,747"},{"v":22316.873046875,"d":"22,317"},{"v":53.2379989624023,"d":"53.2"},{"v":36.2929992675781,"d":"36.3"},{"v":0.0615000016987324,"d":"0.1"},{"v":1913.86901855469,"d":"1,913.9"},null,"EIA Prime Mover-level Data","EIA Prime Mover-level Data","Estimated using emissions factor","Estimated using emissions factor","Estimated using emissions factor","Estimated using emissions factor"]
[16977,2019,"NE","Burt County Wind",61511,"BCNE","WT","L",{"$nulls":4},"WND"]
[16994,2019,"NE","Cass County Station",55972,"CT1","GT","OP","Yes","ARP,CSNOX,CSSO2G2","CT",null,"NG",{"v":880,"d":"880.0"},{"v":1190800.125,"d":"1,190,800"},{"v":879691.0625,"d":"879,691"},{"v":40.1549987792969,"d":"40.2"},{"v":29.7740001678467,"d":"29.8"},{"v":0.35699999332428,"d":"0.4"},{"v":70768.3359375,"d":"70,768.3"},null,"EPA/CAMD","EPA/CAMD","EPA/CAMD","EPA/CAMD","EPA/CAMD","EPA/CAMD",null,null,"DLNB",null,2003]
[17001,2019,"NE","City of Lexington",61467,"LXNE1","PV","OP",{"$nulls":4},"SUN",null,{"v":57723,"d":"57,723"},{"v":35434,"d":"35,434"},{"$nulls":5},"EIA Prime Mover-level Data","EIA Prime Mover-level Data"]
[17022,2019,"NE","Curtis",2232,"4","IC","OP",{"$nulls":4},"NG",null,{"v":201.764999389648,"d":"202"},{"v":124.764999389648,"d":"125"},{"v":0.252000004053116,"d":"0.3"},{"v":0.172999992966652,"d":"0.2"},{"v":0.000300000014249235,"d":"0.0"},{"v":11.7919998168945,"d":"11.8"},null,"EIA Prime Mover-level Data","EIA Prime Mover-level Data","Estimated using emissions factor","Estimated using emissions factor","Estimated using emissions factor","Estimated using emissions factor"]
[17036,2019,"NE","Elk City Station",7955,"2","IC","OP",{"$nulls":4},"LFG",null,{"v":69234.75,"d":"69,235"},{"v":29779.75,"d":"29,780"},{"v":47.7140007019043,"d":"47.7"},{"v":20.5230007171631,"d":"20.5"},{"v":1.55780005455017,"d":"1.6"},{"v":4396.39208984375,"d":"4,396.4"},null,"EIA Prime Mover-level Data","EIA Prime Mover-level Data","Estimated using emissions factor","Estimated using emissions factor","Estimated using emissions factor","Estimated using emissions factor"]
[17043,2019,"NE","Elkhorn Ridge Wind LLC",56947,"1","WT","OP",{"$nulls":4},"WND",null,{"v":1841189,"d":"1,841,189"},{"v":666682,"d":"666,682"},{"$nulls":5},"EIA Prime Mover-level Data","EIA Prime Mover-level Data"]
[17059,2019,"NE","Fort Calhoun Community Solar",63844,"FTCAL","PV","OP",{"$nulls":4},"SUN",null,882,0,{"$nulls":5},"EIA Prime Mover-level Data","EIA Prime Mover-level Data"]
[17065,2019,"NE","Gavins Point",6624,"2","HY","OP",{"$nulls":4},"WAT",null,{"v":1894185.375,"d":"1,894,185"},{"v":785749,"d":"785,749"},{"$nulls":5},"EIA Prime Mover-level Data","EIA Prime Mover-level Data"]
[17085,2019,"NE","Jones Street",2290,"2","GT","OP","Yes","CSNOX,CSSO2G2","CT",null,"DFO",{"v":122,"d":"122.0"},{"v":73451.3984375,"d":"73,451"},{"v":38399,"d":"38,399"},{"v":44.0709991455078,"d":"44.1"},{"v":23.0400009155273,"d":"23.0"},{"v":1.85300004482269,"d":"1.9"},{"v":5998.251953125,"d":"5,998.3"},null,"EPA/CAMD","EPA/CAMD","EPA/CAMD","EPA/CAMD","EPA/CAMD","Estimated using emissions factor",{"$nulls":4},1973]
[17101,2019,"NE","Laurel",2249,"4","IC","RE",{"$nulls":4},"NG"]
[17114,2019,"NE","Madison Utilities",7469,"FM2","IC","OP",{"$nulls":4},"DFO",null,{"v":17.7070007324219,"d":"18"},{"v":6.72399997711182,"d":"7"},{"v":0.025000000372529,"d":"0.0"},{"v":0.00999999977648258,"d":"0.0"},{"v":0.00230000005103648,"d":"0.0"},{"v":1.44599997997284,"d":"1.4"},null,"EIA Prime Mover-level Data","EIA Prime Mover-level Data","Estimated using emissions factor","Estimated using emissions factor","Estimated using emissions factor","Estimated using emissions factor"]
[17127,2019,"NE","Mobile",6229,"500","IC","OP",{"$nulls":4},"DFO",null,{"v":125.322998046875,"d":"125"},{"v":53.226001739502,"d":"53"},{"v":0.20100000500679,"d":"0.2"},{"v":0.0860000029206276,"d":"0.1"},{"v":0.0182000007480383,"d":"0.0"},{"v":10.2340002059937,"d":"10.2"},null,"EIA Prime Mover-level Data","EIA Prime Mover-level Data","Estimated using emissions factor","Estimated using emissions factor","Estimated using emissions factor","Estimated using emissions factor"]
[17130,2019,"NE","Monroe (NE)",2273,"3","HY","OP",{"$nulls":4},"WAT",null,{"v":45707,"d":"45,707"},{"v":18960.333984375,"d":"18,960"},{"$nulls":5},"EIA Prime Mover-level Data","EIA Prime Mover-level Data"]
[17147,2019,"NE","North Omaha Station",2291,"2","ST","OP","Yes","ARP,CSNOX,CSSO2G2","TANGENTIAL",1,"NG",{"v":577,"d":"577.0"},{"v":228333.328125,"d":"228,333"},{"v":184926.734375,"d":"184,927"},{"v":9.11100006103516,"d":"9.1"},{"v":6.98199987411499,"d":"7.0"},{"v":0.488999992609024,"d":"0.5"},{"v":13536.01171875,"d":"13,536.0"},null,"EPA/CAMD","EPA/CAMD","EPA/CAMD","EPA/CAMD","EPA/CAMD","EPA/CAMD",null,null,"LNC1",null,1957]
[17165,2019,"NE","Pender",2296,"1","IC","OP",{"$nulls":4},"NG",null,{"v":119.388000488281,"d":"119"},{"v":62.4490013122559,"d":"62"},{"v":0.0659999996423721,"d":"0.1"},{"v":0.046000000089407,"d":"0.0"},{"v":9.99999974737875e-05,"d":"0.0"},{"v":6.97800016403198,"d":"7.0"},null,"EIA Prime Mover-level Data","EIA Prime Mover-level Data","Estimated using emissions factor","Estimated using emissions factor","Estimated using emissions factor","Estimated using emissions factor"]
[17172,2019,"NE","Perennial Windfarm",61677,"T-3","WT","OP",{"$nulls":4},"WND",null,{"v":91593.6640625,"d":"91,594"},{"v":33165.33203125,"d":"33,165"},{"$nulls":5},"EIA Prime Mover-level Data","EIA Prime Mover-level Data"]
[17180,2019,"NE","Prairie Breeze",58322,"1","WT","OP",{"$nulls":4},"WND",null,{"v":5744019,"d":"5,744,019"},{"v":2079869,"d":"2,079,869"},{"$nulls":5},"EIA Prime Mover-level Data","EIA Prime Mover-level Data"]
[17194,2019,"NE","Sargent",2300,"1","IC","OP",{"$nulls":4},"DFO",null,{"v":8.25,"d":"8"},0,{"v":0.0130000002682209,"d":"0.0"},{"v":0,"d":"0.0"},{"v":1.20000005699694E-3,"d":"0.0"},{"v":0.674000024795532,"d":"0.7"},null,"EIA Prime Mover-level Data","EIA Prime Mover-level Data","Estimated using emissions factor","Estimated using emissions factor","Estimated using emissions factor","Estimated using emissions factor"]
[17214,2019,"NE","Spalding",2303,"1","HY","OP",{"$nulls":4},"WAT"]
[17221,2019,"NE","Springview",7771,"1","WT","RE",{"$nulls":4},"WND"]
[17239,2019,"NE","Terry Bundy Generating Station",7887,"SVGS4","GT","OP","Yes","ARP,CSNOX,CSSO2G2","CT",null,"NG",{"v":2438,"d":"2,438.0"},{"v":588066.8125,"d":"588,067"},{"v":314578.1875,"d":"314,578"},{"v":8.65799999237061,"d":"8.7"},{"v":4.77500009536743,"d":"4.8"},{"v":0.168999999761581,"d":"0.2"},{"v":34951.02734375,"d":"34,951.0"},null,"EPA/CAMD","EPA/CAMD","EPA/CAMD","EPA/CAMD","EPA/CAMD","EPA/CAMD",null,null,"H2O,SCR",null,2003]
[17243,2019,"NE","Valentine Wind, LLC",59736,"7772","WT","OP",{"$nulls":4},"WND",null,{"v":51712,"d":"51,712"},{"v":18725,"d":"18,725"},{"$nulls":5},"EIA Prime Mover-level Data","EIA Prime Mover-level Data"]
[17259,2019,"NE","Wayne IC",2312,"6","IC","OP",{"$nulls":4},"DFO",null,{"v":126.330001831055,"d":"126"},{"v":54.7430000305176,"d":"55"},{"v":0.195999994874001,"d":"0.2"},{"v":0.0850000008940697,"d":"0.1"},{"v":0.0183000005781651,"d":"0.0"},{"v":10.3159999847412,"d":"10.3"},null,"EIA Prime Mover-level Data","EIA Prime Mover-level Data","Estimated using emissions factor","Estimated using emissions factor","Estimated using emissions factor","Estimated using emissions factor"]
[17272,2019,"NE","Wisner",2316,"3","IC","OP",{"$nulls":4},"DFO",null,{"v":64.4209976196289,"d":"64"},{"v":27.7889995574951,"d":"28"},{"v":0.100000001490116,"d":"0.1"},{"v":0.0430000014603138,"d":"0.0"},{"v":0.00930000003427267,"d":"0.0"},{"v":5.26100015640259,"d":"5.3"},null,"EIA Prime Mover-level Data","EIA Prime Mover-level Data","Estimated using emissions factor","Estimated using emissions factor","Estimated using emissions factor","Estimated using emissions factor"]
[17285,2019,"NH","Berlin Gorham",54639,"GOR1","HY","OP",{"$nulls":4},"WAT",null,{"v":44983.8828125,"d":"44,984"},{"v":14737.267578125,"d":"14,737"},{"$nulls":5},"EIA Prime Mover-level Data","EIA Prime Mover-level Data"]
[17301,2019,"NH","Berlin Gorham",54639,"XP4","HY","OP",{"$nulls":4},"WAT",null,{"v":18743.283203125,"d":"18,743"},{"v":6140.52783203125,"d":"6,141"},{"$nulls":5},"EIA Prime Mover-level Data","EIA Prime Mover-level Data"]
[17317,2019,"NH","DG Whitefield LLC",10839,"BLR1","ST","OP",{"$nulls":3},1,"WDS",null,{"v":311368,"d":"311,368"},0,{"v":11.6759996414185,"d":"11.7"},{"v":0,"d":"0.0"},{"v":3.8921000957489,"d":"3.9"},{"v":32194.4453125,"d":"32,194.4"},null,"EIA Unit-level Data","EIA Unit-Level Data","Estimated based on unit-level NOx emission rates","Estimated based on unit-level NOx ozone season emission rates","Estimated using emissions factor and plant-specific sulfur content","Estimated using emissions factor",null,null,"SR"]
[17323,2019,"NH","EHC West Hopkinton",54384,"GEN1","HY","OP",{"$nulls":4},"WAT",null,{"v":33669,"d":"33,669"},{"v":11031,"d":"11,031"},{"$nulls":5},"EIA Prime Mover-level Data","EIA Prime Mover-level Data"]
[17343,2019,"NH","Hampton Facility",10108,"GEN3","IC","RE",{"$nulls":4},"DFO"]
[17350,2019,"NH","Hooksett",2359,"1","HY","OP",{"$nulls":4},"WAT",null,{"v":67286,"d":"67,286"},{"v":22044,"d":"22,044"},{"$nulls":5},"EIA Prime Mover-level Data","EIA Prime Mover-level Data"]
[17365,2019,"NH","Merrimack",2364,"1","ST","OP","Yes","ARP,MATS,NHNOX,RGGI","CYCLONE",1,"BIT",{"v":904,"d":"904.0"},{"v":826732.4375,"d":"826,732"},{"v":111985.5234375,"d":"111,986"},{"v":94.4130020141602,"d":"94.4"},{"v":14.4020004272461,"d":"14.4"},{"v":47.9090003967285,"d":"47.9"},{"v":84822.46875,"d":"84,822.5"},{"v":0.540000021457672,"d":"0.5"},"EPA/CAMD","EPA/CAMD","EPA/CAMD","EPA/CAMD","EPA/CAMD","EPA/CAMD","EPA/CAMD","WL","SCR",null,1960]
[17372,2019,"NH","Milton Hydro",10519,"4","HY","OP",{"$nulls":4},"WAT",null,{"v":21947.5,"d":"21,948"},{"v":7190.35693359375,"d":"7,190"},{"$nulls":5},"EIA Prime Mover-level Data","EIA Prime Mover-level Data"]
[17392,2019,"NH","Pontook Hydro Facility",50741,"GEN3","HY","OP",{"$nulls":4},"WAT",null,{"v":151136,"d":"151,136"},{"v":49513.66796875,"d":"49,514"},{"$nulls":5},"EIA Prime Mover-level Data","EIA Prime Mover-level Data"]
[17397,2019,"NH","S C Moore",2351,"GEN2","HY","OP",{"$nulls":4},"WAT",null,{"v":748537,"d":"748,537"},{"v":245229.5,"d":"245,230"},{"$nulls":5},"EIA Prime Mover-level Data","EIA Prime Mover-level Data"]
[17414,2019,"NH","Turnkey Landfill Gas Recovery",54663,"GEN3","IC","OP",{"$nulls":4},"LFG",null,{"v":23457,"d":"23,457"},{"v":9705.25,"d":"9,705"},{"v":16.1040000915527,"d":"16.1"},{"v":6.66300010681152,"d":"6.7"},{"v":0.527800023555756,"d":"0.5"},{"v":1489.51501464844,"d":"1,489.5"},null,"EIA Prime Mover-level Data","EIA Prime Mover-level Data","Estimated using emissions factor","Estimated using emissions factor","Estimated using emissions factor","Estimated using emissions factor"]
[17430,2019,"NJ","46 Meadowlands Parkway",62325,"1","PV","OP",{"$nulls":4},"SUN",null,{"v":20134,"d":"20,134"},{"v":10554,"d":"10,554"},{"$nulls":5},"EIA Prime Mover-level Data","EIA Prime Mover-level Data"]
[17442,2019,"NJ","ACUA",61923,"VACUA","BA","OP",{"$nulls":4},"MWH",null,0,0,{"$nulls":5},"EIA Prime Mover-level Data","EIA Prime Mover-level Data"]
[17456,2019,"NJ","Augusta Solar Farm",62906,"AUGSF","PV","OP",{"$nulls":4},"SUN",null,{"v":39405,"d":"39,405"},{"v":20655,"d":"20,655"},{"$nulls":5},"EIA Prime Mover-level Data","EIA Prime Mover-level Data"]
[17459,2019,"NJ","Barrette Outdoor Living, Inc.",63298,"BARRE","PV","OP",{"$nulls":4},"SUN",null,{"v":18745,"d":"18,745"},{"v":12557,"d":"12,557"},{"$nulls":5},"EIA Prime Mover-level Data","EIA Prime Mover-level Data"]
[17475,2019,"NJ","Bayville Central Facility",54569,"COG2","IC","OP",{"$nulls":4},"OBG",null,{"v":3721.17407226563,"d":"3,721"},{"v":1684.69604492188,"d":"1,685"},{"v":56.5620002746582,"d":"56.6"},{"v":24.9230003356934,"d":"24.9"},{"v":0.0834000036120415,"d":"0.1"},{"v":236.294006347656,"d":"236.3"},null,"EIA Prime Mover-level Data","EIA Prime Mover-level Data","Estimated using emissions factor","Estimated using emissions factor","Estimated using emissions factor","Estimated using emissions factor"]
[17485,2019,"NJ","BC Landfill Energy LLC",57847,"UNIT1","IC","OP",{"$nulls":4},"LFG",null,{"v":86313.3984375,"d":"86,313"},{"v":35615,"d":"35,615"},{"v":65.3209991455078,"d":"65.3"},{"v":26.9529991149902,"d":"27.0"},{"v":1.94210004806519,"d":"1.9"},{"v":5480.8828125,"d":"5,480.9"},null,"EIA Prime Mover-level Data","EIA Prime Mover-level Data","Estimated using emissions factor","Estimated using emissions factor","Estimated using emissions factor","Estimated using emissions factor"]
[17501,2019,"NJ","Bergenmand Solar Partners, LLC Mahwah",63200,"SA2","PV","OP",{"$nulls":4},"SUN"]
[17520,2019,"NJ","Burlington Generating Station",2399,"124","GT","OP","Yes","ARP,CSNOX,CSOSG2,CSSO2G1","CT",null,"NG",{"v":346,"d":"346.0"},{"v":34856.14453125,"d":"34,856"},{"v":23680.06640625,"d":"23,680"},{"v":1.91299998760223,"d":"1.9"},{"v":1.14400005340576,"d":"1.1"},{"v":0.0120000001043081,"d":"0.0"},{"v":2105.22607421875,"d":"2,105.2"},null,"EPA/CAMD","EPA/CAMD","EPA/CAMD","EPA/CAMD","EPA/CAMD","EPA/CAMD",null,null,"H2O",null,2000]
[17523,2019,"NJ","Calpine Vineland Solar LLC",57081,"CVS1","PV","OP",{"$nulls":4},"SUN",null,{"v":26046.658203125,"d":"26,047"},{"v":13653.0244140625,"d":"13,653"},{"$nulls":5},"EIA Prime Mover-level Data","EIA Prime Mover-level Data"]
[17543,2019,"NJ","Cherry Hill",57734,"CH","PV","OP",{"$nulls":4},"SUN",null,{"v":13410,"d":"13,410"},{"v":7029,"d":"7,029"},{"$nulls":5},"EIA Prime Mover-level Data","EIA Prime Mover-level Data"]
[17550,2019,"NJ","Colonial Pipeline Allentown Chesterfield",63356,"CPAC","PV","OP",{"$nulls":4},"SUN",null,{"v":9529,"d":"9,529"},{"v":4994,"d":"4,994"},{"$nulls":5},"EIA Prime Mover-level Data","EIA Prime Mover-level Data"]
[17567,2019,"NJ","Cumberland County Solid Waste Complex",56884,"GEN1","IC","OP",{"$nulls":4},"LFG",null,{"v":69671.6640625,"d":"69,672"},{"v":28748,"d":"28,748"},{"v":51.4379997253418,"d":"51.4"},{"v":21.2240009307861,"d":"21.2"},{"v":1.56760001182556,"d":"1.6"},{"v":4424.13623046875,"d":"4,424.1"},null,"EIA Prime Mover-level Data","EIA Prime Mover-level Data","Estimated using emissions factor","Estimated using emissions factor","Estimated using emissions factor","Estimated using emissions factor"]
[17572,2019,"NJ","Deepwater",2384,"1","ST","RE",null,null,"CYCLONE",1,"NG"]
[17588,2019,"NJ","Dow Jones South Brunswick Solar",57397,"PV02","PV","OP",{"$nulls":4},"SUN",null,{"v":16742.634765625,"d":"16,743"},{"v":8776.1953125,"d":"8,776"},{"$nulls":5},"EIA Prime Mover-level Data","EIA Prime Mover-level Data"]
[17600,2019,"NJ","EQX002 Secaucus Rd Fuel Cell",63702,"EQX02","FC","OP",{"$nulls":4},"NG",null,{"v":39075,"d":"39,075"},{"v":21769,"d":"21,769"},{"$nulls":5},"EIA Prime Mover-level Data","EIA Prime Mover-level Data"]
[17614,2019,"NJ","Freeze Solar",60759,"PV1","PV","OP",{"$nulls":4},"SUN",null,{"v":16662,"d":"16,662"},{"v":8734,"d":"8,734"},{"$nulls":5},"EIA Prime Mover-level Data","EIA Prime Mover-level Data"]
[17630,2019,"NJ","Gilbert Generating Station",2393,"9","GT","OP","Yes","ARP,CSNOX,CSOSG2,CSSO2G1","CT",null,"NG",{"v":152,"d":"152.0"},{"v":120282.625,"d":"120,283"},{"v":21079.63671875,"d":"21,080"},{"v":7.67999982833862,"d":"7.7"},{"v":1.00199997425079,"d":"1.0"},{"v":0.569999992847443,"d":"0.6"},{"v":9105.0341796875,"d":"9,105.0"},null,"EPA/CAMD","EPA/CAMD","EPA/CAMD","EPA/CAMD","EPA/CAMD","EPA/CAMD",null,null,"DLNB,H2O",null,1996]
[17645,2019,"NJ","Great Falls Hydro Project",52068,"GEN2","HY","OP",{"$nulls":4},"WAT",null,{"v":78566,"d":"78,566"},{"v":27700.666015625,"d":"27,701"},{"$nulls":5},"EIA Prime Mover-level Data","EIA Prime Mover-level Data"]
[17656,2019,"NJ","Haworth Water Treatment Plant",56701,"GEN3","IC","OP",{"$nulls":4},"NG",null,{"v":25634.375,"d":"25,634"},{"v":11896.125,"d":"11,896"},{"v":68.8219985961914,"d":"68.8"},{"v":31.9379997253418,"d":"31.9"},{"v":0.0819000005722046,"d":"0.1"},{"v":1498.18896484375,"d":"1,498.2"},null,"EIA Prime Mover-level Data","EIA Prime Mover-level Data","Estimated using emissions factor","Estimated using emissions factor","Estimated using emissions factor","Estimated using emissions factor"]
[17672,2019,"NJ","Hoffmann LaRoche",10123,"TG3","GT","RE",{"$nulls":4},"NG"]
[17678,2019,"NJ","Howard M Down",2434,"U11","GT","OP","Yes","ARP,CSNOX,CSOSG2,CSSO2G1","CT",null,"NG",{"v":1647,"d":"1,647.0"},{"v":802776.6875,"d":"802,777"},{"v":474171.34375,"d":"474,171"},{"v":6.54899978637695,"d":"6.5"},{"v":2.88700008392334,"d":"2.9"},{"v":0.246999993920326,"d":"0.2"},{"v":48006.91796875,"d":"48,006.9"},null,"EPA/CAMD","EPA/CAMD","EPA/CAMD","EPA/CAMD","EPA/CAMD","EPA/CAMD",null,null,"H2O,SCR",null,2012]
[17694,2019,"NJ","Jackson Board of Education-Liberty HS",60113,"PV1","PV","OP",{"$nulls":4},"SUN",null,{"v":16030,"d":"16,030"},{"v":8402,"d":"8,402"},{"$nulls":5},"EIA Prime Mover-level Data","EIA Prime Mover-level Data"]
[17701,2019,"NJ","JMB Mcguire-Dix-Lakehurst Solar Project",58793,"UCIV","PV","OP",{"$nulls":4},"SUN",null,{"v":116059,"d":"116,059"},{"v":60835,"d":"60,835"},{"$nulls":5},"EIA Prime Mover-level Data","EIA Prime Mover-level Data"]
[17721,2019,"NJ","Lafayette Energy Partners LP",50788,"HA2","IC","RE",{"$nulls":4},"LFG"]
[17725,2019,"NJ","Lakewood Cheddar School",62454,"1","PV","OP",{"$nulls":4},"SUN",null,{"v":12173,"d":"12,173"},{"v":6381,"d":"6,381"},{"$nulls":5},"EIA Prime Mover-level Data","EIA Prime Mover-level Data"]
[17743,2019,"NJ","Livingston Solar Canopies",58505,"LVSC","PV","OP",{"$nulls":4},"SUN",null,{"v":66112,"d":"66,112"},{"v":34653,"d":"34,653"},{"$nulls":5},"EIA Prime Mover-level Data","EIA Prime Mover-level Data"]
[17759,2019,"NJ","Mars Wrigley Confectionery US, LLC",10061,"GEN2","CA","OS",{"$nulls":4},"NG"]
[17770,2019,"NJ","Merck Rahway Power Plant",10224,"BLR 5","ST","SC",{"$nulls":3},3,"DFO",null,0,0,{"v":0,"d":"0.0"},{"v":0,"d":"0.0"},{"v":0,"d":"0.0"},{"v":0,"d":"0.0"},null,"EIA Unit-level Data","EIA Unit-Level Data","Estimated using emissions factor","Estimated using emissions factor","Estimated using emissions factor","Estimated using emissions factor"]
[17785,2019,"NJ","Milford Solar Farm (NJ) LLC",62637,"MILFD","PV","OP",{"$nulls":4},"SUN",null,{"v":18719,"d":"18,719"},{"v":6610,"d":"6,610"},{"$nulls":5},"EIA Prime Mover-level Data","EIA Prime Mover-level Data"]
[17788,2019,"NJ","Millville City Sewer Auth WTP",58822,"U1BB","PV","OP",{"$nulls":4},"SUN",null,{"v":9146.4619140625,"d":"9,146"},{"v":4794.4609375,"d":"4,794"},{"$nulls":5},"EIA Prime Mover-level Data","EIA Prime Mover-level Data"]
[17803,2019,"NJ","New Road Solar, LLC",61599,"NEWRD","PV","OP",{"$nulls":4},"SUN",null,{"v":148996,"d":"148,996"},{"v":78100,"d":"78,100"},{"$nulls":5},"EIA Prime Mover-level Data","EIA Prime Mover-level Data"]
[17814,2019,"NJ","NJ TRANSITGRID",63631,"CTG-5","CT","L",{"$nulls":4},"NG"]
[17830,2019,"NJ","Ocean County Landfill",54980,"UNT2","IC","OP",{"$nulls":4},"LFG",null,{"v":62962.890625,"d":"62,963"},{"v":27716.77734375,"d":"27,717"},{"v":42.4850006103516,"d":"42.5"},{"v":18.3889999389648,"d":"18.4"},{"v":1.41670000553131,"d":"1.4"},{"v":3998.1298828125,"d":"3,998.1"},null,"EIA Prime Mover-level Data","EIA Prime Mover-level Data","Estimated using emissions factor","Estimated using emissions factor","Estimated using emissions factor","Estimated using emissions factor"]
[17848,2019,"NJ","Parlin Solar LLC",59544,"PV1","PV","OP",{"$nulls":4},"SUN",null,{"v":10064,"d":"10,064"},{"v":5275,"d":"5,275"},{"$nulls":5},"EIA Prime Mover-level Data","EIA Prime Mover-level Data"]
[17852,2019,"NJ","Passaic Valley Water Commission",50311,"GEN4","HY","OS",{"$nulls":4},"WAT"]
[17872,2019,"NJ","Pennsauken Solar",56883,"GEN 7","PV","OP",{"$nulls":4},"SUN",null,{"v":1046.6669921875,"d":"1,047"},{"v":548.6669921875,"d":"549"},{"$nulls":5},"EIA Prime Mover-level Data","EIA Prime Mover-level Data"]
[17879,2019,"NJ","Pittsgrove Solar",60740,"PV1","PV","OP",{"$nulls":4},"SUN",null,{"v":26928,"d":"26,928"},{"v":14115,"d":"14,115"},{"$nulls":5},"EIA Prime Mover-level Data","EIA Prime Mover-level Data"]
[17895,2019,"NJ","PSEG Bayonne Generating Station",2397,"2","GT","RE",{"$nulls":4},"KER"]
[17914,2019,"NJ","PSEG Mercer Generating Station",2408,"2","ST","RE",null,null,"WALL",1,"BIT",{"$nulls":15},"SD","SR","Yes"]
[17921,2019,"NJ","Rariton OMP",59055,"CHP1","IC","OP",{"$nulls":4},"NG",null,{"v":4120,"d":"4,120"},{"v":1912,"d":"1,912"},{"v":5.81300020217896,"d":"5.8"},{"v":2.69899988174438,"d":"2.7"},{"v":0.00659999996423721,"d":"0.0"},{"v":240.791000366211,"d":"240.8"},null,"EIA Prime Mover-level Data","EIA Prime Mover-level Data","Estimated using emissions factor","Estimated using emissions factor","Estimated using emissions factor","Estimated using emissions factor"]
[17928,2019,"NJ","Reeves Station Rd East",58030,"REEVE","PV","OP",{"$nulls":4},"SUN",null,{"v":77029,"d":"77,029"},{"v":40376,"d":"40,376"},{"$nulls":5},"EIA Prime Mover-level Data","EIA Prime Mover-level Data"]
[17943,2019,"NJ","Salem Generating Station",2410,"2001","GT","OP","Yes","CSNOX,CSOSG2,CSSO2G1","CT",null,"DFO",{"v":6,"d":"6.0"},861,399,{"v":0.517000019550323,"d":"0.5"},{"v":0.238999992609024,"d":"0.2"},{"v":0.129999995231628,"d":"0.1"},{"v":69.8000030517578,"d":"69.8"},null,"EPA/CAMD","EPA/CAMD","EPA/CAMD","EPA/CAMD","EPA/CAMD","EPA/CAMD",{"$nulls":4},1971]
[17959,2019,"NJ","Seaside Heights Power Plant",58172,"UNIT2","IC","OA",{"$nulls":4},"DFO"]
[17973,2019,"NJ","St.Joseph's Regional Medical Center",63645,"7E600","IC","SB",{"$nulls":4},"DFO"]
[17985,2019,"NJ","Stockton Athletic Center",57864,"SAC","PV","OP",{"$nulls":4},"SUN",null,{"v":2480.78588867188,"d":"2,481"},{"v":1300.28601074219,"d":"1,300"},{"$nulls":5},"EIA Prime Mover-level Data","EIA Prime Mover-level Data"]
[18001,2019,"NJ","Trenton Solar Farm",57352,"TREN","PV","OP",{"$nulls":4},"SUN",null,{"v":14086,"d":"14,086"},{"v":7383,"d":"7,383"},{"$nulls":5},"EIA Prime Mover-level Data","EIA Prime Mover-level Data"]
[18006,2019,"NJ","United Stationers Supply Solar Electric",58040,"SEF-B","PV","OP",{"$nulls":4},"SUN",null,{"v":10482,"d":"10,482"},{"v":5494.2861328125,"d":"5,494"},{"$nulls":5},"EIA Prime Mover-level Data","EIA Prime Mover-level Data"]
[18023,2019,"NJ","Warren County Solar",56888,"GEN 8","PV","IP",{"$nulls":4},"SUN"]
[18030,2019,"NJ","Werner",2385,"GT2","GT","RE",{"$nulls":4},"DFO"]
[18050,2019,"NJ","Yardville Solar Farm",57382,"YARD","PV","OP",{"$nulls":4},"SUN",null,{"v":45603,"d":"45,603"},{"v":23904,"d":"23,904"},{"$nulls":5},"EIA Prime Mover-level Data","EIA Prime Mover-level Data"]
[18065,2019,"NM","Animas",2465,"2","CA","RE",{"$nulls":4},"NG"]
[18072,2019,"NM","Arroyo Solar Energy Storage Hybrid",63172,"ARESS","BA","P",{"$nulls":4},"MWH"]
[18092,2019,"NM","Chaves Solar, LLC",60405,"CSPV","PV","OP",{"$nulls":4},"SUN",null,{"v":1476717,"d":"1,476,717"},{"v":780854,"d":"780,854"},{"$nulls":5},"EIA Prime Mover-level Data","EIA Prime Mover-level Data"]
[18098,2019,"NM","City of Rio Rancho WWTP",63391,"CORR","PV","OP",{"$nulls":4},"SUN",null,{"v":5503,"d":"5,503"},{"v":1811,"d":"1,811"},{"$nulls":5},"EIA Prime Mover-level Data","EIA Prime Mover-level Data"]
[18114,2019,"NM","Elephant Butte",6402,"1","HY","OP",{"$nulls":4},"WAT",null,{"v":141596,"d":"141,596"},{"v":68038.3359375,"d":"68,038"},{"$nulls":5},"EIA Prime Mover-level Data","EIA Prime Mover-level Data"]
[18130,2019,"NM","Four Peaks Camino Real",60696,"2","IC","OP",{"$nulls":4},"LFG",null,{"v":96804,"d":"96,804"},{"v":40485,"d":"40,485"},{"v":74.1890029907227,"d":"74.2"},{"v":31.0270004272461,"d":"31.0"},{"v":2.17810010910034,"d":"2.2"},{"v":6147.0341796875,"d":"6,147.0"},null,"EIA Prime Mover-level Data","EIA Prime Mover-level Data","Estimated using emissions factor","Estimated using emissions factor","Estimated using emissions factor","Estimated using emissions factor"]
[18131,2019,"NM","Freeport McMoRan",54734,"1","IC","SB",{"$nulls":4},"DFO"]
[18143,2019,"NM","Freeport McMoRan",54734,"7","IC","SB",{"$nulls":4},"DFO"]
[18159,2019,"NM","Las Vegas Solar Energy Center",57576,"LVSEC","PV","OP",{"$nulls":4},"SUN",null,{"v":87840,"d":"87,840"},{"v":46448,"d":"46,448"},{"$nulls":5},"EIA Prime Mover-level Data","EIA Prime Mover-level Data"]
[18176,2019,"NM","Los Lunas Solar Energy Center",57571,"LLSEC","PV","OP",{"$nulls":4},"SUN",null,{"v":95887.859375,"d":"95,888"},{"v":50703.5703125,"d":"50,704"},{"$nulls":5},"EIA Prime Mover-level Data","EIA Prime Mover-level Data"]
[18181,2019,"NM","Macho Springs Power I",57947,"GEN","WT","OP",{"$nulls":4},"WND",null,{"v":1178060,"d":"1,178,060"},{"v":448146,"d":"448,146"},{"$nulls":5},"EIA Prime Mover-level Data","EIA Prime Mover-level Data"]
[18201,2019,"NM","Pinon Energy Center",63281,"GT2","GT","L",{"$nulls":4},"NG"]
[18208,2019,"NM","Prosperity Energy Storage Facility Hybrid",58899,"GEN-2","BA","OP",{"$nulls":4},"MWH"]
[18223,2019,"NM","Rio Grande",2444,"6","ST","OP",null,null,"WALL",1,"NG",{"v":0,"d":"0.0"},{"$nulls":17},1957]
[18243,2019,"NM","South Valley Solar Energy Center",60195,"SVSEC","PV","OP",{"$nulls":4},"SUN",null,{"v":215234,"d":"215,234"},{"v":113811,"d":"113,811"},{"$nulls":5},"EIA Prime Mover-level Data","EIA Prime Mover-level Data"]
[18250,2019,"NM","SPS2 Jal",57737,"1","PV","OP",{"$nulls":4},"SUN",null,{"v":176621,"d":"176,621"},{"v":93393,"d":"93,393"},{"$nulls":5},"EIA Prime Mover-level Data","EIA Prime Mover-level Data"]
[18268,2019,"NM","Tip Top Solar Energy Center LLC",63028,"GEN1","PV","P",{"$nulls":4},"SUN"]
[18272,2019,"NM","Tucumcari",2469,"5","IC","RE",{"$nulls":4},"DFO"]
[18288,2019,"NV","Arrow Canyon Solar Hybrid",62248,"1","PV","P",{"$nulls":4},"SUN"]
[18301,2019,"NV","Brady",55991,"TG-1","ST","RE",{"$nulls":4},"GEO"]
[18314,2019,"NV","CityCenter Central Plant Cogen Units",57348,"UNITB","GT","OP",{"$nulls":4},"NG",null,{"v":351238,"d":"351,238"},{"v":153832.5,"d":"153,833"},{"v":51.0890007019043,"d":"51.1"},{"v":22.3759994506836,"d":"22.4"},{"v":0.561299979686737,"d":"0.6"},{"v":20527.939453125,"d":"20,527.9"},null,"EIA Prime Mover-level Data","EIA Prime Mover-level Data","Estimated using emissions factor","Estimated using emissions factor","Estimated using emissions factor","Estimated using emissions factor"]
[18330,2019,"NV","Clark",2322,"18B","GT","OP","Yes","ARP","CT",null,"NG",{"v":541,"d":"541.0"},{"v":96014.5546875,"d":"96,015"},{"v":51486.484375,"d":"51,486"},{"v":1.12399995326996,"d":"1.1"},{"v":0.620999991893768,"d":"0.6"},{"v":0.028999999165535,"d":"0.0"},{"v":5706.73779296875,"d":"5,706.7"},null,"EPA/CAMD","EPA/CAMD","EPA/CAMD","EPA/CAMD","EPA/CAMD","EPA/CAMD",null,null,"SCR",null,2008]
[18334,2019,"NV","Clark",2322,"20B","GT","OP","Yes","ARP","CT",null,"NG",{"v":710,"d":"710.0"},{"v":123947.4765625,"d":"123,947"},{"v":77039.7421875,"d":"77,040"},{"v":1.44099998474121,"d":"1.4"},{"v":0.857999980449677,"d":"0.9"},{"v":0.0370000004768372,"d":"0.0"},{"v":7366.56787109375,"d":"7,366.6"},null,"EPA/CAMD","EPA/CAMD","EPA/CAMD","EPA/CAMD","EPA/CAMD","EPA/CAMD",null,null,"SCR",null,2008]
[18356,2019,"NV","Copper Mountain Solar 3",58915,"6","PV","OP",{"$nulls":4},"SUN",null,{"v":537649.8125,"d":"537,650"},{"v":266393.96875,"d":"266,394"},{"$nulls":5},"EIA Prime Mover-level Data","EIA Prime Mover-level Data"]
[18359,2019,"NV","Copper Mountain Solar 3",58915,"9","PV","OP",{"$nulls":4},"SUN",null,{"v":496292.15625,"d":"496,292"},{"v":245902.125,"d":"245,902"},{"$nulls":5},"EIA Prime Mover-level Data","EIA Prime Mover-level Data"]
[18379,2019,"NV","EGP Stillwater Solar PV II, LLC",61809,"STWII","PV","OP",{"$nulls":4},"SUN",null,{"v":240478,"d":"240,478"},{"v":125676,"d":"125,676"},{"$nulls":5},"EIA Prime Mover-level Data","EIA Prime Mover-level Data"]
[18393,2019,"NV","Gabbs",6514,"1","IC","RE",{"$nulls":4},"DFO"]
[18401,2019,"NV","Harry Allen",7082,"**3","GT","OP","Yes","ARP","CT",null,"NG",{"v":501,"d":"501.0"},{"v":309566.3125,"d":"309,566"},{"v":246529.359375,"d":"246,529"},{"v":5.5019998550415,"d":"5.5"},{"v":4.19700002670288,"d":"4.2"},{"v":0.0930000022053719,"d":"0.1"},{"v":18397.09375,"d":"18,397.1"},null,"EPA/CAMD","EPA/CAMD","EPA/CAMD","EPA/CAMD","EPA/CAMD","EPA/CAMD",null,null,"DLNB,H2O",null,1995]
[18421,2019,"NV","Lahontan",6521,"IC1","IC","RE",{"$nulls":4},"DFO"]
[18426,2019,"NV","Las Vegas Generating Station",10761,"4","CT","OP","Yes","ARP","CC",null,"NG",{"v":1439,"d":"1,439.0"},{"v":339962.46875,"d":"339,962"},{"v":331909.5625,"d":"331,910"},{"v":1.432000041008,"d":"1.4"},{"v":1.36300003528595,"d":"1.4"},{"v":0.101999998092651,"d":"0.1"},{"v":20203.935546875,"d":"20,203.9"},null,"EPA/CAMD","EPA/CAMD","EPA/CAMD","EPA/CAMD","EPA/CAMD","EPA/CAMD",null,null,"SCR",null,2002]
[18443,2019,"NV","Moapa Southern Paiute",57859,"1","PV","OP",{"$nulls":4},"SUN",null,{"v":5340507,"d":"5,340,507"},{"v":2704698,"d":"2,704,698"},{"$nulls":5},"EIA Prime Mover-level Data","EIA Prime Mover-level Data"]
[18459,2019,"NV","Nevada Solar One",56405,"HI","ST","OP",{"$nulls":3},1,"NG",null,{"v":29087.01171875,"d":"29,087"},{"v":17001.935546875,"d":"17,002"},{"v":2.375,"d":"2.4"},{"v":1.3860000371933,"d":"1.4"},{"v":0.0465000011026859,"d":"0.0"},{"v":1699.97705078125,"d":"1,700.0"},null,"EIA Unit-level Data","EIA Unit-Level Data","Estimated using emissions factor","Estimated using emissions factor","Estimated using emissions factor","Estimated using emissions factor"]
[18471,2019,"NV","Patua Acquisition Project, LLC",58319,"PV-01","PV","OP",{"$nulls":4},"SUN",null,{"v":225981,"d":"225,981"},{"v":118100,"d":"118,100"},{"$nulls":5},"EIA Prime Mover-level Data","EIA Prime Mover-level Data"]
[18485,2019,"NV","Saguaro Power",54271,"HRSG1","CA","OP",{"$nulls":3},1,"OG",null,0,0,{"v":0,"d":"0.0"},{"v":0,"d":"0.0"},{"v":0,"d":"0.0"},{"v":0,"d":"0.0"},null,"EIA Unit-level Data","EIA Unit-Level Data","Estimated based on unit-level NOx emission rates","Estimated based on unit-level NOx ozone season emission rates","Estimated using emissions factor and plant-specific sulfur content","Estimated using emissions factor",null,null,"SR"]
[18488,2019,"NV","Searchlight Solar",59404,"1","PV","OP",{"$nulls":4},"SUN",null,{"v":427358,"d":"427,358"},{"v":223342,"d":"223,342"},{"$nulls":5},"EIA Prime Mover-level Data","EIA Prime Mover-level Data"]
[18504,2019,"NV","Soda Lake Geothermal No I II",52174,"OE13","ST","RE",{"$nulls":4},"GEO",null,{"v":15236.3681640625,"d":"15,236"},{"v":6617.56298828125,"d":"6,618"},{"v":0,"d":"0.0"},{"v":0,"d":"0.0"},{"v":0,"d":"0.0"},{"v":0,"d":"0.0"},null,"EIA Prime Mover-level Data","EIA Prime Mover-level Data","Estimated using emissions factor","Estimated using emissions factor","Estimated using emissions factor","Estimated using emissions factor"]
[18514,2019,"NV","Southern Bighorn Solar Hybrid",63113,"BESS","BA","P",{"$nulls":4},"MWH"]
[18530,2019,"NV","Steamboat II",54665,"T202","BT","OP",{"$nulls":4},"GEO",null,{"v":237127,"d":"237,127"},{"v":102991.5,"d":"102,992"},{"v":0,"d":"0.0"},{"v":0,"d":"0.0"},{"v":0,"d":"0.0"},{"v":0,"d":"0.0"},null,"EIA Prime Mover-level Data","EIA Prime Mover-level Data","Estimated using emissions factor","Estimated using emissions factor","Estimated using emissions factor","Estimated using emissions factor"]
[18537,2019,"NV","Stillwater Facility",50765,"2-2","BT","OP",{"$nulls":4},"GEO",null,{"v":247062.5,"d":"247,063"},{"v":107307,"d":"107,307"},{"v":0,"d":"0.0"},{"v":0,"d":"0.0"},{"v":0,"d":"0.0"},{"v":0,"d":"0.0"},null,"EIA Prime Mover-level Data","EIA Prime Mover-level Data","Estimated using emissions factor","Estimated using emissions factor","Estimated using emissions factor","Estimated using emissions factor"]
[18551,2019,"NV","Stillwater Facility",50765,"OE27","BT","RE",{"$nulls":4},"GEO"]
[18572,2019,"NV","Tracy",2336,"9","CT","OP","Yes","ARP","CC",1,"NG",{"v":8138,"d":"8,138.0"},{"v":12449715,"d":"12,449,715"},{"v":5115234.5,"d":"5,115,235"},{"v":31.6110000610352,"d":"31.6"},{"v":13.0010004043579,"d":"13.0"},{"v":3.73499989509583,"d":"3.7"},{"v":739866.875,"d":"739,866.9"},null,"EPA/CAMD","EPA/CAMD","EPA/CAMD","EPA/CAMD","EPA/CAMD","EPA/CAMD",null,null,"DLNB,SCR",null,2008]
[18579,2019,"NV","Tuscarora Geothermal Power Plant",57451,"G9250","BT","OP",{"$nulls":4},"GEO",null,{"v":552559.5,"d":"552,560"},{"v":239994,"d":"239,994"},{"v":0,"d":"0.0"},{"v":0,"d":"0.0"},{"v":0,"d":"0.0"},{"v":0,"d":"0.0"},null,"EIA Prime Mover-level Data","EIA Prime Mover-level Data","Estimated using emissions factor","Estimated using emissions factor","Estimated using emissions factor","Estimated using emissions factor"]
[18596,2019,"NV","Western 102 Power Plant",56500,"E102","IC","OP",{"$nulls":4},"NG",null,{"v":196430.28125,"d":"196,430"},{"v":94033.2109375,"d":"94,033"},{"v":260.893005371094,"d":"260.9"},{"v":124.959999084473,"d":"125.0"},{"v":0.313899993896484,"d":"0.3"},{"v":11480.275390625,"d":"11,480.3"},null,"EIA Prime Mover-level Data","EIA Prime Mover-level Data","Estimated using emissions factor","Estimated using emissions factor","Estimated using emissions factor","Estimated using emissions factor"]
[18601,2019,"NV","Western 102 Power Plant",56500,"G202","IC","OP",{"$nulls":4},"NG",null,{"v":196430.28125,"d":"196,430"},{"v":94033.2109375,"d":"94,033"},{"v":260.893005371094,"d":"260.9"},{"v":124.959999084473,"d":"125.0"},{"v":0.313899993896484,"d":"0.3"},{"v":11480.275390625,"d":"11,480.3"},null,"EIA Prime Mover-level Data","EIA Prime Mover-level Data","Estimated using emissions factor","Estimated using emissions factor","Estimated using emissions factor","Estimated using emissions factor"]
[18621,2019,"NY","AG - Energy",10803,"1","CT","OP",null,null,"CC",null,"NG",{"v":0,"d":"0.0"},{"$nulls":15},"H2O,SCR",null,1994]
[18629,2019,"NY","Albert Einstein College of Medicine",62398,"CM111","IC","SB",{"$nulls":4},"DFO",null,{"v":13.7209997177124,"d":"14"},{"v":0.140000000596046,"d":"0"},{"v":0.0240000002086163,"d":"0.0"},{"v":0,"d":"0.0"},{"v":2.0000000949949E-3,"d":"0.0"},{"v":1.12000000476837,"d":"1.1"},null,"EIA Prime Mover-level Data","EIA Prime Mover-level Data","Estimated using emissions factor","Estimated using emissions factor","Estimated using emissions factor","Estimated using emissions factor"]
[18643,2019,"NY","Alle-Catt Wind Energy LLC",62954,"GEN1","WT","U",{"$nulls":4},"WND"]
[18659,2019,"NY","Astoria Energy",55375,"CT3","CT","OP","Yes","ARP,CSNOX,CSOSG2,CSSO2G1,RGGI","CC",null,"NG",{"v":6635,"d":"6,635.0"},{"v":10810683,"d":"10,810,683"},{"v":5394651.5,"d":"5,394,652"},{"v":45.7809982299805,"d":"45.8"},{"v":19.5799999237061,"d":"19.6"},{"v":3.33100008964539,"d":"3.3"},{"v":646593.1875,"d":"646,593.2"},null,"EPA/CAMD","EPA/CAMD","EPA/CAMD","EPA/CAMD","EPA/CAMD","EPA/CAMD",null,null,"DLNB,H2O,SCR",null,2011]
[18674,2019,"NY","Astoria Gas Turbine Power",55243,"CT2-4A","GT","OP","Yes","CSNOX,CSOSG2,CSSO2G1,RGGI","CT",null,"NG",{"v":86,"d":"86.0"},{"v":10832.2998046875,"d":"10,832"},{"v":4337.2001953125,"d":"4,337"},{"v":2.75200009346008,"d":"2.8"},{"v":1.06700003147125,"d":"1.1"},{"v":0.114000000059605,"d":"0.1"},{"v":648.900024414063,"d":"648.9"},null,"EPA/CAMD","EPA/CAMD","EPA/CAMD","EPA/CAMD","EPA/CAMD","EPA/CAMD",{"$nulls":4},1970]
[18685,2019,"NY","Astoria Gas Turbine Power",55243,"CT4-1B","GT","OP","Yes","CSNOX,CSOSG2,CSSO2G1,RGGI","CT",null,"NG",{"v":116,"d":"116.0"},{"v":13776,"d":"13,776"},{"v":11738.099609375,"d":"11,738"},{"v":3.26600003242493,"d":"3.3"},{"v":2.7409999370575,"d":"2.7"},{"v":0.0529999993741512,"d":"0.1"},{"v":816.099975585938,"d":"816.1"},null,"EPA/CAMD","EPA/CAMD","EPA/CAMD","EPA/CAMD","EPA/CAMD","EPA/CAMD",{"$nulls":4},1970]
[18701,2019,"NY","Athens Generating Company",55405,"2","CT","OP","Yes","ARP,CSNOX,CSOSG2,CSSO2G1,RGGI","CC",null,"NG",{"v":2072,"d":"2,072.0"},{"v":4165772.25,"d":"4,165,772"},{"v":3422706.25,"d":"3,422,706"},{"v":19.9829998016357,"d":"20.0"},{"v":14.9799995422363,"d":"15.0"},{"v":1.25,"d":"1.3"},{"v":247565.03125,"d":"247,565.0"},null,"EPA/CAMD","EPA/CAMD","EPA/CAMD","EPA/CAMD","EPA/CAMD","EPA/CAMD",null,null,"DLNB,H2O,SCR",null,2003]
[18708,2019,"NY","Baer Road CSG",62034,"7","PV","OP",{"$nulls":4},"SUN",null,{"v":27161,"d":"27,161"},{"v":14237,"d":"14,237"},{"$nulls":5},"EIA Prime Mover-level Data","EIA Prime Mover-level Data"]
[18721,2019,"NY","Beardslee",2543,"1","HY","OP",{"$nulls":4},"WAT",null,{"v":285601,"d":"285,601"},{"v":122185,"d":"122,185"},{"$nulls":5},"EIA Prime Mover-level Data","EIA Prime Mover-level Data"]
[18730,2019,"NY","Bennetts Bridge",2545,"1","HY","OP",{"$nulls":4},"WAT",null,{"v":233182,"d":"233,182"},{"v":99759.5,"d":"99,760"},{"$nulls":5},"EIA Prime Mover-level Data","EIA Prime Mover-level Data"]
[18750,2019,"NY","Black River Generation, LLC",10464,"E0002","ST","OP","Yes","CSNOX,CSOSG2,CSSO2G1,RGGI","FLUIDIZED",1,"WDS",{"v":7849,"d":"7,849.0"},{"v":1693866.875,"d":"1,693,867"},{"v":802835.25,"d":"802,835"},{"v":111.087997436523,"d":"111.1"},{"v":52.5209999084473,"d":"52.5"},{"v":5.82800006866455,"d":"5.8"},{"v":179923.34375,"d":"179,923.3"},null,"EPA/CAMD","EPA/CAMD","EPA/CAMD","EPA/CAMD","EPA/CAMD","EPA/CAMD",null,"JB",null,null,1991]
[18754,2019,"NY","Black River Hydro Associates",10687,"RI1","HY","OP",{"$nulls":4},"WAT",null,{"v":14388,"d":"14,388"},{"v":6155.3330078125,"d":"6,155"},{"$nulls":5},"EIA Prime Mover-level Data","EIA Prime Mover-level Data"]
[18772,2019,"NY","Broadalbin-Perth Solar",61958,"BAP1","PV","OP",{"$nulls":4},"SUN",null,{"v":18496,"d":"18,496"},{"v":9695,"d":"9,695"},{"$nulls":5},"EIA Prime Mover-level Data","EIA Prime Mover-level Data"]
[18779,2019,"NY","Brookfield Power Glen Falls Hydro",56936,"GEN3","HY","OP",{"$nulls":4},"WAT",null,{"v":85632.9453125,"d":"85,633"},{"v":32348.576171875,"d":"32,349"},{"$nulls":5},"EIA Prime Mover-level Data","EIA Prime Mover-level Data"]
[18799,2019,"NY","Caithness Long Island Energy Center",56234,"0001","CT","OP","Yes","ARP,CSNOX,CSOSG2,CSSO2G1,RGGI","CC",null,"NG",{"v":7323,"d":"7,323.0"},{"v":15102023,"d":"15,102,023"},{"v":7022743,"d":"7,022,743"},{"v":51.431999206543,"d":"51.4"},{"v":24.246000289917,"d":"24.2"},{"v":4.5310001373291,"d":"4.5"},{"v":897528.125,"d":"897,528.1"},null,"EPA/CAMD","EPA/CAMD","EPA/CAMD","EPA/CAMD","EPA/CAMD","EPA/CAMD",null,null,"DLNB,H2O,NH3,SCR",null,2009]
[18814,2019,"NY","Cassadaga Wind Farm",58777,"1","WT","L",{"$nulls":4},"WND"]
[18817,2019,"NY","Cayuga Operating Company, LLC",2535,"1","ST","OP","Yes","ARP,CSNOX,CSOSG2,CSSO2G1,MATS,RGGI","TANGENTIAL",1,"BIT",{"v":1439,"d":"1,439.0"},{"v":1052001.5,"d":"1,052,002"},{"v":747934.3125,"d":"747,934"},{"v":136.789001464844,"d":"136.8"},{"v":112.745002746582,"d":"112.7"},{"v":344.914001464844,"d":"344.9"},{"v":107935.8984375,"d":"107,935.9"},{"v":0.189999997615814,"d":"0.2"},"EPA/CAMD","EPA/CAMD","EPA/CAMD","EPA/CAMD","EPA/CAMD","EPA/CAMD","EPA/CAMD","WLS","LNC3,SCR",null,1955]
[18832,2019,"NY","Chaffee Gas Recovery",56526,"GEN7","IC","OP",{"$nulls":4},"LFG",null,{"v":61425.875,"d":"61,426"},{"v":26964.125,"d":"26,964"},{"v":47.4770011901855,"d":"47.5"},{"v":20.8409996032715,"d":"20.8"},{"v":1.38209998607635,"d":"1.4"},{"v":3900.53002929688,"d":"3,900.5"},null,"EIA Prime Mover-level Data","EIA Prime Mover-level Data","Estimated using emissions factor","Estimated using emissions factor","Estimated using emissions factor","Estimated using emissions factor"]
[18843,2019,"NY","Charles Poletti",2491,"6","ST","RE",{"$nulls":4},"RFO"]
[18859,2019,"NY","CJ Solar I, LLC",61719,"LWCJ1","PV","OP",{"$nulls":4},"SUN",null,{"v":22681,"d":"22,681"},{"v":11889,"d":"11,889"},{"$nulls":5},"EIA Prime Mover-level Data","EIA Prime Mover-level Data"]
[18879,2019,"NY","Colonie LFGTE Facility",56324,"GEN4","IC","OP",{"$nulls":4},"LFG",null,{"v":88294,"d":"88,294"},{"v":38758.5,"d":"38,759"},{"v":60.7330017089844,"d":"60.7"},{"v":26.6599998474121,"d":"26.7"},{"v":1.98660004138947,"d":"2.0"},{"v":5606.64990234375,"d":"5,606.6"},null,"EIA Prime Mover-level Data","EIA Prime Mover-level Data","Estimated using emissions factor","Estimated using emissions factor","Estimated using emissions factor","Estimated using emissions factor"]
[18891,2019,"NY","Cornell Hydro",10286,"2","HY","OP",{"$nulls":4},"WAT",null,{"v":33386.73828125,"d":"33,387"},{"v":11413.947265625,"d":"11,414"},{"$nulls":5},"EIA Prime Mover-level Data","EIA Prime Mover-level Data"]
[18901,2019,"NY","Covanta Hempstead",10642,"3","ST","OP",{"$nulls":3},1,"MSW",null,{"v":3296690.75,"d":"3,296,691"},{"v":1524225.25,"d":"1,524,225"},{"v":407.140991210938,"d":"407.1"},{"v":185.955001831055,"d":"186.0"},{"v":16.0132999420166,"d":"16.0"},{"v":329524.09375,"d":"329,524.1"},null,"EIA Unit-level Data","EIA Unit-Level Data","Estimated based on unit-level NOx emission rates","Estimated based on unit-level NOx ozone season emission rates","Estimated using emissions factor and plant-specific sulfur content","Estimated using emissions factor",null,"SD","SN"]
[18908,2019,"NY","Crescent",2685,"1","HY","OP",{"$nulls":4},"WAT",null,{"v":156293.109375,"d":"156,293"},{"v":66864.96875,"d":"66,865"},{"$nulls":5},"EIA Prime Mover-level Data","EIA Prime Mover-level Data"]
[18924,2019,"NY","Curtis Palmer Hydroelectric",54580,"P1","HY","OP",{"$nulls":4},"WAT",null,{"v":1523936.25,"d":"1,523,936"},{"v":651967.125,"d":"651,967"},{"$nulls":5},"EIA Prime Mover-level Data","EIA Prime Mover-level Data"]
[18930,2019,"NY","DANC LFGTE Facility",56958,"GEN3","IC","OP",{"$nulls":4},"LFG",null,{"v":104209.75,"d":"104,210"},{"v":45745,"d":"45,745"},{"v":71.4100036621094,"d":"71.4"},{"v":31.3470001220703,"d":"31.3"},{"v":2.34470009803772,"d":"2.3"},{"v":6617.296875,"d":"6,617.3"},null,"EIA Prime Mover-level Data","EIA Prime Mover-level Data","Estimated using emissions factor","Estimated using emissions factor","Estimated using emissions factor","Estimated using emissions factor"]
[18950,2019,"NY","Dexter Plant",10538,"GEN6","HY","OP",{"$nulls":4},"WAT",null,{"v":40688.453125,"d":"40,688"},{"v":17407.30859375,"d":"17,407"},{"$nulls":5},"EIA Prime Mover-level Data","EIA Prime Mover-level Data"]
[18957,2019,"NY","Dover CSG",63106,"21","PV","OP",{"$nulls":4},"SUN",null,{"v":4747,"d":"4,747"},{"v":1676,"d":"1,676"},{"$nulls":5},"EIA Prime Mover-level Data","EIA Prime Mover-level Data"]
[18972,2019,"NY","E F Barrett",2511,"U00009","GT","OP","Yes","SIPNOX","CT",null,"NG",{"v":327,"d":"327.0"},{"v":41592.8984375,"d":"41,593"},{"v":33430,"d":"33,430"},{"v":6.05999994277954,"d":"6.1"},{"v":4.81699991226196,"d":"4.8"},{"v":0.0116999996826053,"d":"0.0"},{"v":2476.89990234375,"d":"2,476.9"},null,"EPA/CAMD","EPA/CAMD","EPA/CAMD","EPA/CAMD","Estimated using emissions factor","EPA/CAMD",{"$nulls":4},1970]
[18988,2019,"NY","Eagle",2555,"4","HY","OP",{"$nulls":4},"WAT",null,{"v":116305.3359375,"d":"116,305"},{"v":49757.33203125,"d":"49,757"},{"$nulls":5},"EIA Prime Mover-level Data","EIA Prime Mover-level Data"]
[19002,2019,"NY","Eel Weir",2556,"3","HY","OP",{"$nulls":4},"WAT",null,{"v":31228,"d":"31,228"},{"v":13360,"d":"13,360"},{"$nulls":5},"EIA Prime Mover-level Data","EIA Prime Mover-level Data"]
[19014,2019,"NY","Ephratah",2560,"1","HY","OP",{"$nulls":4},"WAT",null,{"v":36717.5,"d":"36,718"},{"v":15708.25,"d":"15,708"},{"$nulls":5},"EIA Prime Mover-level Data","EIA Prime Mover-level Data"]
[19030,2019,"NY","Finch Paper",10511,"9","ST","OP",{"$nulls":3},1,"WDS",null,{"v":1878474.5,"d":"1,878,475"},{"v":721433,"d":"721,433"},{"v":152.270004272461,"d":"152.3"},{"v":50.685001373291,"d":"50.7"},{"v":15.618200302124,"d":"15.6"},{"v":161807.625,"d":"161,807.6"},null,"EIA Unit-level Data","EIA Unit-Level Data","Estimated using emissions factor","Estimated using emissions factor","Estimated using emissions factor and plant-specific sulfur content","Estimated using emissions factor"]
[19037,2019,"NY","Flat Rock",2563,"2","HY","OP",{"$nulls":4},"WAT",null,{"v":118255.796875,"d":"118,256"},{"v":50592,"d":"50,592"},{"$nulls":5},"EIA Prime Mover-level Data","EIA Prime Mover-level Data"]
[19045,2019,"NY","Fort Miller Hydroelectric Facility",50514,"GEN1","HY","OP",{"$nulls":4},"WAT",null,{"v":75300.5,"d":"75,301"},{"v":32215,"d":"32,215"},{"$nulls":5},"EIA Prime Mover-level Data","EIA Prime Mover-level Data"]
[19059,2019,"NY","Fulton LFGTE Facility",57003,"GEN2","IC","OP",{"$nulls":4},"LFG",null,{"v":73804,"d":"73,804"},{"v":32398,"d":"32,398"},{"v":50.7669982910156,"d":"50.8"},{"v":22.2849998474121,"d":"22.3"},{"v":1.66059994697571,"d":"1.7"},{"v":4686.5390625,"d":"4,686.5"},null,"EIA Prime Mover-level Data","EIA Prime Mover-level Data","Estimated using emissions factor","Estimated using emissions factor","Estimated using emissions factor","Estimated using emissions factor"]
[19079,2019,"NY","Good Samaritan Hospital",61551,"EGEN2","IC","SB",{"$nulls":4},"DFO",null,{"v":79.2109985351563,"d":"79"},0,{"v":0.150000005960464,"d":"0.2"},{"v":0,"d":"0.0"},{"v":0.0127999996766448,"d":"0.0"},{"v":6.4689998626709,"d":"6.5"},null,"EIA Prime Mover-level Data","EIA Prime Mover-level Data","Estimated using emissions factor","Estimated using emissions factor","Estimated using emissions factor","Estimated using emissions factor"]
[19094,2019,"NY","Gowanus Generating Station",2494,"CT02-2","GT","OP","Yes","SIPNOX","CT",null,"DFO",{"v":43,"d":"43.0"},{"v":13982.5087890625,"d":"13,983"},{"v":7113,"d":"7,113"},{"v":3.88299989700317,"d":"3.9"},{"v":1.14199995994568,"d":"1.1"},{"v":0.460299998521805,"d":"0.5"},{"v":1141.85205078125,"d":"1,141.9"},null,"EIA non-ozone season distributed and EPA/CAMD ozone season","EPA/CAMD","Estimated using emissions factor and EIA data for non-ozone season and EPA/CAMD ozone season emissions","EPA/CAMD","Estimated using emissions factor","Estimated using emissions factor",{"$nulls":4},1971]
[19101,2019,"NY","Gowanus Generating Station",2494,"CT03-1","GT","OP","Yes","SIPNOX","CT",null,"DFO",{"v":36,"d":"36.0"},{"v":12210.369140625,"d":"12,210"},{"v":6211.5,"d":"6,212"},{"v":3.39100003242493,"d":"3.4"},{"v":0.996999979019165,"d":"1.0"},{"v":0.40200001001358,"d":"0.4"},{"v":997.133972167969,"d":"997.1"},null,"EIA non-ozone season distributed and EPA/CAMD ozone season","EPA/CAMD","Estimated using emissions factor and EIA data for non-ozone season and EPA/CAMD ozone season emissions","EPA/CAMD","Estimated using emissions factor","Estimated using emissions factor",{"$nulls":4},1971]
[19108,2019,"NY","Gowanus Generating Station",2494,"CT03-8","GT","OP","Yes","SIPNOX","CT",null,"DFO",{"v":16,"d":"16.0"},{"v":5095.27099609375,"d":"5,095"},{"v":2592,"d":"2,592"},{"v":1.41499996185303,"d":"1.4"},{"v":0.416000008583069,"d":"0.4"},{"v":0.167699992656708,"d":"0.2"},{"v":416.093994140625,"d":"416.1"},null,"EIA non-ozone season distributed and EPA/CAMD ozone season","EPA/CAMD","Estimated using emissions factor and EIA data for non-ozone season and EPA/CAMD ozone season emissions","EPA/CAMD","Estimated using emissions factor","Estimated using emissions factor",{"$nulls":4},1971]
[19127,2019,"NY","Greenidge Generation LLC",2527,"6","ST","OP","Yes","ARP,CSNOX,CSOSG2,CSSO2G1,RGGI","TANGENTIAL",1,"NG",{"v":1135,"d":"1,135.0"},{"v":664721.5,"d":"664,722"},{"v":383664.40625,"d":"383,664"},{"v":7.92999982833862,"d":"7.9"},{"v":4.43300008773804,"d":"4.4"},{"v":0.202000007033348,"d":"0.2"},{"v":39405.796875,"d":"39,405.8"},null,"EPA/CAMD","EPA/CAMD","EPA/CAMD","EPA/CAMD","EPA/CAMD","EPA/CAMD",null,"DL","LNC1,SCR",null,1953]
[19143,2019,"NY","Harbec Energy",62736,"250KW","WT","OS",{"$nulls":4},"WND",null,{"v":318.5,"d":"319"},{"v":100.5,"d":"101"},{"$nulls":5},"EIA Prime Mover-level Data","EIA Prime Mover-level Data"]
[19146,2019,"NY","Hardscrabble Wind Power LLC",57287,"1","WT","OP",{"$nulls":4},"WND",null,{"v":1637219,"d":"1,637,219"},{"v":515986,"d":"515,986"},{"$nulls":5},"EIA Prime Mover-level Data","EIA Prime Mover-level Data"]
[19160,2019,"NY","Hell Gate",7913,"HG01","GT","OP","Yes","ARP,CSNOX,CSOSG2,CSSO2G1,RGGI","CT",null,"NG",{"v":617,"d":"617.0"},{"v":184488.765625,"d":"184,489"},{"v":151963.90625,"d":"151,964"},{"v":1.067999958992,"d":"1.1"},{"v":0.827000021934509,"d":"0.8"},{"v":0.0549999997019768,"d":"0.1"},{"v":10963.1484375,"d":"10,963.1"},null,"EPA/CAMD","EPA/CAMD","EPA/CAMD","EPA/CAMD","EPA/CAMD","EPA/CAMD",null,null,"SCR",null,2001]
[19172,2019,"NY","Hewittville Hydroelectric",50268,"HY1","HY","OP",{"$nulls":4},"WAT",null,{"v":138678,"d":"138,678"},{"v":59329,"d":"59,329"},{"$nulls":5},"EIA Prime Mover-level Data","EIA Prime Mover-level Data"]
[19188,2019,"NY","High Dam",2574,"4","HY","OP",{"$nulls":4},"WAT",null,{"v":114237.9375,"d":"114,238"},{"v":48872.94140625,"d":"48,873"},{"$nulls":5},"EIA Prime Mover-level Data","EIA Prime Mover-level Data"]
[19208,2019,"NY","Hollow Dam Power Partnership",10124,"HY1","HY","OP",{"$nulls":4},"WAT",null,{"v":7124,"d":"7,124"},{"v":3048,"d":"3,048"},{"$nulls":5},"EIA Prime Mover-level Data","EIA Prime Mover-level Data"]
[19215,2019,"NY","Holtsville Facility",8007,"U00005","GT","OP","Yes","CSNOX,CSOSG2,CSSO2G1,RGGI","CT",null,"DFO",{"v":80,"d":"80.0"},{"v":9332.7001953125,"d":"9,333"},{"v":6254,"d":"6,254"},{"v":2.28999996185303,"d":"2.3"},{"v":1.25999999046326,"d":"1.3"},{"v":0.00400000018998981,"d":"0.0"},{"v":756,"d":"756.0"},null,"EPA/CAMD","EPA/CAMD","EPA/CAMD","EPA/CAMD","EPA/CAMD","EPA/CAMD",null,null,"H2O",null,1974]
[19230,2019,"NY","Holtsville Facility",8007,"U00020","GT","OP","Yes","CSNOX,CSOSG2,CSSO2G1,RGGI","CT",null,"DFO",{"v":70,"d":"70.0"},{"v":20153.599609375,"d":"20,154"},{"v":11536.7001953125,"d":"11,537"},{"v":5.07000017166138,"d":"5.1"},{"v":2.50600004196167,"d":"2.5"},{"v":0.00899999961256981,"d":"0.0"},{"v":1632.40002441406,"d":"1,632.4"},null,"EPA/CAMD","EPA/CAMD","EPA/CAMD","EPA/CAMD","EPA/CAMD","EPA/CAMD",null,null,"H2O",null,1974]
[19237,2019,"NY","Houghton",60454,"HOUGH","PV","OP",{"$nulls":4},"SUN",null,{"v":25646,"d":"25,646"},{"v":13443,"d":"13,443"},{"$nulls":5},"EIA Prime Mover-level Data","EIA Prime Mover-level Data"]
[19252,2019,"NY","HVCC Cogen Plant",58186,"CG03","IC","OP",{"$nulls":4},"NG",null,{"v":28363.13671875,"d":"28,363"},{"v":13620.6171875,"d":"13,621"},{"v":51.4049987792969,"d":"51.4"},{"v":24.7080001831055,"d":"24.7"},{"v":0.061099998652935,"d":"0.1"},{"v":1657.67004394531,"d":"1,657.7"},null,"EIA Prime Mover-level Data","EIA Prime Mover-level Data","Estimated using emissions factor","Estimated using emissions factor","Estimated using emissions factor","Estimated using emissions factor"]
[19272,2019,"NY","Inghams",2579,"1","HY","OP",{"$nulls":4},"WAT",null,{"v":139243.5,"d":"139,244"},{"v":59570.5,"d":"59,571"},{"$nulls":5},"EIA Prime Mover-level Data","EIA Prime Mover-level Data"]
[19279,2019,"NY","Jacobi Medical Center",63646,"CATB","IC","SB",{"$nulls":4},"DFO"]
[19297,2019,"NY","Johnsonville Dam",2580,"1","HY","OP",{"$nulls":4},"WAT",null,{"v":27115.5,"d":"27,116"},{"v":11600,"d":"11,600"},{"$nulls":5},"EIA Prime Mover-level Data","EIA Prime Mover-level Data"]
[19301,2019,"NY","Jordanville Wind Farm",56398,"1","WT","CN",{"$nulls":4},"WND"]
[19317,2019,"NY","KIAC Cogeneration",54114,"GT1","CT","OP","Yes","CSNOX,CSOSG2,CSSO2G1,RGGI","CC",null,"NG",{"v":4326,"d":"4,326.0"},{"v":1826755,"d":"1,826,755"},{"v":510529.1875,"d":"510,529"},{"v":23.7700004577637,"d":"23.8"},{"v":6.61100006103516,"d":"6.6"},{"v":0.547999978065491,"d":"0.5"},{"v":108561.2734375,"d":"108,561.3"},null,"EPA/CAMD","EPA/CAMD","EPA/CAMD","EPA/CAMD","EPA/CAMD","EPA/CAMD",null,null,"H2O,SCR",null,1995]
[19330,2019,"NY","Knaggs Brothers Farm",63230,"KNAGG","PV","OP",{"$nulls":4},"SUN",null,{"v":56243,"d":"56,243"},{"v":29482,"d":"29,482"},{"$nulls":5},"EIA Prime Mover-level Data","EIA Prime Mover-level Data"]
[19343,2019,"NY","Lederle Laboratories",10521,"WHSG2","CA","OP",{"$nulls":3},3,"NG",null,{"v":160079,"d":"160,079"},{"v":86802,"d":"86,802"},{"v":40.101001739502,"d":"40.1"},{"v":13.1330003738403,"d":"13.1"},{"v":0.400499999523163,"d":"0.4"},{"v":9355.7421875,"d":"9,355.7"},null,"EIA Unit-level Data","EIA Unit-Level Data","Estimated using emissions factor","Estimated using emissions factor","Estimated using emissions factor","Estimated using emissions factor"]
[19359,2019,"NY","Lighthouse Hill",2582,"2","HY","OP",{"$nulls":4},"WAT",null,{"v":112827,"d":"112,827"},{"v":48269.5,"d":"48,270"},{"$nulls":5},"EIA Prime Mover-level Data","EIA Prime Mover-level Data"]
[19366,2019,"NY","Lockport",54041,"011856","CT","OP","Yes","ARP,CSNOX,CSOSG2,CSSO2G1,RGGI","CC",null,"NG",{"v":1384,"d":"1,384.0"},{"v":631977.75,"d":"631,978"},{"v":374066.25,"d":"374,066"},{"v":31.5779991149902,"d":"31.6"},{"v":16.2479991912842,"d":"16.2"},{"v":0.193000003695488,"d":"0.2"},{"v":37565.6171875,"d":"37,565.6"},null,"EPA/CAMD","EPA/CAMD","EPA/CAMD","EPA/CAMD","EPA/CAMD","EPA/CAMD",null,null,"STM",null,1992]
[19385,2019,"NY","MacArthur Waste to Energy Facility",51038,"B2","ST","OP",{"$nulls":3},1,"MSW",null,{"v":777878.1875,"d":"777,878"},{"v":343779.71875,"d":"343,780"},{"v":77.7880020141602,"d":"77.8"},{"v":30.9400005340576,"d":"30.9"},{"v":7.1956000328064,"d":"7.2"},{"v":77096.34375,"d":"77,096.3"},null,"EIA Unit-level Data","EIA Unit-Level Data","Estimated based on unit-level NOx emission rates","Estimated based on unit-level NOx ozone season emission rates","Estimated using emissions factor and plant-specific sulfur content","Estimated using emissions factor",null,"SD",null,"Yes"]
[19388,2019,"NY","Madison County",61725,"PV1","PV","OP",{"$nulls":4},"SUN",null,{"v":23784,"d":"23,784"},{"v":12467,"d":"12,467"},{"$nulls":5},"EIA Prime Mover-level Data","EIA Prime Mover-level Data"]
[19408,2019,"NY","MER Queens",62576,"MER01","FC","OP",{"$nulls":4},"NG",null,{"v":76577,"d":"76,577"},{"v":36805,"d":"36,805"},{"$nulls":5},"EIA Prime Mover-level Data","EIA Prime Mover-level Data"]
[19422,2019,"NY","Middletown Solar 1, LLC Hybrid",63415,"CENTR","PV","U",{"$nulls":4},"SUN"]
[19430,2019,"NY","Mill Seat Renewable Energy Facility",61012,"GEN5","IC","OP",{"$nulls":4},"LFG",null,{"v":80316.25,"d":"80,316"},{"v":35256.375,"d":"35,256"},{"v":54.6240005493164,"d":"54.6"},{"v":23.9780006408691,"d":"24.0"},{"v":1.80710005760193,"d":"1.8"},{"v":5100.06494140625,"d":"5,100.1"},null,"EIA Prime Mover-level Data","EIA Prime Mover-level Data","Estimated using emissions factor","Estimated using emissions factor","Estimated using emissions factor","Estimated using emissions factor"]
[19450,2019,"NY","Model City Energy Facility",55757,"GEN4","IC","OP",{"$nulls":4},"LFG",null,{"v":81013.859375,"d":"81,014"},{"v":35562.5703125,"d":"35,563"},{"v":52.2550010681152,"d":"52.3"},{"v":22.9379997253418,"d":"22.9"},{"v":1.82280004024506,"d":"1.8"},{"v":5144.36279296875,"d":"5,144.4"},null,"EIA Prime Mover-level Data","EIA Prime Mover-level Data","Estimated using emissions factor","Estimated using emissions factor","Estimated using emissions factor","Estimated using emissions factor"]
[19455,2019,"NY","Modern Innovative Energy LLC",56323,"GEN2","IC","OP",{"$nulls":4},"LFG",null,{"v":91193,"d":"91,193"},{"v":40030.75,"d":"40,031"},{"v":58.7169990539551,"d":"58.7"},{"v":25.7749996185303,"d":"25.8"},{"v":2.0518000125885,"d":"2.1"},{"v":5790.73583984375,"d":"5,790.7"},null,"EIA Prime Mover-level Data","EIA Prime Mover-level Data","Estimated using emissions factor","Estimated using emissions factor","Estimated using emissions factor","Estimated using emissions factor"]
[19472,2019,"NY","Monroe County Sites A & B",61509,"MONB","PV","OP",{"$nulls":4},"SUN",null,{"v":21278.5,"d":"21,279"},{"v":11154,"d":"11,154"},{"$nulls":5},"EIA Prime Mover-level Data","EIA Prime Mover-level Data"]
[19479,2019,"NY","Montauk",2515,"2","IC","RE",{"$nulls":4},"DFO"]
[19500,2019,"NY","Montefiore Nyack Hospital",63662,"CAT","IC","SB",{"$nulls":4},"DFO"]
[19501,2019,"NY","Montefiore Nyack Hospital",63662,"DET","IC","SB",{"$nulls":4},"DFO"]
[19517,2019,"NY","Mount Sinai - Brooklyn",63581,"DD750","IC","SB",{"$nulls":4},"DFO"]
[19537,2019,"NY","Mount Sinai Hospital",61416,"FPA15","IC","SB",{"$nulls":4},"DFO",null,{"v":40.6520004272461,"d":"41"},{"v":0.193000003695488,"d":"0"},{"v":0.0689999982714653,"d":"0.1"},{"v":0,"d":"0.0"},{"v":0.0059000002220273,"d":"0.0"},{"v":3.3199999332428,"d":"3.3"},null,"EIA Prime Mover-level Data","EIA Prime Mover-level Data","Estimated using emissions factor","Estimated using emissions factor","Estimated using emissions factor","Estimated using emissions factor"]
[19543,2019,"NY","Mount Sinai South Nassau",62447,"1","IC","SB",{"$nulls":4},"DFO"]
[19559,2019,"NY","Narrows Generating Station",2499,"CT01-1","GT","OP","Yes","SIPNOX","CT",null,"NG",{"v":141,"d":"141.0"},{"v":50660.53515625,"d":"50,661"},{"v":32517.30078125,"d":"32,517"},{"v":13.7810001373291,"d":"13.8"},{"v":5.44600009918213,"d":"5.4"},{"v":0.0102000003680587,"d":"0.0"},{"v":2960.8310546875,"d":"2,960.8"},null,"EIA non-ozone season distributed and EPA/CAMD ozone season","EPA/CAMD","Estimated using emissions factor and EIA data for non-ozone season and EPA/CAMD ozone season emissions","EPA/CAMD","Estimated using emissions factor","Estimated using emissions factor",{"$nulls":4},1972]
[19566,2019,"NY","Narrows Generating Station",2499,"CT01-8","GT","OP","Yes","SIPNOX","CT",null,"NG",{"v":125,"d":"125.0"},{"v":39936.18359375,"d":"39,936"},{"v":25633.69921875,"d":"25,634"},{"v":10.8629999160767,"d":"10.9"},{"v":4.29300022125244,"d":"4.3"},{"v":0.00800000037997961,"d":"0.0"},{"v":2334.05200195313,"d":"2,334.1"},null,"EIA non-ozone season distributed and EPA/CAMD ozone season","EPA/CAMD","Estimated using emissions factor and EIA data for non-ozone season and EPA/CAMD ozone season emissions","EPA/CAMD","Estimated using emissions factor","Estimated using emissions factor",{"$nulls":4},1972]
[19580,2019,"NY","New York Methodist Hospital",52091,"04-6Z","IC","SB",{"$nulls":4},"DFO",null,{"v":43.0909996032715,"d":"43"},0,{"v":0.0729999989271164,"d":"0.1"},{"v":0,"d":"0.0"},{"v":0.00620000017806888,"d":"0.0"},{"v":3.51900005340576,"d":"3.5"},null,"EIA Prime Mover-level Data","EIA Prime Mover-level Data","Estimated using emissions factor","Estimated using emissions factor","Estimated using emissions factor","Estimated using emissions factor"]
[19601,2019,"NY","New York University Central Plant",54808,"DI","IC","SB",{"$nulls":4},"DFO"]
[19608,2019,"NY","Newport Hydro",50354,"3","HY","OP",{"$nulls":4},"WAT",null,{"v":3487.64697265625,"d":"3,488"},{"v":1492.05895996094,"d":"1,492"},{"$nulls":5},"EIA Prime Mover-level Data","EIA Prime Mover-level Data"]
[19625,2019,"NY","North 1st",7915,"NO1","GT","OP","Yes","ARP,CSNOX,CSOSG2,CSSO2G1,RGGI","CT",null,"NG",{"v":922,"d":"922.0"},{"v":341197.4375,"d":"341,197"},{"v":283013,"d":"283,013"},{"v":1.72099995613098,"d":"1.7"},{"v":1.35500001907349,"d":"1.4"},{"v":0.101999998092651,"d":"0.1"},{"v":20278.177734375,"d":"20,278.2"},null,"EPA/CAMD","EPA/CAMD","EPA/CAMD","EPA/CAMD","EPA/CAMD","EPA/CAMD",null,null,"SCR",null,2001]
[19630,2019,"NY","Northern Westchester Hospital",61378,"1","IC","SB",{"$nulls":4},"DFO"]
[19650,2019,"NY","NY - Presbyt. Hospital - 525 E 68TH St",61238,"DHK1","IC","SB",{"$nulls":4},"DFO",null,{"v":218.585998535156,"d":"219"},{"v":2.26999998092651,"d":"2"},{"v":0.370000004768372,"d":"0.4"},{"v":0.00400000018998981,"d":"0.0"},{"v":0.031700000166893,"d":"0.0"},{"v":17.8500003814697,"d":"17.9"},null,"EIA Prime Mover-level Data","EIA Prime Mover-level Data","Estimated using emissions factor","Estimated using emissions factor","Estimated using emissions factor","Estimated using emissions factor"]
[19658,2019,"NY","NY- CSG- Johnstown 2",63780,"JOHN2","PV","T",{"$nulls":4},"SUN"]
[19672,2019,"NY","NYC-HH-New Bellevue Hospital",62250,"CAT2M","IC","SB",{"$nulls":4},"DFO",null,{"v":113.866996765137,"d":"114"},{"v":0.800000011920929,"d":"1"},{"v":0.193000003695488,"d":"0.2"},{"v":1.00000004749745E-3,"d":"0.0"},{"v":0.016499999910593,"d":"0.0"},{"v":9.29899978637695,"d":"9.3"},null,"EIA Prime Mover-level Data","EIA Prime Mover-level Data","Estimated using emissions factor","Estimated using emissions factor","Estimated using emissions factor","Estimated using emissions factor"]
[19688,2019,"NY","NYP-Hudson Valley Hospital Center",62421,"600CP","IC","SB",{"$nulls":4},"DFO",null,{"v":52.5519981384277,"d":"53"},0,{"v":0.0890000015497208,"d":"0.1"},{"v":0,"d":"0.0"},{"v":0.00760000012814999,"d":"0.0"},{"v":4.29199981689453,"d":"4.3"},null,"EIA Prime Mover-level Data","EIA Prime Mover-level Data","Estimated using emissions factor","Estimated using emissions factor","Estimated using emissions factor","Estimated using emissions factor"]
[19695,2019,"NY","NYU LANGONE HEALTH",61488,"ENB1","IC","SB",{"$nulls":4},"DFO",null,{"v":130.026000976563,"d":"130"},{"v":0.852999985218048,"d":"1"},{"v":0.219999998807907,"d":"0.2"},{"v":1.00000004749745E-3,"d":"0.0"},{"v":0.0188999995589256,"d":"0.0"},{"v":10.6180000305176,"d":"10.6"},null,"EIA Prime Mover-level Data","EIA Prime Mover-level Data","Estimated using emissions factor","Estimated using emissions factor","Estimated using emissions factor","Estimated using emissions factor"]
[19713,2019,"NY","Oceanside Energy",50348,"OS2","IC","RE",{"$nulls":4},"LFG"]
[19717,2019,"NY","Ogdensburg",52058,"02","HY","OP",{"$nulls":4},"WAT",null,{"v":15334.400390625,"d":"15,334"},{"v":6560.39990234375,"d":"6,560"},{"$nulls":5},"EIA Prime Mover-level Data","EIA Prime Mover-level Data"]
[19737,2019,"NY","Ontario LFGTE",56250,"GEN2","IC","OP",{"$nulls":4},"LFG",null,{"v":70308.4296875,"d":"70,308"},{"v":30863.21484375,"d":"30,863"},{"v":53.6559982299805,"d":"53.7"},{"v":23.55299949646,"d":"23.6"},{"v":1.5819000005722,"d":"1.6"},{"v":4464.56982421875,"d":"4,464.6"},null,"EIA Prime Mover-level Data","EIA Prime Mover-level Data","Estimated using emissions factor","Estimated using emissions factor","Estimated using emissions factor","Estimated using emissions factor"]
[19746,2019,"NY","Onyx - Saratoga Springs Landfill Solar CSG",61724,"10254","PV","OP",{"$nulls":4},"SUN",null,{"v":25309,"d":"25,309"},{"v":13266,"d":"13,266"},{"$nulls":5},"EIA Prime Mover-level Data","EIA Prime Mover-level Data"]
[19759,2019,"NY","Oswego Falls West",2596,"6","HY","OP",{"$nulls":4},"WAT",null,{"v":14733.3330078125,"d":"14,733"},{"v":6303.1669921875,"d":"6,303"},{"$nulls":5},"EIA Prime Mover-level Data","EIA Prime Mover-level Data"]
[19779,2019,"NY","Piercefield",2598,"1","HY","OP",{"$nulls":4},"WAT",null,{"v":75616.6640625,"d":"75,617"},{"v":32350,"d":"32,350"},{"$nulls":5},"EIA Prime Mover-level Data","EIA Prime Mover-level Data"]
[19783,2019,"NY","Plant No 1 Freeport",2678,"1","IC","RE",{"$nulls":4},"DFO"]
[19801,2019,"NY","Prospect",2599,"1","HY","OP",{"$nulls":4},"WAT",null,{"v":846359,"d":"846,359"},{"v":362087,"d":"362,087"},{"$nulls":5},"EIA Prime Mover-level Data","EIA Prime Mover-level Data"]
[19808,2019,"NY","Rainbow Falls Hydro",2600,"1","HY","OP",{"$nulls":4},"WAT",null,{"v":1122849,"d":"1,122,849"},{"v":480375,"d":"480,375"},{"$nulls":5},"EIA Prime Mover-level Data","EIA Prime Mover-level Data"]
[19828,2019,"NY","Ravenswood Generating Station",2500,"CT03-3","GT","OP",null,null,"CT",null,"NG",{"v":0,"d":"0.0"},{"$nulls":17},1970]
[19843,2019,"NY","Regeneron Pharmaceuticals Inc.",62423,"778NG","IC","SB",{"$nulls":4},"NG",null,{"v":39.765998840332,"d":"40"},{"v":1.97399997711182,"d":"2"},{"v":0.0469999983906746,"d":"0.0"},{"v":0.0219999998807907,"d":"0.0"},{"v":9.99999974737875e-05,"d":"0.0"},{"v":2.32399988174438,"d":"2.3"},null,"EIA Prime Mover-level Data","EIA Prime Mover-level Data","Estimated using emissions factor","Estimated using emissions factor","Estimated using emissions factor","Estimated using emissions factor"]
[19846,2019,"NY","Regeneron Pharmaceuticals Inc.",62423,"795G2","IC","SB",{"$nulls":4},"DFO",null,{"v":397.661987304688,"d":"398"},{"v":19.7399997711182,"d":"20"},{"v":0.680000007152557,"d":"0.7"},{"v":0.00800000037997961,"d":"0.0"},{"v":0.0582999996840954,"d":"0.1"},{"v":32.4739990234375,"d":"32.5"},null,"EIA Prime Mover-level Data","EIA Prime Mover-level Data","Estimated using emissions factor","Estimated using emissions factor","Estimated using emissions factor","Estimated using emissions factor"]
[19866,2019,"NY","Robert Moses Niagara",2693,"1","HY","OP",{"$nulls":4},"WAT",null,{"v":11994860,"d":"11,994,860"},{"v":5082294.5,"d":"5,082,295"},{"$nulls":5},"EIA Prime Mover-level Data","EIA Prime Mover-level Data"]
[19871,2019,"NY","Robert Moses Niagara",2693,"2","HY","OP",{"$nulls":4},"WAT",null,{"v":11994860,"d":"11,994,860"},{"v":5082294.5,"d":"5,082,295"},{"$nulls":5},"EIA Prime Mover-level Data","EIA Prime Mover-level Data"]
[19888,2019,"NY","Robert Moses Power Dam",2694,"26","HY","OP",{"$nulls":4},"WAT",null,{"v":4276244.5,"d":"4,276,245"},{"v":1876212.25,"d":"1,876,212"},{"$nulls":5},"EIA Prime Mover-level Data","EIA Prime Mover-level Data"]
[19895,2019,"NY","Rochester 2",2639,"1","HY","OP",{"$nulls":4},"WAT",null,{"v":161126,"d":"161,126"},{"v":68933,"d":"68,933"},{"$nulls":5},"EIA Prime Mover-level Data","EIA Prime Mover-level Data"]
[19916,2019,"NY","Route 22 Community Solar Farm",62524,"1444","PV","T",{"$nulls":4},"SUN"]
[19930,2019,"NY","Saranac Power Partners, LP",54574,"00001","CT","OP","Yes","ARP,CSNOX,CSOSG2,CSSO2G1,RGGI","CC",null,"NG",{"v":712,"d":"712.0"},{"v":658763,"d":"658,763"},{"v":126636.0546875,"d":"126,636"},{"v":9.33899974822998,"d":"9.3"},{"v":2.31699991226196,"d":"2.3"},{"v":0.197999998927116,"d":"0.2"},{"v":39149.35546875,"d":"39,149.4"},null,"EPA/CAMD","EPA/CAMD","EPA/CAMD","EPA/CAMD","EPA/CAMD","EPA/CAMD",null,null,"SCR",null,1994]
[19937,2019,"NY","School Street",2605,"1","HY","OP",{"$nulls":4},"WAT",null,{"v":286035.25,"d":"286,035"},{"v":122370.859375,"d":"122,371"},{"$nulls":5},"EIA Prime Mover-level Data","EIA Prime Mover-level Data"]
[19953,2019,"NY","Seneca Energy",54782,"GE16","IC","OP",{"$nulls":4},"LFG",null,{"v":115049.453125,"d":"115,049"},{"v":46358.63671875,"d":"46,359"},{"v":85.3349990844727,"d":"85.3"},{"v":34.431999206543,"d":"34.4"},{"v":2.58859992027283,"d":"2.6"},{"v":7305.6162109375,"d":"7,305.6"},null,"EIA Prime Mover-level Data","EIA Prime Mover-level Data","Estimated using emissions factor","Estimated using emissions factor","Estimated using emissions factor","Estimated using emissions factor"]
[19959,2019,"NY","Seneca Energy",54782,"GE22","IC","CN",{"$nulls":4},"LFG"]
[19979,2019,"NY","Sherman Island",2609,"4","HY","OP",{"$nulls":4},"WAT",null,{"v":394245.78125,"d":"394,246"},{"v":168665.484375,"d":"168,665"},{"$nulls":5},"EIA Prime Mover-level Data","EIA Prime Mover-level Data"]
[19986,2019,"NY","Shoreham Energy",55787,"CT02","GT","OP","Yes","ARP,CSNOX,CSOSG2,CSSO2G1,RGGI","CT",null,"DFO",{"v":86,"d":"86.0"},{"v":23127.634765625,"d":"23,128"},{"v":17186.685546875,"d":"17,187"},{"v":0.901000022888184,"d":"0.9"},{"v":0.552999973297119,"d":"0.6"},{"v":0.00700000021606684,"d":"0.0"},{"v":1876.51403808594,"d":"1,876.5"},null,"EPA/CAMD","EPA/CAMD","EPA/CAMD","EPA/CAMD","EPA/CAMD","EPA/CAMD",null,null,"H2O,SCR",null,2002]
[20001,2019,"NY","South Edwards",2604,"3","HY","OP",{"$nulls":4},"WAT",null,{"v":51317,"d":"51,317"},{"v":21954.5,"d":"21,955"},{"$nulls":5},"EIA Prime Mover-level Data","EIA Prime Mover-level Data"]
[20017,2019,"NY","SREC Bath LFGTE",58295,"GEN2","IC","RE",{"$nulls":4},"LFG",null,{"v":19722.5,"d":"19,723"},0,{"v":13.4390001296997,"d":"13.4"},{"v":0,"d":"0.0"},{"v":0.443800002336502,"d":"0.4"},{"v":1252.375,"d":"1,252.4"},null,"EIA Prime Mover-level Data","EIA Prime Mover-level Data","Estimated using emissions factor","Estimated using emissions factor","Estimated using emissions factor","Estimated using emissions factor"]
[20024,2019,"NY","St. Johns Episcopal Hospital",62450,"F1040","IC","SB",{"$nulls":4},"DFO",null,{"v":124.166999816895,"d":"124"},0,{"v":0.209999993443489,"d":"0.2"},{"v":0,"d":"0.0"},{"v":0.0179999992251396,"d":"0.0"},{"v":10.1400003433228,"d":"10.1"},null,"EIA Prime Mover-level Data","EIA Prime Mover-level Data","Estimated using emissions factor","Estimated using emissions factor","Estimated using emissions factor","Estimated using emissions factor"]
[20041,2019,"NY","Sterlington Greenworks LLC",59275,"STERG","PV","OP",{"$nulls":4},"SUN",null,{"v":19885,"d":"19,885"},{"v":10423,"d":"10,423"},{"$nulls":5},"EIA Prime Mover-level Data","EIA Prime Mover-level Data"]
[20059,2019,"NY","SunEast Dog Corners Solar Project",62823,"Q584","PV","P",{"$nulls":4},"SUN"]
[20066,2019,"NY","SunEast Limestone Solar Project",63864,"Q#806","PV","P",{"$nulls":4},"SUN"]
[20074,2019,"NY","Swinging Bridge 1",2633,"SWI1","HY","RE",{"$nulls":4},"WAT"]
[20088,2019,"NY","Tannery Island Power",50416,"GEN5","HY","OP",{"$nulls":4},"WAT",null,{"v":10880.2001953125,"d":"10,880"},{"v":4654.60009765625,"d":"4,655"},{"$nulls":5},"EIA Prime Mover-level Data","EIA Prime Mover-level Data"]
[20108,2019,"NY","Time Warner Cable - Knowles",60904,"PV1","PV","OP",{"$nulls":4},"SUN",null,{"v":19547,"d":"19,547"},{"v":10246,"d":"10,246"},{"$nulls":5},"EIA Prime Mover-level Data","EIA Prime Mover-level Data"]
[20111,2019,"NY","Town of Halfmoon",60115,"PV1","PV","OP",{"$nulls":4},"SUN",null,{"v":9057,"d":"9,057"},{"v":4747,"d":"4,747"},{"$nulls":5},"EIA Prime Mover-level Data","EIA Prime Mover-level Data"]
[20130,2019,"NY","Upper Newton Falls",58679,"2","HY","OP",{"$nulls":4},"WAT",null,{"v":28838,"d":"28,838"},{"v":12337.2001953125,"d":"12,337"},{"$nulls":5},"EIA Prime Mover-level Data","EIA Prime Mover-level Data"]
[20137,2019,"NY","Varick",2621,"2","HY","OP",{"$nulls":4},"WAT",null,{"v":61856,"d":"61,856"},{"v":26463.25,"d":"26,463"},{"$nulls":5},"EIA Prime Mover-level Data","EIA Prime Mover-level Data"]
[20156,2019,"NY","Villa Roma Rd #3 CSG",62527,"390","PV","OP",{"$nulls":4},"SUN"]
[20172,2019,"NY","Wappinger Falls Hydroelectric",54573,"1","HY","OP",{"$nulls":4},"WAT",null,{"v":26028.5,"d":"26,029"},{"v":11136,"d":"11,136"},{"$nulls":5},"EIA Prime Mover-level Data","EIA Prime Mover-level Data"]
[20179,2019,"NY","Watchtower Educational Center",55619,"GEN1","IC","SB",{"$nulls":4},"NG"]
[20195,2019,"NY","West Delaware Tunnel Plant",51033,"GEN1","HY","OP",{"$nulls":4},"WAT",null,{"v":184049,"d":"184,049"},{"v":78740,"d":"78,740"},{"$nulls":5},"EIA Prime Mover-level Data","EIA Prime Mover-level Data"]
[20211,2019,"NY","Westchester County Medical Center",62270,"DT250","IC","SB",{"$nulls":4},"DFO",null,{"v":28.1679992675781,"d":"28"},{"v":0.188999995589256,"d":"0"},{"v":0.0480000004172325,"d":"0.0"},{"v":0,"d":"0.0"},{"v":0.00410000002011657,"d":"0.0"},{"v":2.29999995231628,"d":"2.3"},null,"EIA Prime Mover-level Data","EIA Prime Mover-level Data","Estimated using emissions factor","Estimated using emissions factor","Estimated using emissions factor","Estimated using emissions factor"]
[20217,2019,"NY","Wheaton-STEU",63228,"11410","PV","P",{"$nulls":4},"SUN"]
[20237,2019,"NY","Wyckoff Heights Medical Center",63644,"CT800","IC","SB",{"$nulls":4},"DFO"]
[20244,2019,"NY","Zotos International WPGF",57648,"WT1","WT","OP",{"$nulls":4},"WND",null,{"v":5391.5,"d":"5,392"},{"v":1772,"d":"1,772"},{"$nulls":5},"EIA Prime Mover-level Data","EIA Prime Mover-level Data"]
[20259,2019,"OH","Anadarko",2945,"7","IC","SB",{"$nulls":4},"DFO",null,{"v":35.6920013427734,"d":"36"},{"v":12.6149997711182,"d":"13"},{"v":0.0570000000298023,"d":"0.1"},{"v":0.0199999995529652,"d":"0.0"},{"v":0.0052000000141561,"d":"0.0"},{"v":2.91499996185303,"d":"2.9"},null,"EIA Prime Mover-level Data","EIA Prime Mover-level Data","Estimated using emissions factor","Estimated using emissions factor","Estimated using emissions factor","Estimated using emissions factor"]
[20266,2019,"OH","ArcelorMittal Cleveland LLC",10398,"B001","ST","OP","Yes","SIPNOX","WALL",null,"PRG",{"v":3622,"d":"3,622.0"},{"v":1371852.75,"d":"1,371,853"},{"v":640876.625,"d":"640,877"},{"v":100.355003356934,"d":"100.4"},{"v":9.14200019836426,"d":"9.1"},{"v":2.19219994544983,"d":"2.2"},{"v":80177.2890625,"d":"80,177.3"},null,"EIA non-ozone season distributed and EPA/CAMD ozone season","EPA/CAMD","Estimated using emissions factor and EIA data for non-ozone season and EPA/CAMD ozone season emissions","EPA/CAMD","Estimated using emissions factor","Estimated using emissions factor"]
[20281,2019,"OH","Ashtabula",55990,"HRSG3","CA","OP",{"$nulls":3},2,"NG",null,{"v":309384.9375,"d":"309,385"},{"v":117915.96875,"d":"117,916"},{"v":47.4080009460449,"d":"47.4"},{"v":17.2070007324219,"d":"17.2"},{"v":0.49439999461174,"d":"0.5"},{"v":18081.857421875,"d":"18,081.9"},null,"EIA Unit-level Data","EIA Unit-Level Data","Estimated using emissions factor","Estimated using emissions factor","Estimated using emissions factor","Estimated using emissions factor"]
[20288,2019,"OH","Auglaize Hydro",7657,"4","HY","OP",{"$nulls":4},"WAT",null,{"v":14985.27734375,"d":"14,985"},{"v":6108.88916015625,"d":"6,109"},{"$nulls":5},"EIA Prime Mover-level Data","EIA Prime Mover-level Data"]
[20308,2019,"OH","Beverly L&D Hydroelectric Project",62403,"NA2","HY","P",{"$nulls":4},"WAT"]
[20314,2019,"OH","Bowling Green Wind",56226,"2","WT","OP",{"$nulls":4},"WND",null,{"v":25003.5,"d":"25,004"},{"v":7241.25,"d":"7,241"},{"$nulls":5},"EIA Prime Mover-level Data","EIA Prime Mover-level Data"]
[20330,2019,"OH","Bryan Peaking",7779,"1","IC","OP",{"$nulls":4},"DFO",null,{"v":632.3330078125,"d":"632"},{"v":226.167007446289,"d":"226"},{"v":1.01600003242493,"d":"1.0"},{"v":0.363000005483627,"d":"0.4"},{"v":0.0917000025510788,"d":"0.1"},{"v":51.6380004882813,"d":"51.6"},null,"EIA Prime Mover-level Data","EIA Prime Mover-level Data","Estimated using emissions factor","Estimated using emissions factor","Estimated using emissions factor","Estimated using emissions factor"]
[20350,2019,"OH","Carbon Limestone",56868,"2","IC","OP",{"$nulls":4},"LFG",null,{"v":103223.75,"d":"103,224"},{"v":42933.625,"d":"42,934"},{"v":74.8369979858398,"d":"74.8"},{"v":31.1270008087158,"d":"31.1"},{"v":2.32249999046326,"d":"2.3"},{"v":6554.68701171875,"d":"6,554.7"},null,"EIA Prime Mover-level Data","EIA Prime Mover-level Data","Estimated using emissions factor","Estimated using emissions factor","Estimated using emissions factor","Estimated using emissions factor"]
[20353,2019,"OH","Carbon Limestone",56868,"5","IC","OP",{"$nulls":4},"LFG",null,{"v":103223.75,"d":"103,224"},{"v":42933.625,"d":"42,934"},{"v":74.8369979858398,"d":"74.8"},{"v":31.1270008087158,"d":"31.1"},{"v":2.32249999046326,"d":"2.3"},{"v":6554.68701171875,"d":"6,554.7"},null,"EIA Prime Mover-level Data","EIA Prime Mover-level Data","Estimated using emissions factor","Estimated using emissions factor","Estimated using emissions factor","Estimated using emissions factor"]
[20369,2019,"OH","Central Utility Plant Cincinnati",57908,"HRSG2","CA","OP",{"$nulls":3},1,"NG",null,{"v":166215.859375,"d":"166,216"},{"v":70407.546875,"d":"70,408"},{"v":1.91100001335144,"d":"1.9"},{"v":0.810000002384186,"d":"0.8"},{"v":0.265599995851517,"d":"0.3"},{"v":9714.408203125,"d":"9,714.4"},null,"EIA Unit-level Data","EIA Unit-Level Data","Estimated based on unit-level NOx emission rates","Estimated based on unit-level NOx ozone season emission rates","Estimated using emissions factor and plant-specific sulfur content","Estimated using emissions factor"]
[20388,2019,"OH","Conesville",2840,"6","ST","OP","Yes","ARP,CSNOX,CSOSG2,CSSO2G1,MATS","TANGENTIAL",1,"DFO",{"v":297,"d":"297.0"},{"v":92403.3203125,"d":"92,403"},{"v":32570.091796875,"d":"32,570"},{"v":10.8240003585815,"d":"10.8"},{"v":2.40899991989136,"d":"2.4"},{"v":4.09800004959106,"d":"4.1"},{"v":8609.7314453125,"d":"8,609.7"},{"v":0.0199999995529652,"d":"0.0"},"EPA/CAMD","EPA/CAMD","EPA/CAMD","EPA/CAMD","EPA/CAMD","EPA/CAMD","EPA/CAMD","WL","LNC2",null,1978]
[20395,2019,"OH","Cuyahoga Falls 1",62658,"P004","IC","OP",{"$nulls":4},"DFO",null,{"v":383.5,"d":"384"},{"v":138.167007446289,"d":"138"},{"v":0.611999988555908,"d":"0.6"},{"v":0.221000000834465,"d":"0.2"},{"v":0.0555999986827374,"d":"0.1"},{"v":31.318000793457,"d":"31.3"},null,"EIA Prime Mover-level Data","EIA Prime Mover-level Data","Estimated using emissions factor","Estimated using emissions factor","Estimated using emissions factor","Estimated using emissions factor"]
[20414,2019,"OH","DG AMP Solar Piqua Manier",62792,"AMPPM","PV","OP",{"$nulls":4},"SUN",null,{"v":113645,"d":"113,645"},{"v":77898,"d":"77,898"},{"$nulls":5},"EIA Prime Mover-level Data","EIA Prime Mover-level Data"]
[20417,2019,"OH","Dodge Park Engine No 1",56423,"0007","IC","SB",{"$nulls":4},"DFO",null,120,42,{"v":0.186000004410744,"d":"0.2"},{"v":0.0649999976158142,"d":"0.1"},{"v":0.017400000244379,"d":"0.0"},{"v":9.80000019073486,"d":"9.8"},null,"EIA Prime Mover-level Data","EIA Prime Mover-level Data","Estimated using emissions factor","Estimated using emissions factor","Estimated using emissions factor","Estimated using emissions factor"]
[20437,2019,"OH","East Campus Utility Plant",57929,"P007","IC","OP",{"$nulls":4},"DFO",null,{"v":1513.71398925781,"d":"1,514"},{"v":837.713989257813,"d":"838"},{"v":2.43400001525879,"d":"2.4"},{"v":1.34700000286102,"d":"1.3"},{"v":0.219500005245209,"d":"0.2"},{"v":123.613998413086,"d":"123.6"},null,"EIA Prime Mover-level Data","EIA Prime Mover-level Data","Estimated using emissions factor","Estimated using emissions factor","Estimated using emissions factor","Estimated using emissions factor"]
[20447,2019,"OH","FirstEnergy Ashtabula",2835,"5","ST","RE",{"$nulls":4},"SUB"]
[20459,2019,"OH","FirstEnergy Mad River",2860,"CTB","GT","RE",{"$nulls":4},"DFO"]
[20466,2019,"OH","FirstEnergy R E Burger",2864,"B1","IC","RE",{"$nulls":4},"DFO"]
[20484,2019,"OH","Geneva",57410,"GEN5","IC","OP",{"$nulls":4},"LFG",null,{"v":42381,"d":"42,381"},{"v":17465.80078125,"d":"17,466"},{"v":29.6590003967285,"d":"29.7"},{"v":12.2229995727539,"d":"12.2"},{"v":0.953599989414215,"d":"1.0"},{"v":2691.18505859375,"d":"2,691.2"},null,"EIA Prime Mover-level Data","EIA Prime Mover-level Data","Estimated using emissions factor","Estimated using emissions factor","Estimated using emissions factor","Estimated using emissions factor"]
[20501,2019,"OH","Guernsey Power Station",62949,"GPS2","CS","L",{"$nulls":4},"NG"]
[20508,2019,"OH","Hardin Solar Energy LLC",63029,"GEN1","PV","P",{"$nulls":4},"SUN"]
[20524,2019,"OH","Hoge Lumber",10739,"W750","ST","RE",{"$nulls":4},"WDS"]
[20539,2019,"OH","LafargeHolcim - Paulding Wind Project",62752,"L2","WT","TS",{"$nulls":4},"WND"]
[20546,2019,"OH","Lebanon",2921,"1","IC","RE",{"$nulls":4},"DFO"]
[20566,2019,"OH","Loraine County Project",56869,"4","IC","OP",{"$nulls":4},"LFG",null,{"v":90638.5234375,"d":"90,639"},{"v":36703.57421875,"d":"36,704"},{"v":65.7129974365234,"d":"65.7"},{"v":26.6100006103516,"d":"26.6"},{"v":2.03940010070801,"d":"2.0"},{"v":5755.52685546875,"d":"5,755.5"},null,"EIA Prime Mover-level Data","EIA Prime Mover-level Data","Estimated using emissions factor","Estimated using emissions factor","Estimated using emissions factor","Estimated using emissions factor"]
[20572,2019,"OH","Lowell L&D Hydroelectric Project",62429,"NA1","HY","P",{"$nulls":4},"WAT"]
[20588,2019,"OH","Malta L&D Hydroelectric Project",62428,"NA1","HY","P",{"$nulls":4},"WAT"]
[20595,2019,"OH","Middletown Coke Company, LLC",57822,"HRSG2","ST","OP",{"$nulls":3},1,"COG",null,{"v":1336289,"d":"1,336,289"},{"v":569258.0625,"d":"569,258"},{"v":10.2889995574951,"d":"10.3"},{"v":4.38299989700317,"d":"4.4"},{"v":1.58200001716614,"d":"1.6"},{"v":78099.4140625,"d":"78,099.4"},null,"EIA Unit-level Data","EIA Unit-Level Data","Estimated using emissions factor","Estimated using emissions factor","Estimated using emissions factor","Estimated using emissions factor",null,"SD"]
[20617,2019,"OH","Morton Salt Rittman",54335,"GEN1","ST","RE",{"$nulls":4},"BIT"]
[20630,2019,"OH","Napoleon Peaking",7776,"6","IC","OP",{"$nulls":4},"DFO",null,{"v":540.6669921875,"d":"541"},{"v":195.332992553711,"d":"195"},{"v":0.870000004768372,"d":"0.9"},{"v":0.314000010490417,"d":"0.3"},{"v":0.0784000009298325,"d":"0.1"},{"v":44.1520004272461,"d":"44.2"},null,"EIA Prime Mover-level Data","EIA Prime Mover-level Data","Estimated using emissions factor","Estimated using emissions factor","Estimated using emissions factor","Estimated using emissions factor"]
[20637,2019,"OH","O H Hutchings",2848,"H-7","GT","OP","Yes","CSNOX,CSOSG2,CSSO2G1","CT",null,"NG",{"v":4,"d":"4.0"},{"v":887.200012207031,"d":"887"},{"v":334.799987792969,"d":"335"},{"v":0.310999989509583,"d":"0.3"},{"v":0.116999998688698,"d":"0.1"},{"v":0,"d":"0.0"},{"v":51.8520011901855,"d":"51.9"},null,"EPA/CAMD","EPA/CAMD","EPA/CAMD","EPA/CAMD","EPA/CAMD","Estimated using emissions factor",{"$nulls":4},1968]
[20654,2019,"OH","Omega JV2 Hamilton",7782,"P001","GT","OP","Yes","ARP,CSNOX,CSOSG2,CSSO2G1","CT",null,"NG",{"v":124,"d":"124.0"},{"v":25665.099609375,"d":"25,665"},{"v":22111.19921875,"d":"22,111"},{"v":2.11800003051758,"d":"2.1"},{"v":1.82400000095367,"d":"1.8"},{"v":0.00800000037997961,"d":"0.0"},{"v":1514.5,"d":"1,514.5"},null,"EPA/CAMD","EPA/CAMD","EPA/CAMD","EPA/CAMD","EPA/CAMD","EPA/CAMD",null,null,"H2O",null,2000]
[20659,2019,"OH","Orrville",2935,"12","ST","OP",{"$nulls":3},3,"BIT",null,{"v":103541.1953125,"d":"103,541"},{"v":50435.40625,"d":"50,435"},{"v":24.5170001983643,"d":"24.5"},{"v":10.6639995574951,"d":"10.7"},{"v":267.918304443359,"d":"267.9"},{"v":10371.4755859375,"d":"10,371.5"},null,"EIA Unit-level Data","EIA Unit-Level Data","Estimated using emissions factor","Estimated using emissions factor","Estimated using emissions factor and plant-specific sulfur content","Estimated using emissions factor"]
[20679,2019,"OH","Philo L&D Hydroelectric Project",62427,"NA2","HY","P",{"$nulls":4},"WAT"]
[20682,2019,"OH","Piqua Power Plant",2937,"11","GT","OP",{"$nulls":4},"DFO",null,{"v":355.635986328125,"d":"356"},{"v":127.526000976563,"d":"128"},{"v":0.146999999880791,"d":"0.1"},{"v":0.0529999993741512,"d":"0.1"},{"v":0.0898000001907349,"d":"0.1"},{"v":29.0419998168945,"d":"29.0"},null,"EIA Prime Mover-level Data","EIA Prime Mover-level Data","Estimated using emissions factor","Estimated using emissions factor","Estimated using emissions factor","Estimated using emissions factor"]
[20697,2019,"OH","Progress Drive Generation Station",63457,"PSG1","IC","OP",{"$nulls":4},"DFO",null,{"v":709.5,"d":"710"},251,{"v":1.06700003147125,"d":"1.1"},{"v":0.377000004053116,"d":"0.4"},{"v":0.102899998426437,"d":"0.1"},{"v":57.939998626709,"d":"57.9"},null,"EIA Prime Mover-level Data","EIA Prime Mover-level Data","Estimated using emissions factor","Estimated using emissions factor","Estimated using emissions factor","Estimated using emissions factor"]
[20717,2019,"OH","Robert P Mone",7872,"1","GT","OP","Yes","ARP,CSNOX,CSOSG2,CSSO2G1","CT",null,"NG",{"v":373,"d":"373.0"},{"v":506624.3125,"d":"506,624"},{"v":203062.296875,"d":"203,062"},{"v":22.3470001220703,"d":"22.3"},{"v":12.7379999160767,"d":"12.7"},{"v":0.214000001549721,"d":"0.2"},{"v":29946.80078125,"d":"29,946.8"},null,"EPA/CAMD","EPA/CAMD","EPA/CAMD","EPA/CAMD","EPA/CAMD","EPA/CAMD",null,null,"DLNB,H2O",null,2002]
[20724,2019,"OH","Rolling Hills Generating LLC",55401,"CT-3","GT","OP","Yes","ARP,CSNOX,CSOSG2,CSSO2G1","CT",null,"NG",{"v":681,"d":"681.0"},{"v":1000164.4375,"d":"1,000,164"},{"v":792520.625,"d":"792,521"},{"v":23.8040008544922,"d":"23.8"},{"v":18.3040008544922,"d":"18.3"},{"v":0.300000011920929,"d":"0.3"},{"v":59438.5234375,"d":"59,438.5"},null,"EPA/CAMD","EPA/CAMD","EPA/CAMD","EPA/CAMD","EPA/CAMD","EPA/CAMD",null,null,"DLNB,H2O",null,2003]
[20742,2019,"OH","Sidney (OH)",2852,"1","IC","OP",{"$nulls":4},"DFO",null,{"v":396.600006103516,"d":"397"},{"v":142.199996948242,"d":"142"},{"v":0.671000003814697,"d":"0.7"},{"v":0.239999994635582,"d":"0.2"},{"v":0.0575000010430813,"d":"0.1"},{"v":32.3870010375977,"d":"32.4"},null,"EIA Prime Mover-level Data","EIA Prime Mover-level Data","Estimated using emissions factor","Estimated using emissions factor","Estimated using emissions factor","Estimated using emissions factor"]
[20746,2019,"OH","Sidney (OH)",2852,"5","IC","OP",{"$nulls":4},"DFO",null,{"v":396.600006103516,"d":"397"},{"v":142.199996948242,"d":"142"},{"v":0.671000003814697,"d":"0.7"},{"v":0.239999994635582,"d":"0.2"},{"v":0.0575000010430813,"d":"0.1"},{"v":32.3870010375977,"d":"32.4"},null,"EIA Prime Mover-level Data","EIA Prime Mover-level Data","Estimated using emissions factor","Estimated using emissions factor","Estimated using emissions factor","Estimated using emissions factor"]
[20766,2019,"OH","Tait Electric Generating Station",2847,"2","GT","OP","Yes","ARP,CSNOX,CSOSG2,CSSO2G1","CT",null,"NG",{"v":584,"d":"584.0"},{"v":446866.90625,"d":"446,867"},{"v":310508.59375,"d":"310,509"},{"v":29.4099998474121,"d":"29.4"},{"v":18.4759998321533,"d":"18.5"},{"v":0.136000007390976,"d":"0.1"},{"v":26363.599609375,"d":"26,363.6"},null,"EPA/CAMD","EPA/CAMD","EPA/CAMD","EPA/CAMD","EPA/CAMD","EPA/CAMD",null,null,"H2O",null,1997]
[20775,2019,"OH","Troy Energy, LLC",55348,"2","GT","OP","Yes","ARP,CSNOX,CSOSG2,CSSO2G1","CT",null,"NG",{"v":687,"d":"687.0"},{"v":991626.125,"d":"991,626"},{"v":414242.84375,"d":"414,243"},{"v":18.2350006103516,"d":"18.2"},{"v":7.88399982452393,"d":"7.9"},{"v":0.34400001168251,"d":"0.3"},{"v":59090.33984375,"d":"59,090.3"},null,"EPA/CAMD","EPA/CAMD","EPA/CAMD","EPA/CAMD","EPA/CAMD","EPA/CAMD",null,null,"DLNB,H2O",null,2002]
[20788,2019,"OH","W H Sammis",2866,"6","ST","OP","Yes","ARP,CSNOX,CSOSG2,CSSO2G1,MATS","WALL",1,"BIT",{"v":3372,"d":"3,372.0"},{"v":13828178,"d":"13,828,178"},{"v":5837089.5,"d":"5,837,090"},{"v":631.75,"d":"631.8"},{"v":254.690002441406,"d":"254.7"},{"v":529.296020507813,"d":"529.3"},{"v":1450299.125,"d":"1,450,299.1"},{"v":2.38000011444092,"d":"2.4"},"EPA/CAMD","EPA/CAMD","EPA/CAMD","EPA/CAMD","EPA/CAMD","EPA/CAMD","EPA/CAMD","WL","LNBO,SCR",null,1969]
[20808,2019,"OH","Waterford Plant",55503,"3","CT","OP","Yes","ARP,CSNOX,CSOSG2,CSSO2G1","CC",null,"NG",{"v":7359,"d":"7,359.0"},{"v":13508039,"d":"13,508,039"},{"v":5757489.5,"d":"5,757,490"},{"v":64.0690002441406,"d":"64.1"},{"v":27.4150009155273,"d":"27.4"},{"v":4.05299997329712,"d":"4.1"},{"v":802757.25,"d":"802,757.3"},null,"EPA/CAMD","EPA/CAMD","EPA/CAMD","EPA/CAMD","EPA/CAMD","EPA/CAMD",null,null,"DLNB,SCR",null,2003]
[20812,2019,"OH","West 41st Street",2909,"2","GT","OP",{"$nulls":4},"NG",null,{"v":2620,"d":"2,620"},{"v":1125,"d":"1,125"},{"v":0.515999972820282,"d":"0.5"},{"v":0.222000002861023,"d":"0.2"},{"v":0.00410000002011657,"d":"0.0"},{"v":153.125,"d":"153.1"},null,"EIA Prime Mover-level Data","EIA Prime Mover-level Data","Estimated using emissions factor","Estimated using emissions factor","Estimated using emissions factor","Estimated using emissions factor"]
[20830,2019,"OH","Woodsdale",7158,"**GT2","GT","OP","Yes","ARP,CSNOX,CSOSG2,CSSO2G1","CT",null,"NG",{"v":482,"d":"482.0"},{"v":343224.375,"d":"343,224"},{"v":308346.53125,"d":"308,347"},{"v":24.5550003051758,"d":"24.6"},{"v":22.2029991149902,"d":"22.2"},{"v":0.377999991178513,"d":"0.4"},{"v":21221.84375,"d":"21,221.8"},null,"EPA/CAMD","EPA/CAMD","EPA/CAMD","EPA/CAMD","EPA/CAMD","EPA/CAMD",null,null,"H2O",null,1992]
[20837,2019,"OH","Yankee Street",2854,"1","GT","OP",{"$nulls":4},"NG",null,{"v":14239.8408203125,"d":"14,240"},{"v":6124.31103515625,"d":"6,124"},{"v":2.11400008201599,"d":"2.1"},{"v":0.908999979496002,"d":"0.9"},{"v":0.0227000005543232,"d":"0.0"},{"v":832.241027832031,"d":"832.2"},null,"EIA Prime Mover-level Data","EIA Prime Mover-level Data","Estimated using emissions factor","Estimated using emissions factor","Estimated using emissions factor","Estimated using emissions factor"]
[20853,2019,"OK","Anadarko",3006,"3","ST","OP","Yes","ARP,CSOSG2","WALL",1,"NG",{"v":117,"d":"117.0"},{"v":9333.4111328125,"d":"9,333"},{"v":4153.40087890625,"d":"4,153"},{"v":0.416999995708466,"d":"0.4"},{"v":0.202000007033348,"d":"0.2"},{"v":0.00300000002607703,"d":"0.0"},{"v":554.846984863281,"d":"554.8"},null,"EPA/CAMD","EPA/CAMD","EPA/CAMD","EPA/CAMD","EPA/CAMD","EPA/CAMD",{"$nulls":4},1958]
[20867,2019,"OK","Blue Canyon Windpower VI LLC",57616,"GEN1","WT","OP",{"$nulls":4},"WND",null,{"v":3427864,"d":"3,427,864"},{"v":1327540,"d":"1,327,540"},{"$nulls":5},"EIA Prime Mover-level Data","EIA Prime Mover-level Data"]
[20879,2019,"OK","Cana Gas Processing Plant",57597,"3005","IC","SB",{"$nulls":4},"DFO",null,{"v":4635,"d":"4,635"},{"v":2817,"d":"2,817"},{"v":7.42199993133545,"d":"7.4"},{"v":4.51100015640259,"d":"4.5"},{"v":0.672100007534027,"d":"0.7"},{"v":378.506988525391,"d":"378.5"},null,"EIA Prime Mover-level Data","EIA Prime Mover-level Data","Estimated using emissions factor","Estimated using emissions factor","Estimated using emissions factor","Estimated using emissions factor"]
[20895,2019,"OK","Comanche (8059)",8059,"7252","CT","OP","Yes","ARP,CSOSG2","CC",1,"NG",{"v":1523,"d":"1,523.0"},{"v":1256902.5,"d":"1,256,903"},{"v":837960.125,"d":"837,960"},{"v":23.3369998931885,"d":"23.3"},{"v":13.9200000762939,"d":"13.9"},{"v":0.377000004053116,"d":"0.4"},{"v":74694.6328125,"d":"74,694.6"},null,"EPA/CAMD","EPA/CAMD","EPA/CAMD","EPA/CAMD","EPA/CAMD","EPA/CAMD",null,null,"DLNB",null,1973]
[20900,2019,"OK","Covanta Tulsa Renewable Energy LLC",50660,"3","ST","OP",{"$nulls":3},1,"MSW",null,{"v":1180632.375,"d":"1,180,632"},{"v":485999.9375,"d":"486,000"},{"v":196.574996948242,"d":"196.6"},{"v":79.7040023803711,"d":"79.7"},{"v":94.6336975097656,"d":"94.6"},{"v":117027.609375,"d":"117,027.6"},null,"EIA Unit-level Data","EIA Unit-Level Data","Estimated based on unit-level NOx emission rates","Estimated based on unit-level NOx ozone season emission rates","Estimated using emissions factor and plant-specific sulfur content","Estimated using emissions factor",null,"SD","SN","Yes"]
[20917,2019,"OK","Diamond Spring, LLC",63327,"46001","WT","L",{"$nulls":4},"WND"]
[20924,2019,"OK","Enid",2950,"4","GT","RE",{"$nulls":4},"NG"]
[20945,2019,"OK","Hinton",61615,"1","PV","OP",{"$nulls":4},"SUN",null,{"v":48462,"d":"48,462"},{"v":25161,"d":"25,161"},{"$nulls":5},"EIA Prime Mover-level Data","EIA Prime Mover-level Data"]
[20959,2019,"OK","Keystone Dam",2984,"2","HY","OP",{"$nulls":4},"WAT",null,{"v":1244665.5,"d":"1,244,666"},{"v":550595.5,"d":"550,596"},{"$nulls":5},"EIA Prime Mover-level Data","EIA Prime Mover-level Data"]
[20966,2019,"OK","Kingfisher Wind LLC",58902,"KNG1","WT","OP",{"$nulls":4},"WND",null,{"v":9703608,"d":"9,703,608"},{"v":3809531,"d":"3,809,531"},{"$nulls":5},"EIA Prime Mover-level Data","EIA Prime Mover-level Data"]
[20982,2019,"OK","Markham",2980,"3","HY","OP",{"$nulls":4},"WAT",null,{"v":1222765.5,"d":"1,222,766"},{"v":540907.5,"d":"540,908"},{"$nulls":5},"EIA Prime Mover-level Data","EIA Prime Mover-level Data"]
[20988,2019,"OK","Minco Wind II, LLC",57956,"1","WT","OP",{"$nulls":4},"WND",null,{"v":3126377,"d":"3,126,377"},{"v":1210781,"d":"1,210,781"},{"$nulls":5},"EIA Prime Mover-level Data","EIA Prime Mover-level Data"]
[21008,2019,"OK","Mustang",2953,"T11","GT","OP","Yes","ARP,CSOSG2","CT",null,"NG",{"v":4161,"d":"4,161.0"},{"v":1690962.625,"d":"1,690,963"},{"v":820943.0625,"d":"820,943"},{"v":66.8280029296875,"d":"66.8"},{"v":31.8279991149902,"d":"31.8"},{"v":0.507000029087067,"d":"0.5"},{"v":100488.796875,"d":"100,488.8"},null,"EPA/CAMD","EPA/CAMD","EPA/CAMD","EPA/CAMD","EPA/CAMD","EPA/CAMD",null,null,"H2O",null,2017]
[21024,2019,"OK","Oneta Energy Center",55225,"CTG-3","CT","OP","Yes","ARP,CSOSG2","CC",null,"NG",{"v":6504,"d":"6,504.0"},{"v":10792465,"d":"10,792,465"},{"v":4786692.5,"d":"4,786,693"},{"v":179.509002685547,"d":"179.5"},{"v":77.7170028686523,"d":"77.7"},{"v":3.23799991607666,"d":"3.2"},{"v":641385.125,"d":"641,385.1"},null,"EPA/CAMD","EPA/CAMD","EPA/CAMD","EPA/CAMD","EPA/CAMD","EPA/CAMD",null,null,"DLNB",null,2002]
[21025,2019,"OK","Oneta Energy Center",55225,"CTG-4","CT","OP","Yes","ARP,CSOSG2","CC",null,"NG",{"v":6483,"d":"6,483.0"},{"v":10949199,"d":"10,949,199"},{"v":4869499,"d":"4,869,499"},{"v":175.580001831055,"d":"175.6"},{"v":75.734001159668,"d":"75.7"},{"v":3.28500008583069,"d":"3.3"},{"v":650696.0625,"d":"650,696.1"},null,"EPA/CAMD","EPA/CAMD","EPA/CAMD","EPA/CAMD","EPA/CAMD","EPA/CAMD",null,null,"DLNB",null,2002]
[21037,2019,"OK","Pensacola",2981,"5","HY","OP",{"$nulls":4},"WAT",null,{"v":1226216.375,"d":"1,226,216"},{"v":542434.125,"d":"542,434"},{"$nulls":5},"EIA Prime Mover-level Data","EIA Prime Mover-level Data"]
[21053,2019,"OK","River Valley",10671,"1A","ST","OP","Yes","ARP,CSOSG2,MATS","FLUIDIZED",1,"SUB",{"v":2729,"d":"2,729.0"},{"v":1716692.875,"d":"1,716,693"},{"v":1224735.75,"d":"1,224,736"},{"v":99.2050018310547,"d":"99.2"},{"v":58.8740005493164,"d":"58.9"},{"v":73.1880035400391,"d":"73.2"},{"v":131196.125,"d":"131,196.1"},null,"EPA/CAMD","EPA/CAMD","EPA/CAMD","EPA/CAMD","EPA/CAMD","EPA/CAMD",null,"FBL",null,null,1990]
[21070,2019,"OK","Salina",2982,"2","PS","OP",{"$nulls":4},"WAT",null,0,0,{"$nulls":5},"EIA Prime Mover-level Data","EIA Prime Mover-level Data"]
[21075,2019,"OK","Seiling Wind I",59311,"SEIL1","WT","OP",{"$nulls":4},"WND",null,{"v":7112245,"d":"7,112,245"},{"v":2754424,"d":"2,754,424"},{"$nulls":5},"EIA Prime Mover-level Data","EIA Prime Mover-level Data"]
[21095,2019,"OK","Spring Creek Power Plant",55651,"CT-04","GT","OP","Yes","ARP,CSOSG2","CT",null,"NG",{"v":854,"d":"854.0"},{"v":524220.6875,"d":"524,221"},{"v":319437.625,"d":"319,438"},{"v":5.24200010299683,"d":"5.2"},{"v":3.19400000572205,"d":"3.2"},{"v":0.157000005245209,"d":"0.2"},{"v":31153.78125,"d":"31,153.8"},null,"EPA/CAMD","EPA/CAMD","EPA/CAMD","EPA/CAMD","EPA/CAMD","EPA/CAMD",null,null,"DLNB",null,2001]
[21103,2019,"OK","Tenaska Kiamichi Generating Station",55501,"CTGDB2","CT","OP","Yes","ARP,CSOSG2","CC",null,"NG",{"v":6274,"d":"6,274.0"},{"v":10979953,"d":"10,979,953"},{"v":6140185.5,"d":"6,140,186"},{"v":157.070007324219,"d":"157.1"},{"v":82.306999206543,"d":"82.3"},{"v":3.29399991035461,"d":"3.3"},{"v":652524.1875,"d":"652,524.2"},null,"EPA/CAMD","EPA/CAMD","EPA/CAMD","EPA/CAMD","EPA/CAMD","EPA/CAMD",null,null,"DLNB",null,2002]
[21117,2019,"OK","Tuttle",61618,"1","PV","OP",{"$nulls":4},"SUN",null,{"v":63100,"d":"63,100"},{"v":32761,"d":"32,761"},{"$nulls":5},"EIA Prime Mover-level Data","EIA Prime Mover-level Data"]
[21137,2019,"OK","Woodward",2958,"GT1","GT","RE",{"$nulls":4},"NG"]
[21140,2019,"OR","45 Mile Hydroelectric Project",58455,"0003","HY","OP",{"$nulls":4},"WAT",null,{"v":15803.6669921875,"d":"15,804"},{"v":7018,"d":"7,018"},{"$nulls":5},"EIA Prime Mover-level Data","EIA Prime Mover-level Data"]
[21159,2019,"OR","Bellevue Solar Project",57372,"INV-1","PV","OP",{"$nulls":4},"SUN",null,{"v":15086,"d":"15,086"},{"v":8247,"d":"8,247"},{"$nulls":5},"EIA Prime Mover-level Data","EIA Prime Mover-level Data"]
[21166,2019,"OR","Bighorn Solar",63467,"PGR16","PV","U",{"$nulls":4},"SUN"]
[21182,2019,"OR","Bonneville",3075,"11","HY","OP",{"$nulls":4},"WAT",null,{"v":2144037.5,"d":"2,144,038"},{"v":652916.375,"d":"652,916"},{"$nulls":5},"EIA Prime Mover-level Data","EIA Prime Mover-level Data"]
[21195,2019,"OR","Bonneville",3075,"7","HY","OP",{"$nulls":4},"WAT",null,{"v":2002176.375,"d":"2,002,176"},{"v":609715.9375,"d":"609,716"},{"$nulls":5},"EIA Prime Mover-level Data","EIA Prime Mover-level Data"]
[21208,2019,"OR","Butter Creek Power LLC",56967,"1","WT","OP",{"$nulls":4},"WND",null,{"v":100563,"d":"100,563"},{"v":58561,"d":"58,561"},{"$nulls":5},"EIA Prime Mover-level Data","EIA Prime Mover-level Data"]
[21224,2019,"OR","Coffin Butte",7725,"5","IC","OP",{"$nulls":4},"LFG",null,{"v":131893.71875,"d":"131,894"},{"v":54676.85546875,"d":"54,677"},{"v":95.6220016479492,"d":"95.6"},{"v":39.640998840332,"d":"39.6"},{"v":2.96760010719299,"d":"3.0"},{"v":8375.2236328125,"d":"8,375.2"},null,"EIA Prime Mover-level Data","EIA Prime Mover-level Data","Estimated using emissions factor","Estimated using emissions factor","Estimated using emissions factor","Estimated using emissions factor"]
[21228,2019,"OR","Combine Hills I",56195,"001","WT","OP",{"$nulls":4},"WND",null,{"v":780086,"d":"780,086"},{"v":454272,"d":"454,272"},{"$nulls":5},"EIA Prime Mover-level Data","EIA Prime Mover-level Data"]
[21246,2019,"OR","Dexter",3078,"1","HY","OP",{"$nulls":4},"WAT",null,{"v":250355,"d":"250,355"},{"v":111182,"d":"111,182"},{"$nulls":5},"EIA Prime Mover-level Data","EIA Prime Mover-level Data"]
[21253,2019,"OR","Drift Creek Solar",63466,"PGR18","PV","U",{"$nulls":4},"SUN"]
[21273,2019,"OR","Faraday",3045,"5","HY","RE",{"$nulls":4},"WAT",null,{"v":77995.078125,"d":"77,995"},{"v":34637.48828125,"d":"34,637"},{"$nulls":5},"EIA Prime Mover-level Data","EIA Prime Mover-level Data"]
[21288,2019,"OR","FPL Energy Vansycle LLC (OR)",55989,"V-47","WT","OP",{"$nulls":4},"WND",null,{"v":1994337,"d":"1,994,337"},{"v":1161371,"d":"1,161,371"},{"$nulls":5},"EIA Prime Mover-level Data","EIA Prime Mover-level Data"]
[21295,2019,"OR","Georgia-Pacific Toledo Mill",58109,"REC2","ST","OP",{"$nulls":3},2,"BLQ",null,{"v":2420522,"d":"2,420,522"},{"v":984180.1875,"d":"984,180"},{"v":151.686004638672,"d":"151.7"},{"v":59.875,"d":"59.9"},{"v":708.62548828125,"d":"708.6"},{"v":263634.28125,"d":"263,634.3"},null,"EIA Unit-level Data","EIA Unit-Level Data","Estimated using emissions factor","Estimated using emissions factor","Estimated using emissions factor and plant-specific sulfur content","Estimated using emissions factor"]
[21306,2019,"OR","Ground Water Pumping Station",50105,"GPS3","HY","RE",{"$nulls":4},"WAT"]
[21317,2019,"OR","Hermiston Power Plant",55328,"CTG-1","CT","OP","Yes","ARP","CC",null,"NG",{"v":7594,"d":"7,594.0"},{"v":15743131,"d":"15,743,131"},{"v":6055698,"d":"6,055,698"},{"v":120.189002990723,"d":"120.2"},{"v":45.8870010375977,"d":"45.9"},{"v":4.72300004959106,"d":"4.7"},{"v":935590.9375,"d":"935,590.9"},null,"EPA/CAMD","EPA/CAMD","EPA/CAMD","EPA/CAMD","EPA/CAMD","EPA/CAMD",null,null,"DLNB,SCR",null,2002]
[21337,2019,"OR","John Day",3082,"15","HY","OP",{"$nulls":4},"WAT",null,{"v":4254254.5,"d":"4,254,255"},{"v":1600260.75,"d":"1,600,261"},{"$nulls":5},"EIA Prime Mover-level Data","EIA Prime Mover-level Data"]
[21353,2019,"OR","Klamath Generation Peakers",55544,"GT2","GT","OP","Yes","ARP","CT",null,"NG",{"v":1239,"d":"1,239.0"},{"v":231080.625,"d":"231,081"},{"v":70533.203125,"d":"70,533"},{"v":2.22499990463257,"d":"2.2"},{"v":0.736000001430511,"d":"0.7"},{"v":0.0689999982714653,"d":"0.1"},{"v":13732.1845703125,"d":"13,732.2"},null,"EPA/CAMD","EPA/CAMD","EPA/CAMD","EPA/CAMD","EPA/CAMD","EPA/CAMD",null,null,"H2O",null,2002]
[21365,2019,"OR","Leaburg",3068,"2","HY","OS",{"$nulls":4},"WAT"]
[21379,2019,"OR","McNary",3084,"12","HY","OP",{"$nulls":4},"WAT",null,{"v":2815837.75,"d":"2,815,838"},{"v":1250508.25,"d":"1,250,508"},{"$nulls":5},"EIA Prime Mover-level Data","EIA Prime Mover-level Data"]
[21382,2019,"OR","McNary",3084,"2","HY","OP",{"$nulls":4},"WAT",null,{"v":2815837.75,"d":"2,815,838"},{"v":1250508.25,"d":"1,250,508"},{"$nulls":5},"EIA Prime Mover-level Data","EIA Prime Mover-level Data"]
[21398,2019,"OR","Minke Solar",63465,"PGR20","PV","U",{"$nulls":4},"SUN"]
[21417,2019,"OR","O'Neill Creek Solar",63235,"OCPV1","PV","OP",{"$nulls":4},"SUN",null,{"v":2876,"d":"2,876"},0,{"$nulls":5},"EIA Prime Mover-level Data","EIA Prime Mover-level Data"]
[21424,2019,"OR","OR Solar 6, LLC",61430,"PV6","PV","OP",{"$nulls":4},"SUN",null,{"v":217692,"d":"217,692"},{"v":119002,"d":"119,002"},{"$nulls":5},"EIA Prime Mover-level Data","EIA Prime Mover-level Data"]
[21431,2019,"OR","Oregon University System OIT Klamath Falls",58961,"PV","PV","OP",{"$nulls":4},"SUN",null,{"v":7446,"d":"7,446"},{"v":4070,"d":"4,070"},{"$nulls":5},"EIA Prime Mover-level Data","EIA Prime Mover-level Data"]
[21446,2019,"OR","Pelton",3048,"3","HY","OP",{"$nulls":4},"WAT",null,{"v":1005980.1875,"d":"1,005,980"},{"v":446753.5,"d":"446,754"},{"$nulls":5},"EIA Prime Mover-level Data","EIA Prime Mover-level Data"]
[21466,2019,"OR","Port Westward Unit 2",58266,"7","IC","OP",{"$nulls":4},"NG",null,{"v":264676.40625,"d":"264,676"},{"v":101594.5,"d":"101,595"},{"v":335.757995605469,"d":"335.8"},{"v":128.878997802734,"d":"128.9"},{"v":0.423000007867813,"d":"0.4"},{"v":15468.8876953125,"d":"15,468.9"},null,"EIA Prime Mover-level Data","EIA Prime Mover-level Data","Estimated using emissions factor","Estimated using emissions factor","Estimated using emissions factor","Estimated using emissions factor"]
[21476,2019,"OR","Prospect 4",3035,"1","HY","OP",{"$nulls":4},"WAT",null,{"v":16181,"d":"16,181"},{"v":7186,"d":"7,186"},{"$nulls":5},"EIA Prime Mover-level Data","EIA Prime Mover-level Data"]
[21488,2019,"OR","Riverbend Landfill",57019,"GEN2","IC","OP",{"$nulls":4},"LFG",null,{"v":50678.5,"d":"50,679"},{"v":21008.833984375,"d":"21,009"},{"v":36.5960006713867,"d":"36.6"},{"v":15.1709995269775,"d":"15.2"},{"v":1.14030003547668,"d":"1.1"},{"v":3218.07397460938,"d":"3,218.1"},null,"EIA Prime Mover-level Data","EIA Prime Mover-level Data","Estimated using emissions factor","Estimated using emissions factor","Estimated using emissions factor","Estimated using emissions factor"]
[21495,2019,"OR","Round Butte",3050,"1","HY","OP",{"$nulls":4},"WAT",null,{"v":2342006,"d":"2,342,006"},{"v":1040080.5,"d":"1,040,081"},{"$nulls":5},"EIA Prime Mover-level Data","EIA Prime Mover-level Data"]
[21511,2019,"OR","Soda Springs",3037,"1","HY","OP",{"$nulls":4},"WAT",null,{"v":339289,"d":"339,289"},{"v":150677,"d":"150,677"},{"$nulls":5},"EIA Prime Mover-level Data","EIA Prime Mover-level Data"]
[21523,2019,"OR","Sullivan",3053,"12","HY","OP",{"$nulls":4},"WAT",null,{"v":91749.8203125,"d":"91,750"},{"v":40745.921875,"d":"40,746"},{"$nulls":5},"EIA Prime Mover-level Data","EIA Prime Mover-level Data"]
[21537,2019,"OR","The Dalles",3895,"10","HY","OP",{"$nulls":4},"WAT",null,{"v":2263233.25,"d":"2,263,233"},{"v":826073.9375,"d":"826,074"},{"$nulls":5},"EIA Prime Mover-level Data","EIA Prime Mover-level Data"]
[21553,2019,"OR","The Dalles",3895,"5","HY","OP",{"$nulls":4},"WAT",null,{"v":2602718.25,"d":"2,602,718"},{"v":949985,"d":"949,985"},{"$nulls":5},"EIA Prime Mover-level Data","EIA Prime Mover-level Data"]
[21568,2019,"OR","Toketee Falls",3040,"1","HY","OP",{"$nulls":4},"WAT",null,{"v":573944.6875,"d":"573,945"},{"v":254887.671875,"d":"254,888"},{"$nulls":5},"EIA Prime Mover-level Data","EIA Prime Mover-level Data"]
[21579,2019,"OR","Vansycle II Wind Energy Center",58324,"SIE23","WT","OP",{"$nulls":4},"WND",null,{"v":1835740,"d":"1,835,740"},{"v":1069015,"d":"1,069,015"},{"$nulls":5},"EIA Prime Mover-level Data","EIA Prime Mover-level Data"]
[21595,2019,"OR","Waste Management Columbia Ridge LFGTE",57015,"GEN8","IC","OP",{"$nulls":4},"LFG",null,{"v":77998.25,"d":"77,998"},{"v":33287.75,"d":"33,288"},{"v":53.6839981079102,"d":"53.7"},{"v":22.8719997406006,"d":"22.9"},{"v":1.75499999523163,"d":"1.8"},{"v":4952.873046875,"d":"4,952.9"},null,"EIA Prime Mover-level Data","EIA Prime Mover-level Data","Estimated using emissions factor","Estimated using emissions factor","Estimated using emissions factor","Estimated using emissions factor"]
[21601,2019,"OR","Wheatridge Hybrid",62745,"WIND","WT","L",{"$nulls":4},"WND"]
[21617,2019,"PA","Allegheny No. 5 Hydro Station",50893,"GEN1","HY","OP",{"$nulls":4},"WAT",null,{"v":184338.5,"d":"184,339"},{"v":78863.5,"d":"78,864"},{"$nulls":5},"EIA Prime Mover-level Data","EIA Prime Mover-level Data"]
[21624,2019,"PA","Alpaca",58813,"3","IC","OP",{"$nulls":4},"NG",null,{"v":136140.328125,"d":"136,140"},{"v":63299.66796875,"d":"63,300"},{"v":183.285995483398,"d":"183.3"},{"v":85.2200012207031,"d":"85.2"},{"v":0.217600002884865,"d":"0.2"},{"v":7956.6572265625,"d":"7,956.7"},null,"EIA Prime Mover-level Data","EIA Prime Mover-level Data","Estimated using emissions factor","Estimated using emissions factor","Estimated using emissions factor","Estimated using emissions factor"]
[21634,2019,"PA","Amity Energy LLC",59418,"GEN2","IC","IP",{"$nulls":4},"NG"]
[21646,2019,"PA","Armstrong Power, LLC",55347,"2","GT","OP","Yes","ARP,CSNOX,CSOSG2,CSSO2G1","CT",null,"NG",{"v":1773,"d":"1,773.0"},{"v":2647934.5,"d":"2,647,935"},{"v":986257.125,"d":"986,257"},{"v":40.1069984436035,"d":"40.1"},{"v":13.585000038147,"d":"13.6"},{"v":0.804000020027161,"d":"0.8"},{"v":157715.140625,"d":"157,715.1"},null,"EPA/CAMD","EPA/CAMD","EPA/CAMD","EPA/CAMD","EPA/CAMD","EPA/CAMD",null,null,"DLNB,H2O",null,2002]
[21666,2019,"PA","Beaver Valley Patterson Dam",10546,"GEN2","HY","OP",{"$nulls":4},"WAT",null,{"v":13936.6669921875,"d":"13,937"},{"v":5962.3330078125,"d":"5,962"},{"$nulls":5},"EIA Prime Mover-level Data","EIA Prime Mover-level Data"]
[21682,2019,"PA","Braddock Lock and Dam",59091,"GEN1","HY","L",{"$nulls":4},"WAT"]
[21693,2019,"PA","Brunot Island Power Station",3096,"2B","CT","OP","Yes","ARP,CSNOX,CSOSG2,CSSO2G1","CC",null,"NG",{"v":492,"d":"492.0"},{"v":254349.203125,"d":"254,349"},{"v":202285.3125,"d":"202,285"},{"v":4.66699981689453,"d":"4.7"},{"v":3.69300007820129,"d":"3.7"},{"v":0.0759999975562096,"d":"0.1"},{"v":15115.7880859375,"d":"15,115.8"},null,"EPA/CAMD","EPA/CAMD","EPA/CAMD","EPA/CAMD","EPA/CAMD","EPA/CAMD",null,null,"H2O,SCR",null,1973]
[21708,2019,"PA","Cheswick",8226,"1","ST","OP","Yes","ARP,CSNOX,CSOSG2,CSSO2G1,MATS","TANGENTIAL",1,"BIT",{"v":3302,"d":"3,302.0"},{"v":10010739,"d":"10,010,739"},{"v":3449530.5,"d":"3,449,531"},{"v":850.27197265625,"d":"850.3"},{"v":330.908996582031,"d":"330.9"},{"v":1121.66394042969,"d":"1,121.7"},{"v":1019075.5,"d":"1,019,075.5"},{"v":4.98999977111816,"d":"5.0"},"EPA/CAMD","EPA/CAMD","EPA/CAMD","EPA/CAMD","EPA/CAMD","EPA/CAMD","EPA/CAMD","WL","LNC2,SCR",null,1970]
[21711,2019,"PA","Conemaugh",3118,"2","ST","OP","Yes","ARP,CSNOX,CSOSG2,CSSO2G1,MATS","TANGENTIAL",1,"BIT",{"v":7761,"d":"7,761.0"},{"v":56233720,"d":"56,233,720"},{"v":23045956,"d":"23,045,956"},{"v":3995.0029296875,"d":"3,995.0"},{"v":1718.96203613281,"d":"1,719.0"},{"v":2251.13793945313,"d":"2,251.1"},{"v":5764802,"d":"5,764,802.0"},{"v":20.7900009155273,"d":"20.8"},"EPA/CAMD","EPA/CAMD","EPA/CAMD","EPA/CAMD","EPA/CAMD","EPA/CAMD","EPA/CAMD","WLS","LNC3,SCR",null,1971]
[21726,2019,"PA","Cromby Generating Station",3159,"1","ST","RE",null,null,"WALL",1,"BIT",{"$nulls":15},"SP","SN"]
[21737,2019,"PA","Croydon Generating Station",8012,"42","GT","OP","Yes","CSNOX,CSOSG2,CSSO2G1","CT",null,"DFO",{"v":16,"d":"16.0"},{"v":5242,"d":"5,242"},963,{"v":1.5460000038147,"d":"1.5"},{"v":0.284000009298325,"d":"0.3"},{"v":0.528999984264374,"d":"0.5"},{"v":428.076995849609,"d":"428.1"},null,"EPA/CAMD","EPA/CAMD","EPA/CAMD","EPA/CAMD","EPA/CAMD","Estimated using emissions factor",{"$nulls":4},1974]
[21753,2019,"PA","Domtar Paper Company, LLC",54638,"041","ST","OP","Yes","SIPNOX","WALL",null,"BLQ",{"v":3587,"d":"3,587.0"},{"v":2713806.25,"d":"2,713,806"},{"v":371682.15625,"d":"371,682"},{"v":398.377990722656,"d":"398.4"},{"v":16.8689994812012,"d":"16.9"},{"v":706.905883789063,"d":"706.9"},{"v":300781.6875,"d":"300,781.7"},null,"EIA non-ozone season distributed and EPA/CAMD ozone season","EPA/CAMD","Estimated using emissions factor and EIA data for non-ozone season and EPA/CAMD ozone season emissions","EPA/CAMD","Estimated using emissions factor","Estimated using emissions factor",null,null,"LNB",null,1982]
[21771,2019,"PA","Emsworth L&D Hydroelectric Project",62433,"NA2","HY","P",{"$nulls":4},"WAT"]
[21775,2019,"PA","ESC Tioga County Power",60205,"TCCT2","CT","IP",{"$nulls":4},"NG"]
[21795,2019,"PA","FirstEnergy Mitchell Power Station",3181,"2","ST","RE",null,null,"VERTICAL/ARCH",1,"DFO"]
[21804,2019,"PA","Florey Knobb",58821,"GEN3","IC","IP",{"$nulls":4},"NG"]
[21817,2019,"PA","Glades Pike Generation Plant",59759,"CAT1","IC","OP",{"$nulls":4},"LFG",null,{"v":67308,"d":"67,308"},{"v":28305,"d":"28,305"},{"v":54.2210006713867,"d":"54.2"},{"v":22.8010005950928,"d":"22.8"},{"v":1.51440000534058,"d":"1.5"},{"v":4274.0439453125,"d":"4,274.0"},null,"EIA Prime Mover-level Data","EIA Prime Mover-level Data","Estimated using emissions factor","Estimated using emissions factor","Estimated using emissions factor","Estimated using emissions factor"]
[21824,2019,"PA","Grays Landing L&D Hydroelectric Project",62388,"NA1","HY","P",{"$nulls":4},"WAT"]
[21840,2019,"PA","Handsome Lake Energy",55233,"EU-2B","GT","OP","Yes","ARP,CSNOX,CSOSG2,CSSO2G1","CT",null,"NG",{"v":620,"d":"620.0"},{"v":105346.1015625,"d":"105,346"},{"v":72116.3984375,"d":"72,116"},{"v":23.6480007171631,"d":"23.6"},{"v":16.5520000457764,"d":"16.6"},{"v":0.0299999993294477,"d":"0.0"},{"v":6212.7998046875,"d":"6,212.8"},null,"EPA/CAMD","EPA/CAMD","EPA/CAMD","EPA/CAMD","EPA/CAMD","EPA/CAMD",null,null,"H2O",null,2001]
[21851,2019,"PA","Hatfields Ferry Power Station",3179,"1","ST","RE",null,null,"WALL",1,"BIT",{"$nulls":15},"SP"]
[21866,2019,"PA","Hill Top Energy Center, LLC",62565,"GEN1","CC","T",{"$nulls":4},"NG"]
[21882,2019,"PA","Holtwood",3145,"HW6","HY","OP",{"$nulls":4},"WAT",null,{"v":414532.90625,"d":"414,533"},{"v":177344.609375,"d":"177,345"},{"$nulls":5},"EIA Prime Mover-level Data","EIA Prime Mover-level Data"]
[21896,2019,"PA","Hop Bottom",58800,"GEN5","IC","IP",{"$nulls":4},"NG"]
[21908,2019,"PA","Indiana University of Pennsylvania",10129,"GEN1","IC","OP",{"$nulls":4},"NG",null,{"v":37021.75,"d":"37,022"},{"v":15975.25,"d":"15,975"},{"v":49.4000015258789,"d":"49.4"},{"v":21.2970008850098,"d":"21.3"},{"v":0.0570000000298023,"d":"0.1"},{"v":2163.71899414063,"d":"2,163.7"},null,"EIA Prime Mover-level Data","EIA Prime Mover-level Data","Estimated using emissions factor","Estimated using emissions factor","Estimated using emissions factor","Estimated using emissions factor"]
[21924,2019,"PA","Keystone Recovery",54934,"NO 6","IC","OP",{"$nulls":4},"LFG",null,{"v":85868.140625,"d":"85,868"},{"v":36109.71484375,"d":"36,110"},{"v":67.5210037231445,"d":"67.5"},{"v":28.3939990997314,"d":"28.4"},{"v":1.932000041008,"d":"1.9"},{"v":5452.60888671875,"d":"5,452.6"},null,"EIA Prime Mover-level Data","EIA Prime Mover-level Data","Estimated using emissions factor","Estimated using emissions factor","Estimated using emissions factor","Estimated using emissions factor"]
[21929,2019,"PA","Knouse Solar Project 1",57412,"1","PV","OP",{"$nulls":4},"SUN",null,{"v":36528,"d":"36,528"},{"v":19147,"d":"19,147"},{"$nulls":5},"EIA Prime Mover-level Data","EIA Prime Mover-level Data"]
[21946,2019,"PA","Laurel Hill Wind",57744,"1","WT","OP",{"$nulls":4},"WND",null,{"v":1384265,"d":"1,384,265"},{"v":433035,"d":"433,035"},{"$nulls":5},"EIA Prime Mover-level Data","EIA Prime Mover-level Data"]
[21953,2019,"PA","Locust Ridge II LLC",56770,"1","WT","OP",{"$nulls":4},"WND",null,{"v":1779227,"d":"1,779,227"},{"v":556589,"d":"556,589"},{"$nulls":5},"EIA Prime Mover-level Data","EIA Prime Mover-level Data"]
[21974,2019,"PA","Mehoopany Wind Energy LLC",57769,"1","WT","OP",{"$nulls":4},"WND",null,{"v":3233834,"d":"3,233,834"},{"v":1011630,"d":"1,011,630"},{"$nulls":5},"EIA Prime Mover-level Data","EIA Prime Mover-level Data"]
[21988,2019,"PA","Milan",58818,"GEN5","IC","IP",{"$nulls":4},"NG"]
[21995,2019,"PA","Monongahela L&D4 Hydroelectric Project",62404,"NA1","HY","P",{"$nulls":4},"WAT"]
[22002,2019,"PA","Montour, LLC",3149,"2","ST","OP","Yes","ARP,CSNOX,CSOSG2,CSSO2G1,MATS","TANGENTIAL",1,"RC",{"v":1503,"d":"1,503.0"},{"v":6921809,"d":"6,921,809"},{"v":2260485,"d":"2,260,485"},{"v":364.273010253906,"d":"364.3"},{"v":119.919998168945,"d":"119.9"},{"v":1260.80004882813,"d":"1,260.8"},{"v":710177.9375,"d":"710,177.9"},{"v":0.839999973773956,"d":"0.8"},"EPA/CAMD","EPA/CAMD","EPA/CAMD","EPA/CAMD","EPA/CAMD","EPA/CAMD","EPA/CAMD","WL","LNC3,SCR",null,1973]
[22021,2019,"PA","Mountain View",56687,"19","IC","OP",{"$nulls":4},"LFG",null,{"v":10139.6884765625,"d":"10,140"},{"v":4278.4169921875,"d":"4,278"},{"v":7.11600017547607,"d":"7.1"},{"v":2.99200010299683,"d":"3.0"},{"v":0.219999998807907,"d":"0.2"},{"v":643.867980957031,"d":"643.9"},null,"EIA Prime Mover-level Data","EIA Prime Mover-level Data","Estimated using emissions factor","Estimated using emissions factor","Estimated using emissions factor","Estimated using emissions factor"]
[22037,2019,"PA","Mountain View",56687,"33","IC","OP",{"$nulls":4},"LFG",null,{"v":10139.6884765625,"d":"10,140"},{"v":4278.4169921875,"d":"4,278"},{"v":7.11600017547607,"d":"7.1"},{"v":2.99200010299683,"d":"3.0"},{"v":0.219999998807907,"d":"0.2"},{"v":643.867980957031,"d":"643.9"},null,"EIA Prime Mover-level Data","EIA Prime Mover-level Data","Estimated using emissions factor","Estimated using emissions factor","Estimated using emissions factor","Estimated using emissions factor"]
[22040,2019,"PA","Mountain View",56687,"36","IC","OP",{"$nulls":4},"LFG",null,{"v":10139.6884765625,"d":"10,140"},{"v":4278.4169921875,"d":"4,278"},{"v":7.11600017547607,"d":"7.1"},{"v":2.99200010299683,"d":"3.0"},{"v":0.219999998807907,"d":"0.2"},{"v":643.867980957031,"d":"643.9"},null,"EIA Prime Mover-level Data","EIA Prime Mover-level Data","Estimated using emissions factor","Estimated using emissions factor","Estimated using emissions factor","Estimated using emissions factor"]
[22054,2019,"PA","Mountain View",56687,"5","IC","OP",{"$nulls":4},"LFG",null,{"v":10139.6884765625,"d":"10,140"},{"v":4278.4169921875,"d":"4,278"},{"v":7.11600017547607,"d":"7.1"},{"v":2.99200010299683,"d":"3.0"},{"v":0.219999998807907,"d":"0.2"},{"v":643.867980957031,"d":"643.9"},null,"EIA Prime Mover-level Data","EIA Prime Mover-level Data","Estimated using emissions factor","Estimated using emissions factor","Estimated using emissions factor","Estimated using emissions factor"]
[22066,2019,"PA","Muddy Run",3164,"5","PS","OP",{"$nulls":4},"WAT",null,0,0,{"$nulls":5},"EIA Prime Mover-level Data","EIA Prime Mover-level Data"]
[22082,2019,"PA","Niles Valley Energy LLC",61286,"GEN5","IC","IP",{"$nulls":4},"NG"]
[22099,2019,"PA","Oxbow Creek",58714,"GEN4","IC","OP",{"$nulls":4},"NG",null,{"v":1597,"d":"1,597"},0,{"v":2.15199995040894,"d":"2.2"},{"v":0,"d":"0.0"},{"v":0.00260000000707805,"d":"0.0"},{"v":93.3359985351563,"d":"93.3"},null,"EIA Prime Mover-level Data","EIA Prime Mover-level Data","Estimated using emissions factor","Estimated using emissions factor","Estimated using emissions factor","Estimated using emissions factor"]
[22104,2019,"PA","Panda Hummel Station",60368,"CT1","CT","OP","Yes","ARP,CSNOX,CSOSG2,CSSO2G1","CC",null,"NG",{"v":7125,"d":"7,125.0"},{"v":14810695,"d":"14,810,695"},{"v":7519965.5,"d":"7,519,966"},{"v":47.7929992675781,"d":"47.8"},{"v":23.5830001831055,"d":"23.6"},{"v":4.44299983978271,"d":"4.4"},{"v":880176,"d":"880,176.0"},null,"EPA/CAMD","EPA/CAMD","EPA/CAMD","EPA/CAMD","EPA/CAMD","EPA/CAMD",null,null,"DLNB,SCR",null,2018]
[22124,2019,"PA","Pine Grove",56690,"1","IC","OP",{"$nulls":4},"LFG",null,{"v":181.610992431641,"d":"182"},{"v":77.8889999389648,"d":"78"},{"v":0.112999998033047,"d":"0.1"},{"v":0.0480000004172325,"d":"0.0"},{"v":3.29999998211861E-3,"d":"0.0"},{"v":11.5319995880127,"d":"11.5"},null,"EIA Prime Mover-level Data","EIA Prime Mover-level Data","Estimated using emissions factor","Estimated using emissions factor","Estimated using emissions factor","Estimated using emissions factor"]
[22132,2019,"PA","Pine Grove",56690,"17","IC","OP",{"$nulls":4},"LFG",null,{"v":181.610992431641,"d":"182"},{"v":77.8889999389648,"d":"78"},{"v":0.112999998033047,"d":"0.1"},{"v":0.0480000004172325,"d":"0.0"},{"v":3.29999998211861E-3,"d":"0.0"},{"v":11.5319995880127,"d":"11.5"},null,"EIA Prime Mover-level Data","EIA Prime Mover-level Data","Estimated using emissions factor","Estimated using emissions factor","Estimated using emissions factor","Estimated using emissions factor"]
[22146,2019,"PA","Pioneer Crossing Energy, LLC",56957,"LFG2","IC","OP",{"$nulls":4},"LFG",null,{"v":97543.3984375,"d":"97,543"},{"v":41019.6015625,"d":"41,020"},{"v":69.1969985961914,"d":"69.2"},{"v":29.0990009307861,"d":"29.1"},{"v":2.19470000267029,"d":"2.2"},{"v":6193.98486328125,"d":"6,194.0"},null,"EIA Prime Mover-level Data","EIA Prime Mover-level Data","Estimated using emissions factor","Estimated using emissions factor","Estimated using emissions factor","Estimated using emissions factor"]
[22166,2019,"PA","PPL Frey Farm Landfill Wind",57182,"1","WT","OP",{"$nulls":4},"WND",null,{"v":53812,"d":"53,812"},{"v":16834,"d":"16,834"},{"$nulls":5},"EIA Prime Mover-level Data","EIA Prime Mover-level Data"]
[22173,2019,"PA","PWD Northeast WPCP Biogas Cogen Plant",58326,"NBG2","IC","OP",{"$nulls":4},"OBG",null,{"v":82532.5,"d":"82,533"},{"v":34708.5,"d":"34,709"},{"v":143.955001831055,"d":"144.0"},{"v":55.7929992675781,"d":"55.8"},{"v":0.20270000398159,"d":"0.2"},{"v":5240.7958984375,"d":"5,240.8"},null,"EIA Prime Mover-level Data","EIA Prime Mover-level Data","Estimated using emissions factor","Estimated using emissions factor","Estimated using emissions factor","Estimated using emissions factor"]
[22191,2019,"PA","Roundtop",58715,"GEN4","IC","OP",{"$nulls":4},"NG",null,{"v":76167.3984375,"d":"76,167"},{"v":35414.6015625,"d":"35,415"},{"v":102.543998718262,"d":"102.5"},{"v":47.6790008544922,"d":"47.7"},{"v":0.121699996292591,"d":"0.1"},{"v":4451.56787109375,"d":"4,451.6"},null,"EIA Prime Mover-level Data","EIA Prime Mover-level Data","Estimated using emissions factor","Estimated using emissions factor","Estimated using emissions factor","Estimated using emissions factor"]
[22195,2019,"PA","Safe Harbor",3175,"11","HY","OP",{"$nulls":4},"WAT",null,{"v":1136437.5,"d":"1,136,438"},{"v":486188.25,"d":"486,188"},{"$nulls":5},"EIA Prime Mover-level Data","EIA Prime Mover-level Data"]
[22211,2019,"PA","Schuylkill Generating Station",3169,"IC1","IC","RE",{"$nulls":4},"DFO"]
[22224,2019,"PA","Shawville",3131,"1","ST","OP","Yes","ARP,CSNOX,CSOSG2,CSSO2G1","WALL",1,"NG",{"v":872,"d":"872.0"},{"v":569572.5625,"d":"569,573"},{"v":197625.1875,"d":"197,625"},{"v":20.8859996795654,"d":"20.9"},{"v":6.55100011825562,"d":"6.6"},{"v":0.171000003814697,"d":"0.2"},{"v":33849.96484375,"d":"33,850.0"},null,"EPA/CAMD","EPA/CAMD","EPA/CAMD","EPA/CAMD","EPA/CAMD","EPA/CAMD",null,null,"LNB,SNCR",null,1954]
[22237,2019,"PA","Southwark",3170,"5","GT","OP",{"$nulls":4},"DFO",null,{"v":1618.25,"d":"1,618"},{"v":745.25,"d":"745"},{"v":0.714999973773956,"d":"0.7"},{"v":0.328999996185303,"d":"0.3"},{"v":0.408600002527237,"d":"0.4"},{"v":132.151000976563,"d":"132.2"},null,"EIA Prime Mover-level Data","EIA Prime Mover-level Data","Estimated using emissions factor","Estimated using emissions factor","Estimated using emissions factor","Estimated using emissions factor"]
[22253,2019,"PA","Sunbury Generation LP",3152,"1","ST","RE",{"$nulls":4},"BIT"]
[22257,2019,"PA","Sunbury Generation LP",3152,"CTG1","GT","SB",{"$nulls":4},"DFO",null,467,{"v":214.5,"d":"215"},{"v":0.206000000238419,"d":"0.2"},{"v":0.0949999988079071,"d":"0.1"},{"v":0.117899999022484,"d":"0.1"},{"v":38.1370010375977,"d":"38.1"},null,"EIA Prime Mover-level Data","EIA Prime Mover-level Data","Estimated using emissions factor","Estimated using emissions factor","Estimated using emissions factor","Estimated using emissions factor"]
[22279,2019,"PA","TalenEnergy Martins Creek LLC Williamsport",3155,"CTG2","GT","OP",{"$nulls":4},"DFO",null,529,{"v":244.5,"d":"245"},{"v":0.238000005483627,"d":"0.2"},{"v":0.109999999403954,"d":"0.1"},{"v":0.133599996566772,"d":"0.1"},{"v":43.2000007629395,"d":"43.2"},null,"EIA Prime Mover-level Data","EIA Prime Mover-level Data","Estimated using emissions factor","Estimated using emissions factor","Estimated using emissions factor","Estimated using emissions factor"]
[22282,2019,"PA","Taylor Energy Partners LP",50782,"AM1","IC","RE",{"$nulls":4},"LFG"]
[22302,2019,"PA","Titus",3115,"3","ST","RE",null,null,"TANGENTIAL",1,"BIT"]
[22316,2019,"PA","US Steel (Edgar Thomson)",50732,"ETBLR1","ST","OP","Yes","SIPNOX","WALL",3,"PRG",{"v":7652,"d":"7,652.0"},{"v":3358939.25,"d":"3,358,939"},{"v":1311567.75,"d":"1,311,568"},{"v":43.1450004577637,"d":"43.1"},{"v":18.0060005187988,"d":"18.0"},{"v":9.03919982910156,"d":"9.0"},{"v":196311.625,"d":"196,311.6"},null,"EPA/CAMD","EPA/CAMD","EPA/CAMD","EPA/CAMD","Estimated using emissions factor and plant-specific sulfur content","Estimated using emissions factor",{"$nulls":4},1943]
[22324,2019,"PA","Warren",3132,"005","GT","OP","Yes","CSNOX,CSOSG2,CSSO2G1","CT",null,"NG",{"v":76,"d":"76.0"},{"v":38851.8515625,"d":"38,852"},{"v":22339.537109375,"d":"22,340"},{"v":9.17000007629395,"d":"9.2"},{"v":5.29500007629395,"d":"5.3"},{"v":0.0120000001043081,"d":"0.0"},{"v":2270.67797851563,"d":"2,270.7"},null,"EPA/CAMD","EPA/CAMD","EPA/CAMD","EPA/CAMD","EPA/CAMD","Estimated using emissions factor",{"$nulls":4},1972]
[22344,2019,"PA","Wheelabrator Frackville Energy",50879,"GEN1","ST","OP","Yes","ARP,CSNOX,CSOSG2,CSSO2G1,MATS","FLUIDIZED",null,"WC",{"v":8469,"d":"8,469.0"},{"v":5422008.5,"d":"5,422,009"},{"v":2192482.25,"d":"2,192,482"},{"v":398.924987792969,"d":"398.9"},{"v":158.289993286133,"d":"158.3"},{"v":510.092987060547,"d":"510.1"},{"v":608834.5,"d":"608,834.5"},null,"EPA/CAMD","EPA/CAMD","EPA/CAMD","EPA/CAMD","EPA/CAMD","EPA/CAMD",null,"FBL","O",null,1989]
[22349,2019,"PA","William F Matson Generating Station",7128,"1","HY","OP",{"$nulls":4},"WAT",null,{"v":274802.59375,"d":"274,803"},{"v":86231.9375,"d":"86,232"},{"$nulls":5},"EIA Prime Mover-level Data","EIA Prime Mover-level Data"]
[22366,2019,"PA","York Energy Center",55524,"1","CT","OP","Yes","ARP,CSNOX,CSOSG2,CSSO2G1","CC",null,"NG",{"v":3677,"d":"3,677.0"},{"v":3785755.25,"d":"3,785,755"},{"v":1956784,"d":"1,956,784"},{"v":15.5649995803833,"d":"15.6"},{"v":7.59999990463257,"d":"7.6"},{"v":1.1360000371933,"d":"1.1"},{"v":224992.46875,"d":"224,992.5"},null,"EPA/CAMD","EPA/CAMD","EPA/CAMD","EPA/CAMD","EPA/CAMD","EPA/CAMD",null,null,"SCR",null,2011]
[22382,2019,"PA","York Generation Company LLC",54693,"GT#4","CT","RE",{"$nulls":4},"NG"]
[22394,2019,"PR","Aguirre Plant",61146,"CT1-2","CT","OP",{"$nulls":4},"DFO",null,{"v":1204807.875,"d":"1,204,808"},{"v":843874.625,"d":"843,875"},{"v":532.192993164063,"d":"532.2"},{"v":372.760009765625,"d":"372.8"},{"v":304.213989257813,"d":"304.2"},{"v":98388.0703125,"d":"98,388.1"},null,"EIA Prime Mover-level Data","EIA Prime Mover-level Data","Estimated using emissions factor","Estimated using emissions factor","Estimated using emissions factor","Estimated using emissions factor"]
[22395,2019,"PR","Aguirre Plant",61146,"CT1-3","CT","OP",{"$nulls":4},"DFO",null,{"v":1204807.875,"d":"1,204,808"},{"v":843874.625,"d":"843,875"},{"v":532.192993164063,"d":"532.2"},{"v":372.760009765625,"d":"372.8"},{"v":304.213989257813,"d":"304.2"},{"v":98388.0703125,"d":"98,388.1"},null,"EIA Prime Mover-level Data","EIA Prime Mover-level Data","Estimated using emissions factor","Estimated using emissions factor","Estimated using emissions factor","Estimated using emissions factor"]
[22411,2019,"PR","Central San Juan Plant",61148,"10","ST","OP",{"$nulls":4},"RFO",null,{"v":916035.5,"d":"916,036"},{"v":501078.25,"d":"501,078"},{"v":143.511993408203,"d":"143.5"},{"v":78.5019989013672,"d":"78.5"},{"v":405.342803955078,"d":"405.3"},{"v":74737.09375,"d":"74,737.1"},null,"EIA Prime Mover-level Data","EIA Prime Mover-level Data","Estimated using emissions factor","Estimated using emissions factor","Estimated using emissions factor","Estimated using emissions factor"]
[22427,2019,"PR","Costa Sur Plant",61147,"GT-1","GT","OP",{"$nulls":4},"DFO"]
[22437,2019,"PR","Dos Bocas",61228,"2","HY","OP",{"$nulls":4},"WAT"]
[22453,2019,"PR","HIMA San Pablo - Caguas",61808,"CAG3","IC","SB",{"$nulls":4},"DFO",null,{"v":168.889007568359,"d":"169"},{"v":80.4440002441406,"d":"80"},{"v":0.268999993801117,"d":"0.3"},{"v":0.128000006079674,"d":"0.1"},{"v":0.0244999993592501,"d":"0.0"},{"v":13.7919998168945,"d":"13.8"},null,"EIA Prime Mover-level Data","EIA Prime Mover-level Data","Estimated using emissions factor","Estimated using emissions factor","Estimated using emissions factor","Estimated using emissions factor"]
[22460,2019,"PR","HIMA San Pablo Cupey",62851,"CUP2","IC","SB",{"$nulls":4},"DFO",null,{"v":146.5,"d":"147"},69,{"v":0.238000005483627,"d":"0.2"},{"v":0.112000003457069,"d":"0.1"},{"v":0.0211999993771315,"d":"0.0"},{"v":11.96399974823,"d":"12.0"},null,"EIA Prime Mover-level Data","EIA Prime Mover-level Data","Estimated using emissions factor","Estimated using emissions factor","Estimated using emissions factor","Estimated using emissions factor"]
[22474,2019,"PR","Janssen Ortho LLC",61659,"2GEN2","IC","SB",{"$nulls":4},"DFO",null,{"v":8197.8388671875,"d":"8,198"},{"v":3891.96801757813,"d":"3,892"},{"v":13.2180004119873,"d":"13.2"},{"v":6.27600002288818,"d":"6.3"},{"v":1.18869996070862,"d":"1.2"},{"v":669.458984375,"d":"669.5"},null,"EIA Prime Mover-level Data","EIA Prime Mover-level Data","Estimated using emissions factor","Estimated using emissions factor","Estimated using emissions factor","Estimated using emissions factor"]
[22495,2019,"PR","Palo Seco Plant",61149,"1-1","GT","OP",{"$nulls":4},"DFO",null,{"v":301498.34375,"d":"301,498"},{"v":222761.671875,"d":"222,762"},{"v":140.22200012207,"d":"140.2"},{"v":103.547996520996,"d":"103.5"},{"v":76.128303527832,"d":"76.1"},{"v":24621.220703125,"d":"24,621.2"},null,"EIA Prime Mover-level Data","EIA Prime Mover-level Data","Estimated using emissions factor","Estimated using emissions factor","Estimated using emissions factor","Estimated using emissions factor"]
[22502,2019,"PR","Palo Seco Plant",61149,"3-2","GT","OP",{"$nulls":4},"DFO",null,{"v":301498.34375,"d":"301,498"},{"v":222761.671875,"d":"222,762"},{"v":140.22200012207,"d":"140.2"},{"v":103.547996520996,"d":"103.5"},{"v":76.128303527832,"d":"76.1"},{"v":24621.220703125,"d":"24,621.2"},null,"EIA Prime Mover-level Data","EIA Prime Mover-level Data","Estimated using emissions factor","Estimated using emissions factor","Estimated using emissions factor","Estimated using emissions factor"]
[22519,2019,"PR","Toro Negro",61231,"3","HY","OP",{"$nulls":4},"WAT"]
[22524,2019,"PR","Vieques",61233,"1","IC","OP",{"$nulls":4},"RFO",null,117,{"v":53.5,"d":"54"},{"v":0.186000004410744,"d":"0.2"},{"v":0.0860000029206276,"d":"0.1"},{"v":0.017000000923872,"d":"0.0"},{"v":9.54599952697754,"d":"9.5"},null,"EIA Prime Mover-level Data","EIA Prime Mover-level Data","Estimated using emissions factor","Estimated using emissions factor","Estimated using emissions factor","Estimated using emissions factor"]
[22540,2019,"RI","Block Island",6567,"23","IC","SB",{"$nulls":4},"DFO",null,{"v":191.324005126953,"d":"191"},{"v":169.52099609375,"d":"170"},{"v":0.301999986171722,"d":"0.3"},{"v":0.26800000667572,"d":"0.3"},{"v":0.0276999995112419,"d":"0.0"},{"v":15.6239995956421,"d":"15.6"},null,"EIA Prime Mover-level Data","EIA Prime Mover-level Data","Estimated using emissions factor","Estimated using emissions factor","Estimated using emissions factor","Estimated using emissions factor"]
[22552,2019,"RI","Central Power Plant",50621,"GEN6","GT","OP",{"$nulls":4},"NG",null,{"v":214826,"d":"214,826"},{"v":93420.5,"d":"93,421"},{"v":33.1069984436035,"d":"33.1"},{"v":14.3940000534058,"d":"14.4"},{"v":0.343300014734268,"d":"0.3"},{"v":12555.404296875,"d":"12,555.4"},null,"EIA Prime Mover-level Data","EIA Prime Mover-level Data","Estimated using emissions factor","Estimated using emissions factor","Estimated using emissions factor","Estimated using emissions factor"]
[22566,2019,"RI","Hopkins Hill CSG",63136,"HH1","PV","U",{"$nulls":4},"SUN"]
[22582,2019,"RI","Manchester Street Station",3236,"11","CT","OP","Yes","ARP,RGGI,SIPNOX","CC",null,"NG",{"v":3480,"d":"3,480.0"},{"v":3699756,"d":"3,699,756"},{"v":2162404,"d":"2,162,404"},{"v":55.3460006713867,"d":"55.3"},{"v":28.2409992218018,"d":"28.2"},{"v":1.13499999046326,"d":"1.1"},{"v":219386.75,"d":"219,386.8"},null,"EPA/CAMD","EPA/CAMD","EPA/CAMD","EPA/CAMD","EPA/CAMD","EPA/CAMD",null,null,"DLNB,SCR,STM",null,1995]
[22597,2019,"RI","Rhode Island Hospital",52024,"6","ST","OA",{"$nulls":3},4,"NG",null,{"v":388417.6875,"d":"388,418"},{"v":215248,"d":"215,248"},{"v":5.04899978637695,"d":"5.0"},{"v":2.79800009727478,"d":"2.8"},{"v":0.620700001716614,"d":"0.6"},{"v":22700.888671875,"d":"22,700.9"},null,"EIA Unit-level Data","EIA Unit-Level Data","Estimated based on unit-level NOx emission rates","Estimated based on unit-level NOx ozone season emission rates","Estimated using emissions factor and plant-specific sulfur content","Estimated using emissions factor"]
[22608,2019,"RI","Ridgewood Providence Power",50365,"GEN8","IC","RE",{"$nulls":4},"LFG"]
[22611,2019,"RI","Ridgewood Providence Power",50365,"PH22","IC","OS",{"$nulls":4},"LFG",null,{"v":1032.75,"d":"1,033"},{"v":427.25,"d":"427"},{"v":0.791999995708466,"d":"0.8"},{"v":0.328000009059906,"d":"0.3"},{"v":0.023199999704957,"d":"0.0"},{"v":65.5790023803711,"d":"65.6"},null,"EIA Prime Mover-level Data","EIA Prime Mover-level Data","Estimated using emissions factor","Estimated using emissions factor","Estimated using emissions factor","Estimated using emissions factor"]
[22631,2019,"RI","WED Coventry 6",59314,"COV6","WT","OP",{"$nulls":4},"WND",null,{"v":26735.666015625,"d":"26,736"},{"v":7700,"d":"7,700"},{"$nulls":5},"EIA Prime Mover-level Data","EIA Prime Mover-level Data"]
[22644,2019,"RI","WED Shun II, LLC",62111,"SHUN2","WT","OP",{"$nulls":4},"WND",null,{"v":55191,"d":"55,191"},{"v":15507,"d":"15,507"},{"$nulls":5},"EIA Prime Mover-level Data","EIA Prime Mover-level Data"]
[22653,2019,"SC","99 Islands",3272,"4","HY","OP",{"$nulls":4},"WAT",null,{"v":150503.5,"d":"150,504"},{"v":52565.75,"d":"52,566"},{"$nulls":5},"EIA Prime Mover-level Data","EIA Prime Mover-level Data"]
[22673,2019,"SC","Ballenger Road Solar A",63759,"BALGR","PV","L",{"$nulls":4},"SUN"]
[22677,2019,"SC","Bell Bay Solar Farm",62395,"1","PV","OP",{"$nulls":4},"SUN",null,{"v":23225,"d":"23,225"},{"v":11255,"d":"11,255"},{"$nulls":5},"EIA Prime Mover-level Data","EIA Prime Mover-level Data"]
[22695,2019,"SC","Broad River Energy Center",55166,"CT-2","GT","OP","Yes","ARP,CSNOX,CSSO2G2,SIPNOX","CT",null,"NG",{"v":698,"d":"698.0"},{"v":976648.5625,"d":"976,649"},{"v":397114.375,"d":"397,114"},{"v":17.7169990539551,"d":"17.7"},{"v":7.58099985122681,"d":"7.6"},{"v":0.319000005722046,"d":"0.3"},{"v":58068.45703125,"d":"58,068.5"},null,"EPA/CAMD","EPA/CAMD","EPA/CAMD","EPA/CAMD","EPA/CAMD","EPA/CAMD",null,null,"DLNB",null,2000]
[22702,2019,"SC","Burton",3277,"3","GT","RE",{"$nulls":4},"NG"]
[22722,2019,"SC","Canadys Steam",3280,"1","ST","RE",{"$nulls":4},"BIT"]
[22737,2019,"SC","Central Plant",10280,"ENG5","IC","SB",{"$nulls":4},"DFO"]
[22740,2019,"SC","Champion Solar",61522,"PGRD3","PV","OP",{"$nulls":4},"SUN",null,{"v":205082,"d":"205,082"},{"v":99390,"d":"99,390"},{"$nulls":5},"EIA Prime Mover-level Data","EIA Prime Mover-level Data"]
[22755,2019,"SC","Colleton Solar Farm",58700,"CS300","PV","OP",{"$nulls":4},"SUN",null,{"v":35291,"d":"35,291"},{"v":17104,"d":"17,104"},{"$nulls":5},"EIA Prime Mover-level Data","EIA Prime Mover-level Data"]
[22766,2019,"SC","Columbia Energy Center (SC)",55386,"B-3","ST","OP","Yes","SIPNOX","WALL",null,"NG",{"v":2188,"d":"2,188.0"},{"v":385691.3125,"d":"385,691"},{"v":102636,"d":"102,636"},{"v":7.97800016403198,"d":"8.0"},{"v":1.55299997329712,"d":"1.6"},{"v":0.616299986839294,"d":"0.6"},{"v":22541.546875,"d":"22,541.5"},null,"EPA/CAMD","EPA/CAMD","EPA/CAMD","EPA/CAMD","Estimated using emissions factor","Estimated using emissions factor",null,null,"LNB",null,2004]
[22782,2019,"SC","Darlington County",3250,"12","GT","OP","Yes","ARP,CSNOX,CSSO2G2,SIPNOX","CT",null,"NG",{"v":166,"d":"166.0"},{"v":168348.421875,"d":"168,348"},{"v":89505.21875,"d":"89,505"},{"v":7.01599979400635,"d":"7.0"},{"v":3.70600008964539,"d":"3.7"},{"v":0.0500000007450581,"d":"0.1"},{"v":10032.8046875,"d":"10,032.8"},null,"EPA/CAMD","EPA/CAMD","EPA/CAMD","EPA/CAMD","EPA/CAMD","EPA/CAMD",null,null,"H2O",null,1997]
[22789,2019,"SC","Darlington County",3250,"8","GT","OP","Yes","CSNOX,CSSO2G2,SIPNOX","CT",null,"DFO",{"v":8,"d":"8.0"},{"v":3480,"d":"3,480"},970,{"v":2.08800005912781,"d":"2.1"},{"v":0.582000017166138,"d":"0.6"},{"v":0.351000010967255,"d":"0.4"},{"v":281.899993896484,"d":"281.9"},null,"EPA/CAMD","EPA/CAMD","EPA/CAMD","EPA/CAMD","EPA/CAMD","EPA/CAMD",{"$nulls":4},1974]
[22802,2019,"SC","Enoree Phase II Landfill Gas Recovery",56951,"2","IC","OP",{"$nulls":4},"LFG",null,{"v":61340.5,"d":"61,341"},{"v":25411,"d":"25,411"},{"v":42.2729988098145,"d":"42.3"},{"v":17.511999130249,"d":"17.5"},{"v":1.38020002841949,"d":"1.4"},{"v":3895.10888671875,"d":"3,895.1"},null,"EIA Prime Mover-level Data","EIA Prime Mover-level Data","Estimated using emissions factor","Estimated using emissions factor","Estimated using emissions factor","Estimated using emissions factor"]
[22824,2019,"SC","Gaines Solar",62216,"41","PV","T",{"$nulls":4},"SUN"]
[22831,2019,"SC","Gaston Solar I - SC",61530,"GEN1","PV","OP",{"$nulls":4},"SUN",null,{"v":185483,"d":"185,483"},{"v":89891,"d":"89,891"},{"$nulls":5},"EIA Prime Mover-level Data","EIA Prime Mover-level Data"]
[22847,2019,"SC","H B Robinson",3251,"GT1","GT","RE",{"$nulls":4},"NG"]
[22853,2019,"SC","Hilton Head Gas Turbine Site",3318,"CT1","GT","OP","Yes","CSNOX,CSSO2G2,SIPNOX","CT",null,"DFO",{"v":5,"d":"5.0"},{"v":344.600006103516,"d":"345"},{"v":344.600006103516,"d":"345"},{"v":0.207000002264977,"d":"0.2"},{"v":0.207000002264977,"d":"0.2"},{"v":0.0860000029206276,"d":"0.1"},{"v":28.1410007476807,"d":"28.1"},null,"EPA/CAMD","EPA/CAMD","EPA/CAMD","EPA/CAMD","EPA/CAMD","Estimated using emissions factor",{"$nulls":4},1973]
[22873,2019,"SC","International Paper-Eastover Mill",52151,"PB2","ST","OP",null,null,"VERTICAL/ARCH",1,"NG",null,{"v":210353.8125,"d":"210,354"},{"v":50888.1796875,"d":"50,888"},{"v":28.6079998016357,"d":"28.6"},{"v":6.69199991226196,"d":"6.7"},null,{"v":12294.029296875,"d":"12,294.0"},null,"EIA Unit-level Data",null,"Estimated based on unit-level NOx emission rates","Estimated based on unit-level NOx ozone season emission rates",null,"Estimated using emissions factor"]
[22880,2019,"SC","J Strom Thurmond",3323,"5","HY","OP",{"$nulls":4},"WAT",null,{"v":1143275.875,"d":"1,143,276"},{"v":399306.71875,"d":"399,307"},{"$nulls":5},"EIA Prime Mover-level Data","EIA Prime Mover-level Data"]
[22895,2019,"SC","Jefferies",3319,"H4","HY","OP",{"$nulls":4},"WAT",null,{"v":549488.5,"d":"549,489"},{"v":191917.109375,"d":"191,917"},{"$nulls":5},"EIA Prime Mover-level Data","EIA Prime Mover-level Data"]
[22911,2019,"SC","KapStone Charleston Kraft, LLC",7737,"B001","ST","OP","Yes","SIPNOX","WALL",1,"BIT",{"v":3275,"d":"3,275.0"},{"v":10814176,"d":"10,814,176"},{"v":3658843.25,"d":"3,658,843"},{"v":1470.05297851563,"d":"1,470.1"},{"v":504.0830078125,"d":"504.1"},{"v":4.99030017852783,"d":"5.0"},{"v":1113382.625,"d":"1,113,382.6"},null,"EIA non-ozone season distributed and EPA/CAMD ozone season","EPA/CAMD","Estimated based on unit-level NOx emission rates and EPA/CAMD ozone season emissions","EPA/CAMD","Estimated using emissions factor and plant-specific sulfur content","Estimated using emissions factor",null,"SD",null,null,1999]
[22925,2019,"SC","Lockhart",3275,"HY3","HY","OP",{"$nulls":4},"WAT",null,{"v":193574.96875,"d":"193,575"},{"v":67609.265625,"d":"67,609"},{"$nulls":5},"EIA Prime Mover-level Data","EIA Prime Mover-level Data"]
[22937,2019,"SC","McCormick Solar",62279,"57","PV","T",{"$nulls":4},"SUN"]
[22953,2019,"SC","Mill Creek Combustion Turbine Station",7981,"5","GT","OP","Yes","ARP,CSNOX,CSSO2G2,SIPNOX","CT",null,"NG",{"v":200,"d":"200.0"},{"v":118818.3203125,"d":"118,818"},{"v":61170.95703125,"d":"61,171"},{"v":1.89100003242493,"d":"1.9"},{"v":0.916999995708466,"d":"0.9"},{"v":0.0359999984502792,"d":"0.0"},{"v":7061.005859375,"d":"7,061.0"},null,"EPA/CAMD","EPA/CAMD","EPA/CAMD","EPA/CAMD","EPA/CAMD","EPA/CAMD",null,null,"DLNB,H2O",null,2003]
[22960,2019,"SC","Myrtle Beach Gas Turbine Site",3320,"CT4","GT","OP",null,null,"CT",null,"DFO",{"v":0,"d":"0.0"},{"$nulls":17},1972]
[22972,2019,"SC","Oconee",3265,"2","ST","OP",{"$nulls":4},"NUC",null,{"v":70986672,"d":"70,986,672"},{"v":33034996,"d":"33,034,996"},{"$nulls":5},"EIA Prime Mover-level Data","EIA Prime Mover-level Data"]
[22982,2019,"SC","Parr GT",3291,"GT1","GT","OP",{"$nulls":4},"NG",null,{"v":9909.4609375,"d":"9,909"},{"v":4529.51806640625,"d":"4,530"},{"v":1.18400001525879,"d":"1.2"},{"v":0.574000000953674,"d":"0.6"},{"v":0.0121999997645617,"d":"0.0"},{"v":579.153991699219,"d":"579.2"},null,"EIA Prime Mover-level Data","EIA Prime Mover-level Data","Estimated using emissions factor","Estimated using emissions factor","Estimated using emissions factor","Estimated using emissions factor"]
[23002,2019,"SC","Pruger Solar II",62293,"64","PV","T",{"$nulls":4},"SUN"]
[23005,2019,"SC","Rankin Solar Center, LLC",61996,"RANKI","PV","OP",{"$nulls":4},"SUN"]
[23024,2019,"SC","Rocky River (SC)",3305,"IC1","IC","RE",{"$nulls":4},"DFO"]
[23031,2019,"SC","Rowesville Rd Plant",7480,"GEN4","GT","OP",{"$nulls":4},"NG",null,746,362,{"v":0.123000003397465,"d":"0.1"},{"v":0.0590000003576279,"d":"0.1"},{"v":1.20000005699694E-3,"d":"0.0"},{"v":43.5999984741211,"d":"43.6"},null,"EIA Prime Mover-level Data","EIA Prime Mover-level Data","Estimated using emissions factor","Estimated using emissions factor","Estimated using emissions factor","Estimated using emissions factor"]
[23050,2019,"SC","SCE&G Curie CSG",61432,"SCCU1","PV","OP",{"$nulls":4},"SUN",null,{"v":31373,"d":"31,373"},{"v":16195,"d":"16,195"},{"$nulls":5},"EIA Prime Mover-level Data","EIA Prime Mover-level Data"]
[23066,2019,"SC","Shorthorn Holdings",60028,"PV1","PV","L",{"$nulls":4},"SUN"]
[23069,2019,"SC","Sonoco Products Co",57919,"10","ST","OP",{"$nulls":3},2,"NG",null,{"v":529900,"d":"529,900"},{"v":180020,"d":"180,020"},{"v":6.62400007247925,"d":"6.6"},{"v":2.25,"d":"2.3"},{"v":0.846800029277802,"d":"0.8"},{"v":30969.755859375,"d":"30,969.8"},null,"EIA Unit-level Data","EIA Unit-Level Data","Estimated based on unit-level NOx emission rates","Estimated based on unit-level NOx ozone season emission rates","Estimated using emissions factor and plant-specific sulfur content","Estimated using emissions factor"]
[23083,2019,"SC","St Stephen",6789,"3","HY","OP",{"$nulls":4},"WAT",null,{"v":910975.6875,"d":"910,976"},{"v":318172.34375,"d":"318,172"},{"$nulls":5},"EIA Prime Mover-level Data","EIA Prime Mover-level Data"]
[23095,2019,"SC","TWE Bowman Solar Project",62828,"BOW","PV","U",{"$nulls":4},"SUN"]
[23111,2019,"SC","W S Lee",3264,"3","ST","OP",null,null,"TANGENTIAL",1,"NG",{"v":0,"d":"0.0"},{"v":5812.01513671875,"d":"5,812"},{"v":32.8279991149902,"d":"33"},{"v":0.483999997377396,"d":"0.5"},{"v":0.00300000002607703,"d":"0.0"},null,{"v":339.679992675781,"d":"339.7"},null,"EIA Unit-level Data",null,"Estimated using emissions factor","Estimated using emissions factor",null,"Estimated using emissions factor",null,null,"LNC3",null,1958]
[23131,2019,"SC","WestRock CP, LLC Florence Mill",50806,"16","ST","OP","Yes","SIPNOX","STOKER",null,"BIT",{"v":3617,"d":"3,617.0"},{"v":10872306,"d":"10,872,306"},{"v":3028776.5,"d":"3,028,777"},{"v":1079.84399414063,"d":"1,079.8"},{"v":342.847991943359,"d":"342.8"},{"v":421.137084960938,"d":"421.1"},{"v":1119367.5,"d":"1,119,367.5"},null,"EIA non-ozone season distributed and EPA/CAMD ozone season","EPA/CAMD","Estimated using emissions factor and EIA data for non-ozone season and EPA/CAMD ozone season emissions","EPA/CAMD","Estimated using emissions factor","Estimated using emissions factor",{"$nulls":4},1987]
[23138,2019,"SC","Whitt Solar",61952,"20","PV","OP",{"$nulls":4},"SUN",null,{"v":36397,"d":"36,397"},{"v":17639,"d":"17,639"},{"$nulls":5},"EIA Prime Mover-level Data","EIA Prime Mover-level Data"]
[23153,2019,"SC","Wysong Solar",62351,"92","PV","T",{"$nulls":4},"SUN"]
[23160,2019,"SD","Angus Anson",7237,"4","GT","OP","Yes","ARP","CT",null,"NG",{"v":815,"d":"815.0"},{"v":1155797.25,"d":"1,155,797"},{"v":899312.6875,"d":"899,313"},{"v":18.7229995727539,"d":"18.7"},{"v":14.2690000534058,"d":"14.3"},{"v":0.347000002861023,"d":"0.3"},{"v":68687.8828125,"d":"68,687.9"},null,"EPA/CAMD","EPA/CAMD","EPA/CAMD","EPA/CAMD","EPA/CAMD","EPA/CAMD",null,null,"DLNB",null,2005]
[23175,2019,"SD","Big Bend Dam",3375,"2","HY","OP",{"$nulls":4},"WAT",null,{"v":1697893.125,"d":"1,697,893"},{"v":704322.8125,"d":"704,323"},{"$nulls":5},"EIA Prime Mover-level Data","EIA Prime Mover-level Data"]
[23182,2019,"SD","Big Stone",6098,"1","ST","OP","Yes","ARP,MATS","CYCLONE",1,"SUB",{"v":8043,"d":"8,043.0"},{"v":29549108,"d":"29,549,108"},{"v":11475359,"d":"11,475,359"},{"v":1084.83996582031,"d":"1,084.8"},{"v":458.109008789063,"d":"458.1"},{"v":1094.98400878906,"d":"1,095.0"},{"v":3099109,"d":"3,099,109.0"},{"v":12.2700004577637,"d":"12.3"},"EPA/CAMD","EPA/CAMD","EPA/CAMD","EPA/CAMD","EPA/CAMD","EPA/CAMD","EPA/CAMD","DL","OFA,SCR","Yes",1975]
[23202,2019,"SD","Fort Randall",3373,"4","HY","OP",{"$nulls":4},"WAT",null,{"v":2450607,"d":"2,450,607"},{"v":1016564.75,"d":"1,016,565"},{"$nulls":5},"EIA Prime Mover-level Data","EIA Prime Mover-level Data"]
[23208,2019,"SD","Ft. Pierre",56148,"6","IC","OP",{"$nulls":4},"DFO",null,{"v":102.666999816895,"d":"103"},{"v":43.3330001831055,"d":"43"},{"v":0.162000000476837,"d":"0.2"},{"v":0.068000003695488,"d":"0.1"},{"v":0.0148999998345971,"d":"0.0"},{"v":8.38399982452393,"d":"8.4"},null,"EIA Prime Mover-level Data","EIA Prime Mover-level Data","Estimated using emissions factor","Estimated using emissions factor","Estimated using emissions factor","Estimated using emissions factor"]
[23224,2019,"SD","Mobile Unit",3346,"3","IC","RE",{"$nulls":4},"DFO",null,{"v":210.811004638672,"d":"211"},{"v":88.1080017089844,"d":"88"},{"v":0.337999999523163,"d":"0.3"},{"v":0.141000002622604,"d":"0.1"},{"v":0.0306000001728535,"d":"0.0"},{"v":17.2150001525879,"d":"17.2"},null,"EIA Prime Mover-level Data","EIA Prime Mover-level Data","Estimated using emissions factor","Estimated using emissions factor","Estimated using emissions factor","Estimated using emissions factor"]
[23240,2019,"SD","Prevailing Wind Park",62247,"PWPSD","WT","V",{"$nulls":4},"WND"]
[23253,2019,"SD","Triple H Wind Project",63103,"WTG","WT","U",{"$nulls":4},"WND"]
[23266,2019,"TN","Allen",3393,"ACC1","CT","OP","Yes","ARP,CSNOX,CSOSG2,CSSO2G1,NSPS4T","CC",null,"NG",{"v":7159,"d":"7,159.0"},{"v":19700130,"d":"19,700,130"},{"v":10158126,"d":"10,158,126"},{"v":102.378997802734,"d":"102.4"},{"v":48.2239990234375,"d":"48.2"},{"v":5.90999984741211,"d":"5.9"},{"v":1170752.875,"d":"1,170,752.9"},null,"EPA/CAMD","EPA/CAMD","EPA/CAMD","EPA/CAMD","EPA/CAMD","EPA/CAMD",null,null,"DLNB,SCR",null,2017]
[23282,2019,"TN","Brownsville Combustion Turbine Plant",55081,"AA-004","GT","OP","Yes","ARP,CSNOX,CSOSG2,CSSO2G1","CT",null,"NG",{"v":1110,"d":"1,110.0"},{"v":1359440.125,"d":"1,359,440"},{"v":748366.6875,"d":"748,367"},{"v":62.0289993286133,"d":"62.0"},{"v":34.2210006713867,"d":"34.2"},{"v":0.407999992370605,"d":"0.4"},{"v":80788.4921875,"d":"80,788.5"},null,"EPA/CAMD","EPA/CAMD","EPA/CAMD","EPA/CAMD","EPA/CAMD","EPA/CAMD",{"$nulls":4},1999]
[23289,2019,"TN","Calderwood",54900,"2","HY","OP",{"$nulls":4},"WAT",null,{"v":2317442.75,"d":"2,317,443"},{"v":1013623.3125,"d":"1,013,623"},{"$nulls":5},"EIA Prime Mover-level Data","EIA Prime Mover-level Data"]
[23308,2019,"TN","Chestnut Ridge Gas Recovery",50570,"GEN5","IC","OP",{"$nulls":4},"LFG",null,{"v":110953.6640625,"d":"110,954"},{"v":46403,"d":"46,403"},{"v":75.4609985351563,"d":"75.5"},{"v":31.5590000152588,"d":"31.6"},{"v":2.49650001525879,"d":"2.5"},{"v":7045.5341796875,"d":"7,045.5"},null,"EIA Prime Mover-level Data","EIA Prime Mover-level Data","Estimated using emissions factor","Estimated using emissions factor","Estimated using emissions factor","Estimated using emissions factor"]
[23311,2019,"TN","Chickamauga",3398,"3","HY","OP",{"$nulls":4},"WAT",null,{"v":1728060.25,"d":"1,728,060"},{"v":755834.25,"d":"755,834"},{"$nulls":5},"EIA Prime Mover-level Data","EIA Prime Mover-level Data"]
[23331,2019,"TN","Douglas Dam",3400,"3","HY","OP",{"$nulls":4},"WAT",null,{"v":1082238.25,"d":"1,082,238"},{"v":473358.9375,"d":"473,359"},{"$nulls":5},"EIA Prime Mover-level Data","EIA Prime Mover-level Data"]
[23345,2019,"TN","Fort Loudoun",3402,"3","HY","OP",{"$nulls":4},"WAT",null,{"v":2328285.75,"d":"2,328,286"},{"v":1018366.25,"d":"1,018,366"},{"$nulls":5},"EIA Prime Mover-level Data","EIA Prime Mover-level Data"]
[23353,2019,"TN","Gallatin",3403,"2","ST","OP","Yes","ARP,CSNOX,CSOSG2,CSSO2G1,MATS","TANGENTIAL",1,"SUB",{"v":7047,"d":"7,047.0"},{"v":11873356,"d":"11,873,356"},{"v":5792422,"d":"5,792,422"},{"v":363.001007080078,"d":"363.0"},{"v":177.985992431641,"d":"178.0"},{"v":441.925994873047,"d":"441.9"},{"v":1245274.5,"d":"1,245,274.5"},{"v":9.18000030517578,"d":"9.2"},"EPA/CAMD","EPA/CAMD","EPA/CAMD","EPA/CAMD","EPA/CAMD","EPA/CAMD","EPA/CAMD","DL","LNC2,SCR",null,1957]
[23360,2019,"TN","Gallatin",3403,"GCT5","GT","OP","Yes","ARP,CSNOX,CSOSG2,CSSO2G1","CT",null,"DFO",{"v":350,"d":"350.0"},{"v":274570.75,"d":"274,571"},{"v":116774.609375,"d":"116,775"},{"v":4.94299983978271,"d":"4.9"},{"v":1.79100000858307,"d":"1.8"},{"v":0.11599999666214,"d":"0.1"},{"v":16348.068359375,"d":"16,348.1"},null,"EPA/CAMD","EPA/CAMD","EPA/CAMD","EPA/CAMD","EPA/CAMD","EPA/CAMD",{"$nulls":4},2000]
[23378,2019,"TN","Johnsonville",3406,"JCT10","GT","OP","Yes","CSNOX,CSOSG2,CSSO2G1","CT",null,"NG",{"v":12,"d":"12.0"},{"v":3244.10009765625,"d":"3,244"},null,{"v":0.72299998998642,"d":"0.7"},{"v":0.24600000679493,"d":"0.2"},{"v":0.495000004768372,"d":"0.5"},{"v":234.899993896484,"d":"234.9"},null,"EPA/CAMD",null,"EPA/CAMD","Estimated using emissions factor","EPA/CAMD","EPA/CAMD",{"$nulls":4},1974]
[23395,2019,"TN","Johnsonville",3406,"JCT8","GT","OP","Yes","CSNOX,CSOSG2,CSSO2G1","CT",null,"NG",{"v":40,"d":"40.0"},{"v":18013.900390625,"d":"18,014"},{"v":8055.89990234375,"d":"8,056"},{"v":3.20600008964539,"d":"3.2"},{"v":1.44599997997284,"d":"1.4"},{"v":0.656000018119812,"d":"0.7"},{"v":1120.09997558594,"d":"1,120.1"},null,"EPA/CAMD","EPA/CAMD","EPA/CAMD","EPA/CAMD","EPA/CAMD","EPA/CAMD",{"$nulls":4},1974]
[23402,2019,"TN","Kingston",3407,"6","ST","OP","Yes","ARP,CSNOX,CSOSG2,CSSO2G1,MATS","TANGENTIAL",1,"SUB",{"v":4510,"d":"4,510.0"},{"v":4878009,"d":"4,878,009"},{"v":3053488.75,"d":"3,053,489"},{"v":146.960006713867,"d":"147.0"},{"v":88.7539978027344,"d":"88.8"},{"v":242.651000976563,"d":"242.7"},{"v":506044.53125,"d":"506,044.5"},{"v":2.38000011444092,"d":"2.4"},"EPA/CAMD","EPA/CAMD","EPA/CAMD","EPA/CAMD","EPA/CAMD","EPA/CAMD","EPA/CAMD","WL","LNC2,SCR",null,1955]
[23411,2019,"TN","Lagoon Creek",7845,"LCT12","GT","OP","Yes","ARP,CSNOX,CSOSG2,CSSO2G1","CT",null,"DFO",{"v":557,"d":"557.0"},{"v":409817.53125,"d":"409,818"},{"v":298449.90625,"d":"298,450"},{"v":7.28200006484985,"d":"7.3"},{"v":5.01800012588501,"d":"5.0"},{"v":0.180999994277954,"d":"0.2"},{"v":24412.2421875,"d":"24,412.2"},null,"EPA/CAMD","EPA/CAMD","EPA/CAMD","EPA/CAMD","EPA/CAMD","EPA/CAMD",{"$nulls":4},2002]
[23424,2019,"TN","McMinnville",55928,"12","IC","OP",{"$nulls":4},"OBL",null,{"v":104.333000183105,"d":"104"},{"v":43.9169998168945,"d":"44"},{"v":0,"d":"0.0"},{"v":0,"d":"0.0"},{"v":0,"d":"0.0"},{"v":9.65900039672852,"d":"9.7"},null,"EIA Prime Mover-level Data","EIA Prime Mover-level Data","Estimated using emissions factor","Estimated using emissions factor","Estimated using emissions factor","Estimated using emissions factor"]
[23440,2019,"TN","Mountain Home Energy Center",59809,"GEN3","IC","SB",{"$nulls":4},"DFO",null,{"v":40070.1171875,"d":"40,070"},{"v":18016.146484375,"d":"18,016"},{"v":2.99200010299683,"d":"3.0"},{"v":1.06700003147125,"d":"1.1"},{"v":0.269800007343292,"d":"0.3"},{"v":3272.24096679688,"d":"3,272.2"},null,"EIA Prime Mover-level Data","EIA Prime Mover-level Data","Estimated using emissions factor","Estimated using emissions factor","Estimated using emissions factor","Estimated using emissions factor"]
[23460,2019,"TN","Ocoee 2",3413,"1","HY","OP",{"$nulls":4},"WAT",null,{"v":544995,"d":"544,995"},{"v":238375,"d":"238,375"},{"$nulls":5},"EIA Prime Mover-level Data","EIA Prime Mover-level Data"]
[23466,2019,"TN","Old Hickory",3426,"4","HY","OS",{"$nulls":4},"WAT",null,{"v":810326.875,"d":"810,327"},{"v":354427.90625,"d":"354,428"},{"$nulls":5},"EIA Prime Mover-level Data","EIA Prime Mover-level Data"]
[23482,2019,"TN","Powell Valley",7883,"11","IC","OP",{"$nulls":4},"DFO",null,62,27,{"v":0.0930000022053719,"d":"0.1"},{"v":0.0410000011324883,"d":"0.0"},{"v":0.00899999961256981,"d":"0.0"},{"v":5.06300020217896,"d":"5.1"},null,"EIA Prime Mover-level Data","EIA Prime Mover-level Data","Estimated using emissions factor","Estimated using emissions factor","Estimated using emissions factor","Estimated using emissions factor"]
[23489,2019,"TN","Powell Valley",7883,"8","IC","OP",{"$nulls":4},"DFO",null,62,27,{"v":0.0930000022053719,"d":"0.1"},{"v":0.0410000011324883,"d":"0.0"},{"v":0.00899999961256981,"d":"0.0"},{"v":5.06300020217896,"d":"5.1"},null,"EIA Prime Mover-level Data","EIA Prime Mover-level Data","Estimated using emissions factor","Estimated using emissions factor","Estimated using emissions factor","Estimated using emissions factor"]
[23503,2019,"TN","Somerville Solar",62900,"PV","PV","OP",{"$nulls":4},"SUN",null,{"v":11275,"d":"11,275"},{"v":4154,"d":"4,154"},{"$nulls":5},"EIA Prime Mover-level Data","EIA Prime Mover-level Data"]
[23524,2019,"TN","Watts Bar Fossil",3419,"ST4","ST","RE",{"$nulls":4},"BIT"]
[23531,2019,"TN","Watts Bar Nuclear Plant",7722,"2","ST","OP",{"$nulls":4},"NUC",null,{"v":93400016,"d":"93,400,016"},{"v":37643528,"d":"37,643,528"},{"$nulls":5},"EIA Prime Mover-level Data","EIA Prime Mover-level Data"]
[23548,2019,"TX","Air Liquide Bayport Complex",10298,"CG802","GT","OP","Yes","CSOSG2","CT",null,"NG",{"v":8606,"d":"8,606.0"},{"v":8067017.5,"d":"8,067,018"},{"v":3246460.25,"d":"3,246,460"},{"v":71.7750015258789,"d":"71.8"},{"v":27.2299995422363,"d":"27.2"},{"v":2.22320008277893,"d":"2.2"},{"v":444491.71875,"d":"444,491.7"},null,"EPA/CAMD","EPA/CAMD","EPA/CAMD","EPA/CAMD","Estimated using emissions factor","EPA/CAMD",null,null,"DLNB,O",null,1984]
[23553,2019,"TX","Air Products Port Arthur",55309,"GEN 5","GT","OP",{"$nulls":4},"NG",null,{"v":1836821,"d":"1,836,821"},{"v":925807.375,"d":"925,807"},{"v":287.846984863281,"d":"287.8"},{"v":145.082000732422,"d":"145.1"},{"v":2.93519997596741,"d":"2.9"},{"v":107352.140625,"d":"107,352.1"},null,"EIA Prime Mover-level Data","EIA Prime Mover-level Data","Estimated using emissions factor","Estimated using emissions factor","Estimated using emissions factor","Estimated using emissions factor"]
[23573,2019,"TX","Apex Bethel Energy Center",59048,"ABEC2","CE","T",{"$nulls":4},"NG"]
[23581,2019,"TX","Atascosita",55526,"GEN1","IC","RE",{"$nulls":4},"LFG"]
[23595,2019,"TX","Bacliff Generating Station",60264,"BCGT1","GT","OP","Yes","ARP,CSOSG2","CT",null,"NG",{"v":686,"d":"686.0"},{"v":403191.59375,"d":"403,192"},{"v":339555,"d":"339,555"},{"v":18.3020000457764,"d":"18.3"},{"v":15.3990001678467,"d":"15.4"},{"v":0.125,"d":"0.1"},{"v":23785.19921875,"d":"23,785.2"},null,"EPA/CAMD","EPA/CAMD","EPA/CAMD","EPA/CAMD","EPA/CAMD","EPA/CAMD",null,null,"DLNB",null,2016]
[23611,2019,"TX","Bastrop Clean Energy Center",55168,"CTG-1B","CT","OP","Yes","ARP,CSOSG2","CC",null,"NG",{"v":5816,"d":"5,816.0"},{"v":8531269,"d":"8,531,269"},{"v":4707087.5,"d":"4,707,088"},{"v":119.817001342773,"d":"119.8"},{"v":63.0559997558594,"d":"63.1"},{"v":2.55999994277954,"d":"2.6"},{"v":506996.8125,"d":"506,996.8"},null,"EPA/CAMD","EPA/CAMD","EPA/CAMD","EPA/CAMD","EPA/CAMD","EPA/CAMD",null,null,"DLNB",null,2002]
[23618,2019,"TX","Baytown Energy Center",55327,"CTG-2","CT","OP","Yes","ARP,CSOSG2","CC",null,"NG",{"v":7257,"d":"7,257.0"},{"v":11878310,"d":"11,878,310"},{"v":5556922.5,"d":"5,556,923"},{"v":59.1220016479492,"d":"59.1"},{"v":27.4930000305176,"d":"27.5"},{"v":3.56399989128113,"d":"3.6"},{"v":705909.625,"d":"705,909.6"},null,"EPA/CAMD","EPA/CAMD","EPA/CAMD","EPA/CAMD","EPA/CAMD","EPA/CAMD",null,null,"SCR",null,2002]
[23636,2019,"TX","Blue Summit Wind LLC",58372,"GEN1","WT","OP",{"$nulls":4},"WND",null,{"v":3855234,"d":"3,855,234"},{"v":1541950,"d":"1,541,950"},{"$nulls":5},"EIA Prime Mover-level Data","EIA Prime Mover-level Data"]
[23640,2019,"TX","Bluebonnet",55552,"UNT1","IC","RE",{"$nulls":4},"LFG"]
[23660,2019,"TX","Bridgeport Gas Processing Plant",55053,"15","IC","OP",{"$nulls":4},"NG",null,{"v":40299.4609375,"d":"40,299"},{"v":20312,"d":"20,312"},{"v":56.3380012512207,"d":"56.3"},{"v":28.3959999084473,"d":"28.4"},{"v":0.0644000023603439,"d":"0.1"},{"v":2355.28295898438,"d":"2,355.3"},null,"EIA Prime Mover-level Data","EIA Prime Mover-level Data","Estimated using emissions factor","Estimated using emissions factor","Estimated using emissions factor","Estimated using emissions factor"]
[23673,2019,"TX","Bridgeport Gas Processing Plant",55053,"666","IC","OP",{"$nulls":4},"NG",null,{"v":40299.4609375,"d":"40,299"},{"v":20312,"d":"20,312"},{"v":56.3380012512207,"d":"56.3"},{"v":28.3959999084473,"d":"28.4"},{"v":0.0644000023603439,"d":"0.1"},{"v":2355.28295898438,"d":"2,355.3"},null,"EIA Prime Mover-level Data","EIA Prime Mover-level Data","Estimated using emissions factor","Estimated using emissions factor","Estimated using emissions factor","Estimated using emissions factor"]
[23682,2019,"TX","Bryan (TX)",3561,"4","ST","RE",null,null,"WALL",1,"NG"]
[23702,2019,"TX","C. R. Wing Cogeneration Plant",52176,"1","CT","OP","Yes","ARP,CSOSG2","CC",null,"NG",{"v":5535,"d":"5,535.0"},{"v":4689447,"d":"4,689,447"},{"v":3007354.25,"d":"3,007,354"},{"v":268.776000976563,"d":"268.8"},{"v":166.744995117188,"d":"166.7"},{"v":1.41299998760223,"d":"1.4"},{"v":278695.5,"d":"278,695.5"},null,"EPA/CAMD","EPA/CAMD","EPA/CAMD","EPA/CAMD","EPA/CAMD","EPA/CAMD",null,null,"STM",null,1987]
[23706,2019,"TX","Calpine Hidalgo Energy Center",7762,"HRSG1","CT","OP","Yes","ARP,CSOSG2","CC",null,"NG",{"v":6604,"d":"6,604.0"},{"v":9985232,"d":"9,985,232"},{"v":4811068,"d":"4,811,068"},{"v":203.621002197266,"d":"203.6"},{"v":96.072998046875,"d":"96.1"},{"v":2.99600005149841,"d":"3.0"},{"v":593411.875,"d":"593,411.9"},null,"EPA/CAMD","EPA/CAMD","EPA/CAMD","EPA/CAMD","EPA/CAMD","EPA/CAMD",{"$nulls":4},2000]
[23724,2019,"TX","Cedar Bayou 4",56806,"CBY41","CT","OP","Yes","ARP,CSOSG2","CC",null,"NG",{"v":2812,"d":"2,812.0"},{"v":4319450,"d":"4,319,450"},{"v":3031706.25,"d":"3,031,706"},{"v":31.2290000915527,"d":"31.2"},{"v":17.7910003662109,"d":"17.8"},{"v":1.2960000038147,"d":"1.3"},{"v":256698.796875,"d":"256,698.8"},null,"EPA/CAMD","EPA/CAMD","EPA/CAMD","EPA/CAMD","EPA/CAMD","EPA/CAMD",null,null,"DLNB,SCR",null,2009]
[23731,2019,"TX","Central Utility Plant",10184,"TG1","ST","OP",{"$nulls":4},"NG"]
[23751,2019,"TX","Cirrus Wind 1 LLC",58162,"CW","WT","OP",{"$nulls":4},"WND",null,{"v":832083,"d":"832,083"},{"v":332802,"d":"332,802"},{"$nulls":5},"EIA Prime Mover-level Data","EIA Prime Mover-level Data"]
[23753,2019,"TX","Clear Springs Energy Center",59615,"CTG-2","GT","IP",{"$nulls":4},"NG"]
[23769,2019,"TX","Commerce ESS",62609,"BA1","BA","OP",{"$nulls":4},"MWH",null,0,0,{"$nulls":5},"EIA Prime Mover-level Data","EIA Prime Mover-level Data"]
[23789,2019,"TX","Covel Gardens Gas Recovery",56864,"3","IC","OP",{"$nulls":4},"LFG",null,{"v":112479.8359375,"d":"112,480"},{"v":47540.33203125,"d":"47,540"},{"v":81.5479965209961,"d":"81.5"},{"v":34.4669990539551,"d":"34.5"},{"v":2.53080010414124,"d":"2.5"},{"v":7142.44580078125,"d":"7,142.4"},null,"EIA Prime Mover-level Data","EIA Prime Mover-level Data","Estimated using emissions factor","Estimated using emissions factor","Estimated using emissions factor","Estimated using emissions factor"]
[23794,2019,"TX","CPS 1 Community Solar",60472,"CPS1","PV","OP",{"$nulls":4},"SUN",null,{"v":17552,"d":"17,552"},{"v":9096,"d":"9,096"},{"$nulls":5},"EIA Prime Mover-level Data","EIA Prime Mover-level Data"]
[23811,2019,"TX","Decordova",8063,"CT4","GT","OP","Yes","CSOSG2","CT",null,"NG",{"v":174,"d":"174.0"},{"v":83226.1015625,"d":"83,226"},{"v":43828.69921875,"d":"43,829"},{"v":29.4899997711182,"d":"29.5"},{"v":15.3430004119873,"d":"15.3"},{"v":0.0238000005483627,"d":"0.0"},{"v":4864.10986328125,"d":"4,864.1"},null,"EPA/CAMD","EPA/CAMD","EPA/CAMD","EPA/CAMD","Estimated using emissions factor","Estimated using emissions factor",null,null,"H2O",null,1990]
[23818,2019,"TX","Deer Park Plant",50471,"GEN2","CA","RE",{"$nulls":4},"NG"]
[23839,2019,"TX","Dermott Wind",60902,"DERM","WT","OP",{"$nulls":4},"WND",null,{"v":8816814,"d":"8,816,814"},{"v":3403981,"d":"3,403,981"},{"$nulls":5},"EIA Prime Mover-level Data","EIA Prime Mover-level Data"]
[23853,2019,"TX","Eagle Mountain",3489,"3","ST","RE",null,null,"WALL",1,"NG"]
[23860,2019,"TX","East Blackland Solar Project 1",57659,"PSF","PV","L",{"$nulls":4},"SUN"]
[23876,2019,"TX","Elk Station",58835,"ELK1","GT","OP",{"$nulls":4},"NG",null,{"v":3836264.75,"d":"3,836,265"},{"v":1933580.375,"d":"1,933,580"},{"v":602.948974609375,"d":"602.9"},{"v":303.903015136719,"d":"303.9"},{"v":6.13040018081665,"d":"6.1"},{"v":224208.6875,"d":"224,208.7"},null,"EIA Prime Mover-level Data","EIA Prime Mover-level Data","Estimated using emissions factor","Estimated using emissions factor","Estimated using emissions factor","Estimated using emissions factor"]
[23882,2019,"TX","Engineered Carbons Borger Cogen",10072,"WHBOIL","ST","OP",{"$nulls":3},1,"PRG",null,{"v":1627415.5,"d":"1,627,416"},{"v":655996,"d":"655,996"},{"v":138.330001831055,"d":"138.3"},{"v":55.7599983215332,"d":"55.8"},{"v":6.94049978256226,"d":"6.9"},{"v":95114.2890625,"d":"95,114.3"},null,"EIA Unit-level Data","EIA Unit-Level Data","Estimated using emissions factor","Estimated using emissions factor","Estimated using emissions factor","Estimated using emissions factor"]
[23902,2019,"TX","ExxonMobil Baytown Refinery",10436,"GT38","GT","OP",{"$nulls":4},"NG",null,{"v":3297090.25,"d":"3,297,090"},{"v":1661822.25,"d":"1,661,822"},{"v":488.006011962891,"d":"488.0"},{"v":245.968002319336,"d":"246.0"},{"v":5.26879978179932,"d":"5.3"},{"v":192696.890625,"d":"192,696.9"},null,"EIA Prime Mover-level Data","EIA Prime Mover-level Data","Estimated using emissions factor","Estimated using emissions factor","Estimated using emissions factor","Estimated using emissions factor"]
[23909,2019,"TX","ExxonMobil Baytown Refinery",10436,"ST34","ST","OP",{"$nulls":4},"WH"]
[23924,2019,"TX","ExxonMobil Hawkins Gas Plant",54962,"UN79","IC","RE",{"$nulls":4},"NG"]
[23940,2019,"TX","Fluvanna",59245,"FLUV1","WT","OP",{"$nulls":4},"WND",null,{"v":5698694,"d":"5,698,694"},{"v":2380147,"d":"2,380,147"},{"$nulls":5},"EIA Prime Mover-level Data","EIA Prime Mover-level Data"]
[23947,2019,"TX","Formosa Utility Venture Ltd",10554,"TBG4","CT",{"$nulls":5},"NG",null,{"v":4520902,"d":"4,520,902"},{"v":1836728.125,"d":"1,836,728"},{"v":696.723022460938,"d":"696.7"},{"v":308.8330078125,"d":"308.8"},{"v":7.22440004348755,"d":"7.2"},{"v":264222,"d":"264,222.0"},null,"EIA Unit-level Data","EIA Unit-Level Data","Estimated using emissions factor","Estimated using emissions factor","Estimated using emissions factor","Estimated using emissions factor"]
[23964,2019,"TX","Forney Power Plant",55480,"U6","CT","OP","Yes","ARP,CSOSG2","CC",null,"NG",{"v":7703,"d":"7,703.0"},{"v":14280596,"d":"14,280,596"},{"v":6538744.5,"d":"6,538,745"},{"v":238.630004882813,"d":"238.6"},{"v":110.072998046875,"d":"110.1"},{"v":4.28399991989136,"d":"4.3"},{"v":848676.75,"d":"848,676.8"},null,"EPA/CAMD","EPA/CAMD","EPA/CAMD","EPA/CAMD","EPA/CAMD","EPA/CAMD",null,null,"DLNB",null,2003]
[23969,2019,"TX","Freeport Energy",52120,"G65","CA","OP",null,null,"OTHER BOILER",1,"NG",null,0,0,{"$nulls":3},{"v":0,"d":"0.0"},null,"EIA Unit-level Data","EIA Unit-Level Data",{"$nulls":3},"Estimated using emissions factor"]
[23989,2019,"TX","Freestone Power Generation",55226,"GT4","CT","OP","Yes","ARP,CSOSG2","CC",null,"NG",{"v":8171,"d":"8,171.0"},{"v":13736050,"d":"13,736,050"},{"v":5759926.5,"d":"5,759,927"},{"v":214.373992919922,"d":"214.4"},{"v":89.4499969482422,"d":"89.4"},{"v":4.12099981307983,"d":"4.1"},{"v":816314.875,"d":"816,314.9"},null,"EPA/CAMD","EPA/CAMD","EPA/CAMD","EPA/CAMD","EPA/CAMD","EPA/CAMD",null,null,"DLNB",null,2002]
[23997,2019,"TX","Gibbons Creek Steam Electric Station",6136,"1","ST","OP",null,null,"TANGENTIAL",1,"SUB",{"v":0,"d":"0.0"},{"$nulls":14},"WL","LNC1",null,1983]
[24011,2019,"TX","Goodyear Beaumont Chemical Plant",54321,"3B106","ST","OP",{"$nulls":3},1,"NG",null,{"v":1412831.625,"d":"1,412,832"},{"v":610985.8125,"d":"610,986"},{"v":27.19700050354,"d":"27.2"},{"v":11.3339996337891,"d":"11.3"},{"v":2.25769996643066,"d":"2.3"},{"v":82572.28125,"d":"82,572.3"},null,"EIA Unit-level Data","EIA Unit-Level Data","Estimated based on unit-level NOx emission rates","Estimated based on unit-level NOx ozone season emission rates","Estimated using emissions factor and plant-specific sulfur content","Estimated using emissions factor"]
[24031,2019,"TX","Greens Bayou",3464,"GBY81","GT","OP","Yes","CSOSG2","CT",null,"NG",{"v":716,"d":"716.0"},{"v":411090.1875,"d":"411,090"},{"v":321145.90625,"d":"321,146"},{"v":42.2379989624023,"d":"42.2"},{"v":32.6780014038086,"d":"32.7"},{"v":0.119000002741814,"d":"0.1"},{"v":24025.97265625,"d":"24,026.0"},null,"EPA/CAMD","EPA/CAMD","EPA/CAMD","EPA/CAMD","Estimated using emissions factor","Estimated using emissions factor",null,null,"H2O",null,1976]
[24034,2019,"TX","Greens Bayou",3464,"GBY84","GT","OP","Yes","CSOSG2","CT",null,"NG",{"v":725,"d":"725.0"},{"v":413808.40625,"d":"413,808"},{"v":326256.09375,"d":"326,256"},{"v":43.0940017700195,"d":"43.1"},{"v":33.826000213623,"d":"33.8"},{"v":0.119800001382828,"d":"0.1"},{"v":24184.837890625,"d":"24,184.8"},null,"EPA/CAMD","EPA/CAMD","EPA/CAMD","EPA/CAMD","Estimated using emissions factor","Estimated using emissions factor",null,null,"H2O",null,1976]
[24053,2019,"TX","Hal C Weaver Power Plant",50118,"B2","CA","OP",{"$nulls":3},4,"NG",null,{"v":25662.212890625,"d":"25,662"},{"v":231.518997192383,"d":"232"},{"v":4.06099987030029,"d":"4.1"},{"v":1.8639999628067,"d":"1.9"},{"v":0.0410000011324883,"d":"0.0"},{"v":1499.81604003906,"d":"1,499.8"},null,"EIA Unit-level Data","EIA Unit-Level Data","Estimated using emissions factor","Estimated using emissions factor","Estimated using emissions factor","Estimated using emissions factor"]
[24060,2019,"TX","Hal C Weaver Power Plant",50118,"GEN1","ST","RE",{"$nulls":4},"NG"]
[24079,2019,"TX","Harrington Station",6193,"063B","ST","OP","Yes","ARP,CSOSG2,MATS,TXSO2","TANGENTIAL",1,"SUB",{"v":7643,"d":"7,643.0"},{"v":16221515,"d":"16,221,515"},{"v":7026010,"d":"7,026,010"},{"v":1122.10400390625,"d":"1,122.1"},{"v":467.290985107422,"d":"467.3"},{"v":4251.0869140625,"d":"4,251.1"},{"v":1693783.375,"d":"1,693,783.4"},{"v":8.72000026702881,"d":"8.7"},"EPA/CAMD","EPA/CAMD","EPA/CAMD","EPA/CAMD","EPA/CAMD","EPA/CAMD","EPA/CAMD",null,"LNC3,OFA",null,1980]
[24095,2019,"TX","Hill County Generation Facility",60194,"CT2","GT","CN",{"$nulls":4},"NG"]
[24098,2019,"TX","HO Clarke Generating",63335,"CTG-1","GT","T",{"$nulls":4},"NG"]
[24118,2019,"TX","Houston Chemical Complex Battleground",50043,"HRSG3","CA","OP",{"$nulls":3},1,"NG",null,{"v":405124.75,"d":"405,125"},{"v":194575.234375,"d":"194,575"},{"v":2.45099997520447,"d":"2.5"},{"v":1.18700003623962,"d":"1.2"},{"v":0.64740002155304,"d":"0.6"},{"v":23677.32421875,"d":"23,677.3"},null,"EIA Unit-level Data","EIA Unit-Level Data","Estimated based on unit-level NOx emission rates","Estimated based on unit-level NOx ozone season emission rates","Estimated using emissions factor and plant-specific sulfur content","Estimated using emissions factor",null,null,"SR"]
[24122,2019,"TX","IKEA Grand Prairie Rooftop PV System",61309,"PV1","PV","OP",{"$nulls":4},"SUN",null,{"v":19343,"d":"19,343"},{"v":10025,"d":"10,025"},{"$nulls":5},"EIA Prime Mover-level Data","EIA Prime Mover-level Data"]
[24140,2019,"TX","International Paper Texarkana Mill",54097,"RB1","ST","OP",{"$nulls":3},1,"BLQ",null,{"v":3521871.25,"d":"3,521,871"},{"v":1407466.75,"d":"1,407,467"},{"v":545.890014648438,"d":"545.9"},{"v":218.156997680664,"d":"218.2"},{"v":1373.8447265625,"d":"1,373.8"},{"v":390336.4375,"d":"390,336.4"},null,"EIA Unit-level Data","EIA Unit-Level Data","Estimated based on unit-level NOx emission rates","Estimated based on unit-level NOx ozone season emission rates","Estimated using emissions factor and plant-specific sulfur content","Estimated using emissions factor"]
[24147,2019,"TX","Jack County Generation Facility",55230,"CT-1","CT","OP","Yes","ARP,CSOSG2","CC",null,"NG",{"v":5638,"d":"5,638.0"},{"v":7989047.5,"d":"7,989,048"},{"v":4345241.5,"d":"4,345,242"},{"v":74.2040023803711,"d":"74.2"},{"v":35.9449996948242,"d":"35.9"},{"v":2.3970000743866,"d":"2.4"},{"v":474773.5,"d":"474,773.5"},null,"EPA/CAMD","EPA/CAMD","EPA/CAMD","EPA/CAMD","EPA/CAMD","EPA/CAMD",null,null,"DLNB,NH3,SCR",null,2005]
[24167,2019,"TX","Jumbo Hill Wind Project",62630,"WTGS1","WT","V",{"$nulls":4},"WND"]
[24182,2019,"TX","Lake Creek",3502,"CT1","GT","CN",{"$nulls":4},"NG"]
[24189,2019,"TX","Lake Hubbard",3452,"1","ST","OP","Yes","ARP,CSOSG2","WALL",1,"NG",{"v":1020,"d":"1,020.0"},{"v":1502431.5,"d":"1,502,432"},{"v":1234377.75,"d":"1,234,378"},{"v":97.6449966430664,"d":"97.6"},{"v":79.8619995117188,"d":"79.9"},{"v":0.45100000500679,"d":"0.5"},{"v":89289.109375,"d":"89,289.1"},null,"EPA/CAMD","EPA/CAMD","EPA/CAMD","EPA/CAMD","EPA/CAMD","EPA/CAMD",null,null,"CM",null,1970]
[24204,2019,"TX","Las Majadas Wind Farm",63739,"LMAJ","WT","U",{"$nulls":4},"WND"]
[24211,2019,"TX","Lewis Creek",3457,"2","ST","OP","Yes","ARP,CSOSG2","WALL",1,"NG",{"v":7334,"d":"7,334.0"},{"v":11287408,"d":"11,287,408"},{"v":5502346.5,"d":"5,502,347"},{"v":139.317993164063,"d":"139.3"},{"v":68.0439987182617,"d":"68.0"},{"v":3.38599991798401,"d":"3.4"},{"v":670794.75,"d":"670,794.8"},null,"EPA/CAMD","EPA/CAMD","EPA/CAMD","EPA/CAMD","EPA/CAMD","EPA/CAMD",null,null,"SCR",null,1971]
[24231,2019,"TX","Los Vientos Windpower III",59320,"GEN1","WT","OP",{"$nulls":4},"WND",null,{"v":5747414,"d":"5,747,414"},{"v":2860990,"d":"2,860,990"},{"$nulls":5},"EIA Prime Mover-level Data","EIA Prime Mover-level Data"]
[24237,2019,"TX","Lubbock Wind Ranch",57259,"3","WT","RE",{"$nulls":4},"WND"]
[24253,2019,"TX","Mars Solar",63027,"20","PV","OP",{"$nulls":4},"SUN",null,{"v":60509,"d":"60,509"},{"v":30111,"d":"30,111"},{"$nulls":5},"EIA Prime Mover-level Data","EIA Prime Mover-level Data"]
[24273,2019,"TX","Midlothian Energy",55091,"STK4","CT","OP","Yes","ARP,CSOSG2","CC",null,"NG",{"v":4525,"d":"4,525.0"},{"v":6703979.5,"d":"6,703,980"},{"v":3709137.75,"d":"3,709,138"},{"v":50.3059997558594,"d":"50.3"},{"v":27.6119995117188,"d":"27.6"},{"v":2.01099991798401,"d":"2.0"},{"v":398408.15625,"d":"398,408.2"},null,"EPA/CAMD","EPA/CAMD","EPA/CAMD","EPA/CAMD","EPA/CAMD","EPA/CAMD",null,null,"DLNB,SCR",null,2000]
[24276,2019,"TX","Midway Solar - TX",61368,"PV1","PV","OP",{"$nulls":4},"SUN",null,{"v":2970743,"d":"2,970,743"},{"v":1378618,"d":"1,378,618"},{"$nulls":5},"EIA Prime Mover-level Data","EIA Prime Mover-level Data"]
[24292,2019,"TX","Monticello",6147,"4","ST","CN",{"$nulls":4},"SUB"]
[24311,2019,"TX","Motiva Enterprises Port Arthur Refinery",50973,"GN26","CS","RE",{"$nulls":4},"NG"]
[24318,2019,"TX","Mountain Creek Generating Station",3453,"6","ST","OP","Yes","ARP,CSOSG2","WALL",1,"NG",{"v":1374,"d":"1,374.0"},{"v":682436.3125,"d":"682,436"},{"v":631757.25,"d":"631,757"},{"v":27.9820003509521,"d":"28.0"},{"v":25.6679992675781,"d":"25.7"},{"v":0.204999998211861,"d":"0.2"},{"v":40557.11328125,"d":"40,557.1"},null,"EPA/CAMD","EPA/CAMD","EPA/CAMD","EPA/CAMD","EPA/CAMD","EPA/CAMD",null,null,"CM,LNB",null,1956]
[24325,2019,"TX","Mustang Station (56326)",56326,"GEN3","GT","OP","Yes","ARP,CSOSG2","CT",null,"NG",{"v":3001,"d":"3,001.0"},{"v":3734486.25,"d":"3,734,486"},{"v":1810198.375,"d":"1,810,198"},{"v":51.3139991760254,"d":"51.3"},{"v":23.6439990997314,"d":"23.6"},{"v":1.12000000476837,"d":"1.1"},{"v":221934.140625,"d":"221,934.1"},null,"EPA/CAMD","EPA/CAMD","EPA/CAMD","EPA/CAMD","EPA/CAMD","EPA/CAMD",null,null,"DLNB",null,2013]
[24340,2019,"TX","Newman",3456,"2","ST","OP","Yes","ARP,CSOSG2,TXSO2","WALL",1,"NG",{"v":7150,"d":"7,150.0"},{"v":3681923.25,"d":"3,681,923"},{"v":1879080.375,"d":"1,879,080"},{"v":341.869995117188,"d":"341.9"},{"v":168.600997924805,"d":"168.6"},{"v":1.10500001907349,"d":"1.1"},{"v":218808.8125,"d":"218,808.8"},null,"EPA/CAMD","EPA/CAMD","EPA/CAMD","EPA/CAMD","EPA/CAMD","EPA/CAMD",{"$nulls":4},1963]
[24360,2019,"TX","Notrees Windpower Hybrid",56961,"GE","WT","OP",{"$nulls":4},"WND",null,{"v":1388227.25,"d":"1,388,227"},{"v":619907,"d":"619,907"},{"$nulls":5},"EIA Prime Mover-level Data","EIA Prime Mover-level Data"]
[24374,2019,"TX","OCI Alamo 4, LLC",58717,"1","PV","OP",{"$nulls":4},"SUN",null,{"v":627384,"d":"627,384"},{"v":325138,"d":"325,138"},{"$nulls":5},"EIA Prime Mover-level Data","EIA Prime Mover-level Data"]
[24382,2019,"TX","Odessa Ector Generating Station",55215,"GT3","CT","OP","Yes","ARP,CSOSG2","CC",null,"NG",{"v":8114,"d":"8,114.0"},{"v":14103278,"d":"14,103,278"},{"v":6468564.5,"d":"6,468,565"},{"v":217.832992553711,"d":"217.8"},{"v":99.0139999389648,"d":"99.0"},{"v":4.23099994659424,"d":"4.2"},{"v":838136.3125,"d":"838,136.3"},null,"EPA/CAMD","EPA/CAMD","EPA/CAMD","EPA/CAMD","EPA/CAMD","EPA/CAMD",null,null,"DLNB",null,2001]
[24389,2019,"TX","Optim Energy Altura Cogen, LLC",50815,"ENG301","CT","OP","Yes","ARP,CSOSG2","CC",null,"NG",{"v":8273,"d":"8,273.0"},{"v":6152273,"d":"6,152,273"},{"v":2761855,"d":"2,761,855"},{"v":59.2669982910156,"d":"59.3"},{"v":23.7199993133545,"d":"23.7"},{"v":1.84599995613098,"d":"1.8"},{"v":365626.4375,"d":"365,626.4"},null,"EPA/CAMD","EPA/CAMD","EPA/CAMD","EPA/CAMD","EPA/CAMD","EPA/CAMD",null,null,"DLNB",null,1985]
[24407,2019,"TX","Palestine Power Peaking Facility",62684,"PP-4","GT","P",{"$nulls":4},"NG"]
[24424,2019,"TX","Parkdale",3455,"1","ST","RE",{"$nulls":4},"NG"]
[24431,2019,"TX","Patriot Wind Farm",58614,"PAT1","WT","OP",{"$nulls":4},"WND",null,{"v":3341976,"d":"3,341,976"},{"v":2066424,"d":"2,066,424"},{"$nulls":5},"EIA Prime Mover-level Data","EIA Prime Mover-level Data"]
[24447,2019,"TX","Pearsall",3630,"1A","IC","OP",{"$nulls":4},"NG",null,{"v":151501.578125,"d":"151,502"},{"v":76360.9609375,"d":"76,361"},{"v":195.960998535156,"d":"196.0"},{"v":98.7699966430664,"d":"98.8"},{"v":0.24210000038147,"d":"0.2"},{"v":8854.4384765625,"d":"8,854.4"},null,"EIA Prime Mover-level Data","EIA Prime Mover-level Data","Estimated using emissions factor","Estimated using emissions factor","Estimated using emissions factor","Estimated using emissions factor"]
[24462,2019,"TX","Pearsall",3630,"9A","IC","OP",{"$nulls":4},"NG",null,{"v":151501.578125,"d":"151,502"},{"v":76360.9609375,"d":"76,361"},{"v":195.960998535156,"d":"196.0"},{"v":98.7699966430664,"d":"98.8"},{"v":0.24210000038147,"d":"0.2"},{"v":8854.4384765625,"d":"8,854.4"},null,"EIA Prime Mover-level Data","EIA Prime Mover-level Data","Estimated using emissions factor","Estimated using emissions factor","Estimated using emissions factor","Estimated using emissions factor"]
[24469,2019,"TX","Permian Basin",3494,"CT3","GT","OP","Yes","CSOSG2","CT",null,"NG",{"v":2640,"d":"2,640.0"},{"v":2046895.625,"d":"2,046,896"},{"v":1214914.25,"d":"1,214,914"},{"v":316.688995361328,"d":"316.7"},{"v":187.891998291016,"d":"187.9"},{"v":0.650200009346008,"d":"0.7"},{"v":120985.796875,"d":"120,985.8"},null,"EPA/CAMD","EPA/CAMD","EPA/CAMD","EPA/CAMD","Estimated using emissions factor","EPA/CAMD",null,null,"H2O",null,1988]
[24489,2019,"TX","Point Comfort Operations",52069,"HP2","ST","RE",{"$nulls":3},4,"NG",null,0,0,{"v":0,"d":"0.0"},{"v":0,"d":"0.0"},{"v":0,"d":"0.0"},{"v":0,"d":"0.0"},null,"EIA Unit-level Data","EIA Unit-Level Data","Estimated using emissions factor","Estimated using emissions factor","Estimated using emissions factor","Estimated using emissions factor"]
[24495,2019,"TX","Port Arthur Texas Refinery",10568,"GEN1","GT","OP",{"$nulls":4},"NG",null,{"v":3584382,"d":"3,584,382"},{"v":1806625,"d":"1,806,625"},{"v":558.968017578125,"d":"559.0"},{"v":281.734985351563,"d":"281.7"},{"v":5.72779989242554,"d":"5.7"},{"v":209487.515625,"d":"209,487.5"},null,"EIA Prime Mover-level Data","EIA Prime Mover-level Data","Estimated using emissions factor","Estimated using emissions factor","Estimated using emissions factor","Estimated using emissions factor"]
[24511,2019,"TX","Power Station 3",52131,"307F","CT","RE",{"$nulls":4},"NG"]
[24518,2019,"TX","Prospect Storage",62753,"BESS","BA","TS",{"$nulls":4},"MWH"]
[24528,2019,"TX","R W Miller",3628,"**4","GT","OP","Yes","ARP,CSOSG2","CT",null,"NG",{"v":1263,"d":"1,263.0"},{"v":796384.875,"d":"796,385"},{"v":566610,"d":"566,610"},{"v":35.0540008544922,"d":"35.1"},{"v":24.0750007629395,"d":"24.1"},{"v":0.266000002622604,"d":"0.3"},{"v":47368.36328125,"d":"47,368.4"},null,"EPA/CAMD","EPA/CAMD","EPA/CAMD","EPA/CAMD","EPA/CAMD","EPA/CAMD",null,null,"H2O",null,1994]
[24540,2019,"TX","Ray Olinger",3576,"BW3","ST","OP","Yes","ARP,CSOSG2","WALL",1,"NG",{"v":1691,"d":"1,691.0"},{"v":572851.375,"d":"572,851"},{"v":515305.96875,"d":"515,306"},{"v":14.6230001449585,"d":"14.6"},{"v":13.1560001373291,"d":"13.2"},{"v":0.172000005841255,"d":"0.2"},{"v":34046.69921875,"d":"34,046.7"},null,"EPA/CAMD","EPA/CAMD","EPA/CAMD","EPA/CAMD","EPA/CAMD","EPA/CAMD",null,null,"LNBO",null,1976]
[24560,2019,"TX","Red Gate Power Plant",59391,"ENG06","IC","OP",{"$nulls":4},"NG",null,{"v":323490.40625,"d":"323,490"},{"v":149431.078125,"d":"149,431"},{"v":434.876007080078,"d":"434.9"},{"v":200.223999023438,"d":"200.2"},{"v":0.51690000295639,"d":"0.5"},{"v":18906.244140625,"d":"18,906.2"},null,"EIA Prime Mover-level Data","EIA Prime Mover-level Data","Estimated using emissions factor","Estimated using emissions factor","Estimated using emissions factor","Estimated using emissions factor"]
[24577,2019,"TX","Rio Grande Valley Sugar Growers",54338,"6","ST","OP",{"$nulls":3},4,"AB",null,{"v":563517,"d":"563,517"},0,{"v":61.9869995117188,"d":"62.0"},{"v":0,"d":"0.0"},{"v":6.55450010299683,"d":"6.6"},{"v":70179.6875,"d":"70,179.7"},null,"EIA Unit-level Data","EIA Unit-Level Data","Estimated based on unit-level NOx emission rates","Estimated based on unit-level NOx ozone season emission rates","Estimated using emissions factor and plant-specific sulfur content","Estimated using emissions factor"]
[24582,2019,"TX","Rippey Solar",62773,"BTCOO","PV","P",{"$nulls":4},"SUN"]
[24602,2019,"TX","Sabine Cogeneration Facility",55104,"SAB-2","CT","OP","Yes","ARP,CSOSG2","CC",null,"NG",{"v":7714,"d":"7,714.0"},{"v":3745521,"d":"3,745,521"},{"v":1597919.625,"d":"1,597,920"},{"v":31.5949993133545,"d":"31.6"},{"v":13.4659996032715,"d":"13.5"},{"v":1.12399995326996,"d":"1.1"},{"v":222591.75,"d":"222,591.8"},null,"EPA/CAMD","EPA/CAMD","EPA/CAMD","EPA/CAMD","EPA/CAMD","EPA/CAMD",null,null,"SCR",null,2000]
[24605,2019,"TX","Sam Bertron",3468,"SRB1","ST","OP",null,null,"WALL",1,"NG",{"v":0,"d":"0.0"},{"$nulls":15},"OFA",null,1958]
[24620,2019,"TX","San Jacinto Steam Electric Station",7325,"SJS1","GT","OP","Yes","ARP,CSOSG2","CT",null,"NG",{"v":7807,"d":"7,807.0"},{"v":7157412,"d":"7,157,412"},{"v":3395045,"d":"3,395,045"},{"v":77.7239990234375,"d":"77.7"},{"v":33.5810012817383,"d":"33.6"},{"v":2.14800000190735,"d":"2.1"},{"v":425396.75,"d":"425,396.8"},null,"EPA/CAMD","EPA/CAMD","EPA/CAMD","EPA/CAMD","EPA/CAMD","EPA/CAMD",null,null,"DLNB,H2O",null,1995]
[24640,2019,"TX","Scurry County Wind II",56775,"1","WT","OP",{"$nulls":4},"WND",null,{"v":2682853,"d":"2,682,853"},{"v":1073041,"d":"1,073,041"},{"$nulls":5},"EIA Prime Mover-level Data","EIA Prime Mover-level Data"]
[24647,2019,"TX","Security",55556,"GEN5","IC","OP",{"$nulls":4},"LFG",null,{"v":71536.6640625,"d":"71,537"},{"v":30235.666015625,"d":"30,236"},{"v":47.148998260498,"d":"47.1"},{"v":19.92799949646,"d":"19.9"},{"v":1.60959994792938,"d":"1.6"},{"v":4542.56298828125,"d":"4,542.6"},null,"EIA Prime Mover-level Data","EIA Prime Mover-level Data","Estimated using emissions factor","Estimated using emissions factor","Estimated using emissions factor","Estimated using emissions factor"]
[24665,2019,"TX","Signal Hill Generating LLC",50127,"HRSGA","CA","OP",{"$nulls":3},1,"NG",null,0,0,{"v":0,"d":"0.0"},{"v":0,"d":"0.0"},{"v":0,"d":"0.0"},{"v":0,"d":"0.0"},null,"EIA Unit-level Data","EIA Unit-Level Data","Estimated using emissions factor","Estimated using emissions factor","Estimated using emissions factor","Estimated using emissions factor"]
[24669,2019,"TX","Silas Ray",3559,"9","CT","OP","Yes","ARP,CSOSG2","CC",null,"NG",{"v":824,"d":"824.0"},{"v":367007.71875,"d":"367,008"},{"v":168379.46875,"d":"168,379"},{"v":11.4729995727539,"d":"11.5"},{"v":5.18200016021729,"d":"5.2"},{"v":0.109999999403954,"d":"0.1"},{"v":21811.630859375,"d":"21,811.6"},null,"EPA/CAMD","EPA/CAMD","EPA/CAMD","EPA/CAMD","EPA/CAMD","EPA/CAMD",null,null,"DLNB",null,1996]
[24689,2019,"TX","Snyder Wind Farm",56602,"SNY1","WT","OP",{"$nulls":4},"WND",null,{"v":1066356,"d":"1,066,356"},{"v":426503,"d":"426,503"},{"$nulls":5},"EIA Prime Mover-level Data","EIA Prime Mover-level Data"]
[24698,2019,"TX","South Texas Project",6251,"2","ST","OP",{"$nulls":4},"NUC",null,{"v":109671016,"d":"109,671,016"},{"v":49806584,"d":"49,806,584"},{"$nulls":5},"EIA Prime Mover-level Data","EIA Prime Mover-level Data"]
[24711,2019,"TX","State Farm Insur Support Center Central",55390,"3A","IC","SB",{"$nulls":4},"DFO",null,{"v":59.8330001831055,"d":"60"},{"v":27.8330001831055,"d":"28"},{"v":0.096000000834465,"d":"0.1"},{"v":0.0450000017881393,"d":"0.0"},{"v":0.00870000012218952,"d":"0.0"},{"v":4.88600015640259,"d":"4.9"},null,"EIA Prime Mover-level Data","EIA Prime Mover-level Data","Estimated using emissions factor","Estimated using emissions factor","Estimated using emissions factor","Estimated using emissions factor"]
[24718,2019,"TX","Stephens Ranch Wind Energy LLC",57983,"2","WT","OP",{"$nulls":4},"WND",null,{"v":5067713.5,"d":"5,067,714"},{"v":1740657.375,"d":"1,740,657"},{"$nulls":5},"EIA Prime Mover-level Data","EIA Prime Mover-level Data"]
[24735,2019,"TX","Sweetwater Wind 1 LLC",56211,"SW1","WT","OP",{"$nulls":4},"WND",null,{"v":1338617,"d":"1,338,617"},{"v":535397,"d":"535,397"},{"$nulls":5},"EIA Prime Mover-level Data","EIA Prime Mover-level Data"]
[24753,2019,"TX","T H Wharton",3469,"THW52","GT","OP","Yes","CSOSG2","CT",null,"NG",{"v":566,"d":"566.0"},{"v":514230.3125,"d":"514,230"},{"v":388933.1875,"d":"388,933"},{"v":52.6419982910156,"d":"52.6"},{"v":39.3950004577637,"d":"39.4"},{"v":0.0998999997973442,"d":"0.1"},{"v":30053.94921875,"d":"30,053.9"},null,"EPA/CAMD","EPA/CAMD","EPA/CAMD","EPA/CAMD","Estimated using emissions factor","Estimated using emissions factor",null,null,"H2O",null,1975]
[24760,2019,"TX","T-Bone Wind (10) LLC",56836,"1","WT","OP",{"$nulls":4},"WND",null,{"v":148028,"d":"148,028"},{"v":59205,"d":"59,205"},{"$nulls":5},"EIA Prime Mover-level Data","EIA Prime Mover-level Data"]
[24776,2019,"TX","Tessman Road",56113,"5","IC","OP",{"$nulls":4},"LFG",null,{"v":60874.28515625,"d":"60,874"},{"v":25729,"d":"25,729"},{"v":44.1339988708496,"d":"44.1"},{"v":18.6529998779297,"d":"18.7"},{"v":1.36969995498657,"d":"1.4"},{"v":3865.50390625,"d":"3,865.5"},null,"EIA Prime Mover-level Data","EIA Prime Mover-level Data","Estimated using emissions factor","Estimated using emissions factor","Estimated using emissions factor","Estimated using emissions factor"]
[24790,2019,"TX","The Methodist Hospital, Gas Turbine",59381,"GT-1","GT","OP",{"$nulls":4},"NG",null,{"v":263817,"d":"263,817"},{"v":132970,"d":"132,970"},{"v":41.382999420166,"d":"41.4"},{"v":20.8579998016357,"d":"20.9"},{"v":0.421600013971329,"d":"0.4"},{"v":15418.66015625,"d":"15,418.7"},null,"EIA Prime Mover-level Data","EIA Prime Mover-level Data","Estimated using emissions factor","Estimated using emissions factor","Estimated using emissions factor","Estimated using emissions factor"]
[24798,2019,"TX","Toledo Bend",6595,"2","HY","OP",{"$nulls":4},"WAT",null,{"v":1795252,"d":"1,795,252"},{"v":794155,"d":"794,155"},{"$nulls":5},"EIA Prime Mover-level Data","EIA Prime Mover-level Data"]
[24818,2019,"TX","TREX US Green Holly",63201,"705","PV","L",{"$nulls":4},"SUN"]
[24823,2019,"TX","Trinity Hills",57520,"1","WT","OP",{"$nulls":4},"WND",null,{"v":2195395,"d":"2,195,395"},{"v":651980,"d":"651,980"},{"$nulls":5},"EIA Prime Mover-level Data","EIA Prime Mover-level Data"]
[24840,2019,"TX","Ty Cooke",3602,"GT2","GT","OP",{"$nulls":4},"NG"]
[24847,2019,"TX","Union Carbide Seadrift Cogen",50150,"8 HRSG","CA","OP",null,null,"DUCTBURNER",4,"NG",null,{"v":270270.53125,"d":"270,271"},{"v":109471.34375,"d":"109,471"},{"v":50.4609985351563,"d":"50.5"},{"v":16.7810001373291,"d":"16.8"},{"v":0.0922999978065491,"d":"0.1"},{"v":15795.896484375,"d":"15,795.9"},null,"EIA Unit-level Data","EIA Unit-Level Data","Estimated using emissions factor","Estimated using emissions factor","Estimated using emissions factor","Estimated using emissions factor"]
[24868,2019,"TX","Valero Refinery Corpus Christi West",50121,"HOC","ST","OP",{"$nulls":3},2,"PC",null,{"v":2756437.75,"d":"2,756,438"},{"v":1192661.125,"d":"1,192,661"},{"v":358.542999267578,"d":"358.5"},{"v":155.136993408203,"d":"155.1"},{"v":1000.50982666016,"d":"1,000.5"},{"v":224642.234375,"d":"224,642.2"},null,"EIA Unit-level Data","EIA Unit-Level Data","Estimated using emissions factor","Estimated using emissions factor","Estimated using emissions factor","Estimated using emissions factor"]
[24882,2019,"TX","Village Creek Water Reclamation Facility",54520,"3","IC","RE",{"$nulls":4},"OBG"]
[24889,2019,"TX","W A Parish",3470,"WAP3","ST","OP","Yes","ARP,CSOSG2","WALL",1,"NG",{"v":1992,"d":"1,992.0"},{"v":2129885.75,"d":"2,129,886"},{"v":1747746.375,"d":"1,747,746"},{"v":379.906005859375,"d":"379.9"},{"v":293.834991455078,"d":"293.8"},{"v":0.638999998569489,"d":"0.6"},{"v":126571.4140625,"d":"126,571.4"},null,"EPA/CAMD","EPA/CAMD","EPA/CAMD","EPA/CAMD","EPA/CAMD","EPA/CAMD",null,null,"OFA",null,1961]
[24905,2019,"TX","Water Valley Wind Energy",62846,"WWE1","WT","P",{"$nulls":4},"WND"]
[24911,2019,"TX","West Moore Solar",61624,"GEN1","PV","CN",{"$nulls":4},"SUN"]
[24931,2019,"TX","Whitetail",58021,"1","WT","OP",{"$nulls":4},"WND",null,{"v":2252643,"d":"2,252,643"},{"v":900973,"d":"900,973"},{"$nulls":5},"EIA Prime Mover-level Data","EIA Prime Mover-level Data"]
[24934,2019,"TX","Whitney",6414,"2","HY","OP",{"$nulls":4},"WAT"]
[24948,2019,"TX","Wise County Power Company, LLC",55320,"GT-1","CT","OP","Yes","ARP,CSOSG2","CC",null,"NG",{"v":5419,"d":"5,419.0"},{"v":10620277,"d":"10,620,277"},{"v":4878880.5,"d":"4,878,881"},{"v":103.611000061035,"d":"103.6"},{"v":46.9300003051758,"d":"46.9"},{"v":3.18600010871887,"d":"3.2"},{"v":631151.0625,"d":"631,151.1"},null,"EPA/CAMD","EPA/CAMD","EPA/CAMD","EPA/CAMD","EPA/CAMD","EPA/CAMD",null,null,"DLNB,SCR",null,2003]
[24960,2019,"TX","Woodward Mountain II",55795,"01","WT","OP",{"$nulls":4},"WND",null,{"v":1278795,"d":"1,278,795"},{"v":511470,"d":"511,470"},{"$nulls":5},"EIA Prime Mover-level Data","EIA Prime Mover-level Data"]
[24976,2019,"UT","Bloomington Power Plant",7767,"6","IC","OP",{"$nulls":4},"DFO"]
[24993,2019,"UT","Bountiful City",3665,"4","IC","RE",{"$nulls":4},"NG"]
[24998,2019,"UT","Brigham City",3666,"1","HY","OP",{"$nulls":4},"WAT",null,{"v":24996.333984375,"d":"24,996"},{"v":12011,"d":"12,011"},{"$nulls":5},"EIA Prime Mover-level Data","EIA Prime Mover-level Data"]
[25018,2019,"UT","eBay - South Jordan",59281,"EBY00","FC","OP",{"$nulls":4},"NG",null,{"v":582819.8125,"d":"582,820"},{"v":386349.1875,"d":"386,349"},{"$nulls":5},"EIA Prime Mover-level Data","EIA Prime Mover-level Data"]
[25026,2019,"UT","Escalante Solar I, LLC",59387,"ESCS1","PV","OP",{"$nulls":4},"SUN",null,{"v":1826826,"d":"1,826,826"},{"v":965985,"d":"965,985"},{"$nulls":5},"EIA Prime Mover-level Data","EIA Prime Mover-level Data"]
[25040,2019,"UT","Gadsby",3648,"6","GT","OP","Yes","ARP","CT",null,"NG",{"v":330,"d":"330.0"},{"v":67442.703125,"d":"67,443"},{"v":38547.62109375,"d":"38,548"},{"v":0.791999995708466,"d":"0.8"},{"v":0.386999994516373,"d":"0.4"},{"v":0.0199999995529652,"d":"0.0"},{"v":4007.60302734375,"d":"4,007.6"},null,"EPA/CAMD","EPA/CAMD","EPA/CAMD","EPA/CAMD","EPA/CAMD","EPA/CAMD",null,null,"H2O,SCR",null,2002]
[25060,2019,"UT","Heber City",7111,"NA7","IC","RE",{"$nulls":4},"DFO"]
[25063,2019,"UT","Hill AFB LFG Facility, Bldg #737",60349,"LFGG1","IC","OP",{"$nulls":4},"LFG",null,{"v":23168.869140625,"d":"23,169"},{"v":9375.9130859375,"d":"9,376"},{"v":20.9039993286133,"d":"20.9"},{"v":8.47500038146973,"d":"8.5"},{"v":0.52130001783371,"d":"0.5"},{"v":1471.21801757813,"d":"1,471.2"},null,"EIA Prime Mover-level Data","EIA Prime Mover-level Data","Estimated using emissions factor","Estimated using emissions factor","Estimated using emissions factor","Estimated using emissions factor"]
[25082,2019,"UT","Hydro II",7034,"1","HY","OP",{"$nulls":4},"WAT",null,{"v":74116.5,"d":"74,117"},{"v":35613.5,"d":"35,614"},{"$nulls":5},"EIA Prime Mover-level Data","EIA Prime Mover-level Data"]
[25089,2019,"UT","Hydro Plant No 3",925,"2","HY","OP",{"$nulls":4},"WAT",null,{"v":6553.75,"d":"6,554"},{"v":3149,"d":"3,149"},{"$nulls":5},"EIA Prime Mover-level Data","EIA Prime Mover-level Data"]
[25105,2019,"UT","Kennecott Power Plant",56163,"RCHP","GT","OP",{"$nulls":4},"NG",null,{"v":358475,"d":"358,475"},{"v":187534,"d":"187,534"},{"v":54.4939994812012,"d":"54.5"},{"v":28.4720001220703,"d":"28.5"},{"v":0.572799980640411,"d":"0.6"},{"v":20950.90234375,"d":"20,950.9"},null,"EIA Prime Mover-level Data","EIA Prime Mover-level Data","Estimated using emissions factor","Estimated using emissions factor","Estimated using emissions factor","Estimated using emissions factor"]
[25118,2019,"UT","Little Cottonwood",6537,"2","HY","OP",{"$nulls":4},"WAT",null,{"v":34822,"d":"34,822"},{"v":16732.5,"d":"16,733"},{"$nulls":5},"EIA Prime Mover-level Data","EIA Prime Mover-level Data"]
[25131,2019,"UT","Manti Lower",1020,"HC1","HY","OP",{"$nulls":4},"WAT",null,{"v":4732.5,"d":"4,733"},{"v":2274.5,"d":"2,275"},{"$nulls":5},"EIA Prime Mover-level Data","EIA Prime Mover-level Data"]
[25147,2019,"UT","Murray Turbine",8010,"2","GT","OP",{"$nulls":4},"NG",null,{"v":23104.333984375,"d":"23,104"},{"v":10269,"d":"10,269"},{"v":3.52099990844727,"d":"3.5"},{"v":1.56500005722046,"d":"1.6"},{"v":0.0368999987840652,"d":"0.0"},{"v":1350.32202148438,"d":"1,350.3"},null,"EIA Prime Mover-level Data","EIA Prime Mover-level Data","Estimated using emissions factor","Estimated using emissions factor","Estimated using emissions factor","Estimated using emissions factor"]
[25151,2019,"UT","Olmstead",3655,"2","HY","RE",{"$nulls":4},"WAT"]
[25169,2019,"UT","Quichapa 1",61119,"W5519","PV","OP",{"$nulls":4},"SUN",null,{"v":71043,"d":"71,043"},{"v":37565,"d":"37,565"},{"$nulls":5},"EIA Prime Mover-level Data","EIA Prime Mover-level Data"]
[25176,2019,"UT","Salt Palace Solar Gen Plant",58006,"1","PV","OP",{"$nulls":4},"SUN",null,{"v":11699.0771484375,"d":"11,699"},{"v":6185.84619140625,"d":"6,186"},{"$nulls":5},"EIA Prime Mover-level Data","EIA Prime Mover-level Data"]
[25196,2019,"UT","Thermo No 1",57353,"2","BT","OP",{"$nulls":4},"GEO",null,{"v":584275,"d":"584,275"},{"v":253770,"d":"253,770"},{"v":0,"d":"0.0"},{"v":0,"d":"0.0"},{"v":0,"d":"0.0"},{"v":0,"d":"0.0"},null,"EIA Prime Mover-level Data","EIA Prime Mover-level Data","Estimated using emissions factor","Estimated using emissions factor","Estimated using emissions factor","Estimated using emissions factor"]
[25211,2019,"UT","US Magnesium",58191,"GT3","GT","OP",{"$nulls":4},"NG",null,{"v":1593399.625,"d":"1,593,400"},{"v":589638.3125,"d":"589,638"},{"v":318.679992675781,"d":"318.7"},{"v":117.928001403809,"d":"117.9"},{"v":2.54629993438721,"d":"2.5"},{"v":93125.4921875,"d":"93,125.5"},null,"EIA Prime Mover-level Data","EIA Prime Mover-level Data","Estimated using emissions factor","Estimated using emissions factor","Estimated using emissions factor","Estimated using emissions factor"]
[25218,2019,"UT","Washington City Electric Generation",59660,"9","IC","OP",{"$nulls":4},"NG",null,{"v":1879.6669921875,"d":"1,880"},{"v":835.6669921875,"d":"836"},{"v":2.6010000705719,"d":"2.6"},{"v":1.15699994564056,"d":"1.2"},{"v":0.00300000002607703,"d":"0.0"},{"v":109.856002807617,"d":"109.9"},null,"EIA Prime Mover-level Data","EIA Prime Mover-level Data","Estimated using emissions factor","Estimated using emissions factor","Estimated using emissions factor","Estimated using emissions factor"]
[25229,2019,"UT","Whitehead",7028,"K4","IC","OP",{"$nulls":4},"NG",null,{"v":13310.646484375,"d":"13,311"},{"v":5876.12890625,"d":"5,876"},{"v":16.2800006866455,"d":"16.3"},{"v":7.23600006103516,"d":"7.2"},{"v":0.0196000002324581,"d":"0.0"},{"v":777.934020996094,"d":"777.9"},null,"EIA Prime Mover-level Data","EIA Prime Mover-level Data","Estimated using emissions factor","Estimated using emissions factor","Estimated using emissions factor","Estimated using emissions factor"]
[25240,2019,"VA","Amelia",56681,"15","IC","OP",{"$nulls":4},"LFG",null,{"v":11319.9580078125,"d":"11,320"},{"v":4850.64599609375,"d":"4,851"},{"v":7.63800001144409,"d":"7.6"},{"v":3.24699997901917,"d":"3.2"},{"v":0.24269999563694,"d":"0.2"},{"v":718.815002441406,"d":"718.8"},null,"EIA Prime Mover-level Data","EIA Prime Mover-level Data","Estimated using emissions factor","Estimated using emissions factor","Estimated using emissions factor","Estimated using emissions factor"]
[25260,2019,"VA","Amelia",56681,"33","IC","OP",{"$nulls":4},"LFG",null,{"v":11319.9580078125,"d":"11,320"},{"v":4850.64599609375,"d":"4,851"},{"v":7.63800001144409,"d":"7.6"},{"v":3.24699997901917,"d":"3.2"},{"v":0.24269999563694,"d":"0.2"},{"v":718.815002441406,"d":"718.8"},null,"EIA Prime Mover-level Data","EIA Prime Mover-level Data","Estimated using emissions factor","Estimated using emissions factor","Estimated using emissions factor","Estimated using emissions factor"]
[25276,2019,"VA","Amelia",56681,"48","IC","OP",{"$nulls":4},"LFG",null,{"v":11319.9580078125,"d":"11,320"},{"v":4850.64599609375,"d":"4,851"},{"v":7.63800001144409,"d":"7.6"},{"v":3.24699997901917,"d":"3.2"},{"v":0.24269999563694,"d":"0.2"},{"v":718.815002441406,"d":"718.8"},null,"EIA Prime Mover-level Data","EIA Prime Mover-level Data","Estimated using emissions factor","Estimated using emissions factor","Estimated using emissions factor","Estimated using emissions factor"]
[25288,2019,"VA","Bath County",6167,"5","PS","OP",{"$nulls":4},"WAT",null,0,0,{"$nulls":5},"EIA Prime Mover-level Data","EIA Prime Mover-level Data"]
[25289,2019,"VA","Bath County",6167,"6","PS","OP",{"$nulls":4},"WAT",null,0,0,{"$nulls":5},"EIA Prime Mover-level Data","EIA Prime Mover-level Data"]
[25305,2019,"VA","Boydton Plank Road Cogen Plant",54766,"GEN1","IC","OP",{"$nulls":4},"DFO",null,{"v":36.8819999694824,"d":"37"},{"v":18.5590000152588,"d":"19"},{"v":0.0590000003576279,"d":"0.1"},{"v":0.0299999993294477,"d":"0.0"},{"v":0.00529999984428287,"d":"0.0"},{"v":3.01200008392334,"d":"3.0"},null,"EIA Prime Mover-level Data","EIA Prime Mover-level Data","Estimated using emissions factor","Estimated using emissions factor","Estimated using emissions factor","Estimated using emissions factor"]
[25321,2019,"VA","Boydton Plank Road Cogen Plant",54766,"GEN24","IC","OP",{"$nulls":4},"DFO",null,{"v":36.8819999694824,"d":"37"},{"v":18.5590000152588,"d":"19"},{"v":0.0590000003576279,"d":"0.1"},{"v":0.0299999993294477,"d":"0.0"},{"v":0.00529999984428287,"d":"0.0"},{"v":3.01200008392334,"d":"3.0"},null,"EIA Prime Mover-level Data","EIA Prime Mover-level Data","Estimated using emissions factor","Estimated using emissions factor","Estimated using emissions factor","Estimated using emissions factor"]
[25327,2019,"VA","Boydton Plank Road Cogen Plant",54766,"GEN3","IC","OP",{"$nulls":4},"DFO",null,{"v":36.8819999694824,"d":"37"},{"v":18.5590000152588,"d":"19"},{"v":0.0590000003576279,"d":"0.1"},{"v":0.0299999993294477,"d":"0.0"},{"v":0.00529999984428287,"d":"0.0"},{"v":3.01200008392334,"d":"3.0"},null,"EIA Prime Mover-level Data","EIA Prime Mover-level Data","Estimated using emissions factor","Estimated using emissions factor","Estimated using emissions factor","Estimated using emissions factor"]
[25347,2019,"VA","Bristol Plant",60222,"A6","IC","OP",{"$nulls":4},"LFG",null,{"v":4299.1669921875,"d":"4,299"},{"v":1840.5,"d":"1,841"},{"v":3.26699995994568,"d":"3.3"},{"v":1.38900005817413,"d":"1.4"},{"v":0.0926999971270561,"d":"0.1"},{"v":272.996002197266,"d":"273.0"},null,"EIA Prime Mover-level Data","EIA Prime Mover-level Data","Estimated using emissions factor","Estimated using emissions factor","Estimated using emissions factor","Estimated using emissions factor"]
[25354,2019,"VA","Bristol Plant",60222,"C1","IC","OP",{"$nulls":4},"LFG",null,{"v":4299.1669921875,"d":"4,299"},{"v":1840.5,"d":"1,841"},{"v":3.26699995994568,"d":"3.3"},{"v":1.38900005817413,"d":"1.4"},{"v":0.0926999971270561,"d":"0.1"},{"v":272.996002197266,"d":"273.0"},null,"EIA Prime Mover-level Data","EIA Prime Mover-level Data","Estimated using emissions factor","Estimated using emissions factor","Estimated using emissions factor","Estimated using emissions factor"]
[25369,2019,"VA","Brunswick Landfill Gas",56682,"16","IC","OP",{"$nulls":4},"LFG",null,{"v":14988.7138671875,"d":"14,989"},{"v":6413.45703125,"d":"6,413"},{"v":10.7489995956421,"d":"10.7"},{"v":4.56899976730347,"d":"4.6"},{"v":0.324200004339218,"d":"0.3"},{"v":951.780029296875,"d":"951.8"},null,"EIA Prime Mover-level Data","EIA Prime Mover-level Data","Estimated using emissions factor","Estimated using emissions factor","Estimated using emissions factor","Estimated using emissions factor"]
[25389,2019,"VA","Brunswick Landfill Gas",56682,"34","IC","OP",{"$nulls":4},"LFG",null,{"v":14988.7138671875,"d":"14,989"},{"v":6413.45703125,"d":"6,413"},{"v":10.7489995956421,"d":"10.7"},{"v":4.56899976730347,"d":"4.6"},{"v":0.324200004339218,"d":"0.3"},{"v":951.780029296875,"d":"951.8"},null,"EIA Prime Mover-level Data","EIA Prime Mover-level Data","Estimated using emissions factor","Estimated using emissions factor","Estimated using emissions factor","Estimated using emissions factor"]
[25399,2019,"VA","Buchanan Units 1 & 2",55738,"2","GT","OP","Yes","ARP,CSNOX,CSOSG2,CSSO2G1","CT",null,"NG",{"v":4658,"d":"4,658.0"},{"v":1601579.25,"d":"1,601,579"},{"v":681848.5,"d":"681,849"},{"v":55.7140007019043,"d":"55.7"},{"v":21.4820003509521,"d":"21.5"},{"v":0.481000006198883,"d":"0.5"},{"v":95180.71875,"d":"95,180.7"},null,"EPA/CAMD","EPA/CAMD","EPA/CAMD","EPA/CAMD","EPA/CAMD","EPA/CAMD",null,null,"H2O",null,2002]
[25411,2019,"VA","Caden Energix Hickory LLC",63084,"ENX03","PV","P",{"$nulls":4},"SUN"]
[25418,2019,"VA","Celanese Acetate LLC",52089,"BLR014","ST","OP","Yes","SIPNOX","OTHER BOILER",null,"NG",{"v":3637,"d":"3,637.0"},{"v":1894053,"d":"1,894,053"},{"v":832406.5,"d":"832,407"},{"v":202.751007080078,"d":"202.8"},{"v":12.9049997329712,"d":"12.9"},{"v":3.48090004920959,"d":"3.5"},{"v":110697.0390625,"d":"110,697.0"},null,"EIA non-ozone season distributed and EPA/CAMD ozone season","EPA/CAMD","Estimated using emissions factor and EIA data for non-ozone season and EPA/CAMD ozone season emissions","EPA/CAMD","Estimated using emissions factor","Estimated using emissions factor",{"$nulls":4},2015]
[25434,2019,"VA","Charles City",56683,"23","IC","OP",{"$nulls":4},"LFG",null,{"v":14710.896484375,"d":"14,711"},{"v":6306.47900390625,"d":"6,306"},{"v":9.95800018310547,"d":"10.0"},{"v":4.23199987411499,"d":"4.2"},{"v":0.314599990844727,"d":"0.3"},{"v":934.138977050781,"d":"934.1"},null,"EIA Prime Mover-level Data","EIA Prime Mover-level Data","Estimated using emissions factor","Estimated using emissions factor","Estimated using emissions factor","Estimated using emissions factor"]
[25446,2019,"VA","Charles City",56683,"34","IC","OP",{"$nulls":4},"LFG",null,{"v":14710.896484375,"d":"14,711"},{"v":6306.47900390625,"d":"6,306"},{"v":9.95800018310547,"d":"10.0"},{"v":4.23199987411499,"d":"4.2"},{"v":0.314599990844727,"d":"0.3"},{"v":934.138977050781,"d":"934.1"},null,"EIA Prime Mover-level Data","EIA Prime Mover-level Data","Estimated using emissions factor","Estimated using emissions factor","Estimated using emissions factor","Estimated using emissions factor"]
[25460,2019,"VA","Charles City",56683,"47","IC","OP",{"$nulls":4},"LFG",null,{"v":14710.896484375,"d":"14,711"},{"v":6306.47900390625,"d":"6,306"},{"v":9.95800018310547,"d":"10.0"},{"v":4.23199987411499,"d":"4.2"},{"v":0.314599990844727,"d":"0.3"},{"v":934.138977050781,"d":"934.1"},null,"EIA Prime Mover-level Data","EIA Prime Mover-level Data","Estimated using emissions factor","Estimated using emissions factor","Estimated using emissions factor","Estimated using emissions factor"]
[25476,2019,"VA","Chesapeake",3803,"GT4","GT","OP",{"$nulls":4},"DFO",null,{"v":560.343017578125,"d":"560"},{"v":280.049987792969,"d":"280"},{"v":0.248999997973442,"d":"0.2"},{"v":0.125,"d":"0.1"},{"v":0.141499996185303,"d":"0.1"},{"v":45.7589988708496,"d":"45.8"},null,"EIA Prime Mover-level Data","EIA Prime Mover-level Data","Estimated using emissions factor","Estimated using emissions factor","Estimated using emissions factor","Estimated using emissions factor"]
[25491,2019,"VA","Chesterfield Landfill Gas",56684,"2","IC","OP",{"$nulls":4},"LFG",null,{"v":13667.896484375,"d":"13,668"},{"v":5860.0830078125,"d":"5,860"},{"v":10.793999671936,"d":"10.8"},{"v":4.58799982070923,"d":"4.6"},{"v":0.292100012302399,"d":"0.3"},{"v":867.908996582031,"d":"867.9"},null,"EIA Prime Mover-level Data","EIA Prime Mover-level Data","Estimated using emissions factor","Estimated using emissions factor","Estimated using emissions factor","Estimated using emissions factor"]
[25498,2019,"VA","Chesterfield Landfill Gas",56684,"26","IC","OP",{"$nulls":4},"LFG",null,{"v":13667.896484375,"d":"13,668"},{"v":5860.0830078125,"d":"5,860"},{"v":10.793999671936,"d":"10.8"},{"v":4.58799982070923,"d":"4.6"},{"v":0.292100012302399,"d":"0.3"},{"v":867.908996582031,"d":"867.9"},null,"EIA Prime Mover-level Data","EIA Prime Mover-level Data","Estimated using emissions factor","Estimated using emissions factor","Estimated using emissions factor","Estimated using emissions factor"]
[25505,2019,"VA","Chesterfield Landfill Gas",56684,"32","IC","OP",{"$nulls":4},"LFG",null,{"v":13667.896484375,"d":"13,668"},{"v":5860.0830078125,"d":"5,860"},{"v":10.793999671936,"d":"10.8"},{"v":4.58799982070923,"d":"4.6"},{"v":0.292100012302399,"d":"0.3"},{"v":867.908996582031,"d":"867.9"},null,"EIA Prime Mover-level Data","EIA Prime Mover-level Data","Estimated using emissions factor","Estimated using emissions factor","Estimated using emissions factor","Estimated using emissions factor"]
[25524,2019,"VA","Chesterfield Landfill Gas",56684,"6","IC","OP",{"$nulls":4},"LFG",null,{"v":13667.896484375,"d":"13,668"},{"v":5860.0830078125,"d":"5,860"},{"v":10.793999671936,"d":"10.8"},{"v":4.58799982070923,"d":"4.6"},{"v":0.292100012302399,"d":"0.3"},{"v":867.908996582031,"d":"867.9"},null,"EIA Prime Mover-level Data","EIA Prime Mover-level Data","Estimated using emissions factor","Estimated using emissions factor","Estimated using emissions factor","Estimated using emissions factor"]
[25540,2019,"VA","Church Street Plant",7438,"C4","IC","RE",{"$nulls":4},"DFO"]
[25547,2019,"VA","City Point Energy Center",10377,"BLR02B","ST","OP","Yes","CSNOX,CSOSG2,CSSO2G1,MATS","STOKER",null,"BIT",{"v":1163,"d":"1,163.0"},{"v":80174.140625,"d":"80,174"},{"v":13181.166015625,"d":"13,181"},{"v":15.2399997711182,"d":"15.2"},{"v":2.17899990081787,"d":"2.2"},{"v":27.7399997711182,"d":"27.7"},{"v":8225.20703125,"d":"8,225.2"},null,"EPA/CAMD","EPA/CAMD","EPA/CAMD","EPA/CAMD","EPA/CAMD","EPA/CAMD",null,"DL","O",null,1987]
[25557,2019,"VA","Clover Power Station",7213,"2","ST","OP","Yes","ARP,CSNOX,CSOSG2,CSSO2G1,MATS","TANGENTIAL",1,"BIT",{"v":2474,"d":"2,474.0"},{"v":6761965.5,"d":"6,761,966"},{"v":3513181,"d":"3,513,181"},{"v":948.1240234375,"d":"948.1"},{"v":476.742004394531,"d":"476.7"},{"v":192.973999023438,"d":"193.0"},{"v":693777.875,"d":"693,777.9"},null,"EPA/CAMD","EPA/CAMD","EPA/CAMD","EPA/CAMD","EPA/CAMD","EPA/CAMD",null,"WLS","O,SNCR",null,1995]
[25569,2019,"VA","Commonwealth Chesapeake",55381,"CT-007","GT","OP","Yes","ARP,CSNOX,CSOSG2,CSSO2G1","CT",null,"DFO",{"v":233,"d":"233.0"},{"v":16515.25,"d":"16,515"},{"v":6026.4248046875,"d":"6,026"},{"v":0.856000006198883,"d":"0.9"},{"v":0.291999995708466,"d":"0.3"},{"v":0.0280000008642673,"d":"0.0"},{"v":1340,"d":"1,340.0"},null,"EPA/CAMD","EPA/CAMD","EPA/CAMD","EPA/CAMD","EPA/CAMD","EPA/CAMD",null,null,"H2O",null,2001]
[25589,2019,"VA","Darbytown Combustion Turbine",7212,"3","GT","OP","Yes","CSNOX,CSOSG2,CSSO2G1","CT",null,"NG",{"v":187,"d":"187.0"},{"v":147173.796875,"d":"147,174"},{"v":35391.8984375,"d":"35,392"},{"v":11.4490003585815,"d":"11.4"},{"v":2.74000000953674,"d":"2.7"},{"v":0.740000009536743,"d":"0.7"},{"v":8834.7998046875,"d":"8,834.8"},null,"EPA/CAMD","EPA/CAMD","EPA/CAMD","EPA/CAMD","EPA/CAMD","EPA/CAMD",null,null,"H2O",null,1990]
[25605,2019,"VA","Doswell Limited Partnership",52019,"502","CT","OP","Yes","ARP,CSNOX,CSOSG2,CSSO2G1","CC",null,"NG",{"v":7639,"d":"7,639.0"},{"v":9517770,"d":"9,517,770"},{"v":3678828.25,"d":"3,678,828"},{"v":158.117004394531,"d":"158.1"},{"v":60.5859985351563,"d":"60.6"},{"v":3.17300009727478,"d":"3.2"},{"v":566324.5625,"d":"566,324.6"},null,"EPA/CAMD","EPA/CAMD","EPA/CAMD","EPA/CAMD","EPA/CAMD","EPA/CAMD",null,null,"DLNB,SCR,STM",null,1992]
[25616,2019,"VA","Electric Avenue Facility",56367,"3","IC","OP",{"$nulls":4},"DFO",null,768,{"v":383.477996826172,"d":"383"},{"v":1.15499997138977,"d":"1.2"},{"v":0.575999975204468,"d":"0.6"},{"v":0.111400000751019,"d":"0.1"},{"v":62.7169990539551,"d":"62.7"},null,"EIA Prime Mover-level Data","EIA Prime Mover-level Data","Estimated using emissions factor","Estimated using emissions factor","Estimated using emissions factor","Estimated using emissions factor"]
[25631,2019,"VA","Flannagan Hydroelectric Project",58827,"LEFT","HY","L",{"$nulls":4},"WAT"]
[25634,2019,"VA","Flannagan Hydroelectric Project",58827,"RGHT","HY","L",{"$nulls":4},"WAT"]
[25649,2019,"VA","Godwin Drive Plant",7439,"C9","IC","OP",{"$nulls":4},"DFO",null,{"v":513.778015136719,"d":"514"},{"v":256.253997802734,"d":"256"},{"v":0.825999975204468,"d":"0.8"},{"v":0.412000000476837,"d":"0.4"},{"v":0.0745000019669533,"d":"0.1"},{"v":41.9570007324219,"d":"42.0"},null,"EIA Prime Mover-level Data","EIA Prime Mover-level Data","Estimated using emissions factor","Estimated using emissions factor","Estimated using emissions factor","Estimated using emissions factor"]
[25660,2019,"VA","Greensville County Power Station",59913,"1A","CT","OP","Yes","ARP,CSNOX,CSOSG2,CSSO2G1","CC",null,"NG",{"v":6509,"d":"6,509.0"},{"v":21726124,"d":"21,726,124"},{"v":10312339,"d":"10,312,339"},{"v":55.4930000305176,"d":"55.5"},{"v":25.8530006408691,"d":"25.9"},{"v":6.51800012588501,"d":"6.5"},{"v":1291146.125,"d":"1,291,146.1"},null,"EPA/CAMD","EPA/CAMD","EPA/CAMD","EPA/CAMD","EPA/CAMD","EPA/CAMD",null,null,"DLNB,SCR",null,2018]
[25676,2019,"VA","Henrico",57356,"5","IC","OP",{"$nulls":4},"LFG",null,{"v":13167.3330078125,"d":"13,167"},{"v":5634.25,"d":"5,634"},{"v":9.01099967956543,"d":"9.0"},{"v":3.82999992370605,"d":"3.8"},{"v":0.284700006246567,"d":"0.3"},{"v":836.122985839844,"d":"836.1"},null,"EIA Prime Mover-level Data","EIA Prime Mover-level Data","Estimated using emissions factor","Estimated using emissions factor","Estimated using emissions factor","Estimated using emissions factor"]
[25694,2019,"VA","I 95 Landfill Phase II",54723,"UNT1","IC","OP",{"$nulls":4},"LFG",null,{"v":73273.25,"d":"73,273"},{"v":31143.5,"d":"31,144"},{"v":44.7159996032715,"d":"44.7"},{"v":19.0060005187988,"d":"19.0"},{"v":1.64859998226166,"d":"1.6"},{"v":4652.8359375,"d":"4,652.8"},null,"EIA Prime Mover-level Data","EIA Prime Mover-level Data","Estimated using emissions factor","Estimated using emissions factor","Estimated using emissions factor","Estimated using emissions factor"]
[25698,2019,"VA","I 95 Municipal Landfill Phase I",52051,"UNT1","IC","RE",{"$nulls":4},"LFG",null,{"v":12491,"d":"12,491"},{"v":4405.25,"d":"4,405"},{"v":8.41699981689453,"d":"8.4"},{"v":2.96799993515015,"d":"3.0"},{"v":0.28099998831749,"d":"0.3"},{"v":793.176025390625,"d":"793.2"},null,"EIA Prime Mover-level Data","EIA Prime Mover-level Data","Estimated using emissions factor","Estimated using emissions factor","Estimated using emissions factor","Estimated using emissions factor"]
[25718,2019,"VA","John H Kerr",3833,"A","HY","OP",{"$nulls":4},"WAT",null,{"v":17803.421875,"d":"17,803"},{"v":6218.12109375,"d":"6,218"},{"$nulls":5},"EIA Prime Mover-level Data","EIA Prime Mover-level Data"]
[25727,2019,"VA","King & Queen",56686,"16","IC","OP",{"$nulls":4},"LFG",null,{"v":18267.75,"d":"18,268"},{"v":7826.36083984375,"d":"7,826"},{"v":11.5950002670288,"d":"11.6"},{"v":4.92799997329712,"d":"4.9"},{"v":0.392199993133545,"d":"0.4"},{"v":1159.998046875,"d":"1,160.0"},null,"EIA Prime Mover-level Data","EIA Prime Mover-level Data","Estimated using emissions factor","Estimated using emissions factor","Estimated using emissions factor","Estimated using emissions factor"]
[25740,2019,"VA","King & Queen",56686,"28","IC","OP",{"$nulls":4},"LFG",null,{"v":18267.75,"d":"18,268"},{"v":7826.36083984375,"d":"7,826"},{"v":11.5950002670288,"d":"11.6"},{"v":4.92799997329712,"d":"4.9"},{"v":0.392199993133545,"d":"0.4"},{"v":1159.998046875,"d":"1,160.0"},null,"EIA Prime Mover-level Data","EIA Prime Mover-level Data","Estimated using emissions factor","Estimated using emissions factor","Estimated using emissions factor","Estimated using emissions factor"]
[25747,2019,"VA","King & Queen",56686,"34","IC","OP",{"$nulls":4},"LFG",null,{"v":18267.75,"d":"18,268"},{"v":7826.36083984375,"d":"7,826"},{"v":11.5950002670288,"d":"11.6"},{"v":4.92799997329712,"d":"4.9"},{"v":0.392199993133545,"d":"0.4"},{"v":1159.998046875,"d":"1,160.0"},null,"EIA Prime Mover-level Data","EIA Prime Mover-level Data","Estimated using emissions factor","Estimated using emissions factor","Estimated using emissions factor","Estimated using emissions factor"]
[25763,2019,"VA","Leesville",3777,"2","HY","OP",{"$nulls":4},"WAT",null,{"v":321854,"d":"321,854"},{"v":112412,"d":"112,412"},{"$nulls":5},"EIA Prime Mover-level Data","EIA Prime Mover-level Data"]
[25774,2019,"VA","Luray Hydro Station",3789,"2","HY","OP",{"$nulls":4},"WAT",null,{"v":13192.75,"d":"13,193"},{"v":4608,"d":"4,608"},{"$nulls":5},"EIA Prime Mover-level Data","EIA Prime Mover-level Data"]
[25789,2019,"VA","MM Prince William Energy",55156,"UNT2","IC","OP",{"$nulls":4},"LFG",null,{"v":82962.8203125,"d":"82,963"},{"v":35262.2734375,"d":"35,262"},{"v":54.8800010681152,"d":"54.9"},{"v":23.326000213623,"d":"23.3"},{"v":1.86670005321503,"d":"1.9"},{"v":5268.1220703125,"d":"5,268.1"},null,"EIA Prime Mover-level Data","EIA Prime Mover-level Data","Estimated using emissions factor","Estimated using emissions factor","Estimated using emissions factor","Estimated using emissions factor"]
[25805,2019,"VA","Mount Clinton",56004,"D-5","IC","OP",{"$nulls":4},"DFO",null,{"v":613.400024414063,"d":"613"},{"v":306.200012207031,"d":"306"},{"v":0.986000001430511,"d":"1.0"},{"v":0.492000013589859,"d":"0.5"},{"v":0.0888999998569489,"d":"0.1"},{"v":50.0919990539551,"d":"50.1"},null,"EIA Prime Mover-level Data","EIA Prime Mover-level Data","Estimated using emissions factor","Estimated using emissions factor","Estimated using emissions factor","Estimated using emissions factor"]
[25819,2019,"VA","New River",59845,"E10","IC","OP",{"$nulls":4},"LFG",null,{"v":11698.8330078125,"d":"11,699"},{"v":5009.27783203125,"d":"5,009"},{"v":7.49399995803833,"d":"7.5"},{"v":3.18499994277954,"d":"3.2"},{"v":0.252099990844727,"d":"0.3"},{"v":742.872985839844,"d":"742.9"},null,"EIA Prime Mover-level Data","EIA Prime Mover-level Data","Estimated using emissions factor","Estimated using emissions factor","Estimated using emissions factor","Estimated using emissions factor"]
[25831,2019,"VA","New River",59845,"E5","IC","OP",{"$nulls":4},"LFG",null,{"v":11698.8330078125,"d":"11,699"},{"v":5009.27783203125,"d":"5,009"},{"v":7.49399995803833,"d":"7.5"},{"v":3.18499994277954,"d":"3.2"},{"v":0.252099990844727,"d":"0.3"},{"v":742.872985839844,"d":"742.9"},null,"EIA Prime Mover-level Data","EIA Prime Mover-level Data","Estimated using emissions factor","Estimated using emissions factor","Estimated using emissions factor","Estimated using emissions factor"]
[25847,2019,"VA","Northern Neck",3800,"GT4","GT","OP",{"$nulls":4},"DFO",null,{"v":2411,"d":"2,411"},{"v":1204.25,"d":"1,204"},{"v":1.07500004768372,"d":"1.1"},{"v":0.537000000476837,"d":"0.5"},{"v":0.608799993991852,"d":"0.6"},{"v":196.889007568359,"d":"196.9"},null,"EIA Prime Mover-level Data","EIA Prime Mover-level Data","Estimated using emissions factor","Estimated using emissions factor","Estimated using emissions factor","Estimated using emissions factor"]
[25852,2019,"VA","Onancock Diesel Generation Facility",60236,"ODG8","IC","SB",{"$nulls":4},"DFO",null,{"v":1204,"d":"1,204"},600,{"v":1.942999958992,"d":"1.9"},{"v":0.968999981880188,"d":"1.0"},{"v":0.174600005149841,"d":"0.2"},{"v":98.3219985961914,"d":"98.3"},null,"EIA Prime Mover-level Data","EIA Prime Mover-level Data","Estimated using emissions factor","Estimated using emissions factor","Estimated using emissions factor","Estimated using emissions factor"]
[25869,2019,"VA","Pinnacles",3825,"3","HY","OP",{"$nulls":4},"WAT",null,{"v":104505.6640625,"d":"104,506"},{"v":36500,"d":"36,500"},{"$nulls":5},"EIA Prime Mover-level Data","EIA Prime Mover-level Data"]
[25876,2019,"VA","Ponton Diesel Generating Facility",7940,"2","IC","SB",{"$nulls":4},"DFO",null,{"v":1905.5,"d":"1,906"},{"v":951.5,"d":"952"},{"v":3.07999992370605,"d":"3.1"},{"v":1.53799998760223,"d":"1.5"},{"v":0.276300013065338,"d":"0.3"},{"v":155.608993530273,"d":"155.6"},null,"EIA Prime Mover-level Data","EIA Prime Mover-level Data","Estimated using emissions factor","Estimated using emissions factor","Estimated using emissions factor","Estimated using emissions factor"]
[25897,2019,"VA","Radford Army Ammunition Plant",52072,"5","ST","RE",{"$nulls":3},4,"DFO",null,0,0,{"v":0,"d":"0.0"},{"v":0,"d":"0.0"},{"v":0,"d":"0.0"},{"v":0,"d":"0.0"},null,"EIA Unit-level Data","EIA Unit-Level Data","Estimated using emissions factor","Estimated using emissions factor","Estimated using emissions factor and plant-specific sulfur content","Estimated using emissions factor"]
[25898,2019,"VA","Rappahannock Solar, LLC",62780,"100","PV","T",{"$nulls":4},"SUN"]
[25918,2019,"VA","Rockville 1 & 2",56692,"1A","IC","OP",{"$nulls":4},"DFO",null,{"v":13.5,"d":"14"},{"v":6.75,"d":"7"},{"v":0.0219999998807907,"d":"0.0"},{"v":0.0109999999403954,"d":"0.0"},{"v":2.0000000949949E-3,"d":"0.0"},{"v":1.10199999809265,"d":"1.1"},null,"EIA Prime Mover-level Data","EIA Prime Mover-level Data","Estimated using emissions factor","Estimated using emissions factor","Estimated using emissions factor","Estimated using emissions factor"]
[25934,2019,"VA","Rockville 1 & 2",56692,"2B","IC","OP",{"$nulls":4},"DFO",null,{"v":13.5,"d":"14"},{"v":6.75,"d":"7"},{"v":0.0219999998807907,"d":"0.0"},{"v":0.0109999999403954,"d":"0.0"},{"v":2.0000000949949E-3,"d":"0.0"},{"v":1.10199999809265,"d":"1.1"},null,"EIA Prime Mover-level Data","EIA Prime Mover-level Data","Estimated using emissions factor","Estimated using emissions factor","Estimated using emissions factor","Estimated using emissions factor"]
[25944,2019,"VA","Rockville 1 & 2",56692,"2L","IC","OP",{"$nulls":4},"DFO",null,{"v":13.5,"d":"14"},{"v":6.75,"d":"7"},{"v":0.0219999998807907,"d":"0.0"},{"v":0.0109999999403954,"d":"0.0"},{"v":2.0000000949949E-3,"d":"0.0"},{"v":1.10199999809265,"d":"1.1"},null,"EIA Prime Mover-level Data","EIA Prime Mover-level Data","Estimated using emissions factor","Estimated using emissions factor","Estimated using emissions factor","Estimated using emissions factor"]
[25960,2019,"VA","Schoolfield Dam",54655,"SCH2","HY","OP",{"$nulls":4},"WAT",null,{"v":43874.66796875,"d":"43,875"},{"v":19588,"d":"19,588"},{"$nulls":5},"EIA Prime Mover-level Data","EIA Prime Mover-level Data"]
[25963,2019,"VA","Scott-II Solar LLC",60968,"PV1","PV","OP",{"$nulls":4},"SUN",null,{"v":363852,"d":"363,852"},{"v":176335,"d":"176,335"},{"$nulls":5},"EIA Prime Mover-level Data","EIA Prime Mover-level Data"]
[25977,2019,"VA","Spruance Genco, LLC",54081,"BLR01B","ST","OP","Yes","ARP,CSNOX,CSOSG2,CSSO2G1,MATS","STOKER",null,"BIT",{"v":6400,"d":"6,400.0"},{"v":1484543.25,"d":"1,484,543"},{"v":649836.1875,"d":"649,836"},{"v":212.820007324219,"d":"212.8"},{"v":91.4560012817383,"d":"91.5"},{"v":47.9659996032715,"d":"48.0"},{"v":152313.109375,"d":"152,313.1"},null,"EPA/CAMD","EPA/CAMD","EPA/CAMD","EPA/CAMD","EPA/CAMD","EPA/CAMD",null,"DL","O",null,1992]
[25989,2019,"VA","Surry",3806,"1","ST","OP",{"$nulls":4},"NUC",null,{"v":69354256,"d":"69,354,256"},{"v":32491988,"d":"32,491,988"},{"$nulls":5},"EIA Prime Mover-level Data","EIA Prime Mover-level Data"]
[26005,2019,"VA","Virginia Beach",56693,"14","IC","OP",{"$nulls":4},"LFG",null,{"v":88.0559997558594,"d":"88"},{"v":40.9440002441406,"d":"41"},{"v":0.0430000014603138,"d":"0.0"},{"v":0.0179999992251396,"d":"0.0"},{"v":0.000899999984540045,"d":"0.0"},{"v":5.59200000762939,"d":"5.6"},null,"EIA Prime Mover-level Data","EIA Prime Mover-level Data","Estimated using emissions factor","Estimated using emissions factor","Estimated using emissions factor","Estimated using emissions factor"]
[26022,2019,"VA","Virginia Beach",56693,"3","IC","OP",{"$nulls":4},"LFG",null,{"v":88.0559997558594,"d":"88"},{"v":40.9440002441406,"d":"41"},{"v":0.0430000014603138,"d":"0.0"},{"v":0.0179999992251396,"d":"0.0"},{"v":0.000899999984540045,"d":"0.0"},{"v":5.59200000762939,"d":"5.6"},null,"EIA Prime Mover-level Data","EIA Prime Mover-level Data","Estimated using emissions factor","Estimated using emissions factor","Estimated using emissions factor","Estimated using emissions factor"]
[26027,2019,"VA","Virginia Beach",56693,"34","IC","OP",{"$nulls":4},"LFG",null,{"v":88.0559997558594,"d":"88"},{"v":40.9440002441406,"d":"41"},{"v":0.0430000014603138,"d":"0.0"},{"v":0.0179999992251396,"d":"0.0"},{"v":0.000899999984540045,"d":"0.0"},{"v":5.59200000762939,"d":"5.6"},null,"EIA Prime Mover-level Data","EIA Prime Mover-level Data","Estimated using emissions factor","Estimated using emissions factor","Estimated using emissions factor","Estimated using emissions factor"]
[26047,2019,"VA","VMEA 1 Credit Gen",7440,"V9-1","IC","OP",{"$nulls":4},"DFO",null,{"v":198.332992553711,"d":"198"},{"v":100.152000427246,"d":"100"},{"v":0.319000005722046,"d":"0.3"},{"v":0.160999998450279,"d":"0.2"},{"v":0.0287999995052814,"d":"0.0"},{"v":16.1959991455078,"d":"16.2"},null,"EIA Prime Mover-level Data","EIA Prime Mover-level Data","Estimated using emissions factor","Estimated using emissions factor","Estimated using emissions factor","Estimated using emissions factor"]
[26055,2019,"VA","Waste Management Bethel LFGTE",56531,"GEN1","IC","OP",{"$nulls":4},"LFG",null,{"v":72617.6640625,"d":"72,618"},{"v":30865.166015625,"d":"30,865"},{"v":52.9659996032715,"d":"53.0"},{"v":22.511999130249,"d":"22.5"},{"v":1.63390004634857,"d":"1.6"},{"v":4611.20703125,"d":"4,611.2"},null,"EIA Prime Mover-level Data","EIA Prime Mover-level Data","Estimated using emissions factor","Estimated using emissions factor","Estimated using emissions factor","Estimated using emissions factor"]
[26069,2019,"VA","Waste Management Middle Peninsula LFGTE",57018,"GEN5","IC","OP",{"$nulls":4},"LFG",null,{"v":71990.5,"d":"71,991"},{"v":30598.625,"d":"30,599"},{"v":49.2389984130859,"d":"49.2"},{"v":20.92799949646,"d":"20.9"},{"v":1.61979997158051,"d":"1.6"},{"v":4571.3818359375,"d":"4,571.4"},null,"EIA Prime Mover-level Data","EIA Prime Mover-level Data","Estimated using emissions factor","Estimated using emissions factor","Estimated using emissions factor","Estimated using emissions factor"]
[26076,2019,"VA","Waynesboro Virginia Plant",10796,"GEN2","ST","RE",{"$nulls":4},"BIT"]
[26096,2019,"VA","Wolf Hills Energy",55285,"WH03","GT","OP","Yes","ARP,CSNOX,CSOSG2,CSSO2G1","CT",null,"NG",{"v":1201,"d":"1,201.0"},{"v":156726.59375,"d":"156,727"},{"v":114566.8984375,"d":"114,567"},{"v":18.3409996032715,"d":"18.3"},{"v":11.5480003356934,"d":"11.5"},{"v":0.0489999987185001,"d":"0.0"},{"v":9243.400390625,"d":"9,243.4"},null,"EPA/CAMD","EPA/CAMD","EPA/CAMD","EPA/CAMD","EPA/CAMD","EPA/CAMD",null,null,"H2O",null,2001]
[26102,2019,"VA","Wolf Hills Energy",55285,"WH09","GT","OP","Yes","ARP,CSNOX,CSOSG2,CSSO2G1","CT",null,"NG",{"v":823,"d":"823.0"},{"v":110531.296875,"d":"110,531"},{"v":71216.3984375,"d":"71,216"},{"v":13.6750001907349,"d":"13.7"},{"v":7.12099981307983,"d":"7.1"},{"v":0.0329999998211861,"d":"0.0"},{"v":6521.7001953125,"d":"6,521.7"},null,"EPA/CAMD","EPA/CAMD","EPA/CAMD","EPA/CAMD","EPA/CAMD","EPA/CAMD",null,null,"H2O",null,2001]
[26118,2019,"VT","Ball Mountain Hydro",59040,"GEN 9","HY","OP",{"$nulls":4},"WAT",null,{"v":2422.9169921875,"d":"2,423"},{"v":793.75,"d":"794"},{"$nulls":5},"EIA Prime Mover-level Data","EIA Prime Mover-level Data"]
[26134,2019,"VT","Bolton Falls",7056,"2","HY","OP",{"$nulls":4},"WAT",null,{"v":124861.5,"d":"124,862"},{"v":40906,"d":"40,906"},{"$nulls":5},"EIA Prime Mover-level Data","EIA Prime Mover-level Data"]
[26147,2019,"VT","Charlotte Solar LLC VT",59719,"CS001","PV","OP",{"$nulls":4},"SUN",null,{"v":26975,"d":"26,975"},{"v":14590,"d":"14,590"},{"$nulls":5},"EIA Prime Mover-level Data","EIA Prime Mover-level Data"]
[26160,2019,"VT","Coventry Clean Energy Corporation",62859,"COV-5","IC","OP",{"$nulls":4},"LFG",null,{"v":103247.203125,"d":"103,247"},{"v":42718.80078125,"d":"42,719"},{"v":102.26000213623,"d":"102.3"},{"v":42.310001373291,"d":"42.3"},{"v":2.32310009002686,"d":"2.3"},{"v":6556.17578125,"d":"6,556.2"},null,"EIA Prime Mover-level Data","EIA Prime Mover-level Data","Estimated using emissions factor","Estimated using emissions factor","Estimated using emissions factor","Estimated using emissions factor"]
[26176,2019,"VT","Essex Junction 19",3737,"IC7","IC","RE",{"$nulls":4},"DFO"]
[26180,2019,"VT","Fairfax Falls",3712,"1","HY","OP",{"$nulls":4},"WAT",null,{"v":81470.3984375,"d":"81,470"},{"v":26690.80078125,"d":"26,691"},{"$nulls":5},"EIA Prime Mover-level Data","EIA Prime Mover-level Data"]
[26198,2019,"VT","GMP Solar/Storage-Essex Hybrid",62383,"GMPBE","BA","OP",{"$nulls":4},"MWH",null,0,0,{"$nulls":5},"EIA Prime Mover-level Data","EIA Prime Mover-level Data"]
[26205,2019,"VT","Great Falls (VT)",3762,"1","HY","OP",{"$nulls":4},"WAT",null,{"v":2666.05297851563,"d":"2,666"},{"v":873.473999023438,"d":"873"},{"$nulls":5},"EIA Prime Mover-level Data","EIA Prime Mover-level Data"]
[26225,2019,"VT","Lower Middlebury",3716,"3","HY","OP",{"$nulls":4},"WAT"]
[26240,2019,"VT","Moretown",56891,"GEN 1","IC","RE",{"$nulls":4},"LFG"]
[26247,2019,"VT","Newport",3731,"2","HY","OP",{"$nulls":4},"WAT",null,{"v":67408.3984375,"d":"67,408"},{"v":22083.42578125,"d":"22,083"},{"$nulls":5},"EIA Prime Mover-level Data","EIA Prime Mover-level Data"]
[26254,2019,"VT","Newport Diesels",3730,"8","IC","RE",{"$nulls":4},"DFO"]
[26272,2019,"VT","Ryegate Power Station",51026,"BLR1","ST","OP",{"$nulls":3},1,"WDS",null,{"v":1771638,"d":"1,771,638"},{"v":878135,"d":"878,135"},{"v":54.0349998474121,"d":"54.0"},{"v":31.3490009307861,"d":"31.3"},{"v":22.1455001831055,"d":"22.1"},{"v":183181.65625,"d":"183,181.7"},null,"EIA Unit-level Data","EIA Unit-Level Data","Estimated based on unit-level NOx emission rates","Estimated based on unit-level NOx ozone season emission rates","Estimated using emissions factor and plant-specific sulfur content","Estimated using emissions factor",null,null,"SN"]
[26289,2019,"VT","Stafford Hill Solar Hybrid",60518,"BA1","BA","OP",{"$nulls":4},"MWH",null,0,0,{"$nulls":5},"EIA Prime Mover-level Data","EIA Prime Mover-level Data"]
[26292,2019,"VT","SunGen Sharon 1 LLC",58541,"1","PV","OP",{"$nulls":4},"SUN",null,{"v":24028,"d":"24,028"},{"v":12997,"d":"12,997"},{"$nulls":5},"EIA Prime Mover-level Data","EIA Prime Mover-level Data"]
[26305,2019,"VT","Vernon Dam",2352,"3","HY","OP",{"$nulls":4},"WAT",null,{"v":80534.9296875,"d":"80,535"},{"v":26384.177734375,"d":"26,384"},{"$nulls":5},"EIA Prime Mover-level Data","EIA Prime Mover-level Data"]
[26318,2019,"VT","Waterbury 22",6520,"1","HY","OP",{"$nulls":4},"WAT",null,{"v":158695,"d":"158,695"},{"v":51991,"d":"51,991"},{"$nulls":5},"EIA Prime Mover-level Data","EIA Prime Mover-level Data"]
[26334,2019,"VT","Wrightsville Hydro Plant",7051,"3","HY","OP",{"$nulls":4},"WAT",null,{"v":14485.2001953125,"d":"14,485"},{"v":4745.39990234375,"d":"4,745"},{"$nulls":5},"EIA Prime Mover-level Data","EIA Prime Mover-level Data"]
[26350,2019,"WA","Boundary",6433,"53","HY","OP",{"$nulls":4},"WAT",null,{"v":4162272,"d":"4,162,272"},{"v":2093537.375,"d":"2,093,537"},{"$nulls":5},"EIA Prime Mover-level Data","EIA Prime Mover-level Data"]
[26360,2019,"WA","Cedar Falls (WA)",6430,"5","HY","OP",{"$nulls":4},"WAT",null,{"v":181921,"d":"181,921"},{"v":81236,"d":"81,236"},{"$nulls":5},"EIA Prime Mover-level Data","EIA Prime Mover-level Data"]
[26376,2019,"WA","Cedar Hills",57298,"6","IC","OP",{"$nulls":4},"LFG"]
[26383,2019,"WA","Chandler",6406,"2","HY","OP",{"$nulls":4},"WAT",null,{"v":189035.5,"d":"189,036"},{"v":84412.5,"d":"84,413"},{"$nulls":5},"EIA Prime Mover-level Data","EIA Prime Mover-level Data"]
[26398,2019,"WA","Chief Joseph",3921,"19","HY","OP",{"$nulls":4},"WAT",null,{"v":3393963,"d":"3,393,963"},{"v":1552080.25,"d":"1,552,080"},{"$nulls":5},"EIA Prime Mover-level Data","EIA Prime Mover-level Data"]
[26418,2019,"WA","Condit",3846,"2","HY","RE",{"$nulls":4},"WAT"]
[26425,2019,"WA","Cowlitz Falls",7427,"U#2","HY","OP",{"$nulls":4},"WAT",null,{"v":735776.5,"d":"735,777"},{"v":328557,"d":"328,557"},{"$nulls":5},"EIA Prime Mover-level Data","EIA Prime Mover-level Data"]
[26442,2019,"WA","Diesel Generator Farm",8021,"E-11","IC","RE",{"$nulls":4},"DFO"]
[26447,2019,"WA","Diesel Generator Farm",8021,"E-16","IC","RE",{"$nulls":4},"DFO"]
[26463,2019,"WA","Diesel Generator Farm",8021,"E-7","IC","RE",{"$nulls":4},"DFO"]
[26475,2019,"WA","Elwha Hydroelectric Project",54051,"GEN2","HY","RE",{"$nulls":4},"WAT"]
[26489,2019,"WA","Fredonia Generating Station",607,"CT4","GT","OP","Yes","ARP","CT",null,"NG",{"v":595,"d":"595.0"},{"v":303995.53125,"d":"303,996"},{"v":291081.03125,"d":"291,081"},{"v":2.15100002288818,"d":"2.2"},{"v":2.02800011634827,"d":"2.0"},{"v":0.202000007033348,"d":"0.2"},{"v":18118.5546875,"d":"18,118.6"},null,"EPA/CAMD","EPA/CAMD","EPA/CAMD","EPA/CAMD","EPA/CAMD","EPA/CAMD",null,null,"H2O,SCR",null,2001]
[26505,2019,"WA","Grand Coulee",6163,"15","HY","OP",{"$nulls":4},"WAT",null,{"v":2850231.25,"d":"2,850,231"},{"v":1337266.25,"d":"1,337,266"},{"$nulls":5},"EIA Prime Mover-level Data","EIA Prime Mover-level Data"]
[26508,2019,"WA","Grand Coulee",6163,"18","HY","OP",{"$nulls":4},"WAT",null,{"v":2850231.25,"d":"2,850,231"},{"v":1337266.25,"d":"1,337,266"},{"$nulls":5},"EIA Prime Mover-level Data","EIA Prime Mover-level Data"]
[26531,2019,"WA","Grand Coulee",6163,"PG9","PS","OP",{"$nulls":4},"WAT",null,0,0,{"$nulls":5},"EIA Prime Mover-level Data","EIA Prime Mover-level Data"]
[26534,2019,"WA","Grimes Way",56016,"1","IC","SB",{"$nulls":4},"NG",null,{"v":1461.34997558594,"d":"1,461"},{"v":529.650024414063,"d":"530"},{"v":2.15100002288818,"d":"2.2"},{"v":0.855000019073486,"d":"0.9"},{"v":0.00260000000707805,"d":"0.0"},{"v":85.4079971313477,"d":"85.4"},null,"EIA Prime Mover-level Data","EIA Prime Mover-level Data","Estimated using emissions factor","Estimated using emissions factor","Estimated using emissions factor","Estimated using emissions factor"]
[26553,2019,"WA","Kettle Falls Generating Station",550,"2","GT","OP",{"$nulls":4},"NG",null,{"v":209186,"d":"209,186"},{"v":95701,"d":"95,701"},{"v":31.9979991912842,"d":"32.0"},{"v":14.6389999389648,"d":"14.6"},{"v":0.334300011396408,"d":"0.3"},{"v":12225.77734375,"d":"12,225.8"},null,"EIA Prime Mover-level Data","EIA Prime Mover-level Data","Estimated using emissions factor","Estimated using emissions factor","Estimated using emissions factor","Estimated using emissions factor"]
[26569,2019,"WA","Little Falls (WA)",3866,"2","HY","OP",{"$nulls":4},"WAT",null,{"v":365100.25,"d":"365,100"},{"v":163033.5,"d":"163,034"},{"$nulls":5},"EIA Prime Mover-level Data","EIA Prime Mover-level Data"]
[26576,2019,"WA","Little Goose",3926,"5","HY","OS",{"$nulls":4},"WAT",null,{"v":3119335,"d":"3,119,335"},{"v":1425012,"d":"1,425,012"},{"$nulls":5},"EIA Prime Mover-level Data","EIA Prime Mover-level Data"]
[26596,2019,"WA","Lower Monumental",3927,"3","HY","OP",{"$nulls":4},"WAT",null,{"v":3325932.75,"d":"3,325,933"},{"v":1459896,"d":"1,459,896"},{"$nulls":5},"EIA Prime Mover-level Data","EIA Prime Mover-level Data"]
[26600,2019,"WA","Lower Snake River Wind Energy Project",57195,"LSR 1","WT","OP",{"$nulls":4},"WND",null,{"v":6269974,"d":"6,269,974"},{"v":3185674,"d":"3,185,674"},{"$nulls":5},"EIA Prime Mover-level Data","EIA Prime Mover-level Data"]
[26618,2019,"WA","McNary Dam Fish Attraction Project",7511,"1","HY","OP",{"$nulls":4},"WAT",null,{"v":643512,"d":"643,512"},{"v":287357,"d":"287,357"},{"$nulls":5},"EIA Prime Mover-level Data","EIA Prime Mover-level Data"]
[26634,2019,"WA","Newhalem",9842,"20","HY","OP",{"$nulls":4},"WAT",null,0,0,{"$nulls":5},"EIA Prime Mover-level Data","EIA Prime Mover-level Data"]
[26645,2019,"WA","Orchard Avenue 1",50421,"201","HY","OP",{"$nulls":4},"WAT",null,{"v":11221,"d":"11,221"},{"v":5010.5,"d":"5,011"},{"$nulls":5},"EIA Prime Mover-level Data","EIA Prime Mover-level Data"]
[26647,2019,"WA","Packwood",3929,"1","HY","OP",{"$nulls":4},"WAT",null,{"v":519419,"d":"519,419"},{"v":231944,"d":"231,944"},{"$nulls":5},"EIA Prime Mover-level Data","EIA Prime Mover-level Data"]
[26663,2019,"WA","Priest Rapids",3887,"7","HY","OP",{"$nulls":4},"WAT",null,{"v":3531240.75,"d":"3,531,241"},{"v":1429001,"d":"1,429,001"},{"$nulls":5},"EIA Prime Mover-level Data","EIA Prime Mover-level Data"]
[26678,2019,"WA","Randolph Road",7994,"2","IC","RE",{"$nulls":4},"DFO"]
[26689,2019,"WA","Rock Island",6200,"A","HY","OP",{"$nulls":4},"WAT",null,{"v":38331.65234375,"d":"38,332"},{"v":16086.9287109375,"d":"16,087"},{"$nulls":5},"EIA Prime Mover-level Data","EIA Prime Mover-level Data"]
[26705,2019,"WA","Rock Island",6200,"U-6","HY","OP",{"$nulls":4},"WAT",null,{"v":1638678.125,"d":"1,638,678"},{"v":687716.1875,"d":"687,716"},{"$nulls":5},"EIA Prime Mover-level Data","EIA Prime Mover-level Data"]
[26711,2019,"WA","Rocky Reach",3883,"C-11","HY","OP",{"$nulls":4},"WAT",null,{"v":4314164,"d":"4,314,164"},{"v":1927538.625,"d":"1,927,539"},{"$nulls":5},"EIA Prime Mover-level Data","EIA Prime Mover-level Data"]
[26727,2019,"WA","Roosevelt Biogas 1",7832,"6","IC","IP",{"$nulls":4},"LFG"]
[26747,2019,"WA","Snoqualmie",3860,"3","HY","OP",{"$nulls":4},"WAT",null,{"v":50701.2890625,"d":"50,701"},{"v":22640.2734375,"d":"22,640"},{"$nulls":5},"EIA Prime Mover-level Data","EIA Prime Mover-level Data"]
[26754,2019,"WA","South Fork Tolt",622,"1","HY","OP",{"$nulls":4},"WAT",null,{"v":260853,"d":"260,853"},{"v":116483,"d":"116,483"},{"$nulls":5},"EIA Prime Mover-level Data","EIA Prime Mover-level Data"]
[26770,2019,"WA","Swift 2",6265,"22","HY","OS",{"$nulls":4},"WAT"]
[26776,2019,"WA","Turner Energy Storage Project",60675,"TES","BA","RE",{"$nulls":4},"MWH"]
[26796,2019,"WA","Vantage Wind Energy LLC",57188,"1","WT","OP",{"$nulls":4},"WND",null,{"v":2123104,"d":"2,123,104"},{"v":1236358,"d":"1,236,358"},{"$nulls":5},"EIA Prime Mover-level Data","EIA Prime Mover-level Data"]
[26803,2019,"WA","Wanapum",3888,"3","HY","RE",{"$nulls":4},"WAT"]
[26818,2019,"WA","Weeks Falls",54387,"GEN1","HY","OP",{"$nulls":4},"WAT",null,{"v":84544,"d":"84,544"},{"v":37753,"d":"37,753"},{"$nulls":5},"EIA Prime Mover-level Data","EIA Prime Mover-level Data"]
[26834,2019,"WA","White River (WA)",3862,"1","HY","RE",{"$nulls":4},"WAT"]
[26848,2019,"WA","Yelm",3878,"2","HY","OP",{"$nulls":4},"WAT",null,{"v":142733.75,"d":"142,734"},{"v":63737,"d":"63,737"},{"$nulls":5},"EIA Prime Mover-level Data","EIA Prime Mover-level Data"]
[26860,2019,"WI","Ameresco Janesville",56427,"Unit2","IC","OP",{"$nulls":4},"LFG",null,{"v":51763,"d":"51,763"},{"v":21768.666015625,"d":"21,769"},{"v":39.8390007019043,"d":"39.8"},{"v":16.753999710083,"d":"16.8"},{"v":1.16470003128052,"d":"1.2"},{"v":3286.93994140625,"d":"3,286.9"},null,"EIA Prime Mover-level Data","EIA Prime Mover-level Data","Estimated using emissions factor","Estimated using emissions factor","Estimated using emissions factor","Estimated using emissions factor"]
[26863,2019,"WI","Apple River",6231,"2","HY","RE",{"$nulls":4},"WAT"]
[26881,2019,"WI","Argyle",7810,"2A","IC","RE",{"$nulls":4},"DFO"]
[26898,2019,"WI","Bay Front",3982,"2","ST","OP","Yes","ARP,CSNOX,CSOSG2,CSSO2G1","STOKER",3,"WDS",{"v":7801,"d":"7,801.0"},{"v":1688804.625,"d":"1,688,805"},{"v":704892,"d":"704,892"},{"v":185.011001586914,"d":"185.0"},{"v":79.1439971923828,"d":"79.1"},{"v":71.6399993896484,"d":"71.6"},{"v":176009.46875,"d":"176,009.5"},null,"EPA/CAMD","EPA/CAMD","EPA/CAMD","EPA/CAMD","EPA/CAMD","EPA/CAMD",null,null,"O,OFA,SNCR","Yes",1952]
[26905,2019,"WI","Big Falls",3983,"1","HY","OP",{"$nulls":4},"WAT",null,{"v":98589.296875,"d":"98,589"},{"v":38901.40234375,"d":"38,901"},{"$nulls":5},"EIA Prime Mover-level Data","EIA Prime Mover-level Data"]
[26925,2019,"WI","Blount Street",3992,"9","ST","OP","Yes","ARP,CSNOX,CSOSG2,CSSO2G1","WALL",1,"NG",{"v":2472,"d":"2,472.0"},{"v":373304.21875,"d":"373,304"},{"v":261009.296875,"d":"261,009"},{"v":65.3499984741211,"d":"65.3"},{"v":46.0190010070801,"d":"46.0"},{"v":0.114000000059605,"d":"0.1"},{"v":22186.544921875,"d":"22,186.5"},null,"EPA/CAMD","EPA/CAMD","EPA/CAMD","EPA/CAMD","EPA/CAMD","EPA/CAMD",null,null,"O",null,1961]
[26928,2019,"WI","Brule",1775,"2","HY","OP",{"$nulls":4},"WAT",null,{"v":42869.0546875,"d":"42,869"},{"v":16915.09375,"d":"16,915"},{"$nulls":5},"EIA Prime Mover-level Data","EIA Prime Mover-level Data"]
[26947,2019,"WI","Castle Rock",4079,"3","HY","OP",{"$nulls":4},"WAT",null,{"v":195016.203125,"d":"195,016"},{"v":76950.203125,"d":"76,950"},{"$nulls":5},"EIA Prime Mover-level Data","EIA Prime Mover-level Data"]
[26954,2019,"WI","Chippewa Falls",4000,"1","HY","OP",{"$nulls":4},"WAT",null,{"v":127521,"d":"127,521"},{"v":50317.5,"d":"50,318"},{"$nulls":5},"EIA Prime Mover-level Data","EIA Prime Mover-level Data"]
[26973,2019,"WI","Conrath DPC Solar",60889,"PV1","PV","OP",{"$nulls":4},"SUN",null,{"v":10668,"d":"10,668"},{"v":5889,"d":"5,889"},{"$nulls":5},"EIA Prime Mover-level Data","EIA Prime Mover-level Data"]
[26989,2019,"WI","Cumberland (WI)",4112,"3","IC","OP",{"$nulls":4},"DFO",null,{"v":19.17799949646,"d":"19"},{"v":7.95900011062622,"d":"8"},{"v":0.0399999991059303,"d":"0.0"},{"v":0.0160000007599592,"d":"0.0"},{"v":0.00359999993816018,"d":"0.0"},{"v":1.56599998474121,"d":"1.6"},null,"EIA Prime Mover-level Data","EIA Prime Mover-level Data","Estimated using emissions factor","Estimated using emissions factor","Estimated using emissions factor","Estimated using emissions factor"]
[26992,2019,"WI","Cumberland (WI)",4112,"6","IC","OP",{"$nulls":4},"DFO",null,{"v":460.273986816406,"d":"460"},{"v":191.014007568359,"d":"191"},{"v":0.952000021934509,"d":"1.0"},{"v":0.389999985694885,"d":"0.4"},{"v":0.0870999991893768,"d":"0.1"},{"v":37.5870018005371,"d":"37.6"},null,"EIA Prime Mover-level Data","EIA Prime Mover-level Data","Estimated using emissions factor","Estimated using emissions factor","Estimated using emissions factor","Estimated using emissions factor"]
[27006,2019,"WI","Dane County Landfill #2 Rodefeld",55770,"GEN2","IC","RE",{"$nulls":4},"LFG",null,{"v":6961.25,"d":"6,961"},0,{"v":5.04699993133545,"d":"5.0"},{"v":0,"d":"0.0"},{"v":0.156599998474121,"d":"0.2"},{"v":442.037994384766,"d":"442.0"},null,"EIA Prime Mover-level Data","EIA Prime Mover-level Data","Estimated using emissions factor","Estimated using emissions factor","Estimated using emissions factor","Estimated using emissions factor"]
[27018,2019,"WI","Deertrack Park Gas Recovery",56520,"GEN7","IC","OP",{"$nulls":4},"LFG",null,{"v":53428.25,"d":"53,428"},{"v":22468.75,"d":"22,469"},{"v":37.0320014953613,"d":"37.0"},{"v":15.5740003585815,"d":"15.6"},{"v":1.20210003852844,"d":"1.2"},{"v":3392.68310546875,"d":"3,392.7"},null,"EIA Prime Mover-level Data","EIA Prime Mover-level Data","Estimated using emissions factor","Estimated using emissions factor","Estimated using emissions factor","Estimated using emissions factor"]
[27034,2019,"WI","Domtar Paper Company Rothschild",50190,"HG6","HY","OP",{"$nulls":4},"WAT",null,{"v":6370.1591796875,"d":"6,370"},{"v":2513.63598632813,"d":"2,514"},{"$nulls":5},"EIA Prime Mover-level Data","EIA Prime Mover-level Data"]
[27051,2019,"WI","Elroy",4113,"5","IC","OP",{"$nulls":4},"DFO",null,{"v":50.9090003967285,"d":"51"},20,{"v":0.0790000036358833,"d":"0.1"},{"v":0.0309999994933605,"d":"0.0"},{"v":0.00740000000223517,"d":"0.0"},{"v":4.15700006484985,"d":"4.2"},null,"EIA Prime Mover-level Data","EIA Prime Mover-level Data","Estimated using emissions factor","Estimated using emissions factor","Estimated using emissions factor","Estimated using emissions factor"]
[27056,2019,"WI","Epic Verona",62676,"G104","IC","SB",{"$nulls":4},"DFO",null,{"v":136.27799987793,"d":"136"},{"v":56.3889999389648,"d":"56"},{"v":0.218999996781349,"d":"0.2"},{"v":0.090999998152256,"d":"0.1"},{"v":0.0197999998927116,"d":"0.0"},{"v":11.128999710083,"d":"11.1"},null,"EIA Prime Mover-level Data","EIA Prime Mover-level Data","Estimated using emissions factor","Estimated using emissions factor","Estimated using emissions factor","Estimated using emissions factor"]
[27076,2019,"WI","Fennimore",4114,"4","IC","SB",{"$nulls":4},"DFO",null,{"v":44.2970008850098,"d":"44"},{"v":18.8780002593994,"d":"19"},{"v":0.0750000029802322,"d":"0.1"},{"v":0.0320000015199184,"d":"0.0"},{"v":0.0063999998383224,"d":"0.0"},{"v":3.61700010299683,"d":"3.6"},null,"EIA Prime Mover-level Data","EIA Prime Mover-level Data","Estimated using emissions factor","Estimated using emissions factor","Estimated using emissions factor","Estimated using emissions factor"]
[27083,2019,"WI","Fiber Recovery, Inc.",61652,"ENG2","IC","OP",{"$nulls":4},"LFG",null,{"v":4970.3330078125,"d":"4,970"},{"v":2090.3330078125,"d":"2,090"},{"v":3.45199990272522,"d":"3.5"},{"v":1.45200002193451,"d":"1.5"},{"v":0.111800000071526,"d":"0.1"},{"v":315.614990234375,"d":"315.6"},null,"EIA Prime Mover-level Data","EIA Prime Mover-level Data","Estimated using emissions factor","Estimated using emissions factor","Estimated using emissions factor","Estimated using emissions factor"]
[27098,2019,"WI","Forward Wind Energy Center",56942,"2","WT","OP",{"$nulls":4},"WND",null,{"v":702457.1875,"d":"702,457"},{"v":205242.5625,"d":"205,243"},{"$nulls":5},"EIA Prime Mover-level Data","EIA Prime Mover-level Data"]
[27105,2019,"WI","Frederic Diesel",4020,"5","IC","OP",{"$nulls":4},"DFO",null,0,0,{"v":0,"d":"0.0"},{"v":0,"d":"0.0"},{"v":0,"d":"0.0"},{"v":0,"d":"0.0"},null,"EIA Prime Mover-level Data","EIA Prime Mover-level Data","Estimated using emissions factor","Estimated using emissions factor","Estimated using emissions factor","Estimated using emissions factor"]
[27125,2019,"WI","Georgia-Pacific Corp - Nekoosa Mill",50395,"HY5","HY","OS",{"$nulls":4},"WAT",null,{"v":40161.69140625,"d":"40,162"},{"v":15719.6669921875,"d":"15,720"},{"$nulls":5},"EIA Prime Mover-level Data","EIA Prime Mover-level Data"]
[27131,2019,"WI","Germantown Power Plant",6253,"P33","GT","OP","Yes","CSNOX,CSOSG2,CSSO2G1","CT",null,"DFO",{"v":31,"d":"31.0"},{"v":6825.60009765625,"d":"6,826"},{"v":1869,"d":"1,869"},{"v":4.09600019454956,"d":"4.1"},{"v":1.12199997901917,"d":"1.1"},{"v":0.172000005841255,"d":"0.2"},{"v":552.700012207031,"d":"552.7"},null,"EPA/CAMD","EPA/CAMD","EPA/CAMD","EPA/CAMD","EPA/CAMD","EPA/CAMD",{"$nulls":4},1978]
[27147,2019,"WI","Grantsburg Diesel",4021,"2","IC","OP",{"$nulls":4},"DFO",null,{"v":23.1879997253418,"d":"23"},{"v":9.4060001373291,"d":"9"},{"v":0.0379999987781048,"d":"0.0"},{"v":0.0149999996647239,"d":"0.0"},{"v":3.40000004507601E-3,"d":"0.0"},{"v":1.89400005340576,"d":"1.9"},null,"EIA Prime Mover-level Data","EIA Prime Mover-level Data","Estimated using emissions factor","Estimated using emissions factor","Estimated using emissions factor","Estimated using emissions factor"]
[27163,2019,"WI","High Falls (WI)",4065,"3","HY","OP",{"$nulls":4},"WAT",null,{"v":26921.80078125,"d":"26,922"},{"v":10622.7998046875,"d":"10,623"},{"$nulls":5},"EIA Prime Mover-level Data","EIA Prime Mover-level Data"]
[27176,2019,"WI","Island Street Peaking Plant",55836,"1B","GT","OP","Yes","ARP,CSNOX,CSOSG2,CSSO2G1","CT",null,"NG",{"v":383,"d":"383.0"},{"v":47260.18359375,"d":"47,260"},{"v":15458.494140625,"d":"15,458"},{"v":2.34500002861023,"d":"2.3"},{"v":0.763999998569489,"d":"0.8"},{"v":0.0179999992251396,"d":"0.0"},{"v":2876.89697265625,"d":"2,876.9"},null,"EPA/CAMD","EPA/CAMD","EPA/CAMD","EPA/CAMD","EPA/CAMD","EPA/CAMD",null,null,"H2O",null,2004]
[27189,2019,"WI","Kaukauna Paper Mill",54098,"B08","ST","OP",{"$nulls":3},3,"BLQ",null,{"v":1434174.875,"d":"1,434,175"},{"v":616927,"d":"616,927"},{"v":64.5380020141602,"d":"64.5"},{"v":27.761999130249,"d":"27.8"},{"v":405.194702148438,"d":"405.2"},{"v":156586.421875,"d":"156,586.4"},null,"EIA Unit-level Data","EIA Unit-Level Data","Estimated based on unit-level NOx emission rates","Estimated based on unit-level NOx ozone season emission rates","Estimated using emissions factor and plant-specific sulfur content","Estimated using emissions factor"]
[27205,2019,"WI","LAC Courte Oreilles Hydroelect",10453,"U3","HY","OP",{"$nulls":4},"WAT",null,{"v":64224.94140625,"d":"64,225"},{"v":25342.1171875,"d":"25,342"},{"$nulls":5},"EIA Prime Mover-level Data","EIA Prime Mover-level Data"]
[27209,2019,"WI","Lafayette DPC Solar",60888,"PV1","PV","OP",{"$nulls":4},"SUN",null,{"v":12707,"d":"12,707"},{"v":7015,"d":"7,015"},{"$nulls":5},"EIA Prime Mover-level Data","EIA Prime Mover-level Data"]
[27218,2019,"WI","Little Chute",4119,"3","HY","OP",{"$nulls":4},"WAT",null,{"v":76122.3359375,"d":"76,122"},{"v":30036.666015625,"d":"30,037"},{"$nulls":5},"EIA Prime Mover-level Data","EIA Prime Mover-level Data"]
[27234,2019,"WI","Medford DPC Solar",60894,"PV1","PV","OP",{"$nulls":4},"SUN",null,{"v":24995,"d":"24,995"},{"v":13799,"d":"13,799"},{"$nulls":5},"EIA Prime Mover-level Data","EIA Prime Mover-level Data"]
[27254,2019,"WI","MMSD South Shore Wastewater",55525,"1CAT","IC","OP",{"$nulls":4},"OBG",null,{"v":46683,"d":"46,683"},{"v":19629,"d":"19,629"},{"v":89.9970016479492,"d":"90.0"},{"v":37.8479995727539,"d":"37.8"},{"v":0.118900001049042,"d":"0.1"},{"v":2964.36108398438,"d":"2,964.4"},null,"EIA Prime Mover-level Data","EIA Prime Mover-level Data","Estimated using emissions factor","Estimated using emissions factor","Estimated using emissions factor","Estimated using emissions factor"]
[27268,2019,"WI","Nelson Dewey Generating Station",4054,"1","ST","RE",null,null,"CYCLONE",1,"SUB",{"$nulls":16},"SN"]
[27276,2019,"WI","New Lisbon",4130,"2","IC","OP",{"$nulls":4},"DFO",null,{"v":22.7110004425049,"d":"23"},{"v":10.4940004348755,"d":"10"},{"v":0.0350000001490116,"d":"0.0"},{"v":0.0160000007599592,"d":"0.0"},{"v":3.29999998211861E-3,"d":"0.0"},{"v":1.85500001907349,"d":"1.9"},null,"EIA Prime Mover-level Data","EIA Prime Mover-level Data","Estimated using emissions factor","Estimated using emissions factor","Estimated using emissions factor","Estimated using emissions factor"]
[27283,2019,"WI","Niagara Mill",54857,"1ST","ST","RE",{"$nulls":4},"BIT"]
[27301,2019,"WI","Oneida Casino",7602,"2","IC","RE",{"$nulls":4},"DFO"]
[27318,2019,"WI","Packaging of America Tomahawk Mill",50476,"GEN4","HY","OP",{"$nulls":4},"WAT",null,{"v":55546,"d":"55,546"},{"v":21917.666015625,"d":"21,918"},{"$nulls":5},"EIA Prime Mover-level Data","EIA Prime Mover-level Data"]
[27321,2019,"WI","Paris",7270,"**2","GT","OP","Yes","ARP,CSNOX,CSOSG2,CSSO2G1","CT",null,"NG",{"v":181,"d":"181.0"},{"v":122445.4453125,"d":"122,445"},{"v":71665.078125,"d":"71,665"},{"v":6.37099981307983,"d":"6.4"},{"v":2.67600011825562,"d":"2.7"},{"v":0.0500000007450581,"d":"0.1"},{"v":7923.076171875,"d":"7,923.1"},null,"EPA/CAMD","EPA/CAMD","EPA/CAMD","EPA/CAMD","EPA/CAMD","EPA/CAMD",null,null,"H2O",null,1995]
[27334,2019,"WI","Pheasant Run Landfill Gas Recovery",54661,"GE10","IC","OP",{"$nulls":4},"LFG",null,{"v":54736.2734375,"d":"54,736"},{"v":23019.181640625,"d":"23,019"},{"v":38.2309989929199,"d":"38.2"},{"v":16.0779991149902,"d":"16.1"},{"v":1.23160004615784,"d":"1.2"},{"v":3475.74194335938,"d":"3,475.7"},null,"EIA Prime Mover-level Data","EIA Prime Mover-level Data","Estimated using emissions factor","Estimated using emissions factor","Estimated using emissions factor","Estimated using emissions factor"]
[27347,2019,"WI","Pleasant Prairie",6170,"1","ST","RE",null,null,"WALL",1,"RC",{"$nulls":15},"SP","SR"]
[27363,2019,"WI","Port Edwards Mill",54103,"JHG3","HY","OP",{"$nulls":4},"WAT",null,{"v":17408.6875,"d":"17,409"},{"v":5169.22412109375,"d":"5,169"},{"$nulls":5},"EIA Prime Mover-level Data","EIA Prime Mover-level Data"]
[27383,2019,"WI","Rapide Croche",4122,"1","HY","OP",{"$nulls":4},"WAT",null,{"v":37336.75,"d":"37,337"},{"v":14732.25,"d":"14,732"},{"$nulls":5},"EIA Prime Mover-level Data","EIA Prime Mover-level Data"]
[27384,2019,"WI","Rapide Croche",4122,"2","HY","OP",{"$nulls":4},"WAT",null,{"v":37336.75,"d":"37,337"},{"v":14732.25,"d":"14,732"},{"$nulls":5},"EIA Prime Mover-level Data","EIA Prime Mover-level Data"]
[27385,2019,"WI","Rapide Croche",4122,"3","HY","OP",{"$nulls":4},"WAT",null,{"v":37336.75,"d":"37,337"},{"v":14732.25,"d":"14,732"},{"$nulls":5},"EIA Prime Mover-level Data","EIA Prime Mover-level Data"]
[27386,2019,"WI","Rapide Croche",4122,"4","HY","OP",{"$nulls":4},"WAT",null,{"v":37336.75,"d":"37,337"},{"v":14732.25,"d":"14,732"},{"$nulls":5},"EIA Prime Mover-level Data","EIA Prime Mover-level Data"]
[27387,2019,"WI","Rhinelander Mill",50933,"BLR7","ST","OP",{"$nulls":3},3,"BIT",null,{"v":1114180,"d":"1,114,180"},{"v":43028.66015625,"d":"43,029"},{"v":287.880004882813,"d":"287.9"},{"v":10.8179998397827,"d":"10.8"},{"v":981.717529296875,"d":"981.7"},{"v":114661.375,"d":"114,661.4"},null,"EIA Unit-level Data","EIA Unit-Level Data","Estimated using emissions factor","Estimated using emissions factor","Estimated using emissions factor and plant-specific sulfur content","Estimated using emissions factor",null,"DSI",null,"Yes"]
[27388,2019,"WI","Rhinelander Mill",50933,"BLR8","ST","OP",{"$nulls":3},2,"NG",null,{"v":1360321.25,"d":"1,360,321"},{"v":812770.9375,"d":"812,771"},{"v":14.96399974823,"d":"15.0"},{"v":8.53400039672852,"d":"8.5"},{"v":2.17379999160767,"d":"2.2"},{"v":79503.3359375,"d":"79,503.3"},null,"EIA Unit-level Data","EIA Unit-Level Data","Estimated based on unit-level NOx emission rates","Estimated based on unit-level NOx ozone season emission rates","Estimated using emissions factor and plant-specific sulfur content","Estimated using emissions factor"]
[27389,2019,"WI","Rhinelander Mill",50933,"HYD1","HY","OP",{"$nulls":4},"WAT",null,{"v":25094,"d":"25,094"},{"v":8424,"d":"8,424"},{"$nulls":5},"EIA Prime Mover-level Data","EIA Prime Mover-level Data"]
[27390,2019,"WI","Rhinelander Mill",50933,"HYD2","HY","OP",{"$nulls":4},"WAT",null,{"v":25094,"d":"25,094"},{"v":8424,"d":"8,424"},{"$nulls":5},"EIA Prime Mover-level Data","EIA Prime Mover-level Data"]
[27391,2019,"WI","Rhinelander Mill",50933,"HYD3","HY","OP",{"$nulls":4},"WAT",null,{"v":50188,"d":"50,188"},{"v":16848,"d":"16,848"},{"$nulls":5},"EIA Prime Mover-level Data","EIA Prime Mover-level Data"]
[27392,2019,"WI","Richland Center Renewable Energy LLC",58834,"UNIT1","IC","OP",{"$nulls":4},"OBG",null,{"v":74025.5,"d":"74,026"},{"v":31130.5,"d":"31,131"},{"v":192.065994262695,"d":"192.1"},{"v":80.7720031738281,"d":"80.8"},{"v":0.240600004792213,"d":"0.2"},{"v":4700.60400390625,"d":"4,700.6"},null,"EIA Prime Mover-level Data","EIA Prime Mover-level Data","Estimated using emissions factor","Estimated using emissions factor","Estimated using emissions factor","Estimated using emissions factor"]
[27393,2019,"WI","Richland Center Renewable Energy LLC",58834,"UNIT2","IC","OP",{"$nulls":4},"OBG",null,{"v":74025.5,"d":"74,026"},{"v":31130.5,"d":"31,131"},{"v":192.065994262695,"d":"192.1"},{"v":80.7720031738281,"d":"80.8"},{"v":0.240600004792213,"d":"0.2"},{"v":4700.60400390625,"d":"4,700.6"},null,"EIA Prime Mover-level Data","EIA Prime Mover-level Data","Estimated using emissions factor","Estimated using emissions factor","Estimated using emissions factor","Estimated using emissions factor"]
[27394,2019,"WI","Ridgeview",55925,"GEN1","IC","OP",{"$nulls":4},"LFG",null,{"v":48720.875,"d":"48,721"},{"v":20489.25,"d":"20,489"},{"v":33.0120010375977,"d":"33.0"},{"v":13.8830003738403,"d":"13.9"},{"v":1.09619998931885,"d":"1.1"},{"v":3093.76489257813,"d":"3,093.8"},null,"EIA Prime Mover-level Data","EIA Prime Mover-level Data","Estimated using emissions factor","Estimated using emissions factor","Estimated using emissions factor","Estimated using emissions factor"]
[27395,2019,"WI","Ridgeview",55925,"GEN10","IC","RE",{"$nulls":4},"LFG"]
[27396,2019,"WI","Ridgeview",55925,"GEN2","IC","OP",{"$nulls":4},"LFG",null,{"v":48720.875,"d":"48,721"},{"v":20489.25,"d":"20,489"},{"v":33.0120010375977,"d":"33.0"},{"v":13.8830003738403,"d":"13.9"},{"v":1.09619998931885,"d":"1.1"},{"v":3093.76489257813,"d":"3,093.8"},null,"EIA Prime Mover-level Data","EIA Prime Mover-level Data","Estimated using emissions factor","Estimated using emissions factor","Estimated using emissions factor","Estimated using emissions factor"]
[27397,2019,"WI","Ridgeview",55925,"GEN3","IC","OP",{"$nulls":4},"LFG",null,{"v":48720.875,"d":"48,721"},{"v":20489.25,"d":"20,489"},{"v":33.0120010375977,"d":"33.0"},{"v":13.8830003738403,"d":"13.9"},{"v":1.09619998931885,"d":"1.1"},{"v":3093.76489257813,"d":"3,093.8"},null,"EIA Prime Mover-level Data","EIA Prime Mover-level Data","Estimated using emissions factor","Estimated using emissions factor","Estimated using emissions factor","Estimated using emissions factor"]
[27398,2019,"WI","Ridgeview",55925,"GEN4","IC","OP",{"$nulls":4},"LFG",null,{"v":48720.875,"d":"48,721"},{"v":20489.25,"d":"20,489"},{"v":33.0120010375977,"d":"33.0"},{"v":13.8830003738403,"d":"13.9"},{"v":1.09619998931885,"d":"1.1"},{"v":3093.76489257813,"d":"3,093.8"},null,"EIA Prime Mover-level Data","EIA Prime Mover-level Data","Estimated using emissions factor","Estimated using emissions factor","Estimated using emissions factor","Estimated using emissions factor"]
[27399,2019,"WI","Ridgeview",55925,"GEN5","IC","OP",{"$nulls":4},"LFG",null,{"v":48720.875,"d":"48,721"},{"v":20489.25,"d":"20,489"},{"v":33.0120010375977,"d":"33.0"},{"v":13.8830003738403,"d":"13.9"},{"v":1.09619998931885,"d":"1.1"},{"v":3093.76489257813,"d":"3,093.8"},null,"EIA Prime Mover-level Data","EIA Prime Mover-level Data","Estimated using emissions factor","Estimated using emissions factor","Estimated using emissions factor","Estimated using emissions factor"]
[27400,2019,"WI","Ridgeview",55925,"GEN6","IC","OP",{"$nulls":4},"LFG",null,{"v":48720.875,"d":"48,721"},{"v":20489.25,"d":"20,489"},{"v":33.0120010375977,"d":"33.0"},{"v":13.8830003738403,"d":"13.9"},{"v":1.09619998931885,"d":"1.1"},{"v":3093.76489257813,"d":"3,093.8"},null,"EIA Prime Mover-level Data","EIA Prime Mover-level Data","Estimated using emissions factor","Estimated using emissions factor","Estimated using emissions factor","Estimated using emissions factor"]
[27401,2019,"WI","Ridgeview",55925,"GEN7","IC","OP",{"$nulls":4},"LFG",null,{"v":48720.875,"d":"48,721"},{"v":20489.25,"d":"20,489"},{"v":33.0120010375977,"d":"33.0"},{"v":13.8830003738403,"d":"13.9"},{"v":1.09619998931885,"d":"1.1"},{"v":3093.76489257813,"d":"3,093.8"},null,"EIA Prime Mover-level Data","EIA Prime Mover-level Data","Estimated using emissions factor","Estimated using emissions factor","Estimated using emissions factor","Estimated using emissions factor"]
[27402,2019,"WI","Ridgeview",55925,"GEN8","IC","OP",{"$nulls":4},"LFG",null,{"v":48720.875,"d":"48,721"},{"v":20489.25,"d":"20,489"},{"v":33.0120010375977,"d":"33.0"},{"v":13.8830003738403,"d":"13.9"},{"v":1.09619998931885,"d":"1.1"},{"v":3093.76489257813,"d":"3,093.8"},null,"EIA Prime Mover-level Data","EIA Prime Mover-level Data","Estimated using emissions factor","Estimated using emissions factor","Estimated using emissions factor","Estimated using emissions factor"]
[27403,2019,"WI","Ridgeview",55925,"GEN9","IC","RE",{"$nulls":4},"LFG"]
[27404,2019,"WI","Riverside Energy Center",55641,"CT-01","CT","OP","Yes","ARP,CSNOX,CSOSG2,CSSO2G1","CC",null,"NG",{"v":7816,"d":"7,816.0"},{"v":14284110,"d":"14,284,110"},{"v":5692142,"d":"5,692,142"},{"v":37.1650009155273,"d":"37.2"},{"v":13.7440004348755,"d":"13.7"},{"v":4.28499984741211,"d":"4.3"},{"v":848887.125,"d":"848,887.1"},null,"EPA/CAMD","EPA/CAMD","EPA/CAMD","EPA/CAMD","EPA/CAMD","EPA/CAMD",null,null,"DLNB,SCR",null,2004]
[27405,2019,"WI","Riverside Energy Center",55641,"CT-02","CT","OP","Yes","ARP,CSNOX,CSOSG2,CSSO2G1","CC",null,"NG",{"v":7717,"d":"7,717.0"},{"v":14146542,"d":"14,146,542"},{"v":5638021,"d":"5,638,021"},{"v":37.6160011291504,"d":"37.6"},{"v":13.9809999465942,"d":"14.0"},{"v":4.24399995803833,"d":"4.2"},{"v":840711.75,"d":"840,711.8"},null,"EPA/CAMD","EPA/CAMD","EPA/CAMD","EPA/CAMD","EPA/CAMD","EPA/CAMD",null,null,"DLNB,SCR",null,2004]
[27406,2019,"WI","Riverside Energy Center",55641,"PV1","PV","T",{"$nulls":4},"SUN"]
[27407,2019,"WI","Rock River",4057,"CT3","GT","OP","Yes","CSNOX,CSOSG2,CSSO2G1","CT",null,"NG",{"v":9,"d":"9.0"},{"v":3758.19995117188,"d":"3,758"},{"v":2367.89990234375,"d":"2,368"},{"v":1.31500005722046,"d":"1.3"},{"v":0.828999996185303,"d":"0.8"},{"v":1.00000004749745E-3,"d":"0.0"},{"v":219.64599609375,"d":"219.6"},null,"EPA/CAMD","EPA/CAMD","EPA/CAMD","EPA/CAMD","EPA/CAMD","Estimated using emissions factor",{"$nulls":4},1967]
[27408,2019,"WI","Rock River",4057,"CT5A","GT","OP","Yes","CSNOX,CSOSG2,CSSO2G1","CT",null,"NG",{"v":142,"d":"142.0"},{"v":42003.80078125,"d":"42,004"},{"v":24920.30078125,"d":"24,920"},{"v":14.701000213623,"d":"14.7"},{"v":8.72200012207031,"d":"8.7"},{"v":0.0109999999403954,"d":"0.0"},{"v":2454.89208984375,"d":"2,454.9"},null,"EPA/CAMD","EPA/CAMD","EPA/CAMD","EPA/CAMD","EPA/CAMD","Estimated using emissions factor",{"$nulls":4},1972]
[27409,2019,"WI","Rock River",4057,"CT5B","GT","OP","Yes","CSNOX,CSOSG2,CSSO2G1","CT",null,"NG",{"v":138,"d":"138.0"},{"v":40633.19921875,"d":"40,633"},{"v":23874.599609375,"d":"23,875"},{"v":14.2220001220703,"d":"14.2"},{"v":8.35599994659424,"d":"8.4"},{"v":0.0109999999403954,"d":"0.0"},{"v":2374.7880859375,"d":"2,374.8"},null,"EPA/CAMD","EPA/CAMD","EPA/CAMD","EPA/CAMD","EPA/CAMD","Estimated using emissions factor",{"$nulls":4},1972]
[27410,2019,"WI","Rock River",4057,"CT6A","GT","OP",null,null,"CT",null,"NG",{"v":0,"d":"0.0"},{"$nulls":17},1972]
[27411,2019,"WI","Rock River",4057,"CT6B","GT","OP",null,null,"CT",null,"NG",{"v":0,"d":"0.0"},{"$nulls":17},1972]
[27412,2019,"WI","Rockgen Energy Center",55391,"CT-1","GT","OP","Yes","ARP,CSNOX,CSOSG2,CSSO2G1","CT",null,"NG",{"v":1449,"d":"1,449.0"},{"v":2190772.5,"d":"2,190,773"},{"v":1506099.5,"d":"1,506,100"},{"v":47.9580001831055,"d":"48.0"},{"v":32.1720008850098,"d":"32.2"},{"v":0.656000018119812,"d":"0.7"},{"v":130717.7578125,"d":"130,717.8"},null,"EPA/CAMD","EPA/CAMD","EPA/CAMD","EPA/CAMD","EPA/CAMD","EPA/CAMD",null,null,"DLNB,H2O",null,2001]
[27413,2019,"WI","Rockgen Energy Center",55391,"CT-2","GT","OP","Yes","ARP,CSNOX,CSOSG2,CSSO2G1","CT",null,"NG",{"v":1021,"d":"1,021.0"},{"v":1482306.25,"d":"1,482,306"},{"v":1206019.625,"d":"1,206,020"},{"v":27.1620006561279,"d":"27.2"},{"v":21.6840000152588,"d":"21.7"},{"v":0.444000005722046,"d":"0.4"},{"v":88333.8359375,"d":"88,333.8"},null,"EPA/CAMD","EPA/CAMD","EPA/CAMD","EPA/CAMD","EPA/CAMD","EPA/CAMD",null,null,"DLNB,H2O",null,2001]
[27414,2019,"WI","Rockgen Energy Center",55391,"CT-3","GT","OP","Yes","ARP,CSNOX,CSOSG2,CSSO2G1","CT",null,"NG",{"v":1165,"d":"1,165.0"},{"v":1719658.75,"d":"1,719,659"},{"v":1310121.75,"d":"1,310,122"},{"v":31.7959995269775,"d":"31.8"},{"v":24.0419998168945,"d":"24.0"},{"v":0.515999972820282,"d":"0.5"},{"v":102194.296875,"d":"102,194.3"},null,"EPA/CAMD","EPA/CAMD","EPA/CAMD","EPA/CAMD","EPA/CAMD","EPA/CAMD",null,null,"DLNB,H2O",null,2001]
[27415,2019,"WI","Rothschild Biomass Cogeneration Facility",58124,"1","ST","OP","Yes","ARP,CSNOX,CSOSG2,CSSO2G1","FLUIDIZED",1,"WDS",{"v":7014,"d":"7,014.0"},{"v":4117784,"d":"4,117,784"},{"v":1134556.75,"d":"1,134,557"},{"v":159.182998657227,"d":"159.2"},{"v":43.8610000610352,"d":"43.9"},{"v":1.27699995040894,"d":"1.3"},{"v":429085.84375,"d":"429,085.8"},null,"EPA/CAMD","EPA/CAMD","EPA/CAMD","EPA/CAMD","EPA/CAMD","EPA/CAMD",null,"DSI","SNCR",null,2013]
[27416,2019,"WI","Sand Lake DPC Solar",60957,"PV1","PV","OP",{"$nulls":4},"SUN",null,{"v":15849,"d":"15,849"},{"v":8749,"d":"8,749"},{"$nulls":5},"EIA Prime Mover-level Data","EIA Prime Mover-level Data"]
[27417,2019,"WI","Sandstone Rapids",4074,"1","HY","OP",{"$nulls":4},"WAT",null,{"v":73786,"d":"73,786"},{"v":29114.5,"d":"29,115"},{"$nulls":5},"EIA Prime Mover-level Data","EIA Prime Mover-level Data"]
[27418,2019,"WI","Sandstone Rapids",4074,"2","HY","OP",{"$nulls":4},"WAT",null,{"v":73786,"d":"73,786"},{"v":29114.5,"d":"29,115"},{"$nulls":5},"EIA Prime Mover-level Data","EIA Prime Mover-level Data"]
[27419,2019,"WI","Sauk DPC Solar",60887,"PV1","PV","OP",{"$nulls":4},"SUN",null,{"v":12298,"d":"12,298"},{"v":6788,"d":"6,788"},{"$nulls":5},"EIA Prime Mover-level Data","EIA Prime Mover-level Data"]
[27420,2019,"WI","Saxon Falls",1756,"1","HY","OP",{"$nulls":4},"WAT",null,{"v":50589.5,"d":"50,590"},{"v":19962,"d":"19,962"},{"$nulls":5},"EIA Prime Mover-level Data","EIA Prime Mover-level Data"]
[27421,2019,"WI","Saxon Falls",1756,"2","HY","OP",{"$nulls":4},"WAT",null,{"v":50589.5,"d":"50,590"},{"v":19962,"d":"19,962"},{"$nulls":5},"EIA Prime Mover-level Data","EIA Prime Mover-level Data"]
[27422,2019,"WI","Seven Mile Creek LFG",56149,"1","IC","RE",{"$nulls":4},"LFG"]
[27423,2019,"WI","Seven Mile Creek LFG",56149,"2","IC","RE",{"$nulls":4},"LFG"]
[27424,2019,"WI","Seven Mile Creek LFG",56149,"3","IC","RE",{"$nulls":4},"LFG"]
[27425,2019,"WI","Seven Mile Creek LFG",56149,"4","IC","RE",{"$nulls":4},"LFG"]
[27426,2019,"WI","Seven Mile Creek LFG",56149,"5","IC","CN",{"$nulls":4},"LFG"]
[27427,2019,"WI","Sheboygan Falls Energy Facility",56166,"1","GT","OP","Yes","ARP,CSNOX,CSOSG2,CSSO2G1","CT",null,"NG",{"v":1220,"d":"1,220.0"},{"v":1795357.5,"d":"1,795,358"},{"v":1375663.875,"d":"1,375,664"},{"v":26.0559997558594,"d":"26.1"},{"v":19.2649993896484,"d":"19.3"},{"v":0.439000010490417,"d":"0.4"},{"v":106694.9765625,"d":"106,695.0"},null,"EPA/CAMD","EPA/CAMD","EPA/CAMD","EPA/CAMD","EPA/CAMD","EPA/CAMD",null,null,"DLNB",null,2005]
[27428,2019,"WI","Sheboygan Falls Energy Facility",56166,"2","GT","OP","Yes","ARP,CSNOX,CSOSG2,CSSO2G1","CT",null,"NG",{"v":1335,"d":"1,335.0"},{"v":1943008,"d":"1,943,008"},{"v":1150219.125,"d":"1,150,219"},{"v":27.5049991607666,"d":"27.5"},{"v":15.298999786377,"d":"15.3"},{"v":0.50900000333786,"d":"0.5"},{"v":115469.1875,"d":"115,469.2"},null,"EPA/CAMD","EPA/CAMD","EPA/CAMD","EPA/CAMD","EPA/CAMD","EPA/CAMD",null,null,"DLNB",null,2005]
[27429,2019,"WI","Sheepskin",4059,"CT1A","GT","OP","Yes","CSNOX,CSOSG2,CSSO2G1","CT",null,"NG",{"v":50,"d":"50.0"},{"v":11382.7998046875,"d":"11,383"},{"v":4841.2001953125,"d":"4,841"},{"v":3.98399996757507,"d":"4.0"},{"v":1.69400000572205,"d":"1.7"},{"v":0.340999990701675,"d":"0.3"},{"v":665.262023925781,"d":"665.3"},null,"EPA/CAMD","EPA/CAMD","EPA/CAMD","EPA/CAMD","EPA/CAMD","Estimated using emissions factor",{"$nulls":4},1969]
[27430,2019,"WI","Sheepskin",4059,"CT1B","GT","OP","Yes","CSNOX,CSOSG2,CSSO2G1","CT",null,"NG",{"v":51,"d":"51.0"},{"v":11482.2998046875,"d":"11,482"},{"v":4820.10009765625,"d":"4,820"},{"v":4.01900005340576,"d":"4.0"},{"v":1.68700003623962,"d":"1.7"},{"v":0.34400001168251,"d":"0.3"},{"v":671.078002929688,"d":"671.1"},null,"EPA/CAMD","EPA/CAMD","EPA/CAMD","EPA/CAMD","EPA/CAMD","Estimated using emissions factor",{"$nulls":4},1969]
[27431,2019,"WI","Sherry Energy Center",55834,"CT01","GT","CN",{"$nulls":4},"NG"]
[27432,2019,"WI","Sherry Energy Center",55834,"CT02","GT","CN",{"$nulls":4},"NG"]
[27433,2019,"WI","Sherry Energy Center",55834,"CT03","GT","CN",{"$nulls":4},"NG"]
[27434,2019,"WI","Sherry Energy Center",55834,"CT04","GT","CN",{"$nulls":4},"NG"]
[27435,2019,"WI","Sherry Energy Center",55834,"CTG1","CT","CN",{"$nulls":4},"NG"]
[27436,2019,"WI","Sherry Energy Center",55834,"CTG2","CT","CN",{"$nulls":4},"NG"]
[27437,2019,"WI","Sherry Energy Center",55834,"STG1","CA","CN",{"$nulls":4},"NG"]
[27438,2019,"WI","Shirley Wind",57553,"1","WT","OP",{"$nulls":4},"WND",null,{"v":479810,"d":"479,810"},{"v":140190,"d":"140,190"},{"$nulls":5},"EIA Prime Mover-level Data","EIA Prime Mover-level Data"]
[27439,2019,"WI","Solon Diesel",7058,"1","IC","SB",{"$nulls":4},"DFO"]
[27440,2019,"WI","Solon Diesel",7058,"2","IC","SB",{"$nulls":4},"DFO"]
[27441,2019,"WI","Solon Diesel",7058,"3","IC","SB",{"$nulls":4},"DFO"]
[27442,2019,"WI","Solon Diesel",7058,"4","IC","SB",{"$nulls":4},"DFO"]
[27443,2019,"WI","Solon Diesel",7058,"5","IC","SB",{"$nulls":4},"DFO"]
[27444,2019,"WI","Solon Diesel",7058,"6","IC","SB",{"$nulls":4},"DFO"]
[27445,2019,"WI","Solon Diesel",7058,"7","IC","SB",{"$nulls":4},"DFO"]
[27446,2019,"WI","Solon Diesel",7058,"8","IC","SB",{"$nulls":4},"DFO"]
[27447,2019,"WI","South Fond Du Lac",7203,"**CT1","GT","OP","Yes","ARP,CSNOX,CSOSG2,CSSO2G1","CT",null,"NG",{"v":185,"d":"185.0"},{"v":130332.078125,"d":"130,332"},{"v":69384.4609375,"d":"69,384"},{"v":8.01700019836426,"d":"8.0"},{"v":2.53500008583069,"d":"2.5"},{"v":0.693000018596649,"d":"0.7"},{"v":8693.4833984375,"d":"8,693.5"},null,"EPA/CAMD","EPA/CAMD","EPA/CAMD","EPA/CAMD","EPA/CAMD","EPA/CAMD",null,null,"H2O",null,1993]
[27448,2019,"WI","South Fond Du Lac",7203,"**CT2","GT","OP","Yes","ARP,CSNOX,CSOSG2,CSSO2G1","CT",null,"NG",{"v":175,"d":"175.0"},{"v":120962.8984375,"d":"120,963"},{"v":64114.296875,"d":"64,114"},{"v":7.61899995803833,"d":"7.6"},{"v":2.22399997711182,"d":"2.2"},{"v":0.674000024795532,"d":"0.7"},{"v":8114.6220703125,"d":"8,114.6"},null,"EPA/CAMD","EPA/CAMD","EPA/CAMD","EPA/CAMD","EPA/CAMD","EPA/CAMD",null,null,"H2O",null,1994]
[27449,2019,"WI","South Fond Du Lac",7203,"**CT3","GT","OP","Yes","ARP,CSNOX,CSOSG2,CSSO2G1","CT",null,"NG",{"v":159,"d":"159.0"},{"v":107770.671875,"d":"107,771"},{"v":66799.3828125,"d":"66,799"},{"v":4.71199989318848,"d":"4.7"},{"v":2.11199998855591,"d":"2.1"},{"v":0.363000005483627,"d":"0.4"},{"v":6883.255859375,"d":"6,883.3"},null,"EPA/CAMD","EPA/CAMD","EPA/CAMD","EPA/CAMD","EPA/CAMD","EPA/CAMD",null,null,"H2O",null,1994]
[27450,2019,"WI","South Fond Du Lac",7203,"**CT4","GT","OP","Yes","ARP,CSNOX,CSOSG2,CSSO2G1","CT",null,"NG",{"v":185,"d":"185.0"},{"v":128805.6953125,"d":"128,806"},{"v":61027.640625,"d":"61,028"},{"v":7.48000001907349,"d":"7.5"},{"v":2.08500003814697,"d":"2.1"},{"v":0.560000002384186,"d":"0.6"},{"v":8411.2421875,"d":"8,411.2"},null,"EPA/CAMD","EPA/CAMD","EPA/CAMD","EPA/CAMD","EPA/CAMD","EPA/CAMD",null,null,"H2O",null,1996]
[27451,2019,"WI","South Oak Creek",4041,"5","ST","OP","Yes","ARP,CSNOX,CSOSG2,CSSO2G1,MATS","WALL",1,"RC",{"v":6042,"d":"6,042.0"},{"v":10786264,"d":"10,786,264"},{"v":5087861.5,"d":"5,087,862"},{"v":371.867004394531,"d":"371.9"},{"v":171.307998657227,"d":"171.3"},{"v":3.90100002288818,"d":"3.9"},{"v":1130684.875,"d":"1,130,684.9"},{"v":5.86999988555908,"d":"5.9"},"EPA/CAMD","EPA/CAMD","EPA/CAMD","EPA/CAMD","EPA/CAMD","EPA/CAMD","EPA/CAMD","WLS","SCR",null,1959]
[27452,2019,"WI","South Oak Creek",4041,"6","ST","OP","Yes","ARP,CSNOX,CSOSG2,CSSO2G1,MATS","WALL",1,"RC",{"v":5295,"d":"5,295.0"},{"v":9441677,"d":"9,441,677"},{"v":3979062.75,"d":"3,979,063"},{"v":315.200988769531,"d":"315.2"},{"v":130.841003417969,"d":"130.8"},{"v":3.09299993515015,"d":"3.1"},{"v":990044.6875,"d":"990,044.7"},{"v":5.28000020980835,"d":"5.3"},"EPA/CAMD","EPA/CAMD","EPA/CAMD","EPA/CAMD","EPA/CAMD","EPA/CAMD","EPA/CAMD","WLS","SCR",null,1961]
[27453,2019,"WI","South Oak Creek",4041,"7","ST","OP","Yes","ARP,CSNOX,CSOSG2,CSSO2G1,MATS","TANGENTIAL",1,"RC",{"v":6126,"d":"6,126.0"},{"v":13276244,"d":"13,276,244"},{"v":6924261,"d":"6,924,261"},{"v":430.657012939453,"d":"430.7"},{"v":226.018997192383,"d":"226.0"},{"v":42.1220016479492,"d":"42.1"},{"v":1392178.375,"d":"1,392,178.4"},{"v":7.40000009536743,"d":"7.4"},"EPA/CAMD","EPA/CAMD","EPA/CAMD","EPA/CAMD","EPA/CAMD","EPA/CAMD","EPA/CAMD","WLS","LNC3,SCR",null,1965]
[27454,2019,"WI","South Oak Creek",4041,"8","ST","OP","Yes","ARP,CSNOX,CSOSG2,CSSO2G1,MATS","TANGENTIAL",1,"RC",{"v":5791,"d":"5,791.0"},{"v":12824631,"d":"12,824,631"},{"v":5008402,"d":"5,008,402"},{"v":416.466003417969,"d":"416.5"},{"v":165.130996704102,"d":"165.1"},{"v":40.5289993286133,"d":"40.5"},{"v":1344569,"d":"1,344,569.0"},{"v":7.15000009536743,"d":"7.2"},"EPA/CAMD","EPA/CAMD","EPA/CAMD","EPA/CAMD","EPA/CAMD","EPA/CAMD","EPA/CAMD","WLS","LNC3,SCR",null,1967]
[27455,2019,"WI","St Croix Falls",4011,"1","HY","OP",{"$nulls":4},"WAT",null,{"v":122251.828125,"d":"122,252"},{"v":48238.578125,"d":"48,239"},{"$nulls":5},"EIA Prime Mover-level Data","EIA Prime Mover-level Data"]
[27456,2019,"WI","St Croix Falls",4011,"2","HY","OP",{"$nulls":4},"WAT",null,{"v":122251.828125,"d":"122,252"},{"v":48238.578125,"d":"48,239"},{"$nulls":5},"EIA Prime Mover-level Data","EIA Prime Mover-level Data"]
[27457,2019,"WI","St Croix Falls",4011,"3","HY","OP",{"$nulls":4},"WAT",null,{"v":122251.828125,"d":"122,252"},{"v":48238.578125,"d":"48,239"},{"$nulls":5},"EIA Prime Mover-level Data","EIA Prime Mover-level Data"]
[27458,2019,"WI","St Croix Falls",4011,"4","HY","OP",{"$nulls":4},"WAT",null,{"v":122251.828125,"d":"122,252"},{"v":48238.578125,"d":"48,239"},{"$nulls":5},"EIA Prime Mover-level Data","EIA Prime Mover-level Data"]
[27459,2019,"WI","St Croix Falls",4011,"5","HY","OP",{"$nulls":4},"WAT",null,{"v":166262.484375,"d":"166,262"},{"v":65604.46875,"d":"65,604"},{"$nulls":5},"EIA Prime Mover-level Data","EIA Prime Mover-level Data"]
[27460,2019,"WI","St Croix Falls",4011,"6","HY","OP",{"$nulls":4},"WAT",null,{"v":166262.484375,"d":"166,262"},{"v":65604.46875,"d":"65,604"},{"$nulls":5},"EIA Prime Mover-level Data","EIA Prime Mover-level Data"]
[27461,2019,"WI","St Croix Falls",4011,"7","HY","OP",{"$nulls":4},"WAT",null,{"v":156482.34375,"d":"156,482"},{"v":61745.37890625,"d":"61,745"},{"$nulls":5},"EIA Prime Mover-level Data","EIA Prime Mover-level Data"]
[27462,2019,"WI","St Croix Falls",4011,"8","HY","OP",{"$nulls":4},"WAT",null,{"v":156482.34375,"d":"156,482"},{"v":61745.37890625,"d":"61,745"},{"$nulls":5},"EIA Prime Mover-level Data","EIA Prime Mover-level Data"]
[27463,2019,"WI","Stevens Point",3973,"1","HY","OP",{"$nulls":4},"WAT",null,{"v":47799.83203125,"d":"47,800"},{"v":18861,"d":"18,861"},{"$nulls":5},"EIA Prime Mover-level Data","EIA Prime Mover-level Data"]
[27464,2019,"WI","Stevens Point",3973,"2","HY","OP",{"$nulls":4},"WAT",null,{"v":47799.83203125,"d":"47,800"},{"v":18861,"d":"18,861"},{"$nulls":5},"EIA Prime Mover-level Data","EIA Prime Mover-level Data"]
[27465,2019,"WI","Stevens Point",3973,"3","HY","OP",{"$nulls":4},"WAT",null,{"v":47799.83203125,"d":"47,800"},{"v":18861,"d":"18,861"},{"$nulls":5},"EIA Prime Mover-level Data","EIA Prime Mover-level Data"]
[27466,2019,"WI","Stevens Point",3973,"4","HY","OP",{"$nulls":4},"WAT",null,{"v":47799.83203125,"d":"47,800"},{"v":18861,"d":"18,861"},{"$nulls":5},"EIA Prime Mover-level Data","EIA Prime Mover-level Data"]
[27467,2019,"WI","Stevens Point",3973,"5","HY","OP",{"$nulls":4},"WAT",null,{"v":47799.83203125,"d":"47,800"},{"v":18861,"d":"18,861"},{"$nulls":5},"EIA Prime Mover-level Data","EIA Prime Mover-level Data"]
[27468,2019,"WI","Stevens Point",3973,"6","HY","OS",{"$nulls":4},"WAT",null,{"v":47799.83203125,"d":"47,800"},{"v":18861,"d":"18,861"},{"$nulls":5},"EIA Prime Mover-level Data","EIA Prime Mover-level Data"]
[27469,2019,"WI","Stevens Point Mill",55861,"SP","ST","OP",{"$nulls":4},"NG",null,{"v":1210649,"d":"1,210,649"},{"v":508709,"d":"508,709"},{"v":102.904998779297,"d":"102.9"},{"v":43.2400016784668,"d":"43.2"},{"v":1.9345999956131,"d":"1.9"},{"v":70755.8125,"d":"70,755.8"},null,"EIA Prime Mover-level Data","EIA Prime Mover-level Data","Estimated using emissions factor","Estimated using emissions factor","Estimated using emissions factor","Estimated using emissions factor"]
[27470,2019,"WI","Stiles",4147,"1","HY","OP",{"$nulls":4},"WAT",null,{"v":32877.5,"d":"32,878"},{"v":12973,"d":"12,973"},{"$nulls":5},"EIA Prime Mover-level Data","EIA Prime Mover-level Data"]
[27471,2019,"WI","Stiles",4147,"2","HY","OP",{"$nulls":4},"WAT",null,{"v":32877.5,"d":"32,878"},{"v":12973,"d":"12,973"},{"$nulls":5},"EIA Prime Mover-level Data","EIA Prime Mover-level Data"]
[27472,2019,"WI","Superior Generation Energy Center",8057,"GEN1","GT","CN",{"$nulls":4},"NG"]
[27473,2019,"WI","Sycamore (WI)",3993,"1","GT","OP",{"$nulls":4},"NG",null,{"v":324.519012451172,"d":"325"},{"v":136.731002807617,"d":"137"},{"v":0.0489999987185001,"d":"0.0"},{"v":0.0209999997168779,"d":"0.0"},{"v":0.000500000023748726,"d":"0.0"},{"v":18.9659996032715,"d":"19.0"},null,"EIA Prime Mover-level Data","EIA Prime Mover-level Data","Estimated using emissions factor","Estimated using emissions factor","Estimated using emissions factor","Estimated using emissions factor"]
[27474,2019,"WI","Sycamore (WI)",3993,"2","GT","OP",{"$nulls":4},"NG",null,{"v":425.480987548828,"d":"425"},{"v":179.268997192383,"d":"179"},{"v":0.0640000030398369,"d":"0.1"},{"v":0.0270000007003546,"d":"0.0"},{"v":6.99999975040555E-4,"d":"0.0"},{"v":24.867000579834,"d":"24.9"},null,"EIA Prime Mover-level Data","EIA Prime Mover-level Data","Estimated using emissions factor","Estimated using emissions factor","Estimated using emissions factor","Estimated using emissions factor"]
[27475,2019,"WI","Thornapple",3988,"1","HY","OP",{"$nulls":4},"WAT",null,{"v":43563.5,"d":"43,564"},{"v":17189.5,"d":"17,190"},{"$nulls":5},"EIA Prime Mover-level Data","EIA Prime Mover-level Data"]
[27476,2019,"WI","Thornapple",3988,"2","HY","OP",{"$nulls":4},"WAT",null,{"v":43563.5,"d":"43,564"},{"v":17189.5,"d":"17,190"},{"$nulls":5},"EIA Prime Mover-level Data","EIA Prime Mover-level Data"]
[27477,2019,"WI","Timberline Trail Gas Recovery",56525,"GEN1","IC","OP",{"$nulls":4},"LFG",null,{"v":47442.6015625,"d":"47,443"},{"v":19951.80078125,"d":"19,952"},{"v":33.201000213623,"d":"33.2"},{"v":13.9619998931885,"d":"14.0"},{"v":1.06749999523163,"d":"1.1"},{"v":3012.59497070313,"d":"3,012.6"},null,"EIA Prime Mover-level Data","EIA Prime Mover-level Data","Estimated using emissions factor","Estimated using emissions factor","Estimated using emissions factor","Estimated using emissions factor"]
[27478,2019,"WI","Timberline Trail Gas Recovery",56525,"GEN2","IC","OP",{"$nulls":4},"LFG",null,{"v":47442.6015625,"d":"47,443"},{"v":19951.80078125,"d":"19,952"},{"v":33.201000213623,"d":"33.2"},{"v":13.9619998931885,"d":"14.0"},{"v":1.06749999523163,"d":"1.1"},{"v":3012.59497070313,"d":"3,012.6"},null,"EIA Prime Mover-level Data","EIA Prime Mover-level Data","Estimated using emissions factor","Estimated using emissions factor","Estimated using emissions factor","Estimated using emissions factor"]
[27479,2019,"WI","Timberline Trail Gas Recovery",56525,"GEN3","IC","OP",{"$nulls":4},"LFG",null,{"v":47442.6015625,"d":"47,443"},{"v":19951.80078125,"d":"19,952"},{"v":33.201000213623,"d":"33.2"},{"v":13.9619998931885,"d":"14.0"},{"v":1.06749999523163,"d":"1.1"},{"v":3012.59497070313,"d":"3,012.6"},null,"EIA Prime Mover-level Data","EIA Prime Mover-level Data","Estimated using emissions factor","Estimated using emissions factor","Estimated using emissions factor","Estimated using emissions factor"]
[27480,2019,"WI","Timberline Trail Gas Recovery",56525,"GEN4","IC","OP",{"$nulls":4},"LFG",null,{"v":47442.6015625,"d":"47,443"},{"v":19951.80078125,"d":"19,952"},{"v":33.201000213623,"d":"33.2"},{"v":13.9619998931885,"d":"14.0"},{"v":1.06749999523163,"d":"1.1"},{"v":3012.59497070313,"d":"3,012.6"},null,"EIA Prime Mover-level Data","EIA Prime Mover-level Data","Estimated using emissions factor","Estimated using emissions factor","Estimated using emissions factor","Estimated using emissions factor"]
[27481,2019,"WI","Timberline Trail Gas Recovery",56525,"GEN5","IC","OP",{"$nulls":4},"LFG",null,{"v":47442.6015625,"d":"47,443"},{"v":19951.80078125,"d":"19,952"},{"v":33.201000213623,"d":"33.2"},{"v":13.9619998931885,"d":"14.0"},{"v":1.06749999523163,"d":"1.1"},{"v":3012.59497070313,"d":"3,012.6"},null,"EIA Prime Mover-level Data","EIA Prime Mover-level Data","Estimated using emissions factor","Estimated using emissions factor","Estimated using emissions factor","Estimated using emissions factor"]
[27482,2019,"WI","Timberline Trail Gas Recovery",56525,"GEN6","IC","RE",{"$nulls":4},"LFG"]
[27483,2019,"WI","Timberline Trail Gas Recovery",56525,"GEN7","IC","RE",{"$nulls":4},"LFG"]
[27484,2019,"WI","Tisch Mills Wind",60674,"TISCH","WT","CN",{"$nulls":4},"WND"]
[27485,2019,"WI","Tomahawk",4075,"1","HY","OP",{"$nulls":4},"WAT",null,{"v":46417,"d":"46,417"},{"v":18315,"d":"18,315"},{"$nulls":5},"EIA Prime Mover-level Data","EIA Prime Mover-level Data"]
[27486,2019,"WI","Tomahawk",4075,"2","HY","OP",{"$nulls":4},"WAT",null,{"v":46417,"d":"46,417"},{"v":18315,"d":"18,315"},{"$nulls":5},"EIA Prime Mover-level Data","EIA Prime Mover-level Data"]
[27487,2019,"WI","Trego",4012,"1","HY","OP",{"$nulls":4},"WAT",null,{"v":50917.41796875,"d":"50,917"},{"v":20091.166015625,"d":"20,091"},{"$nulls":5},"EIA Prime Mover-level Data","EIA Prime Mover-level Data"]
[27488,2019,"WI","Trego",4012,"2","HY","OP",{"$nulls":4},"WAT",null,{"v":36369.58203125,"d":"36,370"},{"v":14350.8330078125,"d":"14,351"},{"$nulls":5},"EIA Prime Mover-level Data","EIA Prime Mover-level Data"]
[27489,2019,"WI","Twin Falls (WI)",59836,"11","HY","OP",{"$nulls":4},"WAT",null,{"v":215626,"d":"215,626"},{"v":85082.5,"d":"85,083"},{"$nulls":5},"EIA Prime Mover-level Data","EIA Prime Mover-level Data"]
[27490,2019,"WI","Twin Falls (WI)",59836,"12","HY","OP",{"$nulls":4},"WAT",null,{"v":215626,"d":"215,626"},{"v":85082.5,"d":"85,083"},{"$nulls":5},"EIA Prime Mover-level Data","EIA Prime Mover-level Data"]
[27491,2019,"WI","Two Creeks Solar",63105,"1","PV","U",{"$nulls":4},"SUN"]
[27492,2019,"WI","UW Madison Charter Street Plant",54408,"B05","ST","OP",{"$nulls":3},1,"NG",null,{"v":338887.03125,"d":"338,887"},{"v":224663.1875,"d":"224,663"},{"v":27.7560005187988,"d":"27.8"},{"v":10.706000328064,"d":"10.7"},{"v":0.53329998254776,"d":"0.5"},{"v":19806.091796875,"d":"19,806.1"},null,"EIA Unit-level Data","EIA Unit-Level Data","Estimated using emissions factor","Estimated using emissions factor","Estimated using emissions factor","Estimated using emissions factor"]
[27493,2019,"WI","UW Madison Charter Street Plant",54408,"B06","ST","OP",{"$nulls":3},1,"NG",null,{"v":916417.4375,"d":"916,417"},{"v":310660.40625,"d":"310,660"},{"v":75.0589981079102,"d":"75.1"},{"v":28.9519996643066,"d":"29.0"},{"v":1.44219994544983,"d":"1.4"},{"v":53842.32421875,"d":"53,842.3"},null,"EIA Unit-level Data","EIA Unit-Level Data","Estimated using emissions factor","Estimated using emissions factor","Estimated using emissions factor","Estimated using emissions factor"]
[27494,2019,"WI","UW Madison Charter Street Plant",54408,"B07","ST","OP",{"$nulls":3},1,"NG",null,{"v":318464.40625,"d":"318,464"},{"v":62475.8828125,"d":"62,476"},{"v":26.0839996337891,"d":"26.1"},{"v":10.0609998703003,"d":"10.1"},{"v":0.501200020313263,"d":"0.5"},{"v":18917.4453125,"d":"18,917.4"},null,"EIA Unit-level Data","EIA Unit-Level Data","Estimated using emissions factor","Estimated using emissions factor","Estimated using emissions factor","Estimated using emissions factor"]
[27495,2019,"WI","UW Madison Charter Street Plant",54408,"B08","ST","OP",{"$nulls":3},1,"NG",null,{"v":931297.125,"d":"931,297"},{"v":365353.75,"d":"365,354"},{"v":76.2779998779297,"d":"76.3"},{"v":29.4220008850098,"d":"29.4"},{"v":1.46560001373291,"d":"1.5"},{"v":54761.75390625,"d":"54,761.8"},null,"EIA Unit-level Data","EIA Unit-Level Data","Estimated using emissions factor","Estimated using emissions factor","Estimated using emissions factor","Estimated using emissions factor"]
[27496,2019,"WI","UW Madison Charter Street Plant",54408,"B09","ST","OP",{"$nulls":3},1,"NG",null,{"v":974652.625,"d":"974,653"},{"v":358622.875,"d":"358,623"},{"v":79.8290023803711,"d":"79.8"},{"v":30.7919998168945,"d":"30.8"},{"v":1.53380000591278,"d":"1.5"},{"v":57272.2265625,"d":"57,272.2"},null,"EIA Unit-level Data","EIA Unit-Level Data","Estimated using emissions factor","Estimated using emissions factor","Estimated using emissions factor","Estimated using emissions factor"]
[27497,2019,"WI","UW Madison Charter Street Plant",54408,"2","ST","IP",{"$nulls":4},"WDS"]
[27498,2019,"WI","UW Madison Charter Street Plant",54408,"3","IC","SB",{"$nulls":4},"DFO"]
[27499,2019,"WI","Valley (WEPCO)",4042,"1","ST","OP","Yes","ARP,CSNOX,CSOSG2,CSSO2G1","WALL",1,"NG",{"v":6931,"d":"6,931.0"},{"v":2118756.5,"d":"2,118,757"},{"v":830358.4375,"d":"830,358"},{"v":67.3249969482422,"d":"67.3"},{"v":25.9500007629395,"d":"26.0"},{"v":0.634999990463257,"d":"0.6"},{"v":125599.140625,"d":"125,599.1"},null,"EPA/CAMD","EPA/CAMD","EPA/CAMD","EPA/CAMD","EPA/CAMD","EPA/CAMD",null,null,"LNB",null,1968]
[27500,2019,"WI","Valley (WEPCO)",4042,"2","ST","OP","Yes","ARP,CSNOX,CSOSG2,CSSO2G1","WALL",1,"NG",{"v":6459,"d":"6,459.0"},{"v":1990171.5,"d":"1,990,172"},{"v":814204.4375,"d":"814,204"},{"v":63.1689987182617,"d":"63.2"},25.5,{"v":0.598999977111816,"d":"0.6"},{"v":117978.0703125,"d":"117,978.1"},null,"EPA/CAMD","EPA/CAMD","EPA/CAMD","EPA/CAMD","EPA/CAMD","EPA/CAMD",null,null,"LNB",null,1968]
[27501,2019,"WI","Valley (WEPCO)",4042,"3","ST","OP","Yes","ARP,CSNOX,CSOSG2,CSSO2G1","WALL",1,"NG",{"v":3627,"d":"3,627.0"},{"v":1262261.375,"d":"1,262,261"},{"v":490503.71875,"d":"490,504"},{"v":40.5340003967285,"d":"40.5"},{"v":15.1149997711182,"d":"15.1"},{"v":0.379000008106232,"d":"0.4"},{"v":74828.015625,"d":"74,828.0"},null,"EPA/CAMD","EPA/CAMD","EPA/CAMD","EPA/CAMD","EPA/CAMD","EPA/CAMD",null,null,"LNB",null,1969]
[27502,2019,"WI","Valley (WEPCO)",4042,"4","ST","OP","Yes","ARP,CSNOX,CSOSG2,CSSO2G1","WALL",1,"NG",{"v":4212,"d":"4,212.0"},{"v":1451583.625,"d":"1,451,584"},{"v":485712.75,"d":"485,713"},{"v":46.6500015258789,"d":"46.7"},{"v":15.0419998168945,"d":"15.0"},{"v":0.437999993562698,"d":"0.4"},{"v":86050.53125,"d":"86,050.5"},null,"EPA/CAMD","EPA/CAMD","EPA/CAMD","EPA/CAMD","EPA/CAMD","EPA/CAMD",null,null,"LNB",null,1969]
[27503,2019,"WI","Viola",4139,"1","IC","RE",{"$nulls":4},"DFO"]
[27504,2019,"WI","Viola",4139,"2","IC","RE",{"$nulls":4},"DFO"]
[27505,2019,"WI","Viola",4139,"3","IC","OP",{"$nulls":4},"DFO",null,0,0,{"v":0,"d":"0.0"},{"v":0,"d":"0.0"},{"v":0,"d":"0.0"},{"v":0,"d":"0.0"},null,"EIA Prime Mover-level Data","EIA Prime Mover-level Data","Estimated using emissions factor","Estimated using emissions factor","Estimated using emissions factor","Estimated using emissions factor"]
[27506,2019,"WI","Warren DPC Solar",60890,"PV1","PV","OP",{"$nulls":4},"SUN",null,{"v":30822,"d":"30,822"},{"v":17015,"d":"17,015"},{"$nulls":5},"EIA Prime Mover-level Data","EIA Prime Mover-level Data"]
[27507,2019,"WI","Washington Island",4148,"2","IC","OP",{"$nulls":4},"DFO",null,{"v":4.92000007629395,"d":"5"},{"v":2.16000008583069,"d":"2"},{"v":0.00800000037997961,"d":"0.0"},{"v":0.00300000002607703,"d":"0.0"},{"v":6.99999975040555E-4,"d":"0.0"},{"v":0.40200001001358,"d":"0.4"},null,"EIA Prime Mover-level Data","EIA Prime Mover-level Data","Estimated using emissions factor","Estimated using emissions factor","Estimated using emissions factor","Estimated using emissions factor"]
[27508,2019,"WI","Washington Island",4148,"3","IC","OP",{"$nulls":4},"DFO",null,{"v":4.92000007629395,"d":"5"},{"v":2.16000008583069,"d":"2"},{"v":0.00800000037997961,"d":"0.0"},{"v":0.00300000002607703,"d":"0.0"},{"v":6.99999975040555E-4,"d":"0.0"},{"v":0.40200001001358,"d":"0.4"},null,"EIA Prime Mover-level Data","EIA Prime Mover-level Data","Estimated using emissions factor","Estimated using emissions factor","Estimated using emissions factor","Estimated using emissions factor"]
[27509,2019,"WI","Washington Island",4148,"4","IC","OP",{"$nulls":4},"DFO",null,{"v":9.84000015258789,"d":"10"},{"v":4.32000017166138,"d":"4"},{"v":0.0149999996647239,"d":"0.0"},{"v":0.00700000021606684,"d":"0.0"},{"v":1.39999995008111E-3,"d":"0.0"},{"v":0.804000020027161,"d":"0.8"},null,"EIA Prime Mover-level Data","EIA Prime Mover-level Data","Estimated using emissions factor","Estimated using emissions factor","Estimated using emissions factor","Estimated using emissions factor"]
[27510,2019,"WI","Washington Island",4148,"5","IC","OP",{"$nulls":4},"DFO",null,{"v":24.6000003814697,"d":"25"},{"v":10.8000001907349,"d":"11"},{"v":0.0379999987781048,"d":"0.0"},{"v":0.017000000923872,"d":"0.0"},{"v":0.00359999993816018,"d":"0.0"},{"v":2.0090000629425,"d":"2.0"},null,"EIA Prime Mover-level Data","EIA Prime Mover-level Data","Estimated using emissions factor","Estimated using emissions factor","Estimated using emissions factor","Estimated using emissions factor"]
[27511,2019,"WI","Washington Island",4148,"6","IC","OP",{"$nulls":4},"DFO",null,{"v":44.2799987792969,"d":"44"},{"v":19.4400005340576,"d":"19"},{"v":0.0689999982714653,"d":"0.1"},{"v":0.0299999993294477,"d":"0.0"},{"v":0.0063999998383224,"d":"0.0"},{"v":3.6159999370575,"d":"3.6"},null,"EIA Prime Mover-level Data","EIA Prime Mover-level Data","Estimated using emissions factor","Estimated using emissions factor","Estimated using emissions factor","Estimated using emissions factor"]
[27512,2019,"WI","Washington Island",4148,"7","IC","OP",{"$nulls":4},"DFO",null,{"v":78.7200012207031,"d":"79"},{"v":34.560001373291,"d":"35"},{"v":0.122000001370907,"d":"0.1"},{"v":0.0540000014007092,"d":"0.1"},{"v":0.011400000192225,"d":"0.0"},{"v":6.42899990081787,"d":"6.4"},null,"EIA Prime Mover-level Data","EIA Prime Mover-level Data","Estimated using emissions factor","Estimated using emissions factor","Estimated using emissions factor","Estimated using emissions factor"]
[27513,2019,"WI","Washington Island",4148,"8","IC","OP",{"$nulls":4},"DFO",null,{"v":78.7200012207031,"d":"79"},{"v":34.560001373291,"d":"35"},{"v":0.122000001370907,"d":"0.1"},{"v":0.0540000014007092,"d":"0.1"},{"v":0.011400000192225,"d":"0.0"},{"v":6.42899990081787,"d":"6.4"},null,"EIA Prime Mover-level Data","EIA Prime Mover-level Data","Estimated using emissions factor","Estimated using emissions factor","Estimated using emissions factor","Estimated using emissions factor"]
[27514,2019,"WI","Waupun Correctional Central Heating Plt",54407,"1","ST","OP",{"$nulls":4},"NG"]
[27515,2019,"WI","Waupun Correctional Central Heating Plt",54407,"2","ST","OP",{"$nulls":4},"NG"]
[27516,2019,"WI","Waupun Correctional Central Heating Plt",54407,"3","IC","SB",{"$nulls":4},"DFO"]
[27517,2019,"WI","Waupun Correctional Central Heating Plt",54407,"4","IC","SB",{"$nulls":4},"DFO"]
[27518,2019,"WI","Wausau",4077,"1","HY","OP",{"$nulls":4},"WAT",null,{"v":47107.33203125,"d":"47,107"},{"v":18588,"d":"18,588"},{"$nulls":5},"EIA Prime Mover-level Data","EIA Prime Mover-level Data"]
[27519,2019,"WI","Wausau",4077,"2","HY","OP",{"$nulls":4},"WAT",null,{"v":47107.33203125,"d":"47,107"},{"v":18588,"d":"18,588"},{"$nulls":5},"EIA Prime Mover-level Data","EIA Prime Mover-level Data"]
[27520,2019,"WI","Wausau",4077,"3","HY","OP",{"$nulls":4},"WAT",null,{"v":47107.33203125,"d":"47,107"},{"v":18588,"d":"18,588"},{"$nulls":5},"EIA Prime Mover-level Data","EIA Prime Mover-level Data"]
[27521,2019,"WI","Waxdale",59448,"CGEN1","GT","OP",{"$nulls":4},"LFG",null,{"v":281539,"d":"281,539"},{"v":113642.5,"d":"113,643"},{"v":28.0270004272461,"d":"28.0"},{"v":10.7569999694824,"d":"10.8"},{"v":6.6609001159668,"d":"6.7"},{"v":17877.66796875,"d":"17,877.7"},null,"EIA Prime Mover-level Data","EIA Prime Mover-level Data","Estimated using emissions factor","Estimated using emissions factor","Estimated using emissions factor","Estimated using emissions factor"]
[27522,2019,"WI","Waxdale",59448,"CGEN2","GT","OP",{"$nulls":4},"NG",null,{"v":281539,"d":"281,539"},{"v":113642.5,"d":"113,643"},{"v":42.726001739502,"d":"42.7"},{"v":18.0599994659424,"d":"18.1"},{"v":0.426699995994568,"d":"0.4"},{"v":16454.4140625,"d":"16,454.4"},null,"EIA Prime Mover-level Data","EIA Prime Mover-level Data","Estimated using emissions factor","Estimated using emissions factor","Estimated using emissions factor","Estimated using emissions factor"]
[27523,2019,"WI","Waxdale",59448,"WEC01","WT","OP",{"$nulls":4},"WND",null,{"v":32841,"d":"32,841"},{"v":9786.5,"d":"9,787"},{"$nulls":5},"EIA Prime Mover-level Data","EIA Prime Mover-level Data"]
[27524,2019,"WI","Waxdale",59448,"WEC02","WT","OP",{"$nulls":4},"WND",null,{"v":32841,"d":"32,841"},{"v":9786.5,"d":"9,787"},{"$nulls":5},"EIA Prime Mover-level Data","EIA Prime Mover-level Data"]
[27525,2019,"WI","West Campus Cogeneration Facility",7991,"U1","CT","OP","Yes","CSNOX,CSOSG2,CSSO2G1","CC",null,"NG",{"v":5632,"d":"5,632.0"},{"v":2314584,"d":"2,314,584"},{"v":1072541.25,"d":"1,072,541"},{"v":10.2390003204346,"d":"10.2"},{"v":4.57200002670288,"d":"4.6"},{"v":0.721000015735626,"d":"0.7"},{"v":137782.65625,"d":"137,782.7"},null,"EPA/CAMD","EPA/CAMD","EPA/CAMD","EPA/CAMD","EPA/CAMD","EPA/CAMD",null,null,"H2O,SCR",null,2005]
[27526,2019,"WI","West Campus Cogeneration Facility",7991,"U2","CT","OP","Yes","CSNOX,CSOSG2,CSSO2G1","CC",null,"NG",{"v":4452,"d":"4,452.0"},{"v":1979196.875,"d":"1,979,197"},{"v":843358.25,"d":"843,358"},{"v":8.85200023651123,"d":"8.9"},{"v":3.82200002670288,"d":"3.8"},{"v":0.648000001907349,"d":"0.6"},{"v":117832.78125,"d":"117,832.8"},null,"EPA/CAMD","EPA/CAMD","EPA/CAMD","EPA/CAMD","EPA/CAMD","EPA/CAMD",null,null,"H2O,SCR",null,2005]
[27527,2019,"WI","West Marinette",4076,"**33","GT","OP","Yes","ARP,CSNOX,CSOSG2,CSSO2G1","CT",null,"NG",{"v":260,"d":"260.0"},{"v":163123.59375,"d":"163,124"},{"v":100944.4765625,"d":"100,944"},{"v":10.375,"d":"10.4"},{"v":6.69099998474121,"d":"6.7"},{"v":0.0489999987185001,"d":"0.0"},{"v":9694.5791015625,"d":"9,694.6"},null,"EPA/CAMD","EPA/CAMD","EPA/CAMD","EPA/CAMD","EPA/CAMD","EPA/CAMD",null,null,"H2O",null,1993]
[27528,2019,"WI","West Marinette",4076,"**34","GT","OP","Yes","ARP,CSNOX,CSOSG2,CSSO2G1","CT",null,"NG",{"v":1436,"d":"1,436.0"},{"v":1098725.75,"d":"1,098,726"},{"v":283529.75,"d":"283,530"},{"v":17.5189990997314,"d":"17.5"},{"v":4.35599994659424,"d":"4.4"},{"v":0.330000013113022,"d":"0.3"},{"v":65294.4765625,"d":"65,294.5"},null,"EPA/CAMD","EPA/CAMD","EPA/CAMD","EPA/CAMD","EPA/CAMD","EPA/CAMD",null,null,"DLNB,H2O",null,2000]
[27529,2019,"WI","West Marinette",4076,"31A","GT","OP","Yes","CSNOX,CSOSG2,CSSO2G1","CT",null,"NG",{"v":321,"d":"321.0"},{"v":45711.484375,"d":"45,711"},{"v":25716.72265625,"d":"25,717"},{"v":6.32399988174438,"d":"6.3"},{"v":3.70499992370605,"d":"3.7"},{"v":0.0160000007599592,"d":"0.0"},{"v":2718.69799804688,"d":"2,718.7"},null,"EPA/CAMD","EPA/CAMD","EPA/CAMD","EPA/CAMD","EPA/CAMD","EPA/CAMD",{"$nulls":4},1971]
[27530,2019,"WI","West Marinette",4076,"31B","GT","OP","Yes","CSNOX,CSOSG2,CSSO2G1","CT",null,"NG",{"v":309,"d":"309.0"},{"v":43428.50390625,"d":"43,429"},{"v":23839.701171875,"d":"23,840"},{"v":6.97399997711182,"d":"7.0"},{"v":3.96399998664856,"d":"4.0"},{"v":0.0160000007599592,"d":"0.0"},{"v":2583.21411132813,"d":"2,583.2"},null,"EPA/CAMD","EPA/CAMD","EPA/CAMD","EPA/CAMD","EPA/CAMD","EPA/CAMD",{"$nulls":4},1971]
[27531,2019,"WI","West Marinette",4076,"32A","GT","OP","Yes","CSNOX,CSOSG2,CSSO2G1","CT",null,"NG",{"v":444,"d":"444.0"},{"v":70890.515625,"d":"70,891"},{"v":33884.140625,"d":"33,884"},{"v":12.1920003890991,"d":"12.2"},{"v":6.03800010681152,"d":"6.0"},{"v":0.0209999997168779,"d":"0.0"},{"v":4212.744140625,"d":"4,212.7"},null,"EPA/CAMD","EPA/CAMD","EPA/CAMD","EPA/CAMD","EPA/CAMD","EPA/CAMD",{"$nulls":4},1973]
[27532,2019,"WI","West Marinette",4076,"32B","GT","OP","Yes","CSNOX,CSOSG2,CSSO2G1","CT",null,"NG",{"v":444,"d":"444.0"},{"v":67413.5078125,"d":"67,414"},{"v":32189.203125,"d":"32,189"},{"v":10.3140001296997,"d":"10.3"},{"v":4.88299989700317,"d":"4.9"},{"v":0.0199999995529652,"d":"0.0"},{"v":4006.6669921875,"d":"4,006.7"},null,"EPA/CAMD","EPA/CAMD","EPA/CAMD","EPA/CAMD","EPA/CAMD","EPA/CAMD",{"$nulls":4},1973]
[27533,2019,"WI","Weston",4078,"2","ST","OP","Yes","ARP,CSNOX,CSOSG2,CSSO2G1","WALL",1,"NG",{"v":118,"d":"118.0"},{"v":28492.888671875,"d":"28,493"},{"v":28492.888671875,"d":"28,493"},{"v":1.65199995040894,"d":"1.7"},{"v":1.65199995040894,"d":"1.7"},{"v":0.00800000037997961,"d":"0.0"},{"v":1689.32299804688,"d":"1,689.3"},null,"EPA/CAMD","EPA/CAMD","EPA/CAMD","EPA/CAMD","EPA/CAMD","EPA/CAMD",null,null,"OFA",null,1960]
[27534,2019,"WI","Weston",4078,"3","ST","OP","Yes","ARP,CSNOX,CSOSG2,CSSO2G1,MATS","TANGENTIAL",1,"SUB",{"v":4745,"d":"4,745.0"},{"v":10906887,"d":"10,906,887"},{"v":4240848.5,"d":"4,240,849"},{"v":308.278991699219,"d":"308.3"},{"v":118.025001525879,"d":"118.0"},{"v":48.3940010070801,"d":"48.4"},{"v":1139868.625,"d":"1,139,868.6"},{"v":0,"d":"0.0"},"EPA/CAMD","EPA/CAMD","EPA/CAMD","EPA/CAMD","EPA/CAMD","EPA/CAMD","EPA/CAMD","O","LNC1,LNC2",null,1981]
[27535,2019,"WI","Weston",4078,"32A","GT","OP",null,null,"CT",null,"NG",{"v":0,"d":"0.0"},{"$nulls":17},1973]
[27536,2019,"WI","Weston",4078,"32B","GT","OP","Yes","CSNOX,CSOSG2,CSSO2G1","CT",null,"NG",{"v":99,"d":"99.0"},{"v":18316.638671875,"d":"18,317"},{"v":8501.666015625,"d":"8,502"},{"v":3.64199995994568,"d":"3.6"},{"v":1.67599999904633,"d":"1.7"},{"v":0.00499999988824129,"d":"0.0"},{"v":1088.67199707031,"d":"1,088.7"},null,"EPA/CAMD","EPA/CAMD","EPA/CAMD","EPA/CAMD","EPA/CAMD","EPA/CAMD",{"$nulls":4},1973]
[27537,2019,"WI","Weston",4078,"4","ST","OP","Yes","ARP,CSNOX,CSOSG2,CSSO2G1,MATS","WALL",1,"SUB",{"v":7715,"d":"7,715.0"},{"v":30309234,"d":"30,309,234"},{"v":13834325,"d":"13,834,325"},{"v":814.843994140625,"d":"814.8"},{"v":369.675994873047,"d":"369.7"},{"v":614.833984375,"d":"614.8"},{"v":3177803.75,"d":"3,177,803.8"},{"v":8.60999965667725,"d":"8.6"},"EPA/CAMD","EPA/CAMD","EPA/CAMD","EPA/CAMD","EPA/CAMD","EPA/CAMD","EPA/CAMD","DL","SCR","Yes",2008]
[27538,2019,"WI","Wheaton Generating Plant",4014,"1","GT","OP","Yes","CSNOX,CSOSG2,CSSO2G1","CT",null,"NG",{"v":149,"d":"149.0"},{"v":53490.6015625,"d":"53,491"},{"v":30702.900390625,"d":"30,703"},{"v":11.8109998703003,"d":"11.8"},{"v":4.52899980545044,"d":"4.5"},{"v":2.1800000667572,"d":"2.2"},{"v":3126.23291015625,"d":"3,126.2"},null,"EPA/CAMD","EPA/CAMD","EPA/CAMD","EPA/CAMD","EPA/CAMD","Estimated using emissions factor",{"$nulls":4},1972]
[27539,2019,"WI","Wheaton Generating Plant",4014,"2","GT","OP","Yes","CSNOX,CSOSG2,CSSO2G1","CT",null,"NG",{"v":223,"d":"223.0"},{"v":92089,"d":"92,089"},{"v":69389.3984375,"d":"69,389"},{"v":21.5400009155273,"d":"21.5"},{"v":11.9350004196167,"d":"11.9"},{"v":3.40000009536743,"d":"3.4"},{"v":5382.09814453125,"d":"5,382.1"},null,"EPA/CAMD","EPA/CAMD","EPA/CAMD","EPA/CAMD","EPA/CAMD","Estimated using emissions factor",{"$nulls":4},1972]
[27540,2019,"WI","Wheaton Generating Plant",4014,"3","GT","OP","Yes","CSNOX,CSOSG2,CSSO2G1","CT",null,"NG",{"v":136,"d":"136.0"},{"v":51185.19921875,"d":"51,185"},{"v":37094.30078125,"d":"37,094"},{"v":7.88100004196167,"d":"7.9"},{"v":5.53800010681152,"d":"5.5"},{"v":0.197999998927116,"d":"0.2"},{"v":2991.4951171875,"d":"2,991.5"},null,"EPA/CAMD","EPA/CAMD","EPA/CAMD","EPA/CAMD","EPA/CAMD","Estimated using emissions factor",{"$nulls":4},1972]
[27541,2019,"WI","Wheaton Generating Plant",4014,"4","GT","OP","Yes","CSNOX,CSOSG2,CSSO2G1","CT",null,"NG",{"v":184,"d":"184.0"},{"v":61430.3984375,"d":"61,430"},{"v":42324.6015625,"d":"42,325"},{"v":10.9659996032715,"d":"11.0"},{"v":6.30200004577637,"d":"6.3"},{"v":1.07000005245209,"d":"1.1"},{"v":3590.27099609375,"d":"3,590.3"},null,"EPA/CAMD","EPA/CAMD","EPA/CAMD","EPA/CAMD","EPA/CAMD","Estimated using emissions factor",{"$nulls":4},1972]
[27542,2019,"WI","Wheaton Generating Plant",4014,"5","GT","OP",null,null,"CT",null,"DFO",{"v":0,"d":"0.0"},{"$nulls":17},1972]
[27543,2019,"WI","Wheaton Generating Plant",4014,"6","GT","OP","Yes","CSNOX,CSOSG2,CSSO2G1","CT",null,"DFO",{"v":49,"d":"49.0"},{"v":20823.30078125,"d":"20,823"},{"v":3490,"d":"3,490"},{"v":12.4940004348755,"d":"12.5"},{"v":2.09400010108948,"d":"2.1"},{"v":5.20699977874756,"d":"5.2"},{"v":1700.49096679688,"d":"1,700.5"},null,"EPA/CAMD","EPA/CAMD","EPA/CAMD","EPA/CAMD","EPA/CAMD","Estimated using emissions factor",{"$nulls":4},1972]
[27544,2019,"WI","Wheaton Solar",60203,"1","PV","CN",{"$nulls":4},"SUN"]
[27545,2019,"WI","Whistling Winds DPC Solar",60895,"PV1","PV","OP",{"$nulls":4},"SUN",null,{"v":21656,"d":"21,656"},{"v":11955,"d":"11,955"},{"$nulls":5},"EIA Prime Mover-level Data","EIA Prime Mover-level Data"]
[27546,2019,"WI","White River (WI)",3989,"1","HY","OP",{"$nulls":4},"WAT",null,{"v":23615.5,"d":"23,616"},{"v":9318.5,"d":"9,319"},{"$nulls":5},"EIA Prime Mover-level Data","EIA Prime Mover-level Data"]
[27547,2019,"WI","White River (WI)",3989,"2","HY","OP",{"$nulls":4},"WAT",null,{"v":23615.5,"d":"23,616"},{"v":9318.5,"d":"9,319"},{"$nulls":5},"EIA Prime Mover-level Data","EIA Prime Mover-level Data"]
[27548,2019,"WI","Whitewater Cogeneration Facility",55011,"01","CT","OP","Yes","ARP,CSNOX,CSOSG2,CSSO2G1","CC",null,"NG",{"v":4284,"d":"4,284.0"},{"v":6731950,"d":"6,731,950"},{"v":3502072.5,"d":"3,502,073"},{"v":53.0730018615723,"d":"53.1"},{"v":27.8799991607666,"d":"27.9"},{"v":2.02600002288818,"d":"2.0"},{"v":400943.1875,"d":"400,943.2"},null,"EPA/CAMD","EPA/CAMD","EPA/CAMD","EPA/CAMD","EPA/CAMD","EPA/CAMD",null,null,"SCR",null,1997]
[27549,2019,"WI","Whiting",3975,"1","HY","OS",{"$nulls":4},"WAT",null,{"v":63367.05859375,"d":"63,367"},{"v":25003.529296875,"d":"25,004"},{"$nulls":5},"EIA Prime Mover-level Data","EIA Prime Mover-level Data"]
[27550,2019,"WI","Whiting",3975,"10","HY","OP",{"$nulls":4},"WAT",null,{"v":15841.7646484375,"d":"15,842"},{"v":6250.8818359375,"d":"6,251"},{"$nulls":5},"EIA Prime Mover-level Data","EIA Prime Mover-level Data"]
[27551,2019,"WI","Whiting",3975,"2","HY","OP",{"$nulls":4},"WAT",null,{"v":26402.94140625,"d":"26,403"},{"v":10418.1376953125,"d":"10,418"},{"$nulls":5},"EIA Prime Mover-level Data","EIA Prime Mover-level Data"]
[27552,2019,"WI","Whiting",3975,"3","HY","OS",{"$nulls":4},"WAT",null,{"v":26402.94140625,"d":"26,403"},{"v":10418.1376953125,"d":"10,418"},{"$nulls":5},"EIA Prime Mover-level Data","EIA Prime Mover-level Data"]
[27553,2019,"WI","Whiting",3975,"4","HY","OP",{"$nulls":4},"WAT",null,{"v":26402.94140625,"d":"26,403"},{"v":10418.1376953125,"d":"10,418"},{"$nulls":5},"EIA Prime Mover-level Data","EIA Prime Mover-level Data"]
[27554,2019,"WI","Whiting",3975,"5","HY","OP",{"$nulls":4},"WAT",null,{"v":26402.94140625,"d":"26,403"},{"v":10418.1376953125,"d":"10,418"},{"$nulls":5},"EIA Prime Mover-level Data","EIA Prime Mover-level Data"]
[27555,2019,"WI","Whiting",3975,"6","HY","OP",{"$nulls":4},"WAT",null,{"v":26402.94140625,"d":"26,403"},{"v":10418.1376953125,"d":"10,418"},{"$nulls":5},"EIA Prime Mover-level Data","EIA Prime Mover-level Data"]
[27556,2019,"WI","Whiting",3975,"7","HY","OP",{"$nulls":4},"WAT",null,{"v":26402.94140625,"d":"26,403"},{"v":10418.1376953125,"d":"10,418"},{"$nulls":5},"EIA Prime Mover-level Data","EIA Prime Mover-level Data"]
[27557,2019,"WI","Whiting",3975,"8","HY","OP",{"$nulls":4},"WAT",null,{"v":15841.7646484375,"d":"15,842"},{"v":6250.8818359375,"d":"6,251"},{"$nulls":5},"EIA Prime Mover-level Data","EIA Prime Mover-level Data"]
[27558,2019,"WI","Whiting",3975,"9","HY","OP",{"$nulls":4},"WAT",null,{"v":15841.7646484375,"d":"15,842"},{"v":6250.8818359375,"d":"6,251"},{"$nulls":5},"EIA Prime Mover-level Data","EIA Prime Mover-level Data"]
[27559,2019,"WI","Whiting Mill",10476,"GEN4","ST","RE",{"$nulls":4},"SUB"]
[27560,2019,"WI","Wind Turbine",7886,"1","WT","OP",{"$nulls":4},"WND",null,{"v":142274,"d":"142,274"},{"v":41569,"d":"41,569"},{"$nulls":5},"EIA Prime Mover-level Data","EIA Prime Mover-level Data"]
[27561,2019,"WI","Winnebago County Landfill Gas",50936,"EG1","IC","RE",{"$nulls":4},"LFG"]
[27562,2019,"WI","Winnebago County Landfill Gas",50936,"EG2","IC","RE",{"$nulls":4},"LFG",null,{"v":39441.1875,"d":"39,441"},{"v":16586.8125,"d":"16,587"},{"v":28.5939998626709,"d":"28.6"},{"v":12.0249996185303,"d":"12.0"},{"v":0.887399971485138,"d":"0.9"},{"v":2504.50708007813,"d":"2,504.5"},null,"EIA Prime Mover-level Data","EIA Prime Mover-level Data","Estimated using emissions factor","Estimated using emissions factor","Estimated using emissions factor","Estimated using emissions factor"]
[27563,2019,"WI","Winnebago County Landfill Gas",50936,"EG2R","IC","OP",{"$nulls":4},"LFG",null,{"v":26294.125,"d":"26,294"},{"v":11057.875,"d":"11,058"},{"v":19.0629997253418,"d":"19.1"},{"v":8.01700019836426,"d":"8.0"},{"v":0.591600000858307,"d":"0.6"},{"v":1669.67102050781,"d":"1,669.7"},null,"EIA Prime Mover-level Data","EIA Prime Mover-level Data","Estimated using emissions factor","Estimated using emissions factor","Estimated using emissions factor","Estimated using emissions factor"]
[27564,2019,"WI","Winnebago County Landfill Gas",50936,"EG3","IC","OP",{"$nulls":4},"LFG",null,{"v":39441.1875,"d":"39,441"},{"v":16586.8125,"d":"16,587"},{"v":28.5939998626709,"d":"28.6"},{"v":12.0249996185303,"d":"12.0"},{"v":0.887399971485138,"d":"0.9"},{"v":2504.50708007813,"d":"2,504.5"},null,"EIA Prime Mover-level Data","EIA Prime Mover-level Data","Estimated using emissions factor","Estimated using emissions factor","Estimated using emissions factor","Estimated using emissions factor"]
[27565,2019,"WI","Winnebago County Landfill Gas",50936,"EG4","IC","OP",{"$nulls":4},"LFG",null,{"v":43823.54296875,"d":"43,824"},{"v":18429.791015625,"d":"18,430"},{"v":31.7719993591309,"d":"31.8"},{"v":13.3610000610352,"d":"13.4"},{"v":0.986000001430511,"d":"1.0"},{"v":2782.78588867188,"d":"2,782.8"},null,"EIA Prime Mover-level Data","EIA Prime Mover-level Data","Estimated using emissions factor","Estimated using emissions factor","Estimated using emissions factor","Estimated using emissions factor"]
[27566,2019,"WI","Winnebago County Landfill Gas",50936,"EG5","IC","OP",{"$nulls":4},"LFG",null,{"v":61352.95703125,"d":"61,353"},{"v":25801.708984375,"d":"25,802"},{"v":44.4799995422363,"d":"44.5"},{"v":18.7059993743896,"d":"18.7"},{"v":1.38039994239807,"d":"1.4"},{"v":3895.89990234375,"d":"3,895.9"},null,"EIA Prime Mover-level Data","EIA Prime Mover-level Data","Estimated using emissions factor","Estimated using emissions factor","Estimated using emissions factor","Estimated using emissions factor"]
[27567,2019,"WI","Winnebago County Landfill Gas",50936,"EG6","IC","IP",{"$nulls":4},"LFG"]
[27568,2019,"WI","Winter",8013,"IC 1","IC","OP",{"$nulls":4},"DFO",null,{"v":347.5,"d":"348"},{"v":141.5,"d":"142"},{"v":0.559000015258789,"d":"0.6"},{"v":0.228000000119209,"d":"0.2"},{"v":0.0504000000655651,"d":"0.1"},{"v":28.3780002593994,"d":"28.4"},null,"EIA Prime Mover-level Data","EIA Prime Mover-level Data","Estimated using emissions factor","Estimated using emissions factor","Estimated using emissions factor","Estimated using emissions factor"]
[27569,2019,"WI","Winter",8013,"IC 2","IC","OP",{"$nulls":4},"DFO",null,{"v":347.5,"d":"348"},{"v":141.5,"d":"142"},{"v":0.559000015258789,"d":"0.6"},{"v":0.228000000119209,"d":"0.2"},{"v":0.0504000000655651,"d":"0.1"},{"v":28.3780002593994,"d":"28.4"},null,"EIA Prime Mover-level Data","EIA Prime Mover-level Data","Estimated using emissions factor","Estimated using emissions factor","Estimated using emissions factor","Estimated using emissions factor"]
[27570,2019,"WI","Wisconsin Rapids",3974,"1","HY","OP",{"$nulls":4},"WAT",null,{"v":133005.609375,"d":"133,006"},{"v":52481.81640625,"d":"52,482"},{"$nulls":5},"EIA Prime Mover-level Data","EIA Prime Mover-level Data"]
[27571,2019,"WI","Wisconsin Rapids",3974,"10","HY","OP",{"$nulls":4},"WAT",null,{"v":34697.11328125,"d":"34,697"},{"v":13690.9091796875,"d":"13,691"},{"$nulls":5},"EIA Prime Mover-level Data","EIA Prime Mover-level Data"]
[27572,2019,"WI","Wisconsin Rapids",3974,"2","HY","OP",{"$nulls":4},"WAT",null,{"v":133005.609375,"d":"133,006"},{"v":52481.81640625,"d":"52,482"},{"$nulls":5},"EIA Prime Mover-level Data","EIA Prime Mover-level Data"]
[27573,2019,"WI","Wisconsin Rapids",3974,"3","HY","OP",{"$nulls":4},"WAT",null,{"v":34697.11328125,"d":"34,697"},{"v":13690.9091796875,"d":"13,691"},{"$nulls":5},"EIA Prime Mover-level Data","EIA Prime Mover-level Data"]
[27574,2019,"WI","Wisconsin Rapids",3974,"4","HY","OP",{"$nulls":4},"WAT",null,{"v":34697.11328125,"d":"34,697"},{"v":13690.9091796875,"d":"13,691"},{"$nulls":5},"EIA Prime Mover-level Data","EIA Prime Mover-level Data"]
[27575,2019,"WI","Wisconsin Rapids",3974,"5","HY","OP",{"$nulls":4},"WAT",null,{"v":34697.11328125,"d":"34,697"},{"v":13690.9091796875,"d":"13,691"},{"$nulls":5},"EIA Prime Mover-level Data","EIA Prime Mover-level Data"]
[27576,2019,"WI","Wisconsin Rapids",3974,"6","HY","OP",{"$nulls":4},"WAT",null,{"v":17348.556640625,"d":"17,349"},{"v":6845.455078125,"d":"6,845"},{"$nulls":5},"EIA Prime Mover-level Data","EIA Prime Mover-level Data"]
[27577,2019,"WI","Wisconsin Rapids",3974,"7","HY","OP",{"$nulls":4},"WAT",null,{"v":34697.11328125,"d":"34,697"},{"v":13690.9091796875,"d":"13,691"},{"$nulls":5},"EIA Prime Mover-level Data","EIA Prime Mover-level Data"]
[27578,2019,"WI","Wisconsin Rapids",3974,"8","HY","OP",{"$nulls":4},"WAT",null,{"v":17348.556640625,"d":"17,349"},{"v":6845.455078125,"d":"6,845"},{"$nulls":5},"EIA Prime Mover-level Data","EIA Prime Mover-level Data"]
[27579,2019,"WI","Wisconsin Rapids",3974,"9","HY","OP",{"$nulls":4},"WAT",null,{"v":34697.11328125,"d":"34,697"},{"v":13690.9091796875,"d":"13,691"},{"$nulls":5},"EIA Prime Mover-level Data","EIA Prime Mover-level Data"]
[27580,2019,"WI","Wisconsin Rapids Paper Mill",10466,"GEN1","ST","SB",{"$nulls":4},"PUR",null,{"v":60349.0390625,"d":"60,349"},{"v":26684.85546875,"d":"26,685"},{"$nulls":5},"EIA Prime Mover-level Data","EIA Prime Mover-level Data"]
[27581,2019,"WI","Wisconsin Rapids Paper Mill",10466,"GEN2","ST","OP",{"$nulls":4},"PUR",null,{"v":66786.265625,"d":"66,786"},{"v":29531.240234375,"d":"29,531"},{"$nulls":5},"EIA Prime Mover-level Data","EIA Prime Mover-level Data"]
[27582,2019,"WI","Wisconsin Rapids Paper Mill",10466,"GEN3","ST","OP",{"$nulls":4},"PUR",null,{"v":40232.69140625,"d":"40,233"},{"v":17789.904296875,"d":"17,790"},{"$nulls":5},"EIA Prime Mover-level Data","EIA Prime Mover-level Data"]
[27583,2019,"WI","Wisconsin Rapids Pulp Mill",10477,"P1","ST","OP",{"$nulls":3},2,"SUB",null,{"v":2056865.875,"d":"2,056,866"},{"v":712733.6875,"d":"712,734"},{"v":524.5009765625,"d":"524.5"},{"v":181.746994018555,"d":"181.7"},{"v":389.553985595703,"d":"389.6"},{"v":217833.28125,"d":"217,833.3"},null,"EIA Unit-level Data","EIA Unit-Level Data","Estimated based on unit-level NOx emission rates","Estimated based on unit-level NOx ozone season emission rates","Estimated using emissions factor and plant-specific sulfur content","Estimated using emissions factor"]
[27584,2019,"WI","Wisconsin Rapids Pulp Mill",10477,"P2","ST","OP",{"$nulls":3},2,"SUB",null,{"v":2150378.5,"d":"2,150,379"},{"v":811215.0625,"d":"811,215"},{"v":537.594970703125,"d":"537.6"},{"v":202.804000854492,"d":"202.8"},{"v":399.650909423828,"d":"399.7"},{"v":227613.28125,"d":"227,613.3"},null,"EIA Unit-level Data","EIA Unit-Level Data","Estimated based on unit-level NOx emission rates","Estimated based on unit-level NOx ozone season emission rates","Estimated using emissions factor and plant-specific sulfur content","Estimated using emissions factor"]
[27585,2019,"WI","Wisconsin Rapids Pulp Mill",10477,"P3","ST","OP",{"$nulls":3},2,"NG",null,{"v":1934506.125,"d":"1,934,506"},{"v":583347.75,"d":"583,348"},{"v":29.0179996490479,"d":"29.0"},{"v":29.0179996490479,"d":"29.0"},{"v":3.09130001068115,"d":"3.1"},{"v":113061.296875,"d":"113,061.3"},null,"EIA Unit-level Data","EIA Unit-Level Data","Estimated based on unit-level NOx emission rates","Estimated based on unit-level NOx ozone season emission rates","Estimated using emissions factor and plant-specific sulfur content","Estimated using emissions factor"]
[27586,2019,"WI","Wisconsin Rapids Pulp Mill",10477,"R1","ST","OP",{"$nulls":3},2,"BLQ",null,{"v":2236119.25,"d":"2,236,119"},{"v":685394.1875,"d":"685,394"},{"v":145.348007202148,"d":"145.3"},{"v":44.5509986877441,"d":"44.6"},{"v":712.247375488281,"d":"712.2"},{"v":243216.90625,"d":"243,216.9"},null,"EIA Unit-level Data","EIA Unit-Level Data","Estimated based on unit-level NOx emission rates","Estimated based on unit-level NOx ozone season emission rates","Estimated using emissions factor and plant-specific sulfur content","Estimated using emissions factor"]
[27587,2019,"WI","Wisconsin Rapids Pulp Mill",10477,"R2","ST","OP",{"$nulls":3},2,"BLQ",null,{"v":2265809,"d":"2,265,809"},{"v":872536.6875,"d":"872,537"},{"v":135.949005126953,"d":"135.9"},{"v":52.3520011901855,"d":"52.4"},{"v":708.247497558594,"d":"708.2"},{"v":244309.4375,"d":"244,309.4"},null,"EIA Unit-level Data","EIA Unit-Level Data","Estimated based on unit-level NOx emission rates","Estimated based on unit-level NOx ozone season emission rates","Estimated using emissions factor and plant-specific sulfur content","Estimated using emissions factor"]
[27588,2019,"WI","Wisconsin Rapids Pulp Mill",10477,"R3","ST","OP",{"$nulls":3},2,"BLQ",null,{"v":2178093.5,"d":"2,178,094"},{"v":819628.3125,"d":"819,628"},{"v":119.794998168945,"d":"119.8"},{"v":45.0800018310547,"d":"45.1"},{"v":690.60107421875,"d":"690.6"},{"v":236403.1875,"d":"236,403.2"},null,"EIA Unit-level Data","EIA Unit-Level Data","Estimated based on unit-level NOx emission rates","Estimated based on unit-level NOx ozone season emission rates","Estimated using emissions factor and plant-specific sulfur content","Estimated using emissions factor"]
[27589,2019,"WI","Wissota",4015,"1","HY","OP",{"$nulls":4},"WAT",null,{"v":278898.875,"d":"278,899"},{"v":110048.8359375,"d":"110,049"},{"$nulls":5},"EIA Prime Mover-level Data","EIA Prime Mover-level Data"]
[27590,2019,"WI","Wissota",4015,"2","HY","OP",{"$nulls":4},"WAT",null,{"v":357920.21875,"d":"357,920"},{"v":141229.328125,"d":"141,229"},{"$nulls":5},"EIA Prime Mover-level Data","EIA Prime Mover-level Data"]
[27591,2019,"WI","Wissota",4015,"3","HY","OP",{"$nulls":4},"WAT",null,{"v":278898.875,"d":"278,899"},{"v":110048.8359375,"d":"110,049"},{"$nulls":5},"EIA Prime Mover-level Data","EIA Prime Mover-level Data"]
[27592,2019,"WI","Wissota",4015,"4","HY","OP",{"$nulls":4},"WAT",null,{"v":357920.21875,"d":"357,920"},{"v":141229.328125,"d":"141,229"},{"$nulls":5},"EIA Prime Mover-level Data","EIA Prime Mover-level Data"]
[27593,2019,"WI","Wissota",4015,"5","HY","OP",{"$nulls":4},"WAT",null,{"v":278898.875,"d":"278,899"},{"v":110048.8359375,"d":"110,049"},{"$nulls":5},"EIA Prime Mover-level Data","EIA Prime Mover-level Data"]
[27594,2019,"WI","Wissota",4015,"6","HY","OP",{"$nulls":4},"WAT",null,{"v":278898.875,"d":"278,899"},{"v":110048.8359375,"d":"110,049"},{"$nulls":5},"EIA Prime Mover-level Data","EIA Prime Mover-level Data"]
[27595,2019,"WI","WPPI Hartford DG",56266,"1","IC","OP",{"$nulls":4},"DFO",null,72,30,{"v":0.112000003457069,"d":"0.1"},{"v":0.0469999983906746,"d":"0.0"},{"v":0.0104000000283122,"d":"0.0"},{"v":5.88000011444092,"d":"5.9"},null,"EIA Prime Mover-level Data","EIA Prime Mover-level Data","Estimated using emissions factor","Estimated using emissions factor","Estimated using emissions factor","Estimated using emissions factor"]
[27596,2019,"WV","AEP Milton NaS",59995,"1","BA","OP",{"$nulls":4},"MWH",null,0,0,{"$nulls":5},"EIA Prime Mover-level Data","EIA Prime Mover-level Data"]
[27597,2019,"WV","Axiall Corporation Natrium Plant",50491,"001","ST","OP","Yes","SIPNOX","WALL",null,"NG",{"v":6183,"d":"6,183.0"},{"v":2326999.75,"d":"2,327,000"},{"v":1423256.625,"d":"1,423,257"},{"v":84.4899978637695,"d":"84.5"},{"v":50.4119987487793,"d":"50.4"},{"v":3.22410011291504,"d":"3.2"},{"v":45304.44921875,"d":"45,304.4"},null,"EPA/CAMD","EPA/CAMD","EPA/CAMD","EPA/CAMD","Estimated using emissions factor","EPA/CAMD",null,null,"LNBO",null,1952]
[27598,2019,"WV","Axiall Corporation Natrium Plant",50491,"002","ST","OP",null,null,"WALL",null,"NG",{"v":0,"d":"0.0"},{"$nulls":15},"LNBO",null,1980]
[27599,2019,"WV","Axiall Corporation Natrium Plant",50491,"003","ST","OP","Yes","SIPNOX","WALL",null,"NG",{"v":8252,"d":"8,252.0"},{"v":8301604.5,"d":"8,301,605"},{"v":3777226.5,"d":"3,777,227"},{"v":490.386993408203,"d":"490.4"},{"v":219.848999023438,"d":"219.8"},{"v":11.5020999908447,"d":"11.5"},{"v":492115.9375,"d":"492,115.9"},null,"EPA/CAMD","EPA/CAMD","EPA/CAMD","EPA/CAMD","Estimated using emissions factor","EPA/CAMD",null,null,"LNBO",null,1966]
[27600,2019,"WV","Beech Ridge Energy LLC",57151,"GEN1","WT","OP",{"$nulls":4},"WND",null,{"v":2054784,"d":"2,054,784"},{"v":787824,"d":"787,824"},{"$nulls":5},"EIA Prime Mover-level Data","EIA Prime Mover-level Data"]
[27601,2019,"WV","Beech Ridge Energy Storage",60390,"BRES","BA","OP",{"$nulls":4},"MWH",null,0,0,{"$nulls":5},"EIA Prime Mover-level Data","EIA Prime Mover-level Data"]
[27602,2019,"WV","Beech Ridge II Wind Energy Center",62482,"GEN1","WT","TS",{"$nulls":4},"WND"]
[27603,2019,"WV","Belleville Dam",7594,"1","HY","OP",{"$nulls":4},"WAT",null,{"v":1190402,"d":"1,190,402"},{"v":415766,"d":"415,766"},{"$nulls":5},"EIA Prime Mover-level Data","EIA Prime Mover-level Data"]
[27604,2019,"WV","Belleville Dam",7594,"2","HY","OP",{"$nulls":4},"WAT",null,{"v":1190402,"d":"1,190,402"},{"v":415766,"d":"415,766"},{"$nulls":5},"EIA Prime Mover-level Data","EIA Prime Mover-level Data"]
[27605,2019,"WV","Big Sandy Peaker Plant",55284,"GS01","GT","OP","Yes","ARP,CSNOX,CSOSG2,CSSO2G1","CT",null,"NG",{"v":1754,"d":"1,754.0"},{"v":268780.6875,"d":"268,781"},{"v":109276.5,"d":"109,277"},{"v":29.3250007629395,"d":"29.3"},{"v":14.4670000076294,"d":"14.5"},{"v":0.0829999968409538,"d":"0.1"},{"v":15852.599609375,"d":"15,852.6"},null,"EPA/CAMD","EPA/CAMD","EPA/CAMD","EPA/CAMD","EPA/CAMD","EPA/CAMD",null,null,"H2O",null,2001]
[27606,2019,"WV","Big Sandy Peaker Plant",55284,"GS02","GT","OP","Yes","ARP,CSNOX,CSOSG2,CSSO2G1","CT",null,"NG",{"v":1565,"d":"1,565.0"},{"v":264097.8125,"d":"264,098"},{"v":107827.6015625,"d":"107,828"},{"v":25.6650009155273,"d":"25.7"},{"v":12.7600002288818,"d":"12.8"},{"v":0.0810000002384186,"d":"0.1"},{"v":15579,"d":"15,579.0"},null,"EPA/CAMD","EPA/CAMD","EPA/CAMD","EPA/CAMD","EPA/CAMD","EPA/CAMD",null,null,"H2O",null,2001]
[27607,2019,"WV","Big Sandy Peaker Plant",55284,"GS03","GT","OP","Yes","ARP,CSNOX,CSOSG2,CSSO2G1","CT",null,"NG",{"v":968,"d":"968.0"},{"v":142470.59375,"d":"142,471"},{"v":93591.8984375,"d":"93,592"},{"v":14.673999786377,"d":"14.7"},{"v":9.03299999237061,"d":"9.0"},{"v":0.0430000014603138,"d":"0.0"},{"v":8401.5,"d":"8,401.5"},null,"EPA/CAMD","EPA/CAMD","EPA/CAMD","EPA/CAMD","EPA/CAMD","EPA/CAMD",null,null,"H2O",null,2001]
[27608,2019,"WV","Big Sandy Peaker Plant",55284,"GS04","GT","OP","Yes","ARP,CSNOX,CSOSG2,CSSO2G1","CT",null,"NG",{"v":1076,"d":"1,076.0"},{"v":161655.296875,"d":"161,655"},{"v":92786.296875,"d":"92,786"},{"v":14.6850004196167,"d":"14.7"},{"v":9.02400016784668,"d":"9.0"},{"v":0.0480000004172325,"d":"0.0"},{"v":9532.5,"d":"9,532.5"},null,"EPA/CAMD","EPA/CAMD","EPA/CAMD","EPA/CAMD","EPA/CAMD","EPA/CAMD",null,null,"H2O",null,2001]
[27609,2019,"WV","Big Sandy Peaker Plant",55284,"GS05","GT","OP","Yes","ARP,CSNOX,CSOSG2,CSSO2G1","CT",null,"NG",{"v":1427,"d":"1,427.0"},{"v":241637.296875,"d":"241,637"},{"v":113425.3984375,"d":"113,425"},{"v":22.738000869751,"d":"22.7"},{"v":11.4739999771118,"d":"11.5"},{"v":0.0729999989271164,"d":"0.1"},{"v":14250.900390625,"d":"14,250.9"},null,"EPA/CAMD","EPA/CAMD","EPA/CAMD","EPA/CAMD","EPA/CAMD","EPA/CAMD",null,null,"H2O",null,2001]
[27610,2019,"WV","Big Sandy Peaker Plant",55284,"GS06","GT","OP","Yes","ARP,CSNOX,CSOSG2,CSSO2G1","CT",null,"NG",{"v":1497,"d":"1,497.0"},{"v":229586.5,"d":"229,587"},{"v":107741,"d":"107,741"},{"v":21.2150001525879,"d":"21.2"},{"v":10.5220003128052,"d":"10.5"},{"v":0.0710000023245811,"d":"0.1"},{"v":13540.099609375,"d":"13,540.1"},null,"EPA/CAMD","EPA/CAMD","EPA/CAMD","EPA/CAMD","EPA/CAMD","EPA/CAMD",null,null,"H2O",null,2001]
[27611,2019,"WV","Big Sandy Peaker Plant",55284,"GS07","GT","OP","Yes","ARP,CSNOX,CSOSG2,CSSO2G1","CT",null,"NG",{"v":1407,"d":"1,407.0"},{"v":223803.703125,"d":"223,804"},{"v":100811.203125,"d":"100,811"},{"v":20.8419990539551,"d":"20.8"},{"v":9.83399963378906,"d":"9.8"},{"v":0.0689999982714653,"d":"0.1"},{"v":13198.7001953125,"d":"13,198.7"},null,"EPA/CAMD","EPA/CAMD","EPA/CAMD","EPA/CAMD","EPA/CAMD","EPA/CAMD",null,null,"H2O",null,2001]
[27612,2019,"WV","Big Sandy Peaker Plant",55284,"GS08","GT","OP","Yes","ARP,CSNOX,CSOSG2,CSSO2G1","CT",null,"NG",{"v":1205,"d":"1,205.0"},{"v":198604.5,"d":"198,605"},{"v":103679.8984375,"d":"103,680"},{"v":19.3150005340576,"d":"19.3"},{"v":11.3140001296997,"d":"11.3"},{"v":0.0610000006854534,"d":"0.1"},{"v":11716.2998046875,"d":"11,716.3"},null,"EPA/CAMD","EPA/CAMD","EPA/CAMD","EPA/CAMD","EPA/CAMD","EPA/CAMD",null,null,"H2O",null,2001]
[27613,2019,"WV","Big Sandy Peaker Plant",55284,"GS09","GT","OP","Yes","ARP,CSNOX,CSOSG2,CSSO2G1","CT",null,"NG",{"v":1671,"d":"1,671.0"},{"v":269747.59375,"d":"269,748"},{"v":116059.8984375,"d":"116,060"},{"v":25.44700050354,"d":"25.4"},{"v":12.201000213623,"d":"12.2"},{"v":0.0829999968409538,"d":"0.1"},{"v":15907.2998046875,"d":"15,907.3"},null,"EPA/CAMD","EPA/CAMD","EPA/CAMD","EPA/CAMD","EPA/CAMD","EPA/CAMD",null,null,"H2O",null,2001]
[27614,2019,"WV","Big Sandy Peaker Plant",55284,"GS10","GT","OP","Yes","ARP,CSNOX,CSOSG2,CSSO2G1","CT",null,"NG",{"v":1536,"d":"1,536.0"},{"v":260404.09375,"d":"260,404"},{"v":110032.8984375,"d":"110,033"},{"v":24.2479991912842,"d":"24.2"},{"v":11.7569999694824,"d":"11.8"},{"v":0.0820000022649765,"d":"0.1"},{"v":15366.599609375,"d":"15,366.6"},null,"EPA/CAMD","EPA/CAMD","EPA/CAMD","EPA/CAMD","EPA/CAMD","EPA/CAMD",null,null,"H2O",null,2001]
[27615,2019,"WV","Big Sandy Peaker Plant",55284,"GS11","GT","OP","Yes","ARP,CSNOX,CSOSG2,CSSO2G1","CT",null,"NG",{"v":1379,"d":"1,379.0"},{"v":206074.40625,"d":"206,074"},{"v":106972.1015625,"d":"106,972"},{"v":23.7569999694824,"d":"23.8"},{"v":13.6890001296997,"d":"13.7"},{"v":0.0640000030398369,"d":"0.1"},{"v":12151.7001953125,"d":"12,151.7"},null,"EPA/CAMD","EPA/CAMD","EPA/CAMD","EPA/CAMD","EPA/CAMD","EPA/CAMD",null,null,"H2O",null,2001]
[27616,2019,"WV","Big Sandy Peaker Plant",55284,"GS12","GT","OP","Yes","ARP,CSNOX,CSOSG2,CSSO2G1","CT",null,"NG",{"v":1371,"d":"1,371.0"},{"v":233062,"d":"233,062"},{"v":110177.203125,"d":"110,177"},{"v":25.6620006561279,"d":"25.7"},{"v":13.3280000686646,"d":"13.3"},{"v":0.0729999989271164,"d":"0.1"},{"v":13748.900390625,"d":"13,748.9"},null,"EPA/CAMD","EPA/CAMD","EPA/CAMD","EPA/CAMD","EPA/CAMD","EPA/CAMD",null,null,"H2O",null,2001]
[27617,2019,"WV","Ceredo Generating Station",55276,"01","GT","OP","Yes","ARP,CSNOX,CSOSG2,CSSO2G1","CT",null,"NG",{"v":1018,"d":"1,018.0"},{"v":783703.8125,"d":"783,704"},{"v":321145.59375,"d":"321,146"},{"v":12.3409996032715,"d":"12.3"},{"v":5.19999980926514,"d":"5.2"},{"v":0.239999994635582,"d":"0.2"},{"v":46238.8984375,"d":"46,238.9"},null,"EPA/CAMD","EPA/CAMD","EPA/CAMD","EPA/CAMD","EPA/CAMD","EPA/CAMD",null,null,"CM",null,2001]
[27618,2019,"WV","Ceredo Generating Station",55276,"02","GT","OP","Yes","ARP,CSNOX,CSOSG2,CSSO2G1","CT",null,"NG",{"v":976,"d":"976.0"},{"v":749554.125,"d":"749,554"},{"v":303911.40625,"d":"303,911"},{"v":11.7659997940063,"d":"11.8"},{"v":4.91099977493286,"d":"4.9"},{"v":0.230000004172325,"d":"0.2"},{"v":44222.6015625,"d":"44,222.6"},null,"EPA/CAMD","EPA/CAMD","EPA/CAMD","EPA/CAMD","EPA/CAMD","EPA/CAMD",null,null,"CM",null,2001]
[27619,2019,"WV","Ceredo Generating Station",55276,"03","GT","OP","Yes","ARP,CSNOX,CSOSG2,CSSO2G1","CT",null,"NG",{"v":943,"d":"943.0"},{"v":725406.875,"d":"725,407"},{"v":291743.6875,"d":"291,744"},{"v":11.831000328064,"d":"11.8"},{"v":5.07600021362305,"d":"5.1"},{"v":0.223000004887581,"d":"0.2"},{"v":42797.8984375,"d":"42,797.9"},null,"EPA/CAMD","EPA/CAMD","EPA/CAMD","EPA/CAMD","EPA/CAMD","EPA/CAMD",null,null,"CM",null,2001]
[27620,2019,"WV","Ceredo Generating Station",55276,"04","GT","OP","Yes","ARP,CSNOX,CSOSG2,CSSO2G1","CT",null,"NG",{"v":984,"d":"984.0"},{"v":759604.125,"d":"759,604"},{"v":316304.59375,"d":"316,305"},{"v":12.6680002212524,"d":"12.7"},{"v":5.11600017547607,"d":"5.1"},{"v":0.232999995350838,"d":"0.2"},{"v":44816.1015625,"d":"44,816.1"},null,"EPA/CAMD","EPA/CAMD","EPA/CAMD","EPA/CAMD","EPA/CAMD","EPA/CAMD",null,null,"CM",null,2001]
[27621,2019,"WV","Ceredo Generating Station",55276,"05","GT","OP","Yes","ARP,CSNOX,CSOSG2,CSSO2G1","CT",null,"NG",{"v":890,"d":"890.0"},{"v":686554,"d":"686,554"},{"v":281390,"d":"281,390"},{"v":10.9680004119873,"d":"11.0"},{"v":4.61199998855591,"d":"4.6"},{"v":0.209999993443489,"d":"0.2"},{"v":40508.6015625,"d":"40,508.6"},null,"EPA/CAMD","EPA/CAMD","EPA/CAMD","EPA/CAMD","EPA/CAMD","EPA/CAMD",null,null,"CM",null,2001]
[27622,2019,"WV","Ceredo Generating Station",55276,"06","GT","OP","Yes","ARP,CSNOX,CSOSG2,CSSO2G1","CT",null,"NG",{"v":870,"d":"870.0"},{"v":668681.625,"d":"668,682"},{"v":266612.6875,"d":"266,613"},{"v":10.6149997711182,"d":"10.6"},{"v":4.40999984741211,"d":"4.4"},{"v":0.204999998211861,"d":"0.2"},{"v":39453.5,"d":"39,453.5"},null,"EPA/CAMD","EPA/CAMD","EPA/CAMD","EPA/CAMD","EPA/CAMD","EPA/CAMD",null,null,"CM",null,2001]
[27623,2019,"WV","Dam No. 4 Hydro Station",6543,"1","HY","OP",{"$nulls":4},"WAT",null,{"v":17664.736328125,"d":"17,665"},{"v":6169.73681640625,"d":"6,170"},{"$nulls":5},"EIA Prime Mover-level Data","EIA Prime Mover-level Data"]
[27624,2019,"WV","Dam No. 4 Hydro Station",6543,"2","HY","OP",{"$nulls":4},"WAT",null,{"v":17664.736328125,"d":"17,665"},{"v":6169.73681640625,"d":"6,170"},{"$nulls":5},"EIA Prime Mover-level Data","EIA Prime Mover-level Data"]
[27625,2019,"WV","Dam No. 4 Hydro Station",6543,"3","HY","OP",{"$nulls":4},"WAT",null,{"v":31796.525390625,"d":"31,797"},{"v":11105.5263671875,"d":"11,106"},{"$nulls":5},"EIA Prime Mover-level Data","EIA Prime Mover-level Data"]
[27626,2019,"WV","Dam No. 5 Hydro Station",6544,"1","HY","OP",{"$nulls":4},"WAT",null,{"v":34374,"d":"34,374"},{"v":12006,"d":"12,006"},{"$nulls":5},"EIA Prime Mover-level Data","EIA Prime Mover-level Data"]
[27627,2019,"WV","Dam No. 5 Hydro Station",6544,"2","HY","OP",{"$nulls":4},"WAT",null,{"v":34374,"d":"34,374"},{"v":12006,"d":"12,006"},{"$nulls":5},"EIA Prime Mover-level Data","EIA Prime Mover-level Data"]
[27628,2019,"WV","ESC Brooke County Power I",60202,"BCCA1","CA","P",{"$nulls":4},"NG"]
[27629,2019,"WV","ESC Brooke County Power I",60202,"BCCT1","CT","P",{"$nulls":4},"NG"]
[27630,2019,"WV","ESC Brooke County Power I",60202,"BCCT2","CT","P",{"$nulls":4},"NG"]
[27631,2019,"WV","ESC Harrison County Power",60206,"HCCA1","CA","P",{"$nulls":4},"NG"]
[27632,2019,"WV","ESC Harrison County Power",60206,"HCCT1","CT","P",{"$nulls":4},"NG"]
[27633,2019,"WV","FirstEnergy Albright",3942,"1","ST","RE",null,null,"WALL",1,"BIT"]
[27634,2019,"WV","FirstEnergy Albright",3942,"2","ST","RE",null,null,"WALL",1,"BIT"]
[27635,2019,"WV","FirstEnergy Albright",3942,"3","ST","RE",null,null,"TANGENTIAL",1,"BIT"]
[27636,2019,"WV","FirstEnergy Rivesville",3945,"5","ST","RE",{"$nulls":4},"BIT"]
[27637,2019,"WV","FirstEnergy Rivesville",3945,"6","ST","RE",{"$nulls":4},"BIT"]
[27638,2019,"WV","Fort Martin Power Station",3943,"1","ST","OP","Yes","ARP,CSNOX,CSOSG2,CSSO2G1,MATS","TANGENTIAL",1,"BIT",{"v":7953,"d":"7,953.0"},{"v":31960034,"d":"31,960,034"},{"v":13038937,"d":"13,038,937"},{"v":4451.13720703125,"d":"4,451.1"},{"v":1778.92395019531,"d":"1,778.9"},{"v":1885.22802734375,"d":"1,885.2"},{"v":3279101.5,"d":"3,279,101.5"},{"v":26.6100006103516,"d":"26.6"},"EPA/CAMD","EPA/CAMD","EPA/CAMD","EPA/CAMD","EPA/CAMD","EPA/CAMD","EPA/CAMD","WL","LNC1",null,1967]
[27639,2019,"WV","Fort Martin Power Station",3943,"2","ST","OP","Yes","ARP,CSNOX,CSOSG2,CSSO2G1,MATS","CELL",1,"BIT",{"v":8302,"d":"8,302.0"},{"v":33672020,"d":"33,672,020"},{"v":13904246,"d":"13,904,246"},{"v":4937.1630859375,"d":"4,937.2"},{"v":1955.69494628906,"d":"1,955.7"},{"v":2348.93090820313,"d":"2,348.9"},{"v":3454746.5,"d":"3,454,746.5"},{"v":28.1399993896484,"d":"28.1"},"EPA/CAMD","EPA/CAMD","EPA/CAMD","EPA/CAMD","EPA/CAMD","EPA/CAMD","EPA/CAMD","WL","LNCB",null,1968]
[27640,2019,"WV","Gauley River Power Partners",56333,"GEN1","HY","OP",{"$nulls":4},"WAT",null,{"v":778493,"d":"778,493"},{"v":271901,"d":"271,901"},{"$nulls":5},"EIA Prime Mover-level Data","EIA Prime Mover-level Data"]
[27641,2019,"WV","Gauley River Power Partners",56333,"GEN2","HY","OP",{"$nulls":4},"WAT",null,{"v":778493,"d":"778,493"},{"v":271901,"d":"271,901"},{"$nulls":5},"EIA Prime Mover-level Data","EIA Prime Mover-level Data"]
[27642,2019,"WV","Glen Ferris Hydro",50010,"GEN1","HY","OP",{"$nulls":4},"WAT",null,{"v":6577.5478515625,"d":"6,578"},{"v":2297.2900390625,"d":"2,297"},{"$nulls":5},"EIA Prime Mover-level Data","EIA Prime Mover-level Data"]
[27643,2019,"WV","Glen Ferris Hydro",50010,"GEN2","HY","OP",{"$nulls":4},"WAT",null,{"v":6577.5478515625,"d":"6,578"},{"v":2297.2900390625,"d":"2,297"},{"$nulls":5},"EIA Prime Mover-level Data","EIA Prime Mover-level Data"]
[27644,2019,"WV","Glen Ferris Hydro",50010,"GEN3","HY","OP",{"$nulls":4},"WAT",null,{"v":6577.5478515625,"d":"6,578"},{"v":2297.2900390625,"d":"2,297"},{"$nulls":5},"EIA Prime Mover-level Data","EIA Prime Mover-level Data"]
[27645,2019,"WV","Glen Ferris Hydro",50010,"GEN4","HY","OP",{"$nulls":4},"WAT",null,{"v":6577.5478515625,"d":"6,578"},{"v":2297.2900390625,"d":"2,297"},{"$nulls":5},"EIA Prime Mover-level Data","EIA Prime Mover-level Data"]
[27646,2019,"WV","Glen Ferris Hydro",50010,"GEN5","HY","OP",{"$nulls":4},"WAT",null,{"v":6577.5478515625,"d":"6,578"},{"v":2297.2900390625,"d":"2,297"},{"$nulls":5},"EIA Prime Mover-level Data","EIA Prime Mover-level Data"]
[27647,2019,"WV","Glen Ferris Hydro",50010,"GEN6","HY","OP",{"$nulls":4},"WAT",null,{"v":6577.5478515625,"d":"6,578"},{"v":2297.2900390625,"d":"2,297"},{"$nulls":5},"EIA Prime Mover-level Data","EIA Prime Mover-level Data"]
[27648,2019,"WV","Glen Ferris Hydro",50010,"GEN7","HY","OP",{"$nulls":4},"WAT",null,{"v":31243.35546875,"d":"31,243"},{"v":10912.12890625,"d":"10,912"},{"$nulls":5},"EIA Prime Mover-level Data","EIA Prime Mover-level Data"]
[27649,2019,"WV","Glen Ferris Hydro",50010,"GEN8","HY","OP",{"$nulls":4},"WAT",null,{"v":31243.35546875,"d":"31,243"},{"v":10912.12890625,"d":"10,912"},{"$nulls":5},"EIA Prime Mover-level Data","EIA Prime Mover-level Data"]
[27650,2019,"WV","Grant Town Power Plant",10151,"1A","ST","OP","Yes","CSNOX,CSOSG2,CSSO2G1,MATS","FLUIDIZED",null,"WC",{"v":7963,"d":"7,963.0"},{"v":4510446.5,"d":"4,510,447"},{"v":1977463.5,"d":"1,977,464"},{"v":726.739013671875,"d":"726.7"},{"v":308.139007568359,"d":"308.1"},{"v":781.2490234375,"d":"781.2"},{"v":462773.03125,"d":"462,773.0"},null,"EPA/CAMD","EPA/CAMD","EPA/CAMD","EPA/CAMD","EPA/CAMD","EPA/CAMD",null,"FBL","CM,SNCR",null,1993]
[27651,2019,"WV","Grant Town Power Plant",10151,"1B","ST","OP","Yes","CSNOX,CSOSG2,CSSO2G1,MATS","FLUIDIZED",null,"WC",{"v":8051,"d":"8,051.0"},{"v":4406082,"d":"4,406,082"},{"v":1812764.25,"d":"1,812,764"},{"v":704.905029296875,"d":"704.9"},{"v":277.897003173828,"d":"277.9"},{"v":774.736022949219,"d":"774.7"},{"v":452066.375,"d":"452,066.4"},null,"EPA/CAMD","EPA/CAMD","EPA/CAMD","EPA/CAMD","EPA/CAMD","EPA/CAMD",null,"FBL","CM,SNCR",null,1993]
[27652,2019,"WV","Harrison Power Station",3944,"1","ST","OP","Yes","ARP,CSNOX,CSOSG2,CSSO2G1,MATS","WALL",1,"BIT",{"v":7982,"d":"7,982.0"},{"v":43125160,"d":"43,125,160"},{"v":18721592,"d":"18,721,592"},{"v":2173.419921875,"d":"2,173.4"},{"v":804.778991699219,"d":"804.8"},{"v":3147.94702148438,"d":"3,147.9"},{"v":4424641.5,"d":"4,424,641.5"},{"v":13.5900001525879,"d":"13.6"},"EPA/CAMD","EPA/CAMD","EPA/CAMD","EPA/CAMD","EPA/CAMD","EPA/CAMD","EPA/CAMD","WL","LNB,SCR",null,1972]
[27653,2019,"WV","Harrison Power Station",3944,"2","ST","OP","Yes","ARP,CSNOX,CSOSG2,CSSO2G1,MATS","WALL",1,"BIT",{"v":6697,"d":"6,697.0"},{"v":37306132,"d":"37,306,132"},{"v":18337884,"d":"18,337,884"},{"v":1351.74304199219,"d":"1,351.7"},{"v":659.304992675781,"d":"659.3"},{"v":3709.31494140625,"d":"3,709.3"},{"v":3827610.25,"d":"3,827,610.3"},{"v":14.3800001144409,"d":"14.4"},"EPA/CAMD","EPA/CAMD","EPA/CAMD","EPA/CAMD","EPA/CAMD","EPA/CAMD","EPA/CAMD","WL","LNB,SCR",null,1973]
[27654,2019,"WV","Harrison Power Station",3944,"3","ST","OP","Yes","ARP,CSNOX,CSOSG2,CSSO2G1,MATS","WALL",1,"BIT",{"v":7853,"d":"7,853.0"},{"v":45538384,"d":"45,538,384"},{"v":20444784,"d":"20,444,784"},{"v":2144.11401367188,"d":"2,144.1"},{"v":642.221984863281,"d":"642.2"},{"v":4295.2861328125,"d":"4,295.3"},{"v":4672241,"d":"4,672,241.0"},{"v":8.69999980926514,"d":"8.7"},"EPA/CAMD","EPA/CAMD","EPA/CAMD","EPA/CAMD","EPA/CAMD","EPA/CAMD","EPA/CAMD","WL","LNB,SCR",null,1974]
[27655,2019,"WV","Hawks Nest Hydro",50011,"GEN1","HY","OP",{"$nulls":4},"WAT",null,{"v":1228110.5,"d":"1,228,111"},{"v":428936.75,"d":"428,937"},{"$nulls":5},"EIA Prime Mover-level Data","EIA Prime Mover-level Data"]
[27656,2019,"WV","Hawks Nest Hydro",50011,"GEN2","HY","OP",{"$nulls":4},"WAT",null,{"v":1228110.5,"d":"1,228,111"},{"v":428936.75,"d":"428,937"},{"$nulls":5},"EIA Prime Mover-level Data","EIA Prime Mover-level Data"]
[27657,2019,"WV","Hawks Nest Hydro",50011,"GEN3","HY","OP",{"$nulls":4},"WAT",null,{"v":1228110.5,"d":"1,228,111"},{"v":428936.75,"d":"428,937"},{"$nulls":5},"EIA Prime Mover-level Data","EIA Prime Mover-level Data"]
[27658,2019,"WV","Hawks Nest Hydro",50011,"GEN4","HY","OP",{"$nulls":4},"WAT",null,{"v":1228110.5,"d":"1,228,111"},{"v":428936.75,"d":"428,937"},{"$nulls":5},"EIA Prime Mover-level Data","EIA Prime Mover-level Data"]
[27659,2019,"WV","John E Amos",3935,"1","ST","OP","Yes","ARP,CSNOX,CSOSG2,CSSO2G1,MATS","WALL",1,"BIT",{"v":5432,"d":"5,432.0"},{"v":28003094,"d":"28,003,094"},{"v":15788491,"d":"15,788,491"},{"v":999.307006835938,"d":"999.3"},{"v":579.085021972656,"d":"579.1"},{"v":666.047973632813,"d":"666.0"},{"v":2873119.5,"d":"2,873,119.5"},{"v":17.5499992370605,"d":"17.5"},"EPA/CAMD","EPA/CAMD","EPA/CAMD","EPA/CAMD","EPA/CAMD","EPA/CAMD","EPA/CAMD","WLS","LNB,SCR",null,1971]
[27660,2019,"WV","John E Amos",3935,"2","ST","OP","Yes","ARP,CSNOX,CSOSG2,CSSO2G1,MATS","WALL",1,"BIT",{"v":5966,"d":"5,966.0"},{"v":31561090,"d":"31,561,090"},{"v":14414883,"d":"14,414,883"},{"v":1217.57397460938,"d":"1,217.6"},{"v":506.660003662109,"d":"506.7"},{"v":1001.90899658203,"d":"1,001.9"},{"v":3238163,"d":"3,238,163.0"},{"v":16.9799995422363,"d":"17.0"},"EPA/CAMD","EPA/CAMD","EPA/CAMD","EPA/CAMD","EPA/CAMD","EPA/CAMD","EPA/CAMD","WLS","LNB,SCR",null,1972]
[27661,2019,"WV","John E Amos",3935,"3","ST","OP","Yes","ARP,CSNOX,CSOSG2,CSSO2G1,MATS","CELL",1,"BIT",{"v":4503,"d":"4,503.0"},{"v":41718448,"d":"41,718,448"},{"v":22453964,"d":"22,453,964"},{"v":2431.06005859375,"d":"2,431.1"},{"v":1257.73498535156,"d":"1,257.7"},{"v":1848.53601074219,"d":"1,848.5"},{"v":4280313,"d":"4,280,313.0"},{"v":23.7999992370605,"d":"23.8"},"EPA/CAMD","EPA/CAMD","EPA/CAMD","EPA/CAMD","EPA/CAMD","EPA/CAMD","EPA/CAMD","WLS","LNCB,SCR",null,1973]
[27662,2019,"WV","John E Amos",3935,"AUX1","ST","OP","Yes","SIPNOX","OTHER BOILER",null,"DFO",{"v":31,"d":"31.0"},{"v":19471.900390625,"d":"19,472"},{"v":19471.900390625,"d":"19,472"},{"v":11445.283203125,"d":"11,445.3"},{"v":1.29499995708466,"d":"1.3"},{"v":113.084899902344,"d":"113.1"},{"v":1590.13098144531,"d":"1,590.1"},null,"EPA/CAMD","EPA/CAMD","Estimated using emissions factor and EIA data for non-ozone season and EPA/CAMD ozone season emissions","EPA/CAMD","Estimated using emissions factor","Estimated using emissions factor",{"$nulls":4},1971]
[27663,2019,"WV","John E Amos",3935,"AUX3","ST","OP",null,null,"OTHER BOILER",null,"DFO",{"v":0,"d":"0.0"},{"$nulls":17},1973]
[27664,2019,"WV","Kammer",3947,"1","ST","RE",null,null,"CYCLONE",1,"BIT"]
[27665,2019,"WV","Kammer",3947,"2","ST","RE",null,null,"CYCLONE",1,"BIT"]
[27666,2019,"WV","Kammer",3947,"3","ST","RE",null,null,"CYCLONE",1,"BIT"]
[27667,2019,"WV","Kanawha River",3936,"1","ST","RE",null,null,"VERTICAL/ARCH",1,"BIT"]
[27668,2019,"WV","Kanawha River",3936,"2","ST","RE",null,null,"VERTICAL/ARCH",1,"BIT"]
[27669,2019,"WV","Laurel Mountain Hybrid",57447,"1","WT","OP",{"$nulls":4},"WND",null,{"v":2064357,"d":"2,064,357"},{"v":556793,"d":"556,793"},{"$nulls":5},"EIA Prime Mover-level Data","EIA Prime Mover-level Data"]
[27670,2019,"WV","Laurel Mountain Hybrid",57447,"2","BA","OP",{"$nulls":4},"MWH",null,0,0,{"$nulls":5},"EIA Prime Mover-level Data","EIA Prime Mover-level Data"]
[27671,2019,"WV","London",6560,"1","HY","OP",{"$nulls":4},"WAT",null,{"v":202081.328125,"d":"202,081"},{"v":70579.6640625,"d":"70,580"},{"$nulls":5},"EIA Prime Mover-level Data","EIA Prime Mover-level Data"]
[27672,2019,"WV","London",6560,"2","HY","OP",{"$nulls":4},"WAT",null,{"v":202081.328125,"d":"202,081"},{"v":70579.6640625,"d":"70,580"},{"$nulls":5},"EIA Prime Mover-level Data","EIA Prime Mover-level Data"]
[27673,2019,"WV","London",6560,"3","HY","OP",{"$nulls":4},"WAT",null,{"v":202081.328125,"d":"202,081"},{"v":70579.6640625,"d":"70,580"},{"$nulls":5},"EIA Prime Mover-level Data","EIA Prime Mover-level Data"]
[27674,2019,"WV","Longview Power",56671,"001","ST","OP","Yes","ARP,CSNOX,CSOSG2,CSSO2G1,MATS","WALL",null,"BIT",{"v":7769,"d":"7,769.0"},{"v":48599656,"d":"48,599,656"},{"v":17418712,"d":"17,418,712"},{"v":1531.85498046875,"d":"1,531.9"},{"v":549.8759765625,"d":"549.9"},{"v":2157.92797851563,"d":"2,157.9"},{"v":4986320.5,"d":"4,986,320.5"},null,"EPA/CAMD","EPA/CAMD","EPA/CAMD","EPA/CAMD","EPA/CAMD","EPA/CAMD",null,"O,WLS","LNBO,SCR",null,2011]
[27675,2019,"WV","Marmet",6561,"1","HY","OP",{"$nulls":4},"WAT",null,{"v":192932.328125,"d":"192,932"},{"v":67384.3359375,"d":"67,384"},{"$nulls":5},"EIA Prime Mover-level Data","EIA Prime Mover-level Data"]
[27676,2019,"WV","Marmet",6561,"2","HY","OP",{"$nulls":4},"WAT",null,{"v":192932.328125,"d":"192,932"},{"v":67384.3359375,"d":"67,384"},{"$nulls":5},"EIA Prime Mover-level Data","EIA Prime Mover-level Data"]
[27677,2019,"WV","Marmet",6561,"3","HY","OP",{"$nulls":4},"WAT",null,{"v":192932.328125,"d":"192,932"},{"v":67384.3359375,"d":"67,384"},{"$nulls":5},"EIA Prime Mover-level Data","EIA Prime Mover-level Data"]
[27678,2019,"WV","Millville Hydro Station",6546,"1","HY","OP",{"$nulls":4},"WAT",null,{"v":26330.857421875,"d":"26,331"},{"v":9196.5712890625,"d":"9,197"},{"$nulls":5},"EIA Prime Mover-level Data","EIA Prime Mover-level Data"]
[27679,2019,"WV","Millville Hydro Station",6546,"2","HY","OP",{"$nulls":4},"WAT",null,{"v":32913.5703125,"d":"32,914"},{"v":11495.7138671875,"d":"11,496"},{"$nulls":5},"EIA Prime Mover-level Data","EIA Prime Mover-level Data"]
[27680,2019,"WV","Millville Hydro Station",6546,"3","HY","OP",{"$nulls":4},"WAT",null,{"v":32913.5703125,"d":"32,914"},{"v":11495.7138671875,"d":"11,496"},{"$nulls":5},"EIA Prime Mover-level Data","EIA Prime Mover-level Data"]
[27681,2019,"WV","Mitchell (WV)",3948,"1","ST","OP","Yes","ARP,CSNOX,CSOSG2,CSSO2G1,MATS","WALL",1,"BIT",{"v":4685,"d":"4,685.0"},{"v":26608220,"d":"26,608,220"},{"v":10297419,"d":"10,297,419"},{"v":1156.80798339844,"d":"1,156.8"},{"v":462.647003173828,"d":"462.6"},{"v":1228.02697753906,"d":"1,228.0"},{"v":2730003.5,"d":"2,730,003.5"},{"v":10.9399995803833,"d":"10.9"},"EPA/CAMD","EPA/CAMD","EPA/CAMD","EPA/CAMD","EPA/CAMD","EPA/CAMD","EPA/CAMD","WLS","LNB,SCR",null,1971]
[27682,2019,"WV","Mitchell (WV)",3948,"2","ST","OP","Yes","ARP,CSNOX,CSOSG2,CSSO2G1,MATS","WALL",1,"BIT",{"v":5170,"d":"5,170.0"},{"v":27551396,"d":"27,551,396"},{"v":16069226,"d":"16,069,226"},{"v":1113.09497070313,"d":"1,113.1"},{"v":630.380981445313,"d":"630.4"},{"v":832.908996582031,"d":"832.9"},{"v":2826772.25,"d":"2,826,772.3"},{"v":13.1300001144409,"d":"13.1"},"EPA/CAMD","EPA/CAMD","EPA/CAMD","EPA/CAMD","EPA/CAMD","EPA/CAMD","EPA/CAMD","WLS","LNB,SCR",null,1971]
[27683,2019,"WV","Mitchell (WV)",3948,"AUX1","ST","OP","Yes","SIPNOX","OTHER BOILER",null,"DFO",{"v":176,"d":"176.0"},{"v":106431.6015625,"d":"106,432"},{"v":106431.6015625,"d":"106,432"},{"v":6679.71923828125,"d":"6,679.7"},{"v":5.53800010681152,"d":"5.5"},{"v":90.0668029785156,"d":"90.1"},{"v":8691.5107421875,"d":"8,691.5"},null,"EPA/CAMD","EPA/CAMD","Estimated using emissions factor and EIA data for non-ozone season and EPA/CAMD ozone season emissions","EPA/CAMD","Estimated using emissions factor","Estimated using emissions factor",{"$nulls":4},1971]
[27684,2019,"WV","Morgantown Energy Facility",10743,"CFB1","ST","OP","Yes","CSNOX,CSOSG2,CSSO2G1,MATS","FLUIDIZED",1,"WC",{"v":7974,"d":"7,974.0"},{"v":3120616,"d":"3,120,616"},{"v":1285037.625,"d":"1,285,038"},{"v":543.823974609375,"d":"543.8"},{"v":225.587997436523,"d":"225.6"},{"v":272.472991943359,"d":"272.5"},{"v":328566.46875,"d":"328,566.5"},null,"EPA/CAMD","EPA/CAMD","EPA/CAMD","EPA/CAMD","EPA/CAMD","Estimated using emissions factor",null,"FBL","SNCR",null,1992]
[27685,2019,"WV","Morgantown Energy Facility",10743,"CFB2","ST","OP","Yes","CSNOX,CSOSG2,CSSO2G1,MATS","FLUIDIZED",1,"WC",{"v":7858,"d":"7,858.0"},{"v":3073348,"d":"3,073,348"},{"v":1274021.375,"d":"1,274,021"},{"v":538.377014160156,"d":"538.4"},{"v":224.134002685547,"d":"224.1"},{"v":268.320007324219,"d":"268.3"},{"v":323589.65625,"d":"323,589.7"},null,"EPA/CAMD","EPA/CAMD","EPA/CAMD","EPA/CAMD","EPA/CAMD","Estimated using emissions factor",null,"FBL","SNCR",null,1992]
[27686,2019,"WV","Morgantown L&D Hydroelectric Project",62387,"NA1","HY","P",{"$nulls":4},"WAT"]
[27687,2019,"WV","Morgantown L&D Hydroelectric Project",62387,"NA2","HY","P",{"$nulls":4},"WAT"]
[27688,2019,"WV","Moundsville Power",59720,"MPCA1","CA","IP",{"$nulls":4},"NG"]
[27689,2019,"WV","Moundsville Power",59720,"MPCT1","CT","IP",{"$nulls":4},"NG"]
[27690,2019,"WV","Moundsville Power",59720,"MPCT2","CT","IP",{"$nulls":4},"NG"]
[27691,2019,"WV","Mount Storm Power Station",3954,"1","ST","OP","Yes","ARP,CSNOX,CSOSG2,CSSO2G1,MATS","TANGENTIAL",1,"BIT",{"v":4285,"d":"4,285.0"},{"v":18112594,"d":"18,112,594"},{"v":10236185,"d":"10,236,185"},{"v":670.273010253906,"d":"670.3"},{"v":387.611999511719,"d":"387.6"},{"v":726.109985351563,"d":"726.1"},{"v":1858350.875,"d":"1,858,350.9"},{"v":9.10999965667725,"d":"9.1"},"EPA/CAMD","EPA/CAMD","EPA/CAMD","EPA/CAMD","EPA/CAMD","EPA/CAMD","EPA/CAMD","WLS","LNC1,SCR",null,1965]
[27692,2019,"WV","Mount Storm Power Station",3954,"2","ST","OP","Yes","ARP,CSNOX,CSOSG2,CSSO2G1,MATS","TANGENTIAL",1,"BIT",{"v":3949,"d":"3,949.0"},{"v":17720350,"d":"17,720,350"},{"v":10334466,"d":"10,334,466"},{"v":693.072998046875,"d":"693.1"},{"v":399.324005126953,"d":"399.3"},{"v":737.273986816406,"d":"737.3"},{"v":1818105.75,"d":"1,818,105.8"},{"v":8.36999988555908,"d":"8.4"},"EPA/CAMD","EPA/CAMD","EPA/CAMD","EPA/CAMD","EPA/CAMD","EPA/CAMD","EPA/CAMD","WLS","LNC1,SCR",null,1966]
[27693,2019,"WV","Mount Storm Power Station",3954,"3","ST","OP","Yes","ARP,CSNOX,CSOSG2,CSSO2G1,MATS","TANGENTIAL",1,"BIT",{"v":2805,"d":"2,805.0"},{"v":12006628,"d":"12,006,628"},{"v":5232780,"d":"5,232,780"},{"v":426.035003662109,"d":"426.0"},{"v":165.429992675781,"d":"165.4"},{"v":410.889007568359,"d":"410.9"},{"v":1231880.375,"d":"1,231,880.4"},{"v":4.59000015258789,"d":"4.6"},"EPA/CAMD","EPA/CAMD","EPA/CAMD","EPA/CAMD","EPA/CAMD","EPA/CAMD","EPA/CAMD","WLS","LNC1,SCR",null,1973]
[27694,2019,"WV","Mountaineer (1301)",6264,"1","ST","OP","Yes","ARP,CSNOX,CSOSG2,CSSO2G1,MATS","WALL",1,"BIT",{"v":7335,"d":"7,335.0"},{"v":82296680,"d":"82,296,680"},{"v":40301204,"d":"40,301,204"},{"v":3579.455078125,"d":"3,579.5"},{"v":1774.23596191406,"d":"1,774.2"},{"v":4599.56201171875,"d":"4,599.6"},{"v":8443639,"d":"8,443,639.0"},{"v":17.8299999237061,"d":"17.8"},"EPA/CAMD","EPA/CAMD","EPA/CAMD","EPA/CAMD","EPA/CAMD","EPA/CAMD","EPA/CAMD","WLS","LNB,SCR",null,1980]
[27695,2019,"WV","Mountaineer (1301)",6264,"AUX1","ST","OP","Yes","SIPNOX","OTHER BOILER",null,"DFO",{"v":44,"d":"44.0"},{"v":21145.400390625,"d":"21,145"},{"v":21145.400390625,"d":"21,145"},{"v":4828.9072265625,"d":"4,828.9"},{"v":1.13199996948242,"d":"1.1"},{"v":18.9701995849609,"d":"19.0"},{"v":1726.7939453125,"d":"1,726.8"},null,"EPA/CAMD","EPA/CAMD","Estimated using emissions factor and EIA data for non-ozone season and EPA/CAMD ozone season emissions","EPA/CAMD","Estimated using emissions factor","Estimated using emissions factor",{"$nulls":4},1980]
[27696,2019,"WV","Mountaineer (1301)",6264,"AUX2","ST","OP","Yes","SIPNOX","OTHER BOILER",null,"DFO",{"v":45,"d":"45.0"},{"v":23513.19921875,"d":"23,513"},{"v":23513.19921875,"d":"23,513"},{"v":5369.6318359375,"d":"5,369.6"},{"v":1.25800001621246,"d":"1.3"},{"v":21.0944004058838,"d":"21.1"},{"v":1920.15502929688,"d":"1,920.2"},null,"EPA/CAMD","EPA/CAMD","Estimated using emissions factor and EIA data for non-ozone season and EPA/CAMD ozone season emissions","EPA/CAMD","Estimated using emissions factor","Estimated using emissions factor",{"$nulls":4},1980]
[27697,2019,"WV","Mountaineer Wind Energy Center",55986,"WT1","WT","OP",{"$nulls":4},"WND",null,{"v":1163368,"d":"1,163,368"},{"v":446047,"d":"446,047"},{"$nulls":5},"EIA Prime Mover-level Data","EIA Prime Mover-level Data"]
[27698,2019,"WV","NedPower Mount Storm",56495,"MS1","WT","OP",{"$nulls":4},"WND",null,{"v":3206784,"d":"3,206,784"},{"v":1229513.625,"d":"1,229,514"},{"$nulls":5},"EIA Prime Mover-level Data","EIA Prime Mover-level Data"]
[27699,2019,"WV","NedPower Mount Storm",56495,"MS2","WT","OP",{"$nulls":4},"WND",null,{"v":1955356,"d":"1,955,356"},{"v":749703.4375,"d":"749,703"},{"$nulls":5},"EIA Prime Mover-level Data","EIA Prime Mover-level Data"]
[27700,2019,"WV","New Creek Wind",60132,"NCG01","WT","OP",{"$nulls":4},"WND",null,{"v":2685134,"d":"2,685,134"},{"v":899477,"d":"899,477"},{"$nulls":5},"EIA Prime Mover-level Data","EIA Prime Mover-level Data"]
[27701,2019,"WV","New Martinsville Hannibal Hydro",50036,"UNT1","HY","OP",{"$nulls":4},"WAT",null,{"v":953886.5,"d":"953,887"},{"v":333160,"d":"333,160"},{"$nulls":5},"EIA Prime Mover-level Data","EIA Prime Mover-level Data"]
[27702,2019,"WV","New Martinsville Hannibal Hydro",50036,"UNT2","HY","OP",{"$nulls":4},"WAT",null,{"v":953886.5,"d":"953,887"},{"v":333160,"d":"333,160"},{"$nulls":5},"EIA Prime Mover-level Data","EIA Prime Mover-level Data"]
[27703,2019,"WV","New River Clean Energy",63246,"NEW2","IC","OP",{"$nulls":4},"LFG"]
[27704,2019,"WV","New River Clean Energy",63246,"NEWR1","IC","OP",{"$nulls":4},"LFG"]
[27705,2019,"WV","North Branch (WV)",7537,"1","ST","RE",{"$nulls":4},"WC"]
[27706,2019,"WV","Opekiska L&D Hydroelectric Project",62386,"NA1","HY","P",{"$nulls":4},"WAT"]
[27707,2019,"WV","Opekiska L&D Hydroelectric Project",62386,"NA2","HY","P",{"$nulls":4},"WAT"]
[27708,2019,"WV","Philip Sporn",3938,"1","ST","RE",{"$nulls":4},"BIT"]
[27709,2019,"WV","Philip Sporn",3938,"2","ST","RE",{"$nulls":4},"BIT"]
[27710,2019,"WV","Philip Sporn",3938,"3","ST","RE",{"$nulls":4},"BIT"]
[27711,2019,"WV","Philip Sporn",3938,"4","ST","RE",{"$nulls":4},"BIT"]
[27712,2019,"WV","Philip Sporn",3938,"5","ST","RE",{"$nulls":4},"BIT"]
[27713,2019,"WV","Pinnacle Wind Force LLC",57595,"1","WT","OP",{"$nulls":4},"WND",null,{"v":1395145,"d":"1,395,145"},{"v":534913,"d":"534,913"},{"$nulls":5},"EIA Prime Mover-level Data","EIA Prime Mover-level Data"]
[27714,2019,"WV","Pleasants Energy, LLC",55349,"1","GT","OP","Yes","ARP,CSNOX,CSOSG2,CSSO2G1","CT",null,"NG",{"v":3243,"d":"3,243.0"},{"v":4983032,"d":"4,983,032"},{"v":3143006,"d":"3,143,006"},{"v":77.6230010986328,"d":"77.6"},{"v":49.1230010986328,"d":"49.1"},{"v":1.49600005149841,"d":"1.5"},{"v":296219.46875,"d":"296,219.5"},null,"EPA/CAMD","EPA/CAMD","EPA/CAMD","EPA/CAMD","EPA/CAMD","EPA/CAMD",null,null,"DLNB,H2O",null,2001]
[27715,2019,"WV","Pleasants Energy, LLC",55349,"2","GT","OP","Yes","ARP,CSNOX,CSOSG2,CSSO2G1","CT",null,"NG",{"v":2960,"d":"2,960.0"},{"v":4525923.5,"d":"4,525,924"},{"v":3050004.75,"d":"3,050,005"},{"v":72.2559967041016,"d":"72.3"},{"v":48.8470001220703,"d":"48.8"},{"v":1.35899996757507,"d":"1.4"},{"v":269101.96875,"d":"269,102.0"},null,"EPA/CAMD","EPA/CAMD","EPA/CAMD","EPA/CAMD","EPA/CAMD","EPA/CAMD",null,null,"DLNB,H2O",null,2002]
[27716,2019,"WV","Pleasants Power Station",6004,"1","ST","OP","Yes","ARP,CSNOX,CSOSG2,CSSO2G1,MATS","WALL",1,"RC",{"v":4678,"d":"4,678.0"},{"v":22356036,"d":"22,356,036"},{"v":12412651,"d":"12,412,651"},{"v":1830.91198730469,"d":"1,830.9"},{"v":844.205017089844,"d":"844.2"},{"v":2664.8349609375,"d":"2,664.8"},{"v":2293729,"d":"2,293,729.0"},{"v":11.4099998474121,"d":"11.4"},"EPA/CAMD","EPA/CAMD","EPA/CAMD","EPA/CAMD","EPA/CAMD","EPA/CAMD","EPA/CAMD","WL","LNB,SCR",null,1979]
[27717,2019,"WV","Pleasants Power Station",6004,"2","ST","OP","Yes","ARP,CSNOX,CSOSG2,CSSO2G1,MATS","WALL",1,"RC",{"v":6271,"d":"6,271.0"},{"v":29185734,"d":"29,185,734"},{"v":12899497,"d":"12,899,497"},{"v":2682.6279296875,"d":"2,682.6"},{"v":914.182983398438,"d":"914.2"},{"v":4378.89013671875,"d":"4,378.9"},{"v":2994454.75,"d":"2,994,454.8"},{"v":18.3799991607666,"d":"18.4"},"EPA/CAMD","EPA/CAMD","EPA/CAMD","EPA/CAMD","EPA/CAMD","EPA/CAMD","EPA/CAMD","WL","LNB,SCR",null,1980]
[27718,2019,"WV","Willow Island Hydroelectric Plant",57401,"WIG1","HY","OP",{"$nulls":4},"WAT",null,{"v":1084585,"d":"1,084,585"},{"v":378808.5,"d":"378,809"},{"$nulls":5},"EIA Prime Mover-level Data","EIA Prime Mover-level Data"]
[27719,2019,"WV","Willow Island Hydroelectric Plant",57401,"WIG2","HY","OP",{"$nulls":4},"WAT",null,{"v":1084585,"d":"1,084,585"},{"v":378808.5,"d":"378,809"},{"$nulls":5},"EIA Prime Mover-level Data","EIA Prime Mover-level Data"]
[27720,2019,"WV","Willow Island Power Station",3946,"1","ST","SB",null,null,"VERTICAL",1,"BIT",{"$nulls":16},"OFA",null,1949]
[27721,2019,"WV","Willow Island Power Station",3946,"2","ST","SB",null,null,"CYCLONE",1,"BIT",{"$nulls":16},"OFA",null,1960]
[27722,2019,"WV","Winfield",6562,"1","HY","OP",{"$nulls":4},"WAT",null,{"v":449897.40625,"d":"449,897"},{"v":157134,"d":"157,134"},{"$nulls":5},"EIA Prime Mover-level Data","EIA Prime Mover-level Data"]
[27723,2019,"WV","Winfield",6562,"2","HY","OP",{"$nulls":4},"WAT",null,{"v":149965.796875,"d":"149,966"},{"v":52378,"d":"52,378"},{"$nulls":5},"EIA Prime Mover-level Data","EIA Prime Mover-level Data"]
[27724,2019,"WV","Winfield",6562,"3","HY","OP",{"$nulls":4},"WAT",null,{"v":149965.796875,"d":"149,966"},{"v":52378,"d":"52,378"},{"$nulls":5},"EIA Prime Mover-level Data","EIA Prime Mover-level Data"]
[27725,2019,"WY","Alcova",6409,"1","HY","OP",{"$nulls":4},"WAT",null,{"v":412244,"d":"412,244"},{"v":198088,"d":"198,088"},{"$nulls":5},"EIA Prime Mover-level Data","EIA Prime Mover-level Data"]
[27726,2019,"WY","Alcova",6409,"2","HY","OP",{"$nulls":4},"WAT",null,{"v":412244,"d":"412,244"},{"v":198088,"d":"198,088"},{"$nulls":5},"EIA Prime Mover-level Data","EIA Prime Mover-level Data"]
[27727,2019,"WY","Arvada",8028,"1","GT","OP",{"$nulls":4},"NG",null,{"v":1068.3330078125,"d":"1,068"},416,{"v":0.178000003099442,"d":"0.2"},{"v":0.0689999982714653,"d":"0.1"},{"v":1.70000002253801E-3,"d":"0.0"},{"v":62.4379997253418,"d":"62.4"},null,"EIA Prime Mover-level Data","EIA Prime Mover-level Data","Estimated using emissions factor","Estimated using emissions factor","Estimated using emissions factor","Estimated using emissions factor"]
[27728,2019,"WY","Arvada",8028,"2","GT","OP",{"$nulls":4},"NG",null,{"v":1068.3330078125,"d":"1,068"},416,{"v":0.178000003099442,"d":"0.2"},{"v":0.0689999982714653,"d":"0.1"},{"v":1.70000002253801E-3,"d":"0.0"},{"v":62.4379997253418,"d":"62.4"},null,"EIA Prime Mover-level Data","EIA Prime Mover-level Data","Estimated using emissions factor","Estimated using emissions factor","Estimated using emissions factor","Estimated using emissions factor"]
[27729,2019,"WY","Arvada",8028,"3","GT","OP",{"$nulls":4},"NG",null,{"v":1068.3330078125,"d":"1,068"},416,{"v":0.178000003099442,"d":"0.2"},{"v":0.0689999982714653,"d":"0.1"},{"v":1.70000002253801E-3,"d":"0.0"},{"v":62.4379997253418,"d":"62.4"},null,"EIA Prime Mover-level Data","EIA Prime Mover-level Data","Estimated using emissions factor","Estimated using emissions factor","Estimated using emissions factor","Estimated using emissions factor"]
[27730,2019,"WY","Barber Creek",8030,"1","GT","OP",{"$nulls":4},"NG",null,864,{"v":336.3330078125,"d":"336"},{"v":0.143999993801117,"d":"0.1"},{"v":0.0560000017285347,"d":"0.1"},{"v":1.39999995008111E-3,"d":"0.0"},{"v":50.4959983825684,"d":"50.5"},null,"EIA Prime Mover-level Data","EIA Prime Mover-level Data","Estimated using emissions factor","Estimated using emissions factor","Estimated using emissions factor","Estimated using emissions factor"]
[27731,2019,"WY","Barber Creek",8030,"2","GT","OP",{"$nulls":4},"NG",null,864,{"v":336.3330078125,"d":"336"},{"v":0.143999993801117,"d":"0.1"},{"v":0.0560000017285347,"d":"0.1"},{"v":1.39999995008111E-3,"d":"0.0"},{"v":50.4959983825684,"d":"50.5"},null,"EIA Prime Mover-level Data","EIA Prime Mover-level Data","Estimated using emissions factor","Estimated using emissions factor","Estimated using emissions factor","Estimated using emissions factor"]
[27732,2019,"WY","Barber Creek",8030,"3","GT","OP",{"$nulls":4},"NG",null,864,{"v":336.3330078125,"d":"336"},{"v":0.143999993801117,"d":"0.1"},{"v":0.0560000017285347,"d":"0.1"},{"v":1.39999995008111E-3,"d":"0.0"},{"v":50.4959983825684,"d":"50.5"},null,"EIA Prime Mover-level Data","EIA Prime Mover-level Data","Estimated using emissions factor","Estimated using emissions factor","Estimated using emissions factor","Estimated using emissions factor"]
[27733,2019,"WY","Beaver Creek Gas Plant",55278,"1","GT","OP",{"$nulls":4},"NG",null,{"v":254088,"d":"254,088"},{"v":98973,"d":"98,973"},{"v":36.6910018920898,"d":"36.7"},{"v":14.2919998168945,"d":"14.3"},{"v":0.40599998831749,"d":"0.4"},{"v":14850.0537109375,"d":"14,850.1"},null,"EIA Prime Mover-level Data","EIA Prime Mover-level Data","Estimated using emissions factor","Estimated using emissions factor","Estimated using emissions factor","Estimated using emissions factor"]
[27734,2019,"WY","Beaver Creek Gas Plant",55278,"2","GT","OP",{"$nulls":4},"NG",null,{"v":254088,"d":"254,088"},{"v":98973,"d":"98,973"},{"v":36.6910018920898,"d":"36.7"},{"v":14.2919998168945,"d":"14.3"},{"v":0.40599998831749,"d":"0.4"},{"v":14850.0537109375,"d":"14,850.1"},null,"EIA Prime Mover-level Data","EIA Prime Mover-level Data","Estimated using emissions factor","Estimated using emissions factor","Estimated using emissions factor","Estimated using emissions factor"]
[27735,2019,"WY","Beaver Creek Gas Plant",55278,"STG-1","ST","OP",{"$nulls":4},"WH"]
[27736,2019,"WY","Big Sand Draw Plant",60130,"1","IC","OP",{"$nulls":4},"NG",null,{"v":55782.6015625,"d":"55,783"},{"v":22406.80078125,"d":"22,407"},{"v":77.5910034179688,"d":"77.6"},{"v":31.1669998168945,"d":"31.2"},{"v":0.0891000032424927,"d":"0.1"},{"v":3260.18798828125,"d":"3,260.2"},null,"EIA Prime Mover-level Data","EIA Prime Mover-level Data","Estimated using emissions factor","Estimated using emissions factor","Estimated using emissions factor","Estimated using emissions factor"]
[27737,2019,"WY","Big Sand Draw Plant",60130,"2","IC","OP",{"$nulls":4},"NG",null,{"v":55782.6015625,"d":"55,783"},{"v":22406.80078125,"d":"22,407"},{"v":77.5910034179688,"d":"77.6"},{"v":31.1669998168945,"d":"31.2"},{"v":0.0891000032424927,"d":"0.1"},{"v":3260.18798828125,"d":"3,260.2"},null,"EIA Prime Mover-level Data","EIA Prime Mover-level Data","Estimated using emissions factor","Estimated using emissions factor","Estimated using emissions factor","Estimated using emissions factor"]
[27738,2019,"WY","Big Sand Draw Plant",60130,"4","IC","OP",{"$nulls":4},"NG",null,{"v":55782.6015625,"d":"55,783"},{"v":22406.80078125,"d":"22,407"},{"v":77.5910034179688,"d":"77.6"},{"v":31.1669998168945,"d":"31.2"},{"v":0.0891000032424927,"d":"0.1"},{"v":3260.18798828125,"d":"3,260.2"},null,"EIA Prime Mover-level Data","EIA Prime Mover-level Data","Estimated using emissions factor","Estimated using emissions factor","Estimated using emissions factor","Estimated using emissions factor"]
[27739,2019,"WY","Big Sand Draw Plant",60130,"5","IC","OP",{"$nulls":4},"NG",null,{"v":55782.6015625,"d":"55,783"},{"v":22406.80078125,"d":"22,407"},{"v":77.5910034179688,"d":"77.6"},{"v":31.1669998168945,"d":"31.2"},{"v":0.0891000032424927,"d":"0.1"},{"v":3260.18798828125,"d":"3,260.2"},null,"EIA Prime Mover-level Data","EIA Prime Mover-level Data","Estimated using emissions factor","Estimated using emissions factor","Estimated using emissions factor","Estimated using emissions factor"]
[27740,2019,"WY","Big Sand Draw Plant",60130,"6","IC","OP",{"$nulls":4},"NG",null,{"v":55782.6015625,"d":"55,783"},{"v":22406.80078125,"d":"22,407"},{"v":77.5910034179688,"d":"77.6"},{"v":31.1669998168945,"d":"31.2"},{"v":0.0891000032424927,"d":"0.1"},{"v":3260.18798828125,"d":"3,260.2"},null,"EIA Prime Mover-level Data","EIA Prime Mover-level Data","Estimated using emissions factor","Estimated using emissions factor","Estimated using emissions factor","Estimated using emissions factor"]
[27741,2019,"WY","Boswell Wind I",61393,"BOSW1","WT","P",{"$nulls":4},"WND"]
[27742,2019,"WY","Boswell Wind II",61394,"BOSW2","WT","P",{"$nulls":4},"WND"]
[27743,2019,"WY","Boswell Wind III",61395,"BOSW3","WT","P",{"$nulls":4},"WND"]
[27744,2019,"WY","Boswell Wind IV",61396,"BOSW4","WT","P",{"$nulls":4},"WND"]
[27745,2019,"WY","Boysen",505,"1","HY","OP",{"$nulls":4},"WAT",null,{"v":310348.5,"d":"310,349"},{"v":149125.5,"d":"149,126"},{"$nulls":5},"EIA Prime Mover-level Data","EIA Prime Mover-level Data"]
[27746,2019,"WY","Boysen",505,"2","HY","OP",{"$nulls":4},"WAT",null,{"v":310348.5,"d":"310,349"},{"v":149125.5,"d":"149,126"},{"$nulls":5},"EIA Prime Mover-level Data","EIA Prime Mover-level Data"]
[27747,2019,"WY","Buffalo Bill",7317,"1","HY","OP",{"$nulls":4},"WAT",null,{"v":270964.34375,"d":"270,964"},{"v":130201,"d":"130,201"},{"$nulls":5},"EIA Prime Mover-level Data","EIA Prime Mover-level Data"]
[27748,2019,"WY","Buffalo Bill",7317,"2","HY","OP",{"$nulls":4},"WAT",null,{"v":270964.34375,"d":"270,964"},{"v":130201,"d":"130,201"},{"$nulls":5},"EIA Prime Mover-level Data","EIA Prime Mover-level Data"]
[27749,2019,"WY","Buffalo Bill",7317,"3","HY","OP",{"$nulls":4},"WAT",null,{"v":270964.34375,"d":"270,964"},{"v":130201,"d":"130,201"},{"$nulls":5},"EIA Prime Mover-level Data","EIA Prime Mover-level Data"]
[27750,2019,"WY","Campbell Hill Windpower",57090,"CHWF","WT","OP",{"$nulls":4},"WND",null,{"v":2884891,"d":"2,884,891"},{"v":1137284,"d":"1,137,284"},{"$nulls":5},"EIA Prime Mover-level Data","EIA Prime Mover-level Data"]
[27751,2019,"WY","Casper Wind Farm",57093,"CWGT","WT","OP",{"$nulls":4},"WND",null,{"v":98800,"d":"98,800"},{"v":38949,"d":"38,949"},{"$nulls":5},"EIA Prime Mover-level Data","EIA Prime Mover-level Data"]
[27752,2019,"WY","Cedar Springs I",63914,"82633","WT","U",{"$nulls":4},"WND"]
[27753,2019,"WY","Cedar Springs II",63915,"82634","WT","U",{"$nulls":4},"WND"]
[27754,2019,"WY","Cedar Springs III",63916,"82635","WT","U",{"$nulls":4},"WND"]
[27755,2019,"WY","Cheyenne Prairie Generating Station",57703,"CT01","CT","OP","Yes","ARP","CC",null,"NG",{"v":4043,"d":"4,043.0"},{"v":1065254.5,"d":"1,065,255"},{"v":460665,"d":"460,665"},{"v":3.97300004959106,"d":"4.0"},{"v":1.62899994850159,"d":"1.6"},{"v":0.319999992847443,"d":"0.3"},{"v":63305.02734375,"d":"63,305.0"},null,"EPA/CAMD","EPA/CAMD","EPA/CAMD","EPA/CAMD","EPA/CAMD","EPA/CAMD",null,null,"DLNB,SCR",null,2014]
[27756,2019,"WY","Cheyenne Prairie Generating Station",57703,"CT02","CT","OP","Yes","ARP","CC",null,"NG",{"v":5184,"d":"5,184.0"},{"v":1370047.875,"d":"1,370,048"},{"v":569087.375,"d":"569,087"},{"v":4.91699981689453,"d":"4.9"},{"v":1.91700005531311,"d":"1.9"},{"v":0.41100001335144,"d":"0.4"},{"v":81416.921875,"d":"81,416.9"},null,"EPA/CAMD","EPA/CAMD","EPA/CAMD","EPA/CAMD","EPA/CAMD","EPA/CAMD",null,null,"DLNB,SCR",null,2014]
[27757,2019,"WY","Cheyenne Prairie Generating Station",57703,"CT03","GT","OP","Yes","ARP","CT",null,"NG",{"v":216,"d":"216.0"},{"v":38579.09375,"d":"38,579"},{"v":25638.46875,"d":"25,638"},{"v":0.32600000500679,"d":"0.3"},{"v":0.190999999642372,"d":"0.2"},{"v":0.0120000001043081,"d":"0.0"},{"v":2291.77490234375,"d":"2,291.8"},null,"EPA/CAMD","EPA/CAMD","EPA/CAMD","EPA/CAMD","EPA/CAMD","EPA/CAMD",null,null,"DLNB,SCR",null,2014]
[27758,2019,"WY","Chokecherry and Sierra Madre Wind",58987,"I-A","WT","U",{"$nulls":4},"WND"]
[27759,2019,"WY","Chokecherry and Sierra Madre Wind",58987,"I-B","WT","U",{"$nulls":4},"WND"]
[27760,2019,"WY","Chokecherry and Sierra Madre Wind",58987,"I-C","WT","U",{"$nulls":4},"WND"]
[27761,2019,"WY","Chokecherry and Sierra Madre Wind",58987,"II-A","WT","L",{"$nulls":4},"WND"]
[27762,2019,"WY","Chokecherry and Sierra Madre Wind",58987,"II-B","WT","L",{"$nulls":4},"WND"]
[27763,2019,"WY","Corriedale Wind Energy",63436,"WTG","WT","T",{"$nulls":4},"WND"]
[27764,2019,"WY","Dave Johnston",4158,"BW41","ST","OP","Yes","ARP,MATS","WALL",1,"RC",{"v":8457,"d":"8,457.0"},{"v":7782165,"d":"7,782,165"},{"v":3310667.25,"d":"3,310,667"},{"v":1444.27905273438,"d":"1,444.3"},{"v":614.182983398438,"d":"614.2"},{"v":2407.32788085938,"d":"2,407.3"},{"v":816192.5625,"d":"816,192.6"},{"v":5.3899998664856,"d":"5.4"},"EPA/CAMD","EPA/CAMD","EPA/CAMD","EPA/CAMD","EPA/CAMD","EPA/CAMD","EPA/CAMD",{"$nulls":3},1958]
[27765,2019,"WY","Dave Johnston",4158,"BW42","ST","OP","Yes","ARP,MATS","WALL",1,"RC",{"v":8599,"d":"8,599.0"},{"v":8604092,"d":"8,604,092"},{"v":3731635.25,"d":"3,731,635"},{"v":1694.33996582031,"d":"1,694.3"},{"v":740.664001464844,"d":"740.7"},{"v":2710.98803710938,"d":"2,711.0"},{"v":902398.9375,"d":"902,398.9"},{"v":6.53999996185303,"d":"6.5"},"EPA/CAMD","EPA/CAMD","EPA/CAMD","EPA/CAMD","EPA/CAMD","EPA/CAMD","EPA/CAMD",{"$nulls":3},1960]
[27766,2019,"WY","Dave Johnston",4158,"BW43","ST","OP","Yes","ARP,MATS","WALL",1,"RC",{"v":6645,"d":"6,645.0"},{"v":13725586,"d":"13,725,586"},{"v":5797914.5,"d":"5,797,915"},{"v":1516.09802246094,"d":"1,516.1"},{"v":676.382019042969,"d":"676.4"},{"v":773.679016113281,"d":"773.7"},{"v":1439538.25,"d":"1,439,538.3"},{"v":8.60999965667725,"d":"8.6"},"EPA/CAMD","EPA/CAMD","EPA/CAMD","EPA/CAMD","EPA/CAMD","EPA/CAMD","EPA/CAMD","DL","LNBO",null,1964]
[27767,2019,"WY","Dave Johnston",4158,"BW44","ST","OP","Yes","ARP,MATS","TANGENTIAL",1,"RC",{"v":8064,"d":"8,064.0"},{"v":24941250,"d":"24,941,250"},{"v":11345708,"d":"11,345,708"},{"v":1660.90795898438,"d":"1,660.9"},{"v":754.47998046875,"d":"754.5"},{"v":1475.39794921875,"d":"1,475.4"},{"v":2615834.5,"d":"2,615,834.5"},{"v":21.8999996185303,"d":"21.9"},"EPA/CAMD","EPA/CAMD","EPA/CAMD","EPA/CAMD","EPA/CAMD","EPA/CAMD","EPA/CAMD","DL","LNC2",null,1972]
[27768,2019,"WY","Dry Fork Station",56609,"01","ST","OP","Yes","ARP,MATS","WALL",null,"SUB",{"v":6912,"d":"6,912.0"},{"v":28431434,"d":"28,431,434"},{"v":12226300,"d":"12,226,300"},{"v":594.093017578125,"d":"594.1"},{"v":240.212997436523,"d":"240.2"},{"v":809.538024902344,"d":"809.5"},{"v":2981890.25,"d":"2,981,890.3"},{"v":19.5100002288818,"d":"19.5"},"EPA/CAMD","EPA/CAMD","EPA/CAMD","EPA/CAMD","EPA/CAMD","EPA/CAMD","EPA/CAMD","DL","SCR",null,2011]
[27769,2019,"WY","Dunlap",57299,"1","WT","OP",{"$nulls":4},"WND",null,{"v":3426939,"d":"3,426,939"},{"v":1350971,"d":"1,350,971"},{"$nulls":5},"EIA Prime Mover-level Data","EIA Prime Mover-level Data"]
[27770,2019,"WY","Ekola Flats",62591,"1","WT","P",{"$nulls":4},"WND"]
[27771,2019,"WY","Elk Basin Gasoline Plant",52127,"GEN1","ST","OP",{"$nulls":4},"OG",null,{"v":300074,"d":"300,074"},{"v":124625,"d":"124,625"},{"v":39.3289985656738,"d":"39.3"},{"v":16.3339996337891,"d":"16.3"},{"v":0.154400005936623,"d":"0.2"},{"v":17537.82421875,"d":"17,537.8"},null,"EIA Prime Mover-level Data","EIA Prime Mover-level Data","Estimated using emissions factor","Estimated using emissions factor","Estimated using emissions factor","Estimated using emissions factor"]
[27772,2019,"WY","Elk Basin Gasoline Plant",52127,"GEN2","ST","OP",{"$nulls":4},"OG",null,{"v":300074,"d":"300,074"},{"v":124625,"d":"124,625"},{"v":39.3289985656738,"d":"39.3"},{"v":16.3339996337891,"d":"16.3"},{"v":0.154400005936623,"d":"0.2"},{"v":17537.82421875,"d":"17,537.8"},null,"EIA Prime Mover-level Data","EIA Prime Mover-level Data","Estimated using emissions factor","Estimated using emissions factor","Estimated using emissions factor","Estimated using emissions factor"]
[27773,2019,"WY","Elk Basin Gasoline Plant",52127,"GEN3","ST","RE",{"$nulls":4},"OG"]
[27774,2019,"WY","Fontenelle",4185,"1","HY","OP",{"$nulls":4},"WAT",null,{"v":506357,"d":"506,357"},{"v":243310,"d":"243,310"},{"$nulls":5},"EIA Prime Mover-level Data","EIA Prime Mover-level Data"]
[27775,2019,"WY","Foote Creek I",55607,"GEN1","WT","OP",{"$nulls":4},"WND",null,{"v":1080238,"d":"1,080,238"},{"v":425852,"d":"425,852"},{"$nulls":5},"EIA Prime Mover-level Data","EIA Prime Mover-level Data"]
[27776,2019,"WY","Foote Creek II",55608,"GEN1","WT","OP",{"$nulls":4},"WND",null,{"v":47429,"d":"47,429"},{"v":18697,"d":"18,697"},{"$nulls":5},"EIA Prime Mover-level Data","EIA Prime Mover-level Data"]
[27777,2019,"WY","Foote Creek III",55609,"GEN1","WT","OP",{"$nulls":4},"WND",null,{"v":331346,"d":"331,346"},{"v":130623,"d":"130,623"},{"$nulls":5},"EIA Prime Mover-level Data","EIA Prime Mover-level Data"]
[27778,2019,"WY","Foote Creek IV",55610,"GEN1","WT","OP",{"$nulls":4},"WND",null,{"v":457448,"d":"457,448"},{"v":180336,"d":"180,336"},{"$nulls":5},"EIA Prime Mover-level Data","EIA Prime Mover-level Data"]
[27779,2019,"WY","Fremont Canyon",4176,"1","HY","OP",{"$nulls":4},"WAT",null,{"v":898812.5,"d":"898,813"},{"v":431888,"d":"431,888"},{"$nulls":5},"EIA Prime Mover-level Data","EIA Prime Mover-level Data"]
[27780,2019,"WY","Fremont Canyon",4176,"2","HY","OP",{"$nulls":4},"WAT",null,{"v":898812.5,"d":"898,813"},{"v":431888,"d":"431,888"},{"$nulls":5},"EIA Prime Mover-level Data","EIA Prime Mover-level Data"]
[27781,2019,"WY","Garland Canal Power Plant",57551,"MAIN","HY","OP",{"$nulls":4},"WAT",null,{"v":70402,"d":"70,402"},{"v":67900,"d":"67,900"},{"$nulls":5},"EIA Prime Mover-level Data","EIA Prime Mover-level Data"]
[27782,2019,"WY","General Chemical",54318,"C","ST","OP",{"$nulls":3},2,"BIT",null,{"v":3551919.75,"d":"3,551,920"},{"v":1434199.5,"d":"1,434,200"},{"v":353.415985107422,"d":"353.4"},{"v":150.591003417969,"d":"150.6"},{"v":43.8708000183105,"d":"43.9"},{"v":352952.65625,"d":"352,952.7"},null,"EIA Unit-level Data","EIA Unit-Level Data","Estimated based on unit-level NOx emission rates","Estimated based on unit-level NOx ozone season emission rates","Estimated using emissions factor and plant-specific sulfur content","Estimated using emissions factor",null,"EK"]
[27783,2019,"WY","General Chemical",54318,"D","ST","OP",{"$nulls":3},2,"BIT",null,{"v":5285912.5,"d":"5,285,913"},{"v":2111297.25,"d":"2,111,297"},{"v":507.447998046875,"d":"507.4"},{"v":221.686004638672,"d":"221.7"},{"v":87.0502014160156,"d":"87.1"},{"v":525213.1875,"d":"525,213.2"},null,"EIA Unit-level Data","EIA Unit-Level Data","Estimated based on unit-level NOx emission rates","Estimated based on unit-level NOx ozone season emission rates","Estimated using emissions factor and plant-specific sulfur content","Estimated using emissions factor",null,"EK"]
[27784,2019,"WY","General Chemical",54318,"E","ST","OP",{"$nulls":3},2,"NG",null,{"v":2799897.25,"d":"2,799,897"},{"v":1059205.125,"d":"1,059,205"},{"v":573.97900390625,"d":"574.0"},{"v":254.208999633789,"d":"254.2"},{"v":4.4741997718811,"d":"4.5"},{"v":163638.671875,"d":"163,638.7"},null,"EIA Unit-level Data","EIA Unit-Level Data","Estimated based on unit-level NOx emission rates","Estimated based on unit-level NOx ozone season emission rates","Estimated using emissions factor and plant-specific sulfur content","Estimated using emissions factor"]
[27785,2019,"WY","Genesis Alkali",57915,"1BLR","ST","OP",{"$nulls":3},6,"NG",null,{"v":284892.25,"d":"284,892"},{"v":83256.140625,"d":"83,256"},{"v":32.7630004882813,"d":"32.8"},{"v":9.57400035858154,"d":"9.6"},{"v":0.455300003290176,"d":"0.5"},{"v":16650.392578125,"d":"16,650.4"},null,"EIA Unit-level Data","EIA Unit-Level Data","Estimated based on unit-level NOx emission rates","Estimated based on unit-level NOx ozone season emission rates","Estimated using emissions factor and plant-specific sulfur content","Estimated using emissions factor"]
[27786,2019,"WY","Genesis Alkali",57915,"2BLR","ST","OP",{"$nulls":3},6,"NG",null,{"v":342591.78125,"d":"342,592"},{"v":117071.5234375,"d":"117,072"},{"v":39.3979988098145,"d":"39.4"},{"v":13.4630002975464,"d":"13.5"},{"v":0.547500014305115,"d":"0.5"},{"v":20022.615234375,"d":"20,022.6"},null,"EIA Unit-level Data","EIA Unit-Level Data","Estimated based on unit-level NOx emission rates","Estimated based on unit-level NOx ozone season emission rates","Estimated using emissions factor and plant-specific sulfur content","Estimated using emissions factor"]
[27787,2019,"WY","Genesis Alkali",57915,"3BLR","ST","OP",{"$nulls":3},6,"NG",null,{"v":316355.71875,"d":"316,356"},{"v":94681.671875,"d":"94,682"},{"v":36.3810005187988,"d":"36.4"},{"v":10.8879995346069,"d":"10.9"},{"v":0.505500018596649,"d":"0.5"},{"v":18489.26171875,"d":"18,489.3"},null,"EIA Unit-level Data","EIA Unit-Level Data","Estimated based on unit-level NOx emission rates","Estimated based on unit-level NOx ozone season emission rates","Estimated using emissions factor and plant-specific sulfur content","Estimated using emissions factor"]
[27788,2019,"WY","Genesis Alkali",57915,"4BLR","ST","OP",{"$nulls":3},6,"NG",null,{"v":628751.5625,"d":"628,752"},{"v":216234.5,"d":"216,235"},{"v":72.3059997558594,"d":"72.3"},{"v":24.867000579834,"d":"24.9"},{"v":1.00469994544983,"d":"1.0"},{"v":36747.08984375,"d":"36,747.1"},null,"EIA Unit-level Data","EIA Unit-Level Data","Estimated based on unit-level NOx emission rates","Estimated based on unit-level NOx ozone season emission rates","Estimated using emissions factor and plant-specific sulfur content","Estimated using emissions factor"]
[27789,2019,"WY","Genesis Alkali",57915,"6BLR","ST","OP",{"$nulls":3},6,"SUB",null,{"v":5323843,"d":"5,323,843"},{"v":2033318.5,"d":"2,033,319"},{"v":798.843017578125,"d":"798.8"},{"v":302.658996582031,"d":"302.7"},{"v":29.3609008789063,"d":"29.4"},{"v":531828.125,"d":"531,828.1"},null,"EIA Unit-level Data","EIA Unit-Level Data","Estimated based on unit-level NOx emission rates","Estimated based on unit-level NOx ozone season emission rates","Estimated using emissions factor and plant-specific sulfur content","Estimated using emissions factor",null,"MA"]
[27790,2019,"WY","Genesis Alkali",57915,"7BLR","ST","OP",{"$nulls":3},6,"SUB",null,{"v":6086863.5,"d":"6,086,864"},{"v":2650905,"d":"2,650,905"},{"v":945.898986816406,"d":"945.9"},{"v":418.578002929688,"d":"418.6"},{"v":36.7196006774902,"d":"36.7"},{"v":631321.1875,"d":"631,321.2"},null,"EIA Unit-level Data","EIA Unit-Level Data","Estimated based on unit-level NOx emission rates","Estimated based on unit-level NOx ozone season emission rates","Estimated using emissions factor and plant-specific sulfur content","Estimated using emissions factor",null,"MA"]
[27791,2019,"WY","Genesis Alkali",57915,"8BLR","ST","OP",{"$nulls":3},6,"NG",null,{"v":1108602.75,"d":"1,108,603"},{"v":494801.03125,"d":"494,801"},{"v":19.5109996795654,"d":"19.5"},{"v":15.3640003204346,"d":"15.4"},{"v":1.77149999141693,"d":"1.8"},{"v":64791.76171875,"d":"64,791.8"},null,"EIA Unit-level Data","EIA Unit-Level Data","Estimated based on unit-level NOx emission rates","Estimated based on unit-level NOx ozone season emission rates","Estimated using emissions factor and plant-specific sulfur content","Estimated using emissions factor"]
[27792,2019,"WY","Glendo",4177,"1","HY","OP",{"$nulls":4},"WAT",null,{"v":378088.5,"d":"378,089"},{"v":181675,"d":"181,675"},{"$nulls":5},"EIA Prime Mover-level Data","EIA Prime Mover-level Data"]
[27793,2019,"WY","Glendo",4177,"2","HY","OP",{"$nulls":4},"WAT",null,{"v":378088.5,"d":"378,089"},{"v":181675,"d":"181,675"},{"$nulls":5},"EIA Prime Mover-level Data","EIA Prime Mover-level Data"]
[27794,2019,"WY","Glenrock",56841,"1","WT","OP",{"$nulls":4},"WND",null,{"v":2462990.75,"d":"2,462,991"},{"v":970962.75,"d":"970,963"},{"$nulls":5},"EIA Prime Mover-level Data","EIA Prime Mover-level Data"]
[27795,2019,"WY","Glenrock",56841,"2","WT","OP",{"$nulls":4},"WND",null,{"v":947304.1875,"d":"947,304"},{"v":373447.21875,"d":"373,447"},{"$nulls":5},"EIA Prime Mover-level Data","EIA Prime Mover-level Data"]
[27796,2019,"WY","Guernsey",4178,"1","HY","OP",{"$nulls":4},"WAT",null,{"v":90478.5,"d":"90,479"},{"v":43476,"d":"43,476"},{"$nulls":5},"EIA Prime Mover-level Data","EIA Prime Mover-level Data"]
[27797,2019,"WY","Guernsey",4178,"2","HY","OP",{"$nulls":4},"WAT",null,{"v":90478.5,"d":"90,479"},{"v":43476,"d":"43,476"},{"$nulls":5},"EIA Prime Mover-level Data","EIA Prime Mover-level Data"]
[27798,2019,"WY","Happy Jack Windpower Project",56960,"HJW01","WT","OP",{"$nulls":4},"WND",null,{"v":683841,"d":"683,841"},{"v":269584,"d":"269,584"},{"$nulls":5},"EIA Prime Mover-level Data","EIA Prime Mover-level Data"]
[27799,2019,"WY","Hartzog",8026,"1","GT","OP",{"$nulls":4},"NG",null,{"v":1178,"d":"1,178"},{"v":458.6669921875,"d":"459"},{"v":0.195999994874001,"d":"0.2"},{"v":0.0759999975562096,"d":"0.1"},{"v":1.9000000320375E-3,"d":"0.0"},{"v":68.8479995727539,"d":"68.8"},null,"EIA Prime Mover-level Data","EIA Prime Mover-level Data","Estimated using emissions factor","Estimated using emissions factor","Estimated using emissions factor","Estimated using emissions factor"]
[27800,2019,"WY","Hartzog",8026,"2","GT","OP",{"$nulls":4},"NG",null,{"v":1178,"d":"1,178"},{"v":458.6669921875,"d":"459"},{"v":0.195999994874001,"d":"0.2"},{"v":0.0759999975562096,"d":"0.1"},{"v":1.9000000320375E-3,"d":"0.0"},{"v":68.8479995727539,"d":"68.8"},null,"EIA Prime Mover-level Data","EIA Prime Mover-level Data","Estimated using emissions factor","Estimated using emissions factor","Estimated using emissions factor","Estimated using emissions factor"]
[27801,2019,"WY","Hartzog",8026,"3","GT","OP",{"$nulls":4},"NG",null,{"v":1178,"d":"1,178"},{"v":458.6669921875,"d":"459"},{"v":0.195999994874001,"d":"0.2"},{"v":0.0759999975562096,"d":"0.1"},{"v":1.9000000320375E-3,"d":"0.0"},{"v":68.8479995727539,"d":"68.8"},null,"EIA Prime Mover-level Data","EIA Prime Mover-level Data","Estimated using emissions factor","Estimated using emissions factor","Estimated using emissions factor","Estimated using emissions factor"]
[27802,2019,"WY","Heart Mountain",6408,"1","HY","OP",{"$nulls":4},"WAT",null,{"v":197710,"d":"197,710"},{"v":95002,"d":"95,002"},{"$nulls":5},"EIA Prime Mover-level Data","EIA Prime Mover-level Data"]
[27803,2019,"WY","High Plains",57040,"1","WT","OP",{"$nulls":4},"WND",null,{"v":2097679,"d":"2,097,679"},{"v":826948,"d":"826,948"},{"$nulls":5},"EIA Prime Mover-level Data","EIA Prime Mover-level Data"]
[27804,2019,"WY","Jim Bridger",8066,"BW71","ST","OP","Yes","ARP,MATS","TANGENTIAL",1,"SUB",{"v":8563,"d":"8,563.0"},{"v":28952154,"d":"28,952,154"},{"v":9913933,"d":"9,913,933"},{"v":2794.81591796875,"d":"2,794.8"},{"v":927.963989257813,"d":"928.0"},{"v":2067.85400390625,"d":"2,067.9"},{"v":3036497.75,"d":"3,036,497.8"},{"v":25.1900005340576,"d":"25.2"},"EPA/CAMD","EPA/CAMD","EPA/CAMD","EPA/CAMD","EPA/CAMD","EPA/CAMD","EPA/CAMD","SB","LNC1",null,1974]
[27805,2019,"WY","Jim Bridger",8066,"BW72","ST","OP","Yes","ARP,MATS","TANGENTIAL",1,"SUB",{"v":8613,"d":"8,613.0"},{"v":30444360,"d":"30,444,360"},{"v":11249444,"d":"11,249,444"},{"v":2687.69189453125,"d":"2,687.7"},{"v":955.127014160156,"d":"955.1"},{"v":2432.68701171875,"d":"2,432.7"},{"v":3193002.75,"d":"3,193,002.8"},{"v":23.8999996185303,"d":"23.9"},"EPA/CAMD","EPA/CAMD","EPA/CAMD","EPA/CAMD","EPA/CAMD","EPA/CAMD","EPA/CAMD","SB","LNC1",null,1975]
[27806,2019,"WY","Jim Bridger",8066,"BW73","ST","OP","Yes","ARP,MATS","TANGENTIAL",1,"SUB",{"v":7694,"d":"7,694.0"},{"v":29287058,"d":"29,287,058"},{"v":9970036,"d":"9,970,036"},{"v":757.39697265625,"d":"757.4"},{"v":256.643005371094,"d":"256.6"},{"v":2136.85888671875,"d":"2,136.9"},{"v":3071629.25,"d":"3,071,629.3"},{"v":16.75,"d":"16.8"},"EPA/CAMD","EPA/CAMD","EPA/CAMD","EPA/CAMD","EPA/CAMD","EPA/CAMD","EPA/CAMD","SB","LNC1,SCR",null,1976]
[27807,2019,"WY","Jim Bridger",8066,"BW74","ST","OP","Yes","ARP,MATS","TANGENTIAL",1,"SUB",{"v":8645,"d":"8,645.0"},{"v":31995178,"d":"31,995,178"},{"v":12439929,"d":"12,439,929"},{"v":872.388977050781,"d":"872.4"},{"v":327.830993652344,"d":"327.8"},{"v":2254.24609375,"d":"2,254.2"},{"v":3355650,"d":"3,355,650.0"},{"v":26.1499996185303,"d":"26.1"},"EPA/CAMD","EPA/CAMD","EPA/CAMD","EPA/CAMD","EPA/CAMD","EPA/CAMD","EPA/CAMD","SB","LNC1,SCR",null,1979]
[27808,2019,"WY","Kortes",4180,"1","HY","OP",{"$nulls":4},"WAT",null,{"v":443480.65625,"d":"443,481"},{"v":213097,"d":"213,097"},{"$nulls":5},"EIA Prime Mover-level Data","EIA Prime Mover-level Data"]
[27809,2019,"WY","Kortes",4180,"2","HY","OP",{"$nulls":4},"WAT",null,{"v":443480.65625,"d":"443,481"},{"v":213097,"d":"213,097"},{"$nulls":5},"EIA Prime Mover-level Data","EIA Prime Mover-level Data"]
[27810,2019,"WY","Kortes",4180,"3","HY","OP",{"$nulls":4},"WAT",null,{"v":443480.65625,"d":"443,481"},{"v":213097,"d":"213,097"},{"$nulls":5},"EIA Prime Mover-level Data","EIA Prime Mover-level Data"]
[27811,2019,"WY","Lake (WY)",7039,"1","IC","SB",{"$nulls":4},"DFO",null,{"v":1748,"d":"1,748"},706,{"v":2.7960000038147,"d":"2.8"},{"v":1.12800002098083,"d":"1.1"},{"v":0.253500014543533,"d":"0.3"},{"v":142.746994018555,"d":"142.7"},null,"EIA Prime Mover-level Data","EIA Prime Mover-level Data","Estimated using emissions factor","Estimated using emissions factor","Estimated using emissions factor","Estimated using emissions factor"]
[27812,2019,"WY","Laramie River",6204,"1","ST","OP","Yes","ARP,MATS","WALL",1,"RC",{"v":4662,"d":"4,662.0"},{"v":21211424,"d":"21,211,424"},{"v":9342444,"d":"9,342,444"},{"v":804.702026367188,"d":"804.7"},{"v":238.169998168945,"d":"238.2"},{"v":1083.123046875,"d":"1,083.1"},{"v":2224656.25,"d":"2,224,656.3"},{"v":12.6800003051758,"d":"12.7"},"EPA/CAMD","EPA/CAMD","EPA/CAMD","EPA/CAMD","EPA/CAMD","EPA/CAMD","EPA/CAMD","WLS","LNB,OFA,SCR",null,1980]
[27813,2019,"WY","Laramie River",6204,"2","ST","OP","Yes","ARP,MATS","WALL",1,"RC",{"v":6877,"d":"6,877.0"},{"v":37916024,"d":"37,916,024"},{"v":18239254,"d":"18,239,254"},{"v":2674.80004882813,"d":"2,674.8"},{"v":1263.9560546875,"d":"1,264.0"},{"v":1945.93505859375,"d":"1,945.9"},{"v":3976632.5,"d":"3,976,632.5"},{"v":30.9200000762939,"d":"30.9"},"EPA/CAMD","EPA/CAMD","EPA/CAMD","EPA/CAMD","EPA/CAMD","EPA/CAMD","EPA/CAMD","WLS","LNB,OFA,SNCR",null,1981]
[27814,2019,"WY","Laramie River",6204,"3","ST","OP","Yes","ARP,MATS","WALL",1,"RC",{"v":8300,"d":"8,300.0"},{"v":51841664,"d":"51,841,664"},{"v":19608344,"d":"19,608,344"},{"v":3711.94604492188,"d":"3,711.9"},{"v":1391.13195800781,"d":"1,391.1"},{"v":3103.27587890625,"d":"3,103.3"},{"v":5437153,"d":"5,437,153.0"},{"v":48.2799987792969,"d":"48.3"},"EPA/CAMD","EPA/CAMD","EPA/CAMD","EPA/CAMD","EPA/CAMD","EPA/CAMD","EPA/CAMD","DL","LNB,OFA,SNCR",null,1982]
[27815,2019,"WY","McFadden Ridge",57039,"1","WT","OP",{"$nulls":4},"WND",null,{"v":669691,"d":"669,691"},{"v":264006,"d":"264,006"},{"$nulls":5},"EIA Prime Mover-level Data","EIA Prime Mover-level Data"]
[27816,2019,"WY","Medicine Bow",692,"10","WT","OP",{"$nulls":4},"WND",null,{"v":109326.109375,"d":"109,326"},{"v":43098.66015625,"d":"43,099"},{"$nulls":5},"EIA Prime Mover-level Data","EIA Prime Mover-level Data"]
[27817,2019,"WY","Medicine Bow",692,"11","WT","OP",{"$nulls":4},"WND",null,{"v":29004.88671875,"d":"29,005"},{"v":11434.3388671875,"d":"11,434"},{"$nulls":5},"EIA Prime Mover-level Data","EIA Prime Mover-level Data"]
[27818,2019,"WY","Medicine Bow",692,"12","WT","IP",{"$nulls":4},"WND"]
[27819,2019,"WY","Medicine Bow",692,"13","WT","IP",{"$nulls":4},"WND"]
[27820,2019,"WY","Medicine Bow",692,"3","WT","RE",{"$nulls":4},"WND"]
[27821,2019,"WY","Medicine Bow",692,"CLIP","WT","RE",{"$nulls":4},"WND"]
[27822,2019,"WY","Mountain Wind Power II LLC",56753,"1","WT","OP",{"$nulls":4},"WND",null,{"v":1771080,"d":"1,771,080"},{"v":698197,"d":"698,197"},{"$nulls":5},"EIA Prime Mover-level Data","EIA Prime Mover-level Data"]
[27823,2019,"WY","Mountain Wind Power LLC",56752,"1","WT","OP",{"$nulls":4},"WND",null,{"v":1412403,"d":"1,412,403"},{"v":556799,"d":"556,799"},{"$nulls":5},"EIA Prime Mover-level Data","EIA Prime Mover-level Data"]
[27824,2019,"WY","Naughton",4162,"1","ST","OP","Yes","ARP,MATS","TANGENTIAL",1,"SUB",{"v":8476,"d":"8,476.0"},{"v":13782538,"d":"13,782,538"},{"v":5759213.5,"d":"5,759,214"},{"v":1459.43395996094,"d":"1,459.4"},{"v":581.288024902344,"d":"581.3"},{"v":1105.625,"d":"1,105.6"},{"v":1441830.5,"d":"1,441,830.5"},{"v":7.71000003814697,"d":"7.7"},"EPA/CAMD","EPA/CAMD","EPA/CAMD","EPA/CAMD","EPA/CAMD","EPA/CAMD","EPA/CAMD","SB","LNC2",null,1963]
[27825,2019,"WY","Naughton",4162,"2","ST","OP","Yes","ARP,MATS","TANGENTIAL",1,"SUB",{"v":8261,"d":"8,261.0"},{"v":16369622,"d":"16,369,622"},{"v":6603887,"d":"6,603,887"},{"v":1789.71704101563,"d":"1,789.7"},{"v":737.870971679688,"d":"737.9"},{"v":1265.09802246094,"d":"1,265.1"},{"v":1714215,"d":"1,714,215.0"},{"v":12.1999998092651,"d":"12.2"},"EPA/CAMD","EPA/CAMD","EPA/CAMD","EPA/CAMD","EPA/CAMD","EPA/CAMD","EPA/CAMD","SB","LNC2",null,1968]
[27826,2019,"WY","Naughton",4162,"3","ST","OP","Yes","ARP,MATS","TANGENTIAL",1,"NG",{"v":1137,"d":"1,137.0"},{"v":2287839,"d":"2,287,839"},{"v":156980.953125,"d":"156,981"},{"v":277.829010009766,"d":"277.8"},{"v":3.33200001716614,"d":"3.3"},{"v":195.110992431641,"d":"195.1"},{"v":232445.5,"d":"232,445.5"},{"v":1.88999998569489,"d":"1.9"},"EPA/CAMD","EPA/CAMD","EPA/CAMD","EPA/CAMD","EPA/CAMD","EPA/CAMD","EPA/CAMD","TR","LNC2",null,1971]
[27827,2019,"WY","Neil Simpson",4150,"5","ST","RE",{"$nulls":3},1,"SUB"]
[27828,2019,"WY","Neil Simpson II",7504,"001","ST","OP","Yes","ARP,MATS","WALL",null,"SUB",{"v":8338,"d":"8,338.0"},{"v":8791769,"d":"8,791,769"},{"v":3834837.75,"d":"3,834,838"},{"v":673.612976074219,"d":"673.6"},{"v":306.053985595703,"d":"306.1"},{"v":374.023010253906,"d":"374.0"},{"v":922081.625,"d":"922,081.6"},null,"EPA/CAMD","EPA/CAMD","EPA/CAMD","EPA/CAMD","EPA/CAMD","EPA/CAMD",null,"DL","LNBO",null,1995]
[27829,2019,"WY","Neil Simpson II",7504,"CT1","GT","OP","Yes","ARP","CT",null,"NG",{"v":1766,"d":"1,766.0"},{"v":499295.71875,"d":"499,296"},{"v":274388.8125,"d":"274,389"},{"v":15.8079996109009,"d":"15.8"},{"v":8.1850004196167,"d":"8.2"},{"v":0.150000005960464,"d":"0.2"},{"v":29672.236328125,"d":"29,672.2"},null,"EPA/CAMD","EPA/CAMD","EPA/CAMD","EPA/CAMD","EPA/CAMD","EPA/CAMD",null,null,"DLNB",null,2000]
[27830,2019,"WY","Neil Simpson II (CT2)",55477,"CT2","GT","OP","Yes","ARP","CT",null,"NG",{"v":859,"d":"859.0"},{"v":180710.859375,"d":"180,711"},{"v":94634.515625,"d":"94,635"},{"v":4.03499984741211,"d":"4.0"},{"v":1.92799997329712,"d":"1.9"},{"v":0.0540000014007092,"d":"0.1"},{"v":10738.1025390625,"d":"10,738.1"},null,"EPA/CAMD","EPA/CAMD","EPA/CAMD","EPA/CAMD","EPA/CAMD","EPA/CAMD",null,null,"DLNB",null,2001]
[27831,2019,"WY","Old Faithful",2196,"1","IC","SB",{"$nulls":4},"DFO",null,863,353,{"v":1.37899994850159,"d":"1.4"},{"v":0.564000010490417,"d":"0.6"},{"v":0.125100001692772,"d":"0.1"},{"v":70.4749984741211,"d":"70.5"},null,"EIA Prime Mover-level Data","EIA Prime Mover-level Data","Estimated using emissions factor","Estimated using emissions factor","Estimated using emissions factor","Estimated using emissions factor"]
[27832,2019,"WY","Old Faithful",2196,"2","IC","SB",{"$nulls":4},"DFO",null,863,353,{"v":1.37899994850159,"d":"1.4"},{"v":0.564000010490417,"d":"0.6"},{"v":0.125100001692772,"d":"0.1"},{"v":70.4749984741211,"d":"70.5"},null,"EIA Prime Mover-level Data","EIA Prime Mover-level Data","Estimated using emissions factor","Estimated using emissions factor","Estimated using emissions factor","Estimated using emissions factor"]
[27833,2019,"WY","Osage (WY)",4151,"1","ST","RE",{"$nulls":3},1,"SUB"]
[27834,2019,"WY","Osage (WY)",4151,"2","ST","RE",{"$nulls":3},1,"SUB"]
[27835,2019,"WY","Osage (WY)",4151,"3","ST","RE",{"$nulls":3},1,"SUB"]
[27836,2019,"WY","Pilot Butte",674,"1","HY","OS",{"$nulls":4},"WAT"]
[27837,2019,"WY","Pilot Butte",674,"2","HY","OS",{"$nulls":4},"WAT"]
[27838,2019,"WY","Pioneer Wind Park, LLC",60259,"PWP1","WT","OP",{"$nulls":4},"WND",null,{"v":2512431,"d":"2,512,431"},{"v":990452,"d":"990,452"},{"$nulls":5},"EIA Prime Mover-level Data","EIA Prime Mover-level Data"]
[27839,2019,"WY","Rock River I LLC",55740,"GEN1","WT","OP",{"$nulls":4},"WND",null,{"v":1213252,"d":"1,213,252"},{"v":478289,"d":"478,289"},{"$nulls":5},"EIA Prime Mover-level Data","EIA Prime Mover-level Data"]
[27840,2019,"WY","Rolling Hills",56842,"1","WT","OP",{"$nulls":4},"WND",null,{"v":2382337,"d":"2,382,337"},{"v":939167,"d":"939,167"},{"$nulls":5},"EIA Prime Mover-level Data","EIA Prime Mover-level Data"]
[27841,2019,"WY","Roundhouse Wind Energy Project",63133,"82059","WT","U",{"$nulls":4},"WND"]
[27842,2019,"WY","Roundhouse Wind Energy Project",63133,"82060","WT","U",{"$nulls":4},"WND"]
[27843,2019,"WY","Roundhouse Wind Energy Project",63133,"82061","WT","U",{"$nulls":4},"WND"]
[27844,2019,"WY","Seminoe",4182,"1","HY","OP",{"$nulls":4},"WAT",null,{"v":419143.65625,"d":"419,144"},{"v":201402.671875,"d":"201,403"},{"$nulls":5},"EIA Prime Mover-level Data","EIA Prime Mover-level Data"]
[27845,2019,"WY","Seminoe",4182,"2","HY","OP",{"$nulls":4},"WAT",null,{"v":419143.65625,"d":"419,144"},{"v":201402.671875,"d":"201,403"},{"$nulls":5},"EIA Prime Mover-level Data","EIA Prime Mover-level Data"]
[27846,2019,"WY","Seminoe",4182,"3","HY","OP",{"$nulls":4},"WAT",null,{"v":419143.65625,"d":"419,144"},{"v":201402.671875,"d":"201,403"},{"$nulls":5},"EIA Prime Mover-level Data","EIA Prime Mover-level Data"]
[27847,2019,"WY","Seven Mile Hill",56843,"1","WT","OP",{"$nulls":4},"WND",null,{"v":2870286.25,"d":"2,870,286"},{"v":1131526.25,"d":"1,131,526"},{"$nulls":5},"EIA Prime Mover-level Data","EIA Prime Mover-level Data"]
[27848,2019,"WY","Seven Mile Hill",56843,"2","WT","OP",{"$nulls":4},"WND",null,{"v":566534.8125,"d":"566,535"},{"v":223339.75,"d":"223,340"},{"$nulls":5},"EIA Prime Mover-level Data","EIA Prime Mover-level Data"]
[27849,2019,"WY","Shoshone (WY)",4183,"1","HY","OP",{"$nulls":4},"WAT",null,{"v":178323,"d":"178,323"},{"v":85686,"d":"85,686"},{"$nulls":5},"EIA Prime Mover-level Data","EIA Prime Mover-level Data"]
[27850,2019,"WY","Shute Creek Facility",56312,"021A","GT","OP",{"$nulls":4},"OG",null,{"v":2723966,"d":"2,723,966"},{"v":871758.6875,"d":"871,759"},{"v":838.328002929688,"d":"838.3"},{"v":249.468002319336,"d":"249.5"},{"v":1.90659999847412,"d":"1.9"},{"v":159202.1875,"d":"159,202.2"},null,"EIA Prime Mover-level Data","EIA Prime Mover-level Data","Estimated using emissions factor","Estimated using emissions factor","Estimated using emissions factor","Estimated using emissions factor"]
[27851,2019,"WY","Shute Creek Facility",56312,"021B","GT","OP",{"$nulls":4},"OG",null,{"v":2723966,"d":"2,723,966"},{"v":871758.6875,"d":"871,759"},{"v":838.328002929688,"d":"838.3"},{"v":249.468002319336,"d":"249.5"},{"v":1.90659999847412,"d":"1.9"},{"v":159202.1875,"d":"159,202.2"},null,"EIA Prime Mover-level Data","EIA Prime Mover-level Data","Estimated using emissions factor","Estimated using emissions factor","Estimated using emissions factor","Estimated using emissions factor"]
[27852,2019,"WY","Shute Creek Facility",56312,"021C","GT","OP",{"$nulls":4},"OG",null,{"v":2723966,"d":"2,723,966"},{"v":871758.6875,"d":"871,759"},{"v":838.328002929688,"d":"838.3"},{"v":249.468002319336,"d":"249.5"},{"v":1.90659999847412,"d":"1.9"},{"v":159202.1875,"d":"159,202.2"},null,"EIA Prime Mover-level Data","EIA Prime Mover-level Data","Estimated using emissions factor","Estimated using emissions factor","Estimated using emissions factor","Estimated using emissions factor"]
[27853,2019,"WY","Silver Sage Windpower",57091,"SSW01","WT","OP",{"$nulls":4},"WND",null,{"v":1068385,"d":"1,068,385"},{"v":421180,"d":"421,180"},{"$nulls":5},"EIA Prime Mover-level Data","EIA Prime Mover-level Data"]
[27854,2019,"WY","Simplot Phosphates",54472,"AUX","ST","OP",{"$nulls":3},1,"NG",null,{"v":5384.6640625,"d":"5,385"},{"v":39.0639991760254,"d":"39"},{"v":0.45100000500679,"d":"0.5"},{"v":0.331000000238419,"d":"0.3"},{"v":0.00870000012218952,"d":"0.0"},{"v":314.704010009766,"d":"314.7"},null,"EIA Unit-level Data","EIA Unit-Level Data","Estimated using emissions factor","Estimated using emissions factor","Estimated using emissions factor","Estimated using emissions factor"]
[27855,2019,"WY","Simplot Phosphates",54472,"LURGI","ST","OP",{"$nulls":3},1,"OTH",null,{"v":1422094.125,"d":"1,422,094"},{"v":444591.96875,"d":"444,592"},{"v":30.2639999389648,"d":"30.3"},{"v":10.8509998321533,"d":"10.9"},{"v":249.285797119141,"d":"249.3"},{"v":159.634994506836,"d":"159.6"},null,"EIA Unit-level Data","EIA Unit-Level Data","Estimated using emissions factor","Estimated using emissions factor","Estimated using emissions factor","Estimated using emissions factor"]
[27856,2019,"WY","Simplot Phosphates",54472,"MECS","ST","OP",{"$nulls":3},1,"OTH",null,{"v":1232235,"d":"1,232,235"},{"v":508836.71875,"d":"508,837"},{"v":26.2229995727539,"d":"26.2"},{"v":9.40200042724609,"d":"9.4"},{"v":216.004501342773,"d":"216.0"},{"v":0.66100001335144,"d":"0.7"},null,"EIA Unit-level Data","EIA Unit-Level Data","Estimated using emissions factor","Estimated using emissions factor","Estimated using emissions factor","Estimated using emissions factor"]
[27857,2019,"WY","Simplot Phosphates",54472,"ZURN","ST","OP",{"$nulls":3},1,"NG",null,{"v":189567.3125,"d":"189,567"},{"v":142111.75,"d":"142,112"},{"v":15.8950004577637,"d":"15.9"},{"v":11.6490001678467,"d":"11.6"},{"v":0.307200014591217,"d":"0.3"},{"v":11079.171875,"d":"11,079.2"},null,"EIA Unit-level Data","EIA Unit-Level Data","Estimated using emissions factor","Estimated using emissions factor","Estimated using emissions factor","Estimated using emissions factor"]
[27858,2019,"WY","Sinclair Oil Refinery",54374,"2002","IC","RE",{"$nulls":4},"NG"]
[27859,2019,"WY","Sinclair Oil Refinery",54374,"2004","IC","OP",{"$nulls":4},"NG",null,{"v":51186.4609375,"d":"51,186"},{"v":22947.080078125,"d":"22,947"},{"v":82.2649993896484,"d":"82.3"},{"v":37.1199989318848,"d":"37.1"},{"v":0.102600000798702,"d":"0.1"},{"v":2991.56909179688,"d":"2,991.6"},null,"EIA Prime Mover-level Data","EIA Prime Mover-level Data","Estimated using emissions factor","Estimated using emissions factor","Estimated using emissions factor","Estimated using emissions factor"]
[27860,2019,"WY","Sinclair Oil Refinery",54374,"2006","IC","OP",{"$nulls":4},"NG",null,{"v":51186.4609375,"d":"51,186"},{"v":22947.080078125,"d":"22,947"},{"v":82.2649993896484,"d":"82.3"},{"v":37.1199989318848,"d":"37.1"},{"v":0.102600000798702,"d":"0.1"},{"v":2991.56909179688,"d":"2,991.6"},null,"EIA Prime Mover-level Data","EIA Prime Mover-level Data","Estimated using emissions factor","Estimated using emissions factor","Estimated using emissions factor","Estimated using emissions factor"]
[27861,2019,"WY","Sinclair Oil Refinery",54374,"2008","IC","OP",{"$nulls":4},"NG",null,{"v":51186.4609375,"d":"51,186"},{"v":22947.080078125,"d":"22,947"},{"v":82.2649993896484,"d":"82.3"},{"v":37.1199989318848,"d":"37.1"},{"v":0.102600000798702,"d":"0.1"},{"v":2991.56909179688,"d":"2,991.6"},null,"EIA Prime Mover-level Data","EIA Prime Mover-level Data","Estimated using emissions factor","Estimated using emissions factor","Estimated using emissions factor","Estimated using emissions factor"]
[27862,2019,"WY","Sinclair Oil Refinery",54374,"NO1","ST","RE",{"$nulls":4},"NG"]
[27863,2019,"WY","Sinclair Oil Refinery",54374,"NO2","ST","SB",{"$nulls":4},"OG"]
[27864,2019,"WY","Sinclair Oil Refinery",54374,"NO3","ST","OP",{"$nulls":4},"OG",null,{"v":2900627,"d":"2,900,627"},{"v":990980,"d":"990,980"},{"v":205.218994140625,"d":"205.2"},{"v":70.1119995117188,"d":"70.1"},{"v":0.8057000041008,"d":"0.8"},{"v":169527.140625,"d":"169,527.1"},null,"EIA Prime Mover-level Data","EIA Prime Mover-level Data","Estimated using emissions factor","Estimated using emissions factor","Estimated using emissions factor","Estimated using emissions factor"]
[27865,2019,"WY","Sinclair Oil Refinery",54374,"NO5","IC","SB",{"$nulls":4},"DFO",null,{"v":43311.62109375,"d":"43,312"},{"v":19416.759765625,"d":"19,417"},{"v":6.44000005722046,"d":"6.4"},{"v":2.04099988937378,"d":"2.0"},{"v":0.621299982070923,"d":"0.6"},{"v":3536.95092773438,"d":"3,537.0"},null,"EIA Prime Mover-level Data","EIA Prime Mover-level Data","Estimated using emissions factor","Estimated using emissions factor","Estimated using emissions factor","Estimated using emissions factor"]
[27866,2019,"WY","Spirit Mountain",7541,"1","HY","OP",{"$nulls":4},"WAT",null,{"v":151847,"d":"151,847"},{"v":72964,"d":"72,964"},{"$nulls":5},"EIA Prime Mover-level Data","EIA Prime Mover-level Data"]
[27867,2019,"WY","Strawberry Creek",6393,"1","HY","OP",{"$nulls":4},"WAT",null,{"v":29128,"d":"29,128"},{"v":13996.3330078125,"d":"13,996"},{"$nulls":5},"EIA Prime Mover-level Data","EIA Prime Mover-level Data"]
[27868,2019,"WY","Strawberry Creek",6393,"2","HY","OP",{"$nulls":4},"WAT",null,{"v":29128,"d":"29,128"},{"v":13996.3330078125,"d":"13,996"},{"$nulls":5},"EIA Prime Mover-level Data","EIA Prime Mover-level Data"]
[27869,2019,"WY","Strawberry Creek",6393,"3","HY","OP",{"$nulls":4},"WAT",null,{"v":29128,"d":"29,128"},{"v":13996.3330078125,"d":"13,996"},{"$nulls":5},"EIA Prime Mover-level Data","EIA Prime Mover-level Data"]
[27870,2019,"WY","Sweetwater Solar",61369,"PV1","PV","OP",{"$nulls":4},"SUN",null,{"v":1604130,"d":"1,604,130"},{"v":932693,"d":"932,693"},{"$nulls":5},"EIA Prime Mover-level Data","EIA Prime Mover-level Data"]
[27871,2019,"WY","Swift Creek",6394,"1","HY","RE",{"$nulls":4},"WAT"]
[27872,2019,"WY","Swift Creek",6394,"2","HY","RE",{"$nulls":4},"WAT"]
[27873,2019,"WY","Swift Creek",6394,"3","HY","OP",{"$nulls":4},"WAT",null,{"v":30506.82421875,"d":"30,507"},{"v":14658.8232421875,"d":"14,659"},{"$nulls":5},"EIA Prime Mover-level Data","EIA Prime Mover-level Data"]
[27874,2019,"WY","Swift Creek",6394,"4","HY","OP",{"$nulls":4},"WAT",null,{"v":22880.1171875,"d":"22,880"},{"v":10994.1171875,"d":"10,994"},{"$nulls":5},"EIA Prime Mover-level Data","EIA Prime Mover-level Data"]
[27875,2019,"WY","Swift Creek",6394,"5","HY","OP",{"$nulls":4},"WAT",null,{"v":11440.05859375,"d":"11,440"},{"v":5497.05908203125,"d":"5,497"},{"$nulls":5},"EIA Prime Mover-level Data","EIA Prime Mover-level Data"]
[27876,2019,"WY","TB Flats",62516,"1","WT","P",{"$nulls":4},"WND"]
[27877,2019,"WY","Top of the World Windpower Project",57327,"TOTW1","WT","OP",{"$nulls":4},"WND",null,{"v":4887758,"d":"4,887,758"},{"v":1926856,"d":"1,926,856"},{"$nulls":5},"EIA Prime Mover-level Data","EIA Prime Mover-level Data"]
[27878,2019,"WY","TransAlta Wyoming Wind",56093,"GE15","WT","OP",{"$nulls":4},"WND",null,{"v":3058493,"d":"3,058,493"},{"v":1205722,"d":"1,205,722"},{"$nulls":5},"EIA Prime Mover-level Data","EIA Prime Mover-level Data"]
[27879,2019,"WY","Western Sugar Coop - Torrington",57967,"GEGEN","ST","RE",{"$nulls":4},"NG"]
[27880,2019,"WY","Wygen I",55479,"001","ST","OP","Yes","ARP,MATS","WALL",null,"SUB",{"v":8591,"d":"8,591.0"},{"v":8523099,"d":"8,523,099"},{"v":3638729.25,"d":"3,638,729"},{"v":603.666015625,"d":"603.7"},{"v":259.450012207031,"d":"259.5"},{"v":443.885009765625,"d":"443.9"},{"v":893911.375,"d":"893,911.4"},null,"EPA/CAMD","EPA/CAMD","EPA/CAMD","EPA/CAMD","EPA/CAMD","EPA/CAMD",null,"DL","LNBO,SCR",null,2003]
[27881,2019,"WY","Wygen II",56319,"001","ST","OP","Yes","ARP,MATS","WALL",null,"SUB",{"v":8374,"d":"8,374.0"},{"v":8922852,"d":"8,922,852"},{"v":3613005.25,"d":"3,613,005"},{"v":259.308013916016,"d":"259.3"},{"v":105.714996337891,"d":"105.7"},{"v":225.013000488281,"d":"225.0"},{"v":935828.6875,"d":"935,828.7"},null,"EPA/CAMD","EPA/CAMD","EPA/CAMD","EPA/CAMD","EPA/CAMD","EPA/CAMD",null,"DL","LNBO,SCR",null,2007]
[27882,2019,"WY","Wygen III",56596,"001","ST","OP","Yes","ARP,MATS","WALL",null,"SUB",{"v":7606,"d":"7,606.0"},{"v":8750568,"d":"8,750,568"},{"v":2904058,"d":"2,904,058"},{"v":186.417999267578,"d":"186.4"},{"v":59.0750007629395,"d":"59.1"},{"v":270.613006591797,"d":"270.6"},{"v":917753.5,"d":"917,753.5"},null,"EPA/CAMD","EPA/CAMD","EPA/CAMD","EPA/CAMD","EPA/CAMD","EPA/CAMD",null,"DL","LNB,SCR",null,2010]
[27883,2019,"WY","Wyodak",6101,"BW91","ST","OP","Yes","ARP,MATS","WALL",1,"SUB",{"v":7698,"d":"7,698.0"},{"v":23351140,"d":"23,351,140"},{"v":9061505,"d":"9,061,505"},{"v":2641.98901367188,"d":"2,642.0"},{"v":1026.38903808594,"d":"1,026.4"},{"v":1751.72094726563,"d":"1,751.7"},{"v":2449066.25,"d":"2,449,066.3"},{"v":22.9400005340576,"d":"22.9"},"EPA/CAMD","EPA/CAMD","EPA/CAMD","EPA/CAMD","EPA/CAMD","EPA/CAMD","EPA/CAMD","DL","LNBO",null,1978]

{"sheet":"GEN19","index":2,"n_rows":29156,"n_cols":17,"rows_kept":4500,"cut":true,"bounds":{"rows_first":2000,"rows_last":500,"rows_between":2000,"halvings":0}}
["eGRID2019 Generator file sequence number","Data Year","Plant state abbreviation","Plant name","DOE/EIA ORIS plant or facility code","Generator ID","Number of associated boilers","Generator status","Generator prime mover type","Generator primary fuel","Generator nameplate capacity (MW)","Generator capacity factor","Generator annual net generation (MWh)","Generator ozone season net generation (MWh)","Generation data source","Generator year on-line","Generator planned or actual retirement year"]
["SEQGEN19","YEAR","PSTATABB","PNAME","ORISPL","GENID","NUMBLR","GENSTAT","PRMVR","FUELG1","NAMEPCAP","CFACT","GENNTAN","GENNTOZ","GENERSRC","GENYRONL","GENYRRET"]
[1,2019,"AK","7-Mile Ridge Wind Project",60814,"WT1",0,"CN","WT","WND",1.8]
[2,2019,"AK","Agrium Kenai Nitrogen Operations",54452,"744A",0,"OS","GT","NG",2.5,{"$nulls":4},1977]
[3,2019,"AK","Agrium Kenai Nitrogen Operations",54452,"744B",0,"OS","GT","NG",2.5,{"$nulls":4},1977]
[4,2019,"AK","Agrium Kenai Nitrogen Operations",54452,"744C",0,"OS","GT","NG",2.5,{"$nulls":4},1977]
[5,2019,"AK","Agrium Kenai Nitrogen Operations",54452,"744D",0,"OS","GT","NG",2.5,{"$nulls":4},1977]
[6,2019,"AK","Agrium Kenai Nitrogen Operations",54452,"744E",0,"OS","GT","NG",2.5,{"$nulls":4},1977]
[7,2019,"AK","Agrium Kenai Nitrogen Operations",54452,"644A",0,"RE","IC","NG",1.3,{"$nulls":5},2001]
[8,2019,"AK","Agrium Kenai Nitrogen Operations",54452,"644B",0,"RE","IC","NG",1.3,{"$nulls":5},2001]
[9,2019,"AK","Agrium Kenai Nitrogen Operations",54452,"644C",0,"RE","IC","NG",1.3,{"$nulls":5},2001]
[10,2019,"AK","Agrium Kenai Nitrogen Operations",54452,"644D",0,"RE","IC","NG",1.3,{"$nulls":5},2001]
[11,2019,"AK","Agrium Kenai Nitrogen Operations",54452,"644E",0,"RE","IC","NG",1.3,{"$nulls":5},2001]
[12,2019,"AK","Agrium Kenai Nitrogen Operations",54452,"644F",0,"RE","IC","NG",1.3,{"$nulls":5},2001]
[13,2019,"AK","Agrium Kenai Nitrogen Operations",54452,"644G",0,"RE","IC","NG",1.3,{"$nulls":5},2001]
[14,2019,"AK","Alakanuk",57053,"UNIT4",0,"SB","IC","DFO",0.8,{"v":-2E-3,"d":"(0.002)"},{"v":-14,"d":"(14)"},{"v":-6,"d":"(6)"},"Distributed from 923 Generation And Fuel",2013]
[15,2019,"AK","Alakanuk",57053,"G309",0,"CN","IC","DFO",0.5]
[16,2019,"AK","Alakanuk",57053,"UNIT1",0,"RE","IC","DFO",0.4,{"$nulls":5},2016]
[17,2019,"AK","Alakanuk",57053,"UNIT2",0,"RE","IC","DFO",0.5,{"$nulls":5},2016]
[18,2019,"AK","Alakanuk",57053,"UNIT3",0,"RE","IC","DFO",0.4,{"$nulls":5},2016]
[19,2019,"AK","Allison Creek Hydro",58982,"GEN1",0,"OP","HY","WAT",6.5,0.336,{"v":19135,"d":"19,135"},{"v":8369,"d":"8,369"},"Distributed from 923 Generation And Fuel",2016]
[20,2019,"AK","Ambler",60243,"1",0,"OP","IC","DFO",0.4,0.122,{"v":427.636,"d":"428"},{"v":174.182,"d":"174"},"Distributed from 923 Generation And Fuel",1998]
[21,2019,"AK","Ambler",60243,"2",0,"OP","IC","DFO",0.3,0.122,{"v":320.727,"d":"321"},{"v":130.636,"d":"131"},"Distributed from 923 Generation And Fuel",1993]
[22,2019,"AK","Ambler",60243,"3",0,"OP","IC","DFO",0.4,0.122,{"v":427.636,"d":"428"},{"v":174.182,"d":"174"},"Distributed from 923 Generation And Fuel",1990]
[23,2019,"AK","Anchorage 1",75,"3R",0,"OP","GT","NG",48.9,0.022,{"v":9491.368,"d":"9,491"},{"v":3594.375,"d":"3,594"},"Distributed from 923 Generation And Fuel",2007]
[24,2019,"AK","Anchorage 1",75,"4",0,"OP","GT","NG",{"v":27,"d":"27.0"},0.022,{"v":5240.632,"d":"5,241"},{"v":1984.625,"d":"1,985"},"Distributed from 923 Generation And Fuel",1972]
[25,2019,"AK","Anchorage 1",75,"P1 BS",0,"OP","IC","DFO",{"v":2,"d":"2.0"},{"v":0,"d":"0.000"},{"v":4.9,"d":"5"},{"v":1.995,"d":"2"},"Data from EIA-923 Generator File overwritten with distributed data from EIA-923 Generation and Fuel",2012]
[26,2019,"AK","Anchorage 1",75,"1",0,"RE","GT","NG",12.5,{"$nulls":5},2016]
[27,2019,"AK","Anchorage 1",75,"2",0,"RE","GT","NG",12.5,{"$nulls":5},2016]
[28,2019,"AK","Anchorage 1",75,"3",0,"RE","GT","NG",16.3,{"$nulls":5},2004]
[29,2019,"AK","Anchorage 1",75,"D1",0,"RE","IC","DFO",1.1,{"$nulls":5},2010]
[30,2019,"AK","Anchorage 1",75,"D2",0,"RE","IC","DFO",1.1,{"$nulls":5},2010]
[31,2019,"AK","Angoon",7462,"1A",0,"OP","IC","DFO",0.5,0.123,{"v":537.333,"d":"537"},{"v":218.667,"d":"219"},"Distributed from 923 Generation And Fuel",2009]
[32,2019,"AK","Angoon",7462,"2A",0,"OP","IC","DFO",0.5,0.123,{"v":537.333,"d":"537"},{"v":218.667,"d":"219"},"Distributed from 923 Generation And Fuel",1998]
[33,2019,"AK","Angoon",7462,"3",0,"OP","IC","DFO",0.5,0.123,{"v":537.333,"d":"537"},{"v":218.667,"d":"219"},"Distributed from 923 Generation And Fuel",1990]
[34,2019,"AK","Angoon",7462,"1",0,"RE","IC","DFO",0.4,{"$nulls":5},2008]
[35,2019,"AK","Aniak",7182,"1",0,"OP","IC","DFO",0.5,{"$nulls":4},1988]
[36,2019,"AK","Aniak",7182,"10",0,"OP","IC","DFO",0.6,{"$nulls":4},2016]
[37,2019,"AK","Aniak",7182,"9",0,"OP","IC","DFO",0.6,{"$nulls":4},1996]
[38,2019,"AK","Aniak",7182,"3",0,"RE","IC","DFO",0.3,{"$nulls":5},2005]
[39,2019,"AK","Aniak",7182,"4",0,"RE","IC","DFO",0.3,{"$nulls":5},2005]
[40,2019,"AK","Aniak",7182,"5",0,"RE","IC","DFO",0.3,{"$nulls":5},1994]
[41,2019,"AK","Annex Creek",62,"5",0,"OP","HY","WAT",1.8,0.764,{"v":12042.45,"d":"12,042"},{"v":5267.25,"d":"5,267"},"Distributed from 923 Generation And Fuel",1915]
[42,2019,"AK","Annex Creek",62,"6",0,"OP","HY","WAT",2.2,0.764,{"v":14718.55,"d":"14,719"},{"v":6437.75,"d":"6,438"},"Distributed from 923 Generation And Fuel",1915]
[43,2019,"AK","Auke Bay",7250,"13",0,"SB","GT","DFO",2.8,{"v":0,"d":"0.000"},{"v":-10.801,"d":"(11)"},{"v":-4.404,"d":"(4)"},"Distributed from 923 Generation And Fuel",1993]
[44,2019,"AK","Auke Bay",7250,"14",0,"SB","GT","DFO",30.9,{"v":0,"d":"0.000"},{"v":-119.199,"d":"(119)"},{"v":-48.596,"d":"(49)"},"Distributed from 923 Generation And Fuel",1994]
[45,2019,"AK","Auke Bay",7250,"4",0,"SB","IC","DFO",2.5,{"v":0,"d":"0.000"},{"v":-2,"d":"(2)"},{"v":-1,"d":"(1)"},"Distributed from 923 Generation And Fuel",1980]
[46,2019,"AK","Aurora Energy LLC Chena",79,"1",3,"OP","ST","SUB",{"v":5,"d":"5.0"},0.765,{"v":33494,"d":"33,494"},{"v":12962,"d":"12,962"},"EIA-923 Generator File",1952]
[47,2019,"AK","Aurora Energy LLC Chena",79,"2",3,"OP","ST","SUB",2.5,0.547,{"v":11980,"d":"11,980"},{"v":5572,"d":"5,572"},"EIA-923 Generator File",1952]
[48,2019,"AK","Aurora Energy LLC Chena",79,"5",2,"OP","ST","SUB",{"v":20,"d":"20.0"},0.806,{"v":141217,"d":"141,217"},{"v":56341,"d":"56,341"},"EIA-923 Generator File",1975]
[49,2019,"AK","Aurora Energy LLC Chena",79,"3",3,"RE","ST","SUB",1.5,{"$nulls":5},2009]
[50,2019,"AK","Aurora Energy LLC Chena",79,"7",3,"IP","ST","SUB",2.3,{"v":0,"d":"0.000"},0,0,"Distributed from 923 Generation And Fuel"]
[51,2019,"AK","Barrow",7173,"10",0,"OS","IC","NG",1.5,{"v":0,"d":"0.000"},0,0,"Distributed from 923 Generation And Fuel",1994]
[52,2019,"AK","Barrow",7173,"11",0,"OP","GT","NG",4.8,0.314,{"v":13197.78,"d":"13,198"},{"v":4996.162,"d":"4,996"},"Distributed from 923 Generation And Fuel",1996]
[53,2019,"AK","Barrow",7173,"12",0,"OP","GT","NG",{"v":5,"d":"5.0"},0.314,{"v":13747.688,"d":"13,748"},{"v":5204.335,"d":"5,204"},"Distributed from 923 Generation And Fuel",2001]
[54,2019,"AK","Barrow",7173,"6",0,"OP","GT","NG",2.5,0.314,{"v":6873.844,"d":"6,874"},{"v":2602.168,"d":"2,602"},"Distributed from 923 Generation And Fuel",1977]
[55,2019,"AK","Barrow",7173,"7",0,"OP","GT","NG",2.5,0.314,{"v":6873.844,"d":"6,874"},{"v":2602.168,"d":"2,602"},"Distributed from 923 Generation And Fuel",1980]
[56,2019,"AK","Barrow",7173,"8",0,"OP","GT","NG",2.5,0.314,{"v":6873.844,"d":"6,874"},{"v":2602.168,"d":"2,602"},"Distributed from 923 Generation And Fuel",1982]
[57,2019,"AK","Barrow",7173,"9",0,"OS","IC","NG",1.5,{"v":0,"d":"0.000"},0,0,"Distributed from 923 Generation And Fuel",1994]
[58,2019,"AK","Battery Energy Storage System",57583,"BESS",0,"OP","BA","MWH",{"v":40,"d":"40.0"},{"v":-0.009,"d":"(0.009)"},{"v":-3280,"d":"(3,280)"},{"v":-1575,"d":"(1,575)"},"Distributed from 923 Generation And Fuel",2003]
[59,2019,"AK","Beaver Falls",6580,"1",0,"OP","HY","WAT",{"v":1,"d":"1.0"},0.743,{"v":6507.222,"d":"6,507"},{"v":2846.111,"d":"2,846"},"Distributed from 923 Generation And Fuel",1947]
[60,2019,"AK","Beaver Falls",6580,"3",0,"OP","HY","WAT",2.2,0.743,{"v":14315.889,"d":"14,316"},{"v":6261.444,"d":"6,261"},"Distributed from 923 Generation And Fuel",1954]
[61,2019,"AK","Beaver Falls",6580,"4",0,"OP","HY","WAT",2.2,0.743,{"v":14315.889,"d":"14,316"},{"v":6261.444,"d":"6,261"},"Distributed from 923 Generation And Fuel",1954]
[62,2019,"AK","Beluga",96,"1",0,"OP","GT","NG",{"v":16,"d":"16.0"},{"v":0.02,"d":"0.020"},{"v":2818.489,"d":"2,818"},{"v":447.426,"d":"447"},"Distributed from 923 Generation And Fuel",1968]
[63,2019,"AK","Beluga",96,"2",0,"OP","GT","NG",{"v":16,"d":"16.0"},{"v":0.02,"d":"0.020"},{"v":2818.489,"d":"2,818"},{"v":447.426,"d":"447"},"Distributed from 923 Generation And Fuel",1968]
[64,2019,"AK","Beluga",96,"3",0,"OP","GT","NG",59.1,{"v":0.02,"d":"0.020"},{"v":10410.794,"d":"10,411"},{"v":1652.681,"d":"1,653"},"Distributed from 923 Generation And Fuel",1972]
[65,2019,"AK","Beluga",96,"5",0,"OP","GT","NG",68.3,{"v":0.02,"d":"0.020"},{"v":12031.425,"d":"12,031"},{"v":1909.951,"d":"1,910"},"Distributed from 923 Generation And Fuel",1975]
[66,2019,"AK","Beluga",96,"6",0,"OP","GT","NG",76.5,{"v":0.02,"d":"0.020"},{"v":13475.901,"d":"13,476"},{"v":2139.257,"d":"2,139"},"Distributed from 923 Generation And Fuel",1976]
[67,2019,"AK","Beluga",96,"7",0,"OP","GT","NG",76.5,{"v":0.02,"d":"0.020"},{"v":13475.901,"d":"13,476"},{"v":2139.257,"d":"2,139"},"Distributed from 923 Generation And Fuel",1978]
[68,2019,"AK","Beluga",96,"8",1,"RE","CA","NG",{"v":62,"d":"62.0"},{"$nulls":5},2015]
[69,2019,"AK","Bernice Lake",6292,"2",0,"OP","GT","NG",20.7,0.009,{"v":1621.725,"d":"1,622"},{"v":613.983,"d":"614"},"Distributed from 923 Generation And Fuel",1971]
[70,2019,"AK","Bernice Lake",6292,"3",0,"OP","GT","NG",28.8,0.009,{"v":2256.313,"d":"2,256"},{"v":854.237,"d":"854"},"Distributed from 923 Generation And Fuel",1978]
[71,2019,"AK","Bernice Lake",6292,"4",0,"OP","GT","NG",27.2,0.009,{"v":2130.962,"d":"2,131"},{"v":806.78,"d":"807"},"Distributed from 923 Generation And Fuel",1981]
[72,2019,"AK","Bethel",6566,"1",0,"OP","IC","DFO",2.1,0.385,{"v":7084.333,"d":"7,084"},{"v":2884,"d":"2,884"},"Distributed from 923 Generation And Fuel",1976]
[73,2019,"AK","Bethel",6566,"2",0,"OP","IC","DFO",2.1,0.385,{"v":7084.333,"d":"7,084"},{"v":2884,"d":"2,884"},"Distributed from 923 Generation And Fuel",1976]
[74,2019,"AK","Bethel",6566,"3",0,"OP","IC","DFO",2.1,0.385,{"v":7084.333,"d":"7,084"},{"v":2884,"d":"2,884"},"Distributed from 923 Generation And Fuel",1976]
[75,2019,"AK","Bethel",6566,"4",0,"OP","IC","DFO",2.1,0.385,{"v":7084.333,"d":"7,084"},{"v":2884,"d":"2,884"},"Distributed from 923 Generation And Fuel",1976]
[76,2019,"AK","Bethel",6566,"6",0,"OP","IC","DFO",2.1,0.385,{"v":7084.333,"d":"7,084"},{"v":2884,"d":"2,884"},"Distributed from 923 Generation And Fuel",1989]
[77,2019,"AK","Bethel",6566,"7",0,"OP","IC","DFO",2.1,0.385,{"v":7084.333,"d":"7,084"},{"v":2884,"d":"2,884"},"Distributed from 923 Generation And Fuel",1992]
[78,2019,"AK","Black Bear Lake",7752,"1",0,"OP","HY","WAT",4.5,0.507,{"v":19976,"d":"19,976"},{"v":8737,"d":"8,737"},"Distributed from 923 Generation And Fuel",1995]
[79,2019,"AK","Blue Lake Hydro",93,"3",0,"OP","HY","WAT",5.3,0.427,{"v":19819.333,"d":"19,819"},{"v":8668.667,"d":"8,669"},"Distributed from 923 Generation And Fuel",2014]
[80,2019,"AK","Blue Lake Hydro",93,"4",0,"OP","HY","WAT",5.3,0.427,{"v":19819.333,"d":"19,819"},{"v":8668.667,"d":"8,669"},"Distributed from 923 Generation And Fuel",2014]
[81,2019,"AK","Blue Lake Hydro",93,"5",0,"OP","HY","WAT",5.3,0.427,{"v":19819.333,"d":"19,819"},{"v":8668.667,"d":"8,669"},"Distributed from 923 Generation And Fuel",2014]
[82,2019,"AK","Blue Lake Hydro",93,"1",0,"RE","HY","WAT",3.5,{"$nulls":5},2014]
[83,2019,"AK","Blue Lake Hydro",93,"2",0,"RE","HY","WAT",3.5,{"$nulls":5},2014]
[84,2019,"AK","Bradley Lake",7367,"1",0,"OP","HY","WAT",{"v":63,"d":"63.0"},0.375,{"v":206796,"d":"206,796"},{"v":90450.5,"d":"90,451"},"Distributed from 923 Generation And Fuel",1991]
[85,2019,"AK","Bradley Lake",7367,"2",0,"OP","HY","WAT",{"v":63,"d":"63.0"},0.375,{"v":206796,"d":"206,796"},{"v":90450.5,"d":"90,451"},"Distributed from 923 Generation And Fuel",1991]
[86,2019,"AK","Brevig Mission",60260,"1",0,"OP","IC","DFO",0.2,0.136,{"v":237.6,"d":"238"},{"v":96.8,"d":"97"},"Distributed from 923 Generation And Fuel",2010]
[87,2019,"AK","Brevig Mission",60260,"2",0,"OP","IC","DFO",0.4,0.136,{"v":475.2,"d":"475"},{"v":193.6,"d":"194"},"Distributed from 923 Generation And Fuel",2010]
[88,2019,"AK","Brevig Mission",60260,"3A",0,"OP","IC","DFO",0.4,0.136,{"v":475.2,"d":"475"},{"v":193.6,"d":"194"},"Distributed from 923 Generation And Fuel",2018]
[89,2019,"AK","Brevig Mission",60260,"3",0,"RE","IC","DFO",0.5,{"$nulls":5},2018]
[90,2019,"AK","Centennial",7112,"IC6",0,"OP","IC","DFO",3.3,0.085,{"v":2464,"d":"2,464"},{"v":1003,"d":"1,003"},"Distributed from 923 Generation And Fuel",1987]
[91,2019,"AK","Centennial",7112,"IC7",0,"RE","IC","DFO",1.8,{"$nulls":5},2018]
[92,2019,"AK","Chester Lake",7168,"1",0,"OP","HY","WAT",1.3,{"v":0.51,"d":"0.510"},{"v":5809,"d":"5,809"},{"v":2541,"d":"2,541"},"Distributed from 923 Generation And Fuel",1988]
[93,2019,"AK","Chevak",6311,"1A",0,"OP","IC","DFO",0.5,0.152,{"v":665.278,"d":"665"},{"v":270.833,"d":"271"},"Distributed from 923 Generation And Fuel",2009]
[94,2019,"AK","Chevak",6311,"2A",0,"OP","IC","DFO",0.5,0.152,{"v":665.278,"d":"665"},{"v":270.833,"d":"271"},"Distributed from 923 Generation And Fuel",2009]
[95,2019,"AK","Chevak",6311,"3A",0,"OP","IC","DFO",0.8,0.152,{"v":1064.444,"d":"1,064"},{"v":433.333,"d":"433"},"Distributed from 923 Generation And Fuel",2009]
[96,2019,"AK","Chevak",6311,"1",0,"RE","IC","DFO",0.4,{"$nulls":5},2009]
[97,2019,"AK","Chevak",6311,"2",0,"RE","IC","DFO",0.3,{"$nulls":5},2009]
[98,2019,"AK","Chevak",6311,"3",0,"RE","IC","DFO",0.3,{"$nulls":5},2009]
[99,2019,"AK","Cooper Lake",6291,"1",0,"OP","HY","WAT",9.7,0.271,{"v":23051,"d":"23,051"},{"v":10082,"d":"10,082"},"Distributed from 923 Generation And Fuel",1961]
[100,2019,"AK","Cooper Lake",6291,"2",0,"OP","HY","WAT",9.7,0.271,{"v":23051,"d":"23,051"},{"v":10082,"d":"10,082"},"Distributed from 923 Generation And Fuel",1961]
[101,2019,"AK","Craig (AK)",421,"1",0,"OP","IC","DFO",0.6,0.011,{"v":60.13,"d":"60"},{"v":24.522,"d":"25"},"Distributed from 923 Generation And Fuel",1984]
[102,2019,"AK","Craig (AK)",421,"3B",0,"OP","IC","DFO",1.8,0.011,{"v":180.391,"d":"180"},{"v":73.565,"d":"74"},"Distributed from 923 Generation And Fuel",2015]
[103,2019,"AK","Craig (AK)",421,"5",0,"OP","IC","DFO",1.1,0.011,{"v":110.239,"d":"110"},{"v":44.957,"d":"45"},"Distributed from 923 Generation And Fuel",1983]
[104,2019,"AK","Craig (AK)",421,"6",0,"OP","IC","DFO",1.1,0.011,{"v":110.239,"d":"110"},{"v":44.957,"d":"45"},"Distributed from 923 Generation And Fuel",1989]
[105,2019,"AK","Craig (AK)",421,"3A",0,"RE","IC","DFO",1.6,{"$nulls":5},2015]
[106,2019,"AK","Delta Power",56325,"6",0,"SB","GT","DFO",23.1,{"v":-1E-3,"d":"(0.001)"},{"v":-133,"d":"(133)"},{"v":-54,"d":"(54)"},"Distributed from 923 Generation And Fuel",1976]
[107,2019,"AK","Delta Wind Farm",58511,"EWT1",0,"OP","WT","WND",0.9,0.239,{"v":1880.526,"d":"1,881"},{"v":720.947,"d":"721"},"Distributed from 923 Generation And Fuel",2009]
[108,2019,"AK","Delta Wind Farm",58511,"EWT2",0,"OP","WT","WND",0.9,0.239,{"v":1880.526,"d":"1,881"},{"v":720.947,"d":"721"},"Distributed from 923 Generation And Fuel",2013]
[109,2019,"AK","Delta Wind Farm",58511,"NW1",0,"OP","WT","WND",0.1,0.239,{"v":208.947,"d":"209"},{"v":80.105,"d":"80"},"Distributed from 923 Generation And Fuel",2008]
[110,2019,"AK","Dillingham",109,"10",0,"OP","IC","DFO",1.1,0.194,{"v":1866.3,"d":"1,866"},{"v":759.8,"d":"760"},"Distributed from 923 Generation And Fuel",1988]
[111,2019,"AK","Dillingham",109,"11",0,"OP","IC","DFO",{"v":1,"d":"1.0"},0.194,{"v":1696.636,"d":"1,697"},{"v":690.727,"d":"691"},"Distributed from 923 Generation And Fuel",2001]
[112,2019,"AK","Dillingham",109,"12",0,"OP","IC","DFO",{"v":1,"d":"1.0"},0.194,{"v":1696.636,"d":"1,697"},{"v":690.727,"d":"691"},"Distributed from 923 Generation And Fuel",2006]
[113,2019,"AK","Dillingham",109,"13",0,"OP","IC","DFO",{"v":1,"d":"1.0"},0.194,{"v":1696.636,"d":"1,697"},{"v":690.727,"d":"691"},"Distributed from 923 Generation And Fuel",2006]
[114,2019,"AK","Dillingham",109,"14",0,"OP","IC","DFO",{"v":1,"d":"1.0"},0.194,{"v":1696.636,"d":"1,697"},{"v":690.727,"d":"691"},"Distributed from 923 Generation And Fuel",2008]
[115,2019,"AK","Dillingham",109,"15",0,"OP","IC","DFO",{"v":1,"d":"1.0"},0.194,{"v":1696.636,"d":"1,697"},{"v":690.727,"d":"691"},"Distributed from 923 Generation And Fuel",2008]
[116,2019,"AK","Dillingham",109,"16",0,"OP","IC","DFO",0.5,0.194,{"v":848.318,"d":"848"},{"v":345.364,"d":"345"},"Distributed from 923 Generation And Fuel",2009]
[117,2019,"AK","Dillingham",109,"17",0,"OP","IC","DFO",2.2,0.194,{"v":3732.6,"d":"3,733"},{"v":1519.6,"d":"1,520"},"Distributed from 923 Generation And Fuel",2019]
[118,2019,"AK","Dillingham",109,"18",0,"OP","IC","DFO",2.2,0.194,{"v":3732.6,"d":"3,733"},{"v":1519.6,"d":"1,520"},"Distributed from 923 Generation And Fuel",2019]
[119,2019,"AK","Dillingham",109,"3",0,"RE","IC","DFO",0.3,{"$nulls":5},2009]
[120,2019,"AK","Dillingham",109,"4",0,"RE","IC","DFO",0.5,{"$nulls":5},2001]
[121,2019,"AK","Dillingham",109,"5",0,"RE","IC","DFO",0.7,{"$nulls":5},2007]
[122,2019,"AK","Dillingham",109,"6",0,"RE","IC","DFO",{"v":1,"d":"1.0"},{"$nulls":5},2007]
[123,2019,"AK","Dillingham",109,"8",0,"RE","IC","DFO",0.8,{"$nulls":5},2006]
[124,2019,"AK","Dillingham",109,"IC9",0,"RE","IC","DFO",0.8,{"$nulls":5},2006]
[125,2019,"AK","Dutch Harbor",7502,"10",0,"OP","IC","DFO",5.2,0.276,{"v":12584,"d":"12,584"},{"v":5559.726,"d":"5,560"},"Distributed from 923 Generation And Fuel",2010]
[126,2019,"AK","Dutch Harbor",7502,"11",0,"OP","IC","DFO",5.2,0.276,{"v":12584,"d":"12,584"},{"v":5559.726,"d":"5,560"},"Distributed from 923 Generation And Fuel",2010]
[127,2019,"AK","Dutch Harbor",7502,"12",0,"OP","IC","DFO",4.4,0.276,{"v":10648,"d":"10,648"},{"v":4704.384,"d":"4,704"},"Distributed from 923 Generation And Fuel",2015]
[128,2019,"AK","Dutch Harbor",7502,"13",0,"OP","IC","DFO",4.4,0.276,{"v":10648,"d":"10,648"},{"v":4704.384,"d":"4,704"},"Distributed from 923 Generation And Fuel",2011]
[129,2019,"AK","Dutch Harbor",7502,"15",0,"SB","IC","DFO",0.3,0.276,726,{"v":320.753,"d":"321"},"Distributed from 923 Generation And Fuel",2010]
[130,2019,"AK","Dutch Harbor",7502,"8",0,"OA","IC","DFO",1.2,0.276,{"v":2904,"d":"2,904"},{"v":1283.014,"d":"1,283"},"Distributed from 923 Generation And Fuel",1989]
[131,2019,"AK","Dutch Harbor",7502,"9",0,"OA","IC","DFO",1.2,0.276,{"v":2904,"d":"2,904"},{"v":1283.014,"d":"1,283"},"Distributed from 923 Generation And Fuel",1994]
[132,2019,"AK","Dutch Harbor",7502,"1",0,"RE","IC","DFO",0.3,{"$nulls":5},2011]
[133,2019,"AK","Dutch Harbor",7502,"2",0,"RE","IC","DFO",0.3,{"$nulls":5},2011]
[134,2019,"AK","Dutch Harbor",7502,"3",0,"RE","IC","DFO",0.6,{"$nulls":5},2011]
[135,2019,"AK","Dutch Harbor",7502,"4",0,"RE","IC","DFO",0.9,{"$nulls":5},2011]
[136,2019,"AK","Dutch Harbor",7502,"5",0,"RE","IC","DFO",0.6,{"$nulls":5},2011]
[137,2019,"AK","Dutch Harbor",7502,"6",0,"RE","IC","DFO",1.4,{"$nulls":5},2011]
[138,2019,"AK","Eielson AFB Central Heat & Power Plant",50392,"DG01",0,"SB","IC","DFO",1.5,0.005,{"v":69.25,"d":"69"},{"v":28.25,"d":"28"},"Distributed from 923 Generation And Fuel",1998]
[139,2019,"AK","Eielson AFB Central Heat & Power Plant",50392,"DG02",0,"SB","IC","DFO",1.5,0.005,{"v":69.25,"d":"69"},{"v":28.25,"d":"28"},"Distributed from 923 Generation And Fuel",1998]
[140,2019,"AK","Eielson AFB Central Heat & Power Plant",50392,"DG03",0,"SB","IC","DFO",1.5,0.005,{"v":69.25,"d":"69"},{"v":28.25,"d":"28"},"Distributed from 923 Generation And Fuel",1998]
[141,2019,"AK","Eielson AFB Central Heat & Power Plant",50392,"DG04",0,"SB","IC","DFO",1.5,0.005,{"v":69.25,"d":"69"},{"v":28.25,"d":"28"},"Distributed from 923 Generation And Fuel",1998]
[142,2019,"AK","Eielson AFB Central Heat & Power Plant",50392,"TG1",8,"OP","ST","SUB",2.5,0.147,{"v":3218,"d":"3,218"},{"v":3055,"d":"3,055"},"EIA-923 Generator File",1952]
[143,2019,"AK","Eielson AFB Central Heat & Power Plant",50392,"TG2",8,"OP","ST","SUB",2.5,{"v":0.15,"d":"0.150"},{"v":3281,"d":"3,281"},{"v":1967,"d":"1,967"},"EIA-923 Generator File",1952]
[144,2019,"AK","Eielson AFB Central Heat & Power Plant",50392,"TG3",8,"OP","ST","SUB",{"v":5,"d":"5.0"},0.362,{"v":15845,"d":"15,845"},{"v":7616,"d":"7,616"},"EIA-923 Generator File",1955]
[145,2019,"AK","Eielson AFB Central Heat & Power Plant",50392,"TG4",8,"OP","ST","SUB",{"v":5,"d":"5.0"},{"v":0.42,"d":"0.420"},{"v":18407,"d":"18,407"},{"v":11397,"d":"11,397"},"EIA-923 Generator File",1969]
[146,2019,"AK","Eielson AFB Central Heat & Power Plant",50392,"TG5",8,"OP","ST","SUB",{"v":10,"d":"10.0"},0.323,{"v":28330,"d":"28,330"},{"v":2001,"d":"2,001"},"EIA-923 Generator File",1987]
[147,2019,"AK","Eklutna Generation Station",58989,"EGS01",0,"OP","IC","NG",17.1,0.483,{"v":72381.5,"d":"72,382"},{"v":27402,"d":"27,402"},"Distributed from 923 Generation And Fuel",2015]
[148,2019,"AK","Eklutna Generation Station",58989,"EGS02",0,"OP","IC","NG",17.1,0.483,{"v":72381.5,"d":"72,382"},{"v":27402,"d":"27,402"},"Distributed from 923 Generation And Fuel",2015]
[149,2019,"AK","Eklutna Generation Station",58989,"EGS03",0,"OP","IC","NG",17.1,0.483,{"v":72381.5,"d":"72,382"},{"v":27402,"d":"27,402"},"Distributed from 923 Generation And Fuel",2015]
[150,2019,"AK","Eklutna Generation Station",58989,"EGS04",0,"OP","IC","NG",17.1,0.483,{"v":72381.5,"d":"72,382"},{"v":27402,"d":"27,402"},"Distributed from 923 Generation And Fuel",2015]
[151,2019,"AK","Eklutna Generation Station",58989,"EGS05",0,"OP","IC","NG",17.1,0.483,{"v":72381.5,"d":"72,382"},{"v":27402,"d":"27,402"},"Distributed from 923 Generation And Fuel",2015]
[152,2019,"AK","Eklutna Generation Station",58989,"EGS06",0,"OP","IC","NG",17.1,0.483,{"v":72381.5,"d":"72,382"},{"v":27402,"d":"27,402"},"Distributed from 923 Generation And Fuel",2015]
[153,2019,"AK","Eklutna Generation Station",58989,"EGS07",0,"OP","IC","NG",17.1,0.483,{"v":72381.5,"d":"72,382"},{"v":27402,"d":"27,402"},"Distributed from 923 Generation And Fuel",2015]
[154,2019,"AK","Eklutna Generation Station",58989,"EGS08",0,"OP","IC","NG",17.1,0.483,{"v":72381.5,"d":"72,382"},{"v":27402,"d":"27,402"},"Distributed from 923 Generation And Fuel",2015]
[155,2019,"AK","Eklutna Generation Station",58989,"EGS09",0,"OP","IC","NG",17.1,0.483,{"v":72381.5,"d":"72,382"},{"v":27402,"d":"27,402"},"Distributed from 923 Generation And Fuel",2015]
[156,2019,"AK","Eklutna Generation Station",58989,"EGS10",0,"OP","IC","NG",17.1,0.483,{"v":72381.5,"d":"72,382"},{"v":27402,"d":"27,402"},"Distributed from 923 Generation And Fuel",2015]
[157,2019,"AK","Eklutna Hydro Project",77,"1",0,"OP","HY","WAT",22.2,0.491,{"v":95485.5,"d":"95,486"},{"v":41764.5,"d":"41,765"},"Distributed from 923 Generation And Fuel",1955]
[158,2019,"AK","Eklutna Hydro Project",77,"2",0,"OP","HY","WAT",22.2,0.491,{"v":95485.5,"d":"95,486"},{"v":41764.5,"d":"41,765"},"Distributed from 923 Generation And Fuel",1955]
[159,2019,"AK","Elim",57060,"3A",0,"OP","IC","DFO",0.5,0.069,{"v":302.619,"d":"303"},{"v":123.095,"d":"123"},"Distributed from 923 Generation And Fuel",2019]
[160,2019,"AK","Elim",57060,"UNIT1",0,"OP","IC","DFO",0.2,0.069,{"v":121.048,"d":"121"},{"v":49.238,"d":"49"},"Distributed from 923 Generation And Fuel",2003]
[161,2019,"AK","Elim",57060,"UNIT2",0,"OP","IC","DFO",0.4,0.069,{"v":242.095,"d":"242"},{"v":98.476,"d":"98"},"Distributed from 923 Generation And Fuel",2003]
[162,2019,"AK","Elim",57060,"UNIT3",0,"RE","IC","DFO",{"v":1,"d":"1.0"},0.069,{"v":605.238,"d":"605"},{"v":246.19,"d":"246"},"Distributed from 923 Generation And Fuel",null,2019]
[163,2019,"AK","Emmonak",6314,"2A",0,"OP","IC","DFO",0.5,0.208,{"v":912.188,"d":"912"},{"v":371.406,"d":"371"},"Distributed from 923 Generation And Fuel",2012]
[164,2019,"AK","Emmonak",6314,"4a",0,"OP","IC","DFO",0.5,0.208,{"v":912.188,"d":"912"},{"v":371.406,"d":"371"},"Distributed from 923 Generation And Fuel",2005]
[165,2019,"AK","Emmonak",6314,"5B",0,"OP","IC","DFO",1.3,0.208,{"v":2371.688,"d":"2,372"},{"v":965.656,"d":"966"},"Distributed from 923 Generation And Fuel",2016]
[166,2019,"AK","Emmonak",6314,"6",0,"OP","IC","DFO",0.9,0.208,{"v":1641.938,"d":"1,642"},{"v":668.531,"d":"669"},"Distributed from 923 Generation And Fuel",1995]
[167,2019,"AK","Emmonak",6314,"2",0,"RE","IC","DFO",0.3,{"$nulls":5},2011]
[168,2019,"AK","Emmonak",6314,"4",0,"RE","IC","DFO",0.3,{"$nulls":5},2005]
[169,2019,"AK","Emmonak",6314,"5",0,"RE","IC","DFO",0.5,{"$nulls":5},2005]
[170,2019,"AK","Emmonak",6314,"5a",0,"RE","IC","DFO",0.5,{"$nulls":5},2016]
[171,2019,"AK","ESS Battery Microgrid",58405,"1",0,"OP","BA","MWH",{"v":3,"d":"3.0"},{"v":-0.009,"d":"(0.009)"},{"v":-240,"d":"(240)"},{"v":-102,"d":"(102)"},"Distributed from 923 Generation And Fuel",2012]
[172,2019,"AK","Eva Creek Wind",57935,"EVW",0,"OP","WT","WND",24.6,0.279,{"v":60106,"d":"60,106"},{"v":23045,"d":"23,045"},"Distributed from 923 Generation And Fuel",2013]
[173,2019,"AK","Eyak Service Center BESS",62714,"BESS1",0,"OP","BA","MWH",{"v":1,"d":"1.0"},{"v":0,"d":"0.000"},0,0,"Distributed from 923 Generation And Fuel",2019]
[174,2019,"AK","Fairbanks",6286,"5",0,"SB","IC","DFO",2.7,{"v":-2E-3,"d":"(0.002)"},{"v":-59,"d":"(59)"},0,"Distributed from 923 Generation And Fuel",1970]
[175,2019,"AK","Fairbanks",6286,"6",0,"SB","IC","DFO",2.7,{"v":-2E-3,"d":"(0.002)"},{"v":-59,"d":"(59)"},0,"Distributed from 923 Generation And Fuel",1970]
[176,2019,"AK","Fairbanks",6286,"GT1",0,"OP","GT","DFO",18.4,0.024,{"v":3901.5,"d":"3,902"},{"v":1588.5,"d":"1,589"},"Distributed from 923 Generation And Fuel",1971]
[177,2019,"AK","Fairbanks",6286,"GT2",0,"OP","GT","DFO",18.4,0.024,{"v":3901.5,"d":"3,902"},{"v":1588.5,"d":"1,589"},"Distributed from 923 Generation And Fuel",1972]
[178,2019,"AK","False Island",56146,"1",0,"OP","IC","DFO",1.3,{"v":0.15,"d":"0.150"},{"v":1713,"d":"1,713"},697,"Distributed from 923 Generation And Fuel",2003]
[179,2019,"AK","False Island",56146,"3",0,"RE","IC","DFO",0.3,{"$nulls":5},2007]
[180,2019,"AK","Fire Island Wind",58425,"WT1",0,"OP","WT","WND",{"v":18,"d":"18.0"},0.306,{"v":48221,"d":"48,221"},{"v":18488,"d":"18,488"},"Distributed from 923 Generation And Fuel",2012]
[181,2019,"AK","Flywheel Energy Storage System Microgrid",60563,"FESS",0,"OP","FW","MWH",{"v":2,"d":"2.0"},{"v":-0.021,"d":"(0.021)"},{"v":-375,"d":"(375)"},{"v":-160,"d":"(160)"},"Distributed from 923 Generation And Fuel",2015]
[182,2019,"AK","Fort Greely Power Plant",54834,"EN-4",0,"SB","IC","DFO",1.2,{"v":1E-3,"d":"0.001"},{"v":10.648,"d":"11"},{"v":4.768,"d":"5"},"Data from EIA-923 Generator File overwritten with distributed data from EIA-923 Generation and Fuel",1959]
[183,2019,"AK","Fort Greely Power Plant",54834,"EN-5",0,"SB","IC","DFO",1.2,{"v":1E-3,"d":"0.001"},{"v":10.648,"d":"11"},{"v":4.768,"d":"5"},"Data from EIA-923 Generator File overwritten with distributed data from EIA-923 Generation and Fuel",1959]
[184,2019,"AK","Fort Greely Power Plant",54834,"EN-6",0,"SB","IC","DFO",2.5,{"v":1E-3,"d":"0.001"},{"v":22.182,"d":"22"},{"v":9.932,"d":"10"},"Data from EIA-923 Generator File overwritten with distributed data from EIA-923 Generation and Fuel",2010]
[185,2019,"AK","Fort Greely Power Plant",54834,"EN-7",0,"SB","IC","DFO",2.5,{"v":1E-3,"d":"0.001"},{"v":22.182,"d":"22"},{"v":9.932,"d":"10"},"Data from EIA-923 Generator File overwritten with distributed data from EIA-923 Generation and Fuel",2010]
[186,2019,"AK","Fort Greely Power Plant",54834,"EN-1",0,"RE","IC","DFO",{"v":1,"d":"1.0"},{"$nulls":5},2009]
[187,2019,"AK","Fort Greely Power Plant",54834,"EN-2",0,"RE","IC","DFO",{"v":1,"d":"1.0"},{"$nulls":5},2009]
[188,2019,"AK","Fort Greely Power Plant",54834,"EN-3",0,"RE","IC","DFO",{"v":1,"d":"1.0"},{"$nulls":5},2009]
[189,2019,"AK","Galena Electric Utility",7437,"1A",0,"OP","IC","DFO",0.8,0.172,{"v":1207.385,"d":"1,207"},{"v":491.487,"d":"491"},"Distributed from 923 Generation And Fuel",1999]
[190,2019,"AK","Galena Electric Utility",7437,"2A",0,"OP","IC","DFO",0.5,0.172,{"v":754.615,"d":"755"},{"v":307.179,"d":"307"},"Distributed from 923 Generation And Fuel",2015]
[191,2019,"AK","Galena Electric Utility",7437,"3A",0,"OP","IC","DFO",0.8,0.172,{"v":1207.385,"d":"1,207"},{"v":491.487,"d":"491"},"Distributed from 923 Generation And Fuel",2009]
[192,2019,"AK","Galena Electric Utility",7437,"4A",0,"OP","IC","DFO",{"v":1,"d":"1.0"},0.172,{"v":1509.231,"d":"1,509"},{"v":614.359,"d":"614"},"Distributed from 923 Generation And Fuel",2004]
[193,2019,"AK","Galena Electric Utility",7437,"5A",0,"OP","IC","DFO",0.8,0.172,{"v":1207.385,"d":"1,207"},{"v":491.487,"d":"491"},"Distributed from 923 Generation And Fuel",2009]
[194,2019,"AK","Galena Electric Utility",7437,"2",0,"RE","IC","DFO",0.8,{"$nulls":5},2013]
[195,2019,"AK","Galena Electric Utility",7437,"3",0,"RE","IC","DFO",0.8,{"$nulls":5},2009]
[196,2019,"AK","Galena Electric Utility",7437,"4",0,"RE","IC","DFO",0.8,{"$nulls":5},2003]
[197,2019,"AK","Galena Electric Utility",7437,"5",0,"RE","IC","DFO",0.8,{"$nulls":5},2008]
[198,2019,"AK","Galena Electric Utility",7437,"6",0,"RE","IC","DFO",0.5,{"$nulls":5},2016]
[199,2019,"AK","Galena Electric Utility",7437,"6A",0,"RE","IC","DFO",0.4,{"$nulls":5},2008]
[200,2019,"AK","Gambell",57062,"1A",0,"OP","IC","DFO",0.3,0.138,{"v":362.25,"d":"362"},{"v":147.562,"d":"148"},"Distributed from 923 Generation And Fuel",2006]
[201,2019,"AK","Gambell",57062,"UNIT2",0,"OP","IC","DFO",0.5,0.138,{"v":603.75,"d":"604"},{"v":245.938,"d":"246"},"Distributed from 923 Generation And Fuel",2006]
[202,2019,"AK","Gambell",57062,"UNIT3",0,"OP","IC","DFO",0.8,0.138,966,{"v":393.5,"d":"394"},"Distributed from 923 Generation And Fuel",2006]
[203,2019,"AK","Gambell",57062,"UNIT1",0,"RE","IC","DFO",0.3,{"$nulls":5},2006]
[204,2019,"AK","George M Sullivan Generation Plant 2",6559,"10",0,"OP","CT","NG",60.4,0.475,{"v":251487,"d":"251,487"},{"v":95665,"d":"95,665"},"EIA-923 Generator File",2017]
[205,2019,"AK","George M Sullivan Generation Plant 2",6559,"11",0,"OP","CA","NG",30.9,0.472,{"v":127630,"d":"127,630"},{"v":41304,"d":"41,304"},"EIA-923 Generator File",2017]
[206,2019,"AK","George M Sullivan Generation Plant 2",6559,"7",0,"OP","CT","NG",102.6,0.025,{"v":22796,"d":"22,796"},922,"EIA-923 Generator File",1979]
[207,2019,"AK","George M Sullivan Generation Plant 2",6559,"9",0,"OP","CT","NG",60.4,0.425,{"v":224751,"d":"224,751"},{"v":79770,"d":"79,770"},"EIA-923 Generator File",2017]
[208,2019,"AK","George M Sullivan Generation Plant 2",6559,"GT8",0,"OP","GT","NG",92.6,{"v":-1E-3,"d":"(0.001)"},{"v":-475,"d":"(475)"},{"v":-180,"d":"(180)"},"Distributed from 923 Generation And Fuel",1984]
[209,2019,"AK","George M Sullivan Generation Plant 2",6559,"5",0,"RE","CT","NG",38.1,{"$nulls":5},2016]
[210,2019,"AK","George M Sullivan Generation Plant 2",6559,"6",2,"RE","CA","NG",{"v":33,"d":"33.0"},{"$nulls":5},2016]
[211,2019,"AK","Glennallen",6305,"6",0,"OP","IC","DFO",2.6,0.032,{"v":718.766,"d":"719"},{"v":292.561,"d":"293"},"Distributed from 923 Generation And Fuel",1976]
[212,2019,"AK","Glennallen",6305,"7",0,"OP","IC","DFO",2.6,0.032,{"v":718.766,"d":"719"},{"v":292.561,"d":"293"},"Distributed from 923 Generation And Fuel",1976]
[213,2019,"AK","Glennallen",6305,"8",0,"OP","IC","DFO",1.2,0.032,{"v":331.738,"d":"332"},{"v":135.028,"d":"135"},"Distributed from 923 Generation And Fuel",1999]
[214,2019,"AK","Glennallen",6305,"9",0,"OP","IC","DFO",2.8,0.032,{"v":774.056,"d":"774"},{"v":315.065,"d":"315"},"Distributed from 923 Generation And Fuel",2010]
[215,2019,"AK","Glennallen",6305,"1",0,"RE","IC","DFO",0.3,{"$nulls":5},2008]
[216,2019,"AK","Glennallen",6305,"2",0,"RE","IC","DFO",0.3,{"$nulls":5},2008]
[217,2019,"AK","Glennallen",6305,"3",0,"RE","IC","DFO",0.5,0.032,{"v":138.224,"d":"138"},{"v":56.262,"d":"56"},"Distributed from 923 Generation And Fuel",null,2019]
[218,2019,"AK","Glennallen",6305,"4",0,"RE","IC","DFO",0.5,0.032,{"v":138.224,"d":"138"},{"v":56.262,"d":"56"},"Distributed from 923 Generation And Fuel",null,2019]
[219,2019,"AK","Glennallen",6305,"5",0,"RE","IC","DFO",0.5,0.032,{"v":138.224,"d":"138"},{"v":56.262,"d":"56"},"Distributed from 923 Generation And Fuel",null,2019]
[220,2019,"AK","Goat Lake Hydro",7751,"1",0,"OP","HY","WAT",{"v":4,"d":"4.0"},{"v":0.44,"d":"0.440"},{"v":15420,"d":"15,420"},{"v":6745,"d":"6,745"},"Distributed from 923 Generation And Fuel",1997]
[221,2019,"AK","Gold Creek",63,"1",0,"OP","HY","WAT",0.8,0.026,183,80,"Distributed from 923 Generation And Fuel",1951]
[222,2019,"AK","Gold Creek",63,"2",0,"OP","HY","WAT",0.4,0.026,{"v":91.5,"d":"92"},40,"Distributed from 923 Generation And Fuel",1914]
[223,2019,"AK","Gold Creek",63,"3",0,"OP","HY","WAT",0.4,0.026,{"v":91.5,"d":"92"},40,"Distributed from 923 Generation And Fuel",1914]
[224,2019,"AK","Gold Creek",63,"IC1",0,"SB","IC","DFO",1.2,{"v":0,"d":"0.000"},{"v":0.444,"d":"0"},0,"Distributed from 923 Generation And Fuel",1952]
[225,2019,"AK","Gold Creek",63,"IC2",0,"SB","IC","DFO",1.2,{"v":0,"d":"0.000"},{"v":0.444,"d":"0"},0,"Distributed from 923 Generation And Fuel",1954]
[226,2019,"AK","Gold Creek",63,"IC3",0,"SB","IC","DFO",1.1,{"v":0,"d":"0.000"},{"v":0.407,"d":"0"},0,"Distributed from 923 Generation And Fuel",1961]
[227,2019,"AK","Gold Creek",63,"IC4",0,"SB","IC","DFO",3.5,{"v":0,"d":"0.000"},{"v":1.296,"d":"1"},0,"Distributed from 923 Generation And Fuel",1963]
[228,2019,"AK","Gold Creek",63,"IC5",0,"SB","IC","DFO",1.1,{"v":0,"d":"0.000"},{"v":0.407,"d":"0"},0,"Distributed from 923 Generation And Fuel",1966]
[229,2019,"AK","Green Lake",313,"1",0,"OP","HY","WAT",9.3,0.314,{"v":25567,"d":"25,567"},{"v":11182.5,"d":"11,183"},"Distributed from 923 Generation And Fuel",1982]
[230,2019,"AK","Green Lake",313,"2",0,"OP","HY","WAT",9.3,0.314,{"v":25567,"d":"25,567"},{"v":11182.5,"d":"11,183"},"Distributed from 923 Generation And Fuel",1982]
[231,2019,"AK","Gwitchyaa Zhee",7174,"10",0,"OP","IC","DFO",0.4,0.085,{"v":298.714,"d":"299"},{"v":121.571,"d":"122"},"Distributed from 923 Generation And Fuel",2016]
[232,2019,"AK","Gwitchyaa Zhee",7174,"7",0,"OP","IC","DFO",{"v":1,"d":"1.0"},0.085,{"v":746.786,"d":"747"},{"v":303.929,"d":"304"},"Distributed from 923 Generation And Fuel",2015]
[233,2019,"AK","Gwitchyaa Zhee",7174,"8",0,"OP","IC","DFO",{"v":1,"d":"1.0"},0.085,{"v":746.786,"d":"747"},{"v":303.929,"d":"304"},"Distributed from 923 Generation And Fuel",2016]
[234,2019,"AK","Gwitchyaa Zhee",7174,"9",0,"OP","IC","DFO",0.4,0.085,{"v":298.714,"d":"299"},{"v":121.571,"d":"122"},"Distributed from 923 Generation And Fuel",2016]
[235,2019,"AK","Gwitchyaa Zhee",7174,"1",0,"RE","IC","DFO",0.6,{"$nulls":5},2018]
[236,2019,"AK","Gwitchyaa Zhee",7174,"2A",0,"RE","IC","DFO",0.5,{"$nulls":5},2015]
[237,2019,"AK","Gwitchyaa Zhee",7174,"3",0,"RE","IC","DFO",0.6,{"$nulls":5},2009]
[238,2019,"AK","Gwitchyaa Zhee",7174,"4A",0,"RE","IC","DFO",0.5,{"$nulls":5},2015]
[239,2019,"AK","Gwitchyaa Zhee",7174,"5",0,"RE","IC","DFO",0.5,{"$nulls":5},2009]
[240,2019,"AK","Gwitchyaa Zhee",7174,"6",0,"RE","IC","DFO",0.5,{"$nulls":5},2015]
[241,2019,"AK","Haines",69,"10",0,"OP","IC","DFO",1.2,{"v":-1E-3,"d":"(0.001)"},{"v":-10.667,"d":"(11)"},{"v":-4.296,"d":"(4)"},"Distributed from 923 Generation And Fuel",1991]
[242,2019,"AK","Haines",69,"11",0,"OP","IC","DFO",1.9,{"v":-1E-3,"d":"(0.001)"},{"v":-16.889,"d":"(17)"},{"v":-6.802,"d":"(7)"},"Distributed from 923 Generation And Fuel",2006]
[243,2019,"AK","Haines",69,"5",0,"OP","IC","DFO",0.6,{"v":-1E-3,"d":"(0.001)"},{"v":-5.333,"d":"(5)"},{"v":-2.148,"d":"(2)"},"Distributed from 923 Generation And Fuel",1968]
[244,2019,"AK","Haines",69,"7A",0,"OP","IC","DFO",2.8,{"v":-1E-3,"d":"(0.001)"},{"v":-24.889,"d":"(25)"},{"v":-10.025,"d":"(10)"},"Distributed from 923 Generation And Fuel",1995]
[245,2019,"AK","Haines",69,"IC8A",0,"OP","IC","DFO",1.6,{"v":-1E-3,"d":"(0.001)"},{"v":-14.222,"d":"(14)"},{"v":-5.728,"d":"(6)"},"Distributed from 923 Generation And Fuel",1996]
[246,2019,"AK","Haines",69,"9",0,"RE","IC","DFO",1.1,{"$nulls":5},2004]
[247,2019,"AK","Healy",6288,"1",1,"OP","ST","LIG",{"v":28,"d":"28.0"},0.636,{"v":155956,"d":"155,956"},{"v":61310,"d":"61,310"},"EIA-923 Generator File",1967]
[248,2019,"AK","Healy",6288,"2",1,"OP","ST","LIG",{"v":62,"d":"62.0"},0.347,{"v":188604,"d":"188,604"},{"v":71445,"d":"71,445"},"EIA-923 Generator File",1998]
[249,2019,"AK","Healy",6288,"IC1",0,"OP","IC","DFO",2.8,{"v":0,"d":"0.000"},0,0,"Distributed from 923 Generation And Fuel",1967]
[250,2019,"AK","Hiilangaay Hydro",59037,"GEN 1",0,"U","HY","WAT",{"v":5,"d":"5.0"}]
[251,2019,"AK","Hoonah",7463,"2A",0,"OP","IC","DFO",{"v":1,"d":"1.0"},0.253,{"v":2218.5,"d":"2,219"},903,"Distributed from 923 Generation And Fuel",1997]
[252,2019,"AK","Hoonah",7463,"3A",0,"OP","IC","DFO",0.5,0.253,{"v":1109.25,"d":"1,109"},{"v":451.5,"d":"452"},"Distributed from 923 Generation And Fuel",2012]
[253,2019,"AK","Hoonah",7463,"4",0,"OP","IC","DFO",0.5,0.253,{"v":1109.25,"d":"1,109"},{"v":451.5,"d":"452"},"Distributed from 923 Generation And Fuel",2012]
[254,2019,"AK","Hoonah",7463,"1",0,"RE","IC","DFO",0.6,{"$nulls":5},2012]
[255,2019,"AK","Hoonah",7463,"3",0,"RE","IC","DFO",0.8,{"$nulls":5},2012]
[256,2019,"AK","Hooper Bay",6319,"3B",0,"OP","IC","DFO",0.4,0.174,{"v":608.545,"d":"609"},{"v":247.818,"d":"248"},"Distributed from 923 Generation And Fuel",2018]
[257,2019,"AK","Hooper Bay",6319,"4B",0,"OP","IC","DFO",0.5,0.174,{"v":760.682,"d":"761"},{"v":309.773,"d":"310"},"Distributed from 923 Generation And Fuel",2013]
[258,2019,"AK","Hooper Bay",6319,"5A",0,"OP","IC","DFO",0.8,0.174,{"v":1217.091,"d":"1,217"},{"v":495.636,"d":"496"},"Distributed from 923 Generation And Fuel",2016]
[259,2019,"AK","Hooper Bay",6319,"6",0,"OP","IC","DFO",0.5,0.174,{"v":760.682,"d":"761"},{"v":309.773,"d":"310"},"Distributed from 923 Generation And Fuel",1997]
[260,2019,"AK","Hooper Bay",6319,"3A",0,"RE","IC","DFO",0.3,{"$nulls":5},2018]
[261,2019,"AK","Hooper Bay",6319,"4A",0,"RE","IC","DFO",0.3,{"$nulls":5},2013]
[262,2019,"AK","Hooper Bay",6319,"5",0,"RE","IC","DFO",0.5,{"$nulls":5},2016]
[263,2019,"AK","Humpback Creek",7042,"1",0,"OP","HY","WAT",0.5,{"v":0.3,"d":"0.300"},{"v":1315.833,"d":"1,316"},{"v":575.417,"d":"575"},"Distributed from 923 Generation And Fuel",1991]
[264,2019,"AK","Humpback Creek",7042,"2",0,"OP","HY","WAT",0.5,{"v":0.3,"d":"0.300"},{"v":1315.833,"d":"1,316"},{"v":575.417,"d":"575"},"Distributed from 923 Generation And Fuel",1991]
[265,2019,"AK","Humpback Creek",7042,"3",0,"OP","HY","WAT",0.2,{"v":0.3,"d":"0.300"},{"v":526.333,"d":"526"},{"v":230.167,"d":"230"},"Distributed from 923 Generation And Fuel",1991]
[266,2019,"AK","Hydaburg",423,"1A",0,"OP","IC","DFO",0.4,{"v":-0.003,"d":"(0.003)"},{"v":-10.4,"d":"(10)"},0,"Distributed from 923 Generation And Fuel",1990]
[267,2019,"AK","Hydaburg",423,"3A",0,"OP","IC","DFO",0.3,{"v":-0.003,"d":"(0.003)"},{"v":-7.8,"d":"(8)"},0,"Distributed from 923 Generation And Fuel",2001]
[268,2019,"AK","Hydaburg",423,"5",0,"OP","IC","DFO",0.3,{"v":-0.003,"d":"(0.003)"},{"v":-7.8,"d":"(8)"},0,"Distributed from 923 Generation And Fuel",1985]
[269,2019,"AK","Industrial Plant",59793,"15",0,"OP","GT","DFO",41.7,{"v":1E-3,"d":"0.001"},318,129,"Distributed from 923 Generation And Fuel",2016]
[270,2019,"AK","International",6293,"1",0,"SB","GT","NG",{"v":15,"d":"15.0"},{"v":0,"d":"0.000"},24,9,"Distributed from 923 Generation And Fuel",1964]
[271,2019,"AK","International",6293,"2",0,"SB","GT","NG",{"v":15,"d":"15.0"},{"v":0,"d":"0.000"},24,9,"Distributed from 923 Generation And Fuel",1965]
[272,2019,"AK","International",6293,"3",0,"RE","GT","NG",16.3,{"$nulls":5},2015]
[273,2019,"AK","Jarvis Street",6801,"1",0,"OP","IC","DFO",{"v":2,"d":"2.0"},{"v":-0.003,"d":"(0.003)"},{"v":-51.953,"d":"(52)"},{"v":-21.172,"d":"(21)"},"Distributed from 923 Generation And Fuel",1979]
[274,2019,"AK","Jarvis Street",6801,"2",0,"OP","IC","DFO",2.8,{"v":-0.003,"d":"(0.003)"},{"v":-72.734,"d":"(73)"},{"v":-29.641,"d":"(30)"},"Distributed from 923 Generation And Fuel",1979]
[275,2019,"AK","Jarvis Street",6801,"3",0,"OP","IC","DFO",2.8,{"v":-0.003,"d":"(0.003)"},{"v":-72.734,"d":"(73)"},{"v":-29.641,"d":"(30)"},"Distributed from 923 Generation And Fuel",1979]
[276,2019,"AK","Jarvis Street",6801,"4",0,"OP","IC","DFO",4.5,{"v":-0.003,"d":"(0.003)"},{"v":-116.895,"d":"(117)"},{"v":-47.637,"d":"(48)"},"Distributed from 923 Generation And Fuel",2002]
[277,2019,"AK","Jarvis Street",6801,"5",0,"OP","IC","DFO",13.5,{"v":-0.003,"d":"(0.003)"},{"v":-350.684,"d":"(351)"},{"v":-142.91,"d":"(143)"},"Distributed from 923 Generation And Fuel",2014]
[278,2019,"AK","JBER Landfill Gas Power Plant",58380,"1",0,"OP","IC","LFG",2.3,0.366,{"v":7379.6,"d":"7,380"},{"v":3050,"d":"3,050"},"Distributed from 923 Generation And Fuel",2012]
[279,2019,"AK","JBER Landfill Gas Power Plant",58380,"2",0,"OP","IC","LFG",2.3,0.366,{"v":7379.6,"d":"7,380"},{"v":3050,"d":"3,050"},"Distributed from 923 Generation And Fuel",2012]
[280,2019,"AK","JBER Landfill Gas Power Plant",58380,"3",0,"OP","IC","LFG",2.3,0.366,{"v":7379.6,"d":"7,380"},{"v":3050,"d":"3,050"},"Distributed from 923 Generation And Fuel",2012]
[281,2019,"AK","JBER Landfill Gas Power Plant",58380,"4",0,"OP","IC","LFG",2.3,0.366,{"v":7379.6,"d":"7,380"},{"v":3050,"d":"3,050"},"Distributed from 923 Generation And Fuel",2012]
[282,2019,"AK","JBER Landfill Gas Power Plant",58380,"5",0,"OP","IC","LFG",2.3,0.366,{"v":7379.6,"d":"7,380"},{"v":3050,"d":"3,050"},"Distributed from 923 Generation And Fuel",2013]
[283,2019,"AK","Kake",7464,"1B",0,"OP","IC","DFO",0.5,0.079,345,{"v":140.484,"d":"140"},"Distributed from 923 Generation And Fuel",2017]
[284,2019,"AK","Kake",7464,"2",0,"OP","IC","DFO",1.1,0.079,759,{"v":309.065,"d":"309"},"Distributed from 923 Generation And Fuel",1993]
[285,2019,"AK","Kake",7464,"2A",0,"OP","IC","DFO",0.5,0.079,345,{"v":140.484,"d":"140"},"Distributed from 923 Generation And Fuel",2017]
[286,2019,"AK","Kake",7464,"3B",0,"OP","IC","DFO",0.5,0.079,345,{"v":140.484,"d":"140"},"Distributed from 923 Generation And Fuel",2017]
[287,2019,"AK","Kake",7464,"4",0,"OP","IC","DFO",0.5,0.079,345,{"v":140.484,"d":"140"},"Distributed from 923 Generation And Fuel",2017]
[288,2019,"AK","Kake",7464,"1",0,"RE","IC","DFO",0.6,{"$nulls":5},2012]
[289,2019,"AK","Kake",7464,"1A",0,"RE","IC","DFO",0.5,{"$nulls":5},2017]
[290,2019,"AK","Kake",7464,"3A",0,"RE","IC","DFO",0.8,{"$nulls":5},2017]
[291,2019,"AK","Kasidaya Creek Hydro",56542,"1",0,"OP","HY","WAT",{"v":3,"d":"3.0"},0.409,{"v":10741,"d":"10,741"},{"v":4698,"d":"4,698"},"Distributed from 923 Generation And Fuel",2008]
[292,2019,"AK","Kasigluk",57066,"1",0,"OP","IC","DFO",0.8,0.164,{"v":1151.6,"d":"1,152"},{"v":468.8,"d":"469"},"Distributed from 923 Generation And Fuel",2017]
[293,2019,"AK","Kasigluk",57066,"5A",0,"OP","IC","DFO",0.7,0.164,{"v":1007.65,"d":"1,008"},{"v":410.2,"d":"410"},"Distributed from 923 Generation And Fuel",2004]
[294,2019,"AK","Kasigluk",57066,"UNIT2",0,"OP","IC","DFO",0.5,0.164,{"v":719.75,"d":"720"},293,"Distributed from 923 Generation And Fuel",2006]
[295,2019,"AK","Kasigluk",57066,"UNIT1",0,"RE","IC","DFO",0.4,{"$nulls":5},2017]
[296,2019,"AK","Ketchikan",84,"3",0,"OP","HY","WAT",1.4,0.539,{"v":6605,"d":"6,605"},{"v":2889,"d":"2,889"},"Distributed from 923 Generation And Fuel",1952]
[297,2019,"AK","Ketchikan",84,"4",0,"OP","HY","WAT",1.4,0.539,{"v":6605,"d":"6,605"},{"v":2889,"d":"2,889"},"Distributed from 923 Generation And Fuel",1938]
[298,2019,"AK","Ketchikan",84,"5",0,"OP","HY","WAT",1.4,0.539,{"v":6605,"d":"6,605"},{"v":2889,"d":"2,889"},"Distributed from 923 Generation And Fuel",1954]
[299,2019,"AK","Kiana",6323,"1B",0,"OP","IC","DFO",0.3,0.123,324,132,"Distributed from 923 Generation And Fuel",2001]
[300,2019,"AK","Kiana",6323,"3B",0,"OP","IC","DFO",0.4,0.123,432,176,"Distributed from 923 Generation And Fuel",2019]
[301,2019,"AK","Kiana",6323,"4",0,"OP","IC","DFO",0.5,0.123,540,220,"Distributed from 923 Generation And Fuel",1984]
[302,2019,"AK","Kiana",6323,"1A",0,"RE","IC","DFO",0.3,{"$nulls":5},2001]
[303,2019,"AK","Kiana",6323,"2",0,"RE","IC","DFO",0.3,{"$nulls":5},2000]
[304,2019,"AK","Kiana",6323,"3A",0,"RE","IC","DFO",0.3,0.123,324,132,"Distributed from 923 Generation And Fuel",null,2019]
[305,2019,"AK","King Cove",7493,"1",0,"OP","IC","DFO",0.3,0.037,{"v":98.5,"d":"99"},{"v":40.167,"d":"40"},"Distributed from 923 Generation And Fuel",1980]
[306,2019,"AK","King Cove",7493,"2",0,"OP","IC","DFO",0.5,0.037,{"v":164.167,"d":"164"},{"v":66.944,"d":"67"},"Distributed from 923 Generation And Fuel",1986]
[307,2019,"AK","King Cove",7493,"3",0,"OP","IC","DFO",0.7,0.037,{"v":229.833,"d":"230"},{"v":93.722,"d":"94"},"Distributed from 923 Generation And Fuel",1992]
[308,2019,"AK","King Cove",7493,"4",0,"OP","HY","WAT",0.8,0.499,{"v":3497,"d":"3,497"},{"v":1530,"d":"1,530"},"Distributed from 923 Generation And Fuel",1995]
[309,2019,"AK","King Cove",7493,"5",0,"OP","IC","DFO",0.3,0.037,{"v":98.5,"d":"99"},{"v":40.167,"d":"40"},"Distributed from 923 Generation And Fuel",1980]
[310,2019,"AK","Kivalina",57065,"UNIT1",0,"OP","IC","DFO",0.2,{"v":0.17,"d":"0.170"},{"v":297.091,"d":"297"},{"v":120.909,"d":"121"},"Distributed from 923 Generation And Fuel",1996]
[311,2019,"AK","Kivalina",57065,"UNIT2",0,"OP","IC","DFO",0.3,{"v":0.17,"d":"0.170"},{"v":445.636,"d":"446"},{"v":181.364,"d":"181"},"Distributed from 923 Generation And Fuel",1977]
[312,2019,"AK","Kivalina",57065,"UNIT3",0,"OP","IC","DFO",0.2,{"v":0.17,"d":"0.170"},{"v":297.091,"d":"297"},{"v":120.909,"d":"121"},"Distributed from 923 Generation And Fuel",1990]
[313,2019,"AK","Kivalina",57065,"UNIT4",0,"OP","IC","DFO",0.4,{"v":0.17,"d":"0.170"},{"v":594.182,"d":"594"},{"v":241.818,"d":"242"},"Distributed from 923 Generation And Fuel",2004]
[314,2019,"AK","Klawock",7466,"1",0,"RE","IC","DFO",0.5,{"$nulls":5},1999]
[315,2019,"AK","Klawock",7466,"2",0,"RE","IC","DFO",0.5,{"$nulls":5},1999]
[316,2019,"AK","Klawock",7466,"3",0,"RE","IC","DFO",0.1,{"$nulls":5},1999]
[317,2019,"AK","Klawock",7466,"4",0,"RE","IC","DFO",0.3,{"$nulls":5},1999]
[318,2019,"AK","Klawock Power Generation Station",61684,"1",0,"OP","IC","DFO",2.5,0.089,{"v":1944,"d":"1,944"},791,"Distributed from 923 Generation And Fuel",2017]
[319,2019,"AK","Kodiak Microgrid",6281,"1",0,"OP","IC","DFO",2.5,{"v":0,"d":"0.000"},0,0,"Distributed from 923 Generation And Fuel",1976]
[320,2019,"AK","Kodiak Microgrid",6281,"2c",0,"OP","IC","DFO",4.4,{"v":0,"d":"0.000"},0,0,"Distributed from 923 Generation And Fuel",2005]
[321,2019,"AK","Kodiak Microgrid",6281,"3c",0,"OP","IC","DFO",4.4,{"v":0,"d":"0.000"},0,0,"Distributed from 923 Generation And Fuel",2005]
[322,2019,"AK","Kodiak Microgrid",6281,"4",0,"OP","IC","DFO",{"v":7,"d":"7.0"},{"v":0,"d":"0.000"},0,0,"Distributed from 923 Generation And Fuel",1981]
[323,2019,"AK","Kodiak Microgrid",6281,"2",0,"RE","IC","DFO",5.2,{"$nulls":5},2003]
[324,2019,"AK","Kodiak Microgrid",6281,"3",0,"RE","IC","DFO",5.2,{"$nulls":5},2004]
[325,2019,"AK","Kodiak Microgrid",6281,"6",0,"RE","IC","DFO",{"v":2,"d":"2.0"},{"$nulls":5},2004]
[326,2019,"AK","Kodiak Microgrid",6281,"7",0,"RE","IC","DFO",{"v":2,"d":"2.0"},{"$nulls":5},2002]
[327,2019,"AK","Kodiak Microgrid",6281,"8",0,"RE","IC","DFO",2.6,{"$nulls":5},2002]
[328,2019,"AK","Kodiak Microgrid",6281,"9",0,"RE","IC","DFO",{"v":2,"d":"2.0"},{"$nulls":5},2002]
[329,2019,"AK","Kotlik",57064,"UNIT1",0,"OP","IC","DFO",0.3,{"v":0.16,"d":"0.160"},{"v":421.071,"d":"421"},{"v":171.429,"d":"171"},"Distributed from 923 Generation And Fuel",2007]
[330,2019,"AK","Kotlik",57064,"UNIT2",0,"OP","IC","DFO",0.3,{"v":0.16,"d":"0.160"},{"v":421.071,"d":"421"},{"v":171.429,"d":"171"},"Distributed from 923 Generation And Fuel",2007]
[331,2019,"AK","Kotlik",57064,"UNIT3",0,"OP","IC","DFO",0.4,{"v":0.16,"d":"0.160"},{"v":561.429,"d":"561"},{"v":228.571,"d":"229"},"Distributed from 923 Generation And Fuel",2007]
[332,2019,"AK","Kotlik",57064,"UNIT4",0,"OP","IC","DFO",0.4,{"v":0.16,"d":"0.160"},{"v":561.429,"d":"561"},{"v":228.571,"d":"229"},"Distributed from 923 Generation And Fuel",2007]
[333,2019,"AK","Kotzebue Hybrid",6304,"10",0,"OP","IC","DFO",{"v":3,"d":"3.0"},0.197,{"v":5178.305,"d":"5,178"},{"v":2108.136,"d":"2,108"},"Distributed from 923 Generation And Fuel",1992]
[334,2019,"AK","Kotzebue Hybrid",6304,"10wt",0,"OP","WT","WND",0.1,0.045,{"v":39.756,"d":"40"},{"v":15.244,"d":"15"},"Distributed from 923 Generation And Fuel",1999,2025]
[335,2019,"AK","Kotzebue Hybrid",6304,"11wt",0,"OP","WT","WND",0.1,0.045,{"v":39.756,"d":"40"},{"v":15.244,"d":"15"},"Distributed from 923 Generation And Fuel",2005,2025]
[336,2019,"AK","Kotzebue Hybrid",6304,"12wt",0,"OP","WT","WND",0.1,0.045,{"v":39.756,"d":"40"},{"v":15.244,"d":"15"},"Distributed from 923 Generation And Fuel",2005,2025]
[337,2019,"AK","Kotzebue Hybrid",6304,"13WT",0,"OP","WT","WND",0.1,0.045,{"v":39.756,"d":"40"},{"v":15.244,"d":"15"},"Distributed from 923 Generation And Fuel",2006,2025]
[338,2019,"AK","Kotzebue Hybrid",6304,"14",0,"OP","IC","DFO",2.8,0.197,{"v":4833.085,"d":"4,833"},{"v":1967.593,"d":"1,968"},"Distributed from 923 Generation And Fuel",1994]
[339,2019,"AK","Kotzebue Hybrid",6304,"14wt",0,"OP","WT","WND",0.1,0.045,{"v":39.756,"d":"40"},{"v":15.244,"d":"15"},"Distributed from 923 Generation And Fuel",2002,2025]
[340,2019,"AK","Kotzebue Hybrid",6304,"15",0,"OP","IC","DFO",2.8,0.197,{"v":4833.085,"d":"4,833"},{"v":1967.593,"d":"1,968"},"Distributed from 923 Generation And Fuel",2006]
[341,2019,"AK","Kotzebue Hybrid",6304,"15WT",0,"OP","WT","WND",0.1,0.045,{"v":39.756,"d":"40"},{"v":15.244,"d":"15"},"Distributed from 923 Generation And Fuel",2006,2025]
[342,2019,"AK","Kotzebue Hybrid",6304,"16",0,"OP","IC","DFO",1.4,0.197,{"v":2416.542,"d":"2,417"},{"v":983.797,"d":"984"},"Distributed from 923 Generation And Fuel",2013]
[343,2019,"AK","Kotzebue Hybrid",6304,"16WT",0,"OP","WT","WND",0.1,0.045,{"v":39.756,"d":"40"},{"v":15.244,"d":"15"},"Distributed from 923 Generation And Fuel",2006,2025]
[344,2019,"AK","Kotzebue Hybrid",6304,"17",0,"OP","IC","DFO",0.7,0.197,{"v":1208.271,"d":"1,208"},{"v":491.898,"d":"492"},"Distributed from 923 Generation And Fuel",2016]
[345,2019,"AK","Kotzebue Hybrid",6304,"17WT",0,"OP","WT","WND",0.1,0.045,{"v":39.756,"d":"40"},{"v":15.244,"d":"15"},"Distributed from 923 Generation And Fuel",2006,2025]
[346,2019,"AK","Kotzebue Hybrid",6304,"18WT",0,"OP","WT","WND",0.9,0.045,{"v":357.8,"d":"358"},{"v":137.2,"d":"137"},"Distributed from 923 Generation And Fuel",2012]
[347,2019,"AK","Kotzebue Hybrid",6304,"19WT",0,"OP","WT","WND",0.9,0.045,{"v":357.8,"d":"358"},{"v":137.2,"d":"137"},"Distributed from 923 Generation And Fuel",2012]
[348,2019,"AK","Kotzebue Hybrid",6304,"1WT",0,"OP","WT","WND",0.6,0.045,{"v":238.533,"d":"239"},{"v":91.467,"d":"91"},"Distributed from 923 Generation And Fuel",1999,2025]
[349,2019,"AK","Kotzebue Hybrid",6304,"2WT",0,"OP","WT","WND",0.1,0.045,{"v":39.756,"d":"40"},{"v":15.244,"d":"15"},"Distributed from 923 Generation And Fuel",1999,2025]
[350,2019,"AK","Kotzebue Hybrid",6304,"3WT",0,"OP","WT","WND",0.2,0.045,{"v":79.511,"d":"80"},{"v":30.489,"d":"30"},"Distributed from 923 Generation And Fuel",1997,2025]
[351,2019,"AK","Kotzebue Hybrid",6304,"4WT",0,"OP","WT","WND",0.5,0.045,{"v":198.778,"d":"199"},{"v":76.222,"d":"76"},"Distributed from 923 Generation And Fuel",1999,2025]
[352,2019,"AK","Kotzebue Hybrid",6304,"5WT",0,"OP","WT","WND",0.1,0.045,{"v":39.756,"d":"40"},{"v":15.244,"d":"15"},"Distributed from 923 Generation And Fuel",2002,2025]
[353,2019,"AK","Kotzebue Hybrid",6304,"6WT",0,"OP","WT","WND",0.1,0.045,{"v":39.756,"d":"40"},{"v":15.244,"d":"15"},"Distributed from 923 Generation And Fuel",2005,2025]
[354,2019,"AK","Kotzebue Hybrid",6304,"7A",0,"OP","IC","DFO",1.1,0.197,{"v":1898.712,"d":"1,899"},{"v":772.983,"d":"773"},"Distributed from 923 Generation And Fuel",1987]
[355,2019,"AK","Kotzebue Hybrid",6304,"7WT",0,"OP","WT","WND",0.1,0.045,{"v":39.756,"d":"40"},{"v":15.244,"d":"15"},"Distributed from 923 Generation And Fuel",2006,2025]
[356,2019,"AK","Kotzebue Hybrid",6304,"8WT",0,"OP","WT","WND",0.1,0.045,{"v":39.756,"d":"40"},{"v":15.244,"d":"15"},"Distributed from 923 Generation And Fuel",1999,2025]
[357,2019,"AK","Kotzebue Hybrid",6304,"9wt",0,"OP","WT","WND",0.1,0.045,{"v":39.756,"d":"40"},{"v":15.244,"d":"15"},"Distributed from 923 Generation And Fuel",1999,2025]
[358,2019,"AK","Kotzebue Hybrid",6304,"ES1",0,"OP","BA","MWH",1.2,{"v":-1E-3,"d":"(0.001)"},{"v":-7,"d":"(7)"},{"v":-3,"d":"(3)"},"Distributed from 923 Generation And Fuel",2015]
[359,2019,"AK","Kotzebue Hybrid",6304,"11",0,"RE","IC","DFO",{"v":1,"d":"1.0"},{"$nulls":5},2013]
[360,2019,"AK","Kotzebue Hybrid",6304,"12",0,"RE","IC","DFO",{"v":1,"d":"1.0"},{"$nulls":5},2012]
[361,2019,"AK","Kotzebue Hybrid",6304,"9",0,"RE","IC","DFO",2.1,{"$nulls":5},2004]
[362,2019,"AK","Koyuk",57059,"UNIT1",0,"OP","IC","DFO",0.2,{"v":0.13,"d":"0.130"},{"v":227.091,"d":"227"},{"v":92.364,"d":"92"},"Distributed from 923 Generation And Fuel",2005]
[363,2019,"AK","Koyuk",57059,"UNIT2",0,"OP","IC","DFO",0.4,{"v":0.13,"d":"0.130"},{"v":454.182,"d":"454"},{"v":184.727,"d":"185"},"Distributed from 923 Generation And Fuel",2005]
[364,2019,"AK","Koyuk",57059,"UNIT3",0,"OP","IC","DFO",0.5,{"v":0.13,"d":"0.130"},{"v":567.727,"d":"568"},{"v":230.909,"d":"231"},"Distributed from 923 Generation And Fuel",2005]
[365,2019,"AK","Lake Dorothy Hydroelectric Project",57085,"1",0,"OP","HY","WAT",14.3,0.542,{"v":67932,"d":"67,932"},{"v":29713,"d":"29,713"},"Distributed from 923 Generation And Fuel",2009]
[366,2019,"AK","Lemon Creek",64,"1",0,"SB","IC","DFO",2.5,0.005,{"v":119.796,"d":"120"},{"v":48.776,"d":"49"},"Distributed from 923 Generation And Fuel",1969]
[367,2019,"AK","Lemon Creek",64,"2",0,"SB","IC","DFO",2.6,0.005,{"v":124.588,"d":"125"},{"v":50.727,"d":"51"},"Distributed from 923 Generation And Fuel",1969]
[368,2019,"AK","Lemon Creek",64,"3",0,"SB","IC","DFO",2.6,0.005,{"v":124.588,"d":"125"},{"v":50.727,"d":"51"},"Distributed from 923 Generation And Fuel",1974]
[369,2019,"AK","Lemon Creek",64,"5",0,"SB","GT","DFO",18.6,{"v":0,"d":"0.000"},{"v":-62,"d":"(62)"},{"v":-25,"d":"(25)"},"Distributed from 923 Generation And Fuel",1980]
[370,2019,"AK","Lemon Creek",64,"6",0,"SB","GT","DFO",18.6,{"v":0,"d":"0.000"},{"v":-62,"d":"(62)"},{"v":-25,"d":"(25)"},"Distributed from 923 Generation And Fuel",1983]
[371,2019,"AK","Lemon Creek",64,"7",0,"SB","IC","DFO",2.8,0.005,{"v":134.171,"d":"134"},{"v":54.629,"d":"55"},"Distributed from 923 Generation And Fuel",1983]
[372,2019,"AK","Lemon Creek",64,"IC10",0,"SB","IC","DFO",2.8,0.005,{"v":134.171,"d":"134"},{"v":54.629,"d":"55"},"Distributed from 923 Generation And Fuel",1984]
[373,2019,"AK","Lemon Creek",64,"IC11",0,"SB","IC","DFO",2.8,0.005,{"v":134.171,"d":"134"},{"v":54.629,"d":"55"},"Distributed from 923 Generation And Fuel",1984]
[374,2019,"AK","Lemon Creek",64,"IC12",0,"SB","IC","DFO",2.8,0.005,{"v":134.171,"d":"134"},{"v":54.629,"d":"55"},"Distributed from 923 Generation And Fuel",1984]
[375,2019,"AK","Lemon Creek",64,"IC8",0,"SB","IC","DFO",2.8,0.005,{"v":134.171,"d":"134"},{"v":54.629,"d":"55"},"Distributed from 923 Generation And Fuel",1985]
[376,2019,"AK","Lemon Creek",64,"IC9",0,"SB","IC","DFO",2.8,0.005,{"v":134.171,"d":"134"},{"v":54.629,"d":"55"},"Distributed from 923 Generation And Fuel",1985]
[377,2019,"AK","Mahoney Lake Hydroelectric",59027,"GEN 1",0,"P","HY","WAT",9.6]
[378,2019,"AK","Marshall",60244,"1",0,"OP","IC","DFO",0.5,0.148,{"v":646.364,"d":"646"},{"v":263.182,"d":"263"},"Distributed from 923 Generation And Fuel",2010]
[379,2019,"AK","Marshall",60244,"2",0,"OP","IC","DFO",0.4,0.148,{"v":517.091,"d":"517"},{"v":210.545,"d":"211"},"Distributed from 923 Generation And Fuel",2005]
[380,2019,"AK","Marshall",60244,"3",0,"OP","IC","DFO",0.2,0.148,{"v":258.545,"d":"259"},{"v":105.273,"d":"105"},"Distributed from 923 Generation And Fuel",1994]
[381,2019,"AK","McGrath",6555,"3A",0,"OP","IC","DFO",0.5,0.081,{"v":353.636,"d":"354"},{"v":143.864,"d":"144"},"Distributed from 923 Generation And Fuel",2011,2021]
[382,2019,"AK","McGrath",6555,"4A",0,"OP","IC","DFO",0.5,0.081,{"v":353.636,"d":"354"},{"v":143.864,"d":"144"},"Distributed from 923 Generation And Fuel",2011,2021]
[383,2019,"AK","McGrath",6555,"6",0,"OP","IC","DFO",0.6,0.081,{"v":424.364,"d":"424"},{"v":172.636,"d":"173"},"Distributed from 923 Generation And Fuel",1988,2021]
[384,2019,"AK","McGrath",6555,"7",0,"OP","IC","DFO",0.6,0.081,{"v":424.364,"d":"424"},{"v":172.636,"d":"173"},"Distributed from 923 Generation And Fuel",1993,2020]
[385,2019,"AK","McGrath",6555,"11",0,"P","IC","DFO",0.4]
[386,2019,"AK","McGrath",6555,"12",0,"P","IC","DFO",0.4]
[387,2019,"AK","McGrath",6555,"13",0,"P","IC","DFO",0.4]
[388,2019,"AK","McGrath",6555,"14",0,"P","IC","DFO",0.4]
[389,2019,"AK","McGrath",6555,"3",0,"RE","IC","DFO",0.2,{"$nulls":5},2010]
[390,2019,"AK","McGrath",6555,"4",0,"RE","IC","DFO",0.2,{"$nulls":5},2010]
[391,2019,"AK","McGrath",6555,"5",0,"RE","IC","DFO",0.6,{"$nulls":5},2010]
[392,2019,"AK","Mountain Village",6329,"1",0,"OP","IC","DFO",0.3,0.129,{"v":338.478,"d":"338"},{"v":137.739,"d":"138"},"Distributed from 923 Generation And Fuel",1984]
[393,2019,"AK","Mountain Village",6329,"3B",0,"OP","IC","DFO",0.5,0.129,{"v":564.13,"d":"564"},{"v":229.565,"d":"230"},"Distributed from 923 Generation And Fuel",2005]
[394,2019,"AK","Mountain Village",6329,"4A",0,"OP","IC","DFO",0.8,0.129,{"v":902.609,"d":"903"},{"v":367.304,"d":"367"},"Distributed from 923 Generation And Fuel",2015]
[395,2019,"AK","Mountain Village",6329,"5A",0,"OP","IC","DFO",0.7,0.129,{"v":789.783,"d":"790"},{"v":321.391,"d":"321"},"Distributed from 923 Generation And Fuel",2010]
[396,2019,"AK","Mountain Village",6329,"3A",0,"RE","IC","DFO",0.3,{"$nulls":5},2005]
[397,2019,"AK","Mountain Village",6329,"4",0,"RE","IC","DFO",0.6,{"$nulls":5},2015]
[398,2019,"AK","Mountain Village",6329,"5",0,"RE","IC","DFO",0.5,{"$nulls":5},2003]
[399,2019,"AK","Naknek",6301,"4A",0,"OP","IC","DFO",1.3,0.176,{"v":1999.479,"d":"1,999"},{"v":814.036,"d":"814"},"Distributed from 923 Generation And Fuel",1999]
[400,2019,"AK","Naknek",6301,"5A",0,"OP","IC","DFO",{"v":1,"d":"1.0"},0.176,{"v":1538.061,"d":"1,538"},{"v":626.182,"d":"626"},"Distributed from 923 Generation And Fuel",2005]
[401,2019,"AK","Naknek",6301,"6A",0,"OP","IC","DFO",{"v":1,"d":"1.0"},0.176,{"v":1538.061,"d":"1,538"},{"v":626.182,"d":"626"},"Distributed from 923 Generation And Fuel",2006]
[402,2019,"AK","Naknek",6301,"7A",0,"OP","IC","DFO",{"v":1,"d":"1.0"},0.176,{"v":1538.061,"d":"1,538"},{"v":626.182,"d":"626"},"Distributed from 923 Generation And Fuel",2006]
[403,2019,"AK","Naknek",6301,"8",0,"OP","IC","DFO",{"v":1,"d":"1.0"},0.176,{"v":1538.061,"d":"1,538"},{"v":626.182,"d":"626"},"Distributed from 923 Generation And Fuel",1977]
[404,2019,"AK","Naknek",6301,"NA1",0,"OP","IC","DFO",1.1,0.176,{"v":1691.867,"d":"1,692"},{"v":688.8,"d":"689"},"Distributed from 923 Generation And Fuel",1988]
[405,2019,"AK","Naknek",6301,"NA2",0,"OP","IC","DFO",1.1,0.176,{"v":1691.867,"d":"1,692"},{"v":688.8,"d":"689"},"Distributed from 923 Generation And Fuel",1988]
[406,2019,"AK","Naknek",6301,"NA3",0,"OP","IC","DFO",0.8,0.176,{"v":1230.448,"d":"1,230"},{"v":500.945,"d":"501"},"Distributed from 923 Generation And Fuel",1991]
[407,2019,"AK","Naknek",6301,"NA4",0,"OP","IC","DFO",0.8,0.176,{"v":1230.448,"d":"1,230"},{"v":500.945,"d":"501"},"Distributed from 923 Generation And Fuel",1992]
[408,2019,"AK","Naknek",6301,"NA5",0,"OP","IC","DFO",0.8,0.176,{"v":1230.448,"d":"1,230"},{"v":500.945,"d":"501"},"Distributed from 923 Generation And Fuel",1993]
[409,2019,"AK","Naknek",6301,"NA6",0,"OP","IC","DFO",3.3,0.176,{"v":5075.6,"d":"5,076"},{"v":2066.4,"d":"2,066"},"Distributed from 923 Generation And Fuel",2019]
[410,2019,"AK","Naknek",6301,"NA7",0,"OP","IC","DFO",3.3,0.176,{"v":5075.6,"d":"5,076"},{"v":2066.4,"d":"2,066"},"Distributed from 923 Generation And Fuel",2019]
[411,2019,"AK","Naknek",6301,"5",0,"RE","IC","DFO",0.4,{"$nulls":5},2004]
[412,2019,"AK","Naknek",6301,"6",0,"RE","IC","DFO",0.4,{"$nulls":5},2004]
[413,2019,"AK","Naknek",6301,"7",0,"RE","IC","DFO",0.4,{"$nulls":5},2004]
[414,2019,"AK","New Stuyahok",60245,"1",0,"OP","IC","DFO",0.4,0.146,{"v":511.143,"d":"511"},208,"Distributed from 923 Generation And Fuel",2010]
[415,2019,"AK","New Stuyahok",60245,"2",0,"OP","IC","DFO",0.5,0.146,{"v":638.929,"d":"639"},260,"Distributed from 923 Generation And Fuel",2003]
[416,2019,"AK","New Stuyahok",60245,"3",0,"OP","IC","DFO",0.5,0.146,{"v":638.929,"d":"639"},260,"Distributed from 923 Generation And Fuel",2012]
[417,2019,"AK","Newhalen",7183,"5",0,"OP","IC","DFO",0.3,0.007,{"v":18.667,"d":"19"},{"v":7.667,"d":"8"},"Distributed from 923 Generation And Fuel",2012]
[418,2019,"AK","Newhalen",7183,"6",0,"OP","IC","DFO",0.3,0.007,{"v":18.667,"d":"19"},{"v":7.667,"d":"8"},"Distributed from 923 Generation And Fuel",2012]
[419,2019,"AK","Newhalen",7183,"7",0,"OP","IC","DFO",0.3,0.007,{"v":18.667,"d":"19"},{"v":7.667,"d":"8"},"Distributed from 923 Generation And Fuel",2012]
[420,2019,"AK","Newhalen",7183,"H-1",0,"OP","HY","WAT",0.4,0.475,{"v":1666,"d":"1,666"},{"v":728.5,"d":"729"},"Distributed from 923 Generation And Fuel",1998]
[421,2019,"AK","Newhalen",7183,"H-2",0,"OP","HY","WAT",0.4,0.475,{"v":1666,"d":"1,666"},{"v":728.5,"d":"729"},"Distributed from 923 Generation And Fuel",1998]
[422,2019,"AK","Newhalen",7183,"1",0,"RE","IC","DFO",0.3,{"$nulls":5},2012]
[423,2019,"AK","Newhalen",7183,"2",0,"RE","IC","DFO",0.3,{"$nulls":5},2012]
[424,2019,"AK","Newhalen",7183,"3",0,"RE","IC","DFO",0.3,{"$nulls":5},2012]
[425,2019,"AK","Newhalen",7183,"4",0,"RE","IC","DFO",0.6,{"$nulls":5},2012]
[426,2019,"AK","Nikiski Combined Cycle",55966,"GT1",0,"OP","CT","NG",40.8,0.459,{"v":164217,"d":"164,217"},{"v":57578,"d":"57,578"},"EIA-923 Generator File",1986]
[427,2019,"AK","Nikiski Combined Cycle",55966,"ST1",1,"OP","CA","NG",{"v":40,"d":"40.0"},0.215,{"v":75328,"d":"75,328"},{"v":29094,"d":"29,094"},"EIA-923 Generator File",2013]
[428,2019,"AK","Noatak",57051,"5A",0,"OP","IC","DFO",0.5,0.159,{"v":697.308,"d":"697"},{"v":283.846,"d":"284"},"Distributed from 923 Generation And Fuel",2015]
[429,2019,"AK","Noatak",57051,"UNIT2",0,"OP","IC","DFO",0.3,0.159,{"v":418.385,"d":"418"},{"v":170.308,"d":"170"},"Distributed from 923 Generation And Fuel",2008]
[430,2019,"AK","Noatak",57051,"UNIT4",0,"OP","IC","DFO",0.5,0.159,{"v":697.308,"d":"697"},{"v":283.846,"d":"284"},"Distributed from 923 Generation And Fuel",2004]
[431,2019,"AK","Noatak",57051,"UNIT5",0,"RE","IC","DFO",0.4,{"$nulls":5},2015]
[432,2019,"AK","Noorvik",6330,"1A",0,"OP","IC","DFO",0.3,0.148,{"v":389.6,"d":"390"},{"v":158.6,"d":"159"},"Distributed from 923 Generation And Fuel",1997]
[433,2019,"AK","Noorvik",6330,"2B",0,"OP","IC","DFO",0.5,0.148,{"v":649.333,"d":"649"},{"v":264.333,"d":"264"},"Distributed from 923 Generation And Fuel",2017]
[434,2019,"AK","Noorvik",6330,"3A",0,"OP","IC","DFO",0.7,0.148,{"v":909.067,"d":"909"},{"v":370.067,"d":"370"},"Distributed from 923 Generation And Fuel",2003]
[435,2019,"AK","Noorvik",6330,"2A",0,"RE","IC","DFO",0.4,{"$nulls":5},2017]
[436,2019,"AK","Noorvik",6330,"3",0,"RE","IC","DFO",0.3,{"$nulls":5},2003]
[437,2019,"AK","North Pole",6285,"1",0,"OP","GT","DFO",60.5,{"v":0.08,"d":"0.080"},{"v":42269.5,"d":"42,270"},{"v":19069.5,"d":"19,070"},"Distributed from 923 Generation And Fuel",1976]
[438,2019,"AK","North Pole",6285,"2",0,"OP","GT","DFO",60.5,{"v":0.08,"d":"0.080"},{"v":42269.5,"d":"42,270"},{"v":19069.5,"d":"19,070"},"Distributed from 923 Generation And Fuel",1977]
[439,2019,"AK","North Pole",6285,"GT3",0,"OP","CT","WO",{"v":47,"d":"47.0"},0.689,{"v":283524,"d":"283,524"},{"v":108313,"d":"108,313"},"EIA-923 Generator File",2007]
[440,2019,"AK","North Pole",6285,"STG1",1,"OP","CA","WO",{"v":13,"d":"13.0"},0.555,{"v":63233,"d":"63,233"},{"v":24830,"d":"24,830"},"EIA-923 Generator File",2007]
[441,2019,"AK","Northway",7169,"1A",0,"OP","IC","DFO",0.5,0.107,{"v":466.818,"d":"467"},190,"Distributed from 923 Generation And Fuel",1997]
[442,2019,"AK","Northway",7169,"2A",0,"OP","IC","DFO",0.2,0.107,{"v":186.727,"d":"187"},76,"Distributed from 923 Generation And Fuel",1997]
[443,2019,"AK","Northway",7169,"5",0,"OP","IC","DFO",0.4,0.107,{"v":373.455,"d":"373"},152,"Distributed from 923 Generation And Fuel",2007]
[444,2019,"AK","Northway",7169,"4",0,"RE","IC","DFO",0.4,{"$nulls":5},2001]
[445,2019,"AK","NSB Anaktuvuk Pass",7487,"1",0,"OP","IC","DFO",0.3,0.161,{"v":423.667,"d":"424"},{"v":172.444,"d":"172"},"Distributed from 923 Generation And Fuel",1994]
[446,2019,"AK","NSB Anaktuvuk Pass",7487,"2",0,"OP","IC","DFO",0.3,0.161,{"v":423.667,"d":"424"},{"v":172.444,"d":"172"},"Distributed from 923 Generation And Fuel",1994]
[447,2019,"AK","NSB Anaktuvuk Pass",7487,"3",0,"OP","IC","DFO",0.3,0.161,{"v":423.667,"d":"424"},{"v":172.444,"d":"172"},"Distributed from 923 Generation And Fuel",1994]
[448,2019,"AK","NSB Anaktuvuk Pass",7487,"6",0,"OP","IC","DFO",0.9,0.161,{"v":1271,"d":"1,271"},{"v":517.333,"d":"517"},"Distributed from 923 Generation And Fuel",2003]
[449,2019,"AK","NSB Anaktuvuk Pass",7487,"7",0,"OP","IC","DFO",0.9,0.161,{"v":1271,"d":"1,271"},{"v":517.333,"d":"517"},"Distributed from 923 Generation And Fuel",2003]
[450,2019,"AK","NSB Anaktuvuk Pass",7487,"4",0,"RE","IC","DFO",0.1,{"$nulls":5},2010]
[451,2019,"AK","NSB Anaktuvuk Pass",7487,"5",0,"RE","IC","DFO",0.1,{"$nulls":5},2003]
[452,2019,"AK","NSB Atqasuk Utility",7482,"NA1",0,"OP","IC","DFO",0.9,0.099,{"v":782.438,"d":"782"},{"v":318.656,"d":"319"},"Distributed from 923 Generation And Fuel",2003]
[453,2019,"AK","NSB Atqasuk Utility",7482,"NA2",0,"OP","IC","DFO",0.9,0.099,{"v":782.438,"d":"782"},{"v":318.656,"d":"319"},"Distributed from 923 Generation And Fuel",2003]
[454,2019,"AK","NSB Atqasuk Utility",7482,"NA3",0,"OP","IC","DFO",0.4,0.099,{"v":347.75,"d":"348"},{"v":141.625,"d":"142"},"Distributed from 923 Generation And Fuel",2003]
[455,2019,"AK","NSB Atqasuk Utility",7482,"PG2",0,"OP","IC","DFO",0.4,0.099,{"v":347.75,"d":"348"},{"v":141.625,"d":"142"},"Distributed from 923 Generation And Fuel",1986]
[456,2019,"AK","NSB Atqasuk Utility",7482,"PG3",0,"OP","IC","DFO",0.6,0.099,{"v":521.625,"d":"522"},{"v":212.437,"d":"212"},"Distributed from 923 Generation And Fuel",1986]
[457,2019,"AK","NSB Atqasuk Utility",7482,"PG1",0,"RE","IC","DFO",0.2,{"$nulls":5},2003]
[458,2019,"AK","NSB Kaktovik Utility",7483,"PG1A",0,"OP","IC","DFO",0.9,0.198,{"v":1561.154,"d":"1,561"},{"v":635.538,"d":"636"},"Distributed from 923 Generation And Fuel",2000]
[459,2019,"AK","NSB Kaktovik Utility",7483,"PG2A",0,"OP","IC","DFO",0.9,0.198,{"v":1561.154,"d":"1,561"},{"v":635.538,"d":"636"},"Distributed from 923 Generation And Fuel",2000]
[460,2019,"AK","NSB Kaktovik Utility",7483,"PG3A",0,"OP","IC","DFO",0.4,0.198,{"v":693.846,"d":"694"},{"v":282.462,"d":"282"},"Distributed from 923 Generation And Fuel",2000]
[461,2019,"AK","NSB Kaktovik Utility",7483,"PG4A",0,"OP","IC","DFO",0.4,0.198,{"v":693.846,"d":"694"},{"v":282.462,"d":"282"},"Distributed from 923 Generation And Fuel",2000]
[462,2019,"AK","NSB Nuiqsut Utility",7484,"PG1A",0,"OP","IC","DFO",0.9,0.179,{"v":1411.773,"d":"1,412"},{"v":544.295,"d":"544"},"Distributed from 923 Generation And Fuel",1999]
[463,2019,"AK","NSB Nuiqsut Utility",7484,"PG2A",0,"OP","IC","DFO",0.9,0.179,{"v":1411.773,"d":"1,412"},{"v":544.295,"d":"544"},"Distributed from 923 Generation And Fuel",1999]
[464,2019,"AK","NSB Nuiqsut Utility",7484,"PG3A",0,"OP","IC","DFO",0.4,0.179,{"v":627.455,"d":"627"},{"v":241.909,"d":"242"},"Distributed from 923 Generation And Fuel",1999]
[465,2019,"AK","NSB Nuiqsut Utility",7484,"PG3B",0,"OP","IC","NG",0.6,0.179,{"v":941.182,"d":"941"},{"v":362.864,"d":"363"},"Distributed from 923 Generation And Fuel",2013]
[466,2019,"AK","NSB Nuiqsut Utility",7484,"PG5A",0,"OP","IC","NG",0.8,0.179,{"v":1254.909,"d":"1,255"},{"v":483.818,"d":"484"},"Distributed from 923 Generation And Fuel",2008]
[467,2019,"AK","NSB Nuiqsut Utility",7484,"PG6A",0,"OP","IC","NG",0.8,0.179,{"v":1254.909,"d":"1,255"},{"v":483.818,"d":"484"},"Distributed from 923 Generation And Fuel",2008]
[468,2019,"AK","NSB Nuiqsut Utility",7484,"PG4A",0,"RE","IC","DFO",0.4,{"$nulls":5},2012]
[469,2019,"AK","NSB Point Hope Utility",7485,"PG1A",0,"OP","IC","DFO",{"v":1,"d":"1.0"},0.231,{"v":2022.258,"d":"2,022"},{"v":823.226,"d":"823"},"Distributed from 923 Generation And Fuel",2014]
[470,2019,"AK","NSB Point Hope Utility",7485,"PG6",0,"OP","IC","DFO",0.6,0.231,{"v":1213.355,"d":"1,213"},{"v":493.935,"d":"494"},"Distributed from 923 Generation And Fuel",1995]
[471,2019,"AK","NSB Point Hope Utility",7485,"PG7",0,"OP","IC","DFO",0.6,0.231,{"v":1213.355,"d":"1,213"},{"v":493.935,"d":"494"},"Distributed from 923 Generation And Fuel",1995]
[472,2019,"AK","NSB Point Hope Utility",7485,"PG8",0,"OP","IC","DFO",0.9,0.231,{"v":1820.032,"d":"1,820"},{"v":740.903,"d":"741"},"Distributed from 923 Generation And Fuel",2008]
[473,2019,"AK","NSB Point Hope Utility",7485,"PG1",0,"RE","IC","DFO",0.3,{"$nulls":5},2013]
[474,2019,"AK","NSB Point Hope Utility",7485,"PG2",0,"RE","IC","DFO",0.3,{"$nulls":5},2013]
[475,2019,"AK","NSB Point Hope Utility",7485,"PG3",0,"RE","IC","DFO",0.3,{"$nulls":5},2008]
[476,2019,"AK","NSB Point Hope Utility",7485,"PG4",0,"RE","IC","DFO",0.4,{"$nulls":5},2008]
[477,2019,"AK","NSB Point Hope Utility",7485,"PG5",0,"RE","IC","DFO",0.2,{"$nulls":5},2008]
[478,2019,"AK","NSB Point Lay Utility",7486,"PG10",0,"OP","IC","DFO",0.6,0.174,{"v":916.75,"d":"917"},{"v":373.25,"d":"373"},"Distributed from 923 Generation And Fuel",2013]
[479,2019,"AK","NSB Point Lay Utility",7486,"PG7",0,"OP","IC","DFO",0.6,0.174,{"v":916.75,"d":"917"},{"v":373.25,"d":"373"},"Distributed from 923 Generation And Fuel",2013]
[480,2019,"AK","NSB Point Lay Utility",7486,"PG8",0,"OP","IC","DFO",0.6,0.174,{"v":916.75,"d":"917"},{"v":373.25,"d":"373"},"Distributed from 923 Generation And Fuel",2013]
[481,2019,"AK","NSB Point Lay Utility",7486,"PG9",0,"OP","IC","DFO",0.6,0.174,{"v":916.75,"d":"917"},{"v":373.25,"d":"373"},"Distributed from 923 Generation And Fuel",2013]
[482,2019,"AK","NSB Point Lay Utility",7486,"PG1A",0,"RE","IC","DFO",0.3,{"$nulls":5},2013]
[483,2019,"AK","NSB Point Lay Utility",7486,"PG2A",0,"RE","IC","DFO",0.3,{"$nulls":5},2013]
[484,2019,"AK","NSB Point Lay Utility",7486,"PG3",0,"RE","IC","DFO",0.2,{"$nulls":5},2000]
[485,2019,"AK","NSB Point Lay Utility",7486,"PG3A",0,"RE","IC","DFO",0.3,{"$nulls":5},2013]
[486,2019,"AK","NSB Point Lay Utility",7486,"PG4",0,"RE","IC","DFO",0.2,{"$nulls":5},2002]
[487,2019,"AK","NSB Point Lay Utility",7486,"PG4A",0,"RE","IC","DFO",0.3,{"$nulls":5},2013]
[488,2019,"AK","NSB Point Lay Utility",7486,"PG5",0,"RE","IC","DFO",0.3,{"$nulls":5},2013]
[489,2019,"AK","NSB Point Lay Utility",7486,"PG6",0,"RE","IC","DFO",0.3,{"$nulls":5},2013]
[490,2019,"AK","NSB Wainwright Utility",7488,"PG1",0,"OP","IC","DFO",0.4,0.265,{"v":928.267,"d":"928"},{"v":377.867,"d":"378"},"Distributed from 923 Generation And Fuel",1988]
[491,2019,"AK","NSB Wainwright Utility",7488,"PG2",0,"OP","IC","DFO",0.4,0.265,{"v":928.267,"d":"928"},{"v":377.867,"d":"378"},"Distributed from 923 Generation And Fuel",1988]
[492,2019,"AK","NSB Wainwright Utility",7488,"PG3",0,"OP","IC","DFO",0.4,0.265,{"v":928.267,"d":"928"},{"v":377.867,"d":"378"},"Distributed from 923 Generation And Fuel",1989]
[493,2019,"AK","NSB Wainwright Utility",7488,"PG4A",0,"OP","IC","DFO",0.9,0.265,{"v":2088.6,"d":"2,089"},{"v":850.2,"d":"850"},"Distributed from 923 Generation And Fuel",2001]
[494,2019,"AK","NSB Wainwright Utility",7488,"PG5",0,"OP","IC","DFO",0.9,0.265,{"v":2088.6,"d":"2,089"},{"v":850.2,"d":"850"},"Distributed from 923 Generation And Fuel",2001]
[495,2019,"AK","NSB Wainwright Utility",7488,"PG4",0,"RE","IC","DFO",0.3,{"$nulls":5},2003]
[496,2019,"AK","Nunapitchuk",6333,"1A",0,"SB","IC","DFO",0.5,{"$nulls":4},2006]
[497,2019,"AK","Nunapitchuk",6333,"2",0,"RE","IC","DFO",0.3,{"$nulls":5},2006]
[498,2019,"AK","Nunapitchuk",6333,"3",0,"RE","IC","DFO",0.3,{"$nulls":5},2006]
[499,2019,"AK","Nunapitchuk",6333,"4",0,"RE","IC","DFO",0.6,{"$nulls":5},2006]
[500,2019,"AK","Nunapitchuk",6333,"5",0,"RE","IC","DFO",0.5,{"$nulls":5},2004]
[501,2019,"AK","Nymans Plant Microgrid",7723,"1",0,"OP","IC","DFO",2.5,{"v":0,"d":"0.000"},0,0,"Distributed from 923 Generation And Fuel",1994]
[502,2019,"AK","Nymans Plant Microgrid",7723,"2",0,"OP","IC","DFO",7.5,{"v":0,"d":"0.000"},0,0,"Distributed from 923 Generation And Fuel",2000]
[503,2019,"AK","Orca",789,"3",0,"OP","IC","DFO",2.5,0.057,{"v":1257.582,"d":"1,258"},{"v":511.885,"d":"512"},"Distributed from 923 Generation And Fuel",1984]
[504,2019,"AK","Orca",789,"4",0,"OP","IC","DFO",2.4,0.057,{"v":1207.279,"d":"1,207"},{"v":491.41,"d":"491"},"Distributed from 923 Generation And Fuel",1984]
[505,2019,"AK","Orca",789,"5",0,"OP","IC","DFO",1.1,0.057,{"v":553.336,"d":"553"},{"v":225.23,"d":"225"},"Distributed from 923 Generation And Fuel",2000]
[506,2019,"AK","Orca",789,"6",0,"OP","IC","DFO",1.1,0.057,{"v":553.336,"d":"553"},{"v":225.23,"d":"225"},"Distributed from 923 Generation And Fuel",2000]
[507,2019,"AK","Orca",789,"7",0,"OP","IC","DFO",3.6,0.057,{"v":1810.918,"d":"1,811"},{"v":737.115,"d":"737"},"Distributed from 923 Generation And Fuel",2009]
[508,2019,"AK","Orca",789,"1",0,"CN","IC","DFO",1.5]
[509,2019,"AK","Orca",789,"2",0,"IP","IC","DFO",1.5,0.057,{"v":754.549,"d":"755"},{"v":307.131,"d":"307"},"Distributed from 923 Generation And Fuel"]
[510,2019,"AK","Pelican",6702,"HC1",0,"OP","HY","WAT",0.6,0.058,{"v":307.286,"d":"307"},{"v":134.571,"d":"135"},"Distributed from 923 Generation And Fuel",1984]
[511,2019,"AK","Pelican",6702,"HC2",0,"OS","HY","WAT",0.8,0.058,{"v":409.714,"d":"410"},{"v":179.429,"d":"179"},"Distributed from 923 Generation And Fuel",1984]
[512,2019,"AK","Pelican",6702,"IC6",0,"OP","IC","DFO",0.4,0.039,{"v":135.2,"d":"135"},{"v":55.2,"d":"55"},"Distributed from 923 Generation And Fuel",2008]
[513,2019,"AK","Pelican",6702,"IC7",0,"OP","IC","DFO",0.4,0.039,{"v":135.2,"d":"135"},{"v":55.2,"d":"55"},"Distributed from 923 Generation And Fuel",2008]
[514,2019,"AK","Pelican",6702,"IC8",0,"OP","IC","DFO",0.2,0.039,{"v":67.6,"d":"68"},{"v":27.6,"d":"28"},"Distributed from 923 Generation And Fuel",2008]
[515,2019,"AK","Pelican",6702,"IC1",0,"RE","IC","DFO",0.3,{"$nulls":5},2011]
[516,2019,"AK","Pelican",6702,"IC2",0,"RE","IC","DFO",0.1,{"$nulls":5},2011]
[517,2019,"AK","Pelican",6702,"IC3",0,"RE","IC","DFO",0.2,{"$nulls":5},2011]
[518,2019,"AK","Pelican",6702,"IC4",0,"RE","IC","DFO",0.2,{"$nulls":5},2011]
[519,2019,"AK","Pelican",6702,"IC5",0,"RE","IC","DFO",0.4,{"$nulls":5},2011]
[520,2019,"AK","Petersburg",91,"3",0,"OP","HY","WAT",1.6,0.685,{"v":9598,"d":"9,598"},{"v":4198,"d":"4,198"},"Distributed from 923 Generation And Fuel",1954]
[521,2019,"AK","Petersburg",91,"IC1",0,"OP","IC","DFO",2.6,{"v":0.03,"d":"0.030"},{"v":673.581,"d":"674"},{"v":274.31,"d":"274"},"Distributed from 923 Generation And Fuel",1972]
[522,2019,"AK","Petersburg",91,"IC3",0,"OP","IC","DFO",1.2,{"v":0.03,"d":"0.030"},{"v":310.884,"d":"311"},{"v":126.605,"d":"127"},"Distributed from 923 Generation And Fuel",1965]
[523,2019,"AK","Petersburg",91,"IC4",0,"OP","IC","DFO",0.6,{"v":0.03,"d":"0.030"},{"v":155.442,"d":"155"},{"v":63.302,"d":"63"},"Distributed from 923 Generation And Fuel",1979]
[524,2019,"AK","Petersburg",91,"IC5",0,"OP","IC","DFO",0.8,{"v":0.03,"d":"0.030"},{"v":207.256,"d":"207"},{"v":84.403,"d":"84"},"Distributed from 923 Generation And Fuel",1979]
[525,2019,"AK","Petersburg",91,"IC6",0,"OP","IC","DFO",2.6,{"v":0.03,"d":"0.030"},{"v":673.581,"d":"674"},{"v":274.31,"d":"274"},"Distributed from 923 Generation And Fuel",1993]
[526,2019,"AK","Petersburg",91,"IC7",0,"OP","IC","DFO",2.6,{"v":0.03,"d":"0.030"},{"v":673.581,"d":"674"},{"v":274.31,"d":"274"},"Distributed from 923 Generation And Fuel",2001]
[527,2019,"AK","Petersburg",91,"IC8",0,"OP","IC","DFO",2.5,{"v":0.03,"d":"0.030"},{"v":647.674,"d":"648"},{"v":263.76,"d":"264"},"Distributed from 923 Generation And Fuel",2012]
[528,2019,"AK","Petersburg",91,"IC2",0,"RE","IC","DFO",0.3,{"$nulls":5},2017]
[529,2019,"AK","Pillar Mountain Wind Project Microgrid",57187,"1",0,"OP","WT","WND",4.5,0.317,{"v":12507.5,"d":"12,508"},{"v":4795.5,"d":"4,796"},"Distributed from 923 Generation And Fuel",2009]
[530,2019,"AK","Pillar Mountain Wind Project Microgrid",57187,"2",0,"OP","WT","WND",4.5,0.317,{"v":12507.5,"d":"12,508"},{"v":4795.5,"d":"4,796"},"Distributed from 923 Generation And Fuel",2012]
[531,2019,"AK","Pilot Station",57058,"1",0,"OP","IC","DFO",0.5,0.154,{"v":673.462,"d":"673"},{"v":274.231,"d":"274"},"Distributed from 923 Generation And Fuel",2018]
[532,2019,"AK","Pilot Station",57058,"UNIT2",0,"OP","IC","DFO",0.5,0.154,{"v":673.462,"d":"673"},{"v":274.231,"d":"274"},"Distributed from 923 Generation And Fuel",2005]
[533,2019,"AK","Pilot Station",57058,"UNIT3",0,"OP","IC","DFO",0.3,0.154,{"v":404.077,"d":"404"},{"v":164.538,"d":"165"},"Distributed from 923 Generation And Fuel",2002]
[534,2019,"AK","Pilot Station",57058,"UNIT1",0,"RE","IC","DFO",0.4,{"$nulls":5},2018]
[535,2019,"AK","Port Lions Microgrid",6282,"5",0,"OP","IC","DFO",0.5,{"$nulls":4},2017]
[536,2019,"AK","Port Lions Microgrid",6282,"1",0,"RE","IC","DFO",0.3,{"$nulls":5},2017]
[537,2019,"AK","Port Lions Microgrid",6282,"2",0,"RE","IC","DFO",0.3,{"$nulls":5},2017]
[538,2019,"AK","Port Lions Microgrid",6282,"3",0,"RE","IC","DFO",0.2,{"$nulls":5},2017]
[539,2019,"AK","Port Lions Microgrid",6282,"4",0,"RE","IC","DFO",0.2,{"$nulls":5},2017]
[540,2019,"AK","Power Creek",7862,"4",0,"OP","HY","WAT",{"v":3,"d":"3.0"},0.316,{"v":8310,"d":"8,310"},{"v":3634.5,"d":"3,635"},"Distributed from 923 Generation And Fuel",2001]
[541,2019,"AK","Power Creek",7862,"5",0,"OP","HY","WAT",{"v":3,"d":"3.0"},0.316,{"v":8310,"d":"8,310"},{"v":3634.5,"d":"3,635"},"Distributed from 923 Generation And Fuel",2001]
[542,2019,"AK","Purple Lake",6302,"1",0,"OP","HY","WAT",1.3,0.267,{"v":3037,"d":"3,037"},{"v":1328.333,"d":"1,328"},"Distributed from 923 Generation And Fuel",1956]
[543,2019,"AK","Purple Lake",6302,"2",0,"OP","HY","WAT",1.3,0.267,{"v":3037,"d":"3,037"},{"v":1328.333,"d":"1,328"},"Distributed from 923 Generation And Fuel",1956]
[544,2019,"AK","Purple Lake",6302,"3",0,"OP","HY","WAT",1.3,0.267,{"v":3037,"d":"3,037"},{"v":1328.333,"d":"1,328"},"Distributed from 923 Generation And Fuel",1962]
[545,2019,"AK","Quinhagak",57057,"3A",0,"OP","IC","DFO",0.5,0.153,{"v":668.438,"d":"668"},{"v":272.188,"d":"272"},"Distributed from 923 Generation And Fuel",2019]
[546,2019,"AK","Quinhagak",57057,"UNIT1",0,"OP","IC","DFO",0.4,0.153,{"v":534.75,"d":"535"},{"v":217.75,"d":"218"},"Distributed from 923 Generation And Fuel",1996]
[547,2019,"AK","Quinhagak",57057,"UNIT2",0,"OP","IC","DFO",0.3,0.153,{"v":401.062,"d":"401"},{"v":163.312,"d":"163"},"Distributed from 923 Generation And Fuel",2002]
[548,2019,"AK","Quinhagak",57057,"1A",0,"CN","IC","DFO",0.5]
[549,2019,"AK","Quinhagak",57057,"UNIT3",0,"RE","IC","DFO",0.4,0.153,{"v":534.75,"d":"535"},{"v":217.75,"d":"218"},"Distributed from 923 Generation And Fuel",null,2019]
[550,2019,"AK","S W Bailey",85,"1",0,"OP","IC","DFO",4.5,0.118,{"v":4665.927,"d":"4,666"},{"v":1899.556,"d":"1,900"},"Distributed from 923 Generation And Fuel",1969]
[551,2019,"AK","S W Bailey",85,"2",0,"OP","IC","DFO",4.5,0.118,{"v":4665.927,"d":"4,666"},{"v":1899.556,"d":"1,900"},"Distributed from 923 Generation And Fuel",1970]
[552,2019,"AK","S W Bailey",85,"3",0,"OP","IC","DFO",6.4,0.118,{"v":6635.985,"d":"6,636"},{"v":2701.591,"d":"2,702"},"Distributed from 923 Generation And Fuel",1976]
[553,2019,"AK","S W Bailey",85,"4",0,"OP","IC","DFO",10.5,0.118,{"v":10887.162,"d":"10,887"},{"v":4432.297,"d":"4,432"},"Distributed from 923 Generation And Fuel",1998]
[554,2019,"AK","Salmon Creek 1",65,"HY7",0,"OP","HY","WAT",8.5,{"v":0.31,"d":"0.310"},{"v":23099,"d":"23,099"},{"v":10103,"d":"10,103"},"Distributed from 923 Generation And Fuel",1984]
[555,2019,"AK","Sand Point",1,"1",0,"SB","IC","DFO",0.9,0.105,{"v":827.4,"d":"827"},{"v":336.9,"d":"337"},"Distributed from 923 Generation And Fuel",2000]
[556,2019,"AK","Sand Point",1,"2",0,"OP","IC","DFO",0.9,0.105,{"v":827.4,"d":"827"},{"v":336.9,"d":"337"},"Distributed from 923 Generation And Fuel",2000]
[557,2019,"AK","Sand Point",1,"3",0,"OA","IC","DFO",0.5,0.105,{"v":459.667,"d":"460"},{"v":187.167,"d":"187"},"Distributed from 923 Generation And Fuel",2010]
[558,2019,"AK","Sand Point",1,"5",0,"OA","IC","DFO",0.7,0.105,{"v":643.533,"d":"644"},{"v":262.033,"d":"262"},"Distributed from 923 Generation And Fuel",2000]
[559,2019,"AK","Sand Point",1,"WT1",0,"OA","WT","WND",0.5,0.117,511,196,"Distributed from 923 Generation And Fuel",2011]
[560,2019,"AK","Sand Point",1,"WT2",0,"OP","WT","WND",0.5,0.117,511,196,"Distributed from 923 Generation And Fuel",2011]
[561,2019,"AK","Savoonga",57052,"2A",0,"OP","IC","DFO",0.5,0.118,{"v":516.818,"d":"517"},{"v":210.455,"d":"210"},"Distributed from 923 Generation And Fuel",2019]
[562,2019,"AK","Savoonga",57052,"UNIT1",0,"OP","IC","DFO",0.4,0.118,{"v":413.455,"d":"413"},{"v":168.364,"d":"168"},"Distributed from 923 Generation And Fuel",2008]
[563,2019,"AK","Savoonga",57052,"UNIT3",0,"OP","IC","DFO",0.8,0.118,{"v":826.909,"d":"827"},{"v":336.727,"d":"337"},"Distributed from 923 Generation And Fuel",2008]
[564,2019,"AK","Savoonga",57052,"UNIT2",0,"RE","IC","DFO",0.5,0.118,{"v":516.818,"d":"517"},{"v":210.455,"d":"210"},"Distributed from 923 Generation And Fuel",null,2019]
[565,2019,"AK","Scammon Bay",57056,"UNIT1",0,"OP","IC","DFO",0.4,0.141,{"v":495.692,"d":"496"},{"v":201.846,"d":"202"},"Distributed from 923 Generation And Fuel",2004]
[566,2019,"AK","Scammon Bay",57056,"UNIT2",0,"OP","IC","DFO",0.4,0.141,{"v":495.692,"d":"496"},{"v":201.846,"d":"202"},"Distributed from 923 Generation And Fuel",2001]
[567,2019,"AK","Scammon Bay",57056,"UNIT3",0,"OP","IC","DFO",0.5,0.141,{"v":619.615,"d":"620"},{"v":252.308,"d":"252"},"Distributed from 923 Generation And Fuel",2007]
[568,2019,"AK","Selawik",6341,"1A",0,"OP","IC","DFO",0.3,0.169,{"v":443.824,"d":"444"},{"v":180.706,"d":"181"},"Distributed from 923 Generation And Fuel",2003]
[569,2019,"AK","Selawik",6341,"2B",0,"OP","IC","DFO",0.5,0.169,{"v":739.706,"d":"740"},{"v":301.176,"d":"301"},"Distributed from 923 Generation And Fuel",2013]
[570,2019,"AK","Selawik",6341,"3B",0,"OP","IC","DFO",0.9,0.169,{"v":1331.471,"d":"1,331"},{"v":542.118,"d":"542"},"Distributed from 923 Generation And Fuel",2014]
[571,2019,"AK","Selawik",6341,"1",0,"RE","IC","DFO",0.3,{"$nulls":5},2003]
[572,2019,"AK","Selawik",6341,"2",0,"RE","IC","DFO",0.7,{"$nulls":5},2005]
[573,2019,"AK","Selawik",6341,"2A",0,"RE","IC","DFO",0.5,{"$nulls":5},2013]
[574,2019,"AK","Selawik",6341,"3",0,"RE","IC","DFO",0.3,{"$nulls":5},2003]
[575,2019,"AK","Selawik",6341,"3A",0,"RE","IC","DFO",0.8,{"$nulls":5},2014]
[576,2019,"AK","Seldovia",6283,"5",0,"OP","IC","DFO",1.2,0.003,{"v":34.364,"d":"34"},{"v":14.182,"d":"14"},"Distributed from 923 Generation And Fuel",2004]
[577,2019,"AK","Seldovia",6283,"7",0,"OP","IC","DFO",{"v":1,"d":"1.0"},0.003,{"v":28.636,"d":"29"},{"v":11.818,"d":"12"},"Distributed from 923 Generation And Fuel",2017]
[578,2019,"AK","Seldovia",6283,"1",0,"RE","IC","DFO",0.3,{"$nulls":5},2003]
[579,2019,"AK","Seldovia",6283,"2",0,"RE","IC","DFO",0.6,{"$nulls":5},2003]
[580,2019,"AK","Seldovia",6283,"3",0,"RE","IC","DFO",0.6,{"$nulls":5},2003]
[581,2019,"AK","Seldovia",6283,"4",0,"RE","IC","DFO",0.6,{"$nulls":5},2003]
[582,2019,"AK","Seldovia",6283,"6",0,"RE","IC","DFO",1.2,{"$nulls":5},2017]
[583,2019,"AK","Seward (AK)",92,"3",0,"OP","IC","DFO",2.5,{"v":2E-3,"d":"0.002"},{"v":34.936,"d":"35"},{"v":14.263,"d":"14"},"Distributed from 923 Generation And Fuel",1975]
[584,2019,"AK","Seward (AK)",92,"4",0,"OP","IC","DFO",2.5,{"v":2E-3,"d":"0.002"},{"v":34.936,"d":"35"},{"v":14.263,"d":"14"},"Distributed from 923 Generation And Fuel",1986]
[585,2019,"AK","Seward (AK)",92,"5",0,"OP","IC","DFO",2.5,{"v":2E-3,"d":"0.002"},{"v":34.936,"d":"35"},{"v":14.263,"d":"14"},"Distributed from 923 Generation And Fuel",1985]
[586,2019,"AK","Seward (AK)",92,"6",0,"OP","IC","DFO",2.8,{"v":2E-3,"d":"0.002"},{"v":39.128,"d":"39"},{"v":15.974,"d":"16"},"Distributed from 923 Generation And Fuel",2000]
[587,2019,"AK","Seward (AK)",92,"N1",0,"OP","IC","DFO",2.8,{"v":2E-3,"d":"0.002"},{"v":39.128,"d":"39"},{"v":15.974,"d":"16"},"Distributed from 923 Generation And Fuel",2010]
[588,2019,"AK","Seward (AK)",92,"N2",0,"OP","IC","DFO",2.5,{"v":2E-3,"d":"0.002"},{"v":34.936,"d":"35"},{"v":14.263,"d":"14"},"Distributed from 923 Generation And Fuel",2010]
[589,2019,"AK","Seward (AK)",92,"1",0,"RE","IC","DFO",1.5,{"$nulls":5},2009]
[590,2019,"AK","Seward (AK)",92,"2",0,"RE","IC","DFO",1.5,{"$nulls":5},2009]
[591,2019,"AK","Shishmaref",6345,"1",0,"OP","IC","DFO",0.3,0.127,{"v":332.6,"d":"333"},{"v":135.4,"d":"135"},"Distributed from 923 Generation And Fuel",2004]
[592,2019,"AK","Shishmaref",6345,"2",0,"OP","IC","DFO",0.3,0.127,{"v":332.6,"d":"333"},{"v":135.4,"d":"135"},"Distributed from 923 Generation And Fuel",1976]
[593,2019,"AK","Shishmaref",6345,"3A",0,"OP","IC","DFO",0.4,0.127,{"v":443.467,"d":"443"},{"v":180.533,"d":"181"},"Distributed from 923 Generation And Fuel",2002]
[594,2019,"AK","Shishmaref",6345,"4A",0,"OP","IC","DFO",0.5,0.127,{"v":554.333,"d":"554"},{"v":225.667,"d":"226"},"Distributed from 923 Generation And Fuel",2006]
[595,2019,"AK","Shishmaref",6345,"3",0,"RE","IC","DFO",0.3,{"$nulls":5},2002]
[596,2019,"AK","Shishmaref",6345,"4",0,"RE","IC","DFO",0.5,{"$nulls":5},2006]
[597,2019,"AK","Shungnak",57063,"UNIT1",0,"OP","IC","DFO",0.2,{"v":0.15,"d":"0.150"},{"v":262.333,"d":"262"},{"v":106.833,"d":"107"},"Distributed from 923 Generation And Fuel",1991]
[598,2019,"AK","Shungnak",57063,"UNIT2",0,"OP","IC","DFO",0.3,{"v":0.15,"d":"0.150"},{"v":393.5,"d":"394"},{"v":160.25,"d":"160"},"Distributed from 923 Generation And Fuel",1984]
[599,2019,"AK","Shungnak",57063,"UNIT3",0,"OP","IC","DFO",0.3,{"v":0.15,"d":"0.150"},{"v":393.5,"d":"394"},{"v":160.25,"d":"160"},"Distributed from 923 Generation And Fuel",1998]
[600,2019,"AK","Shungnak",57063,"UNIT4",0,"OP","IC","DFO",0.4,{"v":0.15,"d":"0.150"},{"v":524.667,"d":"525"},{"v":213.667,"d":"214"},"Distributed from 923 Generation And Fuel",1991]
[601,2019,"AK","Silvis",6581,"1",0,"OP","HY","WAT",2.1,0.465,{"v":8560,"d":"8,560"},{"v":3744,"d":"3,744"},"Distributed from 923 Generation And Fuel",1968]
[602,2019,"AK","Skagway",66,"1",0,"OP","HY","WAT",0.4,0.221,{"v":772.8,"d":"773"},338,"Distributed from 923 Generation And Fuel",1957]
[603,2019,"AK","Skagway",66,"2",0,"OP","HY","WAT",0.1,0.221,{"v":193.2,"d":"193"},{"v":84.5,"d":"85"},"Distributed from 923 Generation And Fuel",1909]
[604,2019,"AK","Skagway",66,"3",0,"OP","HY","WAT",0.3,0.221,{"v":579.6,"d":"580"},{"v":253.5,"d":"254"},"Distributed from 923 Generation And Fuel",1981]
[605,2019,"AK","Skagway",66,"4",0,"OP","HY","WAT",0.2,0.221,{"v":386.4,"d":"386"},169,"Distributed from 923 Generation And Fuel",1987]
[606,2019,"AK","Skagway",66,"6A",0,"OP","IC","DFO",0.8,0.021,{"v":147.294,"d":"147"},60,"Distributed from 923 Generation And Fuel",1986]
[607,2019,"AK","Skagway",66,"7A",0,"OP","IC","DFO",1.1,0.021,{"v":202.529,"d":"203"},{"v":82.5,"d":"83"},"Distributed from 923 Generation And Fuel",1996]
[608,2019,"AK","Skagway",66,"8A",0,"OP","IC","DFO",0.5,0.021,{"v":92.059,"d":"92"},{"v":37.5,"d":"38"},"Distributed from 923 Generation And Fuel",1991]
[609,2019,"AK","Skagway",66,"9",0,"OP","IC","DFO",{"v":1,"d":"1.0"},0.021,{"v":184.118,"d":"184"},75,"Distributed from 923 Generation And Fuel",2009]
[610,2019,"AK","Slana Generating Station",61685,"1",0,"OP","IC","DFO",0.4,0.129,452,184,"Distributed from 923 Generation And Fuel",2016]
[611,2019,"AK","Slana Generating Station",61685,"2",0,"OP","IC","DFO",0.4,0.129,452,184,"Distributed from 923 Generation And Fuel",2016]
[612,2019,"AK","Slana Generating Station",61685,"3",0,"OP","IC","DFO",0.4,0.129,452,184,"Distributed from 923 Generation And Fuel",2016]
[613,2019,"AK","Snake River",90,"12",0,"OP","IC","DFO",3.8,0.208,{"v":6908.904,"d":"6,909"},{"v":2812.687,"d":"2,813"},"Distributed from 923 Generation And Fuel",1991]
[614,2019,"AK","Snake River",90,"14",0,"OP","IC","DFO",{"v":2,"d":"2.0"},0.208,{"v":3636.265,"d":"3,636"},{"v":1480.361,"d":"1,480"},"Distributed from 923 Generation And Fuel",1999]
[615,2019,"AK","Snake River",90,"15",0,"OP","IC","DFO",5.2,0.208,{"v":9454.289,"d":"9,454"},{"v":3848.94,"d":"3,849"},"Distributed from 923 Generation And Fuel",2007]
[616,2019,"AK","Snake River",90,"16",0,"OP","IC","DFO",5.2,0.208,{"v":9454.289,"d":"9,454"},{"v":3848.94,"d":"3,849"},"Distributed from 923 Generation And Fuel",2007]
[617,2019,"AK","Snake River",90,"18",0,"OP","IC","DFO",0.4,0.208,{"v":727.253,"d":"727"},{"v":296.072,"d":"296"},"Distributed from 923 Generation And Fuel",2013]
[618,2019,"AK","Snake River",90,"ENT",0,"OP","WT","WND",0.8,0.108,{"v":759.385,"d":"759"},{"v":291.077,"d":"291"},"Distributed from 923 Generation And Fuel",2015]
[619,2019,"AK","Snake River",90,"EWT 1",0,"OP","WT","WND",0.9,0.108,{"v":854.308,"d":"854"},{"v":327.462,"d":"327"},"Distributed from 923 Generation And Fuel",2013]
[620,2019,"AK","Snake River",90,"EWT 2",0,"OP","WT","WND",0.9,0.108,{"v":854.308,"d":"854"},{"v":327.462,"d":"327"},"Distributed from 923 Generation And Fuel",2013]
[621,2019,"AK","Snake River",90,"11",0,"RE","IC","DFO",1.5,{"$nulls":5},2011]
[622,2019,"AK","Snake River",90,"5",0,"RE","IC","DFO",1.2,{"$nulls":5},2001]
[623,2019,"AK","Snake River",90,"6",0,"RE","IC","DFO",{"v":1,"d":"1.0"},{"$nulls":5},2008]
[624,2019,"AK","Snake River",90,"9",0,"RE","IC","DFO",2.8,{"$nulls":5},2011]
[625,2019,"AK","Snettisham",78,"1",0,"OP","HY","WAT",23.6,0.348,{"v":72039.754,"d":"72,040"},{"v":31509.32,"d":"31,509"},"Distributed from 923 Generation And Fuel",1973]
[626,2019,"AK","Snettisham",78,"2",0,"OP","HY","WAT",23.6,0.348,{"v":72039.754,"d":"72,040"},{"v":31509.32,"d":"31,509"},"Distributed from 923 Generation And Fuel",1973]
[627,2019,"AK","Snettisham",78,"3",0,"OP","HY","WAT",{"v":31,"d":"31.0"},0.348,{"v":94628.491,"d":"94,628"},{"v":41389.361,"d":"41,389"},"Distributed from 923 Generation And Fuel",1990]
[628,2019,"AK","Soldotna",57206,"1",0,"OP","GT","NG",{"v":50,"d":"50.0"},0.053,{"v":23249.5,"d":"23,250"},{"v":8801.5,"d":"8,802"},"Distributed from 923 Generation And Fuel",2014]
[629,2019,"AK","Soldotna",57206,"3",0,"P","BA","MWH",{"v":93,"d":"93.0"}]
[630,2019,"AK","Soldotna",57206,"2",0,"IP","GT","NG",{"v":50,"d":"50.0"},0.053,{"v":23249.5,"d":"23,250"},{"v":8801.5,"d":"8,802"},"Distributed from 923 Generation And Fuel"]
[631,2019,"AK","Solomon Gulch",390,"1",0,"OP","HY","WAT",{"v":6,"d":"6.0"},0.506,{"v":26599,"d":"26,599"},{"v":11634,"d":"11,634"},"Distributed from 923 Generation And Fuel",1982]
[632,2019,"AK","Solomon Gulch",390,"2",0,"OP","HY","WAT",{"v":6,"d":"6.0"},0.506,{"v":26599,"d":"26,599"},{"v":11634,"d":"11,634"},"Distributed from 923 Generation And Fuel",1982]
[633,2019,"AK","South Fork",56265,"1",0,"OP","HY","WAT",{"v":2,"d":"2.0"},0.255,{"v":4473,"d":"4,473"},{"v":1956,"d":"1,956"},"Distributed from 923 Generation And Fuel",2005]
[634,2019,"AK","Southcentral Power Project",57036,"1",0,"OP","CT","NG",48.8,0.474,{"v":202840,"d":"202,840"},{"v":82513,"d":"82,513"},"EIA-923 Generator File",2013]
[635,2019,"AK","Southcentral Power Project",57036,"2",0,"OP","CT","NG",48.8,0.478,{"v":204216,"d":"204,216"},{"v":81871,"d":"81,871"},"EIA-923 Generator File",2013]
[636,2019,"AK","Southcentral Power Project",57036,"3",0,"OP","CT","NG",48.8,0.469,{"v":200317,"d":"200,317"},{"v":82126,"d":"82,126"},"EIA-923 Generator File",2013]
[637,2019,"AK","Southcentral Power Project",57036,"4",3,"OP","CA","NG",57.5,0.378,{"v":190536,"d":"190,536"},{"v":81100,"d":"81,100"},"EIA-923 Generator File",2013]
[638,2019,"AK","St Marys IC",6338,"1B",0,"OP","IC","DFO",{"v":5,"d":"5.0"},0.053,{"v":2303.077,"d":"2,303"},{"v":937.692,"d":"938"},"Distributed from 923 Generation And Fuel",2006]
[639,2019,"AK","St Marys IC",6338,"2",0,"OP","IC","DFO",0.6,0.053,{"v":276.369,"d":"276"},{"v":112.523,"d":"113"},"Distributed from 923 Generation And Fuel",1980]
[640,2019,"AK","St Marys IC",6338,"3",0,"OP","IC","DFO",0.9,0.053,{"v":414.554,"d":"415"},{"v":168.785,"d":"169"},"Distributed from 923 Generation And Fuel",1974]
[641,2019,"AK","St Marys IC",6338,"1",0,"RE","IC","DFO",0.6,{"$nulls":5},2006]
[642,2019,"AK","St. Michael",57061,"4",0,"SB","IC","DFO",0.7,{"$nulls":4},2015]
[643,2019,"AK","St. Michael",57061,"UNIT1",0,"RE","IC","DFO",0.5,{"$nulls":5},2015]
[644,2019,"AK","St. Michael",57061,"UNIT2",0,"RE","IC","DFO",0.3,{"$nulls":5},2015]
[645,2019,"AK","St. Michael",57061,"UNIT3",0,"RE","IC","DFO",0.2,{"$nulls":5},2015]
[646,2019,"AK","Stebbins",57055,"1",0,"OP","IC","DFO",0.5,0.194,{"v":849.75,"d":"850"},346,"Distributed from 923 Generation And Fuel",2014]
[647,2019,"AK","Stebbins",57055,"2",0,"OP","IC","DFO",0.5,0.194,{"v":849.75,"d":"850"},346,"Distributed from 923 Generation And Fuel",2014]
[648,2019,"AK","Stebbins",57055,"3",0,"OP","IC","DFO",0.5,0.194,{"v":849.75,"d":"850"},346,"Distributed from 923 Generation And Fuel",2014]
[649,2019,"AK","Stebbins",57055,"4",0,"OP","IC","DFO",0.5,0.194,{"v":849.75,"d":"850"},346,"Distributed from 923 Generation And Fuel",2014]
[650,2019,"AK","Stebbins",57055,"UNIT1",0,"RE","IC","DFO",0.5,{"$nulls":5},2014]
[651,2019,"AK","Stebbins",57055,"UNIT2",0,"RE","IC","DFO",0.4,{"$nulls":5},2014]
[652,2019,"AK","Stebbins",57055,"UNIT3",0,"RE","IC","DFO",0.3,{"$nulls":5},2014]
[653,2019,"AK","Swampy Acres Microgrid",60250,"13",0,"OP","IC","DFO",4.4,{"v":0,"d":"0.000"},0,0,"Distributed from 923 Generation And Fuel",2015]
[654,2019,"AK","Swampy Acres Microgrid",60250,"6A",0,"OP","IC","DFO",{"v":2,"d":"2.0"},{"v":0,"d":"0.000"},0,0,"Distributed from 923 Generation And Fuel",2002]
[655,2019,"AK","Swampy Acres Microgrid",60250,"7A",0,"OP","IC","DFO",{"v":2,"d":"2.0"},{"v":0,"d":"0.000"},0,0,"Distributed from 923 Generation And Fuel",2002]
[656,2019,"AK","Swan Lake",70,"1",0,"OP","HY","WAT",11.3,0.275,{"v":27182.5,"d":"27,183"},{"v":11889.5,"d":"11,890"},"Distributed from 923 Generation And Fuel",1984]
[657,2019,"AK","Swan Lake",70,"2",0,"OP","HY","WAT",11.3,0.275,{"v":27182.5,"d":"27,183"},{"v":11889.5,"d":"11,890"},"Distributed from 923 Generation And Fuel",1984]
[658,2019,"AK","Sweetheart Lake Hydroelectric Facility",60588,"JHI01",0,"P","HY","WAT",6.6]
[659,2019,"AK","Sweetheart Lake Hydroelectric Facility",60588,"JHI02",0,"P","HY","WAT",6.6]
[660,2019,"AK","Sweetheart Lake Hydroelectric Facility",60588,"JHI03",0,"P","HY","WAT",6.6]
[661,2019,"AK","Terror Lake Microgrid",71,"1",0,"OP","HY","WAT",11.2,0.424,{"v":41587.333,"d":"41,587"},{"v":18190,"d":"18,190"},"Distributed from 923 Generation And Fuel",1984]
[662,2019,"AK","Terror Lake Microgrid",71,"2",0,"OP","HY","WAT",11.2,0.424,{"v":41587.333,"d":"41,587"},{"v":18190,"d":"18,190"},"Distributed from 923 Generation And Fuel",1984]
[663,2019,"AK","Terror Lake Microgrid",71,"3",0,"OP","HY","WAT",11.2,0.424,{"v":41587.333,"d":"41,587"},{"v":18190,"d":"18,190"},"Distributed from 923 Generation And Fuel",2014]
[664,2019,"AK","Tesoro Kenai Cogeneration Plant",52184,"GEN1",0,"OP","GT","NG",4.3,0.905,{"v":34105,"d":"34,105"},{"v":14525,"d":"14,525"},"Distributed from 923 Generation And Fuel",1988]
[665,2019,"AK","Tesoro Kenai Cogeneration Plant",52184,"GEN2",0,"OP","GT","NG",4.3,0.905,{"v":34105,"d":"34,105"},{"v":14525,"d":"14,525"},"Distributed from 923 Generation And Fuel",1988]
[666,2019,"AK","Tesoro Kenai Cogeneration Plant",52184,"GEN3",0,"CN","GT","NG",7.8]
[667,2019,"AK","Thorne Bay Plant",7414,"2",0,"OP","IC","DFO",0.6,{"v":-1E-3,"d":"(0.001)"},{"v":-6.6,"d":"(7)"},0,"Distributed from 923 Generation And Fuel",1993]
[668,2019,"AK","Thorne Bay Plant",7414,"4",0,"OP","IC","DFO",0.4,{"v":-1E-3,"d":"(0.001)"},{"v":-4.4,"d":"(4)"},0,"Distributed from 923 Generation And Fuel",1996]
[669,2019,"AK","TNSG North Plant",58278,"13",0,"OP","IC","DFO",0.3,{"v":0,"d":"0.000"},0,0,"Distributed from 923 Generation And Fuel",2010]
[670,2019,"AK","TNSG North Plant",58278,"CT1",0,"OP","GT","NG",5.2,0.254,{"v":11549.118,"d":"11,549"},{"v":4372.299,"d":"4,372"},"Distributed from 923 Generation And Fuel",2008]
[671,2019,"AK","TNSG North Plant",58278,"CT2",0,"OP","GT","NG",5.2,0.254,{"v":11549.118,"d":"11,549"},{"v":4372.299,"d":"4,372"},"Distributed from 923 Generation And Fuel",2009]
[672,2019,"AK","TNSG North Plant",58278,"CT3",0,"OP","GT","NG",7.5,0.254,{"v":16657.382,"d":"16,657"},{"v":6306.201,"d":"6,306"},"Distributed from 923 Generation And Fuel",2014]
[673,2019,"AK","TNSG North Plant",58278,"CT4",0,"OP","GT","NG",7.5,0.254,{"v":16657.382,"d":"16,657"},{"v":6306.201,"d":"6,306"},"Distributed from 923 Generation And Fuel",2014]
[674,2019,"AK","TNSG South Plant",58117,"1A",0,"OP","IC","NG",1.4,{"v":-2E-3,"d":"(0.002)"},{"v":-29.077,"d":"(29)"},{"v":-10.949,"d":"(11)"},"Distributed from 923 Generation And Fuel",2006]
[675,2019,"AK","TNSG South Plant",58117,"2",0,"OP","IC","NG",0.8,{"v":-2E-3,"d":"(0.002)"},{"v":-16.615,"d":"(17)"},{"v":-6.256,"d":"(6)"},"Distributed from 923 Generation And Fuel",1992]
[676,2019,"AK","TNSG South Plant",58117,"3",0,"OP","IC","NG",0.8,{"v":-2E-3,"d":"(0.002)"},{"v":-16.615,"d":"(17)"},{"v":-6.256,"d":"(6)"},"Distributed from 923 Generation And Fuel",1992]
[677,2019,"AK","TNSG South Plant",58117,"4A",0,"OP","IC","NG",1.4,{"v":-2E-3,"d":"(0.002)"},{"v":-29.077,"d":"(29)"},{"v":-10.949,"d":"(11)"},"Distributed from 923 Generation And Fuel",2006]
[678,2019,"AK","TNSG South Plant",58117,"6",0,"OP","IC","NG",3.4,{"v":-2E-3,"d":"(0.002)"},{"v":-70.615,"d":"(71)"},{"v":-26.59,"d":"(27)"},"Distributed from 923 Generation And Fuel",2003]
[679,2019,"AK","TNSG South Plant",58117,"12",0,"RE","IC","NG",0.6,{"$nulls":5},2012]
[680,2019,"AK","Togiak",6348,"1",0,"OP","IC","DFO",0.6,0.065,{"v":341.654,"d":"342"},{"v":139.038,"d":"139"},"Distributed from 923 Generation And Fuel",2019]
[681,2019,"AK","Togiak",6348,"2B",0,"OP","IC","DFO",0.6,0.065,{"v":341.654,"d":"342"},{"v":139.038,"d":"139"},"Distributed from 923 Generation And Fuel",2019]
[682,2019,"AK","Togiak",6348,"3",0,"OP","IC","DFO",1.1,0.065,{"v":626.365,"d":"626"},{"v":254.904,"d":"255"},"Distributed from 923 Generation And Fuel",2019]
[683,2019,"AK","Togiak",6348,"4C",0,"OP","IC","DFO",0.5,0.065,{"v":284.712,"d":"285"},{"v":115.865,"d":"116"},"Distributed from 923 Generation And Fuel",2019]
[684,2019,"AK","Togiak",6348,"2",0,"RE","IC","DFO",0.3,{"$nulls":5},2004]
[685,2019,"AK","Togiak",6348,"2a",0,"RE","IC","DFO",0.5,0.065,{"v":284.712,"d":"285"},{"v":115.865,"d":"116"},"Distributed from 923 Generation And Fuel",null,2019]
[686,2019,"AK","Togiak",6348,"4",0,"RE","IC","DFO",0.3,0.065,{"v":170.827,"d":"171"},{"v":69.519,"d":"70"},"Distributed from 923 Generation And Fuel",null,2019]
[687,2019,"AK","Togiak",6348,"4B",0,"RE","IC","DFO",0.8,0.065,{"v":455.538,"d":"456"},{"v":185.385,"d":"185"},"Distributed from 923 Generation And Fuel",null,2019]
[688,2019,"AK","Togiak",6348,"4a",0,"RE","IC","DFO",0.5,{"$nulls":5},2014]
[689,2019,"AK","Togiak",6348,"5",0,"RE","IC","DFO",0.5,{"$nulls":5},2004]
[690,2019,"AK","Togiak",6348,"5A",0,"RE","IC","DFO",0.8,0.065,{"v":455.538,"d":"456"},{"v":185.385,"d":"185"},"Distributed from 923 Generation And Fuel",null,2019]
[691,2019,"AK","Tok",406,"3A",0,"OP","IC","DFO",1.3,0.197,{"v":2246.057,"d":"2,246"},{"v":914.415,"d":"914"},"Distributed from 923 Generation And Fuel",1999]
[692,2019,"AK","Tok",406,"4A",0,"OP","IC","DFO",1.1,0.197,{"v":1900.509,"d":"1,901"},{"v":773.736,"d":"774"},"Distributed from 923 Generation And Fuel",1989]
[693,2019,"AK","Tok",406,"5A",0,"OP","IC","DFO",1.1,0.197,{"v":1900.509,"d":"1,901"},{"v":773.736,"d":"774"},"Distributed from 923 Generation And Fuel",1996]
[694,2019,"AK","Tok",406,"6",0,"OS","IC","DFO",0.5,0.197,{"v":863.868,"d":"864"},{"v":351.698,"d":"352"},"Distributed from 923 Generation And Fuel",2010]
[695,2019,"AK","Tok",406,"8",0,"OP","IC","DFO",0.4,0.197,{"v":691.094,"d":"691"},{"v":281.358,"d":"281"},"Distributed from 923 Generation And Fuel",1985]
[696,2019,"AK","Tok",406,"9",0,"OP","IC","DFO",0.9,0.197,{"v":1554.962,"d":"1,555"},{"v":633.057,"d":"633"},"Distributed from 923 Generation And Fuel",1985]
[697,2019,"AK","Toksook Bay",57067,"1A",0,"OP","IC","DFO",0.8,0.162,{"v":1137.6,"d":"1,138"},{"v":463.04,"d":"463"},"Distributed from 923 Generation And Fuel",2019]
[698,2019,"AK","Toksook Bay",57067,"UNIT2",0,"OP","IC","DFO",0.5,0.162,711,{"v":289.4,"d":"289"},"Distributed from 923 Generation And Fuel",2005]
[699,2019,"AK","Toksook Bay",57067,"UNIT3",0,"OP","IC","DFO",0.8,0.162,{"v":1137.6,"d":"1,138"},{"v":463.04,"d":"463"},"Distributed from 923 Generation And Fuel",2005]
[700,2019,"AK","Toksook Bay",57067,"UNIT1",0,"RE","IC","DFO",0.4,0.162,{"v":568.8,"d":"569"},{"v":231.52,"d":"232"},"Distributed from 923 Generation And Fuel",null,2019]
[701,2019,"AK","Tyee Lake Hydroelectric Facility",61166,"UNIT1",0,"OP","HY","WAT",11.3,0.384,{"v":37988.5,"d":"37,989"},{"v":16615.5,"d":"16,616"},"Distributed from 923 Generation And Fuel",1983]
[702,2019,"AK","Tyee Lake Hydroelectric Facility",61166,"UNIT2",0,"OP","HY","WAT",11.3,0.384,{"v":37988.5,"d":"37,989"},{"v":16615.5,"d":"16,616"},"Distributed from 923 Generation And Fuel",1983]
[703,2019,"AK","Unalakleet",6299,"5",0,"OP","IC","DFO",0.5,0.181,{"v":791.5,"d":"792"},{"v":322.25,"d":"322"},"Distributed from 923 Generation And Fuel",2010]
[704,2019,"AK","Unalakleet",6299,"6",0,"OP","IC","DFO",0.5,0.181,{"v":791.5,"d":"792"},{"v":322.25,"d":"322"},"Distributed from 923 Generation And Fuel",2010]
[705,2019,"AK","Unalakleet",6299,"7",0,"OP","IC","DFO",0.5,0.181,{"v":791.5,"d":"792"},{"v":322.25,"d":"322"},"Distributed from 923 Generation And Fuel",2010]
[706,2019,"AK","Unalakleet",6299,"8",0,"OP","IC","DFO",0.5,0.181,{"v":791.5,"d":"792"},{"v":322.25,"d":"322"},"Distributed from 923 Generation And Fuel",2010]
[707,2019,"AK","Unalakleet",6299,"1",0,"RE","IC","DFO",0.4,{"$nulls":5},2010]
[708,2019,"AK","Unalakleet",6299,"2",0,"RE","IC","DFO",0.4,{"$nulls":5},2010]
[709,2019,"AK","Unalakleet",6299,"3",0,"RE","IC","DFO",0.4,{"$nulls":5},2010]
[710,2019,"AK","Unalakleet",6299,"4",0,"RE","IC","DFO",0.4,{"$nulls":5},2010]
[711,2019,"AK","Unalaska Power Module",7503,"7",0,"OP","IC","DFO",1.1,0.124,{"v":1195,"d":"1,195"},486,"Distributed from 923 Generation And Fuel",1993]
[712,2019,"AK","Unisea G 2",54422,"CAT4",0,"OP","IC","DFO",{"v":1,"d":"1.0"},0.197,{"v":1723.429,"d":"1,723"},{"v":702.057,"d":"702"},"Distributed from 923 Generation And Fuel",2012]
[713,2019,"AK","Unisea G 2",54422,"CAT5",0,"OP","IC","DFO",{"v":1,"d":"1.0"},0.197,{"v":1723.429,"d":"1,723"},{"v":702.057,"d":"702"},"Distributed from 923 Generation And Fuel",2012]
[714,2019,"AK","Unisea G 2",54422,"GEN1",0,"OP","IC","DFO",2.5,0.197,{"v":4308.571,"d":"4,309"},{"v":1755.143,"d":"1,755"},"Distributed from 923 Generation And Fuel",1990]
[715,2019,"AK","Unisea G 2",54422,"GEN2",0,"OP","IC","DFO",2.6,0.197,{"v":4480.914,"d":"4,481"},{"v":1825.349,"d":"1,825"},"Distributed from 923 Generation And Fuel",1990]
[716,2019,"AK","Unisea G 2",54422,"GEN3",0,"OP","IC","DFO",2.7,0.197,{"v":4653.257,"d":"4,653"},{"v":1895.554,"d":"1,896"},"Distributed from 923 Generation And Fuel",1990]
[717,2019,"AK","Unisea G 2",54422,"GEN4",0,"OP","IC","DFO",2.5,0.197,{"v":4308.571,"d":"4,309"},{"v":1755.143,"d":"1,755"},"Distributed from 923 Generation And Fuel",1990]
[718,2019,"AK","Unisea G 2",54422,"GEN5",0,"OP","IC","DFO",2.7,0.197,{"v":4653.257,"d":"4,653"},{"v":1895.554,"d":"1,896"},"Distributed from 923 Generation And Fuel",1990]
[719,2019,"AK","Unisea G 2",54422,"GEN6",0,"OP","IC","DFO",2.5,0.197,{"v":4308.571,"d":"4,309"},{"v":1755.143,"d":"1,755"},"Distributed from 923 Generation And Fuel",1990]
[720,2019,"AK","Unisea G 2",54422,"CAT1",0,"RE","IC","DFO",0.8,{"$nulls":5},2011]
[721,2019,"AK","Unisea G 2",54422,"CAT2",0,"RE","IC","DFO",0.9,{"$nulls":5},2011]
[722,2019,"AK","University of Alaska Fairbanks",50711,"GEN1",4,"OP","ST","SUB",1.5,{"v":0,"d":"0.000"},0,0,"EIA-923 Generator File",1964]
[723,2019,"AK","University of Alaska Fairbanks",50711,"GEN2",4,"OP","ST","SUB",1.5,{"v":0,"d":"0.000"},0,0,"EIA-923 Generator File",1964]
[724,2019,"AK","University of Alaska Fairbanks",50711,"GEN3",4,"OP","ST","SUB",{"v":10,"d":"10.0"},0.325,{"v":28433,"d":"28,433"},{"v":7124,"d":"7,124"},"EIA-923 Generator File",1981]
[725,2019,"AK","University of Alaska Fairbanks",50711,"GEN4",0,"OP","IC","DFO",9.6,{"v":-1E-3,"d":"(0.001)"},{"v":-105,"d":"(105)"},0,"Distributed from 923 Generation And Fuel",2000]
[726,2019,"AK","University of Alaska Fairbanks",50711,"GEN5",1,"V","ST","SUB",{"v":17,"d":"17.0"},{"v":0,"d":"0.000"},0,0,"Distributed from 923 Generation And Fuel"]
[727,2019,"AK","Upper Kalskag",57054,"UNIT1",0,"OP","IC","DFO",0.2,0.155,{"v":272.182,"d":"272"},{"v":110.727,"d":"111"},"Distributed from 923 Generation And Fuel",2004]
[728,2019,"AK","Upper Kalskag",57054,"UNIT2",0,"OP","IC","DFO",0.4,0.155,{"v":544.364,"d":"544"},{"v":221.455,"d":"221"},"Distributed from 923 Generation And Fuel",2004]
[729,2019,"AK","Upper Kalskag",57054,"UNIT3",0,"OP","IC","DFO",0.5,0.155,{"v":680.455,"d":"680"},{"v":276.818,"d":"277"},"Distributed from 923 Generation And Fuel",2004]
[730,2019,"AK","Utility Plants Section",50308,"GEN1",6,"OS","ST","SUB",{"v":5,"d":"5.0"},{"v":0,"d":"0.000"},0,0,"EIA-923 Generator File",1955]
[731,2019,"AK","Utility Plants Section",50308,"GEN3",6,"OP","ST","SUB",{"v":5,"d":"5.0"},0.593,{"v":25980,"d":"25,980"},{"v":10687,"d":"10,687"},"EIA-923 Generator File",1955]
[732,2019,"AK","Utility Plants Section",50308,"GEN4",6,"OP","ST","SUB",{"v":5,"d":"5.0"},{"v":0.61,"d":"0.610"},{"v":26698,"d":"26,698"},{"v":9650,"d":"9,650"},"EIA-923 Generator File",1955]
[733,2019,"AK","Utility Plants Section",50308,"GEN5",6,"OP","ST","SUB",{"v":5,"d":"5.0"},0.423,{"v":18524,"d":"18,524"},{"v":2746,"d":"2,746"},"EIA-923 Generator File",1989]
[734,2019,"AK","Utility Plants Section",50308,"GEN2",6,"RE","ST","SUB",2.5,{"$nulls":5},2009]
[735,2019,"AK","Valdez",6306,"11",0,"OP","IC","DFO",1.6,0.041,{"v":577.488,"d":"577"},{"v":235.163,"d":"235"},"Distributed from 923 Generation And Fuel",2017]
[736,2019,"AK","Valdez",6306,"12",0,"OP","IC","DFO",1.6,0.041,{"v":577.488,"d":"577"},{"v":235.163,"d":"235"},"Distributed from 923 Generation And Fuel",2017]
[737,2019,"AK","Valdez",6306,"4",0,"OP","IC","DFO",1.9,0.041,{"v":685.767,"d":"686"},{"v":279.256,"d":"279"},"Distributed from 923 Generation And Fuel",1972]
[738,2019,"AK","Valdez",6306,"5",0,"OP","IC","DFO",2.6,0.041,{"v":938.419,"d":"938"},{"v":382.14,"d":"382"},"Distributed from 923 Generation And Fuel",1975]
[739,2019,"AK","Valdez",6306,"6",0,"OP","IC","DFO",0.9,0.041,{"v":324.837,"d":"325"},{"v":132.279,"d":"132"},"Distributed from 923 Generation And Fuel",1974]
[740,2019,"AK","Valdez",6306,"1",0,"RE","IC","DFO",0.5,{"$nulls":5},2016]
[741,2019,"AK","Valdez",6306,"2",0,"RE","IC","DFO",0.5,{"$nulls":5},2016]
[742,2019,"AK","Valdez",6306,"3",0,"RE","IC","DFO",0.5,{"$nulls":5},2016]
[743,2019,"AK","Valdez",6306,"7",0,"RE","GT","DFO",2.8,{"$nulls":5},2018]
[744,2019,"AK","Valdez Cogen",7841,"1",0,"OP","GT","WO",5.3,0.384,{"v":17823,"d":"17,823"},{"v":7256,"d":"7,256"},"Distributed from 923 Generation And Fuel",2000]
[745,2019,"AK","Viking",56147,"1",0,"OS","IC","DFO",{"v":1,"d":"1.0"},{"v":0,"d":"0.000"},0,0,"Distributed from 923 Generation And Fuel",2003]
[746,2019,"AK","Westward Seafoods",54305,"2",0,"OP","IC","DFO",2.2,{"v":0.3,"d":"0.300"},{"v":5791,"d":"5,791"},{"v":2846,"d":"2,846"},"Distributed from 923 Generation And Fuel",1991]
[747,2019,"AK","Westward Seafoods",54305,"3",0,"OP","IC","DFO",2.2,{"v":0.3,"d":"0.300"},{"v":5791,"d":"5,791"},{"v":2846,"d":"2,846"},"Distributed from 923 Generation And Fuel",1991]
[748,2019,"AK","Westward Seafoods",54305,"4",0,"OP","IC","DFO",2.2,{"v":0.3,"d":"0.300"},{"v":5791,"d":"5,791"},{"v":2846,"d":"2,846"},"Distributed from 923 Generation And Fuel",1991]
[749,2019,"AK","Whitman",58977,"WPG-1",0,"OP","HY","WAT",3.9,0.236,{"v":8050.25,"d":"8,050"},{"v":3521.375,"d":"3,521"},"Distributed from 923 Generation And Fuel",2015]
[750,2019,"AK","Whitman",58977,"WPG-2",0,"OP","HY","WAT",0.9,0.236,{"v":1857.75,"d":"1,858"},{"v":812.625,"d":"813"},"Distributed from 923 Generation And Fuel",2015]
[751,2019,"AK","Wrangell",95,"11",0,"OP","IC","DFO",{"v":2,"d":"2.0"},0.008,144,{"v":58.588,"d":"59"},"Distributed from 923 Generation And Fuel",2000]
[752,2019,"AK","Wrangell",95,"12",0,"OP","IC","DFO",{"v":2,"d":"2.0"},0.008,144,{"v":58.588,"d":"59"},"Distributed from 923 Generation And Fuel",2000]
[753,2019,"AK","Wrangell",95,"13",0,"OP","IC","DFO",{"v":2,"d":"2.0"},0.008,144,{"v":58.588,"d":"59"},"Distributed from 923 Generation And Fuel",2002]
[754,2019,"AK","Wrangell",95,"9",0,"OP","IC","DFO",2.5,0.008,180,{"v":73.235,"d":"73"},"Distributed from 923 Generation And Fuel",1987]
[755,2019,"AK","Wrangell",95,"1",0,"RE","IC","DFO",1.3,{"$nulls":5},2001]
[756,2019,"AK","Wrangell",95,"2",0,"RE","IC","DFO",1.3,{"$nulls":5},2001]
[757,2019,"AK","Wrangell",95,"3",0,"RE","IC","DFO",1.3,{"$nulls":5},2001]
[758,2019,"AK","Wrangell",95,"4",0,"RE","IC","DFO",1.3,{"$nulls":5},2001]
[759,2019,"AK","Wrangell",95,"5",0,"RE","IC","DFO",0.5,{"$nulls":5},2009]
[760,2019,"AK","Wrangell",95,"7",0,"RE","IC","DFO",0.5,{"$nulls":5},2009]
[761,2019,"AK","Yakutat",6637,"2B",0,"OP","IC","DFO",0.8,0.173,{"v":1213.684,"d":"1,214"},{"v":494.105,"d":"494"},"Distributed from 923 Generation And Fuel",1999]
[762,2019,"AK","Yakutat",6637,"3A",0,"OP","IC","DFO",0.6,0.173,{"v":910.263,"d":"910"},{"v":370.579,"d":"371"},"Distributed from 923 Generation And Fuel",1999]
[763,2019,"AK","Yakutat",6637,"6",0,"OP","IC","DFO",1.2,0.173,{"v":1820.526,"d":"1,821"},{"v":741.158,"d":"741"},"Distributed from 923 Generation And Fuel",2007]
[764,2019,"AK","Yakutat",6637,"7",0,"OP","IC","DFO",1.2,0.173,{"v":1820.526,"d":"1,821"},{"v":741.158,"d":"741"},"Distributed from 923 Generation And Fuel",2012]
[765,2019,"AK","Yakutat",6637,"2A",0,"RE","IC","DFO",0.8,{"$nulls":5},1999]
[766,2019,"AK","Yakutat",6637,"3",0,"RE","IC","DFO",0.6,{"$nulls":5},1999]
[767,2019,"AK","Yakutat",6637,"4",0,"RE","IC","DFO",1.1,{"$nulls":5},1993]
[768,2019,"AK","Yakutat",6637,"4A",0,"RE","IC","DFO",1.1,{"$nulls":5},2014]
[769,2019,"AK","Yakutat",6637,"5",0,"RE","IC","DFO",0.3,{"$nulls":5},2006]
[770,2019,"AL","ABC Coke",56076,"1",0,"OP","ST","OG",3.8,0.091,{"v":3031,"d":"3,031"},{"v":1283.857,"d":"1,284"},"EIA-923 Generator File",1997]
[771,2019,"AL","AL Solar C LLC",63513,"OEALC",0,"T","PV","SUN",{"v":80,"d":"80.0"}]
[772,2019,"AL","Alabama Pine Pulp",54429,"GEN2",2,"OP","ST","BLQ",{"v":69,"d":"69.0"},0.719,{"v":434490.62,"d":"434,491"},{"v":162162.98,"d":"162,163"},"EIA-923 Generator File",1991]
[773,2019,"AL","Alabama River Pulp",10216,"GEN1",2,"OP","ST","BLQ",{"v":48,"d":"48.0"},0.605,{"v":254221.18,"d":"254,221"},{"v":82434.072,"d":"82,434"},"EIA-923 Generator File",1978]
[774,2019,"AL","Albertville",7924,"DG1",0,"OP","IC","DFO",{"v":1,"d":"1.0"},{"v":0,"d":"0.000"},0,0,"Distributed from 923 Generation And Fuel",2000]
[775,2019,"AL","Albertville",7924,"DG2",0,"OP","IC","DFO",{"v":1,"d":"1.0"},{"v":0,"d":"0.000"},0,0,"Distributed from 923 Generation And Fuel",2000]
[776,2019,"AL","Albertville",7924,"DG3",0,"OP","IC","DFO",{"v":1,"d":"1.0"},{"v":0,"d":"0.000"},0,0,"Distributed from 923 Generation And Fuel",2000]
[777,2019,"AL","Albertville",7924,"DG4",0,"OP","IC","DFO",{"v":1,"d":"1.0"},{"v":0,"d":"0.000"},0,0,"Distributed from 923 Generation And Fuel",2000]
[778,2019,"AL","AMEA Peaking",56018,"1",0,"OP","GT","NG",49.3,0.062,{"v":26859.5,"d":"26,860"},{"v":12954,"d":"12,954"},"Distributed from 923 Generation And Fuel",2004]
[779,2019,"AL","AMEA Peaking",56018,"2",0,"OP","GT","NG",49.3,0.062,{"v":26859.5,"d":"26,860"},{"v":12954,"d":"12,954"},"Distributed from 923 Generation And Fuel",2004]
[780,2019,"AL","ANAD Solar Array",60680,"1",0,"OP","PV","SUN",7.4,0.137,{"v":8870,"d":"8,870"},{"v":4796,"d":"4,796"},"Distributed from 923 Generation And Fuel",2017]
[781,2019,"AL","APC1",7708,"2",0,"CN","CC","NG",{"v":270,"d":"270.0"}]
[782,2019,"AL","APC2",7876,"1",0,"CN","CT","NG",{"v":300,"d":"300.0"}]
[783,2019,"AL","APC3",7877,"1",0,"CN","CC","NG",{"v":200,"d":"200.0"}]
[784,2019,"AL","Bankhead Dam",2,"1",0,"OP","HY","WAT",53.9,{"v":-1E-3,"d":"(0.001)"},{"v":-284,"d":"(284)"},{"v":-124,"d":"(124)"},"Distributed from 923 Generation And Fuel",1963]
[785,2019,"AL","Barry",3,"2",1,"OP","ST","NG",153.1,0.013,{"v":17640,"d":"17,640"},{"v":13735,"d":"13,735"},"EIA-923 Generator File",1954]
[786,2019,"AL","Barry",3,"4",1,"OP","ST","BIT",403.7,0.142,{"v":503828,"d":"503,828"},{"v":240993,"d":"240,993"},"EIA-923 Generator File",1969]
[787,2019,"AL","Barry",3,"5",1,"OP","ST","BIT",788.8,{"v":0.55,"d":"0.550"},{"v":3797494,"d":"3,797,494"},{"v":1531602,"d":"1,531,602"},"EIA-923 Generator File",1971]
[788,2019,"AL","Barry",3,"A1CT",0,"OP","CT","NG",170.1,0.899,{"v":1339955,"d":"1,339,955"},{"v":593723,"d":"593,723"},"EIA-923 Generator File",2000]
[789,2019,"AL","Barry",3,"A1CT2",0,"OP","CT","NG",170.1,0.898,{"v":1337371,"d":"1,337,371"},{"v":603674,"d":"603,674"},"EIA-923 Generator File",2000]
[790,2019,"AL","Barry",3,"A1ST",2,"OP","CA","NG",195.2,0.826,{"v":1412089,"d":"1,412,089"},{"v":631212,"d":"631,212"},"EIA-923 Generator File",2000]
[791,2019,"AL","Barry",3,"A2C1",0,"OP","CT","NG",170.1,0.879,{"v":1310138,"d":"1,310,138"},{"v":594356,"d":"594,356"},"EIA-923 Generator File",2000]
[792,2019,"AL","Barry",3,"A2C2",0,"OP","CT","NG",170.1,0.885,{"v":1318927,"d":"1,318,927"},{"v":596800,"d":"596,800"},"EIA-923 Generator File",2000]
[793,2019,"AL","Barry",3,"A2ST",2,"OP","CA","NG",195.2,0.826,{"v":1412798,"d":"1,412,798"},{"v":640138,"d":"640,138"},"EIA-923 Generator File",2000]
[794,2019,"AL","Barry",3,"1",1,"OP","ST","NG",153.1,0.015,{"v":20567,"d":"20,567"},{"v":18323,"d":"18,323"},"EIA-923 Generator File",1954]
[795,2019,"AL","Barry",3,"3",1,"RE","ST","BIT",{"v":272,"d":"272.0"},{"$nulls":5},2015]
[796,2019,"AL","Bartletts Ferry",702,"1",0,"OP","HY","WAT",{"v":15,"d":"15.0"},0.334,{"v":43886.012,"d":"43,886"},{"v":19195.231,"d":"19,195"},"Distributed from 923 Generation And Fuel",1926]
[797,2019,"AL","Bartletts Ferry",702,"2",0,"OP","HY","WAT",{"v":15,"d":"15.0"},0.334,{"v":43886.012,"d":"43,886"},{"v":19195.231,"d":"19,195"},"Distributed from 923 Generation And Fuel",1926]
[798,2019,"AL","Bartletts Ferry",702,"3",0,"OP","HY","WAT",{"v":15,"d":"15.0"},0.334,{"v":43886.012,"d":"43,886"},{"v":19195.231,"d":"19,195"},"Distributed from 923 Generation And Fuel",1928]
[799,2019,"AL","Bartletts Ferry",702,"4",0,"OP","HY","WAT",{"v":20,"d":"20.0"},0.334,{"v":58514.682,"d":"58,515"},{"v":25593.642,"d":"25,594"},"Distributed from 923 Generation And Fuel",1951]
[800,2019,"AL","Bartletts Ferry",702,"5",0,"OP","HY","WAT",{"v":54,"d":"54.0"},0.334,{"v":157989.642,"d":"157,990"},{"v":69102.832,"d":"69,103"},"Distributed from 923 Generation And Fuel",1985]
[801,2019,"AL","Bartletts Ferry",702,"6",0,"OP","HY","WAT",{"v":54,"d":"54.0"},0.334,{"v":157989.642,"d":"157,990"},{"v":69102.832,"d":"69,103"},"Distributed from 923 Generation And Fuel",1985]
[802,2019,"AL","Bellefonte",6150,"DG-1",0,"OS","IC","DFO",{"v":7,"d":"7.0"},{"$nulls":4},1998]
[803,2019,"AL","Bellefonte",6150,"DG-2",0,"OS","IC","DFO",{"v":7,"d":"7.0"},{"$nulls":4},1998]
[804,2019,"AL","Blackbear Solar 1",63765,"ALBB1",0,"P","PV","SUN",{"v":100,"d":"100.0"}]
[805,2019,"AL","Browns Ferry",46,"1",1,"OP","ST","NUC",{"v":1152,"d":"1,152.0"},0.964,{"v":9732949.284,"d":"9,732,949"},{"v":4267289.571,"d":"4,267,290"},"Distributed from 923 Generation And Fuel",1974]
[806,2019,"AL","Browns Ferry",46,"2",1,"OP","ST","NUC",{"v":1152,"d":"1,152.0"},0.964,{"v":9732949.284,"d":"9,732,949"},{"v":4267289.571,"d":"4,267,290"},"Distributed from 923 Generation And Fuel",1975]
[807,2019,"AL","Browns Ferry",46,"3",1,"OP","ST","NUC",{"v":1190,"d":"1,190.0"},0.964,{"v":10054001.431,"d":"10,054,001"},{"v":4408050.859,"d":"4,408,051"},"Distributed from 923 Generation And Fuel",1977]
[808,2019,"AL","Calhoun Energy Center",55409,"CAL1",0,"OP","GT","NG",{"v":187,"d":"187.0"},0.051,{"v":83730.5,"d":"83,731"},{"v":77127.5,"d":"77,128"},"Distributed from 923 Generation And Fuel",2003]
[809,2019,"AL","Calhoun Energy Center",55409,"CAL2",0,"OP","GT","NG",{"v":187,"d":"187.0"},0.051,{"v":83730.5,"d":"83,731"},{"v":77127.5,"d":"77,128"},"Distributed from 923 Generation And Fuel",2003]
[810,2019,"AL","Calhoun Energy Center",55409,"CAL3",0,"OP","GT","NG",{"v":187,"d":"187.0"},0.051,{"v":83730.5,"d":"83,731"},{"v":77127.5,"d":"77,128"},"Distributed from 923 Generation And Fuel",2003]
[811,2019,"AL","Calhoun Energy Center",55409,"CAL4",0,"OP","GT","NG",{"v":187,"d":"187.0"},0.051,{"v":83730.5,"d":"83,731"},{"v":77127.5,"d":"77,128"},"Distributed from 923 Generation And Fuel",2003]
[812,2019,"AL","Charles R Lowman",56,"1",1,"OP","ST","BIT",{"v":66,"d":"66.0"},{"v":-0.016,"d":"(0.016)"},{"v":-8989,"d":"(8,989)"},{"v":-5483,"d":"(5,483)"},"EIA-923 Generator File",1969,2020]
[813,2019,"AL","Charles R Lowman",56,"2",1,"OP","ST","BIT",{"v":236,"d":"236.0"},0.217,{"v":448563,"d":"448,563"},{"v":312656,"d":"312,656"},"EIA-923 Generator File",1978,2020]
[814,2019,"AL","Charles R Lowman",56,"3",1,"OP","ST","BIT",{"v":236,"d":"236.0"},0.249,{"v":515430,"d":"515,430"},{"v":187698,"d":"187,698"},"EIA-923 Generator File",1980,2020]
[815,2019,"AL","Charles R Lowman",56,"LEC1",0,"T","CT","NG",454.5]
[816,2019,"AL","Charles R Lowman",56,"LEC2",0,"T","CA","NG",272.2]
[817,2019,"AL","Colbert",47,"GT1",0,"OP","GT","NG",59.5,{"v":0,"d":"0.000"},{"v":208.75,"d":"209"},{"v":100.625,"d":"101"},"Distributed from 923 Generation And Fuel",1972]
[818,2019,"AL","Colbert",47,"GT2",0,"OP","GT","NG",59.5,{"v":0,"d":"0.000"},{"v":208.75,"d":"209"},{"v":100.625,"d":"101"},"Distributed from 923 Generation And Fuel",1972]
[819,2019,"AL","Colbert",47,"GT3",0,"OP","GT","NG",59.5,{"v":0,"d":"0.000"},{"v":208.75,"d":"209"},{"v":100.625,"d":"101"},"Distributed from 923 Generation And Fuel",1972]
[820,2019,"AL","Colbert",47,"GT4",0,"OP","GT","NG",59.5,{"v":0,"d":"0.000"},{"v":208.75,"d":"209"},{"v":100.625,"d":"101"},"Distributed from 923 Generation And Fuel",1972]
[821,2019,"AL","Colbert",47,"GT5",0,"OP","GT","NG",59.5,{"v":0,"d":"0.000"},{"v":208.75,"d":"209"},{"v":100.625,"d":"101"},"Distributed from 923 Generation And Fuel",1972]
[822,2019,"AL","Colbert",47,"GT6",0,"OP","GT","NG",59.5,{"v":0,"d":"0.000"},{"v":208.75,"d":"209"},{"v":100.625,"d":"101"},"Distributed from 923 Generation And Fuel",1972]
[823,2019,"AL","Colbert",47,"GT7",0,"OP","GT","NG",59.5,{"v":0,"d":"0.000"},{"v":208.75,"d":"209"},{"v":100.625,"d":"101"},"Distributed from 923 Generation And Fuel",1972]
[824,2019,"AL","Colbert",47,"GT8",0,"OP","GT","NG",59.5,{"v":0,"d":"0.000"},{"v":208.75,"d":"209"},{"v":100.625,"d":"101"},"Distributed from 923 Generation And Fuel",1972]
[825,2019,"AL","Colbert",47,"3",1,"RE","ST","BIT",{"v":200,"d":"200.0"},{"$nulls":5},2016]
[826,2019,"AL","Colbert",47,"4",1,"RE","ST","BIT",{"v":200,"d":"200.0"},{"$nulls":5},2016]
[827,2019,"AL","Colbert",47,"5",1,"RE","ST","BIT",{"v":550,"d":"550.0"},{"$nulls":5},2016]
[828,2019,"AL","Colbert",47,"1",1,"RE","ST","BIT",{"v":200,"d":"200.0"},{"$nulls":5},2016]
[829,2019,"AL","Colbert",47,"2",1,"RE","ST","BIT",{"v":200,"d":"200.0"},{"$nulls":5},2016]
[830,2019,"AL","Crestwood Dothan",54985,"GEN1",0,"OP","IC","DFO",{"v":1,"d":"1.0"},0.013,{"v":113.837,"d":"114"},{"v":45.116,"d":"45"},"Distributed from 923 Generation And Fuel",1995]
[831,2019,"AL","Crestwood Dothan",54985,"GEN2",0,"OP","IC","DFO",{"v":1,"d":"1.0"},0.013,{"v":113.837,"d":"114"},{"v":45.116,"d":"45"},"Distributed from 923 Generation And Fuel",1995]
[832,2019,"AL","Crestwood Dothan",54985,"GEN3",0,"OP","IC","DFO",{"v":2,"d":"2.0"},0.013,{"v":227.674,"d":"228"},{"v":90.233,"d":"90"},"Distributed from 923 Generation And Fuel",2002]
[833,2019,"AL","Crestwood Dothan",54985,"GEN5",0,"OP","IC","DFO",{"v":1,"d":"1.0"},0.013,{"v":113.837,"d":"114"},{"v":45.116,"d":"45"},"Distributed from 923 Generation And Fuel",1996]
[834,2019,"AL","Crestwood Dothan",54985,"GEN7",0,"OP","IC","DFO",{"v":1,"d":"1.0"},0.013,{"v":113.837,"d":"114"},{"v":45.116,"d":"45"},"Distributed from 923 Generation And Fuel",1997]
[835,2019,"AL","Crestwood Dothan",54985,"GEN8",0,"SB","IC","DFO",0.6,0.013,{"v":68.302,"d":"68"},{"v":27.07,"d":"27"},"Distributed from 923 Generation And Fuel",1997]
[836,2019,"AL","Crestwood Dothan",54985,"GEN9",0,"OP","IC","DFO",{"v":2,"d":"2.0"},0.013,{"v":227.674,"d":"228"},{"v":90.233,"d":"90"},"Distributed from 923 Generation And Fuel",2002]
[837,2019,"AL","Crestwood Dothan",54985,"P83",0,"RE","ST","NG",{"v":5,"d":"5.0"},{"$nulls":5},2003]
[838,2019,"AL","Cumblerland Land Holdings, LLC",61924,"CUMB",0,"OP","PV","SUN",14.7,{"v":0.21,"d":"0.210"},{"v":27084,"d":"27,084"},{"v":14645,"d":"14,645"},"Distributed from 923 Generation And Fuel",2018]
[839,2019,"AL","Decatur Energy Center",55292,"CTG1",0,"OP","CT","NG",210.8,0.246,{"v":454523,"d":"454,523"},{"v":215878,"d":"215,878"},"EIA-923 Generator File",2002]
[840,2019,"AL","Decatur Energy Center",55292,"CTG2",0,"OP","CT","NG",210.8,0.254,{"v":469769,"d":"469,769"},{"v":235941,"d":"235,941"},"EIA-923 Generator File",2002]
[841,2019,"AL","Decatur Energy Center",55292,"CTG3",0,"OP","CT","NG",210.8,0.255,{"v":471352,"d":"471,352"},{"v":231803,"d":"231,803"},"EIA-923 Generator File",2003]
[842,2019,"AL","Decatur Energy Center",55292,"STG1",3,"OP","CA","NG",{"v":270,"d":"270.0"},0.317,{"v":749163,"d":"749,163"},{"v":379542,"d":"379,542"},"EIA-923 Generator File",2002]
[843,2019,"AL","Decatur-Morgan Co LFG Recovery Project",58061,"0290",0,"OP","IC","LFG",0.8,0.896,{"v":6281.5,"d":"6,282"},{"v":2627,"d":"2,627"},"Distributed from 923 Generation And Fuel",2011]
[844,2019,"AL","Decatur-Morgan Co LFG Recovery Project",58061,"1496",0,"OP","IC","LFG",0.8,0.896,{"v":6281.5,"d":"6,282"},{"v":2627,"d":"2,627"},"Distributed from 923 Generation And Fuel",2010]
[845,2019,"AL","District 100 Transco Gas Pipe Line",54743,"001",0,"RE","ST","WH",0.8,{"$nulls":5},2009]
[846,2019,"AL","District 100 Transco Gas Pipe Line",54743,"002",0,"RE","ST","WH",0.8,{"$nulls":5},2009]
[847,2019,"AL","E B Harris Electric Generating Plant",7897,"CT1A",0,"OP","CT","NG",{"v":185,"d":"185.0"},0.384,{"v":621928,"d":"621,928"},{"v":388550,"d":"388,550"},"EIA-923 Generator File",2003]
[848,2019,"AL","E B Harris Electric Generating Plant",7897,"CT1B",0,"OP","CT","NG",{"v":185,"d":"185.0"},{"v":0.38,"d":"0.380"},{"v":616401,"d":"616,401"},{"v":400249,"d":"400,249"},"EIA-923 Generator File",2003]
[849,2019,"AL","E B Harris Electric Generating Plant",7897,"CT2A",0,"OP","CT","NG",{"v":185,"d":"185.0"},0.454,{"v":736552,"d":"736,552"},{"v":198428,"d":"198,428"},"EIA-923 Generator File",2003]
[850,2019,"AL","E B Harris Electric Generating Plant",7897,"CT2B",0,"OP","CT","NG",{"v":185,"d":"185.0"},0.443,{"v":718730,"d":"718,730"},{"v":194476,"d":"194,476"},"EIA-923 Generator File",2003]
[851,2019,"AL","E B Harris Electric Generating Plant",7897,"ST1",2,"OP","CA","NG",{"v":282,"d":"282.0"},0.323,{"v":798845,"d":"798,845"},{"v":544301,"d":"544,301"},"EIA-923 Generator File",2003]
[852,2019,"AL","E B Harris Electric Generating Plant",7897,"ST2",2,"OP","CA","NG",{"v":282,"d":"282.0"},0.369,{"v":911949,"d":"911,949"},{"v":273617,"d":"273,617"},"EIA-923 Generator File",2003]
[853,2019,"AL","E B Harris Electric Generating Plant",7897,"3",0,"CN","CC","NG",{"v":615,"d":"615.0"}]
[854,2019,"AL","E B Harris Electric Generating Plant",7897,"4",0,"CN","CC","NG",{"v":615,"d":"615.0"}]
[855,2019,"AL","E C Gaston",26,"1",1,"OP","ST","NG",{"v":272,"d":"272.0"},0.298,{"v":709065,"d":"709,065"},{"v":451976,"d":"451,976"},"EIA-923 Generator File",1960]
[856,2019,"AL","E C Gaston",26,"2",1,"OP","ST","NG",{"v":272,"d":"272.0"},0.291,{"v":693638,"d":"693,638"},{"v":513262,"d":"513,262"},"EIA-923 Generator File",1960]
[857,2019,"AL","E C Gaston",26,"3",1,"OP","ST","NG",{"v":272,"d":"272.0"},0.272,{"v":648686,"d":"648,686"},{"v":432228,"d":"432,228"},"EIA-923 Generator File",1961]
[858,2019,"AL","E C Gaston",26,"5",1,"OP","ST","BIT",{"v":952,"d":"952.0"},0.366,{"v":3055680,"d":"3,055,680"},{"v":1518470,"d":"1,518,470"},"EIA-923 Generator File",1974]
[859,2019,"AL","E C Gaston",26,"GT4",0,"OP","GT","DFO",21.2,{"v":1E-3,"d":"0.001"},147,33,"Distributed from 923 Generation And Fuel",1970]
[860,2019,"AL","E C Gaston",26,"ST4",1,"OP","ST","NG",244.8,0.271,{"v":581714,"d":"581,714"},{"v":469919,"d":"469,919"},"EIA-923 Generator File",1962]
[861,2019,"AL","ExxonMobil Mobile Bay Onshore",54550,"901",1,"OP","CA","NG",0.9,0.118,930,128,"EIA-923 Generator File",1993]
[862,2019,"AL","ExxonMobil Mobile Bay Onshore",54550,"901A",0,"OP","CT","NG",3.7,0.607,{"v":19677,"d":"19,677"},{"v":6455,"d":"6,455"},"EIA-923 Generator File",1993]
[863,2019,"AL","ExxonMobil Mobile Bay Onshore",54550,"901B",0,"OP","CT","NG",3.7,0.834,{"v":27025,"d":"27,025"},{"v":11103,"d":"11,103"},"EIA-923 Generator File",1993]
[864,2019,"AL","ExxonMobil Mobile Bay Onshore",54550,"901C",0,"OP","CT","NG",3.7,0.775,{"v":25119,"d":"25,119"},{"v":11419,"d":"11,419"},"EIA-923 Generator File",1993]
[865,2019,"AL","Fort Rucker Solar Array",60679,"1",0,"OP","PV","SUN",10.6,0.153,{"v":14223,"d":"14,223"},{"v":7691,"d":"7,691"},"Distributed from 923 Generation And Fuel",2017]
[866,2019,"AL","Gadsden",7,"1",1,"OP","ST","NG",{"v":69,"d":"69.0"},0.283,{"v":171160,"d":"171,160"},{"v":71993,"d":"71,993"},"EIA-923 Generator File",1949]
[867,2019,"AL","Gadsden",7,"2",1,"OP","ST","NG",{"v":69,"d":"69.0"},{"v":-2E-3,"d":"(0.002)"},{"v":-1183,"d":"(1,183)"},{"v":-1500,"d":"(1,500)"},"EIA-923 Generator File",1949]
[868,2019,"AL","Gantt",53,"3",0,"OP","HY","WAT",1.2,0.114,{"v":1201.2,"d":"1,201"},{"v":525.2,"d":"525"},"Distributed from 923 Generation And Fuel",1926]
[869,2019,"AL","Gantt",53,"4",0,"OP","HY","WAT",1.8,0.114,{"v":1801.8,"d":"1,802"},{"v":787.8,"d":"788"},"Distributed from 923 Generation And Fuel",1985]
[870,2019,"AL","General Electric Plastic",7698,"1",0,"OP","CT","NG",82.2,0.538,{"v":387203,"d":"387,203"},{"v":107736,"d":"107,736"},"EIA-923 Generator File",1999]
[871,2019,"AL","General Electric Plastic",7698,"2",1,"OP","CA","NG",14.8,{"v":0.16,"d":"0.160"},{"v":20764,"d":"20,764"},{"v":5906,"d":"5,906"},"EIA-923 Generator File",1999]
[872,2019,"AL","Georgia-Pacific Brewton Mill",54789,"2TG",6,"OP","ST","NG",12.5,0.506,{"v":55385.302,"d":"55,385"},{"v":25699.548,"d":"25,700"},"EIA-923 Generator File",1964]
[873,2019,"AL","Georgia-Pacific Brewton Mill",54789,"3TG",6,"OP","ST","NG",15.9,0.401,{"v":55855.85,"d":"55,856"},{"v":18165.034,"d":"18,165"},"EIA-923 Generator File",1982]
[874,2019,"AL","Georgia-Pacific Brewton Mill",54789,"4TG",1,"OP","ST","BLQ",{"v":75,"d":"75.0"},{"v":0.55,"d":"0.550"},{"v":361345.53,"d":"361,346"},{"v":154392.232,"d":"154,392"},"EIA-923 Generator File",2017]
[875,2019,"AL","Georgia-Pacific Brewton Mill",54789,"1TG",6,"RE","ST","BLQ",12.5,{"$nulls":5},2017]
[876,2019,"AL","Georgia-Pacific Consr Prods LP-Naheola",10699,"GT3",2,"OP","ST","BLQ",47.2,0.476,{"v":196723,"d":"196,723"},{"v":77656,"d":"77,656"},"EIA-923 Generator File",1993]
[877,2019,"AL","Georgia-Pacific Consr Prods LP-Naheola",10699,"TG4",2,"OP","ST","WDS",40.3,0.255,{"v":89920,"d":"89,920"},{"v":47212,"d":"47,212"},"EIA-923 Generator File",2019]
[878,2019,"AL","Georgia-Pacific Consr Prods LP-Naheola",10699,"GEN1",6,"RE","ST","BLQ",15.6,0.167,{"v":22864,"d":"22,864"},0,"EIA-923 Generator File",null,2019]
[879,2019,"AL","Georgia-Pacific Consr Prods LP-Naheola",10699,"GEN2",6,"RE","ST","BLQ",15.6,0.208,{"v":28447,"d":"28,447"},{"v":8740,"d":"8,740"},"EIA-923 Generator File",null,2019]
[880,2019,"AL","Goat Rock",707,"3",0,"OP","HY","WAT",{"v":5,"d":"5.0"},0.451,{"v":19752.332,"d":"19,752"},{"v":8639.508,"d":"8,640"},"Distributed from 923 Generation And Fuel",1915]
[881,2019,"AL","Goat Rock",707,"4",0,"OP","HY","WAT",{"v":5,"d":"5.0"},0.451,{"v":19752.332,"d":"19,752"},{"v":8639.508,"d":"8,640"},"Distributed from 923 Generation And Fuel",1920]
[882,2019,"AL","Goat Rock",707,"5",0,"OP","HY","WAT",{"v":5,"d":"5.0"},0.451,{"v":19752.332,"d":"19,752"},{"v":8639.508,"d":"8,640"},"Distributed from 923 Generation And Fuel",1955]
[883,2019,"AL","Goat Rock",707,"6",0,"OP","HY","WAT",{"v":5,"d":"5.0"},0.451,{"v":19752.332,"d":"19,752"},{"v":8639.508,"d":"8,640"},"Distributed from 923 Generation And Fuel",1956]
[884,2019,"AL","Goat Rock",707,"7",0,"OP","HY","WAT",9.3,0.451,{"v":36739.337,"d":"36,739"},{"v":16069.484,"d":"16,069"},"Distributed from 923 Generation And Fuel",2005]
[885,2019,"AL","Goat Rock",707,"8",0,"OP","HY","WAT",9.3,0.451,{"v":36739.337,"d":"36,739"},{"v":16069.484,"d":"16,069"},"Distributed from 923 Generation And Fuel",2005]
[886,2019,"AL","Goat Rock",707,"1",0,"RE","HY","WAT",{"v":3,"d":"3.0"},{"$nulls":5},2001]
[887,2019,"AL","Goat Rock",707,"2",0,"RE","HY","WAT",{"v":3,"d":"3.0"},{"$nulls":5},2001]
[888,2019,"AL","Gorgas",8,"10",1,"RE","ST","BIT",788.8,0.061,{"v":423636,"d":"423,636"},0,"EIA-923 Generator File",null,2019]
[889,2019,"AL","Gorgas",8,"6",1,"RE","ST","BIT",{"v":125,"d":"125.0"},{"$nulls":5},2015]
[890,2019,"AL","Gorgas",8,"7",1,"RE","ST","BIT",{"v":125,"d":"125.0"},{"$nulls":5},2015]
[891,2019,"AL","Gorgas",8,"8",1,"RE","ST","BIT",187.5,{"v":0,"d":"0.000"},60,0,"EIA-923 Generator File",null,2019]
[892,2019,"AL","Gorgas",8,"9",1,"RE","ST","BIT",190.4,{"v":0.04,"d":"0.040"},{"v":67064,"d":"67,064"},0,"EIA-923 Generator File",null,2019]
[893,2019,"AL","Greene County",10,"1",1,"OP","ST","NG",299.2,0.326,{"v":854029,"d":"854,029"},{"v":535743,"d":"535,743"},"EIA-923 Generator File",1965]
[894,2019,"AL","Greene County",10,"GT8",0,"OP","GT","NG",{"v":80,"d":"80.0"},0.007,{"v":4845.556,"d":"4,846"},{"v":3666.222,"d":"3,666"},"Distributed from 923 Generation And Fuel",1996]
[895,2019,"AL","Greene County",10,"GT9",0,"OP","GT","NG",{"v":80,"d":"80.0"},0.007,{"v":4845.556,"d":"4,846"},{"v":3666.222,"d":"3,666"},"Distributed from 923 Generation And Fuel",1996]
[896,2019,"AL","Greene County",10,"2",1,"OP","ST","NG",269.2,0.369,{"v":870250,"d":"870,250"},{"v":484037,"d":"484,037"},"EIA-923 Generator File",1966]
[897,2019,"AL","Greene County",10,"GT10",0,"OP","GT","NG",{"v":80,"d":"80.0"},0.007,{"v":4845.556,"d":"4,846"},{"v":3666.222,"d":"3,666"},"Distributed from 923 Generation And Fuel",1996]
[898,2019,"AL","Greene County",10,"GT2",0,"OP","GT","NG",{"v":80,"d":"80.0"},0.007,{"v":4845.556,"d":"4,846"},{"v":3666.222,"d":"3,666"},"Distributed from 923 Generation And Fuel",1996]
[899,2019,"AL","Greene County",10,"GT3",0,"OP","GT","NG",{"v":80,"d":"80.0"},0.007,{"v":4845.556,"d":"4,846"},{"v":3666.222,"d":"3,666"},"Distributed from 923 Generation And Fuel",1995]
[900,2019,"AL","Greene County",10,"GT4",0,"OP","GT","NG",{"v":80,"d":"80.0"},0.007,{"v":4845.556,"d":"4,846"},{"v":3666.222,"d":"3,666"},"Distributed from 923 Generation And Fuel",1995]
[901,2019,"AL","Greene County",10,"GT5",0,"OP","GT","NG",{"v":80,"d":"80.0"},0.007,{"v":4845.556,"d":"4,846"},{"v":3666.222,"d":"3,666"},"Distributed from 923 Generation And Fuel",1995]
[902,2019,"AL","Greene County",10,"GT6",0,"OP","GT","NG",{"v":80,"d":"80.0"},0.007,{"v":4845.556,"d":"4,846"},{"v":3666.222,"d":"3,666"},"Distributed from 923 Generation And Fuel",1995]
[903,2019,"AL","Greene County",10,"GT7",0,"OP","GT","NG",{"v":80,"d":"80.0"},0.007,{"v":4845.556,"d":"4,846"},{"v":3666.222,"d":"3,666"},"Distributed from 923 Generation And Fuel",1995]
[904,2019,"AL","Guntersville",48,"1",0,"OP","HY","WAT",28.8,0.661,{"v":166880.75,"d":"166,881"},{"v":72991.75,"d":"72,992"},"Distributed from 923 Generation And Fuel",1939]
[905,2019,"AL","Guntersville",48,"2",0,"OP","HY","WAT",28.8,0.661,{"v":166880.75,"d":"166,881"},{"v":72991.75,"d":"72,992"},"Distributed from 923 Generation And Fuel",1939]
[906,2019,"AL","Guntersville",48,"3",0,"OP","HY","WAT",28.8,0.661,{"v":166880.75,"d":"166,881"},{"v":72991.75,"d":"72,992"},"Distributed from 923 Generation And Fuel",1939]
[907,2019,"AL","Guntersville",48,"4",0,"OP","HY","WAT",28.8,0.661,{"v":166880.75,"d":"166,881"},{"v":72991.75,"d":"72,992"},"Distributed from 923 Generation And Fuel",1952]
[908,2019,"AL","H Allen Franklin Combined Cycle",7710,"CT1A",0,"OP","CT","NG",203.1,0.734,{"v":1305248,"d":"1,305,248"},{"v":592008,"d":"592,008"},"EIA-923 Generator File",2002]
[909,2019,"AL","H Allen Franklin Combined Cycle",7710,"CT1B",0,"OP","CT","NG",203.1,0.738,{"v":1313756,"d":"1,313,756"},{"v":600016,"d":"600,016"},"EIA-923 Generator File",2002]
[910,2019,"AL","H Allen Franklin Combined Cycle",7710,"CT2A",0,"OP","CT","NG",203.1,{"v":0.74,"d":"0.740"},{"v":1316757,"d":"1,316,757"},{"v":594229,"d":"594,229"},"EIA-923 Generator File",2002]
[911,2019,"AL","H Allen Franklin Combined Cycle",7710,"CT2B",0,"OP","CT","NG",203.1,{"v":0.72,"d":"0.720"},{"v":1280755,"d":"1,280,755"},{"v":591058,"d":"591,058"},"EIA-923 Generator File",2002]
[912,2019,"AL","H Allen Franklin Combined Cycle",7710,"CT3A",0,"OP","CT","NG",203.1,0.713,{"v":1268212,"d":"1,268,212"},{"v":531988,"d":"531,988"},"EIA-923 Generator File",2008]
[913,2019,"AL","H Allen Franklin Combined Cycle",7710,"CT3B",0,"OP","CT","NG",203.1,0.707,{"v":1257710,"d":"1,257,710"},{"v":527621,"d":"527,621"},"EIA-923 Generator File",2008]
[914,2019,"AL","H Allen Franklin Combined Cycle",7710,"ST1",2,"OP","CA","NG",213.3,0.796,{"v":1486965,"d":"1,486,965"},{"v":707656,"d":"707,656"},"EIA-923 Generator File",2002]
[915,2019,"AL","H Allen Franklin Combined Cycle",7710,"ST2",2,"OP","CA","NG",281.9,0.666,{"v":1643437,"d":"1,643,437"},{"v":809891,"d":"809,891"},"EIA-923 Generator File",2002]
[916,2019,"AL","H Allen Franklin Combined Cycle",7710,"ST3",2,"OP","CA","NG",281.9,0.644,{"v":1589796,"d":"1,589,796"},{"v":722658,"d":"722,658"},"EIA-923 Generator File",2008]
[917,2019,"AL","H Allen Franklin Combined Cycle",7710,"CT4A",0,"CN","CT","NG",203.1]
[918,2019,"AL","H Allen Franklin Combined Cycle",7710,"CT4B",0,"CN","CT","NG",203.1]
[919,2019,"AL","H Allen Franklin Combined Cycle",7710,"ST4",0,"CN","CA","NG",281.9]
[920,2019,"AL","H Neely Henry Dam",11,"1",0,"OP","HY","WAT",24.3,0.394,{"v":83893.667,"d":"83,894"},{"v":36694,"d":"36,694"},"Distributed from 923 Generation And Fuel",1966]
[921,2019,"AL","H Neely Henry Dam",11,"2",0,"OP","HY","WAT",24.3,0.394,{"v":83893.667,"d":"83,894"},{"v":36694,"d":"36,694"},"Distributed from 923 Generation And Fuel",1966]
[922,2019,"AL","H Neely Henry Dam",11,"3",0,"OP","HY","WAT",24.3,0.394,{"v":83893.667,"d":"83,894"},{"v":36694,"d":"36,694"},"Distributed from 923 Generation And Fuel",1966]
[923,2019,"AL","Harris Dam",6188,"1",0,"OP","HY","WAT",67.5,0.134,{"v":78977,"d":"78,977"},{"v":34543.5,"d":"34,544"},"Distributed from 923 Generation And Fuel",1983]
[924,2019,"AL","Harris Dam",6188,"2",0,"OP","HY","WAT",67.5,0.134,{"v":78977,"d":"78,977"},{"v":34543.5,"d":"34,544"},"Distributed from 923 Generation And Fuel",1983]
[925,2019,"AL","Hillabee Energy Center",55411,"HEC1",0,"OP","CT","NG",258.4,0.721,{"v":1633117,"d":"1,633,117"},{"v":679660,"d":"679,660"},"EIA-923 Generator File",2010]
[926,2019,"AL","Hillabee Energy Center",55411,"HEC2",0,"OP","CT","NG",258.4,0.695,{"v":1573949,"d":"1,573,949"},{"v":657508,"d":"657,508"},"EIA-923 Generator File",2010]
[927,2019,"AL","Hillabee Energy Center",55411,"HECS",2,"OP","CA","NG",{"v":306,"d":"306.0"},0.682,{"v":1828107,"d":"1,828,107"},{"v":779465,"d":"779,465"},"EIA-923 Generator File",2010]
[928,2019,"AL","Hog Bayou Energy Center",55241,"CT01",0,"OP","CT","NG",{"v":200,"d":"200.0"},0.415,{"v":726832,"d":"726,832"},{"v":483403,"d":"483,403"},"EIA-923 Generator File",2001]
[929,2019,"AL","Hog Bayou Energy Center",55241,"ST01",1,"OP","CA","NG",{"v":80,"d":"80.0"},0.516,{"v":361517,"d":"361,517"},{"v":244630,"d":"244,630"},"EIA-923 Generator File",2001]
[930,2019,"AL","Holt Dam",12,"1",0,"OP","HY","WAT",46.9,0.413,{"v":169711,"d":"169,711"},{"v":74230,"d":"74,230"},"Distributed from 923 Generation And Fuel",1968]
[931,2019,"AL","International Paper Pine Hill Mill",54752,"NO1",2,"OP","ST","WDS",{"v":40,"d":"40.0"},0.738,{"v":258463,"d":"258,463"},{"v":115921,"d":"115,921"},"EIA-923 Generator File",1968]
[932,2019,"AL","International Paper Pine Hill Mill",54752,"NO2",1,"OP","ST","BLQ",37.4,0.662,{"v":216976,"d":"216,976"},{"v":90950,"d":"90,950"},"EIA-923 Generator File",1982]
[933,2019,"AL","International Paper Prattville Mill",52140,"GEN1",2,"OP","ST","BLQ",40.5,0.707,{"v":250948,"d":"250,948"},{"v":102167,"d":"102,167"},"EIA-923 Generator File",1967]
[934,2019,"AL","International Paper Prattville Mill",52140,"GEN2",2,"OP","ST","BLQ",49.3,0.799,{"v":344898,"d":"344,898"},{"v":151836,"d":"151,836"},"EIA-923 Generator File",1980]
[935,2019,"AL","International Paper Riverdale Mill",54096,"GEN1",6,"OP","ST","BLQ",11.6,0.477,{"v":48486,"d":"48,486"},{"v":14402,"d":"14,402"},"EIA-923 Generator File",1967]
[936,2019,"AL","International Paper Riverdale Mill",54096,"GEN2",2,"OP","ST","BLQ",37.4,0.773,{"v":253166,"d":"253,166"},{"v":98653,"d":"98,653"},"EIA-923 Generator File",1985]
[937,2019,"AL","International Paper Riverdale Mill",54096,"GEN3",6,"OP","CA","NG",{"v":17,"d":"17.0"},{"v":0.49,"d":"0.490"},{"v":72985,"d":"72,985"},{"v":32164,"d":"32,164"},"EIA-923 Generator File",1994]
[938,2019,"AL","International Paper Riverdale Mill",54096,"GEN4",0,"SB","CT","NG",38.2,0.678,{"v":227035,"d":"227,035"},{"v":101557,"d":"101,557"},"EIA-923 Generator File",1994]
[939,2019,"AL","James H Miller Jr",6002,"1",1,"OP","ST","SUB",705.5,0.783,{"v":4841675,"d":"4,841,675"},{"v":1988142,"d":"1,988,142"},"EIA-923 Generator File",1978]
[940,2019,"AL","James H Miller Jr",6002,"2",1,"OP","ST","SUB",705.5,{"v":0.73,"d":"0.730"},{"v":4510138,"d":"4,510,138"},{"v":1902900,"d":"1,902,900"},"EIA-923 Generator File",1985]
[941,2019,"AL","James H Miller Jr",6002,"3",1,"OP","ST","SUB",705.5,0.738,{"v":4559924,"d":"4,559,924"},{"v":2203700,"d":"2,203,700"},"EIA-923 Generator File",1989]
[942,2019,"AL","James H Miller Jr",6002,"4",1,"OP","ST","SUB",705.5,0.741,{"v":4579211,"d":"4,579,211"},{"v":1886501,"d":"1,886,501"},"EIA-923 Generator File",1991]
[943,2019,"AL","Jones Bluff",6131,"1",0,"OP","HY","WAT",20.5,0.353,{"v":63305.75,"d":"63,306"},{"v":27689.25,"d":"27,689"},"Distributed from 923 Generation And Fuel",1975]
[944,2019,"AL","Jones Bluff",6131,"2",0,"OP","HY","WAT",20.5,0.353,{"v":63305.75,"d":"63,306"},{"v":27689.25,"d":"27,689"},"Distributed from 923 Generation And Fuel",1975]
[945,2019,"AL","Jones Bluff",6131,"3",0,"OP","HY","WAT",20.5,0.353,{"v":63305.75,"d":"63,306"},{"v":27689.25,"d":"27,689"},"Distributed from 923 Generation And Fuel",1975]
[946,2019,"AL","Jones Bluff",6131,"4",0,"OP","HY","WAT",20.5,0.353,{"v":63305.75,"d":"63,306"},{"v":27689.25,"d":"27,689"},"Distributed from 923 Generation And Fuel",1975]
[947,2019,"AL","Jordan Dam",13,"1",0,"OP","HY","WAT",{"v":25,"d":"25.0"},0.456,{"v":99964.25,"d":"99,964"},{"v":43723.25,"d":"43,723"},"Distributed from 923 Generation And Fuel",1929]
[948,2019,"AL","Jordan Dam",13,"2",0,"OP","HY","WAT",{"v":25,"d":"25.0"},0.456,{"v":99964.25,"d":"99,964"},{"v":43723.25,"d":"43,723"},"Distributed from 923 Generation And Fuel",1929]
[949,2019,"AL","Jordan Dam",13,"3",0,"OP","HY","WAT",{"v":25,"d":"25.0"},0.456,{"v":99964.25,"d":"99,964"},{"v":43723.25,"d":"43,723"},"Distributed from 923 Generation And Fuel",1929]
[950,2019,"AL","Jordan Dam",13,"4",0,"OP","HY","WAT",{"v":25,"d":"25.0"},0.456,{"v":99964.25,"d":"99,964"},{"v":43723.25,"d":"43,723"},"Distributed from 923 Generation And Fuel",1929]
[951,2019,"AL","Joseph M Farley",6001,"1",1,"OP","ST","NUC",888.2,0.908,{"v":7068481,"d":"7,068,481"},{"v":3139710,"d":"3,139,710"},"Distributed from 923 Generation And Fuel",1977]
[952,2019,"AL","Joseph M Farley",6001,"2",1,"OP","ST","NUC",888.2,0.908,{"v":7068481,"d":"7,068,481"},{"v":3139710,"d":"3,139,710"},"Distributed from 923 Generation And Fuel",1981]
[953,2019,"AL","Kimberly Clark Mobile - CHP Plant",62449,"GT100",0,"OP","GT","NG",{"v":25,"d":"25.0"},0.588,{"v":128761,"d":"128,761"},{"v":80180,"d":"80,180"},"Distributed from 923 Generation And Fuel",2019]
[954,2019,"AL","Kimberly Clark Mobile - CHP Plant",62449,"GT200",0,"OP","GT","NG",{"v":25,"d":"25.0"},0.588,{"v":128761,"d":"128,761"},{"v":80180,"d":"80,180"},"Distributed from 923 Generation And Fuel",2019]
[955,2019,"AL","LaFayette Solar Farm",60583,"PV1",0,"OP","PV","SUN",79.2,0.241,{"v":167107,"d":"167,107"},{"v":91040,"d":"91,040"},"Distributed from 923 Generation And Fuel",2017]
[956,2019,"AL","Langdale",711,"5",0,"RE","HY","WAT",0.5,{"v":0,"d":"0.000"},0,0,"Distributed from 923 Generation And Fuel",null,2019]
[957,2019,"AL","Langdale",711,"6",0,"RE","HY","WAT",0.5,{"v":0,"d":"0.000"},0,0,"Distributed from 923 Generation And Fuel",null,2019]
[958,2019,"AL","Lay Dam",15,"1",0,"OP","HY","WAT",29.5,{"v":0.43,"d":"0.430"},{"v":111213.833,"d":"111,214"},{"v":48643.667,"d":"48,644"},"Distributed from 923 Generation And Fuel",1968]
[959,2019,"AL","Lay Dam",15,"2",0,"OP","HY","WAT",29.5,{"v":0.43,"d":"0.430"},{"v":111213.833,"d":"111,214"},{"v":48643.667,"d":"48,644"},"Distributed from 923 Generation And Fuel",1968]
[960,2019,"AL","Lay Dam",15,"3",0,"OP","HY","WAT",29.5,{"v":0.43,"d":"0.430"},{"v":111213.833,"d":"111,214"},{"v":48643.667,"d":"48,644"},"Distributed from 923 Generation And Fuel",1967]
[961,2019,"AL","Lay Dam",15,"4",0,"OP","HY","WAT",29.5,{"v":0.43,"d":"0.430"},{"v":111213.833,"d":"111,214"},{"v":48643.667,"d":"48,644"},"Distributed from 923 Generation And Fuel",1967]
[962,2019,"AL","Lay Dam",15,"5",0,"OP","HY","WAT",29.5,{"v":0.43,"d":"0.430"},{"v":111213.833,"d":"111,214"},{"v":48643.667,"d":"48,644"},"Distributed from 923 Generation And Fuel",1967]
[963,2019,"AL","Lay Dam",15,"6",0,"OP","HY","WAT",29.5,{"v":0.43,"d":"0.430"},{"v":111213.833,"d":"111,214"},{"v":48643.667,"d":"48,644"},"Distributed from 923 Generation And Fuel",1967]
[964,2019,"AL","Lewis Smith Dam",18,"1",0,"OP","HY","WAT",90.5,0.259,{"v":205118,"d":"205,118"},{"v":89716.5,"d":"89,717"},"Distributed from 923 Generation And Fuel",1961]
[965,2019,"AL","Lewis Smith Dam",18,"2",0,"OP","HY","WAT",90.5,0.259,{"v":205118,"d":"205,118"},{"v":89716.5,"d":"89,717"},"Distributed from 923 Generation And Fuel",1962]
[966,2019,"AL","Logan Martin Dam",14,"1",0,"OP","HY","WAT",42.7,0.397,{"v":148680,"d":"148,680"},{"v":65031,"d":"65,031"},"Distributed from 923 Generation And Fuel",1964]
[967,2019,"AL","Logan Martin Dam",14,"2",0,"OP","HY","WAT",42.7,0.397,{"v":148680,"d":"148,680"},{"v":65031,"d":"65,031"},"Distributed from 923 Generation And Fuel",1964]
[968,2019,"AL","Logan Martin Dam",14,"3",0,"OP","HY","WAT",42.7,0.397,{"v":148680,"d":"148,680"},{"v":65031,"d":"65,031"},"Distributed from 923 Generation And Fuel",1964]
[969,2019,"AL","Martin Dam",16,"1",0,"OP","HY","WAT",50.2,0.223,{"v":98158.162,"d":"98,158"},{"v":42933.395,"d":"42,933"},"Distributed from 923 Generation And Fuel",1927]
[970,2019,"AL","Martin Dam",16,"2",0,"OP","HY","WAT",50.2,0.223,{"v":98158.162,"d":"98,158"},{"v":42933.395,"d":"42,933"},"Distributed from 923 Generation And Fuel",1927]
[971,2019,"AL","Martin Dam",16,"3",0,"OP","HY","WAT",50.2,0.223,{"v":98158.162,"d":"98,158"},{"v":42933.395,"d":"42,933"},"Distributed from 923 Generation And Fuel",1927]
[972,2019,"AL","Martin Dam",16,"4",0,"OP","HY","WAT",{"v":60,"d":"60.0"},0.223,{"v":117320.513,"d":"117,321"},{"v":51314.815,"d":"51,315"},"Distributed from 923 Generation And Fuel",1952]
[973,2019,"AL","McIntosh (AL)",7063,"1",0,"OP","CE","NG",{"v":110,"d":"110.0"},{"v":-0.008,"d":"(0.008)"},{"v":-7449,"d":"(7,449)"},{"v":-3593,"d":"(3,593)"},"Distributed from 923 Generation And Fuel",1991]
[974,2019,"AL","McIntosh (AL)",7063,"2",0,"OP","GT","NG",{"v":113,"d":"113.0"},0.135,{"v":133499.917,"d":"133,500"},{"v":64381.65,"d":"64,382"},"Distributed from 923 Generation And Fuel",1998]
[975,2019,"AL","McIntosh (AL)",7063,"3",0,"OP","GT","NG",{"v":113,"d":"113.0"},0.135,{"v":133499.917,"d":"133,500"},{"v":64381.65,"d":"64,382"},"Distributed from 923 Generation And Fuel",1998]
[976,2019,"AL","McIntosh (AL)",7063,"4",0,"OP","GT","NG",{"v":170,"d":"170.0"},0.135,{"v":200840.583,"d":"200,841"},{"v":96857.35,"d":"96,857"},"Distributed from 923 Generation And Fuel",2010]
[977,2019,"AL","McIntosh (AL)",7063,"5",0,"OP","GT","NG",{"v":170,"d":"170.0"},0.135,{"v":200840.583,"d":"200,841"},{"v":96857.35,"d":"96,857"},"Distributed from 923 Generation And Fuel",2010]
[978,2019,"AL","McWilliams",533,"1",1,"OP","CA","NG",7.5,0.047,{"v":3076,"d":"3,076"},0,"EIA-923 Generator File",1954]
[979,2019,"AL","McWilliams",533,"2",1,"OP","CA","NG",7.5,0.235,{"v":15444,"d":"15,444"},{"v":7555,"d":"7,555"},"EIA-923 Generator File",1954]
[980,2019,"AL","McWilliams",533,"3",1,"OP","CA","NG",{"v":25,"d":"25.0"},0.126,{"v":27508,"d":"27,508"},{"v":8905,"d":"8,905"},"EIA-923 Generator File",1959]
[981,2019,"AL","McWilliams",533,"4",0,"OP","CT","NG",{"v":107,"d":"107.0"},0.324,{"v":303983,"d":"303,983"},{"v":115114,"d":"115,114"},"EIA-923 Generator File",1996]
[982,2019,"AL","McWilliams",533,"VAN1",0,"OP","CT","NG",{"v":165,"d":"165.0"},0.718,{"v":1037559,"d":"1,037,559"},{"v":537798,"d":"537,798"},"EIA-923 Generator File",2002]
[983,2019,"AL","McWilliams",533,"VAN2",0,"OP","CT","NG",{"v":165,"d":"165.0"},0.731,{"v":1056392,"d":"1,056,392"},{"v":578907,"d":"578,907"},"EIA-923 Generator File",2002]
[984,2019,"AL","McWilliams",533,"VAN3",2,"OP","CA","NG",{"v":177,"d":"177.0"},{"v":0.72,"d":"0.720"},{"v":1116710,"d":"1,116,710"},{"v":604434,"d":"604,434"},"EIA-923 Generator File",2002]
[985,2019,"AL","Mead Coated Board",54802,"GEN1",6,"OP","ST","BLQ",{"v":40,"d":"40.0"},0.634,{"v":222038,"d":"222,038"},{"v":108266,"d":"108,266"},"EIA-923 Generator File",1966]
[986,2019,"AL","Mead Coated Board",54802,"GEN2",6,"OP","ST","BLQ",55.5,0.777,{"v":377967,"d":"377,967"},{"v":168870,"d":"168,870"},"EIA-923 Generator File",1990]
[987,2019,"AL","Mead Coated Board",54802,"GEN3",0,"OP","GT","NG",{"v":25,"d":"25.0"},0.797,{"v":174610,"d":"174,610"},{"v":72699,"d":"72,699"},"Distributed from 923 Generation And Fuel",1998]
[988,2019,"AL","Millers Ferry",38,"1",0,"OP","HY","WAT",33.7,{"v":0.33,"d":"0.330"},{"v":97356,"d":"97,356"},{"v":42582.333,"d":"42,582"},"Distributed from 923 Generation And Fuel",1970]
[989,2019,"AL","Millers Ferry",38,"2",0,"OP","HY","WAT",33.7,{"v":0.33,"d":"0.330"},{"v":97356,"d":"97,356"},{"v":42582.333,"d":"42,582"},"Distributed from 923 Generation And Fuel",1970]
[990,2019,"AL","Millers Ferry",38,"3",0,"OP","HY","WAT",33.7,{"v":0.33,"d":"0.330"},{"v":97356,"d":"97,356"},{"v":42582.333,"d":"42,582"},"Distributed from 923 Generation And Fuel",1970]
[991,2019,"AL","Mitchell Dam",17,"4",0,"OP","HY","WAT",{"v":20,"d":"20.0"},0.362,{"v":63430.941,"d":"63,431"},{"v":27744,"d":"27,744"},"Distributed from 923 Generation And Fuel",1949]
[992,2019,"AL","Mitchell Dam",17,"5",0,"OP","HY","WAT",{"v":50,"d":"50.0"},0.362,{"v":158577.353,"d":"158,577"},{"v":69360,"d":"69,360"},"Distributed from 923 Generation And Fuel",1985]
[993,2019,"AL","Mitchell Dam",17,"6",0,"OP","HY","WAT",{"v":50,"d":"50.0"},0.362,{"v":158577.353,"d":"158,577"},{"v":69360,"d":"69,360"},"Distributed from 923 Generation And Fuel",1985]
[994,2019,"AL","Mitchell Dam",17,"7",0,"OP","HY","WAT",{"v":50,"d":"50.0"},0.362,{"v":158577.353,"d":"158,577"},{"v":69360,"d":"69,360"},"Distributed from 923 Generation And Fuel",1985]
[995,2019,"AL","Mobile Energy Services LLC",50407,"GEN3",0,"RE","ST","BIT",12.5,{"$nulls":5},2004]
[996,2019,"AL","Mobile Energy Services LLC",50407,"GEN5",4,"RE","ST","WDS",{"v":61,"d":"61.0"},0.067,{"v":35796,"d":"35,796"},0,"EIA-923 Generator File",null,2019]
[997,2019,"AL","Mobile Energy Services LLC",50407,"GEN6",4,"RE","ST","WDS",35.7,{"v":0,"d":"0.000"},0,0,"EIA-923 Generator File",null,2019]
[998,2019,"AL","Morgan Energy Center",55293,"CTG1",0,"OP","CT","NG",{"v":210,"d":"210.0"},0.453,{"v":832821,"d":"832,821"},{"v":320398,"d":"320,398"},"EIA-923 Generator File",2004]
[999,2019,"AL","Morgan Energy Center",55293,"CTG2",0,"OP","CT","NG",{"v":210,"d":"210.0"},0.351,{"v":644993,"d":"644,993"},{"v":346900,"d":"346,900"},"EIA-923 Generator File",2003]
[1000,2019,"AL","Morgan Energy Center",55293,"CTG3",0,"OP","CT","NG",{"v":210,"d":"210.0"},0.326,{"v":600177,"d":"600,177"},{"v":265334,"d":"265,334"},"EIA-923 Generator File",2003]
[1001,2019,"AL","Morgan Energy Center",55293,"STG1",3,"OP","CA","NG",{"v":270,"d":"270.0"},0.441,{"v":1043349,"d":"1,043,349"},{"v":504925,"d":"504,925"},"EIA-923 Generator File",2003]
[1002,2019,"AL","Muscle Shoals",62462,"GEN01",0,"L","PV","SUN",{"v":227,"d":"227.0"}]
[1003,2019,"AL","Packaging Corporation of America Jackson Mill",55044,"STG1",4,"OP","ST","BLQ",15.6,0.901,{"v":123143.11,"d":"123,143"},{"v":50061.399,"d":"50,061"},"EIA-923 Generator File",1996]
[1004,2019,"AL","Pinckard Solar",62787,"PCKND",0,"IP","PV","SUN",85.1]
[1005,2019,"AL","Point A",55,"1",0,"OP","HY","WAT",1.6,0.235,{"v":3292.923,"d":"3,293"},{"v":1440.308,"d":"1,440"},"Distributed from 923 Generation And Fuel",1925]
[1006,2019,"AL","Point A",55,"2",0,"OP","HY","WAT",1.6,0.235,{"v":3292.923,"d":"3,293"},{"v":1440.308,"d":"1,440"},"Distributed from 923 Generation And Fuel",1925]
[1007,2019,"AL","Point A",55,"3",0,"OP","HY","WAT",{"v":2,"d":"2.0"},0.235,{"v":4116.154,"d":"4,116"},{"v":1800.385,"d":"1,800"},"Distributed from 923 Generation And Fuel",1949]
[1008,2019,"AL","Redstone Arsenal Hybrid",61901,"BA",0,"OP","BA","MWH",{"v":1,"d":"1.0"},{"v":-0.006,"d":"(0.006)"},{"v":-56,"d":"(56)"},{"v":-24,"d":"(24)"},"Distributed from 923 Generation And Fuel",2017]
[1009,2019,"AL","Redstone Arsenal Hybrid",61901,"REDST",0,"OP","PV","SUN",{"v":10,"d":"10.0"},0.207,{"v":18167,"d":"18,167"},{"v":9823,"d":"9,823"},"Distributed from 923 Generation And Fuel",2017]
[1010,2019,"AL","River Bend Solar, LLC",60058,"RVRBN",0,"OP","PV","SUN",{"v":75,"d":"75.0"},0.228,{"v":149488,"d":"149,488"},{"v":80832,"d":"80,832"},"Distributed from 923 Generation And Fuel",2016]
[1011,2019,"AL","Sand Valley Power Station",59710,"GMA",0,"OP","IC","LFG",1.6,0.664,{"v":9306.333,"d":"9,306"},{"v":3892,"d":"3,892"},"Distributed from 923 Generation And Fuel",2013]
[1012,2019,"AL","Sand Valley Power Station",59710,"GMB",0,"OP","IC","LFG",1.6,0.664,{"v":9306.333,"d":"9,306"},{"v":3892,"d":"3,892"},"Distributed from 923 Generation And Fuel",2013]
[1013,2019,"AL","Sand Valley Power Station",59710,"GMC",0,"OP","IC","LFG",1.6,0.664,{"v":9306.333,"d":"9,306"},{"v":3892,"d":"3,892"},"Distributed from 923 Generation And Fuel",2013]
[1014,2019,"AL","Sloss Industries Corp",50359,"10",4,"OP","ST","OG",12.5,{"v":0,"d":"0.000"},0,0,"EIA-923 Generator File",1958]
[1015,2019,"AL","Sloss Industries Corp",50359,"9",4,"SB","ST","OG",12.5,{"v":0,"d":"0.000"},0,0,"EIA-923 Generator File",1958]
[1016,2019,"AL","Tenaska Central Alabama Generating Stn",55440,"CTG1",0,"OP","CT","NG",{"v":179,"d":"179.0"},0.599,{"v":939996,"d":"939,996"},{"v":453775,"d":"453,775"},"EIA-923 Generator File",2003]
[1017,2019,"AL","Tenaska Central Alabama Generating Stn",55440,"CTG2",0,"OP","CT","NG",{"v":179,"d":"179.0"},0.602,{"v":944611,"d":"944,611"},{"v":467220,"d":"467,220"},"EIA-923 Generator File",2003]
[1018,2019,"AL","Tenaska Central Alabama Generating Stn",55440,"CTG3",0,"OP","CT","NG",{"v":179,"d":"179.0"},0.615,{"v":964991,"d":"964,991"},{"v":470547,"d":"470,547"},"EIA-923 Generator File",2003]
[1019,2019,"AL","Tenaska Central Alabama Generating Stn",55440,"ST1",3,"OP","CA","NG",390.1,{"v":0.58,"d":"0.580"},{"v":1983148,"d":"1,983,148"},{"v":1052429,"d":"1,052,429"},"EIA-923 Generator File",2003]
[1020,2019,"AL","Tenaska Lindsay Hill Generating Station",55271,"GTG1",0,"OP","CT","NG",183.1,{"v":0.28,"d":"0.280"},{"v":449809,"d":"449,809"},{"v":232898,"d":"232,898"},"EIA-923 Generator File",2002]
[1021,2019,"AL","Tenaska Lindsay Hill Generating Station",55271,"GTG2",0,"OP","CT","NG",183.1,0.192,{"v":307528,"d":"307,528"},{"v":238025,"d":"238,025"},"EIA-923 Generator File",2002]
[1022,2019,"AL","Tenaska Lindsay Hill Generating Station",55271,"GTG3",0,"OP","CT","NG",183.1,0.197,{"v":316052,"d":"316,052"},{"v":127315,"d":"127,315"},"EIA-923 Generator File",2002]
[1023,2019,"AL","Tenaska Lindsay Hill Generating Station",55271,"STG1",3,"OP","CA","NG",390.1,{"v":0.19,"d":"0.190"},{"v":650596,"d":"650,596"},{"v":385327,"d":"385,327"},"EIA-923 Generator File",2002]
[1024,2019,"AL","Theodore Cogen Facility",7721,"1",0,"OP","CT","NG",{"v":229,"d":"229.0"},0.598,{"v":1199611,"d":"1,199,611"},{"v":535037,"d":"535,037"},"EIA-923 Generator File",2000]
[1025,2019,"AL","Theodore Cogen Facility",7721,"2",1,"OP","CA","NG",88.4,0.455,{"v":352206,"d":"352,206"},{"v":160335,"d":"160,335"},"EIA-923 Generator File",2000]
[1026,2019,"AL","Thurlow Dam",19,"1",0,"OP","HY","WAT",40.5,0.301,{"v":106707.709,"d":"106,708"},{"v":46672.912,"d":"46,673"},"Distributed from 923 Generation And Fuel",1931]
[1027,2019,"AL","Thurlow Dam",19,"2",0,"OP","HY","WAT",40.5,0.301,{"v":106707.709,"d":"106,708"},{"v":46672.912,"d":"46,673"},"Distributed from 923 Generation And Fuel",1931]
[1028,2019,"AL","Thurlow Dam",19,"3",0,"OP","HY","WAT",{"v":10,"d":"10.0"},0.301,{"v":26347.582,"d":"26,348"},{"v":11524.176,"d":"11,524"},"Distributed from 923 Generation And Fuel",1931]
[1029,2019,"AL","Tom Bevill Lock and Dam Hydroelectric",61749,"GEN1",0,"P","HY","WAT",{"v":4,"d":"4.0"}]
[1030,2019,"AL","Tom Bevill Lock and Dam Hydroelectric",61749,"GEN2",0,"P","HY","WAT",{"v":4,"d":"4.0"}]
[1031,2019,"AL","Tom Bevill Lock and Dam Hydroelectric",61749,"GEN3",0,"P","HY","WAT",{"v":4,"d":"4.0"}]
[1032,2019,"AL","U S Alliance Coosa Pines",54216,"GEN7",7,"OP","ST","BLQ",17.9,0.988,{"v":154992,"d":"154,992"},{"v":63310,"d":"63,310"},"EIA-923 Generator File",2007]
[1033,2019,"AL","U S Alliance Coosa Pines",54216,"AOW1",5,"RE","ST","BIT",{"v":5,"d":"5.0"},{"$nulls":5},2008]
[1034,2019,"AL","U S Alliance Coosa Pines",54216,"AOW2",5,"RE","ST","BIT",{"v":5,"d":"5.0"},{"$nulls":5},2008]
[1035,2019,"AL","U S Alliance Coosa Pines",54216,"AOW3",1,"RE","ST","BIT",{"v":5,"d":"5.0"},{"$nulls":5},2003]
[1036,2019,"AL","U S Alliance Coosa Pines",54216,"AOW4",5,"RE","ST","BIT",{"v":5,"d":"5.0"},{"$nulls":5},2008]
[1037,2019,"AL","U S Alliance Coosa Pines",54216,"AOW5",5,"RE","ST","BIT",{"v":5,"d":"5.0"},{"$nulls":5},2008]
[1038,2019,"AL","U S Alliance Coosa Pines",54216,"AOW6",7,"RE","ST","NG",12.5,{"v":0,"d":"0.000"},0,0,"EIA-923 Generator File",null,2019]
[1039,2019,"AL","Walter Bouldin Dam",4,"1",0,"OP","HY","WAT",{"v":75,"d":"75.0"},0.367,{"v":241230,"d":"241,230"},{"v":105511.333,"d":"105,511"},"Distributed from 923 Generation And Fuel",1967]
[1040,2019,"AL","Walter Bouldin Dam",4,"2",0,"OP","HY","WAT",{"v":75,"d":"75.0"},0.367,{"v":241230,"d":"241,230"},{"v":105511.333,"d":"105,511"},"Distributed from 923 Generation And Fuel",1967]
[1041,2019,"AL","Walter Bouldin Dam",4,"3",0,"OP","HY","WAT",{"v":75,"d":"75.0"},0.367,{"v":241230,"d":"241,230"},{"v":105511.333,"d":"105,511"},"Distributed from 923 Generation And Fuel",1967]
[1042,2019,"AL","Walton Discover Power Facility",55138,"UN1",0,"OP","GT","NG",51.5,{"v":0.01,"d":"0.010"},{"v":4468.5,"d":"4,469"},{"v":2155,"d":"2,155"},"Distributed from 923 Generation And Fuel",1999]
[1043,2019,"AL","Walton Discover Power Facility",55138,"UN2",0,"OP","GT","NG",51.5,{"v":0.01,"d":"0.010"},{"v":4468.5,"d":"4,469"},{"v":2155,"d":"2,155"},"Distributed from 923 Generation And Fuel",1999]
[1044,2019,"AL","Washington County Cogeneration Facility",7697,"1",0,"OP","CT","NG",82.6,0.872,{"v":630659,"d":"630,659"},{"v":250766,"d":"250,766"},"EIA-923 Generator File",1999]
[1045,2019,"AL","Washington County Cogeneration Facility",7697,"2",1,"OP","CA","NG",39.9,0.553,{"v":193272,"d":"193,272"},{"v":78509,"d":"78,509"},"EIA-923 Generator File",1999]
[1046,2019,"AL","Weiss Dam",20,"1",0,"OP","HY","WAT",29.2,0.354,{"v":90675.667,"d":"90,676"},{"v":39660.667,"d":"39,661"},"Distributed from 923 Generation And Fuel",1962]
[1047,2019,"AL","Weiss Dam",20,"2",0,"OP","HY","WAT",29.2,0.354,{"v":90675.667,"d":"90,676"},{"v":39660.667,"d":"39,661"},"Distributed from 923 Generation And Fuel",1961]
[1048,2019,"AL","Weiss Dam",20,"3",0,"OP","HY","WAT",29.2,0.354,{"v":90675.667,"d":"90,676"},{"v":39660.667,"d":"39,661"},"Distributed from 923 Generation And Fuel",1961]
[1049,2019,"AL","Westervelt Moundville Cogen",57467,"TG1",2,"OP","ST","WDS",{"v":13,"d":"13.0"},0.272,{"v":30940,"d":"30,940"},{"v":13392.636,"d":"13,393"},"EIA-923 Generator File",2011]
[1050,2019,"AL","WestRock Demopolis Mill",54763,"2TG",7,"OP","ST","BLQ",12.5,0.693,{"v":75841.067,"d":"75,841"},{"v":30752.245,"d":"30,752"},"EIA-923 Generator File",1982]
[1051,2019,"AL","WestRock Demopolis Mill",54763,"4TG",7,"OP","ST","BLQ",34.9,0.722,{"v":220752.19,"d":"220,752"},{"v":89717.487,"d":"89,717"},"EIA-923 Generator File",2014]
[1052,2019,"AL","WestRock Demopolis Mill",54763,"3TG",7,"RE","ST","BLQ",{"v":19,"d":"19.0"},{"$nulls":5},2012]
[1053,2019,"AL","WestRock Demopolis Mill",54763,"ITG",0,"RE","ST","BLQ",{"v":10,"d":"10.0"},{"$nulls":5},2003]
[1054,2019,"AL","Wheeler Dam",49,"1",0,"OP","HY","WAT",35.1,0.461,{"v":141642.401,"d":"141,642"},{"v":61952.803,"d":"61,953"},"Distributed from 923 Generation And Fuel",1936]
[1055,2019,"AL","Wheeler Dam",49,"10",0,"OP","HY","WAT",{"v":36,"d":"36.0"},0.461,{"v":145274.257,"d":"145,274"},{"v":63541.337,"d":"63,541"},"Distributed from 923 Generation And Fuel",1963]
[1056,2019,"AL","Wheeler Dam",49,"11",0,"OP","HY","WAT",43.6,0.461,{"v":175943.267,"d":"175,943"},{"v":76955.619,"d":"76,956"},"Distributed from 923 Generation And Fuel",1963]
[1057,2019,"AL","Wheeler Dam",49,"2",0,"OP","HY","WAT",35.1,0.461,{"v":141642.401,"d":"141,642"},{"v":61952.803,"d":"61,953"},"Distributed from 923 Generation And Fuel",1937]
[1058,2019,"AL","Wheeler Dam",49,"3",0,"OP","HY","WAT",35.1,0.461,{"v":141642.401,"d":"141,642"},{"v":61952.803,"d":"61,953"},"Distributed from 923 Generation And Fuel",1941]
[1059,2019,"AL","Wheeler Dam",49,"4",0,"OP","HY","WAT",35.1,0.461,{"v":141642.401,"d":"141,642"},{"v":61952.803,"d":"61,953"},"Distributed from 923 Generation And Fuel",1941]
[1060,2019,"AL","Wheeler Dam",49,"5",0,"OP","HY","WAT",35.1,0.461,{"v":141642.401,"d":"141,642"},{"v":61952.803,"d":"61,953"},"Distributed from 923 Generation And Fuel",1948]
[1061,2019,"AL","Wheeler Dam",49,"6",0,"OP","HY","WAT",35.1,0.461,{"v":141642.401,"d":"141,642"},{"v":61952.803,"d":"61,953"},"Distributed from 923 Generation And Fuel",1949]
[1062,2019,"AL","Wheeler Dam",49,"7",0,"OP","HY","WAT",35.1,0.461,{"v":141642.401,"d":"141,642"},{"v":61952.803,"d":"61,953"},"Distributed from 923 Generation And Fuel",1949]
[1063,2019,"AL","Wheeler Dam",49,"8",0,"OP","HY","WAT",35.1,0.461,{"v":141642.401,"d":"141,642"},{"v":61952.803,"d":"61,953"},"Distributed from 923 Generation And Fuel",1950]
[1064,2019,"AL","Wheeler Dam",49,"9",0,"OP","HY","WAT",43.6,0.461,{"v":175943.267,"d":"175,943"},{"v":76955.619,"d":"76,956"},"Distributed from 923 Generation And Fuel",1962]
[1065,2019,"AL","Widows Creek",50,"1",1,"RE","ST","BIT",140.6,{"$nulls":5},2014]
[1066,2019,"AL","Widows Creek",50,"2",1,"RE","ST","BIT",140.6,{"$nulls":5},2014]
[1067,2019,"AL","Widows Creek",50,"3",1,"RE","ST","BIT",140.6,{"$nulls":5},2013]
[1068,2019,"AL","Widows Creek",50,"4",1,"RE","ST","BIT",140.6,{"$nulls":5},2014]
[1069,2019,"AL","Widows Creek",50,"5",1,"RE","ST","BIT",140.6,{"$nulls":5},2013]
[1070,2019,"AL","Widows Creek",50,"6",1,"RE","ST","BIT",140.6,{"$nulls":5},2014]
[1071,2019,"AL","Widows Creek",50,"7",1,"RE","ST","BIT",{"v":575,"d":"575.0"},{"$nulls":5},2015]
[1072,2019,"AL","Widows Creek",50,"8",1,"RE","ST","BIT",{"v":550,"d":"550.0"},{"$nulls":5},2015]
[1073,2019,"AL","Wilson Dam",6440,"1",0,"OP","HY","WAT",{"v":23,"d":"23.0"},0.521,{"v":105050.87,"d":"105,051"},{"v":30716.229,"d":"30,716"},"Distributed from 923 Generation And Fuel",1925]
[1074,2019,"AL","Wilson Dam",6440,"10",0,"OP","HY","WAT",29.2,0.521,{"v":133368.931,"d":"133,369"},{"v":38996.256,"d":"38,996"},"Distributed from 923 Generation And Fuel",1942]
[1075,2019,"AL","Wilson Dam",6440,"11",0,"OP","HY","WAT",29.2,0.521,{"v":133368.931,"d":"133,369"},{"v":38996.256,"d":"38,996"},"Distributed from 923 Generation And Fuel",1942]
[1076,2019,"AL","Wilson Dam",6440,"12",0,"OP","HY","WAT",29.2,0.521,{"v":133368.931,"d":"133,369"},{"v":38996.256,"d":"38,996"},"Distributed from 923 Generation And Fuel",1942]
[1077,2019,"AL","Wilson Dam",6440,"13",0,"OP","HY","WAT",29.2,0.521,{"v":133368.931,"d":"133,369"},{"v":38996.256,"d":"38,996"},"Distributed from 923 Generation And Fuel",1943]
[1078,2019,"AL","Wilson Dam",6440,"14",0,"OP","HY","WAT",25.2,0.521,{"v":115099.214,"d":"115,099"},{"v":33654.303,"d":"33,654"},"Distributed from 923 Generation And Fuel",1943]
[1079,2019,"AL","Wilson Dam",6440,"15",0,"OP","HY","WAT",29.2,0.521,{"v":133368.931,"d":"133,369"},{"v":38996.256,"d":"38,996"},"Distributed from 923 Generation And Fuel",1949]
[1080,2019,"AL","Wilson Dam",6440,"16",0,"OP","HY","WAT",29.2,0.521,{"v":133368.931,"d":"133,369"},{"v":38996.256,"d":"38,996"},"Distributed from 923 Generation And Fuel",1950]
[1081,2019,"AL","Wilson Dam",6440,"17",0,"OP","HY","WAT",29.2,0.521,{"v":133368.931,"d":"133,369"},{"v":38996.256,"d":"38,996"},"Distributed from 923 Generation And Fuel",1950]
[1082,2019,"AL","Wilson Dam",6440,"18",0,"OP","HY","WAT",25.2,0.521,{"v":115099.214,"d":"115,099"},{"v":33654.303,"d":"33,654"},"Distributed from 923 Generation And Fuel",1950]
[1083,2019,"AL","Wilson Dam",6440,"19",0,"OP","HY","WAT",{"v":54,"d":"54.0"},0.521,{"v":246641.173,"d":"246,641"},{"v":72116.364,"d":"72,116"},"Distributed from 923 Generation And Fuel",1961]
[1084,2019,"AL","Wilson Dam",6440,"2",0,"OP","HY","WAT",{"v":23,"d":"23.0"},0.521,{"v":105050.87,"d":"105,051"},{"v":30716.229,"d":"30,716"},"Distributed from 923 Generation And Fuel",1925]
[1085,2019,"AL","Wilson Dam",6440,"20",0,"OP","HY","WAT",{"v":54,"d":"54.0"},0.521,{"v":246641.173,"d":"246,641"},{"v":72116.364,"d":"72,116"},"Distributed from 923 Generation And Fuel",1962]
[1086,2019,"AL","Wilson Dam",6440,"21",0,"OP","HY","WAT",{"v":54,"d":"54.0"},0.521,{"v":246641.173,"d":"246,641"},{"v":72116.364,"d":"72,116"},"Distributed from 923 Generation And Fuel",1962]
[1087,2019,"AL","Wilson Dam",6440,"3",0,"OP","HY","WAT",{"v":23,"d":"23.0"},0.521,{"v":105050.87,"d":"105,051"},{"v":30716.229,"d":"30,716"},"Distributed from 923 Generation And Fuel",1925]
[1088,2019,"AL","Wilson Dam",6440,"4",0,"OP","HY","WAT",{"v":23,"d":"23.0"},0.521,{"v":105050.87,"d":"105,051"},{"v":30716.229,"d":"30,716"},"Distributed from 923 Generation And Fuel",1925]
[1089,2019,"AL","Wilson Dam",6440,"5",0,"OP","HY","WAT",{"v":36,"d":"36.0"},0.521,{"v":164427.449,"d":"164,427"},{"v":48077.576,"d":"48,078"},"Distributed from 923 Generation And Fuel",1925]
[1090,2019,"AL","Wilson Dam",6440,"6",0,"OP","HY","WAT",30.9,0.521,{"v":141133.56,"d":"141,134"},{"v":41266.586,"d":"41,267"},"Distributed from 923 Generation And Fuel",1925]
[1091,2019,"AL","Wilson Dam",6440,"7",0,"OP","HY","WAT",30.9,0.521,{"v":141133.56,"d":"141,134"},{"v":41266.586,"d":"41,267"},"Distributed from 923 Generation And Fuel",1925]
[1092,2019,"AL","Wilson Dam",6440,"8",0,"OP","HY","WAT",30.9,0.521,{"v":141133.56,"d":"141,134"},{"v":41266.586,"d":"41,267"},"Distributed from 923 Generation And Fuel",1925]
[1093,2019,"AL","Wilson Dam",6440,"9",0,"OP","HY","WAT",29.2,0.521,{"v":133368.931,"d":"133,369"},{"v":38996.256,"d":"38,996"},"Distributed from 923 Generation And Fuel",1942]
[1094,2019,"AL","Yates Dam",21,"1",0,"OP","HY","WAT",25.5,0.352,{"v":78638.97,"d":"78,639"},{"v":34395.713,"d":"34,396"},"Distributed from 923 Generation And Fuel",1928]
[1095,2019,"AL","Yates Dam",21,"2",0,"OP","HY","WAT",{"v":25,"d":"25.0"},0.352,{"v":77097.03,"d":"77,097"},{"v":33721.287,"d":"33,721"},"Distributed from 923 Generation And Fuel",1928]
[1096,2019,"AL","Yellowhammer Gas Plant",54730,"701",0,"OP","GT","NG",3.4,0.564,{"v":16795,"d":"16,795"},{"v":7503,"d":"7,503"},"Distributed from 923 Generation And Fuel",1992]
[1097,2019,"AR","Archer Daniels Midland Little Rock",54311,"GEN1",0,"RE","IC","NG",{"v":1,"d":"1.0"},{"$nulls":5},2001]
[1098,2019,"AR","Archer Daniels Midland Little Rock",54311,"GEN2",0,"RE","IC","NG",{"v":1,"d":"1.0"},{"$nulls":5},2001]
[1099,2019,"AR","Archer Daniels Midland Little Rock",54311,"GEN3",0,"RE","IC","NG",{"v":1,"d":"1.0"},{"$nulls":5},2001]
[1100,2019,"AR","Archer Daniels Midland Little Rock",54311,"GEN4",0,"RE","IC","NG",{"v":1,"d":"1.0"},{"$nulls":5},2001]
[1101,2019,"AR","Arkansas Nuclear One",8055,"1",1,"OP","ST","NUC",902.5,{"v":0.84,"d":"0.840"},{"v":6640319.603,"d":"6,640,320"},{"v":2504288.795,"d":"2,504,289"},"Distributed from 923 Generation And Fuel",1974]
[1102,2019,"AR","Arkansas Nuclear One",8055,"2",1,"OP","ST","NUC",942.5,{"v":0.84,"d":"0.840"},{"v":6934627.397,"d":"6,934,627"},{"v":2615282.205,"d":"2,615,282"},"Distributed from 923 Generation And Fuel",1980]
[1103,2019,"AR","Ashdown",54104,"GEN1",5,"OP","ST","BLQ",19.5,0.617,{"v":105327.24,"d":"105,327"},{"v":45257.243,"d":"45,257"},"EIA-923 Generator File",1968]
[1104,2019,"AR","Ashdown",54104,"GEN2",5,"OP","ST","BLQ",{"v":47,"d":"47.0"},{"v":0.42,"d":"0.420"},{"v":172951.68,"d":"172,952"},{"v":60927.676,"d":"60,928"},"EIA-923 Generator File",1979]
[1105,2019,"AR","Ashdown",54104,"GEN3",5,"OP","ST","BLQ",{"v":45,"d":"45.0"},0.556,{"v":219096.35,"d":"219,096"},{"v":87798.347,"d":"87,798"},"EIA-923 Generator File",1991]
[1106,2019,"AR","Ashdown",54104,"GEN4",5,"OP","ST","BLQ",{"v":45,"d":"45.0"},0.431,{"v":169787.07,"d":"169,787"},{"v":66773.068,"d":"66,773"},"EIA-923 Generator File",1991]
[1107,2019,"AR","Beaver Dam",182,"1",0,"OP","HY","WAT",{"v":56,"d":"56.0"},0.267,{"v":130873,"d":"130,873"},{"v":57893.5,"d":"57,894"},"Distributed from 923 Generation And Fuel",1965]
[1108,2019,"AR","Beaver Dam",182,"2",0,"OA","HY","WAT",{"v":56,"d":"56.0"},0.267,{"v":130873,"d":"130,873"},{"v":57893.5,"d":"57,894"},"Distributed from 923 Generation And Fuel",1965]
[1109,2019,"AR","Blakely Mountain",197,"1",0,"OP","HY","WAT",37.5,0.353,{"v":115834,"d":"115,834"},{"v":51241,"d":"51,241"},"Distributed from 923 Generation And Fuel",1955]
[1110,2019,"AR","Blakely Mountain",197,"2",0,"OP","HY","WAT",37.5,0.353,{"v":115834,"d":"115,834"},{"v":51241,"d":"51,241"},"Distributed from 923 Generation And Fuel",1955]
[1111,2019,"AR","Bull Shoals",198,"1",0,"OP","HY","WAT",{"v":40,"d":"40.0"},{"v":0.48,"d":"0.480"},{"v":168056.588,"d":"168,057"},{"v":74342.235,"d":"74,342"},"Distributed from 923 Generation And Fuel",1952]
[1112,2019,"AR","Bull Shoals",198,"2",0,"OP","HY","WAT",{"v":40,"d":"40.0"},{"v":0.48,"d":"0.480"},{"v":168056.588,"d":"168,057"},{"v":74342.235,"d":"74,342"},"Distributed from 923 Generation And Fuel",1952]
[1113,2019,"AR","Bull Shoals",198,"3",0,"OP","HY","WAT",{"v":40,"d":"40.0"},{"v":0.48,"d":"0.480"},{"v":168056.588,"d":"168,057"},{"v":74342.235,"d":"74,342"},"Distributed from 923 Generation And Fuel",1952]
[1114,2019,"AR","Bull Shoals",198,"4",0,"OP","HY","WAT",{"v":40,"d":"40.0"},{"v":0.48,"d":"0.480"},{"v":168056.588,"d":"168,057"},{"v":74342.235,"d":"74,342"},"Distributed from 923 Generation And Fuel",1953]
[1115,2019,"AR","Bull Shoals",198,"5",0,"OP","HY","WAT",{"v":45,"d":"45.0"},{"v":0.48,"d":"0.480"},{"v":189063.662,"d":"189,064"},{"v":83635.015,"d":"83,635"},"Distributed from 923 Generation And Fuel",1962]
[1116,2019,"AR","Bull Shoals",198,"6",0,"OP","HY","WAT",{"v":45,"d":"45.0"},{"v":0.48,"d":"0.480"},{"v":189063.662,"d":"189,064"},{"v":83635.015,"d":"83,635"},"Distributed from 923 Generation And Fuel",1962]
[1117,2019,"AR","Bull Shoals",198,"7",0,"OP","HY","WAT",{"v":45,"d":"45.0"},{"v":0.48,"d":"0.480"},{"v":189063.662,"d":"189,064"},{"v":83635.015,"d":"83,635"},"Distributed from 923 Generation And Fuel",1963]
[1118,2019,"AR","Bull Shoals",198,"8",0,"OP","HY","WAT",{"v":45,"d":"45.0"},{"v":0.48,"d":"0.480"},{"v":189063.662,"d":"189,064"},{"v":83635.015,"d":"83,635"},"Distributed from 923 Generation And Fuel",1963]
[1119,2019,"AR","Carl Bailey",202,"1",1,"OP","ST","NG",{"v":120,"d":"120.0"},0.015,{"v":15894,"d":"15,894"},{"v":13911,"d":"13,911"},"EIA-923 Generator File",1966]
[1120,2019,"AR","Carpenter",166,"1",0,"OP","HY","WAT",{"v":28,"d":"28.0"},0.155,{"v":38053.5,"d":"38,054"},{"v":16833.5,"d":"16,834"},"Distributed from 923 Generation And Fuel",1932]
[1121,2019,"AR","Carpenter",166,"2",0,"OP","HY","WAT",{"v":28,"d":"28.0"},0.155,{"v":38053.5,"d":"38,054"},{"v":16833.5,"d":"16,834"},"Distributed from 923 Generation And Fuel",1932]
[1122,2019,"AR","Cecil Lynch",167,"2",1,"RE","ST","NG",{"v":69,"d":"69.0"},{"$nulls":5},2013]
[1123,2019,"AR","Cecil Lynch",167,"3",1,"RE","ST","NG",156.2,{"$nulls":5},2013]
[1124,2019,"AR","Cecil Lynch",167,"4",0,"RE","IC","DFO",5.8,{"$nulls":5},2013]
[1125,2019,"AR","Chicot Solar",63295,"CHICO",0,"U","PV","SUN",{"v":100,"d":"100.0"}]
[1126,2019,"AR","Clearwater Paper APP CB",50638,"GEN1",2,"OP","ST","BLQ",{"v":28,"d":"28.0"},0.465,{"v":114107,"d":"114,107"},{"v":48023,"d":"48,023"},"EIA-923 Generator File",1977]
[1127,2019,"AR","Columbia Flooring Melbourne",56182,"Kato",0,"OA","ST","WDS",{"v":2,"d":"2.0"},{"v":0,"d":"0.000"},0,0,"EIA-923 Generator File",1980]
[1128,2019,"AR","Dam 2",7246,"1",0,"OP","HY","WAT",34.2,0.347,{"v":103900,"d":"103,900"},{"v":45961.667,"d":"45,962"},"Distributed from 923 Generation And Fuel",1999]
[1129,2019,"AR","Dam 2",7246,"2",0,"OP","HY","WAT",34.2,0.347,{"v":103900,"d":"103,900"},{"v":45961.667,"d":"45,962"},"Distributed from 923 Generation And Fuel",1999]
[1130,2019,"AR","Dam 2",7246,"3",0,"OP","HY","WAT",34.2,0.347,{"v":103900,"d":"103,900"},{"v":45961.667,"d":"45,962"},"Distributed from 923 Generation And Fuel",1999]
[1131,2019,"AR","Dardanelle",199,"1",0,"OP","HY","WAT",40.2,0.422,{"v":148605.75,"d":"148,606"},{"v":65737.75,"d":"65,738"},"Distributed from 923 Generation And Fuel",1965]
[1132,2019,"AR","Dardanelle",199,"2",0,"OP","HY","WAT",40.2,0.422,{"v":148605.75,"d":"148,606"},{"v":65737.75,"d":"65,738"},"Distributed from 923 Generation And Fuel",1965]
[1133,2019,"AR","Dardanelle",199,"3",0,"OP","HY","WAT",40.2,0.422,{"v":148605.75,"d":"148,606"},{"v":65737.75,"d":"65,738"},"Distributed from 923 Generation And Fuel",1965]
[1134,2019,"AR","Dardanelle",199,"4",0,"OP","HY","WAT",40.2,0.422,{"v":148605.75,"d":"148,606"},{"v":65737.75,"d":"65,738"},"Distributed from 923 Generation And Fuel",1966]
[1135,2019,"AR","Degray",187,"1",0,"OP","HY","WAT",{"v":40,"d":"40.0"},0.205,{"v":71969,"d":"71,969"},{"v":32255,"d":"32,255"},"Distributed from 923 Generation And Fuel",1972]
[1136,2019,"AR","Degray",187,"2",0,"OP","PS","WAT",{"v":28,"d":"28.0"},0.207,{"v":50722,"d":"50,722"},{"v":21891,"d":"21,891"},"Distributed from 923 Generation And Fuel",1972]
[1137,2019,"AR","Dell Power Station",55340,"CTG1",0,"OP","CT","NG",199.3,{"v":0.56,"d":"0.560"},{"v":977462,"d":"977,462"},{"v":397370,"d":"397,370"},"EIA-923 Generator File",2007]
[1138,2019,"AR","Dell Power Station",55340,"CTG2",0,"OP","CT","NG",199.3,0.599,{"v":1046586,"d":"1,046,586"},{"v":454003,"d":"454,003"},"EIA-923 Generator File",2007]
[1139,2019,"AR","Dell Power Station",55340,"STG",2,"OP","CA","NG",280.5,{"v":0.49,"d":"0.490"},{"v":1205080,"d":"1,205,080"},{"v":527479,"d":"527,479"},"EIA-923 Generator File",2007]
[1140,2019,"AR","Elkins Generating Center",56489,"A",0,"OP","GT","NG",{"v":22,"d":"22.0"},0.024,{"v":4608.333,"d":"4,608"},{"v":2224.667,"d":"2,225"},"Distributed from 923 Generation And Fuel",2010]
[1141,2019,"AR","Elkins Generating Center",56489,"B",0,"OP","GT","NG",{"v":22,"d":"22.0"},0.024,{"v":4608.333,"d":"4,608"},{"v":2224.667,"d":"2,225"},"Distributed from 923 Generation And Fuel",2010]
[1142,2019,"AR","Elkins Generating Center",56489,"C",0,"OP","GT","NG",{"v":22,"d":"22.0"},0.024,{"v":4608.333,"d":"4,608"},{"v":2224.667,"d":"2,225"},"Distributed from 923 Generation And Fuel",2013]
[1143,2019,"AR","Ellis Hydro",7040,"1",0,"OP","HY","WAT",10.8,{"v":0.35,"d":"0.350"},{"v":33151.667,"d":"33,152"},{"v":14665,"d":"14,665"},"Distributed from 923 Generation And Fuel",1988]
[1144,2019,"AR","Ellis Hydro",7040,"2",0,"OP","HY","WAT",10.8,{"v":0.35,"d":"0.350"},{"v":33151.667,"d":"33,152"},{"v":14665,"d":"14,665"},"Distributed from 923 Generation And Fuel",1988]
[1145,2019,"AR","Ellis Hydro",7040,"3",0,"OP","HY","WAT",10.8,{"v":0.35,"d":"0.350"},{"v":33151.667,"d":"33,152"},{"v":14665,"d":"14,665"},"Distributed from 923 Generation And Fuel",1988]
[1146,2019,"AR","FECC Solar Benton",61839,"FECC1",0,"OP","PV","SUN",{"v":1,"d":"1.0"},0.166,{"v":1457,"d":"1,457"},756,"Distributed from 923 Generation And Fuel",2017]
[1147,2019,"AR","Flint Creek",6138,"1",1,"OP","ST","SUB",{"v":558,"d":"558.0"},0.486,{"v":2376855,"d":"2,376,855"},{"v":1168792,"d":"1,168,792"},"EIA-923 Generator File",1978]
[1148,2019,"AR","Fourche Creek Wastewater",10050,"4",0,"OP","IC","OBG",1.3,0.481,{"v":5480,"d":"5,480"},{"v":2134,"d":"2,134"},"Distributed from 923 Generation And Fuel",2009]
[1149,2019,"AR","Fourche Creek Wastewater",10050,"1",0,"RE","IC","OBG",0.5,{"$nulls":5},2010]
[1150,2019,"AR","Fourche Creek Wastewater",10050,"2",0,"RE","IC","OBG",0.5,{"$nulls":5},2008]
[1151,2019,"AR","Fourche Creek Wastewater",10050,"3",0,"RE","IC","OBG",0.5,{"$nulls":5},2011]
[1152,2019,"AR","Fulton (AR)",7825,"1",0,"OP","GT","NG",154.8,0.088,{"v":118888,"d":"118,888"},{"v":57392,"d":"57,392"},"Distributed from 923 Generation And Fuel",2001]
[1153,2019,"AR","Genova Arkansas I LLC",55869,"CTG1",0,"IP","CT","NG",185.7]
[1154,2019,"AR","Genova Arkansas I LLC",55869,"CTG2",0,"IP","CT","NG",185.7]
[1155,2019,"AR","Genova Arkansas I LLC",55869,"ST1",0,"IP","CA","NG",{"v":260,"d":"260.0"}]
[1156,2019,"AR","Georgia-Pacific Crossett LLC",10606,"GEN4",5,"OP","ST","BLQ",{"v":25,"d":"25.0"},0.536,{"v":117491.75,"d":"117,492"},{"v":47558.858,"d":"47,559"},"EIA-923 Generator File",1962]
[1157,2019,"AR","Georgia-Pacific Crossett LLC",10606,"GEN5",5,"RE","ST","BLQ",30.6,0.471,{"v":126311.14,"d":"126,311"},{"v":62370.526,"d":"62,371"},"EIA-923 Generator File",null,2019]
[1158,2019,"AR","Georgia-Pacific Crossett LLC",10606,"GEN6",5,"RE","ST","BLQ",{"v":36,"d":"36.0"},{"v":0.49,"d":"0.490"},{"v":154434.49,"d":"154,434"},{"v":82513.778,"d":"82,514"},"EIA-923 Generator File",null,2019]
[1159,2019,"AR","Greers Ferry Lake",188,"1",0,"OP","HY","WAT",{"v":48,"d":"48.0"},0.353,{"v":148310.5,"d":"148,311"},{"v":65607,"d":"65,607"},"Distributed from 923 Generation And Fuel",1964]
[1160,2019,"AR","Greers Ferry Lake",188,"2",0,"OP","HY","WAT",{"v":48,"d":"48.0"},0.353,{"v":148310.5,"d":"148,311"},{"v":65607,"d":"65,607"},"Distributed from 923 Generation And Fuel",1964]
[1161,2019,"AR","Hamilton Moses",168,"1",1,"RE","ST","NG",{"v":69,"d":"69.0"},{"$nulls":5},2013]
[1162,2019,"AR","Hamilton Moses",168,"2",1,"RE","ST","NG",{"v":69,"d":"69.0"},{"$nulls":5},2013]
[1163,2019,"AR","Happy Solar 1",63766,"ARHA1",0,"P","PV","SUN",{"v":95,"d":"95.0"}]
[1164,2019,"AR","Harry D Mattison Gas Plant",56328,"1",0,"SB","GT","NG",86.5,0.051,{"v":38661.039,"d":"38,661"},{"v":18663.181,"d":"18,663"},"Distributed from 923 Generation And Fuel",2007]
[1165,2019,"AR","Harry D Mattison Gas Plant",56328,"2",0,"SB","GT","NG",86.5,0.051,{"v":38661.039,"d":"38,661"},{"v":18663.181,"d":"18,663"},"Distributed from 923 Generation And Fuel",2007]
[1166,2019,"AR","Harry D Mattison Gas Plant",56328,"3",0,"SB","GT","NG",{"v":88,"d":"88.0"},0.051,{"v":39331.461,"d":"39,331"},{"v":18986.819,"d":"18,987"},"Distributed from 923 Generation And Fuel",2007]
[1167,2019,"AR","Harry D Mattison Gas Plant",56328,"4",0,"SB","GT","NG",{"v":88,"d":"88.0"},0.051,{"v":39331.461,"d":"39,331"},{"v":18986.819,"d":"18,987"},"Distributed from 923 Generation And Fuel",2007]
[1168,2019,"AR","Harry L. Oswald",55221,"G1",0,"OP","CT","NG",{"v":51,"d":"51.0"},0.082,{"v":36539,"d":"36,539"},{"v":31509,"d":"31,509"},"EIA-923 Generator File",2002]
[1169,2019,"AR","Harry L. Oswald",55221,"G2",0,"OP","CT","NG",{"v":51,"d":"51.0"},0.086,{"v":38490,"d":"38,490"},{"v":32377,"d":"32,377"},"EIA-923 Generator File",2002]
[1170,2019,"AR","Harry L. Oswald",55221,"G3",0,"OP","CT","NG",{"v":51,"d":"51.0"},0.089,{"v":39622,"d":"39,622"},{"v":34025,"d":"34,025"},"EIA-923 Generator File",2002]
[1171,2019,"AR","Harry L. Oswald",55221,"G4",0,"OP","CT","NG",{"v":51,"d":"51.0"},0.084,{"v":37400,"d":"37,400"},{"v":32657,"d":"32,657"},"EIA-923 Generator File",2002]
[1172,2019,"AR","Harry L. Oswald",55221,"G5",0,"OP","CT","NG",{"v":51,"d":"51.0"},0.083,{"v":37022,"d":"37,022"},{"v":32776,"d":"32,776"},"EIA-923 Generator File",2002]
[1173,2019,"AR","Harry L. Oswald",55221,"G6",0,"OP","CT","NG",{"v":51,"d":"51.0"},0.085,{"v":38138,"d":"38,138"},{"v":32812,"d":"32,812"},"EIA-923 Generator File",2002]
[1174,2019,"AR","Harry L. Oswald",55221,"G7",0,"OP","CT","NG",83.5,0.084,{"v":61355,"d":"61,355"},{"v":50776,"d":"50,776"},"EIA-923 Generator File",2002]
[1175,2019,"AR","Harry L. Oswald",55221,"G8",7,"OP","CA","NG",{"v":105,"d":"105.0"},0.017,{"v":15247,"d":"15,247"},{"v":13280,"d":"13,280"},"EIA-923 Generator File",2002]
[1176,2019,"AR","Harry L. Oswald",55221,"G9",7,"OP","CA","NG",{"v":105,"d":"105.0"},0.071,{"v":65127,"d":"65,127"},{"v":55963,"d":"55,963"},"EIA-923 Generator File",2002]
[1177,2019,"AR","Harvey Couch",169,"1",1,"RE","ST","NG",26.5,{"$nulls":5},2011]
[1178,2019,"AR","Harvey Couch",169,"2",1,"RE","ST","NG",156.2,{"$nulls":5},2013]
[1179,2019,"AR","Hot Spring Generating Facility",55418,"CT1",0,"OP","CT","NG",198.9,0.475,{"v":827537,"d":"827,537"},{"v":416560,"d":"416,560"},"EIA-923 Generator File",2002]
[1180,2019,"AR","Hot Spring Generating Facility",55418,"CT2",0,"OP","CT","NG",198.9,0.498,{"v":868460,"d":"868,460"},{"v":447892,"d":"447,892"},"EIA-923 Generator File",2002]
[1181,2019,"AR","Hot Spring Generating Facility",55418,"ST1",2,"OP","CA","NG",{"v":317,"d":"317.0"},0.447,{"v":1241708,"d":"1,241,708"},{"v":665630,"d":"665,630"},"EIA-923 Generator File",2002]
[1182,2019,"AR","Hot Spring Generating Facility",55418,"CT3",0,"CN","CT","NG",198.9]
[1183,2019,"AR","Hot Spring Generating Facility",55418,"CT4",0,"CN","CT","NG",198.9]
[1184,2019,"AR","Hot Spring Generating Facility",55418,"ST2",0,"CN","CA","NG",317.1]
[1185,2019,"AR","Independence Steam Electric Station",6641,"1",1,"OP","ST","SUB",{"v":900,"d":"900.0"},0.337,{"v":2660045,"d":"2,660,045"},{"v":1297253,"d":"1,297,253"},"EIA-923 Generator File",1983]
[1186,2019,"AR","Independence Steam Electric Station",6641,"2",1,"OP","ST","SUB",{"v":900,"d":"900.0"},{"v":0.38,"d":"0.380"},{"v":2995458,"d":"2,995,458"},{"v":1746127,"d":"1,746,127"},"EIA-923 Generator File",1984]
[1187,2019,"AR","John W Turk Jr Power Plant",56564,"1",1,"OP","ST","SUB",{"v":609,"d":"609.0"},0.753,{"v":4015020,"d":"4,015,020"},{"v":1505433,"d":"1,505,433"},"EIA-923 Generator File",2012]
[1188,2019,"AR","Jonesboro City Water & Light Plant",56505,"SN01",0,"OP","GT","NG",24.5,0.014,{"v":2978.23,"d":"2,978"},{"v":1435.702,"d":"1,436"},"Distributed from 923 Generation And Fuel",1999]
[1189,2019,"AR","Jonesboro City Water & Light Plant",56505,"SN02",0,"OP","GT","NG",21.4,0.014,{"v":2601.393,"d":"2,601"},{"v":1254.042,"d":"1,254"},"Distributed from 923 Generation And Fuel",1999]
[1190,2019,"AR","Jonesboro City Water & Light Plant",56505,"SN04",0,"OP","GT","NG",60.5,0.014,{"v":7354.405,"d":"7,354"},{"v":3545.305,"d":"3,545"},"Distributed from 923 Generation And Fuel",2000]
[1191,2019,"AR","Jonesboro City Water & Light Plant",56505,"SN06",0,"OP","GT","NG",57.4,0.014,{"v":6977.568,"d":"6,978"},{"v":3363.645,"d":"3,364"},"Distributed from 923 Generation And Fuel",2003]
[1192,2019,"AR","Jonesboro City Water & Light Plant",56505,"SN07",0,"OP","GT","NG",60.5,0.014,{"v":7354.405,"d":"7,354"},{"v":3545.305,"d":"3,545"},"Distributed from 923 Generation And Fuel",2007]
[1193,2019,"AR","Lake Catherine",170,"4",1,"OP","ST","NG",552.5,0.026,{"v":127495,"d":"127,495"},{"v":117229,"d":"117,229"},"EIA-923 Generator File",1970,2025]
[1194,2019,"AR","Lake Catherine",170,"1",1,"RE","ST","NG",{"v":40,"d":"40.0"},{"$nulls":5},2013]
[1195,2019,"AR","Lake Catherine",170,"2",1,"RE","ST","NG",{"v":40,"d":"40.0"},{"$nulls":5},2013]
[1196,2019,"AR","Lake Catherine",170,"3",1,"RE","ST","NG",119.5,{"$nulls":5},2013]
[1197,2019,"AR","Lee Creek Water Treatment Facility",54283,"0209",0,"SB","HY","WAT",1.3,{"v":0,"d":"0.000"},0,0,"Distributed from 923 Generation And Fuel",1992]
[1198,2019,"AR","Mabelvale",171,"1",0,"RE","GT","NG",19.5,{"$nulls":5},2016]
[1199,2019,"AR","Mabelvale",171,"2",0,"RE","GT","NG",19.5,{"$nulls":5},2013]
[1200,2019,"AR","Mabelvale",171,"3",0,"RE","GT","NG",19.5,{"$nulls":5},2016]
[1201,2019,"AR","Mabelvale",171,"4",0,"RE","GT","NG",19.5,{"$nulls":5},2013]
[1202,2019,"AR","Magnet Cove",55714,"GT1",0,"OP","CT","NG",{"v":242,"d":"242.0"},0.211,{"v":447899,"d":"447,899"},{"v":393607,"d":"393,607"},"EIA-923 Generator File",2005]
[1203,2019,"AR","Magnet Cove",55714,"GT2",0,"OP","CT","NG",{"v":242,"d":"242.0"},0.304,{"v":645260,"d":"645,260"},{"v":516010,"d":"516,010"},"EIA-923 Generator File",2006]
[1204,2019,"AR","Magnet Cove",55714,"ST1",2,"OP","CA","NG",{"v":262,"d":"262.0"},0.267,{"v":612419,"d":"612,419"},{"v":522102,"d":"522,102"},"EIA-923 Generator File",2005]
[1205,2019,"AR","McClellan (AR)",203,"1",1,"OP","ST","NG",{"v":136,"d":"136.0"},0.029,{"v":34073,"d":"34,073"},{"v":27791,"d":"27,791"},"EIA-923 Generator File",1972]
[1206,2019,"AR","Municipal Light",193,"1",0,"OP","IC","DFO",{"v":2,"d":"2.0"},{"v":0,"d":"0.000"},{"v":2.5,"d":"3"},{"v":1.111,"d":"1"},"Distributed from 923 Generation And Fuel",1963]
[1207,2019,"AR","Municipal Light",193,"2",0,"OP","IC","DFO",0.6,{"v":0,"d":"0.000"},{"v":0.75,"d":"1"},{"v":0.333,"d":"0"},"Distributed from 923 Generation And Fuel",1952]
[1208,2019,"AR","Municipal Light",193,"4",0,"OP","IC","DFO",2.2,{"v":0,"d":"0.000"},{"v":2.75,"d":"3"},{"v":1.222,"d":"1"},"Distributed from 923 Generation And Fuel",1976]
[1209,2019,"AR","Municipal Light",193,"6",0,"OP","IC","DFO",1.3,{"v":0,"d":"0.000"},{"v":1.625,"d":"2"},{"v":0.722,"d":"1"},"Distributed from 923 Generation And Fuel",1959]
[1210,2019,"AR","Municipal Light",193,"7",0,"OP","IC","DFO",1.1,{"v":0,"d":"0.000"},{"v":1.375,"d":"1"},{"v":0.611,"d":"1"},"Distributed from 923 Generation And Fuel",1955]
[1211,2019,"AR","Murray",7166,"1",0,"OP","HY","WAT",22.7,0.225,{"v":44802.5,"d":"44,803"},{"v":19819,"d":"19,819"},"Distributed from 923 Generation And Fuel",1988]
[1212,2019,"AR","Murray",7166,"2",0,"OP","HY","WAT",22.7,0.225,{"v":44802.5,"d":"44,803"},{"v":19819,"d":"19,819"},"Distributed from 923 Generation And Fuel",1988]
[1213,2019,"AR","Narrows (AR)",195,"1",0,"OP","HY","WAT",8.5,0.319,{"v":23724.333,"d":"23,724"},{"v":10494.667,"d":"10,495"},"Distributed from 923 Generation And Fuel",1950]
[1214,2019,"AR","Narrows (AR)",195,"2",0,"OP","HY","WAT",8.5,0.319,{"v":23724.333,"d":"23,724"},{"v":10494.667,"d":"10,495"},"Distributed from 923 Generation And Fuel",1950]
[1215,2019,"AR","Narrows (AR)",195,"3",0,"OP","HY","WAT",8.5,0.319,{"v":23724.333,"d":"23,724"},{"v":10494.667,"d":"10,495"},"Distributed from 923 Generation And Fuel",1969]
[1216,2019,"AR","Noland Wastewater Treatment Plant Hybrid",62682,"FAYE1",0,"OP","PV","SUN",{"v":5,"d":"5.0"},0.072,{"v":3175,"d":"3,175"},{"v":1561,"d":"1,561"},"Distributed from 923 Generation And Fuel",2019]
[1217,2019,"AR","Noland Wastewater Treatment Plant Hybrid",62682,"FAYEB",0,"OP","BA","MWH",{"v":6,"d":"6.0"},{"v":-2E-3,"d":"(0.002)"},{"v":-120,"d":"(120)"},{"v":-99,"d":"(99)"},"Distributed from 923 Generation And Fuel",2019]
[1218,2019,"AR","Norfork",196,"1",0,"OP","HY","WAT",40.2,0.409,{"v":143897,"d":"143,897"},{"v":63655,"d":"63,655"},"Distributed from 923 Generation And Fuel",1950]
[1219,2019,"AR","Norfork",196,"2",0,"OP","HY","WAT",40.2,0.409,{"v":143897,"d":"143,897"},{"v":63655,"d":"63,655"},"Distributed from 923 Generation And Fuel",1944]
[1220,2019,"AR","Osceola (AR)",172,"9",0,"SB","IC","DFO",1.6,{"v":0,"d":"0.000"},0,0,"Distributed from 923 Generation And Fuel",1992]
[1221,2019,"AR","Osceola (AR)",172,"10",0,"RE","IC","DFO",1.6,{"$nulls":5},2012]
[1222,2019,"AR","Osceola (AR)",172,"11",0,"RE","IC","DFO",1.6,{"$nulls":5},2012]
[1223,2019,"AR","Osceola (AR)",172,"12",0,"RE","IC","DFO",1.6,{"$nulls":5},2012]
[1224,2019,"AR","Osceola (AR)",172,"13",0,"RE","IC","DFO",1.6,{"$nulls":5},2015]
[1225,2019,"AR","Osceola (AR)",172,"14",0,"RE","IC","DFO",1.6,{"$nulls":5},2015]
[1226,2019,"AR","Ozark",6142,"1",0,"OA","HY","WAT",{"v":20,"d":"20.0"},0.102,{"v":17909.4,"d":"17,909"},{"v":7922.4,"d":"7,922"},"Distributed from 923 Generation And Fuel",1972]
[1227,2019,"AR","Ozark",6142,"2",0,"OP","HY","WAT",{"v":20,"d":"20.0"},0.102,{"v":17909.4,"d":"17,909"},{"v":7922.4,"d":"7,922"},"Distributed from 923 Generation And Fuel",1973]
[1228,2019,"AR","Ozark",6142,"3",0,"OP","HY","WAT",{"v":20,"d":"20.0"},0.102,{"v":17909.4,"d":"17,909"},{"v":7922.4,"d":"7,922"},"Distributed from 923 Generation And Fuel",1973]
[1229,2019,"AR","Ozark",6142,"4",0,"OS","HY","WAT",{"v":20,"d":"20.0"},0.102,{"v":17909.4,"d":"17,909"},{"v":7922.4,"d":"7,922"},"Distributed from 923 Generation And Fuel",1973]
[1230,2019,"AR","Ozark",6142,"5",0,"OA","HY","WAT",{"v":20,"d":"20.0"},0.102,{"v":17909.4,"d":"17,909"},{"v":7922.4,"d":"7,922"},"Distributed from 923 Generation And Fuel",1974]
[1231,2019,"AR","Ozarks Natural Energy Community Solar",60924,"GEN1",0,"OP","PV","SUN",{"v":1,"d":"1.0"},0.175,{"v":1533,"d":"1,533"},796,"Distributed from 923 Generation And Fuel",2016]
[1232,2019,"AR","Paragould",192,"1",0,"RE","IC","DFO",0.4,{"$nulls":5},2002]
[1233,2019,"AR","Paragould",192,"2",0,"RE","IC","DFO",1.1,{"$nulls":5},2002]
[1234,2019,"AR","Paragould",192,"4",0,"RE","IC","DFO",0.8,{"$nulls":5},2002]
[1235,2019,"AR","Paragould",192,"5",0,"RE","IC","DFO",0.8,{"$nulls":5},2002]
[1236,2019,"AR","Paragould",192,"6",0,"RE","IC","DFO",{"v":1,"d":"1.0"},{"$nulls":5},2002]
[1237,2019,"AR","Paragould Reciprocating",8015,"011",0,"OP","IC","NG",6.4,0.003,{"v":157.667,"d":"158"},76,"Distributed from 923 Generation And Fuel",2001]
[1238,2019,"AR","Paragould Reciprocating",8015,"021",0,"OP","IC","NG",6.4,0.003,{"v":157.667,"d":"158"},76,"Distributed from 923 Generation And Fuel",2001]
[1239,2019,"AR","Paragould Reciprocating",8015,"031",0,"OP","IC","NG",6.4,0.003,{"v":157.667,"d":"158"},76,"Distributed from 923 Generation And Fuel",2001]
[1240,2019,"AR","Paragould Turbine",7283,"1",0,"OP","GT","NG",3.4,{"v":1E-3,"d":"0.001"},21,{"v":10.25,"d":"10"},"Distributed from 923 Generation And Fuel",1990]
[1241,2019,"AR","Paragould Turbine",7283,"2",0,"OP","GT","NG",3.4,{"v":1E-3,"d":"0.001"},21,{"v":10.25,"d":"10"},"Distributed from 923 Generation And Fuel",1990]
[1242,2019,"AR","Paragould Turbine",7283,"3",0,"OP","GT","NG",3.4,{"v":1E-3,"d":"0.001"},21,{"v":10.25,"d":"10"},"Distributed from 923 Generation And Fuel",1990]
[1243,2019,"AR","Paragould Turbine",7283,"4",0,"OP","GT","NG",3.4,{"v":1E-3,"d":"0.001"},21,{"v":10.25,"d":"10"},"Distributed from 923 Generation And Fuel",1990]
[1244,2019,"AR","Paragould Turbine",7283,"5",0,"SB","IC","DFO",0.3,{"v":0,"d":"0.000"},0,0,"Distributed from 923 Generation And Fuel",1991]
[1245,2019,"AR","Pine Bluff Energy Center",55075,"CT01",0,"OP","CT","NG",{"v":180,"d":"180.0"},0.621,{"v":978799,"d":"978,799"},{"v":426476,"d":"426,476"},"EIA-923 Generator File",2001]
[1246,2019,"AR","Pine Bluff Energy Center",55075,"ST01",1,"OP","CA","NG",{"v":56,"d":"56.0"},0.388,{"v":190459,"d":"190,459"},{"v":97166,"d":"97,166"},"EIA-923 Generator File",2001]
[1247,2019,"AR","Pine Bluff Mill",10627,"1TG1",6,"OP","ST","BLQ",{"v":40,"d":"40.0"},0.669,{"v":234526,"d":"234,526"},{"v":100852,"d":"100,852"},"EIA-923 Generator File",1958]
[1248,2019,"AR","Pine Bluff Mill",10627,"2TG1",6,"OP","ST","BLQ",{"v":20,"d":"20.0"},0.933,{"v":163543,"d":"163,543"},{"v":67792,"d":"67,792"},"EIA-923 Generator File",1958]
[1249,2019,"AR","Pine Bluff Mill",10627,"3TG1",6,"OP","ST","BLQ",{"v":25,"d":"25.0"},0.066,{"v":14492,"d":"14,492"},{"v":2058,"d":"2,058"},"EIA-923 Generator File",1962]
[1250,2019,"AR","Plum Point Energy Station",56456,"STG1",1,"OP","ST","SUB",{"v":720,"d":"720.0"},0.625,{"v":3944609,"d":"3,944,609"},{"v":1826779,"d":"1,826,779"},"EIA-923 Generator File",2010]
[1251,2019,"AR","Remmel",174,"1",0,"OP","HY","WAT",{"v":3,"d":"3.0"},0.667,{"v":17540,"d":"17,540"},{"v":7759,"d":"7,759"},"Distributed from 923 Generation And Fuel",1925]
[1252,2019,"AR","Remmel",174,"2",0,"OP","HY","WAT",{"v":3,"d":"3.0"},0.667,{"v":17540,"d":"17,540"},{"v":7759,"d":"7,759"},"Distributed from 923 Generation And Fuel",1925]
[1253,2019,"AR","Remmel",174,"3",0,"OP","HY","WAT",{"v":3,"d":"3.0"},0.667,{"v":17540,"d":"17,540"},{"v":7759,"d":"7,759"},"Distributed from 923 Generation And Fuel",1925]
[1254,2019,"AR","Riceland Foods Cogeneration Plant",56079,"STEC",2,"OP","ST","OBS",{"v":18,"d":"18.0"},0.141,{"v":22286,"d":"22,286"},{"v":11407,"d":"11,407"},"EIA-923 Generator File",1997]
[1255,2019,"AR","Robert E Ritchie",173,"1",1,"RE","ST","NG",{"v":359,"d":"359.0"},{"$nulls":5},2013]
[1256,2019,"AR","Robert E Ritchie",173,"2",1,"RE","ST","NG",544.6,{"$nulls":5},2013]
[1257,2019,"AR","Robert E Ritchie",173,"GT1",0,"RE","GT","NG",19.5,{"$nulls":5},2013]
[1258,2019,"AR","Scenic Hill Solar III",61869,"SHS3",0,"OP","PV","SUN",{"v":5,"d":"5.0"},0.232,{"v":10161,"d":"10,161"},{"v":5275,"d":"5,275"},"Distributed from 923 Generation And Fuel",2017]
[1259,2019,"AR","Scenic Hill Solar IV, LLC",63627,"252",0,"OP","PV","SUN",2.2,{"v":0,"d":"0.000"},0,0,"Distributed from 923 Generation And Fuel",2019]
[1260,2019,"AR","Searcy Solar Hybrid",62617,"SEABT",0,"P","BA","MWH",{"v":10,"d":"10.0"}]
[1261,2019,"AR","Searcy Solar Hybrid",62617,"SEARC",0,"P","PV","SUN",{"v":100,"d":"100.0"}]
[1262,2019,"AR","SR Camden",59947,"AERO",0,"OP","PV","SUN",{"v":12,"d":"12.0"},0.248,{"v":26019,"d":"26,019"},{"v":14740,"d":"14,740"},"Distributed from 923 Generation And Fuel",2015]
[1263,2019,"AR","Stuttgart Solar",61262,"STGRT",0,"OP","PV","SUN",{"v":81,"d":"81.0"},0.229,{"v":162317,"d":"162,317"},{"v":85811,"d":"85,811"},"Distributed from 923 Generation And Fuel",2018]
[1264,2019,"AR","Thomas Fitzhugh",201,"1",1,"OP","CA","NG",{"v":59,"d":"59.0"},0.117,{"v":60490,"d":"60,490"},{"v":39668,"d":"39,668"},"EIA-923 Generator File",1963]
[1265,2019,"AR","Thomas Fitzhugh",201,"2",0,"OP","CT","NG",{"v":126,"d":"126.0"},0.176,{"v":194428,"d":"194,428"},{"v":121879,"d":"121,879"},"EIA-923 Generator File",2002]
[1266,2019,"AR","Two Pine Landfill Gas Recovery",56523,"GEN 7",0,"OP","IC","LFG",0.8,0.759,{"v":5321,"d":"5,321"},{"v":2249,"d":"2,249"},"Distributed from 923 Generation And Fuel",2017]
[1267,2019,"AR","Two Pine Landfill Gas Recovery",56523,"GEN1",0,"OP","IC","LFG",0.8,0.759,{"v":5321,"d":"5,321"},{"v":2249,"d":"2,249"},"Distributed from 923 Generation And Fuel",2006]
[1268,2019,"AR","Two Pine Landfill Gas Recovery",56523,"GEN2",0,"OP","IC","LFG",0.8,0.759,{"v":5321,"d":"5,321"},{"v":2249,"d":"2,249"},"Distributed from 923 Generation And Fuel",2006]
[1269,2019,"AR","Two Pine Landfill Gas Recovery",56523,"GEN3",0,"OP","IC","LFG",0.8,0.759,{"v":5321,"d":"5,321"},{"v":2249,"d":"2,249"},"Distributed from 923 Generation And Fuel",2006]
[1270,2019,"AR","Two Pine Landfill Gas Recovery",56523,"GEN4",0,"OP","IC","LFG",0.8,0.759,{"v":5321,"d":"5,321"},{"v":2249,"d":"2,249"},"Distributed from 923 Generation And Fuel",2006]
[1271,2019,"AR","Two Pine Landfill Gas Recovery",56523,"GEN5",0,"OP","IC","LFG",0.8,0.759,{"v":5321,"d":"5,321"},{"v":2249,"d":"2,249"},"Distributed from 923 Generation And Fuel",2006]
[1272,2019,"AR","Two Pine Landfill Gas Recovery",56523,"GEN6",0,"RE","IC","LFG",0.8,{"$nulls":5},2017]
[1273,2019,"AR","UA Central Utility Plant",60536,"TRBN1",0,"OP","GT","NG",5.6,0.858,{"v":42074,"d":"42,074"},{"v":20311,"d":"20,311"},"Distributed from 923 Generation And Fuel",2016]
[1274,2019,"AR","Union Power Station",55380,"CTG1",0,"OP","CT","NG",{"v":176,"d":"176.0"},0.556,{"v":856734,"d":"856,734"},{"v":419248,"d":"419,248"},"EIA-923 Generator File",2003]
[1275,2019,"AR","Union Power Station",55380,"CTG2",0,"OP","CT","NG",{"v":176,"d":"176.0"},0.608,{"v":937743,"d":"937,743"},{"v":454627,"d":"454,627"},"EIA-923 Generator File",2003]
[1276,2019,"AR","Union Power Station",55380,"CTG3",0,"OP","CT","NG",{"v":176,"d":"176.0"},0.633,{"v":976700,"d":"976,700"},{"v":374429,"d":"374,429"},"EIA-923 Generator File",2003]
[1277,2019,"AR","Union Power Station",55380,"CTG4",0,"OP","CT","NG",{"v":176,"d":"176.0"},{"v":0.69,"d":"0.690"},{"v":1063274,"d":"1,063,274"},{"v":416008,"d":"416,008"},"EIA-923 Generator File",2003]
[1278,2019,"AR","Union Power Station",55380,"CTG5",0,"OP","CT","NG",{"v":176,"d":"176.0"},0.391,{"v":603534,"d":"603,534"},{"v":171389,"d":"171,389"},"EIA-923 Generator File",2003]
[1279,2019,"AR","Union Power Station",55380,"CTG6",0,"OP","CT","NG",{"v":176,"d":"176.0"},0.447,{"v":688879,"d":"688,879"},{"v":224469,"d":"224,469"},"EIA-923 Generator File",2003]
[1280,2019,"AR","Union Power Station",55380,"CTG7",0,"OP","CT","NG",{"v":176,"d":"176.0"},0.528,{"v":813403,"d":"813,403"},{"v":369401,"d":"369,401"},"EIA-923 Generator File",2003]
[1281,2019,"AR","Union Power Station",55380,"CTG8",0,"OP","CT","NG",{"v":176,"d":"176.0"},0.569,{"v":876867,"d":"876,867"},{"v":396934,"d":"396,934"},"EIA-923 Generator File",2003]
[1282,2019,"AR","Union Power Station",55380,"STG1",2,"OP","CA","NG",{"v":255,"d":"255.0"},0.504,{"v":1126723,"d":"1,126,723"},{"v":616062,"d":"616,062"},"EIA-923 Generator File",2003]
[1283,2019,"AR","Union Power Station",55380,"STG2",2,"OP","CA","NG",{"v":255,"d":"255.0"},0.587,{"v":1310830,"d":"1,310,830"},{"v":542686,"d":"542,686"},"EIA-923 Generator File",2003]
[1284,2019,"AR","Union Power Station",55380,"STG3",2,"OP","CA","NG",{"v":255,"d":"255.0"},0.366,{"v":818518,"d":"818,518"},{"v":274747,"d":"274,747"},"EIA-923 Generator File",2003]
[1285,2019,"AR","Union Power Station",55380,"STG4",2,"OP","CA","NG",{"v":255,"d":"255.0"},0.535,{"v":1194290,"d":"1,194,290"},{"v":524110,"d":"524,110"},"EIA-923 Generator File",2003]
[1286,2019,"AR","Waste Management Eco Vista LFGTE",57025,"GEN1",0,"OP","IC","LFG",0.8,0.956,{"v":6700.8,"d":"6,701"},{"v":2832.2,"d":"2,832"},"Distributed from 923 Generation And Fuel",2010]
[1287,2019,"AR","Waste Management Eco Vista LFGTE",57025,"GEN2",0,"OP","IC","LFG",0.8,0.956,{"v":6700.8,"d":"6,701"},{"v":2832.2,"d":"2,832"},"Distributed from 923 Generation And Fuel",2010]
[1288,2019,"AR","Waste Management Eco Vista LFGTE",57025,"GEN3",0,"OP","IC","LFG",0.8,0.956,{"v":6700.8,"d":"6,701"},{"v":2832.2,"d":"2,832"},"Distributed from 923 Generation And Fuel",2010]
[1289,2019,"AR","Waste Management Eco Vista LFGTE",57025,"GEN4",0,"OP","IC","LFG",0.8,0.956,{"v":6700.8,"d":"6,701"},{"v":2832.2,"d":"2,832"},"Distributed from 923 Generation And Fuel",2010]
[1290,2019,"AR","Waste Management Eco Vista LFGTE",57025,"GEN5",0,"OP","IC","LFG",0.8,0.956,{"v":6700.8,"d":"6,701"},{"v":2832.2,"d":"2,832"},"Distributed from 923 Generation And Fuel",2010]
[1291,2019,"AR","Westside Wastewater Treatment Plant Hybrid",62683,"FAYW1",0,"OP","PV","SUN",{"v":5,"d":"5.0"},0.075,{"v":3268,"d":"3,268"},{"v":1654,"d":"1,654"},"Distributed from 923 Generation And Fuel",2019]
[1292,2019,"AR","Westside Wastewater Treatment Plant Hybrid",62683,"FAYWB",0,"OP","BA","MWH",{"v":6,"d":"6.0"},{"v":-2E-3,"d":"(0.002)"},{"v":-109,"d":"(109)"},{"v":-88,"d":"(88)"},"Distributed from 923 Generation And Fuel",2019]
[1293,2019,"AR","Whillock",7135,"1",0,"OP","HY","WAT",10.8,{"v":0.43,"d":"0.430"},{"v":40680,"d":"40,680"},{"v":17995.333,"d":"17,995"},"Distributed from 923 Generation And Fuel",1993]
[1294,2019,"AR","Whillock",7135,"2",0,"OP","HY","WAT",10.8,{"v":0.43,"d":"0.430"},{"v":40680,"d":"40,680"},{"v":17995.333,"d":"17,995"},"Distributed from 923 Generation And Fuel",1993]
[1295,2019,"AR","Whillock",7135,"3",0,"OP","HY","WAT",10.8,{"v":0.43,"d":"0.430"},{"v":40680,"d":"40,680"},{"v":17995.333,"d":"17,995"},"Distributed from 923 Generation And Fuel",1993]
[1296,2019,"AR","White Bluff",6009,"1",1,"OP","ST","SUB",{"v":900,"d":"900.0"},0.423,{"v":3335772,"d":"3,335,772"},{"v":1449281,"d":"1,449,281"},"EIA-923 Generator File",1980]
[1297,2019,"AR","White Bluff",6009,"2",1,"OP","ST","SUB",{"v":900,"d":"900.0"},0.432,{"v":3407560,"d":"3,407,560"},{"v":1463494,"d":"1,463,494"},"EIA-923 Generator File",1981]
[1298,2019,"AR","White River Lock and Dam 1",57160,"LD#1",0,"OP","HY","WAT",4.3,0.418,{"v":15727,"d":"15,727"},{"v":7161,"d":"7,161"},"Distributed from 923 Generation And Fuel",2007]
[1299,2019,"AR","White River Lock and Dam 2",57161,"LD#2",0,"OP","HY","WAT",3.5,0.492,{"v":15077,"d":"15,077"},{"v":7213,"d":"7,213"},"Distributed from 923 Generation And Fuel",2007]
[1300,2019,"AR","White River Lock and Dam 3",57162,"LD#3",0,"OP","HY","WAT",4.3,0.503,{"v":18945,"d":"18,945"},{"v":9515,"d":"9,515"},"Distributed from 923 Generation And Fuel",2006]
[1301,2019,"AZ","Actus Lend Lease DMAFB",58632,"1",0,"OP","PV","SUN",{"v":3,"d":"3.0"},0.144,{"v":3792,"d":"3,792"},{"v":1996,"d":"1,996"},"Distributed from 923 Generation And Fuel",2009]
[1302,2019,"AZ","AES ES GILBERT",61861,"SRP",0,"OP","BA","MWH",{"v":10,"d":"10.0"},{"v":-0.018,"d":"(0.018)"},{"v":-1560,"d":"(1,560)"},{"v":-467,"d":"(467)"},"Distributed from 923 Generation And Fuel",2019]
[1303,2019,"AZ","Agua Caliente Solar Project",57373,"AGU1",0,"OP","PV","SUN",90.7,0.128,{"v":101860.353,"d":"101,860"},{"v":48769.491,"d":"48,769"},"Distributed from 923 Generation And Fuel",2012]
[1304,2019,"AZ","Agua Caliente Solar Project",57373,"AGU2",0,"OP","PV","SUN",{"v":136,"d":"136.0"},0.128,{"v":152734.377,"d":"152,734"},{"v":73127.351,"d":"73,127"},"Distributed from 923 Generation And Fuel",2012]
[1305,2019,"AZ","Agua Caliente Solar Project",57373,"AGU3",0,"OP","PV","SUN",{"v":121,"d":"121.0"},0.128,{"v":135888.673,"d":"135,889"},{"v":65061.835,"d":"65,062"},"Distributed from 923 Generation And Fuel",2014]
[1306,2019,"AZ","Agua Caliente Solar Project",57373,"AGU01",0,"IP","PV","SUN",{"v":290,"d":"290.0"},0.128,{"v":325683.597,"d":"325,684"},{"v":155933.323,"d":"155,933"},"Distributed from 923 Generation And Fuel"]
[1307,2019,"AZ","Agua Fria",141,"AF1",1,"OP","ST","NG",113.6,0.057,{"v":57220,"d":"57,220"},{"v":44867,"d":"44,867"},"EIA-923 Generator File",1958]
[1308,2019,"AZ","Agua Fria",141,"AF2",1,"OP","ST","NG",113.6,0.046,{"v":45545,"d":"45,545"},{"v":46391,"d":"46,391"},"EIA-923 Generator File",1957]
[1309,2019,"AZ","Agua Fria",141,"AF3",1,"OP","ST","NG",163.2,0.081,{"v":116246,"d":"116,246"},{"v":92436,"d":"92,436"},"EIA-923 Generator File",1961]
[1310,2019,"AZ","Agua Fria",141,"AF4",0,"OP","GT","NG",80.5,0.005,{"v":3205.193,"d":"3,205"},{"v":1455.79,"d":"1,456"},"Distributed from 923 Generation And Fuel",1975]
[1311,2019,"AZ","Agua Fria",141,"AF5",0,"OP","GT","NG",71.2,0.005,{"v":2834.904,"d":"2,835"},{"v":1287.605,"d":"1,288"},"Distributed from 923 Generation And Fuel",1974]
[1312,2019,"AZ","Agua Fria",141,"AF6",0,"OP","GT","NG",71.2,0.005,{"v":2834.904,"d":"2,835"},{"v":1287.605,"d":"1,288"},"Distributed from 923 Generation And Fuel",1974]
[1313,2019,"AZ","Agua Fria",141,"PV-3",0,"OP","PV","SUN",0.2,0.078,136,109,"Distributed from 923 Generation And Fuel",2001]
[1314,2019,"AZ","Amphitheater High School Solar",60684,"AHS1",0,"OP","PV","SUN",{"v":1,"d":"1.0"},{"v":0.25,"d":"0.250"},{"v":2193,"d":"2,193"},{"v":1154,"d":"1,154"},"Distributed from 923 Generation And Fuel",2016]
[1315,2019,"AZ","Apache Solar 1",60964,"AEPS1",0,"OP","PV","SUN",{"v":20,"d":"20.0"},0.297,{"v":52017,"d":"52,017"},{"v":27379,"d":"27,379"},"Distributed from 923 Generation And Fuel",2017]
[1316,2019,"AZ","Apache Station",160,"GT1",0,"SB","GT","NG",11.5,0.042,{"v":4234.769,"d":"4,235"},{"v":3059.363,"d":"3,059"},"Distributed from 923 Generation And Fuel",1963]
[1317,2019,"AZ","Apache Station",160,"GT2",0,"SB","GT","NG",20.4,0.042,{"v":7512.112,"d":"7,512"},{"v":5427.044,"d":"5,427"},"Distributed from 923 Generation And Fuel",1972]
[1318,2019,"AZ","Apache Station",160,"GT3",0,"SB","GT","NG",78.7,0.042,{"v":28980.551,"d":"28,981"},{"v":20936.684,"d":"20,937"},"Distributed from 923 Generation And Fuel",1975]
[1319,2019,"AZ","Apache Station",160,"GT4",0,"SB","GT","NG",60.5,0.042,{"v":22278.568,"d":"22,279"},{"v":16094.909,"d":"16,095"},"Distributed from 923 Generation And Fuel",2002]
[1320,2019,"AZ","Apache Station",160,"ST1",1,"SB","ST","NG",81.6,0.126,{"v":90158,"d":"90,158"},{"v":91575,"d":"91,575"},"EIA-923 Generator File",1964]
[1321,2019,"AZ","Apache Station",160,"ST2",1,"OP","ST","NG",{"v":204,"d":"204.0"},0.604,{"v":1079229,"d":"1,079,229"},{"v":505967,"d":"505,967"},"EIA-923 Generator File",1979]
[1322,2019,"AZ","Apache Station",160,"ST3",1,"OP","ST","SUB",{"v":204,"d":"204.0"},0.431,{"v":770425,"d":"770,425"},{"v":382414,"d":"382,414"},"EIA-923 Generator File",1979]
[1323,2019,"AZ","Arizona State University CHP",58199,"G1",0,"OP","CS","NG",9.2,0.486,{"v":39186,"d":"39,186"},{"v":17164,"d":"17,164"},"EIA-923 Generator File",2006]
[1324,2019,"AZ","Arizona State University CHP",58199,"G2",0,"OP","GT","NG",7.9,{"v":0,"d":"0.000"},0,0,"Distributed from 923 Generation And Fuel",2019]
[1325,2019,"AZ","Arizona Western College PV",57765,"SFC",0,"OP","PV","SUN",{"v":1,"d":"1.0"},0.198,{"v":1737.234,"d":"1,737"},{"v":914.468,"d":"914"},"Distributed from 923 Generation And Fuel",2011]
[1326,2019,"AZ","Arizona Western College PV",57765,"SHP",0,"OP","PV","SUN",0.9,0.198,{"v":1563.511,"d":"1,564"},{"v":823.021,"d":"823"},"Distributed from 923 Generation And Fuel",2011]
[1327,2019,"AZ","Arizona Western College PV",57765,"SOLEG",0,"OP","PV","SUN",{"v":1,"d":"1.0"},0.198,{"v":1737.234,"d":"1,737"},{"v":914.468,"d":"914"},"Distributed from 923 Generation And Fuel",2015]
[1328,2019,"AZ","Arizona Western College PV",57765,"STE",0,"OP","PV","SUN",0.9,0.198,{"v":1563.511,"d":"1,564"},{"v":823.021,"d":"823"},"Distributed from 923 Generation And Fuel",2011]
[1329,2019,"AZ","Arizona Western College PV",57765,"SWD",0,"OP","PV","SUN",0.9,0.198,{"v":1563.511,"d":"1,564"},{"v":823.021,"d":"823"},"Distributed from 923 Generation And Fuel",2011]
[1330,2019,"AZ","Arizona Western College PV",57765,"GV1",0,"RE","PV","SUN",0.5,{"$nulls":5},2014]
[1331,2019,"AZ","Arizona Western College PV",57765,"GV2",0,"RE","PV","SUN",0.5,{"$nulls":5},2014]
[1332,2019,"AZ","Arlington Valley Energy Facility",55282,"CTG1",0,"OP","CT","NG",{"v":198,"d":"198.0"},{"v":0.53,"d":"0.530"},{"v":918531,"d":"918,531"},{"v":443157,"d":"443,157"},"EIA-923 Generator File",2002]
[1333,2019,"AZ","Arlington Valley Energy Facility",55282,"CTG2",0,"OP","CT","NG",{"v":198,"d":"198.0"},0.518,{"v":899285,"d":"899,285"},{"v":412012,"d":"412,012"},"EIA-923 Generator File",2002]
[1334,2019,"AZ","Arlington Valley Energy Facility",55282,"STG1",2,"OP","CA","NG",{"v":317,"d":"317.0"},{"v":0.4,"d":"0.400"},{"v":1110679,"d":"1,110,679"},{"v":542967,"d":"542,967"},"EIA-923 Generator File",2002]
[1335,2019,"AZ","Arlington Valley Solar Energy I",57679,"AVSE1",0,"IP","PV","SUN",{"v":127,"d":"127.0"}]
[1336,2019,"AZ","Arlington Valley Solar Energy II",57680,"AVSE1",0,"OP","PV","SUN",{"v":19,"d":"19.0"},0.308,{"v":51313.256,"d":"51,313"},{"v":27008.426,"d":"27,008"},"Distributed from 923 Generation And Fuel",2013]
[1337,2019,"AZ","Arlington Valley Solar Energy II",57680,"AVSE2",0,"OP","PV","SUN",{"v":28,"d":"28.0"},0.308,{"v":75619.535,"d":"75,620"},{"v":39801.891,"d":"39,802"},"Distributed from 923 Generation And Fuel",2013]
[1338,2019,"AZ","Arlington Valley Solar Energy II",57680,"AVSE3",0,"OP","PV","SUN",{"v":28,"d":"28.0"},0.308,{"v":75619.535,"d":"75,620"},{"v":39801.891,"d":"39,802"},"Distributed from 923 Generation And Fuel",2013]
[1339,2019,"AZ","Arlington Valley Solar Energy II",57680,"AVSE4",0,"OP","PV","SUN",{"v":26,"d":"26.0"},0.308,{"v":70218.14,"d":"70,218"},{"v":36958.899,"d":"36,959"},"Distributed from 923 Generation And Fuel",2013]
[1340,2019,"AZ","Arlington Valley Solar Energy II",57680,"AVSE5",0,"OP","PV","SUN",{"v":28,"d":"28.0"},0.308,{"v":75619.535,"d":"75,620"},{"v":39801.891,"d":"39,802"},"Distributed from 923 Generation And Fuel",2013]
[1341,2019,"AZ","Arzon Solar UASTP Solar Power Station",57930,"UAST",0,"OP","PV","SUN",1.9,{"$nulls":4},2011]
[1342,2019,"AZ","Atlas",63798,"ATL01",0,"P","PV","SUN",{"v":300,"d":"300.0"}]
[1343,2019,"AZ","Atlas",63798,"ATLB1",0,"P","BA","MWH",{"v":300,"d":"300.0"}]
[1344,2019,"AZ","Avalon Solar",59168,"AS",0,"OP","PV","SUN",{"v":29,"d":"29.0"},0.291,{"v":73955,"d":"73,955"},{"v":38926,"d":"38,926"},"Distributed from 923 Generation And Fuel",2014]
[1345,2019,"AZ","Avalon Solar II",60062,"ASII",0,"OP","PV","SUN",{"v":16,"d":"16.0"},0.305,{"v":42797,"d":"42,797"},{"v":22526,"d":"22,526"},"Distributed from 923 Generation And Fuel",2016]
[1346,2019,"AZ","Avra Valley Solar",57657,"1",0,"OP","PV","SUN",26.5,0.295,{"v":68384,"d":"68,384"},{"v":35993,"d":"35,993"},"Distributed from 923 Generation And Fuel",2013]
[1347,2019,"AZ","AZ State University - Tempe Campus Solar",62643,"20794",0,"OP","PV","SUN",0.2,0.384,{"v":672.583,"d":"673"},354,"Distributed from 923 Generation And Fuel",2013]
[1348,2019,"AZ","AZ State University - Tempe Campus Solar",62643,"20799",0,"OP","PV","SUN",0.1,0.384,{"v":336.292,"d":"336"},177,"Distributed from 923 Generation And Fuel",2013]
[1349,2019,"AZ","AZ State University - Tempe Campus Solar",62643,"20971",0,"OP","PV","SUN",0.2,0.384,{"v":672.583,"d":"673"},354,"Distributed from 923 Generation And Fuel",2013]
[1350,2019,"AZ","AZ State University - Tempe Campus Solar",62643,"20974",0,"OP","PV","SUN",0.1,0.384,{"v":336.292,"d":"336"},177,"Distributed from 923 Generation And Fuel",2013]
[1351,2019,"AZ","AZ State University - Tempe Campus Solar",62643,"20975",0,"OP","PV","SUN",0.1,0.384,{"v":336.292,"d":"336"},177,"Distributed from 923 Generation And Fuel",2003]
[1352,2019,"AZ","AZ State University - Tempe Campus Solar",62643,"3365A",0,"OP","PV","SUN",0.1,0.384,{"v":336.292,"d":"336"},177,"Distributed from 923 Generation And Fuel",2009]
[1353,2019,"AZ","AZ State University - Tempe Campus Solar",62643,"3365B",0,"OP","PV","SUN",0.1,0.384,{"v":336.292,"d":"336"},177,"Distributed from 923 Generation And Fuel",2009]
[1354,2019,"AZ","AZ State University - Tempe Campus Solar",62643,"3384",0,"OP","PV","SUN",0.7,0.384,{"v":2354.042,"d":"2,354"},{"v":1239,"d":"1,239"},"Distributed from 923 Generation And Fuel",2009]
[1355,2019,"AZ","AZ State University - Tempe Campus Solar",62643,"3385",0,"OP","PV","SUN",0.6,0.384,{"v":2017.75,"d":"2,018"},{"v":1062,"d":"1,062"},"Distributed from 923 Generation And Fuel",2008]
[1356,2019,"AZ","AZ State University - Tempe Campus Solar",62643,"4202",0,"OP","PV","SUN",0.1,0.384,{"v":336.292,"d":"336"},177,"Distributed from 923 Generation And Fuel",2009]
[1357,2019,"AZ","AZ State University - Tempe Campus Solar",62643,"91001",0,"OP","PV","SUN",0.1,0.384,{"v":336.292,"d":"336"},177,"Distributed from 923 Generation And Fuel",2018]
[1358,2019,"AZ","Badger 1",58262,"1",0,"OP","PV","SUN",14.8,0.301,{"v":38976,"d":"38,976"},{"v":20515,"d":"20,515"},"Distributed from 923 Generation And Fuel",2013]
[1359,2019,"AZ","Black Mountain Generating Station",56482,"1",0,"OP","GT","NG",60.5,0.092,{"v":49004.5,"d":"49,005"},{"v":24138,"d":"24,138"},"Distributed from 923 Generation And Fuel",2008]
[1360,2019,"AZ","Black Mountain Generating Station",56482,"2",0,"OP","GT","NG",60.5,0.092,{"v":49004.5,"d":"49,005"},{"v":24138,"d":"24,138"},"Distributed from 923 Generation And Fuel",2008]
[1361,2019,"AZ","Black Mountain Solar LLC",58042,"1",0,"OP","PV","SUN",{"v":9,"d":"9.0"},0.264,{"v":20828,"d":"20,828"},{"v":10963,"d":"10,963"},"Distributed from 923 Generation And Fuel",2012]
[1362,2019,"AZ","Bonnybrooke PV",60413,"AZPV1",0,"OP","PV","SUN",{"v":50,"d":"50.0"},0.311,{"v":136141,"d":"136,141"},{"v":71657,"d":"71,657"},"Distributed from 923 Generation And Fuel",2016]
[1363,2019,"AZ","Buckeye Generation Center, LLC",59471,"CTG01",0,"IP","GT","NG",108.7]
[1364,2019,"AZ","Buckeye Generation Center, LLC",59471,"CTG02",0,"IP","GT","NG",108.7]
[1365,2019,"AZ","Buckeye Generation Center, LLC",59471,"CTG03",0,"IP","GT","NG",108.7]
[1366,2019,"AZ","Buckeye Generation Center, LLC",59471,"CTG04",0,"IP","GT","NG",108.7]
[1367,2019,"AZ","Buckeye Generation Center, LLC",59471,"CTG05",0,"IP","GT","NG",108.7]
[1368,2019,"AZ","Buckeye Generation Center, LLC",59471,"CTG06",0,"IP","GT","NG",108.7]
[1369,2019,"AZ","Buckeye Union HS District 201",58037,"PV1",0,"OP","PV","SUN",3.3,0.249,{"v":7211,"d":"7,211"},{"v":3795,"d":"3,795"},"Distributed from 923 Generation And Fuel",2011]
[1370,2019,"AZ","Canyon Del Oro High School Solar",60685,"CDO1",0,"OP","PV","SUN",{"v":1,"d":"1.0"},0.222,{"v":1941.333,"d":"1,941"},{"v":1022,"d":"1,022"},"Distributed from 923 Generation And Fuel",2016]
[1371,2019,"AZ","Canyon Del Oro High School Solar",60685,"CDO2",0,"OP","PV","SUN",0.1,0.222,{"v":194.133,"d":"194"},{"v":102.2,"d":"102"},"Distributed from 923 Generation And Fuel",2016]
[1372,2019,"AZ","Canyon Del Oro High School Solar",60685,"CDO3",0,"OP","PV","SUN",0.2,0.222,{"v":388.267,"d":"388"},{"v":204.4,"d":"204"},"Distributed from 923 Generation And Fuel",2016]
[1373,2019,"AZ","Canyon Del Oro High School Solar",60685,"CDO4",0,"OP","PV","SUN",0.2,0.222,{"v":388.267,"d":"388"},{"v":204.4,"d":"204"},"Distributed from 923 Generation And Fuel",2016]
[1374,2019,"AZ","Childs",112,"1",0,"RE","HY","WAT",1.8,{"$nulls":5},2005]
[1375,2019,"AZ","Childs",112,"2",0,"RE","HY","WAT",1.8,{"$nulls":5},2005]
[1376,2019,"AZ","Childs",112,"3",0,"RE","HY","WAT",1.8,{"$nulls":5},2005]
[1377,2019,"AZ","Chino Solar Valley",57560,"PV1",0,"OP","PV","SUN",{"v":19,"d":"19.0"},0.269,{"v":44826,"d":"44,826"},{"v":23594,"d":"23,594"},"Distributed from 923 Generation And Fuel",2012]
[1378,2019,"AZ","Cholla",113,"1",1,"OP","ST","SUB",113.6,0.292,{"v":291064,"d":"291,064"},{"v":152500,"d":"152,500"},"EIA-923 Generator File",1962]
[1379,2019,"AZ","Cholla",113,"3",1,"OP","ST","SUB",312.3,0.368,{"v":1006969,"d":"1,006,969"},{"v":415788,"d":"415,788"},"EIA-923 Generator File",1980]
[1380,2019,"AZ","Cholla",113,"4",1,"OP","ST","SUB",{"v":414,"d":"414.0"},0.409,{"v":1484748,"d":"1,484,748"},{"v":571691,"d":"571,691"},"EIA-923 Generator File",1981,2020]
[1381,2019,"AZ","Cholla",113,"2",1,"RE","ST","SUB",288.9,{"$nulls":5},2015]
[1382,2019,"AZ","Cogeneration 1",56229,"CT1",0,"OP","CS","NG",{"v":9,"d":"9.0"},0.709,{"v":55890.43,"d":"55,890"},{"v":23423.56,"d":"23,424"},"EIA-923 Generator File",2002]
[1383,2019,"AZ","Cogeneration 2",59233,"CT2",0,"OP","CS","NG",{"v":6,"d":"6.0"},0.788,{"v":41397.66,"d":"41,398"},{"v":17316.44,"d":"17,316"},"EIA-923 Generator File",2002]
[1384,2019,"AZ","Cogenra - TEP",58832,"CTEP",0,"OP","PV","SUN",{"v":1,"d":"1.0"},0.239,{"v":2094,"d":"2,094"},{"v":1102,"d":"1,102"},"Distributed from 923 Generation And Fuel",2014]
[1385,2019,"AZ","Concord Blue Eagar, LLC",60374,"CB001",0,"L","IC","OBG",0.6]
[1386,2019,"AZ","Concord Blue Eagar, LLC",60374,"CB002",0,"L","IC","OBG",0.6]
[1387,2019,"AZ","Coolidge Generation Station",56948,"1",0,"OP","GT","NG",60.5,0.052,{"v":27516,"d":"27,516"},{"v":14492.25,"d":"14,492"},"Distributed from 923 Generation And Fuel",2011]
[1388,2019,"AZ","Coolidge Generation Station",56948,"10",0,"OP","GT","NG",60.5,0.052,{"v":27516,"d":"27,516"},{"v":14492.25,"d":"14,492"},"Distributed from 923 Generation And Fuel",2011]
[1389,2019,"AZ","Coolidge Generation Station",56948,"11",0,"OP","GT","NG",60.5,0.052,{"v":27516,"d":"27,516"},{"v":14492.25,"d":"14,492"},"Distributed from 923 Generation And Fuel",2011]
[1390,2019,"AZ","Coolidge Generation Station",56948,"12",0,"OP","GT","NG",60.5,0.052,{"v":27516,"d":"27,516"},{"v":14492.25,"d":"14,492"},"Distributed from 923 Generation And Fuel",2011]
[1391,2019,"AZ","Coolidge Generation Station",56948,"2",0,"OP","GT","NG",60.5,0.052,{"v":27516,"d":"27,516"},{"v":14492.25,"d":"14,492"},"Distributed from 923 Generation And Fuel",2011]
[1392,2019,"AZ","Coolidge Generation Station",56948,"3",0,"OP","GT","NG",60.5,0.052,{"v":27516,"d":"27,516"},{"v":14492.25,"d":"14,492"},"Distributed from 923 Generation And Fuel",2011]
[1393,2019,"AZ","Coolidge Generation Station",56948,"4",0,"OP","GT","NG",60.5,0.052,{"v":27516,"d":"27,516"},{"v":14492.25,"d":"14,492"},"Distributed from 923 Generation And Fuel",2011]
[1394,2019,"AZ","Coolidge Generation Station",56948,"5",0,"OP","GT","NG",60.5,0.052,{"v":27516,"d":"27,516"},{"v":14492.25,"d":"14,492"},"Distributed from 923 Generation And Fuel",2011]
[1395,2019,"AZ","Coolidge Generation Station",56948,"6",0,"OP","GT","NG",60.5,0.052,{"v":27516,"d":"27,516"},{"v":14492.25,"d":"14,492"},"Distributed from 923 Generation And Fuel",2011]
[1396,2019,"AZ","Coolidge Generation Station",56948,"7",0,"OP","GT","NG",60.5,0.052,{"v":27516,"d":"27,516"},{"v":14492.25,"d":"14,492"},"Distributed from 923 Generation And Fuel",2011]
[1397,2019,"AZ","Coolidge Generation Station",56948,"8",0,"OP","GT","NG",60.5,0.052,{"v":27516,"d":"27,516"},{"v":14492.25,"d":"14,492"},"Distributed from 923 Generation And Fuel",2011]
[1398,2019,"AZ","Coolidge Generation Station",56948,"9",0,"OP","GT","NG",60.5,0.052,{"v":27516,"d":"27,516"},{"v":14492.25,"d":"14,492"},"Distributed from 923 Generation And Fuel",2011]
[1399,2019,"AZ","Copper Crossing Energy Center",58413,"CCGS1",0,"CN","GT","NG",{"v":116,"d":"116.0"}]
[1400,2019,"AZ","Copper Crossing Energy Center",58413,"CCGS2",0,"CN","GT","NG",{"v":116,"d":"116.0"}]
[1401,2019,"AZ","Copper Crossing Energy Center",58413,"CCGS3",0,"CN","GT","NG",{"v":241,"d":"241.0"}]
[1402,2019,"AZ","Copper Crossing Energy Center",58413,"CCGS4",0,"CN","GT","NG",{"v":241,"d":"241.0"}]
[1403,2019,"AZ","Copper Crossing Energy Center",58413,"CCGS5",0,"CN","GT","NG",{"v":241,"d":"241.0"}]
[1404,2019,"AZ","Copper Crossing Energy Center",58413,"CCGS6",0,"CN","GT","NG",{"v":241,"d":"241.0"}]
[1405,2019,"AZ","Copper Crossing Energy Center",58413,"CCGS7",0,"CN","GT","NG",{"v":241,"d":"241.0"}]
[1406,2019,"AZ","Copper Crossing Energy Center",58413,"CCGS8",0,"CN","GT","NG",{"v":241,"d":"241.0"}]
[1407,2019,"AZ","Copper Crossing Energy Center",58413,"CCGS9",0,"CN","GT","NG"]
[1408,2019,"AZ","Coronado",6177,"CO1",1,"OP","ST","RC",410.9,{"v":0.25,"d":"0.250"},{"v":898260,"d":"898,260"},{"v":561954,"d":"561,954"},"EIA-923 Generator File",1979,2032]
[1409,2019,"AZ","Coronado",6177,"CO2",1,"OP","ST","RC",410.9,0.327,{"v":1176675,"d":"1,176,675"},{"v":558409,"d":"558,409"},"EIA-923 Generator File",1980,2032]
[1410,2019,"AZ","Cotton Center Solar Hybrid",57561,"PV1",0,"OP","PV","SUN",{"v":17,"d":"17.0"},0.262,{"v":39075,"d":"39,075"},{"v":20567,"d":"20,567"},"Distributed from 923 Generation And Fuel",2011]
[1411,2019,"AZ","Cotton Center Solar Hybrid",57561,"CC17M",0,"P","BA","MWH",{"v":17,"d":"17.0"}]
[1412,2019,"AZ","Crosscut",143,"CC5",0,"OS","HY","WAT",{"v":3,"d":"3.0"},{"$nulls":4},1939]
[1413,2019,"AZ","Crosscut",143,"CC1",1,"RE","ST","NG",7.5,{"$nulls":5},1974]
[1414,2019,"AZ","Crosscut",143,"CC2",1,"RE","ST","NG",7.5,{"$nulls":5},1974]
[1415,2019,"AZ","Crosscut",143,"CC3",1,"RE","ST","NG",7.5,{"$nulls":5},1974]
[1416,2019,"AZ","Crosscut",143,"CC4",3,"RE","ST","NG",7.5,{"$nulls":5},1974]
[1417,2019,"AZ","Davis Dam",152,"1",0,"OP","HY","WAT",51.7,0.463,{"v":209715.531,"d":"209,716"},{"v":100770.361,"d":"100,770"},"Distributed from 923 Generation And Fuel",1951]
[1418,2019,"AZ","Davis Dam",152,"2",0,"OP","HY","WAT",51.7,0.463,{"v":209715.531,"d":"209,716"},{"v":100770.361,"d":"100,770"},"Distributed from 923 Generation And Fuel",1951]
[1419,2019,"AZ","Davis Dam",152,"3",0,"OP","HY","WAT",{"v":48,"d":"48.0"},0.463,{"v":194706.876,"d":"194,707"},{"v":93558.556,"d":"93,559"},"Distributed from 923 Generation And Fuel",1951]
[1420,2019,"AZ","Davis Dam",152,"4",0,"OP","HY","WAT",51.7,0.463,{"v":209715.531,"d":"209,716"},{"v":100770.361,"d":"100,770"},"Distributed from 923 Generation And Fuel",1951]
[1421,2019,"AZ","Davis Dam",152,"5",0,"OP","HY","WAT",51.7,0.463,{"v":209715.531,"d":"209,716"},{"v":100770.361,"d":"100,770"},"Distributed from 923 Generation And Fuel",1951]
[1422,2019,"AZ","Davis Monthan AFB (AZ) West Airfield",59779,"1",0,"OP","PV","SUN",12.6,0.273,{"v":30156,"d":"30,156"},{"v":15872,"d":"15,872"},"Distributed from 923 Generation And Fuel",2014]
[1423,2019,"AZ","Demoss Petrie",124,"GT2",0,"OP","GT","NG",{"v":85,"d":"85.0"},0.022,{"v":16300,"d":"16,300"},{"v":8029,"d":"8,029"},"Distributed from 923 Generation And Fuel",2001]
[1424,2019,"AZ","Desert Basin",55129,"CTG1",0,"OP","CT","NG",{"v":187,"d":"187.0"},0.353,{"v":578064,"d":"578,064"},{"v":255466,"d":"255,466"},"EIA-923 Generator File",2001]
[1425,2019,"AZ","Desert Basin",55129,"CTG2",0,"OP","CT","NG",{"v":187,"d":"187.0"},0.447,{"v":733031,"d":"733,031"},{"v":400529,"d":"400,529"},"EIA-923 Generator File",2001]
[1426,2019,"AZ","Desert Basin",55129,"STG",2,"OP","CA","NG",272.1,0.381,{"v":908984,"d":"908,984"},{"v":466747,"d":"466,747"},"EIA-923 Generator File",2001]
[1427,2019,"AZ","Desert Star",59444,"PV1",0,"OP","PV","SUN",{"v":10,"d":"10.0"},0.354,{"v":31006,"d":"31,006"},{"v":16320,"d":"16,320"},"Distributed from 923 Generation And Fuel",2015]
[1428,2019,"AZ","Desert Star Hybrid",62965,"DSPV",0,"OP","PV","SUN",{"v":10,"d":"10.0"},0.354,{"v":31006,"d":"31,006"},{"v":16320,"d":"16,320"},"Distributed from 923 Generation And Fuel",2015]
[1429,2019,"AZ","Desert Star Hybrid",62965,"DS10M",0,"P","BA","MWH",{"v":10,"d":"10.0"}]
[1430,2019,"AZ","Dolan Springs",57920,"1",0,"CN","WT","WND",{"v":300,"d":"300.0"}]
[1431,2019,"AZ","Douglas",114,"1",0,"OP","GT","DFO",26.1,{"v":0,"d":"0.000"},59,24,"Distributed from 923 Generation And Fuel",1972]
[1432,2019,"AZ","Dry Lake Solar",57922,"1",0,"CN","PV","SUN",{"v":50,"d":"50.0"}]
[1433,2019,"AZ","Dry Lake Wind LLC",57098,"1",0,"OP","WT","WND",{"v":63,"d":"63.0"},0.215,{"v":118868,"d":"118,868"},{"v":46860,"d":"46,860"},"Distributed from 923 Generation And Fuel",2009]
[1434,2019,"AZ","East Line Solar",62899,"EASTL",0,"P","PV","SUN",{"v":100,"d":"100.0"}]
[1435,2019,"AZ","El Sol BESS",62964,"EL50M",0,"P","BA","MWH",{"v":50,"d":"50.0"}]
[1436,2019,"AZ","Estrella Mountain PV",60230,"PV1",0,"OP","PV","SUN",1.8,0.236,{"v":3722,"d":"3,722"},{"v":2581,"d":"2,581"},"Distributed from 923 Generation And Fuel",2019]
[1437,2019,"AZ","FirstEnergy",55711,"CTG1",0,"CN","CT","NG",{"v":180,"d":"180.0"}]
[1438,2019,"AZ","FirstEnergy",55711,"CTG2",0,"CN","CT","NG",{"v":180,"d":"180.0"}]
[1439,2019,"AZ","FirstEnergy",55711,"CTG3",0,"CN","CT","NG",{"v":180,"d":"180.0"}]
[1440,2019,"AZ","FirstEnergy",55711,"CTG4",0,"CN","CT","NG",{"v":180,"d":"180.0"}]
[1441,2019,"AZ","FirstEnergy",55711,"STG1",0,"CN","CA","NG",{"v":180,"d":"180.0"}]
[1442,2019,"AZ","FirstEnergy",55711,"STG2",0,"CN","CA","NG",{"v":180,"d":"180.0"}]
[1443,2019,"AZ","Foothills Solar Plant Hybrid",57997,"PV1",0,"OP","PV","SUN",{"v":17,"d":"17.0"},0.312,{"v":46390.571,"d":"46,391"},{"v":24417.343,"d":"24,417"},"Distributed from 923 Generation And Fuel",2013]
[1444,2019,"AZ","Foothills Solar Plant Hybrid",57997,"PV2",0,"OP","PV","SUN",{"v":18,"d":"18.0"},0.312,{"v":49119.429,"d":"49,119"},{"v":25853.657,"d":"25,854"},"Distributed from 923 Generation And Fuel",2013]
[1445,2019,"AZ","Foothills Solar Plant Hybrid",57997,"FH38M",0,"P","BA","MWH",{"v":38,"d":"38.0"}]
[1446,2019,"AZ","Fort Huachuca Solar PV Project",58972,"FHUA2",0,"OP","PV","SUN",4.1,0.241,{"v":8641.734,"d":"8,642"},{"v":4548.452,"d":"4,548"},"Distributed from 923 Generation And Fuel",2017]
[1447,2019,"AZ","Fort Huachuca Solar PV Project",58972,"FHUAC",0,"OP","PV","SUN",13.6,0.241,{"v":28665.266,"d":"28,665"},{"v":15087.548,"d":"15,088"},"Distributed from 923 Generation And Fuel",2014]
[1448,2019,"AZ","Gato Montes Solar, LLC",58842,"1",0,"OP","PV","SUN",{"v":5,"d":"5.0"},0.194,{"v":8499,"d":"8,499"},{"v":4473,"d":"4,473"},"Distributed from 923 Generation And Fuel",2012]
[1449,2019,"AZ","Gila Bend Hybrid",59020,"PV1",0,"OP","PV","SUN",{"v":32,"d":"32.0"},0.338,{"v":94765,"d":"94,765"},{"v":49879,"d":"49,879"},"Distributed from 923 Generation And Fuel",2014]
[1450,2019,"AZ","Gila Bend Hybrid",59020,"GB36M",0,"P","BA","MWH",{"v":36,"d":"36.0"}]
[1451,2019,"AZ","Gila Bend Power Generation Station",55507,"1",0,"L","CT","NG",{"v":170,"d":"170.0"}]
[1452,2019,"AZ","Gila Bend Power Generation Station",55507,"2",0,"L","CT","NG",{"v":170,"d":"170.0"}]
[1453,2019,"AZ","Gila Bend Power Generation Station",55507,"3",0,"L","CT","NG",{"v":170,"d":"170.0"}]
[1454,2019,"AZ","Gila Bend Power Generation Station",55507,"4",0,"L","CA","NG",{"v":390,"d":"390.0"}]
[1455,2019,"AZ","Gila River Power Block 2",60768,"CTG3",0,"OP","CT","NG",{"v":174,"d":"174.0"},0.505,{"v":769492,"d":"769,492"},{"v":456400,"d":"456,400"},"EIA-923 Generator File",2003]
[1456,2019,"AZ","Gila River Power Block 2",60768,"CTG4",0,"OP","CT","NG",{"v":174,"d":"174.0"},0.591,{"v":900772,"d":"900,772"},{"v":488484,"d":"488,484"},"EIA-923 Generator File",2003]
[1457,2019,"AZ","Gila River Power Block 2",60768,"ST10",2,"OP","CA","NG",{"v":271,"d":"271.0"},0.493,{"v":1169768,"d":"1,169,768"},{"v":678242,"d":"678,242"},"EIA-923 Generator File",2003]
[1458,2019,"AZ","Gila River Power Station",55306,"CTG7",0,"OP","CT","NG",{"v":174,"d":"174.0"},0.171,{"v":260803,"d":"260,803"},{"v":66984,"d":"66,984"},"EIA-923 Generator File",2003]
[1459,2019,"AZ","Gila River Power Station",55306,"CTG8",0,"OP","CT","NG",{"v":174,"d":"174.0"},0.247,{"v":376661,"d":"376,661"},{"v":103070,"d":"103,070"},"EIA-923 Generator File",2003]
[1460,2019,"AZ","Gila River Power Station",55306,"ST12",2,"OP","CA","NG",{"v":271,"d":"271.0"},0.183,{"v":434524,"d":"434,524"},{"v":129101,"d":"129,101"},"EIA-923 Generator File",2003]
[1461,2019,"AZ","Gila River Power Station",55306,"CTG1",0,"OP","CT","NG",{"v":174,"d":"174.0"},0.306,{"v":466633,"d":"466,633"},{"v":248100,"d":"248,100"},"EIA-923 Generator File",2003]
[1462,2019,"AZ","Gila River Power Station",55306,"CTG2",0,"OP","CT","NG",{"v":174,"d":"174.0"},0.381,{"v":581470,"d":"581,470"},{"v":365482,"d":"365,482"},"EIA-923 Generator File",2003]
[1463,2019,"AZ","Gila River Power Station",55306,"ST9",2,"OP","CA","NG",{"v":271,"d":"271.0"},0.294,{"v":698670,"d":"698,670"},{"v":422953,"d":"422,953"},"EIA-923 Generator File",2003]
[1464,2019,"AZ","Gila River Power Station",55306,"CTG5",0,"OP","CT","NG",{"v":174,"d":"174.0"},0.538,{"v":820771,"d":"820,771"},{"v":348969,"d":"348,969"},"EIA-923 Generator File",2003]
[1465,2019,"AZ","Gila River Power Station",55306,"CTG6",0,"OP","CT","NG",{"v":174,"d":"174.0"},0.615,{"v":937932,"d":"937,932"},{"v":412275,"d":"412,275"},"EIA-923 Generator File",2003]
[1466,2019,"AZ","Gila River Power Station",55306,"ST11",2,"OP","CA","NG",{"v":271,"d":"271.0"},0.499,{"v":1183607,"d":"1,183,607"},{"v":557601,"d":"557,601"},"EIA-923 Generator File",2003]
[1467,2019,"AZ","Gilbert Solar Facility I, LLC",58543,"1",0,"OP","PV","SUN",2.5,0.162,{"v":3541,"d":"3,541"},{"v":1864,"d":"1,864"},"Distributed from 923 Generation And Fuel",2011]
[1468,2019,"AZ","Glen Canyon Dam",153,"1",0,"OP","HY","WAT",{"v":165,"d":"165.0"},0.339,{"v":489504.821,"d":"489,505"},{"v":219258.967,"d":"219,259"},"Distributed from 923 Generation And Fuel",1964]
[1469,2019,"AZ","Glen Canyon Dam",153,"2",0,"OP","HY","WAT",{"v":165,"d":"165.0"},0.339,{"v":489504.821,"d":"489,505"},{"v":219258.967,"d":"219,259"},"Distributed from 923 Generation And Fuel",1964]
[1470,2019,"AZ","Glen Canyon Dam",153,"3",0,"OP","HY","WAT",{"v":165,"d":"165.0"},0.339,{"v":489504.821,"d":"489,505"},{"v":219258.967,"d":"219,259"},"Distributed from 923 Generation And Fuel",1964]
[1471,2019,"AZ","Glen Canyon Dam",153,"4",0,"OP","HY","WAT",{"v":165,"d":"165.0"},0.339,{"v":489504.821,"d":"489,505"},{"v":219258.967,"d":"219,259"},"Distributed from 923 Generation And Fuel",1965]
[1472,2019,"AZ","Glen Canyon Dam",153,"5",0,"OP","HY","WAT",{"v":165,"d":"165.0"},0.339,{"v":489504.821,"d":"489,505"},{"v":219258.967,"d":"219,259"},"Distributed from 923 Generation And Fuel",1965]
[1473,2019,"AZ","Glen Canyon Dam",153,"6",0,"OP","HY","WAT",{"v":165,"d":"165.0"},0.339,{"v":489504.821,"d":"489,505"},{"v":219258.967,"d":"219,259"},"Distributed from 923 Generation And Fuel",1965]
[1474,2019,"AZ","Glen Canyon Dam",153,"7",0,"OP","HY","WAT",{"v":157,"d":"157.0"},0.339,{"v":465771.254,"d":"465,771"},{"v":208628.229,"d":"208,628"},"Distributed from 923 Generation And Fuel",1966]
[1475,2019,"AZ","Glen Canyon Dam",153,"8",0,"OP","HY","WAT",{"v":165,"d":"165.0"},0.339,{"v":489504.821,"d":"489,505"},{"v":219258.967,"d":"219,259"},"Distributed from 923 Generation And Fuel",1966]
[1476,2019,"AZ","Glendale Energy Power Plant",57829,"GLEN1",0,"OP","IC","LFG",1.4,0.383,{"v":4698,"d":"4,698"},{"v":1965,"d":"1,965"},"Distributed from 923 Generation And Fuel",2010]
[1477,2019,"AZ","Glendale Energy Power Plant",57829,"GLEN2",0,"OP","IC","LFG",1.4,0.383,{"v":4698,"d":"4,698"},{"v":1965,"d":"1,965"},"Distributed from 923 Generation And Fuel",2010]
[1478,2019,"AZ","Gray Hawk Solar",61272,"GHS",0,"OP","PV","SUN",{"v":55,"d":"55.0"},{"v":0.29,"d":"0.290"},{"v":139943,"d":"139,943"},{"v":72119,"d":"72,119"},"Distributed from 923 Generation And Fuel",2018]
[1479,2019,"AZ","Griffith Energy LLC",55124,"CTG1",0,"OP","CT","NG",176.6,0.563,{"v":870659,"d":"870,659"},{"v":402554,"d":"402,554"},"EIA-923 Generator File",2002]
[1480,2019,"AZ","Griffith Energy LLC",55124,"CTG2",0,"OP","CT","NG",176.6,{"v":0.59,"d":"0.590"},{"v":913461,"d":"913,461"},{"v":477198,"d":"477,198"},"EIA-923 Generator File",2002]
[1481,2019,"AZ","Griffith Energy LLC",55124,"STG",2,"OP","CA","NG",301.8,0.453,{"v":1197097,"d":"1,197,097"},{"v":621579,"d":"621,579"},"EIA-923 Generator File",2002]
[1482,2019,"AZ","H Wilson Sundt Generating Station",126,"4",1,"OP","ST","NG",173.3,0.227,{"v":513362.004,"d":"513,362"},{"v":290998.696,"d":"290,999"},"Data from EIA-923 Generator File overwritten with distributed data from EIA-923 Generation and Fuel",1967]
[1483,2019,"AZ","H Wilson Sundt Generating Station",126,"GT1",0,"OP","GT","NG",{"v":27,"d":"27.0"},0.325,{"v":76788.5,"d":"76,789"},{"v":47142.5,"d":"47,143"},"Distributed from 923 Generation And Fuel",1972]
[1484,2019,"AZ","H Wilson Sundt Generating Station",126,"GT2",0,"OP","GT","NG",{"v":27,"d":"27.0"},0.325,{"v":76788.5,"d":"76,789"},{"v":47142.5,"d":"47,143"},"Distributed from 923 Generation And Fuel",1972]
[1485,2019,"AZ","H Wilson Sundt Generating Station",126,"RIC10",0,"OP","IC","NG",18.8,{"v":0,"d":"0.000"},0,0,"Distributed from 923 Generation And Fuel",2019]
[1486,2019,"AZ","H Wilson Sundt Generating Station",126,"RIC6",0,"OP","IC","NG",18.8,{"v":0,"d":"0.000"},0,0,"Distributed from 923 Generation And Fuel",2019]
[1487,2019,"AZ","H Wilson Sundt Generating Station",126,"RIC7",0,"OP","IC","NG",18.8,{"v":0,"d":"0.000"},0,0,"Distributed from 923 Generation And Fuel",2019]
[1488,2019,"AZ","H Wilson Sundt Generating Station",126,"RIC8",0,"OP","IC","NG",18.8,{"v":0,"d":"0.000"},0,0,"Distributed from 923 Generation And Fuel",2019]
[1489,2019,"AZ","H Wilson Sundt Generating Station",126,"RIC9",0,"OP","IC","NG",18.8,{"v":0,"d":"0.000"},0,0,"Distributed from 923 Generation And Fuel",2019]
[1490,2019,"AZ","H Wilson Sundt Generating Station",126,"ST3",1,"OP","ST","NG",113.6,0.367,{"v":336514.274,"d":"336,514"},{"v":190752.752,"d":"190,753"},"Data from EIA-923 Generator File overwritten with distributed data from EIA-923 Generation and Fuel",1962]
[1491,2019,"AZ","H Wilson Sundt Generating Station",126,"ST1",1,"RE","ST","NG",108.8,0.274,{"v":322295.361,"d":"322,295"},{"v":182692.776,"d":"182,693"},"Data from EIA-923 Generator File overwritten with distributed data from EIA-923 Generation and Fuel",null,2019]
[1492,2019,"AZ","H Wilson Sundt Generating Station",126,"ST2",1,"RE","ST","NG",108.8,{"v":0.03,"d":"0.030"},{"v":322295.361,"d":"322,295"},{"v":182692.776,"d":"182,693"},"Data from EIA-923 Generator File overwritten with distributed data from EIA-923 Generation and Fuel",null,2019]
[1493,2019,"AZ","H Wilson Sundt Generating Station",126,"RIC1",0,"U","IC","NG",18.8,{"v":0,"d":"0.000"},0,0,"Distributed from 923 Generation And Fuel"]
[1494,2019,"AZ","H Wilson Sundt Generating Station",126,"RIC2",0,"U","IC","NG",18.8,{"v":0,"d":"0.000"},0,0,"Distributed from 923 Generation And Fuel"]
[1495,2019,"AZ","H Wilson Sundt Generating Station",126,"RIC3",0,"U","IC","NG",18.8,{"v":0,"d":"0.000"},0,0,"Distributed from 923 Generation And Fuel"]
[1496,2019,"AZ","H Wilson Sundt Generating Station",126,"RIC4",0,"U","IC","NG",18.8,{"v":0,"d":"0.000"},0,0,"Distributed from 923 Generation And Fuel"]
[1497,2019,"AZ","H Wilson Sundt Generating Station",126,"RIC5",0,"U","IC","NG",18.8,{"v":0,"d":"0.000"},0,0,"Distributed from 923 Generation And Fuel"]
[1498,2019,"AZ","Harquahala Generating Project",55372,"CTG1",0,"OP","CT","NG",281.7,{"v":0,"d":"0.000"},0,0,"EIA-923 Generator File",2004]
[1499,2019,"AZ","Harquahala Generating Project",55372,"CTG2",0,"OP","CT","NG",281.7,{"v":0,"d":"0.000"},0,0,"EIA-923 Generator File",2004]
[1500,2019,"AZ","Harquahala Generating Project",55372,"CTG3",0,"OP","CT","NG",281.7,{"v":0,"d":"0.000"},0,0,"EIA-923 Generator File",2004]
[1501,2019,"AZ","Harquahala Generating Project",55372,"STG1",1,"OP","CA","NG",{"v":160,"d":"160.0"},{"v":0,"d":"0.000"},0,0,"EIA-923 Generator File",2004]
[1502,2019,"AZ","Harquahala Generating Project",55372,"STG2",1,"OP","CA","NG",{"v":160,"d":"160.0"},{"v":0,"d":"0.000"},0,0,"EIA-923 Generator File",2004]
[1503,2019,"AZ","Harquahala Generating Project",55372,"STG3",1,"OP","CA","NG",{"v":160,"d":"160.0"},{"v":0,"d":"0.000"},0,0,"EIA-923 Generator File",2004]
[1504,2019,"AZ","Headgate Rock",7179,"1",0,"OP","HY","WAT",6.5,0.424,{"v":24146,"d":"24,146"},{"v":11602.333,"d":"11,602"},"Distributed from 923 Generation And Fuel",1993]
[1505,2019,"AZ","Headgate Rock",7179,"2",0,"OP","HY","WAT",6.5,0.424,{"v":24146,"d":"24,146"},{"v":11602.333,"d":"11,602"},"Distributed from 923 Generation And Fuel",1993]
[1506,2019,"AZ","Headgate Rock",7179,"3",0,"OP","HY","WAT",6.5,0.424,{"v":24146,"d":"24,146"},{"v":11602.333,"d":"11,602"},"Distributed from 923 Generation And Fuel",1993]
[1507,2019,"AZ","Hoover Dam (AZ)",8902,"A0",0,"OP","HY","WAT",2.4,0.127,{"v":2669.687,"d":"2,670"},{"v":1606.857,"d":"1,607"},"Distributed from 923 Generation And Fuel",1936]
[1508,2019,"AZ","Hoover Dam (AZ)",8902,"A1",0,"OP","HY","WAT",{"v":130,"d":"130.0"},0.127,{"v":144608.053,"d":"144,608"},{"v":87038.089,"d":"87,038"},"Distributed from 923 Generation And Fuel",1941]
[1509,2019,"AZ","Hoover Dam (AZ)",8902,"A2",0,"OP","HY","WAT",{"v":130,"d":"130.0"},0.127,{"v":144608.053,"d":"144,608"},{"v":87038.089,"d":"87,038"},"Distributed from 923 Generation And Fuel",1942]
[1510,2019,"AZ","Hoover Dam (AZ)",8902,"A3",0,"OP","HY","WAT",{"v":130,"d":"130.0"},0.127,{"v":144608.053,"d":"144,608"},{"v":87038.089,"d":"87,038"},"Distributed from 923 Generation And Fuel",1952]
[1511,2019,"AZ","Hoover Dam (AZ)",8902,"A4",0,"OP","HY","WAT",{"v":130,"d":"130.0"},0.127,{"v":144608.053,"d":"144,608"},{"v":87038.089,"d":"87,038"},"Distributed from 923 Generation And Fuel",1952]
[1512,2019,"AZ","Hoover Dam (AZ)",8902,"A5",0,"OP","HY","WAT",{"v":127,"d":"127.0"},0.127,{"v":141270.944,"d":"141,271"},{"v":85029.518,"d":"85,030"},"Distributed from 923 Generation And Fuel",1943]
[1513,2019,"AZ","Hoover Dam (AZ)",8902,"A6",0,"OP","HY","WAT",{"v":130,"d":"130.0"},0.127,{"v":144608.053,"d":"144,608"},{"v":87038.089,"d":"87,038"},"Distributed from 923 Generation And Fuel",1939]
[1514,2019,"AZ","Hoover Dam (AZ)",8902,"A7",0,"OP","HY","WAT",{"v":130,"d":"130.0"},0.127,{"v":144608.053,"d":"144,608"},{"v":87038.089,"d":"87,038"},"Distributed from 923 Generation And Fuel",1939]
[1515,2019,"AZ","Hoover Dam (AZ)",8902,"A8",0,"OP","HY","WAT",61.5,0.127,{"v":68410.733,"d":"68,411"},{"v":41175.711,"d":"41,176"},"Distributed from 923 Generation And Fuel",1937]
[1516,2019,"AZ","Hoover Dam (AZ)",8902,"A9",0,"OP","HY","WAT",68.5,0.127,{"v":76197.32,"d":"76,197"},{"v":45862.378,"d":"45,862"},"Distributed from 923 Generation And Fuel",1952]
[1517,2019,"AZ","Horse Mesa",145,"HM1",0,"OP","HY","WAT",9.9,0.013,{"v":1122.333,"d":"1,122"},{"v":867.333,"d":"867"},"Distributed from 923 Generation And Fuel",1927]
[1518,2019,"AZ","Horse Mesa",145,"HM2",0,"OP","HY","WAT",9.9,0.013,{"v":1122.333,"d":"1,122"},{"v":867.333,"d":"867"},"Distributed from 923 Generation And Fuel",1927]
[1519,2019,"AZ","Horse Mesa",145,"HM3",0,"OP","HY","WAT",9.9,0.013,{"v":1122.333,"d":"1,122"},{"v":867.333,"d":"867"},"Distributed from 923 Generation And Fuel",1927]
[1520,2019,"AZ","Horse Mesa",145,"HM4",0,"OP","PS","WAT",99.8,0.043,{"v":37687,"d":"37,687"},{"v":44484,"d":"44,484"},"Distributed from 923 Generation And Fuel",1972]
[1521,2019,"AZ","Hyder II Hybrid",58383,"PV1",0,"OP","PV","SUN",{"v":14,"d":"14.0"},0.299,{"v":36646,"d":"36,646"},{"v":19288,"d":"19,288"},"Distributed from 923 Generation And Fuel",2013]
[1522,2019,"AZ","Hyder II Hybrid",58383,"H214M",0,"P","BA","MWH",{"v":14,"d":"14.0"}]
[1523,2019,"AZ","Hyder Solar Hybrid",57563,"PV1",0,"OP","PV","SUN",{"v":17,"d":"17.0"},0.193,{"v":28724.591,"d":"28,725"},{"v":15119.182,"d":"15,119"},"Distributed from 923 Generation And Fuel",2011]
[1524,2019,"AZ","Hyder Solar Hybrid",57563,"PV2",0,"OP","PV","SUN",{"v":5,"d":"5.0"},0.193,{"v":8448.409,"d":"8,448"},{"v":4446.818,"d":"4,447"},"Distributed from 923 Generation And Fuel",2012]
[1525,2019,"AZ","Hyder Solar Hybrid",57563,"H116M",0,"P","BA","MWH",{"v":16,"d":"16.0"}]
[1526,2019,"AZ","Intel - Ocotillo Campus Solar",60822,"PV1",0,"OP","PV","SUN",2.8,0.103,{"v":2536,"d":"2,536"},{"v":1334.667,"d":"1,335"},"Distributed from 923 Generation And Fuel",2017]
[1527,2019,"AZ","Intel - Ocotillo Campus Solar",60822,"PV2",0,"OP","PV","SUN",1.4,0.103,{"v":1268,"d":"1,268"},{"v":667.333,"d":"667"},"Distributed from 923 Generation And Fuel",2018]
[1528,2019,"AZ","IRC Generator Facility",56899,"290",0,"OP","IC","DFO",1.5,{"v":0,"d":"0.000"},0,0,"Distributed from 923 Generation And Fuel",1986]
[1529,2019,"AZ","IRC Generator Facility",56899,"291",0,"SB","IC","DFO",1.5,{"v":0,"d":"0.000"},0,0,"Distributed from 923 Generation And Fuel",1986]
[1530,2019,"AZ","Iron Horse Battery Storage Hybrid",60996,"BA1",0,"OP","BA","MWH",{"v":10,"d":"10.0"},{"v":-0.003,"d":"(0.003)"},{"v":-300,"d":"(300)"},{"v":-123,"d":"(123)"},"Distributed from 923 Generation And Fuel",2017]
[1531,2019,"AZ","Iron Horse Battery Storage Hybrid",60996,"PV1",0,"OP","PV","SUN",{"v":2,"d":"2.0"},0.189,{"v":3317,"d":"3,317"},{"v":1746,"d":"1,746"},"Distributed from 923 Generation And Fuel",2017]
[1532,2019,"AZ","Irving",115,"1",0,"RE","HY","WAT",1.6,{"$nulls":5},2005]
[1533,2019,"AZ","Jacobson 5 MW Solar",60603,"PV1",0,"OP","PV","SUN",4.4,0.245,{"v":9460,"d":"9,460"},{"v":4979,"d":"4,979"},"Distributed from 923 Generation And Fuel",2017]
[1534,2019,"AZ","Jewish Community Center PV",58292,"JCC",0,"OP","PV","SUN",1.1,0.224,{"v":2161,"d":"2,161"},{"v":1137,"d":"1,137"},"Distributed from 923 Generation And Fuel",2012]
[1535,2019,"AZ","Kayenta Solar Project",61268,"PV1",0,"OP","PV","SUN",27.3,0.163,{"v":38983.709,"d":"38,984"},{"v":16836.152,"d":"16,836"},"Distributed from 923 Generation And Fuel",2017]
[1536,2019,"AZ","Kayenta Solar Project",61268,"PV2",0,"OP","PV","SUN",{"v":28,"d":"28.0"},0.163,{"v":39983.291,"d":"39,983"},{"v":17267.848,"d":"17,268"},"Distributed from 923 Generation And Fuel",2019]
[1537,2019,"AZ","Kingman 1",57775,"PV",0,"OP","PV","SUN",0.5,0.255,{"v":1118,"d":"1,118"},588,"Distributed from 923 Generation And Fuel",2011]
[1538,2019,"AZ","Kingman 1",57775,"WGNS",0,"OP","WT","WND",{"v":10,"d":"10.0"},0.314,{"v":27489,"d":"27,489"},{"v":10837,"d":"10,837"},"Distributed from 923 Generation And Fuel",2011]
[1539,2019,"AZ","Kyrene",147,"KY1",1,"OS","ST","NG",34.5,{"$nulls":4},1952]
[1540,2019,"AZ","Kyrene",147,"KY2",1,"OS","ST","NG",73.5,{"$nulls":4},1954]
[1541,2019,"AZ","Kyrene",147,"KY4",0,"OP","GT","NG",53.1,{"v":0,"d":"0.000"},{"v":-154.99,"d":"(155)"},{"v":-92.933,"d":"(93)"},"Distributed from 923 Generation And Fuel",1971]
[1542,2019,"AZ","Kyrene",147,"KY5",0,"OP","GT","NG",60.3,{"v":0,"d":"0.000"},{"v":-176.005,"d":"(176)"},{"v":-105.534,"d":"(106)"},"Distributed from 923 Generation And Fuel",1973]
[1543,2019,"AZ","Kyrene",147,"KY6",0,"OP","GT","NG",60.3,{"v":0,"d":"0.000"},{"v":-176.005,"d":"(176)"},{"v":-105.534,"d":"(106)"},"Distributed from 923 Generation And Fuel",1973]
[1544,2019,"AZ","Kyrene",147,"KY7",0,"OP","CT","NG",{"v":170,"d":"170.0"},0.631,{"v":940228,"d":"940,228"},{"v":429466,"d":"429,466"},"EIA-923 Generator File",2002]
[1545,2019,"AZ","Kyrene",147,"KY7A",1,"OP","CA","NG",{"v":122,"d":"122.0"},0.482,{"v":514923,"d":"514,923"},{"v":237712,"d":"237,712"},"EIA-923 Generator File",2002]
[1546,2019,"AZ","La Paz Solar Tower",58652,"1",0,"P","OT","SUN",{"v":200,"d":"200.0"}]
[1547,2019,"AZ","La Senita",57556,"1",0,"OP","PV","SUN",{"v":1,"d":"1.0"},0.226,{"v":1981,"d":"1,981"},{"v":1043,"d":"1,043"},"Distributed from 923 Generation And Fuel",2011]
[1548,2019,"AZ","Lake Pleasant WTP",58539,"1",0,"OP","PV","SUN",6.5,0.257,{"v":14631,"d":"14,631"},{"v":7701,"d":"7,701"},"Distributed from 923 Generation And Fuel",2012]
[1549,2019,"AZ","Luke Solar",57324,"PV1",0,"OP","PV","SUN",{"v":15,"d":"15.0"},0.234,{"v":30813,"d":"30,813"},{"v":16218,"d":"16,218"},"Distributed from 923 Generation And Fuel",2015]
[1550,2019,"AZ","Macys Goodyear",57673,"1",0,"OP","PV","SUN",3.5,{"v":0.16,"d":"0.160"},{"v":4901,"d":"4,901"},{"v":2580,"d":"2,580"},"Distributed from 923 Generation And Fuel",2010]
[1551,2019,"AZ","Mesa Solar Array",58466,"MSA1",0,"RE","PV","SUN",{"v":4,"d":"4.0"},{"$nulls":5},2016]
[1552,2019,"AZ","Mesquite Generating Station",55481,"GT3",0,"OP","CT","NG",185.3,0.597,{"v":968688,"d":"968,688"},{"v":450968,"d":"450,968"},"EIA-923 Generator File",2003]
[1553,2019,"AZ","Mesquite Generating Station",55481,"GT4",0,"OP","CT","NG",185.3,0.596,{"v":968058,"d":"968,058"},{"v":453182,"d":"453,182"},"EIA-923 Generator File",2003]
[1554,2019,"AZ","Mesquite Generating Station",55481,"ST2",2,"OP","CA","NG",{"v":321,"d":"321.0"},0.526,{"v":1477955,"d":"1,477,955"},{"v":709531,"d":"709,531"},"EIA-923 Generator File",2003]
[1555,2019,"AZ","Mesquite Generating Station",55481,"GT1",0,"OP","CT","NG",185.3,0.549,{"v":891530,"d":"891,530"},{"v":426586,"d":"426,586"},"EIA-923 Generator File",2003]
[1556,2019,"AZ","Mesquite Generating Station",55481,"GT2",0,"OP","CT","NG",185.3,0.555,{"v":900850,"d":"900,850"},{"v":430353,"d":"430,353"},"EIA-923 Generator File",2003]
[1557,2019,"AZ","Mesquite Generating Station",55481,"ST1",2,"OP","CA","NG",{"v":321,"d":"321.0"},0.506,{"v":1423578,"d":"1,423,578"},{"v":711672,"d":"711,672"},"EIA-923 Generator File",2003]
[1558,2019,"AZ","Mesquite Solar 1",57707,"1",0,"OP","PV","SUN",{"v":16,"d":"16.0"},0.274,{"v":38338.353,"d":"38,338"},{"v":20179.106,"d":"20,179"},"Distributed from 923 Generation And Fuel",2011]
[1559,2019,"AZ","Mesquite Solar 1",57707,"10",0,"OP","PV","SUN",{"v":12,"d":"12.0"},0.274,{"v":28753.765,"d":"28,754"},{"v":15134.329,"d":"15,134"},"Distributed from 923 Generation And Fuel",2012]
[1560,2019,"AZ","Mesquite Solar 1",57707,"11",0,"OP","PV","SUN",{"v":16,"d":"16.0"},0.274,{"v":38338.353,"d":"38,338"},{"v":20179.106,"d":"20,179"},"Distributed from 923 Generation And Fuel",2012]
[1561,2019,"AZ","Mesquite Solar 1",57707,"12",0,"OP","PV","SUN",{"v":16,"d":"16.0"},0.274,{"v":38338.353,"d":"38,338"},{"v":20179.106,"d":"20,179"},"Distributed from 923 Generation And Fuel",2012]
[1562,2019,"AZ","Mesquite Solar 1",57707,"2",0,"OP","PV","SUN",{"v":16,"d":"16.0"},0.274,{"v":38338.353,"d":"38,338"},{"v":20179.106,"d":"20,179"},"Distributed from 923 Generation And Fuel",2012]
[1563,2019,"AZ","Mesquite Solar 1",57707,"3",0,"OP","PV","SUN",{"v":10,"d":"10.0"},0.274,{"v":23961.471,"d":"23,961"},{"v":12611.941,"d":"12,612"},"Distributed from 923 Generation And Fuel",2011]
[1564,2019,"AZ","Mesquite Solar 1",57707,"4",0,"OP","PV","SUN",{"v":16,"d":"16.0"},0.274,{"v":38338.353,"d":"38,338"},{"v":20179.106,"d":"20,179"},"Distributed from 923 Generation And Fuel",2012]
[1565,2019,"AZ","Mesquite Solar 1",57707,"5",0,"OP","PV","SUN",{"v":16,"d":"16.0"},0.274,{"v":38338.353,"d":"38,338"},{"v":20179.106,"d":"20,179"},"Distributed from 923 Generation And Fuel",2012]
[1566,2019,"AZ","Mesquite Solar 1",57707,"6",0,"OP","PV","SUN",{"v":8,"d":"8.0"},0.274,{"v":19169.176,"d":"19,169"},{"v":10089.553,"d":"10,090"},"Distributed from 923 Generation And Fuel",2012]
[1567,2019,"AZ","Mesquite Solar 1",57707,"7",0,"OP","PV","SUN",{"v":16,"d":"16.0"},0.274,{"v":38338.353,"d":"38,338"},{"v":20179.106,"d":"20,179"},"Distributed from 923 Generation And Fuel",2012]
[1568,2019,"AZ","Mesquite Solar 1",57707,"8",0,"OP","PV","SUN",{"v":12,"d":"12.0"},0.274,{"v":28753.765,"d":"28,754"},{"v":15134.329,"d":"15,134"},"Distributed from 923 Generation And Fuel",2012]
[1569,2019,"AZ","Mesquite Solar 1",57707,"9",0,"OP","PV","SUN",{"v":16,"d":"16.0"},0.274,{"v":38338.353,"d":"38,338"},{"v":20179.106,"d":"20,179"},"Distributed from 923 Generation And Fuel",2012]
[1570,2019,"AZ","Mesquite Solar 2, LLC",60307,"1",0,"OP","PV","SUN",{"v":100,"d":"100.0"},0.292,{"v":256047,"d":"256,047"},{"v":137112,"d":"137,112"},"Distributed from 923 Generation And Fuel",2016]
[1571,2019,"AZ","Mesquite Solar 3, LLC",60308,"1",0,"OP","PV","SUN",{"v":150,"d":"150.0"},0.339,{"v":445637,"d":"445,637"},{"v":227107,"d":"227,107"},"Distributed from 923 Generation And Fuel",2016]
[1572,2019,"AZ","Mohave County Wind Farm",63114,"MCWF",0,"T","WT","WND",{"v":350,"d":"350.0"}]
[1573,2019,"AZ","Mohave Electric at Fort Mohave",59819,"PV1",0,"OP","PV","SUN",4.4,{"v":0.25,"d":"0.250"},{"v":9649,"d":"9,649"},{"v":5079,"d":"5,079"},"Distributed from 923 Generation And Fuel",2015]
[1574,2019,"AZ","Mohave Electric Cooperative at Joy Lane",63554,"PV2",0,"OP","PV","SUN",{"v":10,"d":"10.0"},0.339,{"v":29723,"d":"29,723"},{"v":15644,"d":"15,644"},"Distributed from 923 Generation And Fuel",2016]
[1575,2019,"AZ","Mormon Flat",148,"MF1",0,"OP","HY","WAT",9.2,0.017,{"v":1355,"d":"1,355"},483,"Distributed from 923 Generation And Fuel",1926]
[1576,2019,"AZ","Mormon Flat",148,"MF2",0,"OP","PS","WAT",54.3,{"v":0.05,"d":"0.050"},{"v":24015,"d":"24,015"},{"v":23922,"d":"23,922"},"Distributed from 923 Generation And Fuel",1971]
[1577,2019,"AZ","Navajo",4941,"NAV1",1,"RE","ST","BIT",803.1,0.474,{"v":3332243,"d":"3,332,243"},{"v":1812844,"d":"1,812,844"},"EIA-923 Generator File",null,2019]
[1578,2019,"AZ","Navajo",4941,"NAV2",1,"RE","ST","BIT",803.1,0.487,{"v":3428827,"d":"3,428,827"},{"v":1676686,"d":"1,676,686"},"EIA-923 Generator File",null,2019]
[1579,2019,"AZ","Navajo",4941,"NAV3",1,"RE","ST","BIT",803.1,0.453,{"v":3188484,"d":"3,188,484"},{"v":1750635,"d":"1,750,635"},"EIA-923 Generator File",null,2019]
[1580,2019,"AZ","North Loop",6088,"1",0,"OP","GT","NG",{"v":27,"d":"27.0"},0.013,{"v":3124.787,"d":"3,125"},{"v":1539.1,"d":"1,539"},"Distributed from 923 Generation And Fuel",1972]
[1581,2019,"AZ","North Loop",6088,"2",0,"OP","GT","NG",{"v":27,"d":"27.0"},0.013,{"v":3124.787,"d":"3,125"},{"v":1539.1,"d":"1,539"},"Distributed from 923 Generation And Fuel",1972]
[1582,2019,"AZ","North Loop",6088,"3",0,"OP","GT","NG",{"v":27,"d":"27.0"},0.013,{"v":3124.787,"d":"3,125"},{"v":1539.1,"d":"1,539"},"Distributed from 923 Generation And Fuel",1972]
[1583,2019,"AZ","North Loop",6088,"4",0,"OP","GT","NG",26.8,0.013,{"v":3101.64,"d":"3,102"},{"v":1527.699,"d":"1,528"},"Distributed from 923 Generation And Fuel",2001]
[1584,2019,"AZ","Northwest Regional",57403,"GEN1",0,"OP","IC","LFG",1.6,0.759,{"v":10635,"d":"10,635"},{"v":4448,"d":"4,448"},"Distributed from 923 Generation And Fuel",2012]
[1585,2019,"AZ","Northwest Regional",57403,"GEN2",0,"OP","IC","LFG",1.6,0.759,{"v":10635,"d":"10,635"},{"v":4448,"d":"4,448"},"Distributed from 923 Generation And Fuel",2012]
[1586,2019,"AZ","Novo BioPower Plant",56616,"G3",1,"OP","ST","WDS",27.2,{"v":0.84,"d":"0.840"},{"v":200151,"d":"200,151"},{"v":86733,"d":"86,733"},"EIA-923 Generator File",2008]
[1587,2019,"AZ","Ocotillo",116,"GT1",0,"OP","GT","NG",53.1,0.077,{"v":35875.64,"d":"35,876"},{"v":19389.647,"d":"19,390"},"Distributed from 923 Generation And Fuel",1972]
[1588,2019,"AZ","Ocotillo",116,"GT2",0,"OP","GT","NG",53.1,0.077,{"v":35875.64,"d":"35,876"},{"v":19389.647,"d":"19,390"},"Distributed from 923 Generation And Fuel",1973]
[1589,2019,"AZ","Ocotillo",116,"GT3",0,"OP","GT","NG",161.9,0.077,{"v":109383.544,"d":"109,384"},{"v":59118.341,"d":"59,118"},"Distributed from 923 Generation And Fuel",2019]
[1590,2019,"AZ","Ocotillo",116,"GT4",0,"OP","GT","NG",161.9,0.077,{"v":109383.544,"d":"109,384"},{"v":59118.341,"d":"59,118"},"Distributed from 923 Generation And Fuel",2019]
[1591,2019,"AZ","Ocotillo",116,"GT5",0,"OP","GT","NG",161.9,0.077,{"v":109383.544,"d":"109,384"},{"v":59118.341,"d":"59,118"},"Distributed from 923 Generation And Fuel",2019]
[1592,2019,"AZ","Ocotillo",116,"GT6",0,"OP","GT","NG",161.9,0.077,{"v":109383.544,"d":"109,384"},{"v":59118.341,"d":"59,118"},"Distributed from 923 Generation And Fuel",2019]
[1593,2019,"AZ","Ocotillo",116,"GT7",0,"OP","GT","NG",161.9,0.077,{"v":109383.544,"d":"109,384"},{"v":59118.341,"d":"59,118"},"Distributed from 923 Generation And Fuel",2019]
[1594,2019,"AZ","Ocotillo",116,"1",1,"RE","ST","NG",113.6,{"v":0,"d":"0.000"},0,0,"EIA-923 Generator File",null,2019]
[1595,2019,"AZ","Ocotillo",116,"2",1,"RE","ST","NG",113.6,{"v":0,"d":"0.000"},0,0,"EIA-923 Generator File",null,2019]
[1596,2019,"AZ","Ocotillo",116,"PV1",0,"RE","PV","SUN",0.1,{"$nulls":5},2015]
[1597,2019,"AZ","Ocotillo",116,"PV2",0,"RE","PV","SUN",0.1,{"$nulls":5},2015]
[1598,2019,"AZ","Ocotillo",116,"PVM",0,"RE","PV","SUN",0.4,{"$nulls":5},2015]
[1599,2019,"AZ","OE_AZ1",63349,"AZ1",0,"OP","PV","SUN",32.5,0.003,735,0,"Distributed from 923 Generation And Fuel",2019]
[1600,2019,"AZ","Palo Verde",6008,"1",1,"OP","ST","NUC",{"v":1403.2,"d":"1,403.2"},0.866,{"v":10640122.667,"d":"10,640,123"},{"v":4684651,"d":"4,684,651"},"Distributed from 923 Generation And Fuel",1986]
[1601,2019,"AZ","Palo Verde",6008,"2",1,"OP","ST","NUC",{"v":1403.2,"d":"1,403.2"},0.866,{"v":10640122.667,"d":"10,640,123"},{"v":4684651,"d":"4,684,651"},"Distributed from 923 Generation And Fuel",1986]
[1602,2019,"AZ","Palo Verde",6008,"3",1,"OP","ST","NUC",{"v":1403.2,"d":"1,403.2"},0.866,{"v":10640122.667,"d":"10,640,123"},{"v":4684651,"d":"4,684,651"},"Distributed from 923 Generation And Fuel",1988]
[1603,2019,"AZ","Paloma Solar Hybrid",57562,"PV1",0,"OP","PV","SUN",17.6,{"v":0.25,"d":"0.250"},{"v":38476,"d":"38,476"},{"v":20252,"d":"20,252"},"Distributed from 923 Generation And Fuel",2011]
[1604,2019,"AZ","Paloma Solar Hybrid",57562,"PA17M",0,"P","BA","MWH",{"v":17,"d":"17.0"}]
[1605,2019,"AZ","Paradise Valley H.S. PV",58293,"PVH",0,"OP","PV","SUN",1.3,0.228,{"v":2598,"d":"2,598"},{"v":1367,"d":"1,367"},"Distributed from 923 Generation And Fuel",2013]
[1606,2019,"AZ","Perrin Ranch Wind LLC",58155,"GEN1",0,"OP","WT","WND",99.2,0.254,{"v":220756,"d":"220,756"},{"v":87027,"d":"87,027"},"Distributed from 923 Generation And Fuel",2012]
[1607,2019,"AZ","Phoenix Airport East Economy Lot",58708,"PAEEL",0,"OP","PV","SUN",1.1,0.203,{"v":1953,"d":"1,953"},{"v":1028,"d":"1,028"},"Distributed from 923 Generation And Fuel",2012]
[1608,2019,"AZ","Phoenix Airport Rental Car Center",58709,"PARCC",0,"OP","PV","SUN",1.6,0.414,{"v":5805,"d":"5,805"},{"v":3055,"d":"3,055"},"Distributed from 923 Generation And Fuel",2012]
[1609,2019,"AZ","Picture Rocks Solar, LLC",58486,"1",0,"OP","PV","SUN",{"v":20,"d":"20.0"},0.294,{"v":51506,"d":"51,506"},{"v":27110,"d":"27,110"},"Distributed from 923 Generation And Fuel",2012]
[1610,2019,"AZ","Pima Community College",62075,"PV1",0,"OP","PV","SUN",1.1,0.177,{"v":1702,"d":"1,702"},884,"Distributed from 923 Generation And Fuel",2019]
[1611,2019,"AZ","Pima Community College - East Campus",61104,"PV1",0,"OP","PV","SUN",1.3,0.259,{"v":2952,"d":"2,952"},{"v":1554,"d":"1,554"},"Distributed from 923 Generation And Fuel",2017]
[1612,2019,"AZ","Pima Community College NW",63531,"10327",0,"OP","PV","SUN",1.3,0.192,{"v":2184,"d":"2,184"},{"v":1416,"d":"1,416"},"Distributed from 923 Generation And Fuel",2019]
[1613,2019,"AZ","Pima Energy Storage System",61197,"PIMA",0,"OP","BA","MWH",{"v":10,"d":"10.0"},{"v":-0.004,"d":"(0.004)"},{"v":-367,"d":"(367)"},{"v":-135,"d":"(135)"},"Distributed from 923 Generation And Fuel",2017]
[1614,2019,"AZ","Pinal Central Energy Center Hybrid",61678,"BA1",0,"OP","BA","MWH",{"v":10,"d":"10.0"},{"v":-0.025,"d":"(0.025)"},{"v":-2215,"d":"(2,215)"},{"v":-980,"d":"(980)"},"Distributed from 923 Generation And Fuel",2018]
[1615,2019,"AZ","Pinal Central Energy Center Hybrid",61678,"PCEC",0,"OP","PV","SUN",{"v":20,"d":"20.0"},0.355,{"v":62110,"d":"62,110"},{"v":31878,"d":"31,878"},"Distributed from 923 Generation And Fuel",2018]
[1616,2019,"AZ","Poseidon Solar, LLC",57318,"1",0,"OP","PV","SUN",{"v":20,"d":"20.0"},0.294,{"v":51447,"d":"51,447"},{"v":27079,"d":"27,079"},"Distributed from 923 Generation And Fuel",2011]
[1617,2019,"AZ","Poseidon Wind, LLC",57379,"1",0,"OP","WT","WND",65.1,0.216,{"v":122910,"d":"122,910"},{"v":48454,"d":"48,454"},"Distributed from 923 Generation And Fuel",2010]
[1618,2019,"AZ","Prairie Fire",58171,"GEN1",0,"OP","PV","SUN",4.5,0.179,{"v":7064,"d":"7,064"},{"v":3718,"d":"3,718"},"Distributed from 923 Generation And Fuel",2012]
[1619,2019,"AZ","Prescott Airport",56228,"PV1",0,"OP","PV","SUN",{"v":3,"d":"3.0"},0.198,{"v":5210,"d":"5,210"},{"v":2742,"d":"2,742"},"Distributed from 923 Generation And Fuel",2002]
[1620,2019,"AZ","Prescott Airport",56228,"PV2",0,"CN","PV","SUN",{"v":7,"d":"7.0"}]
[1621,2019,"AZ","Prescott Solar Plant",58147,"PV1",0,"OP","PV","SUN",10.8,0.248,{"v":23469,"d":"23,469"},{"v":12353,"d":"12,353"},"Distributed from 923 Generation And Fuel",2011]
[1622,2019,"AZ","Punkin Center Battery Storage",61913,"B1",0,"OP","BA","MWH",{"v":2,"d":"2.0"},{"v":0,"d":"0.000"},0,0,"Distributed from 923 Generation And Fuel",2018]
[1623,2019,"AZ","Queen Creek Solar Farm",57883,"GEN1",0,"OP","PV","SUN",{"v":19,"d":"19.0"},0.286,{"v":47619,"d":"47,619"},{"v":25064,"d":"25,064"},"Distributed from 923 Generation And Fuel",2012]
[1624,2019,"AZ","RE Ajo 1 LLC",57795,"1",0,"OP","PV","SUN",4.5,0.215,{"v":8492,"d":"8,492"},{"v":4470,"d":"4,470"},"Distributed from 923 Generation And Fuel",2011]
[1625,2019,"AZ","RE Bagdad Solar I LLC",57790,"1",0,"OP","PV","SUN",16.6,0.225,{"v":32686,"d":"32,686"},{"v":17204,"d":"17,204"},"Distributed from 923 Generation And Fuel",2011]
[1626,2019,"AZ","RE Gillespie 1 LLC",58501,"GILL1",0,"OP","PV","SUN",{"v":15,"d":"15.0"},0.329,{"v":43250,"d":"43,250"},{"v":22764,"d":"22,764"},"Distributed from 923 Generation And Fuel",2013]
[1627,2019,"AZ","Red Hawk",55455,"CT1A",0,"OP","CT","NG",187.5,0.489,{"v":803465,"d":"803,465"},{"v":348155,"d":"348,155"},"EIA-923 Generator File",2002]
[1628,2019,"AZ","Red Hawk",55455,"CT1B",0,"OP","CT","NG",181.6,0.482,{"v":767313,"d":"767,313"},{"v":363495,"d":"363,495"},"EIA-923 Generator File",2002]
[1629,2019,"AZ","Red Hawk",55455,"CT2A",0,"OP","CT","NG",181.6,0.457,{"v":727584,"d":"727,584"},{"v":361826,"d":"361,826"},"EIA-923 Generator File",2002]
[1630,2019,"AZ","Red Hawk",55455,"CT2B",0,"OP","CT","NG",181.6,0.421,{"v":669236,"d":"669,236"},{"v":321276,"d":"321,276"},"EIA-923 Generator File",2002]
[1631,2019,"AZ","Red Hawk",55455,"ST1",2,"OP","CA","NG",{"v":204,"d":"204.0"},0.498,{"v":890103,"d":"890,103"},{"v":401983,"d":"401,983"},"EIA-923 Generator File",2002]
[1632,2019,"AZ","Red Hawk",55455,"ST2",2,"OP","CA","NG",{"v":204,"d":"204.0"},0.443,{"v":792525,"d":"792,525"},{"v":375389,"d":"375,389"},"EIA-923 Generator File",2002]
[1633,2019,"AZ","Red Horse 2",58833,"RH2S",0,"OP","PV","SUN",{"v":51,"d":"51.0"},0.333,{"v":148752,"d":"148,752"},{"v":78295,"d":"78,295"},"Distributed from 923 Generation And Fuel",2015]
[1634,2019,"AZ","Red Horse 2",58833,"RH2W",0,"OP","WT","WND",{"v":30,"d":"30.0"},0.245,{"v":64351,"d":"64,351"},{"v":25369,"d":"25,369"},"Distributed from 923 Generation And Fuel",2015]
[1635,2019,"AZ","Red Horse III",60285,"RH3",0,"OP","PV","SUN",{"v":30,"d":"30.0"},0.288,{"v":75653,"d":"75,653"},{"v":39819,"d":"39,819"},"Distributed from 923 Generation And Fuel",2016]
[1636,2019,"AZ","Red Rock",60467,"PV1",0,"OP","PV","SUN",{"v":40,"d":"40.0"},0.332,{"v":116169,"d":"116,169"},{"v":58519,"d":"58,519"},"Distributed from 923 Generation And Fuel",2017]
[1637,2019,"AZ","Rio Rico Solar",59044,"RRSF",0,"OP","PV","SUN",{"v":6,"d":"6.0"},0.214,{"v":11273,"d":"11,273"},{"v":5933,"d":"5,933"},"Distributed from 923 Generation And Fuel",2014]
[1638,2019,"AZ","Roger Road WWTP",57524,"1",0,"OP","PV","SUN",1.1,0.106,{"v":1025,"d":"1,025"},540,"Distributed from 923 Generation And Fuel",2010]
[1639,2019,"AZ","Roosevelt",149,"ROOS",0,"OP","HY","WAT",{"v":36,"d":"36.0"},0.144,{"v":45372,"d":"45,372"},{"v":21802,"d":"21,802"},"Distributed from 923 Generation And Fuel",1973]
[1640,2019,"AZ","Saddle Mountain Solar I",58213,"AZ2",0,"OP","PV","SUN",{"v":15,"d":"15.0"},0.268,{"v":35179,"d":"35,179"},{"v":18516,"d":"18,516"},"Distributed from 923 Generation And Fuel",2012]
[1641,2019,"AZ","Saguaro",118,"GE1",0,"OP","GT","NG",78.3,0.073,{"v":50329.712,"d":"50,330"},{"v":24790.756,"d":"24,791"},"Distributed from 923 Generation And Fuel",2002]
[1642,2019,"AZ","Saguaro",118,"GT1",0,"OP","GT","NG",53.1,0.073,{"v":34131.644,"d":"34,132"},{"v":16812.122,"d":"16,812"},"Distributed from 923 Generation And Fuel",1972]
[1643,2019,"AZ","Saguaro",118,"GT2",0,"OP","GT","NG",53.1,0.073,{"v":34131.644,"d":"34,132"},{"v":16812.122,"d":"16,812"},"Distributed from 923 Generation And Fuel",1973]
[1644,2019,"AZ","Saguaro",118,"1",1,"RE","ST","NG",{"v":125,"d":"125.0"},{"$nulls":5},2013]
[1645,2019,"AZ","Saguaro",118,"2",1,"RE","ST","NG",{"v":125,"d":"125.0"},{"$nulls":5},2013]
[1646,2019,"AZ","Saguaro",118,"PV1",0,"RE","OT","SUN",{"v":1,"d":"1.0"},{"$nulls":5},2013]
[1647,2019,"AZ","Saint Solar",63476,"SAINT",0,"P","PV","SUN",{"v":100,"d":"100.0"}]
[1648,2019,"AZ","Sandstone Solar",59634,"SNDST",0,"OP","PV","SUN",{"v":45,"d":"45.0"},0.306,{"v":120772,"d":"120,772"},{"v":63567,"d":"63,567"},"Distributed from 923 Generation And Fuel",2015]
[1649,2019,"AZ","Santan",8068,"ST1",1,"OP","CS","NG",103.5,0.254,{"v":230302,"d":"230,302"},{"v":145923,"d":"145,923"},"EIA-923 Generator File",1974]
[1650,2019,"AZ","Santan",8068,"ST2",1,"OP","CS","NG",103.5,0.319,{"v":288879,"d":"288,879"},{"v":181827,"d":"181,827"},"EIA-923 Generator File",1974]
[1651,2019,"AZ","Santan",8068,"ST3",1,"OP","CS","NG",103.5,0.208,{"v":188757,"d":"188,757"},{"v":103594,"d":"103,594"},"EIA-923 Generator File",1974]
[1652,2019,"AZ","Santan",8068,"ST4",1,"OP","CS","NG",103.5,0.336,{"v":304430,"d":"304,430"},{"v":185403,"d":"185,403"},"EIA-923 Generator File",1975]
[1653,2019,"AZ","Santan",8068,"ST5A",0,"OP","CT","NG",153.8,0.697,{"v":939404,"d":"939,404"},{"v":418550,"d":"418,550"},"EIA-923 Generator File",2005]
[1654,2019,"AZ","Santan",8068,"ST5B",0,"OP","CT","NG",153.8,0.724,{"v":975893,"d":"975,893"},{"v":436408,"d":"436,408"},"EIA-923 Generator File",2005]
[1655,2019,"AZ","Santan",8068,"ST5S",2,"OP","CA","NG",314.5,0.481,{"v":1324734,"d":"1,324,734"},{"v":633603,"d":"633,603"},"EIA-923 Generator File",2005]
[1656,2019,"AZ","Santan",8068,"ST6A",0,"OP","CT","NG",153.8,0.797,{"v":1073646,"d":"1,073,646"},{"v":421766,"d":"421,766"},"EIA-923 Generator File",2006]
[1657,2019,"AZ","Santan",8068,"ST6S",1,"OP","CA","NG",136.1,0.661,{"v":787578,"d":"787,578"},{"v":339036,"d":"339,036"},"EIA-923 Generator File",2006]
[1658,2019,"AZ","Solana Generating Station",56812,"GEN 1",1,"OP","CP","SUN",{"v":140,"d":"140.0"},0.323,{"v":395821,"d":"395,821"},{"v":231572,"d":"231,572"},"Distributed from 923 Generation And Fuel",2013]
[1659,2019,"AZ","Solana Generating Station",56812,"GEN2",1,"OP","CP","SUN",{"v":140,"d":"140.0"},0.323,{"v":395821,"d":"395,821"},{"v":231572,"d":"231,572"},"Distributed from 923 Generation And Fuel",2013]
[1660,2019,"AZ","South Consolidated",100,"SC1",0,"OP","HY","WAT",1.4,{"v":0,"d":"0.000"},0,0,"Distributed from 923 Generation And Fuel",1981]
[1661,2019,"AZ","South Point Energy Center",55177,"A",0,"OP","CT","NG",{"v":236,"d":"236.0"},0.308,{"v":636747,"d":"636,747"},{"v":364448,"d":"364,448"},"EIA-923 Generator File",2001]
[1662,2019,"AZ","South Point Energy Center",55177,"B",0,"OP","CT","NG",{"v":236,"d":"236.0"},{"v":0.31,"d":"0.310"},{"v":639881,"d":"639,881"},{"v":364243,"d":"364,243"},"EIA-923 Generator File",2001]
[1663,2019,"AZ","South Point Energy Center",55177,"ST1",2,"OP","CA","NG",{"v":236,"d":"236.0"},0.295,{"v":609588,"d":"609,588"},{"v":352579,"d":"352,579"},"EIA-923 Generator File",2001]
[1664,2019,"AZ","Springerville",8223,"1",1,"OP","ST","SUB",424.8,0.639,{"v":2377109,"d":"2,377,109"},{"v":984545,"d":"984,545"},"EIA-923 Generator File",1985]
[1665,2019,"AZ","Springerville",8223,"2",1,"OP","ST","SUB",424.8,0.641,{"v":2384718,"d":"2,384,718"},{"v":1010008,"d":"1,010,008"},"EIA-923 Generator File",1990]
[1666,2019,"AZ","Springerville",8223,"3",1,"OP","ST","SUB",458.1,0.435,{"v":1743875,"d":"1,743,875"},{"v":848878,"d":"848,878"},"EIA-923 Generator File",2006]
[1667,2019,"AZ","Springerville",8223,"4",1,"OP","ST","SUB",458.1,0.354,{"v":1420535,"d":"1,420,535"},{"v":639794,"d":"639,794"},"EIA-923 Generator File",2009]
[1668,2019,"AZ","Springerville",8223,"SGSS",0,"OP","PV","SUN",3.7,0.163,{"v":5273.052,"d":"5,273"},{"v":1914.612,"d":"1,915"},"Distributed from 923 Generation And Fuel",2001]
[1669,2019,"AZ","Springerville",8223,"SGSS1",0,"OP","PV","SUN",1.4,0.163,{"v":1995.209,"d":"1,995"},{"v":724.448,"d":"724"},"Distributed from 923 Generation And Fuel",2010]
[1670,2019,"AZ","Springerville",8223,"WMS",0,"OP","PV","SUN",8.3,0.163,{"v":11828.739,"d":"11,829"},{"v":4294.94,"d":"4,295"},"Distributed from 923 Generation And Fuel",2014]
[1671,2019,"AZ","Springerville",8223,"5",0,"IP","ST","SUB",{"v":400,"d":"400.0"},{"v":0,"d":"0.000"},0,0,"Distributed from 923 Generation And Fuel"]
[1672,2019,"AZ","Stewart Mountain",150,"SM",0,"OP","HY","WAT",{"v":13,"d":"13.0"},{"v":-1E-3,"d":"(0.001)"},{"v":-164,"d":"(164)"},{"v":-79,"d":"(79)"},"Distributed from 923 Generation And Fuel",1930]
[1673,2019,"AZ","Sulphur Springs",60381,"SSSP",0,"OP","PV","SUN",{"v":20,"d":"20.0"},0.296,{"v":51926,"d":"51,926"},{"v":27331,"d":"27,331"},"Distributed from 923 Generation And Fuel",2016]
[1674,2019,"AZ","Sun Stream 2",63440,"GEN01",0,"T","PV","SUN",{"v":150,"d":"150.0"}]
[1675,2019,"AZ","Sun Streams, LLC",60827,"GEN01",0,"V","PV","SUN",154.3]
[1676,2019,"AZ","Sundance",55522,"CT1",0,"OP","GT","NG",60.5,{"v":0.05,"d":"0.050"},{"v":26394.017,"d":"26,394"},{"v":11821.526,"d":"11,822"},"Distributed from 923 Generation And Fuel",2002]
[1677,2019,"AZ","Sundance",55522,"CT10",0,"OP","GT","NG",60.5,{"v":0.05,"d":"0.050"},{"v":26394.017,"d":"26,394"},{"v":11821.526,"d":"11,822"},"Distributed from 923 Generation And Fuel",2002]
[1678,2019,"AZ","Sundance",55522,"CT2",0,"OP","GT","NG",60.5,{"v":0.05,"d":"0.050"},{"v":26394.017,"d":"26,394"},{"v":11821.526,"d":"11,822"},"Distributed from 923 Generation And Fuel",2002]
[1679,2019,"AZ","Sundance",55522,"CT3",0,"OP","GT","NG",60.5,{"v":0.05,"d":"0.050"},{"v":26394.017,"d":"26,394"},{"v":11821.526,"d":"11,822"},"Distributed from 923 Generation And Fuel",2002]
[1680,2019,"AZ","Sundance",55522,"CT4",0,"OP","GT","NG",60.5,{"v":0.05,"d":"0.050"},{"v":26394.017,"d":"26,394"},{"v":11821.526,"d":"11,822"},"Distributed from 923 Generation And Fuel",2002]
[1681,2019,"AZ","Sundance",55522,"CT5",0,"OP","GT","NG",60.5,{"v":0.05,"d":"0.050"},{"v":26394.017,"d":"26,394"},{"v":11821.526,"d":"11,822"},"Distributed from 923 Generation And Fuel",2002]
[1682,2019,"AZ","Sundance",55522,"CT6",0,"OP","GT","NG",60.5,{"v":0.05,"d":"0.050"},{"v":26394.017,"d":"26,394"},{"v":11821.526,"d":"11,822"},"Distributed from 923 Generation And Fuel",2002]
[1683,2019,"AZ","Sundance",55522,"CT7",0,"OP","GT","NG",60.5,{"v":0.05,"d":"0.050"},{"v":26394.017,"d":"26,394"},{"v":11821.526,"d":"11,822"},"Distributed from 923 Generation And Fuel",2002]
[1684,2019,"AZ","Sundance",55522,"CT8",0,"OP","GT","NG",60.5,{"v":0.05,"d":"0.050"},{"v":26394.017,"d":"26,394"},{"v":11821.526,"d":"11,822"},"Distributed from 923 Generation And Fuel",2002]
[1685,2019,"AZ","Sundance",55522,"CT9",0,"OP","GT","NG",60.5,{"v":0.05,"d":"0.050"},{"v":26394.017,"d":"26,394"},{"v":11821.526,"d":"11,822"},"Distributed from 923 Generation And Fuel",2002]
[1686,2019,"AZ","Sundance",55522,"CT11",0,"IP","GT","NG",{"v":45,"d":"45.0"},{"v":0.05,"d":"0.050"},{"v":19631.914,"d":"19,632"},{"v":8792.871,"d":"8,793"},"Distributed from 923 Generation And Fuel"]
[1687,2019,"AZ","Sundance",55522,"CT12",0,"IP","GT","NG",{"v":45,"d":"45.0"},{"v":0.05,"d":"0.050"},{"v":19631.914,"d":"19,632"},{"v":8792.871,"d":"8,793"},"Distributed from 923 Generation And Fuel"]
[1688,2019,"AZ","T0588 Phoenix - AZ",61199,"PV1",0,"OP","PV","SUN",1.2,0.229,{"v":2402,"d":"2,402"},{"v":1264,"d":"1,264"},"Distributed from 923 Generation And Fuel",2017]
[1689,2019,"AZ","TAA Solar Facility",57391,"TAA1",0,"CN","PV","SUN",2.8]
[1690,2019,"AZ","Tech Park Solar",59455,"TECHP",0,"OP","PV","SUN",{"v":5,"d":"5.0"},0.304,{"v":13302,"d":"13,302"},{"v":7001,"d":"7,001"},"Distributed from 923 Generation And Fuel",2012]
[1691,2019,"AZ","Tri Cities",7998,"TC1",0,"RE","IC","LFG",{"v":1,"d":"1.0"},{"$nulls":5},2015]
[1692,2019,"AZ","Tri Cities",7998,"TC2",0,"RE","IC","LFG",{"v":1,"d":"1.0"},{"$nulls":5},2015]
[1693,2019,"AZ","Tri Cities",7998,"TC3",0,"RE","IC","LFG",{"v":1,"d":"1.0"},{"$nulls":5},2015]
[1694,2019,"AZ","Tri Cities",7998,"TC4",0,"RE","IC","LFG",{"v":1,"d":"1.0"},{"$nulls":5},2015]
[1695,2019,"AZ","Tri Cities",7998,"TC5",0,"RE","IC","LFG",{"v":1,"d":"1.0"},{"$nulls":5},2015]
[1696,2019,"AZ","UASTP I",57392,"UATP1",0,"OP","PV","SUN",1.2,{"v":0.21,"d":"0.210"},{"v":2203,"d":"2,203"},{"v":1160,"d":"1,160"},"Distributed from 923 Generation And Fuel",2010]
[1697,2019,"AZ","Union HS at Casa Grande",58516,"PV1",0,"OP","PV","SUN",1.6,0.203,{"v":2852,"d":"2,852"},{"v":1501,"d":"1,501"},"Distributed from 923 Generation And Fuel",2012]
[1698,2019,"AZ","University of Arizona - Biosphere 2",54594,"G-1",0,"SB","IC","DFO",1.5,{"v":1E-3,"d":"0.001"},{"v":9.677,"d":"10"},{"v":4.355,"d":"4"},"Distributed from 923 Generation And Fuel",1990]
[1699,2019,"AZ","University of Arizona - Biosphere 2",54594,"G-4",0,"SB","IC","NG",1.6,{"v":1E-3,"d":"0.001"},{"v":10.323,"d":"10"},{"v":4.645,"d":"5"},"Distributed from 923 Generation And Fuel",2000]
[1700,2019,"AZ","Valencia",6515,"GT1",0,"SB","GT","NG",{"v":18,"d":"18.0"},0.029,{"v":4567.333,"d":"4,567"},{"v":2249.667,"d":"2,250"},"Distributed from 923 Generation And Fuel",1989]
[1701,2019,"AZ","Valencia",6515,"GT2",0,"SB","GT","NG",{"v":18,"d":"18.0"},0.029,{"v":4567.333,"d":"4,567"},{"v":2249.667,"d":"2,250"},"Distributed from 923 Generation And Fuel",1989]
[1702,2019,"AZ","Valencia",6515,"GT3",0,"SB","GT","NG",{"v":18,"d":"18.0"},0.029,{"v":4567.333,"d":"4,567"},{"v":2249.667,"d":"2,250"},"Distributed from 923 Generation And Fuel",1989]
[1703,2019,"AZ","Valencia",6515,"GT4",0,"OP","GT","NG",{"v":54,"d":"54.0"},0.029,{"v":13702,"d":"13,702"},{"v":6749,"d":"6,749"},"Distributed from 923 Generation And Fuel",2006]
[1704,2019,"AZ","Valencia Solar",59454,"VALEN",0,"OP","PV","SUN",{"v":10,"d":"10.0"},0.282,{"v":24677,"d":"24,677"},{"v":12989,"d":"12,989"},"Distributed from 923 Generation And Fuel",2013]
[1705,2019,"AZ","Vista Grande HS at Casa Grande",58517,"PV1",0,"OP","PV","SUN",1.8,0.197,{"v":3106,"d":"3,106"},{"v":1635,"d":"1,635"},"Distributed from 923 Generation And Fuel",2012]
[1706,2019,"AZ","Waddell",7164,"PG3",0,"OP","PS","WAT",{"v":10,"d":"10.0"},{"v":-0.169,"d":"(0.169)"},{"v":-14807.25,"d":"(14,807)"},{"v":2917,"d":"2,917"},"Distributed from 923 Generation And Fuel",1993]
[1707,2019,"AZ","Waddell",7164,"PG6",0,"OP","PS","WAT",{"v":10,"d":"10.0"},{"v":-0.169,"d":"(0.169)"},{"v":-14807.25,"d":"(14,807)"},{"v":2917,"d":"2,917"},"Distributed from 923 Generation And Fuel",1993]
[1708,2019,"AZ","Waddell",7164,"PG7",0,"OP","PS","WAT",{"v":10,"d":"10.0"},{"v":-0.169,"d":"(0.169)"},{"v":-14807.25,"d":"(14,807)"},{"v":2917,"d":"2,917"},"Distributed from 923 Generation And Fuel",1993]
[1709,2019,"AZ","Waddell",7164,"PS1",0,"OP","PS","WAT",{"v":10,"d":"10.0"},{"v":-0.169,"d":"(0.169)"},{"v":-14807.25,"d":"(14,807)"},{"v":2917,"d":"2,917"},"Distributed from 923 Generation And Fuel",1993]
[1710,2019,"AZ","Walmart Casa Grande",57939,"1",0,"OP","PV","SUN",{"v":1,"d":"1.0"},{"v":0.15,"d":"0.150"},{"v":1313.5,"d":"1,314"},{"v":691.5,"d":"692"},"Distributed from 923 Generation And Fuel",2011]
[1711,2019,"AZ","Walmart Casa Grande",57939,"2",0,"OP","PV","SUN",{"v":1,"d":"1.0"},{"v":0.15,"d":"0.150"},{"v":1313.5,"d":"1,314"},{"v":691.5,"d":"692"},"Distributed from 923 Generation And Fuel",2011]
[1712,2019,"AZ","West Phoenix",117,"1B",1,"OP","CS","NG",{"v":132,"d":"132.0"},0.195,{"v":225216,"d":"225,216"},{"v":123437,"d":"123,437"},"EIA-923 Generator File",1976]
[1713,2019,"AZ","West Phoenix",117,"2B",1,"OP","CS","NG",{"v":132,"d":"132.0"},0.223,{"v":257452,"d":"257,452"},{"v":111135,"d":"111,135"},"EIA-923 Generator File",1976]
[1714,2019,"AZ","West Phoenix",117,"3B",1,"OP","CS","NG",{"v":132,"d":"132.0"},0.289,{"v":333919,"d":"333,919"},{"v":140803,"d":"140,803"},"EIA-923 Generator File",1976]
[1715,2019,"AZ","West Phoenix",117,"C4-1",0,"OP","CT","NG",{"v":91,"d":"91.0"},0.349,{"v":278232,"d":"278,232"},{"v":170521,"d":"170,521"},"EIA-923 Generator File",2001]
[1716,2019,"AZ","West Phoenix",117,"C4-2",1,"OP","CA","NG",44.6,{"v":0,"d":"0.000"},0,0,"EIA-923 Generator File",2001]
[1717,2019,"AZ","West Phoenix",117,"C5-1",0,"OP","CT","NG",184.5,0.328,{"v":530741,"d":"530,741"},{"v":231311,"d":"231,311"},"EIA-923 Generator File",2003]
[1718,2019,"AZ","West Phoenix",117,"C5-2",0,"OP","CT","NG",184.5,0.381,{"v":615144,"d":"615,144"},{"v":259697,"d":"259,697"},"EIA-923 Generator File",2003]
[1719,2019,"AZ","West Phoenix",117,"C5-3",2,"OP","CA","NG",200.6,0.385,{"v":676143,"d":"676,143"},{"v":288407,"d":"288,407"},"EIA-923 Generator File",2003]
[1720,2019,"AZ","West Phoenix",117,"GT1",0,"OP","GT","NG",53.1,0.057,{"v":26650.5,"d":"26,651"},{"v":2214.5,"d":"2,215"},"Distributed from 923 Generation And Fuel",1972]
[1721,2019,"AZ","West Phoenix",117,"GT2",0,"OP","GT","NG",53.1,0.057,{"v":26650.5,"d":"26,651"},{"v":2214.5,"d":"2,215"},"Distributed from 923 Generation And Fuel",1973]
[1722,2019,"AZ","West Phoenix",117,"4",0,"RE","ST","NG",34.5,{"$nulls":5},2002]
[1723,2019,"AZ","West Phoenix",117,"5",0,"RE","ST","NG",{"v":16,"d":"16.0"},{"$nulls":5},2002]
[1724,2019,"AZ","West Phoenix",117,"6",0,"RE","ST","NG",{"v":69,"d":"69.0"},{"$nulls":5},2002]
[1725,2019,"AZ","Western Renewable Energy",56358,"1",0,"OS","ST","WDS",{"v":3,"d":"3.0"},{"$nulls":4},2004]
[1726,2019,"AZ","White Wing Solar",60572,"GEN01",0,"T","PV","SUN",{"v":200,"d":"200.0"}]
[1727,2019,"AZ","Yucca",120,"GT1",0,"OP","GT","NG",23.6,{"v":0.05,"d":"0.050"},{"v":10357.072,"d":"10,357"},{"v":5648.513,"d":"5,649"},"Distributed from 923 Generation And Fuel",1971]
[1728,2019,"AZ","Yucca",120,"GT2",0,"OP","GT","NG",23.6,{"v":0.05,"d":"0.050"},{"v":10357.072,"d":"10,357"},{"v":5648.513,"d":"5,649"},"Distributed from 923 Generation And Fuel",1971]
[1729,2019,"AZ","Yucca",120,"GT21",0,"OP","GT","DFO",25.3,{"v":0.05,"d":"0.050"},{"v":11103.133,"d":"11,103"},{"v":6055.398,"d":"6,055"},"Distributed from 923 Generation And Fuel",1978]
[1730,2019,"AZ","Yucca",120,"GT3",0,"OP","GT","NG",72.4,{"v":0.05,"d":"0.050"},{"v":31773.392,"d":"31,773"},{"v":17328.49,"d":"17,328"},"Distributed from 923 Generation And Fuel",1973]
[1731,2019,"AZ","Yucca",120,"GT4",0,"OP","GT","DFO",72.4,{"v":0.05,"d":"0.050"},{"v":31773.392,"d":"31,773"},{"v":17328.49,"d":"17,328"},"Distributed from 923 Generation And Fuel",1974]
[1732,2019,"AZ","Yucca",120,"GT5",0,"OP","GT","NG",60.5,{"v":0.05,"d":"0.050"},{"v":26550.97,"d":"26,551"},{"v":14480.299,"d":"14,480"},"Distributed from 923 Generation And Fuel",2008]
[1733,2019,"AZ","Yucca",120,"GT6",0,"OP","GT","NG",60.5,{"v":0.05,"d":"0.050"},{"v":26550.97,"d":"26,551"},{"v":14480.299,"d":"14,480"},"Distributed from 923 Generation And Fuel",2008]
[1734,2019,"AZ","Yucca",120,"ST1",1,"OP","ST","NG",86.7,{"v":0.35,"d":"0.350"},{"v":265575,"d":"265,575"},{"v":114904,"d":"114,904"},"EIA-923 Generator File",1959]
[1735,2019,"AZ","Yuma Cogeneration Associates",54694,"GEN1",0,"OP","CT","NG",44.1,0.105,{"v":40630,"d":"40,630"},{"v":13028,"d":"13,028"},"EIA-923 Generator File",1994]
[1736,2019,"AZ","Yuma Cogeneration Associates",54694,"GEN2",1,"OP","CA","NG",18.5,0.117,{"v":18990,"d":"18,990"},{"v":6237,"d":"6,237"},"EIA-923 Generator File",1994]
[1737,2019,"CA","1420 Coil Av #C",57310,"1",0,"OP","PV","SUN",1.3,0.156,{"v":1781,"d":"1,781"},972,"Distributed from 923 Generation And Fuel",2011]
[1738,2019,"CA","2081 Terzian Solar Project",58918,"2081",0,"OP","PV","SUN",1.2,0.146,{"v":1535,"d":"1,535"},838,"Distributed from 923 Generation And Fuel",2014]
[1739,2019,"CA","2097 Helton Solar Project",58920,"2097",0,"OP","PV","SUN",1.5,0.202,{"v":2656,"d":"2,656"},{"v":1450,"d":"1,450"},"Distributed from 923 Generation And Fuel",2014]
[1740,2019,"CA","2127 Harris Solar Project",58919,"2127",0,"OP","PV","SUN",1.3,0.212,{"v":2410,"d":"2,410"},{"v":1316,"d":"1,316"},"Distributed from 923 Generation And Fuel",2014]
[1741,2019,"CA","2555 E Olympic Bl",57871,"1",0,"OP","PV","SUN",{"v":1,"d":"1.0"},0.143,{"v":1252,"d":"1,252"},683,"Distributed from 923 Generation And Fuel",2012]
[1742,2019,"CA","85 A",52162,"WGNS",0,"OP","WT","WND",14.1,0.099,{"v":12194,"d":"12,194"},{"v":6883,"d":"6,883"},"Distributed from 923 Generation And Fuel",1985]
[1743,2019,"CA","85 B",52163,"WTGN",0,"OP","WT","WND",21.2,0.087,{"v":16181,"d":"16,181"},{"v":9133,"d":"9,133"},"Distributed from 923 Generation And Fuel",1985]
[1744,2019,"CA","A G Wishon",293,"1",0,"OP","HY","WAT",3.2,0.471,{"v":13213.75,"d":"13,214"},{"v":6749.75,"d":"6,750"},"Distributed from 923 Generation And Fuel",1910]
[1745,2019,"CA","A G Wishon",293,"2",0,"OP","HY","WAT",3.2,0.471,{"v":13213.75,"d":"13,214"},{"v":6749.75,"d":"6,750"},"Distributed from 923 Generation And Fuel",1910]
[1746,2019,"CA","A G Wishon",293,"3",0,"OP","HY","WAT",3.2,0.471,{"v":13213.75,"d":"13,214"},{"v":6749.75,"d":"6,750"},"Distributed from 923 Generation And Fuel",1910]
[1747,2019,"CA","A G Wishon",293,"4",0,"OP","HY","WAT",3.2,0.471,{"v":13213.75,"d":"13,214"},{"v":6749.75,"d":"6,750"},"Distributed from 923 Generation And Fuel",1910]
[1748,2019,"CA","ABEC #2 dba West-Star Dairy",61501,"GEN1",0,"OP","IC","OBG",{"v":1,"d":"1.0"},0.905,{"v":7924,"d":"7,924"},{"v":3299,"d":"3,299"},"Distributed from 923 Generation And Fuel",2018]
[1749,2019,"CA","ABEC #3 dba Lakeview Dairy",61502,"GEN1",0,"OP","IC","OBG",{"v":1,"d":"1.0"},0.743,{"v":6513,"d":"6,513"},{"v":2711,"d":"2,711"},"Distributed from 923 Generation And Fuel",2018]
[1750,2019,"CA","ABEC #4 dba CE&S Dairy",61503,"GEN1",0,"OP","IC","OBG",{"v":1,"d":"1.0"},{"v":0.91,"d":"0.910"},{"v":7972,"d":"7,972"},{"v":3319,"d":"3,319"},"Distributed from 923 Generation And Fuel",2018]
[1751,2019,"CA","ABEC Bidart-Old River LLC",58699,"GEN 1",0,"OP","IC","OBG",{"v":1,"d":"1.0"},0.696,{"v":6096,"d":"6,096"},{"v":2537.5,"d":"2,538"},"Distributed from 923 Generation And Fuel",2013]
[1752,2019,"CA","ABEC Bidart-Old River LLC",58699,"GEN 2",0,"OP","IC","OBG",{"v":1,"d":"1.0"},0.696,{"v":6096,"d":"6,096"},{"v":2537.5,"d":"2,538"},"Distributed from 923 Generation And Fuel",2013]
[1753,2019,"CA","Acorn I Energy Storage LLC",62874,"ACOR1",0,"T","BA","MWH",{"v":2,"d":"2.0"}]
[1754,2019,"CA","Adelanto Solar II, LLC",59440,"SAS",0,"OP","PV","SUN",{"v":7,"d":"7.0"},0.298,{"v":18283,"d":"18,283"},{"v":9980,"d":"9,980"},"Distributed from 923 Generation And Fuel",2015]
[1755,2019,"CA","Adelanto Solar Project",57305,"1",0,"OP","PV","SUN",{"v":10,"d":"10.0"},0.146,{"v":12751,"d":"12,751"},{"v":6960,"d":"6,960"},"Distributed from 923 Generation And Fuel",2012]
[1756,2019,"CA","Adelanto Solar, LLC",59441,"SAS",0,"OP","PV","SUN",{"v":20,"d":"20.0"},0.343,{"v":60023,"d":"60,023"},{"v":32765,"d":"32,765"},"Distributed from 923 Generation And Fuel",2015]
[1757,2019,"CA","Adera Solar",60027,"ADERA",0,"OP","PV","SUN",{"v":20,"d":"20.0"},0.242,{"v":42336,"d":"42,336"},{"v":23110,"d":"23,110"},"Distributed from 923 Generation And Fuel",2015]
[1758,2019,"CA","Adobe San Jose",57811,"ADB00",0,"OP","FC","NG",0.8,0.793,{"v":5558.667,"d":"5,559"},{"v":2243.333,"d":"2,243"},"Distributed from 923 Generation And Fuel",2010]
[1759,2019,"CA","Adobe San Jose",57811,"ADB01",0,"OP","FC","NG",0.4,0.793,{"v":2779.333,"d":"2,779"},{"v":1121.667,"d":"1,122"},"Distributed from 923 Generation And Fuel",2010]
[1760,2019,"CA","Adobe Solar",57651,"FRV3",0,"OP","PV","SUN",{"v":20,"d":"20.0"},0.273,{"v":47763,"d":"47,763"},{"v":26073,"d":"26,073"},"Distributed from 923 Generation And Fuel",2014]
[1761,2019,"CA","Aera San Ardo Cogen Facility",55184,"UN-A",0,"OP","GT","NG",{"v":3,"d":"3.0"},0.882,{"v":23179.355,"d":"23,179"},{"v":9355.645,"d":"9,356"},"Distributed from 923 Generation And Fuel",1989]
[1762,2019,"CA","Aera San Ardo Cogen Facility",55184,"UN-B",0,"OP","GT","NG",3.2,0.882,{"v":24724.645,"d":"24,725"},{"v":9979.355,"d":"9,979"},"Distributed from 923 Generation And Fuel",1989]
[1763,2019,"CA","Aera South Belridge Cogen Facility",55185,"GENA",0,"RE","GT","NG",{"v":3,"d":"3.0"},{"$nulls":5},2010]
[1764,2019,"CA","Aera South Belridge Cogen Facility",55185,"GENB",0,"RE","GT","NG",{"v":3,"d":"3.0"},{"$nulls":5},2010]
[1765,2019,"CA","Aera South Belridge Cogen Facility",55185,"GENC",0,"RE","GT","NG",{"v":3,"d":"3.0"},{"$nulls":5},2010]
[1766,2019,"CA","Aerojet I",57697,"1",0,"OP","PV","SUN",{"v":3,"d":"3.0"},0.225,{"v":5923,"d":"5,923"},{"v":3233,"d":"3,233"},"Distributed from 923 Generation And Fuel",2009]
[1767,2019,"CA","Aerojet II",57698,"1",0,"OP","PV","SUN",2.7,0.169,{"v":3994,"d":"3,994"},{"v":2180,"d":"2,180"},"Distributed from 923 Generation And Fuel",2010]
[1768,2019,"CA","Aerolease",61718,"APLEX",0,"OP","PV","SUN",1.5,0.145,{"v":1904,"d":"1,904"},{"v":1039,"d":"1,039"},"Distributed from 923 Generation And Fuel",2018]
[1769,2019,"CA","AES Alamitos Energy Center",62115,"1A",0,"U","CT","NG",{"v":231,"d":"231.0"}]
[1770,2019,"CA","AES Alamitos Energy Center",62115,"1B",0,"U","CT","NG",{"v":231,"d":"231.0"}]
[1771,2019,"CA","AES Alamitos Energy Center",62115,"1S",2,"U","CA","NG",{"v":227,"d":"227.0"}]
[1772,2019,"CA","AES Alamitos LLC",315,"3",1,"OP","ST","NG",{"v":310,"d":"310.0"},0.059,{"v":159282,"d":"159,282"},{"v":138597,"d":"138,597"},"EIA-923 Generator File",1961,2023]
[1773,2019,"CA","AES Alamitos LLC",315,"4",1,"OP","ST","NG",{"v":310,"d":"310.0"},0.058,{"v":158700,"d":"158,700"},{"v":124282,"d":"124,282"},"EIA-923 Generator File",1962,2023]
[1774,2019,"CA","AES Alamitos LLC",315,"5",1,"OP","ST","NG",{"v":495,"d":"495.0"},0.012,{"v":52720,"d":"52,720"},{"v":52720,"d":"52,720"},"EIA-923 Generator File",1964,2023]
[1775,2019,"CA","AES Alamitos LLC",315,"1",1,"RE","ST","NG",{"v":156,"d":"156.0"},{"v":0.02,"d":"0.020"},{"v":27669,"d":"27,669"},{"v":22272,"d":"22,272"},"EIA-923 Generator File",null,2019]
[1776,2019,"CA","AES Alamitos LLC",315,"2",1,"RE","ST","NG",{"v":156,"d":"156.0"},{"v":0.03,"d":"0.030"},{"v":41670,"d":"41,670"},{"v":33458,"d":"33,458"},"EIA-923 Generator File",null,2019]
[1777,2019,"CA","AES Alamitos LLC",315,"6",1,"RE","ST","NG",{"v":495,"d":"495.0"},0.033,{"v":141077,"d":"141,077"},{"v":130932,"d":"130,932"},"EIA-923 Generator File",null,2019]
[1778,2019,"CA","AES Alamitos LLC",315,"7",0,"RE","GT","NG",{"v":133,"d":"133.0"},{"$nulls":5},2003]
[1779,2019,"CA","AES ES ALAMITOS, LLC",61204,"ALMTS",0,"L","BA","MWH",{"v":100,"d":"100.0"}]
[1780,2019,"CA","AES Huntington Beach Energy Project",62116,"1A",0,"U","CT","NG",{"v":231,"d":"231.0"}]
[1781,2019,"CA","AES Huntington Beach Energy Project",62116,"1B",0,"U","CT","NG",{"v":231,"d":"231.0"}]
[1782,2019,"CA","AES Huntington Beach Energy Project",62116,"1S",2,"U","CA","NG",237.2]
[1783,2019,"CA","AES Huntington Beach LLC",335,"2",1,"OP","ST","NG",{"v":218,"d":"218.0"},0.041,{"v":77663,"d":"77,663"},{"v":68514,"d":"68,514"},"EIA-923 Generator File",1958,2023]
[1784,2019,"CA","AES Huntington Beach LLC",335,"1",1,"RE","ST","NG",{"v":218,"d":"218.0"},0.075,{"v":144008,"d":"144,008"},{"v":91507,"d":"91,507"},"EIA-923 Generator File",null,2019]
[1785,2019,"CA","AES Huntington Beach LLC",335,"3",1,"RE","ST","NG",{"v":225,"d":"225.0"},{"$nulls":5},2012]
[1786,2019,"CA","AES Huntington Beach LLC",335,"4",1,"RE","ST","NG",{"v":227,"d":"227.0"},{"$nulls":5},2012]
[1787,2019,"CA","AES Huntington Beach LLC",335,"5",0,"RE","GT","NG",{"v":133,"d":"133.0"},{"$nulls":5},2002]
[1788,2019,"CA","AES Redondo Beach LLC",356,"5",1,"OP","ST","NG",163.2,0.021,{"v":30347,"d":"30,347"},{"v":26027,"d":"26,027"},"EIA-923 Generator File",1954,2023]
[1789,2019,"CA","AES Redondo Beach LLC",356,"6",1,"OP","ST","NG",163.2,0.027,{"v":38389,"d":"38,389"},{"v":29263,"d":"29,263"},"EIA-923 Generator File",1957,2023]
[1790,2019,"CA","AES Redondo Beach LLC",356,"8",1,"OP","ST","NG",{"v":495,"d":"495.0"},0.019,{"v":81508,"d":"81,508"},{"v":77266,"d":"77,266"},"EIA-923 Generator File",1967,2023]
[1791,2019,"CA","AES Redondo Beach LLC",356,"7",1,"RE","ST","NG",{"v":495,"d":"495.0"},0.011,{"v":45699,"d":"45,699"},{"v":45699,"d":"45,699"},"EIA-923 Generator File",null,2019]
[1792,2019,"CA","Agnews Power Plant",50748,"GEN1",0,"OP","CT","NG",24.4,0.024,{"v":5201,"d":"5,201"},{"v":2099.207,"d":"2,099"},"EIA-923 Generator File",1990]
[1793,2019,"CA","Agnews Power Plant",50748,"GEN2",0,"OP","CA","NG",7.6,0.019,{"v":1266,"d":"1,266"},{"v":510.977,"d":"511"},"EIA-923 Generator File",1990]
[1794,2019,"CA","AGT000 Stevens Creek Fuel Cell",63699,"AGT0A",0,"OP","FC","NG",1.2,0.946,{"v":9942,"d":"9,942"},{"v":4012.909,"d":"4,013"},"Distributed from 923 Generation And Fuel",2018]
[1795,2019,"CA","AGT000 Stevens Creek Fuel Cell",63699,"AGT0B",0,"OP","FC","NG",{"v":1,"d":"1.0"},0.946,{"v":8285,"d":"8,285"},{"v":3344.091,"d":"3,344"},"Distributed from 923 Generation And Fuel",2018]
[1796,2019,"CA","Agua Mansa Power Plant",55951,"AMP1",0,"OP","GT","NG",60.5,0.008,{"v":4041,"d":"4,041"},{"v":1631,"d":"1,631"},"Distributed from 923 Generation And Fuel",2003]
[1797,2019,"CA","Aidlin Geothermal Power Plant",52158,"GEN1",0,"OP","ST","GEO",12.5,0.485,{"v":53079.5,"d":"53,080"},{"v":23583.5,"d":"23,584"},"Distributed from 923 Generation And Fuel",1989]
[1798,2019,"CA","Aidlin Geothermal Power Plant",52158,"GEN2",0,"OP","ST","GEO",12.5,0.485,{"v":53079.5,"d":"53,080"},{"v":23583.5,"d":"23,584"},"Distributed from 923 Generation And Fuel",1989]
[1799,2019,"CA","Alameda",7450,"1",0,"OP","GT","NG",27.4,0.015,{"v":3604,"d":"3,604"},{"v":1454.5,"d":"1,455"},"Distributed from 923 Generation And Fuel",1986]
[1800,2019,"CA","Alameda",7450,"2",0,"OP","GT","NG",27.4,0.015,{"v":3604,"d":"3,604"},{"v":1454.5,"d":"1,455"},"Distributed from 923 Generation And Fuel",1986]
[1801,2019,"CA","Alamo",905,"1",0,"OP","HY","WAT",19.6,0.367,{"v":63010,"d":"63,010"},{"v":32186,"d":"32,186"},"Distributed from 923 Generation And Fuel",1986]
[1802,2019,"CA","Alamo Solar",59469,"ALAMO",0,"OP","PV","SUN",{"v":20,"d":"20.0"},0.239,{"v":41820,"d":"41,820"},{"v":22828,"d":"22,828"},"Distributed from 923 Generation And Fuel",2015]
[1803,2019,"CA","Algonquin Power Sanger LLC",57564,"CTG",0,"OP","CT","NG",{"v":49,"d":"49.0"},0.148,{"v":63476,"d":"63,476"},{"v":13758,"d":"13,758"},"EIA-923 Generator File",2007]
[1804,2019,"CA","Algonquin Power Sanger LLC",57564,"STG2",1,"OP","CA","NG",12.5,0.102,{"v":11187,"d":"11,187"},{"v":2505,"d":"2,505"},"EIA-923 Generator File",2012]
[1805,2019,"CA","Algonquin Power Sanger LLC",57564,"STG",1,"RE","CA","NG",12.5,{"$nulls":5},2012]
[1806,2019,"CA","Algonquin SKIC 10 Solar, LLC",60242,"SKI10",0,"OP","PV","SUN",{"v":10,"d":"10.0"},0.238,{"v":20820,"d":"20,820"},{"v":11365,"d":"11,365"},"Distributed from 923 Generation And Fuel",2017]
[1807,2019,"CA","Algonquin SKIC20 Solar LLC",59412,"SKI20",0,"OP","PV","SUN",{"v":20,"d":"20.0"},0.274,{"v":47961,"d":"47,961"},{"v":26181,"d":"26,181"},"Distributed from 923 Generation And Fuel",2015]
[1808,2019,"CA","Allergan",63609,"ALRGN",0,"OP","BA","MWH",1.5,{"$nulls":4},2019]
[1809,2019,"CA","Almond",62546,"ALMND",0,"T","PV","SUN",19.9]
[1810,2019,"CA","Almond Power Plant",7315,"1",0,"OP","GT","NG",49.5,0.144,{"v":62456.597,"d":"62,457"},{"v":23490.02,"d":"23,490"},"Distributed from 923 Generation And Fuel",1996]
[1811,2019,"CA","Almond Power Plant",7315,"2",0,"OP","GT","NG",{"v":58,"d":"58.0"},0.144,{"v":73181.468,"d":"73,181"},{"v":27523.66,"d":"27,524"},"Distributed from 923 Generation And Fuel",2012]
[1812,2019,"CA","Almond Power Plant",7315,"3",0,"OP","GT","NG",{"v":58,"d":"58.0"},0.144,{"v":73181.468,"d":"73,181"},{"v":27523.66,"d":"27,524"},"Distributed from 923 Generation And Fuel",2012]
[1813,2019,"CA","Almond Power Plant",7315,"4",0,"OP","GT","NG",{"v":58,"d":"58.0"},0.144,{"v":73181.468,"d":"73,181"},{"v":27523.66,"d":"27,524"},"Distributed from 923 Generation And Fuel",2012]
[1814,2019,"CA","Alpaugh 50",58003,"SPS50",0,"OP","PV","SUN",{"v":50,"d":"50.0"},0.248,{"v":108586,"d":"108,586"},{"v":59274,"d":"59,274"},"Distributed from 923 Generation And Fuel",2012]
[1815,2019,"CA","Alpaugh North",58002,"SPS",0,"OP","PV","SUN",{"v":20,"d":"20.0"},0.259,{"v":45442,"d":"45,442"},{"v":24806,"d":"24,806"},"Distributed from 923 Generation And Fuel",2012]
[1816,2019,"CA","Alpine Solar",57295,"1",0,"OP","PV","SUN",{"v":66,"d":"66.0"},0.134,{"v":77469.5,"d":"77,470"},{"v":42288.5,"d":"42,289"},"Distributed from 923 Generation And Fuel",2013]
[1817,2019,"CA","Alpine Solar",57295,"2",0,"IP","PV","SUN",{"v":66,"d":"66.0"},0.134,{"v":77469.5,"d":"77,470"},{"v":42288.5,"d":"42,289"},"Distributed from 923 Generation And Fuel"]
[1818,2019,"CA","Alta Mesa Project Phase IV",55352,"GEN1",0,"IP","WT","WND",{"v":40,"d":"40.0"}]
[1819,2019,"CA","Alta Powerhouse",214,"1",0,"OP","HY","WAT",{"v":1,"d":"1.0"},0.388,{"v":3401,"d":"3,401"},{"v":1737,"d":"1,737"},"Distributed from 923 Generation And Fuel",1902]
[1820,2019,"CA","Alta Powerhouse",214,"2",0,"RE","HY","WAT",{"v":1,"d":"1.0"},{"$nulls":5},2013]
[1821,2019,"CA","Alta Wind Energy Center I",57282,"AW01",0,"OP","WT","WND",{"v":150,"d":"150.0"},0.279,{"v":366019,"d":"366,019"},{"v":206593,"d":"206,593"},"Distributed from 923 Generation And Fuel",2011]
[1822,2019,"CA","Alta Wind Energy Center II",57291,"AW02",0,"OP","WT","WND",{"v":150,"d":"150.0"},0.279,{"v":366720,"d":"366,720"},{"v":206989,"d":"206,989"},"Distributed from 923 Generation And Fuel",2011]
[1823,2019,"CA","Alta Wind Energy Center III",57292,"AW03",0,"OP","WT","WND",{"v":150,"d":"150.0"},0.199,{"v":261255,"d":"261,255"},{"v":147461,"d":"147,461"},"Distributed from 923 Generation And Fuel",2011]
[1824,2019,"CA","Alta Wind Energy Center IV",57293,"AW04",0,"OP","WT","WND",{"v":102,"d":"102.0"},0.168,{"v":150299,"d":"150,299"},{"v":84834,"d":"84,834"},"Distributed from 923 Generation And Fuel",2011]
[1825,2019,"CA","Alta Wind Energy Center V",57294,"AW05",0,"OP","WT","WND",{"v":168,"d":"168.0"},0.212,{"v":311896,"d":"311,896"},{"v":176045,"d":"176,045"},"Distributed from 923 Generation And Fuel",2011]
[1826,2019,"CA","Alta Wind VIII",57835,"AW08",0,"OP","WT","WND",{"v":150,"d":"150.0"},{"v":0.18,"d":"0.180"},{"v":237117,"d":"237,117"},{"v":133837,"d":"133,837"},"Distributed from 923 Generation And Fuel",2012]
[1827,2019,"CA","Alta Wind X",58394,"AW10",0,"OP","WT","WND",{"v":138,"d":"138.0"},0.303,{"v":366641,"d":"366,641"},{"v":206944,"d":"206,944"},"Distributed from 923 Generation And Fuel",2014]
[1828,2019,"CA","Alta Wind XI",58395,"AW11",0,"OP","WT","WND",{"v":90,"d":"90.0"},0.313,{"v":246686,"d":"246,686"},{"v":139238,"d":"139,238"},"Distributed from 923 Generation And Fuel",2014]
[1829,2019,"CA","AltaGas Ripon Energy Inc.",50299,"GEN1",0,"OP","GT","NG",49.5,0.012,{"v":5377,"d":"5,377"},{"v":2830,"d":"2,830"},"Distributed from 923 Generation And Fuel",1988]
[1830,2019,"CA","Altamont Gas Recovery",50571,"GEN1",0,"OP","GT","LFG",{"v":3,"d":"3.0"},0.756,{"v":19876,"d":"19,876"},{"v":8274,"d":"8,274"},"Distributed from 923 Generation And Fuel",1989]
[1831,2019,"CA","Altamont Gas Recovery",50571,"GEN2",0,"OP","GT","LFG",{"v":3,"d":"3.0"},0.756,{"v":19876,"d":"19,876"},{"v":8274,"d":"8,274"},"Distributed from 923 Generation And Fuel",1989]
[1832,2019,"CA","Altamont Gas Recovery",50571,"GEN3",0,"RE","IC","LFG",1.3,{"$nulls":5},2018]
[1833,2019,"CA","Altamont Gas Recovery",50571,"GEN4",0,"RE","IC","LFG",1.3,{"$nulls":5},2018]
[1834,2019,"CA","Altamont Midway Ltd",50001,"WTGS",0,"RE","WT","WND",10.9,{"$nulls":5},2015]
[1835,2019,"CA","Altech III",50485,"GEN1",0,"OP","WT","WND",21.7,0.023,{"v":4307.147,"d":"4,307"},{"v":2431.092,"d":"2,431"},"Distributed from 923 Generation And Fuel",1985,2020]
[1836,2019,"CA","Altech III",50485,"GEN2",0,"OP","WT","WND",3.4,0.023,{"v":674.853,"d":"675"},{"v":380.908,"d":"381"},"Distributed from 923 Generation And Fuel",1984,2020]
[1837,2019,"CA","Alticor Inc - Solar Project",63303,"AISP",0,"OP","PV","SUN",1.2,{"v":0.17,"d":"0.170"},{"v":1786,"d":"1,786"},975,"Distributed from 923 Generation And Fuel",2017]
[1838,2019,"CA","Alvarado Hydro Facility",54242,"AHF",0,"RE","HY","WAT",2.1,{"$nulls":5},2011]
[1839,2019,"CA","Amazon - Moreno Valley",63740,"ONT6",0,"P","PV","SUN",2.2]
[1840,2019,"CA","Amazon - Patterson PV",61377,"PATT1",0,"OP","PV","SUN",2.5,{"v":0.24,"d":"0.240"},{"v":5250,"d":"5,250"},{"v":2866,"d":"2,866"},"Distributed from 923 Generation And Fuel",2017]
[1841,2019,"CA","Amazon San Bernardino",59800,"AMZ00",0,"OP","FC","NG",1.1,0.708,{"v":6823,"d":"6,823"},{"v":2754,"d":"2,754"},"Distributed from 923 Generation And Fuel",2014]
[1842,2019,"CA","Amedee Geothermal Venture I",50964,"IND",0,"OP","ST","GEO",1.5,{"v":0,"d":"0.000"},0,0,"Distributed from 923 Generation And Fuel",1988]
[1843,2019,"CA","Amedee Geothermal Venture I",50964,"SYN",0,"OP","ST","GEO",1.5,{"v":0,"d":"0.000"},0,0,"Distributed from 923 Generation And Fuel",1988]
[1844,2019,"CA","Ameresco Butte County",57771,"1",0,"OP","IC","LFG",2.3,0.139,{"v":2800,"d":"2,800"},{"v":1166,"d":"1,166"},"Distributed from 923 Generation And Fuel",2013]
[1845,2019,"CA","Ameresco Chiquita Canyon",56898,"1",0,"OP","GT","LFG",4.6,0.536,{"v":21608,"d":"21,608"},{"v":8995,"d":"8,995"},"Distributed from 923 Generation And Fuel",2010]
[1846,2019,"CA","Ameresco Chiquita Canyon",56898,"2",0,"OP","GT","LFG",4.6,0.536,{"v":21608,"d":"21,608"},{"v":8995,"d":"8,995"},"Distributed from 923 Generation And Fuel",2010]
[1847,2019,"CA","Ameresco Forward",58437,"ENG1",0,"OP","IC","LFG",2.2,{"v":0.86,"d":"0.860"},{"v":16567,"d":"16,567"},{"v":6896.5,"d":"6,897"},"Distributed from 923 Generation And Fuel",2014]
[1848,2019,"CA","Ameresco Forward",58437,"ENG2",0,"OP","IC","LFG",2.2,{"v":0.86,"d":"0.860"},{"v":16567,"d":"16,567"},{"v":6896.5,"d":"6,897"},"Distributed from 923 Generation And Fuel",2014]
[1849,2019,"CA","Ameresco Johnson Canyon",58397,"ENG1",0,"OP","IC","LFG",1.4,{"v":0.85,"d":"0.850"},{"v":10422,"d":"10,422"},{"v":4339,"d":"4,339"},"Distributed from 923 Generation And Fuel",2013]
[1850,2019,"CA","Ameresco Keller Canyon",56897,"1",0,"OP","IC","LFG",1.9,0.898,{"v":14940.5,"d":"14,941"},{"v":6219.5,"d":"6,220"},"Distributed from 923 Generation And Fuel",2009]
[1851,2019,"CA","Ameresco Keller Canyon",56897,"2",0,"OP","IC","LFG",1.9,0.898,{"v":14940.5,"d":"14,941"},{"v":6219.5,"d":"6,220"},"Distributed from 923 Generation And Fuel",2009]
[1852,2019,"CA","Ameresco Ox Mountain",56895,"1",0,"OP","IC","LFG",1.9,0.871,{"v":14491.833,"d":"14,492"},{"v":6285.833,"d":"6,286"},"Distributed from 923 Generation And Fuel",2008]
[1853,2019,"CA","Ameresco Ox Mountain",56895,"2",0,"OP","IC","LFG",1.9,0.871,{"v":14491.833,"d":"14,492"},{"v":6285.833,"d":"6,286"},"Distributed from 923 Generation And Fuel",2008]
[1854,2019,"CA","Ameresco Ox Mountain",56895,"3",0,"OP","IC","LFG",1.9,0.871,{"v":14491.833,"d":"14,492"},{"v":6285.833,"d":"6,286"},"Distributed from 923 Generation And Fuel",2008]
[1855,2019,"CA","Ameresco Ox Mountain",56895,"4",0,"OP","IC","LFG",1.9,0.871,{"v":14491.833,"d":"14,492"},{"v":6285.833,"d":"6,286"},"Distributed from 923 Generation And Fuel",2008]
[1856,2019,"CA","Ameresco Ox Mountain",56895,"5",0,"OP","IC","LFG",1.9,0.871,{"v":14491.833,"d":"14,492"},{"v":6285.833,"d":"6,286"},"Distributed from 923 Generation And Fuel",2008]
[1857,2019,"CA","Ameresco Ox Mountain",56895,"6",0,"OP","IC","LFG",1.9,0.871,{"v":14491.833,"d":"14,492"},{"v":6285.833,"d":"6,286"},"Distributed from 923 Generation And Fuel",2008]
[1858,2019,"CA","Ameresco San Joaquin",58436,"ENG1",0,"OP","IC","LFG",2.2,0.795,{"v":15327,"d":"15,327"},{"v":6380.5,"d":"6,381"},"Distributed from 923 Generation And Fuel",2014]
[1859,2019,"CA","Ameresco San Joaquin",58436,"ENG2",0,"OP","IC","LFG",2.2,0.795,{"v":15327,"d":"15,327"},{"v":6380.5,"d":"6,381"},"Distributed from 923 Generation And Fuel",2014]
[1860,2019,"CA","Ameresco Santa Cruz Energy",56428,"Unit1",0,"OP","IC","LFG",{"v":1,"d":"1.0"},0.712,{"v":6234,"d":"6,234"},{"v":2595,"d":"2,595"},"Distributed from 923 Generation And Fuel",2006]
[1861,2019,"CA","Ameresco Santa Cruz Energy",56428,"Unit2",0,"OP","IC","LFG",{"v":1,"d":"1.0"},0.712,{"v":6234,"d":"6,234"},{"v":2595,"d":"2,595"},"Distributed from 923 Generation And Fuel",2006]
[1862,2019,"CA","Ameresco Santa Cruz Energy",56428,"Unit3",0,"OP","IC","LFG",{"v":1,"d":"1.0"},0.712,{"v":6234,"d":"6,234"},{"v":2595,"d":"2,595"},"Distributed from 923 Generation And Fuel",2006]
[1863,2019,"CA","Ameresco Vasco Road",58435,"ENG1",0,"OP","IC","LFG",2.2,{"v":0.86,"d":"0.860"},{"v":16580.5,"d":"16,581"},{"v":6902.5,"d":"6,903"},"Distributed from 923 Generation And Fuel",2014]
[1864,2019,"CA","Ameresco Vasco Road",58435,"ENG2",0,"OP","IC","LFG",2.2,{"v":0.86,"d":"0.860"},{"v":16580.5,"d":"16,581"},{"v":6902.5,"d":"6,903"},"Distributed from 923 Generation And Fuel",2014]
[1865,2019,"CA","American Canyon Solar",62687,"RPNPA",0,"OP","PV","SUN",{"v":1,"d":"1.0"},0.058,507,{"v":175.667,"d":"176"},"Distributed from 923 Generation And Fuel",2019]
[1866,2019,"CA","American Canyon Solar",62687,"RPNPB",0,"OP","PV","SUN",{"v":1,"d":"1.0"},0.058,507,{"v":175.667,"d":"176"},"Distributed from 923 Generation And Fuel",2019]
[1867,2019,"CA","American Canyon Solar",62687,"RPNPC",0,"OP","PV","SUN",{"v":1,"d":"1.0"},0.058,507,{"v":175.667,"d":"176"},"Distributed from 923 Generation And Fuel",2019]
[1868,2019,"CA","American Kings Solar, LLC",60777,"GEN01",0,"T","PV","SUN",{"v":123,"d":"123.0"}]
[1869,2019,"CA","Ampersand Chowchilla Biomass LLC",56706,"AMPC",1,"OP","ST","WDS",12.5,0.655,{"v":71711,"d":"71,711"},{"v":31391,"d":"31,391"},"EIA-923 Generator File",2008]
[1870,2019,"CA","Anaheim GT",7693,"1",0,"RE","GT","NG",49.2,0.052,{"v":22235,"d":"22,235"},{"v":8974,"d":"8,974"},"Distributed from 923 Generation And Fuel",null,2019]
[1871,2019,"CA","Anaheim Solar Energy Plant",59416,"PV1",0,"OP","PV","SUN",2.1,0.173,{"v":3189,"d":"3,189"},{"v":1741,"d":"1,741"},"Distributed from 923 Generation And Fuel",2014]
[1872,2019,"CA","Angels",215,"1",0,"OP","HY","WAT",1.4,0.521,{"v":6387,"d":"6,387"},{"v":3263,"d":"3,263"},"Distributed from 923 Generation And Fuel",1940]
[1873,2019,"CA","Anheuser-Busch #2",59331,"ANB2",0,"OP","WT","WND",1.6,0.262,{"v":3670,"d":"3,670"},{"v":2628,"d":"2,628"},"Distributed from 923 Generation And Fuel",2014]
[1874,2019,"CA","Antelope Big Sky Ranch",60279,"ABSR",0,"OP","PV","SUN",{"v":20,"d":"20.0"},0.315,{"v":55178,"d":"55,178"},{"v":30120,"d":"30,120"},"Distributed from 923 Generation And Fuel",2016]
[1875,2019,"CA","Antelope DSR 1",60186,"DSR1",0,"OP","PV","SUN",{"v":50,"d":"50.0"},0.292,{"v":128080,"d":"128,080"},{"v":69915,"d":"69,915"},"Distributed from 923 Generation And Fuel",2016]
[1876,2019,"CA","Antelope DSR 2",60187,"DSR2",0,"OP","PV","SUN",{"v":5,"d":"5.0"},0.254,{"v":11112,"d":"11,112"},{"v":6066,"d":"6,066"},"Distributed from 923 Generation And Fuel",2016]
[1877,2019,"CA","Antelope DSR 3",61265,"ADSR3",0,"OP","PV","SUN",{"v":20,"d":"20.0"},0.053,{"v":9307,"d":"9,307"},{"v":3226,"d":"3,226"},"Distributed from 923 Generation And Fuel",2019]
[1878,2019,"CA","Antelope Expansion 1B",62320,"ANE1B",0,"P","PV","SUN",{"v":17,"d":"17.0"}]
[1879,2019,"CA","Antelope Expansion 2",61264,"ANTX2",0,"OP","PV","SUN",{"v":105,"d":"105.0"},0.253,{"v":232562,"d":"232,562"},{"v":118488,"d":"118,488"},"Distributed from 923 Generation And Fuel",2018]
[1880,2019,"CA","Antelope Expansion 3A",62673,"ANX3A",0,"P","PV","SUN",{"v":15,"d":"15.0"}]
[1881,2019,"CA","Antelope Expansion 3B",62674,"ANX3B",0,"P","PV","SUN",{"v":5,"d":"5.0"}]
[1882,2019,"CA","AP North Lake I, LP",59610,"APNLI",0,"OP","PV","SUN",{"v":20,"d":"20.0"},0.243,{"v":42588,"d":"42,588"},{"v":23248,"d":"23,248"},"Distributed from 923 Generation And Fuel",2015]
[1883,2019,"CA","APP Prune A-D",62577,"AP11A",0,"OP","FC","NG",{"v":1,"d":"1.0"},0.559,{"v":4899.25,"d":"4,899"},{"v":1977.5,"d":"1,978"},"Distributed from 923 Generation And Fuel",2017]
[1884,2019,"CA","APP Prune A-D",62577,"AP11B",0,"OP","FC","NG",{"v":1,"d":"1.0"},0.559,{"v":4899.25,"d":"4,899"},{"v":1977.5,"d":"1,978"},"Distributed from 923 Generation And Fuel",2017]
[1885,2019,"CA","APP Prune A-D",62577,"AP11C",0,"OP","FC","NG",{"v":1,"d":"1.0"},0.559,{"v":4899.25,"d":"4,899"},{"v":1977.5,"d":"1,978"},"Distributed from 923 Generation And Fuel",2017]
[1886,2019,"CA","APP Prune A-D",62577,"AP11D",0,"OP","FC","NG",{"v":1,"d":"1.0"},0.559,{"v":4899.25,"d":"4,899"},{"v":1977.5,"d":"1,978"},"Distributed from 923 Generation And Fuel",2017]
[1887,2019,"CA","Apple Campus 2 Fuel Cell",59557,"AC2FC",0,"OP","FC","LFG",{"v":4,"d":"4.0"},{"v":0.56,"d":"0.560"},{"v":19627,"d":"19,627"},{"v":8171,"d":"8,171"},"Distributed from 923 Generation And Fuel",2017]
[1888,2019,"CA","Apple Campus 2 PV",59473,"AC2PV",0,"OP","PV","SUN",14.4,0.121,{"v":15279,"d":"15,279"},{"v":8340,"d":"8,340"},"Distributed from 923 Generation And Fuel",2017]
[1889,2019,"CA","Aquamarine",62547,"AQUAM",0,"L","PV","SUN",{"v":250,"d":"250.0"}]
[1890,2019,"CA","Aratina Solar Center 1 Hybrid",61167,"91MC8",0,"P","PV","SUN",{"v":200,"d":"200.0"}]
[1891,2019,"CA","Aratina Solar Center 1 Hybrid",61167,"BESS",0,"P","BA","MWH",{"v":50,"d":"50.0"}]
[1892,2019,"CA","Argus Cogen Plant",10684,"TG5",3,"SB","ST","RC",7.5,0.029,{"v":1899,"d":"1,899"},{"v":1825,"d":"1,825"},"EIA-923 Generator File",1947]
[1893,2019,"CA","Argus Cogen Plant",10684,"TG8",2,"OP","ST","RC",27.5,0.516,{"v":124365,"d":"124,365"},{"v":31891,"d":"31,891"},"EIA-923 Generator File",1978]
[1894,2019,"CA","Argus Cogen Plant",10684,"TG9",2,"OP","ST","RC",27.5,0.513,{"v":123543,"d":"123,543"},{"v":32155,"d":"32,155"},"EIA-923 Generator File",1978]
[1895,2019,"CA","Arrache 4006",58445,"1",0,"OP","PV","SUN",{"v":1,"d":"1.0"},{"v":0.14,"d":"0.140"},{"v":1225,"d":"1,225"},{"v":668.5,"d":"669"},"Distributed from 923 Generation And Fuel",2013]
[1896,2019,"CA","Arrache 4006",58445,"2",0,"OP","PV","SUN",{"v":1,"d":"1.0"},{"v":0.14,"d":"0.140"},{"v":1225,"d":"1,225"},{"v":668.5,"d":"669"},"Distributed from 923 Generation And Fuel",2013]
[1897,2019,"CA","Arrache 4013",58446,"1",0,"OP","PV","SUN",1.5,0.313,{"v":4109,"d":"4,109"},{"v":2243,"d":"2,243"},"Distributed from 923 Generation And Fuel",2013]
[1898,2019,"CA","Arrache 8083",58447,"1",0,"OP","PV","SUN",1.5,0.066,{"v":871.875,"d":"872"},{"v":475.875,"d":"476"},"Distributed from 923 Generation And Fuel",2013]
[1899,2019,"CA","Arrache 8083",58447,"2",0,"OP","PV","SUN",1.5,0.066,{"v":871.875,"d":"872"},{"v":475.875,"d":"476"},"Distributed from 923 Generation And Fuel",2013]
[1900,2019,"CA","Arrache 8083",58447,"3",0,"OP","PV","SUN",{"v":1,"d":"1.0"},0.066,{"v":581.25,"d":"581"},{"v":317.25,"d":"317"},"Distributed from 923 Generation And Fuel",2013]
[1901,2019,"CA","Aspiration G",59737,"ASPRG",0,"OP","PV","SUN",{"v":9,"d":"9.0"},0.249,{"v":19658,"d":"19,658"},{"v":10731,"d":"10,731"},"Distributed from 923 Generation And Fuel",2017]
[1902,2019,"CA","ASTI",58889,"ASTI",0,"OP","PV","SUN",{"v":1,"d":"1.0"},0.146,{"v":1275,"d":"1,275"},696,"Distributed from 923 Generation And Fuel",2009]
[1903,2019,"CA","AT&T Anaheim",61154,"AT058",0,"OP","FC","NG",1.3,0.828,{"v":9424,"d":"9,424"},{"v":3804,"d":"3,804"},"Distributed from 923 Generation And Fuel",2016]
[1904,2019,"CA","AT&T Holger",61153,"AT057",0,"OP","FC","NG",1.3,0.867,{"v":9878,"d":"9,878"},{"v":3987,"d":"3,987"},"Distributed from 923 Generation And Fuel",2016]
[1905,2019,"CA","Athos Solar Project",63300,"IPAT1",0,"T","PV","SUN",{"v":250,"d":"250.0"}]
[1906,2019,"CA","Athos Solar Project",63300,"IPAT2",0,"T","PV","SUN",{"v":200,"d":"200.0"}]
[1907,2019,"CA","ATT  Kelvin",62573,"ATT56",0,"OP","FC","NG",{"v":1,"d":"1.0"},0.804,{"v":7044,"d":"7,044"},{"v":2843,"d":"2,843"},"Distributed from 923 Generation And Fuel",2017]
[1908,2019,"CA","ATT North Watney",63605,"ATT35",0,"OP","FC","NG",{"v":2,"d":"2.0"},0.355,{"v":6222,"d":"6,222"},0,"Distributed from 923 Generation And Fuel",2019]
[1909,2019,"CA","ATT Van Nyus",62574,"ATT93",0,"OP","FC","NG",{"v":1,"d":"1.0"},0.824,{"v":7215,"d":"7,215"},{"v":2912,"d":"2,912"},"Distributed from 923 Generation And Fuel",2017]
[1910,2019,"CA","ATT Ventura Blvd",63606,"ATT27",0,"OP","FC","NG",{"v":1,"d":"1.0"},0.751,{"v":6577,"d":"6,577"},0,"Distributed from 923 Generation And Fuel",2019]
[1911,2019,"CA","Atwell Island",58366,"1",0,"OP","PV","SUN",20.2,0.212,{"v":37593,"d":"37,593"},{"v":20521,"d":"20,521"},"Distributed from 923 Generation And Fuel",2013]
[1912,2019,"CA","Atwell Island West Solar",59414,"AWCA",0,"OP","PV","SUN",{"v":20,"d":"20.0"},0.304,{"v":53229,"d":"53,229"},{"v":29056,"d":"29,056"},"Distributed from 923 Generation And Fuel",2015]
[1913,2019,"CA","AV Solar Ranch One",57378,"AVSR",0,"OP","PV","SUN",{"v":253,"d":"253.0"},{"v":0.26,"d":"0.260"},{"v":575634,"d":"575,634"},{"v":293399,"d":"293,399"},"Distributed from 923 Generation And Fuel",2014]
[1914,2019,"CA","Avenal Park",57359,"1",0,"OP","PV","SUN",{"v":6,"d":"6.0"},0.196,{"v":10326,"d":"10,326"},{"v":5637,"d":"5,637"},"Distributed from 923 Generation And Fuel",2011]
[1915,2019,"CA","AVS Lancaster 1",60085,"PV1",0,"OP","PV","SUN",3.7,{"v":0.25,"d":"0.250"},{"v":8117,"d":"8,117"},{"v":4431,"d":"4,431"},"Distributed from 923 Generation And Fuel",2016]
[1916,2019,"CA","Axium Modesto Solar",58039,"1",0,"OP","PV","SUN",{"v":25,"d":"25.0"},0.279,{"v":61156,"d":"61,156"},{"v":33383,"d":"33,383"},"Distributed from 923 Generation And Fuel",2012]
[1917,2019,"CA","Azusa",6449,"1",0,"OP","HY","WAT",{"v":3,"d":"3.0"},{"v":0,"d":"0.000"},0,0,"Distributed from 923 Generation And Fuel",1949]
[1918,2019,"CA","B Braun Medical",50200,"GEN1",0,"OP","GT","NG",2.8,0.608,{"v":14907.016,"d":"14,907"},{"v":6016.787,"d":"6,017"},"Distributed from 923 Generation And Fuel",1982]
[1919,2019,"CA","B Braun Medical",50200,"GEN2",0,"OP","GT","NG",3.3,0.608,{"v":17568.984,"d":"17,569"},{"v":7091.213,"d":"7,091"},"Distributed from 923 Generation And Fuel",1995]
[1920,2019,"CA","Badger Creek Limited",10650,"GEN1",0,"OP","GT","NG",{"v":46,"d":"46.0"},0.035,{"v":14125,"d":"14,125"},{"v":6723,"d":"6,723"},"Distributed from 923 Generation And Fuel",1991]
[1921,2019,"CA","Baker",63610,"BAKER",0,"OP","BA","MWH",1.2,{"$nulls":4},2019]
[1922,2019,"CA","Baker Creek Hydroelectric",59428,"GENE1",0,"OP","HY","WAT",1.4,0.077,{"v":942.667,"d":"943"},{"v":481.6,"d":"482"},"Distributed from 923 Generation And Fuel",2014]
[1923,2019,"CA","Baker Creek Hydroelectric",59428,"GENE2",0,"OP","HY","WAT",0.1,0.077,{"v":67.333,"d":"67"},{"v":34.4,"d":"34"},"Distributed from 923 Generation And Fuel",2014]
[1924,2019,"CA","Bakersfield 111",59948,"BF111",0,"OP","PV","SUN",1.4,0.269,{"v":3303,"d":"3,303"},{"v":1803,"d":"1,803"},"Distributed from 923 Generation And Fuel",2015]
[1925,2019,"CA","Bakersfield College Solar 01",57655,"BC01",0,"OP","PV","SUN",1.1,{"v":0,"d":"0.000"},0,0,"Distributed from 923 Generation And Fuel",2010]
[1926,2019,"CA","Bakersfield Industrial PV 1",61118,"BIND1",0,"OP","PV","SUN",{"v":1,"d":"1.0"},0.244,{"v":2139,"d":"2,139"},{"v":1168,"d":"1,168"},"Distributed from 923 Generation And Fuel",2017]
[1927,2019,"CA","Bakersfield PV 1",61117,"BAKE1",0,"OP","PV","SUN",5.3,0.218,{"v":10134,"d":"10,134"},{"v":5532,"d":"5,532"},"Distributed from 923 Generation And Fuel",2017]
[1928,2019,"CA","Balch 1",217,"1",0,"OP","HY","WAT",{"v":31,"d":"31.0"},0.601,{"v":163231,"d":"163,231"},{"v":83381,"d":"83,381"},"Distributed from 923 Generation And Fuel",1927]
[1929,2019,"CA","Balch 2",218,"2",0,"OP","HY","WAT",48.6,0.683,{"v":290622,"d":"290,622"},{"v":148454,"d":"148,454"},"Distributed from 923 Generation And Fuel",1958]
[1930,2019,"CA","Balch 2",218,"3",0,"OP","HY","WAT",48.6,0.683,{"v":290622,"d":"290,622"},{"v":148454,"d":"148,454"},"Distributed from 923 Generation And Fuel",1958]
[1931,2019,"CA","Barre Peaker",56474,"1",0,"OP","GT","NG",49.8,0.043,{"v":18884,"d":"18,884"},{"v":7622,"d":"7,622"},"Distributed from 923 Generation And Fuel",2007]
[1932,2019,"CA","Bayshore Solar A, LLC",60481,"BSHRA",0,"OP","PV","SUN",{"v":20,"d":"20.0"},{"v":0.31,"d":"0.310"},{"v":54353,"d":"54,353"},{"v":29670,"d":"29,670"},"Distributed from 923 Generation And Fuel",2017]
[1933,2019,"CA","Bayshore Solar B, LLC",60474,"BSHRB",0,"OP","PV","SUN",{"v":20,"d":"20.0"},0.307,{"v":53746,"d":"53,746"},{"v":29339,"d":"29,339"},"Distributed from 923 Generation And Fuel",2017]
[1934,2019,"CA","Bayshore Solar C, LLC",60475,"BSHRC",0,"OP","PV","SUN",{"v":20,"d":"20.0"},0.306,{"v":53543,"d":"53,543"},{"v":29228,"d":"29,228"},"Distributed from 923 Generation And Fuel",2017]
[1935,2019,"CA","Beacon BESS 1",61431,"BCNB1",0,"OA","BA","MWH",{"v":20,"d":"20.0"},{"v":-0.006,"d":"(0.006)"},{"v":-983,"d":"(983)"},{"v":-477,"d":"(477)"},"Distributed from 923 Generation And Fuel",2018]
[1936,2019,"CA","Beacon Solar Plant Site 2",59309,"BEAC2",0,"OP","PV","SUN",47.3,0.296,{"v":122830,"d":"122,830"},{"v":64595,"d":"64,595"},"Distributed from 923 Generation And Fuel",2017]
[1937,2019,"CA","Beacon Solar Plant Site 5",59308,"BEAC5",0,"OP","PV","SUN",37.8,0.295,{"v":97626,"d":"97,626"},{"v":52806,"d":"52,806"},"Distributed from 923 Generation And Fuel",2017]
[1938,2019,"CA","Bear Canyon Power Plant",10469,"BVC1",0,"RE","ST","GEO",12.2,{"$nulls":5},2015]
[1939,2019,"CA","Bear Canyon Power Plant",10469,"BVC2",0,"RE","ST","GEO",12.2,{"$nulls":5},2015]
[1940,2019,"CA","Bear Creek",50156,"GEN1",0,"OP","HY","WAT",3.2,0.222,{"v":6234,"d":"6,234"},{"v":3184,"d":"3,184"},"Distributed from 923 Generation And Fuel",1990]
[1941,2019,"CA","Bear Creek Solar",58508,"PV3",0,"OP","PV","SUN",1.5,0.294,{"v":3868,"d":"3,868"},{"v":2111,"d":"2,111"},"Distributed from 923 Generation And Fuel",2014]
[1942,2019,"CA","Bear Mountain Limited",10649,"GEN1",0,"OP","GT","NG",{"v":46,"d":"46.0"},0.082,{"v":32865,"d":"32,865"},{"v":18070,"d":"18,070"},"Distributed from 923 Generation And Fuel",1995]
[1943,2019,"CA","Bear Valley",457,"HC1",0,"OP","HY","WAT",0.7,0.283,{"v":1736,"d":"1,736"},887,"Distributed from 923 Generation And Fuel",1986]
[1944,2019,"CA","Bear Valley",457,"HC2",0,"OP","HY","WAT",0.7,0.283,{"v":1736,"d":"1,736"},887,"Distributed from 923 Generation And Fuel",1986]
[1945,2019,"CA","Bear Valley Power Plant",56346,"ICE1",0,"OP","IC","NG",1.2,0.005,55,{"v":22.143,"d":"22"},"Distributed from 923 Generation And Fuel",2005]
[1946,2019,"CA","Bear Valley Power Plant",56346,"ICE2",0,"OP","IC","NG",1.2,0.005,55,{"v":22.143,"d":"22"},"Distributed from 923 Generation And Fuel",2005]
[1947,2019,"CA","Bear Valley Power Plant",56346,"ICE3",0,"OP","IC","NG",1.2,0.005,55,{"v":22.143,"d":"22"},"Distributed from 923 Generation And Fuel",2005]
[1948,2019,"CA","Bear Valley Power Plant",56346,"ICE4",0,"OP","IC","NG",1.2,0.005,55,{"v":22.143,"d":"22"},"Distributed from 923 Generation And Fuel",2005]
[1949,2019,"CA","Bear Valley Power Plant",56346,"ICE5",0,"OP","IC","NG",1.2,0.005,55,{"v":22.143,"d":"22"},"Distributed from 923 Generation And Fuel",2005]
[1950,2019,"CA","Bear Valley Power Plant",56346,"ICE6",0,"OP","IC","NG",1.2,0.005,55,{"v":22.143,"d":"22"},"Distributed from 923 Generation And Fuel",2005]
[1951,2019,"CA","Bear Valley Power Plant",56346,"ICE7",0,"OP","IC","NG",1.2,0.005,55,{"v":22.143,"d":"22"},"Distributed from 923 Generation And Fuel",2005]
[1952,2019,"CA","Beardsley",414,"1",0,"OP","HY","WAT",{"v":10,"d":"10.0"},0.778,{"v":68189,"d":"68,189"},{"v":34832,"d":"34,832"},"Distributed from 923 Generation And Fuel",1957]
[1953,2019,"CA","Belden",219,"1",0,"OP","HY","WAT",117.9,0.416,{"v":429689,"d":"429,689"},{"v":216316,"d":"216,316"},"Distributed from 923 Generation And Fuel",1969]
[1954,2019,"CA","Beringer",58890,"BERI",0,"OP","PV","SUN",1.2,0.118,{"v":1242,"d":"1,242"},678,"Distributed from 923 Generation And Fuel",2009]
[1955,2019,"CA","Berry Cogen",50170,"GEN1",0,"OP","GT","NG",38.7,0.862,{"v":292321,"d":"292,321"},{"v":123568,"d":"123,568"},"Distributed from 923 Generation And Fuel",1986]
[1956,2019,"CA","Berry Cogen Tanne Hills 18",50622,"GEN1",0,"OP","GT","NG",8.8,0.509,{"v":39243.5,"d":"39,244"},{"v":19429,"d":"19,429"},"Distributed from 923 Generation And Fuel",1986]
[1957,2019,"CA","Berry Cogen Tanne Hills 18",50622,"GEN2",0,"OP","GT","NG",8.8,0.509,{"v":39243.5,"d":"39,244"},{"v":19429,"d":"19,429"},"Distributed from 923 Generation And Fuel",1986]
[1958,2019,"CA","Berry NMW Cogens",62176,"21Z",0,"OP","GT","NG",4.8,0.573,{"v":24114.5,"d":"24,115"},{"v":9733,"d":"9,733"},"Distributed from 923 Generation And Fuel",2017]
[1959,2019,"CA","Berry NMW Cogens",62176,"PF",0,"OP","GT","NG",4.8,0.573,{"v":24114.5,"d":"24,115"},{"v":9733,"d":"9,733"},"Distributed from 923 Generation And Fuel",2017]
[1960,2019,"CA","Berry Placerita Cogen",52096,"GEN1",0,"OP","GT","NG",21.4,{"v":0.71,"d":"0.710"},{"v":133082.5,"d":"133,083"},{"v":52222,"d":"52,222"},"Distributed from 923 Generation And Fuel",1990]
[1961,2019,"CA","Berry Placerita Cogen",52096,"GEN2",0,"OP","GT","NG",21.4,{"v":0.71,"d":"0.710"},{"v":133082.5,"d":"133,083"},{"v":52222,"d":"52,222"},"Distributed from 923 Generation And Fuel",1990]
[1962,2019,"CA","Bidwell Ditch Project",10880,"GEN1",0,"OP","HY","WAT",1.8,0.481,{"v":7583,"d":"7,583"},{"v":3874,"d":"3,874"},"Distributed from 923 Generation And Fuel",1987]
[1963,2019,"CA","Big Creek 1",317,"1",0,"OP","HY","WAT",19.8,0.446,{"v":77330.423,"d":"77,330"},{"v":39501.672,"d":"39,502"},"Distributed from 923 Generation And Fuel",1913]
[1964,2019,"CA","Big Creek 1",317,"2",0,"OP","HY","WAT",15.8,0.446,{"v":61708.115,"d":"61,708"},{"v":31521.536,"d":"31,522"},"Distributed from 923 Generation And Fuel",1913]
[1965,2019,"CA","Big Creek 1",317,"3",0,"OP","HY","WAT",21.6,0.446,{"v":84360.462,"d":"84,360"},{"v":43092.733,"d":"43,093"},"Distributed from 923 Generation And Fuel",1923]
[1966,2019,"CA","Big Creek 1",317,"4",0,"OP","HY","WAT",31.2,0.446,{"v":121854,"d":"121,854"},{"v":62245.059,"d":"62,245"},"Distributed from 923 Generation And Fuel",1925]
[1967,2019,"CA","Big Creek 2",318,"3",0,"OP","HY","WAT",15.8,0.566,{"v":78273.342,"d":"78,273"},{"v":39983.252,"d":"39,983"},"Distributed from 923 Generation And Fuel",1913]
[1968,2019,"CA","Big Creek 2",318,"4",0,"OP","HY","WAT",15.8,0.566,{"v":78273.342,"d":"78,273"},{"v":39983.252,"d":"39,983"},"Distributed from 923 Generation And Fuel",1914]
[1969,2019,"CA","Big Creek 2",318,"5",0,"OP","HY","WAT",17.5,0.566,{"v":86695.158,"d":"86,695"},{"v":44285.248,"d":"44,285"},"Distributed from 923 Generation And Fuel",1921]
[1970,2019,"CA","Big Creek 2",318,"6",0,"OP","HY","WAT",17.5,0.566,{"v":86695.158,"d":"86,695"},{"v":44285.248,"d":"44,285"},"Distributed from 923 Generation And Fuel",1925]
[1971,2019,"CA","Big Creek 2A",322,"1",0,"OP","HY","WAT",{"v":55,"d":"55.0"},0.525,{"v":252834.5,"d":"252,835"},{"v":140060.5,"d":"140,061"},"Distributed from 923 Generation And Fuel",1928]
[1972,2019,"CA","Big Creek 2A",322,"2",0,"OP","HY","WAT",{"v":55,"d":"55.0"},0.525,{"v":252834.5,"d":"252,835"},{"v":140060.5,"d":"140,061"},"Distributed from 923 Generation And Fuel",1928]
[1973,2019,"CA","Big Creek 3",319,"1",0,"OP","HY","WAT",{"v":34,"d":"34.0"},0.562,{"v":167424.378,"d":"167,424"},{"v":94970.476,"d":"94,970"},"Distributed from 923 Generation And Fuel",1923]
[1974,2019,"CA","Big Creek 3",319,"2",0,"OP","HY","WAT",{"v":34,"d":"34.0"},0.562,{"v":167424.378,"d":"167,424"},{"v":94970.476,"d":"94,970"},"Distributed from 923 Generation And Fuel",1923]
[1975,2019,"CA","Big Creek 3",319,"3",0,"OP","HY","WAT",{"v":34,"d":"34.0"},0.562,{"v":167424.378,"d":"167,424"},{"v":94970.476,"d":"94,970"},"Distributed from 923 Generation And Fuel",1923]
[1976,2019,"CA","Big Creek 3",319,"4",0,"OP","HY","WAT",{"v":36,"d":"36.0"},0.562,{"v":177272.871,"d":"177,273"},{"v":100556.974,"d":"100,557"},"Distributed from 923 Generation And Fuel",1948]
[1977,2019,"CA","Big Creek 3",319,"5",0,"OP","HY","WAT",36.5,0.562,{"v":179734.994,"d":"179,735"},{"v":101953.599,"d":"101,954"},"Distributed from 923 Generation And Fuel",1980]
[1978,2019,"CA","Big Creek 4",320,"1",0,"OP","HY","WAT",{"v":50,"d":"50.0"},0.586,{"v":256770.5,"d":"256,771"},{"v":145514.5,"d":"145,515"},"Distributed from 923 Generation And Fuel",1951]
[1979,2019,"CA","Big Creek 4",320,"2",0,"OP","HY","WAT",{"v":50,"d":"50.0"},0.586,{"v":256770.5,"d":"256,771"},{"v":145514.5,"d":"145,515"},"Distributed from 923 Generation And Fuel",1951]
[1980,2019,"CA","Big Creek 8",321,"1",0,"OP","HY","WAT",{"v":30,"d":"30.0"},0.432,{"v":113576.8,"d":"113,577"},{"v":58016.8,"d":"58,017"},"Distributed from 923 Generation And Fuel",1921]
[1981,2019,"CA","Big Creek 8",321,"2",0,"OP","HY","WAT",{"v":45,"d":"45.0"},0.432,{"v":170365.2,"d":"170,365"},{"v":87025.2,"d":"87,025"},"Distributed from 923 Generation And Fuel",1929]
[1982,2019,"CA","Big Creek Water Works",10282,"BCHY",0,"OP","HY","WAT",{"v":5,"d":"5.0"},0.184,{"v":8042,"d":"8,042"},{"v":1857,"d":"1,857"},"Distributed from 923 Generation And Fuel",1987]
[1983,2019,"CA","Big Pine Creek",391,"1",0,"OP","HY","WAT",3.2,0.006,160,82,"Distributed from 923 Generation And Fuel",1925]
[1984,2019,"CA","Big Valley Power LLC",10288,"IS27",0,"OS","ST","WDS",9.3,{"$nulls":4},1983]
[1985,2019,"CA","Biola University Hybrid",54296,"BATT",0,"OP","BA","MWH",0.3,{"v":0,"d":"0.000"},0,{"v":-1,"d":"(1)"},"Distributed from 923 Generation And Fuel",2018]
[1986,2019,"CA","Biola University Hybrid",54296,"EG1",0,"OP","IC","NG",0.6,0.652,{"v":3428.455,"d":"3,428"},{"v":1560.273,"d":"1,560"},"Distributed from 923 Generation And Fuel",1990,2020]
[1987,2019,"CA","Biola University Hybrid",54296,"EG2",0,"OP","IC","NG",0.6,0.652,{"v":3428.455,"d":"3,428"},{"v":1560.273,"d":"1,560"},"Distributed from 923 Generation And Fuel",1990,2020]
[1988,2019,"CA","Biola University Hybrid",54296,"EG3",0,"OP","IC","NG",{"v":1,"d":"1.0"},0.652,{"v":5714.091,"d":"5,714"},{"v":2600.455,"d":"2,600"},"Distributed from 923 Generation And Fuel",2002]
[1989,2019,"CA","Biola University Hybrid",54296,"EG-1H",0,"T","IC","NG",1.5]
[1990,2019,"CA","Biola University Hybrid",54296,"EG-2H",0,"T","IC","NG",1.5]
[1991,2019,"CA","Bio-Rad",63189,"BIORD",0,"L","PV","SUN",2.5]
[1992,2019,"CA","Bishop Creek 2",323,"1",0,"OP","HY","WAT",2.5,{"v":0.57,"d":"0.570"},{"v":12473.288,"d":"12,473"},{"v":6371.575,"d":"6,372"},"Distributed from 923 Generation And Fuel",1908]
[1993,2019,"CA","Bishop Creek 2",323,"2",0,"OP","HY","WAT",2.5,{"v":0.57,"d":"0.570"},{"v":12473.288,"d":"12,473"},{"v":6371.575,"d":"6,372"},"Distributed from 923 Generation And Fuel",1908]
[1994,2019,"CA","Bishop Creek 2",323,"3",0,"OP","HY","WAT",2.3,{"v":0.57,"d":"0.570"},{"v":11475.425,"d":"11,475"},{"v":5861.849,"d":"5,862"},"Distributed from 923 Generation And Fuel",1911]
[1995,2019,"CA","Bishop Creek 3",324,"1",0,"OP","HY","WAT",2.8,0.478,{"v":11730.333,"d":"11,730"},{"v":5992,"d":"5,992"},"Distributed from 923 Generation And Fuel",1913]
[1996,2019,"CA","Bishop Creek 3",324,"2",0,"OP","HY","WAT",2.8,0.478,{"v":11730.333,"d":"11,730"},{"v":5992,"d":"5,992"},"Distributed from 923 Generation And Fuel",1913]
[1997,2019,"CA","Bishop Creek 3",324,"3",0,"OP","HY","WAT",2.8,0.478,{"v":11730.333,"d":"11,730"},{"v":5992,"d":"5,992"},"Distributed from 923 Generation And Fuel",1913]
[1998,2019,"CA","Bishop Creek 4",325,"1",0,"OP","HY","WAT",{"v":1,"d":"1.0"},0.689,{"v":6037.073,"d":"6,037"},{"v":3083.78,"d":"3,084"},"Distributed from 923 Generation And Fuel",1905]
[2007,2019,"CA","Black Rock I",57477,"G3201",0,"IP","ST","GEO",{"v":70,"d":"70.0"}]
[2023,2019,"CA","Blythe Solar II, LLC",60092,"BLCK5",0,"OP","PV","SUN",33.9,0.237,{"v":70353.352,"d":"70,353"},{"v":38403.894,"d":"38,404"},"Distributed from 923 Generation And Fuel",2016]
[2030,2019,"CA","Blythe Solar IV, LLC",60095,"BLS4B",0,"U","PV","SUN",68.7]
[2046,2019,"CA","Bowerman Power LFG, LLC",59461,"GEN03",0,"OP","IC","LFG",3.4,0.776,{"v":23112.714,"d":"23,113"},{"v":9621.571,"d":"9,622"},"Distributed from 923 Generation And Fuel",2016]
[2054,2019,"CA","BP Carson Refinery",50540,"GEN1",0,"SB","OT","OG",{"v":12,"d":"12.0"},{"v":0,"d":"0.000"},0,0,"Distributed from 923 Generation And Fuel",1984]
[2074,2019,"CA","Bucks Creek",220,"H2",0,"OP","HY","WAT",{"v":33,"d":"33.0"},0.277,{"v":80151,"d":"80,151"},{"v":40942.5,"d":"40,943"},"Distributed from 923 Generation And Fuel",1928]
[2079,2019,"CA","Building G",60153,"BLDGG",0,"OP","PV","SUN",1.2,{"v":0.21,"d":"0.210"},{"v":2203,"d":"2,203"},{"v":1203,"d":"1,203"},"Distributed from 923 Generation And Fuel",2016]
[2098,2019,"CA","Cabrillo Power I Encina Power Station",302,"CEC11",0,"IP","GT","NG",105.5,0.056,{"v":51343.517,"d":"51,344"},{"v":18055.887,"d":"18,056"},"Distributed from 923 Generation And Fuel"]
[2114,2019,"CA","California Institute of Technology",10262,"GEN5",0,"CN","CT","NG",{"v":1,"d":"1.0"}]
[2126,2019,"CA","CalPeak Power Border Peaker Plant",55510,"CPP4",0,"OP","GT","NG",60.5,0.017,{"v":8892,"d":"8,892"},{"v":3589,"d":"3,589"},"Distributed from 923 Generation And Fuel",2001]
[2142,2019,"CA","Camanche",537,"2",0,"OP","HY","WAT",3.6,0.653,{"v":20589,"d":"20,589"},{"v":10517.333,"d":"10,517"},"Distributed from 923 Generation And Fuel",1983]
[2145,2019,"CA","Camino",430,"H1",0,"OP","HY","WAT",78.9,0.336,{"v":232015.5,"d":"232,016"},{"v":116780,"d":"116,780"},"Distributed from 923 Generation And Fuel",1963]
[2159,2019,"CA","Caribou 1",222,"2",0,"OP","HY","WAT",{"v":25,"d":"25.0"},0.206,{"v":45059.959,"d":"45,060"},{"v":23017.276,"d":"23,017"},"Distributed from 923 Generation And Fuel",1921]
[2173,2019,"CA","Castaic",392,"4",0,"OP","PS","WAT",{"v":271,"d":"271.0"},0.014,{"v":32190.167,"d":"32,190"},{"v":17223.167,"d":"17,223"},"Distributed from 923 Generation And Fuel",1977]
[2189,2019,"CA","CBS Television City",58253,"GEN2",0,"OP","FC","NG",0.4,0.746,{"v":2612.667,"d":"2,613"},{"v":1054.667,"d":"1,055"},"Distributed from 923 Generation And Fuel",2013]
[2206,2019,"CA","Center Hybrid",56475,"1",0,"OP","GT","NG",49.8,0.024,{"v":10361,"d":"10,361"},{"v":4182,"d":"4,182"},"Distributed from 923 Generation And Fuel",2007]
[2213,2019,"CA","Centinela Solar Energy",58430,"CSE4",0,"OP","PV","SUN",34.2,0.316,{"v":94640.283,"d":"94,640"},{"v":51661.565,"d":"51,662"},"Distributed from 923 Generation And Fuel",2013]
[2233,2019,"CA","CES Placerita Power Plant",10677,"UNT1",0,"RE","CT","NG",{"v":60,"d":"60.0"},{"$nulls":5},2008]
[2239,2019,"CA","Chestnut",63849,"CHNUT",0,"L","PV","SUN",150.6]
[2257,2019,"CA","Chowchilla II",56185,"IC13",0,"OP","IC","NG",3.1,0.029,{"v":782.875,"d":"783"},316,"Distributed from 923 Generation And Fuel",2001]
[2277,2019,"CA","City of Hayward WWTP",58525,"COGEN",0,"OP","IC","OBG",1.1,0.787,{"v":7585,"d":"7,585"},{"v":3154,"d":"3,154"},"Distributed from 923 Generation And Fuel",2014]
[2290,2019,"CA","Clear Lake Hydro Project",50128,"3381",0,"OS","HY","WAT",2.5,{"$nulls":4},1985]
[2301,2019,"CA","Coalinga 25D Cogen",52086,"TG2",0,"OP","GT","NG",3.4,0.579,{"v":17250.75,"d":"17,251"},{"v":6962.75,"d":"6,963"},"Distributed from 923 Generation And Fuel",1986]
[2308,2019,"CA","Coalinga Cogeneration Facility",50750,"GEN2",0,"OP","GT","NG",3.4,0.833,{"v":24802,"d":"24,802"},{"v":10010.5,"d":"10,011"},"Distributed from 923 Generation And Fuel",1988]
[2323,2019,"CA","Colusa Generating Station",56532,"B",0,"OP","CT","NG",181.5,0.573,{"v":911274,"d":"911,274"},{"v":244425,"d":"244,425"},"EIA-923 Generator File",2010]
[2332,2019,"CA","Con Dios Solar 3",59263,"COND3",0,"CN","PV","SUN",1.5]
[2352,2019,"CA","Corcoran Solar",58374,"CSCA",0,"OP","PV","SUN",{"v":20,"d":"20.0"},0.255,{"v":44698,"d":"44,698"},{"v":24399,"d":"24,399"},"Distributed from 923 Generation And Fuel",2013]
[2370,2019,"CA","CoreSite Real Estate 2972 Stender, L.P.",61464,"G-6",0,"SB","IC","DFO",{"v":2,"d":"2.0"},{"v":0,"d":"0.000"},0,0,"Distributed from 923 Generation And Fuel",2011]
[2376,2019,"CA","CoreSite Real Estate 3032 Coronado, L.P.",61482,"G-5",0,"SB","IC","DFO",{"v":3,"d":"3.0"},{"v":0,"d":"0.000"},0,0,"Distributed from 923 Generation And Fuel",2015]
[2392,2019,"CA","Coso Energy Developers",10875,"GEN9",0,"OP","ST","GEO",{"v":30,"d":"30.0"},0.354,{"v":93013.667,"d":"93,014"},{"v":41326.333,"d":"41,326"},"Distributed from 923 Generation And Fuel",1989]
[2403,2019,"CA","Cottonwood",394,"1",0,"OP","HY","WAT",0.8,0.073,514,{"v":262.5,"d":"263"},"Distributed from 923 Generation And Fuel",1908]
[2420,2019,"CA","Cresta",231,"1",0,"OP","HY","WAT",36.9,0.574,{"v":185586,"d":"185,586"},{"v":94800,"d":"94,800"},"Distributed from 923 Generation And Fuel",1949]
[2436,2019,"CA","CSU Northridge Plant",58422,"G6PV",0,"P","PV","SUN",0.8]
[2450,2019,"CA","CSUF Trigeneration",58169,"SCPS",0,"OP","PV","SUN",{"v":1,"d":"1.0"},0.167,{"v":1461.282,"d":"1,461"},{"v":743.59,"d":"744"},"Distributed from 923 Generation And Fuel",2016]
[2464,2019,"CA","DATS",63612,"DATS0",0,"OP","BA","MWH",{"v":1,"d":"1.0"},{"$nulls":4},2017]
[2467,2019,"CA","Dedeaux",63674,"DEDEA",0,"OP","PV","SUN",0.9,{"$nulls":4},2019]
[2483,2019,"CA","Desert Sunlight 250, LLC",58542,"DSL13",0,"OP","PV","SUN",39.1,0.276,{"v":94537.129,"d":"94,537"},{"v":51605.267,"d":"51,605"},"Distributed from 923 Generation And Fuel",2014]
[2504,2019,"CA","DESI-2 Battery Storage Facility",62460,"DESI2",0,"TS","BA","MWH",1.4]
[2511,2019,"CA","DGS Central Utility Plant",58593,"EM1",0,"SB","IC","DFO",0.4,{"v":0,"d":"0.000"},0,0,"Distributed from 923 Generation And Fuel",2010]
[2530,2019,"CA","Diamond Valley Solar Project",59405,"PV11",0,"OP","PV","SUN",1.3,0.212,{"v":2414,"d":"2,414"},{"v":1318,"d":"1,318"},"Distributed from 923 Generation And Fuel",2015]
[2535,2019,"CA","Difwind Farms Ltd VII",10815,"GEN1",0,"RE","WT","WND",{"v":24,"d":"24.0"},{"$nulls":5},2014]
[2555,2019,"CA","Donald Von Raesfeld Power Plant",56026,"CTG1",0,"OP","CT","NG",{"v":50,"d":"50.0"},0.583,{"v":255393,"d":"255,393"},{"v":131262,"d":"131,262"},"EIA-923 Generator File",2005]
[2567,2019,"CA","Drop 1",585,"1",0,"OP","HY","WAT",1.9,0.165,{"v":2747.333,"d":"2,747"},{"v":1403.333,"d":"1,403"},"Distributed from 923 Generation And Fuel",1984]
[2579,2019,"CA","Drum 1",235,"2",0,"OP","HY","WAT",{"v":12,"d":"12.0"},{"v":0.17,"d":"0.170"},{"v":17887.805,"d":"17,888"},{"v":9137.317,"d":"9,137"},"Distributed from 923 Generation And Fuel",1913]
[2586,2019,"CA","Dutch Flat 2",413,"3P",0,"OP","HY","WAT",27.3,{"v":0.42,"d":"0.420"},{"v":100439,"d":"100,439"},{"v":51306,"d":"51,306"},"Distributed from 923 Generation And Fuel",1965]
[2600,2019,"CA","Dynegy Oakland Power Plant",6211,"GEN3",0,"OP","GT","JF",74.5,{"v":2E-3,"d":"0.002"},{"v":1417,"d":"1,417"},{"v":58.667,"d":"59"},"Distributed from 923 Generation And Fuel",1978]
[2623,2019,"CA","Edwards Air Force Base",58076,"3",0,"OP","PV","SUN",{"v":1,"d":"1.0"},0.094,827,{"v":451.333,"d":"451"},"Distributed from 923 Generation And Fuel",2011]
[2630,2019,"CA","El Centro Hybrid",389,"32",0,"OP","CT","NG",43.2,0.471,{"v":178328,"d":"178,328"},{"v":101678,"d":"101,678"},"EIA-923 Generator File",2012]
[2647,2019,"CA","El Segundo Cogen",10213,"GEN5",0,"OP","CT","NG",40.3,0.893,{"v":315268,"d":"315,268"},{"v":140552,"d":"140,552"},"EIA-923 Generator File",1996]
[2654,2019,"CA","ELACC Photovoltaic Power Facility",56814,"PV2",0,"OP","PV","SUN",0.5,{"$nulls":4},2008]
[2670,2019,"CA","Elmore Company",10634,"GEN1",0,"OP","ST","GEO",45.5,0.911,{"v":363093,"d":"363,093"},{"v":161323,"d":"161,323"},"Distributed from 923 Generation And Fuel",1988]
[2680,2019,"CA","Energy Center",58168,"TURB3",0,"OP","GT","NG",0.3,0.404,{"v":1062,"d":"1,062"},{"v":428.667,"d":"429"},"Distributed from 923 Generation And Fuel",2019]
[2698,2019,"CA","EQX011 Duane Fuel Cell",63705,"EQ11A",0,"OP","FC","NG",{"v":2,"d":"2.0"},0.891,{"v":15607.308,"d":"15,607"},{"v":6299.231,"d":"6,299"},"Distributed from 923 Generation And Fuel",2018]
[2714,2019,"CA","Exeter Solar",58306,"1",0,"OP","PV","SUN",{"v":1,"d":"1.0"},0.217,{"v":1902.571,"d":"1,903"},{"v":1038.571,"d":"1,039"},"Distributed from 923 Generation And Fuel",2014]
[2727,2019,"CA","Fall Creek",296,"2",0,"OP","HY","WAT",0.4,0.329,{"v":1151.619,"d":"1,152"},{"v":588.19,"d":"588"},"Distributed from 923 Generation And Fuel",1907]
[2738,2019,"CA","FLEX Gibraltar",62575,"FLX01",0,"OP","FC","NG",{"v":1,"d":"1.0"},0.797,{"v":6983,"d":"6,983"},{"v":2818,"d":"2,818"},"Distributed from 923 Generation And Fuel",2017]
[2745,2019,"CA","Foothill",396,"1",0,"OP","HY","WAT",10.1,{"v":-1E-3,"d":"(0.001)"},{"v":-86,"d":"(86)"},{"v":-44,"d":"(44)"},"Distributed from 923 Generation And Fuel",1971]
[2760,2019,"CA","Foundation Cemex Madison",58112,"WTG1",0,"OP","WT","WND",{"v":1,"d":"1.0"},0.196,{"v":1718,"d":"1,718"},970,"Distributed from 923 Generation And Fuel",2012]
[2782,2019,"CA","Franklin Templeton San Mateo",57809,"FRK00",0,"OP","FC","NG",1.1,0.066,635,256,"Distributed from 923 Generation And Fuel",2011]
[2789,2019,"CA","Fresno Cogen Partners",10156,"GEN4",0,"OP","CT","NG",50.3,0.013,{"v":5693,"d":"5,693"},{"v":2186,"d":"2,186"},"EIA-923 Generator File",2004]
[2807,2019,"CA","G2 Energy Hay Rd",58320,"362",0,"OP","IC","LFG",1.6,0.912,{"v":12786,"d":"12,786"},{"v":5323,"d":"5,323"},"Distributed from 923 Generation And Fuel",2013]
[2813,2019,"CA","Gap Pacific Distribution Center",56909,"4",0,"OP","PV","SUN",0.3,0.096,{"v":252.5,"d":"253"},{"v":137.75,"d":"138"},"Distributed from 923 Generation And Fuel",2008]
[2833,2019,"CA","GE - Tehachapi",57566,"2.8P3",0,"OP","WT","WND",2.8,{"$nulls":4},2018]
[2849,2019,"CA","Geothermal 2",7369,"4",0,"OP","ST","GEO",{"v":55,"d":"55.0"},0.344,{"v":165576,"d":"165,576"},{"v":68582.5,"d":"68,583"},"Distributed from 923 Generation And Fuel",1986]
[2858,2019,"CA","Geysers Unit 5-20",286,"U5",0,"OP","ST","GEO",{"v":55,"d":"55.0"},0.427,{"v":205785.55,"d":"205,786"},{"v":93126.823,"d":"93,127"},"Distributed from 923 Generation And Fuel",1971]
[2877,2019,"CA","Glenarm",422,"GT4",0,"OP","GT","NG",60.5,0.023,{"v":12187.396,"d":"12,187"},{"v":4918.928,"d":"4,919"},"Distributed from 923 Generation And Fuel",2004]
[2880,2019,"CA","Glendale Battery Energy Storage System",60974,"2BESS",0,"OP","BA","MWH",{"v":2,"d":"2.0"},{"v":1E-3,"d":"0.001"},15,0,"Distributed from 923 Generation And Fuel",2017]
[2891,2019,"CA","Goose Haven Energy Center",55627,"CT1",0,"OP","GT","NG",{"v":47,"d":"47.0"},0.028,{"v":11509,"d":"11,509"},{"v":4645,"d":"4,645"},"Distributed from 923 Generation And Fuel",2003]
[2908,2019,"CA","Grayson",377,"9",0,"OP","GT","NG",57.4,0.035,{"v":17378,"d":"17,378"},{"v":11964,"d":"11,964"},"Distributed from 923 Generation And Fuel",2004]
[2924,2019,"CA","Greg Avenue",6643,"1",0,"OS","HY","WAT",{"v":1,"d":"1.0"},{"v":0,"d":"0.000"},0,0,"Distributed from 923 Generation And Fuel",1979]
[2938,2019,"CA","Guadalupe Solar Farm",62690,"GFARM",0,"OP","PV","SUN",1.7,0.204,{"v":3034,"d":"3,034"},{"v":1656,"d":"1,656"},"Distributed from 923 Generation And Fuel",2018]
[2948,2019,"CA","Hamilton Branch",242,"2",0,"OA","HY","WAT",2.7,{"v":0,"d":"0.000"},0,0,"Distributed from 923 Generation And Fuel",1921]
[2968,2019,"CA","Hatchet Creek Project",10882,"GEN1",0,"OP","HY","WAT",6.8,0.401,{"v":23915,"d":"23,915"},{"v":12216,"d":"12,216"},"Distributed from 923 Generation And Fuel",1986]
[2971,2019,"CA","Haynes",400,"10",0,"OP","CT","NG",182.8,{"v":0.45,"d":"0.450"},{"v":720200,"d":"720,200"},{"v":354470,"d":"354,470"},"EIA-923 Generator File",2005]
[2992,2019,"CA","Heber Solar",58398,"1",0,"OP","PV","SUN",10.9,0.272,{"v":26019,"d":"26,019"},{"v":14203,"d":"14,203"},"Distributed from 923 Generation And Fuel",2014]
[2999,2019,"CA","Hecate Energy Beacon Solar 3",59316,"BEAC3",0,"OP","PV","SUN",{"v":56,"d":"56.0"},0.282,{"v":138199,"d":"138,199"},{"v":74059,"d":"74,059"},"Distributed from 923 Generation And Fuel",2016]
[3022,2019,"CA","High Sierra Cogeneration Plant",57977,"ENG2",0,"OP","IC","NG",{"v":3,"d":"3.0"},{"v":0.6,"d":"0.600"},{"v":15776.5,"d":"15,777"},{"v":6367.5,"d":"6,368"},"Distributed from 923 Generation And Fuel",2010]
[3036,2019,"CA","Houweling Nurseries",58432,"COG2",0,"OP","IC","NG",4.4,0.437,{"v":16859.667,"d":"16,860"},{"v":6804.667,"d":"6,805"},"Distributed from 923 Generation And Fuel",2012]
[3043,2019,"CA","Humboldt Bay",246,"IC4",0,"OP","IC","NG",16.7,0.277,{"v":40518.6,"d":"40,519"},{"v":17744.8,"d":"17,745"},"Distributed from 923 Generation And Fuel",2010]
[3055,2019,"CA","Hunters Point",247,"3",0,"RE","ST","NG",107.5,{"$nulls":5},2006]
[3067,2019,"CA","Imperial Valley Solar Co (IVSC) 2, LLC",59657,"IVSC2",0,"OP","PV","SUN",{"v":20,"d":"20.0"},{"v":0.27,"d":"0.270"},{"v":47353,"d":"47,353"},{"v":25849,"d":"25,849"},"Distributed from 923 Generation And Fuel",2015]
[3087,2019,"CA","Intel Folsom Phase 2",58954,"PV",0,"OP","PV","SUN",{"v":1,"d":"1.0"},{"v":0.18,"d":"0.180"},{"v":1580,"d":"1,580"},862,"Distributed from 923 Generation And Fuel",2012]
[3102,2019,"CA","Ivanpah 3",57075,"ST1",1,"OP","ST","SUN",133.4,0.009,{"v":257535,"d":"257,535"},{"v":143935,"d":"143,935"},"Data from EIA-923 Generator File overwritten with distributed data from EIA-923 Generation and Fuel",2013]
[3111,2019,"CA","Jaybird",431,"H2",0,"OP","HY","WAT",80.8,0.455,{"v":322010,"d":"322,010"},{"v":174184.5,"d":"174,185"},"Distributed from 923 Generation And Fuel",1962]
[3127,2019,"CA","Kaiser Napa Valley Corporate Dr Fuel Cell",62701,"KS18B",0,"OP","FC","NG",2.3,0.823,{"v":16588.271,"d":"16,588"},{"v":6695.396,"d":"6,695"},"Distributed from 923 Generation And Fuel",2017]
[3135,2019,"CA","Karen Avenue Wind Farm",10718,"WND",0,"OP","WT","WND",11.7,{"v":0.3,"d":"0.300"},{"v":30699,"d":"30,699"},{"v":17328,"d":"17,328"},"Distributed from 923 Generation And Fuel",1985]
[3155,2019,"CA","Kern Oil & Refining Co",58100,"5900",0,"OP","GT","NG",4.5,0.911,{"v":35923,"d":"35,923"},{"v":15868,"d":"15,868"},"Distributed from 923 Generation And Fuel",2002]
[3158,2019,"CA","Kern River 1",340,"3",0,"OP","HY","WAT",6.6,0.751,{"v":43403.25,"d":"43,403"},{"v":22171,"d":"22,171"},"Distributed from 923 Generation And Fuel",1907]
[3182,2019,"CA","Kiefer Landfill",55766,"361A",0,"OP","IC","LFG",{"v":3,"d":"3.0"},0.875,{"v":22987,"d":"22,987"},{"v":9569.333,"d":"9,569"},"Distributed from 923 Generation And Fuel",1999]
[3186,2019,"CA","Kilarc",253,"2",0,"RE","HY","WAT",1.5,{"$nulls":5},2018]
[3202,2019,"CA","Kings Beach",6518,"4",0,"RE","IC","DFO",2.7,{"$nulls":5},2008]
[3215,2019,"CA","KSR053 Cantara Fuel Cell",63716,"KSR53",0,"OP","FC","NG",1.6,0.939,{"v":13166,"d":"13,166"},{"v":5314,"d":"5,314"},"Distributed from 923 Generation And Fuel",2018]
[3226,2019,"CA","La Paloma Generating Plant",55151,"GEN4",1,"OA","CS","NG",{"v":300,"d":"300.0"},0.111,{"v":291016,"d":"291,016"},{"v":67347,"d":"67,347"},"EIA-923 Generator File",2003]
[3246,2019,"CA","Lancaster Solar 2",59169,"LS2",0,"OP","PV","SUN",1.5,0.255,{"v":3354,"d":"3,354"},{"v":1831,"d":"1,831"},"Distributed from 923 Generation And Fuel",2014]
[3262,2019,"CA","Lincoln Landfill",57988,"GEN1",0,"OP","IC","LFG",0.8,{"v":0.58,"d":"0.580"},{"v":4067,"d":"4,067"},{"v":1693,"d":"1,693"},"Distributed from 923 Generation And Fuel",2004]
[3270,2019,"CA","Linde Wilmington",50148,"GEN1",0,"SB","CT","NG",{"v":25,"d":"25.0"},{"v":0,"d":"0.000"},0,0,"EIA-923 Generator File",1988]
[3290,2019,"CA","Loma Linda University Cogen",10206,"GEN5",0,"SB","IC","DFO",{"v":1,"d":"1.0"},{"v":0,"d":"0.000"},0,0,"Distributed from 923 Generation And Fuel",2018]
[3299,2019,"CA","Long Beach Generation LLC",341,"CT4",0,"OP","GT","NG",{"v":63,"d":"63.0"},0.007,{"v":3645.5,"d":"3,646"},{"v":1471.5,"d":"1,472"},"Distributed from 923 Generation And Fuel",1976]
[3314,2019,"CA","Los Esteros Critical Energy Center",55748,"CTG3",0,"OP","CT","NG",{"v":45,"d":"45.0"},{"v":0.11,"d":"0.110"},{"v":43169,"d":"43,169"},{"v":18202,"d":"18,202"},"EIA-923 Generator File",2003]
[3321,2019,"CA","Lost Hills Cogeneration Plant",52077,"GEN5",0,"OP","GT","NG",3.5,0.474,{"v":14543.667,"d":"14,544"},{"v":5870,"d":"5,870"},"Distributed from 923 Generation And Fuel",1985]
[3332,2019,"CA","Madelyn Solar, LLC",59409,"SNL17",0,"OP","PV","SUN",{"v":1,"d":"1.0"},0.292,{"v":2559,"d":"2,559"},{"v":1397,"d":"1,397"},"Distributed from 923 Generation And Fuel",2014]
[3345,2019,"CA","Malburg",56041,"M3",2,"OP","CA","NG",{"v":50,"d":"50.0"},0.491,{"v":215182,"d":"215,182"},{"v":87810,"d":"87,810"},"EIA-923 Generator File",2005]
[3365,2019,"CA","Marin Clean Energy Solar One",61013,"MCES1",0,"OP","PV","SUN",10.5,{"v":0.22,"d":"0.220"},{"v":20212,"d":"20,212"},{"v":11033,"d":"11,033"},"Distributed from 923 Generation And Fuel",2017]
[3379,2019,"CA","Marsh Landing Generating Station",57267,"1",0,"OP","GT","NG",{"v":207,"d":"207.0"},0.009,{"v":15807.75,"d":"15,808"},{"v":5867.5,"d":"5,868"},"Distributed from 923 Generation And Fuel",2013]
[3389,2019,"CA","MCAGCC Cogen Plant",58914,"CG1",0,"OP","GT","NG",7.2,0.573,{"v":36144.878,"d":"36,145"},{"v":14588.78,"d":"14,589"},"Distributed from 923 Generation And Fuel",2003]
[3405,2019,"CA","McKittrick Cogen",52076,"UNIT1",0,"OP","GT","NG",{"v":6,"d":"6.0"},0.713,{"v":37460.5,"d":"37,461"},{"v":15119.5,"d":"15,120"},"Distributed from 923 Generation And Fuel",2012]
[3412,2019,"CA","Medline Ind. Phase 2 Tracy",63361,"MIP2T",0,"OP","PV","SUN",{"v":1,"d":"1.0"},0.158,{"v":1388,"d":"1,388"},758,"Distributed from 923 Generation And Fuel",2018]
[3433,2019,"CA","Midway Solar Farm II",60237,"MSF2",0,"OP","PV","SUN",{"v":30,"d":"30.0"},0.306,{"v":80381,"d":"80,381"},{"v":41668,"d":"41,668"},"Distributed from 923 Generation And Fuel",2017]
[3449,2019,"CA","Miramar Energy Facility",56232,"2",0,"OP","GT","NG",{"v":53,"d":"53.0"},0.079,{"v":36814.5,"d":"36,815"},{"v":11888.5,"d":"11,889"},"Distributed from 923 Generation And Fuel",2009]
[3459,2019,"CA","MM San Diego-Miramar",55094,"UNT2",0,"OP","IC","LFG",1.6,0.866,{"v":12139,"d":"12,139"},{"v":5053.25,"d":"5,053"},"Distributed from 923 Generation And Fuel",1997]
[3473,2019,"CA","Mobile GT",6212,"3",0,"RE","GT","DFO",13.3,{"$nulls":5},2010]
[3480,2019,"CA","Mojave 4",52142,"GEN1",0,"OP","WT","WND",{"v":29,"d":"29.0"},0.203,{"v":51515,"d":"51,515"},{"v":29077,"d":"29,077"},"Distributed from 923 Generation And Fuel",1990]
[3492,2019,"CA","Monterey One Water",54951,"EG1",0,"OP","IC","OBG",0.6,0.517,{"v":2715.333,"d":"2,715"},{"v":1118.667,"d":"1,119"},"Distributed from 923 Generation And Fuel",1988]
[3517,2019,"CA","Mountainview Generating Station",358,"2",0,"RE","ST","NG",65.3,{"$nulls":5},2002]
[3524,2019,"CA","Munro Valley Solar",60412,"MUN",0,"OP","PV","SUN",{"v":4,"d":"4.0"},0.281,{"v":9851,"d":"9,851"},{"v":5377,"d":"5,377"},"Distributed from 923 Generation And Fuel",2016]
[3539,2019,"CA","Naval Hospital Medical Center",50963,"4TG",0,"OP","GT","NG",5.3,{"v":0.39,"d":"0.390"},{"v":18086,"d":"18,086"},{"v":2081,"d":"2,081"},"Distributed from 923 Generation And Fuel",2003]
[3548,2019,"CA","New Melones",6158,"2",0,"OP","HY","WAT",{"v":150,"d":"150.0"},0.285,{"v":374228,"d":"374,228"},{"v":187205.5,"d":"187,206"},"Distributed from 923 Generation And Fuel",1979]
[3568,2019,"CA","North Brawley Geothermal Plant",56832,"GE5",0,"OP","BT","GEO",{"v":16,"d":"16.0"},0.079,{"v":11138.6,"d":"11,139"},{"v":4949,"d":"4,949"},"Distributed from 923 Generation And Fuel",2009]
[3576,2019,"CA","North Hollywood",57854,"1PT2",0,"SB","HY","WAT",1.8,{"v":0,"d":"0.000"},0,0,"Distributed from 923 Generation And Fuel",1993]
[3592,2019,"CA","North Star Solar",58713,"NSTR",0,"OP","PV","SUN",61.6,0.277,{"v":149669,"d":"149,669"},{"v":81700,"d":"81,700"},"Distributed from 923 Generation And Fuel",2015]
[3599,2019,"CA","Oak Creek Energy Systems I",50754,"GEN1",0,"OP","WT","WND",3.5,0.194,{"v":5939.145,"d":"5,939"},{"v":3352.29,"d":"3,352"},"Distributed from 923 Generation And Fuel",1982]
[3623,2019,"CA","Olsen",50180,"GEN1",0,"OP","HY","WAT",{"v":5,"d":"5.0"},0.323,{"v":14168,"d":"14,168"},{"v":7237,"d":"7,237"},"Distributed from 923 Generation And Fuel",1990]
[3636,2019,"CA","Orange County Energy Storage 2",62497,"OCES2",0,"L","BA","MWH",{"v":9,"d":"9.0"}]
[3643,2019,"CA","Ormesa I",50766,"ITLU2",0,"OP","ST","GEO",{"v":12,"d":"12.0"},{"v":0.28,"d":"0.280"},{"v":29408.182,"d":"29,408"},{"v":13065.909,"d":"13,066"},"Distributed from 923 Generation And Fuel",2003]
[3656,2019,"CA","Ormesa I",50766,"OE22",0,"RE","ST","GEO",1.2,{"$nulls":5},2003]
[3667,2019,"CA","Ormesa I",50766,"OE7",0,"RE","ST","GEO",1.2,{"$nulls":5},2003]
[3683,2019,"CA","Ormesa IH",50762,"OE12",0,"RE","ST","GEO",1.2,{"$nulls":5},2017]
[3703,2019,"CA","Ormesa II",54724,"OE24",0,"RE","ST","GEO",1.2,{"$nulls":5},2007]
[3717,2019,"CA","Ormond Beach",350,"2",1,"OP","ST","NG",{"v":806,"d":"806.0"},0.017,{"v":121798,"d":"121,798"},{"v":121690,"d":"121,690"},"EIA-923 Generator File",1973,2023]
[3727,2019,"CA","Ortega Highway Energy Storage",60567,"SES2",0,"OP","BA","MWH",{"v":1,"d":"1.0"},{"v":0,"d":"0.000"},{"v":-1.5,"d":"(2)"},0,"Distributed from 923 Generation And Fuel",2015]
[3734,2019,"CA","Otay Mesa Generating Project",55345,"1-02",0,"OP","CT","NG",198.9,0.148,{"v":257057,"d":"257,057"},{"v":82951,"d":"82,951"},"EIA-923 Generator File",2009]
[3754,2019,"CA","Painted Hills Wind Park",50533,"WGNS",0,"RE","WT","WND",{"v":19,"d":"19.0"},0.186,{"v":30876,"d":"30,876"},{"v":18053,"d":"18,053"},"Distributed from 923 Generation And Fuel",null,2019]
[3758,2019,"CA","Palo Verde College",57773,"1",0,"OP","PV","SUN",1.2,0.197,{"v":2066,"d":"2,066"},{"v":1128,"d":"1,128"},"Distributed from 923 Generation And Fuel",2009]
[3778,2019,"CA","Parnassus Central Utility Plant",58198,"GTG1",0,"OP","CT","NG",4.8,0.721,{"v":30332,"d":"30,332"},{"v":13397,"d":"13,397"},"EIA-923 Generator File",1996]
[3787,2019,"CA","Patterson Pass",56213,"WND2",0,"RE","WT","WND",13.8,{"$nulls":5},2014]
[3802,2019,"CA","Pebbly Beach Generating Station Hybrid",6704,"MT07",0,"OP","GT","PG",0.1,0.054,{"v":46.87,"d":"47"},{"v":27.87,"d":"28"},"Distributed from 923 Generation And Fuel",2011]
[3822,2019,"CA","Perris",481,"1",0,"OP","HY","WAT",7.9,0.152,{"v":10525,"d":"10,525"},{"v":5376,"d":"5,376"},"Distributed from 923 Generation And Fuel",1983]
[3834,2019,"CA","Pine Flat",7907,"1",0,"OP","HY","WAT",{"v":55,"d":"55.0"},0.494,{"v":238185.333,"d":"238,185"},{"v":182417.333,"d":"182,417"},"Distributed from 923 Generation And Fuel",1984]
[3846,2019,"CA","Pit 3",266,"H1",0,"OP","HY","WAT",26.7,0.516,{"v":120773.667,"d":"120,774"},{"v":61693,"d":"61,693"},"Distributed from 923 Generation And Fuel",1925]
[3862,2019,"CA","Plant No 1 Orange County",50696,"GEN1",0,"OP","IC","OBG",2.5,0.607,{"v":13284.667,"d":"13,285"},{"v":5517.333,"d":"5,517"},"Distributed from 923 Generation And Fuel",1993]
[3867,2019,"CA","Plant No 2 Orange County",52099,"GEN3",0,"OP","IC","OBG",{"v":3,"d":"3.0"},0.404,{"v":10621.8,"d":"10,622"},{"v":4414,"d":"4,414"},"Distributed from 923 Generation And Fuel",1993]
[3890,2019,"CA","Porterville Solar",58309,"2",0,"OP","PV","SUN",{"v":1,"d":"1.0"},0.215,{"v":1884.286,"d":"1,884"},{"v":1028.571,"d":"1,029"},"Distributed from 923 Generation And Fuel",2014]
[3893,2019,"CA","Portola",6524,"2",0,"RE","IC","DFO",{"v":2,"d":"2.0"},{"$nulls":5},2007]
[3914,2019,"CA","Puente Hills Energy Recovery",10472,"GEN4",0,"RE","IC","LFG",3.3,{"$nulls":5},2016]
[3930,2019,"CA","Ramona Solar Energy",60995,"1",0,"OP","PV","SUN",4.3,0.178,{"v":6716,"d":"6,716"},{"v":3666,"d":"3,666"},"Distributed from 923 Generation And Fuel",2017]
[3937,2019,"CA","Ratkovich Alhambra",62458,"RAT00",0,"OP","FC","NG",{"v":1,"d":"1.0"},0.972,{"v":8514,"d":"8,514"},{"v":3436,"d":"3,436"},"Distributed from 923 Generation And Fuel",2018]
[3947,2019,"CA","RE Columbia 3 LLC",58502,"COL3",0,"OP","PV","SUN",{"v":10,"d":"10.0"},0.261,{"v":22880,"d":"22,880"},{"v":12490,"d":"12,490"},"Distributed from 923 Generation And Fuel",2014]
[3961,2019,"CA","RE Kammerer 3 LLC",57782,"KAM3",0,"OP","PV","SUN",{"v":5,"d":"5.0"},0.265,{"v":11587,"d":"11,587"},{"v":6325,"d":"6,325"},"Distributed from 923 Generation And Fuel",2012]
[3981,2019,"CA","Red Bluff",56184,"IC12",0,"OP","IC","NG",2.9,{"v":0.03,"d":"0.030"},{"v":767.5,"d":"768"},{"v":309.75,"d":"310"},"Distributed from 923 Generation And Fuel",2001]
[3994,2019,"CA","Red Mountain",484,"1",0,"OP","HY","WAT",5.9,{"v":0,"d":"0.000"},0,0,"Distributed from 923 Generation And Fuel",1985]
[4005,2019,"CA","Regional Wastewater Control Facility",56134,"0301",0,"OP","IC","OBG",{"v":1,"d":"1.0"},0.178,{"v":1557.5,"d":"1,558"},{"v":647.708,"d":"648"},"Distributed from 923 Generation And Fuel",2000]
[4012,2019,"CA","RE-VFO LLC",63455,"INV1",0,"OP","PV","SUN",0.5,{"v":0.22,"d":"0.220"},{"v":965.5,"d":"966"},527,"Distributed from 923 Generation And Fuel",2009]
[4031,2019,"CA","Rio Hondo",482,"1",0,"OP","HY","WAT",1.9,{"v":0,"d":"0.000"},1,1,"Distributed from 923 Generation And Fuel",1984]
[4049,2019,"CA","Rock Creek Dam",56822,"01",0,"IP","HY","WAT",3.6]
[4056,2019,"CA","Roll Delano",58297,"ROL4",0,"OP","FC","NG",1.1,{"v":0.4,"d":"0.400"},{"v":3851,"d":"3,851"},{"v":1554,"d":"1,554"},"Distributed from 923 Generation And Fuel",2012]
[4064,2019,"CA","Roseville Energy Park",56298,"0003",2,"OP","CA","NG",{"v":85,"d":"85.0"},0.145,{"v":107773,"d":"107,773"},{"v":32907,"d":"32,907"},"Distributed from 923 Generation And Fuel",2007]
[4080,2019,"CA","Sacramento Fairbain Water Treatment Plant",58636,"1",0,"OP","PV","SUN",{"v":1,"d":"1.0"},0.137,{"v":1204,"d":"1,204"},657,"Distributed from 923 Generation And Fuel",2013]
[4100,2019,"CA","San Antonio West Solar Rooftop",57904,"CHNO",0,"OP","PV","SUN",1.5,0.132,{"v":1738,"d":"1,738"},949,"Distributed from 923 Generation And Fuel",2012]
[4111,2019,"CA","San Dimas",6646,"1",0,"OP","HY","WAT",9.9,0.413,{"v":35838,"d":"35,838"},{"v":18307,"d":"18,307"},"Distributed from 923 Generation And Fuel",1981]
[4124,2019,"CA","San Francisquito 2",6480,"2",0,"OP","HY","WAT",{"v":14,"d":"14.0"},0.195,{"v":23873.957,"d":"23,874"},{"v":12195.217,"d":"12,195"},"Distributed from 923 Generation And Fuel",1920]
[4140,2019,"CA","San Onofre Nuclear Generating Station",360,"3",1,"RE","ST","NUC",{"v":1127,"d":"1,127.0"},{"$nulls":5},2013]
[4144,2019,"CA","Sand Hill A",63126,"SNDHA",0,"P","WT","WND",13.5]
[4168,2019,"CA","Santa Rita Jail Hybrid",58625,"SRJFC",0,"RE","FC","NG",{"v":1,"d":"1.0"},{"$nulls":5},2013]
[4171,2019,"CA","Sargent Canyon Cogeneration",50864,"K100",0,"OS","GT","NG",38.2,{"v":0,"d":"0.000"},0,0,"Distributed from 923 Generation And Fuel",1991]
[4191,2019,"CA","SC 1 Data Center, Phase 2",59074,"EG14A",0,"SB","IC","DFO",2.3,{"v":0,"d":"0.000"},{"v":5.855,"d":"6"},{"v":2.307,"d":"2"},"Distributed from 923 Generation And Fuel",2014]
[4208,2019,"CA","SC 1 Data Center, Phase 2",59074,"EG7A",0,"SB","IC","DFO",2.2,{"v":0,"d":"0.000"},{"v":5.601,"d":"6"},{"v":2.207,"d":"2"},"Distributed from 923 Generation And Fuel",2011]
[4215,2019,"CA","SCA Cogen 2",7551,"CT1A",0,"OP","CT","NG",49.8,0.699,{"v":304872,"d":"304,872"},{"v":126177,"d":"126,177"},"EIA-923 Generator File",1997]
[4224,2019,"CA","Scattergood",404,"3",1,"RE","ST","NG",496.8,{"$nulls":5},2015]
[4239,2019,"CA","SeaWorld Aquatica",61843,"10276",0,"OP","PV","SUN",{"v":1,"d":"1.0"},0.227,{"v":1986,"d":"1,986"},{"v":1084,"d":"1,084"},"Distributed from 923 Generation And Fuel",2018]
[4259,2019,"CA","SEGS VII",10443,"GEN1",1,"OS","ST","SUN",{"v":35,"d":"35.0"},{"v":0,"d":"0.000"},0,0,"EIA-923 Generator File",1988]
[4271,2019,"CA","SEPV 18",59730,"SPV18",0,"OP","PV","SUN",{"v":2,"d":"2.0"},0.304,{"v":5323,"d":"5,323"},{"v":2906,"d":"2,906"},"Distributed from 923 Generation And Fuel",2016]
[4283,2019,"CA","SF State University",57043,"2",0,"OP","FC","NG",1.4,0.648,{"v":7945,"d":"7,945"},{"v":3206.875,"d":"3,207"},"Distributed from 923 Generation And Fuel",2011]
[4303,2019,"CA","Sierra Nevada Brewing Co Hybrid",58585,"SOLR",0,"OP","PV","SUN",1.7,0.174,{"v":2586,"d":"2,586"},{"v":1412,"d":"1,412"},"Distributed from 923 Generation And Fuel",2007]
[4308,2019,"CA","Sierra Pacific Lincoln Facility",10144,"GEN4",1,"OP","ST","WDS",19.2,0.588,{"v":98827,"d":"98,827"},{"v":48252,"d":"48,252"},"EIA-923 Generator File",2004]
[4327,2019,"CA","Silver Gate",309,"3",0,"RE","ST","DFO",{"v":69,"d":"69.0"},{"$nulls":5},1985]
[4334,2019,"CA","SJ/SC WPCP",56080,"EG2",0,"OP","IC","NG",2.8,0.206,{"v":5058.625,"d":"5,059"},{"v":2019.375,"d":"2,019"},"Distributed from 923 Generation And Fuel",1985,2020]
[4355,2019,"CA","SOCCD",63617,"SOCCD",0,"OP","BA","MWH",1.3,{"$nulls":4},2019]
[4358,2019,"CA","Solano County Cogen Plant",50985,"3164",0,"OP","IC","NG",0.4,0.405,{"v":1420.286,"d":"1,420"},{"v":573.286,"d":"573"},"Distributed from 923 Generation And Fuel",1989]
[4378,2019,"CA","Solar Photovoltaic Project #03",57217,"S003A",0,"OP","PV","SUN",0.5,0.108,471,257,"Distributed from 923 Generation And Fuel",2011]
[4388,2019,"CA","Solar Photovoltaic Project #06",57220,"S006A",0,"OP","PV","SUN",0.5,0.144,{"v":630.25,"d":"630"},344,"Distributed from 923 Generation And Fuel",2011]
[4402,2019,"CA","Solar Photovoltaic Project #09",57223,"S009A",0,"OP","PV","SUN",0.5,0.104,{"v":455.5,"d":"456"},{"v":248.5,"d":"249"},"Distributed from 923 Generation And Fuel",2011]
[4418,2019,"CA","Solar Photovoltaic Project #13",57227,"S013A",0,"OP","PV","SUN",0.5,0.114,{"v":499.143,"d":"499"},{"v":272.429,"d":"272"},"Distributed from 923 Generation And Fuel",2015]
[4435,2019,"CA","Solar Photovoltaic Project #16",57230,"S016A",0,"OP","PV","SUN",0.5,0.112,490,{"v":267.333,"d":"267"},"Distributed from 923 Generation And Fuel",2015]
[4446,2019,"CA","Solar Photovoltaic Project #18",57232,"S018A",0,"OP","PV","SUN",0.5,0.113,{"v":496.667,"d":"497"},271,"Distributed from 923 Generation And Fuel",2012]
[4462,2019,"CA","Solar Photovoltaic Project #20",57234,"S020D",0,"CN","PV","SUN",0.5]
[4468,2019,"CA","Solar Photovoltaic Project #21",57235,"S021C",0,"CN","PV","SUN",0.5]
[4486,2019,"CA","Solar Photovoltaic Project #24",57127,"SO24F",0,"CN","PV","SUN",0.5]
[4493,2019,"CA","Solar Photovoltaic Project #25",57528,"S25E",0,"CN","PV","SUN",0.5]
[4513,2019,"CA","Solar Photovoltaic Project #27",57246,"S027D",0,"OP","PV","SUN",0.5,0.147,{"v":643.5,"d":"644"},{"v":351.25,"d":"351"},"Distributed from 923 Generation And Fuel",2015]
[4519,2019,"CA","Solar Photovoltaic Project #28",57247,"S028D",0,"OP","PV","SUN",0.5,0.118,{"v":518.857,"d":"519"},{"v":283.286,"d":"283"},"Distributed from 923 Generation And Fuel",2015]
[4537,2019,"CA","Solar Photovoltaic Project #35",57537,"35K",0,"CN","PV","SUN",0.5]
[4544,2019,"CA","Solar Photovoltaic Project #35",57537,"S35D",0,"CN","PV","SUN",0.5]
[4566,2019,"CA","Solar Photovoltaic Project #40",57538,"S40S",0,"CN","PV","SUN",0.5]
[4581,2019,"CA","Solar Photovoltaic Project #41",57539,"S41N",0,"CN","PV","SUN",0.5]
[4584,2019,"CA","Solar Photovoltaic Project #41",57539,"S41Q",0,"CN","PV","SUN",0.5]
[4599,2019,"CA","Solar Photovoltaic Project #44",57540,"S44B",0,"RE","PV","SUN",0.5,0.064,279,{"v":153.125,"d":"153"},"Distributed from 923 Generation And Fuel",null,2019]
[4612,2019,"CA","Solar Photovoltaic Project #44",57540,"S44O",0,"RE","PV","SUN",0.5,0.064,279,{"v":153.125,"d":"153"},"Distributed from 923 Generation And Fuel",null,2019]
[4628,2019,"CA","Solar Photovoltaic Project #46",57545,"S46C",0,"CN","PV","SUN",0.5]
[4646,2019,"CA","Solar Star 1",58388,"SS11",0,"OP","PV","SUN",{"v":54,"d":"54.0"},0.309,{"v":146354.774,"d":"146,355"},{"v":79155.849,"d":"79,156"},"Distributed from 923 Generation And Fuel",2015]
[4652,2019,"CA","Solar Star 2",58389,"AVS2",0,"OP","PV","SUN",19.5,0.309,{"v":52864.78,"d":"52,865"},{"v":28761.661,"d":"28,762"},"Distributed from 923 Generation And Fuel",2014]
[4672,2019,"CA","Sonoma Central Landfill Phase III",55880,"P-31",0,"OP","IC","LFG",0.8,0.039,274,114,"Distributed from 923 Generation And Fuel",2004]
[4679,2019,"CA","South Bay Fuel Cell Plant",57770,"SBFC",0,"OP","FC","OBG",1.5,0.568,{"v":7466,"d":"7,466"},{"v":3090,"d":"3,090"},"Distributed from 923 Generation And Fuel",2012]
[4696,2019,"CA","Spicer Meadow Project",54554,"GEN2",0,"OP","HY","WAT",2.7,0.311,{"v":7349.492,"d":"7,349"},{"v":3754.373,"d":"3,754"},"Distributed from 923 Generation And Fuel",1989]
[4716,2019,"CA","Stanislaus",285,"HC1",0,"OP","HY","WAT",81.9,0.525,{"v":376753,"d":"376,753"},{"v":192451,"d":"192,451"},"Distributed from 923 Generation And Fuel",1963]
[4726,2019,"CA","Stateline Solar",58646,"STL4",0,"OP","PV","SUN",37.9,0.246,{"v":81512.587,"d":"81,513"},{"v":44495.486,"d":"44,495"},"Distributed from 923 Generation And Fuel",2016]
[4740,2019,"CA","Summer North Solar",58757,"UH2",0,"OP","PV","SUN",1.5,0.252,{"v":3310.615,"d":"3,311"},{"v":1807.154,"d":"1,807"},"Distributed from 923 Generation And Fuel",2014]
[4747,2019,"CA","Sun Harvest Solar NDP1",59687,"NDP1",0,"OP","PV","SUN",1.5,0.239,{"v":3144,"d":"3,144"},{"v":1716,"d":"1,716"},"Distributed from 923 Generation And Fuel",2015]
[4763,2019,"CA","Sunrise Power LLC",55182,"X718",0,"OP","CT","NG",167.7,{"v":0.44,"d":"0.440"},{"v":645892,"d":"645,892"},{"v":283322,"d":"283,322"},"EIA-923 Generator File",2001]
[4771,2019,"CA","Sunshine Gas Producers",58429,"4",0,"OP","GT","LFG",4.6,0.734,{"v":29594.8,"d":"29,595"},{"v":12646.4,"d":"12,646"},"Distributed from 923 Generation And Fuel",2014]
[4791,2019,"CA","Taft 26C Cogen",52085,"TG4",0,"OP","GT","NG",3.1,{"v":0.73,"d":"0.730"},{"v":19829.25,"d":"19,829"},{"v":8312.5,"d":"8,313"},"Distributed from 923 Generation And Fuel",1982]
[4810,2019,"CA","Terminus Hydroelectric Project",54343,"GEN1",0,"OP","HY","WAT",20.1,0.379,{"v":66652,"d":"66,652"},{"v":34047,"d":"34,047"},"Distributed from 923 Generation And Fuel",1990]
[4815,2019,"CA","TESLA Power Project",55937,"GTG2",0,"IP","CT","NG",{"v":188,"d":"188.0"}]
[4835,2019,"CA","TLR000 Hansen Fuel Cell",63717,"TLR0C",0,"OP","FC","NG",0.5,0.511,{"v":2239.833,"d":"2,240"},904,"Distributed from 923 Generation And Fuel",2019]
[4843,2019,"CA","Torrance Refining Company, LLC",50624,"EXP1",0,"OP","ST","WH",7.5,0.296,{"v":19460.821,"d":"19,461"},{"v":10367.631,"d":"10,368"},"Distributed from 923 Generation And Fuel",1983]
[4859,2019,"CA","Trinity",451,"1",0,"OP","HY","WAT",{"v":70,"d":"70.0"},{"v":0.22,"d":"0.220"},{"v":135137.5,"d":"135,138"},{"v":86439.5,"d":"86,440"},"Distributed from 923 Generation And Fuel",1964]
[4875,2019,"CA","Turlock Lake",161,"3",0,"OP","HY","WAT",1.1,0.273,{"v":2629,"d":"2,629"},{"v":1343,"d":"1,343"},"Distributed from 923 Generation And Fuel",1980]
[4890,2019,"CA","Univ of Calif Santa Cruz Cogeneration",50064,"001",0,"RE","IC","NG",2.6,{"$nulls":5},2013]
[4903,2019,"CA","USG 2",61683,"USG2",0,"OP","PV","SUN",{"v":1,"d":"1.0"},0.215,{"v":1884,"d":"1,884"},{"v":1028,"d":"1,028"},"Distributed from 923 Generation And Fuel",2015]
[4906,2019,"CA","UTS SJ1 LLC",57420,"0001",0,"RE","FC","NG",1.5,{"v":0,"d":"0.000"},0,0,"Distributed from 923 Generation And Fuel",null,2019]
[4923,2019,"CA","Valley (CA)",408,"2",0,"RE","ST","NG",{"v":100,"d":"100.0"},{"$nulls":5},1992]
[4943,2019,"CA","Vernon",7436,"JH4",0,"OS","IC","DFO",{"v":6,"d":"6.0"},{"$nulls":4},1933]
[4950,2019,"CA","Victor Dry Farm Ranch A",58418,"1",0,"OP","PV","SUN",{"v":5,"d":"5.0"},0.228,{"v":9994,"d":"9,994"},{"v":5455,"d":"5,455"},"Distributed from 923 Generation And Fuel",2015]
[4970,2019,"CA","Voyager Wind II",61582,"VYGR2",0,"OP","WT","WND",128.7,0.407,{"v":458595,"d":"458,595"},{"v":261780,"d":"261,780"},"Distributed from 923 Generation And Fuel",2018]
[4974,2019,"CA","Vulcan-BN Geothermal Power Company",50210,"GEN2",0,"OP","ST","GEO",9.5,0.688,{"v":57241.578,"d":"57,242"},{"v":25432.652,"d":"25,433"},"Distributed from 923 Generation And Fuel",1985]
[4994,2019,"CA","Walnut Creek Energy Park",57515,"GT4",0,"OP","GT","NG",{"v":100,"d":"100.0"},0.104,{"v":91247.4,"d":"91,247"},{"v":52265.4,"d":"52,265"},"Distributed from 923 Generation And Fuel",2013]
[5003,2019,"CA","Waste Management Tri-Cities LFGTE",57164,"GEN2",0,"CN","IC","LFG",1.6]
[5018,2019,"CA","Watts 3115",58454,"2",0,"OP","PV","SUN",0.5,0.235,{"v":1029.5,"d":"1,030"},562,"Distributed from 923 Generation And Fuel",2013]
[5025,2019,"CA","Westend Facility",10685,"PINA",0,"OS","GT","NG",{"v":20,"d":"20.0"},{"$nulls":4},1969]
[5040,2019,"CA","Weymouth Solar Plant",60255,"1",0,"OP","PV","SUN",{"v":2,"d":"2.0"},{"v":0.19,"d":"0.190"},{"v":3324.667,"d":"3,325"},{"v":1814.667,"d":"1,815"},"Distributed from 923 Generation And Fuel",2016]
[5062,2019,"CA","Wildcat I Energy Storage LLC",62875,"WILD1",0,"T","BA","MWH",{"v":3,"d":"3.0"}]
[5069,2019,"CA","Windhub Solar A LLC",59878,"GEN01",0,"OP","PV","SUN",{"v":20,"d":"20.0"},0.007,{"v":1241,"d":"1,241"},0,"Distributed from 923 Generation And Fuel",2019]
[5087,2019,"CA","Woodland",7266,"3D",0,"OP","IC","NG",8.4,{"v":0.09,"d":"0.090"},{"v":6646.833,"d":"6,647"},{"v":3518.333,"d":"3,518"},"Distributed from 923 Generation And Fuel",2011]
[5093,2019,"CA","Woodmere Solar Farm",59008,"PV1",0,"OP","PV","SUN",{"v":15,"d":"15.0"},0.277,{"v":36444,"d":"36,444"},{"v":19894,"d":"19,894"},"Distributed from 923 Generation And Fuel",2015]
[5113,2019,"CO","AFA Solar Farm",57554,"AFA1",0,"OP","PV","SUN",5.5,{"v":0.23,"d":"0.230"},{"v":11093,"d":"11,093"},{"v":5866,"d":"5,866"},"Distributed from 923 Generation And Fuel",2011]
[5120,2019,"CO","Alamosa",464,"CT2",0,"OP","GT","NG",26.6,0.015,{"v":3408.5,"d":"3,409"},{"v":1536.5,"d":"1,537"},"Distributed from 923 Generation And Fuel",1977,2026]
[5137,2019,"CO","Basalt",7458,"1",0,"OP","HY","WAT",{"v":5,"d":"5.0"},0.364,{"v":15951,"d":"15,951"},{"v":7665,"d":"7,665"},"Distributed from 923 Generation And Fuel",1985]
[5153,2019,"CO","Brush Generation Facility",10682,"GT1",0,"OP","CT","NG",23.8,0.068,{"v":14236,"d":"14,236"},{"v":5281,"d":"5,281"},"EIA-923 Generator File",1990]
[5167,2019,"CO","Cameo",468,"1",1,"RE","ST","BIT",{"v":25,"d":"25.0"},{"$nulls":5},2010]
[5181,2019,"CO","Cherokee",469,"4",1,"OP","ST","NG",380.8,0.283,{"v":943508,"d":"943,508"},{"v":586709,"d":"586,709"},"EIA-923 Generator File",1968,2027]
[5184,2019,"CO","Cherokee",469,"7",2,"OP","CA","NG",{"v":255,"d":"255.0"},0.514,{"v":1147826,"d":"1,147,826"},{"v":470937,"d":"470,937"},"EIA-923 Generator File",2015]
[5200,2019,"CO","Colorado Highlands Wind",57174,"CHW2",0,"OP","WT","WND",25.1,0.412,{"v":90483.28,"d":"90,483"},{"v":36562.159,"d":"36,562"},"Distributed from 923 Generation And Fuel",2013]
[5221,2019,"CO","Dillon Hydro Plant",10421,"GEN1",0,"OP","HY","WAT",1.8,0.772,{"v":12173,"d":"12,173"},{"v":5849,"d":"5,849"},"Distributed from 923 Generation And Fuel",1987]
[5228,2019,"CO","DOE Golden NWTC Building Side",57692,"SEPV",0,"OP","PV","SUN",1.1,0.146,{"v":1404,"d":"1,404"},742,"Distributed from 923 Generation And Fuel",2009]
[5247,2019,"CO","Fort Carson Battery Energy Storage System",63022,"1",0,"OP","BA","MWH",4.2,{"$nulls":4},2018]
[5252,2019,"CO","Fort St Vrain",6112,"3",0,"OP","CT","NG",175.1,0.549,{"v":841403,"d":"841,403"},{"v":371339,"d":"371,339"},"EIA-923 Generator File",1999]
[5272,2019,"CO","George Birdsall",493,"3",1,"OP","ST","NG",{"v":25,"d":"25.0"},0.017,{"v":3635,"d":"3,635"},{"v":3229,"d":"3,229"},"EIA-923 Generator File",1957]
[5280,2019,"CO","Grazing Yak Solar",62376,"PV1",0,"OP","PV","SUN",{"v":35,"d":"35.0"},0.015,{"v":4545,"d":"4,545"},0,"Distributed from 923 Generation And Fuel",2019]
[5296,2019,"CO","Hooper Solar",60008,"SCCO3",0,"OP","PV","SUN",{"v":52,"d":"52.0"},0.271,{"v":123382,"d":"123,382"},{"v":65242,"d":"65,242"},"Distributed from 923 Generation And Fuel",2015]
[5316,2019,"CO","Julesburg",504,"5",0,"SB","IC","DFO",0.3,{"v":0,"d":"0.000"},0,0,"Distributed from 923 Generation And Fuel",1946]
[5317,2019,"CO","Julesburg",504,"2",0,"RE","IC","DFO",0.9,{"$nulls":5},2002]
[5340,2019,"CO","Las Animas",507,"4",0,"OP","IC","DFO",{"v":1,"d":"1.0"},{"v":0,"d":"0.000"},0,0,"Distributed from 923 Generation And Fuel",1951]
[5347,2019,"CO","Limon Wind II",58127,"1",0,"OP","WT","WND",{"v":200,"d":"200.0"},0.321,{"v":563228,"d":"563,228"},{"v":237331,"d":"237,331"},"Distributed from 923 Generation And Fuel",2012]
[5363,2019,"CO","Mesa PV1",59199,"MESA1",0,"OP","PV","SUN",1.6,0.234,{"v":3283,"d":"3,283"},{"v":1736,"d":"1,736"},"Distributed from 923 Generation And Fuel",2014]
[5378,2019,"CO","Neptune Energy Center Hybrid",63731,"NT125",0,"P","BA","MWH",{"v":125,"d":"125.0"}]
[5387,2019,"CO","Oak Leaf Solar XXI (CSG)",62243,"53964",0,"OP","PV","SUN",1.5,0.279,{"v":3662,"d":"3,662"},{"v":1936,"d":"1,936"},"Distributed from 923 Generation And Fuel",2018]
[5407,2019,"CO","Pikes Peak Solar Garden 1 LLC CSG",59848,"PPSG1",0,"OP","PV","SUN",{"v":2,"d":"2.0"},0.231,{"v":4048,"d":"4,048"},{"v":2140,"d":"2,140"},"Distributed from 923 Generation And Fuel",2015]
[5411,2019,"CO","Plains End",55650,"GE12",0,"OP","IC","NG",5.7,0.004,{"v":197.05,"d":"197"},{"v":89.05,"d":"89"},"Distributed from 923 Generation And Fuel",2002]
[5431,2019,"CO","Plains End II LLC",56516,"2G03",0,"OP","IC","NG",8.4,0.006,{"v":458.071,"d":"458"},{"v":207.071,"d":"207"},"Distributed from 923 Generation And Fuel",2008]
[5438,2019,"CO","Plains End II LLC",56516,"2G10",0,"OP","IC","NG",8.4,0.006,{"v":458.071,"d":"458"},{"v":207.071,"d":"207"},"Distributed from 923 Generation And Fuel",2008]
[5458,2019,"CO","Pueblo Airport Generating Station",56998,"6",0,"OP","CT","NG",{"v":40,"d":"40.0"},0.501,{"v":175681,"d":"175,681"},{"v":76523,"d":"76,523"},"EIA-923 Generator File",2012]
[5475,2019,"CO","Ray D Nixon",8219,"GT1",0,"OP","GT","NG",37.8,0.008,{"v":2807,"d":"2,807"},{"v":745.5,"d":"746"},"Distributed from 923 Generation And Fuel",1999]
[5482,2019,"CO","Rifle Generating Station",10755,"ST1",3,"OP","CA","NG",{"v":39,"d":"39.0"},0.023,{"v":7978,"d":"7,978"},967,"EIA-923 Generator File",1987]
[5495,2019,"CO","RV CSU Power II LLC",57507,"CSUII",0,"OP","PV","SUN",{"v":3,"d":"3.0"},0.174,{"v":4579,"d":"4,579"},{"v":2421,"d":"2,421"},"Distributed from 923 Generation And Fuel",2010]
[5506,2019,"CO","Shoshone (CO)",476,"A",0,"OP","HY","WAT",7.2,0.644,{"v":40627,"d":"40,627"},{"v":19521.5,"d":"19,522"},"Distributed from 923 Generation And Fuel",1909]
[5526,2019,"CO","SR Platte Solar Farm",61462,"PV1",0,"OP","PV","SUN",{"v":16,"d":"16.0"},0.269,{"v":37769,"d":"37,769"},{"v":19971,"d":"19,971"},"Distributed from 923 Generation And Fuel",2017]
[5542,2019,"CO","Thunder Wolf Energy Center Hybrid",63776,"TW300",0,"U","PV","SUN",{"v":200,"d":"200.0"}]
[5550,2019,"CO","Trinidad (CO)",511,"5",0,"OP","IC","DFO",1.8,{"v":1E-3,"d":"0.001"},{"v":9.196,"d":"9"},{"v":3.717,"d":"4"},"Distributed from 923 Generation And Fuel",1999]
[5557,2019,"CO","Twin Buttes Wind Project",56460,"WT1",0,"OP","WT","WND",{"v":75,"d":"75.0"},0.365,{"v":239687,"d":"239,687"},{"v":96852,"d":"96,852"},"Distributed from 923 Generation And Fuel",2007]
[5575,2019,"CO","W N Clark",462,"2",1,"RE","ST","BIT",{"v":25,"d":"25.0"},{"$nulls":5},2013]
[5594,2019,"CT","ALDI DC 2",62615,"ADC2",0,"OP","PV","SUN",1.2,{"v":0.16,"d":"0.160"},{"v":1683,"d":"1,683"},910,"Distributed from 923 Generation And Fuel",2018]
[5597,2019,"CT","Algonquin Windsor Locks",10567,"STG",1,"OP","CA","NG",{"v":16,"d":"16.0"},0.088,{"v":12273.41,"d":"12,273"},{"v":1973.95,"d":"1,974"},"EIA-923 Generator File",1990]
[5622,2019,"CT","Bridgeport Station",568,"501",0,"OP","CT","NG",375.7,0.403,{"v":1325526,"d":"1,325,526"},{"v":812350,"d":"812,350"},"EIA-923 Generator File",2019]
[5625,2019,"CT","Bulls Bridge",541,"1",0,"OP","HY","WAT",1.2,0.577,{"v":6060.833,"d":"6,061"},{"v":1985.667,"d":"1,986"},"Distributed from 923 Generation And Fuel",1903]
[5641,2019,"CT","Cellu Tissue",58116,"GEN1",0,"OP","IC","NG",{"v":3,"d":"3.0"},0.577,{"v":15158,"d":"15,158"},{"v":6464,"d":"6,464"},"Distributed from 923 Generation And Fuel",2009]
[5655,2019,"CT","CMEEC - Polaris Park Solar Hybrid",60607,"PV1",0,"OP","PV","SUN",3.5,{"v":0.17,"d":"0.170"},{"v":5220,"d":"5,220"},{"v":2823,"d":"2,823"},"Distributed from 923 Generation And Fuel",2017]
[5665,2019,"CT","Cos Cob",542,"un14",0,"OP","GT","KER",{"v":20,"d":"20.0"},{"v":1E-3,"d":"0.001"},128,{"v":38.087,"d":"38"},"Distributed from 923 Generation And Fuel",2008]
[5685,2019,"CT","Devon Station",544,"10",0,"OP","GT","KER",18.6,{"v":0,"d":"0.000"},{"v":-44.453,"d":"(44)"},{"v":-17.631,"d":"(18)"},"Distributed from 923 Generation And Fuel",1985]
[5702,2019,"CT","Fort Hill 1, 2, 3 & 4",57599,"FH3",0,"OP","IC","DFO",2.6,0.009,{"v":204.75,"d":"205"},{"v":100.75,"d":"101"},"Distributed from 923 Generation And Fuel",2010]
[5709,2019,"CT","Frito Lay Incorporated",58664,"COGEN",0,"OP","GT","NG",4.6,{"v":0.61,"d":"0.610"},{"v":24567,"d":"24,567"},{"v":11462,"d":"11,462"},"Distributed from 923 Generation And Fuel",2009]
[5729,2019,"CT","Jefferson Solar",62024,"JEFRS",0,"OP","PV","SUN",{"v":1,"d":"1.0"},0.175,{"v":1537,"d":"1,537"},831,"Distributed from 923 Generation And Fuel",2018]
[5735,2019,"CT","Killingly Energy Center",61239,"KEC",0,"L","CT","NG",{"v":501,"d":"501.0"}]
[5753,2019,"CT","LNG 1 & 2",57603,"LNG2",0,"OP","IC","DFO",2.6,0.011,247,{"v":73.5,"d":"74"},"Distributed from 923 Generation And Fuel",2010]
[5760,2019,"CT","Middletown",562,"12",0,"OP","GT","KER",60.5,{"v":0,"d":"0.000"},{"v":-63.75,"d":"(64)"},{"v":-19.25,"d":"(19)"},"Distributed from 923 Generation And Fuel",2011]
[5772,2019,"CT","Montville Station",546,"10",0,"SB","IC","DFO",2.7,{"v":1E-3,"d":"0.001"},{"v":18.5,"d":"19"},{"v":5.5,"d":"6"},"Distributed from 923 Generation And Fuel",1967]
[5784,2019,"CT","New Milford Gas Recovery",50564,"GEN4",0,"OP","IC","LFG",0.8,0.339,{"v":2374.667,"d":"2,375"},{"v":1032,"d":"1,032"},"Distributed from 923 Generation And Fuel",2008]
[5804,2019,"CT","Pfizer Groton Plant",54236,"TG 1",6,"RE","ST","NG",2.5,{"$nulls":5},2005]
[5819,2019,"CT","Scotland Dam",551,"1",0,"OP","HY","WAT",{"v":2,"d":"2.0"},0.457,{"v":8006,"d":"8,006"},{"v":2623,"d":"2,623"},"Distributed from 923 Generation And Fuel",1937]
[5828,2019,"CT","South Meadow",563,"13",0,"SB","GT","KER",41.8,{"v":1E-3,"d":"0.001"},417,124,"Distributed from 923 Generation And Fuel",1970]
[5844,2019,"CT","Taftville",554,"1",0,"OP","HY","WAT",0.4,0.353,{"v":1237.75,"d":"1,238"},{"v":405.5,"d":"406"},"Distributed from 923 Generation And Fuel",1926]
[5852,2019,"CT","Town of Branford",62076,"PV1",0,"OP","PV","SUN",1.1,0.141,{"v":1360,"d":"1,360"},736,"Distributed from 923 Generation And Fuel",2018]
[5872,2019,"CT","Wallingford Energy",55517,"CTG2",0,"OP","GT","NG",{"v":50,"d":"50.0"},0.034,{"v":15100.571,"d":"15,101"},{"v":6722.286,"d":"6,722"},"Distributed from 923 Generation And Fuel",2001]
[5888,2019,"CT","Wheelabrator Bridgeport",50883,"GEN1",3,"OP","ST","MSW",{"v":67,"d":"67.0"},0.799,{"v":468885,"d":"468,885"},{"v":203325,"d":"203,325"},"EIA-923 Generator File",1988]
[5899,2019,"DC","JBAB - Washington DC",62374,"PV1",0,"OP","PV","SUN",5.9,0.138,{"v":7126,"d":"7,126"},{"v":3454,"d":"3,454"},"Distributed from 923 Generation And Fuel",2019]
[5916,2019,"DE","Bruce A Henry Solar Farm",58473,"BHSF",0,"OP","PV","SUN",{"v":4,"d":"4.0"},0.186,{"v":6500,"d":"6,500"},{"v":3150,"d":"3,150"},"Distributed from 923 Generation And Fuel",2013]
[5919,2019,"DE","Croda Atlas Point CHP",59783,"91197",0,"OP","IC","LFG",1.1,0.267,{"v":2569.81,"d":"2,570"},{"v":1064.643,"d":"1,065"},"Distributed from 923 Generation And Fuel",2013]
[5932,2019,"DE","DG AMP Solar Smyrna",61800,"AMPSM",0,"OP","PV","SUN",1.2,0.191,{"v":2008,"d":"2,008"},973,"Distributed from 923 Generation And Fuel",2018]
[5956,2019,"DE","Indian River Generating Station",594,"3",1,"RE","ST","BIT",176.8,{"$nulls":5},2014]
[5963,2019,"DE","Perdue Bridgeville Photovoltaic",57772,"BRID",0,"OP","PV","SUN",1.3,0.171,{"v":1947,"d":"1,947"},944,"Distributed from 923 Generation And Fuel",2011]
[5979,2019,"DE","Van Sant Station",7318,"1",0,"OP","GT","DFO",45.1,{"v":0.01,"d":"0.010"},{"v":4103,"d":"4,103"},{"v":1817,"d":"1,817"},"Distributed from 923 Generation And Fuel",1991]
[5987,2019,"FL","Alafia Solar",61653,"PV1",0,"CN","PV","SUN",{"v":52,"d":"52.0"}]
[6007,2019,"FL","Avon Park",624,"P1",0,"OP","GT","NG",33.7,0.005,{"v":1505,"d":"1,505"},{"v":750.5,"d":"751"},"Distributed from 923 Generation And Fuel",1968,2020]
[6012,2019,"FL","Balm Solar",61654,"PV1",0,"OP","PV","SUN",74.4,0.209,{"v":135899,"d":"135,899"},{"v":60149,"d":"60,149"},"Distributed from 923 Generation And Fuel",2018]
[6031,2019,"FL","Big Bend",645,"ST3",1,"OP","ST","BIT",445.5,0.251,{"v":979149,"d":"979,149"},{"v":112417,"d":"112,417"},"EIA-923 Generator File",1976]
[6038,2019,"FL","Big Bend",645,"GT3",0,"RE","GT","DFO",78.7,{"$nulls":5},2008]
[6063,2019,"FL","Buckeye Florida LP",50466,"GEN6",7,"OP","ST","BLQ",{"v":25,"d":"25.0"},0.311,{"v":68014.677,"d":"68,015"},{"v":30851.913,"d":"30,852"},"EIA-923 Generator File",2011]
[6075,2019,"FL","C H Corn Hydroelectric Facility",956,"1",0,"RE","HY","WAT",4.4,0.063,{"v":2410.984,"d":"2,411"},0,"Distributed from 923 Generation And Fuel",null,2019]
[6082,2019,"FL","Cane Island",7238,"3A",1,"OP","CA","NG",82.5,0.712,{"v":514456,"d":"514,456"},{"v":278752,"d":"278,752"},"EIA-923 Generator File",2002]
[6096,2019,"FL","Central District Wastewater Treat Plant",54623,"1",0,"RE","IC","OBG",1.2,{"$nulls":5},2014]
[6106,2019,"FL","Clewiston Sugar House",50482,"DGN",0,"RE","IC","DFO",{"v":1,"d":"1.0"},{"$nulls":5},2006]
[6122,2019,"FL","Crist",641,"2",1,"RE","ST","NG",28.1,{"$nulls":5},2006]
[6143,2019,"FL","Curtis H Stanton Energy Center",55821,"C",2,"OP","CA","NG",281.9,0.238,{"v":586601,"d":"586,601"},{"v":404604,"d":"404,604"},"EIA-923 Generator File",2003]
[6150,2019,"FL","Cutrale Citrus Juices USA I",10020,"GEN2",0,"RE","GT","NG",4.1,{"$nulls":5},2016]
[6166,2019,"FL","DeBary",6046,"8",0,"OP","GT","NG",103.5,0.021,{"v":18738.343,"d":"18,738"},{"v":9245.954,"d":"9,246"},"Distributed from 923 Generation And Fuel",1992]
[6173,2019,"FL","Deerhaven Generating Station",663,"GT2",0,"OP","GT","NG",24.6,0.005,{"v":1038.347,"d":"1,038"},{"v":799.288,"d":"799"},"Distributed from 923 Generation And Fuel",1976,2026]
[6190,2019,"FL","Fernandina Beach Mill",10202,"GEN4",4,"RE","ST","BIT",9.3,{"$nulls":5},2003]
[6197,2019,"FL","FIU Solar",60006,"1",0,"OP","PV","SUN",1.6,0.076,{"v":1060,"d":"1,060"},483,"Distributed from 923 Generation And Fuel",2016]
[6217,2019,"FL","Fort Myers",612,"3",0,"RE","GT","DFO",{"v":62,"d":"62.0"},{"$nulls":5},2016]
[6227,2019,"FL","G E Turner",629,"P3",0,"RE","GT","DFO",71.2,{"$nulls":5},2015]
[6241,2019,"FL","G W Ivey",665,"11",0,"RE","IC","NG",3.2,{"$nulls":5},2013]
[6261,2019,"FL","Gulf Coast Solar Center III",59691,"GCSC3",0,"OP","PV","SUN",{"v":50,"d":"50.0"},0.216,{"v":94740,"d":"94,740"},{"v":46989,"d":"46,989"},"Distributed from 923 Generation And Fuel",2017]
[6274,2019,"FL","H L Culbreath Bayside Power Station",7873,"5",0,"OP","GT","NG",69.9,0.006,{"v":3672.694,"d":"3,673"},{"v":1648.435,"d":"1,648"},"Distributed from 923 Generation And Fuel",2009]
[6285,2019,"FL","Hansel",672,"18",0,"RE","IC","NG",{"v":2,"d":"2.0"},{"$nulls":5},2005]
[6292,2019,"FL","Hansel",672,"14",0,"RE","IC","NG",{"v":2,"d":"2.0"},{"$nulls":5},2005]
[6307,2019,"FL","Henry D King",658,"D1",0,"RE","IC","DFO",2.7,{"$nulls":5},2008]
[6329,2019,"FL","Hines Energy Complex",7302,"5",0,"CN","CC","NG",{"v":517,"d":"517.0"}]
[6332,2019,"FL","Hookers Point",647,"2",0,"RE","ST","RFO",34.5,{"$nulls":5},2003]
[6354,2019,"FL","Indian River Solar Center",61020,"1",0,"OP","PV","SUN",74.5,0.242,{"v":157633,"d":"157,633"},{"v":71214,"d":"71,214"},"Distributed from 923 Generation And Fuel",2018]
[6360,2019,"FL","Intercession City",8049,"P13",0,"OP","GT","NG",98.2,0.034,{"v":29544.642,"d":"29,545"},{"v":17225.312,"d":"17,225"},"Distributed from 923 Generation And Fuel",2000]
[6376,2019,"FL","J D Kennedy",666,"GT4",0,"RE","GT","DFO",56.2,{"$nulls":5},2008]
[6387,2019,"FL","JED Solid Waste Mgmt Renewable Energy",60701,"00696",0,"OP","IC","LFG",1.6,0.451,{"v":6319.333,"d":"6,319"},{"v":2558.167,"d":"2,558"},"Distributed from 923 Generation And Fuel",2017]
[6400,2019,"FL","Lake Hancock Solar",61657,"PV1",0,"OP","PV","SUN",{"v":50,"d":"50.0"},0.076,{"v":33421,"d":"33,421"},{"v":15473,"d":"15,473"},"Distributed from 923 Generation And Fuel",2019]
[6420,2019,"FL","Lauderdale",613,"6C",0,"OP","GT","NG",229.5,{"v":0.04,"d":"0.040"},{"v":79632.102,"d":"79,632"},{"v":50562.668,"d":"50,563"},"Distributed from 923 Generation And Fuel",2016]
[6434,2019,"FL","Lauderdale",613,"17",0,"RE","GT","NG",34.2,{"$nulls":5},2016]
[6444,2019,"FL","Lauderdale",613,"4GT1",0,"RE","CT","NG",{"v":185,"d":"185.0"},{"v":0,"d":"0.000"},0,0,"EIA-923 Generator File",null,2018]
[6451,2019,"FL","Lauderdale",613,"9",0,"RE","GT","NG",34.2,{"$nulls":5},2016]
[6467,2019,"FL","Manatee",6042,"2",1,"OP","ST","RFO",863.3,0.166,{"v":1254664,"d":"1,254,664"},{"v":814718,"d":"814,718"},"EIA-923 Generator File",1977,2022]
[6488,2019,"FL","Martin",6043,"4GT1",0,"OP","CT","NG",{"v":204,"d":"204.0"},0.345,{"v":616643,"d":"616,643"},{"v":333831,"d":"333,831"},"EIA-923 Generator File",1994]
[6495,2019,"FL","Martin",6043,"8D",0,"OP","CT","NG",188.2,0.754,{"v":1242898,"d":"1,242,898"},{"v":559435,"d":"559,435"},"EIA-923 Generator File",2005]
[6504,2019,"FL","Miami Dade County Resource Recovery Fac",10062,"GEN2",4,"OP","ST","MSW",38.5,0.436,{"v":146976,"d":"146,976"},{"v":57663,"d":"57,663"},"EIA-923 Generator File",1981]
[6519,2019,"FL","Midway",7893,"3",0,"IP","CC","NG",{"v":429,"d":"429.0"}]
[6539,2019,"FL","Northside Generating Station",667,"2",1,"OP","ST","BIT",297.5,0.108,{"v":281381,"d":"281,381"},{"v":124483,"d":"124,483"},"EIA-923 Generator File",1972]
[6551,2019,"FL","Okeelanta Cogeneration",54627,"GEN2",3,"OP","ST","AB",{"v":54,"d":"54.0"},0.128,{"v":60592.648,"d":"60,593"},{"v":2729.173,"d":"2,729"},"EIA-923 Generator File",2006]
[6563,2019,"FL","Osceola (FL)",55192,"CTG2",0,"OS","GT","NG",{"v":200,"d":"200.0"},{"$nulls":4},2001]
[6579,2019,"FL","P L Bartow",634,"ST2",1,"RE","ST","RFO",127.5,{"$nulls":5},2009]
[6584,2019,"FL","Partnership Station",55893,"1",0,"RE","IC","NG",2.9,{"$nulls":5},2015]
[6607,2019,"FL","Pioneer Trail Solar Energy Center",61767,"1",0,"OP","PV","SUN",74.5,0.201,{"v":131484,"d":"131,484"},{"v":64905,"d":"64,905"},"Distributed from 923 Generation And Fuel",2019]
[6610,2019,"FL","Polk",7242,"2",0,"OP","CT","NG",175.8,0.585,{"v":901361,"d":"901,361"},{"v":380856,"d":"380,856"},"EIA-923 Generator File",2000]
[6631,2019,"FL","Port Everglades",617,"9",0,"RE","GT","NG",34.2,{"$nulls":5},2016]
[6638,2019,"FL","Port Everglades",617,"ST2",1,"RE","ST","RFO",{"v":248,"d":"248.0"},{"$nulls":5},2012]
[6654,2019,"FL","Reedy Creek",7254,"STG",0,"SB","CA","NG",8.5,{"v":0,"d":"0.000"},0,0,"EIA-923 Generator File",1989]
[6664,2019,"FL","RP-Orlando, LLC",57565,"1",0,"OP","PV","SUN",5.1,0.194,{"v":8654,"d":"8,654"},{"v":3945,"d":"3,945"},"Distributed from 923 Generation And Fuel",2011]
[6678,2019,"FL","Sanford",620,"5B",0,"OP","CT","NG",188.2,0.387,{"v":638052,"d":"638,052"},{"v":320137,"d":"320,137"},"EIA-923 Generator File",2002]
[6698,2019,"FL","Seminole Energy",61780,"ENG2",0,"OP","IC","LFG",1.6,0.255,{"v":3568.5,"d":"3,569"},{"v":1444.75,"d":"1,445"},"Distributed from 923 Generation And Fuel",2007]
[6711,2019,"FL","Smith Street",679,"4",0,"RE","IC","DFO",{"v":1,"d":"1.0"},{"$nulls":5},2013]
[6722,2019,"FL","South District Wastewater Treatment Plt",54624,"2",0,"RE","OT","OBG",0.9,{"$nulls":5},2014]
[6742,2019,"FL","St Cloud",685,"3",0,"RE","IC","NG",{"v":2,"d":"2.0"},{"$nulls":5},2008]
[6744,2019,"FL","St Cloud",685,"6",0,"RE","IC","NG",3.7,{"$nulls":5},2008]
[6766,2019,"FL","Starratt Solar",62940,"PV",0,"OP","PV","SUN",{"v":5,"d":"5.0"},0.219,{"v":9579,"d":"9,579"},{"v":4366,"d":"4,366"},"Distributed from 923 Generation And Fuel",2017]
[6773,2019,"FL","Stock Island",6584,"MSD2",0,"OP","IC","DFO",9.6,{"v":1E-3,"d":"0.001"},{"v":106.175,"d":"106"},{"v":55.3,"d":"55"},"Distributed from 923 Generation And Fuel",1991]
[6795,2019,"FL","Tampa Electric Co NA 2",56352,"6",0,"IP","GT","NG",{"v":178,"d":"178.0"}]
[6797,2019,"FL","Tampa Electric Co NA 3",56353,"3",0,"IP","GT","NG",{"v":45,"d":"45.0"}]
[6817,2019,"FL","Tom G Smith",673,"S2",0,"RE","ST","NG",7.5,{"$nulls":5},1986]
[6828,2019,"FL","Trenton Solar Power Plant",62543,"PV1",0,"OP","PV","SUN",74.9,0.005,{"v":3275,"d":"3,275"},0,"Distributed from 923 Generation And Fuel",2019]
[6841,2019,"FL","Turkey Point",621,"IC5",0,"RE","IC","DFO",2.7,{"$nulls":5},2009]
[6857,2019,"FL","Unnamed",7890,"CC2",0,"CN","CC","NG",{"v":290,"d":"290.0"}]
[6875,2019,"FL","Waste Management Naples LFGTE Project",57168,"GEN5",0,"OP","IC","LFG",0.8,0.732,{"v":5131.2,"d":"5,131"},{"v":2077.2,"d":"2,077"},"Distributed from 923 Generation And Fuel",2011]
[6885,2019,"FL","West County Energy Center",56407,"3B",0,"OP","CT","NG",{"v":298,"d":"298.0"},0.585,{"v":1526379,"d":"1,526,379"},{"v":726758,"d":"726,758"},"EIA-923 Generator File",2011]
[6901,2019,"FL","Winston",7997,"WD06",0,"OP","IC","DFO",2.5,{"v":0,"d":"0.000"},0,0,"Distributed from 923 Generation And Fuel",2001]
[6908,2019,"FL","Winston",7997,"WD13",0,"OP","IC","DFO",2.5,{"v":0,"d":"0.000"},0,0,"Distributed from 923 Generation And Fuel",2001]
[6929,2019,"GA","Allatoona",760,"1",0,"OP","HY","WAT",42.3,0.254,{"v":94052.536,"d":"94,053"},{"v":32849.418,"d":"32,849"},"Distributed from 923 Generation And Fuel",1950]
[6932,2019,"GA","Arkwright",699,"3",0,"RE","ST","BIT",40.2,{"$nulls":5},2002]
[6955,2019,"GA","Baconton Power Plant",55304,"CT1",0,"OP","GT","NG",60.5,0.117,{"v":62210.75,"d":"62,211"},{"v":28407.5,"d":"28,408"},"Distributed from 923 Generation And Fuel",2000]
[6969,2019,"GA","Blue Ridge",757,"1",0,"OP","HY","WAT",{"v":22,"d":"22.0"},0.205,{"v":39534.468,"d":"39,534"},{"v":13807.574,"d":"13,808"},"Distributed from 923 Generation And Fuel",1931]
[6976,2019,"GA","Bowen",703,"3",1,"OP","ST","BIT",{"v":952,"d":"952.0"},0.225,{"v":1873360,"d":"1,873,360"},{"v":1464916,"d":"1,464,916"},"EIA-923 Generator File",1974]
[6988,2019,"GA","Burton Dam",704,"1",0,"OP","HY","WAT",{"v":3,"d":"3.0"},0.592,{"v":15566.5,"d":"15,567"},{"v":5437,"d":"5,437"},"Distributed from 923 Generation And Fuel",1927]
[7000,2019,"GA","Chattahoochee Energy Facility",7917,"1",0,"OP","CT","NG",{"v":176,"d":"176.0"},0.691,{"v":1065821,"d":"1,065,821"},{"v":486399,"d":"486,399"},"EIA-923 Generator File",2003]
[7020,2019,"GA","Dahlberg (Jackson County)",7765,"3",0,"OP","GT","NG",91.9,0.061,{"v":48853.4,"d":"48,853"},{"v":22304.7,"d":"22,305"},"Distributed from 923 Generation And Fuel",2000]
[7023,2019,"GA","Dahlberg (Jackson County)",7765,"6",0,"OP","GT","NG",91.9,0.061,{"v":48853.4,"d":"48,853"},{"v":22304.7,"d":"22,305"},"Distributed from 923 Generation And Fuel",2000]
[7039,2019,"GA","Edward L. Addison Generating Plant",55267,"713",0,"OP","GT","NG",175.3,{"v":0.06,"d":"0.060"},{"v":92431.75,"d":"92,432"},{"v":42148,"d":"42,148"},"Distributed from 923 Generation And Fuel",2000]
[7051,2019,"GA","Emory Hillandale Hospital",56231,"02",0,"SB","IC","DFO",0.8,{"v":0,"d":"0.000"},2,{"v":0.5,"d":"1"},"Distributed from 923 Generation And Fuel",2005]
[7067,2019,"GA","Georgia LFG Pine Ridge Plant",61386,"GM01",0,"OP","IC","LFG",2.2,0.799,{"v":15405,"d":"15,405"},{"v":6381.667,"d":"6,382"},"Distributed from 923 Generation And Fuel",2016]
[7086,2019,"GA","Graniteville Enterprise Division",54462,"1",0,"OP","HY","WAT",0.6,{"v":0.19,"d":"0.190"},998,{"v":328.5,"d":"329"},"Distributed from 923 Generation And Fuel",1921]
[7095,2019,"GA","Guyton Community Solar",62392,"1",0,"OP","PV","SUN",3.6,0.125,{"v":3950,"d":"3,950"},{"v":2386,"d":"2,386"},"Distributed from 923 Generation And Fuel",2019]
[7111,2019,"GA","Hawk Road Facility",55141,"CT1",0,"OP","GT","NG",{"v":165,"d":"165.0"},{"v":0.13,"d":"0.130"},{"v":187301.333,"d":"187,301"},{"v":85528,"d":"85,528"},"Distributed from 923 Generation And Fuel",2001]
[7119,2019,"GA","Hewlett Packard Enterprise",54457,"ALF4",0,"SB","IC","DFO",{"v":1,"d":"1.0"},{"v":0,"d":"0.000"},0,0,"Distributed from 923 Generation And Fuel",1989]
[7135,2019,"GA","Inland Paperboard Packaging Rome",10426,"GEN3",6,"OP","ST","BLQ",{"v":5,"d":"5.0"},0.613,{"v":26860.552,"d":"26,861"},{"v":14948.991,"d":"14,949"},"EIA-923 Generator File",1954]
[7155,2019,"GA","Jack McDonough",710,"6BCT",0,"OP","CT","NG",276.3,{"v":0.81,"d":"0.810"},{"v":1959654,"d":"1,959,654"},{"v":844390,"d":"844,390"},"EIA-923 Generator File",2012]
[7166,2019,"GA","Kamin LLC Wrens Mine",55961,"WM1",0,"RE","IC","DFO",{"v":1,"d":"1.0"},{"$nulls":5},2013]
[7179,2019,"GA","Kings Bay Solar Facility",59864,"1",0,"OP","PV","SUN",{"v":30,"d":"30.0"},0.226,{"v":59430,"d":"59,430"},{"v":28459,"d":"28,459"},"Distributed from 923 Generation And Fuel",2016]
[7186,2019,"GA","Lake Blackshear Project",752,"1",0,"OP","HY","WAT",2.4,0.271,{"v":5689.535,"d":"5,690"},{"v":1987.116,"d":"1,987"},"Distributed from 923 Generation And Fuel",1930]
[7199,2019,"GA","Lloyd Shoals",712,"6",0,"OP","HY","WAT",2.4,0.508,{"v":10669.833,"d":"10,670"},{"v":3726.667,"d":"3,727"},"Distributed from 923 Generation And Fuel",1917]
[7210,2019,"GA","McIntosh",6124,"CT6",0,"OP","GT","NG",101.3,0.006,{"v":5467.5,"d":"5,468"},{"v":4012,"d":"4,012"},"Distributed from 923 Generation And Fuel",1994]
[7230,2019,"GA","McManus",715,"IC1",0,"OP","IC","DFO",{"v":2,"d":"2.0"},{"v":1E-3,"d":"0.001"},12,4,"Distributed from 923 Generation And Fuel",1964]
[7236,2019,"GA","Mid-Georgia Cogeneration Facility",55040,"CT1",0,"OP","CT","NG",106.5,0.081,{"v":75842,"d":"75,842"},{"v":61302,"d":"61,302"},"EIA-923 Generator File",1997]
[7254,2019,"GA","Mount Vernon Solar",60585,"MV01",0,"OP","PV","SUN",{"v":1,"d":"1.0"},0.219,{"v":1918,"d":"1,918"},972,"Distributed from 923 Generation And Fuel",2015]
[7274,2019,"GA","North Highlands",719,"1",0,"OP","HY","WAT",9.2,0.586,{"v":47245.108,"d":"47,245"},{"v":16500.946,"d":"16,501"},"Distributed from 923 Generation And Fuel",1963]
[7283,2019,"GA","Oliver Dam",720,"1",0,"OP","HY","WAT",{"v":18,"d":"18.0"},0.473,{"v":74601.3,"d":"74,601"},{"v":26055.6,"d":"26,056"},"Distributed from 923 Generation And Fuel",1959]
[7298,2019,"GA","Plant Washington",56675,"MAIN",1,"CN","ST","SUB",{"v":850,"d":"850.0"}]
[7314,2019,"GA","Rincon Solar I",60702,"PV1",0,"OP","PV","SUN",18.4,0.185,{"v":29822,"d":"29,822"},{"v":15120,"d":"15,120"},"Distributed from 923 Generation And Fuel",2016]
[7316,2019,"GA","Riverside (GA)",734,"5",0,"RE","ST","NG",7.5,{"$nulls":5},2004]
[7342,2019,"GA","Scherer",6257,"3",1,"OP","ST","SUB",{"v":891,"d":"891.0"},0.338,{"v":2636047,"d":"2,636,047"},{"v":1644678,"d":"1,644,678"},"EIA-923 Generator File",1987]
[7345,2019,"GA","Sewell Creek Energy",7813,"1",0,"OP","GT","NG",{"v":121,"d":"121.0"},0.119,{"v":125792.661,"d":"125,793"},{"v":57441.247,"d":"57,441"},"Distributed from 923 Generation And Fuel",2000]
[7363,2019,"GA","Snipesville",62165,"SNIPE",0,"L","PV","SUN",{"v":61,"d":"61.0"}]
[7373,2019,"GA","South Georgia Medical Center",54848,"GEN1",0,"RE","IC","DFO",0.4,{"$nulls":5},2013]
[7389,2019,"GA","Stevens Creek",736,"1",0,"OP","HY","WAT",2.2,0.538,{"v":10369.375,"d":"10,369"},{"v":3621.625,"d":"3,622"},"Distributed from 923 Generation And Fuel",1914]
[7396,2019,"GA","Stevens Creek",736,"8",0,"OP","HY","WAT",2.2,0.538,{"v":10369.375,"d":"10,369"},{"v":3621.625,"d":"3,622"},"Distributed from 923 Generation And Fuel",1926]
[7413,2019,"GA","Tallassee Hydro Project",7191,"1",0,"OP","HY","WAT",2.2,0.357,{"v":6885.043,"d":"6,885"},{"v":1987.652,"d":"1,988"},"Distributed from 923 Generation And Fuel",1986]
[7433,2019,"GA","Tech Square Microgrid",63775,"NGE1",0,"V","IC","NG",0.2]
[7443,2019,"GA","Terrora",724,"2",0,"OP","HY","WAT",{"v":8,"d":"8.0"},0.345,{"v":24197.5,"d":"24,198"},{"v":8451.5,"d":"8,452"},"Distributed from 923 Generation And Fuel",1925]
[7457,2019,"GA","Upson Rocky Creek Solar Plant",58485,"PV1",0,"OP","PV","SUN",{"v":1,"d":"1.0"},0.139,{"v":1221,"d":"1,221"},619,"Distributed from 923 Generation And Fuel",2012]
[7464,2019,"GA","Vogtle",649,"1",1,"OP","ST","NUC",{"v":1215,"d":"1,215.0"},0.485,{"v":5162910.259,"d":"5,162,910"},{"v":2197596.742,"d":"2,197,597"},"Distributed from 923 Generation And Fuel",1987]
[7476,2019,"GA","Wallace Dam",6087,"6",0,"OP","PS","WAT",52.2,{"v":-0.033,"d":"(0.033)"},{"v":-15314.5,"d":"(15,315)"},{"v":-12103,"d":"(12,103)"},"Distributed from 923 Generation And Fuel",1979]
[7501,2019,"GA","Washington County Power LLC",55332,"4",0,"OP","GT","NG",198.9,0.032,{"v":55914.5,"d":"55,915"},{"v":25532.5,"d":"25,533"},"Distributed from 923 Generation And Fuel",2003]
[7508,2019,"GA","White Oak Solar, LLC",60082,"WHTOK",0,"OP","PV","SUN",76.5,0.228,{"v":152616,"d":"152,616"},{"v":77376,"d":"77,376"},"Distributed from 923 Generation And Fuel",2016]
[7527,2019,"GA","YKK USA Chestney",54566,"SLD1",0,"SB","IC","DFO",0.5,{"v":0,"d":"0.000"},0,0,"Distributed from 923 Generation And Fuel",1992]
[7532,2019,"GA","YKK USA Chestney",54566,"PPD2",0,"RE","IC","DFO",0.4,{"$nulls":5},2006]
[7552,2019,"HI","CEIP Substation Distributed Generation",56515,"DG2",0,"RE","IC","DFO",1.6,{"$nulls":5},2010]
[7560,2019,"HI","Ewa Nui Substation DG",56330,"DG6",0,"RE","IC","DFO",1.6,{"$nulls":5},2010]
[7576,2019,"HI","Hana Substation",56055,"MH1",0,"OP","IC","DFO",{"v":1,"d":"1.0"},0.007,{"v":62.5,"d":"63"},28,"Distributed from 923 Generation And Fuel",2001]
[7592,2019,"HI","Ho'Ohana Solar 1",63723,"H0001",0,"P","PV","SUN",{"v":52,"d":"52.0"}]
[7607,2019,"HI","Kaheka Hydro",55864,"KAH1",0,"OP","HY","WAT",1.5,0.021,275,{"v":120.333,"d":"120"},"Distributed from 923 Generation And Fuel",1925]
[7620,2019,"HI","Kalaeloa Solar Two",58259,"KAS2",0,"OP","PV","SUN",{"v":5,"d":"5.0"},0.257,{"v":11269,"d":"11,269"},{"v":5916,"d":"5,916"},"Distributed from 923 Generation And Fuel",2012]
[7623,2019,"HI","Kalaeoloa Pole Yard DG",56514,"DG3",0,"RE","IC","DFO",1.6,{"$nulls":5},2010]
[7640,2019,"HI","Keahole",8083,"23",0,"OP","IC","DFO",2.5,0.017,{"v":375.333,"d":"375"},{"v":170.333,"d":"170"},"Distributed from 923 Generation And Fuel",1988]
[7651,2019,"HI","KRS I Anahola Solar Hybrid",58639,"B5B6",0,"OP","BA","MWH",{"v":6,"d":"6.0"},{"v":-0.007,"d":"(0.007)"},{"v":-351,"d":"(351)"},{"v":-146,"d":"(146)"},"Distributed from 923 Generation And Fuel",2015]
[7667,2019,"HI","Lanai Solar-Electric Plant",56667,"0009",0,"OP","PV","SUN",0.1,0.139,{"v":122.167,"d":"122"},{"v":64.167,"d":"64"},"Distributed from 923 Generation And Fuel",2008]
[7687,2019,"HI","Maalaea",6504,"6",0,"OP","IC","DFO",5.6,0.234,{"v":11493.333,"d":"11,493"},{"v":5461.913,"d":"5,462"},"Distributed from 923 Generation And Fuel",1975]
[7691,2019,"HI","Maalaea",6504,"X1",0,"OP","IC","DFO",2.6,0.234,{"v":5336.19,"d":"5,336"},{"v":2535.888,"d":"2,536"},"Distributed from 923 Generation And Fuel",1987]
[7711,2019,"HI","Palaau Power Hybrid",792,"9",0,"OP","IC","DFO",2.2,0.294,{"v":5661.508,"d":"5,662"},{"v":2526.857,"d":"2,527"},"Distributed from 923 Generation And Fuel",1996]
[7720,2019,"HI","Port Allen (HI)",6474,"3",0,"OP","IC","DFO",2.7,0.167,{"v":3948.213,"d":"3,948"},{"v":1885.819,"d":"1,886"},"Distributed from 923 Generation And Fuel",1968]
[7735,2019,"HI","Puna Geothermal Venture I",52028,"OEC11",0,"OP","ST","GEO",3.5,{"v":0,"d":"0.000"},0,0,"Distributed from 923 Generation And Fuel",1992]
[7755,2019,"HI","Schofield Generating Station",60328,"S6",0,"OP","IC","OBL",8.4,0.115,{"v":8450,"d":"8,450"},{"v":3736.5,"d":"3,737"},"Distributed from 923 Generation And Fuel",2018]
[7757,2019,"HI","Shipman",6478,"3",1,"RE","ST","RFO",7.5,{"$nulls":5},2015]
[7779,2019,"HI","Waihonu North Solar",58655,"INV-8",0,"OP","PV","SUN",0.5,{"v":0.19,"d":"0.190"},{"v":833.8,"d":"834"},{"v":437.7,"d":"438"},"Distributed from 923 Generation And Fuel",2016]
[7786,2019,"HI","Wailuku River Hydroelectric",54827,"8102",0,"OP","HY","WAT",5.2,0.263,{"v":11975.5,"d":"11,976"},{"v":4600.5,"d":"4,601"},"Distributed from 923 Generation And Fuel",1993]
[7804,2019,"IA","Agency GT",7706,"3",0,"RE","GT","NG",19.7,{"$nulls":5},2010]
[7810,2019,"IA","Algona",1120,"9",0,"OP","IC","DFO",4.4,0.003,{"v":117.242,"d":"117"},{"v":49.466,"d":"49"},"Distributed from 923 Generation And Fuel",1994]
[7830,2019,"IA","Alliant SBD 9106 Rockwell CR",54717,"2672",0,"SB","IC","DFO",1.6,{"v":2E-3,"d":"0.002"},{"v":22.344,"d":"22"},{"v":9.41,"d":"9"},"Data from EIA-923 Generator File overwritten with distributed data from EIA-923 Generation and Fuel",1992]
[7846,2019,"IA","Alliant SBD 9201 Norplex",54712,"0002",0,"SB","IC","DFO",{"v":1,"d":"1.0"},0.006,{"v":49.048,"d":"49"},{"v":37.143,"d":"37"},"Distributed from 923 Generation And Fuel",2014]
[7851,2019,"IA","Alliant SBD 9205 A Y McDonald",54710,"0001",0,"SB","IC","DFO",1.5,{"v":0,"d":"0.000"},{"v":4.9,"d":"5"},{"v":2.064,"d":"2"},"Data from EIA-923 Generator File overwritten with distributed data from EIA-923 Generation and Fuel",1993]
[7870,2019,"IA","Alliant SBD 9502 Eaton",54968,"5824",0,"SB","IC","DFO",1.8,0.003,{"v":49.333,"d":"49"},41,"Distributed from 923 Generation And Fuel",2000]
[7877,2019,"IA","Alliant SBD0201 Ingredion",55996,"04",0,"SB","IC","DFO",1.1,{"v":1E-3,"d":"0.001"},{"v":5.125,"d":"5"},{"v":2.158,"d":"2"},"Data from EIA-923 Generator File overwritten with distributed data from EIA-923 Generation and Fuel",2003]
[7898,2019,"IA","Ames Electric Services Power Plant",1122,"8",1,"OP","ST","NG",71.3,0.207,{"v":129433,"d":"129,433"},{"v":71815,"d":"71,815"},"EIA-923 Generator File",1982]
[7914,2019,"IA","Archer Daniels Midland Cedar Rapids",10864,"GEN4",5,"OP","ST","SUB",{"v":31,"d":"31.0"},{"v":0.21,"d":"0.210"},{"v":57146,"d":"57,146"},{"v":23908,"d":"23,908"},"EIA-923 Generator File",1988]
[7921,2019,"IA","Archer Daniels Midland Clinton",10860,"GEN2",10,"RE","ST","BIT",3.5,{"$nulls":5},2008]
[7931,2019,"IA","Bancroft",1125,"7",0,"OP","IC","DFO",1.8,{"v":2E-3,"d":"0.002"},{"v":31.286,"d":"31"},{"v":13.286,"d":"13"},"Distributed from 923 Generation And Fuel",2001]
[7945,2019,"IA","Bloomfield",1127,"1",0,"SB","IC","NG",2.8,{"v":0,"d":"0.000"},0,0,"Distributed from 923 Generation And Fuel",1975]
[7965,2019,"IA","Burlington (IA)",1104,"GT4",0,"OP","GT","NG",19.7,{"v":1E-3,"d":"0.001"},160,0,"Distributed from 923 Generation And Fuel",1994,2026]
[7982,2019,"IA","Century",56252,"CWF2",0,"OP","WT","WND",{"v":35,"d":"35.0"},0.304,{"v":93290.83,"d":"93,291"},{"v":30552.982,"d":"30,553"},"Distributed from 923 Generation And Fuel",2007]
[7989,2019,"IA","Coggon",1132,"IC1",0,"RE","IC","DFO",0.6,{"$nulls":5},2016]
[7996,2019,"IA","Coralville GT",1079,"3",0,"OP","GT","NG",{"v":18,"d":"18.0"},{"v":-1E-3,"d":"(0.001)"},{"v":-179,"d":"(179)"},{"v":-91,"d":"(91)"},"Distributed from 923 Generation And Fuel",1970]
[8015,2019,"IA","Des Moines Wastewater Reclamation Fac",50932,"72-05",0,"OP","IC","OBG",1.4,0.659,{"v":8087,"d":"8,087"},{"v":3493.5,"d":"3,494"},"Distributed from 923 Generation And Fuel",2015]
[8033,2019,"IA","Earl F Wisdom",1217,"2",0,"OP","GT","NG",81.6,0.024,{"v":16900,"d":"16,900"},{"v":8561,"d":"8,561"},"Distributed from 923 Generation And Fuel",2004]
[8036,2019,"IA","Eclipse Wind Farm",57873,"EWF",0,"OP","WT","WND",200.1,0.361,{"v":633400,"d":"633,400"},{"v":218543,"d":"218,543"},"Distributed from 923 Generation And Fuel",2012]
[8062,2019,"IA","Forest City Light Plant",1138,"2",0,"OP","IC","DFO",2.7,{"v":2E-3,"d":"0.002"},{"v":53.877,"d":"54"},{"v":22.705,"d":"23"},"Distributed from 923 Generation And Fuel",1965]
[8064,2019,"IA","Forest City Light Plant",1138,"4",0,"OP","IC","DFO",6.3,{"v":2E-3,"d":"0.002"},{"v":125.714,"d":"126"},{"v":52.977,"d":"53"},"Distributed from 923 Generation And Fuel",1976]
[8080,2019,"IA","Gilliam South",7857,"7",0,"OP","IC","DFO",2.5,{"v":0,"d":"0.000"},{"v":6.977,"d":"7"},{"v":2.907,"d":"3"},"Distributed from 923 Generation And Fuel",2012]
[8095,2019,"IA","Green Energy Machine",60911,"GRN",0,"OP","WT","WND",1.7,0.475,{"v":7068,"d":"7,068"},{"v":2315,"d":"2,315"},"Distributed from 923 Generation And Fuel",2016]
[8108,2019,"IA","Hardin Hilltop Wind LLC",56860,"1",0,"OP","WT","WND",14.7,0.307,{"v":39474,"d":"39,474"},{"v":12928,"d":"12,928"},"Distributed from 923 Generation And Fuel",2007]
[8124,2019,"IA","Hopkinton",8108,"IC3",0,"RE","IC","DFO",1.2,{"$nulls":5},2011]
[8142,2019,"IA","Iowa Distributed Wind Generation Project",7966,"IDWG",0,"OP","WT","WND",2.3,0.218,{"v":4386,"d":"4,386"},{"v":1436,"d":"1,436"},"Distributed from 923 Generation And Fuel",2000]
[8148,2019,"IA","Iowa State University",54201,"GEN4",10,"SB","ST","BIT",6.2,{"v":0,"d":"0.000"},24,24,"EIA-923 Generator File",1960]
[8168,2019,"IA","Keokuk",1109,"14",0,"OP","HY","WAT",8.8,0.715,{"v":55156.397,"d":"55,156"},{"v":22880.071,"d":"22,880"},"Distributed from 923 Generation And Fuel",1913]
[8175,2019,"IA","Keokuk",1109,"7",0,"OP","HY","WAT",8.8,0.715,{"v":55156.397,"d":"55,156"},{"v":22880.071,"d":"22,880"},"Distributed from 923 Generation And Fuel",1913]
[8192,2019,"IA","La Porte",1156,"2",0,"RE","IC","DFO",1.1,{"$nulls":5},2013]
[8199,2019,"IA","Lake Mills Gas Recovery",56521,"GEN1",0,"OP","IC","LFG",0.8,0.483,{"v":3388,"d":"3,388"},{"v":1457.2,"d":"1,457"},"Distributed from 923 Generation And Fuel",2006]
[8222,2019,"IA","Lansing",1047,"IC1",0,"RE","IC","DFO",{"v":1,"d":"1.0"},{"$nulls":5},2014]
[8223,2019,"IA","Lansing",1047,"IC2",0,"RE","IC","DFO",{"v":1,"d":"1.0"},{"$nulls":5},2014]
[8243,2019,"IA","Manning",1160,"1",0,"SB","IC","DFO",0.2,0.006,{"v":10.734,"d":"11"},{"v":4.532,"d":"5"},"Distributed from 923 Generation And Fuel",1928]
[8259,2019,"IA","Maquoketa 1",1162,"2",0,"RE","IC","DFO",0.8,{"$nulls":5},2002]
[8267,2019,"IA","Marshalltown Generating Station",58236,"CTG1",0,"OP","CT","NG",222.7,0.633,{"v":1234757,"d":"1,234,757"},{"v":661975,"d":"661,975"},"EIA-923 Generator File",2017]
[8287,2019,"IA","Metro Methane Recovery Facility",54700,"GEN8",0,"OP","IC","LFG",0.8,0.877,{"v":6143.929,"d":"6,144"},{"v":2556.429,"d":"2,556"},"Distributed from 923 Generation And Fuel",1998]
[8292,2019,"IA","Milford",1164,"1",0,"OP","IC","DFO",0.6,0.004,{"v":19.662,"d":"20"},{"v":8.308,"d":"8"},"Distributed from 923 Generation And Fuel",1954]
[8311,2019,"IA","Mt Pleasant",1166,"11",0,"SB","IC","DFO",{"v":2,"d":"2.0"},{"v":2E-3,"d":"0.002"},{"v":39.833,"d":"40"},{"v":16.75,"d":"17"},"Distributed from 923 Generation And Fuel",2002]
[8327,2019,"IA","NCAH Central Utility Plant",58265,"C-3",0,"SB","IC","DFO",0.2,{"v":1E-3,"d":"0.001"},{"v":1.12,"d":"1"},{"v":0.955,"d":"1"},"Data from EIA-923 Generator File overwritten with distributed data from EIA-923 Generation and Fuel",2005]
[8339,2019,"IA","New Hampton",1168,"3",0,"SB","IC","NG",3.5,0.004,{"v":112.396,"d":"112"},{"v":51.245,"d":"51"},"Distributed from 923 Generation And Fuel",1967]
[8355,2019,"IA","Oakdale Renewable Energy Plant",57672,"GE2",0,"OP","IC","NG",1.4,0.076,{"v":936.5,"d":"937"},903,"Distributed from 923 Generation And Fuel",2010]
[8358,2019,"IA","O'Brien Wind",60326,"OBWF3",0,"OP","WT","WND",79.7,0.183,{"v":127868.751,"d":"127,869"},{"v":41877.426,"d":"41,877"},"Distributed from 923 Generation And Fuel",2016]
[8372,2019,"IA","Osage (IA)",1172,"5",0,"SB","IC","NG",3.2,{"v":0,"d":"0.000"},{"v":-1.542,"d":"(2)"},{"v":-0.771,"d":"(1)"},"Distributed from 923 Generation And Fuel",1963]
[8386,2019,"IA","Palo Alto Wind Farm",63053,"PAWF2",0,"T","WT","WND",{"v":90,"d":"90.0"}]
[8402,2019,"IA","Pella Peaking",7971,"6",0,"OP","IC","DFO",{"v":2,"d":"2.0"},{"v":1E-3,"d":"0.001"},{"v":19.429,"d":"19"},{"v":8.214,"d":"8"},"Distributed from 923 Generation And Fuel",2003]
[8419,2019,"IA","Pomeroy Wind Farm",56501,"PWF2",0,"OP","WT","WND",{"v":75,"d":"75.0"},0.285,{"v":187094.099,"d":"187,094"},{"v":57427.112,"d":"57,427"},"Distributed from 923 Generation And Fuel",2007]
[8426,2019,"IA","Prairie Wind Farm",60873,"PWE",0,"OP","WT","WND",{"v":168,"d":"168.0"},0.365,{"v":536616,"d":"536,616"},{"v":181992,"d":"181,992"},"Distributed from 923 Generation And Fuel",2018]
[8446,2019,"IA","Riverside",1081,"5",1,"OP","ST","NG",{"v":136,"d":"136.0"},{"v":-1E-3,"d":"(0.001)"},{"v":-846,"d":"(846)"},{"v":1918,"d":"1,918"},"EIA-923 Generator File",1961]
[8452,2019,"IA","Roeder Family Wind Farm LLC",58089,"1",0,"OP","WT","WND",1.6,0.359,{"v":5032,"d":"5,032"},{"v":1648,"d":"1,648"},"Distributed from 923 Generation And Fuel",2011]
[8470,2019,"IA","Sibley One",1184,"2",0,"OP","IC","NG",{"v":2,"d":"2.0"},{"v":1E-3,"d":"0.001"},{"v":22.238,"d":"22"},{"v":9.966,"d":"10"},"Data from EIA-923 Generator File overwritten with distributed data from EIA-923 Generation and Fuel",1971]
[8477,2019,"IA","Sixth Street",1058,"7",4,"RE","ST","SUB",{"v":15,"d":"15.0"},{"$nulls":5},2010]
[8489,2019,"IA","Spencer Gas Turbine",1186,"GT1",0,"OP","GT","KER",23.8,{"v":2E-3,"d":"0.002"},354,149,"Distributed from 923 Generation And Fuel",1970]
[8514,2019,"IA","Stuart (IA)",1190,"4",0,"OP","IC","DFO",1.1,{"v":0,"d":"0.000"},{"v":0.786,"d":"1"},{"v":0.393,"d":"0"},"Distributed from 923 Generation And Fuel",1964]
[8521,2019,"IA","Summit Lake",1206,"R2",0,"U","IC","NG",18.8]
[8536,2019,"IA","Tipton",8106,"2",0,"OP","IC","NG",1.3,{"v":1E-3,"d":"0.001"},{"v":12.755,"d":"13"},{"v":5.274,"d":"5"},"Distributed from 923 Generation And Fuel",1971]
[8545,2019,"IA","Traer East",56025,"7",0,"SB","IC","DFO",{"v":2,"d":"2.0"},{"v":-0.004,"d":"(0.004)"},{"v":-71,"d":"(71)"},{"v":-30,"d":"(30)"},"Distributed from 923 Generation And Fuel",2004]
[8565,2019,"IA","Venus Wind 3 LLC",59230,"WT1",0,"OP","WT","WND",{"v":3,"d":"3.0"},0.416,{"v":10931,"d":"10,931"},{"v":3580,"d":"3,580"},"Distributed from 923 Generation And Fuel",2017]
[8569,2019,"IA","Villisca Municipal Power Plant",1193,"5",0,"SB","IC","DFO",{"v":2,"d":"2.0"},{"v":0,"d":"0.000"},{"v":7.5,"d":"8"},3,"Distributed from 923 Generation And Fuel",2003]
[8589,2019,"IA","Washburn Wind Farm",61071,"WASH",0,"U","WT","WND",{"v":70,"d":"70.0"}]
[8605,2019,"IA","Waverly Municipal Electric North Plant",6554,"19",0,"OP","IC","DFO",1.8,{"v":1E-3,"d":"0.001"},{"v":19.649,"d":"20"},{"v":8.964,"d":"9"},"Distributed from 923 Generation And Fuel",2015]
[8616,2019,"IA","West Bend",1199,"4",0,"SB","IC","DFO",2.2,{"v":2E-3,"d":"0.002"},{"v":35.463,"d":"35"},{"v":14.776,"d":"15"},"Distributed from 923 Generation And Fuel",1973]
[8633,2019,"IA","Whittemore",1201,"3",0,"RE","IC","DFO",0.2,{"$nulls":5},1991]
[8636,2019,"IA","Wilton",1202,"6",0,"OP","IC","DFO",1.6,{"v":0,"d":"0.000"},{"v":2.045,"d":"2"},{"v":0.861,"d":"1"},"Data from EIA-923 Generator File overwritten with distributed data from EIA-923 Generation and Fuel",1992]
[8649,2019,"IA","Winterset",1203,"7",0,"OP","IC","DFO",{"v":2,"d":"2.0"},{"v":0,"d":"0.000"},{"v":0.294,"d":"0"},{"v":0.147,"d":"0"},"Distributed from 923 Generation And Fuel",2002]
[8664,2019,"ID","American Falls Solar",60011,"IPAF",0,"OP","PV","SUN",{"v":20,"d":"20.0"},{"v":0.25,"d":"0.250"},{"v":43789,"d":"43,789"},{"v":23155,"d":"23,155"},"Distributed from 923 Generation And Fuel",2017]
[8680,2019,"ID","Big Sky Dairy Digester",57393,"GEN1",0,"OP","IC","OBG",0.8,0.679,{"v":4756.5,"d":"4,757"},{"v":1989.5,"d":"1,990"},"Distributed from 923 Generation And Fuel",2009]
[8700,2019,"ID","Brownlee",811,"5",0,"OP","HY","WAT",{"v":225,"d":"225.0"},0.429,{"v":846245.667,"d":"846,246"},{"v":406629.667,"d":"406,630"},"Distributed from 923 Generation And Fuel",1980]
[8714,2019,"ID","Cargill B6 Biofactory",57343,"1",0,"OP","IC","OBG",1.1,0.727,{"v":7009.5,"d":"7,010"},{"v":2931.5,"d":"2,932"},"Distributed from 923 Generation And Fuel",2009]
[8724,2019,"ID","Chester Diversion Hydroelectric Project",56893,"1",0,"OP","HY","WAT",1.2,0.239,{"v":2517,"d":"2,517"},{"v":1454,"d":"1,454"},"Distributed from 923 Generation And Fuel",2014]
[8731,2019,"ID","Clearwater Paper IPP Lewiston",50637,"GEN3",2,"OP","ST","BLQ",28.8,0.825,{"v":208248,"d":"208,248"},{"v":83741,"d":"83,741"},"EIA-923 Generator File",1981]
[8747,2019,"ID","Evander Andrews Power Complex",7953,"1",0,"OP","GT","NG",179.1,0.124,{"v":194871.246,"d":"194,871"},{"v":76094.691,"d":"76,095"},"Distributed from 923 Generation And Fuel",2008]
[8768,2019,"ID","Grace",827,"5",0,"OP","HY","WAT",{"v":11,"d":"11.0"},0.278,{"v":26792.667,"d":"26,793"},{"v":12874,"d":"12,874"},"Distributed from 923 Generation And Fuel",1923]
[8771,2019,"ID","Hammett Hill Windfarm",57428,"1",0,"OP","WT","WND",{"v":23,"d":"23.0"},0.257,{"v":51738,"d":"51,738"},{"v":20396,"d":"20,396"},"Distributed from 923 Generation And Fuel",2012]
[8794,2019,"ID","Langley Gulch Power Plant",57028,"STG",1,"OP","CA","NG",131.5,0.461,{"v":530552,"d":"530,552"},{"v":244951,"d":"244,951"},"EIA-923 Generator File",2012]
[8799,2019,"ID","Little Mac Project",10049,"1",0,"OP","HY","WAT",0.3,0.443,{"v":1164.2,"d":"1,164"},{"v":559.4,"d":"559"},"Distributed from 923 Generation And Fuel",1984]
[8815,2019,"ID","Magic Dam Hydroelectric Project",10740,"GEN1",0,"OP","HY","WAT",{"v":3,"d":"3.0"},0.352,{"v":9246.333,"d":"9,246"},{"v":4443,"d":"4,443"},"Distributed from 923 Generation And Fuel",1989]
[8827,2019,"ID","Milner Butte LFGE",63755,"E2",0,"OP","IC","LFG",1.3,0.716,{"v":8151.5,"d":"8,152"},{"v":3409,"d":"3,409"},"Distributed from 923 Generation And Fuel",2018]
[8843,2019,"ID","Moyie Springs",6506,"4",0,"OP","HY","WAT",1.5,0.637,{"v":8370.385,"d":"8,370"},{"v":4021.923,"d":"4,022"},"Distributed from 923 Generation And Fuel",1982]
[8859,2019,"ID","Plummer Cogen",55090,"GEN1",0,"OP","ST","WDS",6.2,0.687,{"v":37288,"d":"37,288"},{"v":18278,"d":"18,278"},"EIA-923 Generator File",1982]
[8874,2019,"ID","Rock Creek Dairy",58142,"CHP1",0,"OP","IC","OBG",1.6,{"v":0.34,"d":"0.340"},{"v":4763,"d":"4,763"},{"v":1992,"d":"1,992"},"Distributed from 923 Generation And Fuel",2012]
[8883,2019,"ID","Salmon Diesel",817,"1",0,"SB","IC","DFO",2.5,{"v":1E-3,"d":"0.001"},{"v":16.5,"d":"17"},10,"Distributed from 923 Generation And Fuel",1967]
[8890,2019,"ID","Shoshone Falls",818,"2",0,"RE","HY","WAT",0.4,{"$nulls":5},2017]
[8907,2019,"ID","Tuana Gulch Wind Park",56443,"TGWP",0,"OP","WT","WND",10.5,0.314,{"v":28916,"d":"28,916"},{"v":11399,"d":"11,399"},"Distributed from 923 Generation And Fuel",2011]
[8927,2019,"ID","Upper Salmon A",822,"2",0,"OP","HY","WAT",{"v":9,"d":"9.0"},0.686,{"v":54067,"d":"54,067"},{"v":25979.5,"d":"25,980"},"Distributed from 923 Generation And Fuel",1937]
[8934,2019,"IL","1515 S Caron Road",7770,"GT1",0,"OP","GT","NG",4.2,{"v":1E-3,"d":"0.001"},24,11,"Distributed from 923 Generation And Fuel",2000]
[8944,2019,"IL","Altamont",7990,"1",0,"SB","IC","DFO",1.8,{"v":1E-3,"d":"0.001"},{"v":17.75,"d":"18"},{"v":7.5,"d":"8"},"Distributed from 923 Generation And Fuel",2002]
[8958,2019,"IL","Archer Daniels Midland Peoria",10866,"GEN2",10,"RE","ST","BIT",1.5,{"$nulls":5},2011]
[8978,2019,"IL","Avon Energy Partners LLC",55768,"CH2",0,"RE","IC","LFG",1.1,{"$nulls":5},2008]
[8991,2019,"IL","Blackstone Wind Farm II LLC",57113,"GEN 1",0,"OP","WT","WND",{"v":200,"d":"200.0"},0.284,{"v":498034,"d":"498,034"},{"v":149444,"d":"149,444"},"Distributed from 923 Generation And Fuel",2010]
[9002,2019,"IL","Braidwood Generation Station",6022,"1",1,"OP","ST","NUC",{"v":1224.9,"d":"1,224.9"},0.944,{"v":10125570,"d":"10,125,570"},{"v":4270649.5,"d":"4,270,650"},"Distributed from 923 Generation And Fuel",1988]
[9009,2019,"IL","Breese",934,"IC1",0,"SB","IC","DFO",0.9,{"v":2E-3,"d":"0.002"},{"v":15.337,"d":"15"},{"v":6.444,"d":"6"},"Distributed from 923 Generation And Fuel",1953]
[9024,2019,"IL","Bushnell",935,"5",0,"SB","IC","DFO",{"v":1,"d":"1.0"},{"v":1E-3,"d":"0.001"},{"v":7.778,"d":"8"},{"v":3.241,"d":"3"},"Distributed from 923 Generation And Fuel",1956]
[9046,2019,"IL","Calumet Energy Team LLC",55296,"CT12",0,"OP","GT","NG",156.4,0.005,{"v":7165,"d":"7,165"},{"v":3386.5,"d":"3,387"},"Distributed from 923 Generation And Fuel",2002]
[9049,2019,"IL","Carlyle",936,"10",0,"SB","IC","DFO",2.5,0.003,{"v":73.577,"d":"74"},{"v":30.894,"d":"31"},"Distributed from 923 Generation And Fuel",2003]
[9071,2019,"IL","CED Peoria Solar",63656,"PS1",0,"T","PV","SUN",{"v":2,"d":"2.0"}]
[9077,2019,"IL","Charter Dura-Bar",54540,"3B",0,"OP","IC","NG",{"v":1,"d":"1.0"},0.095,{"v":829.667,"d":"830"},519,"Distributed from 923 Generation And Fuel",1992]
[9093,2019,"IL","Conagra Foods at St. Elmo",63830,"CFS",0,"U","PV","SUN",1.8]
[9104,2019,"IL","Countyside Genco LLC",55773,"CS4",0,"RE","IC","LFG",1.4,{"$nulls":5},2012]
[9121,2019,"IL","Crawford",867,"7",1,"RE","ST","SUB",239.3,{"$nulls":5},2012]
[9137,2019,"IL","DePue Holdings, LLC",63845,"DEPUE",0,"P","PV","SUN",{"v":20,"d":"20.0"}]
[9151,2019,"IL","Dixon/Lee Energy Partners LLC",55763,"DX4",0,"RE","IC","LFG",1.1,{"$nulls":5},2017]
[9161,2019,"IL","Electric Junction",870,"312",0,"RE","GT","NG",{"v":19,"d":"19.0"},{"$nulls":5},2004]
[9181,2019,"IL","Elwood Energy LLC",55199,"GT2",0,"OP","GT","NG",{"v":192,"d":"192.0"},0.016,{"v":27674,"d":"27,674"},{"v":17070.889,"d":"17,071"},"Distributed from 923 Generation And Fuel",1999]
[9184,2019,"IL","Elwood Energy LLC",55199,"GT5",0,"OP","GT","NG",{"v":192,"d":"192.0"},0.016,{"v":27674,"d":"27,674"},{"v":17070.889,"d":"17,071"},"Distributed from 923 Generation And Fuel",2001]
[9205,2019,"IL","ExxonMobil Oil Joliet Refinery",50627,"MG",4,"OP","ST","OG",11.2,0.433,{"v":42448.045,"d":"42,448"},{"v":15597.817,"d":"15,598"},"EIA-923 Generator File",1986]
[9212,2019,"IL","Farmer City",941,"2",0,"OP","IC","DFO",1.1,{"v":0,"d":"0.000"},{"v":3.991,"d":"4"},{"v":1.655,"d":"2"},"Distributed from 923 Generation And Fuel",1963]
[9235,2019,"IL","Fox Metro Water Reclamation District",50904,"RU3",0,"RE","IC","NG",1.1,{"$nulls":5},2018]
[9236,2019,"IL","Fox Metro Water Reclamation District",50904,"RU4",0,"RE","IC","NG",1.1,{"$nulls":5},2018]
[9256,2019,"IL","Galesburg",54310,"GEN2",0,"RE","IC","NG",{"v":1,"d":"1.0"},{"$nulls":5},2012]
[9268,2019,"IL","Geneseo",944,"7",0,"OP","IC","NG",{"v":3,"d":"3.0"},{"v":-1E-3,"d":"(0.001)"},{"v":-25,"d":"(25)"},{"v":-9.796,"d":"(10)"},"Distributed from 923 Generation And Fuel",1961]
[9280,2019,"IL","Goose Creek Energy Center",55496,"CT03",0,"OP","GT","NG",{"v":114,"d":"114.0"},{"v":1E-3,"d":"0.001"},{"v":820.167,"d":"820"},{"v":387.667,"d":"388"},"Distributed from 923 Generation And Fuel",2003]
[9300,2019,"IL","GSG LLC",56450,"1",0,"OP","WT","WND",{"v":80,"d":"80.0"},0.289,{"v":202278,"d":"202,278"},{"v":60697,"d":"60,697"},"Distributed from 923 Generation And Fuel",2007]
[9315,2019,"IL","Highland",946,"IC2",0,"SB","IC","DFO",1.6,{"v":1E-3,"d":"0.001"},{"v":18.455,"d":"18"},{"v":7.727,"d":"8"},"Distributed from 923 Generation And Fuel",1993]
[9324,2019,"IL","Hoffer Plastics",54523,"GEN3",0,"OP","IC","NG",0.8,0.025,{"v":175.556,"d":"176"},117,"Distributed from 923 Generation And Fuel",1992]
[9340,2019,"IL","IMEA Flora",56116,"7",0,"OP","IC","DFO",1.8,{"v":1E-3,"d":"0.001"},{"v":12.8,"d":"13"},{"v":5.4,"d":"5"},"Distributed from 923 Generation And Fuel",2000]
[9348,2019,"IL","Industrial Park",7934,"6",0,"OP","IC","DFO",1.8,0.003,{"v":52.388,"d":"52"},{"v":22.03,"d":"22"},"Distributed from 923 Generation And Fuel",2002]
[9368,2019,"IL","Joliet 9",874,"311",0,"RE","GT","NG",18.4,{"$nulls":5},2004]
[9371,2019,"IL","Joliet 9",874,"314",0,"RE","GT","NG",18.4,{"$nulls":5},2004]
[9395,2019,"IL","Kendall County Generation Facility",55131,"STG4",1,"OP","CA","NG",{"v":134,"d":"134.0"},0.519,{"v":609256,"d":"609,256"},{"v":263361,"d":"263,361"},"EIA-923 Generator File",2002]
[9399,2019,"IL","Kinmundy",55204,"2",0,"OP","GT","NG",{"v":135,"d":"135.0"},{"v":0,"d":"0.000"},75,{"v":35.5,"d":"36"},"Distributed from 923 Generation And Fuel",2001]
[9415,2019,"IL","Lee Energy Facility",55236,"CT1",0,"OP","GT","NG",86.5,0.023,{"v":17631.75,"d":"17,632"},{"v":8333.75,"d":"8,334"},"Distributed from 923 Generation And Fuel",2001]
[9428,2019,"IL","Lincoln Generating Facility",55222,"CTG6",0,"OP","GT","NG",86.5,{"v":2E-3,"d":"0.002"},{"v":1477.125,"d":"1,477"},{"v":698.125,"d":"698"},"Distributed from 923 Generation And Fuel",2000]
[9439,2019,"IL","Lockport Powerhouse",10903,"2GEN",0,"OP","HY","WAT",{"v":8,"d":"8.0"},0.293,{"v":20563.5,"d":"20,564"},{"v":9107.5,"d":"9,108"},"Distributed from 923 Generation And Fuel",2001]
[9459,2019,"IL","Marseilles Lock and Dam Hydro",58903,"UNIT1",0,"U","HY","WAT",2.6]
[9475,2019,"IL","McHenry Battery Storage",60656,"MCH1",0,"OP","BA","MWH",19.8,{"v":-1E-3,"d":"(0.001)"},{"v":-170,"d":"(170)"},{"v":-75,"d":"(75)"},"Distributed from 923 Generation And Fuel",2016]
[9483,2019,"IL","MEPI GT Facility",7858,"1",0,"OP","GT","NG",64.5,0.003,{"v":1635.711,"d":"1,636"},{"v":773.144,"d":"773"},"Distributed from 923 Generation And Fuel",1974]
[9490,2019,"IL","Milam Gas Recovery",50566,"GEN2",0,"OP","IC","NG",0.8,0.922,{"v":6459.333,"d":"6,459"},{"v":3053,"d":"3,053"},"Distributed from 923 Generation And Fuel",1991]
[9506,2019,"IL","Mooseheart School Solar",63073,"1817",0,"L","PV","SUN",{"v":2,"d":"2.0"}]
[9526,2019,"IL","Nalco",50326,"DPOX",0,"OS","CA","NG",0.7,{"v":0,"d":"0.000"},0,0,"EIA-923 Generator File",1985]
[9534,2019,"IL","North Chicago Energy Center",58328,"GT2",0,"OP","GT","NG",7.2,0.332,{"v":20956.065,"d":"20,956"},{"v":9905.226,"d":"9,905"},"Distributed from 923 Generation And Fuel",2005]
[9550,2019,"IL","Northwest Community Hospital",59847,"2",0,"OP","IC","NG",1.1,0.012,112,53,"Distributed from 923 Generation And Fuel",1996]
[9559,2019,"IL","Oglesby",894,"4",0,"RE","GT","NG",17.5,{"$nulls":5},2013]
[9578,2019,"IL","Peru (IL)",955,"HC1",0,"OP","HY","WAT",1.9,0.398,{"v":6622.5,"d":"6,623"},{"v":2662.75,"d":"2,663"},"Distributed from 923 Generation And Fuel",1996]
[9594,2019,"IL","Pike County Wind Power",56376,"WTG1",0,"OP","WT","WND",1.7,0.179,{"v":2666,"d":"2,666"},800,"Distributed from 923 Generation And Fuel",2005]
[9606,2019,"IL","Pittsfield",6237,"2",0,"RE","IC","DFO",{"v":1,"d":"1.0"},{"$nulls":5},2011]
[9618,2019,"IL","Prairie Wolf Solar LLC",62893,"PWOLF",0,"L","PV","SUN",{"v":200,"d":"200.0"}]
[9625,2019,"IL","Princeton (IL)",957,"1",0,"SB","IC","NG",2.3,0.004,{"v":75.251,"d":"75"},{"v":33.741,"d":"34"},"Distributed from 923 Generation And Fuel",1953]
[9639,2019,"IL","Raccoon Creek Energy Center",55417,"CT04",0,"OP","GT","NG",{"v":114,"d":"114.0"},{"v":1E-3,"d":"0.001"},{"v":592.25,"d":"592"},280,"Distributed from 923 Generation And Fuel",2002]
[9649,2019,"IL","Rantoul",958,"9",0,"OP","IC","DFO",1.8,{"v":1E-3,"d":"0.001"},{"v":16.625,"d":"17"},{"v":7.875,"d":"8"},"Distributed from 923 Generation And Fuel",2000]
[9669,2019,"IL","Rochelle Energy Center",58377,"REC1",0,"OP","IC","LFG",1.6,0.408,{"v":5719.333,"d":"5,719"},{"v":2357,"d":"2,357"},"Distributed from 923 Generation And Fuel",2011]
[9676,2019,"IL","Rocky Road Power LLC",55109,"TG1",0,"OP","GT","NG",125.8,0.013,{"v":14504.997,"d":"14,505"},{"v":6855.873,"d":"6,856"},"Distributed from 923 Generation And Fuel",1999]
[9693,2019,"IL","Sears Hydroelectric Plant",56978,"1",0,"OP","HY","WAT",0.4,{"v":0,"d":"0.000"},0,0,"Distributed from 923 Generation And Fuel",1985]
[9713,2019,"IL","Southeast Chicago Energy Project",55281,"GT06",0,"OA","GT","NG",50.9,0.012,{"v":5267.125,"d":"5,267"},{"v":2489.5,"d":"2,490"},"Distributed from 923 Generation And Fuel",2002]
[9723,2019,"IL","Stallings",895,"3",0,"RE","GT","NG",23.8,{"$nulls":5},2013]
[9737,2019,"IL","Sullivan (IL)",969,"13",0,"OP","IC","DFO",2.3,{"v":1E-3,"d":"0.001"},{"v":15.303,"d":"15"},{"v":7.969,"d":"8"},"Distributed from 923 Generation And Fuel",2012]
[9744,2019,"IL","Sullivan (IL)",969,"6",0,"SB","IC","DFO",0.6,{"v":1E-3,"d":"0.001"},{"v":3.992,"d":"4"},{"v":2.079,"d":"2"},"Distributed from 923 Generation And Fuel",1946]
[9756,2019,"IL","Thornwood High School",55004,"1",0,"OP","IC","NG",0.7,{"v":0,"d":"0.000"},0,0,"Distributed from 923 Generation And Fuel",1996]
[9781,2019,"IL","University of Illinois Abbott Power Plt",54780,"T5",0,"RE","ST","NG",{"v":3,"d":"3.0"},{"$nulls":5},2003]
[9784,2019,"IL","University of Illinois Cogen Facility",54044,"CT3",0,"OP","GT","NG",7.8,0.453,{"v":30931.667,"d":"30,932"},{"v":11579,"d":"11,579"},"Distributed from 923 Generation And Fuel",2002]
[9803,2019,"IL","University Park North",55640,"9",0,"OP","GT","NG",60.5,0.082,{"v":43513.25,"d":"43,513"},{"v":20566.667,"d":"20,567"},"Distributed from 923 Generation And Fuel",2002]
[9812,2019,"IL","Upper Rock Energy Partners LLC",55764,"UR3",0,"RE","IC","LFG",1.1,{"$nulls":5},2015]
[9828,2019,"IL","Venice",913,"6",0,"RE","ST","DFO",{"v":100,"d":"100.0"},{"$nulls":5},2002]
[9836,2019,"IL","Waterloo",971,"10",0,"OP","IC","DFO",1.8,{"v":1E-3,"d":"0.001"},{"v":16.373,"d":"16"},{"v":6.94,"d":"7"},"Distributed from 923 Generation And Fuel",1996]
[9856,2019,"IL","WestRock (IL)",54513,"E2-A",0,"SB","IC","NG",0.7,{"v":0,"d":"0.000"},{"v":1.931,"d":"2"},{"v":0.966,"d":"1"},"Distributed from 923 Generation And Fuel",1992]
[9872,2019,"IL","Wood River",898,"3",3,"RE","ST","NG",{"v":50,"d":"50.0"},{"$nulls":5},2011]
[9883,2019,"IL","Zion Energy Center",55392,"CTG3",0,"OP","GT","NG",198.9,0.069,{"v":119478,"d":"119,478"},{"v":56470.4,"d":"56,470"},"Distributed from 923 Generation And Fuel",2003]
[9896,2019,"IN","A B Brown",6137,"1",1,"OP","ST","BIT",265.2,0.494,{"v":1148536,"d":"1,148,536"},{"v":576772,"d":"576,772"},"EIA-923 Generator File",1979,2023]
[9903,2019,"IN","AES Petersburg",994,"IC2",0,"OP","IC","DFO",2.7,{"v":1E-3,"d":"0.001"},{"v":30.333,"d":"30"},{"v":11.333,"d":"11"},"Distributed from 923 Generation And Fuel",1967]
[9916,2019,"IN","ArcelorMittal USA - Indiana Harbor East",10474,"GEN7",5,"OP","ST","BFG",{"v":32,"d":"32.0"},{"v":0,"d":"0.000"},0,0,"EIA-923 Generator File",1959]
[9940,2019,"IN","Broadway (IN)",1011,"1",0,"RE","GT","NG",53.1,{"$nulls":5},2018]
[9947,2019,"IN","Caterpillar",50935,"3512",0,"SB","IC","DFO",0.9,0.328,{"v":2582.594,"d":"2,583"},{"v":1021.94,"d":"1,022"},"Distributed from 923 Generation And Fuel",1983]
[9967,2019,"IN","Cayuga",1001,"33",0,"OP","IC","DFO",2.6,{"v":2E-3,"d":"0.002"},{"v":53.5,"d":"54"},11,"Distributed from 923 Generation And Fuel",1972]
[9971,2019,"IN","CC Perry K",992,"6",8,"OP","ST","NG",{"v":5,"d":"5.0"},0.409,{"v":17923.66,"d":"17,924"},{"v":5799.63,"d":"5,800"},"EIA-923 Generator File",1938]
[9991,2019,"IN","Crawfordsville 5 Solar Park",62793,"SCRA5",0,"U","PV","SUN",9.7]
[10000,2019,"IN","Dean H Mitchell",996,"9A",0,"RE","GT","NG",{"v":16,"d":"16.0"},{"$nulls":5},2013]
[10015,2019,"IN","Eagle Valley (IN)",991,"GT2",0,"OP","CT","NG",{"v":207,"d":"207.0"},0.923,{"v":1673902,"d":"1,673,902"},{"v":643850,"d":"643,850"},"EIA-923 Generator File",2018]
[10022,2019,"IN","Eagle Valley (IN)",991,"IC1",0,"RE","IC","DFO",2.7,{"$nulls":5},2016]
[10047,2019,"IN","Fowler Ridge Wind Farm LLC",56777,"FIA",0,"OP","WT","WND",201.3,0.289,{"v":510255.763,"d":"510,256"},{"v":136475.565,"d":"136,476"},"Distributed from 923 Generation And Fuel",2009]
[10059,2019,"IN","Georgetown",7759,"GT4",0,"OP","GT","NG",{"v":85,"d":"85.0"},0.018,{"v":13524.75,"d":"13,525"},{"v":5656.75,"d":"5,657"},"Distributed from 923 Generation And Fuel",2001]
[10062,2019,"IN","Gibson",6113,"3",1,"OP","ST","BIT",667.9,0.371,{"v":2170644,"d":"2,170,644"},{"v":578937,"d":"578,937"},"EIA-923 Generator File",1978]
[10080,2019,"IN","Harding Street",990,"3",1,"RE","ST","DFO",43.8,{"$nulls":5},2013]
[10090,2019,"IN","Hendricks Regional Health",54731,"GEO3",0,"SB","IC","DFO",0.3,{"v":0,"d":"0.000"},{"v":1.047,"d":"1"},{"v":0.488,"d":"0"},"Distributed from 923 Generation And Fuel",1992]
[10106,2019,"IN","IMPA Frankton Solar Park",59479,"SFRAN",0,"OP","PV","SUN",{"v":1,"d":"1.0"},{"v":0.05,"d":"0.050"},439,242,"Distributed from 923 Generation And Fuel",2014]
[10127,2019,"IN","Johnson Co. Solar RES",59990,"PV1",0,"OP","PV","SUN",1.1,0.196,{"v":1889,"d":"1,889"},{"v":1043,"d":"1,043"},"Distributed from 923 Generation And Fuel",2016]
[10134,2019,"IN","Lawrence County Station",7948,"4",0,"OP","GT","NG",{"v":67,"d":"67.0"},0.011,{"v":6724.833,"d":"6,725"},{"v":2812.667,"d":"2,813"},"Distributed from 923 Generation And Fuel",2005]
[10150,2019,"IN","Liberty I & II LFGTE",56465,"3",0,"OP","IC","LFG",0.8,0.852,{"v":5971.75,"d":"5,972"},{"v":2461.062,"d":"2,461"},"Distributed from 923 Generation And Fuel",2005]
[10160,2019,"IN","Lilly Technical Center",58043,"5",0,"RE","ST","PUR",{"v":1,"d":"1.0"},{"$nulls":5},2018]
[10174,2019,"IN","Meadow Lake Wind Farm V LLC",57628,"GEN1",0,"OP","WT","WND",{"v":100,"d":"100.0"},0.393,{"v":344064,"d":"344,064"},{"v":101876,"d":"101,876"},"Distributed from 923 Generation And Fuel",2017]
[10194,2019,"IN","Montpelier Electric Generating Station",55229,"GT7",0,"CN","GT","NG",{"v":59,"d":"59.0"}]
[10207,2019,"IN","NA 1 (IN)",7228,"4",0,"CN","GT","NG",{"v":96,"d":"96.0"}]
[10218,2019,"IN","Noblesville",1007,"3",0,"OP","CT","NG",{"v":61,"d":"61.0"},0.888,{"v":474267,"d":"474,267"},{"v":169225,"d":"169,225"},"EIA-923 Generator File",2003]
[10225,2019,"IN","Norway (IN)",998,"3",0,"OP","HY","WAT",{"v":2,"d":"2.0"},0.345,{"v":6036.164,"d":"6,036"},{"v":2460.822,"d":"2,461"},"Distributed from 923 Generation And Fuel",1923]
[10244,2019,"IN","Peru (IN)",1037,"2",1,"RE","ST","BIT",{"v":22,"d":"22.0"},{"$nulls":5},2015]
[10249,2019,"IN","POET Biorefining- Alexandria, LLC",63924,"1",0,"OP","ST","NG",3.6,{"$nulls":4},2008]
[10269,2019,"IN","R Gallagher",1008,"1",1,"RE","ST","BIT",{"v":150,"d":"150.0"},{"$nulls":5},2012]
[10277,2019,"IN","Randolph Eastern School Wind Turbine",57638,"1",0,"OS","WT","WND",{"v":1,"d":"1.0"},{"v":0,"d":"0.000"},0,0,"Distributed from 923 Generation And Fuel",2010]
[10293,2019,"IN","Rockville Solar I LLC",58942,"RVSI",0,"OP","PV","SUN",2.8,{"v":0.07,"d":"0.070"},{"v":1729,"d":"1,729"},955,"Distributed from 923 Generation And Fuel",2014]
[10313,2019,"IN","Sugar Creek Power",55364,"CT01",0,"OP","CT","NG",203.2,0.699,{"v":1244221,"d":"1,244,221"},{"v":491303,"d":"491,303"},"EIA-923 Generator File",2002]
[10324,2019,"IN","Tell City Solar Park",62790,"STEL2",0,"V","PV","SUN",3.2]
[10337,2019,"IN","Twin Bridges LFGTE",54925,"I-1",0,"OP","IC","LFG",0.8,0.699,{"v":4901,"d":"4,901"},{"v":2019.75,"d":"2,020"},"Distributed from 923 Generation And Fuel",1994]
[10353,2019,"IN","University of Notre Dame",50366,"GEN2",8,"OP","ST","NG",1.7,0.051,{"v":755.756,"d":"756"},{"v":253.519,"d":"254"},"EIA-923 Generator File",1952]
[10360,2019,"IN","University of Notre Dame",50366,"GEN9",0,"OP","IC","DFO",1.9,{"v":1E-3,"d":"0.001"},{"v":21.28,"d":"21"},{"v":7.255,"d":"7"},"Data from EIA-923 Generator File overwritten with distributed data from EIA-923 Generation and Fuel",2006]
[10371,2019,"IN","Vermillion Energy Facility",55111,"CT5",0,"OP","GT","NG",86.5,0.016,{"v":12499.25,"d":"12,499"},{"v":5227.875,"d":"5,228"},"Distributed from 923 Generation And Fuel",2000]
[10384,2019,"IN","Wabash River",1010,"73",0,"RE","IC","DFO",2.7,{"$nulls":5},2016]
[10404,2019,"IN","Whiting Refinery",52130,"33TG",5,"OP","ST","OG",18.8,0.281,{"v":46195,"d":"46,195"},{"v":15159,"d":"15,159"},"EIA-923 Generator File",1955]
[10408,2019,"IN","Whiting Refinery",52130,"17TG",10,"RE","ST","OG",{"v":5,"d":"5.0"},{"$nulls":5},2004]
[10428,2019,"KS","Ashland",1259,"1",0,"SB","IC","NG",0.6,{"v":1E-3,"d":"0.001"},{"v":5.786,"d":"6"},{"v":2.464,"d":"2"},"Distributed from 923 Generation And Fuel",1953]
[10435,2019,"KS","Augusta Electric Plant No 1",1261,"2",0,"SB","IC","DFO",0.3,{"v":-1E-3,"d":"(0.001)"},{"v":-3.835,"d":"(4)"},{"v":-1.617,"d":"(2)"},"Distributed from 923 Generation And Fuel",1929]
[10455,2019,"KS","Belleville",1263,"7",0,"OP","IC","DFO",5.1,{"v":-2E-3,"d":"(0.002)"},{"v":-90.944,"d":"(91)"},{"v":-46.364,"d":"(46)"},"Distributed from 923 Generation And Fuel",1971]
[10472,2019,"KS","Buckeye Wind Energy Center",58767,"2",0,"CN","WT","WND",70.3]
[10479,2019,"KS","Burlingame",1265,"2",0,"RE","IC","DFO",0.5,{"$nulls":5},2002]
[10488,2019,"KS","Caney River Wind Project",57858,"1",0,"OP","WT","WND",{"v":200,"d":"200.0"},0.375,{"v":656593,"d":"656,593"},{"v":243585,"d":"243,585"},"Distributed from 923 Generation And Fuel",2011]
[10503,2019,"KS","Cimarron Bend Wind Project II, LLC",60688,"1",0,"OP","WT","WND",{"v":200,"d":"200.0"},0.507,{"v":888076,"d":"888,076"},{"v":361076,"d":"361,076"},"Distributed from 923 Generation And Fuel",2017]
[10519,2019,"KS","Clifton",8037,"2",0,"SB","IC","DFO",2.5,{"v":0,"d":"0.000"},10,4,"Distributed from 923 Generation And Fuel",1974]
[10535,2019,"KS","Colby City of",1272,"9",0,"OP","IC","DFO",{"v":3,"d":"3.0"},{"v":1E-3,"d":"0.001"},{"v":14.576,"d":"15"},{"v":6.61,"d":"7"},"Distributed from 923 Generation And Fuel",2019]
[10547,2019,"KS","Ellinwood",1274,"3",0,"OP","IC","DFO",0.6,{"v":1E-3,"d":"0.001"},{"v":3.247,"d":"3"},{"v":1.482,"d":"1"},"Distributed from 923 Generation And Fuel",1948]
[10563,2019,"KS","Erie",1276,"3",0,"OP","IC","DFO",{"v":1,"d":"1.0"},{"v":1E-3,"d":"0.001"},{"v":6.047,"d":"6"},{"v":2.558,"d":"3"},"Distributed from 923 Generation And Fuel",1958]
[10568,2019,"KS","Erie",1276,"2",0,"RE","IC","DFO",0.7,{"$nulls":5},2000]
[10591,2019,"KS","Gardner Energy Center",7281,"CT2",0,"OP","GT","NG",19.6,{"v":0,"d":"0.000"},36,{"v":20.5,"d":"21"},"Distributed from 923 Generation And Fuel",1990]
[10607,2019,"KS","Goodland",1280,"13",0,"OP","IC","NG",1.3,{"v":-0.022,"d":"(0.022)"},{"v":-255.481,"d":"(255)"},{"v":-139.802,"d":"(140)"},"Distributed from 923 Generation And Fuel",1999]
[10615,2019,"KS","Goodman Energy Center",56497,"3",0,"OP","IC","NG",8.4,0.114,{"v":8381.252,"d":"8,381"},{"v":4725.507,"d":"4,726"},"Distributed from 923 Generation And Fuel",2008]
[10631,2019,"KS","Great Bend - Midwest Energy",1334,"1",0,"RE","IC","NG",{"v":1,"d":"1.0"},{"$nulls":5},2013]
[10638,2019,"KS","Greensburg",57118,"GEN 1",0,"OP","WT","WND",12.5,{"v":0.34,"d":"0.340"},{"v":37279,"d":"37,279"},{"v":14596,"d":"14,596"},"Distributed from 923 Generation And Fuel",2010]
[10648,2019,"KS","Hill City",1285,"4",0,"OP","IC","NG",1.1,{"v":1E-3,"d":"0.001"},{"v":7.812,"d":"8"},0,"Distributed from 923 Generation And Fuel",1967]
[10662,2019,"KS","Holton",1287,"7",0,"OP","IC","DFO",2.8,{"v":2E-3,"d":"0.002"},{"v":58.214,"d":"58"},{"v":32.167,"d":"32"},"Distributed from 923 Generation And Fuel",1963]
[10682,2019,"KS","Hutchinson Energy Center",1248,"ST4",1,"RE","ST","NG",{"v":172,"d":"172.0"},{"$nulls":5},2015]
[10699,2019,"KS","Jeffrey Energy Center",6068,"1",1,"OP","ST","SUB",{"v":720,"d":"720.0"},0.298,{"v":1878911,"d":"1,878,911"},{"v":986242,"d":"986,242"},"EIA-923 Generator File",1978]
[10706,2019,"KS","Jetmore",1292,"4",0,"RE","IC","DFO",0.8,{"$nulls":5},2010]
[10726,2019,"KS","Kansas River Project",10279,"5",0,"OP","HY","WAT",0.4,0.334,{"v":1169.886,"d":"1,170"},{"v":228.4,"d":"228"},"Distributed from 923 Generation And Fuel",1922]
[10732,2019,"KS","Kaw",1294,"2",1,"OS","ST","NG",50.1,{"$nulls":4},1957]
[10750,2019,"KS","La Cygne",1241,"2",1,"OP","ST","SUB",725.9,0.499,{"v":3171571,"d":"3,171,571"},{"v":1282032,"d":"1,282,032"},"EIA-923 Generator File",1977]
[10757,2019,"KS","Larned",1299,"IC5",0,"OP","IC","DFO",6.4,{"v":-0.003,"d":"(0.003)"},{"v":-159.22,"d":"(159)"},{"v":-67.122,"d":"(67)"},"Distributed from 923 Generation And Fuel",1976]
[10779,2019,"KS","Meade",1306,"3",0,"OP","IC","NG",1.1,{"v":1E-3,"d":"0.001"},{"v":10.329,"d":"10"},{"v":5.634,"d":"6"},"Distributed from 923 Generation And Fuel",1957]
[10794,2019,"KS","Mulvane Power Plant",1308,"1",0,"RE","IC","DFO",0.3,{"$nulls":5},2016]
[10797,2019,"KS","Mulvane Power Plant",1308,"4",0,"RE","IC","NG",1.3,{"$nulls":5},2016]
[10812,2019,"KS","Ninnescah Wind Energy, LLC",60620,"NSW",0,"OP","WT","WND",208.3,0.479,{"v":873230,"d":"873,230"},{"v":346165,"d":"346,165"},"Distributed from 923 Generation And Fuel",2016]
[10825,2019,"KS","Osage City",1313,"7",0,"OP","IC","NG",1.7,{"v":0,"d":"0.000"},{"v":-3.346,"d":"(3)"},{"v":-1.74,"d":"(2)"},"Distributed from 923 Generation And Fuel",1984]
[10841,2019,"KS","Osawatomie City of",1314,"3",0,"RE","IC","DFO",0.4,{"$nulls":5},1990]
[10859,2019,"KS","Oxford (KS)",7432,"1A",0,"OP","IC","DFO",1.7,{"v":0,"d":"0.000"},0,0,"Distributed from 923 Generation And Fuel",1999]
[10865,2019,"KS","Post Rock Wind Power Project, LLC",57678,"1",0,"OP","WT","WND",{"v":201,"d":"201.0"},0.429,{"v":755909,"d":"755,909"},{"v":282926,"d":"282,926"},"Distributed from 923 Generation And Fuel",2012]
[10885,2019,"KS","Riverton",1239,"12",0,"OP","CT","NG",148.8,0.599,{"v":781250,"d":"781,250"},{"v":384368,"d":"384,368"},"EIA-923 Generator File",2007]
[10892,2019,"KS","Rubart",58255,"03",0,"OP","IC","NG",{"v":10,"d":"10.0"},0.022,{"v":1928.417,"d":"1,928"},{"v":1087.25,"d":"1,087"},"Distributed from 923 Generation And Fuel",2014]
[10909,2019,"KS","Sabetha Power Plant",1320,"11",0,"OP","IC","DFO",{"v":3,"d":"3.0"},{"v":-0.005,"d":"(0.005)"},{"v":-122.339,"d":"(122)"},{"v":-59.174,"d":"(59)"},"Distributed from 923 Generation And Fuel",1992]
[10916,2019,"KS","Sabetha Power Plant",1320,"7",0,"OP","IC","DFO",2.2,{"v":-0.005,"d":"(0.005)"},{"v":-89.716,"d":"(90)"},{"v":-43.394,"d":"(43)"},"Distributed from 923 Generation And Fuel",1970]
[10939,2019,"KS","Solomon Forks Wind Project, LLC",61984,"WTGS",0,"OP","WT","WND",275.6,0.165,{"v":397903,"d":"397,903"},{"v":132169,"d":"132,169"},"Distributed from 923 Generation And Fuel",2019]
[10953,2019,"KS","Stafford",1325,"1",0,"RE","IC","DFO",0.9,{"$nulls":5},2011]
[10960,2019,"KS","Sterling",1326,"5",0,"OP","IC","DFO",1.4,{"v":0,"d":"0.000"},{"v":5.845,"d":"6"},{"v":3.126,"d":"3"},"Distributed from 923 Generation And Fuel",2002]
[10976,2019,"KS","Wamego",1328,"3",0,"OP","IC","NG",1.3,{"v":-0.005,"d":"(0.005)"},{"v":-51.829,"d":"(52)"},{"v":-28.651,"d":"(29)"},"Distributed from 923 Generation And Fuel",1972]
[10984,2019,"KS","Washington",1329,"2",0,"OP","IC","DFO",{"v":1,"d":"1.0"},{"v":1E-3,"d":"0.001"},{"v":4.944,"d":"5"},{"v":2.36,"d":"2"},"Distributed from 923 Generation And Fuel",1958]
[11004,2019,"KS","West 14th Street",1332,"GT1",0,"OA","GT","NG",{"v":11,"d":"11.0"},{"v":0,"d":"0.000"},0,0,"Distributed from 923 Generation And Fuel",1962]
[11009,2019,"KS","West Gardner",7929,"4",0,"OP","GT","NG",{"v":102,"d":"102.0"},0.038,{"v":33651.5,"d":"33,652"},{"v":18973.25,"d":"18,973"},"Distributed from 923 Generation And Fuel",2003]
[11028,2019,"KY","Blue Ridge Generating",59392,"GEN1",0,"OP","IC","LFG",1.6,0.427,{"v":5987,"d":"5,987"},{"v":2408,"d":"2,408"},"Distributed from 923 Generation And Fuel",2013]
[11035,2019,"KY","Cane Run",1363,"7B",0,"OP","CT","NG",{"v":260,"d":"260.0"},0.726,{"v":1654391,"d":"1,654,391"},{"v":683506,"d":"683,506"},"EIA-923 Generator File",2015]
[11056,2019,"KY","Dix Dam",1354,"2",0,"OP","HY","WAT",9.4,0.429,{"v":35348.333,"d":"35,348"},{"v":15461,"d":"15,461"},"Distributed from 923 Generation And Fuel",1925]
[11072,2019,"KY","Evelyn Hydroelectric Project",62748,"1",0,"L","HY","WAT",0.6]
[11075,2019,"KY","Evelyn Hydroelectric Project",62748,"4",0,"L","HY","WAT",0.6]
[11089,2019,"KY","Green Valley LFGTE",56278,"2",0,"OP","IC","LFG",0.8,0.708,{"v":4964.333,"d":"4,964"},{"v":2076.333,"d":"2,076"},"Distributed from 923 Generation And Fuel",2003]
[11103,2019,"KY","Heidelberg Hydroelectric Project",62749,"2",0,"T","HY","WAT",0.5]
[11119,2019,"KY","J K Smith",54,"GT12",0,"IP","GT","NG",{"v":98,"d":"98.0"},{"v":0.03,"d":"0.030"},{"v":26127.211,"d":"26,127"},{"v":12803.252,"d":"12,803"},"Distributed from 923 Generation And Fuel"]
[11136,2019,"KY","Laurel Dam",6171,"1",0,"OP","HY","WAT",{"v":70,"d":"70.0"},0.184,{"v":112750,"d":"112,750"},{"v":49316,"d":"49,316"},"Distributed from 923 Generation And Fuel",1977]
[11143,2019,"KY","Marshall Energy Facility",55232,"CT1",0,"OP","GT","NG",{"v":86,"d":"86.0"},0.012,{"v":9138.125,"d":"9,138"},{"v":2920.125,"d":"2,920"},"Distributed from 923 Generation And Fuel",2002]
[11163,2019,"KY","Ohio Falls",1365,"1",0,"OP","HY","WAT",13.7,0.261,{"v":31357.25,"d":"31,357"},{"v":13715.25,"d":"13,715"},"Distributed from 923 Generation And Fuel",1928]
[11170,2019,"KY","Ohio Falls",1365,"8",0,"OP","HY","WAT",13.7,0.261,{"v":31357.25,"d":"31,357"},{"v":13715.25,"d":"13,715"},"Distributed from 923 Generation And Fuel",1928]
[11187,2019,"KY","Paris (KY)",1376,"7",0,"OP","IC","DFO",3.1,{"v":0,"d":"0.000"},{"v":4.313,"d":"4"},{"v":1.617,"d":"2"},"Distributed from 923 Generation And Fuel",1974]
[11207,2019,"KY","Robert A Reid",1383,"1",1,"OS","ST","BIT",{"v":96,"d":"96.0"},{"v":-0.017,"d":"(0.017)"},{"v":-13907,"d":"(13,907)"},{"v":-5721,"d":"(5,721)"},"EIA-923 Generator File",1966]
[11214,2019,"KY","Shawnee",1379,"6",1,"OP","ST","SUB",{"v":175,"d":"175.0"},0.467,{"v":715575,"d":"715,575"},{"v":327764,"d":"327,764"},"EIA-923 Generator File",1954]
[11234,2019,"KY","Unknown",7894,"1",0,"CN","GT","NG",{"v":181,"d":"181.0"}]
[11238,2019,"KY","Unknown",7894,"5",0,"CN","GT","NG",{"v":185,"d":"185.0"}]
[11254,2019,"LA","A B Paterson",1407,"4",1,"RE","ST","NG",81.2,{"$nulls":5},2010]
[11267,2019,"LA","Arsenal Hill Power Plant",1416,"5",1,"OP","ST","NG",{"v":125,"d":"125.0"},0.056,{"v":61216,"d":"61,216"},{"v":40959,"d":"40,959"},"EIA-923 Generator File",1960,2025]
[11282,2019,"LA","Big Cajun 2",6055,"1",1,"OP","ST","SUB",657.9,{"v":0.05,"d":"0.050"},{"v":285351,"d":"285,351"},{"v":91624,"d":"91,624"},"EIA-923 Generator File",1981]
[11298,2019,"LA","Chalmette Refining LLC",50626,"GEN1",0,"OP","OT","OTH",5.7,0.226,{"v":11280,"d":"11,280"},{"v":4759,"d":"4,759"},"Distributed from 923 Generation And Fuel",1990]
[11314,2019,"LA","D G Hunter",6558,"8",0,"OP","IC","NG",9.3,0.105,{"v":8518,"d":"8,518"},{"v":4107.429,"d":"4,107"},"Distributed from 923 Generation And Fuel",2016]
[11326,2019,"LA","Dow St Charles Operations",50152,"CGN2",0,"OP","CT","NG",125.8,0.802,{"v":883668.47,"d":"883,668"},{"v":360924,"d":"360,924"},"EIA-923 Generator File",1997]
[11329,2019,"LA","Dow St Charles Operations",50152,"CTG",2,"RE","CA","NG",{"v":10,"d":"10.0"},{"$nulls":5},2009]
[11347,2019,"LA","Gaylord Container Bogalusa",54427,"NO9",4,"OP","ST","WDS",37.5,0.642,{"v":210892.45,"d":"210,892"},{"v":78848.313,"d":"78,848"},"EIA-923 Generator File",1979]
[11366,2019,"LA","Houma",1439,"14",1,"OP","ST","NG",12.6,0.065,{"v":7134,"d":"7,134"},{"v":5022,"d":"5,022"},"EIA-923 Generator File",1967]
[11373,2019,"LA","Houma",1439,"7",0,"RE","IC","NG",1.4,{"$nulls":5},2010]
[11394,2019,"LA","LEPA Unit No. 1",58478,"LEPA1",0,"OP","CT","NG",{"v":57,"d":"57.0"},0.244,{"v":121942,"d":"121,942"},{"v":27817,"d":"27,817"},"EIA-923 Generator File",2016]
[11397,2019,"LA","Lieberman",1417,"3",1,"OP","ST","NG",{"v":114,"d":"114.0"},{"v":0.04,"d":"0.040"},{"v":40142,"d":"40,142"},{"v":33696,"d":"33,696"},"EIA-923 Generator File",1957]
[11417,2019,"LA","Louisiana Sugar Refining",10301,"GEN1",0,"RE","ST","NG",0.7,{"$nulls":5},2014]
[11431,2019,"LA","Monroe (LA)",1448,"11",1,"RE","ST","NG",37.5,{"$nulls":5},2011]
[11441,2019,"LA","Nelson Industrial Steam Company",50030,"2",1,"OP","ST","PC",113.6,0.709,{"v":705891,"d":"705,891"},{"v":310398,"d":"310,398"},"EIA-923 Generator File",1959]
[11448,2019,"LA","New Orleans Power",60928,"1",0,"V","GT","NG",{"v":250,"d":"250.0"}]
[11464,2019,"LA","Nine Mile Point",1403,"3",1,"RE","ST","NG",169.8,{"$nulls":5},2016]
[11485,2019,"LA","Overton Hydroelectric Project",62391,"NA1",0,"P","HY","WAT",8.1]
[11492,2019,"LA","PCS Nitrogen Fertilizer LP",50341,"GEN3",0,"SB","IC","DFO",{"v":2,"d":"2.0"},{"v":0,"d":"0.000"},0,0,"Distributed from 923 Generation And Fuel",2010]
[11511,2019,"LA","Plaquemine Cogeneration Plant",55419,"ST5",4,"OP","CA","NG",{"v":195,"d":"195.0"},0.147,{"v":251893,"d":"251,893"},{"v":98087,"d":"98,087"},"EIA-923 Generator File",2004]
[11516,2019,"LA","PPG Plant C Caustic",50490,"TE",0,"OP","ST","NG",3.4,0.433,{"v":12894,"d":"12,894"},{"v":6217.484,"d":"6,217"},"EIA-923 Generator File",1986]
[11532,2019,"LA","River Bend",6462,"1",1,"OP","ST","NUC",{"v":1035.9,"d":"1,035.9"},0.708,{"v":6420933,"d":"6,420,933"},{"v":2876855,"d":"2,876,855"},"Distributed from 923 Generation And Fuel",1986]
[11544,2019,"LA","Sidney A Murray Jr Hydroelectric",54678,"05",0,"OP","HY","WAT",{"v":24,"d":"24.0"},0.812,{"v":170708,"d":"170,708"},{"v":75515.125,"d":"75,515"},"Distributed from 923 Generation And Fuel",1990]
[11560,2019,"LA","T J Labbe Electric Generating",56108,"U-1",0,"OP","GT","NG",50.4,0.018,{"v":8061,"d":"8,061"},{"v":3887,"d":"3,887"},"Distributed from 923 Generation And Fuel",2005]
[11576,2019,"LA","Washington Parish Energy Center",55486,"CTG02",0,"U","GT","NG",199.8]
[11591,2019,"LA","Willow Glen",1394,"3",1,"RE","ST","NG",591.8,{"$nulls":5},2016]
[11600,2019,"MA","651 Chase Solar NG",59046,"PV1",0,"OP","PV","SUN",2.5,0.188,{"v":4118,"d":"4,118"},{"v":2227,"d":"2,227"},"Distributed from 923 Generation And Fuel",2014]
[11620,2019,"MA","Anderson Power Products Division",10553,"3622",0,"OS","IC","DFO",0.1,0.008,7,{"v":2.1,"d":"2"},"Distributed from 923 Generation And Fuel",1987,2020]
[11624,2019,"MA","Annese Solar Project Hybrid",63474,"ANNES",0,"TS","PV","SUN",4.6]
[11644,2019,"MA","Bear Swamp",8005,"GEN1",0,"OP","PS","WAT",{"v":300,"d":"300.0"},{"v":-0.031,"d":"(0.031)"},{"v":-81870.5,"d":"(81,871)"},{"v":-36978,"d":"(36,978)"},"Distributed from 923 Generation And Fuel",1974]
[11651,2019,"MA","Bellingham Cogeneration Facility",10307,"ST1",2,"OP","CA","NG",128.7,0.012,{"v":13681,"d":"13,681"},{"v":13018,"d":"13,018"},"EIA-923 Generator File",1991]
[11671,2019,"MA","Boott Hydropower",10556,"GEN3",0,"OP","HY","WAT",7.9,0.437,{"v":30209.738,"d":"30,210"},{"v":9897.079,"d":"9,897"},"Distributed from 923 Generation And Fuel",1985]
[11675,2019,"MA","Bourne (MA) - Holliston I",59750,"1",0,"OP","PV","SUN",2.9,0.138,{"v":3513,"d":"3,513"},{"v":1900,"d":"1,900"},"Distributed from 923 Generation And Fuel",2014]
[11695,2019,"MA","BWC Wading River One, Two, Three CSG",61069,"62381",0,"OP","PV","SUN",{"v":3,"d":"3.0"},0.185,{"v":4866,"d":"4,866"},{"v":2632,"d":"2,632"},"Distributed from 923 Generation And Fuel",2017]
[11708,2019,"MA","Cabot Holyoke",9864,"8",4,"RE","ST","NG",{"v":10,"d":"10.0"},{"$nulls":5},2013]
[11719,2019,"MA","CED Chicopee Solar",61602,"CSMA",0,"OP","PV","SUN",{"v":3,"d":"3.0"},0.189,{"v":4959,"d":"4,959"},{"v":2682,"d":"2,682"},"Distributed from 923 Generation And Fuel",2017]
[11739,2019,"MA","Cherry Street",9038,"8",0,"OP","IC","DFO",{"v":4,"d":"4.0"},{"v":2E-3,"d":"0.002"},{"v":58.266,"d":"58"},{"v":19.884,"d":"20"},"Distributed from 923 Generation And Fuel",1956]
[11741,2019,"MA","Cherry Valley Solar, LLC CSG",63561,"CHERV",0,"OP","PV","SUN",{"v":1,"d":"1.0"},0.178,{"v":1562,"d":"1,562"},845,"Distributed from 923 Generation And Fuel",2017]
[11763,2019,"MA","Collins Facility",52166,"2",0,"OP","HY","WAT",0.6,0.456,{"v":2396.5,"d":"2,397"},785,"Distributed from 923 Generation And Fuel",1985]
[11770,2019,"MA","Cranberry Point Energy Storage",62844,"NA",0,"P","BA","MWH",{"v":150,"d":"150.0"}]
[11788,2019,"MA","Deer Island Treatment Plant",10823,"H201",0,"OP","HY","WAT",{"v":1,"d":"1.0"},0.314,{"v":2755,"d":"2,755"},905,"Distributed from 923 Generation And Fuel",2001]
[11807,2019,"MA","Dennis Landfill",59082,"DEN1",0,"OP","PV","SUN",{"v":5,"d":"5.0"},0.166,{"v":7279,"d":"7,279"},{"v":3937,"d":"3,937"},"Distributed from 923 Generation And Fuel",2014]
[11810,2019,"MA","Dept of Corrections NCCI Wind",58992,"WND-2",0,"OP","WT","WND",1.7,0.243,{"v":3626,"d":"3,626"},{"v":1047,"d":"1,047"},"Distributed from 923 Generation And Fuel",2013]
[11821,2019,"MA","Doreen",1631,"DORE",0,"OP","GT","KER",21.1,{"v":1E-3,"d":"0.001"},139,41,"Distributed from 923 Generation And Fuel",1969]
[11838,2019,"MA","East Bridgewater Solar",62197,"EBRID",0,"OP","PV","SUN",2.3,0.169,{"v":3402,"d":"3,402"},{"v":1840,"d":"1,840"},"Distributed from 923 Generation And Fuel",2017]
[11854,2019,"MA","Essential Power Massachusetts LLC",1642,"WS1",0,"RE","ST","RFO",{"v":51,"d":"51.0"},{"$nulls":5},2002]
[11868,2019,"MA","Fairhaven Wind",59725,"FHWTG",0,"OP","WT","WND",{"v":3,"d":"3.0"},0.241,{"v":6342,"d":"6,342"},{"v":1782,"d":"1,782"},"Distributed from 923 Generation And Fuel",2012]
[11878,2019,"MA","Fitchburg Gas Recovery",56527,"GEN3",0,"OP","IC","LFG",1.6,0.895,{"v":12547,"d":"12,547"},{"v":5065.667,"d":"5,066"},"Distributed from 923 Generation And Fuel",2009]
[11898,2019,"MA","Front Street",7396,"2",0,"OP","IC","DFO",2.7,{"v":1E-3,"d":"0.001"},{"v":29.667,"d":"30"},{"v":8.667,"d":"9"},"Distributed from 923 Generation And Fuel",1978]
[11901,2019,"MA","Gardner - Otter River Road",62870,"79711",0,"OP","PV","SUN",2.5,0.012,259,0,"Distributed from 923 Generation And Fuel",2019]
[11922,2019,"MA","Grafton PV",61341,"MSBW1",0,"OP","PV","SUN",2.7,0.194,{"v":4597,"d":"4,597"},{"v":2487,"d":"2,487"},"Distributed from 923 Generation And Fuel",2016]
[11929,2019,"MA","Griffin Road Solar, LLC CSG",62198,"2639",0,"OP","PV","SUN",{"v":2,"d":"2.0"},0.179,{"v":3138,"d":"3,138"},{"v":1697,"d":"1,697"},"Distributed from 923 Generation And Fuel",2018]
[11948,2019,"MA","Hampshire College Hybrid",60815,"BA1",0,"OP","BA","MWH",0.5,{"v":0,"d":"0.000"},0,0,"Distributed from 923 Generation And Fuel",2017]
[11966,2019,"MA","Haverhill Solar Power Project",57269,"1",0,"OP","PV","SUN",{"v":1,"d":"1.0"},0.102,897,485,"Distributed from 923 Generation And Fuel",2010]
[11973,2019,"MA","High Street Station",1670,"6",0,"OP","IC","NG",1.1,{"v":-2E-3,"d":"(0.002)"},{"v":-18.266,"d":"(18)"},{"v":-7.165,"d":"(7)"},"Distributed from 923 Generation And Fuel",1951]
[11985,2019,"MA","Hunt Farm Solar",59820,"HUNTF",0,"OP","PV","SUN",{"v":3,"d":"3.0"},0.146,{"v":3846,"d":"3,846"},{"v":2080,"d":"2,080"},"Distributed from 923 Generation And Fuel",2013]
[11997,2019,"MA","International Paper Woronoco Mill",50166,"GEN1",0,"OP","HY","WAT",0.5,0.274,{"v":1199.821,"d":"1,200"},{"v":393.036,"d":"393"},"Distributed from 923 Generation And Fuel",1916]
[12017,2019,"MA","Kearsarge Granby",61815,"KSG6",0,"OP","PV","SUN",0.5,0.169,{"v":740.2,"d":"740"},{"v":400.4,"d":"400"},"Distributed from 923 Generation And Fuel",2017]
[12033,2019,"MA","Lawrence Hydroelectric Associates",50545,"GEN1",0,"OP","HY","WAT",7.4,0.558,{"v":36146.5,"d":"36,147"},{"v":11842,"d":"11,842"},"Distributed from 923 Generation And Fuel",1981]
[12046,2019,"MA","MA Military Reservation Wind Project",57253,"1",0,"OP","WT","WND",1.5,0.245,{"v":3217.667,"d":"3,218"},904,"Distributed from 923 Generation And Fuel",2009]
[12057,2019,"MA","Mass Inst Tech Cntrl Utilities/Cogen Plt",54907,"CTG1",0,"OP","GT","NG",21.2,0.505,{"v":93702,"d":"93,702"},{"v":40244,"d":"40,244"},"Distributed from 923 Generation And Fuel",1995,2021]
[12064,2019,"MA","Masspower",10726,"GEN2",0,"OP","CT","NG",{"v":90,"d":"90.0"},{"v":0,"d":"0.000"},0,0,"EIA-923 Generator File",1993]
[12079,2019,"MA","Medical Area Total Energy Plant",10883,"DEG6",0,"SB","IC","DFO",6.8,0.009,{"v":540.833,"d":"541"},{"v":160.833,"d":"161"},"Distributed from 923 Generation And Fuel",1986]
[12088,2019,"MA","Millennium Power",55079,"CT01",0,"OP","CT","NG",295.2,0.222,{"v":573761,"d":"573,761"},{"v":387839,"d":"387,839"},"EIA-923 Generator File",2001]
[12108,2019,"MA","Mystic Generating Station",1588,"GT81",0,"OP","CT","NG",278.6,0.166,{"v":406180,"d":"406,180"},{"v":114246,"d":"114,246"},"EIA-923 Generator File",2003]
[12126,2019,"MA","Nantucket Hybrid",1615,"16",0,"RE","IC","DFO",2.5,{"$nulls":5},2007]
[12132,2019,"MA","New Bedford (MA) Plymouth",59780,"1",0,"OP","PV","SUN",4.3,0.176,{"v":6644,"d":"6,644"},{"v":3594,"d":"3,594"},"Distributed from 923 Generation And Fuel",2014]
[12152,2019,"MA","Nunnepog",59080,"NUN1",0,"OP","PV","SUN",{"v":1,"d":"1.0"},0.129,{"v":1128,"d":"1,128"},610,"Distributed from 923 Generation And Fuel",2014]
[12163,2019,"MA","Onyx - Pembroke Landfill Solar",61726,"10244",0,"OP","PV","SUN",2.4,0.162,{"v":3412,"d":"3,412"},{"v":1846,"d":"1,846"},"Distributed from 923 Generation And Fuel",2017]
[12176,2019,"MA","Partridge Solar Project CSG Hybrid",63435,"BATT",0,"TS","BA","MWH",1.3]
[12183,2019,"MA","Peterson Road Solar",61307,"02076",0,"OP","PV","SUN",2.5,0.194,{"v":4250,"d":"4,250"},{"v":2299,"d":"2,299"},"Distributed from 923 Generation And Fuel",2017]
[12196,2019,"MA","Potter Station 2",1660,"CC2",0,"OP","CT","NG",{"v":76,"d":"76.0"},0.005,{"v":3592,"d":"3,592"},350,"EIA-923 Generator File",1977]
[12220,2019,"MA","Rising Paper",60493,"1",0,"OP","PV","SUN",2.5,0.169,{"v":3699,"d":"3,699"},{"v":2001,"d":"2,001"},"Distributed from 923 Generation And Fuel",2016]
[12227,2019,"MA","Rousselot Inc",50955,"GEN1",0,"SB","ST","NG",1.5,{"v":0,"d":"0.000"},0,0,"EIA-923 Generator File",1947]
[12243,2019,"MA","Scituate PV",59013,"SCT",0,"OP","PV","SUN",2.5,0.164,{"v":3593,"d":"3,593"},{"v":1943,"d":"1,943"},"Distributed from 923 Generation And Fuel",2013]
[12251,2019,"MA","Shrewsbury",6125,"1",0,"OP","IC","DFO",2.8,{"v":-2E-3,"d":"(0.002)"},{"v":-49.042,"d":"(49)"},{"v":-18.667,"d":"(19)"},"Distributed from 923 Generation And Fuel",1969]
[12267,2019,"MA","Solar Carver 1 Hybrid",63541,"BCRV1",0,"L","BA","MWH",{"v":2,"d":"2.0"}]
[12276,2019,"MA","Southbridge Solar",60278,"SBRDG",0,"OP","PV","SUN",1.9,0.178,{"v":2964,"d":"2,964"},{"v":1724,"d":"1,724"},"Distributed from 923 Generation And Fuel",2016]
[12295,2019,"MA","Stony Brook",6081,"CA1",3,"OP","CA","DFO",{"v":105,"d":"105.0"},0.014,{"v":12916,"d":"12,916"},{"v":12406,"d":"12,406"},"EIA-923 Generator File",1981]
[12311,2019,"MA","Syncarpha Blandford Hybrid CSG",62975,"SYBLS",0,"OP","PV","SUN",4.9,{"v":0,"d":"0.000"},0,0,"Distributed from 923 Generation And Fuel",2019]
[12323,2019,"MA","Syncarpha Northampton Hybrid",62976,"SYNOB",0,"U","BA","MWH",{"v":2,"d":"2.0"}]
[12335,2019,"MA","Syncarpha Tewksbury Hybrid",62968,"SYTKB",0,"T","BA","MWH",{"v":2,"d":"2.0"}]
[12342,2019,"MA","Tanner Street Generation",54586,"V643",0,"RE","CT","NG",65.5,{"$nulls":5},2007]
[12356,2019,"MA","True North",59390,"TNE1",0,"OP","PV","SUN",4.8,0.161,{"v":6786,"d":"6,786"},{"v":3671,"d":"3,671"},"Distributed from 923 Generation And Fuel",2012]
[12379,2019,"MA","Waters River",1678,"1",0,"OP","GT","NG",21.3,0.004,{"v":713.173,"d":"713"},{"v":287.501,"d":"288"},"Distributed from 923 Generation And Fuel",1971]
[12386,2019,"MA","Wellesley College Central Utility Plant",54937,"8187",0,"OS","IC","NG",1.9,0.122,{"v":2027.545,"d":"2,028"},{"v":871.554,"d":"872"},"Distributed from 923 Generation And Fuel",1999]
[12403,2019,"MA","Westford Solar Park",58534,"1",0,"OP","PV","SUN",{"v":4,"d":"4.0"},0.148,{"v":5195,"d":"5,195"},{"v":2810,"d":"2,810"},"Distributed from 923 Generation And Fuel",2012]
[12410,2019,"MA","Wheelabrator North Andover",50877,"GEN1",2,"OP","ST","MSW",40.3,0.619,{"v":218375,"d":"218,375"},{"v":84449,"d":"84,449"},"EIA-923 Generator File",1985]
[12430,2019,"MA","Woodland Road",1643,"WOOD",0,"OP","GT","KER",20.4,{"v":1E-3,"d":"0.001"},121,36,"Distributed from 923 Generation And Fuel",1969]
[12440,2019,"MD","APG New Chesapeake",62629,"10115",0,"OP","PV","SUN",2.3,0.187,{"v":3773,"d":"3,773"},{"v":1829,"d":"1,829"},"Distributed from 923 Generation And Fuel",2018]
[12454,2019,"MD","Berlin",6565,"4A",0,"OP","IC","DFO",1.8,{"v":1E-3,"d":"0.001"},{"v":12.75,"d":"13"},{"v":6.75,"d":"7"},"Distributed from 923 Generation And Fuel",2000]
[12461,2019,"MD","Blue Star",62332,"BLUES",0,"V","PV","SUN",7.5]
[12487,2019,"MD","Central Utility Plant at White Oak",58207,"G3",0,"OP","GT","NG",4.3,0.395,{"v":14869.75,"d":"14,870"},{"v":7060.25,"d":"7,060"},"Distributed from 923 Generation And Fuel",2003]
[12498,2019,"MD","Chalk Point LLC",1571,"GT2",0,"OP","GT","DFO",{"v":35,"d":"35.0"},{"v":0,"d":"0.000"},{"v":127.643,"d":"128"},{"v":52.742,"d":"53"},"Distributed from 923 Generation And Fuel",1974]
[12505,2019,"MD","Chesapeake College",60465,"PV1",0,"OP","PV","SUN",1.5,0.186,{"v":2450,"d":"2,450"},{"v":1187,"d":"1,187"},"Distributed from 923 Generation And Fuel",2016]
[12520,2019,"MD","Conowingo",1574,"8",0,"OP","HY","WAT",55.6,0.465,{"v":226450.064,"d":"226,450"},{"v":74739.891,"d":"74,740"},"Distributed from 923 Generation And Fuel",1964]
[12529,2019,"MD","Cove Point LNG Terminal",59073,"5502",0,"OP","OT","OTH",1.3,{"v":0,"d":"0.000"},0,0,"Distributed from 923 Generation And Fuel",2018]
[12545,2019,"MD","Dickerson",1572,"3",1,"OP","ST","BIT",{"v":196,"d":"196.0"},{"v":0.02,"d":"0.020"},{"v":33852,"d":"33,852"},{"v":16582,"d":"16,582"},"EIA-923 Generator File",1962,2020]
[12567,2019,"MD","Easton",1580,"14",0,"OP","IC","DFO",5.6,{"v":0,"d":"0.000"},{"v":-8.333,"d":"(8)"},{"v":-9,"d":"(9)"},"Distributed from 923 Generation And Fuel",1973]
[12573,2019,"MD","Easton 2",4257,"203",0,"OP","GT","DFO",5.4,{"v":0,"d":"0.000"},12,8,"Distributed from 923 Generation And Fuel",2004]
[12589,2019,"MD","Fair Wind",59147,"1",0,"OP","WT","WND",{"v":30,"d":"30.0"},0.371,{"v":97514,"d":"97,514"},{"v":37388,"d":"37,388"},"Distributed from 923 Generation And Fuel",2015]
[12600,2019,"MD","Gateway Solar",61794,"GTWYS",0,"OP","PV","SUN",2.6,0.119,{"v":2709.474,"d":"2,709"},{"v":1494.316,"d":"1,494"},"Distributed from 923 Generation And Fuel",2019]
[12613,2019,"MD","Herbert Farm Solar",58463,"1",0,"OP","PV","SUN",5.5,0.177,{"v":8524,"d":"8,524"},{"v":4131,"d":"4,131"},"Distributed from 923 Generation And Fuel",2012]
[12633,2019,"MD","Mattawoman Energy Center",59662,"CGT12",0,"P","CC","NG",{"v":286,"d":"286.0"}]
[12647,2019,"MD","Morgantown Generating Plant",1573,"3",0,"OP","GT","DFO",{"v":65,"d":"65.0"},{"v":0,"d":"0.000"},{"v":117.044,"d":"117"},{"v":125.389,"d":"125"},"Distributed from 923 Generation And Fuel",1973]
[12657,2019,"MD","NIH Cogeneration Facility",56668,"CGT",0,"OP","GT","NG",{"v":28,"d":"28.0"},{"v":0.67,"d":"0.670"},{"v":164457,"d":"164,457"},{"v":72569,"d":"72,569"},"Distributed from 923 Generation And Fuel",2018]
[12664,2019,"MD","Notch Cliff",1555,"GT5",0,"OP","GT","NG",{"v":18,"d":"18.0"},0.035,{"v":5446.875,"d":"5,447"},{"v":2436.375,"d":"2,436"},"Distributed from 923 Generation And Fuel",1969,2020]
[12680,2019,"MD","Philadelphia",1557,"GT3",0,"OP","GT","DFO",20.7,{"v":2E-3,"d":"0.002"},451,{"v":239.25,"d":"239"},"Distributed from 923 Generation And Fuel",1970]
[12688,2019,"MD","Riverside (MD)",1559,"GT8",0,"RE","GT","DFO",{"v":25,"d":"25.0"},{"v":1E-3,"d":"0.001"},138,73,"Distributed from 923 Generation And Fuel",null,2019]
[12708,2019,"MD","UMCES Ground Mount",62405,"X0009",0,"OP","PV","SUN",{"v":2,"d":"2.0"},0.136,{"v":2379,"d":"2,379"},{"v":1153,"d":"1,153"},"Distributed from 923 Generation And Fuel",2018]
[12717,2019,"MD","Westport",1560,"GT5",0,"OP","GT","NG",121.5,0.043,{"v":46124,"d":"46,124"},{"v":20631,"d":"20,631"},"Distributed from 923 Generation And Fuel",1969,2020]
[12732,2019,"MD","Wicomico",56680,"2",0,"OP","IC","LFG",0.3,0.329,865,{"v":363.611,"d":"364"},"Distributed from 923 Generation And Fuel",2007]
[12752,2019,"ME","Anson Abenaki Hydros",10186,"AB1",0,"OP","HY","WAT",{"v":3,"d":"3.0"},0.511,{"v":13434.931,"d":"13,435"},{"v":4401.414,"d":"4,401"},"Distributed from 923 Generation And Fuel",1983]
[12764,2019,"ME","Anson Abenaki Hydros",10186,"AN5",0,"OP","HY","WAT",1.8,0.511,{"v":8060.959,"d":"8,061"},{"v":2640.848,"d":"2,641"},"Distributed from 923 Generation And Fuel",1984]
[12776,2019,"ME","Basin Mills",783,"1",0,"CN","HY","WAT",{"v":12,"d":"12.0"}]
[12792,2019,"ME","Bowers Wind Project",57088,"1",0,"IP","WT","WND",{"v":48,"d":"48.0"}]
[12797,2019,"ME","Bucksport Generation LLC",50243,"GEN4",0,"OP","GT","NG",186.8,{"v":1E-3,"d":"0.001"},{"v":1362,"d":"1,362"},820,"Distributed from 923 Generation And Fuel",2001]
[12820,2019,"ME","Continental Mills",1487,"CM3",0,"RE","HY","WAT",0.4,{"$nulls":5},2006]
[12823,2019,"ME","Deer Rips",1488,"DR1",0,"OP","HY","WAT",0.6,0.687,{"v":3608.954,"d":"3,609"},{"v":1182.369,"d":"1,182"},"Distributed from 923 Generation And Fuel",1903]
[12843,2019,"ME","Flos Inn Diesel",1514,"FID2",0,"OS","IC","DFO",{"v":2,"d":"2.0"},{"$nulls":4},1959]
[12858,2019,"ME","Great Lakes Hydro America - ME",54134,"EMH3",0,"OP","HY","WAT",1.6,0.598,{"v":8383.896,"d":"8,384"},{"v":2746.667,"d":"2,747"},"Distributed from 923 Generation And Fuel",1948]
[12867,2019,"ME","Great Lakes Hydro America - ME",54134,"MIH4",0,"OP","HY","WAT",5.1,0.598,{"v":26723.667,"d":"26,724"},{"v":8755,"d":"8,755"},"Distributed from 923 Generation And Fuel",1917]
[12874,2019,"ME","Great Lakes Hydro America - ME",54134,"NOH2",0,"OP","HY","WAT",3.2,0.598,{"v":16767.791,"d":"16,768"},{"v":5493.333,"d":"5,493"},"Distributed from 923 Generation And Fuel",1986]
[12895,2019,"ME","Hiram",1493,"2",0,"OP","HY","WAT",8.1,{"v":0.5,"d":"0.500"},{"v":35475.686,"d":"35,476"},{"v":11622.343,"d":"11,622"},"Distributed from 923 Generation And Fuel",1985]
[12911,2019,"ME","International Paper Livermore Hydro",50082,"GEN3",0,"OP","HY","WAT",1.1,0.471,{"v":4542.283,"d":"4,542"},{"v":1488.109,"d":"1,488"},"Distributed from 923 Generation And Fuel",1910]
[12918,2019,"ME","International Paper Riley Hydro",50081,"GEN1",0,"OP","HY","WAT",1.1,0.387,{"v":3732.333,"d":"3,732"},{"v":1222.833,"d":"1,223"},"Distributed from 923 Generation And Fuel",1981]
[12928,2019,"ME","Lockwood Hydroelectric Facility",10066,"GEN2",0,"OP","HY","WAT",0.8,0.453,{"v":3174.444,"d":"3,174"},{"v":1040,"d":"1,040"},"Distributed from 923 Generation And Fuel",1985]
[12942,2019,"ME","Medway",1474,"IC2",0,"RE","IC","DFO",{"v":2,"d":"2.0"},{"$nulls":5},2015]
[12962,2019,"ME","North Gorham",1501,"2",0,"OP","HY","WAT",1.1,0.631,{"v":6076,"d":"6,076"},{"v":1990.5,"d":"1,991"},"Distributed from 923 Generation And Fuel",1925]
[12975,2019,"ME","Passadumkeag Windpark LLC",59222,"Q357",0,"OP","WT","WND",42.9,0.383,{"v":144070,"d":"144,070"},{"v":40479,"d":"40,479"},"Distributed from 923 Generation And Fuel",2016]
[12986,2019,"ME","Pittsfield Hydro",54124,"GEN2",0,"OP","HY","WAT",0.3,0.439,{"v":1153.091,"d":"1,153"},{"v":377.727,"d":"378"},"Distributed from 923 Generation And Fuel",1986]
[13002,2019,"ME","Robbins Lumber",50230,"WEG",1,"TS","ST","WDS",{"v":10,"d":"10.0"},{"v":0,"d":"0.000"},0,0,"EIA-923 Generator File"]
[13008,2019,"ME","Rumford Falls Hydro Facility",10493,"GEN3",0,"OP","HY","WAT",8.8,0.652,{"v":50225.258,"d":"50,225"},{"v":16454.418,"d":"16,454"},"Distributed from 923 Generation And Fuel",1926]
[13030,2019,"ME","S D Warren Westbrook",50447,"GEN8",0,"RE","ST","WDS",{"v":10,"d":"10.0"},{"$nulls":5},1999]
[13046,2019,"ME","Shawmut",1504,"SH6",0,"OP","HY","WAT",0.9,0.575,{"v":4530.682,"d":"4,531"},{"v":1484.284,"d":"1,484"},"Distributed from 923 Generation And Fuel",1921]
[13055,2019,"ME","Squa Pan Hydro Station",1516,"SP1",0,"SB","HY","WAT",1.5,0.085,{"v":1120,"d":"1,120"},367,"Distributed from 923 Generation And Fuel",1941]
[13070,2019,"ME","Upper Barker",52171,"GEN1",0,"OP","HY","WAT",{"v":1,"d":"1.0"},0.481,{"v":4216,"d":"4,216"},{"v":1381,"d":"1,381"},"Distributed from 923 Generation And Fuel",1987]
[13077,2019,"ME","West Buxton",1508,"WB3",0,"OP","HY","WAT",1.1,0.397,{"v":3830.286,"d":"3,830"},{"v":1254.857,"d":"1,255"},"Distributed from 923 Generation And Fuel",1920]
[13088,2019,"ME","Weston Hydro",1509,"WE3",0,"OP","HY","WAT",{"v":3,"d":"3.0"},0.793,{"v":20833.75,"d":"20,834"},{"v":6825.5,"d":"6,826"},"Distributed from 923 Generation And Fuel",1921]
[13101,2019,"ME","Woodland Pulp, LLC",10613,"HG4",0,"SB","HY","WAT",0.8,0.462,{"v":3239.308,"d":"3,239"},{"v":1061.232,"d":"1,061"},"Distributed from 923 Generation And Fuel",1906]
[13121,2019,"MI","Ada Cogeneration LP",10819,"GEN2",1,"OP","CA","NG",10.1,0.271,{"v":24017,"d":"24,017"},{"v":9853,"d":"9,853"},"EIA-923 Generator File",1990]
[13135,2019,"MI","Alpena Cement Plant",50305,"GEN9",5,"OP","ST","PC",{"v":11,"d":"11.0"},{"v":0.48,"d":"0.480"},{"v":46221,"d":"46,221"},{"v":21741,"d":"21,741"},"EIA-923 Generator File",1994]
[13145,2019,"MI","B C Cobb",1695,"2",3,"RE","ST","NG",{"v":69,"d":"69.0"},{"$nulls":5},2015]
[13165,2019,"MI","Beebe 1A",58020,"1",0,"OP","WT","WND",81.6,0.311,{"v":222408,"d":"222,408"},{"v":64983,"d":"64,983"},"Distributed from 923 Generation And Fuel",2012]
[13172,2019,"MI","Belle River",6034,"5",0,"OP","IC","DFO",2.7,{"v":-1E-3,"d":"(0.001)"},{"v":-33,"d":"(33)"},{"v":-22.4,"d":"(22)"},"Distributed from 923 Generation And Fuel",1981]
[13189,2019,"MI","Big Quinnesec 61",7821,"4",0,"OP","HY","WAT",2.2,{"v":0.36,"d":"0.360"},{"v":6935.5,"d":"6,936"},{"v":2827.5,"d":"2,828"},"Distributed from 923 Generation And Fuel",1914]
[13196,2019,"MI","Blue Water Energy Center",62192,"11",0,"U","CT","NG",394.4]
[13219,2019,"MI","C W Tippy",1698,"1",0,"OP","HY","WAT",6.7,0.379,{"v":22242,"d":"22,242"},{"v":9067,"d":"9,067"},"Distributed from 923 Generation And Fuel",1918]
[13233,2019,"MI","Caro",1874,"6",0,"OP","IC","DFO",{"v":2,"d":"2.0"},{"v":0,"d":"0.000"},{"v":1.668,"d":"2"},{"v":0.743,"d":"1"},"Data from EIA-923 Generator File overwritten with distributed data from EIA-923 Generation and Fuel",2000]
[13240,2019,"MI","Chalk Hill",1776,"3",0,"OP","HY","WAT",2.6,0.633,{"v":14428.333,"d":"14,428"},{"v":5882,"d":"5,882"},"Distributed from 923 Generation And Fuel",1927]
[13252,2019,"MI","Clinton",1818,"6",0,"RE","IC","DFO",{"v":2,"d":"2.0"},{"v":-0.003,"d":"(0.003)"},{"v":-53.333,"d":"(53)"},0,"Distributed from 923 Generation And Fuel",null,2019]
[13264,2019,"MI","Conners Creek",1726,"2",0,"RE","IC","DFO",2.7,{"$nulls":5},2013]
[13280,2019,"MI","Cross Winds Energy Park",58830,"CWEP",0,"OP","WT","WND",{"v":111,"d":"111.0"},0.234,{"v":227203.876,"d":"227,204"},{"v":66384.153,"d":"66,384"},"Distributed from 923 Generation And Fuel",2014]
[13299,2019,"MI","Dafter",1868,"2",0,"RE","IC","DFO",{"v":1,"d":"1.0"},{"$nulls":5},1995]
[13308,2019,"MI","Dayton (MI)",1727,"3",0,"RE","IC","DFO",{"v":2,"d":"2.0"},{"$nulls":5},2013]
[13324,2019,"MI","Deerfield Wind Energy, LLC",60883,"WT2",0,"OP","WT","WND",74.5,0.401,{"v":261611,"d":"261,611"},{"v":73561.5,"d":"73,562"},"Distributed from 923 Generation And Fuel",2017]
[13332,2019,"MI","Delta Solar Power I",61954,"DSPI",0,"OP","PV","SUN",8.1,0.181,{"v":12864,"d":"12,864"},{"v":7133,"d":"7,133"},"Distributed from 923 Generation And Fuel",2018]
[13348,2019,"MI","Echo Wind Park",58121,"GEN3",0,"OP","WT","WND",{"v":50,"d":"50.0"},0.276,{"v":121063.889,"d":"121,064"},{"v":35372.222,"d":"35,372"},"Distributed from 923 Generation And Fuel",2016]
[13355,2019,"MI","Edenville",50158,"1",0,"OS","HY","WAT",2.4,{"v":0,"d":"0.000"},0,0,"Distributed from 923 Generation And Fuel",1923]
[13379,2019,"MI","Edison Sault",1751,"32",0,"OP","HY","WAT",0.6,0.619,{"v":3254.971,"d":"3,255"},{"v":1326.919,"d":"1,327"},"Distributed from 923 Generation And Fuel",1963]
[13392,2019,"MI","Edison Sault",1751,"47",0,"OP","HY","WAT",0.6,0.619,{"v":3254.971,"d":"3,255"},{"v":1326.919,"d":"1,327"},"Distributed from 923 Generation And Fuel",1963]
[13399,2019,"MI","Edison Sault",1751,"54",0,"OP","HY","WAT",0.6,0.619,{"v":3254.971,"d":"3,255"},{"v":1326.919,"d":"1,327"},"Distributed from 923 Generation And Fuel",1963]
[13412,2019,"MI","Edison Sault",1751,"66",0,"OP","HY","WAT",0.5,0.619,{"v":2712.476,"d":"2,712"},{"v":1105.766,"d":"1,106"},"Distributed from 923 Generation And Fuel",1916]
[13423,2019,"MI","Edison Sault",1751,"76",0,"OP","HY","WAT",0.5,0.619,{"v":2712.476,"d":"2,712"},{"v":1105.766,"d":"1,106"},"Distributed from 923 Generation And Fuel",1916]
[13443,2019,"MI","F.D. Kuester Generating Station",61392,"K7",0,"OP","IC","NG",18.8,0.397,{"v":65300.714,"d":"65,301"},{"v":33261.429,"d":"33,261"},"Distributed from 923 Generation And Fuel",2019]
[13449,2019,"MI","Fermi",1729,"GT2",0,"OP","GT","DFO",{"v":16,"d":"16.0"},{"v":0,"d":"0.000"},{"v":-27.75,"d":"(28)"},{"v":-13,"d":"(13)"},"Distributed from 923 Generation And Fuel",1966]
[13467,2019,"MI","French Landing Dam",50437,"FRL1",0,"OP","HY","WAT",1.6,{"v":0.72,"d":"0.720"},{"v":10096,"d":"10,096"},{"v":4116,"d":"4,116"},"Distributed from 923 Generation And Fuel",1988]
[13474,2019,"MI","Gaylord - Consumers",1706,"3",0,"RE","GT","NG",{"v":16,"d":"16.0"},{"$nulls":5},2018]
[13496,2019,"MI","Grand Blanc Generating Station",54757,"4-3",0,"OP","IC","LFG",0.8,0.771,{"v":5406.462,"d":"5,406"},{"v":2228.103,"d":"2,228"},"Distributed from 923 Generation And Fuel",1994]
[13511,2019,"MI","Grand Rapids",1787,"5",0,"OP","HY","WAT",1.9,0.363,{"v":6048.08,"d":"6,048"},{"v":2465.44,"d":"2,465"},"Distributed from 923 Generation And Fuel",1923]
[13514,2019,"MI","Grand River",10532,"2-4",0,"OP","IC","LFG",0.8,{"v":0.42,"d":"0.420"},{"v":2946.25,"d":"2,946"},{"v":1214.25,"d":"1,214"},"Distributed from 923 Generation And Fuel",1996]
[13529,2019,"MI","Greenwood (MI)",6035,"11-3",0,"OP","GT","NG",85.3,0.039,{"v":28869.667,"d":"28,870"},{"v":21856.667,"d":"21,857"},"Distributed from 923 Generation And Fuel",1999]
[13542,2019,"MI","GRS Lyon",55595,"3",0,"RE","IC","LFG",{"v":1,"d":"1.0"},{"$nulls":5},2010]
[13558,2019,"MI","Hart",1827,"IC1",0,"OP","IC","DFO",1.7,{"v":0,"d":"0.000"},0,0,"Distributed from 923 Generation And Fuel",1985]
[13576,2019,"MI","Hillsdale",1829,"9",0,"RE","IC","DFO",1.8,{"$nulls":5},2013]
[13586,2019,"MI","Hydro Plant",1856,"2",0,"OP","HY","WAT",0.4,0.295,{"v":1035.273,"d":"1,035"},422,"Distributed from 923 Generation And Fuel",1911]
[13602,2019,"MI","J H Campbell",1710,"A",0,"RE","GT","DFO",18.6,{"$nulls":5},2018]
[13609,2019,"MI","Jackson Generating Station",55270,"LM2",0,"OP","CT","NG",{"v":60,"d":"60.0"},0.411,{"v":216019,"d":"216,019"},{"v":95780,"d":"95,780"},"EIA-923 Generator File",2002]
[13626,2019,"MI","Kingsford",1778,"2",0,"OP","HY","WAT",2.4,0.423,{"v":8890.667,"d":"8,891"},{"v":3624.333,"d":"3,624"},"Distributed from 923 Generation And Fuel",1924]
[13646,2019,"MI","Livingston Generating Station",55102,"003",0,"OP","GT","NG",42.4,0.008,{"v":2856.828,"d":"2,857"},{"v":1232.865,"d":"1,233"},"Distributed from 923 Generation And Fuel",1999]
[13656,2019,"MI","Lowell",1837,"7",0,"RE","IC","NG",1.4,{"$nulls":5},2012]
[13670,2019,"MI","Manistique",1750,"1",0,"OP","IC","DFO",{"v":2,"d":"2.0"},{"v":0.02,"d":"0.020"},355,{"v":158.333,"d":"158"},"Distributed from 923 Generation And Fuel",1960]
[13677,2019,"MI","Marshall (MI)",1844,"IC2",0,"OS","IC","NG",1.1,{"v":0,"d":"0.000"},{"v":3.698,"d":"4"},{"v":1.612,"d":"2"},"Distributed from 923 Generation And Fuel",1953,2020]
[13697,2019,"MI","Michigan Power LP",54915,"G101",0,"OP","CT","NG",80.1,{"v":0.98,"d":"0.980"},{"v":687646,"d":"687,646"},{"v":273097,"d":"273,097"},"EIA-923 Generator File",1995]
[13707,2019,"MI","Midland Cogeneration Venture",10745,"GT3",0,"OP","CT","NG",87.1,0.685,{"v":522611.75,"d":"522,612"},{"v":238326.09,"d":"238,326"},"EIA-923 Generator File",1989]
[13721,2019,"MI","Modular Power LLC",56183,"3",0,"RE","IC","DFO",1.6,{"$nulls":5},2006]
[13737,2019,"MI","Mottville",1761,"1",0,"OP","HY","WAT",0.4,0.597,{"v":2092.75,"d":"2,093"},{"v":853.25,"d":"853"},"Distributed from 923 Generation And Fuel",1923]
[13740,2019,"MI","Mottville",1761,"4",0,"OP","HY","WAT",0.4,0.597,{"v":2092.75,"d":"2,093"},{"v":853.25,"d":"853"},"Distributed from 923 Generation And Fuel",1923]
[13765,2019,"MI","Northeast (MI)",1734,"6",0,"OP","GT","DFO",21.2,{"v":1E-3,"d":"0.001"},{"v":178.028,"d":"178"},{"v":76.764,"d":"77"},"Distributed from 923 Generation And Fuel",1971]
[13768,2019,"MI","Norway (MI)",1848,"2",0,"OP","HY","WAT",1.2,0.543,{"v":5706.095,"d":"5,706"},{"v":2326.095,"d":"2,326"},"Distributed from 923 Generation And Fuel",1905]
[13787,2019,"MI","Peavy Falls",1781,"2",0,"OP","HY","WAT",{"v":6,"d":"6.0"},0.635,{"v":33384.5,"d":"33,385"},{"v":13609.5,"d":"13,610"},"Distributed from 923 Generation And Fuel",1943]
[13805,2019,"MI","Pine Tree Acres",54989,"GEN3",0,"OP","IC","LFG",0.8,0.933,{"v":6535.545,"d":"6,536"},{"v":2719.455,"d":"2,719"},"Distributed from 923 Generation And Fuel",1998]
[13812,2019,"MI","Pine Tree Acres WM LFGTE",57443,"GEN1",0,"OP","IC","LFG",1.6,0.622,{"v":8722.25,"d":"8,722"},{"v":2964.25,"d":"2,964"},"Distributed from 923 Generation And Fuel",2012]
[13820,2019,"MI","Placid 12",1737,"1",0,"OP","IC","DFO",2.7,{"v":-1E-3,"d":"(0.001)"},{"v":-18.4,"d":"(18)"},{"v":-8.2,"d":"(8)"},"Distributed from 923 Generation And Fuel",1970]
[13836,2019,"MI","Presque Isle",1769,"8",1,"RE","ST","SUB",{"v":90,"d":"90.0"},0.103,{"v":81291,"d":"81,291"},0,"EIA-923 Generator File",null,2019]
[13856,2019,"MI","River Rouge",1740,"IC2",0,"OP","IC","DFO",2.7,{"v":-2E-3,"d":"(0.002)"},{"v":-39.5,"d":"(40)"},{"v":-13.25,"d":"(13)"},"Distributed from 923 Generation And Fuel",1967]
[13867,2019,"MI","Saint Marys Falls",1865,"1",0,"OP","HY","WAT",6.2,0.705,{"v":38315.738,"d":"38,316"},{"v":15619.814,"d":"15,620"},"Distributed from 923 Generation And Fuel",1951]
[13880,2019,"MI","Shiras",1843,"2",1,"RE","ST","BIT",{"v":21,"d":"21.0"},{"v":0,"d":"0.000"},{"v":-63,"d":"(63)"},{"v":-26,"d":"(26)"},"EIA-923 Generator File",null,2019]
[13887,2019,"MI","Slocum",1741,"4",0,"OP","IC","DFO",2.7,{"v":-2E-3,"d":"(0.002)"},{"v":-49,"d":"(49)"},{"v":-21.8,"d":"(22)"},"Distributed from 923 Generation And Fuel",1968]
[13904,2019,"MI","St Louis",1852,"3",0,"SB","IC","DFO",0.9,{"v":0,"d":"0.000"},{"v":0.672,"d":"1"},{"v":0.269,"d":"0"},"Distributed from 923 Generation And Fuel",1951]
[13924,2019,"MI","Sturgis City Diesel Plant",1855,"4",0,"RE","IC","DFO",{"v":1,"d":"1.0"},{"$nulls":5},2007]
[13931,2019,"MI","Sumpter Energy Associates",54536,"0202",0,"OP","IC","LFG",0.8,0.014,{"v":100.6,"d":"101"},{"v":41.467,"d":"41"},"Distributed from 923 Generation And Fuel",1998]
[13951,2019,"MI","Superior Falls",1757,"2",0,"OP","HY","WAT",0.7,0.939,{"v":5760,"d":"5,760"},{"v":2348,"d":"2,348"},"Distributed from 923 Generation And Fuel",1917,2024]
[13955,2019,"MI","T B Simon Power Plant",10328,"GEN4",5,"OP","ST","NG",{"v":21,"d":"21.0"},{"v":0.55,"d":"0.550"},{"v":101117.08,"d":"101,117"},{"v":44318.479,"d":"44,318"},"EIA-923 Generator File",1993]
[13971,2019,"MI","Thetford",1719,"5",0,"RE","GT","NG",17.6,{"$nulls":5},2013]
[13984,2019,"MI","Tuscola Bay Wind",58351,"GE16",0,"OP","WT","WND",{"v":120,"d":"120.0"},0.359,{"v":377623,"d":"377,623"},{"v":110333,"d":"110,333"},"Distributed from 923 Generation And Fuel",2012]
[13999,2019,"MI","Ubly",1875,"9",0,"OP","IC","DFO",1.5,{"v":0,"d":"0.000"},{"v":1.304,"d":"1"},{"v":0.575,"d":"1"},"Data from EIA-923 Generator File overwritten with distributed data from EIA-923 Generation and Fuel",2002]
[14015,2019,"MI","Vestaburg",1881,"7",0,"RE","IC","DFO",{"v":3,"d":"3.0"},{"$nulls":5},2017]
[14031,2019,"MI","Watervliet",58546,"GEN3",0,"OP","IC","LFG",0.8,0.758,{"v":5313.4,"d":"5,313"},{"v":2189.8,"d":"2,190"},"Distributed from 923 Generation And Fuel",2019]
[14043,2019,"MI","White Pine Electric Power",10148,"GEN3",2,"OS","ST","NG",{"v":20,"d":"20.0"},{"$nulls":4},1954,2024]
[14059,2019,"MI","Wood Road",54549,"1-4",0,"OP","IC","LFG",0.8,0.936,{"v":6556.3,"d":"6,556"},{"v":2701.9,"d":"2,702"},"Distributed from 923 Generation And Fuel",1997]
[14064,2019,"MI","Wyandotte",1866,"5",3,"OS","ST","NG",{"v":22,"d":"22.0"},{"v":0,"d":"0.000"},0,0,"EIA-923 Generator File",1958]
[14083,2019,"MI","Zeeland Generating Station",55087,"2C",2,"OP","CA","NG",213.4,0.707,{"v":1321836,"d":"1,321,836"},{"v":525051,"d":"525,051"},"EIA-923 Generator File",2002]
[14090,2019,"MN","Adrian",1956,"3",0,"RE","IC","DFO",0.4,{"$nulls":5},2001]
[14111,2019,"MN","Andromeda Community Solar",61181,"OACS5",0,"OP","PV","SUN",0.9,0.187,{"v":1470.8,"d":"1,471"},{"v":902.8,"d":"903"},"Distributed from 923 Generation And Fuel",2017]
[14114,2019,"MN","Anoka County MN CONX",62061,"PV1",0,"OP","PV","SUN",3.4,0.172,{"v":5123,"d":"5,123"},{"v":3145,"d":"3,145"},"Distributed from 923 Generation And Fuel",2018]
[14134,2019,"MN","Athens BESS",62937,"BA",0,"OP","BA","MWH",{"v":6,"d":"6.0"},{"v":-0.009,"d":"(0.009)"},{"v":-453,"d":"(453)"},{"v":-185,"d":"(185)"},"Distributed from 923 Generation And Fuel",2018]
[14144,2019,"MN","B.R. Corcoran CSG",61453,"42282",0,"OP","PV","SUN",{"v":1,"d":"1.0"},0.167,{"v":1462.6,"d":"1,463"},{"v":897.8,"d":"898"},"Distributed from 923 Generation And Fuel",2017]
[14158,2019,"MN","Becker Solar 5 CSG",62087,"BCKR5",0,"OP","PV","SUN",{"v":1,"d":"1.0"},0.122,{"v":1072,"d":"1,072"},708,"Distributed from 923 Generation And Fuel",2019]
[14178,2019,"MN","Big Lake Project CSG",61817,"BIGLA",0,"OP","PV","SUN",{"v":5,"d":"5.0"},0.198,{"v":8680,"d":"8,680"},{"v":5328,"d":"5,328"},"Distributed from 923 Generation And Fuel",2018]
[14181,2019,"MN","Black Dog",1904,"5",0,"OP","CT","NG",187.9,0.632,{"v":1040362,"d":"1,040,362"},{"v":488422,"d":"488,422"},"EIA-923 Generator File",2002]
[14202,2019,"MN","Blue Breezes II LLC",56581,"1",0,"OP","WT","WND",1.3,0.265,{"v":3013,"d":"3,013"},{"v":1045,"d":"1,045"},"Distributed from 923 Generation And Fuel",2006]
[14209,2019,"MN","Blue Earth",1967,"IC7",0,"OP","IC","DFO",1.1,{"v":1E-3,"d":"0.001"},{"v":7.9,"d":"8"},{"v":3.1,"d":"3"},"Distributed from 923 Generation And Fuel",2015]
[14228,2019,"MN","Brainerd Public Utilities",50636,"3",0,"OP","HY","WAT",0.5,0.698,{"v":3059.31,"d":"3,059"},{"v":1269.138,"d":"1,269"},"Distributed from 923 Generation And Fuel",1936]
[14246,2019,"MN","Cannon Garden Solar",63252,"CGS",0,"U","PV","SUN",{"v":1,"d":"1.0"}]
[14249,2019,"MN","Capella Community Solar",61178,"HCCS2",0,"OP","PV","SUN",0.9,0.196,{"v":1548.8,"d":"1,549"},{"v":950.8,"d":"951"},"Distributed from 923 Generation And Fuel",2017]
[14261,2019,"MN","Carleton College",57296,"WIND2",0,"OP","WT","WND",1.6,0.288,{"v":4038.5,"d":"4,039"},{"v":1400.5,"d":"1,401"},"Distributed from 923 Generation And Fuel",2011]
[14277,2019,"MN","CF Novel Solar CSG Gardens Eleven, LLC",61141,"0000F",0,"OP","PV","SUN",{"v":3,"d":"3.0"},0.152,{"v":3993,"d":"3,993"},{"v":2451,"d":"2,451"},"Distributed from 923 Generation And Fuel",2017]
[14293,2019,"MN","Cisco",63431,"32001",0,"OP","WT","WND",8.4,0.239,{"v":17583,"d":"17,583"},{"v":6097,"d":"6,097"},"Distributed from 923 Generation And Fuel",2008]
[14308,2019,"MN","Corcoran CSG",61971,"203",0,"OP","PV","SUN",{"v":1,"d":"1.0"},0.158,{"v":1383.2,"d":"1,383"},849,"Distributed from 923 Generation And Fuel",2019]
[14321,2019,"MN","Cottage Grove CSG, LLC",61483,"CTGR5",0,"OP","PV","SUN",{"v":1,"d":"1.0"},{"v":0.14,"d":"0.140"},{"v":1222.6,"d":"1,223"},{"v":750.6,"d":"751"},"Distributed from 923 Generation And Fuel",2018]
[14337,2019,"MN","Delano",1969,"6",0,"OP","IC","DFO",1.2,{"v":0,"d":"0.000"},{"v":0.931,"d":"1"},{"v":0.414,"d":"0"},"Distributed from 923 Generation And Fuel",1989]
[14341,2019,"MN","Delphinus Community Solar",61329,"QDCS1",0,"OP","PV","SUN",{"v":1,"d":"1.0"},0.163,{"v":1427.5,"d":"1,428"},{"v":876.5,"d":"877"},"Distributed from 923 Generation And Fuel",2018]
[14361,2019,"MN","Eichtens Community Solar",60795,"SO228",0,"OP","PV","SUN",3.9,0.155,{"v":5298,"d":"5,298"},{"v":3252,"d":"3,252"},"Distributed from 923 Generation And Fuel",2016]
[14368,2019,"MN","Elk River",2039,"CT",0,"OP","GT","NG",191.3,{"v":0.01,"d":"0.010"},{"v":16205,"d":"16,205"},{"v":9936,"d":"9,936"},"Distributed from 923 Generation And Fuel",2009]
[14388,2019,"MN","Equuleus Community Solar Gardens",61363,"CSG4",0,"OP","PV","SUN",{"v":1,"d":"1.0"},0.144,{"v":1259,"d":"1,259"},{"v":772.8,"d":"773"},"Distributed from 923 Generation And Fuel",2017]
[14405,2019,"MN","Fairmont Wind",56415,"WND3",0,"OP","WT","WND",1.7,0.283,{"v":4221.352,"d":"4,221"},{"v":1463.889,"d":"1,464"},"Distributed from 923 Generation And Fuel",2004]
[14412,2019,"MN","FastSun 10 CSG",63038,"FS10",0,"TS","PV","SUN",{"v":1,"d":"1.0"}]
[14421,2019,"MN","FastSun 4",63576,"FS4",0,"V","PV","SUN",{"v":1,"d":"1.0"}]
[14436,2019,"MN","Fond Du Lac",1894,"1",0,"OP","HY","WAT",{"v":12,"d":"12.0"},0.599,{"v":63002,"d":"63,002"},{"v":26135,"d":"26,135"},"Distributed from 923 Generation And Fuel",1924]
[14456,2019,"MN","Franklin Heating Station",54224,"GEN2",4,"OP","ST","NG",2.5,0.535,{"v":11720.462,"d":"11,720"},{"v":5176.017,"d":"5,176"},"EIA-923 Generator File",1951]
[14472,2019,"MN","Glencoe",1975,"10",0,"OP","IC","DFO",{"v":7,"d":"7.0"},{"v":1E-3,"d":"0.001"},{"v":46.253,"d":"46"},{"v":18.43,"d":"18"},"Distributed from 923 Generation And Fuel",1985]
[14480,2019,"MN","Glencoe",1975,"6",0,"RE","IC","DFO",1.3,{"$nulls":5},2013]
[14487,2019,"MN","Goose Lake MN DPC-GM",62148,"PV1",0,"OP","PV","SUN",1.5,0.143,{"v":1884,"d":"1,884"},{"v":1209,"d":"1,209"},"Distributed from 923 Generation And Fuel",2019]
[14503,2019,"MN","Granite Falls",1977,"HC3",0,"OS","HY","WAT",0.8,0.257,{"v":1803.077,"d":"1,803"},{"v":747.692,"d":"748"},"Distributed from 923 Generation And Fuel",1986]
[14519,2019,"MN","GSSP Schneider LLC",63370,"SCHN3",0,"OP","PV","SUN",{"v":1,"d":"1.0"},0.008,74,0,"Distributed from 923 Generation And Fuel",2019]
[14527,2019,"MN","Halstad",8105,"2",0,"RE","IC","DFO",0.3,{"$nulls":5},2005]
[14547,2019,"MN","Heyer CSG",61793,"HEYER",0,"OP","PV","SUN",{"v":1,"d":"1.0"},0.184,{"v":1608,"d":"1,608"},987,"Distributed from 923 Generation And Fuel",2018]
[14566,2019,"MN","Hoot Lake",1943,"H1",0,"OP","HY","WAT",{"v":1,"d":"1.0"},0.615,{"v":5391,"d":"5,391"},{"v":2236,"d":"2,236"},"Distributed from 923 Generation And Fuel",1914]
[14571,2019,"MN","Huneke CSG 2, LLC",63821,"HUN02",0,"V","PV","SUN",{"v":1,"d":"1.0"}]
[14591,2019,"MN","IBM West",56269,"1",0,"SB","IC","DFO",1.8,{"v":1E-3,"d":"0.001"},23,9,"Distributed from 923 Generation And Fuel",2005]
[14599,2019,"MN","International Falls Power",10487,"GEN7",0,"OP","HY","WAT",1.6,0.551,{"v":7717.972,"d":"7,718"},{"v":3651.268,"d":"3,651"},"Distributed from 923 Generation And Fuel",1924]
[14615,2019,"MN","Jessica Mills LLC",55564,"JM30",0,"OP","WT","WND",1.9,{"v":0.23,"d":"0.230"},{"v":3825,"d":"3,825"},{"v":1326,"d":"1,326"},"Distributed from 923 Generation And Fuel",2001]
[14622,2019,"MN","Johnson Solar CSG",61380,"JOHN5",0,"OP","PV","SUN",{"v":1,"d":"1.0"},0.172,{"v":1510,"d":"1,510"},927,"Distributed from 923 Generation And Fuel",2018]
[14636,2019,"MN","Key City",1914,"4",0,"RE","GT","NG",{"v":18,"d":"18.0"},{"$nulls":5},2015]
[14659,2019,"MN","Lake Emily Solar",60526,"PV1",0,"OP","PV","SUN",4.5,0.206,{"v":8131,"d":"8,131"},{"v":4991,"d":"4,991"},"Distributed from 923 Generation And Fuel",2016]
[14666,2019,"MN","Lakefield Junction",7925,"2",0,"OP","GT","NG",89.3,0.013,{"v":10033.333,"d":"10,033"},{"v":4709.5,"d":"4,710"},"Distributed from 923 Generation And Fuel",2001]
[14683,2019,"MN","Lanesboro",1987,"3",0,"RE","IC","DFO",{"v":1,"d":"1.0"},{"$nulls":5},2016]
[14690,2019,"MN","Leo Community Solar",61713,"LEO",0,"OP","PV","SUN",{"v":1,"d":"1.0"},0.204,{"v":1788,"d":"1,788"},{"v":1098,"d":"1,098"},"Distributed from 923 Generation And Fuel",2018]
[14706,2019,"MN","Litchfield",1989,"QS 2",0,"SB","IC","DFO",2.3,0.003,{"v":54.35,"d":"54"},{"v":21.682,"d":"22"},"Distributed from 923 Generation And Fuel",2010]
[14716,2019,"MN","Loon Garden",63397,"CGS",0,"TS","PV","SUN",{"v":1,"d":"1.0"}]
[14734,2019,"MN","Madelia",30,"2",0,"OP","IC","NG",{"v":2,"d":"2.0"},{"v":-1E-3,"d":"(0.001)"},{"v":-20.169,"d":"(20)"},{"v":-7.966,"d":"(8)"},"Distributed from 923 Generation And Fuel",1965]
[14750,2019,"MN","Marmas Solar CSG",61139,"MARM4",0,"OP","PV","SUN",{"v":1,"d":"1.0"},0.171,{"v":1499.75,"d":"1,500"},{"v":920.75,"d":"921"},"Distributed from 923 Generation And Fuel",2018]
[14763,2019,"MN","Melrose",1994,"1",0,"SB","IC","DFO",{"v":1,"d":"1.0"},{"v":1E-3,"d":"0.001"},{"v":7.561,"d":"8"},{"v":2.927,"d":"3"},"Distributed from 923 Generation And Fuel",1945]
[14778,2019,"MN","Montevideo Solar LLC, CSG",61870,"MONTE",0,"OP","PV","SUN",{"v":5,"d":"5.0"},0.095,{"v":4180,"d":"4,180"},{"v":2566,"d":"2,566"},"Distributed from 923 Generation And Fuel",2019]
[14781,2019,"MN","Montgomery Winsted CSG",61456,"41621",0,"OP","PV","SUN",{"v":1,"d":"1.0"},0.166,{"v":1452.667,"d":"1,453"},{"v":891.667,"d":"892"},"Distributed from 923 Generation And Fuel",2017]
[14796,2019,"MN","Moose Lake",1996,"4",0,"RE","IC","NG",{"v":2,"d":"2.0"},{"v":1E-3,"d":"0.001"},{"v":13.279,"d":"13"},{"v":5.574,"d":"6"},"Distributed from 923 Generation And Fuel",null,2019]
[14818,2019,"MN","MSC-Scandia01 CSG",62144,"52741",0,"OP","PV","SUN",{"v":1,"d":"1.0"},0.149,{"v":1307,"d":"1,307"},943,"Distributed from 923 Generation And Fuel",2019]
[14825,2019,"MN","Nesvold Watertown Solar",60958,"PV2",0,"OP","PV","SUN",{"v":1,"d":"1.0"},{"v":0.17,"d":"0.170"},{"v":1490.2,"d":"1,490"},{"v":914.8,"d":"915"},"Distributed from 923 Generation And Fuel",2018]
[14843,2019,"MN","Nicollet Garden",63938,"CGS",0,"U","PV","SUN",{"v":1,"d":"1.0"}]
[14849,2019,"MN","North Branch (MN)",2002,"5",0,"OP","IC","DFO",2.2,0.003,{"v":62.2,"d":"62"},{"v":24.6,"d":"25"},"Distributed from 923 Generation And Fuel",2011]
[14869,2019,"MN","Novel DeCook Solar CSG",62979,"DECO",0,"TS","PV","SUN",{"v":1,"d":"1.0"}]
[14876,2019,"MN","Novel Kanewischer Solar CSG",62986,"KANE",0,"T","PV","SUN",{"v":1,"d":"1.0"}]
[14893,2019,"MN","Olmsted Waste Energy",50413,"TG3",0,"OP","ST","MSW",5.5,0.331,{"v":15956.5,"d":"15,957"},{"v":7930.54,"d":"7,931"},"EIA-923 Generator File",2010]
[14900,2019,"MN","Owatonna",2003,"7",0,"OP","GT","NG",{"v":19,"d":"19.0"},{"v":1E-3,"d":"0.001"},196,92,"Distributed from 923 Generation And Fuel",1982]
[14913,2019,"MN","Paynesville Community Solar",60715,"PCS5",0,"OP","PV","SUN",{"v":1,"d":"1.0"},0.124,{"v":1082.8,"d":"1,083"},{"v":664.6,"d":"665"},"Distributed from 923 Generation And Fuel",2017]
[14937,2019,"MN","Prairie River",378,"2",0,"OP","HY","WAT",0.3,0.368,{"v":967.2,"d":"967"},{"v":401.1,"d":"401"},"Distributed from 923 Generation And Fuel",1920]
[14944,2019,"MN","Preston (MN)",2004,"6",0,"OP","IC","NG",{"v":2,"d":"2.0"},0.004,{"v":64.865,"d":"65"},{"v":28.649,"d":"29"},"Distributed from 923 Generation And Fuel",1974]
[14960,2019,"MN","Randolph CSG PV1-5",62209,"RAND5",0,"OP","PV","SUN",{"v":1,"d":"1.0"},0.069,601,{"v":468.2,"d":"468"},"Distributed from 923 Generation And Fuel",2019]
[14968,2019,"MN","Red Maple Solar",60962,"PV1",0,"OP","PV","SUN",{"v":1,"d":"1.0"},0.176,{"v":1544.333,"d":"1,544"},948,"Distributed from 923 Generation And Fuel",2018]
[14984,2019,"MN","Rengstorf Solar CSG",61383,"RENG4",0,"OP","PV","SUN",{"v":1,"d":"1.0"},0.187,{"v":1640,"d":"1,640"},{"v":1006.8,"d":"1,007"},"Distributed from 923 Generation And Fuel",2017]
[14993,2019,"MN","RJC I CSG",61504,"RCJ1",0,"OP","PV","SUN",{"v":1,"d":"1.0"},0.166,{"v":1458,"d":"1,458"},895,"Distributed from 923 Generation And Fuel",2018]
[15012,2019,"MN","SAF Hydroelectric LLC",57665,"12",0,"OP","HY","WAT",0.6,0.367,{"v":1926.5,"d":"1,927"},{"v":799.125,"d":"799"},"Distributed from 923 Generation And Fuel",2011]
[15028,2019,"MN","Saint Marys Hospital Power Plant",54262,"5",0,"SB","IC","DFO",2.5,0.003,{"v":62.987,"d":"63"},{"v":25.325,"d":"25"},"Distributed from 923 Generation And Fuel",1978]
[15040,2019,"MN","Sartell Dam",50252,"HG11",0,"OP","HY","WAT",0.9,0.344,{"v":2714.613,"d":"2,715"},{"v":1126.065,"d":"1,126"},"Distributed from 923 Generation And Fuel",1985]
[15056,2019,"MN","Scandia CSG",61585,"40806",0,"OP","PV","SUN",{"v":1,"d":"1.0"},0.195,{"v":1708.4,"d":"1,708"},{"v":1048.8,"d":"1,049"},"Distributed from 923 Generation And Fuel",2018]
[15072,2019,"MN","Shane's Wind Machine",56577,"1",0,"OP","WT","WND",1.3,0.439,{"v":5002,"d":"5,002"},{"v":1735,"d":"1,735"},"Distributed from 923 Generation And Fuel",2006]
[15073,2019,"MN","Shaokatan Hills LLC",55354,"6150",0,"OP","WT","WND",11.8,0.219,{"v":22600,"d":"22,600"},{"v":7837,"d":"7,837"},"Distributed from 923 Generation And Fuel",1999]
[15096,2019,"MN","SMMPA Methane Energy Facility",57903,"UNIT1",0,"OP","IC","LFG",1.6,0.291,{"v":4074,"d":"4,074"},{"v":1751,"d":"1,751"},"Distributed from 923 Generation And Fuel",2012]
[15103,2019,"MN","South Generation",7982,"3",0,"OP","IC","DFO",2.2,{"v":2E-3,"d":"0.002"},48,19,"Distributed from 923 Generation And Fuel",2003]
[15120,2019,"MN","Springfield (MN)",2012,"9",0,"OS","IC","DFO",1.8,{"v":0,"d":"0.000"},0,0,"Distributed from 923 Generation And Fuel",2001]
[15127,2019,"MN","St James",1929,"1",0,"OP","IC","DFO",{"v":2,"d":"2.0"},{"v":1E-3,"d":"0.001"},{"v":15.19,"d":"15"},{"v":5.985,"d":"6"},"Data from EIA-923 Generator File overwritten with distributed data from EIA-923 Generation and Fuel",2002]
[15147,2019,"MN","St. Olaf Wind Turbine",58995,"OLFWT",0,"OP","WT","WND",1.6,0.182,{"v":2550,"d":"2,550"},884,"Distributed from 923 Generation And Fuel",2006]
[15157,2019,"MN","Stewart CSG1, LLC",63599,"SC",0,"U","PV","SUN",{"v":1,"d":"1.0"}]
[15171,2019,"MN","Sunrise Community Solar",60713,"SCS1",0,"OP","PV","SUN",{"v":1,"d":"1.0"},0.156,{"v":1369.6,"d":"1,370"},{"v":840.8,"d":"841"},"Distributed from 923 Generation And Fuel",2016]
[15191,2019,"MN","Taurus Community Solar",61174,"ETCS1",0,"OP","PV","SUN",0.9,0.189,{"v":1493,"d":"1,493"},{"v":916.5,"d":"917"},"Distributed from 923 Generation And Fuel",2018]
[15204,2019,"MN","Thomson",1901,"2",0,"OP","HY","WAT",{"v":13,"d":"13.0"},0.584,{"v":66530.455,"d":"66,530"},{"v":27598.32,"d":"27,598"},"Distributed from 923 Generation And Fuel",1907]
[15215,2019,"MN","Thomson Reuters Campus Bldg A-D",55133,"3093",0,"SB","IC","DFO",{"v":2,"d":"2.0"},{"v":2E-3,"d":"0.002"},{"v":34.571,"d":"35"},21,"Distributed from 923 Generation And Fuel",1999]
[15222,2019,"MN","Tofteland Windfarm LLC",56202,"I",0,"OP","WT","WND",{"v":2,"d":"2.0"},0.241,{"v":4217,"d":"4,217"},{"v":1462,"d":"1,462"},"Distributed from 923 Generation And Fuel",2003]
[15237,2019,"MN","Twin Cities Hydro LLC",57069,"4",0,"OP","HY","WAT",4.5,{"v":0.64,"d":"0.640"},{"v":25217.75,"d":"25,218"},{"v":10460.75,"d":"10,461"},"Distributed from 923 Generation And Fuel",1924]
[15259,2019,"MN","USS Brockway Solar CSG",62049,"USSBR",0,"OP","PV","SUN",{"v":1,"d":"1.0"},0.182,{"v":1594,"d":"1,594"},979,"Distributed from 923 Generation And Fuel",2019]
[15262,2019,"MN","USS Bush Solar LLC CSG",63166,"BUSH",0,"U","PV","SUN",{"v":1,"d":"1.0"}]
[15284,2019,"MN","USS Kasch Solar CSG",61999,"USSKA",0,"OP","PV","SUN",{"v":1,"d":"1.0"},0.216,{"v":1889,"d":"1,889"},{"v":1160,"d":"1,160"},"Distributed from 923 Generation And Fuel",2018]
[15290,2019,"MN","USS Mayhew Solar LLC CSG",63144,"MAYHW",0,"P","PV","SUN",{"v":1,"d":"1.0"}]
[15306,2019,"MN","USS Turkey Solar LLC CSG",63148,"TURKY",0,"V","PV","SUN",{"v":1,"d":"1.0"}]
[15317,2019,"MN","Vega Community Solar",60944,"NVCS1",0,"OP","PV","SUN",{"v":1,"d":"1.0"},0.181,{"v":1583.8,"d":"1,584"},{"v":972.2,"d":"972"},"Distributed from 923 Generation And Fuel",2017]
[15334,2019,"MN","Wapsipinicon Wind Project",56876,"TBD",0,"OP","WT","WND",100.5,0.304,{"v":267202,"d":"267,202"},{"v":92658,"d":"92,658"},"Distributed from 923 Generation And Fuel",2009]
[15350,2019,"MN","Wells IC",2020,"1",0,"OP","IC","DFO",1.3,0.005,{"v":54.036,"d":"54"},{"v":23.024,"d":"23"},"Distributed from 923 Generation And Fuel",1953]
[15357,2019,"MN","West Fairbault",1932,"3",0,"RE","GT","NG",16.2,{"$nulls":5},2006]
[15368,2019,"MN","West Group Data Center F",56247,"3",0,"SB","IC","DFO",{"v":2,"d":"2.0"},{"v":2E-3,"d":"0.002"},43,23,"Distributed from 923 Generation And Fuel",2004]
[15381,2019,"MN","Willmar",2022,"3",1,"OP","ST","NG",{"v":18,"d":"18.0"},{"v":0,"d":"0.000"},0,0,"EIA-923 Generator File",1970,2020]
[15401,2019,"MN","Winona Community Solar One LLC",63532,"52837",0,"V","PV","SUN",{"v":1,"d":"1.0"}]
[15415,2019,"MN","Worthington",2024,"13",0,"OP","WT","WND",{"v":1,"d":"1.0"},0.268,{"v":2347.143,"d":"2,347"},{"v":813.929,"d":"814"},"Distributed from 923 Generation And Fuel",2003]
[15425,2019,"MN","Wright Cuddyer CSG",61494,"41328",0,"OP","PV","SUN",{"v":1,"d":"1.0"},0.158,{"v":1385,"d":"1,385"},{"v":850.25,"d":"850"},"Distributed from 923 Generation And Fuel",2018]
[15441,2019,"MO","Albany",2113,"1",0,"RE","IC","DFO",2.1,{"v":0,"d":"0.000"},0,0,"Distributed from 923 Generation And Fuel",null,2019]
[15448,2019,"MO","Ameresco Jefferson City",56896,"3",0,"OP","IC","LFG",{"v":1,"d":"1.0"},0.852,{"v":7467.333,"d":"7,467"},{"v":3212,"d":"3,212"},"Distributed from 923 Generation And Fuel",2009]
[15469,2019,"MO","Butler Municipal Power Plant",2115,"4",0,"SB","IC","DFO",1.4,{"v":1E-3,"d":"0.001"},{"v":8.081,"d":"8"},{"v":3.642,"d":"4"},"Distributed from 923 Generation And Fuel",1952]
[15485,2019,"MO","Carrollton",2120,"1",0,"RE","IC","DFO",0.3,{"$nulls":5},1950]
[15495,2019,"MO","Carthage",2121,"6",0,"SB","IC","NG",2.5,{"v":-1E-3,"d":"(0.001)"},{"v":-11.244,"d":"(11)"},{"v":-5.622,"d":"(6)"},"Distributed from 923 Generation And Fuel",1946]
[15500,2019,"MO","Chillicothe",2122,"D2",0,"OP","IC","DFO",{"v":2,"d":"2.0"},{"v":1E-3,"d":"0.001"},{"v":10.4,"d":"10"},{"v":4.6,"d":"5"},"Distributed from 923 Generation And Fuel",2003]
[15516,2019,"MO","Coleman",2158,"IC1",0,"RE","IC","DFO",{"v":2,"d":"2.0"},{"$nulls":5},2011]
[15528,2019,"MO","Columbia (MO)",2123,"WTP1",0,"OP","IC","DFO",{"v":2,"d":"2.0"},0.114,{"v":2000.147,"d":"2,000"},860,"Distributed from 923 Generation And Fuel",2004]
[15540,2019,"MO","Dogwood Energy Facility",55178,"CT-2",0,"OP","CT","NG",{"v":180,"d":"180.0"},0.478,{"v":754448,"d":"754,448"},{"v":427823,"d":"427,823"},"EIA-923 Generator File",2001]
[15560,2019,"MO","Fredericktown Energy Center",57946,"UNIT1",0,"OP","GT","NG",13.8,0.019,{"v":2338.5,"d":"2,339"},{"v":1297,"d":"1,297"},"Distributed from 923 Generation And Fuel",2015]
[15575,2019,"MO","Green City Renewable Energy Center Hybrid",63065,"GBESS",0,"P","BA","MWH",2.5]
[15584,2019,"MO","Hannibal - Oakwood Substation",63097,"EP-03",0,"SB","IC","DFO",{"v":2,"d":"2.0"},{"v":0,"d":"0.000"},{"v":4.75,"d":"5"},{"v":2.125,"d":"2"},"Distributed from 923 Generation And Fuel",2018]
[15604,2019,"MO","Higginsville",2131,"2",0,"OS","IC","DFO",1.7,{"v":0,"d":"0.000"},{"v":0.879,"d":"1"},{"v":0.44,"d":"0"},"Distributed from 923 Generation And Fuel",1947]
[15608,2019,"MO","Higginsville",2131,"6",0,"OP","IC","DFO",5.5,{"v":0,"d":"0.000"},{"v":2.845,"d":"3"},{"v":1.422,"d":"1"},"Distributed from 923 Generation And Fuel",2004]
[15628,2019,"MO","Jackson (MO)",2137,"7",0,"OP","IC","DFO",6.8,{"v":1E-3,"d":"0.001"},{"v":36.715,"d":"37"},{"v":18.357,"d":"18"},"Distributed from 923 Generation And Fuel",1973]
[15635,2019,"MO","James River Power Station",2161,"4",1,"OS","ST","NG",{"v":60,"d":"60.0"},{"v":0,"d":"0.000"},0,0,"EIA-923 Generator File",1964,2020]
[15659,2019,"MO","KCP&L SmartGrid Innovation Park",59772,"1",0,"SB","BA","MWH",{"v":1,"d":"1.0"},{"v":0,"d":"0.000"},0,0,"Distributed from 923 Generation And Fuel",2012]
[15672,2019,"MO","Kennett",2139,"8",0,"RE","IC","NG",3.1,0.005,{"v":135.773,"d":"136"},{"v":74.539,"d":"75"},"Distributed from 923 Generation And Fuel",null,2019]
[15679,2019,"MO","La Plata",2140,"7",0,"RE","IC","DFO",{"v":1,"d":"1.0"},{"$nulls":5},2009]
[15692,2019,"MO","Lake Road (MO)",2098,"7",0,"OP","GT","DFO",18.9,{"v":0.01,"d":"0.010"},{"v":1666.126,"d":"1,666"},{"v":1484.958,"d":"1,485"},"Distributed from 923 Generation And Fuel",1990]
[15703,2019,"MO","Malden",2142,"3A",0,"SB","IC","DFO",1.8,{"v":1E-3,"d":"0.001"},{"v":9.057,"d":"9"},{"v":4.075,"d":"4"},"Distributed from 923 Generation And Fuel",1996]
[15719,2019,"MO","Marshall (MO)",2144,"8",0,"OP","IC","DFO",{"v":1,"d":"1.0"},{"v":2E-3,"d":"0.002"},{"v":21.41,"d":"21"},{"v":11.41,"d":"11"},"Distributed from 923 Generation And Fuel",1988]
[15739,2019,"MO","Memphis",2145,"9",0,"OP","IC","DFO",1.3,{"v":0,"d":"0.000"},0,0,"Distributed from 923 Generation And Fuel",1972]
[15747,2019,"MO","Missouri City",2171,"1",1,"RE","ST","BIT",{"v":23,"d":"23.0"},{"$nulls":5},2016]
[15763,2019,"MO","Montrose",2080,"1",1,"RE","ST","SUB",{"v":188,"d":"188.0"},{"$nulls":5},2016]
[15772,2019,"MO","MU Combined Heat and Power Plant",50969,"GEN4",9,"OP","ST","NG",14.5,0.102,{"v":12905,"d":"12,905"},{"v":5344,"d":"5,344"},"EIA-923 Generator File",1988]
[15791,2019,"MO","Northeast (MO)",2081,"15",0,"OP","GT","DFO",64.7,{"v":1E-3,"d":"0.001"},{"v":336.62,"d":"337"},{"v":150.286,"d":"150"},"Distributed from 923 Generation And Fuel",1976]
[15794,2019,"MO","Northeast (MO)",2081,"18",0,"OP","GT","DFO",64.7,{"v":1E-3,"d":"0.001"},{"v":336.62,"d":"337"},{"v":150.286,"d":"150"},"Distributed from 923 Generation And Fuel",1977]
[15819,2019,"MO","Poplar Bluff Generating Station",7392,"1",0,"OP","IC","NG",{"v":7,"d":"7.0"},{"v":1E-3,"d":"0.001"},{"v":64.457,"d":"64"},{"v":35.103,"d":"35"},"Distributed from 923 Generation And Fuel",1976]
[15831,2019,"MO","Salisbury City of",7400,"1",0,"OP","IC","DFO",{"v":1,"d":"1.0"},{"v":0,"d":"0.000"},{"v":0.156,"d":"0"},0,"Distributed from 923 Generation And Fuel",1983]
[15838,2019,"MO","Shelbina Power #2",7406,"G4",0,"OP","IC","DFO",1.6,{"v":0,"d":"0.000"},{"v":3.636,"d":"4"},{"v":1.697,"d":"2"},"Distributed from 923 Generation And Fuel",1992]
[15852,2019,"MO","Southwestern Bell Telephone",54858,"E/G1",0,"SB","IC","DFO",{"v":2,"d":"2.0"},{"v":0,"d":"0.000"},{"v":2.791,"d":"3"},{"v":1.047,"d":"1"},"Distributed from 923 Generation And Fuel",1992]
[15862,2019,"MO","St Joseph Landfill Generating Station",58024,"UNIT1",0,"OP","IC","LFG",1.6,0.449,{"v":6294,"d":"6,294"},{"v":2707,"d":"2,707"},"Distributed from 923 Generation And Fuel",2011]
[15882,2019,"MO","Sub 3 Generating Station",56128,"3",0,"SB","IC","DFO",1.8,{"v":0,"d":"0.000"},0,0,"Distributed from 923 Generation And Fuel",2003]
[15889,2019,"MO","Taum Sauk",2108,"2",0,"OP","PS","WAT",{"v":204,"d":"204.0"},{"v":-0.005,"d":"(0.005)"},{"v":-9805.5,"d":"(9,806)"},{"v":-2725,"d":"(2,725)"},"Distributed from 923 Generation And Fuel",1963]
[15906,2019,"MO","Trenton South",7935,"2",0,"OP","IC","DFO",{"v":2,"d":"2.0"},{"v":1E-3,"d":"0.001"},{"v":11.571,"d":"12"},{"v":5.143,"d":"5"},"Distributed from 923 Generation And Fuel",2000]
[15913,2019,"MO","Trigen St. Louis",56309,"CT-2",2,"OP","CS","NG",7.8,0.093,{"v":6385,"d":"6,385"},0,"EIA-923 Generator File",1999]
[15936,2019,"MO","White Cloud Wind Project, LLC",62624,"WTCWF",0,"U","WT","WND",236.5]
[15950,2019,"MS","Baxter Wilson",2050,"2",1,"RE","ST","NG",{"v":783,"d":"783.0"},{"v":0,"d":"0.000"},0,0,"EIA-923 Generator File",null,2018]
[15957,2019,"MS","Caledonia",55197,"STG1",1,"OP","CA","NG",{"v":106,"d":"106.0"},0.552,{"v":512234,"d":"512,234"},{"v":286538,"d":"286,538"},"EIA-923 Generator File",2003]
[15969,2019,"MS","Choctaw County",55706,"STG1",3,"OP","CA","NG",{"v":362,"d":"362.0"},0.508,{"v":1612177,"d":"1,612,177"},{"v":703885,"d":"703,885"},"EIA-923 Generator File",2003]
[15981,2019,"MS","District 70 Transco Gas Pipe Line",54744,"002",0,"OS","ST","WH",0.8,{"$nulls":4},1951]
[15997,2019,"MS","Hinds Energy Facility",55218,"H01",0,"OP","CT","NG",176.6,0.668,{"v":1032648,"d":"1,032,648"},{"v":428105,"d":"428,105"},"EIA-923 Generator File",2001]
[16016,2019,"MS","L L Wilkins",2059,"9",1,"OP","CS","NG",25.5,{"v":1E-3,"d":"0.001"},117,117,"EIA-923 Generator File",1971]
[16025,2019,"MS","Meridian",7719,"1",0,"OP","IC","DFO",1.8,{"v":0,"d":"0.000"},{"v":1.6,"d":"2"},{"v":0.6,"d":"1"},"Distributed from 923 Generation And Fuel",1998]
[16041,2019,"MS","Natchez",2052,"1",1,"RE","ST","NG",{"v":66,"d":"66.0"},{"$nulls":5},2011]
[16049,2019,"MS","R D Morrow",6061,"2",1,"RE","ST","BIT",{"v":200,"d":"200.0"},{"v":0,"d":"0.000"},0,0,"EIA-923 Generator File",null,2018]
[16069,2019,"MS","Sylvarena",7989,"1",0,"OP","GT","NG",{"v":47,"d":"47.0"},0.162,{"v":66513.667,"d":"66,514"},{"v":31518.667,"d":"31,519"},"Distributed from 923 Generation And Fuel",2003]
[16085,2019,"MS","Victor J Daniel Jr",6073,"4",0,"OP","CT","NG",185.5,0.847,{"v":1376289,"d":"1,376,289"},{"v":605620,"d":"605,620"},"EIA-923 Generator File",2001]
[16096,2019,"MT","Basin Creek Plant",55866,"6",0,"OP","IC","NG",6.1,0.325,{"v":17372.889,"d":"17,373"},{"v":4928.444,"d":"4,928"},"Distributed from 923 Generation And Fuel",2006]
[16109,2019,"MT","Broadwater Power Project",54006,"GEN1",0,"OP","HY","WAT",9.7,0.647,{"v":54970,"d":"54,970"},{"v":26414,"d":"26,414"},"Distributed from 923 Generation And Fuel",1989]
[16116,2019,"MT","Cochrane",2182,"COC2",0,"OP","HY","WAT",{"v":32,"d":"32.0"},0.616,{"v":172759.735,"d":"172,760"},{"v":83012.98,"d":"83,013"},"Distributed from 923 Generation And Fuel",1958]
[16129,2019,"MT","Flint Creek Hydroelectric LLC",58392,"GEN1",0,"OP","HY","WAT",{"v":2,"d":"2.0"},0.787,{"v":13786,"d":"13,786"},{"v":6624,"d":"6,624"},"Distributed from 923 Generation And Fuel",2013]
[16140,2019,"MT","Gordon Butte Wind LLC",57748,"DAW",0,"OP","WT","WND",2.7,0.428,{"v":10130.339,"d":"10,130"},{"v":3993.559,"d":"3,994"},"Distributed from 923 Generation And Fuel",2018]
[16160,2019,"MT","Holter",2186,"HOL3",0,"OP","HY","WAT",9.6,1.025,{"v":86223.25,"d":"86,223"},{"v":41431.25,"d":"41,431"},"Distributed from 923 Generation And Fuel",1918]
[16176,2019,"MT","Libby",6172,"3",0,"OP","HY","WAT",{"v":105,"d":"105.0"},0.329,{"v":302285.4,"d":"302,285"},{"v":145251.2,"d":"145,251"},"Distributed from 923 Generation And Fuel",1976]
[16180,2019,"MT","Madison Dam",6422,"MAD2",0,"OP","HY","WAT",2.2,0.666,{"v":12831.75,"d":"12,832"},{"v":6165.75,"d":"6,166"},"Distributed from 923 Generation And Fuel",1906]
[16204,2019,"MT","Noxon Rapids",2199,"3",0,"OP","HY","WAT",113.9,0.315,{"v":314702.6,"d":"314,703"},{"v":151217.8,"d":"151,218"},"Distributed from 923 Generation And Fuel",1959]
[16207,2019,"MT","OREG 1 Inc",56833,"CS10",0,"OP","OT","WH",7.5,0.595,{"v":39119.25,"d":"39,119"},{"v":16063,"d":"16,063"},"Distributed from 923 Generation And Fuel",2006]
[16227,2019,"MT","Ryan",2194,"RYA1",0,"OP","HY","WAT",{"v":8,"d":"8.0"},1.047,{"v":73351.667,"d":"73,352"},{"v":35246.212,"d":"35,246"},"Distributed from 923 Generation And Fuel",1915]
[16235,2019,"MT","Selis Ksanka Qlispe",2188,"KER2",0,"OP","HY","WAT",50.4,{"v":0.46,"d":"0.460"},{"v":203193.572,"d":"203,194"},{"v":97636.647,"d":"97,637"},"Distributed from 923 Generation And Fuel",1949]
[16251,2019,"MT","Thompson Falls",2195,"TF7",0,"OP","HY","WAT",57.1,0.523,{"v":261389.947,"d":"261,390"},{"v":125600.21,"d":"125,600"},"Distributed from 923 Generation And Fuel",1915]
[16260,2019,"MT","Yellowtail",2204,"3",0,"OP","HY","WAT",71.9,0.388,{"v":244477.654,"d":"244,478"},{"v":117473.847,"d":"117,474"},"Distributed from 923 Generation And Fuel",1966]
[16275,2019,"NC","Adams Solar",60949,"PV1",0,"P","PV","SUN",{"v":2,"d":"2.0"}]
[16295,2019,"NC","Anson County Generation Facility",56249,"2",0,"OP","GT","NG",57.3,0.034,{"v":16981.833,"d":"16,982"},{"v":7452.667,"d":"7,453"},"Distributed from 923 Generation And Fuel",2007]
[16307,2019,"NC","Arba Solar, LLC",58801,"INV1",0,"OP","PV","SUN",0.5,{"v":0.18,"d":"0.180"},{"v":786.25,"d":"786"},{"v":404.25,"d":"404"},"Distributed from 923 Generation And Fuel",2014]
[16319,2019,"NC","Asheville",2706,"CT5",0,"OP","CT","NG",191.2,{"$nulls":4},2019]
[16326,2019,"NC","Ashley Solar Farm",59566,"PV1",0,"OP","PV","SUN",{"v":4,"d":"4.0"},0.199,{"v":6969,"d":"6,969"},{"v":3583,"d":"3,583"},"Distributed from 923 Generation And Fuel",2015]
[16340,2019,"NC","Ayrshire",58792,"PV1",0,"OP","PV","SUN",19.4,0.203,{"v":34506,"d":"34,506"},{"v":17743,"d":"17,743"},"Distributed from 923 Generation And Fuel",2017]
[16363,2019,"NC","Benson Solar, LLC",63836,"PV1",0,"T","PV","SUN",{"v":5,"d":"5.0"}]
[16370,2019,"NC","Biltmore Solar Fields",61271,"18950",0,"OP","PV","SUN",1.5,{"v":0.09,"d":"0.090"},{"v":1189,"d":"1,189"},611,"Distributed from 923 Generation And Fuel",2012]
[16391,2019,"NC","Blewett",2707,"GT4",0,"OP","GT","DFO",17.5,{"v":-1E-3,"d":"(0.001)"},{"v":-133.75,"d":"(134)"},{"v":-45.25,"d":"(45)"},"Distributed from 923 Generation And Fuel",1971]
[16394,2019,"NC","Boaz Farm Solar",61157,"BOAZF",0,"OP","PV","SUN",{"v":5,"d":"5.0"},0.208,{"v":9103,"d":"9,103"},{"v":4681,"d":"4,681"},"Distributed from 923 Generation And Fuel",2017]
[16414,2019,"NC","Brooke Solar",60140,"PV1",0,"CN","PV","SUN",4.5]
[16424,2019,"NC","Buck",2720,"7",0,"RE","GT","NG",34.8,{"$nulls":5},2012]
[16438,2019,"NC","Butler-Warner Generation Plant",1016,"7",0,"OP","CT","NG",28.8,0.005,{"v":1366,"d":"1,366"},792,"EIA-923 Generator File",1979]
[16454,2019,"NC","Canton North Carolina",50244,"GN12",9,"OP","ST","BIT",{"v":10,"d":"10.0"},0.674,{"v":59084,"d":"59,084"},{"v":26502,"d":"26,502"},"EIA-923 Generator File",1952]
[16471,2019,"NC","Carter PV1",59156,"CTR1",0,"OP","PV","SUN",{"v":5,"d":"5.0"},0.214,{"v":9380,"d":"9,380"},{"v":4823,"d":"4,823"},"Distributed from 923 Generation And Fuel",2014]
[16482,2019,"NC","CenturyLink Regional HQ",54882,"GEN2",0,"SB","IC","DFO",{"v":1,"d":"1.0"},{"v":0,"d":"0.000"},0,0,"Distributed from 923 Generation And Fuel",1993]
[16498,2019,"NC","Cheoah",54899,"4",0,"RE","HY","WAT",{"v":20,"d":"20.0"},{"$nulls":5},2012]
[16504,2019,"NC","Christina Solar",60172,"PV1",0,"CN","PV","SUN",{"v":3,"d":"3.0"}]
[16513,2019,"NC","Cleveland Cnty Generating Facility",57029,"5",0,"CN","GT","NG",{"v":184,"d":"184.0"}]
[16529,2019,"NC","Conetoe Solar",60188,"CON15",0,"OP","PV","SUN",{"v":5,"d":"5.0"},0.229,{"v":10046,"d":"10,046"},{"v":5166,"d":"5,166"},"Distributed from 923 Generation And Fuel",2015]
[16551,2019,"NC","Creswell Alligood Solar, LLC",59548,"CRES1",0,"OP","PV","SUN",{"v":14,"d":"14.0"},0.206,{"v":25268,"d":"25,268"},{"v":12993,"d":"12,993"},"Distributed from 923 Generation And Fuel",2015]
[16553,2019,"NC","Crockett Farm",59561,"PV1",0,"OP","PV","SUN",{"v":5,"d":"5.0"},0.193,{"v":8468,"d":"8,468"},{"v":4354,"d":"4,354"},"Distributed from 923 Generation And Fuel",2014]
[16573,2019,"NC","DE Solar 1725 Drywall Dr",57336,"PV01",0,"OP","PV","SUN",{"v":1,"d":"1.0"},0.147,{"v":1286,"d":"1,286"},661,"Distributed from 923 Generation And Fuel",2010]
[16584,2019,"NC","Domtar Paper Co LLC Plymouth NC",50189,"TG7",3,"OS","ST","BLQ",7.5,{"v":0,"d":"0.000"},0,0,"EIA-923 Generator File",1952]
[16597,2019,"NC","DSM Pharmaceuticals",54887,"GEN6",0,"SB","IC","DFO",1.2,0.018,{"v":190.385,"d":"190"},{"v":64.385,"d":"64"},"Distributed from 923 Generation And Fuel",2003]
[16617,2019,"NC","Edenton Generators",7429,"1",0,"RE","IC","DFO",1.2,{"$nulls":5},2011]
[16621,2019,"NC","Ellerbe",59042,"GEN 1",0,"OP","PV","SUN",{"v":2,"d":"2.0"},0.185,{"v":3233,"d":"3,233"},{"v":1662,"d":"1,662"},"Distributed from 923 Generation And Fuel",2013]
[16641,2019,"NC","Facile Solar",59406,"SYS1",0,"OP","PV","SUN",{"v":2,"d":"2.0"},0.169,{"v":2958,"d":"2,958"},{"v":1521,"d":"1,521"},"Distributed from 923 Generation And Fuel",2015]
[16648,2019,"NC","Fern Solar LLC",62798,"FERN",0,"P","PV","SUN",{"v":100,"d":"100.0"}]
[16668,2019,"NC","Franklin (NC)",2745,"2",0,"OP","HY","WAT",0.5,0.319,{"v":1397.5,"d":"1,398"},480,"Distributed from 923 Generation And Fuel",1925]
[16685,2019,"NC","G G Allen",2718,"5",1,"OP","ST","BIT",{"v":272,"d":"272.0"},0.147,{"v":351255,"d":"351,255"},{"v":308054,"d":"308,054"},"EIA-923 Generator File",1961,2024]
[16692,2019,"NC","Gaston",2756,"3",0,"OP","HY","WAT",44.4,0.237,{"v":92069.25,"d":"92,069"},{"v":26600.75,"d":"26,601"},"Distributed from 923 Generation And Fuel",1963]
[16701,2019,"NC","Gastonia Prime Power Park",56954,"1",0,"OP","IC","DFO",2.3,{"v":0,"d":"0.000"},{"v":-8.576,"d":"(9)"},{"v":-2.924,"d":"(3)"},"Distributed from 923 Generation And Fuel",2008]
[16716,2019,"NC","Grandy PV 1",59518,"GRAND",0,"TS","PV","SUN",{"v":20,"d":"20.0"}]
[16732,2019,"NC","H F Lee Steam Electric Plant",2709,"ST1",1,"OP","CA","NG",{"v":405,"d":"405.0"},{"v":0.73,"d":"0.730"},{"v":2590760,"d":"2,590,760"},{"v":1087721,"d":"1,087,721"},"EIA-923 Generator File",2012]
[16748,2019,"NC","Hanover Solar, LLC",61877,"HAN01",0,"OP","PV","SUN",4.9,0.223,{"v":9552,"d":"9,552"},{"v":4912,"d":"4,912"},"Distributed from 923 Generation And Fuel",2018]
[16760,2019,"NC","Haywood Farm Solar, LLC",61255,"HAY02",0,"OP","PV","SUN",4.9,0.214,{"v":9170,"d":"9,170"},{"v":4715,"d":"4,715"},"Distributed from 923 Generation And Fuel",2017]
[16776,2019,"NC","High Rock Hydro",54896,"HR2",0,"OP","HY","WAT",{"v":11,"d":"11.0"},0.463,{"v":44579,"d":"44,579"},{"v":15318.667,"d":"15,319"},"Distributed from 923 Generation And Fuel",1927]
[16781,2019,"NC","Highland Solar Center LLC",59163,"HSC 1",0,"OP","PV","SUN",{"v":5,"d":"5.0"},0.212,{"v":9280,"d":"9,280"},{"v":4772,"d":"4,772"},"Distributed from 923 Generation And Fuel",2015]
[16804,2019,"NC","Innovative Solar 16",60055,"FLS1",0,"OP","PV","SUN",{"v":2,"d":"2.0"},0.205,{"v":3589,"d":"3,589"},{"v":1845,"d":"1,845"},"Distributed from 923 Generation And Fuel",2015]
[16807,2019,"NC","Innovative Solar 26, LLC",60052,"FLS1",0,"OP","PV","SUN",1.9,0.218,{"v":3629,"d":"3,629"},{"v":1866,"d":"1,866"},"Distributed from 923 Generation And Fuel",2015]
[16828,2019,"NC","International Paper Riegelwood Mill",54656,"NO 1",8,"OP","ST","BLQ",7.5,{"v":1.01,"d":"1.010"},{"v":66388.295,"d":"66,388"},{"v":24998.424,"d":"24,998"},"EIA-923 Generator File",1951,2022]
[16844,2019,"NC","James E. Rogers Energy Complex",2721,"5",1,"OP","ST","BIT",{"v":621,"d":"621.0"},0.322,{"v":1753450,"d":"1,753,450"},{"v":919974,"d":"919,974"},"EIA-923 Generator File",1972,2026]
[16851,2019,"NC","Jamesville Road Solar, LLC",62329,"JMVLR",0,"OP","PV","SUN",{"v":5,"d":"5.0"},0.049,{"v":2138,"d":"2,138"},0,"Distributed from 923 Generation And Fuel",2019]
[16861,2019,"NC","Keen Farm",59565,"PV1",0,"OP","PV","SUN",{"v":5,"d":"5.0"},0.205,{"v":8971,"d":"8,971"},{"v":4613,"d":"4,613"},"Distributed from 923 Generation And Fuel",2015]
[16875,2019,"NC","Kenansville Solar Farm, LLC",58840,"INV9",0,"OP","PV","SUN",0.5,{"v":0.19,"d":"0.190"},832,{"v":427.778,"d":"428"},"Distributed from 923 Generation And Fuel",2014]
[16895,2019,"NC","L V Sutton",2713,"3",1,"RE","ST","BIT",446.6,{"$nulls":5},2013]
[16912,2019,"NC","Laurinburg Solar, LLC (Heelstone)",60200,"LAUR",0,"OP","PV","SUN",{"v":2,"d":"2.0"},0.224,{"v":3927,"d":"3,927"},{"v":2019,"d":"2,019"},"Distributed from 923 Generation And Fuel",2015]
[16919,2019,"NC","Lexington Health Center",56067,"1",0,"OP","IC","DFO",1.8,{"v":-2E-3,"d":"(0.002)"},{"v":-33,"d":"(33)"},0,"Distributed from 923 Generation And Fuel",2002]
[16926,2019,"NC","Lincoln Combustion",7277,"12",0,"OP","GT","NG",109.6,{"v":1E-3,"d":"0.001"},{"v":1172.816,"d":"1,173"},{"v":591.601,"d":"592"},"Distributed from 923 Generation And Fuel",1995]
[16945,2019,"NC","Lockville Hydropower",10051,"GEN2",0,"OP","HY","WAT",0.6,0.175,919,316,"Distributed from 923 Generation And Fuel",1985]
[16963,2019,"NC","Market Farm",59105,"1",0,"OP","PV","SUN",4.9,0.163,{"v":7000,"d":"7,000"},{"v":3599,"d":"3,599"},"Distributed from 923 Generation And Fuel",2014]
[16970,2019,"NC","Marshville Farm",58335,"1",0,"OP","PV","SUN",{"v":5,"d":"5.0"},0.175,{"v":7651,"d":"7,651"},{"v":3934,"d":"3,934"},"Distributed from 923 Generation And Fuel",2013]
[16992,2019,"NC","McLean Homestead",60020,"PV1",0,"L","PV","SUN",4.9]
[16994,2019,"NC","Meadows PV 1",59513,"MEAD1",0,"OP","PV","SUN",{"v":20,"d":"20.0"},0.195,{"v":34244,"d":"34,244"},{"v":17608,"d":"17,608"},"Distributed from 923 Generation And Fuel",2016]
[17010,2019,"NC","Mission",2746,"1",0,"OP","HY","WAT",0.6,0.368,{"v":1934,"d":"1,934"},{"v":664.667,"d":"665"},"Distributed from 923 Generation And Fuel",1924]
[17030,2019,"NC","Morganton, Parker Road",56064,"1",0,"OP","IC","DFO",1.8,{"v":-2E-3,"d":"(0.002)"},{"v":-26,"d":"(26)"},0,"Distributed from 923 Generation And Fuel",2002]
[17039,2019,"NC","MP Durham LLC",57365,"1B",0,"OP","IC","LFG",1.1,0.687,{"v":6619.5,"d":"6,620"},{"v":2742,"d":"2,742"},"Distributed from 923 Generation And Fuel",2010]
[17054,2019,"NC","NA 1 (NC)",7539,"4",0,"CN","CT","NG",{"v":195,"d":"195.0"}]
[17061,2019,"NC","NA 1 (NC)",7539,"CT1",0,"CN","GT","NG",{"v":195,"d":"195.0"}]
[17076,2019,"NC","NCSU CCUP Cogeneration Plant",61675,"STG",0,"OP","ST","NG",{"v":1,"d":"1.0"},0.249,{"v":2179,"d":"2,179"},{"v":1049.192,"d":"1,049"},"EIA-923 Generator File",2019]
[17098,2019,"NC","Newton Grove",59835,"GEN1",0,"OP","PV","SUN",1.9,0.177,{"v":2949,"d":"2,949"},{"v":1516,"d":"1,516"},"Distributed from 923 Generation And Fuel",2015]
[17105,2019,"NC","North Carolina Solar III LLC",58880,"NCIII",0,"OP","PV","SUN",4.9,0.205,{"v":8817,"d":"8,817"},{"v":4534,"d":"4,534"},"Distributed from 923 Generation And Fuel",2013]
[17123,2019,"NC","Oxford Dam",2729,"1",0,"OP","HY","WAT",{"v":18,"d":"18.0"},0.416,{"v":65598.5,"d":"65,599"},{"v":22541.5,"d":"22,542"},"Distributed from 923 Generation And Fuel",1928]
[17129,2019,"NC","Panda Solar NC 11, LLC",62129,"20032",0,"OP","PV","SUN",{"v":2,"d":"2.0"},0.093,{"v":1629,"d":"1,629"},{"v":1109,"d":"1,109"},"Distributed from 923 Generation And Fuel",2019,2049]
[17149,2019,"NC","PG Solar, LLC",63692,"13504",0,"U","PV","SUN",{"v":2,"d":"2.0"}]
[17156,2019,"NC","Pineville Delivery 2",56345,"1",0,"OP","IC","DFO",1.8,{"v":-2E-3,"d":"(0.002)"},{"v":-37,"d":"(37)"},0,"Distributed from 923 Generation And Fuel",2006]
[17173,2019,"NC","QVC Inc",56966,"1",0,"OP","PV","SUN",{"v":1,"d":"1.0"},0.152,{"v":1332.821,"d":"1,333"},{"v":685.385,"d":"685"},"Distributed from 923 Generation And Fuel",2008]
[17189,2019,"NC","Reidsville Energy Center",61240,"REC2",1,"T","CA","NG",233.7]
[17203,2019,"NC","Riverbend",2732,"8",0,"RE","GT","NG",33.8,{"$nulls":5},2012]
[17217,2019,"NC","Rockingham County CT Station",55116,"CT4",0,"SB","GT","NG",195.5,0.112,{"v":191896.8,"d":"191,897"},{"v":80871,"d":"80,871"},"Distributed from 923 Generation And Fuel",2000]
[17220,2019,"NC","Rockwell Solar LLC",58668,"ROCKW",0,"OP","PV","SUN",3.5,0.176,{"v":5381,"d":"5,381"},{"v":2767,"d":"2,767"},"Distributed from 923 Generation And Fuel",2014]
[17236,2019,"NC","Rowan",7826,"5",0,"OP","CT","NG",199.4,0.777,{"v":1357717,"d":"1,357,717"},{"v":577885,"d":"577,885"},"EIA-923 Generator File",2003]
[17248,2019,"NC","Rutherford Farm",59589,"PV1",0,"OP","PV","SUN",74.8,0.211,{"v":137995,"d":"137,995"},{"v":70470,"d":"70,470"},"Distributed from 923 Generation And Fuel",2016]
[17264,2019,"NC","Samarcand Solar Farm, LLC",58805,"INV9",0,"OP","PV","SUN",0.5,0.192,{"v":842.8,"d":"843"},{"v":433.4,"d":"433"},"Distributed from 923 Generation And Fuel",2014]
[17283,2019,"NC","Scarlet Solar",60921,"PV1",0,"OP","PV","SUN",{"v":2,"d":"2.0"},0.224,{"v":3931,"d":"3,931"},{"v":2021,"d":"2,021"},"Distributed from 923 Generation And Fuel",2017]
[17288,2019,"NC","Sellers Farm Solar",60439,"PV1",0,"T","PV","SUN",{"v":5,"d":"5.0"}]
[17308,2019,"NC","Sherwood H Smith Jr Energy Complex",7805,"6",0,"OP","GT","NG",199.4,{"v":0.19,"d":"0.190"},{"v":331606.2,"d":"331,606"},{"v":114043.8,"d":"114,044"},"Distributed from 923 Generation And Fuel",2002]
[17316,2019,"NC","SID Solar I, LLC",60108,"SID",0,"OP","PV","SUN",{"v":5,"d":"5.0"},0.193,{"v":8454,"d":"8,454"},{"v":4347,"d":"4,347"},"Distributed from 923 Generation And Fuel",2015]
[17332,2019,"NC","Smithfield Farmland Corp Bladen",54823,"GN12",0,"SB","IC","DFO",1.5,{"v":0,"d":"0.000"},{"v":4.579,"d":"5"},{"v":4.053,"d":"4"},"Distributed from 923 Generation And Fuel",1998]
[17339,2019,"NC","Smithfield Farmland Corp Bladen",54823,"GN19",0,"SB","IC","DFO",1.5,{"v":0,"d":"0.000"},{"v":4.579,"d":"5"},{"v":4.053,"d":"4"},"Distributed from 923 Generation And Fuel",1998]
[17353,2019,"NC","Solar Star North Carolina II LLC",57435,"4",0,"OP","PV","SUN",1.3,0.118,{"v":1344.6,"d":"1,345"},{"v":691.4,"d":"691"},"Distributed from 923 Generation And Fuel",2011]
[17376,2019,"NC","Stainback Solar Farm",60257,"INV1",0,"OP","PV","SUN",{"v":5,"d":"5.0"},0.222,{"v":9730,"d":"9,730"},{"v":5003,"d":"5,003"},"Distributed from 923 Generation And Fuel",2016]
[17383,2019,"NC","Stone Solar",61085,"1",0,"OP","PV","SUN",{"v":5,"d":"5.0"},0.217,{"v":9492,"d":"9,492"},{"v":4881,"d":"4,881"},"Distributed from 923 Generation And Fuel",2016]
[17400,2019,"NC","Tarboro Solar",59648,"5MWPV",0,"OP","PV","SUN",{"v":5,"d":"5.0"},0.187,{"v":8208,"d":"8,208"},{"v":4221,"d":"4,221"},"Distributed from 923 Generation And Fuel",2016]
[17407,2019,"NC","Thornton PV1",59152,"THOR1",0,"OP","PV","SUN",{"v":5,"d":"5.0"},0.192,{"v":8427,"d":"8,427"},{"v":4333,"d":"4,333"},"Distributed from 923 Generation And Fuel",2015]
[17427,2019,"NC","Turkey Branch Solar LLC",58670,"TURKY",0,"OP","PV","SUN",{"v":5,"d":"5.0"},0.201,{"v":8804,"d":"8,804"},{"v":4527,"d":"4,527"},"Distributed from 923 Generation And Fuel",2014]
[17433,2019,"NC","TWE Chocowinity Solar, LLC",60048,"FLS1",0,"OP","PV","SUN",4.5,0.177,{"v":6958,"d":"6,958"},{"v":3578,"d":"3,578"},"Distributed from 923 Generation And Fuel",2015]
[17451,2019,"NC","Uwharrie Mountain Renewable",58526,"6",0,"OP","IC","LFG",1.6,0.722,{"v":10117.667,"d":"10,118"},{"v":4191.333,"d":"4,191"},"Distributed from 923 Generation And Fuel",2014]
[17467,2019,"NC","Waco Farm",58863,"1",0,"OP","PV","SUN",{"v":5,"d":"5.0"},0.193,{"v":8444,"d":"8,444"},{"v":4342,"d":"4,342"},"Distributed from 923 Generation And Fuel",2013]
[17480,2019,"NC","Wake County LFG Facility",59688,"E15",0,"OP","IC","LFG",0.3,0.629,{"v":1652.433,"d":"1,652"},{"v":680.233,"d":"680"},"Distributed from 923 Generation And Fuel",2013]
[17495,2019,"NC","Wake County LFG Facility",59688,"E29",0,"OP","IC","LFG",0.3,0.629,{"v":1652.433,"d":"1,652"},{"v":680.233,"d":"680"},"Distributed from 923 Generation And Fuel",2019]
[17511,2019,"NC","Ward WTP",57607,"1",0,"OP","IC","DFO",{"v":1,"d":"1.0"},0.006,{"v":53.5,"d":"54"},18,"Distributed from 923 Generation And Fuel",1999]
[17513,2019,"NC","Warren Solar Farm LLC",62223,"10423",0,"OP","PV","SUN",{"v":5,"d":"5.0"},0.099,{"v":4323,"d":"4,323"},{"v":2660,"d":"2,660"},"Distributed from 923 Generation And Fuel",2019]
[17526,2019,"NC","Water Filter Plant #2",55534,"1299",0,"OP","IC","DFO",1.8,{"v":2E-3,"d":"0.002"},38,13,"Distributed from 923 Generation And Fuel",2013]
[17542,2019,"NC","White Cross Farm",58341,"1",0,"OP","PV","SUN",{"v":5,"d":"5.0"},0.187,{"v":8184,"d":"8,184"},{"v":4208,"d":"4,208"},"Distributed from 923 Generation And Fuel",2013]
[17560,2019,"NC","Wilson Solar Farm 6",61279,"WILS6",0,"OP","PV","SUN",{"v":10,"d":"10.0"},0.211,{"v":18520,"d":"18,520"},{"v":9523,"d":"9,523"},"Distributed from 923 Generation And Fuel",2017]
[17566,2019,"NC","Woodland Church Farm",59586,"PV1",0,"OP","PV","SUN",{"v":5,"d":"5.0"},0.201,{"v":8795,"d":"8,795"},{"v":4522,"d":"4,522"},"Distributed from 923 Generation And Fuel",2015]
[17586,2019,"ND","Antelope Valley",6469,"1",1,"OP","ST","RC",{"v":477,"d":"477.0"},0.764,{"v":3191494,"d":"3,191,494"},{"v":1368124,"d":"1,368,124"},"EIA-923 Generator File",1984]
[17593,2019,"ND","Bison 2 Wind Energy Center",57800,"BISO2",0,"OP","WT","WND",{"v":105,"d":"105.0"},{"v":0.31,"d":"0.310"},{"v":284922,"d":"284,922"},{"v":103084,"d":"103,084"},"Distributed from 923 Generation And Fuel",2012]
[17610,2019,"ND","Dakota Magic",7884,"1",0,"SB","IC","DFO",1.5,{"v":0,"d":"0.000"},0,0,"Distributed from 923 Generation And Fuel",2000]
[17630,2019,"ND","Grafton",2811,"2",0,"SB","IC","DFO",0.8,{"v":0,"d":"0.000"},0,0,"Distributed from 923 Generation And Fuel",1949]
[17644,2019,"ND","Harwood",2822,"1",0,"RE","IC","DFO",1.6,{"$nulls":5},2007]
[17654,2019,"ND","Langdon Wind II LLC",56912,"GE15",0,"OP","WT","WND",40.5,0.459,{"v":162703,"d":"162,703"},{"v":58866,"d":"58,866"},"Distributed from 923 Generation And Fuel",2008]
[17661,2019,"ND","Lonesome Creek Station",57943,"04",0,"OP","GT","NG",60.5,0.325,{"v":172382.8,"d":"172,383"},{"v":88156.2,"d":"88,156"},"Distributed from 923 Generation And Fuel",2017]
[17677,2019,"ND","Pioneer Generating Station",57881,"13",0,"OP","IC","NG",9.3,0.239,{"v":19449.167,"d":"19,449"},{"v":9946.25,"d":"9,946"},"Distributed from 923 Generation And Fuel",2017]
[17698,2019,"ND","Stanton",2824,"2",0,"RE","IC","DFO",{"v":1,"d":"1.0"},{"$nulls":5},2017]
[17705,2019,"ND","Thunder Spirit Wind, LLC",58965,"THNDR",0,"OP","WT","WND",107.5,0.402,{"v":378563.151,"d":"378,563"},{"v":136963.987,"d":"136,964"},"Distributed from 923 Generation And Fuel",2015]
[17724,2019,"NE","Auburn",2215,"6",0,"OP","IC","NG",2.7,{"v":1E-3,"d":"0.001"},{"v":23.102,"d":"23"},{"v":13.428,"d":"13"},"Distributed from 923 Generation And Fuel",1967]
[17729,2019,"NE","Beaver City",2217,"1",0,"OP","IC","DFO",0.5,{"v":0,"d":"0.000"},0,0,"Distributed from 923 Generation And Fuel",1957]
[17745,2019,"NE","Burwell",2222,"4",0,"SB","IC","DFO",0.6,{"v":1E-3,"d":"0.001"},4,{"v":1.692,"d":"2"},"Distributed from 923 Generation And Fuel",1955]
[17757,2019,"NE","Campbell Village",2225,"IC4",0,"SB","IC","DFO",{"v":1,"d":"1.0"},{"v":0,"d":"0.000"},0,0,"Distributed from 923 Generation And Fuel",1983]
[17773,2019,"NE","Cooper Nuclear Station",8036,"1",1,"OP","ST","NUC",{"v":801,"d":"801.0"},0.991,{"v":6951600,"d":"6,951,600"},{"v":2874852,"d":"2,874,852"},"Distributed from 923 Generation And Fuel",1974]
[17789,2019,"NE","Curtis",2232,"3",0,"OP","IC","NG",1.1,{"v":1E-3,"d":"0.001"},{"v":12.294,"d":"12"},{"v":7.441,"d":"7"},"Distributed from 923 Generation And Fuel",1969]
[17804,2019,"NE","Elk City Station",7955,"2",0,"OP","IC","LFG",0.8,0.815,{"v":5710.125,"d":"5,710"},{"v":2456.125,"d":"2,456"},"Distributed from 923 Generation And Fuel",2002]
[17813,2019,"NE","Emerson",2235,"3",0,"OP","IC","DFO",0.1,{"v":0,"d":"0.000"},{"v":0.375,"d":"0"},{"v":0.188,"d":"0"},"Distributed from 923 Generation And Fuel",1947]
[17820,2019,"NE","Falls City",2237,"6",0,"OP","IC","NG",2.5,{"v":1E-3,"d":"0.001"},{"v":13.019,"d":"13"},{"v":8.626,"d":"9"},"Distributed from 923 Generation And Fuel",1958]
[17840,2019,"NE","Hebron",2266,"1",0,"OP","GT","DFO",56.7,{"v":2E-3,"d":"0.002"},925,390,"Distributed from 923 Generation And Fuel",1973]
[17855,2019,"NE","Kimball",2248,"4",0,"OP","IC","DFO",1.3,{"v":1E-3,"d":"0.001"},{"v":6.635,"d":"7"},{"v":2.844,"d":"3"},"Distributed from 923 Generation And Fuel",1960]
[17864,2019,"NE","Laurel",2249,"7",0,"SB","IC","NG",1.3,{"v":0,"d":"0.000"},{"v":2.229,"d":"2"},0,"Distributed from 923 Generation And Fuel",1992]
[17884,2019,"NE","McCook",2271,"1",0,"OP","GT","DFO",56.7,{"v":1E-3,"d":"0.001"},717,302,"Distributed from 923 Generation And Fuel",1973]
[17888,2019,"NE","Missouri River Wastewater Treatment",55033,"6102",0,"OP","IC","OBG",{"v":1,"d":"1.0"},0.407,{"v":3565.333,"d":"3,565"},{"v":1214.333,"d":"1,214"},"Distributed from 923 Generation And Fuel",1985]
[17908,2019,"NE","Nebraska City # 2",7555,"13",0,"OP","IC","DFO",4.5,{"v":-0.007,"d":"(0.007)"},{"v":-259.333,"d":"(259)"},{"v":-166.667,"d":"(167)"},"Distributed from 923 Generation And Fuel",1998]
[17924,2019,"NE","Oxford (NE)",2295,"3",0,"OP","IC","NG",0.9,{"v":2E-3,"d":"0.002"},{"v":14.029,"d":"14"},{"v":8.735,"d":"9"},"Distributed from 923 Generation And Fuel",1956]
[17935,2019,"NE","Perennial Windfarm",61677,"T-1",0,"OP","WT","WND",2.3,0.511,{"v":10285.667,"d":"10,286"},{"v":3724.333,"d":"3,724"},"Distributed from 923 Generation And Fuel",2018]
[17939,2019,"NE","Plainview Muncipal Power",2297,"3",0,"OP","IC","DFO",0.9,{"v":0,"d":"0.000"},{"v":0.54,"d":"1"},0,"Distributed from 923 Generation And Fuel",1958]
[17955,2019,"NE","Rokeby",6373,"2",0,"OP","GT","NG",95.4,0.006,{"v":4609.429,"d":"4,609"},{"v":2979.8,"d":"2,980"},"Distributed from 923 Generation And Fuel",1997]
[17968,2019,"NE","Sarpy County",2292,"BSD",0,"SB","IC","DFO",3.5,{"v":0,"d":"0.000"},12,5,"Distributed from 923 Generation And Fuel",1996]
[17983,2019,"NE","Spalding",2303,"6",0,"SB","IC","DFO",1.3,{"v":1E-3,"d":"0.001"},{"v":8.895,"d":"9"},{"v":3.421,"d":"3"},"Distributed from 923 Generation And Fuel",1975]
[17999,2019,"NE","Tecumseh",2308,"3",0,"OP","IC","DFO",1.1,{"v":1E-3,"d":"0.001"},{"v":8.957,"d":"9"},{"v":4.557,"d":"5"},"Distributed from 923 Generation And Fuel",1953]
[18015,2019,"NE","Wahoo",2310,"2",0,"OP","IC","DFO",0.5,{"v":0,"d":"0.000"},{"v":0.599,"d":"1"},{"v":0.352,"d":"0"},"Distributed from 923 Generation And Fuel",1936]
[18023,2019,"NE","Wakefield",2311,"IC4",0,"OP","IC","NG",0.9,{"v":0,"d":"0.000"},{"v":1.098,"d":"1"},0,"Distributed from 923 Generation And Fuel",1961]
[18043,2019,"NE","Wisner",2316,"4",0,"OP","IC","DFO",1.5,{"v":1E-3,"d":"0.001"},{"v":9.079,"d":"9"},{"v":3.947,"d":"4"},"Distributed from 923 Generation And Fuel",2010]
[18048,2019,"NH","Amoskeag",2354,"2",0,"OP","HY","WAT",{"v":5,"d":"5.0"},0.648,{"v":28364.062,"d":"28,364"},{"v":9292.5,"d":"9,293"},"Distributed from 923 Generation And Fuel",1922]
[18067,2019,"NH","Berlin Gorham",54639,"SM2",0,"OP","HY","WAT",0.8,0.481,{"v":3367.683,"d":"3,368"},{"v":1103.287,"d":"1,103"},"Distributed from 923 Generation And Fuel",1980]
[18074,2019,"NH","Berlin Gorham",54639,"XP5",0,"OP","HY","WAT",0.7,0.481,{"v":2946.723,"d":"2,947"},{"v":965.376,"d":"965"},"Distributed from 923 Generation And Fuel",1924]
[18085,2019,"NH","Crotched Mountain Rehabilitation Center",54515,"GEN3",0,"SB","IC","DFO",0.7,{"v":2E-3,"d":"0.002"},11,{"v":3.333,"d":"3"},"Distributed from 923 Generation And Fuel",1990]
[18111,2019,"NH","Granite Ridge",55170,"CT11",0,"OP","CT","NG",{"v":260,"d":"260.0"},0.398,{"v":906927,"d":"906,927"},{"v":523966,"d":"523,966"},"EIA-923 Generator File",2003]
[18118,2019,"NH","Hampton Facility",10108,"GEN1",0,"RE","IC","DFO",0.5,{"$nulls":5},2017]
[18132,2019,"NH","Lochmere Hydroelectric Plant",54572,"UNT2",0,"OP","HY","WAT",0.3,0.318,{"v":836.25,"d":"836"},274,"Distributed from 923 Generation And Fuel",1984]
[18142,2019,"NH","Merrimack",2364,"2",1,"OP","ST","BIT",345.6,0.078,{"v":235588,"d":"235,588"},{"v":78747,"d":"78,747"},"EIA-923 Generator File",1968]
[18162,2019,"NH","Plymouth State College Cogeneration",54803,"A",0,"SB","IC","DFO",1.2,{"v":0,"d":"0.000"},0,0,"Distributed from 923 Generation And Fuel",1994]
[18165,2019,"NH","Pontook Hydro Facility",50741,"GEN2",0,"OP","HY","WAT",3.5,0.554,{"v":16972,"d":"16,972"},{"v":5560.333,"d":"5,560"},"Distributed from 923 Generation And Fuel",1986]
[18186,2019,"NH","Turnkey Landfill Gas Recovery",54663,"GEN1",0,"OP","IC","LFG",0.8,0.259,{"v":1818,"d":"1,818"},{"v":752.25,"d":"752"},"Distributed from 923 Generation And Fuel",1992]
[18202,2019,"NJ","435A Bergen Avenue",63366,"1",0,"OP","PV","SUN",1.4,0.097,{"v":1194,"d":"1,194"},781,"Distributed from 923 Generation And Fuel",2019]
[18212,2019,"NJ","ACCC Mays Landing",60802,"PV1",0,"OP","PV","SUN",1.4,0.161,{"v":1979,"d":"1,979"},{"v":1037,"d":"1,037"},"Distributed from 923 Generation And Fuel",2013,2028]
[18230,2019,"NJ","B L England",2378,"1",1,"RE","ST","BIT",{"v":136,"d":"136.0"},{"$nulls":5},2014]
[18233,2019,"NJ","B L England",2378,"4",0,"CN","CT","NG",{"v":321,"d":"321.0"}]
[18245,2019,"NJ","Bayonne Energy Center",56964,"GT6",0,"OP","GT","NG",{"v":64,"d":"64.0"},0.116,{"v":65266.286,"d":"65,266"},{"v":40601.242,"d":"40,601"},"Distributed from 923 Generation And Fuel",2012]
[18261,2019,"NJ","Bayville Central Facility",54569,"CPV1",0,"OP","PV","SUN",0.2,0.052,91,50,"Distributed from 923 Generation And Fuel",2007]
[18277,2019,"NJ","Bergen Generating Station",2398,"1401",0,"OP","CT","NG",112.5,0.211,{"v":207746,"d":"207,746"},{"v":104934,"d":"104,934"},"EIA-923 Generator File",1995]
[18292,2019,"NJ","Brickyard Solar",60733,"PV1",0,"OP","PV","SUN",1.5,0.165,{"v":2170,"d":"2,170"},{"v":1137,"d":"1,137"},"Distributed from 923 Generation And Fuel",2015]
[18301,2019,"NJ","Caldwell Wastewater Treatment Plant Hybrid",62027,"PV1",0,"OP","PV","SUN",0.9,0.117,926,485,"Distributed from 923 Generation And Fuel",2016]
[18321,2019,"NJ","Cherry Hill",57734,"CH",0,"OP","PV","SUN",1.1,0.156,{"v":1506,"d":"1,506"},789,"Distributed from 923 Generation And Fuel",2010]
[18325,2019,"NJ","CIP II/AR Bridgewater Holdings - NJCOE",10122,"01",0,"RE","GT","NG",3.7,{"$nulls":5},2002]
[18345,2019,"NJ","Cumberland County Solid Waste Complex",56884,"GEN1",0,"OP","IC","LFG",1.6,0.391,{"v":5483,"d":"5,483"},{"v":2262.333,"d":"2,262"},"Distributed from 923 Generation And Fuel",2008]
[18352,2019,"NJ","Deepwater",2384,"GTA",0,"RE","GT","NG",18.6,{"$nulls":5},2005]
[18376,2019,"NJ","EQX002 Secaucus Rd Fuel Cell",63702,"EQX02",0,"OP","FC","NG",1.5,0.505,{"v":6636,"d":"6,636"},{"v":3697,"d":"3,697"},"Distributed from 923 Generation And Fuel",2019]
[18389,2019,"NJ","Freeze Solar",60759,"PV1",0,"OP","PV","SUN",1.5,0.142,{"v":1871,"d":"1,871"},981,"Distributed from 923 Generation And Fuel",2013,2028]
[18396,2019,"NJ","Garfield Solar",62680,"GARFE",0,"OP","PV","SUN",0.4,0.024,{"v":83.524,"d":"84"},{"v":29.524,"d":"30"},"Distributed from 923 Generation And Fuel",2019]
[18409,2019,"NJ","Gilbert",2393,"C3",0,"RE","GT","NG",{"v":24,"d":"24.0"},{"$nulls":5},2015]
[18420,2019,"NJ","Glopak Solar PV Power Plant",61248,"INV2G",0,"OP","PV","SUN",0.5,0.134,{"v":586.5,"d":"587"},{"v":307.5,"d":"308"},"Distributed from 923 Generation And Fuel",2012]
[18440,2019,"NJ","Heller 400M",62438,"A",0,"OP","PV","SUN",0.8,0.137,{"v":956.667,"d":"957"},{"v":501.333,"d":"501"},"Distributed from 923 Generation And Fuel",2013,2028]
[18456,2019,"NJ","Hopewell Valley High School Hybrid",61473,"BA1",0,"OP","BA","MWH",{"v":1,"d":"1.0"},{"v":-0.011,"d":"(0.011)"},{"v":-95,"d":"(95)"},{"v":-41,"d":"(41)"},"Distributed from 923 Generation And Fuel",2015]
[18464,2019,"NJ","Howard Down",2434,"9",1,"RE","ST","RFO",16.5,{"$nulls":5},2010]
[18480,2019,"NJ","Jackson Board of Education-Liberty HS",60113,"PV1",0,"OP","PV","SUN",1.2,0.171,{"v":1800,"d":"1,800"},944,"Distributed from 923 Generation And Fuel",2016]
[18489,2019,"NJ","Jordache Enterprises Solar",58049,"PV",0,"OP","PV","SUN",1.3,0.011,130,68,"Distributed from 923 Generation And Fuel",2011]
[18508,2019,"NJ","Linden Cogen Plant",50006,"GTG5",0,"OP","CT","NG",95.2,0.696,{"v":580671,"d":"580,671"},{"v":258310,"d":"258,310"},"EIA-923 Generator File",1992]
[18524,2019,"NJ","Manalapan Village Solar",57661,"MANVL",0,"OP","PV","SUN",3.5,0.138,{"v":4218,"d":"4,218"},{"v":2211,"d":"2,211"},"Distributed from 923 Generation And Fuel",2011]
[18536,2019,"NJ","Medford WWTP",59277,"MED1",0,"OP","PV","SUN",1.3,0.176,{"v":2009,"d":"2,009"},{"v":1053,"d":"1,053"},"Distributed from 923 Generation And Fuel",2013]
[18548,2019,"NJ","Middlesex Apple Orchard Solar",58090,"SEF-1",0,"OP","PV","SUN",1.3,0.183,{"v":2085.809,"d":"2,086"},{"v":1093.383,"d":"1,093"},"Distributed from 923 Generation And Fuel",2013]
[18555,2019,"NJ","Milhurst Solar",62904,"NPSMH",0,"OP","PV","SUN",1.3,0.201,{"v":2284,"d":"2,284"},{"v":1197,"d":"1,197"},"Distributed from 923 Generation And Fuel",2015]
[18569,2019,"NJ","Munich Re Plaza",59844,"PZ2",0,"OP","PV","SUN",0.8,0.126,884,{"v":463.333,"d":"463"},"Distributed from 923 Generation And Fuel",2012]
[18579,2019,"NJ","Newark Bay Cogeneration Partnership LP",50385,"GEN1",0,"OP","CT","NG",{"v":55,"d":"55.0"},0.018,{"v":8605,"d":"8,605"},{"v":7746,"d":"7,746"},"EIA-923 Generator File",1993]
[18599,2019,"NJ","NorthPark Solar",62903,"NPSP1",0,"OP","PV","SUN",6.1,0.177,{"v":9446.368,"d":"9,446"},{"v":4951.358,"d":"4,951"},"Distributed from 923 Generation And Fuel",2016]
[18616,2019,"NJ","Overlook Medical Center",62622,"CHPS3",0,"SB","IC","DFO",{"v":2,"d":"2.0"},0.313,{"v":5488,"d":"5,488"},{"v":2521,"d":"2,521"},"Distributed from 923 Generation And Fuel",2012]
[18623,2019,"NJ","Parlin Power Plant",50799,"GEN3",2,"OP","CA","NG",21.6,0.006,{"v":1160,"d":"1,160"},{"v":1046,"d":"1,046"},"EIA-923 Generator File",1991]
[18643,2019,"NJ","Pennsauken Solar",56883,"GEN 2",0,"OP","PV","SUN",0.2,0.067,{"v":117.538,"d":"118"},{"v":61.59,"d":"62"},"Distributed from 923 Generation And Fuel",2006]
[18653,2019,"NJ","Pfizer Peapack Solar",60762,"07934",0,"OP","PV","SUN",6.2,0.187,{"v":10165,"d":"10,165"},{"v":5328,"d":"5,328"},"Distributed from 923 Generation And Fuel",2016]
[18667,2019,"NJ","Princeton University Cogeneration",58584,"PV1",0,"OP","PV","SUN",4.5,0.188,{"v":7409,"d":"7,409"},{"v":4175,"d":"4,175"},"Distributed from 923 Generation And Fuel",2012]
[18674,2019,"NJ","PSEG Burlington Generating Station",2399,"123",0,"OP","GT","NG",60.5,0.006,{"v":3267,"d":"3,267"},{"v":1471.25,"d":"1,471"},"Distributed from 923 Generation And Fuel",2000]
[18690,2019,"NJ","PSEG Edison Generating Station",2400,"11",0,"RE","GT","NG",41.8,{"$nulls":5},2015]
[18700,2019,"NJ","PSEG Edison Generating Station",2400,"33",0,"RE","GT","NG",41.8,{"$nulls":5},2015]
[18718,2019,"NJ","PSEG Hudson Generating Station",2403,"2",1,"RE","ST","NG",659.7,{"$nulls":5},2017]
[18734,2019,"NJ","PSEG Kearny Generating Station",2404,"123",0,"RE","GT","NG",{"v":54,"d":"54.0"},{"$nulls":5},2001]
[18747,2019,"NJ","PSEG Linden Generating Station",2406,"7",0,"OP","GT","NG",96.1,0.003,{"v":2739.5,"d":"2,740"},{"v":1461.25,"d":"1,461"},"Distributed from 923 Generation And Fuel",1995]
[18758,2019,"NJ","PSEG Salem Generating Station",2410,"3",0,"SB","GT","DFO",41.8,{"v":0,"d":"0.000"},{"v":-116,"d":"(116)"},{"v":-29,"d":"(29)"},"Distributed from 923 Generation And Fuel",1971]
[18765,2019,"NJ","PSEG Sewaren Generating Station",2411,"6",0,"RE","GT","KER",115.2,{"$nulls":5},2015]
[18780,2019,"NJ","River Terminal Development Solar",60843,"RTD2",0,"OP","PV","SUN",0.6,0.142,{"v":747.333,"d":"747"},{"v":391.778,"d":"392"},"Distributed from 923 Generation And Fuel",2009]
[18802,2019,"NJ","Sayreville Solar Project",63185,"SAYRE",0,"OP","PV","SUN",3.1,0.045,{"v":1227,"d":"1,227"},433,"Distributed from 923 Generation And Fuel",2019]
[18809,2019,"NJ","Seaside Heights Power Plant",58172,"UINT3",0,"OA","IC","DFO",{"v":2,"d":"2.0"},{"v":0,"d":"0.000"},0,0,"Distributed from 923 Generation And Fuel",2012]
[18831,2019,"NJ","St.Joseph's Regional Medical Center",63645,"E29",0,"SB","IC","DFO",{"v":1,"d":"1.0"},{"$nulls":4},2011]
[18833,2019,"NJ","Stockton Athletic Center",57864,"2LOT7",0,"OP","PV","SUN",0.5,0.106,{"v":464.286,"d":"464"},{"v":243.214,"d":"243"},"Distributed from 923 Generation And Fuel",2009]
[18853,2019,"NJ","Union County Resource Recovery",50960,"GEN1",3,"OP","ST","MSW",{"v":45,"d":"45.0"},0.747,{"v":294400,"d":"294,400"},{"v":126864,"d":"126,864"},"EIA-923 Generator File",1994]
[18864,2019,"NJ","Wakefern Food Corp",58123,"1",0,"OP","PV","SUN",{"v":2,"d":"2.0"},0.162,{"v":2832,"d":"2,832"},{"v":1484,"d":"1,484"},"Distributed from 923 Generation And Fuel",2012]
[18877,2019,"NJ","WEA Texas Bayonne",57383,"BAYO",0,"OP","PV","SUN",1.5,0.087,{"v":1147,"d":"1,147"},601,"Distributed from 923 Generation And Fuel",2010]
[18897,2019,"NJ","Yards Creek",6522,"1",0,"OP","PS","WAT",{"v":151,"d":"151.0"},{"v":-0.024,"d":"(0.024)"},{"v":-31276.333,"d":"(31,276)"},{"v":-18929,"d":"(18,929)"},"Distributed from 923 Generation And Fuel",1965]
[18911,2019,"NM","Algodones",2475,"2",1,"OS","ST","NG",{"v":15,"d":"15.0"},{"$nulls":4},1954]
[18921,2019,"NM","Animas",2465,"ST4",1,"RE","ST","NG",16.5,{"$nulls":5},2012]
[18937,2019,"NM","Caprock Solar 1 LLC",59251,"PV1",0,"OP","PV","SUN",{"v":25,"d":"25.0"},0.294,{"v":64316,"d":"64,316"},{"v":33370,"d":"33,370"},"Distributed from 923 Generation And Fuel",2016]
[18944,2019,"NM","Casa Mesa Wind Energy Center Hybrid",61925,"CMNMB",0,"OP","BA","MWH",{"v":1,"d":"1.0"},{"v":-0.012,"d":"(0.012)"},{"v":-102,"d":"(102)"},{"v":-56,"d":"(56)"},"Distributed from 923 Generation And Fuel",2018]
[18952,2019,"NM","Cimarron Solar Facility",57243,"CIM1",0,"OP","PV","SUN",30.6,{"v":0.23,"d":"0.230"},{"v":61710,"d":"61,710"},{"v":32631,"d":"32,631"},"Distributed from 923 Generation And Fuel",2010]
[18968,2019,"NM","El Cabo Wind",58098,"1",0,"OP","WT","WND",{"v":298,"d":"298.0"},0.434,{"v":1132857,"d":"1,132,857"},{"v":368010,"d":"368,010"},"Distributed from 923 Generation And Fuel",2017]
[18991,2019,"NM","Freeport McMoRan",54734,"11",0,"SB","IC","DFO",{"v":3,"d":"3.0"},{"v":0,"d":"0.000"},0,0,"Distributed from 923 Generation And Fuel",1971]
[18992,2019,"NM","Freeport McMoRan",54734,"12",0,"SB","IC","DFO",{"v":3,"d":"3.0"},{"v":0,"d":"0.000"},0,0,"Distributed from 923 Generation And Fuel",1972]
[19012,2019,"NM","Hobbs Generating Station",56458,"GT1",0,"OP","CT","NG",196.9,0.568,{"v":978950,"d":"978,950"},{"v":250674,"d":"250,674"},"EIA-923 Generator File",2008]
[19024,2019,"NM","LCEC Generation LLVC",57872,"UNIT3",0,"OP","IC","NG",9.3,0.118,{"v":9619,"d":"9,619"},{"v":4489.2,"d":"4,489"},"Distributed from 923 Generation And Fuel",2012]
[19036,2019,"NM","Los Alamos PV Site",58256,"3",0,"RE","BA","MWH",0.8,{"v":-0.044,"d":"(0.044)"},{"v":-310.222,"d":"(310)"},{"v":-122.222,"d":"(122)"},"Distributed from 923 Generation And Fuel",null,2019]
[19056,2019,"NM","Milo Wind Project LLC",59838,"GEN1",0,"OP","WT","WND",{"v":50,"d":"50.0"},0.504,{"v":220788,"d":"220,788"},{"v":83990,"d":"83,990"},"Distributed from 923 Generation And Fuel",2016]
[19071,2019,"NM","Pinon Energy Center",63281,"GT7",0,"L","GT","NG",41.8]
[19080,2019,"NM","RC Energy AA LLC Solar Facility",62756,"AA001",0,"OP","PV","SUN",{"v":1,"d":"1.0"},0.224,{"v":1959,"d":"1,959"},{"v":1036,"d":"1,036"},"Distributed from 923 Generation And Fuel",2011]
[19087,2019,"NM","Rio De Oro Solar Energy Center",62597,"RDO",0,"OP","PV","SUN",{"v":10,"d":"10.0"},0.138,{"v":12083,"d":"12,083"},{"v":8404,"d":"8,404"},"Distributed from 923 Generation And Fuel",2019]
[19108,2019,"NM","SEV NM Phase 2",58479,"NMP2",0,"OP","PV","SUN",{"v":2,"d":"2.0"},{"v":0.17,"d":"0.170"},{"v":2971,"d":"2,971"},{"v":1571,"d":"1,571"},"Distributed from 923 Generation And Fuel",2013]
[19124,2019,"NM","SunE EPE1 LLC",57986,"1",0,"OP","PV","SUN",{"v":10,"d":"10.0"},{"v":0.29,"d":"0.290"},{"v":25416,"d":"25,416"},{"v":13439,"d":"13,439"},"Distributed from 923 Generation And Fuel",2012]
[19131,2019,"NM","Taos Mesa Energy Facility Hybrid",63728,"TMEF1",0,"L","PV","SUN",{"v":15,"d":"15.0"}]
[19141,2019,"NM","Tucumcari",2469,"8",0,"RE","IC","DFO",{"v":3,"d":"3.0"},{"$nulls":5},2006]
[19155,2019,"NV","Aiya Solar Project",59869,"GEN01",0,"P","PV","SUN",{"v":100,"d":"100.0"}]
[19175,2019,"NV","Brady",55991,"TG-2",0,"RE","ST","GEO",9.2,{"$nulls":5},2018]
[19188,2019,"NV","CityCenter Central Plant Cogen Units",57348,"UNITA",0,"OP","GT","NG",4.3,0.838,{"v":31565,"d":"31,565"},{"v":13834,"d":"13,834"},"Distributed from 923 Generation And Fuel",2009]
[19199,2019,"NV","Clark (NVE)",2322,"19",0,"OP","GT","NG",60.5,0.032,{"v":16967.182,"d":"16,967"},{"v":9897.004,"d":"9,897"},"Distributed from 923 Generation And Fuel",2008]
[19215,2019,"NV","CM48",57205,"PV04",0,"OP","PV","SUN",{"v":10,"d":"10.0"},0.233,{"v":20411.25,"d":"20,411"},{"v":10667.083,"d":"10,667"},"Distributed from 923 Generation And Fuel",2010]
[19221,2019,"NV","Copper Mountain Solar 2",58017,"PV04",0,"OP","PV","SUN",{"v":30,"d":"30.0"},0.265,{"v":69731.494,"d":"69,731"},{"v":36442.403,"d":"36,442"},"Distributed from 923 Generation And Fuel",2015]
[19243,2019,"NV","Desert Star Energy Center",55077,"ED03",2,"OP","CA","NG",{"v":196,"d":"196.0"},0.283,{"v":486350,"d":"486,350"},{"v":110528,"d":"110,528"},"EIA-923 Generator File",2000,2027]
[19246,2019,"NV","Dixie Valley Power Partnership",10681,"GEN1",0,"CN","ST","GEO",{"v":28,"d":"28.0"}]
[19268,2019,"NV","Gabbs",6514,"2",0,"RE","IC","DFO",2.7,{"$nulls":5},2013]
[19283,2019,"NV","Higgins Generating Station",55687,"ST1",2,"OP","CA","NG",332.4,0.286,{"v":831578,"d":"831,578"},{"v":441016,"d":"441,016"},"EIA-923 Generator File",2004]
[19290,2019,"NV","Hoover Dam (NV)",154,"N6",0,"OP","HY","WAT",{"v":130,"d":"130.0"},0.239,{"v":272121.368,"d":"272,121"},{"v":126017.452,"d":"126,017"},"Distributed from 923 Generation And Fuel",1938]
[19301,2019,"NV","Las Vegas Generating Station",10761,"GEN1",0,"OP","CT","NG",49.8,0.072,{"v":31252,"d":"31,252"},{"v":31420,"d":"31,420"},"EIA-923 Generator File",1994]
[19314,2019,"NV","McGinness Hills",57446,"3",0,"OP","BT","GEO",{"v":12,"d":"12.0"},0.866,{"v":90982.44,"d":"90,982"},{"v":39516.48,"d":"39,516"},"Distributed from 923 Generation And Fuel",2012]
[19334,2019,"NV","Nevada Cogen Assoc#1 GarnetVly",54350,"GTC",0,"OP","CT","NG",21.7,0.921,{"v":175003,"d":"175,003"},{"v":74762,"d":"74,762"},"EIA-923 Generator File",1992,2023]
[19348,2019,"NV","NVSS-II",62636,"NVSS2",0,"OP","PV","SUN",{"v":15,"d":"15.0"},0.023,{"v":3059,"d":"3,059"},{"v":1599,"d":"1,599"},"Distributed from 923 Generation And Fuel",2017]
[19358,2019,"NV","Reid Gardner",2324,"4",1,"RE","ST","BIT",294.8,{"$nulls":5},2017]
[19365,2019,"NV","Saguaro Power",54271,"CTG2",0,"OP","CT","NG",45.1,0.662,{"v":261456,"d":"261,456"},{"v":112606,"d":"112,606"},"EIA-923 Generator File",1991]
[19385,2019,"NV","Soda Lake Geothermal No I II",52174,"OEC3",0,"OP","ST","GEO",3.5,0.163,{"v":4990.383,"d":"4,990"},{"v":2167.452,"d":"2,167"},"Distributed from 923 Generation And Fuel",1990]
[19402,2019,"NV","Steamboat 1",50763,"OE14",0,"RE","BT","GEO",1.2,{"$nulls":5},2009]
[19409,2019,"NV","Steamboat Hills LP",50654,"OEC41",0,"OP","BT","GEO",5.5,0.783,{"v":37733,"d":"37,733"},{"v":16389,"d":"16,389"},"Distributed from 923 Generation And Fuel",2007]
[19418,2019,"NV","Stillwater Facility",50765,"2-2",0,"OP","BT","GEO",11.8,0.268,{"v":27744.25,"d":"27,744"},{"v":12050.25,"d":"12,050"},"Distributed from 923 Generation And Fuel",2009]
[19433,2019,"NV","Sun Peak Generating Station",54854,"5657",0,"SB","GT","NG",{"v":74,"d":"74.0"},0.028,{"v":17964,"d":"17,964"},{"v":8686,"d":"8,686"},"Distributed from 923 Generation And Fuel",1991]
[19453,2019,"NV","Tracy",2336,"9",0,"OP","CT","NG",155.6,0.745,{"v":1015470,"d":"1,015,470"},{"v":403370,"d":"403,370"},"EIA-923 Generator File",2008]
[19465,2019,"NV","Tungsten Mountain",60785,"TMSOL",0,"OP","PV","SUN",7.3,0.129,{"v":8234,"d":"8,234"},{"v":5062,"d":"5,062"},"Distributed from 923 Generation And Fuel",2019]
[19477,2019,"NV","Waste Management Lockwood LFGTE",57166,"GEN1",0,"OP","IC","LFG",1.6,0.838,{"v":11746.5,"d":"11,747"},{"v":4912.5,"d":"4,913"},"Distributed from 923 Generation And Fuel",2012]
[19493,2019,"NV","Western 102 Power Plant",56500,"PV1",0,"OP","PV","SUN",{"v":1,"d":"1.0"},0.279,{"v":2443,"d":"2,443"},{"v":1278,"d":"1,278"},"Distributed from 923 Generation And Fuel",2007]
[19500,2019,"NY","25 Ashdown Road Solar, LLC",62998,"ASHDO",0,"OP","PV","SUN",{"v":4,"d":"4.0"},{"v":0,"d":"0.000"},0,0,"Distributed from 923 Generation And Fuel",2019]
[19512,2019,"NY","Al Turi",10549,"3",0,"OP","IC","LFG",0.8,0.013,{"v":92.667,"d":"93"},{"v":40.667,"d":"41"},"Distributed from 923 Generation And Fuel",2011]
[19537,2019,"NY","Amsterdam North",61904,"10044",0,"OP","PV","SUN",{"v":2,"d":"2.0"},0.181,{"v":3179,"d":"3,179"},{"v":1666,"d":"1,666"},"Distributed from 923 Generation And Fuel",2018]
[19544,2019,"NY","Ashokan",88,"1",0,"OP","HY","WAT",2.3,0.259,{"v":5218.5,"d":"5,219"},{"v":2232.5,"d":"2,233"},"Distributed from 923 Generation And Fuel",1982]
[19563,2019,"NY","Astoria Gas Turbines",55243,"4-4",0,"OP","GT","NG",41.9,0.004,{"v":1356.379,"d":"1,356"},{"v":640.355,"d":"640"},"Distributed from 923 Generation And Fuel",1970,2023]
[19568,2019,"NY","Astoria Gas Turbines",55243,"5",0,"RE","GT","KER",16.3,{"$nulls":5},2018]
[19588,2019,"NY","Baer Road CSG",62034,"7",0,"OP","PV","SUN",{"v":2,"d":"2.0"},0.174,{"v":3050,"d":"3,050"},{"v":1599,"d":"1,599"},"Distributed from 923 Generation And Fuel",2018]
[19596,2019,"NY","Bassett Medical Center",54863,"0005",0,"SB","IC","DFO",1.6,{"v":1E-3,"d":"0.001"},{"v":10.857,"d":"11"},{"v":4.286,"d":"4"},"Distributed from 923 Generation And Fuel",2006]
[19612,2019,"NY","Bennetts Bridge",2545,"3",0,"OP","HY","WAT",{"v":9,"d":"9.0"},0.332,{"v":26185.5,"d":"26,186"},{"v":11202.75,"d":"11,203"},"Distributed from 923 Generation And Fuel",1966]
[19619,2019,"NY","Bethlehem Energy Center",2539,"8",3,"OP","CA","NG",310.2,0.558,{"v":1516297,"d":"1,516,297"},{"v":675170,"d":"675,170"},"EIA-923 Generator File",2005]
[19643,2019,"NY","Blenheim Gilboa",2691,"3",0,"OP","PS","WAT",{"v":250,"d":"250.0"},{"v":-0.014,"d":"(0.014)"},{"v":-30127.25,"d":"(30,127)"},{"v":-11310,"d":"(11,310)"},"Distributed from 923 Generation And Fuel",1973]
[19656,2019,"NY","Brentwood Solar",58785,"BRT1",0,"OP","PV","SUN",{"v":1,"d":"1.0"},0.086,751,394,"Distributed from 923 Generation And Fuel",2011]
[19659,2019,"NY","Bronx Zoo",50427,"GEN1",0,"SB","IC","NG",0.5,0.685,{"v":2999.167,"d":"2,999"},{"v":1441.528,"d":"1,442"},"Distributed from 923 Generation And Fuel",1991]
[19676,2019,"NY","Broome County",60507,"SOUTH",0,"OP","PV","SUN",{"v":2,"d":"2.0"},0.071,{"v":1241.5,"d":"1,242"},651,"Distributed from 923 Generation And Fuel",2018]
[19687,2019,"NY","Caithness Long Island Energy Center",56234,"CT01",0,"OP","CT","NG",196.2,0.764,{"v":1313723,"d":"1,313,723"},{"v":598974,"d":"598,974"},"EIA-923 Generator File",2009]
[19703,2019,"NY","Carver Falls",6456,"1",0,"OP","HY","WAT",1.3,0.472,{"v":5378.579,"d":"5,379"},{"v":2301,"d":"2,301"},"Distributed from 923 Generation And Fuel",1922]
[19723,2019,"NY","Chaffee Gas Recovery",56526,"GEN2",0,"OP","IC","LFG",0.8,0.744,{"v":5211.125,"d":"5,211"},{"v":2287.5,"d":"2,288"},"Distributed from 923 Generation And Fuel",2007]
[19727,2019,"NY","Chaffee Gas Recovery",56526,"GEN6",0,"OP","IC","LFG",0.8,0.744,{"v":5211.125,"d":"5,211"},{"v":2287.5,"d":"2,288"},"Distributed from 923 Generation And Fuel",2007]
[19747,2019,"NY","Chautauqua LFGTE Facility",57186,"GEN2",0,"OP","IC","LFG",1.6,0.465,{"v":6517.167,"d":"6,517"},{"v":2860.833,"d":"2,861"},"Distributed from 923 Generation And Fuel",2010]
[19756,2019,"NY","Clarkson Solar",59623,"CSPV",0,"OP","PV","SUN",{"v":2,"d":"2.0"},0.141,{"v":2479,"d":"2,479"},{"v":1299,"d":"1,299"},"Distributed from 923 Generation And Fuel",2014]
[19771,2019,"NY","Cohocton Wind Project",56634,"1",0,"OP","WT","WND",87.5,0.176,{"v":135139,"d":"135,139"},{"v":42590,"d":"42,590"},"Distributed from 923 Generation And Fuel",2009]
[19778,2019,"NY","Colton",2551,"3",0,"OP","HY","WAT",{"v":13,"d":"13.0"},{"v":0.62,"d":"0.620"},{"v":70661.139,"d":"70,661"},{"v":30230.056,"d":"30,230"},"Distributed from 923 Generation And Fuel",1928]
[19803,2019,"NY","CPV Valley Energy Center",56940,"STG",2,"OP","CA","NG",{"v":300,"d":"300.0"},0.587,{"v":1543054,"d":"1,543,054"},{"v":628451,"d":"628,451"},"EIA-923 Generator File",2018]
[19815,2019,"NY","Curtis Palmer Hydroelectric",54580,"C1",0,"OP","HY","WAT",2.6,0.794,{"v":18087.186,"d":"18,087"},{"v":7738.041,"d":"7,738"},"Distributed from 923 Generation And Fuel",1986]
[19822,2019,"NY","Czub CSG",63057,"114",0,"OP","PV","SUN",{"v":2,"d":"2.0"},0.176,{"v":3079,"d":"3,079"},{"v":1614,"d":"1,614"},"Distributed from 923 Generation And Fuel",2018]
[19840,2019,"NY","Deferiet",2552,"3",0,"OP","HY","WAT",{"v":4,"d":"4.0"},0.668,{"v":23408.333,"d":"23,408"},{"v":10014.667,"d":"10,015"},"Distributed from 923 Generation And Fuel",1925]
[19846,2019,"NY","Dexter Plant",10538,"GEN4",0,"OP","HY","WAT",0.2,0.401,{"v":702.952,"d":"703"},{"v":300.714,"d":"301"},"Distributed from 923 Generation And Fuel",1986]
[19866,2019,"NY","Dutchess Cnty Resource Recovery Facility",10305,"GEN1",0,"OP","ST","MSW",9.2,0.525,{"v":42299,"d":"42,299"},{"v":18670.958,"d":"18,671"},"EIA-923 Generator File",1987]
[19873,2019,"NY","E F Barrett",2511,"6",0,"OP","GT","NG",{"v":18,"d":"18.0"},0.034,{"v":5314.297,"d":"5,314"},{"v":3264.372,"d":"3,264"},"Distributed from 923 Generation And Fuel",1970]
[19890,2019,"NY","East Hampton",2512,"4",0,"OP","IC","DFO",{"v":2,"d":"2.0"},0.046,{"v":806.333,"d":"806"},{"v":8.333,"d":"8"},"Distributed from 923 Generation And Fuel",1962]
[19910,2019,"NY","Elmer",2559,"1",0,"OP","HY","WAT",{"v":1,"d":"1.0"},0.776,{"v":6802,"d":"6,802"},{"v":2910,"d":"2,910"},"Distributed from 923 Generation And Fuel",1916]
[19920,2019,"NY","Equus Freeport Power",56032,"0001",0,"OP","GT","NG",{"v":60,"d":"60.0"},0.038,{"v":19957.5,"d":"19,958"},{"v":9578,"d":"9,578"},"Distributed from 923 Generation And Fuel",2004]
[19934,2019,"NY","Five Falls",2562,"1",0,"OP","HY","WAT",{"v":24,"d":"24.0"},0.587,{"v":123329,"d":"123,329"},{"v":52762,"d":"52,762"},"Distributed from 923 Generation And Fuel",1955]
[19950,2019,"NY","Franklin (NY)",2564,"2",0,"OP","HY","WAT",{"v":1,"d":"1.0"},0.701,{"v":6143,"d":"6,143"},{"v":2628,"d":"2,628"},"Distributed from 923 Generation And Fuel",1926]
[19953,2019,"NY","Frey Rd #2 Community Solar Farm",62521,"1442",0,"T","PV","SUN",1.4]
[19965,2019,"NY","Glen Park Hydroelectric Project",50512,"GEN1",0,"OP","HY","WAT",14.5,0.648,{"v":82331.089,"d":"82,331"},{"v":35222.546,"d":"35,223"},"Distributed from 923 Generation And Fuel",1999]
[19981,2019,"NY","Good Samaritan Hospital",61551,"EGEN3",0,"SB","IC","NG",0.2,{"v":1E-3,"d":"0.001"},{"v":2.316,"d":"2"},0,"Distributed from 923 Generation And Fuel",2012]
[20000,2019,"NY","Gowanus Gas Turbines Generating",2494,"GT27",0,"OP","GT","NG",{"v":20,"d":"20.0"},{"v":1E-3,"d":"0.001"},{"v":233.375,"d":"233"},{"v":94.875,"d":"95"},"Distributed from 923 Generation And Fuel",1971]
[20005,2019,"NY","Gowanus Gas Turbines Generating",2494,"GT34",0,"OP","GT","NG",{"v":20,"d":"20.0"},{"v":1E-3,"d":"0.001"},{"v":233.375,"d":"233"},{"v":94.875,"d":"95"},"Distributed from 923 Generation And Fuel",1971]
[20025,2019,"NY","Green Island Hydroelectric Station",61207,"UNIT2",0,"OP","HY","WAT",1.5,0.764,{"v":10036.75,"d":"10,037"},{"v":4294,"d":"4,294"},"Distributed from 923 Generation And Fuel",1922]
[20033,2019,"NY","Greenport",2681,"5",0,"OP","IC","DFO",1.8,{"v":0,"d":"0.000"},{"v":5.168,"d":"5"},0,"Distributed from 923 Generation And Fuel",1965]
[20049,2019,"NY","Hardscrabble Wind Power LLC",57287,"1",0,"OP","WT","WND",{"v":74,"d":"74.0"},0.284,{"v":183854,"d":"183,854"},{"v":57943,"d":"57,943"},"Distributed from 923 Generation And Fuel",2011]
[20069,2019,"NY","Herkimer",52057,"05",0,"RE","HY","WAT",0.4,{"$nulls":5},2001]
[20080,2019,"NY","High Acres Gas Recovery",50568,"GEN2",0,"OP","IC","LFG",0.8,0.781,{"v":5472.167,"d":"5,472"},{"v":2402.083,"d":"2,402"},"Distributed from 923 Generation And Fuel",1991]
[20093,2019,"NY","High Falls - Croghan NY",2575,"2",0,"OP","HY","WAT",{"v":2,"d":"2.0"},0.719,{"v":12600.667,"d":"12,601"},{"v":5390.667,"d":"5,391"},"Distributed from 923 Generation And Fuel",1925]
[20100,2019,"NY","Higley",2576,"2N",0,"OP","HY","WAT",1.5,0.748,{"v":9834.25,"d":"9,834"},{"v":4207.25,"d":"4,207"},"Distributed from 923 Generation And Fuel",2003]
[20117,2019,"NY","Holtsville",8007,"3",0,"OP","GT","KER",56.7,0.004,{"v":1972.1,"d":"1,972"},{"v":20.5,"d":"21"},"Distributed from 923 Generation And Fuel",1974]
[20137,2019,"NY","Hudson Avenue",2496,"10",0,"RE","ST","RFO",{"v":60,"d":"60.0"},{"$nulls":5},2004]
[20144,2019,"NY","HVCC Cogen Plant",58186,"CG03",0,"OP","IC","NG",1.4,0.176,{"v":2161.877,"d":"2,162"},{"v":1038.247,"d":"1,038"},"Distributed from 923 Generation And Fuel",2004]
[20164,2019,"NY","Indian Point 3",8907,"3",1,"OP","ST","NUC",{"v":1012,"d":"1,012.0"},0.941,{"v":8342898,"d":"8,342,898"},{"v":3803835,"d":"3,803,835"},"Distributed from 923 Generation And Fuel",1976,2021]
[20168,2019,"NY","Iola Powerhouse & Cogeneration Facility",62424,"2",0,"OP","IC","NG",1.4,0.262,{"v":3217.667,"d":"3,218"},{"v":1546.667,"d":"1,547"},"Distributed from 923 Generation And Fuel",2004,2022]
[20184,2019,"NY","Jarvis (Hinckley)",808,"1",0,"OP","HY","WAT",4.5,0.516,{"v":20326,"d":"20,326"},{"v":8696,"d":"8,696"},"Distributed from 923 Generation And Fuel",1991]
[20197,2019,"NY","Kamargo",2581,"1",0,"OP","HY","WAT",{"v":2,"d":"2.0"},0.439,{"v":7694.667,"d":"7,695"},{"v":3292,"d":"3,292"},"Distributed from 923 Generation And Fuel",1921]
[20212,2019,"NY","Kent Falls",2532,"1",0,"OP","HY","WAT",3.2,0.165,{"v":4616.774,"d":"4,617"},{"v":1975.226,"d":"1,975"},"Distributed from 923 Generation And Fuel",1928]
[20228,2019,"NY","Kosterville",56705,"4",0,"OP","HY","WAT",0.5,0.248,{"v":1085,"d":"1,085"},464,"Distributed from 923 Generation And Fuel",1955]
[20244,2019,"NY","Lewiston Niagara",2692,"2",0,"OP","PS","WAT",{"v":20,"d":"20.0"},{"v":-0.093,"d":"(0.093)"},{"v":-16256.667,"d":"(16,257)"},{"v":-6282.25,"d":"(6,282)"},"Distributed from 923 Generation And Fuel",1961]
[20256,2019,"NY","Little Falls Hydro",51034,"GEN1",0,"OP","HY","WAT",6.5,0.598,{"v":34047,"d":"34,047"},{"v":14566,"d":"14,566"},"Distributed from 923 Generation And Fuel",1987]
[20259,2019,"NY","Lockport Energy Associates LP",54041,"GEN1",0,"OP","CT","NG",48.7,0.111,{"v":47404.87,"d":"47,405"},{"v":27267.67,"d":"27,268"},"EIA-923 Generator File",1992]
[20277,2019,"NY","Lyons Falls Hydroelectric",56703,"9",0,"OP","HY","WAT",0.9,0.595,{"v":4692.214,"d":"4,692"},{"v":2007.482,"d":"2,007"},"Distributed from 923 Generation And Fuel",1971]
[20296,2019,"NY","Marble River Wind Farm",56857,"GEN1",0,"OP","WT","WND",{"v":215,"d":"215.0"},0.276,{"v":519815,"d":"519,815"},{"v":163825,"d":"163,825"},"Distributed from 923 Generation And Fuel",2012]
[20303,2019,"NY","Mechanicville Hydroelectric Station",62322,"MG9",0,"OP","HY","WAT",{"v":2,"d":"2.0"},{"v":0.69,"d":"0.690"},{"v":12097.5,"d":"12,098"},{"v":5175.5,"d":"5,176"},"Distributed from 923 Generation And Fuel",2011]
[20324,2019,"NY","Mill Seat Renewable Energy Facility",61012,"GEN2",0,"OP","IC","LFG",0.8,{"v":0.93,"d":"0.930"},{"v":6515.875,"d":"6,516"},{"v":2860.25,"d":"2,860"},"Distributed from 923 Generation And Fuel",2007]
[20327,2019,"NY","Mill Seat Renewable Energy Facility",61012,"GEN5",0,"OP","IC","LFG",0.8,{"v":0.93,"d":"0.930"},{"v":6515.875,"d":"6,516"},{"v":2860.25,"d":"2,860"},"Distributed from 923 Generation And Fuel",2007]
[20347,2019,"NY","Model City Energy Facility",55757,"GEN4",0,"OP","IC","LFG",0.8,{"v":0.8,"d":"0.800"},{"v":5608.143,"d":"5,608"},{"v":2461.857,"d":"2,462"},"Distributed from 923 Generation And Fuel",2001]
[20354,2019,"NY","Modern Innovative Energy LLC",56323,"GEN4",0,"SB","IC","LFG",1.6,0.551,{"v":7721.75,"d":"7,722"},{"v":3389.5,"d":"3,390"},"Distributed from 923 Generation And Fuel",2006]
[20375,2019,"NY","Monroe Livingston Gas Recovery",50565,"GEN3",0,"RE","IC","LFG",0.8,{"$nulls":5},2009]
[20378,2019,"NY","Montauk",2515,"4",0,"RE","IC","DFO",{"v":2,"d":"2.0"},{"$nulls":5},2013]
[20394,2019,"NY","Montefiore - Westchester Square",61025,"EGEN1",0,"SB","IC","DFO",{"v":1,"d":"1.0"},{"v":1E-3,"d":"0.001"},7,0,"Distributed from 923 Generation And Fuel",1983]
[20408,2019,"NY","Moshier",2588,"2",0,"OP","HY","WAT",{"v":4,"d":"4.0"},0.659,{"v":23108.5,"d":"23,109"},{"v":9886,"d":"9,886"},"Distributed from 923 Generation And Fuel",1929]
[20422,2019,"NY","Mount Sinai Beth Israel",61569,"EGEN8",0,"SB","IC","DFO",0.8,{"v":1E-3,"d":"0.001"},{"v":7.833,"d":"8"},0,"Distributed from 923 Generation And Fuel",1988]
[20438,2019,"NY","Mount Sinai Hospital",61416,"HES13",0,"SB","IC","DFO",2.5,{"v":1E-3,"d":"0.001"},{"v":18.449,"d":"18"},{"v":0.134,"d":"0"},"Distributed from 923 Generation And Fuel",2012]
[20455,2019,"NY","Nanticoke LFG",59816,"BR12",0,"OP","IC","LFG",{"v":4,"d":"4.0"},0.746,{"v":26147,"d":"26,147"},{"v":11478,"d":"11,478"},"Distributed from 923 Generation And Fuel",2006]
[20462,2019,"NY","Narrows Gas Turbines Generating",2499,"NT17",0,"OP","GT","NG",{"v":22,"d":"22.0"},0.012,{"v":2318.125,"d":"2,318"},{"v":1114.188,"d":"1,114"},"Distributed from 923 Generation And Fuel",1972]
[20482,2019,"NY","New York Methodist Hospital",52091,"4C",0,"RE","IC","NG",0.9,{"$nulls":5},2015]
[20488,2019,"NY","New York Presbyterian Hospital-168th St",61026,"MHB3",0,"SB","IC","DFO",1.4,{"v":1E-3,"d":"0.001"},{"v":7.647,"d":"8"},{"v":0.118,"d":"0"},"Distributed from 923 Generation And Fuel",2000]
[20506,2019,"NY","Newport Hydro",50354,"3",0,"OP","HY","WAT",0.1,0.447,{"v":391.647,"d":"392"},{"v":167.529,"d":"168"},"Distributed from 923 Generation And Fuel",1987]
[20513,2019,"NY","Noble Altona Windpark LLC",56901,"1",0,"OP","WT","WND",97.5,0.201,{"v":171503,"d":"171,503"},{"v":54051,"d":"54,051"},"Distributed from 923 Generation And Fuel",2009]
[20535,2019,"NY","Northport",2516,"4",1,"OP","ST","NG",{"v":387,"d":"387.0"},0.186,{"v":631558,"d":"631,558"},{"v":387439,"d":"387,439"},"EIA-923 Generator File",1977]
[20550,2019,"NY","NY 26 Carthage CSG",63224,"X0140",0,"V","PV","SUN",{"v":5,"d":"5.0"}]
[20557,2019,"NY","NY Times Daily Production Facility",61414,"GEN5",0,"OP","IC","DFO",{"v":2,"d":"2.0"},{"v":1E-3,"d":"0.001"},{"v":10.5,"d":"11"},{"v":0.167,"d":"0"},"Distributed from 923 Generation And Fuel",2008]
[20572,2019,"NY","NYPH - Lawrence",63580,"CM175",0,"SB","IC","DFO",0.2,{"$nulls":4},2010]
[20581,2019,"NY","NYP-Hudson Valley Hospital Center",62421,"600CP",0,"SB","IC","DFO",0.6,{"v":1E-3,"d":"0.001"},{"v":6.621,"d":"7"},0,"Distributed from 923 Generation And Fuel",2012]
[20601,2019,"NY","NYU Luthern Medical Center",54769,"GEN4",0,"SB","IC","DFO",1.5,{"v":0,"d":"0.000"},{"v":5.87,"d":"6"},0,"Distributed from 923 Generation And Fuel",2006]
[20605,2019,"NY","Oceanside Energy",50348,"OS1",0,"RE","IC","LFG",0.7,{"$nulls":5},2009]
[20625,2019,"NY","Onondaga County- Jamesville",60232,"PV1",0,"OP","PV","SUN",{"v":2,"d":"2.0"},0.108,{"v":1886,"d":"1,886"},989,"Distributed from 923 Generation And Fuel",2018]
[20632,2019,"NY","Ontario LFGTE",56250,"GEN3",0,"OP","IC","LFG",0.8,0.806,{"v":5647.857,"d":"5,648"},{"v":2479.214,"d":"2,479"},"Distributed from 923 Generation And Fuel",2003]
[20652,2019,"NY","Oswego Falls West",2596,"6",0,"OP","HY","WAT",0.5,0.378,{"v":1654.5,"d":"1,655"},{"v":707.833,"d":"708"},"Distributed from 923 Generation And Fuel",2008]
[20669,2019,"NY","Pearl CSG",63060,"29",0,"OP","PV","SUN",{"v":2,"d":"2.0"},0.162,{"v":2835.5,"d":"2,836"},{"v":1486.5,"d":"1,487"},"Distributed from 923 Generation And Fuel",2018]
[20672,2019,"NY","Phoenix Hydro Project",54865,"1-02",0,"OP","HY","WAT",1.6,0.422,{"v":5908,"d":"5,908"},{"v":2527.5,"d":"2,528"},"Distributed from 923 Generation And Fuel",1991]
[20685,2019,"NY","Plant No 2 Freeport",2679,"CT5",0,"OP","GT","NG",60.5,{"v":0.02,"d":"0.020"},{"v":10639.841,"d":"10,640"},{"v":4883.874,"d":"4,884"},"Distributed from 923 Generation And Fuel",2004]
[20700,2019,"NY","Pouch",8053,"N01",0,"OP","GT","NG",{"v":47,"d":"47.0"},0.115,{"v":47443,"d":"47,443"},{"v":22803,"d":"22,803"},"Distributed from 923 Generation And Fuel",2001]
[20716,2019,"NY","Ravenswood",2500,"GT10",0,"OP","GT","NG",{"v":25,"d":"25.0"},{"v":1E-3,"d":"0.001"},{"v":164.764,"d":"165"},{"v":107.3,"d":"107"},"Distributed from 923 Generation And Fuel",1969]
[20732,2019,"NY","Ravenswood",2500,"GT33",0,"RE","GT","NG",42.9,{"$nulls":5},2017]
[20740,2019,"NY","RED-Rochester, LLC",10025,"43TG",7,"OP","ST","BIT",25.6,0.142,{"v":31790,"d":"31,790"},{"v":24153,"d":"24,153"},"EIA-923 Generator File",1969]
[20760,2019,"NY","Regeneron Pharmaceuticals Inc.",62423,"778NG",0,"SB","IC","NG",0.2,0.004,{"v":6.351,"d":"6"},{"v":0.299,"d":"0"},"Distributed from 923 Generation And Fuel",2013]
[20765,2019,"NY","Rensselaer Cogen",54034,"GEN1",0,"OP","CT","NG",49.2,0.005,{"v":2339,"d":"2,339"},455,"EIA-923 Generator File",1994]
[20784,2019,"NY","Riverhead Solar Farm",62017,"RIV1",0,"OP","PV","SUN",{"v":20,"d":"20.0"},0.091,{"v":15879,"d":"15,879"},{"v":10391,"d":"10,391"},"Distributed from 923 Generation And Fuel",2019]
[20791,2019,"NY","Robert Moses Niagara",2693,"2",0,"OP","HY","WAT",193.5,0.795,{"v":1346980.337,"d":"1,346,980"},{"v":570723.674,"d":"570,724"},"Distributed from 923 Generation And Fuel",1962]
[20812,2019,"NY","Robert Moses Power Dam",2694,"30",0,"OP","HY","WAT",{"v":57,"d":"57.0"},0.962,{"v":480207.125,"d":"480,207"},{"v":210692,"d":"210,692"},"Distributed from 923 Generation And Fuel",1958]
[20828,2019,"NY","Rockland Bakery Inc.",62619,"CAT3",0,"SB","IC","NG",0.3,0.003,{"v":7.125,"d":"7"},{"v":1.875,"d":"2"},"Distributed from 923 Generation And Fuel",1996]
[20835,2019,"NY","Route 19 #2 Community Solar Farm",62502,"1415",0,"T","PV","SUN",{"v":5,"d":"5.0"}]
[20849,2019,"NY","Saint Catherine of Siena Medical Center",62003,"E4486",0,"SB","IC","DFO",0.4,{"v":1E-3,"d":"0.001"},{"v":2.727,"d":"3"},0,"Distributed from 923 Generation And Fuel",2002]
[20859,2019,"NY","School Street",2605,"2",0,"OP","HY","WAT",{"v":7,"d":"7.0"},0.458,{"v":28105.667,"d":"28,106"},{"v":12024.167,"d":"12,024"},"Distributed from 923 Generation And Fuel",1915]
[20879,2019,"NY","Seneca Energy",54782,"GEN1",0,"OP","IC","LFG",0.8,0.671,{"v":4700,"d":"4,700"},{"v":1900.409,"d":"1,900"},"Distributed from 923 Generation And Fuel",1996]
[20896,2019,"NY","Sewalls",2608,"1",0,"OP","HY","WAT",{"v":1,"d":"1.0"},0.854,{"v":7482,"d":"7,482"},{"v":3201,"d":"3,201"},"Distributed from 923 Generation And Fuel",1925]
[20903,2019,"NY","Sherman Island",2609,"5",0,"OP","HY","WAT",{"v":7,"d":"7.0"},0.722,{"v":44272.397,"d":"44,272"},{"v":18940.496,"d":"18,940"},"Distributed from 923 Generation And Fuel",1923]
[20919,2019,"NY","SL Babylon",61487,"SLBAB",0,"OP","PV","SUN",{"v":9,"d":"9.0"},0.177,{"v":13949,"d":"13,949"},{"v":7312,"d":"7,312"},"Distributed from 923 Generation And Fuel",2017]
[20929,2019,"NY","South Edwards",2604,"2",0,"OP","HY","WAT",{"v":1,"d":"1.0"},0.658,{"v":5762.75,"d":"5,763"},{"v":2465.5,"d":"2,466"},"Distributed from 923 Generation And Fuel",1912]
[20947,2019,"NY","St Johns Riverside Hospital",62051,"EG200",0,"SB","IC","DFO",0.2,{"v":1E-3,"d":"0.001"},{"v":2.417,"d":"2"},0,"Distributed from 923 Generation And Fuel",2014]
[20963,2019,"NY","Steel Sun 2: 2303-III-2 Hamburg Tpke",62723,"SS22",0,"OP","PV","SUN",{"v":2,"d":"2.0"},0.111,{"v":1948,"d":"1,948"},{"v":1474,"d":"1,474"},"Distributed from 923 Generation And Fuel",2019]
[20976,2019,"NY","Stillwater Hydro Electric Project",54395,"2",0,"OP","HY","WAT",1.7,0.468,{"v":6963,"d":"6,963"},{"v":2979,"d":"2,979"},"Distributed from 923 Generation And Fuel",1993]
[20978,2019,"NY","Stony Brook Cogen Plant",54149,"GEN1",0,"OP","GT","NG",{"v":47,"d":"47.0"},0.701,{"v":288649,"d":"288,649"},{"v":138737,"d":"138,737"},"Distributed from 923 Generation And Fuel",1995]
[20994,2019,"NY","SunEast Grassy Knoll Solar Project",63863,"Q#885",0,"P","PV","SUN",{"v":20,"d":"20.0"}]
[21009,2019,"NY","SWM Fuel Cell",63661,"SWM-1",0,"P","FC","NG",2.8]
[21018,2019,"NY","Tannery Island Power",50416,"GEN4",0,"OP","HY","WAT",0.3,0.465,{"v":1221.8,"d":"1,222"},{"v":522.8,"d":"523"},"Distributed from 923 Generation And Fuel",1986]
[21038,2019,"NY","Ticonderoga Mill",54099,"GEN1",2,"OP","ST","NG",42.1,0.521,{"v":192288.62,"d":"192,289"},{"v":64280.331,"d":"64,280"},"EIA-923 Generator File",1970]
[21056,2019,"NY","Upper Mechanicville",625,"1",0,"OP","HY","WAT",8.2,0.283,{"v":20345,"d":"20,345"},{"v":8704,"d":"8,704"},"Distributed from 923 Generation And Fuel",1983]
[21062,2019,"NY","Valley Falls Hydroelectric Facility",50034,"GEN1",0,"OP","HY","WAT",2.5,0.244,{"v":5353,"d":"5,353"},{"v":2290,"d":"2,290"},"Distributed from 923 Generation And Fuel",1985]
[21082,2019,"NY","Villa Roma Rd #3 CSG",62527,"390",0,"OP","PV","SUN",{"v":2,"d":"2.0"},{"v":0,"d":"0.000"},0,0,"Distributed from 923 Generation And Fuel",2019]
[21089,2019,"NY","Wading River",7146,"02",0,"OP","GT","DFO",79.5,0.005,{"v":3587.667,"d":"3,588"},{"v":37.333,"d":"37"},"Distributed from 923 Generation And Fuel",1989]
[21106,2019,"NY","Waterloo Hydroelectric Project",61642,"10",0,"OP","HY","WAT",0.5,0.399,{"v":1746.667,"d":"1,747"},{"v":747.333,"d":"747"},"Distributed from 923 Generation And Fuel",1915]
[21113,2019,"NY","Waterside",2502,"9",1,"RE","ST","RFO",62.5,{"$nulls":5},2005]
[21126,2019,"NY","Westchester County Medical Center",62270,"CATH1",0,"SB","IC","DFO",1.3,{"v":0,"d":"0.000"},{"v":4.242,"d":"4"},0,"Distributed from 923 Generation And Fuel",2002]
[21150,2019,"NY","Wiscoy 170",2646,"1",0,"OS","HY","WAT",0.6,{"$nulls":4},1922]
[21157,2019,"NY","Woodoak Drive Community Solar Farm CSG",62479,"175",0,"OP","PV","SUN",{"v":2,"d":"2.0"},0.004,62,0,"Distributed from 923 Generation And Fuel",2019]
[21173,2019,"OH","AMP Napoleon Solar Facility",58082,"NSF1",0,"OP","PV","SUN",3.5,0.144,{"v":4409,"d":"4,409"},{"v":2434,"d":"2,434"},"Distributed from 923 Generation And Fuel",2012]
[21187,2019,"OH","Arcelormittal Cleveland Inc",10398,"GENB",4,"OP","ST","BFG",{"v":10,"d":"10.0"},0.515,{"v":45108,"d":"45,108"},{"v":17253,"d":"17,253"},"EIA-923 Generator File",1965]
[21197,2019,"OH","Ashtabula",55990,"6",5,"OP","CA","NG",0.8,0.351,{"v":2458,"d":"2,458"},902,"EIA-923 Generator File",2001]
[21204,2019,"OH","Auglaize Hydro",7657,"6",0,"OP","HY","WAT",0.1,0.384,{"v":336.556,"d":"337"},{"v":137.194,"d":"137"},"Distributed from 923 Generation And Fuel",2004]
[21220,2019,"OH","Bellefontaine Gas Producers LLC",57433,"2",0,"RE","IC","LFG",1.6,0.355,{"v":4969,"d":"4,969"},{"v":2047.667,"d":"2,048"},"Distributed from 923 Generation And Fuel",null,2019]
[21241,2019,"OH","Brown County LFGTE Power Station",61145,"GM01",0,"OP","IC","LFG",1.6,0.672,{"v":9423,"d":"9,423"},{"v":3883.333,"d":"3,883"},"Distributed from 923 Generation And Fuel",2017]
[21248,2019,"OH","Bryan Peaking",7779,"1",0,"OP","IC","DFO",1.8,0.004,{"v":63.667,"d":"64"},{"v":22.833,"d":"23"},"Distributed from 923 Generation And Fuel",1999]
[21267,2019,"OH","Carbon Limestone",56868,"18",0,"OP","IC","LFG",1.6,0.548,{"v":7674.688,"d":"7,675"},{"v":3145.063,"d":"3,145"},"Distributed from 923 Generation And Fuel",2012]
[21272,2019,"OH","Carbon Limestone",56868,"6",0,"OP","IC","LFG",1.4,0.548,{"v":6715.352,"d":"6,715"},{"v":2751.93,"d":"2,752"},"Distributed from 923 Generation And Fuel",2001]
[21292,2019,"OH","Cleveland Peaking",7774,"2",0,"OP","IC","DFO",1.8,0.003,{"v":50.667,"d":"51"},{"v":18.167,"d":"18"},"Distributed from 923 Generation And Fuel",2000]
[21304,2019,"OH","Conesville",2840,"1",1,"RE","ST","BIT",{"v":148,"d":"148.0"},{"$nulls":5},2005]
[21316,2019,"OH","Cuyahoga Falls 1",62658,"P005",0,"OP","IC","DFO",1.5,0.003,{"v":40.667,"d":"41"},{"v":14.667,"d":"15"},"Distributed from 923 Generation And Fuel",2018]
[21336,2019,"OH","DG AMP Solar Versailles",61437,"AMPVS",0,"OP","PV","SUN",1.8,0.174,{"v":2739,"d":"2,739"},{"v":1512,"d":"1,512"},"Distributed from 923 Generation And Fuel",2018]
[21337,2019,"OH","Dicks Creek",2831,"1",0,"OP","GT","NG",{"v":100,"d":"100.0"},0.004,{"v":3296.669,"d":"3,297"},{"v":1417.976,"d":"1,418"},"Distributed from 923 Generation And Fuel",1965]
[21360,2019,"OH","Edgerton",7874,"2",0,"OP","IC","DFO",1.8,0.003,40,{"v":14.5,"d":"15"},"Distributed from 923 Generation And Fuel",2000]
[21367,2019,"OH","FirstEnergy Ashtabula",2835,"7",3,"RE","ST","BIT",{"v":46,"d":"46.0"},{"$nulls":5},2002]
[21384,2019,"OH","FirstEnergy Lake Shore",2838,"18",1,"RE","ST","SUB",{"v":256,"d":"256.0"},{"$nulls":5},2015]
[21391,2019,"OH","FirstEnergy R E Burger",2864,"3",2,"RE","ST","BIT",103.4,{"$nulls":5},2012]
[21407,2019,"OH","FirstEnergy W H Sammis",2866,"A1",0,"OP","IC","DFO",2.5,{"v":1E-3,"d":"0.001"},{"v":25.8,"d":"26"},{"v":15.2,"d":"15"},"Distributed from 923 Generation And Fuel",1972,2021]
[21417,2019,"OH","Galion",7918,"3",0,"OP","IC","DFO",1.8,0.004,60,{"v":21.667,"d":"22"},"Distributed from 923 Generation And Fuel",2001]
[21435,2019,"OH","Greenville Electric Generating Station",55228,"GT2",0,"OP","GT","NG",{"v":59,"d":"59.0"},0.092,{"v":47688,"d":"47,688"},{"v":20470.75,"d":"20,471"},"Distributed from 923 Generation And Fuel",2000]
[21451,2019,"OH","Hanging Rock Energy Facility",55736,"1GT2",0,"OP","CT","NG",198.9,0.839,{"v":1461543,"d":"1,461,543"},{"v":612845,"d":"612,845"},"EIA-923 Generator File",2003]
[21464,2019,"OH","Hecate Energy Highland LLC",62670,"HIGHL",0,"T","PV","SUN",{"v":300,"d":"300.0"}]
[21475,2019,"OH","Icebreaker Offshore Wind Farm",58941,"WTG5",0,"L","WS","WND",3.4]
[21495,2019,"OH","Lebanon",2921,"5",0,"RE","IC","DFO",{"v":2,"d":"2.0"},{"v":0,"d":"0.000"},0,0,"Distributed from 923 Generation And Fuel",null,2019]
[21497,2019,"OH","Lebanon",2921,"7",0,"RE","GT","DFO",{"v":6,"d":"6.0"},{"v":0,"d":"0.000"},0,0,"Distributed from 923 Generation And Fuel",null,2019]
[21519,2019,"OH","Lowell L&D Hydroelectric Project",62429,"NA2",0,"P","HY","WAT",2.5]
[21526,2019,"OH","Madison",55110,"CT7",0,"OP","GT","NG",86.5,0.055,{"v":41760.75,"d":"41,761"},{"v":17964.625,"d":"17,965"},"Distributed from 923 Generation And Fuel",2000]
[21544,2019,"OH","Miami Fort",2832,"6",1,"RE","ST","BIT",163.2,{"$nulls":5},2015]
[21563,2019,"OH","Morton Salt Rittman",54335,"GEN1",0,"RE","ST","BIT",1.5,{"$nulls":5},2015]
[21570,2019,"OH","Napoleon",7578,"2",0,"RE","IC","DFO",1.8,{"$nulls":5},2018]
[21581,2019,"OH","Niles",7579,"13",0,"RE","IC","DFO",5.4,{"$nulls":5},2018]
[21594,2019,"OH","Oberlin (OH)",2933,"1",0,"OP","IC","DFO",1.1,{"v":0,"d":"0.000"},{"v":-2.141,"d":"(2)"},{"v":-0.892,"d":"(1)"},"Distributed from 923 Generation And Fuel",1948]
[21614,2019,"OH","Orrville",2935,"11",2,"OP","ST","NG",{"v":25,"d":"25.0"},{"v":0.03,"d":"0.030"},{"v":6612,"d":"6,612"},{"v":2940,"d":"2,940"},"EIA-923 Generator File",1971]
[21628,2019,"OH","Painesville",2936,"7",2,"OP","ST","BIT",{"v":22,"d":"22.0"},0.012,{"v":2405,"d":"2,405"},{"v":2405,"d":"2,405"},"EIA-923 Generator File",1990]
[21638,2019,"OH","Picway",2843,"5",1,"RE","ST","BIT",106.2,{"$nulls":5},2015]
[21654,2019,"OH","Procter & Gamble Cincinnati Plant",50456,"GEN1",3,"OP","ST","NG",12.5,0.118,{"v":12923,"d":"12,923"},{"v":2507,"d":"2,507"},"EIA-923 Generator File",1965]
[21661,2019,"OH","Refuse & Coal",312,"1",0,"RE","ST","MSW",{"v":30,"d":"30.0"},{"$nulls":5},1995]
[21682,2019,"OH","Rokeby L&D Hydroelectric Project",62426,"NA2",0,"P","HY","WAT",{"v":2,"d":"2.0"}]
[21685,2019,"OH","Rolling Hills Generating",55401,"CT3",0,"OP","GT","NG",195.5,0.067,{"v":114587.8,"d":"114,588"},{"v":49293.4,"d":"49,293"},"Distributed from 923 Generation And Fuel",2003]
[21708,2019,"OH","South Field Energy",60356,"SFECC",0,"U","CC","NG",{"v":1105,"d":"1,105.0"}]
[21713,2019,"OH","St Marys",2942,"6",1,"RE","ST","BIT",{"v":10,"d":"10.0"},{"$nulls":5},2007]
[21729,2019,"OH","Tait Electric Generating Station",2847,"GT4",0,"OP","GT","NG",{"v":94,"d":"94.0"},0.146,{"v":120165.485,"d":"120,165"},{"v":51687.79,"d":"51,688"},"Distributed from 923 Generation And Fuel",2002]
[21741,2019,"OH","Troy Energy LLC",55348,"3",0,"OP","GT","NG",198.9,0.058,{"v":100379.75,"d":"100,380"},{"v":43136,"d":"43,136"},"Distributed from 923 Generation And Fuel",2002]
[21753,2019,"OH","Walter C Beckjord",2830,"2",1,"RE","ST","BIT",112.5,{"$nulls":5},2013]
[21773,2019,"OH","West Lorain",2869,"1A",0,"OP","GT","DFO",65.3,{"v":2E-3,"d":"0.002"},{"v":1185.884,"d":"1,186"},{"v":480.935,"d":"481"},"Distributed from 923 Generation And Fuel",1973]
[21788,2019,"OH","Willowbrook Solar I, LLC",63877,"WBS",0,"L","PV","SUN",{"v":150,"d":"150.0"}]
[21797,2019,"OH","Yankee Street",2854,"1",0,"OP","GT","NG",18.5,0.005,{"v":793.657,"d":"794"},{"v":341.255,"d":"341"},"Distributed from 923 Generation And Fuel",1969]
[21804,2019,"OH","Yankee Street",2854,"YS1",0,"OP","PV","SUN",1.1,0.107,{"v":1030,"d":"1,030"},569,"Distributed from 923 Generation And Fuel",2010]
[21821,2019,"OK","Arbuckle Mountain Wind Farm LLC",59234,"GEN1",0,"OP","WT","WND",{"v":100,"d":"100.0"},0.469,{"v":410707,"d":"410,707"},{"v":159058,"d":"159,058"},"Distributed from 923 Generation And Fuel",2015]
[21841,2019,"OK","Cana Gas Processing Plant",57597,"6214",0,"SB","IC","DFO",2.5,0.022,482,293,"Distributed from 923 Generation And Fuel",2012]
[21848,2019,"OK","Chisholm View Wind Project",58041,"2",0,"OP","WT","WND",64.8,0.358,{"v":203090.976,"d":"203,091"},{"v":72777.312,"d":"72,777"},"Distributed from 923 Generation And Fuel",2016]
[21858,2019,"OK","Comanche (OK)",8059,"1S",2,"OP","CA","NG",{"v":120,"d":"120.0"},0.103,{"v":108247,"d":"108,247"},{"v":74230,"d":"74,230"},"EIA-923 Generator File",1974]
[21872,2019,"OK","Cushing",2975,"6",0,"OP","IC","DFO",0.8,{"v":0,"d":"0.000"},{"v":0.683,"d":"1"},{"v":0.325,"d":"0"},"Distributed from 923 Generation And Fuel",1939]
[21892,2019,"OK","Fort Gibson",3003,"3",0,"OP","HY","WAT",11.2,0.951,{"v":93275.75,"d":"93,276"},{"v":41261.75,"d":"41,262"},"Distributed from 923 Generation And Fuel",1953]
[21905,2019,"OK","GREC",165,"3ST",1,"OP","CA","NG",231.3,0.363,{"v":735234,"d":"735,234"},{"v":288476,"d":"288,476"},"EIA-923 Generator File",2017]
[21916,2019,"OK","Horseshoe Lake",2951,"9",0,"OP","GT","NG",60.5,0.233,{"v":123265,"d":"123,265"},{"v":61573.5,"d":"61,574"},"Distributed from 923 Generation And Fuel",2001]
[21932,2019,"OK","Kiamichi Energy Facility",55501,"STG2",2,"OP","CA","NG",317.2,0.392,{"v":1088433,"d":"1,088,433"},{"v":671348,"d":"671,348"},"EIA-923 Generator File",2003]
[21938,2019,"OK","Kingfisher",2986,"IC2",0,"OP","IC","NG",0.8,{"v":1E-3,"d":"0.001"},{"v":7.56,"d":"8"},{"v":3.604,"d":"4"},"Distributed from 923 Generation And Fuel",1954]
[21960,2019,"OK","McClain Energy Facility",55457,"ST1",1,"OP","CA","NG",198.1,0.604,{"v":1048291,"d":"1,048,291"},{"v":488036,"d":"488,036"},"EIA-923 Generator File",2001]
[21976,2019,"OK","Mustang",2953,"GT1",0,"OP","GT","NG",{"v":66,"d":"66.0"},{"v":2E-3,"d":"0.002"},{"v":1200.857,"d":"1,201"},718,"Distributed from 923 Generation And Fuel",2017]
[21985,2019,"OK","Mustang",2953,"2",1,"RE","ST","NG",{"v":63,"d":"63.0"},{"$nulls":5},2015]
[21991,2019,"OK","Northeastern",2963,"1B",0,"OP","CT","NG",178.5,0.385,{"v":602770,"d":"602,770"},{"v":258899,"d":"258,899"},"EIA-923 Generator File",2001]
[22007,2019,"OK","Pawhuska",2995,"1",0,"OS","IC","DFO",1.4,{"v":2E-3,"d":"0.002"},{"v":24.422,"d":"24"},{"v":10.111,"d":"10"},"Distributed from 923 Generation And Fuel",1949]
[22027,2019,"OK","Redbed Plains Wind Farm",61221,"WT1",0,"OP","WT","WND",99.1,0.507,{"v":439956,"d":"439,956"},{"v":169698,"d":"169,698"},"Distributed from 923 Generation And Fuel",2017]
[22036,2019,"OK","River Valley",10671,"GEN1",2,"OP","ST","SUB",{"v":175,"d":"175.0"},0.226,{"v":346607,"d":"346,607"},{"v":207477,"d":"207,477"},"EIA-923 Generator File",1990]
[22051,2019,"OK","Salina",2982,"1",0,"OP","PS","WAT",43.2,{"v":-0.046,"d":"(0.046)"},{"v":-17343.167,"d":"(17,343)"},{"v":-7612.5,"d":"(7,613)"},"Distributed from 923 Generation And Fuel",1968]
[22058,2019,"OK","Seiling Wind II",59312,"SEIL2",0,"OP","WT","WND",98.6,0.462,{"v":398978,"d":"398,978"},{"v":154516,"d":"154,516"},"Distributed from 923 Generation And Fuel",2014]
[22083,2019,"OK","Stillwater Water Treatment Plant",55987,"6",0,"OP","IC","DFO",{"v":2,"d":"2.0"},{"v":1E-3,"d":"0.001"},10,4,"Distributed from 923 Generation And Fuel",2003]
[22095,2019,"OK","Tulsa",2965,"3",1,"RE","ST","NG",{"v":95,"d":"95.0"},{"$nulls":5},2012]
[22098,2019,"OK","Tulsa LFG LLC",57828,"GEN2",0,"RE","IC","LFG",1.6,{"$nulls":5},2016]
[22116,2019,"OK","Weleetka",2966,"IC1",0,"OP","IC","DFO",{"v":4,"d":"4.0"},{"v":0,"d":"0.000"},0,0,"Distributed from 923 Generation And Fuel",1963]
[22126,2019,"OR","Airport Solar",62560,"APS",0,"OP","PV","SUN",47.3,0.003,{"v":1094,"d":"1,094"},0,"Distributed from 923 Generation And Fuel",2019]
[22142,2019,"OR","Beaver",8073,"7",6,"OP","CA","NG",176.4,{"v":0.07,"d":"0.070"},{"v":108433,"d":"108,433"},{"v":106392,"d":"106,392"},"EIA-923 Generator File",1977]
[22163,2019,"OR","Blue Marmot VIII",62863,"PRMLE",0,"T","PV","SUN",{"v":10,"d":"10.0"}]
[22170,2019,"OR","Bonneville",3075,"13",0,"OP","HY","WAT",66.5,0.413,{"v":240767.828,"d":"240,768"},{"v":73320.199,"d":"73,320"},"Distributed from 923 Generation And Fuel",1982]
[22186,2019,"OR","Boring Solar LLC",62169,"BSPV2",0,"OP","PV","SUN",2.2,{"v":0.18,"d":"0.180"},{"v":3462,"d":"3,462"},{"v":2311,"d":"2,311"},"Distributed from 923 Generation And Fuel",2019]
[22196,2019,"OR","Carmen Smith",3067,"2",0,"OP","HY","WAT",52.2,0.042,{"v":19331.354,"d":"19,331"},{"v":8584.913,"d":"8,585"},"Distributed from 923 Generation And Fuel",1963]
[22210,2019,"OR","Coffin Butte",7725,"4",0,"OP","IC","LFG",1.6,0.844,{"v":11828,"d":"11,828"},{"v":4903.429,"d":"4,903"},"Distributed from 923 Generation And Fuel",2007]
[22217,2019,"OR","Condon Windpower LLC",55739,"GEN2",0,"OP","WT","WND",25.2,{"v":0.17,"d":"0.170"},{"v":37567.735,"d":"37,568"},{"v":21876.94,"d":"21,877"},"Distributed from 923 Generation And Fuel",2002]
[22243,2019,"OR","Dry Creek LFG to Energy Project",56461,"DC1",0,"OP","IC","LFG",1.6,0.499,{"v":6994.5,"d":"6,995"},{"v":2899.5,"d":"2,900"},"Distributed from 923 Generation And Fuel",2007]
[22254,2019,"OR","Elkhorn Valley Wind Farm",56623,"EH1",0,"OP","WT","WND",100.7,0.347,{"v":305671,"d":"305,671"},{"v":178003,"d":"178,003"},"Distributed from 923 Generation And Fuel",2007]
[22261,2019,"OR","Faraday",3045,"1",0,"RE","HY","WAT",3.1,0.168,{"v":4550.13,"d":"4,550"},{"v":2020.678,"d":"2,021"},"Distributed from 923 Generation And Fuel",null,2019]
[22276,2019,"OR","Four Mile Canyon Windfarm LLC",56970,"1",0,"OP","WT","WND",{"v":10,"d":"10.0"},0.249,{"v":21832,"d":"21,832"},{"v":12714,"d":"12,714"},"Distributed from 923 Generation And Fuel",2009]
[22285,2019,"OR","Grand Ronde Solar",61835,"PGRC4",0,"OP","PV","SUN",2.2,{"v":0.2,"d":"0.200"},{"v":3859,"d":"3,859"},{"v":2110,"d":"2,110"},"Distributed from 923 Generation And Fuel",2017]
[22305,2019,"OR","Hermiston Power Partnership",55328,"CTG2",0,"OP","CT","NG",212.5,0.693,{"v":1290653,"d":"1,290,653"},{"v":482174,"d":"482,174"},"EIA-923 Generator File",2002]
[22313,2019,"OR","IP Springfield Oregon",50191,"TG2",1,"OS","ST","BLQ",{"v":5,"d":"5.0"},{"v":0,"d":"0.000"},0,0,"EIA-923 Generator File",1949]
[22329,2019,"OR","John Day",3082,"4",0,"OP","HY","WAT",{"v":135,"d":"135.0"},0.404,{"v":477737.75,"d":"477,738"},{"v":179703.625,"d":"179,704"},"Distributed from 923 Generation And Fuel",1968]
[22349,2019,"OR","Klondike Windpower III",56468,"2",0,"OP","WT","WND",76.5,0.269,{"v":179971.457,"d":"179,971"},{"v":116559,"d":"116,559"},"Distributed from 923 Generation And Fuel",2008]
[22360,2019,"OR","Lookout Point",3083,"1",0,"OP","HY","WAT",{"v":40,"d":"40.0"},0.259,{"v":90809.333,"d":"90,809"},{"v":40328.333,"d":"40,328"},"Distributed from 923 Generation And Fuel",1955]
[22373,2019,"OR","McNary",3084,"4",0,"OP","HY","WAT",{"v":70,"d":"70.0"},0.516,{"v":316208.622,"d":"316,209"},{"v":140427.633,"d":"140,428"},"Distributed from 923 Generation And Fuel",1954]
[22389,2019,"OR","Montague Wind Power Facility LLC",58099,"1",0,"OP","WT","WND",{"v":200,"d":"200.0"},0.046,{"v":80604,"d":"80,604"},{"v":20574,"d":"20,574"},"Distributed from 923 Generation And Fuel",2019]
[22393,2019,"OR","Neal Hot Springs Geothermal Project",58022,"NHS2",0,"OP","BT","GEO",{"v":11,"d":"11.0"},0.642,{"v":61818.667,"d":"61,819"},{"v":27466.333,"d":"27,466"},"Distributed from 923 Generation And Fuel",2012]
[22404,2019,"OR","Obsidian Solar Center",63488,"OBSLR",0,"U","PV","SUN",{"v":400,"d":"400.0"}]
[22420,2019,"OR","Oregon University System OIT Klamath Falls",58961,"PV",0,"OP","PV","SUN",{"v":2,"d":"2.0"},0.048,836,457,"Distributed from 923 Generation And Fuel",2014]
[22440,2019,"OR","Peters Drive Plant",10324,"GEN3",0,"OP","HY","WAT",1.8,0.455,{"v":7178,"d":"7,178"},{"v":3188,"d":"3,188"},"Distributed from 923 Generation And Fuel",1987]
[22448,2019,"OR","Port Westward Unit 2",58266,"10",0,"OP","IC","NG",18.8,0.183,{"v":30057.75,"d":"30,058"},{"v":11537.5,"d":"11,538"},"Distributed from 923 Generation And Fuel",2014]
[22464,2019,"OR","Prospect 2",3033,"2",0,"OP","HY","WAT",{"v":16,"d":"16.0"},0.679,{"v":95157.5,"d":"95,158"},{"v":42259.5,"d":"42,260"},"Distributed from 923 Generation And Fuel",1928]
[22473,2019,"OR","River Mill",3049,"3",0,"OP","HY","WAT",3.3,0.427,{"v":12340.069,"d":"12,340"},{"v":5480.282,"d":"5,480"},"Distributed from 923 Generation And Fuel",1912]
[22488,2019,"OR","Salem Smart Power Center",60441,"SSPC",0,"SB","BA","MWH",{"v":5,"d":"5.0"},{"v":-0.012,"d":"(0.012)"},{"v":-526,"d":"(526)"},{"v":-224,"d":"(224)"},"Distributed from 923 Generation And Fuel",2013]
[22508,2019,"OR","Steel Bridge Solar, LLC",60057,"STEEL",0,"OP","PV","SUN",2.3,0.155,{"v":3129,"d":"3,129"},{"v":1710,"d":"1,710"},"Distributed from 923 Generation And Fuel",2016]
[22520,2019,"OR","Sullivan",3053,"7",0,"OP","HY","WAT",1.2,{"v":0.98,"d":"0.980"},{"v":10303.169,"d":"10,303"},{"v":4575.584,"d":"4,576"},"Distributed from 923 Generation And Fuel",1952]
[22532,2019,"OR","The Dalles",3895,"15",0,"OP","HY","WAT",{"v":86,"d":"86.0"},0.372,{"v":280220.062,"d":"280,220"},{"v":102279.554,"d":"102,280"},"Distributed from 923 Generation And Fuel",1973]
[22539,2019,"OR","The Dalles",3895,"21",0,"OP","HY","WAT",{"v":86,"d":"86.0"},0.372,{"v":280220.062,"d":"280,220"},{"v":102279.554,"d":"102,280"},"Distributed from 923 Generation And Fuel",1973]
[22553,2019,"OR","Threemile Digester",58382,"GEN2",0,"OP","IC","OBG",1.6,{"v":0.78,"d":"0.780"},{"v":10939.333,"d":"10,939"},{"v":4379.667,"d":"4,380"},"Distributed from 923 Generation And Fuel",2012]
[22576,2019,"OR","Waste Management Columbia Ridge LFGTE",57015,"GEN10",0,"OP","IC","LFG",1.6,0.912,{"v":12778.75,"d":"12,779"},{"v":5438.875,"d":"5,439"},"Distributed from 923 Generation And Fuel",2014]
[22583,2019,"OR","Waste Management Columbia Ridge LFGTE",57015,"GEN6",0,"OP","IC","LFG",0.8,0.912,{"v":6389.375,"d":"6,389"},{"v":2719.438,"d":"2,719"},"Distributed from 923 Generation And Fuel",2009]
[22590,2019,"OR","Wheatridge Hybrid",62745,"SOLAR",0,"L","PV","SUN",{"v":50,"d":"50.0"}]
[22607,2019,"PA","Allegheny L&D2 Hydroelectric Project",62401,"NA2",0,"P","HY","WAT",4.5]
[22627,2019,"PA","Amity Energy LLC",59418,"GEN2",0,"IP","IC","NG",4.4]
[22637,2019,"PA","Archbald Power Station",50279,"GEN1",1,"OP","ST","LFG",23.2,0.636,{"v":129220,"d":"129,220"},{"v":58604,"d":"58,604"},"EIA-923 Generator File",1988]
[22651,2019,"PA","Bayles",58816,"GEN3",0,"IP","IC","NG",4.4]
[22667,2019,"PA","Bethlehem Power Plant",55690,"CTG3",0,"OP","CT","NG",{"v":127,"d":"127.0"},0.494,{"v":549577,"d":"549,577"},{"v":292984,"d":"292,984"},"EIA-923 Generator File",2002]
[22670,2019,"PA","Bethlehem Power Plant",55690,"CTG7",0,"OP","CT","NG",{"v":127,"d":"127.0"},0.451,{"v":502054,"d":"502,054"},{"v":274319,"d":"274,319"},"EIA-923 Generator File",2003]
[22695,2019,"PA","Brunot Island",3096,"ST4",3,"OP","CA","NG",{"v":144,"d":"144.0"},0.023,{"v":29283,"d":"29,283"},{"v":25511,"d":"25,511"},"EIA-923 Generator File",1974]
[22698,2019,"PA","Bucknell University",54333,"G001",0,"OP","CT","NG",4.7,0.834,{"v":34356,"d":"34,356"},{"v":13900,"d":"13,900"},"EIA-923 Generator File",1998]
[22717,2019,"PA","Conemaugh",3118,"2",1,"OP","ST","BIT",975.5,0.658,{"v":5622512,"d":"5,622,512"},{"v":2286836,"d":"2,286,836"},"EIA-923 Generator File",1971]
[22726,2019,"PA","CPV Fairview Energy Center",60589,"GEN1",0,"OP","CT","NG",{"v":372,"d":"372.0"},0.041,{"v":133353,"d":"133,353"},0,"EIA-923 Generator File",2019]
[22742,2019,"PA","Croydon CT Generating Station",8012,"41",0,"OP","GT","DFO",68.3,{"v":1E-3,"d":"0.001"},{"v":331.25,"d":"331"},{"v":152.5,"d":"153"},"Distributed from 923 Generation And Fuel",1974]
[22750,2019,"PA","Delaware Generating Station",3160,"10",0,"OP","GT","DFO",18.6,{"v":0,"d":"0.000"},{"v":56.042,"d":"56"},{"v":25.847,"d":"26"},"Distributed from 923 Generation And Fuel",1969]
[22766,2019,"PA","Eddystone Generating Station",3161,"40",0,"OP","GT","DFO",21.2,{"v":1E-3,"d":"0.001"},{"v":226.648,"d":"227"},{"v":104.402,"d":"104"},"Distributed from 923 Generation And Fuel",1970]
[22786,2019,"PA","F R Phillips",3099,"3",0,"RE","ST","BIT",{"v":81,"d":"81.0"},{"$nulls":5},2002]
[22797,2019,"PA","Falling Spring",7397,"6",0,"OP","IC","NG",{"v":2,"d":"2.0"},0.018,{"v":319.444,"d":"319"},{"v":144.167,"d":"144"},"Distributed from 923 Generation And Fuel",1967]
[22810,2019,"PA","FirstEnergy Mitchell Power Station",3181,"1",0,"RE","ST","DFO",74.7,{"$nulls":5},2002]
[22817,2019,"PA","Florey Knobb",58821,"3",0,"CN","IC","NG",{"v":7,"d":"7.0"}]
[22833,2019,"PA","Glades Pike Generation Plant",59759,"CAT2",0,"OP","IC","LFG",1.6,0.523,{"v":7333.5,"d":"7,334"},{"v":3084,"d":"3,084"},"Distributed from 923 Generation And Fuel",2011]
[22848,2019,"PA","Handsome Lake Energy LLC",55233,"GT01",0,"OP","GT","NG",58.9,0.039,{"v":20374.6,"d":"20,375"},{"v":9473.4,"d":"9,473"},"Distributed from 923 Generation And Fuel",2001]
[22861,2019,"PA","Hazelton",10870,"GEN4",0,"SB","GT","NG",{"v":33,"d":"33.0"},{"v":0.01,"d":"0.010"},{"v":2830.88,"d":"2,831"},{"v":1315.574,"d":"1,316"},"Distributed from 923 Generation And Fuel",2002]
[22877,2019,"PA","Holtwood",3145,"HW13",0,"OP","HY","WAT",1.4,0.511,{"v":6266.424,"d":"6,266"},{"v":2680.89,"d":"2,681"},"Distributed from 923 Generation And Fuel",2011]
[22895,2019,"PA","Hop Bottom",58800,"GEN2",0,"IP","IC","NG",4.4]
[22905,2019,"PA","Hunterstown",3110,"2",0,"OP","GT","DFO",{"v":20,"d":"20.0"},0.003,{"v":563.667,"d":"564"},262,"Distributed from 923 Generation And Fuel",1971]
[22921,2019,"PA","John B Rich Memorial Power Station",10113,"GEN1",2,"OP","ST","WC",88.4,0.806,{"v":624307,"d":"624,307"},{"v":267526,"d":"267,526"},"EIA-923 Generator File",1988]
[22928,2019,"PA","Keystone",3136,"3",0,"OP","IC","DFO",2.5,{"v":1E-3,"d":"0.001"},{"v":12.946,"d":"13"},{"v":12.946,"d":"13"},"Distributed from 923 Generation And Fuel",1968]
[22945,2019,"PA","Lackawanna Energy Center",60357,"GEN3",0,"OP","CS","NG",{"v":555,"d":"555.0"},0.645,{"v":3135109,"d":"3,135,109"},{"v":1025738,"d":"1,025,738"},"EIA-923 Generator File",2018]
[22952,2019,"PA","Lancaster County Resource Recovery",50859,"GEN1",3,"OP","ST","MSW",35.7,0.628,{"v":196396,"d":"196,396"},{"v":81576,"d":"81,576"},"EIA-923 Generator File",1990]
[22975,2019,"PA","Marcus Hook Energy LP",55801,"CTIB",0,"OP","CT","NG",188.2,0.602,{"v":991761,"d":"991,761"},{"v":466088,"d":"466,088"},"EIA-923 Generator File",2004]
[22989,2019,"PA","Milan",58818,"1",0,"OP","IC","NG",{"v":7,"d":"7.0"},0.127,{"v":7810.047,"d":"7,810"},{"v":3631.372,"d":"3,631"},"Distributed from 923 Generation And Fuel",2017]
[22996,2019,"PA","Milan",58818,"GEN5",0,"IP","IC","NG",4.4,0.127,{"v":4909.172,"d":"4,909"},{"v":2282.577,"d":"2,283"},"Distributed from 923 Generation And Fuel"]
[23008,2019,"PA","Montgomery L&D Hydroelectric Project",62400,"NA1",0,"P","HY","WAT",9.5]
[23020,2019,"PA","Mountain View",56687,"1",0,"OP","IC","LFG",0.3,0.328,{"v":861.396,"d":"861"},{"v":363.479,"d":"363"},"Distributed from 923 Generation And Fuel",2003]
[23040,2019,"PA","Mountain View",56687,"28",0,"OP","IC","LFG",0.3,0.328,{"v":861.396,"d":"861"},{"v":363.479,"d":"363"},"Distributed from 923 Generation And Fuel",2003]
[23045,2019,"PA","Mountain View",56687,"32",0,"OP","IC","LFG",0.3,0.328,{"v":861.396,"d":"861"},{"v":363.479,"d":"363"},"Distributed from 923 Generation And Fuel",2003]
[23064,2019,"PA","Mountain View",56687,"6",0,"OP","IC","LFG",0.3,0.328,{"v":861.396,"d":"861"},{"v":363.479,"d":"363"},"Distributed from 923 Generation And Fuel",2003]
[23071,2019,"PA","Muddy Run",3164,"2",0,"OP","PS","WAT",{"v":134,"d":"134.0"},{"v":-0.04,"d":"(0.040)"},{"v":-47525.5,"d":"(47,526)"},{"v":-21442.375,"d":"(21,442)"},"Distributed from 923 Generation And Fuel",1967]
[23092,2019,"PA","Niles Valley Energy LLC",61286,"GEN3",0,"IP","IC","NG",4.4]
[23108,2019,"PA","Oxbow Creek",58714,"GEN3",0,"OP","IC","NG",4.4,0.003,{"v":132.6,"d":"133"},0,"Distributed from 923 Generation And Fuel",2019]
[23111,2019,"PA","Oxbow Creek",58714,"1",0,"CN","IC","NG",{"v":7,"d":"7.0"}]
[23125,2019,"PA","Panther Creek Energy Facility",50776,"GEN1",2,"OP","ST","WC",{"v":94,"d":"94.0"},0.128,{"v":105383,"d":"105,383"},{"v":10927,"d":"10,927"},"EIA-923 Generator File",1992]
[23139,2019,"PA","Pine Grove",56690,"10",0,"OP","IC","LFG",0.3,0.005,{"v":13.278,"d":"13"},{"v":5.667,"d":"6"},"Distributed from 923 Generation And Fuel",2008]
[23155,2019,"PA","Pine Grove",56690,"9",0,"OP","IC","LFG",0.3,0.005,{"v":13.278,"d":"13"},{"v":5.667,"d":"6"},"Distributed from 923 Generation And Fuel",2008]
[23172,2019,"PA","Pocono Solar Project",57367,"POCON",0,"OP","PV","SUN",{"v":3,"d":"3.0"},0.142,{"v":3720,"d":"3,720"},{"v":1950,"d":"1,950"},"Distributed from 923 Generation And Fuel",2010]
[23183,2019,"PA","PPL Glendon LFGTE Plant",57183,"1",0,"OP","IC","LFG",1.6,0.402,{"v":5639.667,"d":"5,640"},{"v":2371.667,"d":"2,372"},"Distributed from 923 Generation And Fuel",2011]
[23199,2019,"PA","Renovo Energy Center",60786,"RECPJ",1,"L","CS","NG",{"v":513,"d":"513.0"}]
[23205,2019,"PA","Roundtop",58715,"GEN1",0,"OP","IC","NG",4.4,0.207,{"v":7960.6,"d":"7,961"},{"v":3701.4,"d":"3,701"},"Distributed from 923 Generation And Fuel",2015]
[23223,2019,"PA","Safe Harbor",3175,"9",0,"OP","HY","WAT",37.5,0.388,{"v":127617.934,"d":"127,618"},{"v":54597.216,"d":"54,597"},"Distributed from 923 Generation And Fuel",1986]
[23230,2019,"PA","SECCRA Community Landfill",56873,"1",0,"OP","IC","LFG",0.9,{"v":0.31,"d":"0.310"},{"v":2446.56,"d":"2,447"},{"v":1028.88,"d":"1,029"},"Distributed from 923 Generation And Fuel",2007]
[23252,2019,"PA","Shell Chemical Appalachia LLC",58933,"STG2",3,"V","CA","NG",{"v":75,"d":"75.0"}]
[23267,2019,"PA","Stourbridge Energy",61301,"GEN4",0,"IP","IC","NG",4.4]
[23274,2019,"PA","Sunbury Generation LP",3152,"1",5,"RE","ST","BIT",89.1,{"$nulls":5},2014]
[23285,2019,"PA","TalenEnergy Martins Creek",3148,"CTG1",0,"OP","GT","NG",23.6,0.028,{"v":5776.296,"d":"5,776"},{"v":2968.378,"d":"2,968"},"Distributed from 923 Generation And Fuel",1971]
[23298,2019,"PA","TalenEnergy Martins Creek LLC Harrisburg",3143,"CTG4",0,"RE","GT","DFO",{"v":16,"d":"16.0"},{"$nulls":5},2016]
[23318,2019,"PA","Temple SEGF",58897,"19G02",0,"OP","IC","NG",1.6,{"v":0.01,"d":"0.010"},144,102,"Distributed from 923 Generation And Fuel",1993]
[23336,2019,"PA","Titus",3115,"3",1,"RE","ST","BIT",{"v":75,"d":"75.0"},{"$nulls":5},2013]
[23342,2019,"PA","Trexlertown Solar Array North and South",57519,"GEN1",0,"OP","PV","SUN",1.9,0.132,{"v":2203,"d":"2,203"},{"v":1155,"d":"1,155"},"Distributed from 923 Generation And Fuel",2011]
[23362,2019,"PA","Waste Management Arden LFGTE",57014,"GEN5",0,"OP","IC","LFG",0.8,0.922,{"v":6459.333,"d":"6,459"},{"v":2716.333,"d":"2,716"},"Distributed from 923 Generation And Fuel",2009]
[23369,2019,"PA","West Campus Steam Plant",58194,"WC 2",0,"RE","ST","BIT",2.5,{"$nulls":5},2015]
[23386,2019,"PA","West Point (PA)",52149,"GEN1",1,"RE","ST","NG",{"v":3,"d":"3.0"},{"$nulls":5},2014]
[23402,2019,"PA","Wolf Run Energy",61263,"GEN5",0,"OP","IC","NG",4.4,0.124,{"v":4786,"d":"4,786"},{"v":2935.6,"d":"2,936"},"Distributed from 923 Generation And Fuel",2019]
[23416,2019,"PA","York Energy Center",55524,"CTG7",0,"CN","CT","NG",{"v":120,"d":"120.0"}]
[23417,2019,"PA","York Generation Company LLC",54693,"GT#1",0,"OP","CT","NG",8.3,{"v":0,"d":"0.000"},0,0,"EIA-923 Generator File",1989]
[23433,2019,"PR","Aguirre Plant",61146,"CA-1",0,"OP","CA","DFO",{"v":96,"d":"96.0"},0.033,{"v":27997.5,"d":"27,998"},{"v":18798,"d":"18,798"},"Distributed from 923 Generation And Fuel",1977]
[23449,2019,"PR","Canovanas Filtration Plant",61114,"CANO",0,"OP","PV","SUN",{"v":1,"d":"1.0"},0.194,{"v":1698,"d":"1,698"},742,"Distributed from 923 Generation And Fuel",2013]
[23461,2019,"PR","Cervecera de Puerto Rico",62410,"GCC01",0,"SB","IC","DFO",0.3,{"v":0,"d":"0.000"},0,0,"Distributed from 923 Generation And Fuel",2005]
[23477,2019,"PR","Daguao",61227,"GT-2",0,"OP","GT","DFO",{"v":21,"d":"21.0"},0.038,{"v":7071,"d":"7,071"},{"v":3357,"d":"3,357"},"Distributed from 923 Generation And Fuel",1972]
[23496,2019,"PR","HIMA San Pablo - Caguas",61808,"CAG4",0,"SB","IC","DFO",{"v":2,"d":"2.0"},{"v":1E-3,"d":"0.001"},{"v":12.222,"d":"12"},{"v":5.778,"d":"6"},"Distributed from 923 Generation And Fuel",2007]
[23501,2019,"PR","HIMA San Pablo Cupey",62851,"CUP1",0,"SB","IC","DFO",0.6,{"v":2E-3,"d":"0.002"},{"v":11.5,"d":"12"},{"v":5.5,"d":"6"},"Distributed from 923 Generation And Fuel",2011]
[23521,2019,"PR","Janssen Ortho LLC",61659,"GEN-4",0,"SB","IC","DFO",{"v":2,"d":"2.0"},0.067,{"v":1171.097,"d":"1,171"},556,"Distributed from 923 Generation And Fuel",2007]
[23529,2019,"PR","Mayaguez Plant",61151,"GT-1",0,"OP","GT","DFO",{"v":55,"d":"55.0"},0.048,{"v":23016.5,"d":"23,017"},{"v":18416,"d":"18,416"},"Distributed from 923 Generation And Fuel",2009]
[23545,2019,"PR","Palo Seco Plant",61149,"4",0,"OP","ST","RFO",{"v":216,"d":"216.0"},0.225,{"v":425895.309,"d":"425,895"},{"v":173417.143,"d":"173,417"},"Distributed from 923 Generation And Fuel",1970]
[23552,2019,"PR","Rio Blanco",61236,"1",0,"OP","HY","WAT",2.5,{"$nulls":4},1929]
[23566,2019,"PR","Vieques",61233,"1",0,"OP","IC","RFO",3.3,{"v":0,"d":"0.000"},11,5,"Distributed from 923 Generation And Fuel",2004]
[23589,2019,"RI","CED Foster",61499,"FORI",0,"OP","PV","SUN",{"v":2,"d":"2.0"},0.182,{"v":3197,"d":"3,197"},{"v":1729,"d":"1,729"},"Distributed from 923 Generation And Fuel",2017]
[23596,2019,"RI","Dry Bridge Solar (Brown University)",62771,"DBS1",0,"T","PV","SUN",{"v":10,"d":"10.0"}]
[23613,2019,"RI","Johnston LFG Turbine Plant",59254,"GENT1",0,"OP","CT","LFG",6.3,0.695,{"v":38382.9,"d":"38,383"},{"v":15693.63,"d":"15,694"},"EIA-923 Generator File",2013]
[23620,2019,"RI","King CSG",63135,"KING1",0,"U","PV","SUN",{"v":7,"d":"7.0"}]
[23640,2019,"RI","Pawtucket Power Associates",54056,"GEN2",1,"OP","CA","NG",{"v":27,"d":"27.0"},0.007,{"v":1554,"d":"1,554"},730,"EIA-923 Generator File",1990]
[23646,2019,"RI","Rhode Island State Energy Center",55107,"CTG2",0,"OP","CT","NG",{"v":196,"d":"196.0"},{"v":0.57,"d":"0.570"},{"v":978259,"d":"978,259"},{"v":442863,"d":"442,863"},"EIA-923 Generator File",2002]
[23664,2019,"RI","Scituate RI Solar, LLC",61841,"SCITU",0,"P","PV","SUN",{"v":10,"d":"10.0"}]
[23680,2019,"RI","WED Coventry 4",59306,"WEDC4",0,"OP","WT","WND",1.5,0.196,{"v":2570,"d":"2,570"},722,"Distributed from 923 Generation And Fuel",2016]
[23687,2019,"RI","WED Kingstown Solar I - East Array",61622,"KTNWA",0,"OP","PV","SUN",{"v":3,"d":"3.0"},0.174,{"v":4567,"d":"4,567"},{"v":2470,"d":"2,470"},"Distributed from 923 Generation And Fuel",2017]
[23707,2019,"SC","Abbot Solar",61936,"2",0,"OP","PV","SUN",{"v":2,"d":"2.0"},0.235,{"v":4122,"d":"4,122"},{"v":1998,"d":"1,998"},"Distributed from 923 Generation And Fuel",2018]
[23711,2019,"SC","Allora Solar, LLC",63808,"PGR30",0,"L","PV","SUN",{"v":75,"d":"75.0"}]
[23731,2019,"SC","Berkeley County Landfill",57945,"B2",0,"OP","IC","LFG",1.6,0.151,{"v":2120.5,"d":"2,121"},{"v":878.5,"d":"879"},"Distributed from 923 Generation And Fuel",2011]
[23740,2019,"SC","BMW Manufacturing Co",58173,"GT602",0,"OP","GT","LFG",5.5,{"v":0.4,"d":"0.400"},{"v":19263,"d":"19,263"},{"v":8128.5,"d":"8,129"},"Distributed from 923 Generation And Fuel",2009]
[23755,2019,"SC","Buzzard Roost",3254,"HC2",0,"OP","HY","WAT",{"v":5,"d":"5.0"},0.322,{"v":14095.333,"d":"14,095"},{"v":4923,"d":"4,923"},"Distributed from 923 Generation And Fuel",1940]
[23775,2019,"SC","Catawba",6036,"1",1,"OP","ST","NUC",{"v":1205.1,"d":"1,205.1"},0.928,{"v":9796803.5,"d":"9,796,804"},{"v":3965854,"d":"3,965,854"},"Distributed from 923 Generation And Fuel",1985]
[23777,2019,"SC","Cedar Creek",3255,"1",0,"OP","HY","WAT",{"v":15,"d":"15.0"},0.466,{"v":61289.333,"d":"61,289"},{"v":21406.333,"d":"21,406"},"Distributed from 923 Generation And Fuel",1926]
[23799,2019,"SC","City West Diesel Plant",57886,"DI4",0,"OP","IC","DFO",1.8,{"v":0,"d":"0.000"},{"v":6.75,"d":"7"},{"v":2.5,"d":"3"},"Distributed from 923 Generation And Fuel",2011]
[23806,2019,"SC","Colleton Solar Farm",58700,"CS300",0,"OP","PV","SUN",2.5,0.181,{"v":3963,"d":"3,963"},{"v":1921,"d":"1,921"},"Distributed from 923 Generation And Fuel",2013]
[23824,2019,"SC","Cross",130,"4",1,"OP","ST","RC",{"v":652,"d":"652.0"},0.501,{"v":2860038,"d":"2,860,038"},{"v":1182820,"d":"1,182,820"},"EIA-923 Generator File",2008]
[23830,2019,"SC","Darlington County",3250,"10",0,"OP","GT","DFO",65.8,0.003,{"v":1640.719,"d":"1,641"},{"v":772.804,"d":"773"},"Distributed from 923 Generation And Fuel",1974,2020]
[23846,2019,"SC","Denmark Solar",62211,"35",0,"T","PV","SUN",{"v":6,"d":"6.0"}]
[23857,2019,"SC","Faber Place",3284,"1",0,"RE","GT","NG",11.5,{"$nulls":5},2008]
[23874,2019,"SC","Florence Mill",50806,"GEN1",3,"OP","ST","BLQ",12.3,0.034,{"v":3616.491,"d":"3,616"},{"v":1299.286,"d":"1,299"},"EIA-923 Generator File",1963]
[23890,2019,"SC","Goldenrod Solar",61943,"9",0,"OP","PV","SUN",{"v":2,"d":"2.0"},{"v":0.19,"d":"0.190"},{"v":3334,"d":"3,334"},{"v":1839,"d":"1,839"},"Distributed from 923 Generation And Fuel",2019]
[23904,2019,"SC","Hagood",3285,"5",0,"OP","GT","NG",27.4,0.009,{"v":2044.569,"d":"2,045"},{"v":962.168,"d":"962"},"Distributed from 923 Generation And Fuel",2009]
[23918,2019,"SC","Honea Path",56132,"1",0,"OP","IC","DFO",2.9,{"v":0,"d":"0.000"},3,1,"Distributed from 923 Generation And Fuel",2003]
[23934,2019,"SC","J Strom Thurmond",3323,"4",0,"OS","HY","WAT",51.7,0.283,{"v":128385.857,"d":"128,386"},{"v":44840.714,"d":"44,841"},"Distributed from 923 Generation And Fuel",1953]
[23937,2019,"SC","J Strom Thurmond",3323,"7",0,"OP","HY","WAT",51.7,0.283,{"v":128385.857,"d":"128,386"},{"v":44840.714,"d":"44,841"},"Distributed from 923 Generation And Fuel",1954]
[23958,2019,"SC","Jocassee",3262,"4",0,"OP","PS","WAT",193.5,{"v":-0.021,"d":"(0.021)"},{"v":-35784.25,"d":"(35,784)"},{"v":-23841.5,"d":"(23,842)"},"Distributed from 923 Generation And Fuel",1975]
[23965,2019,"SC","John S Rainey",7834,"CT4A",0,"OP","GT","NG",{"v":84,"d":"84.0"},0.263,{"v":193702.66,"d":"193,703"},{"v":101380.516,"d":"101,381"},"Distributed from 923 Generation And Fuel",2004]
[23984,2019,"SC","Lockhart",3275,"HY5",0,"OP","HY","WAT",1.2,0.591,{"v":6210.8,"d":"6,211"},{"v":2169.2,"d":"2,169"},"Distributed from 923 Generation And Fuel",1921]
[24002,2019,"SC","Melsam Solar",62280,"58",0,"T","PV","SUN",60.5]
[24009,2019,"SC","Mill Creek (SC)",7981,"5",0,"OP","GT","NG",99.9,{"v":0.01,"d":"0.010"},{"v":9137.625,"d":"9,138"},{"v":4420.25,"d":"4,420"},"Distributed from 923 Generation And Fuel",2003]
[24021,2019,"SC","NA 5",7253,"NA5",0,"IP","GT","NG",{"v":170,"d":"170.0"}]
[24033,2019,"SC","Omtanke Solar",63756,"DGSC1",0,"T","PV","SUN",{"v":6,"d":"6.0"}]
[24053,2019,"SC","Pelzer Solar I",61945,"19",0,"OP","PV","SUN",{"v":1,"d":"1.0"},0.216,{"v":1896,"d":"1,896"},919,"Distributed from 923 Generation And Fuel",2019]
[24068,2019,"SC","Richland County Landfill",56122,"R2",0,"OP","IC","LFG",1.6,0.485,{"v":6796.5,"d":"6,797"},{"v":2815.5,"d":"2,816"},"Distributed from 923 Generation And Fuel",2010]
[24077,2019,"SC","Rocky Creek",3266,"6",0,"RE","HY","WAT",{"v":5,"d":"5.0"},{"$nulls":5},2018]
[24084,2019,"SC","Rollins Solar",62295,"67",0,"T","PV","SUN",{"v":63,"d":"63.0"}]
[24101,2019,"SC","Saluda Solar II",61323,"PGRB5",0,"OP","PV","SUN",3.4,0.217,{"v":6462,"d":"6,462"},{"v":3132,"d":"3,132"},"Distributed from 923 Generation And Fuel",2017]
[24121,2019,"SC","Shem Solar",62308,"72",0,"T","PV","SUN",{"v":2,"d":"2.0"}]
[24124,2019,"SC","Shorthorn Solar",62310,"74",0,"T","PV","SUN",60.5]
[24148,2019,"SC","Thermal Kem",56129,"1",0,"OP","IC","DFO",2.9,{"v":0,"d":"0.000"},3,1,"Distributed from 923 Generation And Fuel",2003]
[24152,2019,"SC","TWE Bowman Solar Project",62828,"BOW",0,"U","PV","SUN",{"v":75,"d":"75.0"}]
[24168,2019,"SC","V C Summer",6127,"3",1,"CN","ST","NUC",{"v":1100,"d":"1,100.0"}]
[24181,2019,"SC","W S Lee",3264,"6",0,"RE","GT","NG",35.1,{"$nulls":5},2007]
[24196,2019,"SC","Webb Forging",7814,"1",0,"OP","IC","DFO",2.9,{"v":0,"d":"0.000"},{"v":2.5,"d":"3"},1,"Distributed from 923 Generation And Fuel",2003]
[24212,2019,"SC","Wylie",3271,"1",0,"OP","HY","WAT",{"v":15,"d":"15.0"},0.148,{"v":19456,"d":"19,456"},{"v":6795.25,"d":"6,795"},"Distributed from 923 Generation And Fuel",1925]
[24228,2019,"SD","Ben French",3325,"2",0,"OP","IC","DFO",{"v":2,"d":"2.0"},{"v":-0.004,"d":"(0.004)"},{"v":-64.6,"d":"(65)"},{"v":-25.6,"d":"(26)"},"Distributed from 923 Generation And Fuel",1965]
[24236,2019,"SD","Ben French",3325,"ST1",1,"RE","ST","SUB",{"v":25,"d":"25.0"},{"$nulls":5},2014]
[24243,2019,"SD","Big Bend Dam",3375,"7",0,"OP","HY","WAT",67.3,0.323,{"v":190667.414,"d":"190,667"},{"v":79092.94,"d":"79,093"},"Distributed from 923 Generation And Fuel",1966]
[24261,2019,"SD","Deer Creek Station",56610,"02",0,"OP","CT","NG",{"v":170,"d":"170.0"},0.203,{"v":302165,"d":"302,165"},{"v":139515,"d":"139,515"},"Distributed from 923 Generation And Fuel",2012]
[24280,2019,"SD","Highmore",3343,"2",0,"RE","IC","DFO",1.3,{"$nulls":5},2014]
[24287,2019,"SD","Mobile Unit",3346,"1",0,"RE","IC","DFO",0.5,{"$nulls":5},2008]
[24298,2019,"SD","Pathfinder",3334,"1",0,"RE","ST","NG",{"v":75,"d":"75.0"},{"$nulls":5},2001]
[24311,2019,"SD","South Dakota Wind Energy Cente",56092,"GE15",0,"OP","WT","WND",40.5,0.272,{"v":96513,"d":"96,513"},{"v":34947,"d":"34,947"},"Distributed from 923 Generation And Fuel",2003]
[24331,2019,"TN","Allen",3393,"CTG1",0,"OP","CT","NG",{"v":347,"d":"347.0"},0.684,{"v":2079442,"d":"2,079,442"},{"v":968997,"d":"968,997"},"EIA-923 Generator File",2018]
[24345,2019,"TN","Allen",3393,"GT2",0,"OP","GT","NG",23.9,{"v":0,"d":"0.000"},{"v":31.684,"d":"32"},{"v":-3.542,"d":"(4)"},"Distributed from 923 Generation And Fuel",1971]
[24355,2019,"TN","Allen",3393,"2",1,"RE","ST","SUB",{"v":330,"d":"330.0"},{"$nulls":5},2018]
[24375,2019,"TN","Bull Run",3396,"1",1,"OP","ST","BIT",{"v":950,"d":"950.0"},0.186,{"v":1551288,"d":"1,551,288"},{"v":1106790,"d":"1,106,790"},"EIA-923 Generator File",1967,2024]
[24378,2019,"TN","Calderwood",54900,"3",0,"OP","HY","WAT",52.2,0.569,{"v":260240.667,"d":"260,241"},{"v":113826.333,"d":"113,826"},"Distributed from 923 Generation And Fuel",1938]
[24399,2019,"TN","Chickamauga",3398,"3",0,"OP","HY","WAT",39.9,0.555,{"v":194055,"d":"194,055"},{"v":84877.5,"d":"84,878"},"Distributed from 923 Generation And Fuel",1940]
[24415,2019,"TN","Domtar Kingsport Mill",10252,"NO.7",3,"RE","ST","BLQ",{"v":12,"d":"12.0"},{"$nulls":5},2006]
[24425,2019,"TN","Fort Patrick Henry",3401,"1",0,"OP","HY","WAT",29.7,0.303,{"v":78797.5,"d":"78,798"},{"v":34465,"d":"34,465"},"Distributed from 923 Generation And Fuel",1954]
[24430,2019,"TN","Gallatin (TN)",3403,"1",1,"OP","ST","SUB",{"v":300,"d":"300.0"},{"v":0.43,"d":"0.430"},{"v":1130416,"d":"1,130,416"},{"v":546148,"d":"546,148"},"EIA-923 Generator File",1956]
[24446,2019,"TN","Great Falls (TN)",3404,"2",0,"OP","HY","WAT",18.4,0.451,{"v":72651.608,"d":"72,652"},{"v":31776.855,"d":"31,777"},"Distributed from 923 Generation And Fuel",1924]
[24458,2019,"TN","Johnsonville",3406,"G10",0,"OP","GT","NG",{"v":68,"d":"68.0"},0.011,{"v":6686.46,"d":"6,686"},{"v":1338.684,"d":"1,339"},"Distributed from 923 Generation And Fuel",1975]
[24474,2019,"TN","Johnsonville",3406,"GT6",0,"OP","GT","NG",{"v":68,"d":"68.0"},0.011,{"v":6686.46,"d":"6,686"},{"v":1338.684,"d":"1,339"},"Distributed from 923 Generation And Fuel",1975]
[24490,2019,"TN","Kingston",3407,"3",1,"OP","ST","SUB",{"v":175,"d":"175.0"},0.126,{"v":193747,"d":"193,747"},{"v":94587,"d":"94,587"},"EIA-923 Generator File",1954]
[24497,2019,"TN","Lagoon Creek",7845,"CTG1",0,"OP","CT","NG",173.4,0.623,{"v":946224,"d":"946,224"},{"v":476326,"d":"476,326"},"EIA-923 Generator File",2010]
[24509,2019,"TN","Lagoon Creek",7845,"GT8",0,"OP","GT","NG",84.5,0.048,{"v":35482.633,"d":"35,483"},{"v":23339.897,"d":"23,340"},"Distributed from 923 Generation And Fuel",2001]
[24534,2019,"TN","MTSU Power Co-Gen Plant",58179,"SG-01",0,"RE","IC","DFO",{"v":2,"d":"2.0"},{"$nulls":5},2016]
[24541,2019,"TN","Nickajack",3409,"1",0,"OP","HY","WAT",27.4,0.643,{"v":154271.757,"d":"154,272"},{"v":67476.785,"d":"67,477"},"Distributed from 923 Generation And Fuel",1968]
[24556,2019,"TN","Old Hickory",3426,"2",0,"OS","HY","WAT",{"v":25,"d":"25.0"},0.416,{"v":90996.866,"d":"90,997"},{"v":39801.109,"d":"39,801"},"Distributed from 923 Generation And Fuel",1957]
[24565,2019,"TN","Pickwick Landing Dam",3415,"4",0,"OP","HY","WAT",{"v":40,"d":"40.0"},0.339,{"v":118732,"d":"118,732"},{"v":51932,"d":"51,932"},"Distributed from 923 Generation And Fuel",1942]
[24581,2019,"TN","Raccoon Mountain",6151,"2",0,"OP","PS","WAT",428.4,{"v":-0.041,"d":"(0.041)"},{"v":-153840,"d":"(153,840)"},{"v":-79259.25,"d":"(79,259)"},"Distributed from 923 Generation And Fuel",1978]
[24589,2019,"TN","Somerville Solar",62900,"PV",0,"OP","PV","SUN",2.3,0.063,{"v":1266,"d":"1,266"},466,"Distributed from 923 Generation And Fuel",2019]
[24609,2019,"TN","Tennessee Eastman Operations",50481,"TG25",2,"OP","ST","BIT",{"v":18,"d":"18.0"},0.788,{"v":124303,"d":"124,303"},{"v":58874,"d":"58,874"},"EIA-923 Generator File",1994]
[24625,2019,"TN","Watauga",3418,"2",0,"OP","HY","WAT",28.8,0.343,{"v":86614,"d":"86,614"},{"v":37884,"d":"37,884"},"Distributed from 923 Generation And Fuel",1949]
[24636,2019,"TN","Watts Bar Nuclear Plant",7722,"2",1,"OP","ST","NUC",{"v":1269.9,"d":"1,269.9"},0.794,{"v":8827893,"d":"8,827,893"},{"v":3472644,"d":"3,472,644"},"Distributed from 923 Generation And Fuel",2016]
[24653,2019,"TX","Air Products Port Arthur",55309,"GEN1",0,"OP","GT","NG",37.6,0.712,{"v":234439.542,"d":"234,440"},{"v":118163.946,"d":"118,164"},"Distributed from 923 Generation And Fuel",2000]
[24656,2019,"TX","Air Products Port Arthur",55309,"GEN2",1,"RE","CA","NG",{"v":3,"d":"3.0"},{"$nulls":5},2012]
[24669,2019,"TX","Anacacho Wind Farm, LLC",58000,"ANA",0,"OP","WT","WND",99.8,0.375,{"v":327914,"d":"327,914"},{"v":131153,"d":"131,153"},"Distributed from 923 Generation And Fuel",2012]
[24693,2019,"TX","Ascend Performance Materials Texas Inc.",10418,"GEN4",4,"OP","ST","OG",46.1,0.085,{"v":34492,"d":"34,492"},{"v":14904,"d":"14,904"},"EIA-923 Generator File",2000]
[24700,2019,"TX","Atascosita",55526,"GEN4",0,"RE","IC","LFG",1.7,{"$nulls":5},2018]
[24716,2019,"TX","Bacliff",60264,"BCGT6",0,"OP","GT","NG",71.2,0.043,{"v":26729.333,"d":"26,729"},{"v":21587.5,"d":"21,588"},"Distributed from 923 Generation And Fuel",2018]
[24724,2019,"TX","Barton Chapel Wind Farm",57156,"BC",0,"OP","WT","WND",{"v":120,"d":"120.0"},{"v":0.24,"d":"0.240"},{"v":251933,"d":"251,933"},{"v":100764,"d":"100,764"},"Distributed from 923 Generation And Fuel",2009]
[24744,2019,"TX","Baytown Energy Center",55327,"CTG2",0,"OP","CT","NG",219.3,0.574,{"v":1103577,"d":"1,103,577"},{"v":498750,"d":"498,750"},"EIA-923 Generator File",2002]
[24753,2019,"TX","Big Brown",3497,"2",1,"RE","ST","SUB",593.4,{"$nulls":5},2018]
[24768,2019,"TX","Bluebonnet",55552,"UNT1",0,"RE","IC","LFG",{"v":1,"d":"1.0"},{"$nulls":5},2016]
[24788,2019,"TX","Bridgeport Gas Processing Plant",55053,"16",0,"OP","IC","NG",0.8,0.564,{"v":3954.615,"d":"3,955"},{"v":1993.231,"d":"1,993"},"Distributed from 923 Generation And Fuel",2013]
[24800,2019,"TX","Bridgeport Gas Processing Plant",55053,"325",0,"RE","IC","NG",0.3,{"$nulls":5},2000]
[24812,2019,"TX","Bryan (TX)",3561,"6",1,"RE","ST","NG",{"v":54,"d":"54.0"},{"$nulls":5},2014]
[24819,2019,"TX","Buenos Aires Phase 1",62803,"BAW1",0,"L","WT","WND",{"v":200,"d":"200.0"}]
[24833,2019,"TX","Callahan Divide Wind Energy Center",56270,"1",0,"OP","WT","WND",{"v":114,"d":"114.0"},0.427,{"v":426623,"d":"426,623"},{"v":170633,"d":"170,633"},"Distributed from 923 Generation And Fuel",2005]
[24843,2019,"TX","Capricorn Ridge Wind LLC",56763,"2",0,"OP","WT","WND",214.5,0.386,{"v":724452.138,"d":"724,452"},{"v":278819.242,"d":"278,819"},"Distributed from 923 Generation And Fuel",2007]
[24859,2019,"TX","Central Utility Plant",10184,"EG1",0,"OP","IC","NG",{"v":6,"d":"6.0"},0.116,{"v":6108,"d":"6,108"},{"v":3181,"d":"3,181"},"Distributed from 923 Generation And Fuel",1988]
[24880,2019,"TX","Chapman Ranch Wind I",59193,"CHA1",0,"OP","WT","WND",{"v":236,"d":"236.0"},0.202,{"v":417739,"d":"417,739"},{"v":160102,"d":"160,102"},"Distributed from 923 Generation And Fuel",2017]
[24887,2019,"TX","Coastal Plains",55554,"UNT1",0,"RE","IC","LFG",1.7,{"$nulls":5},2019]
[24903,2019,"TX","Comanche Peak",6145,"2",1,"OP","ST","NUC",{"v":1215,"d":"1,215.0"},0.907,{"v":9652355,"d":"9,652,355"},{"v":3994822.5,"d":"3,994,823"},"Distributed from 923 Generation And Fuel",1993]
[24913,2019,"TX","Corpus Christi Energy Center",55206,"CT1",0,"OP","CT","NG",198.9,0.429,{"v":746648,"d":"746,648"},{"v":395223,"d":"395,223"},"EIA-923 Generator File",2002]
[24931,2019,"TX","Covel Gardens Gas Recovery",56864,"5",0,"OP","IC","LFG",1.6,0.704,{"v":9864.167,"d":"9,864"},{"v":4169.167,"d":"4,169"},"Distributed from 923 Generation And Fuel",2005]
[24947,2019,"TX","DeCordova Steam Electric Station",8063,"CT1",0,"OP","GT","NG",89.4,0.007,{"v":5695.5,"d":"5,696"},{"v":2860.75,"d":"2,861"},"Distributed from 923 Generation And Fuel",1990]
[24960,2019,"TX","Deer Park Plant",50471,"GEN1",0,"RE","CA","NG",{"v":10,"d":"10.0"},{"$nulls":5},2004]
[24971,2019,"TX","Denton Energy Center",61643,"DEC11",0,"OP","IC","NG",18.8,0.119,{"v":19643.333,"d":"19,643"},{"v":12331.25,"d":"12,331"},"Distributed from 923 Generation And Fuel",2018]
[24978,2019,"TX","Denton Energy Center",61643,"DEC7",0,"OP","IC","NG",18.8,0.119,{"v":19643.333,"d":"19,643"},{"v":12331.25,"d":"12,331"},"Distributed from 923 Generation And Fuel",2018]
[24993,2019,"TX","Dunlap TP 1",3582,"2",0,"OS","HY","WAT",1.8,0.189,{"v":2987,"d":"2,987"},{"v":1321.5,"d":"1,322"},"Distributed from 923 Generation And Fuel",1927]
[25015,2019,"TX","EG178 Facility",56233,"STG",2,"OP","CA","NG",32.9,0.096,{"v":27528,"d":"27,528"},0,"EIA-923 Generator File",2005]
[25022,2019,"TX","Elm Branch Solar 1",63764,"TXEB1",0,"P","PV","SUN",134.7]
[25030,2019,"TX","Enterprise Products Operating",10261,"GEN4",0,"OP","GT","NG",3.4,0.685,{"v":20412.436,"d":"20,412"},{"v":10288.374,"d":"10,288"},"Distributed from 923 Generation And Fuel",1991]
[25046,2019,"TX","ExxonMobil Baytown Refinery",10436,"GT43",0,"OP","GT","NG",24.2,0.683,{"v":144789.113,"d":"144,789"},{"v":72977.537,"d":"72,978"},"Distributed from 923 Generation And Fuel",1977]
[25066,2019,"TX","ExxonMobil Beaumont Refinery",50625,"TG41",0,"OP","GT","NG",{"v":163,"d":"163.0"},0.757,{"v":1081153.728,"d":"1,081,154"},{"v":444719.672,"d":"444,720"},"Distributed from 923 Generation And Fuel",2005]
[25077,2019,"TX","ExxonMobil Hawkins Gas Plant",54962,"UN79",0,"RE","IC","NG",0.5,{"$nulls":5},2007]
[25090,2019,"TX","FGE Texas II",58930,"GT1",0,"T","CT","NG",238.9]
[25097,2019,"TX","Foard City Wind",61402,"FOARD",0,"OP","WT","WND",352.8,0.125,{"v":386587,"d":"386,587"},{"v":44620,"d":"44,620"},"Distributed from 923 Generation And Fuel",2019]
[25110,2019,"TX","Formosa Utility Venture Ltd",10554,"3TBG1",0,"V","CT","NG",100.3,{"v":0,"d":"0.000"},0,0,"Distributed from 923 Generation And Fuel"]
[25134,2019,"TX","Freeport Energy",52120,"G-42",0,"RE","CA","NG",{"v":50,"d":"50.0"},{"$nulls":5},2003]
[25137,2019,"TX","Freeport Energy Center",56152,"CTG1",0,"OP","CT","NG",{"v":180,"d":"180.0"},0.539,{"v":849320.36,"d":"849,320"},{"v":245633.1,"d":"245,633"},"EIA-923 Generator File",2007]
[25157,2019,"TX","Goat Wind LP",56754,"2",0,"OP","WT","WND",69.6,0.307,{"v":187429.636,"d":"187,430"},{"v":74964.69,"d":"74,965"},"Distributed from 923 Generation And Fuel",2009]
[25165,2019,"TX","Goodyear Beaumont Chemical Plant",54321,"3N80",8,"OP","ST","NG",14.8,0.612,{"v":79281,"d":"79,281"},{"v":31309,"d":"31,309"},"EIA-923 Generator File",1987]
[25181,2019,"TX","Green Power 2",55470,"ST805",3,"OP","CA","NG",{"v":250,"d":"250.0"},0.037,{"v":80881,"d":"80,881"},{"v":80745,"d":"80,745"},"EIA-923 Generator File",2009]
[25190,2019,"TX","Greens Bayou",3464,"84",0,"OP","GT","NG",{"v":72,"d":"72.0"},0.042,{"v":26429,"d":"26,429"},{"v":13321,"d":"13,321"},"Distributed from 923 Generation And Fuel",1976,2024]
[25205,2019,"TX","Guadalupe Generating Station",55153,"STG1",2,"OP","CA","NG",201.9,0.486,{"v":859809,"d":"859,809"},{"v":509153,"d":"509,153"},"EIA-923 Generator File",2000]
[25225,2019,"TX","Halyard Henderson Energy Center",60268,"TBN2",0,"T","GT","NG",{"v":232,"d":"232.0"}]
[25237,2019,"TX","Harrington",6193,"2",1,"OP","ST","SUB",{"v":360,"d":"360.0"},0.425,{"v":1340012,"d":"1,340,012"},{"v":525475,"d":"525,475"},"EIA-923 Generator File",1978,2038]
[25249,2019,"TX","Hidalgo Wind Farm LLC",57617,"GEN1",0,"OP","WT","WND",{"v":250,"d":"250.0"},0.386,{"v":844668,"d":"844,668"},{"v":390967,"d":"390,967"},"Distributed from 923 Generation And Fuel",2016]
[25256,2019,"TX","Hill County Generation Facility",60194,"CT3",0,"CN","GT","NG",{"v":232,"d":"232.0"}]
[25270,2019,"TX","Horse Hollow Wind Energy Center",56291,"1",0,"OP","WT","WND",{"v":213,"d":"213.0"},0.387,{"v":722104.173,"d":"722,104"},{"v":277024.528,"d":"277,025"},"Distributed from 923 Generation And Fuel",2005]
[25293,2019,"TX","J K Spruce",7097,"1",1,"OP","ST","SUB",{"v":566,"d":"566.0"},0.431,{"v":2136593,"d":"2,136,593"},{"v":1160762,"d":"1,160,762"},"EIA-923 Generator File",1992]
[25300,2019,"TX","J T Deely",6181,"1",1,"OS","ST","SUB",{"v":486,"d":"486.0"},{"v":-2E-3,"d":"(0.002)"},{"v":-7055,"d":"(7,055)"},{"v":-2350,"d":"(2,350)"},"EIA-923 Generator File",1977,2024]
[25321,2019,"TX","JCO Oxides Olefins Plant",54637,"GCG1",0,"OP","GT","NG",38.6,0.833,{"v":281670.5,"d":"281,671"},{"v":141969.5,"d":"141,970"},"Distributed from 923 Generation And Fuel",1992]
[25324,2019,"TX","Johnson County",54817,"GT-1",0,"OP","CT","NG",178.2,0.332,{"v":517931,"d":"517,931"},{"v":295674,"d":"295,674"},"EIA-923 Generator File",1996]
[25344,2019,"TX","La Paloma Energy Center",59924,"CTG-2",0,"IP","CT","NG",{"v":230,"d":"230.0"}]
[25360,2019,"TX","Lamar Power Project",55097,"STG2",2,"OP","CA","NG",204.3,0.735,{"v":1315703,"d":"1,315,703"},{"v":587309,"d":"587,309"},"EIA-923 Generator File",2000]
[25368,2019,"TX","Laredo",3439,"5",0,"OP","GT","NG",131.8,0.048,{"v":55804.5,"d":"55,805"},{"v":28127,"d":"28,127"},"Distributed from 923 Generation And Fuel",2008]
[25388,2019,"TX","Little Pringle I Wind Farm",57263,"LP1",0,"OS","WT","WND",{"v":10,"d":"10.0"},{"v":0,"d":"0.000"},0,0,"Distributed from 923 Generation And Fuel",2010]
[25391,2019,"TX","Llano Estacado Wind Ranch",55579,"EXIS",0,"OP","WT","WND",{"v":80,"d":"80.0"},0.169,{"v":118242,"d":"118,242"},{"v":47292,"d":"47,292"},"Distributed from 923 Generation And Fuel",2001]
[25415,2019,"TX","Magic Valley Generating Station",55123,"STG",2,"OP","CA","NG",{"v":267,"d":"267.0"},0.445,{"v":1040032,"d":"1,040,032"},{"v":699943,"d":"699,943"},"EIA-923 Generator File",2002]
[25428,2019,"TX","Marlin Solar",61513,"GEN1",0,"OP","PV","SUN",5.3,0.228,{"v":10567,"d":"10,567"},{"v":5476,"d":"5,476"},"Distributed from 923 Generation And Fuel",2017]
[25435,2019,"TX","Martin Lake",6146,"3",1,"OP","ST","LIG",793.2,0.639,{"v":4440528,"d":"4,440,528"},{"v":1907135,"d":"1,907,135"},"EIA-923 Generator File",1979]
[25448,2019,"TX","Midlothian Energy Facility",55091,"STK2",1,"OP","CS","NG",{"v":289,"d":"289.0"},0.325,{"v":822729,"d":"822,729"},{"v":438024,"d":"438,024"},"EIA-923 Generator File",2000]
[25459,2019,"TX","Montana Power Station",58562,"GT-2",0,"OP","GT","NG",131.8,0.228,{"v":262897.5,"d":"262,898"},{"v":132505.75,"d":"132,506"},"Distributed from 923 Generation And Fuel",2015]
[25479,2019,"TX","Morgan Creek",3492,"3",0,"RE","ST","NG",{"v":46,"d":"46.0"},{"$nulls":5},2004]
[25485,2019,"TX","Motiva Enterprises Port Arthur Refinery",50973,"GN32",10,"OP","CA","NG",15.6,0.606,{"v":82831.21,"d":"82,831"},{"v":31167.07,"d":"31,167"},"EIA-923 Generator File",1957]
[25503,2019,"TX","Mustang Station Unit 4",56326,"GEN1",0,"OP","GT","NG",{"v":170,"d":"170.0"},0.393,{"v":585814.667,"d":"585,815"},{"v":295266.333,"d":"295,266"},"Distributed from 923 Generation And Fuel",2006]
[25510,2019,"TX","Nacogdoches Power",55708,"STG1",0,"IP","CA","NG",{"v":100,"d":"100.0"}]
[25532,2019,"TX","Newman",3456,"CT2",0,"OP","CT","NG",{"v":85,"d":"85.0"},0.583,{"v":434466,"d":"434,466"},{"v":222214,"d":"222,214"},"EIA-923 Generator File",1975,2026]
[25547,2019,"TX","North Texas",3627,"3",1,"RE","ST","NG",{"v":38,"d":"38.0"},{"$nulls":5},2009]
[25554,2019,"TX","Nueces Bay",3441,"8",0,"OP","CT","NG",189.6,0.442,{"v":734648,"d":"734,648"},{"v":505240,"d":"505,240"},"EIA-923 Generator File",2010]
[25565,2019,"TX","Oberon IA",62933,"OBR1A",0,"U","PV","SUN",{"v":150,"d":"150.0"}]
[25578,2019,"TX","Odessa-Ector Power Plant",55215,"CTG4",0,"OP","CT","NG",{"v":176,"d":"176.0"},0.735,{"v":1133549,"d":"1,133,549"},{"v":511981,"d":"511,981"},"EIA-923 Generator File",2001]
[25594,2019,"TX","Oyster Creek Unit VIII",54676,"G83",0,"OP","CT","NG",{"v":99,"d":"99.0"},0.695,{"v":602521,"d":"602,521"},{"v":249818,"d":"249,818"},"EIA-923 Generator File",1994]
[25612,2019,"TX","Panda Temple Power Station",58001,"CTG-4",0,"OP","CT","NG",{"v":232,"d":"232.0"},0.355,{"v":721999,"d":"721,999"},{"v":504722,"d":"504,722"},"EIA-923 Generator File",2015]
[25622,2019,"TX","Paris Energy Center",50109,"GEN2",0,"OP","CT","NG",87.8,0.205,{"v":157493,"d":"157,493"},{"v":100515,"d":"100,515"},"EIA-923 Generator File",1989]
[25638,2019,"TX","Pearsall",3630,"10A",0,"OP","IC","NG",8.4,0.224,{"v":16473.125,"d":"16,473"},{"v":8302.917,"d":"8,303"},"Distributed from 923 Generation And Fuel",2010]
[25645,2019,"TX","Pearsall",3630,"17A",0,"OP","IC","NG",8.4,0.224,{"v":16473.125,"d":"16,473"},{"v":8302.917,"d":"8,303"},"Distributed from 923 Generation And Fuel",2010]
[25666,2019,"TX","Pecan Creek Energy Center",59298,"PCEC2",0,"CN","GT","NG",171.8]
[25669,2019,"TX","Permian Basin",3494,"CT1",0,"OP","GT","NG",89.4,0.179,{"v":140293.2,"d":"140,293"},{"v":70678.4,"d":"70,678"},"Distributed from 923 Generation And Fuel",1988]
[25692,2019,"TX","Pleasant Hill Wind Energy Project",59417,"WT1",0,"OP","WT","WND",{"v":20,"d":"20.0"},0.299,{"v":52353,"d":"52,353"},{"v":20939,"d":"20,939"},"Distributed from 923 Generation And Fuel",2015]
[25706,2019,"TX","Power Island",10154,"GEN2",0,"V","GT","NG",{"v":50,"d":"50.0"},{"v":0.2,"d":"0.200"},{"v":87728.014,"d":"87,728"},{"v":44217.376,"d":"44,217"},"Distributed from 923 Generation And Fuel"]
[25713,2019,"TX","Power Station 3",52131,"307F",0,"RE","CT","NG",20.7,{"$nulls":5},2004]
[25725,2019,"TX","Prospect Storage",62753,"BESS",0,"TS","BA","MWH",9.9]
[25737,2019,"TX","R W Miller",3628,"1",1,"OP","ST","NG",{"v":66,"d":"66.0"},0.048,{"v":27483,"d":"27,483"},{"v":22044,"d":"22,044"},"EIA-923 Generator File",1968]
[25757,2019,"TX","RE Bravepost LLC",63730,"BVPST",0,"L","PV","SUN",{"v":200,"d":"200.0"}]
[25762,2019,"TX","RE Maplewood",61346,"PV5",0,"CN","PV","SUN",{"v":0,"d":"0.0"}]
[25781,2019,"TX","Rio Bravo Windpower, LLC",61865,"1",0,"OP","WT","WND",237.6,0.219,{"v":455460,"d":"455,460"},{"v":307892,"d":"307,892"},"Distributed from 923 Generation And Fuel",2019]
[25801,2019,"TX","Roscoe Wind Farm LLC",56593,"RO1",0,"OP","WT","WND",{"v":209,"d":"209.0"},0.293,{"v":536405,"d":"536,405"},{"v":204585,"d":"204,585"},"Distributed from 923 Generation And Fuel",2008]
[25809,2019,"TX","Sabine Cogen",55104,"CTG2",0,"OP","CT","NG",37.4,0.765,{"v":250504,"d":"250,504"},{"v":103449,"d":"103,449"},"EIA-923 Generator File",2000,2020]
[25825,2019,"TX","Sam Rayburn",3631,"8",0,"OP","CT","NG",49.2,0.148,{"v":63761,"d":"63,761"},{"v":33312,"d":"33,312"},"EIA-923 Generator File",2003]
[25832,2019,"TX","Samson Solar Energy III LLC",63883,"GEN1",0,"U","PV","SUN",{"v":250,"d":"250.0"}]
[25842,2019,"TX","Sand Hill",7900,"SH1",0,"OP","GT","NG",51.4,0.117,{"v":52551.833,"d":"52,552"},{"v":31725.833,"d":"31,726"},"Distributed from 923 Generation And Fuel",2001]
[25856,2019,"TX","Scurry County Wind II",56775,"1",0,"OP","WT","WND",{"v":120,"d":"120.0"},0.287,{"v":301275,"d":"301,275"},{"v":120499,"d":"120,499"},"Distributed from 923 Generation And Fuel",2007]
[25872,2019,"TX","Shell Deer Park",50304,"GEN2",2,"OP","ST","PUR",45.9,0.309,{"v":124180.5,"d":"124,181"},{"v":45401.5,"d":"45,402"},"Distributed from 923 Generation And Fuel",1979]
[25889,2019,"TX","Silas Ray",3559,"DG-6a",0,"SB","IC","DFO",1.3,{"v":0,"d":"0.000"},0,0,"Distributed from 923 Generation And Fuel",2001]
[25900,2019,"TX","SJRR Power LLC",62548,"SJ-3",0,"P","GT","NG",{"v":50,"d":"50.0"}]
[25916,2019,"TX","South Plains II",60087,"SPII",0,"OP","WT","WND",{"v":300,"d":"300.0"},0.421,{"v":1105713,"d":"1,105,713"},{"v":406138,"d":"406,138"},"Distributed from 923 Generation And Fuel",2016]
[25922,2019,"TX","Spencer",4266,"4",1,"OP","ST","NG",61.1,0.025,{"v":13239,"d":"13,239"},{"v":12142,"d":"12,142"},"EIA-923 Generator File",1966]
[25940,2019,"TX","State Farm Insur Support Center Central",55390,"3A",0,"SB","IC","DFO",1.8,{"v":0,"d":"0.000"},{"v":4.333,"d":"4"},2,"Distributed from 923 Generation And Fuel",1998]
[25960,2019,"TX","Sunray Wind I",57326,"WND1",0,"OP","WT","WND",49.5,0.379,{"v":164433,"d":"164,433"},{"v":65767,"d":"65,767"},"Distributed from 923 Generation And Fuel",2009]
[25969,2019,"TX","Sweetwater Wind 1 LLC",56211,"SW1",0,"OP","WT","WND",37.5,0.458,{"v":150322,"d":"150,322"},{"v":60123,"d":"60,123"},"Distributed from 923 Generation And Fuel",2003]
[25984,2019,"TX","T H Wharton",3469,"43",0,"OP","CT","NG",56.7,0.144,{"v":71381,"d":"71,381"},{"v":49651,"d":"49,651"},"EIA-923 Generator File",1974,2030]
[25991,2019,"TX","T H Wharton",3469,"56",0,"OP","GT","NG",{"v":85,"d":"85.0"},0.031,{"v":22820.312,"d":"22,820"},{"v":18275.565,"d":"18,276"},"Distributed from 923 Generation And Fuel",1975,2030]
[26002,2019,"TX","Tenaska Gateway Generating Station",55132,"GTG1",0,"OP","CT","NG",183.2,0.486,{"v":780130,"d":"780,130"},{"v":477213,"d":"477,213"},"EIA-923 Generator File",2001]
[26028,2019,"TX","The Methodist Hospital, Gas Turbine",59381,"GT-1",0,"OP","GT","NG",{"v":5,"d":"5.0"},0.651,{"v":28504,"d":"28,504"},{"v":14367,"d":"14,367"},"Distributed from 923 Generation And Fuel",2010]
[26035,2019,"TX","Ticona Polymers Inc",10243,"GEN2",0,"RE","OT","NG",1.4,{"$nulls":5},2002]
[26053,2019,"TX","Torrecillas Wind Energy, LLC",61969,"TWE",0,"OP","WT","WND",{"v":300,"d":"300.0"},0.368,{"v":966586,"d":"966,586"},{"v":542029,"d":"542,029"},"Distributed from 923 Generation And Fuel",2019]
[26059,2019,"TX","Trent Wind Farm LP",55968,"WTG1",0,"OP","WT","WND",{"v":152,"d":"152.0"},0.436,{"v":580089,"d":"580,089"},{"v":232014,"d":"232,014"},"Distributed from 923 Generation And Fuel",2001]
[26079,2019,"TX","Ty Cooke",3602,"1",1,"OA","ST","NG",{"v":44,"d":"44.0"},{"v":0,"d":"0.000"},0,0,"EIA-923 Generator File",1965]
[26086,2019,"TX","UL Advanced Wind Turbine Test Facility",61589,"UT-1",0,"OP","WT","WND",3.4,0.208,{"v":6197.714,"d":"6,198"},{"v":2479.086,"d":"2,479"},"Distributed from 923 Generation And Fuel",2018]
[26103,2019,"TX","V H Braunig",3612,"5",0,"OP","GT","NG",{"v":61,"d":"61.0"},0.073,{"v":39080.75,"d":"39,081"},{"v":24298.5,"d":"24,299"},"Distributed from 923 Generation And Fuel",2010]
[26110,2019,"TX","Valero Refinery Corpus Christi East",10203,"GEN1",0,"RE","GT","NG",{"v":20,"d":"20.0"},{"$nulls":5},2010]
[26133,2019,"TX","Village Creek Water Reclamation Facility",54520,"TG2",0,"OP","GT","OBG",5.3,0.379,{"v":17575.5,"d":"17,576"},{"v":6981,"d":"6,981"},"Distributed from 923 Generation And Fuel",2001]
[26147,2019,"TX","W B Tuttle",3613,"4",1,"RE","ST","NG",191.7,{"$nulls":5},2011]
[26150,2019,"TX","Wake Wind Energy Center",58766,"1",0,"OP","WT","WND",257.3,0.291,{"v":655823.695,"d":"655,824"},{"v":262304.99,"d":"262,305"},"Distributed from 923 Generation And Fuel",2016]
[26170,2019,"TX","WestRock (TX)",50101,"GEN3",7,"OP","ST","BLQ",17.6,0.958,{"v":147648,"d":"147,648"},{"v":59879,"d":"59,879"},"EIA-923 Generator File",1986]
[26180,2019,"TX","Whitney",6414,"1",0,"OP","HY","WAT",20.9,{"v":0,"d":"0.000"},0,0,"Distributed from 923 Generation And Fuel",1953]
[26194,2019,"TX","Windthorst-2",59238,"WND2",0,"OP","WT","WND",67.6,0.391,{"v":231729,"d":"231,729"},{"v":92683,"d":"92,683"},"Distributed from 923 Generation And Fuel",2014]
[26214,2019,"TX","Works 4",54364,"L2PG",0,"RE","IC","DFO",1.1,{"$nulls":5},2018]
[26217,2019,"TX","Yellow Jacket",61873,"GEN1",0,"OP","PV","SUN",{"v":5,"d":"5.0"},{"v":0.21,"d":"0.210"},{"v":9210,"d":"9,210"},{"v":4773,"d":"4,773"},"Distributed from 923 Generation And Fuel",2018]
[26238,2019,"UT","Boulder",3699,"3",0,"OP","HY","WAT",1.4,0.686,{"v":8409.333,"d":"8,409"},{"v":4040.667,"d":"4,041"},"Distributed from 923 Generation And Fuel",1961]
[26245,2019,"UT","Bountiful City",3665,"5",0,"RE","IC","NG",{"v":1,"d":"1.0"},{"$nulls":5},2011]
[26264,2019,"UT","Currant Creek",56102,"CT1B",0,"OP","CT","NG",{"v":172,"d":"172.0"},0.639,{"v":963498,"d":"963,498"},{"v":423496,"d":"423,496"},"EIA-923 Generator File",2005]
[26269,2019,"UT","Deer Creek (UT)",6404,"2",0,"OP","HY","WAT",2.4,0.532,{"v":11185,"d":"11,185"},{"v":5374.5,"d":"5,375"},"Distributed from 923 Generation And Fuel",1958]
[26289,2019,"UT","Gadsby",3648,"3",1,"OP","ST","NG",133.6,{"v":0.07,"d":"0.070"},{"v":81690,"d":"81,690"},{"v":45198,"d":"45,198"},"EIA-923 Generator File",1955]
[26297,2019,"UT","Granite Mountain Solar West, LLC",59945,"GMSW",0,"OP","PV","SUN",50.4,0.284,{"v":125440,"d":"125,440"},{"v":66330,"d":"66,330"},"Distributed from 923 Generation And Fuel",2016]
[26313,2019,"UT","Heber City",7111,"NA7",0,"RE","IC","DFO",1.5,{"$nulls":5},2005]
[26329,2019,"UT","Hurricane City Power",57899,"5",0,"OP","IC","NG",{"v":2,"d":"2.0"},0.022,{"v":377.219,"d":"377"},{"v":167.55,"d":"168"},"Distributed from 923 Generation And Fuel",2004]
[26344,2019,"UT","Intermountain Power Project",6481,"2",1,"OP","ST","BIT",{"v":820,"d":"820.0"},0.518,{"v":3722667,"d":"3,722,667"},{"v":1498447,"d":"1,498,447"},"EIA-923 Generator File",1987,2027]
[26357,2019,"UT","Kennecott Power Plant",56163,"3",3,"RE","ST","BIT",{"v":25,"d":"25.0"},{"v":0,"d":"0.000"},0,0,"EIA-923 Generator File",null,2016]
[26373,2019,"UT","Little Cottonwood",6537,"1",0,"OP","HY","WAT",2.4,0.186,{"v":3910.5,"d":"3,911"},{"v":1879,"d":"1,879"},"Distributed from 923 Generation And Fuel",1983]
[26377,2019,"UT","Logan City",4251,"2",0,"OP","GT","NG",5.3,{"v":0,"d":"0.000"},{"v":15.333,"d":"15"},{"v":6.667,"d":"7"},"Distributed from 923 Generation And Fuel",2002]
[26401,2019,"UT","Murray City",3683,"6",0,"RE","IC","NG",{"v":3,"d":"3.0"},{"$nulls":5},2002]
[26404,2019,"UT","Murray Turbine",8010,"3",0,"OP","GT","NG",{"v":14,"d":"14.0"},0.016,{"v":1941.333,"d":"1,941"},863,"Distributed from 923 Generation And Fuel",2002]
[26424,2019,"UT","Provo Power Plant",61508,"5",0,"OP","IC","NG",2.4,0.054,{"v":1141.8,"d":"1,142"},{"v":507.4,"d":"507"},"Distributed from 923 Generation And Fuel",2018]
[26441,2019,"UT","South Milford Solar Plant",59620,"SMS1",0,"OP","PV","SUN",2.9,0.284,{"v":7207,"d":"7,207"},{"v":3811,"d":"3,811"},"Distributed from 923 Generation And Fuel",2015]
[26448,2019,"UT","Stairs",3659,"3",0,"OP","HY","WAT",{"v":1,"d":"1.0"},0.659,{"v":5771,"d":"5,771"},{"v":2773,"d":"2,773"},"Distributed from 923 Generation And Fuel",1912]
[26457,2019,"UT","Tooele Army Depot",59817,"PV1",0,"V","PV","SUN",1.5]
[26472,2019,"UT","Wanship",3698,"1",0,"OP","HY","WAT",1.9,0.373,{"v":6206,"d":"6,206"},{"v":2982,"d":"2,982"},"Distributed from 923 Generation And Fuel",1958]
[26492,2019,"VA","Amelia",56681,"11",0,"OP","IC","LFG",0.3,0.364,{"v":955.729,"d":"956"},{"v":409.542,"d":"410"},"Distributed from 923 Generation And Fuel",2001]
[26508,2019,"VA","Amelia",56681,"26",0,"OP","IC","LFG",0.3,0.364,{"v":955.729,"d":"956"},{"v":409.542,"d":"410"},"Distributed from 923 Generation And Fuel",2001]
[26516,2019,"VA","Amelia",56681,"33",0,"OP","IC","LFG",0.3,0.364,{"v":955.729,"d":"956"},{"v":409.542,"d":"410"},"Distributed from 923 Generation And Fuel",2001]
[26523,2019,"VA","Amelia",56681,"4",0,"OP","IC","LFG",0.3,0.364,{"v":955.729,"d":"956"},{"v":409.542,"d":"410"},"Distributed from 923 Generation And Fuel",2001]
[26541,2019,"VA","Bath County",6167,"2",0,"OP","PS","WAT",{"v":477,"d":"477.0"},{"v":-0.031,"d":"(0.031)"},{"v":-130056.5,"d":"(130,057)"},{"v":-75176.333,"d":"(75,176)"},"Distributed from 923 Generation And Fuel",1985]
[26560,2019,"VA","Bellmeade Power Station",50966,"3",2,"RE","CA","NG",{"v":110,"d":"110.0"},{"v":0,"d":"0.000"},0,0,"EIA-923 Generator File",null,2019]
[26567,2019,"VA","Boydton Plank Road Cogen Plant",54766,"GEN13",0,"OP","IC","DFO",0.3,{"v":1E-3,"d":"0.001"},{"v":3.912,"d":"4"},{"v":1.941,"d":"2"},"Distributed from 923 Generation And Fuel",2000]
[26588,2019,"VA","Boydton Plank Road Cogen Plant",54766,"GEN32",0,"OP","IC","DFO",0.3,{"v":1E-3,"d":"0.001"},{"v":3.912,"d":"4"},{"v":1.941,"d":"2"},"Distributed from 923 Generation And Fuel",2000]
[26591,2019,"VA","Boydton Plank Road Cogen Plant",54766,"GEN4",0,"OP","IC","DFO",0.3,{"v":1E-3,"d":"0.001"},{"v":3.912,"d":"4"},{"v":1.941,"d":"2"},"Distributed from 923 Generation And Fuel",1993]
[26607,2019,"VA","Bristol Plant",60222,"C2",0,"OP","IC","LFG",0.3,0.126,{"v":331.056,"d":"331"},{"v":141.722,"d":"142"},"Distributed from 923 Generation And Fuel",2015]
[26621,2019,"VA","Brunswick County Power Station",58260,"ST01",3,"OP","CA","NG",579.7,{"v":0,"d":"0.000"},0,0,"EIA-923 Generator File",2016]
[26635,2019,"VA","Brunswick Landfill Gas",56682,"22",0,"OP","IC","LFG",0.3,0.505,{"v":1327.257,"d":"1,327"},{"v":567.914,"d":"568"},"Distributed from 923 Generation And Fuel",2007]
[26651,2019,"VA","Brunswick Landfill Gas",56682,"4",0,"OP","IC","LFG",0.3,0.505,{"v":1327.257,"d":"1,327"},{"v":567.914,"d":"568"},"Distributed from 923 Generation And Fuel",2007]
[26668,2019,"VA","Cabin Point Solar Center",63134,"CBNPT",0,"P","PV","SUN",{"v":75,"d":"75.0"}]
[26675,2019,"VA","Celanese Acetate LLC",52089,"GEN3",14,"OP","ST","NG",{"v":6,"d":"6.0"},0.933,{"v":49059,"d":"49,059"},{"v":20381,"d":"20,381"},"EIA-923 Generator File",1944]
[26682,2019,"VA","Charles City",56683,"13",0,"OP","IC","LFG",0.3,0.486,{"v":1276.875,"d":"1,277"},{"v":547.396,"d":"547"},"Distributed from 923 Generation And Fuel",2003]
[26701,2019,"VA","Charles City",56683,"30",0,"OP","IC","LFG",0.3,0.486,{"v":1276.875,"d":"1,277"},{"v":547.396,"d":"547"},"Distributed from 923 Generation And Fuel",2003]
[26719,2019,"VA","Charles City",56683,"47",0,"OP","IC","LFG",0.3,0.486,{"v":1276.875,"d":"1,277"},{"v":547.396,"d":"547"},"Distributed from 923 Generation And Fuel",2003]
[26726,2019,"VA","Cherrydale Solar Power Facility",61375,"PV1",0,"OP","PV","SUN",{"v":20,"d":"20.0"},0.211,{"v":36895,"d":"36,895"},{"v":17881,"d":"17,881"},"Distributed from 923 Generation And Fuel",2017]
[26748,2019,"VA","Chesterfield Landfill Gas",56684,"10",0,"OP","IC","LFG",0.3,0.447,{"v":1174.625,"d":"1,175"},{"v":503.604,"d":"504"},"Distributed from 923 Generation And Fuel",2004]
[26750,2019,"VA","Chesterfield Landfill Gas",56684,"12",0,"OP","IC","LFG",0.3,0.447,{"v":1174.625,"d":"1,175"},{"v":503.604,"d":"504"},"Distributed from 923 Generation And Fuel",2004]
[26770,2019,"VA","Chesterfield Landfill Gas",56684,"30",0,"OP","IC","LFG",0.3,0.447,{"v":1174.625,"d":"1,175"},{"v":503.604,"d":"504"},"Distributed from 923 Generation And Fuel",2004]
[26785,2019,"VA","Chesterfield Landfill Gas",56684,"44",0,"OP","IC","LFG",0.3,0.447,{"v":1174.625,"d":"1,175"},{"v":503.604,"d":"504"},"Distributed from 923 Generation And Fuel",2004]
[26794,2019,"VA","Chesterfield Landfill Gas",56684,"9",0,"OP","IC","LFG",0.3,0.447,{"v":1174.625,"d":"1,175"},{"v":503.604,"d":"504"},"Distributed from 923 Generation And Fuel",2004]
[26814,2019,"VA","Coastal Virginia Offshore Wind (CVOW)",59693,"OSW1",0,"L","WS","WND",{"v":12,"d":"12.0"}]
[26818,2019,"VA","Colonial Trail West",61985,"CTWS",0,"OP","PV","SUN",142.4,0.005,{"v":6451,"d":"6,451"},0,"Distributed from 923 Generation And Fuel",2019]
[26838,2019,"VA","Cushaw",3798,"1",0,"OP","HY","WAT",1.5,0.294,{"v":3868.8,"d":"3,869"},{"v":1351.2,"d":"1,351"},"Distributed from 923 Generation And Fuel",1930]
[26845,2019,"VA","Danville New Design Plant",56363,"GEN 1",0,"OS","IC","DFO",1.8,{"v":0,"d":"0.000"},0,0,"Distributed from 923 Generation And Fuel",2005]
[26865,2019,"VA","Doswell Energy Center",52019,"GEN2",0,"OP","CT","NG",{"v":122,"d":"122.0"},0.678,{"v":724155.44,"d":"724,155"},{"v":275108.49,"d":"275,108"},"EIA-923 Generator File",1991]
[26869,2019,"VA","Doswell Energy Center",52019,"GEN6",2,"OP","CA","NG",{"v":132,"d":"132.0"},0.686,{"v":793441.57,"d":"793,442"},{"v":297495.12,"d":"297,495"},"EIA-923 Generator File",1992]
[26885,2019,"VA","Elkton",52148,"GEN3",0,"OP","IC","NG",{"v":1,"d":"1.0"},0.071,{"v":623.182,"d":"623"},{"v":282.273,"d":"282"},"Distributed from 923 Generation And Fuel",2016]
[26898,2019,"VA","Frederick County LFGTE Facility",57754,"2",0,"OP","IC","LFG",{"v":1,"d":"1.0"},0.525,{"v":4598,"d":"4,598"},{"v":1954.5,"d":"1,955"},"Distributed from 923 Generation And Fuel",2010]
[26913,2019,"VA","Godwin Drive Plant",7439,"C8",0,"OP","IC","DFO",1.6,0.005,{"v":67.556,"d":"68"},{"v":33.778,"d":"34"},"Distributed from 923 Generation And Fuel",1990]
[26929,2019,"VA","Greensville County Power Station",59913,"ST01",3,"OP","CA","NG",663.9,{"v":0,"d":"0.000"},0,0,"EIA-923 Generator File",2018]
[26945,2019,"VA","Henrico",57356,"7",0,"OP","IC","LFG",0.3,0.428,{"v":1125.5,"d":"1,126"},{"v":481.667,"d":"482"},"Distributed from 923 Generation And Fuel",2010]
[26953,2019,"VA","Hopewell Cogeneration",10633,"GT1",0,"OP","CT","NG",{"v":101,"d":"101.0"},0.425,{"v":376375,"d":"376,375"},{"v":186801,"d":"186,801"},"EIA-923 Generator File",1990]
[26973,2019,"VA","International Paper Franklin Mill",52152,"GEN3",4,"RE","ST","BLQ",2.5,{"$nulls":5},2010]
[26978,2019,"VA","James River Genco LLC",10377,"GEN2",3,"RE","ST","BIT",57.4,0.004,{"v":1885,"d":"1,885"},{"v":1885,"d":"1,885"},"EIA-923 Generator File",null,2019]
[26997,2019,"VA","King & Queen",56686,"18",0,"OP","IC","LFG",0.3,{"v":0.64,"d":"0.640"},{"v":1683.111,"d":"1,683"},{"v":721.083,"d":"721"},"Distributed from 923 Generation And Fuel",2008]
[27004,2019,"VA","King & Queen",56686,"24",0,"OP","IC","LFG",0.3,{"v":0.64,"d":"0.640"},{"v":1683.111,"d":"1,683"},{"v":721.083,"d":"721"},"Distributed from 923 Generation And Fuel",2008]
[27024,2019,"VA","Kruger Energy Mantura Solar, LLC",63822,"KEMS",0,"P","PV","SUN",{"v":60,"d":"60.0"}]
[27029,2019,"VA","Ladysmith",7839,"5",0,"OP","GT","NG",178.5,0.084,{"v":131207.8,"d":"131,208"},{"v":78368.2,"d":"78,368"},"Distributed from 923 Generation And Fuel",2009]
[27048,2019,"VA","Martin Solar Center",61458,"MARTN",0,"OP","PV","SUN",{"v":5,"d":"5.0"},0.212,{"v":9292,"d":"9,292"},{"v":4503,"d":"4,503"},"Distributed from 923 Generation And Fuel",2017]
[27064,2019,"VA","Monterey Diesel Generation Facility",59614,"MDG2",0,"OP","IC","DFO",0.6,0.005,{"v":28.6,"d":"29"},{"v":14.3,"d":"14"},"Distributed from 923 Generation And Fuel",2016]
[27076,2019,"VA","Mount Clinton",56004,"D-8",0,"OP","IC","DFO",{"v":2,"d":"2.0"},0.003,{"v":58.8,"d":"59"},{"v":29.4,"d":"29"},"Distributed from 923 Generation And Fuel",2009]
[27092,2019,"VA","New River",59845,"E15",0,"OP","IC","LFG",0.3,0.411,{"v":1080.278,"d":"1,080"},{"v":462.556,"d":"463"},"Distributed from 923 Generation And Fuel",2013]
[27095,2019,"VA","New River",59845,"E18",0,"OP","IC","LFG",0.3,0.411,{"v":1080.278,"d":"1,080"},{"v":462.556,"d":"463"},"Distributed from 923 Generation And Fuel",2013]
[27109,2019,"VA","North Anna",6168,"1",1,"OP","ST","NUC",979.7,0.893,{"v":7662269.5,"d":"7,662,270"},{"v":3210061,"d":"3,210,061"},"Distributed from 923 Generation And Fuel",1978]
[27132,2019,"VA","Piney Creek Solar",62768,"PCSOL",0,"P","PV","SUN",{"v":80,"d":"80.0"}]
[27139,2019,"VA","Pleinmont Solar 1",62012,"PLNM1",0,"T","PV","SUN",{"v":75,"d":"75.0"}]
[27156,2019,"VA","Possum Point",3804,"3",1,"RE","ST","NG",113.6,{"v":0,"d":"0.000"},0,0,"EIA-923 Generator File",null,2019]
[27163,2019,"VA","Radford Army Ammunition Plant",52072,"GEN2",11,"OP","ST","NG",{"v":6,"d":"6.0"},0.132,{"v":6934,"d":"6,934"},0,"EIA-923 Generator File",1990]
[27183,2019,"VA","Rockville 1 & 2",56692,"1B",0,"OP","IC","DFO",0.3,{"v":1E-3,"d":"0.001"},{"v":2.5,"d":"3"},{"v":1.25,"d":"1"},"Distributed from 923 Generation And Fuel",1995]
[27189,2019,"VA","Rockville 1 & 2",56692,"1H",0,"OP","IC","DFO",0.3,{"v":1E-3,"d":"0.001"},{"v":2.5,"d":"3"},{"v":1.25,"d":"1"},"Distributed from 923 Generation And Fuel",1995]
[27207,2019,"VA","Rockville 1 & 2",56692,"2K",0,"OP","IC","DFO",0.3,{"v":1E-3,"d":"0.001"},{"v":2.5,"d":"3"},{"v":1.25,"d":"1"},"Distributed from 923 Generation And Fuel",2000]
[27227,2019,"VA","Scott-II Solar LLC",60968,"PV1",0,"OP","PV","SUN",{"v":20,"d":"20.0"},0.233,{"v":40859,"d":"40,859"},{"v":19802,"d":"19,802"},"Distributed from 923 Generation And Fuel",2017]
[27240,2019,"VA","Spruance Operating Services LLC",54081,"GEN2",2,"OP","ST","BIT",57.4,0.008,{"v":4265,"d":"4,265"},{"v":2032,"d":"2,032"},"EIA-923 Generator File",1992,2021]
[27251,2019,"VA","Surry",3806,"1",1,"OP","ST","NUC",847.5,0.955,{"v":7086488.5,"d":"7,086,489"},{"v":3111140.5,"d":"3,111,141"},"Distributed from 923 Generation And Fuel",1972]
[27258,2019,"VA","Tenaska Virginia Generating Station",55439,"CTG1",0,"OP","CT","NG",{"v":207,"d":"207.0"},0.676,{"v":1226489,"d":"1,226,489"},{"v":517506,"d":"517,506"},"EIA-923 Generator File",2004]
[27273,2019,"VA","Virginia Beach",56693,"19",0,"OP","IC","LFG",0.3,0.003,{"v":8.139,"d":"8"},{"v":3.778,"d":"4"},"Distributed from 923 Generation And Fuel",2001]
[27282,2019,"VA","Virginia Beach",56693,"27",0,"OP","IC","LFG",0.3,0.003,{"v":8.139,"d":"8"},{"v":3.778,"d":"4"},"Distributed from 923 Generation And Fuel",2001]
[27302,2019,"VA","VMEA 1 Credit Gen",7440,"V3",0,"OP","IC","DFO",1.6,0.003,{"v":46.788,"d":"47"},{"v":23.394,"d":"23"},"Distributed from 923 Generation And Fuel",1990]
[27320,2019,"VA","Waste Management Bethel LFGTE",56531,"GEN3",0,"OP","IC","LFG",0.8,0.879,{"v":6157.5,"d":"6,158"},{"v":2617.167,"d":"2,617"},"Distributed from 923 Generation And Fuel",2008]
[27326,2019,"VA","Waste Management King George LFGTE",57022,"GEN3",0,"OP","GT","LFG",3.3,0.641,{"v":18538.25,"d":"18,538"},{"v":7098.25,"d":"7,098"},"Distributed from 923 Generation And Fuel",2010]
[27342,2019,"VA","Western Branch High School",59904,"1",0,"OP","PV","SUN",{"v":1,"d":"1.0"},{"v":0,"d":"0.000"},0,0,"Distributed from 923 Generation And Fuel",2016]
[27353,2019,"VA","Whitehouse Solar Farm",60319,"1",0,"OP","PV","SUN",{"v":20,"d":"20.0"},0.211,{"v":37031,"d":"37,031"},{"v":17947,"d":"17,947"},"Distributed from 923 Generation And Fuel",2016]
[27370,2019,"VT","Ball Mountain Hydro",59040,"GEN 6",0,"OA","HY","WAT",0.2,0.155,{"v":272.083,"d":"272"},{"v":89.167,"d":"89"},"Distributed from 923 Generation And Fuel",2016]
[27386,2019,"VT","Berlin 5",3734,"GT1",0,"OP","GT","KER",41.8,{"v":1E-3,"d":"0.001"},270,184,"Distributed from 923 Generation And Fuel",1972]
[27400,2019,"VT","Chace Mill Winooski One",54355,"GEN2",0,"OP","HY","WAT",2.5,0.506,{"v":11082,"d":"11,082"},{"v":3630.667,"d":"3,631"},"Distributed from 923 Generation And Fuel",1993]
[27410,2019,"VT","Coolidge Solar 1, LLC",61959,"COLS",0,"OP","PV","SUN",19.6,0.154,{"v":26448,"d":"26,448"},{"v":14306,"d":"14,306"},"Distributed from 923 Generation And Fuel",2018]
[27417,2019,"VT","Deerfield Wind LLC",61039,"WT1",0,"OP","WT","WND",{"v":30,"d":"30.0"},0.392,{"v":103027,"d":"103,027"},{"v":34818,"d":"34,818"},"Distributed from 923 Generation And Fuel",2017]
[27433,2019,"VT","Essex Junction 19",3737,"IC7",0,"RE","IC","DFO",{"v":1,"d":"1.0"},{"$nulls":5},2007]
[27454,2019,"VT","GMP Solar/Storage-Essex Hybrid",62383,"GMPSE",0,"OP","PV","SUN",4.5,0.044,{"v":1734,"d":"1,734"},675,"Distributed from 923 Generation And Fuel",2019]
[27461,2019,"VT","Great Falls (VT)",3762,"2",0,"OP","HY","WAT",0.3,0.114,{"v":299.368,"d":"299"},{"v":98.053,"d":"98"},"Distributed from 923 Generation And Fuel",1915]
[27480,2019,"VT","Lower Middlebury",3716,"3",0,"OP","HY","WAT",0.8,{"v":0,"d":"0.000"},0,0,"Distributed from 923 Generation And Fuel",1917]
[27485,2019,"VT","Mcindoes",6483,"GEN3",0,"OP","HY","WAT",2.6,0.534,{"v":12163,"d":"12,163"},{"v":3984.75,"d":"3,985"},"Distributed from 923 Generation And Fuel",1931]
[27505,2019,"VT","Newport Diesels",3730,"4",0,"RE","IC","DFO",0.9,{"$nulls":5},2007]
[27517,2019,"VT","Pittsford",3722,"2",0,"OP","HY","WAT",1.3,0.361,{"v":4112.694,"d":"4,113"},{"v":1347.306,"d":"1,347"},"Distributed from 923 Generation And Fuel",1914]
[27529,2019,"VT","Searsburg Wind Turbine",7381,"1",0,"OP","WT","WND",{"v":6,"d":"6.0"},0.231,{"v":12151,"d":"12,151"},{"v":3414,"d":"3,414"},"Distributed from 923 Generation And Fuel",1997]
[27536,2019,"VT","Sheldon Springs Hydroelectric",10494,"SG-2",0,"OP","HY","WAT",10.2,0.268,{"v":23971.214,"d":"23,971"},{"v":7853.19,"d":"7,853"},"Distributed from 923 Generation And Fuel",1988]
[27550,2019,"VT","Vergennes 9",6519,"1",0,"OP","HY","WAT",0.7,0.279,{"v":1708,"d":"1,708"},{"v":559.417,"d":"559"},"Distributed from 923 Generation And Fuel",1912]
[27573,2019,"VT","West Charleston",3753,"2",0,"OP","HY","WAT",0.7,0.336,{"v":2059,"d":"2,059"},{"v":674.5,"d":"675"},"Distributed from 923 Generation And Fuel",1948]
[27580,2019,"VT","Whitcomb Solar Farm",59049,"PS01",0,"OP","PV","SUN",2.2,0.181,{"v":3488,"d":"3,488"},{"v":1887,"d":"1,887"},"Distributed from 923 Generation And Fuel",2014]
[27597,2019,"WA","Boulder Park",8022,"3",0,"OP","IC","NG",4.1,{"v":0.31,"d":"0.310"},{"v":11151.667,"d":"11,152"},{"v":5101.833,"d":"5,102"},"Distributed from 923 Generation And Fuel",2002]
[27604,2019,"WA","Boundary",6433,"54",0,"OP","HY","WAT",161.5,0.337,{"v":476555.95,"d":"476,556"},{"v":239697.85,"d":"239,698"},"Distributed from 923 Generation And Fuel",1967]
[27620,2019,"WA","Cedar Hills",57298,"14",0,"OP","IC","LFG",0.3,{"v":0,"d":"0.000"},0,0,"Distributed from 923 Generation And Fuel",2009]
[27630,2019,"WA","Cedar Hills",57298,"7",0,"OP","IC","LFG",0.3,{"v":0,"d":"0.000"},0,0,"Distributed from 923 Generation And Fuel",2009]
[27648,2019,"WA","Chief Joseph",3921,"17",0,"OP","HY","WAT",{"v":95,"d":"95.0"},0.458,{"v":381130.044,"d":"381,130"},{"v":174293.13,"d":"174,293"},"Distributed from 923 Generation And Fuel",1977]
[27664,2019,"WA","Chief Joseph",3921,"7",0,"OP","HY","WAT",88.2,0.458,{"v":353849.157,"d":"353,849"},{"v":161817.411,"d":"161,817"},"Distributed from 923 Generation And Fuel",1956]
[27677,2019,"WA","Crystal Mountain",3853,"1",0,"SB","IC","DFO",2.7,0.008,186,4,"Distributed from 923 Generation And Fuel",1969]
[27688,2019,"WA","Diablo",6432,"35",0,"OP","HY","WAT",1.2,0.382,{"v":4011.546,"d":"4,012"},{"v":1791.336,"d":"1,791"},"Distributed from 923 Generation And Fuel",1936]
[27695,2019,"WA","Diesel Generator Farm",8021,"E-14",0,"RE","IC","DFO",1.8,{"$nulls":5},2001]
[27710,2019,"WA","Diesel Generator Farm",8021,"E-4",0,"RE","IC","DFO",1.8,{"$nulls":5},2001]
[27732,2019,"WA","Everett Cogen",7627,"1",1,"RE","ST","WDS",{"v":42,"d":"42.0"},{"$nulls":5},2011]
[27739,2019,"WA","Frederickson Power LP",55818,"FICT",0,"OP","CT","NG",{"v":192,"d":"192.0"},0.522,{"v":877502,"d":"877,502"},{"v":429074,"d":"429,074"},"EIA-923 Generator File",2002]
[27757,2019,"WA","Grand Coulee",6163,"11",0,"OP","HY","WAT",{"v":125,"d":"125.0"},0.292,{"v":320070.881,"d":"320,071"},{"v":150170.266,"d":"150,170"},"Distributed from 923 Generation And Fuel",1951]
[27763,2019,"WA","Grand Coulee",6163,"17",0,"OP","HY","WAT",{"v":125,"d":"125.0"},0.292,{"v":320070.881,"d":"320,071"},{"v":150170.266,"d":"150,170"},"Distributed from 923 Generation And Fuel",1949]
[27783,2019,"WA","Grand Coulee",6163,"PG11",0,"OP","PS","WAT",53.5,0.003,{"v":1454.723,"d":"1,455"},{"v":708.79,"d":"709"},"Distributed from 923 Generation And Fuel",1983]
[27794,2019,"WA","H M Jackson",7588,"1",0,"OP","HY","WAT",47.5,0.313,{"v":130155.098,"d":"130,155"},{"v":58119.946,"d":"58,120"},"Distributed from 923 Generation And Fuel",1984]
[27807,2019,"WA","Ice Harbor",3925,"6",0,"OP","HY","WAT",{"v":111,"d":"111.0"},0.326,{"v":317031.095,"d":"317,031"},{"v":134584.647,"d":"134,585"},"Distributed from 923 Generation And Fuel",1976]
[27827,2019,"WA","Little Falls (WA)",3866,"3",0,"OP","HY","WAT",10.8,0.433,{"v":40999.5,"d":"41,000"},{"v":18308,"d":"18,308"},"Distributed from 923 Generation And Fuel",1910]
[27830,2019,"WA","Little Goose",3926,"2",0,"OP","HY","WAT",{"v":135,"d":"135.0"},0.296,{"v":350290.333,"d":"350,290"},{"v":160023.833,"d":"160,024"},"Distributed from 923 Generation And Fuel",1970]
[27841,2019,"WA","Longview Fibre",54562,"2",8,"RE","ST","BLQ",2.5,{"$nulls":5},2007]
[27867,2019,"WA","March Point Cogeneration",54268,"GTG1",0,"OP","GT","NG",46.6,{"v":0.78,"d":"0.780"},{"v":318326,"d":"318,326"},{"v":131102.667,"d":"131,103"},"Distributed from 923 Generation And Fuel",1991]
[27874,2019,"WA","Mayfield",3917,"42",0,"OP","HY","WAT",40.5,0.316,{"v":112208,"d":"112,208"},{"v":50105.75,"d":"50,106"},"Distributed from 923 Generation And Fuel",1963]
[27888,2019,"WA","Meyers Falls",3868,"UNA",0,"OP","HY","WAT",0.2,0.672,{"v":1176.625,"d":"1,177"},{"v":525.375,"d":"525"},"Distributed from 923 Generation And Fuel",2006]
[27898,2019,"WA","Nine Mile",3869,"2",0,"OP","HY","WAT",8.8,0.363,{"v":27985.638,"d":"27,986"},{"v":12496.936,"d":"12,497"},"Distributed from 923 Generation And Fuel",1908]
[27918,2019,"WA","Priest Rapids",3887,"1",0,"OP","HY","WAT",{"v":95,"d":"95.0"},0.477,{"v":396545.866,"d":"396,546"},{"v":160471.761,"d":"160,472"},"Distributed from 923 Generation And Fuel",1961]
[27921,2019,"WA","Priest Rapids",3887,"3",0,"OP","HY","WAT",{"v":95,"d":"95.0"},0.477,{"v":396545.866,"d":"396,546"},{"v":160471.761,"d":"160,472"},"Distributed from 923 Generation And Fuel",1960]
[27942,2019,"WA","Randolph Road",7994,"3",0,"RE","IC","DFO",1.6,{"$nulls":5},2007]
[27949,2019,"WA","Rattlesnake",62936,"RAT",0,"T","WT","WND",{"v":144,"d":"144.0"}]
[27972,2019,"WA","Rocky Reach",3883,"C-10",0,"OP","HY","WAT",125.4,0.441,{"v":484465.377,"d":"484,465"},{"v":216455.781,"d":"216,456"},"Distributed from 923 Generation And Fuel",1974]
[27986,2019,"WA","Roosevelt Biogas 1",7832,"5",0,"OP","IC","LFG",2.1,{"v":0,"d":"0.000"},0,0,"Distributed from 923 Generation And Fuel",2000]
[27993,2019,"WA","Ross",6202,"43",0,"OP","HY","WAT",112.5,0.133,{"v":130650,"d":"130,650"},{"v":33365,"d":"33,365"},"Distributed from 923 Generation And Fuel",1953]
[28005,2019,"WA","Sierra Pacific Burlington Facility",56406,"GEN1",1,"OP","ST","WDS",{"v":28,"d":"28.0"},{"v":0.67,"d":"0.670"},{"v":164459,"d":"164,459"},{"v":66399,"d":"66,399"},"EIA-923 Generator File",2007]
[28017,2019,"WA","South Fork Tolt",622,"1",0,"OP","HY","WAT",16.8,0.199,{"v":29293,"d":"29,293"},{"v":13081,"d":"13,081"},"Distributed from 923 Generation And Fuel",1995]
[28037,2019,"WA","Transalta Centralia Generation",3845,"1",1,"OP","ST","RC",729.9,0.535,{"v":3423645,"d":"3,423,645"},{"v":1301581,"d":"1,301,581"},"EIA-923 Generator File",1972,2020]
[28052,2019,"WA","University of Washington Power Plant",54809,"DG4",0,"SB","IC","DFO",{"v":2,"d":"2.0"},{"v":1E-3,"d":"0.001"},{"v":22.54,"d":"23"},{"v":7.448,"d":"7"},"Data from EIA-923 Generator File overwritten with distributed data from EIA-923 Generation and Fuel",1993]
[28061,2019,"WA","Upriver Dam Hydro Plant",50380,"GEN2",0,"OP","HY","WAT",{"v":2,"d":"2.0"},0.244,{"v":4267.273,"d":"4,267"},{"v":1905.568,"d":"1,906"},"Distributed from 923 Generation And Fuel",1936]
[28077,2019,"WA","Wanapum",3888,"1",0,"RE","HY","WAT",103.8,{"$nulls":5},2012]
[28085,2019,"WA","Wanapum",3888,"8",0,"RE","HY","WAT",103.8,{"$nulls":5},2017]
[28105,2019,"WA","White River (WA)",3862,"3",0,"RE","HY","WAT",{"v":20,"d":"20.0"},{"$nulls":5},2004]
[28108,2019,"WA","Whitehorn",6120,"3",0,"OP","GT","NG",84.6,0.005,{"v":3935,"d":"3,935"},{"v":1765.5,"d":"1,766"},"Distributed from 923 Generation And Fuel",1981]
[28132,2019,"WI","Ameresco Janesville",56427,"Unit3",0,"OP","IC","LFG",{"v":1,"d":"1.0"},0.437,{"v":3826.333,"d":"3,826"},{"v":1609,"d":"1,609"},"Distributed from 923 Generation And Fuel",2004]
[28145,2019,"WI","Arcadia Electric",4100,"5",0,"SB","IC","NG",{"v":3,"d":"3.0"},{"v":2E-3,"d":"0.002"},{"v":45.621,"d":"46"},{"v":18.994,"d":"19"},"Distributed from 923 Generation And Fuel",1972]
[28152,2019,"WI","Argyle",7810,"5",0,"SB","IC","DFO",2.2,{"v":2E-3,"d":"0.002"},41,17,"Distributed from 923 Generation And Fuel",2004]
[28165,2019,"WI","Barron",4102,"9",0,"SB","IC","DFO",{"v":2,"d":"2.0"},{"v":0,"d":"0.000"},0,0,"Distributed from 923 Generation And Fuel",1960]
[28176,2019,"WI","Big Falls",3983,"2",0,"OP","HY","WAT",2.6,0.486,{"v":11071.273,"d":"11,071"},{"v":4368.675,"d":"4,369"},"Distributed from 923 Generation And Fuel",1922]
[28196,2019,"WI","Blount Street",3992,"3",7,"RE","ST","BIT",34.5,{"$nulls":5},2011]
[28212,2019,"WI","Cashton",4107,"3",0,"OP","IC","DFO",0.4,{"v":0,"d":"0.000"},0,0,"Distributed from 923 Generation And Fuel",1932]
[28220,2019,"WI","Castle Rock",4079,"3",0,"OP","HY","WAT",{"v":3,"d":"3.0"},0.833,{"v":21899.6,"d":"21,900"},{"v":8641.2,"d":"8,641"},"Distributed from 923 Generation And Fuel",1950]
[28240,2019,"WI","Combined Locks",4201,"HC1",0,"OP","HY","WAT",3.1,0.703,{"v":19099.5,"d":"19,100"},{"v":7536.5,"d":"7,537"},"Distributed from 923 Generation And Fuel",1988]
[28249,2019,"WI","Consumer Operations LLC",10360,"GEN6",7,"OP","ST","NG",18.7,0.275,{"v":45025,"d":"45,025"},{"v":13486,"d":"13,486"},"EIA-923 Generator File",1963]
[28264,2019,"WI","Cumberland (WI)",4112,"2",0,"OP","IC","DFO",0.3,{"v":1E-3,"d":"0.001"},{"v":1.904,"d":"2"},{"v":0.795,"d":"1"},"Distributed from 923 Generation And Fuel",1939]
[28271,2019,"WI","Cumberland Solar",62849,"CUM4",0,"OP","PV","SUN",2.5,0.017,379,136,"Distributed from 923 Generation And Fuel",2019]
[28282,2019,"WI","Dane County Landfill #2 Rodefeld",55770,"GEN2",0,"RE","IC","LFG",0.8,0.097,{"v":678.875,"d":"679"},0,"Distributed from 923 Generation And Fuel",null,2019]
[28295,2019,"WI","Deertrack Park Gas Recovery",56520,"GEN7",0,"OP","IC","LFG",0.8,0.627,{"v":4394.625,"d":"4,395"},{"v":1848.125,"d":"1,848"},"Distributed from 923 Generation And Fuel",2007]
[28311,2019,"WI","Domtar Paper Company Rothschild",50190,"HG7",0,"OP","HY","WAT",0.5,0.117,{"v":511.023,"d":"511"},{"v":201.591,"d":"202"},"Distributed from 923 Generation And Fuel",1910]
[28329,2019,"WI","Elroy",4113,"1A",0,"OP","IC","DFO",2.3,{"v":1E-3,"d":"0.001"},{"v":20.909,"d":"21"},{"v":8.712,"d":"9"},"Distributed from 923 Generation And Fuel",2005]
[28339,2019,"WI","Epic Verona",62676,"G203",0,"SB","IC","DFO",2.3,{"v":1E-3,"d":"0.001"},13,{"v":5.389,"d":"5"},"Distributed from 923 Generation And Fuel",2013]
[28355,2019,"WI","FCPC Renewable Generation",59931,"GEN2",0,"OP","IC","OBG",1.1,0.335,{"v":3230,"d":"3,230"},{"v":1358.5,"d":"1,359"},"Distributed from 923 Generation And Fuel",2013]
[28362,2019,"WI","Fiber Recovery, Inc.",61652,"ENG1",0,"OP","IC","LFG",0.8,0.075,{"v":523.333,"d":"523"},220,"Distributed from 923 Generation And Fuel",2008]
[28383,2019,"WI","Frederic Diesel",4020,"2",0,"OP","IC","DFO",0.7,{"v":-1E-3,"d":"(0.001)"},{"v":-3.985,"d":"(4)"},{"v":-1.635,"d":"(2)"},"Distributed from 923 Generation And Fuel",1948]
[28399,2019,"WI","Georgia-Pacific Corp - Nekoosa Mill",50395,"HY3",0,"OP","HY","WAT",0.8,0.735,{"v":5154.256,"d":"5,154"},{"v":2017.436,"d":"2,017"},"Distributed from 923 Generation And Fuel",1923]
[28409,2019,"WI","Germantown",6253,"4",0,"OP","GT","DFO",61.2,0.005,{"v":2782.166,"d":"2,782"},{"v":1164.386,"d":"1,164"},"Distributed from 923 Generation And Fuel",1978]
[28423,2019,"WI","Grantsburg Diesel",4021,"3",0,"OP","IC","DFO",{"v":1,"d":"1.0"},{"v":-0.005,"d":"(0.005)"},{"v":-44.062,"d":"(44)"},{"v":-18.125,"d":"(18)"},"Distributed from 923 Generation And Fuel",1968]
[28430,2019,"WI","Grimh",3996,"IC1",0,"RE","IC","DFO",0.8,{"$nulls":5},2006]
[28442,2019,"WI","Holcombe",4007,"2",0,"OP","HY","WAT",11.3,0.506,{"v":50110.333,"d":"50,110"},{"v":19772.667,"d":"19,773"},"Distributed from 923 Generation And Fuel",1950]
[28467,2019,"WI","Kilbourn",4053,"HC1",0,"OP","HY","WAT",2.2,0.503,{"v":9687.938,"d":"9,688"},{"v":3822.784,"d":"3,823"},"Distributed from 923 Generation And Fuel",1926]
[28474,2019,"WI","Kimberly Mill",54885,"4TB",4,"RE","ST","NG",19.3,{"$nulls":5},2009]
[28489,2019,"WI","Little Chute",4119,"1",0,"OP","HY","WAT",1.1,0.887,{"v":8548.333,"d":"8,548"},{"v":3373,"d":"3,373"},"Distributed from 923 Generation And Fuel",1948]
[28498,2019,"WI","LSP-Whitewater LP",55011,"CTG1",0,"OP","CT","NG",177.3,{"v":0.34,"d":"0.340"},{"v":527938.99,"d":"527,939"},{"v":265895.43,"d":"265,895"},"EIA-923 Generator File",1997]
[28518,2019,"WI","Merrill",4068,"1",0,"OP","HY","WAT",0.4,0.348,{"v":1218.261,"d":"1,218"},{"v":480.696,"d":"481"},"Distributed from 923 Generation And Fuel",1917]
[28526,2019,"WI","Metro Gas Recovery",50576,"GEN6",0,"OP","IC","LFG",0.8,0.633,{"v":4436.25,"d":"4,436"},{"v":1865.75,"d":"1,866"},"Distributed from 923 Generation And Fuel",2000]
[28542,2019,"WI","Mosinee Mill",50614,"HYD2",0,"OP","HY","WAT",0.6,{"v":0.69,"d":"0.690"},{"v":3624.706,"d":"3,625"},{"v":1754.647,"d":"1,755"},"Distributed from 923 Generation And Fuel",1916]
[28549,2019,"WI","New Badger",4120,"3",0,"OP","HY","WAT",4.1,0.773,{"v":27752,"d":"27,752"},{"v":11498,"d":"11,498"},"Distributed from 923 Generation And Fuel",2014]
[28573,2019,"WI","Omega Hills Gas Recovery",50577,"GEN2",0,"OP","GT","LFG",3.1,0.782,{"v":21244.203,"d":"21,244"},{"v":8867.695,"d":"8,868"},"Distributed from 923 Generation And Fuel",1985]
[28586,2019,"WI","Outagamie County Co-Generation Facility",54842,"GEN2",0,"RE","IC","LFG",0.8,{"$nulls":5},2006]
[28589,2019,"WI","Packaging of America Tomahawk Mill",50476,"GEN2",7,"OP","ST","NG",9.4,0.659,{"v":54224.301,"d":"54,224"},{"v":20223.918,"d":"20,224"},"EIA-923 Generator File",1978]
[28606,2019,"WI","Petenwell",4080,"4",0,"OP","HY","WAT",{"v":5,"d":"5.0"},{"v":0.77,"d":"0.770"},{"v":33742.25,"d":"33,742"},{"v":13314.25,"d":"13,314"},"Distributed from 923 Generation And Fuel",1950]
[28617,2019,"WI","Pheasant Run Landfill Gas Recovery",54661,"GEN9",0,"OP","IC","LFG",0.8,0.653,{"v":4575.182,"d":"4,575"},{"v":1924.091,"d":"1,924"},"Distributed from 923 Generation And Fuel",2002]
[28633,2019,"WI","Port Edwards Mill",54103,"JHG2",0,"OA","HY","WAT",0.6,0.372,{"v":1954.925,"d":"1,955"},{"v":580.478,"d":"580"},"Distributed from 923 Generation And Fuel",1938]
[28653,2019,"WI","Prairie Du Sac",4056,"1",0,"OP","HY","WAT",3.5,0.632,{"v":19376.482,"d":"19,376"},{"v":7645.614,"d":"7,646"},"Distributed from 923 Generation And Fuel",1915]
[28655,2019,"WI","Prairie Du Sac",4056,"3",0,"OP","HY","WAT",4.8,0.632,{"v":26573.461,"d":"26,573"},{"v":10485.413,"d":"10,485"},"Distributed from 923 Generation And Fuel",1920]
[28656,2019,"WI","Prairie Du Sac",4056,"4",0,"OP","HY","WAT",4.8,0.632,{"v":26573.461,"d":"26,573"},{"v":10485.413,"d":"10,485"},"Distributed from 923 Generation And Fuel",1922]
[28657,2019,"WI","Prairie Du Sac",4056,"5",0,"OP","HY","WAT",{"v":4,"d":"4.0"},0.632,{"v":22144.551,"d":"22,145"},{"v":8737.844,"d":"8,738"},"Distributed from 923 Generation And Fuel",1938]
[28658,2019,"WI","Prairie Du Sac",4056,"6",0,"OP","HY","WAT",{"v":4,"d":"4.0"},0.632,{"v":22144.551,"d":"22,145"},{"v":8737.844,"d":"8,738"},"Distributed from 923 Generation And Fuel",1938]
[28659,2019,"WI","Prairie Du Sac",4056,"7",0,"OP","HY","WAT",{"v":4,"d":"4.0"},0.632,{"v":22144.551,"d":"22,145"},{"v":8737.844,"d":"8,738"},"Distributed from 923 Generation And Fuel",1940]
[28660,2019,"WI","Prairie Du Sac",4056,"8",0,"OP","HY","WAT",{"v":4,"d":"4.0"},0.632,{"v":22144.551,"d":"22,145"},{"v":8737.844,"d":"8,738"},"Distributed from 923 Generation And Fuel",1940]
[28661,2019,"WI","Pulliam",4072,"31",0,"OP","GT","NG",{"v":91,"d":"91.0"},0.067,{"v":53774,"d":"53,774"},{"v":23369,"d":"23,369"},"Distributed from 923 Generation And Fuel",2003]
[28662,2019,"WI","Pulliam",4072,"3",1,"RE","ST","SUB",{"v":30,"d":"30.0"},{"$nulls":5},2007]
[28663,2019,"WI","Pulliam",4072,"4",1,"RE","ST","SUB",{"v":30,"d":"30.0"},{"$nulls":5},2007]
[28664,2019,"WI","Pulliam",4072,"5",1,"RE","ST","SUB",{"v":50,"d":"50.0"},{"$nulls":5},2015]
[28665,2019,"WI","Pulliam",4072,"6",1,"RE","ST","SUB",{"v":69,"d":"69.0"},{"$nulls":5},2015]
[28666,2019,"WI","Pulliam",4072,"7",1,"RE","ST","SUB",81.6,{"$nulls":5},2018]
[28667,2019,"WI","Pulliam",4072,"8",1,"RE","ST","SUB",149.6,{"$nulls":5},2018]
[28668,2019,"WI","Pulliam",4072,"GT1",0,"CN","GT","NG",{"v":85,"d":"85.0"}]
[28669,2019,"WI","Pulliam",4072,"GT2",0,"CN","GT","NG",{"v":85,"d":"85.0"}]
[28670,2019,"WI","Quilt Block Wind Farm LLC",57116,"GEN 1",0,"OP","WT","WND",{"v":98,"d":"98.0"},0.432,{"v":370486,"d":"370,486"},{"v":121541,"d":"121,541"},"Distributed from 923 Generation And Fuel",2017]
[28671,2019,"WI","Rapide Croche",4122,"1",0,"OP","HY","WAT",0.6,0.798,{"v":4192.75,"d":"4,193"},{"v":1654.5,"d":"1,655"},"Distributed from 923 Generation And Fuel",1926]
[28672,2019,"WI","Rapide Croche",4122,"2",0,"OP","HY","WAT",0.6,0.798,{"v":4192.75,"d":"4,193"},{"v":1654.5,"d":"1,655"},"Distributed from 923 Generation And Fuel",1926]
[28673,2019,"WI","Rapide Croche",4122,"3",0,"OP","HY","WAT",0.6,0.798,{"v":4192.75,"d":"4,193"},{"v":1654.5,"d":"1,655"},"Distributed from 923 Generation And Fuel",1926]
[28674,2019,"WI","Rapide Croche",4122,"4",0,"OP","HY","WAT",0.6,0.798,{"v":4192.75,"d":"4,193"},{"v":1654.5,"d":"1,655"},"Distributed from 923 Generation And Fuel",1926]
[28675,2019,"WI","Rhinelander Mill",50933,"GEN5",7,"SB","ST","NG",{"v":10,"d":"10.0"},{"v":0,"d":"0.000"},0,0,"EIA-923 Generator File",1951]
[28676,2019,"WI","Rhinelander Mill",50933,"GEN6",1,"OP","ST","BIT",9.3,0.235,{"v":19157,"d":"19,157"},{"v":1060,"d":"1,060"},"EIA-923 Generator File",1958]
[28677,2019,"WI","Rhinelander Mill",50933,"HYD1",0,"OP","HY","WAT",0.5,0.643,{"v":2818,"d":"2,818"},946,"Distributed from 923 Generation And Fuel",1917]
[28678,2019,"WI","Rhinelander Mill",50933,"HYD2",0,"OP","HY","WAT",0.5,0.643,{"v":2818,"d":"2,818"},946,"Distributed from 923 Generation And Fuel",1917]
[28679,2019,"WI","Rhinelander Mill",50933,"HYD3",0,"OP","HY","WAT",{"v":1,"d":"1.0"},0.643,{"v":5636,"d":"5,636"},{"v":1892,"d":"1,892"},"Distributed from 923 Generation And Fuel",1926]
[28680,2019,"WI","Rhinelander Mill",50933,"GEN3",7,"RE","ST","NG",{"v":4,"d":"4.0"},{"$nulls":5},2012]
[28681,2019,"WI","Richland Center Renewable Energy LLC",58834,"UNIT1",0,"OP","IC","OBG",0.9,0.647,{"v":5099.5,"d":"5,100"},{"v":2144.5,"d":"2,145"},"Distributed from 923 Generation And Fuel",2013]
[28682,2019,"WI","Richland Center Renewable Energy LLC",58834,"UNIT2",0,"OP","IC","OBG",0.9,0.647,{"v":5099.5,"d":"5,100"},{"v":2144.5,"d":"2,145"},"Distributed from 923 Generation And Fuel",2013]
[28683,2019,"WI","Ridgeview",55925,"GEN1",0,"OP","IC","LFG",0.8,0.571,{"v":4003.75,"d":"4,004"},{"v":1683.75,"d":"1,684"},"Distributed from 923 Generation And Fuel",2002]
[28684,2019,"WI","Ridgeview",55925,"GEN2",0,"OP","IC","LFG",0.8,0.571,{"v":4003.75,"d":"4,004"},{"v":1683.75,"d":"1,684"},"Distributed from 923 Generation And Fuel",2002]
[28685,2019,"WI","Ridgeview",55925,"GEN3",0,"OP","IC","LFG",0.8,0.571,{"v":4003.75,"d":"4,004"},{"v":1683.75,"d":"1,684"},"Distributed from 923 Generation And Fuel",2002]
[28686,2019,"WI","Ridgeview",55925,"GEN4",0,"OP","IC","LFG",0.8,0.571,{"v":4003.75,"d":"4,004"},{"v":1683.75,"d":"1,684"},"Distributed from 923 Generation And Fuel",2003]
[28687,2019,"WI","Ridgeview",55925,"GEN5",0,"OP","IC","LFG",0.8,0.571,{"v":4003.75,"d":"4,004"},{"v":1683.75,"d":"1,684"},"Distributed from 923 Generation And Fuel",2006]
[28688,2019,"WI","Ridgeview",55925,"GEN6",0,"OP","IC","LFG",0.8,0.571,{"v":4003.75,"d":"4,004"},{"v":1683.75,"d":"1,684"},"Distributed from 923 Generation And Fuel",2006]
[28689,2019,"WI","Ridgeview",55925,"GEN7",0,"OP","IC","LFG",0.8,0.571,{"v":4003.75,"d":"4,004"},{"v":1683.75,"d":"1,684"},"Distributed from 923 Generation And Fuel",2006]
[28690,2019,"WI","Ridgeview",55925,"GEN8",0,"OP","IC","LFG",0.8,0.571,{"v":4003.75,"d":"4,004"},{"v":1683.75,"d":"1,684"},"Distributed from 923 Generation And Fuel",2006]
[28691,2019,"WI","Ridgeview",55925,"GEN10",0,"RE","IC","LFG",0.8,{"$nulls":5},2010]
[28692,2019,"WI","Ridgeview",55925,"GEN9",0,"RE","IC","LFG",0.8,{"$nulls":5},2013]
[28693,2019,"WI","Riverside Energy Center",55641,"CTG1",0,"OP","CT","NG",198.9,{"v":0.69,"d":"0.690"},{"v":1201508,"d":"1,201,508"},{"v":442353,"d":"442,353"},"EIA-923 Generator File",2004]
[28694,2019,"WI","Riverside Energy Center",55641,"CTG2",0,"OP","CT","NG",198.9,0.678,{"v":1180951,"d":"1,180,951"},{"v":431096,"d":"431,096"},"EIA-923 Generator File",2004]
[28695,2019,"WI","Riverside Energy Center",55641,"STG1",2,"OP","CA","NG",277.1,0.684,{"v":1660129,"d":"1,660,129"},{"v":705697,"d":"705,697"},"EIA-923 Generator File",2004]
[28696,2019,"WI","Riverside Energy Center",55641,"CTG3",0,"TS","CT","NG",232.9,{"v":0,"d":"0.000"},0,0,"Distributed from 923 Generation And Fuel"]
[28697,2019,"WI","Riverside Energy Center",55641,"CTG4",0,"TS","CT","NG",232.9,{"v":0,"d":"0.000"},0,0,"Distributed from 923 Generation And Fuel"]
[28698,2019,"WI","Riverside Energy Center",55641,"PV1",0,"T","PV","SUN",{"v":4,"d":"4.0"}]
[28699,2019,"WI","Riverside Energy Center",55641,"STG2",2,"TS","CA","NG",257.4,{"v":0,"d":"0.000"},0,0,"Distributed from 923 Generation And Fuel"]
[28700,2019,"WI","Rock River",4057,"3",0,"OP","GT","NG",37.5,{"v":2E-3,"d":"0.002"},{"v":615.453,"d":"615"},{"v":258.659,"d":"259"},"Distributed from 923 Generation And Fuel",1967,2020]
[28701,2019,"WI","Rock River",4057,"4",0,"OP","GT","NG",{"v":18,"d":"18.0"},{"v":2E-3,"d":"0.002"},{"v":295.417,"d":"295"},{"v":124.156,"d":"124"},"Distributed from 923 Generation And Fuel",1968,2020]
[28702,2019,"WI","Rock River",4057,"5",0,"OP","GT","NG",56.7,{"v":2E-3,"d":"0.002"},{"v":930.565,"d":"931"},{"v":391.092,"d":"391"},"Distributed from 923 Generation And Fuel",1972,2020]
[28703,2019,"WI","Rock River",4057,"6",0,"OS","GT","NG",56.7,{"v":2E-3,"d":"0.002"},{"v":930.565,"d":"931"},{"v":391.092,"d":"391"},"Distributed from 923 Generation And Fuel",1972,2020]
[28704,2019,"WI","Rock River",4057,"1",1,"RE","ST","NG",{"v":75,"d":"75.0"},{"$nulls":5},2010]
[28705,2019,"WI","Rock River",4057,"2",1,"RE","ST","NG",{"v":75,"d":"75.0"},{"$nulls":5},2010]
[28706,2019,"WI","RockGen Energy Center",55391,"01",0,"OP","GT","NG",{"v":187,"d":"187.0"},0.099,{"v":162259,"d":"162,259"},{"v":122273.667,"d":"122,274"},"Distributed from 923 Generation And Fuel",2001]
[28707,2019,"WI","RockGen Energy Center",55391,"02",0,"OP","GT","NG",{"v":187,"d":"187.0"},0.099,{"v":162259,"d":"162,259"},{"v":122273.667,"d":"122,274"},"Distributed from 923 Generation And Fuel",2001]
[28708,2019,"WI","RockGen Energy Center",55391,"03",0,"OP","GT","NG",{"v":187,"d":"187.0"},0.099,{"v":162259,"d":"162,259"},{"v":122273.667,"d":"122,274"},"Distributed from 923 Generation And Fuel",2001]
[28709,2019,"WI","Rothschild Biomass Cogen Facility",58124,"1",1,"OP","ST","WDS",57.5,0.197,{"v":99233,"d":"99,233"},{"v":28191,"d":"28,191"},"EIA-923 Generator File",2013]
[28710,2019,"WI","Sand Lake DPC Solar",60957,"PV1",0,"OP","PV","SUN",{"v":1,"d":"1.0"},0.203,{"v":1780,"d":"1,780"},983,"Distributed from 923 Generation And Fuel",2017]
[28711,2019,"WI","Sandstone Rapids",4074,"1",0,"OP","HY","WAT",1.9,0.498,{"v":8286,"d":"8,286"},{"v":3269.5,"d":"3,270"},"Distributed from 923 Generation And Fuel",1925]
[28712,2019,"WI","Sandstone Rapids",4074,"2",0,"OP","HY","WAT",1.9,0.498,{"v":8286,"d":"8,286"},{"v":3269.5,"d":"3,270"},"Distributed from 923 Generation And Fuel",1925]
[28713,2019,"WI","Sauk DPC Solar",60887,"PV1",0,"OP","PV","SUN",{"v":1,"d":"1.0"},0.158,{"v":1381,"d":"1,381"},762,"Distributed from 923 Generation And Fuel",2017]
[28714,2019,"WI","Saxon Falls",1756,"1",0,"OP","HY","WAT",0.8,0.811,{"v":5681,"d":"5,681"},{"v":2241.5,"d":"2,242"},"Distributed from 923 Generation And Fuel",1913,2024]
[28715,2019,"WI","Saxon Falls",1756,"2",0,"OP","HY","WAT",0.8,0.811,{"v":5681,"d":"5,681"},{"v":2241.5,"d":"2,242"},"Distributed from 923 Generation And Fuel",1913,2024]
[28716,2019,"WI","Seven Mile Creek LFG",56149,"1",0,"RE","IC","LFG",{"v":1,"d":"1.0"},{"$nulls":5},2017]
[28717,2019,"WI","Seven Mile Creek LFG",56149,"2",0,"RE","IC","LFG",{"v":1,"d":"1.0"},{"$nulls":5},2017]
[28718,2019,"WI","Seven Mile Creek LFG",56149,"3",0,"RE","IC","LFG",{"v":1,"d":"1.0"},{"$nulls":5},2017]
[28719,2019,"WI","Seven Mile Creek LFG",56149,"4",0,"RE","IC","LFG",{"v":1,"d":"1.0"},{"$nulls":5},2017]
[28720,2019,"WI","Seven Mile Creek LFG",56149,"5",0,"CN","IC","LFG",0.8]
[28721,2019,"WI","Sheboygan Falls",56166,"1",0,"OP","GT","NG",173.4,0.111,{"v":168622.5,"d":"168,623"},{"v":70854.5,"d":"70,855"},"Distributed from 923 Generation And Fuel",2005]
[28722,2019,"WI","Sheboygan Falls",56166,"2",0,"OP","GT","NG",173.4,0.111,{"v":168622.5,"d":"168,623"},{"v":70854.5,"d":"70,855"},"Distributed from 923 Generation And Fuel",2005]
[28723,2019,"WI","Sheepskin",4059,"1",0,"OP","GT","NG",41.7,{"v":2E-3,"d":"0.002"},565,237,"Distributed from 923 Generation And Fuel",1971,2020]
[28724,2019,"WI","Sherry Energy Center",55834,"CT01",0,"CN","GT","NG",{"v":176,"d":"176.0"}]
[28725,2019,"WI","Sherry Energy Center",55834,"CT02",0,"CN","GT","NG",{"v":176,"d":"176.0"}]
[28726,2019,"WI","Sherry Energy Center",55834,"CT03",0,"CN","GT","NG",{"v":176,"d":"176.0"}]
[28727,2019,"WI","Sherry Energy Center",55834,"CT04",0,"CN","GT","NG",{"v":176,"d":"176.0"}]
[28728,2019,"WI","Sherry Energy Center",55834,"CTG1",0,"CN","CT","NG",{"v":176,"d":"176.0"}]
[28729,2019,"WI","Sherry Energy Center",55834,"CTG2",0,"CN","CT","NG",{"v":176,"d":"176.0"}]
[28730,2019,"WI","Sherry Energy Center",55834,"STG1",0,"CN","CA","NG",{"v":180,"d":"180.0"}]
[28731,2019,"WI","Shirley Wind",57553,"1",0,"OP","WT","WND",{"v":20,"d":"20.0"},0.308,{"v":53881,"d":"53,881"},{"v":15743,"d":"15,743"},"Distributed from 923 Generation And Fuel",2010]
[28732,2019,"WI","Solon Diesel",7058,"1",0,"SB","IC","DFO",{"v":1,"d":"1.0"},{"v":0,"d":"0.000"},0,0,"Distributed from 923 Generation And Fuel",1988]
[28733,2019,"WI","Solon Diesel",7058,"2",0,"SB","IC","DFO",{"v":1,"d":"1.0"},{"v":0,"d":"0.000"},0,0,"Distributed from 923 Generation And Fuel",1988]
[28734,2019,"WI","Solon Diesel",7058,"3",0,"SB","IC","DFO",{"v":1,"d":"1.0"},{"v":0,"d":"0.000"},0,0,"Distributed from 923 Generation And Fuel",1989]
[28735,2019,"WI","Solon Diesel",7058,"4",0,"SB","IC","DFO",{"v":1,"d":"1.0"},{"v":0,"d":"0.000"},0,0,"Distributed from 923 Generation And Fuel",1989]
[28736,2019,"WI","Solon Diesel",7058,"5",0,"SB","IC","DFO",{"v":1,"d":"1.0"},{"v":0,"d":"0.000"},0,0,"Distributed from 923 Generation And Fuel",1989]
[28737,2019,"WI","Solon Diesel",7058,"6",0,"SB","IC","DFO",{"v":1,"d":"1.0"},{"v":0,"d":"0.000"},0,0,"Distributed from 923 Generation And Fuel",1995]
[28738,2019,"WI","Solon Diesel",7058,"7",0,"SB","IC","DFO",{"v":1,"d":"1.0"},{"v":0,"d":"0.000"},0,0,"Distributed from 923 Generation And Fuel",1995]
[28739,2019,"WI","Solon Diesel",7058,"8",0,"SB","IC","DFO",{"v":1,"d":"1.0"},{"v":0,"d":"0.000"},0,0,"Distributed from 923 Generation And Fuel",1995]
[28740,2019,"WI","South Fond Du Lac",7203,"CT1",0,"OP","GT","NG",95.4,0.007,{"v":5479.25,"d":"5,479"},{"v":2295,"d":"2,295"},"Distributed from 923 Generation And Fuel",1993]
[28741,2019,"WI","South Fond Du Lac",7203,"CT2",0,"OP","GT","NG",95.4,0.007,{"v":5479.25,"d":"5,479"},{"v":2295,"d":"2,295"},"Distributed from 923 Generation And Fuel",1994]
[28742,2019,"WI","South Fond Du Lac",7203,"CT3",0,"OP","GT","NG",95.4,0.007,{"v":5479.25,"d":"5,479"},{"v":2295,"d":"2,295"},"Distributed from 923 Generation And Fuel",1994]
[28743,2019,"WI","South Fond Du Lac",7203,"CT4",0,"OP","GT","NG",95.4,0.007,{"v":5479.25,"d":"5,479"},{"v":2295,"d":"2,295"},"Distributed from 923 Generation And Fuel",1996]
[28744,2019,"WI","South Oak Creek",4041,"5",1,"OP","ST","RC",299.2,0.312,{"v":816670,"d":"816,670"},{"v":322529,"d":"322,529"},"EIA-923 Generator File",1959]
[28745,2019,"WI","South Oak Creek",4041,"6",1,"OP","ST","RC",299.2,0.292,{"v":764700,"d":"764,700"},{"v":282953,"d":"282,953"},"EIA-923 Generator File",1961]
[28746,2019,"WI","South Oak Creek",4041,"7",1,"OP","ST","RC",317.6,0.414,{"v":1153144,"d":"1,153,144"},{"v":563692,"d":"563,692"},"EIA-923 Generator File",1965]
[28747,2019,"WI","South Oak Creek",4041,"8",1,"OP","ST","RC",{"v":324,"d":"324.0"},0.378,{"v":1071498,"d":"1,071,498"},{"v":356972,"d":"356,972"},"EIA-923 Generator File",1967]
[28748,2019,"WI","South Oak Creek",4041,"9",0,"RE","GT","NG",19.6,{"$nulls":5},2008]
[28749,2019,"WI","St Croix Falls",4011,"1",0,"OP","HY","WAT",2.5,0.627,{"v":13728.448,"d":"13,728"},{"v":5417.026,"d":"5,417"},"Distributed from 923 Generation And Fuel",1917,2027]
[28750,2019,"WI","St Croix Falls",4011,"2",0,"OP","HY","WAT",2.5,0.627,{"v":13728.448,"d":"13,728"},{"v":5417.026,"d":"5,417"},"Distributed from 923 Generation And Fuel",1917,2027]
[28751,2019,"WI","St Croix Falls",4011,"3",0,"OP","HY","WAT",2.5,0.627,{"v":13728.448,"d":"13,728"},{"v":5417.026,"d":"5,417"},"Distributed from 923 Generation And Fuel",1917,2027]
[28752,2019,"WI","St Croix Falls",4011,"4",0,"OP","HY","WAT",2.5,0.627,{"v":13728.448,"d":"13,728"},{"v":5417.026,"d":"5,417"},"Distributed from 923 Generation And Fuel",1917,2027]
[28753,2019,"WI","St Croix Falls",4011,"5",0,"OP","HY","WAT",3.4,0.627,{"v":18670.69,"d":"18,671"},{"v":7367.155,"d":"7,367"},"Distributed from 923 Generation And Fuel",1910,2027]
[28754,2019,"WI","St Croix Falls",4011,"6",0,"OP","HY","WAT",3.4,0.627,{"v":18670.69,"d":"18,671"},{"v":7367.155,"d":"7,367"},"Distributed from 923 Generation And Fuel",1910,2027]
[28755,2019,"WI","St Croix Falls",4011,"7",0,"OP","HY","WAT",3.2,0.627,{"v":17572.414,"d":"17,572"},{"v":6933.793,"d":"6,934"},"Distributed from 923 Generation And Fuel",1923,2027]
[28756,2019,"WI","St Croix Falls",4011,"8",0,"OP","HY","WAT",3.2,0.627,{"v":17572.414,"d":"17,572"},{"v":6933.793,"d":"6,934"},"Distributed from 923 Generation And Fuel",1923,2027]
[28757,2019,"WI","Stevens Point",3973,"1",0,"OP","HY","WAT",0.8,0.766,{"v":5367.833,"d":"5,368"},{"v":2118,"d":"2,118"},"Distributed from 923 Generation And Fuel",1918]
[28758,2019,"WI","Stevens Point",3973,"2",0,"OP","HY","WAT",0.8,0.766,{"v":5367.833,"d":"5,368"},{"v":2118,"d":"2,118"},"Distributed from 923 Generation And Fuel",1918]
[28759,2019,"WI","Stevens Point",3973,"3",0,"OP","HY","WAT",0.8,0.766,{"v":5367.833,"d":"5,368"},{"v":2118,"d":"2,118"},"Distributed from 923 Generation And Fuel",1918]
[28760,2019,"WI","Stevens Point",3973,"4",0,"OP","HY","WAT",0.8,0.766,{"v":5367.833,"d":"5,368"},{"v":2118,"d":"2,118"},"Distributed from 923 Generation And Fuel",1918]
[28761,2019,"WI","Stevens Point",3973,"5",0,"OP","HY","WAT",0.8,0.766,{"v":5367.833,"d":"5,368"},{"v":2118,"d":"2,118"},"Distributed from 923 Generation And Fuel",1918]
[28762,2019,"WI","Stevens Point",3973,"6",0,"OS","HY","WAT",0.8,0.766,{"v":5367.833,"d":"5,368"},{"v":2118,"d":"2,118"},"Distributed from 923 Generation And Fuel",1918]
[28763,2019,"WI","Stevens Point Mill",55861,"SP",0,"OP","ST","NG",7.6,0.268,{"v":17853,"d":"17,853"},{"v":7501.742,"d":"7,502"},"EIA-923 Generator File",2002]
[28764,2019,"WI","Stiles",4147,"1",0,"OP","HY","WAT",0.5,0.843,{"v":3692,"d":"3,692"},{"v":1457,"d":"1,457"},"Distributed from 923 Generation And Fuel",1949]
[28765,2019,"WI","Stiles",4147,"2",0,"OP","HY","WAT",0.5,0.843,{"v":3692,"d":"3,692"},{"v":1457,"d":"1,457"},"Distributed from 923 Generation And Fuel",1949]
[28766,2019,"WI","Superior Generation Energy Center",8057,"GEN1",0,"CN","GT","NG",{"v":170,"d":"170.0"}]
[28767,2019,"WI","Sycamore (WI)",3993,"1",0,"OP","GT","NG",{"v":18,"d":"18.0"},{"v":-1E-3,"d":"(0.001)"},{"v":-93.462,"d":"(93)"},{"v":-39.375,"d":"(39)"},"Distributed from 923 Generation And Fuel",1967,2021]
[28768,2019,"WI","Sycamore (WI)",3993,"2",0,"OP","GT","NG",23.6,{"v":-1E-3,"d":"(0.001)"},{"v":-122.538,"d":"(123)"},{"v":-51.625,"d":"(52)"},"Distributed from 923 Generation And Fuel",1971,2021]
[28769,2019,"WI","Thornapple",3988,"1",0,"OP","HY","WAT",0.7,0.798,{"v":4892,"d":"4,892"},{"v":1930.5,"d":"1,931"},"Distributed from 923 Generation And Fuel",1927]
[28770,2019,"WI","Thornapple",3988,"2",0,"OP","HY","WAT",0.7,0.798,{"v":4892,"d":"4,892"},{"v":1930.5,"d":"1,931"},"Distributed from 923 Generation And Fuel",1929]
[28771,2019,"WI","Timberline Trail Gas Recovery",56525,"GEN1",0,"OP","IC","LFG",0.8,0.545,{"v":3818.8,"d":"3,819"},{"v":1606,"d":"1,606"},"Distributed from 923 Generation And Fuel",2006]
[28772,2019,"WI","Timberline Trail Gas Recovery",56525,"GEN2",0,"OP","IC","LFG",0.8,0.545,{"v":3818.8,"d":"3,819"},{"v":1606,"d":"1,606"},"Distributed from 923 Generation And Fuel",2006]
[28773,2019,"WI","Timberline Trail Gas Recovery",56525,"GEN3",0,"OP","IC","LFG",0.8,0.545,{"v":3818.8,"d":"3,819"},{"v":1606,"d":"1,606"},"Distributed from 923 Generation And Fuel",2006]
[28774,2019,"WI","Timberline Trail Gas Recovery",56525,"GEN4",0,"OP","IC","LFG",0.8,0.545,{"v":3818.8,"d":"3,819"},{"v":1606,"d":"1,606"},"Distributed from 923 Generation And Fuel",2006]
[28775,2019,"WI","Timberline Trail Gas Recovery",56525,"GEN5",0,"OP","IC","LFG",0.8,0.545,{"v":3818.8,"d":"3,819"},{"v":1606,"d":"1,606"},"Distributed from 923 Generation And Fuel",2007]
[28776,2019,"WI","Timberline Trail Gas Recovery",56525,"GEN6",0,"RE","IC","LFG",0.8,{"$nulls":5},2011]
[28777,2019,"WI","Timberline Trail Gas Recovery",56525,"GEN7",0,"RE","IC","LFG",0.8,{"$nulls":5},2011]
[28778,2019,"WI","Tisch Mills Wind",60674,"TISCH",0,"CN","WT","WND",{"v":150,"d":"150.0"}]
[28779,2019,"WI","Tomahawk",4075,"1",0,"OP","HY","WAT",1.3,0.458,{"v":5212.5,"d":"5,213"},{"v":2057,"d":"2,057"},"Distributed from 923 Generation And Fuel",1938]
[28780,2019,"WI","Tomahawk",4075,"2",0,"OP","HY","WAT",1.3,0.458,{"v":5212.5,"d":"5,213"},{"v":2057,"d":"2,057"},"Distributed from 923 Generation And Fuel",1938]
[28781,2019,"WI","Trego",4012,"1",0,"OP","HY","WAT",0.7,0.932,{"v":5717.833,"d":"5,718"},{"v":2256.333,"d":"2,256"},"Distributed from 923 Generation And Fuel",1927,2025]
[28782,2019,"WI","Trego",4012,"2",0,"OP","HY","WAT",0.5,0.932,{"v":4084.167,"d":"4,084"},{"v":1611.667,"d":"1,612"},"Distributed from 923 Generation And Fuel",1927,2025]
[28783,2019,"WI","Twin Falls (WI)",59836,"11",0,"OP","HY","WAT",4.6,0.601,{"v":24214,"d":"24,214"},{"v":9554.5,"d":"9,555"},"Distributed from 923 Generation And Fuel",2016]
[28784,2019,"WI","Twin Falls (WI)",59836,"12",0,"OP","HY","WAT",4.6,0.601,{"v":24214,"d":"24,214"},{"v":9554.5,"d":"9,555"},"Distributed from 923 Generation And Fuel",2016]
[28785,2019,"WI","Two Creeks Solar",63105,"1",0,"U","PV","SUN",{"v":150,"d":"150.0"}]
[28786,2019,"WI","UW Madison Charter Street Plant",54408,"1",10,"OP","ST","NG",9.7,{"v":0,"d":"0.000"},0,0,"EIA-923 Generator File",1965]
[28787,2019,"WI","UW Madison Charter Street Plant",54408,"3",0,"SB","IC","DFO",1.3,{"v":0,"d":"0.000"},0,0,"Distributed from 923 Generation And Fuel",1965]
[28788,2019,"WI","UW Madison Charter Street Plant",54408,"2",5,"IP","ST","WDS",{"v":22,"d":"22.0"},{"v":0,"d":"0.000"},0,0,"Distributed from 923 Generation And Fuel"]
[28789,2019,"WI","Valley (WI)",4042,"1",2,"OP","ST","NG",{"v":136,"d":"136.0"},0.216,{"v":257613,"d":"257,613"},{"v":137552,"d":"137,552"},"EIA-923 Generator File",1968]
[28790,2019,"WI","Valley (WI)",4042,"2",2,"OP","ST","NG",{"v":136,"d":"136.0"},0.103,{"v":122188,"d":"122,188"},{"v":58060,"d":"58,060"},"EIA-923 Generator File",1969]
[28791,2019,"WI","Valley (WI)",4042,"3",0,"SB","IC","DFO",2.7,{"v":0,"d":"0.000"},0,0,"Distributed from 923 Generation And Fuel",1969]
[28792,2019,"WI","Viola",4139,"3",0,"OP","IC","DFO",1.8,{"v":0,"d":"0.000"},{"v":-2,"d":"(2)"},{"v":-1,"d":"(1)"},"Distributed from 923 Generation And Fuel",2002]
[28793,2019,"WI","Viola",4139,"1",0,"RE","IC","DFO",0.4,{"$nulls":5},2001]
[28794,2019,"WI","Viola",4139,"2",0,"RE","IC","DFO",0.7,{"$nulls":5},2001]
[28795,2019,"WI","Warren DPC Solar",60890,"PV1",0,"OP","PV","SUN",2.2,{"v":0.18,"d":"0.180"},{"v":3461,"d":"3,461"},{"v":1911,"d":"1,911"},"Distributed from 923 Generation And Fuel",2017]
[28796,2019,"WI","Washington Island",4148,"2",0,"OP","IC","DFO",0.1,{"v":1E-3,"d":"0.001"},{"v":0.54,"d":"1"},{"v":0.22,"d":"0"},"Distributed from 923 Generation And Fuel",1952]
[28797,2019,"WI","Washington Island",4148,"3",0,"OP","IC","DFO",0.1,{"v":1E-3,"d":"0.001"},{"v":0.54,"d":"1"},{"v":0.22,"d":"0"},"Distributed from 923 Generation And Fuel",1945]
[28798,2019,"WI","Washington Island",4148,"4",0,"OP","IC","DFO",0.2,{"v":1E-3,"d":"0.001"},{"v":1.08,"d":"1"},{"v":0.44,"d":"0"},"Distributed from 923 Generation And Fuel",1951]
[28799,2019,"WI","Washington Island",4148,"5",0,"OP","IC","DFO",0.5,{"v":1E-3,"d":"0.001"},{"v":2.7,"d":"3"},{"v":1.1,"d":"1"},"Distributed from 923 Generation And Fuel",1968]
[28800,2019,"WI","Washington Island",4148,"6",0,"OP","IC","DFO",0.9,{"v":1E-3,"d":"0.001"},{"v":4.86,"d":"5"},{"v":1.98,"d":"2"},"Distributed from 923 Generation And Fuel",1972]
[28801,2019,"WI","Washington Island",4148,"7",0,"OP","IC","DFO",1.6,{"v":1E-3,"d":"0.001"},{"v":8.64,"d":"9"},{"v":3.52,"d":"4"},"Distributed from 923 Generation And Fuel",1997]
[28802,2019,"WI","Washington Island",4148,"8",0,"OP","IC","DFO",1.6,{"v":1E-3,"d":"0.001"},{"v":8.64,"d":"9"},{"v":3.52,"d":"4"},"Distributed from 923 Generation And Fuel",1997]
[28803,2019,"WI","Waupun Correctional Central Heating Plt",54407,"1",0,"OP","ST","NG",{"v":1,"d":"1.0"},{"v":0,"d":"0.000"},0,0,"EIA-923 Generator File",1951]
[28804,2019,"WI","Waupun Correctional Central Heating Plt",54407,"2",0,"OP","ST","NG",{"v":1,"d":"1.0"},{"v":0,"d":"0.000"},0,0,"EIA-923 Generator File",1951]
[28805,2019,"WI","Waupun Correctional Central Heating Plt",54407,"3",0,"SB","IC","DFO",0.8,{"v":0,"d":"0.000"},0,0,"Distributed from 923 Generation And Fuel",1991]
[28806,2019,"WI","Waupun Correctional Central Heating Plt",54407,"4",0,"SB","IC","DFO",1.5,{"v":0,"d":"0.000"},0,0,"Distributed from 923 Generation And Fuel",1998]
[28807,2019,"WI","Wausau",4077,"1",0,"OP","HY","WAT",1.8,0.335,{"v":5290,"d":"5,290"},{"v":2087.333,"d":"2,087"},"Distributed from 923 Generation And Fuel",1921]
[28808,2019,"WI","Wausau",4077,"2",0,"OP","HY","WAT",1.8,0.335,{"v":5290,"d":"5,290"},{"v":2087.333,"d":"2,087"},"Distributed from 923 Generation And Fuel",1921]
[28809,2019,"WI","Wausau",4077,"3",0,"OP","HY","WAT",1.8,0.335,{"v":5290,"d":"5,290"},{"v":2087.333,"d":"2,087"},"Distributed from 923 Generation And Fuel",1924]
[28810,2019,"WI","Waxdale",59448,"CGEN1",0,"OP","GT","LFG",3.5,0.639,{"v":19600.5,"d":"19,601"},{"v":7796.5,"d":"7,797"},"Distributed from 923 Generation And Fuel",2003]
[28811,2019,"WI","Waxdale",59448,"CGEN2",0,"OP","GT","NG",3.5,0.639,{"v":19600.5,"d":"19,601"},{"v":7796.5,"d":"7,797"},"Distributed from 923 Generation And Fuel",2005]
[28812,2019,"WI","Waxdale",59448,"WEC01",0,"OP","WT","WND",1.5,0.281,{"v":3688,"d":"3,688"},{"v":1099,"d":"1,099"},"Distributed from 923 Generation And Fuel",2012]
[28813,2019,"WI","Waxdale",59448,"WEC02",0,"OP","WT","WND",1.5,0.281,{"v":3688,"d":"3,688"},{"v":1099,"d":"1,099"},"Distributed from 923 Generation And Fuel",2012]
[28814,2019,"WI","West Campus Cogeneration Facility",7991,"1",0,"OP","CT","NG",{"v":54,"d":"54.0"},0.306,{"v":144911,"d":"144,911"},{"v":58667,"d":"58,667"},"EIA-923 Generator File",2005]
[28815,2019,"WI","West Campus Cogeneration Facility",7991,"CT2",0,"OP","CT","NG",{"v":54,"d":"54.0"},0.241,{"v":114190,"d":"114,190"},{"v":45807,"d":"45,807"},"EIA-923 Generator File",2005]
[28816,2019,"WI","West Campus Cogeneration Facility",7991,"STG1",2,"OP","CA","NG",61.3,0.206,{"v":110804,"d":"110,804"},{"v":78188,"d":"78,188"},"EIA-923 Generator File",2005]
[28817,2019,"WI","West Marinette",4076,"31",0,"OP","GT","NG",41.8,0.016,{"v":5687.794,"d":"5,688"},{"v":2390.04,"d":"2,390"},"Distributed from 923 Generation And Fuel",1971]
[28818,2019,"WI","West Marinette",4076,"32",0,"OP","GT","NG",41.8,0.016,{"v":5687.794,"d":"5,688"},{"v":2390.04,"d":"2,390"},"Distributed from 923 Generation And Fuel",1973]
[28819,2019,"WI","West Marinette",4076,"33",0,"OP","GT","NG",103.5,0.016,{"v":14083.413,"d":"14,083"},{"v":5917.921,"d":"5,918"},"Distributed from 923 Generation And Fuel",1993]
[28820,2019,"WI","West Marinette",4076,"34",0,"OP","GT","NG",{"v":83,"d":"83.0"},0.116,{"v":84614,"d":"84,614"},{"v":35554,"d":"35,554"},"Distributed from 923 Generation And Fuel",2000]
[28821,2019,"WI","Weston",4078,"2",1,"OP","ST","NG",81.6,{"v":0,"d":"0.000"},0,0,"EIA-923 Generator File",1960]
[28822,2019,"WI","Weston",4078,"3",1,"OP","ST","SUB",350.5,{"v":0.35,"d":"0.350"},{"v":1075031,"d":"1,075,031"},{"v":411278,"d":"411,278"},"EIA-923 Generator File",1981]
[28823,2019,"WI","Weston",4078,"31",0,"OP","GT","NG",19.6,0.005,{"v":786.569,"d":"787"},{"v":187.266,"d":"187"},"Distributed from 923 Generation And Fuel",1969]
[28824,2019,"WI","Weston",4078,"32",0,"OP","GT","NG",56.7,0.005,{"v":2275.431,"d":"2,275"},{"v":541.734,"d":"542"},"Distributed from 923 Generation And Fuel",1973]
[28825,2019,"WI","Weston",4078,"4",1,"OP","ST","SUB",{"v":595,"d":"595.0"},0.639,{"v":3330924,"d":"3,330,924"},{"v":1486409,"d":"1,486,409"},"EIA-923 Generator File",2008]
[28826,2019,"WI","Weston",4078,"1",1,"RE","ST","SUB",{"v":60,"d":"60.0"},{"$nulls":5},2015]
[28827,2019,"WI","Wheaton",4014,"1",0,"OP","GT","NG",48.5,0.007,{"v":3027.766,"d":"3,028"},{"v":1267.948,"d":"1,268"},"Distributed from 923 Generation And Fuel",1973,2025]
[28828,2019,"WI","Wheaton",4014,"2",0,"OP","GT","NG",48.5,0.007,{"v":3027.766,"d":"3,028"},{"v":1267.948,"d":"1,268"},"Distributed from 923 Generation And Fuel",1973,2025]
[28829,2019,"WI","Wheaton",4014,"3",0,"OP","GT","NG",48.5,0.007,{"v":3027.766,"d":"3,028"},{"v":1267.948,"d":"1,268"},"Distributed from 923 Generation And Fuel",1973,2025]
[28830,2019,"WI","Wheaton",4014,"4",0,"OP","GT","NG",48.5,0.007,{"v":3027.766,"d":"3,028"},{"v":1267.948,"d":"1,268"},"Distributed from 923 Generation And Fuel",1973,2025]
[28831,2019,"WI","Wheaton",4014,"6",0,"OP","GT","DFO",53.1,0.007,{"v":3314.936,"d":"3,315"},{"v":1388.207,"d":"1,388"},"Distributed from 923 Generation And Fuel",1973,2025]
[28832,2019,"WI","Wheaton",4014,"5",0,"RE","GT","DFO",53.1,{"$nulls":5},2018]
[28833,2019,"WI","Wheaton Solar",60203,"1",0,"CN","PV","SUN",3.8]
[28834,2019,"WI","Whistling Winds DPC Solar",60895,"PV1",0,"OP","PV","SUN",1.5,0.185,{"v":2432,"d":"2,432"},{"v":1343,"d":"1,343"},"Distributed from 923 Generation And Fuel",2017]
[28835,2019,"WI","White River (WI)",3989,"1",0,"OP","HY","WAT",0.5,0.605,{"v":2652,"d":"2,652"},{"v":1046.5,"d":"1,047"},"Distributed from 923 Generation And Fuel",1907,2025]
[28836,2019,"WI","White River (WI)",3989,"2",0,"OP","HY","WAT",0.5,0.605,{"v":2652,"d":"2,652"},{"v":1046.5,"d":"1,047"},"Distributed from 923 Generation And Fuel",1907,2025]
[28837,2019,"WI","Whiting",3975,"1",0,"OS","HY","WAT",1.2,0.677,{"v":7116,"d":"7,116"},{"v":2807.765,"d":"2,808"},"Distributed from 923 Generation And Fuel",1963]
[28838,2019,"WI","Whiting",3975,"10",0,"OP","HY","WAT",0.3,0.677,{"v":1779,"d":"1,779"},{"v":701.941,"d":"702"},"Distributed from 923 Generation And Fuel",1891]
[28839,2019,"WI","Whiting",3975,"2",0,"OP","HY","WAT",0.5,0.677,{"v":2965,"d":"2,965"},{"v":1169.902,"d":"1,170"},"Distributed from 923 Generation And Fuel",1891]
[28840,2019,"WI","Whiting",3975,"3",0,"OS","HY","WAT",0.5,0.677,{"v":2965,"d":"2,965"},{"v":1169.902,"d":"1,170"},"Distributed from 923 Generation And Fuel",1891]
[28841,2019,"WI","Whiting",3975,"4",0,"OP","HY","WAT",0.5,0.677,{"v":2965,"d":"2,965"},{"v":1169.902,"d":"1,170"},"Distributed from 923 Generation And Fuel",1891]
[28842,2019,"WI","Whiting",3975,"5",0,"OP","HY","WAT",0.5,0.677,{"v":2965,"d":"2,965"},{"v":1169.902,"d":"1,170"},"Distributed from 923 Generation And Fuel",1891]
[28843,2019,"WI","Whiting",3975,"6",0,"OP","HY","WAT",0.5,0.677,{"v":2965,"d":"2,965"},{"v":1169.902,"d":"1,170"},"Distributed from 923 Generation And Fuel",1891]
[28844,2019,"WI","Whiting",3975,"7",0,"OP","HY","WAT",0.5,0.677,{"v":2965,"d":"2,965"},{"v":1169.902,"d":"1,170"},"Distributed from 923 Generation And Fuel",1891]
[28845,2019,"WI","Whiting",3975,"8",0,"OP","HY","WAT",0.3,0.677,{"v":1779,"d":"1,779"},{"v":701.941,"d":"702"},"Distributed from 923 Generation And Fuel",1891]
[28846,2019,"WI","Whiting",3975,"9",0,"OP","HY","WAT",0.3,0.677,{"v":1779,"d":"1,779"},{"v":701.941,"d":"702"},"Distributed from 923 Generation And Fuel",1891]
[28847,2019,"WI","Whiting Mill",10476,"GEN4",0,"RE","ST","SUB",4.1,{"$nulls":5},2014]
[28848,2019,"WI","Wind Turbine",7886,"1",0,"OP","WT","WND",{"v":11,"d":"11.0"},0.166,{"v":15977,"d":"15,977"},{"v":4668,"d":"4,668"},"Distributed from 923 Generation And Fuel",1999]
[28849,2019,"WI","Winnebago County Landfill Gas",50936,"EG2R",0,"OP","IC","LFG",0.6,0.345,{"v":1812.097,"d":"1,812"},{"v":762.097,"d":"762"},"Distributed from 923 Generation And Fuel",2019]
[28850,2019,"WI","Winnebago County Landfill Gas",50936,"EG3",0,"OP","IC","LFG",0.9,0.345,{"v":2718.145,"d":"2,718"},{"v":1143.145,"d":"1,143"},"Distributed from 923 Generation And Fuel",2000]
[28851,2019,"WI","Winnebago County Landfill Gas",50936,"EG4",0,"OP","IC","LFG",{"v":1,"d":"1.0"},0.345,{"v":3020.161,"d":"3,020"},{"v":1270.161,"d":"1,270"},"Distributed from 923 Generation And Fuel",2007]
[28852,2019,"WI","Winnebago County Landfill Gas",50936,"EG5",0,"OP","IC","LFG",1.4,0.345,{"v":4228.226,"d":"4,228"},{"v":1778.226,"d":"1,778"},"Distributed from 923 Generation And Fuel",2010]
[28853,2019,"WI","Winnebago County Landfill Gas",50936,"EG1",0,"RE","IC","LFG",0.9,{"$nulls":5},2016]
[28854,2019,"WI","Winnebago County Landfill Gas",50936,"EG2",0,"RE","IC","LFG",0.9,0.345,{"v":2718.145,"d":"2,718"},{"v":1143.145,"d":"1,143"},"Distributed from 923 Generation And Fuel",null,2019]
[28855,2019,"WI","Winnebago County Landfill Gas",50936,"EG6",0,"IP","IC","LFG",1.4,0.345,{"v":4228.226,"d":"4,228"},{"v":1778.226,"d":"1,778"},"Distributed from 923 Generation And Fuel"]
[28856,2019,"WI","Winter",8013,"IC 1",0,"OP","IC","DFO",2.8,{"v":-1E-3,"d":"(0.001)"},{"v":-19,"d":"(19)"},{"v":-8,"d":"(8)"},"Distributed from 923 Generation And Fuel",2002]
[28857,2019,"WI","Winter",8013,"IC 2",0,"OP","IC","DFO",2.8,{"v":-1E-3,"d":"(0.001)"},{"v":-19,"d":"(19)"},{"v":-8,"d":"(8)"},"Distributed from 923 Generation And Fuel",2002]
[28858,2019,"WI","Wisconsin Rapids",3974,"1",0,"OP","HY","WAT",2.3,0.741,{"v":14936.148,"d":"14,936"},{"v":5893.489,"d":"5,893"},"Distributed from 923 Generation And Fuel",1920]
[28859,2019,"WI","Wisconsin Rapids",3974,"10",0,"OP","HY","WAT",0.6,0.741,{"v":3896.386,"d":"3,896"},{"v":1537.432,"d":"1,537"},"Distributed from 923 Generation And Fuel",1903]
[28860,2019,"WI","Wisconsin Rapids",3974,"2",0,"OP","HY","WAT",2.3,0.741,{"v":14936.148,"d":"14,936"},{"v":5893.489,"d":"5,893"},"Distributed from 923 Generation And Fuel",1920]
[28861,2019,"WI","Wisconsin Rapids",3974,"3",0,"OP","HY","WAT",0.6,0.741,{"v":3896.386,"d":"3,896"},{"v":1537.432,"d":"1,537"},"Distributed from 923 Generation And Fuel",1903]
[28862,2019,"WI","Wisconsin Rapids",3974,"4",0,"OP","HY","WAT",0.6,0.741,{"v":3896.386,"d":"3,896"},{"v":1537.432,"d":"1,537"},"Distributed from 923 Generation And Fuel",1903]
[28863,2019,"WI","Wisconsin Rapids",3974,"5",0,"OP","HY","WAT",0.6,0.741,{"v":3896.386,"d":"3,896"},{"v":1537.432,"d":"1,537"},"Distributed from 923 Generation And Fuel",1903]
[28864,2019,"WI","Wisconsin Rapids",3974,"6",0,"OP","HY","WAT",0.3,0.741,{"v":1948.193,"d":"1,948"},{"v":768.716,"d":"769"},"Distributed from 923 Generation And Fuel",1903]
[28865,2019,"WI","Wisconsin Rapids",3974,"7",0,"OP","HY","WAT",0.6,0.741,{"v":3896.386,"d":"3,896"},{"v":1537.432,"d":"1,537"},"Distributed from 923 Generation And Fuel",1903]
[28866,2019,"WI","Wisconsin Rapids",3974,"8",0,"OP","HY","WAT",0.3,0.741,{"v":1948.193,"d":"1,948"},{"v":768.716,"d":"769"},"Distributed from 923 Generation And Fuel",1903]
[28867,2019,"WI","Wisconsin Rapids",3974,"9",0,"OP","HY","WAT",0.6,0.741,{"v":3896.386,"d":"3,896"},{"v":1537.432,"d":"1,537"},"Distributed from 923 Generation And Fuel",1903]
[28868,2019,"WI","Wisconsin Rapids Paper Mill",10466,"GEN1",0,"SB","ST","PUR",7.5,0.103,{"v":6777.043,"d":"6,777"},{"v":2996.755,"d":"2,997"},"Distributed from 923 Generation And Fuel",1928]
[28869,2019,"WI","Wisconsin Rapids Paper Mill",10466,"GEN2",0,"OP","ST","PUR",8.3,0.103,{"v":7499.928,"d":"7,500"},{"v":3316.409,"d":"3,316"},"Distributed from 923 Generation And Fuel",1995]
[28870,2019,"WI","Wisconsin Rapids Paper Mill",10466,"GEN3",0,"OP","ST","PUR",{"v":5,"d":"5.0"},0.103,{"v":4518.029,"d":"4,518"},{"v":1997.837,"d":"1,998"},"Distributed from 923 Generation And Fuel",1976]
[28871,2019,"WI","Wisconsin Rapids Pulp Mill",10477,"GEN1",6,"OP","ST","BLQ",{"v":32,"d":"32.0"},{"v":0.58,"d":"0.580"},{"v":162563.43,"d":"162,563"},{"v":58351.67,"d":"58,352"},"EIA-923 Generator File",1968]
[28872,2019,"WI","Wisconsin Rapids Pulp Mill",10477,"GEN2",6,"OP","ST","BLQ",40.3,{"v":0.36,"d":"0.360"},{"v":127026.56,"d":"127,027"},{"v":37879.034,"d":"37,879"},"EIA-923 Generator File",1991]
[28873,2019,"WI","Wissota",4015,"1",0,"OP","HY","WAT",{"v":6,"d":"6.0"},0.596,{"v":31319.391,"d":"31,319"},{"v":12358.173,"d":"12,358"},"Distributed from 923 Generation And Fuel",1917]
[28874,2019,"WI","Wissota",4015,"2",0,"OP","HY","WAT",7.7,0.596,{"v":40193.218,"d":"40,193"},{"v":15859.655,"d":"15,860"},"Distributed from 923 Generation And Fuel",1917]
[28875,2019,"WI","Wissota",4015,"3",0,"OP","HY","WAT",{"v":6,"d":"6.0"},0.596,{"v":31319.391,"d":"31,319"},{"v":12358.173,"d":"12,358"},"Distributed from 923 Generation And Fuel",1917]
[28876,2019,"WI","Wissota",4015,"4",0,"OP","HY","WAT",7.7,0.596,{"v":40193.218,"d":"40,193"},{"v":15859.655,"d":"15,860"},"Distributed from 923 Generation And Fuel",1917]
[28877,2019,"WI","Wissota",4015,"5",0,"OP","HY","WAT",{"v":6,"d":"6.0"},0.596,{"v":31319.391,"d":"31,319"},{"v":12358.173,"d":"12,358"},"Distributed from 923 Generation And Fuel",1917]
[28878,2019,"WI","Wissota",4015,"6",0,"OP","HY","WAT",{"v":6,"d":"6.0"},0.596,{"v":31319.391,"d":"31,319"},{"v":12358.173,"d":"12,358"},"Distributed from 923 Generation And Fuel",1917]
[28879,2019,"WI","WPPI Hartford DG",56266,"1",0,"OP","IC","DFO",1.1,{"v":1E-3,"d":"0.001"},7,3,"Distributed from 923 Generation And Fuel",2005]
[28880,2019,"WV","AEP Milton NaS",59995,"1",0,"OP","BA","MWH",{"v":2,"d":"2.0"},{"v":-0.007,"d":"(0.007)"},{"v":-117,"d":"(117)"},{"v":-50,"d":"(50)"},"Distributed from 923 Generation And Fuel",2009]
[28881,2019,"WV","Axiall Natrium Plant",50491,"GEN4",4,"OP","ST","NG",7.5,0.165,{"v":10866.755,"d":"10,867"},0,"EIA-923 Generator File",1943]
[28882,2019,"WV","Axiall Natrium Plant",50491,"GEN6",4,"OP","ST","NG",{"v":26,"d":"26.0"},0.635,{"v":144722.97,"d":"144,723"},{"v":81050.28,"d":"81,050"},"EIA-923 Generator File",1954]
[28883,2019,"WV","Axiall Natrium Plant",50491,"GEN7",1,"OP","ST","NG",{"v":82,"d":"82.0"},0.734,{"v":527319.94,"d":"527,320"},{"v":251939.506,"d":"251,940"},"EIA-923 Generator File",1966]
[28884,2019,"WV","Axiall Natrium Plant",50491,"GEN3",4,"RE","ST","NG",7.5,{"v":0,"d":"0.000"},0,0,"EIA-923 Generator File",null,2018]
[28885,2019,"WV","Beech Ridge Energy LLC",57151,"GEN1",0,"OP","WT","WND",100.5,0.262,{"v":230745,"d":"230,745"},{"v":88470,"d":"88,470"},"Distributed from 923 Generation And Fuel",2010]
[28886,2019,"WV","Beech Ridge Energy Storage",60390,"BRES",0,"OP","BA","MWH",31.5,{"v":-0.006,"d":"(0.006)"},{"v":-1565,"d":"(1,565)"},{"v":-457,"d":"(457)"},"Distributed from 923 Generation And Fuel",2015]
[28887,2019,"WV","Beech Ridge II Wind Energy Center",62482,"GEN1",0,"TS","WT","WND",56.2]
[28888,2019,"WV","Belleville Dam",7594,"1",0,"OP","HY","WAT",{"v":21,"d":"21.0"},0.727,{"v":133678,"d":"133,678"},{"v":46689,"d":"46,689"},"Distributed from 923 Generation And Fuel",1999]
[28889,2019,"WV","Belleville Dam",7594,"2",0,"OP","HY","WAT",{"v":21,"d":"21.0"},0.727,{"v":133678,"d":"133,678"},{"v":46689,"d":"46,689"},"Distributed from 923 Generation And Fuel",1999]
[28890,2019,"WV","Big Sandy Peaker Plant",55284,"BSG1",0,"OP","GT","NG",58.9,0.079,{"v":40958,"d":"40,958"},{"v":21920.667,"d":"21,921"},"Distributed from 923 Generation And Fuel",2001]
[28891,2019,"WV","Big Sandy Peaker Plant",55284,"BSG2",0,"OP","GT","NG",58.9,0.079,{"v":40958,"d":"40,958"},{"v":21920.667,"d":"21,921"},"Distributed from 923 Generation And Fuel",2001]
[28892,2019,"WV","Big Sandy Peaker Plant",55284,"BSG3",0,"OP","GT","NG",58.9,0.079,{"v":40958,"d":"40,958"},{"v":21920.667,"d":"21,921"},"Distributed from 923 Generation And Fuel",2001]
[28893,2019,"WV","Big Sandy Peaker Plant",55284,"BSG4",0,"OP","GT","NG",58.9,0.079,{"v":40958,"d":"40,958"},{"v":21920.667,"d":"21,921"},"Distributed from 923 Generation And Fuel",2001]
[28894,2019,"WV","Big Sandy Peaker Plant",55284,"BSG5",0,"OP","GT","NG",58.9,0.079,{"v":40958,"d":"40,958"},{"v":21920.667,"d":"21,921"},"Distributed from 923 Generation And Fuel",2001]
[28895,2019,"WV","Big Sandy Peaker Plant",55284,"BSG6",0,"OP","GT","NG",58.9,0.079,{"v":40958,"d":"40,958"},{"v":21920.667,"d":"21,921"},"Distributed from 923 Generation And Fuel",2001]
[28896,2019,"WV","Ceredo Generating Station",55276,"01",0,"OP","GT","NG",86.5,{"v":0.08,"d":"0.080"},{"v":60605.833,"d":"60,606"},{"v":24324.167,"d":"24,324"},"Distributed from 923 Generation And Fuel",2001]
[28897,2019,"WV","Ceredo Generating Station",55276,"02",0,"OP","GT","NG",86.5,{"v":0.08,"d":"0.080"},{"v":60605.833,"d":"60,606"},{"v":24324.167,"d":"24,324"},"Distributed from 923 Generation And Fuel",2001]
[28898,2019,"WV","Ceredo Generating Station",55276,"03",0,"OP","GT","NG",86.5,{"v":0.08,"d":"0.080"},{"v":60605.833,"d":"60,606"},{"v":24324.167,"d":"24,324"},"Distributed from 923 Generation And Fuel",2001]
[28899,2019,"WV","Ceredo Generating Station",55276,"04",0,"OP","GT","NG",86.5,{"v":0.08,"d":"0.080"},{"v":60605.833,"d":"60,606"},{"v":24324.167,"d":"24,324"},"Distributed from 923 Generation And Fuel",2001]
[28900,2019,"WV","Ceredo Generating Station",55276,"05",0,"OP","GT","NG",86.5,{"v":0.08,"d":"0.080"},{"v":60605.833,"d":"60,606"},{"v":24324.167,"d":"24,324"},"Distributed from 923 Generation And Fuel",2001]
[28901,2019,"WV","Ceredo Generating Station",55276,"06",0,"OP","GT","NG",86.5,{"v":0.08,"d":"0.080"},{"v":60605.833,"d":"60,606"},{"v":24324.167,"d":"24,324"},"Distributed from 923 Generation And Fuel",2001]
[28902,2019,"WV","Dam No. 4 Hydro Station",6543,"1",0,"OP","HY","WAT",0.5,0.453,{"v":1983.684,"d":"1,984"},{"v":692.895,"d":"693"},"Distributed from 923 Generation And Fuel",1909]
[28903,2019,"WV","Dam No. 4 Hydro Station",6543,"2",0,"OP","HY","WAT",0.5,0.453,{"v":1983.684,"d":"1,984"},{"v":692.895,"d":"693"},"Distributed from 923 Generation And Fuel",1909]
[28904,2019,"WV","Dam No. 4 Hydro Station",6543,"3",0,"OP","HY","WAT",0.9,0.453,{"v":3570.632,"d":"3,571"},{"v":1247.211,"d":"1,247"},"Distributed from 923 Generation And Fuel",1991]
[28905,2019,"WV","Dam No. 5 Hydro Station",6544,"1",0,"OP","HY","WAT",0.5,0.881,{"v":3860,"d":"3,860"},{"v":1348,"d":"1,348"},"Distributed from 923 Generation And Fuel",1919]
[28906,2019,"WV","Dam No. 5 Hydro Station",6544,"2",0,"OP","HY","WAT",0.5,0.881,{"v":3860,"d":"3,860"},{"v":1348,"d":"1,348"},"Distributed from 923 Generation And Fuel",1919]
[28907,2019,"WV","ESC Brooke County Power I",60202,"BCCA1",1,"P","CA","NG",280.5]
[28908,2019,"WV","ESC Brooke County Power I",60202,"BCCT1",0,"P","CT","NG",280.5]
[28909,2019,"WV","ESC Brooke County Power I",60202,"BCCT2",0,"P","CT","NG",280.5]
[28910,2019,"WV","ESC Harrison County Power",60206,"HCCA1",1,"P","CA","NG",207.4]
[28911,2019,"WV","ESC Harrison County Power",60206,"HCCT1",0,"P","CT","NG",371.5]
[28912,2019,"WV","FirstEnergy Albright",3942,"1",1,"RE","ST","BIT",{"v":69,"d":"69.0"},{"$nulls":5},2012]
[28913,2019,"WV","FirstEnergy Albright",3942,"2",1,"RE","ST","BIT",{"v":69,"d":"69.0"},{"$nulls":5},2012]
[28914,2019,"WV","FirstEnergy Albright",3942,"3",1,"RE","ST","BIT",140.2,{"$nulls":5},2012]
[28915,2019,"WV","FirstEnergy Fort Martin Power Station",3943,"1",1,"OP","ST","BIT",{"v":576,"d":"576.0"},0.658,{"v":3318406,"d":"3,318,406"},{"v":1312052,"d":"1,312,052"},"EIA-923 Generator File",1967]
[28916,2019,"WV","FirstEnergy Fort Martin Power Station",3943,"2",1,"OP","ST","BIT",{"v":576,"d":"576.0"},{"v":0.67,"d":"0.670"},{"v":3382620,"d":"3,382,620"},{"v":1374964,"d":"1,374,964"},"EIA-923 Generator File",1968]
[28917,2019,"WV","FirstEnergy Harrison Power Station",3944,"1",1,"OP","ST","BIT",{"v":684,"d":"684.0"},0.766,{"v":4587926,"d":"4,587,926"},{"v":1975790,"d":"1,975,790"},"EIA-923 Generator File",1972]
[28918,2019,"WV","FirstEnergy Harrison Power Station",3944,"2",1,"OP","ST","BIT",{"v":684,"d":"684.0"},0.637,{"v":3819575,"d":"3,819,575"},{"v":1827838,"d":"1,827,838"},"EIA-923 Generator File",1973]
[28919,2019,"WV","FirstEnergy Harrison Power Station",3944,"3",1,"OP","ST","BIT",{"v":684,"d":"684.0"},0.749,{"v":4486704,"d":"4,486,704"},{"v":1988532,"d":"1,988,532"},"EIA-923 Generator File",1974]
[28920,2019,"WV","FirstEnergy Pleasants Power Station",6004,"1",1,"OP","ST","RC",{"v":684,"d":"684.0"},0.348,{"v":2084338,"d":"2,084,338"},{"v":1152906,"d":"1,152,906"},"EIA-923 Generator File",1979,2022]
[28921,2019,"WV","FirstEnergy Pleasants Power Station",6004,"2",1,"OP","ST","RC",{"v":684,"d":"684.0"},0.481,{"v":2880835,"d":"2,880,835"},{"v":1240905,"d":"1,240,905"},"EIA-923 Generator File",1980,2022]
[28922,2019,"WV","FirstEnergy Rivesville",3945,"5",1,"RE","ST","BIT",{"v":35,"d":"35.0"},{"$nulls":5},2012]
[28923,2019,"WV","FirstEnergy Rivesville",3945,"6",1,"RE","ST","BIT",74.7,{"$nulls":5},2012]
[28924,2019,"WV","FirstEnergy Willow Island",3946,"1",1,"RE","ST","BIT",{"v":50,"d":"50.0"},{"$nulls":5},2012]
[28925,2019,"WV","FirstEnergy Willow Island",3946,"2",1,"RE","ST","BIT",163.2,{"$nulls":5},2012]
[28926,2019,"WV","Gauley River Power Partners",56333,"GEN1",0,"OP","HY","WAT",{"v":40,"d":"40.0"},0.249,{"v":87422,"d":"87,422"},{"v":30533.5,"d":"30,534"},"Distributed from 923 Generation And Fuel",2001]
[28927,2019,"WV","Gauley River Power Partners",56333,"GEN2",0,"OP","HY","WAT",{"v":40,"d":"40.0"},0.249,{"v":87422,"d":"87,422"},{"v":30533.5,"d":"30,534"},"Distributed from 923 Generation And Fuel",2001]
[28928,2019,"WV","Glen Ferris Hydro",50010,"GEN1",0,"OP","HY","WAT",0.4,0.211,{"v":738.645,"d":"739"},258,"Distributed from 923 Generation And Fuel",1912]
[28929,2019,"WV","Glen Ferris Hydro",50010,"GEN2",0,"OP","HY","WAT",0.4,0.211,{"v":738.645,"d":"739"},258,"Distributed from 923 Generation And Fuel",1912]
[28930,2019,"WV","Glen Ferris Hydro",50010,"GEN3",0,"OP","HY","WAT",0.4,0.211,{"v":738.645,"d":"739"},258,"Distributed from 923 Generation And Fuel",1912]
[28931,2019,"WV","Glen Ferris Hydro",50010,"GEN4",0,"OP","HY","WAT",0.4,0.211,{"v":738.645,"d":"739"},258,"Distributed from 923 Generation And Fuel",1912]
[28932,2019,"WV","Glen Ferris Hydro",50010,"GEN5",0,"OP","HY","WAT",0.4,0.211,{"v":738.645,"d":"739"},258,"Distributed from 923 Generation And Fuel",1912]
[28933,2019,"WV","Glen Ferris Hydro",50010,"GEN6",0,"OP","HY","WAT",0.4,0.211,{"v":738.645,"d":"739"},258,"Distributed from 923 Generation And Fuel",1912]
[28934,2019,"WV","Glen Ferris Hydro",50010,"GEN7",0,"OP","HY","WAT",1.9,0.211,{"v":3508.565,"d":"3,509"},{"v":1225.5,"d":"1,226"},"Distributed from 923 Generation And Fuel",1917]
[28935,2019,"WV","Glen Ferris Hydro",50010,"GEN8",0,"OP","HY","WAT",1.9,0.211,{"v":3508.565,"d":"3,509"},{"v":1225.5,"d":"1,226"},"Distributed from 923 Generation And Fuel",1917]
[28936,2019,"WV","Grant Town Power Plant",10151,"GEN1",2,"OP","ST","WC",95.7,0.713,{"v":598016,"d":"598,016"},{"v":246445,"d":"246,445"},"EIA-923 Generator File",1992]
[28937,2019,"WV","Hawks Nest Hydro",50011,"GEN1",0,"OP","HY","WAT",25.5,0.617,{"v":137912.5,"d":"137,913"},{"v":48168,"d":"48,168"},"Distributed from 923 Generation And Fuel",1936]
[28938,2019,"WV","Hawks Nest Hydro",50011,"GEN2",0,"OP","HY","WAT",25.5,0.617,{"v":137912.5,"d":"137,913"},{"v":48168,"d":"48,168"},"Distributed from 923 Generation And Fuel",1936]
[28939,2019,"WV","Hawks Nest Hydro",50011,"GEN3",0,"OP","HY","WAT",25.5,0.617,{"v":137912.5,"d":"137,913"},{"v":48168,"d":"48,168"},"Distributed from 923 Generation And Fuel",1936]
[28940,2019,"WV","Hawks Nest Hydro",50011,"GEN4",0,"OP","HY","WAT",25.5,0.617,{"v":137912.5,"d":"137,913"},{"v":48168,"d":"48,168"},"Distributed from 923 Generation And Fuel",1936]
[28941,2019,"WV","John E Amos",3935,"1",1,"OP","ST","BIT",816.3,0.386,{"v":2762957,"d":"2,762,957"},{"v":1534771,"d":"1,534,771"},"EIA-923 Generator File",1971]
[28942,2019,"WV","John E Amos",3935,"2",1,"OP","ST","BIT",816.3,0.423,{"v":3025324,"d":"3,025,324"},{"v":1383969,"d":"1,383,969"},"EIA-923 Generator File",1972]
[28943,2019,"WV","John E Amos",3935,"3",1,"OP","ST","BIT",{"v":1300,"d":"1,300.0"},0.352,{"v":4007926,"d":"4,007,926"},{"v":2150329,"d":"2,150,329"},"EIA-923 Generator File",1973]
[28944,2019,"WV","Kammer",3947,"1",1,"RE","ST","BIT",237.5,{"$nulls":5},2015]
[28945,2019,"WV","Kammer",3947,"2",1,"RE","ST","BIT",237.5,{"$nulls":5},2015]
[28946,2019,"WV","Kammer",3947,"3",1,"RE","ST","BIT",237.5,{"$nulls":5},2015]
[28947,2019,"WV","Kanawha River",3936,"1",1,"RE","ST","BIT",219.6,{"$nulls":5},2017]
[28948,2019,"WV","Kanawha River",3936,"2",1,"RE","ST","BIT",219.6,{"$nulls":5},2017]
[28949,2019,"WV","Laurel Mountain Hybrid",57447,"1",0,"OP","WT","WND",97.6,0.271,{"v":231820,"d":"231,820"},{"v":62526,"d":"62,526"},"Distributed from 923 Generation And Fuel",2011]
[28950,2019,"WV","Laurel Mountain Hybrid",57447,"2",0,"OP","BA","MWH",{"v":16,"d":"16.0"},{"v":-0.034,"d":"(0.034)"},{"v":-4736,"d":"(4,736)"},{"v":-2120,"d":"(2,120)"},"Distributed from 923 Generation And Fuel",2011]
[28951,2019,"WV","London",6560,"1",0,"OP","HY","WAT",4.8,{"v":0.54,"d":"0.540"},{"v":22693,"d":"22,693"},{"v":7926,"d":"7,926"},"Distributed from 923 Generation And Fuel",1935]
[28952,2019,"WV","London",6560,"2",0,"OP","HY","WAT",4.8,{"v":0.54,"d":"0.540"},{"v":22693,"d":"22,693"},{"v":7926,"d":"7,926"},"Distributed from 923 Generation And Fuel",1935]
[28953,2019,"WV","London",6560,"3",0,"OP","HY","WAT",4.8,{"v":0.54,"d":"0.540"},{"v":22693,"d":"22,693"},{"v":7926,"d":"7,926"},"Distributed from 923 Generation And Fuel",1935]
[28954,2019,"WV","Longview Power Plant",56671,"MKA01",1,"OP","ST","BIT",807.5,0.744,{"v":5264653,"d":"5,264,653"},{"v":1876967,"d":"1,876,967"},"EIA-923 Generator File",2011]
[28955,2019,"WV","Marmet",6561,"1",0,"OP","HY","WAT",4.8,0.515,{"v":21665.667,"d":"21,666"},{"v":7567,"d":"7,567"},"Distributed from 923 Generation And Fuel",1935]
[28956,2019,"WV","Marmet",6561,"2",0,"OP","HY","WAT",4.8,0.515,{"v":21665.667,"d":"21,666"},{"v":7567,"d":"7,567"},"Distributed from 923 Generation And Fuel",1935]
[28957,2019,"WV","Marmet",6561,"3",0,"OP","HY","WAT",4.8,0.515,{"v":21665.667,"d":"21,666"},{"v":7567,"d":"7,567"},"Distributed from 923 Generation And Fuel",1935]
[28958,2019,"WV","Millville Hydro Station",6546,"1",0,"OP","HY","WAT",0.8,0.422,{"v":2956.857,"d":"2,957"},{"v":1032.857,"d":"1,033"},"Distributed from 923 Generation And Fuel",1913]
[28959,2019,"WV","Millville Hydro Station",6546,"2",0,"OP","HY","WAT",{"v":1,"d":"1.0"},0.422,{"v":3696.071,"d":"3,696"},{"v":1291.071,"d":"1,291"},"Distributed from 923 Generation And Fuel",1939]
[28960,2019,"WV","Millville Hydro Station",6546,"3",0,"OP","HY","WAT",{"v":1,"d":"1.0"},0.422,{"v":3696.071,"d":"3,696"},{"v":1291.071,"d":"1,291"},"Distributed from 923 Generation And Fuel",1938]
[28961,2019,"WV","Mitchell (WV)",3948,"1",1,"OP","ST","BIT",816.3,0.339,{"v":2425979,"d":"2,425,979"},{"v":916549,"d":"916,549"},"EIA-923 Generator File",1971]
[28962,2019,"WV","Mitchell (WV)",3948,"2",1,"OP","ST","BIT",816.3,0.366,{"v":2614728,"d":"2,614,728"},{"v":1493550,"d":"1,493,550"},"EIA-923 Generator File",1971]
[28963,2019,"WV","Morgantown Energy Facility",10743,"GEN1",2,"OP","ST","WC",68.9,{"v":0.57,"d":"0.570"},{"v":344130,"d":"344,130"},{"v":146187,"d":"146,187"},"EIA-923 Generator File",1991,2020]
[28964,2019,"WV","Morgantown L&D Hydroelectric Project",62387,"NA1",0,"P","HY","WAT",2.5]
[28965,2019,"WV","Morgantown L&D Hydroelectric Project",62387,"NA2",0,"P","HY","WAT",2.5]
[28966,2019,"WV","Moundsville Power",59720,"MPCA1",0,"IP","CA","NG",321.6]
[28967,2019,"WV","Moundsville Power",59720,"MPCT1",0,"IP","CT","NG",195.5]
[28968,2019,"WV","Moundsville Power",59720,"MPCT2",0,"IP","CT","NG",195.5]
[28969,2019,"WV","Mountaineer",6264,"1",1,"OP","ST","BIT",{"v":1300,"d":"1,300.0"},0.725,{"v":8255230,"d":"8,255,230"},{"v":3992929,"d":"3,992,929"},"EIA-923 Generator File",1980]
[28970,2019,"WV","Mountaineer Wind Energy Center",55986,"WT1",0,"OP","WT","WND",{"v":66,"d":"66.0"},0.226,{"v":130642,"d":"130,642"},{"v":50089,"d":"50,089"},"Distributed from 923 Generation And Fuel",2002]
[28971,2019,"WV","Mt Storm",3954,"1",1,"OP","ST","BIT",570.2,0.354,{"v":1767893,"d":"1,767,893"},{"v":995868,"d":"995,868"},"EIA-923 Generator File",1965]
[28972,2019,"WV","Mt Storm",3954,"2",1,"OP","ST","BIT",570.2,0.336,{"v":1677908,"d":"1,677,908"},{"v":991291,"d":"991,291"},"EIA-923 Generator File",1966]
[28973,2019,"WV","Mt Storm",3954,"3",1,"OP","ST","BIT",{"v":522,"d":"522.0"},0.238,{"v":1087086,"d":"1,087,086"},{"v":433148,"d":"433,148"},"EIA-923 Generator File",1973]
[28974,2019,"WV","Mt Storm",3954,"JF1",0,"OP","GT","JF",18.5,{"v":1E-3,"d":"0.001"},217,167,"Distributed from 923 Generation And Fuel",1967]
[28975,2019,"WV","NedPower Mount Storm",56495,"MS1",0,"OP","WT","WND",{"v":164,"d":"164.0"},0.251,{"v":360110.455,"d":"360,110"},{"v":138069.985,"d":"138,070"},"Distributed from 923 Generation And Fuel",2008]
[28976,2019,"WV","NedPower Mount Storm",56495,"MS2",0,"OP","WT","WND",{"v":100,"d":"100.0"},0.251,{"v":219579.545,"d":"219,580"},{"v":84189.015,"d":"84,189"},"Distributed from 923 Generation And Fuel",2008]
[28977,2019,"WV","New Creek Wind",60132,"NCG01",0,"OP","WT","WND",{"v":103,"d":"103.0"},0.334,{"v":301531,"d":"301,531"},{"v":101008,"d":"101,008"},"Distributed from 923 Generation And Fuel",2016]
[28978,2019,"WV","New Martinsville Hannibal Hydro",50036,"UNT1",0,"OP","HY","WAT",18.7,0.654,{"v":107118,"d":"107,118"},{"v":37412.5,"d":"37,413"},"Distributed from 923 Generation And Fuel",1988]
[28979,2019,"WV","New Martinsville Hannibal Hydro",50036,"UNT2",0,"OP","HY","WAT",18.7,0.654,{"v":107118,"d":"107,118"},{"v":37412.5,"d":"37,413"},"Distributed from 923 Generation And Fuel",1988]
[28980,2019,"WV","New River Clean Energy",63246,"NEW2",0,"OP","IC","LFG",1.6,{"$nulls":4},2017]
[28981,2019,"WV","New River Clean Energy",63246,"NEWR1",0,"OP","IC","LFG",1.6,{"$nulls":4},2017]
[28982,2019,"WV","North Branch (WV)",7537,"1",2,"RE","ST","WC",{"v":80,"d":"80.0"},{"$nulls":5},2012]
[28983,2019,"WV","Opekiska L&D Hydroelectric Project",62386,"NA1",0,"P","HY","WAT",{"v":3,"d":"3.0"}]
[28984,2019,"WV","Opekiska L&D Hydroelectric Project",62386,"NA2",0,"P","HY","WAT",{"v":3,"d":"3.0"}]
[28985,2019,"WV","Philip Sporn",3938,"1",1,"RE","ST","BIT",152.5,{"$nulls":5},2015]
[28986,2019,"WV","Philip Sporn",3938,"2",1,"RE","ST","BIT",152.5,{"$nulls":5},2015]
[28987,2019,"WV","Philip Sporn",3938,"3",1,"RE","ST","BIT",152.5,{"$nulls":5},2015]
[28988,2019,"WV","Philip Sporn",3938,"4",1,"RE","ST","BIT",152.5,{"$nulls":5},2015]
[28989,2019,"WV","Philip Sporn",3938,"5",1,"RE","ST","BIT",495.5,{"$nulls":5},2012]
[28990,2019,"WV","Pinnacle Wind Force LLC",57595,"1",0,"OP","WT","WND",55.2,0.324,{"v":156670,"d":"156,670"},{"v":60069,"d":"60,069"},"Distributed from 923 Generation And Fuel",2011]
[28991,2019,"WV","Pleasants Energy LLC",55349,"1",0,"OP","GT","NG",{"v":172,"d":"172.0"},0.302,{"v":455102,"d":"455,102"},{"v":294765,"d":"294,765"},"Distributed from 923 Generation And Fuel",2002]
[28992,2019,"WV","Pleasants Energy LLC",55349,"2",0,"OP","GT","NG",{"v":172,"d":"172.0"},0.302,{"v":455102,"d":"455,102"},{"v":294765,"d":"294,765"},"Distributed from 923 Generation And Fuel",2002]
[28993,2019,"WV","Willow Island Hydroelectric Plant",57401,"WIG1",0,"OP","HY","WAT",{"v":22,"d":"22.0"},0.632,{"v":121795,"d":"121,795"},{"v":42539,"d":"42,539"},"Distributed from 923 Generation And Fuel",2016]
[28994,2019,"WV","Willow Island Hydroelectric Plant",57401,"WIG2",0,"OP","HY","WAT",{"v":22,"d":"22.0"},0.632,{"v":121795,"d":"121,795"},{"v":42539,"d":"42,539"},"Distributed from 923 Generation And Fuel",2016]
[28995,2019,"WV","Winfield",6562,"1",0,"OP","HY","WAT",14.7,0.392,{"v":50521.8,"d":"50,522"},{"v":17645.4,"d":"17,645"},"Distributed from 923 Generation And Fuel",1938]
[28996,2019,"WV","Winfield",6562,"2",0,"OP","HY","WAT",4.9,0.392,{"v":16840.6,"d":"16,841"},{"v":5881.8,"d":"5,882"},"Distributed from 923 Generation And Fuel",1938]
[28997,2019,"WV","Winfield",6562,"3",0,"OP","HY","WAT",4.9,0.392,{"v":16840.6,"d":"16,841"},{"v":5881.8,"d":"5,882"},"Distributed from 923 Generation And Fuel",1938]
[28998,2019,"WY","Alcova",6409,"1",0,"OP","HY","WAT",20.7,0.255,{"v":46293.5,"d":"46,294"},{"v":22244.5,"d":"22,245"},"Distributed from 923 Generation And Fuel",1955]
[28999,2019,"WY","Alcova",6409,"2",0,"OP","HY","WAT",20.7,0.255,{"v":46293.5,"d":"46,294"},{"v":22244.5,"d":"22,245"},"Distributed from 923 Generation And Fuel",1955]
[29000,2019,"WY","Arvada",8028,"1",0,"OP","GT","NG",7.5,{"v":1E-3,"d":"0.001"},52,{"v":20.333,"d":"20"},"Distributed from 923 Generation And Fuel",2002]
[29001,2019,"WY","Arvada",8028,"2",0,"OP","GT","NG",7.5,{"v":1E-3,"d":"0.001"},52,{"v":20.333,"d":"20"},"Distributed from 923 Generation And Fuel",2002]
[29002,2019,"WY","Arvada",8028,"3",0,"OP","GT","NG",7.5,{"v":1E-3,"d":"0.001"},52,{"v":20.333,"d":"20"},"Distributed from 923 Generation And Fuel",2002]
[29003,2019,"WY","Barber Creek",8030,"1",0,"OP","GT","NG",7.5,{"v":1E-3,"d":"0.001"},{"v":44.333,"d":"44"},{"v":17.333,"d":"17"},"Distributed from 923 Generation And Fuel",2002]
[29004,2019,"WY","Barber Creek",8030,"2",0,"OP","GT","NG",7.5,{"v":1E-3,"d":"0.001"},{"v":44.333,"d":"44"},{"v":17.333,"d":"17"},"Distributed from 923 Generation And Fuel",2002]
[29005,2019,"WY","Barber Creek",8030,"3",0,"OP","GT","NG",7.5,{"v":1E-3,"d":"0.001"},{"v":44.333,"d":"44"},{"v":17.333,"d":"17"},"Distributed from 923 Generation And Fuel",2002]
[29006,2019,"WY","Beaver Creek Gas Plant",55278,"1",0,"OP","GT","NG",2.5,0.695,{"v":15217.5,"d":"15,218"},{"v":5927.5,"d":"5,928"},"Distributed from 923 Generation And Fuel",1983]
[29007,2019,"WY","Beaver Creek Gas Plant",55278,"2",0,"OP","GT","NG",2.5,0.695,{"v":15217.5,"d":"15,218"},{"v":5927.5,"d":"5,928"},"Distributed from 923 Generation And Fuel",1992]
[29008,2019,"WY","Beaver Creek Gas Plant",55278,"STG-1",0,"OP","ST","WH",0.9,{"v":0,"d":"0.000"},0,0,"Distributed from 923 Generation And Fuel",2018]
[29009,2019,"WY","Big Sand Draw Plant",60130,"1",0,"OP","IC","NG",1.6,0.381,{"v":5337,"d":"5,337"},{"v":2143.8,"d":"2,144"},"Distributed from 923 Generation And Fuel",2015]
[29010,2019,"WY","Big Sand Draw Plant",60130,"2",0,"OP","IC","NG",1.6,0.381,{"v":5337,"d":"5,337"},{"v":2143.8,"d":"2,144"},"Distributed from 923 Generation And Fuel",2015]
[29011,2019,"WY","Big Sand Draw Plant",60130,"4",0,"OP","IC","NG",1.6,0.381,{"v":5337,"d":"5,337"},{"v":2143.8,"d":"2,144"},"Distributed from 923 Generation And Fuel",2015]
[29012,2019,"WY","Big Sand Draw Plant",60130,"5",0,"OP","IC","NG",1.6,0.381,{"v":5337,"d":"5,337"},{"v":2143.8,"d":"2,144"},"Distributed from 923 Generation And Fuel",2015]
[29013,2019,"WY","Big Sand Draw Plant",60130,"6",0,"OP","IC","NG",1.6,0.381,{"v":5337,"d":"5,337"},{"v":2143.8,"d":"2,144"},"Distributed from 923 Generation And Fuel",2015]
[29014,2019,"WY","Boswell Wind I",61393,"BOSW1",0,"P","WT","WND",{"v":80,"d":"80.0"}]
[29015,2019,"WY","Boswell Wind II",61394,"BOSW2",0,"P","WT","WND",{"v":80,"d":"80.0"}]
[29016,2019,"WY","Boswell Wind III",61395,"BOSW3",0,"P","WT","WND",{"v":80,"d":"80.0"}]
[29017,2019,"WY","Boswell Wind IV",61396,"BOSW4",0,"P","WT","WND",{"v":80,"d":"80.0"}]
[29018,2019,"WY","Boysen",505,"1",0,"OP","HY","WAT",7.5,{"v":0.53,"d":"0.530"},{"v":34851,"d":"34,851"},{"v":16746.5,"d":"16,747"},"Distributed from 923 Generation And Fuel",1952]
[29019,2019,"WY","Boysen",505,"2",0,"OP","HY","WAT",7.5,{"v":0.53,"d":"0.530"},{"v":34851,"d":"34,851"},{"v":16746.5,"d":"16,747"},"Distributed from 923 Generation And Fuel",1952]
[29020,2019,"WY","Buffalo Bill",7317,"1",0,"OP","HY","WAT",{"v":6,"d":"6.0"},0.579,{"v":30428.333,"d":"30,428"},{"v":14621,"d":"14,621"},"Distributed from 923 Generation And Fuel",1992]
[29021,2019,"WY","Buffalo Bill",7317,"2",0,"OP","HY","WAT",{"v":6,"d":"6.0"},0.579,{"v":30428.333,"d":"30,428"},{"v":14621,"d":"14,621"},"Distributed from 923 Generation And Fuel",1992]
[29022,2019,"WY","Buffalo Bill",7317,"3",0,"OP","HY","WAT",{"v":6,"d":"6.0"},0.579,{"v":30428.333,"d":"30,428"},{"v":14621,"d":"14,621"},"Distributed from 923 Generation And Fuel",1992]
[29023,2019,"WY","Campbell Hill Windpower",57090,"CHWF",0,"OP","WT","WND",{"v":99,"d":"99.0"},0.374,{"v":323963,"d":"323,963"},{"v":127713,"d":"127,713"},"Distributed from 923 Generation And Fuel",2009]
[29024,2019,"WY","Casper Wind Farm",57093,"CWGT",0,"OP","WT","WND",{"v":17,"d":"17.0"},0.075,{"v":11095,"d":"11,095"},{"v":4374,"d":"4,374"},"Distributed from 923 Generation And Fuel",2009]
[29025,2019,"WY","Cedar Springs I",63914,"82633",0,"U","WT","WND",{"v":200,"d":"200.0"}]
[29026,2019,"WY","Cedar Springs II",63915,"82634",0,"U","WT","WND",{"v":200,"d":"200.0"}]
[29027,2019,"WY","Cedar Springs III",63916,"82635",0,"U","WT","WND",{"v":133,"d":"133.0"}]
[29028,2019,"WY","Cheyenne Prairie Generating Station",57703,"01A",0,"OP","CT","NG",{"v":40,"d":"40.0"},0.295,{"v":103367,"d":"103,367"},{"v":44883,"d":"44,883"},"EIA-923 Generator File",2014]
[29029,2019,"WY","Cheyenne Prairie Generating Station",57703,"01B",0,"OP","CT","NG",{"v":40,"d":"40.0"},0.378,{"v":132347,"d":"132,347"},{"v":55176,"d":"55,176"},"EIA-923 Generator File",2014]
[29030,2019,"WY","Cheyenne Prairie Generating Station",57703,"01C",1,"OP","CA","NG",{"v":20,"d":"20.0"},0.422,{"v":73911,"d":"73,911"},{"v":31235,"d":"31,235"},"EIA-923 Generator File",2014]
[29031,2019,"WY","Cheyenne Prairie Generating Station",57703,"02A",0,"OP","GT","NG",{"v":40,"d":"40.0"},0.003,{"v":1171.667,"d":"1,172"},772,"Distributed from 923 Generation And Fuel",2014]
[29032,2019,"WY","Cheyenne Prairie Generating Station",57703,"02B",0,"IP","GT","NG",{"v":40,"d":"40.0"},0.003,{"v":1171.667,"d":"1,172"},772,"Distributed from 923 Generation And Fuel"]
[29033,2019,"WY","Cheyenne Prairie Generating Station",57703,"03A",0,"IP","GT","NG",{"v":40,"d":"40.0"},0.003,{"v":1171.667,"d":"1,172"},772,"Distributed from 923 Generation And Fuel"]
[29034,2019,"WY","Chokecherry and Sierra Madre Wind",58987,"I-A",0,"U","WT","WND",{"v":500,"d":"500.0"}]
[29035,2019,"WY","Chokecherry and Sierra Madre Wind",58987,"I-B",0,"U","WT","WND",{"v":500,"d":"500.0"}]
[29036,2019,"WY","Chokecherry and Sierra Madre Wind",58987,"I-C",0,"U","WT","WND",{"v":500,"d":"500.0"}]
[29037,2019,"WY","Chokecherry and Sierra Madre Wind",58987,"II-A",0,"L","WT","WND",{"v":750,"d":"750.0"}]
[29038,2019,"WY","Chokecherry and Sierra Madre Wind",58987,"II-B",0,"L","WT","WND",{"v":750,"d":"750.0"}]
[29039,2019,"WY","Corriedale Wind Energy",63436,"WTG",0,"T","WT","WND",52.5]
[29040,2019,"WY","Dave Johnston",4158,"1",1,"OP","ST","SUB",133.6,0.589,{"v":688884,"d":"688,884"},{"v":293962,"d":"293,962"},"EIA-923 Generator File",1959]
[29041,2019,"WY","Dave Johnston",4158,"2",1,"OP","ST","SUB",133.6,0.647,{"v":757332,"d":"757,332"},{"v":327584,"d":"327,584"},"EIA-923 Generator File",1961]
[29042,2019,"WY","Dave Johnston",4158,"3",1,"OP","ST","SUB",{"v":255,"d":"255.0"},0.521,{"v":1163624,"d":"1,163,624"},{"v":487661,"d":"487,661"},"EIA-923 Generator File",1964,2027]
[29043,2019,"WY","Dave Johnston",4158,"4",1,"OP","ST","SUB",{"v":400,"d":"400.0"},0.593,{"v":2076539,"d":"2,076,539"},{"v":940102,"d":"940,102"},"EIA-923 Generator File",1972]
[29044,2019,"WY","Dry Fork Station",56609,"01",1,"OP","ST","SUB",483.7,0.605,{"v":2565548,"d":"2,565,548"},{"v":1103474,"d":"1,103,474"},"Distributed from 923 Generation And Fuel",2011]
[29045,2019,"WY","Dunlap",57299,"1",0,"OP","WT","WND",{"v":111,"d":"111.0"},0.396,{"v":384833,"d":"384,833"},{"v":151709,"d":"151,709"},"Distributed from 923 Generation And Fuel",2010]
[29046,2019,"WY","Ekola Flats",62591,"1",0,"P","WT","WND",250.9]
[29047,2019,"WY","Elk Basin Gasoline Plant",52127,"GEN1",0,"OP","ST","OG",{"v":1,"d":"1.0"},0.524,{"v":4588,"d":"4,588"},{"v":1907.54,"d":"1,908"},"EIA-923 Generator File",1948]
[29048,2019,"WY","Elk Basin Gasoline Plant",52127,"GEN2",0,"OP","ST","OG",{"v":1,"d":"1.0"},0.525,{"v":4598,"d":"4,598"},{"v":1907.54,"d":"1,908"},"EIA-923 Generator File",1948]
[29049,2019,"WY","Elk Basin Gasoline Plant",52127,"GEN3",0,"RE","ST","OG",0.5,{"$nulls":5},2007]
[29050,2019,"WY","Fontenelle",4185,"1",0,"OP","HY","WAT",{"v":10,"d":"10.0"},0.649,{"v":56862,"d":"56,862"},{"v":27323,"d":"27,323"},"Distributed from 923 Generation And Fuel",1968]
[29051,2019,"WY","Foote Creek I",55607,"GEN1",0,"OP","WT","WND",41.4,0.334,{"v":121307,"d":"121,307"},{"v":47822,"d":"47,822"},"Distributed from 923 Generation And Fuel",1999]
[29052,2019,"WY","Foote Creek II",55608,"GEN1",0,"OP","WT","WND",1.8,0.338,{"v":5326,"d":"5,326"},{"v":2100,"d":"2,100"},"Distributed from 923 Generation And Fuel",1999]
[29053,2019,"WY","Foote Creek III",55609,"GEN1",0,"OP","WT","WND",24.8,0.171,{"v":37209,"d":"37,209"},{"v":14669,"d":"14,669"},"Distributed from 923 Generation And Fuel",1999]
[29054,2019,"WY","Foote Creek IV",55610,"GEN1",0,"OP","WT","WND",16.8,0.349,{"v":51370,"d":"51,370"},{"v":20251,"d":"20,251"},"Distributed from 923 Generation And Fuel",2000]
[29055,2019,"WY","Fremont Canyon",4176,"1",0,"OP","HY","WAT",33.4,0.345,{"v":100933.5,"d":"100,934"},{"v":48499.5,"d":"48,500"},"Distributed from 923 Generation And Fuel",1961]
[29056,2019,"WY","Fremont Canyon",4176,"2",0,"OP","HY","WAT",33.4,0.345,{"v":100933.5,"d":"100,934"},{"v":48499.5,"d":"48,500"},"Distributed from 923 Generation And Fuel",1960]
[29057,2019,"WY","Garland Canal Power Plant",57551,"MAIN",0,"OP","HY","WAT",2.9,0.311,{"v":7906,"d":"7,906"},{"v":7625,"d":"7,625"},"Distributed from 923 Generation And Fuel",1983]
[29058,2019,"WY","General Chemical",54318,"TG1",3,"OP","ST","BIT",{"v":15,"d":"15.0"},0.671,{"v":88185,"d":"88,185"},{"v":33190,"d":"33,190"},"EIA-923 Generator File",1968]
[29059,2019,"WY","General Chemical",54318,"TG2",3,"OP","ST","BIT",{"v":15,"d":"15.0"},0.995,{"v":130778,"d":"130,778"},{"v":49782,"d":"49,782"},"EIA-923 Generator File",1977]
[29060,2019,"WY","Genesis Alkali",57915,"1",7,"OP","ST","SUB",3.5,0.826,{"v":25322,"d":"25,322"},{"v":10187,"d":"10,187"},"EIA-923 Generator File",1953]
[29061,2019,"WY","Genesis Alkali",57915,"2",7,"OP","ST","SUB",3.5,0.831,{"v":25485,"d":"25,485"},{"v":10448,"d":"10,448"},"EIA-923 Generator File",1953]
[29062,2019,"WY","Genesis Alkali",57915,"3",7,"OP","ST","SUB",{"v":4,"d":"4.0"},{"v":0.79,"d":"0.790"},{"v":27672,"d":"27,672"},{"v":11320,"d":"11,320"},"EIA-923 Generator File",1964]
[29063,2019,"WY","Genesis Alkali",57915,"4",7,"OP","ST","SUB",{"v":10,"d":"10.0"},{"v":0.82,"d":"0.820"},{"v":71795,"d":"71,795"},{"v":28347,"d":"28,347"},"EIA-923 Generator File",1972]
[29064,2019,"WY","Genesis Alkali",57915,"5",7,"OP","ST","SUB",{"v":10,"d":"10.0"},0.784,{"v":68680,"d":"68,680"},{"v":26033,"d":"26,033"},"EIA-923 Generator File",1975]
[29065,2019,"WY","Genesis Alkali",57915,"6",7,"OP","ST","SUB",{"v":10,"d":"10.0"},{"v":0.77,"d":"0.770"},{"v":67491,"d":"67,491"},{"v":25807,"d":"25,807"},"EIA-923 Generator File",1975]
[29066,2019,"WY","Glendo",4177,"1",0,"OP","HY","WAT",{"v":19,"d":"19.0"},0.255,{"v":42458,"d":"42,458"},{"v":20401.5,"d":"20,402"},"Distributed from 923 Generation And Fuel",1958]
[29067,2019,"WY","Glendo",4177,"2",0,"OP","HY","WAT",{"v":19,"d":"19.0"},0.255,{"v":42458,"d":"42,458"},{"v":20401.5,"d":"20,402"},"Distributed from 923 Generation And Fuel",1959]
[29068,2019,"WY","Glenrock",56841,"1",0,"OP","WT","WND",119.6,0.264,{"v":276585.111,"d":"276,585"},{"v":109035.333,"d":"109,035"},"Distributed from 923 Generation And Fuel",2008]
[29069,2019,"WY","Glenrock",56841,"2",0,"OP","WT","WND",{"v":46,"d":"46.0"},0.264,{"v":106378.889,"d":"106,379"},{"v":41936.667,"d":"41,937"},"Distributed from 923 Generation And Fuel",2009]
[29070,2019,"WY","Guernsey",4178,"1",0,"OP","HY","WAT",3.2,0.362,{"v":10160.5,"d":"10,161"},{"v":4882,"d":"4,882"},"Distributed from 923 Generation And Fuel",1927]
[29071,2019,"WY","Guernsey",4178,"2",0,"OP","HY","WAT",3.2,0.362,{"v":10160.5,"d":"10,161"},{"v":4882,"d":"4,882"},"Distributed from 923 Generation And Fuel",1928]
[29072,2019,"WY","Happy Jack Windpower Project",56960,"HJW01",0,"OP","WT","WND",29.4,0.298,{"v":76793,"d":"76,793"},{"v":30273,"d":"30,273"},"Distributed from 923 Generation And Fuel",2008]
[29073,2019,"WY","Hartzog",8026,"1",0,"OP","GT","NG",7.5,{"v":1E-3,"d":"0.001"},77,30,"Distributed from 923 Generation And Fuel",2002]
[29074,2019,"WY","Hartzog",8026,"2",0,"OP","GT","NG",7.5,{"v":1E-3,"d":"0.001"},77,30,"Distributed from 923 Generation And Fuel",2002]
[29075,2019,"WY","Hartzog",8026,"3",0,"OP","GT","NG",7.5,{"v":1E-3,"d":"0.001"},77,30,"Distributed from 923 Generation And Fuel",2002]
[29076,2019,"WY","Heart Mountain",6408,"1",0,"OP","HY","WAT",{"v":5,"d":"5.0"},0.507,{"v":22202,"d":"22,202"},{"v":10668,"d":"10,668"},"Distributed from 923 Generation And Fuel",1948]
[29077,2019,"WY","High Plains",57040,"1",0,"OP","WT","WND",122.1,{"v":0.22,"d":"0.220"},{"v":235562,"d":"235,562"},{"v":92863,"d":"92,863"},"Distributed from 923 Generation And Fuel",2009]
[29078,2019,"WY","Jim Bridger",8066,"1",1,"OP","ST","SUB",608.3,0.505,{"v":2689749,"d":"2,689,749"},{"v":916072,"d":"916,072"},"EIA-923 Generator File",1974]
[29079,2019,"WY","Jim Bridger",8066,"2",1,"OP","ST","SUB",{"v":617,"d":"617.0"},0.522,{"v":2823939,"d":"2,823,939"},{"v":1046265,"d":"1,046,265"},"EIA-923 Generator File",1975]
[29080,2019,"WY","Jim Bridger",8066,"3",1,"OP","ST","SUB",608.3,0.508,{"v":2705204,"d":"2,705,204"},{"v":918489,"d":"918,489"},"EIA-923 Generator File",1976]
[29081,2019,"WY","Jim Bridger",8066,"4",1,"OP","ST","SUB",608.3,{"v":0.57,"d":"0.570"},{"v":3036097,"d":"3,036,097"},{"v":1165904,"d":"1,165,904"},"EIA-923 Generator File",1979]
[29082,2019,"WY","Kortes",4180,"1",0,"OP","HY","WAT",{"v":12,"d":"12.0"},0.474,{"v":49801.333,"d":"49,801"},{"v":23930,"d":"23,930"},"Distributed from 923 Generation And Fuel",1951]
[29083,2019,"WY","Kortes",4180,"2",0,"OP","HY","WAT",{"v":12,"d":"12.0"},0.474,{"v":49801.333,"d":"49,801"},{"v":23930,"d":"23,930"},"Distributed from 923 Generation And Fuel",1950]
[29084,2019,"WY","Kortes",4180,"3",0,"OP","HY","WAT",{"v":12,"d":"12.0"},0.474,{"v":49801.333,"d":"49,801"},{"v":23930,"d":"23,930"},"Distributed from 923 Generation And Fuel",1950]
[29085,2019,"WY","Lake (WY)",7039,"1",0,"SB","IC","DFO",2.7,0.006,146,59,"Distributed from 923 Generation And Fuel",1967]
[29086,2019,"WY","Laramie River Station",6204,"1",1,"OP","ST","RC",{"v":570,"d":"570.0"},0.324,{"v":1617986,"d":"1,617,986"},{"v":731543,"d":"731,543"},"EIA-923 Generator File",1981]
[29087,2019,"WY","Laramie River Station",6204,"2",1,"OP","ST","RC",{"v":570,"d":"570.0"},{"v":0.67,"d":"0.670"},{"v":3342989,"d":"3,342,989"},{"v":1604454,"d":"1,604,454"},"EIA-923 Generator File",1981]
[29088,2019,"WY","Laramie River Station",6204,"3",1,"OP","ST","RC",{"v":570,"d":"570.0"},0.815,{"v":4071158,"d":"4,071,158"},{"v":1504951,"d":"1,504,951"},"EIA-923 Generator File",1982]
[29089,2019,"WY","McFadden Ridge",57039,"1",0,"OP","WT","WND",35.2,0.244,{"v":75204,"d":"75,204"},{"v":29647,"d":"29,647"},"Distributed from 923 Generation And Fuel",2009]
[29090,2019,"WY","Medicine Bow",692,"10",0,"OP","WT","WND",4.9,0.233,{"v":10015.342,"d":"10,015"},{"v":3948.368,"d":"3,948"},"Distributed from 923 Generation And Fuel",2000]
[29091,2019,"WY","Medicine Bow",692,"11",0,"OP","WT","WND",1.3,0.233,{"v":2657.132,"d":"2,657"},{"v":1047.526,"d":"1,048"},"Distributed from 923 Generation And Fuel",2000]
[29092,2019,"WY","Medicine Bow",692,"12",0,"IP","WT","WND",0.7,0.233,{"v":1430.763,"d":"1,431"},{"v":564.053,"d":"564"},"Distributed from 923 Generation And Fuel"]
[29093,2019,"WY","Medicine Bow",692,"13",0,"IP","WT","WND",0.7,0.233,{"v":1430.763,"d":"1,431"},{"v":564.053,"d":"564"},"Distributed from 923 Generation And Fuel"]
[29094,2019,"WY","Medicine Bow",692,"3",0,"RE","WT","WND",0.1,{"$nulls":5},2005]
[29095,2019,"WY","Medicine Bow",692,"CLIP",0,"RE","WT","WND",2.5,{"$nulls":5},2011]
[29096,2019,"WY","Mountain Wind Power II LLC",56753,"1",0,"OP","WT","WND",{"v":80,"d":"80.0"},0.284,{"v":198886,"d":"198,886"},{"v":78405,"d":"78,405"},"Distributed from 923 Generation And Fuel",2008]
[29097,2019,"WY","Mountain Wind Power LLC",56752,"1",0,"OP","WT","WND",{"v":61,"d":"61.0"},0.297,{"v":158608,"d":"158,608"},{"v":62527,"d":"62,527"},"Distributed from 923 Generation And Fuel",2008]
[29098,2019,"WY","Naughton",4162,"1",1,"OP","ST","SUB",{"v":192,"d":"192.0"},0.703,{"v":1182784,"d":"1,182,784"},{"v":487867,"d":"487,867"},"EIA-923 Generator File",1963]
[29099,2019,"WY","Naughton",4162,"2",1,"OP","ST","SUB",{"v":256,"d":"256.0"},0.659,{"v":1478378,"d":"1,478,378"},{"v":592707,"d":"592,707"},"EIA-923 Generator File",1968]
[29100,2019,"WY","Naughton",4162,"3",1,"OP","ST","SUB",{"v":384,"d":"384.0"},0.053,{"v":179508,"d":"179,508"},{"v":-3716,"d":"(3,716)"},"EIA-923 Generator File",1971]
[29101,2019,"WY","Neil Simpson",4150,"5",1,"RE","ST","SUB",21.7,{"$nulls":5},2014]
[29102,2019,"WY","Neil Simpson Gas Turbine #2",55477,"GT2",0,"OP","GT","NG",{"v":40,"d":"40.0"},0.047,{"v":16426,"d":"16,426"},{"v":6398,"d":"6,398"},"Distributed from 923 Generation And Fuel",2001]
[29103,2019,"WY","Neil Simpson II",7504,"2",1,"OP","ST","SUB",{"v":90,"d":"90.0"},0.843,{"v":664557,"d":"664,557"},{"v":291839,"d":"291,839"},"EIA-923 Generator File",1995]
[29104,2019,"WY","Neil Simpson II",7504,"GT1",0,"OP","GT","NG",{"v":40,"d":"40.0"},0.144,{"v":50296,"d":"50,296"},{"v":19591,"d":"19,591"},"Distributed from 923 Generation And Fuel",2000]
[29105,2019,"WY","Old Faithful",2196,"1",0,"SB","IC","DFO",{"v":1,"d":"1.0"},0.008,74,30,"Distributed from 923 Generation And Fuel",1979]
[29106,2019,"WY","Old Faithful",2196,"2",0,"SB","IC","DFO",{"v":1,"d":"1.0"},0.008,74,30,"Distributed from 923 Generation And Fuel",1979]
[29107,2019,"WY","Osage (WY)",4151,"1",1,"RE","ST","SUB",11.5,{"$nulls":5},2014]
[29108,2019,"WY","Osage (WY)",4151,"2",1,"RE","ST","SUB",11.5,{"$nulls":5},2014]
[29109,2019,"WY","Osage (WY)",4151,"3",1,"RE","ST","SUB",11.5,{"$nulls":5},2014]
[29110,2019,"WY","Pilot Butte",674,"1",0,"OS","HY","WAT",0.8,{"$nulls":4},1925]
[29111,2019,"WY","Pilot Butte",674,"2",0,"OS","HY","WAT",0.8,{"$nulls":4},1929]
[29112,2019,"WY","Pioneer Wind Park, LLC",60259,"PWP1",0,"OP","WT","WND",{"v":80,"d":"80.0"},0.403,{"v":282137,"d":"282,137"},{"v":111224,"d":"111,224"},"Distributed from 923 Generation And Fuel",2016]
[29113,2019,"WY","Rock River I LLC",55740,"GEN1",0,"OP","WT","WND",{"v":50,"d":"50.0"},0.311,{"v":136244,"d":"136,244"},{"v":53710,"d":"53,710"},"Distributed from 923 Generation And Fuel",2001]
[29114,2019,"WY","Rolling Hills",56842,"1",0,"OP","WT","WND",115.8,0.264,{"v":267528,"d":"267,528"},{"v":105465,"d":"105,465"},"Distributed from 923 Generation And Fuel",2009]
[29115,2019,"WY","Roundhouse Wind Energy Project",63133,"82059",0,"U","WT","WND",{"v":124,"d":"124.0"}]
[29116,2019,"WY","Roundhouse Wind Energy Project",63133,"82060",0,"U","WT","WND",{"v":79,"d":"79.0"}]
[29117,2019,"WY","Roundhouse Wind Energy Project",63133,"82061",0,"U","WT","WND",{"v":23,"d":"23.0"}]
[29118,2019,"WY","Seminoe",4182,"1",0,"OP","HY","WAT",17.2,0.312,{"v":47068.333,"d":"47,068"},{"v":22616.667,"d":"22,617"},"Distributed from 923 Generation And Fuel",1939]
[29119,2019,"WY","Seminoe",4182,"2",0,"OP","HY","WAT",17.2,0.312,{"v":47068.333,"d":"47,068"},{"v":22616.667,"d":"22,617"},"Distributed from 923 Generation And Fuel",1939]
[29120,2019,"WY","Seminoe",4182,"3",0,"OP","HY","WAT",17.2,0.312,{"v":47068.333,"d":"47,068"},{"v":22616.667,"d":"22,617"},"Distributed from 923 Generation And Fuel",1939]
[29121,2019,"WY","Seven Mile Hill",56843,"1",0,"OP","WT","WND",122.1,0.301,{"v":322323.121,"d":"322,323"},{"v":127066.681,"d":"127,067"},"Distributed from 923 Generation And Fuel",2008]
[29122,2019,"WY","Seven Mile Hill",56843,"2",0,"OP","WT","WND",24.1,0.301,{"v":63619.879,"d":"63,620"},{"v":25080.319,"d":"25,080"},"Distributed from 923 Generation And Fuel",2008]
[29123,2019,"WY","Shoshone (WY)",4183,"1",0,"OP","HY","WAT",{"v":3,"d":"3.0"},0.762,{"v":20025,"d":"20,025"},{"v":9622,"d":"9,622"},"Distributed from 923 Generation And Fuel",1922]
[29124,2019,"WY","Shute Creek Facility",56312,"021A",0,"OP","GT","OG",{"v":48,"d":"48.0"},0.537,{"v":225616,"d":"225,616"},{"v":71332.333,"d":"71,332"},"Distributed from 923 Generation And Fuel",2005]
[29125,2019,"WY","Shute Creek Facility",56312,"021B",0,"OP","GT","OG",{"v":48,"d":"48.0"},0.537,{"v":225616,"d":"225,616"},{"v":71332.333,"d":"71,332"},"Distributed from 923 Generation And Fuel",2005]
[29126,2019,"WY","Shute Creek Facility",56312,"021C",0,"OP","GT","OG",{"v":48,"d":"48.0"},0.537,{"v":225616,"d":"225,616"},{"v":71332.333,"d":"71,332"},"Distributed from 923 Generation And Fuel",2005]
[29127,2019,"WY","Silver Sage Windpower",57091,"SSW01",0,"OP","WT","WND",{"v":42,"d":"42.0"},0.326,{"v":119976,"d":"119,976"},{"v":47297,"d":"47,297"},"Distributed from 923 Generation And Fuel",2009]
[29128,2019,"WY","Simplot Phosphates",54472,"GEN1",4,"OP","ST","OTH",11.5,0.801,{"v":80704,"d":"80,704"},{"v":30988.59,"d":"30,989"},"EIA-923 Generator File",1986]
[29129,2019,"WY","Sinclair Oil Refinery",54374,"2004",0,"OP","IC","NG",1.3,0.194,{"v":2204.28,"d":"2,204"},{"v":981.76,"d":"982"},"Distributed from 923 Generation And Fuel",2012]
[29130,2019,"WY","Sinclair Oil Refinery",54374,"2006",0,"OP","IC","NG",1.3,0.194,{"v":2204.28,"d":"2,204"},{"v":981.76,"d":"982"},"Distributed from 923 Generation And Fuel",2012]
[29131,2019,"WY","Sinclair Oil Refinery",54374,"2008",0,"OP","IC","NG",1.3,0.194,{"v":2204.28,"d":"2,204"},{"v":981.76,"d":"982"},"Distributed from 923 Generation And Fuel",2012]
[29132,2019,"WY","Sinclair Oil Refinery",54374,"NO2",0,"SB","ST","OG",0.4,{"v":0,"d":"0.000"},0,0,"EIA-923 Generator File",1925]
[29133,2019,"WY","Sinclair Oil Refinery",54374,"NO3",0,"OP","ST","OG",1.3,0.024,{"v":275.48,"d":"275"},0,"EIA-923 Generator File",1954]
[29134,2019,"WY","Sinclair Oil Refinery",54374,"NO5",0,"SB","IC","DFO",1.1,0.194,{"v":1865.16,"d":"1,865"},{"v":830.72,"d":"831"},"Distributed from 923 Generation And Fuel",1955]
[29135,2019,"WY","Sinclair Oil Refinery",54374,"2002",0,"RE","IC","NG",1.3,{"$nulls":5},2012]
[29136,2019,"WY","Sinclair Oil Refinery",54374,"NO1",0,"RE","ST","NG",0.4,{"$nulls":5},2014]
[29137,2019,"WY","Spirit Mountain",7541,"1",0,"OP","HY","WAT",4.5,0.433,{"v":17052,"d":"17,052"},{"v":8194,"d":"8,194"},"Distributed from 923 Generation And Fuel",1994]
[29138,2019,"WY","Strawberry Creek",6393,"1",0,"OP","HY","WAT",0.5,0.747,{"v":3271,"d":"3,271"},{"v":1571.667,"d":"1,572"},"Distributed from 923 Generation And Fuel",1940]
[29139,2019,"WY","Strawberry Creek",6393,"2",0,"OP","HY","WAT",0.5,0.747,{"v":3271,"d":"3,271"},{"v":1571.667,"d":"1,572"},"Distributed from 923 Generation And Fuel",1940]
[29140,2019,"WY","Strawberry Creek",6393,"3",0,"OP","HY","WAT",0.5,0.747,{"v":3271,"d":"3,271"},{"v":1571.667,"d":"1,572"},"Distributed from 923 Generation And Fuel",1951]
[29141,2019,"WY","Sweetwater Solar",61369,"PV1",0,"OP","PV","SUN",{"v":92,"d":"92.0"},0.224,{"v":180138,"d":"180,138"},{"v":104738,"d":"104,738"},"Distributed from 923 Generation And Fuel",2018]
[29142,2019,"WY","Swift Creek",6394,"3",0,"OP","HY","WAT",0.8,0.489,{"v":3425.882,"d":"3,426"},{"v":1646.118,"d":"1,646"},"Distributed from 923 Generation And Fuel",2009]
[29143,2019,"WY","Swift Creek",6394,"4",0,"OP","HY","WAT",0.6,0.489,{"v":2569.412,"d":"2,569"},{"v":1234.588,"d":"1,235"},"Distributed from 923 Generation And Fuel",2010]
[29144,2019,"WY","Swift Creek",6394,"5",0,"OP","HY","WAT",0.3,0.489,{"v":1284.706,"d":"1,285"},{"v":617.294,"d":"617"},"Distributed from 923 Generation And Fuel",2010]
[29145,2019,"WY","Swift Creek",6394,"1",0,"RE","HY","WAT",0.4,{"$nulls":5},1988]
[29146,2019,"WY","Swift Creek",6394,"2",0,"RE","HY","WAT",0.4,{"$nulls":5},1988]
[29147,2019,"WY","TB Flats",62516,"1",0,"P","WT","WND",503.2]
[29148,2019,"WY","Top of the World Windpower Project",57327,"TOTW1",0,"OP","WT","WND",{"v":200,"d":"200.0"},0.313,{"v":548878,"d":"548,878"},{"v":216379,"d":"216,379"},"Distributed from 923 Generation And Fuel",2010]
[29149,2019,"WY","TransAlta Wyoming Wind",56093,"GE15",0,"OP","WT","WND",{"v":144,"d":"144.0"},0.272,{"v":343458,"d":"343,458"},{"v":135398,"d":"135,398"},"Distributed from 923 Generation And Fuel",2003]
[29150,2019,"WY","Western Sugar Coop - Torrington",57967,"GEGEN",0,"RE","ST","NG",{"v":2,"d":"2.0"},{"v":0,"d":"0.000"},0,0,"EIA-923 Generator File",null,2019]
[29151,2019,"WY","Wygen 1",55479,"0001",1,"OP","ST","SUB",{"v":90,"d":"90.0"},0.892,{"v":703377,"d":"703,377"},{"v":300688,"d":"300,688"},"Distributed from 923 Generation And Fuel",2003]
[29152,2019,"WY","Wygen 2",56319,"0001",1,"OP","ST","SUB",{"v":95,"d":"95.0"},0.878,{"v":730720,"d":"730,720"},{"v":294086,"d":"294,086"},"Distributed from 923 Generation And Fuel",2008]
[29153,2019,"WY","Wygen III",56596,"5",1,"OP","ST","SUB",{"v":116,"d":"116.0"},{"v":0.75,"d":"0.750"},{"v":762334,"d":"762,334"},{"v":250068,"d":"250,068"},"EIA-923 Generator File",2010]
[29154,2019,"WY","Wyodak",6101,"1",1,"OP","ST","SUB",402.3,0.525,{"v":1850871,"d":"1,850,871"},{"v":729818,"d":"729,818"},"EIA-923 Generator File",1978]

{"sheet":"PLNT19","index":3,"n_rows":11867,"n_cols":140,"rows_kept":1125,"cut":true,"bounds":{"rows_first":500,"rows_last":125,"rows_between":500,"halvings":2}}
["eGRID2019 Plant file sequence number","Data Year","Plant state abbreviation","Plant name","DOE/EIA ORIS plant or facility code","Plant transmission or distribution system owner name","Plant transmission or distribution system owner ID","Utility name","Utility ID","Plant-level sector","Balancing Authority Name","Balancing Authority Code","NERC region acronym","eGRID subregion acronym","eGRID subregion name","Plant associated ISO/RTO Territory ","Plant FIPS state code","Plant FIPS county code","Plant county name","Plant latitude","Plant longitude","Number of units","Number of generators","Plant primary fuel","Plant primary coal/oil/gas/ other fossil fuel category","Flag indicating if the plant burned or generated any amount of coal","Plant capacity factor","Plant nameplate capacity (MW)","Nonbaseload Factor","Biogas/ biomass plant adjustment flag","Combined heat and power (CHP) plant adjustment flag","CHP plant useful thermal output (MMBtu)","CHP plant power to heat ratio","CHP plant electric allocation factor","Plant pumped storage flag","Plant annual heat input from combustion (MMBtu)","Plant ozone season heat input from combustion (MMBtu)","Plant total annual heat input (MMBtu)","Plant total ozone season heat input (MMBtu)","Plant annual net generation (MWh)","Plant ozone season net generation (MWh)","Plant annual NOx emissions (tons)","Plant ozone season NOx emissions (tons)","Plant annual SO2 emissions (tons)","Plant annual CO2 emissions (tons)","Plant annual CH4 emissions (lbs)","Plant annual N2O emissions (lbs)","Plant annual CO2 equivalent emissions (tons)","Plant annual Hg emissions (lbs)","Plant annual NOx total output emission rate (lb/MWh)","Plant ozone season NOx total output emission rate (lb/MWh)","Plant annual SO2 total output emission rate (lb/MWh)","Plant annual CO2 total output emission rate (lb/MWh)","Plant annual CH4 total output emission rate (lb/MWh)","Plant annual N2O total output emission rate (lb/MWh)","Plant annual CO2 equivalent total output emission rate (lb/MWh)","Plant annual Hg total output emission rate (lb/MWh)","Plant annual NOx input emission rate (lb/MMBtu)","Plant ozone season NOx input emission rate (lb/MMBtu)","Plant annual SO2 input emission rate (lb/MMBtu)","Plant annual CO2 input emission rate (lb/MMBtu)","Plant annual CH4 input emission rate (lb/MMBtu)","Plant annual N2O input emission rate (lb/MMBtu)","Plant annual CO2 equivalent input emission rate (lb/MMBtu)","Plant annual Hg input emission rate (lb/MMBtu)","Plant annual NOx combustion output emission rate (lb/MWh)","Plant ozone season NOx combustion output emission rate (lb/MWh)","Plant annual SO2 combustion output emission rate (lb/MWh)","Plant annual CO2 combustion output emission rate (lb/MWh)","Plant annual CH4 combustion output emission rate (lb/MWh)","Plant annual N2O combustion output emission rate (lb/MWh)","Plant annual CO2 equivalent combustion output emission rate (lb/MWh)","Plant annual Hg combustion output emission rate (lb/MWh)","Plant unadjusted annual NOx emissions (tons)","Plant unadjusted ozone season NOx emissions (tons)","Plant unadjusted annual SO2 emissions (tons)","Plant unadjusted annual CO2 emissions (tons)","Plant unadjusted annual CH4 emissions (lbs)","Plant unadjusted annual N2O emissions (lbs)","Plant unadjusted annual Hg emissions (lbs)","Plant unadjusted annual heat input from combustion (MMBtu)","Plant unadjusted ozone season heat input from combustion (MMBtu)","Plant unadjusted total annual heat input (MMBtu)","Plant unadjusted total ozone season heat input (MMBtu)","Plant unadjusted annual NOx emissions source","Plant unadjusted ozone season NOx emissions source","Plant unadjusted annual SO2 emissions source","Plant unadjusted annual CO2 emissions source","Plant unadjusted annual CH4 emissions source","Plant unadjusted annual N2O emissions source","Plant unadjusted annual Hg emissions source","Plant unadjusted annual heat input source","Plant unadjusted ozone season heat input source","Plant annual NOx biomass emissions (tons)","Plant ozone season NOx biomass emissions (tons)","Plant annual SO2 biomass emissions (tons)","Plant annual CO2 biomass emissions (tons)","Plant annual CH4 biomass emissions (lbs)","Plant annual N2O biomass emissions (lbs)","Plant combustion heat input CHP adjustment value (MMBtu)","Plant combustion annual ozone season heat input CHP adjustment value (MMBtu)","Plant annual NOx emissions CHP adjustment value (tons)","Plant ozone season NOx emissions CHP adjustment value (tons)","Plant annual SO2 emissions CHP adjustment value (tons)","Plant annual CO2 emissions CHP adjustment value (tons)","Plant annual CH4 emissions CHP adjustment value (lbs)","Plant annual N2O emissions CHP adjustment value (lbs)","Plant nominal heat rate (Btu/kWh)","Plant annual coal net generation (MWh)","Plant annual oil net generation (MWh)","Plant annual gas net generation (MWh)","Plant annual nuclear net generation (MWh)","Plant annual hydro net generation (MWh)","Plant annual biomass net generation (MWh)","Plant annual wind net generation (MWh)","Plant annual solar net generation (MWh)","Plant annual geothermal net generation (MWh)","Plant annual other fossil net generation (MWh)","Plant annual other unknown/ purchased fuel net generation (MWh)","Plant annual total nonrenewables net generation (MWh)","Plant annual total renewables net generation (MWh)","Plant annual total nonhydro renewables net generation (MWh)","Plant annual total combustion net generation (MWh)","Plant annual total noncombustion net generation (MWh)","Plant coal generation percent (resource mix)","Plant oil generation percent (resource mix)","Plant gas generation percent (resource mix)","Plant nuclear generation percent (resource mix)","Plant hydro generation percent (resource mix)","Plant biomass generation percent (resource mix)","Plant wind generation percent (resource mix)","Plant solar generation percent (resource mix)","Plant geothermal generation percent (resource mix)","Plant other fossil generation percent (resource mix)","Plant other unknown / purchased fuel generation percent (resource mix)","Plant total nonrenewables generation percent (resource mix)","Plant total renewables generation percent (resource mix)","Plant total nonhydro renewables generation percent (resource mix)","Plant total combustion generation percent (resource mix)","Plant total noncombustion generation percent (resource mix)"]
["SEQPLT19","YEAR","PSTATABB","PNAME","ORISPL","OPRNAME","OPRCODE","UTLSRVNM","UTLSRVID","SECTOR","BANAME","BACODE","NERC","SUBRGN","SRNAME","ISORTO","FIPSST","FIPSCNTY","CNTYNAME","LAT","LON","NUMUNT","NUMGEN","PLPRMFL","PLFUELCT","COALFLAG","CAPFAC","NAMEPCAP","NBFACTOR","RMBMFLAG","CHPFLAG","USETHRMO","PWRTOHT","ELCALLOC","PSFLAG","PLHTIAN","PLHTIOZ","PLHTIANT","PLHTIOZT","PLNGENAN","PLNGENOZ","PLNOXAN","PLNOXOZ","PLSO2AN","PLCO2AN","PLCH4AN","PLN2OAN","PLCO2EQA","PLHGAN","PLNOXRTA","PLNOXRTO","PLSO2RTA","PLCO2RTA","PLCH4RTA","PLN2ORTA","PLC2ERTA","PLHGRTA","PLNOXRA","PLNOXRO","PLSO2RA","PLCO2RA","PLCH4RA","PLN2ORA","PLC2ERA","PLHGRA","PLNOXCRT","PLNOXCRO","PLSO2CRT","PLCO2CRT","PLCH4CRT","PLN2OCRT","PLC2ECRT","PLHGCRT","UNNOX","UNNOXOZ","UNSO2","UNCO2","UNCH4","UNN2O","UNHG","UNHTI","UNHTIOZ","UNHTIT","UNHTIOZT","UNNOXSRC","UNNOZSRC","UNSO2SRC","UNCO2SRC","UNCH4SRC","UNN2OSRC","UNHGSRC","UNHTISRC","UNHOZSRC","BIONOX","BIONOXOZ","BIOSO2","BIOCO2","BIOCH4","BION2O","CHPCHTI","CHPCHTIOZ","CHPNOX","CHPNOXOZ","CHPSO2","CHPCO2","CHPCH4","CHPN2O","PLHTRT","PLGENACL","PLGENAOL","PLGENAGS","PLGENANC","PLGENAHY","PLGENABM","PLGENAWI","PLGENASO","PLGENAGT","PLGENAOF","PLGENAOP","PLGENATN","PLGENATR","PLGENATH","PLGENACY","PLGENACN","PLCLPR","PLOLPR","PLGSPR","PLNCPR","PLHYPR","PLBMPR","PLWIPR","PLSOPR","PLGTPR","PLOFPR","PLOPPR","PLTNPR","PLTRPR","PLTHPR","PLCYPR","PLCNPR"]
[1,2019,"AK","7-Mile Ridge Wind Project",60814,"Alaska Power and Telephone Co",219,"Alaska Power and Telephone Co",219,"Electric Utility","Alaska Miscellaneous","NA","NA","AKMS","ASCC Miscellaneous",null,"02","240","Southeast Fairbanks",63.210689,-143.247156,1,1,"WND","WIND",null,null,1.8,{"$nulls":62},"--"]
[2,2019,"AK","Agrium Kenai Nitrogen Operations",54452,"Homer Electric Assn Inc",19558,"Agrium US Inc",179,"Industrial CHP","Alaska Miscellaneous","NA","ASCC","AKGD","ASCC Alaska Grid",null,"02","122","Kenai Peninsula",60.6732,-151.3784,12,12,"NG","GAS",null,null,21.6,null,null,"Yes",{"$nulls":59},"--"]
[3,2019,"AK","Alakanuk",57053,"Alaska Village Elec Coop, Inc",221,"Alaska Village Elec Coop, Inc",221,"Electric Utility","Alaska Miscellaneous","NA","ASCC","AKMS","ASCC Miscellaneous",null,"02","270","Wade Hampton",62.6833,-164.6544,5,5,"DFO","OIL",null,{"v":0,"d":"0.0000"},2.6,null,null,"Yes",0,null,{"v":1,"d":"1.0000"},null,219,90,219,90,{"v":-14,"d":"(14)"},{"v":-6,"d":"(6)"},{"v":2.041,"d":"2"},{"v":0.839,"d":"1"},{"v":0.032,"d":"0"},{"v":17.884,"d":"18"},{"v":1.448,"d":"1"},{"v":0.29,"d":"0"},{"v":17.945,"d":"18"},null,{"v":0,"d":"0.000"},{"v":0,"d":"0.000"},{"v":0,"d":"0.000"},{"v":0,"d":"0.000"},{"v":0,"d":"0.000"},{"v":0,"d":"0.000"},{"v":0,"d":"0.000"},null,18.639,18.644,{"v":0.29,"d":"0.290"},163.324,0.007,{"v":1E-3,"d":"0.001"},163.884,null,{"v":0,"d":"0.000"},{"v":0,"d":"0.000"},{"v":0,"d":"0.000"},{"v":0,"d":"0.000"},{"v":0,"d":"0.000"},{"v":0,"d":"0.000"},{"v":0,"d":"0.000"},null,{"v":2.041,"d":"2"},{"v":0.839,"d":"1"},{"v":0.032,"d":"0"},{"v":17.884,"d":"18"},{"v":1.448,"d":"1"},{"v":0.29,"d":"0"},null,219,90,219,90,"EIA","EIA","EIA","EIA","EIA","EIA","--","EIA","EIA",{"$nulls":6},0,0,0,0,0,0,0,0,{"v":-15642.857143,"d":"(15,642.857)"},0,{"v":-14,"d":"(14)"},0,0,0,0,0,0,0,0,0,{"v":-14,"d":"(14)"},0,0,{"v":-14,"d":"(14)"},0]
[4,2019,"AK","Allison Creek Hydro",58982,"Copper Valley Elec Assn, Inc",4329,"Copper Valley Elec Assn, Inc",4329,"Electric Utility","Alaska Miscellaneous","NA","NA","AKMS","ASCC Miscellaneous",null,"02","261","Valdez Cordova",61.084444,-146.353333,1,1,"WAT","HYDRO",null,{"v":0.33606,"d":"0.3361"},6.5,{"$nulls":9},{"v":170397,"d":"170,397"},{"v":74529,"d":"74,529"},{"v":19135,"d":"19,135"},{"v":8369,"d":"8,369"},{"$nulls":41},{"v":170397,"d":"170,397"},{"v":74529,"d":"74,529"},{"$nulls":6},"--","EIA","EIA",{"$nulls":15},0,0,0,0,{"v":19135,"d":"19,135"},0,0,0,0,0,0,0,{"v":19135,"d":"19,135"},0,0,{"v":19135,"d":"19,135"},{"v":0,"d":"0.0%"},{"v":0,"d":"0.0%"},{"v":0,"d":"0.0%"},{"v":0,"d":"0.0%"},{"v":1,"d":"100.0%"},{"v":0,"d":"0.0%"},{"v":0,"d":"0.0%"},{"v":0,"d":"0.0%"},{"v":0,"d":"0.0%"},{"v":0,"d":"0.0%"},{"v":0,"d":"0.0%"},{"v":0,"d":"0.0%"},{"v":1,"d":"100.0%"},{"v":0,"d":"0.0%"},{"v":0,"d":"0.0%"},{"v":1,"d":"100.0%"}]
[5,2019,"AK","Ambler",60243,"Alaska Village Elec Coop, Inc",221,"Alaska Village Elec Coop, Inc",221,"Electric Utility","Alaska Miscellaneous","NA","NA","AKMS","ASCC Miscellaneous",null,"02","188","Northwest Arctic",67.08798,-157.856719,3,3,"DFO","OIL",null,{"v":0.12204,"d":"0.1220"},1.1,{"v":1,"d":"1.0000"},{"$nulls":6},{"v":12851,"d":"12,851"},{"v":5228,"d":"5,228"},{"v":12851,"d":"12,851"},{"v":5228,"d":"5,228"},{"v":1175.999,"d":"1,176"},479,{"v":21.351,"d":"21"},{"v":8.687,"d":"9"},{"v":1.863,"d":"2"},{"v":1049.45,"d":"1,049"},{"v":84.995,"d":"85"},{"v":16.999,"d":"17"},{"v":1053.045,"d":"1,053"},null,36.311,36.271,3.169,{"v":1784.78,"d":"1,784.780"},0.072,0.014,{"v":1790.895,"d":"1,790.895"},null,3.323,3.323,{"v":0.29,"d":"0.290"},163.326,0.007,{"v":1E-3,"d":"0.001"},163.885,null,36.311,36.271,3.169,{"v":1784.779,"d":"1,784.779"},0.072,0.014,{"v":1790.893,"d":"1,790.893"},null,{"v":21.351,"d":"21"},{"v":8.687,"d":"9"},{"v":1.863,"d":"2"},{"v":1049.45,"d":"1,049"},{"v":84.995,"d":"85"},{"v":16.999,"d":"17"},null,{"v":12851,"d":"12,851"},{"v":5228,"d":"5,228"},{"v":12851,"d":"12,851"},{"v":5228,"d":"5,228"},"EIA","EIA","EIA","EIA","EIA","EIA","--","EIA","EIA",{"$nulls":14},{"v":10927.720881,"d":"10,927.721"},0,{"v":1176,"d":"1,176"},0,0,0,0,0,0,0,0,0,{"v":1176,"d":"1,176"},0,0,{"v":1176,"d":"1,176"},0,{"v":0,"d":"0.0%"},{"v":1,"d":"100.0%"},{"v":0,"d":"0.0%"},{"v":0,"d":"0.0%"},{"v":0,"d":"0.0%"},{"v":0,"d":"0.0%"},{"v":0,"d":"0.0%"},{"v":0,"d":"0.0%"},{"v":0,"d":"0.0%"},{"v":0,"d":"0.0%"},{"v":0,"d":"0.0%"},{"v":1,"d":"100.0%"},{"v":0,"d":"0.0%"},{"v":0,"d":"0.0%"},{"v":1,"d":"100.0%"},{"v":0,"d":"0.0%"}]
[6,2019,"AK","Anchorage 1",75,"Anchorage Municipal Light and Power",599,"Anchorage Municipal Light and Power",599,"Electric Utility","Anchorage Municipal Light & Power","AMPL","ASCC","AKGD","ASCC Alaska Grid",null,"02","020","Anchorage",61.2221,-149.8661,8,8,"NG","GAS",null,{"v":0.01386,"d":"0.0139"},121.4,{"v":1,"d":"1.0000"},{"$nulls":6},{"v":227495.008,"d":"227,495"},{"v":86152,"d":"86,152"},{"v":227495.008,"d":"227,495"},{"v":86152,"d":"86,152"},{"v":14736.9,"d":"14,737"},{"v":5580.995,"d":"5,581"},{"v":36.046,"d":"36"},{"v":13.654,"d":"14"},{"v":0.376,"d":"0"},{"v":13297.998,"d":"13,298"},{"v":505.487,"d":"505"},{"v":51.141,"d":"51"},{"v":13311.936,"d":"13,312"},null,4.892,4.893,0.051,{"v":1804.721,"d":"1,804.721"},0.034,0.003,{"v":1806.613,"d":"1,806.613"},null,0.317,0.317,0.003,116.908,{"v":2E-3,"d":"0.002"},{"v":0,"d":"0.000"},117.031,null,4.892,4.893,0.051,{"v":1804.721,"d":"1,804.721"},0.034,0.003,{"v":1806.613,"d":"1,806.613"},null,{"v":36.046,"d":"36"},{"v":13.654,"d":"14"},{"v":0.376,"d":"0"},{"v":13297.998,"d":"13,298"},{"v":505.487,"d":"505"},{"v":51.141,"d":"51"},null,{"v":227495.008,"d":"227,495"},{"v":86152,"d":"86,152"},{"v":227495.008,"d":"227,495"},{"v":86152,"d":"86,152"},"EIA","EIA","EIA","EIA","EIA","EIA","--","EIA","EIA",{"$nulls":14},{"v":15437.100599,"d":"15,437.101"},0,{"v":56.779,"d":"57"},{"v":14680.121,"d":"14,680"},0,0,0,0,0,0,0,0,{"v":14736.9,"d":"14,737"},0,0,{"v":14736.9,"d":"14,737"},0,{"v":0,"d":"0.0%"},{"v":0.00385284557810666,"d":"0.4%"},{"v":0.996147154421893,"d":"99.6%"},{"v":0,"d":"0.0%"},{"v":0,"d":"0.0%"},{"v":0,"d":"0.0%"},{"v":0,"d":"0.0%"},{"v":0,"d":"0.0%"},{"v":0,"d":"0.0%"},{"v":0,"d":"0.0%"},{"v":0,"d":"0.0%"},{"v":1,"d":"100.0%"},{"v":0,"d":"0.0%"},{"v":0,"d":"0.0%"},{"v":1,"d":"100.0%"},{"v":0,"d":"0.0%"}]
[7,2019,"AK","Angoon",7462,"Inside Passage Elec Coop, Inc",18963,"Inside Passage Elec Coop, Inc",18963,"Electric Utility","Alaska Miscellaneous","NA","ASCC","AKMS","ASCC Miscellaneous",null,"02","105","Hoonah-Angoon",57.499166,-134.58614,4,4,"DFO","OIL",null,{"v":0.09685,"d":"0.0969"},1.9,{"v":1,"d":"1.0000"},null,"Yes",0,null,{"v":1,"d":"1.0000"},null,{"v":16299,"d":"16,299"},{"v":6639.999,"d":"6,640"},{"v":16299,"d":"16,299"},{"v":6639.999,"d":"6,640"},{"v":1611.999,"d":"1,612"},{"v":656.001,"d":"656"},{"v":26.19,"d":"26"},{"v":10.671,"d":"11"},{"v":2.363,"d":"2"},{"v":1331.022,"d":"1,331"},{"v":107.8,"d":"108"},{"v":21.56,"d":"22"},{"v":1335.582,"d":"1,336"},null,32.494,32.533,2.932,{"v":1651.393,"d":"1,651.393"},0.067,0.013,{"v":1657.051,"d":"1,657.051"},null,3.214,3.214,{"v":0.29,"d":"0.290"},163.326,0.007,{"v":1E-3,"d":"0.001"},163.885,null,32.494,32.533,2.932,{"v":1651.392,"d":"1,651.392"},0.067,0.013,{"v":1657.05,"d":"1,657.050"},null,{"v":26.19,"d":"26"},{"v":10.671,"d":"11"},{"v":2.363,"d":"2"},{"v":1331.022,"d":"1,331"},{"v":107.8,"d":"108"},{"v":21.56,"d":"22"},null,{"v":16299,"d":"16,299"},{"v":6639.999,"d":"6,640"},{"v":16299,"d":"16,299"},{"v":6639.999,"d":"6,640"},"EIA","EIA","EIA","EIA","EIA","EIA","--","EIA","EIA",{"$nulls":6},0,0,0,0,0,0,0,0,{"v":10111.042184,"d":"10,111.042"},0,{"v":1612,"d":"1,612"},0,0,0,0,0,0,0,0,0,{"v":1612,"d":"1,612"},0,0,{"v":1612,"d":"1,612"},0,{"v":0,"d":"0.0%"},{"v":1,"d":"100.0%"},{"v":0,"d":"0.0%"},{"v":0,"d":"0.0%"},{"v":0,"d":"0.0%"},{"v":0,"d":"0.0%"},{"v":0,"d":"0.0%"},{"v":0,"d":"0.0%"},{"v":0,"d":"0.0%"},{"v":0,"d":"0.0%"},{"v":0,"d":"0.0%"},{"v":1,"d":"100.0%"},{"v":0,"d":"0.0%"},{"v":0,"d":"0.0%"},{"v":1,"d":"100.0%"},{"v":0,"d":"0.0%"}]
[8,2019,"AK","Aniak",7182,"Aniak Light & Power Co Inc",4959,"Aniak Light & Power Co Inc",4959,"Electric Utility","Alaska Miscellaneous","NA","ASCC","AKMS","ASCC Miscellaneous",null,"02","050","Bethel",61.580678,-159.535643,6,6,"DFO","OIL",null,null,2.6,{"$nulls":62},"--"]
[9,2019,"AK","Annex Creek",62,"Alaska Electric Light&Power Co",213,"Alaska Electric Light&Power Co",213,"Electric Utility","Alaska Miscellaneous","NA","ASCC","AKMS","ASCC Miscellaneous",null,"02","110","Juneau",58.3176,-134.101,2,2,"WAT","HYDRO",null,{"v":0.76373,"d":"0.7637"},{"v":4,"d":"4.0"},{"$nulls":9},{"v":238306,"d":"238,306"},{"v":104232,"d":"104,232"},{"v":26761,"d":"26,761"},{"v":11705,"d":"11,705"},{"$nulls":41},{"v":238306,"d":"238,306"},{"v":104232,"d":"104,232"},{"$nulls":6},"--","EIA","EIA",{"$nulls":15},0,0,0,0,{"v":26761,"d":"26,761"},0,0,0,0,0,0,0,{"v":26761,"d":"26,761"},0,0,{"v":26761,"d":"26,761"},{"v":0,"d":"0.0%"},{"v":0,"d":"0.0%"},{"v":0,"d":"0.0%"},{"v":0,"d":"0.0%"},{"v":1,"d":"100.0%"},{"v":0,"d":"0.0%"},{"v":0,"d":"0.0%"},{"v":0,"d":"0.0%"},{"v":0,"d":"0.0%"},{"v":0,"d":"0.0%"},{"v":0,"d":"0.0%"},{"v":0,"d":"0.0%"},{"v":1,"d":"100.0%"},{"v":0,"d":"0.0%"},{"v":0,"d":"0.0%"},{"v":1,"d":"100.0%"}]
[10,2019,"AK","Auke Bay",7250,"Alaska Electric Light&Power Co",213,"Alaska Electric Light&Power Co",213,"Electric Utility","Alaska Miscellaneous","NA","ASCC","AKMS","ASCC Miscellaneous",null,"02","110","Juneau",58.3875,-134.6446,3,3,"DFO","OIL",null,{"v":0,"d":"0.0000"},36.2,{"$nulls":7},{"v":5068,"d":"5,068"},{"v":2072,"d":"2,072"},{"v":5068,"d":"5,068"},{"v":2072,"d":"2,072"},{"v":-132,"d":"(132)"},{"v":-54,"d":"(54)"},{"v":2.448,"d":"2"},{"v":1.005,"d":"1"},{"v":1.266,"d":"1"},{"v":413.867,"d":"414"},{"v":33.519,"d":"34"},{"v":6.704,"d":"7"},{"v":415.285,"d":"415"},null,{"v":0,"d":"0.000"},{"v":0,"d":"0.000"},{"v":0,"d":"0.000"},{"v":0,"d":"0.000"},{"v":0,"d":"0.000"},{"v":0,"d":"0.000"},{"v":0,"d":"0.000"},null,0.966,{"v":0.97,"d":"0.970"},{"v":0.5,"d":"0.500"},163.326,0.007,{"v":1E-3,"d":"0.001"},163.885,null,{"v":0,"d":"0.000"},{"v":0,"d":"0.000"},{"v":0,"d":"0.000"},{"v":0,"d":"0.000"},{"v":0,"d":"0.000"},{"v":0,"d":"0.000"},{"v":0,"d":"0.000"},null,{"v":2.448,"d":"2"},{"v":1.005,"d":"1"},{"v":1.266,"d":"1"},{"v":413.867,"d":"414"},{"v":33.519,"d":"34"},{"v":6.704,"d":"7"},null,{"v":5068,"d":"5,068"},{"v":2072,"d":"2,072"},{"v":5068,"d":"5,068"},{"v":2072,"d":"2,072"},"EIA","EIA","EIA","EIA","EIA","EIA","--","EIA","EIA",{"$nulls":14},{"v":-38393.940781,"d":"(38,393.941)"},0,{"v":-132,"d":"(132)"},0,0,0,0,0,0,0,0,0,{"v":-132,"d":"(132)"},0,0,{"v":-132,"d":"(132)"},0]
[11,2019,"AK","Aurora Energy LLC Chena",79,"Golden Valley Elec Assn Inc",7353,"Aurora Energy LLC",986,"IPP CHP","Alaska Miscellaneous","NA","ASCC","AKGD","ASCC Alaska Grid",null,"02","090","Fairbanks North Star",64.847743,-147.735063,4,5,"SUB","COAL","Yes",{"v":0.68089,"d":"0.6809"},31.3,{"v":0.198521938718446,"d":"0.1985"},"Yes","Yes",{"v":817562.4,"d":"817,562"},{"v":0.779,"d":"1"},{"v":0.509599,"d":"0.5096"},null,{"v":1722444.267,"d":"1,722,444"},{"v":654771.992,"d":"654,772"},{"v":1722444.267,"d":"1,722,444"},{"v":654771.992,"d":"654,772"},{"v":186691,"d":"186,691"},{"v":74875,"d":"74,875"},{"v":285.284,"d":"285"},{"v":106.852,"d":"107"},{"v":266.716,"d":"267"},{"v":184208.895,"d":"184,209"},{"v":41770.754,"d":"41,771"},{"v":6075.746,"d":"6,076"},{"v":185636.315,"d":"185,636"},null,3.056,2.854,2.857,{"v":1973.409,"d":"1,973.409"},0.224,0.033,{"v":1988.701,"d":"1,988.701"},null,0.331,0.326,{"v":0.31,"d":"0.310"},213.892,0.024,0.004,{"v":215.55,"d":"215.550"},null,3.056,2.854,2.857,{"v":1973.409,"d":"1,973.409"},0.224,0.033,{"v":1988.701,"d":"1,988.701"},null,{"v":559.82,"d":"560"},{"v":209.679,"d":"210"},{"v":523.384,"d":"523"},{"v":361478.02,"d":"361,478"},{"v":81967.863,"d":"81,968"},{"v":11922.598,"d":"11,923"},null,{"v":3379998.25,"d":"3,379,998"},{"v":1284876.516,"d":"1,284,877"},{"v":3379998.25,"d":"3,379,998"},{"v":1284876.516,"d":"1,284,877"},"EIA","EIA","EIA","EIA","EIA","EIA","--","EIA","EIA",{"$nulls":3},0,null,null,{"v":1657553.983,"d":"1,657,554"},{"v":630104.523,"d":"630,105"},{"v":274.536,"d":"275"},{"v":102.827,"d":"103"},{"v":256.668,"d":"257"},{"v":177269.125,"d":"177,269"},{"v":40197.109,"d":"40,197"},{"v":5846.852,"d":"5,847"},{"v":9226.177303,"d":"9,226.177"},{"v":186691,"d":"186,691"},0,0,0,0,0,0,0,0,0,0,{"v":186691,"d":"186,691"},0,0,{"v":186691,"d":"186,691"},0,{"v":1,"d":"100.0%"},{"v":0,"d":"0.0%"},{"v":0,"d":"0.0%"},{"v":0,"d":"0.0%"},{"v":0,"d":"0.0%"},{"v":0,"d":"0.0%"},{"v":0,"d":"0.0%"},{"v":0,"d":"0.0%"},{"v":0,"d":"0.0%"},{"v":0,"d":"0.0%"},{"v":0,"d":"0.0%"},{"v":1,"d":"100.0%"},{"v":0,"d":"0.0%"},{"v":0,"d":"0.0%"},{"v":1,"d":"100.0%"},{"v":0,"d":"0.0%"}]
[12,2019,"AK","Barrow",7173,"Barrow Utils & Elec Coop, Inc",1276,"Barrow Utils & Elec Coop, Inc",1276,"Electric Utility","Alaska Miscellaneous","NA","ASCC","AKMS","ASCC Miscellaneous",null,"02","185","North Slope",71.292,-156.7786,7,7,"NG","GAS",null,{"v":0.26749,"d":"0.2675"},20.3,{"v":0.887518650981098,"d":"0.8875"},null,"Yes",0,null,{"v":1,"d":"1.0000"},null,{"v":747390.977,"d":"747,391"},{"v":282927.008,"d":"282,927"},{"v":747390.977,"d":"747,391"},{"v":282927.008,"d":"282,927"},{"v":47567,"d":"47,567"},{"v":18007.001,"d":"18,007"},{"v":119.576,"d":"120"},{"v":45.269,"d":"45"},{"v":1.194,"d":"1"},{"v":43680.915,"d":"43,681"},{"v":1647.928,"d":"1,648"},{"v":164.825,"d":"165"},{"v":43726.073,"d":"43,726"},null,5.028,5.028,{"v":0.05,"d":"0.050"},{"v":1836.606,"d":"1,836.606"},0.035,0.003,{"v":1838.505,"d":"1,838.505"},null,{"v":0.32,"d":"0.320"},{"v":0.32,"d":"0.320"},0.003,116.889,{"v":2E-3,"d":"0.002"},{"v":0,"d":"0.000"},{"v":117.01,"d":"117.010"},null,5.028,5.028,{"v":0.05,"d":"0.050"},{"v":1836.606,"d":"1,836.606"},0.035,0.003,{"v":1838.505,"d":"1,838.505"},null,{"v":119.576,"d":"120"},{"v":45.269,"d":"45"},{"v":1.194,"d":"1"},{"v":43680.915,"d":"43,681"},{"v":1647.928,"d":"1,648"},{"v":164.825,"d":"165"},null,{"v":747390.977,"d":"747,391"},{"v":282927.008,"d":"282,927"},{"v":747390.977,"d":"747,391"},{"v":282927.008,"d":"282,927"},"EIA","EIA","EIA","EIA","EIA","EIA","--","EIA","EIA",{"$nulls":6},0,0,0,0,0,0,0,0,{"v":15712.384144,"d":"15,712.384"},0,{"v":3.055,"d":"3"},{"v":47563.945,"d":"47,564"},0,0,0,0,0,0,0,0,{"v":47567,"d":"47,567"},0,0,{"v":47567,"d":"47,567"},0,{"v":0,"d":"0.0%"},{"v":6.42251981415687e-05,"d":"0.0%"},{"v":0.999935774801858,"d":"100.0%"},{"v":0,"d":"0.0%"},{"v":0,"d":"0.0%"},{"v":0,"d":"0.0%"},{"v":0,"d":"0.0%"},{"v":0,"d":"0.0%"},{"v":0,"d":"0.0%"},{"v":0,"d":"0.0%"},{"v":0,"d":"0.0%"},{"v":1,"d":"100.0%"},{"v":0,"d":"0.0%"},{"v":0,"d":"0.0%"},{"v":1,"d":"100.0%"},{"v":0,"d":"0.0%"}]
[13,2019,"AK","Battery Energy Storage System",57583,"Golden Valley Elec Assn Inc",7353,"Golden Valley Elec Assn Inc",7353,"Electric Utility","Alaska Miscellaneous","NA","ASCC","AKGD","ASCC Alaska Grid",null,"02","090","Fairbanks North Star",64.8167,-147.725,1,1,"MWH","OTHF",null,{"v":0,"d":"0.0000"},{"v":40,"d":"40.0"},{"$nulls":7},0,0,0,0,{"v":-3280,"d":"(3,280)"},{"v":-1575,"d":"(1,575)"},{"$nulls":8},{"v":0,"d":"0.000"},{"v":0,"d":"0.000"},{"v":0,"d":"0.000"},{"v":0,"d":"0.000"},{"v":0,"d":"0.000"},{"v":0,"d":"0.000"},{"v":0,"d":"0.000"},{"$nulls":9},{"v":0,"d":"0.000"},null,{"v":0,"d":"0.000"},{"v":0,"d":"0.000"},{"v":0,"d":"0.000"},{"v":0,"d":"0.000"},{"v":0,"d":"0.000"},{"$nulls":8},0,0,0,0,{"$nulls":6},"--","EIA","EIA",{"$nulls":15},0,0,0,0,0,0,0,0,0,0,{"v":-3280,"d":"(3,280)"},{"v":-3280,"d":"(3,280)"},0,0,{"v":-3280,"d":"(3,280)"},0]
[14,2019,"AK","Beaver Falls",6580,"Ketchikan Public Utilities",10210,"Ketchikan Public Utilities",10210,"Electric Utility","Alaska Miscellaneous","NA","ASCC","AKMS","ASCC Miscellaneous",null,"02","130","Ketchikan Gateway",55.37975,-131.470269,3,3,"WAT","HYDRO",null,{"v":0.74283,"d":"0.7428"},5.4,{"$nulls":9},{"v":312912.992,"d":"312,913"},{"v":136865.004,"d":"136,865"},{"v":35139,"d":"35,139"},{"v":15368.999,"d":"15,369"},{"$nulls":41},{"v":312912.992,"d":"312,913"},{"v":136865.004,"d":"136,865"},{"$nulls":6},"--","EIA","EIA",{"$nulls":15},0,0,0,0,{"v":35139,"d":"35,139"},0,0,0,0,0,0,0,{"v":35139,"d":"35,139"},0,0,{"v":35139,"d":"35,139"},{"v":0,"d":"0.0%"},{"v":0,"d":"0.0%"},{"v":0,"d":"0.0%"},{"v":0,"d":"0.0%"},{"v":1,"d":"100.0%"},{"v":0,"d":"0.0%"},{"v":0,"d":"0.0%"},{"v":0,"d":"0.0%"},{"v":0,"d":"0.0%"},{"v":0,"d":"0.0%"},{"v":0,"d":"0.0%"},{"v":0,"d":"0.0%"},{"v":1,"d":"100.0%"},{"v":0,"d":"0.0%"},{"v":0,"d":"0.0%"},{"v":1,"d":"100.0%"}]
[15,2019,"AK","Beluga",96,"Chugach Electric Assn Inc",3522,"Chugach Electric Assn Inc",3522,"Electric Utility","Chugach Electric Assn Inc","CEA","ASCC","AKGD","ASCC Alaska Grid",null,"02","122","Kenai Peninsula",61.1861,-151.0356,7,7,"NG","GAS",null,{"v":0.01678,"d":"0.0168"},374.4,{"v":1,"d":"1.0000"},{"$nulls":6},{"v":1161052.977,"d":"1,161,053"},{"v":338742,"d":"338,742"},{"v":1161052.977,"d":"1,161,053"},{"v":338742,"d":"338,742"},{"v":55030.999,"d":"55,031"},{"v":8735.998,"d":"8,736"},{"v":185.769,"d":"186"},{"v":54.198,"d":"54"},{"v":1.855,"d":"2"},{"v":67857.192,"d":"67,857"},{"v":2559.686,"d":"2,560"},{"v":255.969,"d":"256"},{"v":67927.328,"d":"67,927"},null,6.751,12.408,0.067,{"v":2466.144,"d":"2,466.144"},0.047,0.005,{"v":2468.693,"d":"2,468.693"},null,{"v":0.32,"d":"0.320"},{"v":0.32,"d":"0.320"},0.003,116.889,{"v":2E-3,"d":"0.002"},{"v":0,"d":"0.000"},{"v":117.01,"d":"117.010"},null,6.751,12.408,0.067,{"v":2466.144,"d":"2,466.144"},0.047,0.005,{"v":2468.693,"d":"2,468.693"},null,{"v":185.769,"d":"186"},{"v":54.198,"d":"54"},{"v":1.855,"d":"2"},{"v":67857.192,"d":"67,857"},{"v":2559.686,"d":"2,560"},{"v":255.969,"d":"256"},null,{"v":1161052.977,"d":"1,161,053"},{"v":338742,"d":"338,742"},{"v":1161052.977,"d":"1,161,053"},{"v":338742,"d":"338,742"},"EIA","EIA","EIA","EIA","EIA","EIA","--","EIA","EIA",{"$nulls":14},{"v":21098.162428,"d":"21,098.162"},0,0,{"v":55031,"d":"55,031"},0,0,0,0,0,0,0,0,{"v":55031,"d":"55,031"},0,0,{"v":55031,"d":"55,031"},0,{"v":0,"d":"0.0%"},{"v":0,"d":"0.0%"},{"v":1,"d":"100.0%"},{"v":0,"d":"0.0%"},{"v":0,"d":"0.0%"},{"v":0,"d":"0.0%"},{"v":0,"d":"0.0%"},{"v":0,"d":"0.0%"},{"v":0,"d":"0.0%"},{"v":0,"d":"0.0%"},{"v":0,"d":"0.0%"},{"v":1,"d":"100.0%"},{"v":0,"d":"0.0%"},{"v":0,"d":"0.0%"},{"v":1,"d":"100.0%"},{"v":0,"d":"0.0%"}]
[16,2019,"AK","Bernice Lake",6292,"Alaska Electric & Energy Coop",49803,"Homer Electric Assn Inc",19558,"Electric Utility","Alaska Miscellaneous","NA","ASCC","AKGD","ASCC Alaska Grid",null,"02","122","Kenai Peninsula",60.6935,-151.3874,3,3,"NG","GAS",null,{"v":8.94E-3,"d":"0.0089"},76.7,{"v":1,"d":"1.0000"},{"$nulls":6},{"v":303810.008,"d":"303,810"},{"v":115015.004,"d":"115,015"},{"v":303810.008,"d":"303,810"},{"v":115015.004,"d":"115,015"},{"v":6009,"d":"6,009"},{"v":2275,"d":"2,275"},{"v":48.417,"d":"48"},{"v":18.329,"d":"18"},{"v":0.485,"d":"0"},{"v":17756.032,"d":"17,756"},{"v":669.787,"d":"670"},{"v":66.979,"d":"67"},{"v":17774.384,"d":"17,774"},null,16.115,16.113,0.162,{"v":5909.813,"d":"5,909.813"},0.111,0.011,{"v":5915.921,"d":"5,915.921"},null,0.319,0.319,0.003,116.889,{"v":2E-3,"d":"0.002"},{"v":0,"d":"0.000"},{"v":117.01,"d":"117.010"},null,16.115,16.113,0.162,{"v":5909.813,"d":"5,909.813"},0.111,0.011,{"v":5915.921,"d":"5,915.921"},null,{"v":48.417,"d":"48"},{"v":18.329,"d":"18"},{"v":0.485,"d":"0"},{"v":17756.032,"d":"17,756"},{"v":669.787,"d":"670"},{"v":66.979,"d":"67"},null,{"v":303810.008,"d":"303,810"},{"v":115015.004,"d":"115,015"},{"v":303810.008,"d":"303,810"},{"v":115015.004,"d":"115,015"},"EIA","EIA","EIA","EIA","EIA","EIA","--","EIA","EIA",{"$nulls":14},{"v":50559.162558,"d":"50,559.163"},0,0,{"v":6009,"d":"6,009"},0,0,0,0,0,0,0,0,{"v":6009,"d":"6,009"},0,0,{"v":6009,"d":"6,009"},0,{"v":0,"d":"0.0%"},{"v":0,"d":"0.0%"},{"v":1,"d":"100.0%"},{"v":0,"d":"0.0%"},{"v":0,"d":"0.0%"},{"v":0,"d":"0.0%"},{"v":0,"d":"0.0%"},{"v":0,"d":"0.0%"},{"v":0,"d":"0.0%"},{"v":0,"d":"0.0%"},{"v":0,"d":"0.0%"},{"v":1,"d":"100.0%"},{"v":0,"d":"0.0%"},{"v":0,"d":"0.0%"},{"v":1,"d":"100.0%"},{"v":0,"d":"0.0%"}]
[17,2019,"AK","Bethel",6566,"Alaska Village Elec Coop, Inc",221,"Alaska Village Elec Coop, Inc",221,"Electric Utility","Alaska Miscellaneous","NA","ASCC","AKMS","ASCC Miscellaneous",null,"02","050","Bethel",60.7897,-161.787778,6,6,"DFO","OIL",null,0.3851,12.6,{"v":0.691496973979851,"d":"0.6915"},null,"Yes",0,null,{"v":1,"d":"1.0000"},null,{"v":400833,"d":"400,833"},{"v":163182.996,"d":"163,183"},{"v":400833,"d":"400,833"},{"v":163182.996,"d":"163,183"},{"v":42505.998,"d":"42,506"},{"v":17304,"d":"17,304"},{"v":665.898,"d":"666"},{"v":271.092,"d":"271"},{"v":58.121,"d":"58"},{"v":32733.173,"d":"32,733"},{"v":2651.059,"d":"2,651"},{"v":530.212,"d":"530"},{"v":32845.313,"d":"32,845"},null,31.332,31.333,2.735,{"v":1540.167,"d":"1,540.167"},0.062,0.012,{"v":1545.444,"d":"1,545.444"},null,3.323,3.323,{"v":0.29,"d":"0.290"},163.326,0.007,{"v":1E-3,"d":"0.001"},163.885,null,31.332,31.333,2.735,{"v":1540.167,"d":"1,540.167"},0.062,0.012,{"v":1545.444,"d":"1,545.444"},null,{"v":665.898,"d":"666"},{"v":271.092,"d":"271"},{"v":58.121,"d":"58"},{"v":32733.173,"d":"32,733"},{"v":2651.059,"d":"2,651"},{"v":530.212,"d":"530"},null,{"v":400833,"d":"400,833"},{"v":163182.996,"d":"163,183"},{"v":400833,"d":"400,833"},{"v":163182.996,"d":"163,183"},"EIA","EIA","EIA","EIA","EIA","EIA","--","EIA","EIA",{"$nulls":6},0,0,0,0,0,0,0,0,{"v":9430.033407,"d":"9,430.033"},0,{"v":42506,"d":"42,506"},0,0,0,0,0,0,0,0,0,{"v":42506,"d":"42,506"},0,0,{"v":42506,"d":"42,506"},0,{"v":0,"d":"0.0%"},{"v":1,"d":"100.0%"},{"v":0,"d":"0.0%"},{"v":0,"d":"0.0%"},{"v":0,"d":"0.0%"},{"v":0,"d":"0.0%"},{"v":0,"d":"0.0%"},{"v":0,"d":"0.0%"},{"v":0,"d":"0.0%"},{"v":0,"d":"0.0%"},{"v":0,"d":"0.0%"},{"v":1,"d":"100.0%"},{"v":0,"d":"0.0%"},{"v":0,"d":"0.0%"},{"v":1,"d":"100.0%"},{"v":0,"d":"0.0%"}]
[18,2019,"AK","Black Bear Lake",7752,"Alaska Power and Telephone Co",219,"Alaska Power and Telephone Co",219,"Electric Utility","Alaska Miscellaneous","NA","ASCC","AKMS","ASCC Miscellaneous",null,"02","198","Prince of Wales-Hyder",55.476472,-133.14772,1,1,"WAT","HYDRO",null,{"v":0.50675,"d":"0.5068"},4.5,{"$nulls":9},{"v":177885,"d":"177,885"},{"v":77805,"d":"77,805"},{"v":19976,"d":"19,976"},{"v":8737,"d":"8,737"},{"$nulls":41},{"v":177885,"d":"177,885"},{"v":77805,"d":"77,805"},{"$nulls":6},"--","EIA","EIA",{"$nulls":15},0,0,0,0,{"v":19976,"d":"19,976"},0,0,0,0,0,0,0,{"v":19976,"d":"19,976"},0,0,{"v":19976,"d":"19,976"},{"v":0,"d":"0.0%"},{"v":0,"d":"0.0%"},{"v":0,"d":"0.0%"},{"v":0,"d":"0.0%"},{"v":1,"d":"100.0%"},{"v":0,"d":"0.0%"},{"v":0,"d":"0.0%"},{"v":0,"d":"0.0%"},{"v":0,"d":"0.0%"},{"v":0,"d":"0.0%"},{"v":0,"d":"0.0%"},{"v":0,"d":"0.0%"},{"v":1,"d":"100.0%"},{"v":0,"d":"0.0%"},{"v":0,"d":"0.0%"},{"v":1,"d":"100.0%"}]
[19,2019,"AK","Blue Lake Hydro",93,"City & Borough of Sitka - (AK)",17271,"City & Borough of Sitka - (AK)",17271,"Electric Utility","Alaska Miscellaneous","NA","ASCC","AKMS","ASCC Miscellaneous",null,"02","220","Sitka",57.0516,-135.2297,5,5,"WAT","HYDRO",null,{"v":0.29639,"d":"0.2964"},22.9,{"$nulls":9},{"v":529473,"d":"529,473"},{"v":231586.008,"d":"231,586"},{"v":59457.999,"d":"59,458"},{"v":26006.001,"d":"26,006"},{"$nulls":41},{"v":529473,"d":"529,473"},{"v":231586.008,"d":"231,586"},{"$nulls":6},"--","EIA","EIA",{"$nulls":15},0,0,0,0,{"v":59458,"d":"59,458"},0,0,0,0,0,0,0,{"v":59458,"d":"59,458"},0,0,{"v":59458,"d":"59,458"},{"v":0,"d":"0.0%"},{"v":0,"d":"0.0%"},{"v":0,"d":"0.0%"},{"v":0,"d":"0.0%"},{"v":1,"d":"100.0%"},{"v":0,"d":"0.0%"},{"v":0,"d":"0.0%"},{"v":0,"d":"0.0%"},{"v":0,"d":"0.0%"},{"v":0,"d":"0.0%"},{"v":0,"d":"0.0%"},{"v":0,"d":"0.0%"},{"v":1,"d":"100.0%"},{"v":0,"d":"0.0%"},{"v":0,"d":"0.0%"},{"v":1,"d":"100.0%"}]
[20,2019,"AK","Bradley Lake",7367,"Alaska Electric & Energy Coop",49803,"Homer Electric Assn Inc",19558,"Electric Utility","Alaska Miscellaneous","NA","ASCC","AKGD","ASCC Alaska Grid",null,"02","122","Kenai Peninsula",59.77862,-150.94015,2,2,"WAT","HYDRO",null,{"v":0.37471,"d":"0.3747"},{"v":126,"d":"126.0"},{"$nulls":9},{"v":3683037,"d":"3,683,037"},{"v":1610919,"d":"1,610,919"},{"v":413592,"d":"413,592"},{"v":180901,"d":"180,901"},{"$nulls":41},{"v":3683037,"d":"3,683,037"},{"v":1610919,"d":"1,610,919"},{"$nulls":6},"--","EIA","EIA",{"$nulls":15},0,0,0,0,{"v":413592,"d":"413,592"},0,0,0,0,0,0,0,{"v":413592,"d":"413,592"},0,0,{"v":413592,"d":"413,592"},{"v":0,"d":"0.0%"},{"v":0,"d":"0.0%"},{"v":0,"d":"0.0%"},{"v":0,"d":"0.0%"},{"v":1,"d":"100.0%"},{"v":0,"d":"0.0%"},{"v":0,"d":"0.0%"},{"v":0,"d":"0.0%"},{"v":0,"d":"0.0%"},{"v":0,"d":"0.0%"},{"v":0,"d":"0.0%"},{"v":0,"d":"0.0%"},{"v":1,"d":"100.0%"},{"v":0,"d":"0.0%"},{"v":0,"d":"0.0%"},{"v":1,"d":"100.0%"}]
[21,2019,"AK","Brevig Mission",60260,"Alaska Village Elec Coop, Inc",221,"Alaska Village Elec Coop, Inc",221,"Electric Utility","Alaska Miscellaneous","NA","NA","AKMS","ASCC Miscellaneous",null,"02","180","Nome",65.331716,-166.479506,4,4,"DFO","OIL",null,{"v":0.09041,"d":"0.0904"},1.5,{"v":1,"d":"1.0000"},{"$nulls":6},{"v":11894,"d":"11,894"},{"v":4842,"d":"4,842"},{"v":11894,"d":"11,894"},{"v":4842,"d":"4,842"},{"v":1188,"d":"1,188"},484,{"v":19.758,"d":"20"},{"v":8.043,"d":"8"},{"v":1.725,"d":"2"},{"v":971.298,"d":"971"},{"v":78.665,"d":"79"},{"v":15.733,"d":"16"},{"v":974.626,"d":"975"},null,33.263,33.236,2.904,{"v":1635.182,"d":"1,635.182"},0.066,0.013,{"v":1640.784,"d":"1,640.784"},null,3.322,3.322,{"v":0.29,"d":"0.290"},163.326,0.007,{"v":1E-3,"d":"0.001"},163.885,null,33.263,33.236,2.904,{"v":1635.182,"d":"1,635.182"},0.066,0.013,{"v":1640.784,"d":"1,640.784"},null,{"v":19.758,"d":"20"},{"v":8.043,"d":"8"},{"v":1.725,"d":"2"},{"v":971.298,"d":"971"},{"v":78.665,"d":"79"},{"v":15.733,"d":"16"},null,{"v":11894,"d":"11,894"},{"v":4842,"d":"4,842"},{"v":11894,"d":"11,894"},{"v":4842,"d":"4,842"},"EIA","EIA","EIA","EIA","EIA","EIA","--","EIA","EIA",{"$nulls":14},{"v":10011.784717,"d":"10,011.785"},0,{"v":1188,"d":"1,188"},0,0,0,0,0,0,0,0,0,{"v":1188,"d":"1,188"},0,0,{"v":1188,"d":"1,188"},0,{"v":0,"d":"0.0%"},{"v":1,"d":"100.0%"},{"v":0,"d":"0.0%"},{"v":0,"d":"0.0%"},{"v":0,"d":"0.0%"},{"v":0,"d":"0.0%"},{"v":0,"d":"0.0%"},{"v":0,"d":"0.0%"},{"v":0,"d":"0.0%"},{"v":0,"d":"0.0%"},{"v":0,"d":"0.0%"},{"v":1,"d":"100.0%"},{"v":0,"d":"0.0%"},{"v":0,"d":"0.0%"},{"v":1,"d":"100.0%"},{"v":0,"d":"0.0%"}]
[22,2019,"AK","Centennial",7112,"Metlakatla Power & Light",12385,"Metlakatla Power & Light",12385,"Electric Utility","Alaska Miscellaneous","NA","ASCC","AKMS","ASCC Miscellaneous",null,"02","198","Prince of Wales-Hyder",55.121433,-131.560267,2,2,"DFO","OIL",null,{"v":0.05515,"d":"0.0552"},5.1,{"v":1,"d":"1.0000"},{"$nulls":6},{"v":28855,"d":"28,855"},{"v":11745,"d":"11,745"},{"v":28855,"d":"28,855"},{"v":11745,"d":"11,745"},{"v":2464,"d":"2,464"},{"v":1003,"d":"1,003"},{"v":46.366,"d":"46"},{"v":18.873,"d":"19"},{"v":4.184,"d":"4"},{"v":2356.382,"d":"2,356"},{"v":190.843,"d":"191"},{"v":38.169,"d":"38"},{"v":2364.455,"d":"2,364"},null,37.635,37.633,3.396,{"v":1912.648,"d":"1,912.648"},0.077,0.015,{"v":1919.2,"d":"1,919.200"},null,3.214,3.214,{"v":0.29,"d":"0.290"},163.326,0.007,{"v":1E-3,"d":"0.001"},163.885,null,37.635,37.633,3.396,{"v":1912.648,"d":"1,912.648"},0.077,0.015,{"v":1919.2,"d":"1,919.200"},null,{"v":46.366,"d":"46"},{"v":18.873,"d":"19"},{"v":4.184,"d":"4"},{"v":2356.382,"d":"2,356"},{"v":190.843,"d":"191"},{"v":38.169,"d":"38"},null,{"v":28855,"d":"28,855"},{"v":11745,"d":"11,745"},{"v":28855,"d":"28,855"},{"v":11745,"d":"11,745"},"EIA","EIA","EIA","EIA","EIA","EIA","--","EIA","EIA",{"$nulls":14},{"v":11710.633117,"d":"11,710.633"},0,{"v":2464,"d":"2,464"},0,0,0,0,0,0,0,0,0,{"v":2464,"d":"2,464"},0,0,{"v":2464,"d":"2,464"},0,{"v":0,"d":"0.0%"},{"v":1,"d":"100.0%"},{"v":0,"d":"0.0%"},{"v":0,"d":"0.0%"},{"v":0,"d":"0.0%"},{"v":0,"d":"0.0%"},{"v":0,"d":"0.0%"},{"v":0,"d":"0.0%"},{"v":0,"d":"0.0%"},{"v":0,"d":"0.0%"},{"v":0,"d":"0.0%"},{"v":1,"d":"100.0%"},{"v":0,"d":"0.0%"},{"v":0,"d":"0.0%"},{"v":1,"d":"100.0%"},{"v":0,"d":"0.0%"}]
[23,2019,"AK","Chester Lake",7168,"Metlakatla Power & Light",12385,"Metlakatla Power & Light",12385,"Electric Utility","Alaska Miscellaneous","NA","ASCC","AKMS","ASCC Miscellaneous",null,"02","198","Prince of Wales-Hyder",55.116879,-131.545879,1,1,"WAT","HYDRO",null,0.5101,1.3,{"$nulls":9},{"v":51729,"d":"51,729"},{"v":22626,"d":"22,626"},{"v":5809,"d":"5,809"},{"v":2541,"d":"2,541"},{"$nulls":41},{"v":51729,"d":"51,729"},{"v":22626,"d":"22,626"},{"$nulls":6},"--","EIA","EIA",{"$nulls":15},0,0,0,0,{"v":5809,"d":"5,809"},0,0,0,0,0,0,0,{"v":5809,"d":"5,809"},0,0,{"v":5809,"d":"5,809"},{"v":0,"d":"0.0%"},{"v":0,"d":"0.0%"},{"v":0,"d":"0.0%"},{"v":0,"d":"0.0%"},{"v":1,"d":"100.0%"},{"v":0,"d":"0.0%"},{"v":0,"d":"0.0%"},{"v":0,"d":"0.0%"},{"v":0,"d":"0.0%"},{"v":0,"d":"0.0%"},{"v":0,"d":"0.0%"},{"v":0,"d":"0.0%"},{"v":1,"d":"100.0%"},{"v":0,"d":"0.0%"},{"v":0,"d":"0.0%"},{"v":1,"d":"100.0%"}]
[24,2019,"AK","Chevak",6311,"Alaska Village Elec Coop, Inc",221,"Alaska Village Elec Coop, Inc",221,"Electric Utility","Alaska Miscellaneous","NA","ASCC","AKMS","ASCC Miscellaneous",null,"02","050","Bethel",61.525297,-165.590152,6,6,"DFO","OIL",null,{"v":0.09764,"d":"0.0976"},2.8,{"v":1,"d":"1.0000"},{"$nulls":6},{"v":17039.001,"d":"17,039"},{"v":6929,"d":"6,929"},{"v":17039.001,"d":"17,039"},{"v":6929,"d":"6,929"},{"v":2395,"d":"2,395"},{"v":974.999,"d":"975"},{"v":28.304,"d":"28"},{"v":11.51,"d":"12"},{"v":2.471,"d":"2"},{"v":1391.454,"d":"1,391"},{"v":112.694,"d":"113"},{"v":22.539,"d":"23"},{"v":1396.221,"d":"1,396"},null,23.636,{"v":23.61,"d":"23.610"},2.063,{"v":1161.966,"d":"1,161.966"},0.047,0.009,{"v":1165.947,"d":"1,165.947"},null,3.322,3.322,{"v":0.29,"d":"0.290"},163.326,0.007,{"v":1E-3,"d":"0.001"},163.885,null,23.636,{"v":23.61,"d":"23.610"},2.063,{"v":1161.966,"d":"1,161.966"},0.047,0.009,{"v":1165.947,"d":"1,165.947"},null,{"v":28.304,"d":"28"},{"v":11.51,"d":"12"},{"v":2.471,"d":"2"},{"v":1391.454,"d":"1,391"},{"v":112.694,"d":"113"},{"v":22.539,"d":"23"},null,{"v":17039.001,"d":"17,039"},{"v":6929,"d":"6,929"},{"v":17039.001,"d":"17,039"},{"v":6929,"d":"6,929"},"EIA","EIA","EIA","EIA","EIA","EIA","--","EIA","EIA",{"$nulls":14},{"v":7114.405622,"d":"7,114.406"},0,{"v":2395,"d":"2,395"},0,0,0,0,0,0,0,0,0,{"v":2395,"d":"2,395"},0,0,{"v":2395,"d":"2,395"},0,{"v":0,"d":"0.0%"},{"v":1,"d":"100.0%"},{"v":0,"d":"0.0%"},{"v":0,"d":"0.0%"},{"v":0,"d":"0.0%"},{"v":0,"d":"0.0%"},{"v":0,"d":"0.0%"},{"v":0,"d":"0.0%"},{"v":0,"d":"0.0%"},{"v":0,"d":"0.0%"},{"v":0,"d":"0.0%"},{"v":1,"d":"100.0%"},{"v":0,"d":"0.0%"},{"v":0,"d":"0.0%"},{"v":1,"d":"100.0%"},{"v":0,"d":"0.0%"}]
[25,2019,"AK","Cooper Lake",6291,"Chugach Electric Assn Inc",3522,"Chugach Electric Assn Inc",3522,"Electric Utility","Chugach Electric Assn Inc","CEA","ASCC","AKGD","ASCC Alaska Grid",null,"02","122","Kenai Peninsula",60.392331,-149.665603,2,2,"WAT","HYDRO",null,{"v":0.27128,"d":"0.2713"},19.4,{"$nulls":9},{"v":410538,"d":"410,538"},{"v":179564,"d":"179,564"},{"v":46102,"d":"46,102"},{"v":20164,"d":"20,164"},{"$nulls":41},{"v":410538,"d":"410,538"},{"v":179564,"d":"179,564"},{"$nulls":6},"--","EIA","EIA",{"$nulls":15},0,0,0,0,{"v":46102,"d":"46,102"},0,0,0,0,0,0,0,{"v":46102,"d":"46,102"},0,0,{"v":46102,"d":"46,102"},{"v":0,"d":"0.0%"},{"v":0,"d":"0.0%"},{"v":0,"d":"0.0%"},{"v":0,"d":"0.0%"},{"v":1,"d":"100.0%"},{"v":0,"d":"0.0%"},{"v":0,"d":"0.0%"},{"v":0,"d":"0.0%"},{"v":0,"d":"0.0%"},{"v":0,"d":"0.0%"},{"v":0,"d":"0.0%"},{"v":0,"d":"0.0%"},{"v":1,"d":"100.0%"},{"v":0,"d":"0.0%"},{"v":0,"d":"0.0%"},{"v":1,"d":"100.0%"}]
[26,2019,"AK","Craig (AK)",421,"Alaska Power and Telephone Co",219,"Alaska Power and Telephone Co",219,"Electric Utility","Alaska Miscellaneous","NA","ASCC","AKMS","ASCC Miscellaneous",null,"02","198","Prince of Wales-Hyder",55.47691,-133.14869,5,5,"DFO","OIL",null,{"v":0.00849,"d":"0.0085"},6.2,{"v":1,"d":"1.0000"},{"$nulls":6},{"v":5733.001,"d":"5,733"},{"v":2330,"d":"2,330"},{"v":5733.001,"d":"5,733"},{"v":2330,"d":"2,330"},{"v":460.999,"d":"461"},{"v":188.001,"d":"188"},{"v":9.171,"d":"9"},{"v":3.727,"d":"4"},{"v":0.831,"d":"1"},{"v":468.172,"d":"468"},{"v":37.917,"d":"38"},{"v":7.583,"d":"8"},{"v":469.776,"d":"470"},null,39.788,39.649,3.607,{"v":2031.119,"d":"2,031.119"},0.082,0.016,{"v":2038.078,"d":"2,038.078"},null,3.199,3.199,{"v":0.29,"d":"0.290"},163.325,0.007,{"v":1E-3,"d":"0.001"},163.885,null,39.787,39.649,3.607,{"v":2031.115,"d":"2,031.115"},0.082,0.016,{"v":2038.073,"d":"2,038.073"},null,{"v":9.171,"d":"9"},{"v":3.727,"d":"4"},{"v":0.831,"d":"1"},{"v":468.172,"d":"468"},{"v":37.917,"d":"38"},{"v":7.583,"d":"8"},null,{"v":5733.001,"d":"5,733"},{"v":2330,"d":"2,330"},{"v":5733.001,"d":"5,733"},{"v":2330,"d":"2,330"},"EIA","EIA","EIA","EIA","EIA","EIA","--","EIA","EIA",{"$nulls":14},{"v":12436.010928,"d":"12,436.011"},0,461,0,0,0,0,0,0,0,0,0,461,0,0,461,0,{"v":0,"d":"0.0%"},{"v":1,"d":"100.0%"},{"v":0,"d":"0.0%"},{"v":0,"d":"0.0%"},{"v":0,"d":"0.0%"},{"v":0,"d":"0.0%"},{"v":0,"d":"0.0%"},{"v":0,"d":"0.0%"},{"v":0,"d":"0.0%"},{"v":0,"d":"0.0%"},{"v":0,"d":"0.0%"},{"v":1,"d":"100.0%"},{"v":0,"d":"0.0%"},{"v":0,"d":"0.0%"},{"v":1,"d":"100.0%"},{"v":0,"d":"0.0%"}]
[27,2019,"AK","Delta Power",56325,"Golden Valley Elec Assn Inc",7353,"Golden Valley Elec Assn Inc",7353,"Electric Utility","Alaska Miscellaneous","NA","ASCC","AKGD","ASCC Alaska Grid",null,"02","240","Southeast Fairbanks",64.028056,-145.719444,1,1,"DFO","OIL",null,{"v":0,"d":"0.0000"},23.1,{"$nulls":7},944,376,944,376,{"v":-133,"d":"(133)"},{"v":-54,"d":"(54)"},{"v":0.438,"d":"0"},{"v":0.174,"d":"0"},{"v":0.238,"d":"0"},{"v":77.09,"d":"77"},{"v":6.243,"d":"6"},{"v":1.249,"d":"1"},{"v":77.354,"d":"77"},null,{"v":0,"d":"0.000"},{"v":0,"d":"0.000"},{"v":0,"d":"0.000"},{"v":0,"d":"0.000"},{"v":0,"d":"0.000"},{"v":0,"d":"0.000"},{"v":0,"d":"0.000"},null,0.928,0.926,0.505,163.326,0.007,{"v":1E-3,"d":"0.001"},163.886,null,{"v":0,"d":"0.000"},{"v":0,"d":"0.000"},{"v":0,"d":"0.000"},{"v":0,"d":"0.000"},{"v":0,"d":"0.000"},{"v":0,"d":"0.000"},{"v":0,"d":"0.000"},null,{"v":0.438,"d":"0"},{"v":0.174,"d":"0"},{"v":0.238,"d":"0"},{"v":77.09,"d":"77"},{"v":6.243,"d":"6"},{"v":1.249,"d":"1"},null,944,376,944,376,"EIA","EIA","EIA","EIA","EIA","EIA","--","EIA","EIA",{"$nulls":14},{"v":-7097.744361,"d":"(7,097.744)"},0,{"v":-133,"d":"(133)"},0,0,0,0,0,0,0,0,0,{"v":-133,"d":"(133)"},0,0,{"v":-133,"d":"(133)"},0]
[28,2019,"AK","Delta Wind Farm",58511,"Golden Valley Elec Assn Inc",7353,"Alaska Environmental Power",58488,"IPP Non-CHP","Alaska Miscellaneous","NA","ASCC","AKGD","ASCC Alaska Grid",null,"02","240","Southeast Fairbanks",64.013889,-145.596667,3,3,"WND","WIND",null,{"v":0.23852,"d":"0.2385"},1.9,{"$nulls":9},{"v":35353,"d":"35,353"},{"v":13554,"d":"13,554"},{"v":3969.999,"d":"3,970"},{"v":1521.999,"d":"1,522"},{"$nulls":41},{"v":35353,"d":"35,353"},{"v":13554,"d":"13,554"},{"$nulls":6},"--","EIA","EIA",{"$nulls":15},0,0,0,0,0,0,{"v":3970,"d":"3,970"},0,0,0,0,0,{"v":3970,"d":"3,970"},{"v":3970,"d":"3,970"},0,{"v":3970,"d":"3,970"},{"v":0,"d":"0.0%"},{"v":0,"d":"0.0%"},{"v":0,"d":"0.0%"},{"v":0,"d":"0.0%"},{"v":0,"d":"0.0%"},{"v":0,"d":"0.0%"},{"v":1,"d":"100.0%"},{"v":0,"d":"0.0%"},{"v":0,"d":"0.0%"},{"v":0,"d":"0.0%"},{"v":0,"d":"0.0%"},{"v":0,"d":"0.0%"},{"v":1,"d":"100.0%"},{"v":1,"d":"100.0%"},{"v":0,"d":"0.0%"},{"v":1,"d":"100.0%"}]
[29,2019,"AK","Dillingham",109,"Nushagak Electric Coop, Inc",13870,"Nushagak Electric Coop, Inc",13870,"Electric Utility","Alaska Miscellaneous","NA","ASCC","AKMS","ASCC Miscellaneous",null,"02","070","Dillingham",59.042914,-158.468597,15,15,"DFO","OIL",null,{"v":0.14109,"d":"0.1411"},15.1,{"v":1,"d":"1.0000"},{"$nulls":6},{"v":189680.994,"d":"189,681"},{"v":77219,"d":"77,219"},{"v":189680.994,"d":"189,681"},{"v":77219,"d":"77,219"},{"v":18662.998,"d":"18,663"},{"v":7597.999,"d":"7,598"},{"v":303.218,"d":"303"},{"v":123.441,"d":"123"},{"v":27.503,"d":"28"},{"v":15489.894,"d":"15,490"},{"v":1254.526,"d":"1,255"},{"v":250.905,"d":"251"},{"v":15542.96,"d":"15,543"},null,32.494,32.493,2.947,{"v":1659.958,"d":"1,659.958"},0.067,0.013,{"v":1665.645,"d":"1,665.645"},null,3.197,3.197,{"v":0.29,"d":"0.290"},163.326,0.007,{"v":1E-3,"d":"0.001"},163.885,null,32.494,32.493,2.947,{"v":1659.958,"d":"1,659.958"},0.067,0.013,{"v":1665.644,"d":"1,665.644"},null,{"v":303.218,"d":"303"},{"v":123.441,"d":"123"},{"v":27.503,"d":"28"},{"v":15489.894,"d":"15,490"},{"v":1254.526,"d":"1,255"},{"v":250.905,"d":"251"},null,{"v":189680.994,"d":"189,681"},{"v":77219,"d":"77,219"},{"v":189680.994,"d":"189,681"},{"v":77219,"d":"77,219"},"EIA","EIA","EIA","EIA","EIA","EIA","--","EIA","EIA",{"$nulls":14},{"v":10163.478226,"d":"10,163.478"},0,{"v":18663,"d":"18,663"},0,0,0,0,0,0,0,0,0,{"v":18663,"d":"18,663"},0,0,{"v":18663,"d":"18,663"},0,{"v":0,"d":"0.0%"},{"v":1,"d":"100.0%"},{"v":0,"d":"0.0%"},{"v":0,"d":"0.0%"},{"v":0,"d":"0.0%"},{"v":0,"d":"0.0%"},{"v":0,"d":"0.0%"},{"v":0,"d":"0.0%"},{"v":0,"d":"0.0%"},{"v":0,"d":"0.0%"},{"v":0,"d":"0.0%"},{"v":1,"d":"100.0%"},{"v":0,"d":"0.0%"},{"v":0,"d":"0.0%"},{"v":1,"d":"100.0%"},{"v":0,"d":"0.0%"}]
[30,2019,"AK","Dutch Harbor",7502,"City of Unalaska - (AK)",19454,"City of Unalaska - (AK)",19454,"Electric Utility","Alaska Miscellaneous","NA","ASCC","AKMS","ASCC Miscellaneous",null,"02","016","Aleutians West",53.892459,-166.538185,13,13,"DFO","OIL",null,{"v":0.23269,"d":"0.2327"},{"v":26,"d":"26.0"},{"v":0.94551282051282,"d":"0.9455"},{"$nulls":6},{"v":483210.006,"d":"483,210"},{"v":213271.005,"d":"213,271"},{"v":483210.006,"d":"483,210"},{"v":213271.005,"d":"213,271"},{"v":52998,"d":"52,998"},{"v":23415.001,"d":"23,415"},{"v":775.11,"d":"775"},{"v":341.859,"d":"342"},{"v":70.065,"d":"70"},{"v":39460.317,"d":"39,460"},{"v":3195.89,"d":"3,196"},{"v":639.178,"d":"639"},{"v":39595.503,"d":"39,596"},null,29.251,{"v":29.2,"d":"29.200"},2.644,{"v":1489.125,"d":"1,489.125"},{"v":0.06,"d":"0.060"},0.012,{"v":1494.226,"d":"1,494.226"},null,3.208,3.206,{"v":0.29,"d":"0.290"},163.326,0.007,{"v":1E-3,"d":"0.001"},163.885,null,29.251,{"v":29.2,"d":"29.200"},2.644,{"v":1489.125,"d":"1,489.125"},{"v":0.06,"d":"0.060"},0.012,{"v":1494.226,"d":"1,494.226"},null,{"v":775.11,"d":"775"},{"v":341.859,"d":"342"},{"v":70.065,"d":"70"},{"v":39460.317,"d":"39,460"},{"v":3195.89,"d":"3,196"},{"v":639.178,"d":"639"},null,{"v":483210.006,"d":"483,210"},{"v":213271.005,"d":"213,271"},{"v":483210.006,"d":"483,210"},{"v":213271.005,"d":"213,271"},"EIA","EIA","EIA","EIA","EIA","EIA","--","EIA","EIA",{"$nulls":14},{"v":9117.513988,"d":"9,117.514"},0,{"v":52998,"d":"52,998"},0,0,0,0,0,0,0,0,0,{"v":52998,"d":"52,998"},0,0,{"v":52998,"d":"52,998"},0,{"v":0,"d":"0.0%"},{"v":1,"d":"100.0%"},{"v":0,"d":"0.0%"},{"v":0,"d":"0.0%"},{"v":0,"d":"0.0%"},{"v":0,"d":"0.0%"},{"v":0,"d":"0.0%"},{"v":0,"d":"0.0%"},{"v":0,"d":"0.0%"},{"v":0,"d":"0.0%"},{"v":0,"d":"0.0%"},{"v":1,"d":"100.0%"},{"v":0,"d":"0.0%"},{"v":0,"d":"0.0%"},{"v":1,"d":"100.0%"},{"v":0,"d":"0.0%"}]
[31,2019,"AK","Eielson AFB Central Heat & Power Plant",50392,"Golden Valley Elec Assn Inc",7353,"U S Air Force-Eielson AFB",22199,"Commercial CHP","Alaska Miscellaneous","NA","ASCC","AKGD","ASCC Alaska Grid",null,"02","090","Fairbanks North Star",64.67141,-147.075988,11,9,"SUB","COAL","Yes",{"v":0.25541,"d":"0.2554"},{"v":31,"d":"31.0"},{"v":0.907656994157215,"d":"0.9077"},null,"Yes",{"v":1838591.2,"d":"1,838,591"},{"v":0.129,"d":"0"},{"v":0.146515,"d":"0.1465"},null,{"v":385676.673,"d":"385,677"},{"v":129469.302,"d":"129,469"},{"v":385676.673,"d":"385,677"},{"v":129469.302,"d":"129,469"},{"v":69358,"d":"69,358"},{"v":26149,"d":"26,149"},{"v":56.543,"d":"57"},{"v":18.443,"d":"18"},{"v":82.934,"d":"83"},{"v":41234.391,"d":"41,234"},{"v":9344.441,"d":"9,344"},{"v":1359.366,"d":"1,359"},{"v":41553.742,"d":"41,554"},null,{"v":1.63,"d":"1.630"},1.411,2.391,{"v":1189.031,"d":"1,189.031"},0.135,{"v":0.02,"d":"0.020"},{"v":1198.239,"d":"1,198.239"},null,0.293,0.285,{"v":0.43,"d":"0.430"},213.829,0.024,0.004,215.485,null,{"v":1.63,"d":"1.630"},1.411,2.391,{"v":1189.031,"d":"1,189.031"},0.135,{"v":0.02,"d":"0.020"},{"v":1198.239,"d":"1,198.239"},null,{"v":385.918,"d":"386"},{"v":125.876,"d":"126"},{"v":566.046,"d":"566"},{"v":281434.484,"d":"281,434"},{"v":63778.021,"d":"63,778"},{"v":9277.998,"d":"9,278"},null,{"v":2632334.656,"d":"2,632,335"},{"v":883658.658,"d":"883,659"},{"v":2632334.656,"d":"2,632,335"},{"v":883658.658,"d":"883,659"},"EIA","EIA","EPA/CAMD; EIA","EIA","EIA","EIA","--","EIA","EIA",{"$nulls":6},{"v":2246657.983,"d":"2,246,658"},{"v":754189.355,"d":"754,189"},{"v":329.375,"d":"329"},{"v":107.433,"d":"107"},{"v":483.112,"d":"483"},{"v":240200.093,"d":"240,200"},{"v":54433.58,"d":"54,434"},{"v":7918.631,"d":"7,919"},{"v":5560.666011,"d":"5,560.666"},{"v":69081,"d":"69,081"},277,0,0,0,0,0,0,0,0,0,{"v":69358,"d":"69,358"},0,0,{"v":69358,"d":"69,358"},0,{"v":0.996006228553303,"d":"99.6%"},{"v":0.00399377144669685,"d":"0.4%"},{"v":0,"d":"0.0%"},{"v":0,"d":"0.0%"},{"v":0,"d":"0.0%"},{"v":0,"d":"0.0%"},{"v":0,"d":"0.0%"},{"v":0,"d":"0.0%"},{"v":0,"d":"0.0%"},{"v":0,"d":"0.0%"},{"v":0,"d":"0.0%"},{"v":1,"d":"100.0%"},{"v":0,"d":"0.0%"},{"v":0,"d":"0.0%"},{"v":1,"d":"100.0%"},{"v":0,"d":"0.0%"}]
[32,2019,"AK","Eklutna Generation Station",58989,"Matanuska Electric Assn Inc",11824,"Matanuska Electric Assn Inc",11824,"Electric Utility","Alaska Miscellaneous","NA","NA","AKGD","ASCC Alaska Grid",null,"02","020","Anchorage",61.457778,-149.351389,10,10,"NG","GAS",null,0.4832,{"v":171,"d":"171.0"},{"v":0.527999190009524,"d":"0.5280"},{"$nulls":6},{"v":6320168.75,"d":"6,320,169"},{"v":2392672.031,"d":"2,392,672"},{"v":6320168.75,"d":"6,320,169"},{"v":2392672.031,"d":"2,392,672"},{"v":723815,"d":"723,815"},{"v":274020,"d":"274,020"},{"v":8738.37,"d":"8,738"},{"v":3308.15,"d":"3,308"},{"v":10.1,"d":"10"},{"v":369379.297,"d":"369,379"},{"v":13933.599,"d":"13,934"},{"v":1393.36,"d":"1,393"},{"v":369761.077,"d":"369,761"},null,24.145,24.145,0.028,{"v":1020.646,"d":"1,020.646"},0.019,{"v":2E-3,"d":"0.002"},{"v":1021.701,"d":"1,021.701"},null,2.765,2.765,0.003,116.889,{"v":2E-3,"d":"0.002"},{"v":0,"d":"0.000"},{"v":117.01,"d":"117.010"},null,24.145,24.145,0.028,{"v":1020.646,"d":"1,020.646"},0.019,{"v":2E-3,"d":"0.002"},{"v":1021.701,"d":"1,021.701"},null,{"v":8738.37,"d":"8,738"},{"v":3308.15,"d":"3,308"},{"v":10.1,"d":"10"},{"v":369379.297,"d":"369,379"},{"v":13933.599,"d":"13,934"},{"v":1393.36,"d":"1,393"},null,{"v":6320168.75,"d":"6,320,169"},{"v":2392672.031,"d":"2,392,672"},{"v":6320168.75,"d":"6,320,169"},{"v":2392672.031,"d":"2,392,672"},"EIA","EIA","EIA","EIA","EIA","EIA","--","EIA","EIA",{"$nulls":14},{"v":8731.746026,"d":"8,731.746"},0,0,{"v":723815,"d":"723,815"},0,0,0,0,0,0,0,0,{"v":723815,"d":"723,815"},0,0,{"v":723815,"d":"723,815"},0,{"v":0,"d":"0.0%"},{"v":0,"d":"0.0%"},{"v":1,"d":"100.0%"},{"v":0,"d":"0.0%"},{"v":0,"d":"0.0%"},{"v":0,"d":"0.0%"},{"v":0,"d":"0.0%"},{"v":0,"d":"0.0%"},{"v":0,"d":"0.0%"},{"v":0,"d":"0.0%"},{"v":0,"d":"0.0%"},{"v":1,"d":"100.0%"},{"v":0,"d":"0.0%"},{"v":0,"d":"0.0%"},{"v":1,"d":"100.0%"},{"v":0,"d":"0.0%"}]
[33,2019,"AK","Eklutna Hydro Project",77,"Chugach Electric Assn Inc",3522,"Anchorage Municipal Light and Power",599,"Electric Utility","Anchorage Municipal Light & Power","AMPL","ASCC","AKGD","ASCC Alaska Grid",null,"02","170","Matanuska Susitna",61.475211,-149.15009,2,2,"WAT","HYDRO",null,{"v":0.491,"d":"0.4910"},44.4,{"$nulls":9},{"v":1700597,"d":"1,700,597"},{"v":743822,"d":"743,822"},{"v":190971,"d":"190,971"},{"v":83529,"d":"83,529"},{"$nulls":41},{"v":1700597,"d":"1,700,597"},{"v":743822,"d":"743,822"},{"$nulls":6},"--","EIA","EIA",{"$nulls":15},0,0,0,0,{"v":190971,"d":"190,971"},0,0,0,0,0,0,0,{"v":190971,"d":"190,971"},0,0,{"v":190971,"d":"190,971"},{"v":0,"d":"0.0%"},{"v":0,"d":"0.0%"},{"v":0,"d":"0.0%"},{"v":0,"d":"0.0%"},{"v":1,"d":"100.0%"},{"v":0,"d":"0.0%"},{"v":0,"d":"0.0%"},{"v":0,"d":"0.0%"},{"v":0,"d":"0.0%"},{"v":0,"d":"0.0%"},{"v":0,"d":"0.0%"},{"v":0,"d":"0.0%"},{"v":1,"d":"100.0%"},{"v":0,"d":"0.0%"},{"v":0,"d":"0.0%"},{"v":1,"d":"100.0%"}]
[34,2019,"AK","Elim",57060,"Alaska Village Elec Coop, Inc",221,"Alaska Village Elec Coop, Inc",221,"Electric Utility","Alaska Miscellaneous","NA","ASCC","AKMS","ASCC Miscellaneous",null,"02","180","Nome",64.616558,-162.263717,4,4,"DFO","OIL",null,{"v":0.06909,"d":"0.0691"},2.1,{"v":1,"d":"1.0000"},null,"Yes",{"v":466.4,"d":"466"},{"v":9.301,"d":"9"},{"v":0.92538,"d":"0.9254"},null,{"v":11582.05,"d":"11,582"},{"v":4713.884,"d":"4,714"},{"v":11582.05,"d":"11,582"},{"v":4713.884,"d":"4,714"},{"v":1271,"d":"1,271"},{"v":516.999,"d":"517"},0,0,0,{"v":945.823,"d":"946"},{"v":76.602,"d":"77"},{"v":15.32,"d":"15"},{"v":949.063,"d":"949"},null,{"v":0,"d":"0.000"},{"v":0,"d":"0.000"},{"v":0,"d":"0.000"},{"v":1488.313,"d":"1,488.313"},{"v":0.06,"d":"0.060"},0.012,{"v":1493.412,"d":"1,493.412"},null,{"v":0,"d":"0.000"},{"v":0,"d":"0.000"},{"v":0,"d":"0.000"},163.326,0.007,{"v":1E-3,"d":"0.001"},163.885,null,{"v":0,"d":"0.000"},{"v":0,"d":"0.000"},{"v":0,"d":"0.000"},{"v":1488.313,"d":"1,488.313"},{"v":0.06,"d":"0.060"},0.012,{"v":1493.412,"d":"1,493.412"},null,0,0,0,{"v":1022.092,"d":"1,022"},{"v":82.779,"d":"83"},{"v":16.556,"d":"17"},null,{"v":12516,"d":"12,516"},{"v":5094,"d":"5,094"},{"v":12516,"d":"12,516"},{"v":5094,"d":"5,094"},"EIA","EIA","EIA","EIA","EIA","EIA","--","EIA","EIA",{"$nulls":6},{"v":933.95,"d":"934"},{"v":380.117,"d":"380"},0,0,0,{"v":76.269,"d":"76"},{"v":6.177,"d":"6"},{"v":1.235,"d":"1"},{"v":9112.549526,"d":"9,112.550"},0,{"v":1271,"d":"1,271"},0,0,0,0,0,0,0,0,0,{"v":1271,"d":"1,271"},0,0,{"v":1271,"d":"1,271"},0,{"v":0,"d":"0.0%"},{"v":1,"d":"100.0%"},{"v":0,"d":"0.0%"},{"v":0,"d":"0.0%"},{"v":0,"d":"0.0%"},{"v":0,"d":"0.0%"},{"v":0,"d":"0.0%"},{"v":0,"d":"0.0%"},{"v":0,"d":"0.0%"},{"v":0,"d":"0.0%"},{"v":0,"d":"0.0%"},{"v":1,"d":"100.0%"},{"v":0,"d":"0.0%"},{"v":0,"d":"0.0%"},{"v":1,"d":"100.0%"},{"v":0,"d":"0.0%"}]
[35,2019,"AK","Emmonak",6314,"Alaska Village Elec Coop, Inc",221,"Alaska Village Elec Coop, Inc",221,"Electric Utility","Alaska Miscellaneous","NA","ASCC","AKMS","ASCC Miscellaneous",null,"02","270","Wade Hampton",62.777694,-164.531517,8,8,"DFO","OIL",null,{"v":0.13884,"d":"0.1388"},4.8,{"v":1,"d":"1.0000"},null,"Yes",0,null,{"v":1,"d":"1.0000"},null,{"v":50624,"d":"50,624"},{"v":20606.002,"d":"20,606"},{"v":50624,"d":"50,624"},{"v":20606.002,"d":"20,606"},{"v":5838.002,"d":"5,838"},{"v":2376.999,"d":"2,377"},{"v":84.102,"d":"84"},{"v":34.233,"d":"34"},{"v":7.341,"d":"7"},{"v":4134.101,"d":"4,134"},{"v":334.821,"d":"335"},{"v":66.964,"d":"67"},{"v":4148.264,"d":"4,148"},null,28.812,28.804,2.515,{"v":1416.273,"d":"1,416.273"},0.057,0.011,{"v":1421.125,"d":"1,421.125"},null,3.323,3.323,{"v":0.29,"d":"0.290"},163.326,0.007,{"v":1E-3,"d":"0.001"},163.885,null,28.812,28.804,2.515,{"v":1416.273,"d":"1,416.273"},0.057,0.011,{"v":1421.125,"d":"1,421.125"},null,{"v":84.102,"d":"84"},{"v":34.233,"d":"34"},{"v":7.341,"d":"7"},{"v":4134.101,"d":"4,134"},{"v":334.821,"d":"335"},{"v":66.964,"d":"67"},null,{"v":50624,"d":"50,624"},{"v":20606.002,"d":"20,606"},{"v":50624,"d":"50,624"},{"v":20606.002,"d":"20,606"},"EIA","EIA","EIA","EIA","EIA","EIA","--","EIA","EIA",{"$nulls":6},0,0,0,0,0,0,0,0,{"v":8671.46283,"d":"8,671.463"},0,{"v":5838,"d":"5,838"},0,0,0,0,0,0,0,0,0,{"v":5838,"d":"5,838"},0,0,{"v":5838,"d":"5,838"},0,{"v":0,"d":"0.0%"},{"v":1,"d":"100.0%"},{"v":0,"d":"0.0%"},{"v":0,"d":"0.0%"},{"v":0,"d":"0.0%"},{"v":0,"d":"0.0%"},{"v":0,"d":"0.0%"},{"v":0,"d":"0.0%"},{"v":0,"d":"0.0%"},{"v":0,"d":"0.0%"},{"v":0,"d":"0.0%"},{"v":1,"d":"100.0%"},{"v":0,"d":"0.0%"},{"v":0,"d":"0.0%"},{"v":1,"d":"100.0%"},{"v":0,"d":"0.0%"}]
[36,2019,"AK","ESS Battery Microgrid",58405,"Kodiak Electric Assn Inc",10433,"Kodiak Electric Assn Inc",10433,"Electric Utility","Alaska Miscellaneous","NA","NA","AKMS","ASCC Miscellaneous",null,"02","150","Kodiak Island",57.799167,-152.404167,1,1,"MWH","OTHF",null,{"v":0,"d":"0.0000"},{"v":3,"d":"3.0"},{"$nulls":7},0,0,0,0,{"v":-240,"d":"(240)"},{"v":-102,"d":"(102)"},{"$nulls":8},{"v":0,"d":"0.000"},{"v":0,"d":"0.000"},{"v":0,"d":"0.000"},{"v":0,"d":"0.000"},{"v":0,"d":"0.000"},{"v":0,"d":"0.000"},{"v":0,"d":"0.000"},{"$nulls":9},{"v":0,"d":"0.000"},null,{"v":0,"d":"0.000"},{"v":0,"d":"0.000"},{"v":0,"d":"0.000"},{"v":0,"d":"0.000"},{"v":0,"d":"0.000"},{"$nulls":8},0,0,0,0,{"$nulls":6},"--","EIA","EIA",{"$nulls":15},0,0,0,0,0,0,0,0,0,0,{"v":-240,"d":"(240)"},{"v":-240,"d":"(240)"},0,0,{"v":-240,"d":"(240)"},0]
[37,2019,"AK","Eva Creek Wind",57935,"Golden Valley Elec Assn Inc",7353,"Golden Valley Elec Assn Inc",7353,"Electric Utility","Alaska Miscellaneous","NA","ASCC","AKGD","ASCC Alaska Grid",null,"02","068","Denali",64.058333,-148.9,1,1,"WND","WIND",null,{"v":0.27892,"d":"0.2789"},24.6,{"$nulls":9},{"v":535245,"d":"535,245"},{"v":205218,"d":"205,218"},{"v":60106,"d":"60,106"},{"v":23045,"d":"23,045"},{"$nulls":41},{"v":535245,"d":"535,245"},{"v":205218,"d":"205,218"},{"$nulls":6},"--","EIA","EIA",{"$nulls":15},0,0,0,0,0,0,{"v":60106,"d":"60,106"},0,0,0,0,0,{"v":60106,"d":"60,106"},{"v":60106,"d":"60,106"},0,{"v":60106,"d":"60,106"},{"v":0,"d":"0.0%"},{"v":0,"d":"0.0%"},{"v":0,"d":"0.0%"},{"v":0,"d":"0.0%"},{"v":0,"d":"0.0%"},{"v":0,"d":"0.0%"},{"v":1,"d":"100.0%"},{"v":0,"d":"0.0%"},{"v":0,"d":"0.0%"},{"v":0,"d":"0.0%"},{"v":0,"d":"0.0%"},{"v":0,"d":"0.0%"},{"v":1,"d":"100.0%"},{"v":1,"d":"100.0%"},{"v":0,"d":"0.0%"},{"v":1,"d":"100.0%"}]
[38,2019,"AK","Eyak Service Center BESS",62714,"Cordova Electric Coop, Inc",40215,"Cordova Electric Coop, Inc",40215,"Electric Utility","Alaska Miscellaneous","NA","NA","AKMS","ASCC Miscellaneous",null,"02","261","Valdez Cordova",60.54047,-145.74079,1,1,"MWH","OTHF",null,{"v":0,"d":"0.0000"},{"v":1,"d":"1.0"},{"$nulls":11},0,0,{"$nulls":49},"--",{"$nulls":17},0,0,0,0,0,0,0,0,0,0,0,0,0,0,0,0]
[39,2019,"AK","Fairbanks",6286,"Golden Valley Elec Assn Inc",7353,"Golden Valley Elec Assn Inc",7353,"Electric Utility","Alaska Miscellaneous","NA","ASCC","AKGD","ASCC Alaska Grid",null,"02","090","Fairbanks North Star",64.854171,-147.719351,4,4,"DFO","OIL",null,{"v":0.02079,"d":"0.0208"},42.2,{"v":1,"d":"1.0000"},{"$nulls":6},{"v":164294,"d":"164,294"},{"v":66875,"d":"66,875"},{"v":164294,"d":"164,294"},{"v":66875,"d":"66,875"},{"v":7685,"d":"7,685"},{"v":3177,"d":"3,177"},{"v":76.578,"d":"77"},{"v":31.152,"d":"31"},{"v":41.48,"d":"41"},{"v":13416.72,"d":"13,417"},{"v":1086.62,"d":"1,087"},{"v":217.324,"d":"217"},{"v":13462.684,"d":"13,463"},null,19.929,19.611,10.795,{"v":3491.664,"d":"3,491.664"},0.141,0.028,{"v":3503.626,"d":"3,503.626"},null,0.932,0.932,0.505,163.326,0.007,{"v":1E-3,"d":"0.001"},163.885,null,19.929,19.611,10.795,{"v":3491.664,"d":"3,491.664"},0.141,0.028,{"v":3503.626,"d":"3,503.626"},null,{"v":76.578,"d":"77"},{"v":31.152,"d":"31"},{"v":41.48,"d":"41"},{"v":13416.72,"d":"13,417"},{"v":1086.62,"d":"1,087"},{"v":217.324,"d":"217"},null,{"v":164294,"d":"164,294"},{"v":66875,"d":"66,875"},{"v":164294,"d":"164,294"},{"v":66875,"d":"66,875"},"EIA","EIA","EIA","EIA","EIA","EIA","--","EIA","EIA",{"$nulls":14},{"v":21378.529603,"d":"21,378.530"},0,{"v":7685,"d":"7,685"},0,0,0,0,0,0,0,0,0,{"v":7685,"d":"7,685"},0,0,{"v":7685,"d":"7,685"},0,{"v":0,"d":"0.0%"},{"v":1,"d":"100.0%"},{"v":0,"d":"0.0%"},{"v":0,"d":"0.0%"},{"v":0,"d":"0.0%"},{"v":0,"d":"0.0%"},{"v":0,"d":"0.0%"},{"v":0,"d":"0.0%"},{"v":0,"d":"0.0%"},{"v":0,"d":"0.0%"},{"v":0,"d":"0.0%"},{"v":1,"d":"100.0%"},{"v":0,"d":"0.0%"},{"v":0,"d":"0.0%"},{"v":1,"d":"100.0%"},{"v":0,"d":"0.0%"}]
[40,2019,"AK","False Island",56146,"Alaska Power and Telephone Co",219,"Alaska Power and Telephone Co",219,"Electric Utility","Alaska Miscellaneous","NA","ASCC","AKMS","ASCC Miscellaneous",null,"02","198","Prince of Wales-Hyder",55.48918,-133.1345,2,2,"DFO","OIL",null,{"v":0.12222,"d":"0.1222"},1.6,{"v":1,"d":"1.0000"},{"$nulls":6},{"v":16614,"d":"16,614"},{"v":6769,"d":"6,769"},{"v":16614,"d":"16,614"},{"v":6769,"d":"6,769"},{"v":1713,"d":"1,713"},697,{"v":26.58,"d":"27"},{"v":10.83,"d":"11"},{"v":2.409,"d":"2"},{"v":1356.747,"d":"1,357"},{"v":109.883,"d":"110"},{"v":21.977,"d":"22"},{"v":1361.395,"d":"1,361"},null,31.033,31.076,2.813,{"v":1584.059,"d":"1,584.059"},0.064,0.013,{"v":1589.486,"d":"1,589.486"},null,{"v":3.2,"d":"3.200"},{"v":3.2,"d":"3.200"},{"v":0.29,"d":"0.290"},163.326,0.007,{"v":1E-3,"d":"0.001"},163.885,null,31.033,31.076,2.813,{"v":1584.059,"d":"1,584.059"},0.064,0.013,{"v":1589.486,"d":"1,589.486"},null,{"v":26.58,"d":"27"},{"v":10.83,"d":"11"},{"v":2.409,"d":"2"},{"v":1356.747,"d":"1,357"},{"v":109.883,"d":"110"},{"v":21.977,"d":"22"},null,{"v":16614,"d":"16,614"},{"v":6769,"d":"6,769"},{"v":16614,"d":"16,614"},{"v":6769,"d":"6,769"},"EIA","EIA","EIA","EIA","EIA","EIA","--","EIA","EIA",{"$nulls":14},{"v":9698.774081,"d":"9,698.774"},0,{"v":1713,"d":"1,713"},0,0,0,0,0,0,0,0,0,{"v":1713,"d":"1,713"},0,0,{"v":1713,"d":"1,713"},0,{"v":0,"d":"0.0%"},{"v":1,"d":"100.0%"},{"v":0,"d":"0.0%"},{"v":0,"d":"0.0%"},{"v":0,"d":"0.0%"},{"v":0,"d":"0.0%"},{"v":0,"d":"0.0%"},{"v":0,"d":"0.0%"},{"v":0,"d":"0.0%"},{"v":0,"d":"0.0%"},{"v":0,"d":"0.0%"},{"v":1,"d":"100.0%"},{"v":0,"d":"0.0%"},{"v":0,"d":"0.0%"},{"v":1,"d":"100.0%"},{"v":0,"d":"0.0%"}]
[41,2019,"AK","Fire Island Wind",58425,"Chugach Electric Assn Inc",3522,"Fire Island Wind LLC",58422,"IPP Non-CHP","Chugach Electric Assn Inc","CEA","NA","AKGD","ASCC Alaska Grid",null,"02","020","Anchorage",61.13,-150.243611,1,1,"WND","WIND",null,{"v":0.30582,"d":"0.3058"},{"v":18,"d":"18.0"},{"$nulls":9},{"v":429408,"d":"429,408"},{"v":164640,"d":"164,640"},{"v":48221,"d":"48,221"},{"v":18488,"d":"18,488"},{"$nulls":41},{"v":429408,"d":"429,408"},{"v":164640,"d":"164,640"},{"$nulls":6},"--","EIA","EIA",{"$nulls":15},0,0,0,0,0,0,{"v":48221,"d":"48,221"},0,0,0,0,0,{"v":48221,"d":"48,221"},{"v":48221,"d":"48,221"},0,{"v":48221,"d":"48,221"},{"v":0,"d":"0.0%"},{"v":0,"d":"0.0%"},{"v":0,"d":"0.0%"},{"v":0,"d":"0.0%"},{"v":0,"d":"0.0%"},{"v":0,"d":"0.0%"},{"v":1,"d":"100.0%"},{"v":0,"d":"0.0%"},{"v":0,"d":"0.0%"},{"v":0,"d":"0.0%"},{"v":0,"d":"0.0%"},{"v":0,"d":"0.0%"},{"v":1,"d":"100.0%"},{"v":1,"d":"100.0%"},{"v":0,"d":"0.0%"},{"v":1,"d":"100.0%"}]
[42,2019,"AK","Flywheel Energy Storage System Microgrid",60563,"Kodiak Electric Assn Inc",10433,"Kodiak Electric Assn Inc",10433,"Electric Utility","Alaska Miscellaneous","NA","NA","AKMS","ASCC Miscellaneous",null,"02","150","Kodiak Island",57.780114,-152.443783,1,1,"MWH","OTHF",null,{"v":0,"d":"0.0000"},{"v":2,"d":"2.0"},{"$nulls":7},0,0,0,0,{"v":-375,"d":"(375)"},{"v":-160,"d":"(160)"},{"$nulls":8},{"v":0,"d":"0.000"},{"v":0,"d":"0.000"},{"v":0,"d":"0.000"},{"v":0,"d":"0.000"},{"v":0,"d":"0.000"},{"v":0,"d":"0.000"},{"v":0,"d":"0.000"},{"$nulls":9},{"v":0,"d":"0.000"},null,{"v":0,"d":"0.000"},{"v":0,"d":"0.000"},{"v":0,"d":"0.000"},{"v":0,"d":"0.000"},{"v":0,"d":"0.000"},{"$nulls":8},0,0,0,0,{"$nulls":6},"--","EIA","EIA",{"$nulls":15},0,0,0,0,0,0,0,0,0,0,{"v":-375,"d":"(375)"},{"v":-375,"d":"(375)"},0,0,{"v":-375,"d":"(375)"},0]
[43,2019,"AK","Fort Greely Power Plant",54834,"Golden Valley Elec Assn Inc",7353,"Doyon Utilities - Fort Greely",19272,"Commercial Non-CHP","Alaska Miscellaneous","NA","ASCC","AKGD","ASCC Alaska Grid",null,"02","240","Southeast Fairbanks",63.973572,-145.716581,7,7,"DFO","OIL",null,{"v":0.00072,"d":"0.0007"},10.4,{"v":1,"d":"1.0000"},{"$nulls":6},596,225,596,225,{"v":65.66,"d":"66"},{"v":29.4,"d":"29"},{"v":0.96,"d":"1"},{"v":0.364,"d":"0"},{"v":0.086,"d":"0"},{"v":48.672,"d":"49"},{"v":3.942,"d":"4"},{"v":0.788,"d":"1"},{"v":48.839,"d":"49"},null,29.242,24.762,2.632,{"v":1482.547,"d":"1,482.547"},{"v":0.06,"d":"0.060"},0.012,{"v":1487.625,"d":"1,487.625"},null,3.221,3.236,{"v":0.29,"d":"0.290"},163.329,0.007,{"v":1E-3,"d":"0.001"},163.888,null,29.242,24.762,2.632,{"v":1482.547,"d":"1,482.547"},{"v":0.06,"d":"0.060"},0.012,{"v":1487.625,"d":"1,487.625"},null,{"v":0.96,"d":"1"},{"v":0.364,"d":"0"},{"v":0.086,"d":"0"},{"v":48.672,"d":"49"},{"v":3.942,"d":"4"},{"v":0.788,"d":"1"},null,596,225,596,225,"EIA","EIA","EIA","EIA","EIA","EIA","--","EIA","EIA",{"$nulls":14},{"v":9077.063661,"d":"9,077.064"},0,{"v":65.66,"d":"66"},0,0,0,0,0,0,0,0,0,{"v":65.66,"d":"66"},0,0,{"v":65.66,"d":"66"},0,{"v":0,"d":"0.0%"},{"v":1,"d":"100.0%"},{"v":0,"d":"0.0%"},{"v":0,"d":"0.0%"},{"v":0,"d":"0.0%"},{"v":0,"d":"0.0%"},{"v":0,"d":"0.0%"},{"v":0,"d":"0.0%"},{"v":0,"d":"0.0%"},{"v":0,"d":"0.0%"},{"v":0,"d":"0.0%"},{"v":1,"d":"100.0%"},{"v":0,"d":"0.0%"},{"v":0,"d":"0.0%"},{"v":1,"d":"100.0%"},{"v":0,"d":"0.0%"}]
[44,2019,"AK","Galena Electric Utility",7437,"Galena Electric Utility",6915,"Galena Electric Utility",6915,"Electric Utility","Alaska Miscellaneous","NA","ASCC","AKMS","ASCC Miscellaneous",null,"02","290","Yukon Koyukuk",64.74417,-156.8736,11,11,"DFO","OIL",null,{"v":0.08399,"d":"0.0840"},{"v":8,"d":"8.0"},{"v":1,"d":"1.0000"},null,"Yes",0,null,{"v":1,"d":"1.0000"},null,{"v":63305.999,"d":"63,306"},{"v":25772,"d":"25,772"},{"v":63305.999,"d":"63,306"},{"v":25772,"d":"25,772"},{"v":5886.001,"d":"5,886"},{"v":2395.999,"d":"2,396"},{"v":96.72,"d":"97"},{"v":39.375,"d":"39"},{"v":9.179,"d":"9"},{"v":5169.748,"d":"5,170"},{"v":418.698,"d":"419"},{"v":83.74,"d":"84"},{"v":5187.459,"d":"5,187"},null,32.864,32.867,3.119,{"v":1756.625,"d":"1,756.625"},0.071,0.014,{"v":1762.643,"d":"1,762.643"},null,3.056,3.056,{"v":0.29,"d":"0.290"},163.326,0.007,{"v":1E-3,"d":"0.001"},163.885,null,32.864,32.867,3.119,{"v":1756.625,"d":"1,756.625"},0.071,0.014,{"v":1762.643,"d":"1,762.643"},null,{"v":96.72,"d":"97"},{"v":39.375,"d":"39"},{"v":9.179,"d":"9"},{"v":5169.748,"d":"5,170"},{"v":418.698,"d":"419"},{"v":83.74,"d":"84"},null,{"v":63305.999,"d":"63,306"},{"v":25772,"d":"25,772"},{"v":63305.999,"d":"63,306"},{"v":25772,"d":"25,772"},"EIA","EIA","EIA","EIA","EIA","EIA","--","EIA","EIA",{"$nulls":6},0,0,0,0,0,0,0,0,{"v":10755.351433,"d":"10,755.351"},0,{"v":5886,"d":"5,886"},0,0,0,0,0,0,0,0,0,{"v":5886,"d":"5,886"},0,0,{"v":5886,"d":"5,886"},0,{"v":0,"d":"0.0%"},{"v":1,"d":"100.0%"},{"v":0,"d":"0.0%"},{"v":0,"d":"0.0%"},{"v":0,"d":"0.0%"},{"v":0,"d":"0.0%"},{"v":0,"d":"0.0%"},{"v":0,"d":"0.0%"},{"v":0,"d":"0.0%"},{"v":0,"d":"0.0%"},{"v":0,"d":"0.0%"},{"v":1,"d":"100.0%"},{"v":0,"d":"0.0%"},{"v":0,"d":"0.0%"},{"v":1,"d":"100.0%"},{"v":0,"d":"0.0%"}]
[45,2019,"AK","Gambell",57062,"Alaska Village Elec Coop, Inc",221,"Alaska Village Elec Coop, Inc",221,"Electric Utility","Alaska Miscellaneous","NA","ASCC","AKMS","ASCC Miscellaneous",null,"02","180","Nome",63.777058,-171.712439,4,4,"DFO","OIL",null,{"v":0.11608,"d":"0.1161"},1.9,{"v":1,"d":"1.0000"},null,"Yes",0,null,{"v":1,"d":"1.0000"},null,{"v":16948,"d":"16,948"},{"v":6900,"d":"6,900"},{"v":16948,"d":"16,948"},{"v":6900,"d":"6,900"},{"v":1932,"d":"1,932"},787,0,0,0,{"v":1384.022,"d":"1,384"},{"v":112.092,"d":"112"},{"v":22.418,"d":"22"},{"v":1388.763,"d":"1,389"},null,{"v":0,"d":"0.000"},{"v":0,"d":"0.000"},{"v":0,"d":"0.000"},{"v":1432.735,"d":"1,432.735"},0.058,0.012,{"v":1437.643,"d":"1,437.643"},null,{"v":0,"d":"0.000"},{"v":0,"d":"0.000"},{"v":0,"d":"0.000"},163.326,0.007,{"v":1E-3,"d":"0.001"},163.885,null,{"v":0,"d":"0.000"},{"v":0,"d":"0.000"},{"v":0,"d":"0.000"},{"v":1432.735,"d":"1,432.735"},0.058,0.012,{"v":1437.643,"d":"1,437.643"},null,0,0,0,{"v":1384.022,"d":"1,384"},{"v":112.092,"d":"112"},{"v":22.418,"d":"22"},null,{"v":16948,"d":"16,948"},{"v":6900,"d":"6,900"},{"v":16948,"d":"16,948"},{"v":6900,"d":"6,900"},"EIA","EIA","EIA","EIA","EIA","EIA","--","EIA","EIA",{"$nulls":6},0,0,0,0,0,0,0,0,{"v":8772.256729,"d":"8,772.257"},0,{"v":1932,"d":"1,932"},0,0,0,0,0,0,0,0,0,{"v":1932,"d":"1,932"},0,0,{"v":1932,"d":"1,932"},0,{"v":0,"d":"0.0%"},{"v":1,"d":"100.0%"},{"v":0,"d":"0.0%"},{"v":0,"d":"0.0%"},{"v":0,"d":"0.0%"},{"v":0,"d":"0.0%"},{"v":0,"d":"0.0%"},{"v":0,"d":"0.0%"},{"v":0,"d":"0.0%"},{"v":0,"d":"0.0%"},{"v":0,"d":"0.0%"},{"v":1,"d":"100.0%"},{"v":0,"d":"0.0%"},{"v":0,"d":"0.0%"},{"v":1,"d":"100.0%"},{"v":0,"d":"0.0%"}]
[46,2019,"AK","George M Sullivan Generation Plant 2",6559,"Anchorage Municipal Light and Power",599,"Anchorage Municipal Light and Power",599,"Electric Utility","Anchorage Municipal Light & Power","AMPL","ASCC","AKGD","ASCC Alaska Grid",null,"02","020","Anchorage",61.229713,-149.716744,8,7,"NG","GAS",null,{"v":0.17101,"d":"0.1710"},{"v":418,"d":"418.0"},{"v":1,"d":"1.0000"},{"$nulls":6},{"v":5428912.5,"d":"5,428,913"},{"v":1949661.975,"d":"1,949,662"},{"v":5428912.5,"d":"5,428,913"},{"v":1949661.975,"d":"1,949,662"},{"v":626189,"d":"626,189"},{"v":217481,"d":"217,481"},{"v":860.026,"d":"860"},{"v":308.857,"d":"309"},{"v":8.675,"d":"9"},{"v":317290.369,"d":"317,290"},{"v":11968.741,"d":"11,969"},{"v":1196.878,"d":"1,197"},{"v":317618.313,"d":"317,618"},null,2.747,{"v":2.84,"d":"2.840"},0.028,{"v":1013.401,"d":"1,013.401"},0.019,{"v":2E-3,"d":"0.002"},{"v":1014.449,"d":"1,014.449"},null,0.317,0.317,0.003,116.889,{"v":2E-3,"d":"0.002"},{"v":0,"d":"0.000"},{"v":117.01,"d":"117.010"},null,2.747,{"v":2.84,"d":"2.840"},0.028,{"v":1013.401,"d":"1,013.401"},0.019,{"v":2E-3,"d":"0.002"},{"v":1014.449,"d":"1,014.449"},null,{"v":860.026,"d":"860"},{"v":308.857,"d":"309"},{"v":8.675,"d":"9"},{"v":317290.369,"d":"317,290"},{"v":11968.741,"d":"11,969"},{"v":1196.878,"d":"1,197"},null,{"v":5428912.5,"d":"5,428,913"},{"v":1949661.975,"d":"1,949,662"},{"v":5428912.5,"d":"5,428,913"},{"v":1949661.975,"d":"1,949,662"},"EIA","EIA","EIA","EIA","EIA","EIA","--","EIA","EIA",{"$nulls":14},{"v":8669.766719,"d":"8,669.767"},0,{"v":0.644,"d":"1"},{"v":626188.35,"d":"626,188"},0,0,0,0,0,0,0,0,{"v":626188.994,"d":"626,189"},0,0,{"v":626188.994,"d":"626,189"},0,{"v":0,"d":"0.0%"},{"v":1.02844349896063E-6,"d":"0.0%"},{"v":0.999998971556501,"d":"100.0%"},{"v":0,"d":"0.0%"},{"v":0,"d":"0.0%"},{"v":0,"d":"0.0%"},{"v":0,"d":"0.0%"},{"v":0,"d":"0.0%"},{"v":0,"d":"0.0%"},{"v":0,"d":"0.0%"},{"v":0,"d":"0.0%"},{"v":1,"d":"100.0%"},{"v":0,"d":"0.0%"},{"v":0,"d":"0.0%"},{"v":1,"d":"100.0%"},{"v":0,"d":"0.0%"}]
[47,2019,"AK","Glennallen",6305,"Copper Valley Elec Assn, Inc",4329,"Copper Valley Elec Assn, Inc",4329,"Electric Utility","Alaska Miscellaneous","NA","ASCC","AKMS","ASCC Miscellaneous",null,"02","261","Valdez Cordova",62.110415,-145.532529,9,9,"DFO","OIL",null,{"v":0.02988,"d":"0.0299"},11.3,{"v":1,"d":"1.0000"},{"$nulls":6},{"v":33455,"d":"33,455"},{"v":13626.001,"d":"13,626"},{"v":33455,"d":"33,455"},{"v":13626.001,"d":"13,626"},{"v":2957.998,"d":"2,958"},{"v":1204.001,"d":"1,204"},{"v":53.794,"d":"54"},{"v":21.911,"d":"22"},{"v":4.851,"d":"5"},{"v":2732.031,"d":"2,732"},{"v":221.267,"d":"221"},{"v":44.253,"d":"44"},{"v":2741.391,"d":"2,741"},null,36.372,36.397,{"v":3.28,"d":"3.280"},{"v":1847.216,"d":"1,847.216"},0.075,0.015,{"v":1853.545,"d":"1,853.545"},null,3.216,3.216,{"v":0.29,"d":"0.290"},163.326,0.007,{"v":1E-3,"d":"0.001"},163.885,null,36.372,36.397,{"v":3.28,"d":"3.280"},{"v":1847.215,"d":"1,847.215"},0.075,0.015,{"v":1853.543,"d":"1,853.543"},null,{"v":53.794,"d":"54"},{"v":21.911,"d":"22"},{"v":4.851,"d":"5"},{"v":2732.031,"d":"2,732"},{"v":221.267,"d":"221"},{"v":44.253,"d":"44"},null,{"v":33455,"d":"33,455"},{"v":13626.001,"d":"13,626"},{"v":33455,"d":"33,455"},{"v":13626.001,"d":"13,626"},"EIA","EIA","EIA","EIA","EIA","EIA","--","EIA","EIA",{"$nulls":14},{"v":11310.00672,"d":"11,310.007"},0,{"v":2958,"d":"2,958"},0,0,0,0,0,0,0,0,0,{"v":2958,"d":"2,958"},0,0,{"v":2958,"d":"2,958"},0,{"v":0,"d":"0.0%"},{"v":1,"d":"100.0%"},{"v":0,"d":"0.0%"},{"v":0,"d":"0.0%"},{"v":0,"d":"0.0%"},{"v":0,"d":"0.0%"},{"v":0,"d":"0.0%"},{"v":0,"d":"0.0%"},{"v":0,"d":"0.0%"},{"v":0,"d":"0.0%"},{"v":0,"d":"0.0%"},{"v":1,"d":"100.0%"},{"v":0,"d":"0.0%"},{"v":0,"d":"0.0%"},{"v":1,"d":"100.0%"},{"v":0,"d":"0.0%"}]
[48,2019,"AK","Goat Lake Hydro",7751,"Alaska Power and Telephone Co",219,"Alaska Power and Telephone Co",219,"Electric Utility","Alaska Miscellaneous","NA","ASCC","AKMS","ASCC Miscellaneous",null,"02","230","Skagway",59.5357,-135.2123,1,1,"WAT","HYDRO",null,{"v":0.44007,"d":"0.4401"},{"v":4,"d":"4.0"},{"$nulls":9},{"v":137314,"d":"137,314"},{"v":60060,"d":"60,060"},{"v":15420,"d":"15,420"},{"v":6745,"d":"6,745"},{"$nulls":41},{"v":137314,"d":"137,314"},{"v":60060,"d":"60,060"},{"$nulls":6},"--","EIA","EIA",{"$nulls":15},0,0,0,0,{"v":15420,"d":"15,420"},0,0,0,0,0,0,0,{"v":15420,"d":"15,420"},0,0,{"v":15420,"d":"15,420"},{"v":0,"d":"0.0%"},{"v":0,"d":"0.0%"},{"v":0,"d":"0.0%"},{"v":0,"d":"0.0%"},{"v":1,"d":"100.0%"},{"v":0,"d":"0.0%"},{"v":0,"d":"0.0%"},{"v":0,"d":"0.0%"},{"v":0,"d":"0.0%"},{"v":0,"d":"0.0%"},{"v":0,"d":"0.0%"},{"v":0,"d":"0.0%"},{"v":1,"d":"100.0%"},{"v":0,"d":"0.0%"},{"v":0,"d":"0.0%"},{"v":1,"d":"100.0%"}]
[49,2019,"AK","Gold Creek",63,"Alaska Electric Light&Power Co",213,"Alaska Electric Light&Power Co",213,"Electric Utility","Alaska Miscellaneous","NA","ASCC","AKMS","ASCC Miscellaneous",null,"02","110","Juneau",58.3107,-134.4174,8,8,"WAT","HYDRO",null,{"v":0.00434,"d":"0.0043"},9.7,{"$nulls":7},79,0,{"v":3337,"d":"3,337"},{"v":1425,"d":"1,425"},{"v":368.998,"d":"369"},160,{"v":0.13,"d":"0"},0,{"v":0.012,"d":"0"},{"v":6.452,"d":"6"},{"v":0.522,"d":"1"},{"v":0.104,"d":"0"},{"v":6.474,"d":"6"},null,0.705,{"v":0,"d":"0.000"},0.062,{"v":34.97,"d":"34.970"},{"v":1E-3,"d":"0.001"},{"v":0,"d":"0.000"},{"v":35.09,"d":"35.090"},null,3.291,null,0.291,163.342,0.007,{"v":1E-3,"d":"0.001"},163.901,null,86.667,{"v":0,"d":"0.000"},7.667,{"v":4301.333,"d":"4,301.333"},0.174,0.035,{"v":4316.068,"d":"4,316.068"},null,{"v":0.13,"d":"0"},0,{"v":0.012,"d":"0"},{"v":6.452,"d":"6"},{"v":0.522,"d":"1"},{"v":0.104,"d":"0"},null,79,0,{"v":3337,"d":"3,337"},{"v":1425,"d":"1,425"},"EIA","EIA","EIA","EIA","EIA","EIA","--","EIA","EIA",{"$nulls":14},{"v":26333.333969,"d":"26,333.334"},0,3,0,0,366,0,0,0,0,0,0,3,366,0,3,366,{"v":0,"d":"0.0%"},{"v":0.00813008130081301,"d":"0.8%"},{"v":0,"d":"0.0%"},{"v":0,"d":"0.0%"},{"v":0.991869918699187,"d":"99.2%"},{"v":0,"d":"0.0%"},{"v":0,"d":"0.0%"},{"v":0,"d":"0.0%"},{"v":0,"d":"0.0%"},{"v":0,"d":"0.0%"},{"v":0,"d":"0.0%"},{"v":0.00813008130081301,"d":"0.8%"},{"v":0.991869918699187,"d":"99.2%"},{"v":0,"d":"0.0%"},{"v":0.00813008130081301,"d":"0.8%"},{"v":0.991869918699187,"d":"99.2%"}]
[50,2019,"AK","Green Lake",313,"City & Borough of Sitka - (AK)",17271,"City & Borough of Sitka - (AK)",17271,"Electric Utility","Alaska Miscellaneous","NA","ASCC","AKMS","ASCC Miscellaneous",null,"02","220","Sitka",56.986284,-135.12275,2,2,"WAT","HYDRO",null,{"v":0.31383,"d":"0.3138"},18.6,{"$nulls":9},{"v":455349,"d":"455,349"},{"v":199164,"d":"199,164"},{"v":51134,"d":"51,134"},{"v":22365,"d":"22,365"},{"$nulls":41},{"v":455349,"d":"455,349"},{"v":199164,"d":"199,164"},{"$nulls":6},"--","EIA","EIA",{"$nulls":15},0,0,0,0,{"v":51134,"d":"51,134"},0,0,0,0,0,0,0,{"v":51134,"d":"51,134"},0,0,{"v":51134,"d":"51,134"},{"v":0,"d":"0.0%"},{"v":0,"d":"0.0%"},{"v":0,"d":"0.0%"},{"v":0,"d":"0.0%"},{"v":1,"d":"100.0%"},{"v":0,"d":"0.0%"},{"v":0,"d":"0.0%"},{"v":0,"d":"0.0%"},{"v":0,"d":"0.0%"},{"v":0,"d":"0.0%"},{"v":0,"d":"0.0%"},{"v":0,"d":"0.0%"},{"v":1,"d":"100.0%"},{"v":0,"d":"0.0%"},{"v":0,"d":"0.0%"},{"v":1,"d":"100.0%"}]
[51,2019,"AK","Gwitchyaa Zhee",7174,"Gwitchyaa Zhee Utility Co",7833,"Gwitchyaa Zhee Utility Co",7833,"Electric Utility","Alaska Miscellaneous","NA","ASCC","AKMS","ASCC Miscellaneous",null,"02","290","Yukon Koyukuk",66.566287,-145.253052,10,10,"DFO","OIL",null,{"v":0.03978,"d":"0.0398"},{"v":6,"d":"6.0"},{"v":1,"d":"1.0000"},null,"Yes",0,null,{"v":1,"d":"1.0000"},null,{"v":30514.001,"d":"30,514"},{"v":12418,"d":"12,418"},{"v":30514.001,"d":"30,514"},{"v":12418,"d":"12,418"},{"v":2091,"d":"2,091"},851,{"v":49.03,"d":"49"},{"v":19.954,"d":"20"},{"v":4.425,"d":"4"},{"v":2491.86,"d":"2,492"},{"v":201.816,"d":"202"},{"v":40.363,"d":"40"},{"v":2500.397,"d":"2,500"},null,46.896,46.895,4.232,{"v":2383.415,"d":"2,383.415"},0.097,0.019,{"v":2391.58,"d":"2,391.580"},null,3.214,3.214,{"v":0.29,"d":"0.290"},163.326,0.007,{"v":1E-3,"d":"0.001"},163.885,null,46.896,46.895,4.232,{"v":2383.415,"d":"2,383.415"},0.097,0.019,{"v":2391.58,"d":"2,391.580"},null,{"v":49.03,"d":"49"},{"v":19.954,"d":"20"},{"v":4.425,"d":"4"},{"v":2491.86,"d":"2,492"},{"v":201.816,"d":"202"},{"v":40.363,"d":"40"},null,{"v":30514.001,"d":"30,514"},{"v":12418,"d":"12,418"},{"v":30514.001,"d":"30,514"},{"v":12418,"d":"12,418"},"EIA","EIA","EIA","EIA","EIA","EIA","--","EIA","EIA",{"$nulls":6},0,0,0,0,0,0,0,0,{"v":14593.018162,"d":"14,593.018"},0,{"v":2091,"d":"2,091"},0,0,0,0,0,0,0,0,0,{"v":2091,"d":"2,091"},0,0,{"v":2091,"d":"2,091"},0,{"v":0,"d":"0.0%"},{"v":1,"d":"100.0%"},{"v":0,"d":"0.0%"},{"v":0,"d":"0.0%"},{"v":0,"d":"0.0%"},{"v":0,"d":"0.0%"},{"v":0,"d":"0.0%"},{"v":0,"d":"0.0%"},{"v":0,"d":"0.0%"},{"v":0,"d":"0.0%"},{"v":0,"d":"0.0%"},{"v":1,"d":"100.0%"},{"v":0,"d":"0.0%"},{"v":0,"d":"0.0%"},{"v":1,"d":"100.0%"},{"v":0,"d":"0.0%"}]
[52,2019,"AK","Haines",69,"Alaska Power and Telephone Co",219,"Alaska Power and Telephone Co",219,"Electric Utility","Alaska Miscellaneous","NA","ASCC","AKMS","ASCC Miscellaneous",null,"02","100","Haines",59.235931,-135.446228,6,6,"DFO","OIL",null,{"v":0,"d":"0.0000"},9.2,{"$nulls":7},{"v":2468.001,"d":"2,468"},{"v":1000.999,"d":"1,001"},{"v":2468.001,"d":"2,468"},{"v":1000.999,"d":"1,001"},{"v":-72,"d":"(72)"},{"v":-28.999,"d":"(29)"},{"v":3.952,"d":"4"},{"v":1.603,"d":"2"},{"v":0.358,"d":"0"},{"v":201.544,"d":"202"},{"v":16.323,"d":"16"},{"v":3.265,"d":"3"},{"v":202.234,"d":"202"},null,{"v":0,"d":"0.000"},{"v":0,"d":"0.000"},{"v":0,"d":"0.000"},{"v":0,"d":"0.000"},{"v":0,"d":"0.000"},{"v":0,"d":"0.000"},{"v":0,"d":"0.000"},null,3.203,3.203,{"v":0.29,"d":"0.290"},163.326,0.007,{"v":1E-3,"d":"0.001"},163.885,null,{"v":0,"d":"0.000"},{"v":0,"d":"0.000"},{"v":0,"d":"0.000"},{"v":0,"d":"0.000"},{"v":0,"d":"0.000"},{"v":0,"d":"0.000"},{"v":0,"d":"0.000"},null,{"v":3.952,"d":"4"},{"v":1.603,"d":"2"},{"v":0.358,"d":"0"},{"v":201.544,"d":"202"},{"v":16.323,"d":"16"},{"v":3.265,"d":"3"},null,{"v":2468.001,"d":"2,468"},{"v":1000.999,"d":"1,001"},{"v":2468.001,"d":"2,468"},{"v":1000.999,"d":"1,001"},"EIA","EIA","EIA","EIA","EIA","EIA","--","EIA","EIA",{"$nulls":14},{"v":-34277.791765,"d":"(34,277.792)"},0,{"v":-72,"d":"(72)"},0,0,0,0,0,0,0,0,0,{"v":-72,"d":"(72)"},0,0,{"v":-72,"d":"(72)"},0]
[53,2019,"AK","Healy",6288,"Golden Valley Elec Assn Inc",7353,"Golden Valley Elec Assn Inc",7353,"Electric Utility","Alaska Miscellaneous","NA","ASCC","AKGD","ASCC Alaska Grid",null,"02","068","Denali",63.8542,-148.95,3,3,"LIG","COAL","Yes",{"v":0.42385,"d":"0.4239"},92.8,{"v":0.62691570881226,"d":"0.6269"},null,"Yes",0,null,{"v":1,"d":"1.0000"},null,{"v":4850243.5,"d":"4,850,244"},{"v":1914083.75,"d":"1,914,084"},{"v":4850243.5,"d":"4,850,244"},{"v":1914083.75,"d":"1,914,084"},{"v":344560,"d":"344,560"},{"v":132755,"d":"132,755"},{"v":285.291,"d":"285"},{"v":112.146,"d":"112"},{"v":500.274,"d":"500"},{"v":510219.203,"d":"510,219"},{"v":115018.259,"d":"115,018"},{"v":16782.6,"d":"16,783"},{"v":514157.539,"d":"514,158"},null,1.656,{"v":1.69,"d":"1.690"},2.904,{"v":2961.57,"d":"2,961.570"},0.334,0.049,{"v":2984.43,"d":"2,984.430"},null,0.118,0.117,0.206,210.389,0.024,0.003,212.013,null,1.656,{"v":1.69,"d":"1.690"},2.904,{"v":2961.57,"d":"2,961.570"},0.334,0.049,{"v":2984.43,"d":"2,984.430"},null,{"v":285.291,"d":"285"},{"v":112.146,"d":"112"},{"v":500.274,"d":"500"},{"v":510219.203,"d":"510,219"},{"v":115018.259,"d":"115,018"},{"v":16782.6,"d":"16,783"},null,{"v":4850243.5,"d":"4,850,244"},{"v":1914083.75,"d":"1,914,084"},{"v":4850243.5,"d":"4,850,244"},{"v":1914083.75,"d":"1,914,084"},"EIA","EIA","EIA","EIA","EIA","EIA","--","EIA","EIA",{"$nulls":6},0,0,0,0,0,0,0,0,{"v":14076.629696,"d":"14,076.630"},{"v":334301.51,"d":"334,302"},{"v":10258.488,"d":"10,258"},0,0,0,0,0,0,0,0,0,{"v":344559.998,"d":"344,560"},0,0,{"v":344559.998,"d":"344,560"},0,{"v":0.970227280997372,"d":"97.0%"},{"v":0.0297727190026278,"d":"3.0%"},{"v":0,"d":"0.0%"},{"v":0,"d":"0.0%"},{"v":0,"d":"0.0%"},{"v":0,"d":"0.0%"},{"v":0,"d":"0.0%"},{"v":0,"d":"0.0%"},{"v":0,"d":"0.0%"},{"v":0,"d":"0.0%"},{"v":0,"d":"0.0%"},{"v":1,"d":"100.0%"},{"v":0,"d":"0.0%"},{"v":0,"d":"0.0%"},{"v":1,"d":"100.0%"},{"v":0,"d":"0.0%"}]
[54,2019,"AK","Hiilangaay Hydro",59037,"Alaska Power and Telephone Co",219,"Haida Energy, Inc.",60222,"Electric Utility","Alaska Miscellaneous","NA","ASCC","AKMS","ASCC Miscellaneous",null,"02","198","Prince of Wales-Hyder",55.216389,-132.603611,1,1,"WAT","HYDRO",null,null,{"v":5,"d":"5.0"},{"$nulls":62},"--"]
[55,2019,"AK","Hoonah",7463,"Inside Passage Elec Coop, Inc",18963,"Inside Passage Elec Coop, Inc",18963,"Electric Utility","Alaska Miscellaneous","NA","ASCC","AKMS","ASCC Miscellaneous",null,"02","105","Hoonah-Angoon",58.106432,-135.43074,5,5,"DFO","OIL",null,{"v":0.14897,"d":"0.1490"},3.4,{"v":1,"d":"1.0000"},{"$nulls":6},{"v":37434,"d":"37,434"},{"v":15238,"d":"15,238"},{"v":37434,"d":"37,434"},{"v":15238,"d":"15,238"},{"v":4437,"d":"4,437"},{"v":1806,"d":"1,806"},{"v":56.272,"d":"56"},{"v":22.908,"d":"23"},{"v":5.428,"d":"5"},{"v":3056.968,"d":"3,057"},{"v":247.584,"d":"248"},{"v":49.517,"d":"50"},{"v":3067.441,"d":"3,067"},null,25.365,25.369,2.447,{"v":1377.944,"d":"1,377.944"},0.056,0.011,{"v":1382.664,"d":"1,382.664"},null,3.006,3.007,{"v":0.29,"d":"0.290"},163.326,0.007,{"v":1E-3,"d":"0.001"},163.885,null,25.365,25.369,2.447,{"v":1377.944,"d":"1,377.944"},0.056,0.011,{"v":1382.664,"d":"1,382.664"},null,{"v":56.272,"d":"56"},{"v":22.908,"d":"23"},{"v":5.428,"d":"5"},{"v":3056.968,"d":"3,057"},{"v":247.584,"d":"248"},{"v":49.517,"d":"50"},null,{"v":37434,"d":"37,434"},{"v":15238,"d":"15,238"},{"v":37434,"d":"37,434"},{"v":15238,"d":"15,238"},"EIA","EIA","EIA","EIA","EIA","EIA","--","EIA","EIA",{"$nulls":14},{"v":8436.781609,"d":"8,436.782"},0,{"v":4437,"d":"4,437"},0,0,0,0,0,0,0,0,0,{"v":4437,"d":"4,437"},0,0,{"v":4437,"d":"4,437"},0,{"v":0,"d":"0.0%"},{"v":1,"d":"100.0%"},{"v":0,"d":"0.0%"},{"v":0,"d":"0.0%"},{"v":0,"d":"0.0%"},{"v":0,"d":"0.0%"},{"v":0,"d":"0.0%"},{"v":0,"d":"0.0%"},{"v":0,"d":"0.0%"},{"v":0,"d":"0.0%"},{"v":0,"d":"0.0%"},{"v":1,"d":"100.0%"},{"v":0,"d":"0.0%"},{"v":0,"d":"0.0%"},{"v":1,"d":"100.0%"},{"v":0,"d":"0.0%"}]
[56,2019,"AK","Hooper Bay",6319,"Alaska Village Elec Coop, Inc",221,"Alaska Village Elec Coop, Inc",221,"Electric Utility","Alaska Miscellaneous","NA","ASCC","AKMS","ASCC Miscellaneous",null,"02","050","Bethel",61.530858,-166.101944,7,7,"DFO","OIL",null,{"v":0.11578,"d":"0.1158"},3.3,{"v":1,"d":"1.0000"},{"$nulls":6},{"v":30125,"d":"30,125"},{"v":12269,"d":"12,269"},{"v":30125,"d":"30,125"},{"v":12269,"d":"12,269"},{"v":3347,"d":"3,347"},{"v":1363,"d":"1,363"},{"v":50.047,"d":"50"},{"v":20.382,"d":"20"},{"v":4.368,"d":"4"},{"v":2460.094,"d":"2,460"},{"v":199.243,"d":"199"},{"v":39.849,"d":"40"},{"v":2468.522,"d":"2,469"},null,29.906,29.908,{"v":2.61,"d":"2.610"},{"v":1470.029,"d":"1,470.029"},{"v":0.06,"d":"0.060"},0.012,{"v":1475.065,"d":"1,475.065"},null,3.323,3.323,{"v":0.29,"d":"0.290"},163.326,0.007,{"v":1E-3,"d":"0.001"},163.885,null,29.906,29.908,{"v":2.61,"d":"2.610"},{"v":1470.029,"d":"1,470.029"},{"v":0.06,"d":"0.060"},0.012,{"v":1475.065,"d":"1,475.065"},null,{"v":50.047,"d":"50"},{"v":20.382,"d":"20"},{"v":4.368,"d":"4"},{"v":2460.094,"d":"2,460"},{"v":199.243,"d":"199"},{"v":39.849,"d":"40"},null,{"v":30125,"d":"30,125"},{"v":12269,"d":"12,269"},{"v":30125,"d":"30,125"},{"v":12269,"d":"12,269"},"EIA","EIA","EIA","EIA","EIA","EIA","--","EIA","EIA",{"$nulls":14},{"v":9000.597696,"d":"9,000.598"},0,{"v":3347,"d":"3,347"},0,0,0,0,0,0,0,0,0,{"v":3347,"d":"3,347"},0,0,{"v":3347,"d":"3,347"},0,{"v":0,"d":"0.0%"},{"v":1,"d":"100.0%"},{"v":0,"d":"0.0%"},{"v":0,"d":"0.0%"},{"v":0,"d":"0.0%"},{"v":0,"d":"0.0%"},{"v":0,"d":"0.0%"},{"v":0,"d":"0.0%"},{"v":0,"d":"0.0%"},{"v":0,"d":"0.0%"},{"v":0,"d":"0.0%"},{"v":1,"d":"100.0%"},{"v":0,"d":"0.0%"},{"v":0,"d":"0.0%"},{"v":1,"d":"100.0%"},{"v":0,"d":"0.0%"}]
[57,2019,"AK","Humpback Creek",7042,"Cordova Electric Coop, Inc",40215,"Cordova Electric Coop, Inc",40215,"Electric Utility","Alaska Miscellaneous","NA","ASCC","AKMS","ASCC Miscellaneous",null,"02","261","Valdez Cordova",60.612822,-145.679411,3,3,"WAT","HYDRO",null,{"v":0.30042,"d":"0.3004"},1.2,{"$nulls":9},{"v":28123.001,"d":"28,123"},{"v":12301.001,"d":"12,301"},{"v":3157.999,"d":"3,158"},{"v":1381.001,"d":"1,381"},{"$nulls":41},{"v":28123.001,"d":"28,123"},{"v":12301.001,"d":"12,301"},{"$nulls":6},"--","EIA","EIA",{"$nulls":15},0,0,0,0,{"v":3158,"d":"3,158"},0,0,0,0,0,0,0,{"v":3158,"d":"3,158"},0,0,{"v":3158,"d":"3,158"},{"v":0,"d":"0.0%"},{"v":0,"d":"0.0%"},{"v":0,"d":"0.0%"},{"v":0,"d":"0.0%"},{"v":1,"d":"100.0%"},{"v":0,"d":"0.0%"},{"v":0,"d":"0.0%"},{"v":0,"d":"0.0%"},{"v":0,"d":"0.0%"},{"v":0,"d":"0.0%"},{"v":0,"d":"0.0%"},{"v":0,"d":"0.0%"},{"v":1,"d":"100.0%"},{"v":0,"d":"0.0%"},{"v":0,"d":"0.0%"},{"v":1,"d":"100.0%"}]
[58,2019,"AK","Hydaburg",423,"Alaska Power and Telephone Co",219,"Alaska Power and Telephone Co",219,"Electric Utility","Alaska Miscellaneous","NA","ASCC","AKMS","ASCC Miscellaneous",null,"02","198","Prince of Wales-Hyder",55.204937,-132.821435,3,3,"DFO","OIL",null,{"v":0,"d":"0.0000"},{"v":1,"d":"1.0"},{"$nulls":7},82,0,82,0,{"v":-26,"d":"(26)"},0,{"v":0.13,"d":"0"},0,{"v":0.012,"d":"0"},{"v":6.697,"d":"7"},{"v":0.542,"d":"1"},{"v":0.108,"d":"0"},{"v":6.72,"d":"7"},null,{"v":0,"d":"0.000"},null,{"v":0,"d":"0.000"},{"v":0,"d":"0.000"},{"v":0,"d":"0.000"},{"v":0,"d":"0.000"},{"v":0,"d":"0.000"},null,3.171,null,0.293,163.341,0.007,{"v":1E-3,"d":"0.001"},163.901,null,{"v":0,"d":"0.000"},null,{"v":0,"d":"0.000"},{"v":0,"d":"0.000"},{"v":0,"d":"0.000"},{"v":0,"d":"0.000"},{"v":0,"d":"0.000"},null,{"v":0.13,"d":"0"},0,{"v":0.012,"d":"0"},{"v":6.697,"d":"7"},{"v":0.542,"d":"1"},{"v":0.108,"d":"0"},null,82,0,82,0,"EIA","EIA","EIA","EIA","EIA","EIA","--","EIA","EIA",{"$nulls":14},{"v":-3153.846154,"d":"(3,153.846)"},0,{"v":-26,"d":"(26)"},0,0,0,0,0,0,0,0,0,{"v":-26,"d":"(26)"},0,0,{"v":-26,"d":"(26)"},0]
[59,2019,"AK","Industrial Plant",59793,"Alaska Electric Light&Power Co",213,"Alaska Electric Light&Power Co",213,"Electric Utility","Alaska Miscellaneous","NA","ASCC","AKMS","ASCC Miscellaneous",null,"02","110","Juneau",58.367635,-134.60802,1,1,"DFO","OIL",null,{"v":0.00087,"d":"0.0009"},41.7,{"v":1,"d":"1.0000"},{"$nulls":6},{"v":7289,"d":"7,289"},{"v":2962,"d":"2,962"},{"v":7289,"d":"7,289"},{"v":2962,"d":"2,962"},318,129,{"v":3.297,"d":"3"},{"v":1.34,"d":"1"},{"v":1.84,"d":"2"},{"v":595.241,"d":"595"},{"v":48.209,"d":"48"},{"v":9.642,"d":"10"},{"v":597.28,"d":"597"},null,20.736,20.775,11.575,{"v":3743.654,"d":"3,743.654"},0.152,{"v":0.03,"d":"0.030"},{"v":3756.48,"d":"3,756.480"},null,0.905,0.905,0.505,163.326,0.007,{"v":1E-3,"d":"0.001"},163.885,null,20.736,20.775,11.575,{"v":3743.654,"d":"3,743.654"},0.152,{"v":0.03,"d":"0.030"},{"v":3756.48,"d":"3,756.480"},null,{"v":3.297,"d":"3"},{"v":1.34,"d":"1"},{"v":1.84,"d":"2"},{"v":595.241,"d":"595"},{"v":48.209,"d":"48"},{"v":9.642,"d":"10"},null,{"v":7289,"d":"7,289"},{"v":2962,"d":"2,962"},{"v":7289,"d":"7,289"},{"v":2962,"d":"2,962"},"EIA","EIA","EIA","EIA","EIA","EIA","--","EIA","EIA",{"$nulls":14},{"v":22921.383648,"d":"22,921.384"},0,318,0,0,0,0,0,0,0,0,0,318,0,0,318,0,{"v":0,"d":"0.0%"},{"v":1,"d":"100.0%"},{"v":0,"d":"0.0%"},{"v":0,"d":"0.0%"},{"v":0,"d":"0.0%"},{"v":0,"d":"0.0%"},{"v":0,"d":"0.0%"},{"v":0,"d":"0.0%"},{"v":0,"d":"0.0%"},{"v":0,"d":"0.0%"},{"v":0,"d":"0.0%"},{"v":1,"d":"100.0%"},{"v":0,"d":"0.0%"},{"v":0,"d":"0.0%"},{"v":1,"d":"100.0%"},{"v":0,"d":"0.0%"}]
[60,2019,"AK","International",6293,"Chugach Electric Assn Inc",3522,"Chugach Electric Assn Inc",3522,"Electric Utility","Chugach Electric Assn Inc","CEA","ASCC","AKGD","ASCC Alaska Grid",null,"02","020","Anchorage",61.168972,-149.911038,3,3,"NG","GAS",null,{"v":1.2E-4,"d":"0.0001"},46.3,{"v":1,"d":"1.0000"},{"$nulls":6},{"v":11639,"d":"11,639"},{"v":4406,"d":"4,406"},{"v":11639,"d":"11,639"},{"v":4406,"d":"4,406"},48,18,{"v":1.862,"d":"2"},{"v":0.704,"d":"1"},{"v":0.019,"d":"0"},{"v":680.236,"d":"680"},{"v":25.66,"d":"26"},{"v":2.566,"d":"3"},{"v":680.939,"d":"681"},null,77.583,78.222,0.775,{"v":28343.168,"d":"28,343.168"},0.535,0.053,{"v":28372.462,"d":"28,372.462"},null,{"v":0.32,"d":"0.320"},{"v":0.32,"d":"0.320"},0.003,116.889,{"v":2E-3,"d":"0.002"},{"v":0,"d":"0.000"},{"v":117.01,"d":"117.010"},null,77.583,78.222,0.775,{"v":28343.168,"d":"28,343.168"},0.535,0.053,{"v":28372.462,"d":"28,372.462"},null,{"v":1.862,"d":"2"},{"v":0.704,"d":"1"},{"v":0.019,"d":"0"},{"v":680.236,"d":"680"},{"v":25.66,"d":"26"},{"v":2.566,"d":"3"},null,{"v":11639,"d":"11,639"},{"v":4406,"d":"4,406"},{"v":11639,"d":"11,639"},{"v":4406,"d":"4,406"},"EIA","EIA","EIA","EIA","EIA","EIA","--","EIA","EIA",{"$nulls":14},{"v":242479.166667,"d":"242,479.167"},0,0,48,0,0,0,0,0,0,0,0,48,0,0,48,0,{"v":0,"d":"0.0%"},{"v":0,"d":"0.0%"},{"v":1,"d":"100.0%"},{"v":0,"d":"0.0%"},{"v":0,"d":"0.0%"},{"v":0,"d":"0.0%"},{"v":0,"d":"0.0%"},{"v":0,"d":"0.0%"},{"v":0,"d":"0.0%"},{"v":0,"d":"0.0%"},{"v":0,"d":"0.0%"},{"v":1,"d":"100.0%"},{"v":0,"d":"0.0%"},{"v":0,"d":"0.0%"},{"v":1,"d":"100.0%"},{"v":0,"d":"0.0%"}]
[61,2019,"AK","Jarvis Street",6801,"City & Borough of Sitka - (AK)",17271,"City & Borough of Sitka - (AK)",17271,"Electric Utility","Alaska Miscellaneous","NA","ASCC","AKMS","ASCC Miscellaneous",null,"02","220","Sitka",57.0497,-135.3128,5,5,"DFO","OIL",null,{"v":0,"d":"0.0000"},25.6,{"$nulls":7},{"v":3810.999,"d":"3,811"},{"v":1549,"d":"1,549"},{"v":3810.999,"d":"3,811"},{"v":1549,"d":"1,549"},{"v":-665,"d":"(665)"},{"v":-271.001,"d":"(271)"},{"v":6.123,"d":"6"},{"v":2.487,"d":"2"},{"v":0.552,"d":"1"},{"v":311.216,"d":"311"},{"v":25.205,"d":"25"},{"v":5.041,"d":"5"},{"v":312.282,"d":"312"},null,{"v":0,"d":"0.000"},{"v":0,"d":"0.000"},{"v":0,"d":"0.000"},{"v":0,"d":"0.000"},{"v":0,"d":"0.000"},{"v":0,"d":"0.000"},{"v":0,"d":"0.000"},null,3.213,3.211,{"v":0.29,"d":"0.290"},163.325,0.007,{"v":1E-3,"d":"0.001"},163.885,null,{"v":0,"d":"0.000"},{"v":0,"d":"0.000"},{"v":0,"d":"0.000"},{"v":0,"d":"0.000"},{"v":0,"d":"0.000"},{"v":0,"d":"0.000"},{"v":0,"d":"0.000"},null,{"v":6.123,"d":"6"},{"v":2.487,"d":"2"},{"v":0.552,"d":"1"},{"v":311.216,"d":"311"},{"v":25.205,"d":"25"},{"v":5.041,"d":"5"},null,{"v":3810.999,"d":"3,811"},{"v":1549,"d":"1,549"},{"v":3810.999,"d":"3,811"},{"v":1549,"d":"1,549"},"EIA","EIA","EIA","EIA","EIA","EIA","--","EIA","EIA",{"$nulls":14},{"v":-5730.825599,"d":"(5,730.826)"},0,{"v":-665,"d":"(665)"},0,0,0,0,0,0,0,0,0,{"v":-665,"d":"(665)"},0,0,{"v":-665,"d":"(665)"},0]
[62,2019,"AK","JBER Landfill Gas Power Plant",58380,"Anchorage Municipal Light and Power",599,"Doyon Utilities, LLC",58368,"Commercial Non-CHP","Anchorage Municipal Light & Power","AMPL","NA","AKGD","ASCC Alaska Grid",null,"02","020","Anchorage",61.286,-149.61,5,5,"LFG","BIOMASS",null,{"v":0.36627,"d":"0.3663"},11.5,{"v":0.722883991794057,"d":"0.7229"},"Yes",{"$nulls":5},{"v":377700,"d":"377,700"},{"v":156557.998,"d":"156,558"},{"v":377700,"d":"377,700"},{"v":156557.998,"d":"156,558"},{"v":36898,"d":"36,898"},{"v":15250,"d":"15,250"},0,0,{"v":6.324,"d":"6"},{"v":8.825,"d":"9"},{"v":0.306,"d":"0"},{"v":0.031,"d":"0"},{"v":8.834,"d":"9"},null,{"v":0,"d":"0.000"},{"v":0,"d":"0.000"},0.343,0.478,{"v":0,"d":"0.000"},{"v":0,"d":"0.000"},0.479,null,{"v":0,"d":"0.000"},{"v":0,"d":"0.000"},0.033,0.047,{"v":0,"d":"0.000"},{"v":0,"d":"0.000"},0.047,null,{"v":0,"d":"0.000"},{"v":0,"d":"0.000"},0.343,0.478,{"v":0,"d":"0.000"},{"v":0,"d":"0.000"},0.479,null,{"v":258.12,"d":"258"},{"v":108.475,"d":"108"},{"v":8.495,"d":"8"},{"v":23983.87,"d":"23,984"},{"v":878.514,"d":"879"},{"v":87.851,"d":"88"},null,{"v":377700,"d":"377,700"},{"v":156557.998,"d":"156,558"},{"v":377700,"d":"377,700"},{"v":156557.998,"d":"156,558"},"EIA","EIA","EIA","EIA","EIA","EIA","--","EIA","EIA",{"v":258.12,"d":"258"},{"v":108.475,"d":"108"},{"v":2.171,"d":"2"},{"v":23975.044,"d":"23,975"},{"v":878.208,"d":"878"},{"v":87.821,"d":"88"},{"$nulls":8},{"v":10236.327172,"d":"10,236.327"},0,0,{"v":13.539,"d":"14"},0,0,{"v":36884.461,"d":"36,884"},0,0,0,0,0,{"v":13.539,"d":"14"},{"v":36884.461,"d":"36,884"},{"v":36884.461,"d":"36,884"},{"v":36898,"d":"36,898"},0,{"v":0,"d":"0.0%"},{"v":0,"d":"0.0%"},{"v":0.000366930456935335,"d":"0.0%"},{"v":0,"d":"0.0%"},{"v":0,"d":"0.0%"},{"v":0.999633069543065,"d":"100.0%"},{"v":0,"d":"0.0%"},{"v":0,"d":"0.0%"},{"v":0,"d":"0.0%"},{"v":0,"d":"0.0%"},{"v":0,"d":"0.0%"},{"v":0.000366930456935335,"d":"0.0%"},{"v":0.999633069543065,"d":"100.0%"},{"v":0.999633069543065,"d":"100.0%"},{"v":1,"d":"100.0%"},{"v":0,"d":"0.0%"}]
[63,2019,"AK","Kake",7464,"Inside Passage Elec Coop, Inc",18963,"Inside Passage Elec Coop, Inc",18963,"Electric Utility","Alaska Miscellaneous","NA","ASCC","AKMS","ASCC Miscellaneous",null,"02","195","Petersburg",56.962983,-133.922557,8,8,"DFO","OIL",null,{"v":0.04884,"d":"0.0488"},{"v":5,"d":"5.0"},{"v":1,"d":"1.0000"},null,"Yes",0,null,{"v":1,"d":"1.0000"},null,{"v":18764,"d":"18,764"},{"v":7633,"d":"7,633"},{"v":18764,"d":"18,764"},{"v":7633,"d":"7,633"},{"v":2139,"d":"2,139"},{"v":871.001,"d":"871"},{"v":30.15,"d":"30"},{"v":12.264,"d":"12"},{"v":2.721,"d":"3"},{"v":1532.323,"d":"1,532"},{"v":124.103,"d":"124"},{"v":24.821,"d":"25"},{"v":1537.573,"d":"1,538"},null,28.191,28.161,2.544,{"v":1432.747,"d":"1,432.747"},0.058,0.012,{"v":1437.655,"d":"1,437.655"},null,3.214,3.213,{"v":0.29,"d":"0.290"},163.326,0.007,{"v":1E-3,"d":"0.001"},163.885,null,28.191,28.161,2.544,{"v":1432.747,"d":"1,432.747"},0.058,0.012,{"v":1437.655,"d":"1,437.655"},null,{"v":30.15,"d":"30"},{"v":12.264,"d":"12"},{"v":2.721,"d":"3"},{"v":1532.323,"d":"1,532"},{"v":124.103,"d":"124"},{"v":24.821,"d":"25"},null,{"v":18764,"d":"18,764"},{"v":7633,"d":"7,633"},{"v":18764,"d":"18,764"},{"v":7633,"d":"7,633"},"EIA","EIA","EIA","EIA","EIA","EIA","--","EIA","EIA",{"$nulls":6},0,0,0,0,0,0,0,0,{"v":8772.323744,"d":"8,772.324"},0,{"v":2139,"d":"2,139"},0,0,0,0,0,0,0,0,0,{"v":2139,"d":"2,139"},0,0,{"v":2139,"d":"2,139"},0,{"v":0,"d":"0.0%"},{"v":1,"d":"100.0%"},{"v":0,"d":"0.0%"},{"v":0,"d":"0.0%"},{"v":0,"d":"0.0%"},{"v":0,"d":"0.0%"},{"v":0,"d":"0.0%"},{"v":0,"d":"0.0%"},{"v":0,"d":"0.0%"},{"v":0,"d":"0.0%"},{"v":0,"d":"0.0%"},{"v":1,"d":"100.0%"},{"v":0,"d":"0.0%"},{"v":0,"d":"0.0%"},{"v":1,"d":"100.0%"},{"v":0,"d":"0.0%"}]
[64,2019,"AK","Kasidaya Creek Hydro",56542,"Alaska Power and Telephone Co",219,"Alaska Power and Telephone Co",219,"Electric Utility","Alaska Miscellaneous","NA","ASCC","AKMS","ASCC Miscellaneous",null,"02","230","Skagway",59.4072,-135.3408,1,1,"WAT","HYDRO",null,{"v":0.40871,"d":"0.4087"},{"v":3,"d":"3.0"},{"$nulls":9},{"v":95648,"d":"95,648"},{"v":41835,"d":"41,835"},{"v":10741,"d":"10,741"},{"v":4698,"d":"4,698"},{"$nulls":41},{"v":95648,"d":"95,648"},{"v":41835,"d":"41,835"},{"$nulls":6},"--","EIA","EIA",{"$nulls":15},0,0,0,0,{"v":10741,"d":"10,741"},0,0,0,0,0,0,0,{"v":10741,"d":"10,741"},0,0,{"v":10741,"d":"10,741"},{"v":0,"d":"0.0%"},{"v":0,"d":"0.0%"},{"v":0,"d":"0.0%"},{"v":0,"d":"0.0%"},{"v":1,"d":"100.0%"},{"v":0,"d":"0.0%"},{"v":0,"d":"0.0%"},{"v":0,"d":"0.0%"},{"v":0,"d":"0.0%"},{"v":0,"d":"0.0%"},{"v":0,"d":"0.0%"},{"v":0,"d":"0.0%"},{"v":1,"d":"100.0%"},{"v":0,"d":"0.0%"},{"v":0,"d":"0.0%"},{"v":1,"d":"100.0%"}]
[65,2019,"AK","Kasigluk",57066,"Alaska Village Elec Coop, Inc",221,"Alaska Village Elec Coop, Inc",221,"Electric Utility","Alaska Miscellaneous","NA","ASCC","AKMS","ASCC Miscellaneous",null,"02","050","Bethel",60.8731,-162.5197,4,4,"DFO","OIL",null,{"v":0.13694,"d":"0.1369"},2.4,{"v":1,"d":"1.0000"},null,"Yes",0,null,{"v":1,"d":"1.0000"},null,{"v":25453,"d":"25,453"},{"v":10362,"d":"10,362"},{"v":25453,"d":"25,453"},{"v":10362,"d":"10,362"},{"v":2879,"d":"2,879"},{"v":1172,"d":"1,172"},0,0,0,{"v":2078.565,"d":"2,079"},{"v":168.343,"d":"168"},{"v":33.669,"d":"34"},{"v":2085.686,"d":"2,086"},null,{"v":0,"d":"0.000"},{"v":0,"d":"0.000"},{"v":0,"d":"0.000"},{"v":1443.949,"d":"1,443.949"},0.058,0.012,{"v":1448.896,"d":"1,448.896"},null,{"v":0,"d":"0.000"},{"v":0,"d":"0.000"},{"v":0,"d":"0.000"},163.326,0.007,{"v":1E-3,"d":"0.001"},163.885,null,{"v":0,"d":"0.000"},{"v":0,"d":"0.000"},{"v":0,"d":"0.000"},{"v":1443.949,"d":"1,443.949"},0.058,0.012,{"v":1448.896,"d":"1,448.896"},null,0,0,0,{"v":2078.565,"d":"2,079"},{"v":168.343,"d":"168"},{"v":33.669,"d":"34"},null,{"v":25453,"d":"25,453"},{"v":10362,"d":"10,362"},{"v":25453,"d":"25,453"},{"v":10362,"d":"10,362"},"EIA","EIA","EIA","EIA","EIA","EIA","--","EIA","EIA",{"$nulls":6},0,0,0,0,0,0,0,0,{"v":8840.916985,"d":"8,840.917"},0,{"v":2879,"d":"2,879"},0,0,0,0,0,0,0,0,0,{"v":2879,"d":"2,879"},0,0,{"v":2879,"d":"2,879"},0,{"v":0,"d":"0.0%"},{"v":1,"d":"100.0%"},{"v":0,"d":"0.0%"},{"v":0,"d":"0.0%"},{"v":0,"d":"0.0%"},{"v":0,"d":"0.0%"},{"v":0,"d":"0.0%"},{"v":0,"d":"0.0%"},{"v":0,"d":"0.0%"},{"v":0,"d":"0.0%"},{"v":0,"d":"0.0%"},{"v":1,"d":"100.0%"},{"v":0,"d":"0.0%"},{"v":0,"d":"0.0%"},{"v":1,"d":"100.0%"},{"v":0,"d":"0.0%"}]
[66,2019,"AK","Ketchikan",84,"Ketchikan Public Utilities",10210,"Ketchikan Public Utilities",10210,"Electric Utility","Alaska Miscellaneous","NA","ASCC","AKMS","ASCC Miscellaneous",null,"02","130","Ketchikan Gateway",55.344641,-131.633425,3,3,"WAT","HYDRO",null,{"v":0.53857,"d":"0.5386"},4.2,{"$nulls":9},{"v":176454,"d":"176,454"},{"v":77179.002,"d":"77,179"},{"v":19815,"d":"19,815"},{"v":8667,"d":"8,667"},{"$nulls":41},{"v":176454,"d":"176,454"},{"v":77179.002,"d":"77,179"},{"$nulls":6},"--","EIA","EIA",{"$nulls":15},0,0,0,0,{"v":19815,"d":"19,815"},0,0,0,0,0,0,0,{"v":19815,"d":"19,815"},0,0,{"v":19815,"d":"19,815"},{"v":0,"d":"0.0%"},{"v":0,"d":"0.0%"},{"v":0,"d":"0.0%"},{"v":0,"d":"0.0%"},{"v":1,"d":"100.0%"},{"v":0,"d":"0.0%"},{"v":0,"d":"0.0%"},{"v":0,"d":"0.0%"},{"v":0,"d":"0.0%"},{"v":0,"d":"0.0%"},{"v":0,"d":"0.0%"},{"v":0,"d":"0.0%"},{"v":1,"d":"100.0%"},{"v":0,"d":"0.0%"},{"v":0,"d":"0.0%"},{"v":1,"d":"100.0%"}]
[67,2019,"AK","Kiana",6323,"Alaska Village Elec Coop, Inc",221,"Alaska Village Elec Coop, Inc",221,"Electric Utility","Alaska Miscellaneous","NA","ASCC","AKMS","ASCC Miscellaneous",null,"02","188","Northwest Arctic",66.973889,-160.428592,6,6,"DFO","OIL",null,{"v":0.08806,"d":"0.0881"},2.1,{"v":1,"d":"1.0000"},{"$nulls":6},{"v":15108,"d":"15,108"},{"v":6148,"d":"6,148"},{"v":15108,"d":"15,108"},{"v":6148,"d":"6,148"},{"v":1620,"d":"1,620"},660,{"v":25.099,"d":"25"},{"v":10.215,"d":"10"},{"v":2.191,"d":"2"},{"v":1233.763,"d":"1,234"},{"v":99.922,"d":"100"},{"v":19.984,"d":"20"},{"v":1237.99,"d":"1,238"},null,30.986,30.955,2.704,{"v":1523.164,"d":"1,523.164"},0.062,0.012,{"v":1528.382,"d":"1,528.382"},null,3.323,3.323,{"v":0.29,"d":"0.290"},163.326,0.007,{"v":1E-3,"d":"0.001"},163.885,null,30.986,30.955,2.704,{"v":1523.164,"d":"1,523.164"},0.062,0.012,{"v":1528.382,"d":"1,528.382"},null,{"v":25.099,"d":"25"},{"v":10.215,"d":"10"},{"v":2.191,"d":"2"},{"v":1233.763,"d":"1,234"},{"v":99.922,"d":"100"},{"v":19.984,"d":"20"},null,{"v":15108,"d":"15,108"},{"v":6148,"d":"6,148"},{"v":15108,"d":"15,108"},{"v":6148,"d":"6,148"},"EIA","EIA","EIA","EIA","EIA","EIA","--","EIA","EIA",{"$nulls":14},{"v":9325.926077,"d":"9,325.926"},0,{"v":1620,"d":"1,620"},0,0,0,0,0,0,0,0,0,{"v":1620,"d":"1,620"},0,0,{"v":1620,"d":"1,620"},0,{"v":0,"d":"0.0%"},{"v":1,"d":"100.0%"},{"v":0,"d":"0.0%"},{"v":0,"d":"0.0%"},{"v":0,"d":"0.0%"},{"v":0,"d":"0.0%"},{"v":0,"d":"0.0%"},{"v":0,"d":"0.0%"},{"v":0,"d":"0.0%"},{"v":0,"d":"0.0%"},{"v":0,"d":"0.0%"},{"v":1,"d":"100.0%"},{"v":0,"d":"0.0%"},{"v":0,"d":"0.0%"},{"v":1,"d":"100.0%"},{"v":0,"d":"0.0%"}]
[68,2019,"AK","King Cove",7493,"City of King Cove",9897,"City of King Cove",9897,"Electric Utility","Alaska Miscellaneous","NA","ASCC","AKMS","ASCC Miscellaneous",null,"02","013","Aleutians East",55.061683,-162.3103,5,5,"WAT","HYDRO",null,{"v":0.17949,"d":"0.1795"},2.6,null,null,"Yes",0,null,{"v":1,"d":"1.0000"},null,{"v":5589,"d":"5,589"},{"v":2274,"d":"2,274"},{"v":36729,"d":"36,729"},{"v":15895,"d":"15,895"},{"v":4088,"d":"4,088"},{"v":1771,"d":"1,771"},{"v":9.301,"d":"9"},{"v":3.784,"d":"4"},{"v":0.811,"d":"1"},{"v":456.414,"d":"456"},{"v":36.965,"d":"37"},{"v":7.393,"d":"7"},{"v":457.978,"d":"458"},null,{"v":4.55,"d":"4.550"},4.273,0.397,223.295,0.009,{"v":2E-3,"d":"0.002"},{"v":224.06,"d":"224.060"},null,3.328,3.328,{"v":0.29,"d":"0.290"},163.326,0.007,{"v":1E-3,"d":"0.001"},163.885,null,31.475,29.559,2.743,{"v":1544.548,"d":"1,544.548"},0.063,0.013,{"v":1549.84,"d":"1,549.840"},null,{"v":9.301,"d":"9"},{"v":3.784,"d":"4"},{"v":0.811,"d":"1"},{"v":456.414,"d":"456"},{"v":36.965,"d":"37"},{"v":7.393,"d":"7"},null,{"v":5589,"d":"5,589"},{"v":2274,"d":"2,274"},{"v":36729,"d":"36,729"},{"v":15895,"d":"15,895"},"EIA","EIA","EIA","EIA","EIA","EIA","--","EIA","EIA",{"$nulls":6},0,0,0,0,0,0,0,0,{"v":9456.852792,"d":"9,456.853"},0,591,0,0,{"v":3497,"d":"3,497"},0,0,0,0,0,0,591,{"v":3497,"d":"3,497"},0,591,{"v":3497,"d":"3,497"},{"v":0,"d":"0.0%"},{"v":0.144569471624266,"d":"14.5%"},{"v":0,"d":"0.0%"},{"v":0,"d":"0.0%"},{"v":0.855430528375734,"d":"85.5%"},{"v":0,"d":"0.0%"},{"v":0,"d":"0.0%"},{"v":0,"d":"0.0%"},{"v":0,"d":"0.0%"},{"v":0,"d":"0.0%"},{"v":0,"d":"0.0%"},{"v":0.144569471624266,"d":"14.5%"},{"v":0.855430528375734,"d":"85.5%"},{"v":0,"d":"0.0%"},{"v":0.144569471624266,"d":"14.5%"},{"v":0.855430528375734,"d":"85.5%"}]
[69,2019,"AK","Kivalina",57065,"Alaska Village Elec Coop, Inc",221,"Alaska Village Elec Coop, Inc",221,"Electric Utility","Alaska Miscellaneous","NA","ASCC","AKMS","ASCC Miscellaneous",null,"02","188","Northwest Arctic",67.726644,-164.538447,4,4,"DFO","OIL",null,{"v":0.16957,"d":"0.1696"},1.1,{"v":1,"d":"1.0000"},null,"Yes",{"v":494.4,"d":"494"},{"v":11.28,"d":"11"},{"v":0.937656,"d":"0.9377"},null,{"v":14715.574,"d":"14,716"},{"v":5992.559,"d":"5,993"},{"v":14715.574,"d":"14,716"},{"v":5992.559,"d":"5,993"},{"v":1634,"d":"1,634"},665,0,0,0,{"v":1201.716,"d":"1,202"},{"v":97.327,"d":"97"},{"v":19.465,"d":"19"},{"v":1205.833,"d":"1,206"},null,{"v":0,"d":"0.000"},{"v":0,"d":"0.000"},{"v":0,"d":"0.000"},{"v":1470.888,"d":"1,470.888"},{"v":0.06,"d":"0.060"},0.012,{"v":1475.927,"d":"1,475.927"},null,{"v":0,"d":"0.000"},{"v":0,"d":"0.000"},{"v":0,"d":"0.000"},163.326,0.007,{"v":1E-3,"d":"0.001"},163.885,null,{"v":0,"d":"0.000"},{"v":0,"d":"0.000"},{"v":0,"d":"0.000"},{"v":1470.888,"d":"1,470.888"},{"v":0.06,"d":"0.060"},0.012,{"v":1475.927,"d":"1,475.927"},null,0,0,0,{"v":1281.617,"d":"1,282"},{"v":103.798,"d":"104"},{"v":20.76,"d":"21"},null,{"v":15694.001,"d":"15,694"},{"v":6391,"d":"6,391"},{"v":15694.001,"d":"15,694"},{"v":6391,"d":"6,391"},"EIA","EIA","EIA","EIA","EIA","EIA","--","EIA","EIA",{"$nulls":6},{"v":978.427,"d":"978"},{"v":398.441,"d":"398"},0,0,0,{"v":79.901,"d":"80"},{"v":6.471,"d":"6"},{"v":1.294,"d":"1"},{"v":9005.859297,"d":"9,005.859"},0,{"v":1634,"d":"1,634"},0,0,0,0,0,0,0,0,0,{"v":1634,"d":"1,634"},0,0,{"v":1634,"d":"1,634"},0,{"v":0,"d":"0.0%"},{"v":1,"d":"100.0%"},{"v":0,"d":"0.0%"},{"v":0,"d":"0.0%"},{"v":0,"d":"0.0%"},{"v":0,"d":"0.0%"},{"v":0,"d":"0.0%"},{"v":0,"d":"0.0%"},{"v":0,"d":"0.0%"},{"v":0,"d":"0.0%"},{"v":0,"d":"0.0%"},{"v":1,"d":"100.0%"},{"v":0,"d":"0.0%"},{"v":0,"d":"0.0%"},{"v":1,"d":"100.0%"},{"v":0,"d":"0.0%"}]
[70,2019,"AK","Klawock",7466,null,-9999,"Inside Passage Elec Coop, Inc",18963,"Electric Utility","Alaska Miscellaneous","NA","ASCC","AKMS","ASCC Miscellaneous",null,"02","198","Prince of Wales-Hyder",55.557778,-132.981389,4,4,"DFO","OIL",null,null,1.4,{"$nulls":62},"--"]
[71,2019,"AK","Klawock Power Generation Station",61684,"Alaska Power and Telephone Co",219,"Alaska Power and Telephone Co",219,"Electric Utility","Alaska Miscellaneous","NA","NA","AKMS","ASCC Miscellaneous",null,"02","198","Prince of Wales-Hyder",55.553197,-133.08535,1,1,"DFO","OIL",null,{"v":0.08877,"d":"0.0888"},2.5,{"v":1,"d":"1.0000"},{"$nulls":6},{"v":20576,"d":"20,576"},{"v":8372,"d":"8,372"},{"v":20576,"d":"20,576"},{"v":8372,"d":"8,372"},{"v":1944,"d":"1,944"},791,{"v":32.918,"d":"33"},{"v":13.393,"d":"13"},{"v":2.984,"d":"3"},{"v":1680.295,"d":"1,680"},{"v":136.087,"d":"136"},{"v":27.217,"d":"27"},{"v":1686.052,"d":"1,686"},null,33.866,33.863,3.069,{"v":1728.699,"d":"1,728.699"},{"v":0.07,"d":"0.070"},0.014,{"v":1734.621,"d":"1,734.621"},null,{"v":3.2,"d":"3.200"},3.199,{"v":0.29,"d":"0.290"},163.326,0.007,{"v":1E-3,"d":"0.001"},163.885,null,33.866,33.863,3.069,{"v":1728.699,"d":"1,728.699"},{"v":0.07,"d":"0.070"},0.014,{"v":1734.621,"d":"1,734.621"},null,{"v":32.918,"d":"33"},{"v":13.393,"d":"13"},{"v":2.984,"d":"3"},{"v":1680.295,"d":"1,680"},{"v":136.087,"d":"136"},{"v":27.217,"d":"27"},null,{"v":20576,"d":"20,576"},{"v":8372,"d":"8,372"},{"v":20576,"d":"20,576"},{"v":8372,"d":"8,372"},"EIA","EIA","EIA","EIA","EIA","EIA","--","EIA","EIA",{"$nulls":14},{"v":10584.36214,"d":"10,584.362"},0,{"v":1944,"d":"1,944"},0,0,0,0,0,0,0,0,0,{"v":1944,"d":"1,944"},0,0,{"v":1944,"d":"1,944"},0,{"v":0,"d":"0.0%"},{"v":1,"d":"100.0%"},{"v":0,"d":"0.0%"},{"v":0,"d":"0.0%"},{"v":0,"d":"0.0%"},{"v":0,"d":"0.0%"},{"v":0,"d":"0.0%"},{"v":0,"d":"0.0%"},{"v":0,"d":"0.0%"},{"v":0,"d":"0.0%"},{"v":0,"d":"0.0%"},{"v":1,"d":"100.0%"},{"v":0,"d":"0.0%"},{"v":0,"d":"0.0%"},{"v":1,"d":"100.0%"},{"v":0,"d":"0.0%"}]
[72,2019,"AK","Kodiak Microgrid",6281,"Kodiak Electric Assn Inc",10433,"Kodiak Electric Assn Inc",10433,"Electric Utility","Alaska Miscellaneous","NA","ASCC","AKMS","ASCC Miscellaneous",null,"02","150","Kodiak Island",57.789956,-152.396982,10,10,"DFO","OIL",null,{"v":0,"d":"0.0000"},37.3,{"$nulls":11},0,0,{"$nulls":49},"--",{"$nulls":17},0,0,0,0,0,0,0,0,0,0,0,0,0,0,0,0]
[73,2019,"AK","Kotlik",57064,"Alaska Village Elec Coop, Inc",221,"Alaska Village Elec Coop, Inc",221,"Electric Utility","Alaska Miscellaneous","NA","ASCC","AKMS","ASCC Miscellaneous",null,"02","270","Wade Hampton",63.03215,-163.553106,4,4,"DFO","OIL",null,{"v":0.16023,"d":"0.1602"},1.4,{"v":1,"d":"1.0000"},null,"Yes",{"v":2168,"d":"2,168"},{"v":3.093,"d":"3"},{"v":0.804862,"d":"0.8049"},null,{"v":17099.283,"d":"17,099"},{"v":6962.857,"d":"6,963"},{"v":17099.283,"d":"17,099"},{"v":6962.857,"d":"6,963"},{"v":1965,"d":"1,965"},800,0,0,0,{"v":1396.377,"d":"1,396"},{"v":113.092,"d":"113"},{"v":22.618,"d":"23"},{"v":1401.161,"d":"1,401"},null,{"v":0,"d":"0.000"},{"v":0,"d":"0.000"},{"v":0,"d":"0.000"},{"v":1421.249,"d":"1,421.249"},0.058,0.012,{"v":1426.118,"d":"1,426.118"},null,{"v":0,"d":"0.000"},{"v":0,"d":"0.000"},{"v":0,"d":"0.000"},163.326,0.007,{"v":1E-3,"d":"0.001"},163.885,null,{"v":0,"d":"0.000"},{"v":0,"d":"0.000"},{"v":0,"d":"0.000"},{"v":1421.249,"d":"1,421.249"},0.058,0.012,{"v":1426.118,"d":"1,426.118"},null,0,0,0,{"v":1734.928,"d":"1,735"},{"v":140.512,"d":"141"},{"v":28.102,"d":"28"},null,{"v":21245,"d":"21,245"},{"v":8651,"d":"8,651"},{"v":21245,"d":"21,245"},{"v":8651,"d":"8,651"},"EIA","EIA","EIA","EIA","EIA","EIA","--","EIA","EIA",{"$nulls":6},{"v":4145.717,"d":"4,146"},{"v":1688.143,"d":"1,688"},0,0,0,{"v":338.551,"d":"339"},{"v":27.419,"d":"27"},{"v":5.484,"d":"5"},{"v":8701.925402,"d":"8,701.925"},0,{"v":1965,"d":"1,965"},0,0,0,0,0,0,0,0,0,{"v":1965,"d":"1,965"},0,0,{"v":1965,"d":"1,965"},0,{"v":0,"d":"0.0%"},{"v":1,"d":"100.0%"},{"v":0,"d":"0.0%"},{"v":0,"d":"0.0%"},{"v":0,"d":"0.0%"},{"v":0,"d":"0.0%"},{"v":0,"d":"0.0%"},{"v":0,"d":"0.0%"},{"v":0,"d":"0.0%"},{"v":0,"d":"0.0%"},{"v":0,"d":"0.0%"},{"v":1,"d":"100.0%"},{"v":0,"d":"0.0%"},{"v":0,"d":"0.0%"},{"v":1,"d":"100.0%"},{"v":0,"d":"0.0%"}]
[74,2019,"AK","Kotzebue Hybrid",6304,"Kotzebue Electric Assn Inc",10451,"Kotzebue Electric Assn Inc",10451,"Electric Utility","Alaska Miscellaneous","NA","ASCC","AKMS","ASCC Miscellaneous",null,"02","188","NORTHWEST ARCTIC",66.837778,-162.556944,29,29,"DFO","OIL",null,{"v":0.11706,"d":"0.1171"},21.6,{"v":1,"d":"1.0000"},{"$nulls":6},{"v":184443.995,"d":"184,444"},{"v":75093,"d":"75,093"},{"v":200374.991,"d":"200,375"},{"v":81202.006,"d":"81,202"},{"v":22150.006,"d":"22,150"},{"v":8974.994,"d":"8,975"},{"v":292.344,"d":"292"},{"v":119.023,"d":"119"},{"v":26.744,"d":"27"},{"v":15062.228,"d":"15,062"},{"v":1219.889,"d":"1,220"},{"v":243.978,"d":"244"},{"v":15113.829,"d":"15,114"},null,26.397,26.523,2.415,{"v":1360.02,"d":"1,360.020"},0.055,0.011,{"v":1364.679,"d":"1,364.679"},null,{"v":3.17,"d":"3.170"},{"v":3.17,"d":"3.170"},{"v":0.29,"d":"0.290"},163.326,0.007,{"v":1E-3,"d":"0.001"},163.885,null,28.716,28.854,2.627,{"v":1479.517,"d":"1,479.517"},{"v":0.06,"d":"0.060"},0.012,{"v":1484.586,"d":"1,484.586"},null,{"v":292.344,"d":"292"},{"v":119.023,"d":"119"},{"v":26.744,"d":"27"},{"v":15062.228,"d":"15,062"},{"v":1219.889,"d":"1,220"},{"v":243.978,"d":"244"},null,{"v":184443.995,"d":"184,444"},{"v":75093,"d":"75,093"},{"v":200374.991,"d":"200,375"},{"v":81202.006,"d":"81,202"},"EIA","EIA","EIA","EIA","EIA","EIA","--","EIA","EIA",{"$nulls":14},{"v":9058.690394,"d":"9,058.690"},0,{"v":20368,"d":"20,368"},0,0,0,0,{"v":1788.93,"d":"1,789"},0,0,0,{"v":-7,"d":"(7)"},{"v":20361,"d":"20,361"},{"v":1788.93,"d":"1,789"},{"v":1788.93,"d":"1,789"},{"v":20361,"d":"20,361"},{"v":1788.93,"d":"1,789"},{"v":0,"d":"0.0%"},{"v":0.91926092649117,"d":"91.9%"},{"v":0,"d":"0.0%"},{"v":0,"d":"0.0%"},{"v":0,"d":"0.0%"},{"v":0,"d":"0.0%"},{"v":0.08073907350883,"d":"8.1%"},{"v":0,"d":"0.0%"},{"v":0,"d":"0.0%"},{"v":0,"d":"0.0%"},{"v":0,"d":"0.0%"},{"v":0.918944998246598,"d":"91.9%"},{"v":0.08073907350883,"d":"8.1%"},{"v":0.08073907350883,"d":"8.1%"},{"v":0.918944998246598,"d":"91.9%"},{"v":0.08073907350883,"d":"8.1%"}]
[75,2019,"AK","Koyuk",57059,"Alaska Village Elec Coop, Inc",221,"Alaska Village Elec Coop, Inc",221,"Electric Utility","Alaska Miscellaneous","NA","ASCC","AKMS","ASCC Miscellaneous",null,"02","180","Nome",64.932089,-161.167103,3,3,"DFO","OIL",null,{"v":0.12962,"d":"0.1296"},1.1,{"v":1,"d":"1.0000"},null,"Yes",828,{"v":5.148,"d":"5"},{"v":0.872846,"d":"0.8728"},null,{"v":10832.89,"d":"10,833"},{"v":4406.999,"d":"4,407"},{"v":10832.89,"d":"10,833"},{"v":4406.999,"d":"4,407"},{"v":1249,"d":"1,249"},508,0,0,0,{"v":884.645,"d":"885"},{"v":71.647,"d":"72"},{"v":14.329,"d":"14"},{"v":887.676,"d":"888"},null,{"v":0,"d":"0.000"},{"v":0,"d":"0.000"},{"v":0,"d":"0.000"},{"v":1416.565,"d":"1,416.565"},0.057,0.011,{"v":1421.418,"d":"1,421.418"},null,{"v":0,"d":"0.000"},{"v":0,"d":"0.000"},{"v":0,"d":"0.000"},163.326,0.007,{"v":1E-3,"d":"0.001"},163.885,null,{"v":0,"d":"0.000"},{"v":0,"d":"0.000"},{"v":0,"d":"0.000"},{"v":1416.565,"d":"1,416.565"},0.057,0.011,{"v":1421.418,"d":"1,421.418"},null,0,0,0,{"v":1013.518,"d":"1,014"},{"v":82.085,"d":"82"},{"v":16.417,"d":"16"},null,{"v":12411,"d":"12,411"},{"v":5049,"d":"5,049"},{"v":12411,"d":"12,411"},{"v":5049,"d":"5,049"},"EIA","EIA","EIA","EIA","EIA","EIA","--","EIA","EIA",{"$nulls":6},{"v":1578.11,"d":"1,578"},{"v":642.001,"d":"642"},0,0,0,{"v":128.873,"d":"129"},{"v":10.437,"d":"10"},{"v":2.087,"d":"2"},{"v":8673.250425,"d":"8,673.250"},0,{"v":1249,"d":"1,249"},0,0,0,0,0,0,0,0,0,{"v":1249,"d":"1,249"},0,0,{"v":1249,"d":"1,249"},0,{"v":0,"d":"0.0%"},{"v":1,"d":"100.0%"},{"v":0,"d":"0.0%"},{"v":0,"d":"0.0%"},{"v":0,"d":"0.0%"},{"v":0,"d":"0.0%"},{"v":0,"d":"0.0%"},{"v":0,"d":"0.0%"},{"v":0,"d":"0.0%"},{"v":0,"d":"0.0%"},{"v":0,"d":"0.0%"},{"v":1,"d":"100.0%"},{"v":0,"d":"0.0%"},{"v":0,"d":"0.0%"},{"v":1,"d":"100.0%"},{"v":0,"d":"0.0%"}]
[76,2019,"AK","Lake Dorothy Hydroelectric Project",57085,"Alaska Electric Light&Power Co",213,"Alaska Electric Light&Power Co",213,"Electric Utility","Alaska Miscellaneous","NA","ASCC","AKMS","ASCC Miscellaneous",null,"02","110","Juneau",58.2325,-134.0533,1,1,"WAT","HYDRO",null,{"v":0.54229,"d":"0.5423"},14.3,{"$nulls":9},{"v":604933,"d":"604,933"},{"v":264591,"d":"264,591"},{"v":67932,"d":"67,932"},{"v":29713,"d":"29,713"},{"$nulls":41},{"v":604933,"d":"604,933"},{"v":264591,"d":"264,591"},{"$nulls":6},"--","EIA","EIA",{"$nulls":15},0,0,0,0,{"v":67932,"d":"67,932"},0,0,0,0,0,0,0,{"v":67932,"d":"67,932"},0,0,{"v":67932,"d":"67,932"},{"v":0,"d":"0.0%"},{"v":0,"d":"0.0%"},{"v":0,"d":"0.0%"},{"v":0,"d":"0.0%"},{"v":1,"d":"100.0%"},{"v":0,"d":"0.0%"},{"v":0,"d":"0.0%"},{"v":0,"d":"0.0%"},{"v":0,"d":"0.0%"},{"v":0,"d":"0.0%"},{"v":0,"d":"0.0%"},{"v":0,"d":"0.0%"},{"v":1,"d":"100.0%"},{"v":0,"d":"0.0%"},{"v":0,"d":"0.0%"},{"v":1,"d":"100.0%"}]
[77,2019,"AK","Lemon Creek",64,"Alaska Electric Light&Power Co",213,"Alaska Electric Light&Power Co",213,"Electric Utility","Alaska Miscellaneous","NA","ASCC","AKMS","ASCC Miscellaneous",null,"02","110","Juneau",58.3536,-134.4953,11,11,"DFO","OIL",null,{"v":0.00194,"d":"0.0019"},61.7,{"v":1,"d":"1.0000"},{"$nulls":6},{"v":23521.002,"d":"23,521"},{"v":9578.999,"d":"9,579"},{"v":23521.002,"d":"23,521"},{"v":9578.999,"d":"9,579"},{"v":1049.998,"d":"1,050"},{"v":428.004,"d":"428"},{"v":32.99,"d":"33"},{"v":13.437,"d":"13"},{"v":3.924,"d":"4"},{"v":1920.791,"d":"1,921"},{"v":155.565,"d":"156"},{"v":31.113,"d":"31"},{"v":1927.371,"d":"1,927"},null,62.838,62.789,7.475,{"v":3658.657,"d":"3,658.657"},0.148,{"v":0.03,"d":"0.030"},{"v":3671.191,"d":"3,671.191"},null,2.805,2.806,0.334,163.326,0.007,{"v":1E-3,"d":"0.001"},163.885,null,62.838,62.789,7.475,{"v":3658.65,"d":"3,658.650"},0.148,{"v":0.03,"d":"0.030"},{"v":3671.184,"d":"3,671.184"},null,{"v":32.99,"d":"33"},{"v":13.437,"d":"13"},{"v":3.924,"d":"4"},{"v":1920.791,"d":"1,921"},{"v":155.565,"d":"156"},{"v":31.113,"d":"31"},null,{"v":23521.002,"d":"23,521"},{"v":9578.999,"d":"9,579"},{"v":23521.002,"d":"23,521"},{"v":9578.999,"d":"9,579"},"EIA","EIA","EIA","EIA","EIA","EIA","--","EIA","EIA",{"$nulls":14},{"v":22400.953892,"d":"22,400.954"},0,{"v":1050,"d":"1,050"},0,0,0,0,0,0,0,0,0,{"v":1050,"d":"1,050"},0,0,{"v":1050,"d":"1,050"},0,{"v":0,"d":"0.0%"},{"v":1,"d":"100.0%"},{"v":0,"d":"0.0%"},{"v":0,"d":"0.0%"},{"v":0,"d":"0.0%"},{"v":0,"d":"0.0%"},{"v":0,"d":"0.0%"},{"v":0,"d":"0.0%"},{"v":0,"d":"0.0%"},{"v":0,"d":"0.0%"},{"v":0,"d":"0.0%"},{"v":1,"d":"100.0%"},{"v":0,"d":"0.0%"},{"v":0,"d":"0.0%"},{"v":1,"d":"100.0%"},{"v":0,"d":"0.0%"}]
[78,2019,"AK","Mahoney Lake Hydroelectric",59027,"Ketchikan Public Utilities",10210,"Ketchikan Electric Company",60223,"Electric Utility","Alaska Miscellaneous","NA","ASCC","AKMS","ASCC Miscellaneous",null,"02","130","Ketchikan Gateway",55.419444,-131.537778,1,1,"WAT","HYDRO",null,null,9.6,{"$nulls":62},"--"]
[79,2019,"AK","Marshall",60244,"Alaska Village Elec Coop, Inc",221,"Alaska Village Elec Coop, Inc",221,"Electric Utility","Alaska Miscellaneous","NA","NA","AKMS","ASCC Miscellaneous",null,"02","270","Wade Hampton",61.878186,-162.085147,3,3,"DFO","OIL",null,{"v":0.14757,"d":"0.1476"},1.1,{"v":1,"d":"1.0000"},{"$nulls":6},{"v":15763,"d":"15,763"},{"v":6422.999,"d":"6,423"},{"v":15763,"d":"15,763"},{"v":6422.999,"d":"6,423"},{"v":1422,"d":"1,422"},579,{"v":26.189,"d":"26"},{"v":10.671,"d":"11"},{"v":2.286,"d":"2"},{"v":1287.253,"d":"1,287"},{"v":104.254,"d":"104"},{"v":20.851,"d":"21"},{"v":1291.663,"d":"1,292"},null,36.834,{"v":36.86,"d":"36.860"},3.215,{"v":1810.482,"d":"1,810.482"},0.073,0.015,{"v":1816.685,"d":"1,816.685"},null,3.323,3.323,{"v":0.29,"d":"0.290"},163.326,0.007,{"v":1E-3,"d":"0.001"},163.885,null,36.834,{"v":36.86,"d":"36.860"},3.215,{"v":1810.482,"d":"1,810.482"},0.073,0.015,{"v":1816.685,"d":"1,816.685"},null,{"v":26.189,"d":"26"},{"v":10.671,"d":"11"},{"v":2.286,"d":"2"},{"v":1287.253,"d":"1,287"},{"v":104.254,"d":"104"},{"v":20.851,"d":"21"},null,{"v":15763,"d":"15,763"},{"v":6422.999,"d":"6,423"},{"v":15763,"d":"15,763"},{"v":6422.999,"d":"6,423"},"EIA","EIA","EIA","EIA","EIA","EIA","--","EIA","EIA",{"$nulls":14},{"v":11085.091421,"d":"11,085.091"},0,{"v":1422,"d":"1,422"},0,0,0,0,0,0,0,0,0,{"v":1422,"d":"1,422"},0,0,{"v":1422,"d":"1,422"},0,{"v":0,"d":"0.0%"},{"v":1,"d":"100.0%"},{"v":0,"d":"0.0%"},{"v":0,"d":"0.0%"},{"v":0,"d":"0.0%"},{"v":0,"d":"0.0%"},{"v":0,"d":"0.0%"},{"v":0,"d":"0.0%"},{"v":0,"d":"0.0%"},{"v":0,"d":"0.0%"},{"v":0,"d":"0.0%"},{"v":1,"d":"100.0%"},{"v":0,"d":"0.0%"},{"v":0,"d":"0.0%"},{"v":1,"d":"100.0%"},{"v":0,"d":"0.0%"}]
[80,2019,"AK","McGrath",6555,"McGrath Light & Power Co",12119,"McGrath Light & Power Co",12119,"Electric Utility","Alaska Miscellaneous","NA","ASCC","AKMS","ASCC Miscellaneous",null,"02","290","Yukon Koyukuk",62.95699,-155.594997,11,11,"DFO","OIL",null,{"v":0.03701,"d":"0.0370"},4.8,{"v":1,"d":"1.0000"},null,"Yes",0,null,{"v":1,"d":"1.0000"},null,{"v":20154,"d":"20,154"},{"v":8201,"d":"8,201"},{"v":20154,"d":"20,154"},{"v":8201,"d":"8,201"},{"v":1556,"d":"1,556"},633,{"v":34.148,"d":"34"},{"v":13.896,"d":"14"},{"v":2.922,"d":"3"},{"v":1645.834,"d":"1,646"},{"v":133.296,"d":"133"},{"v":26.659,"d":"27"},{"v":1651.472,"d":"1,651"},null,43.892,43.905,3.756,{"v":2115.468,"d":"2,115.468"},0.086,0.017,{"v":2122.715,"d":"2,122.715"},null,3.389,3.389,{"v":0.29,"d":"0.290"},163.326,0.007,{"v":1E-3,"d":"0.001"},163.885,null,43.892,43.905,3.756,{"v":2115.468,"d":"2,115.468"},0.086,0.017,{"v":2122.715,"d":"2,122.715"},null,{"v":34.148,"d":"34"},{"v":13.896,"d":"14"},{"v":2.922,"d":"3"},{"v":1645.834,"d":"1,646"},{"v":133.296,"d":"133"},{"v":26.659,"d":"27"},null,{"v":20154,"d":"20,154"},{"v":8201,"d":"8,201"},{"v":20154,"d":"20,154"},{"v":8201,"d":"8,201"},"EIA","EIA","EIA","EIA","EIA","EIA","--","EIA","EIA",{"$nulls":6},0,0,0,0,0,0,0,0,{"v":12952.442159,"d":"12,952.442"},0,{"v":1556,"d":"1,556"},0,0,0,0,0,0,0,0,0,{"v":1556,"d":"1,556"},0,0,{"v":1556,"d":"1,556"},0,{"v":0,"d":"0.0%"},{"v":1,"d":"100.0%"},{"v":0,"d":"0.0%"},{"v":0,"d":"0.0%"},{"v":0,"d":"0.0%"},{"v":0,"d":"0.0%"},{"v":0,"d":"0.0%"},{"v":0,"d":"0.0%"},{"v":0,"d":"0.0%"},{"v":0,"d":"0.0%"},{"v":0,"d":"0.0%"},{"v":1,"d":"100.0%"},{"v":0,"d":"0.0%"},{"v":0,"d":"0.0%"},{"v":1,"d":"100.0%"},{"v":0,"d":"0.0%"}]
[81,2019,"AK","Mountain Village",6329,"Alaska Village Elec Coop, Inc",221,"Alaska Village Elec Coop, Inc",221,"Electric Utility","Alaska Miscellaneous","NA","ASCC","AKMS","ASCC Miscellaneous",null,"02","050","Bethel",62.085569,-163.729072,7,7,"DFO","OIL",null,{"v":0.08006,"d":"0.0801"},3.7,{"v":1,"d":"1.0000"},{"$nulls":6},{"v":24898,"d":"24,898"},{"v":10137,"d":"10,137"},{"v":24898,"d":"24,898"},{"v":10137,"d":"10,137"},{"v":2595,"d":"2,595"},{"v":1055.999,"d":"1,056"},{"v":41.362,"d":"41"},{"v":16.841,"d":"17"},{"v":3.61,"d":"4"},{"v":2033.243,"d":"2,033"},{"v":164.672,"d":"165"},{"v":32.934,"d":"33"},{"v":2040.209,"d":"2,040"},null,31.878,31.896,2.782,{"v":1567.047,"d":"1,567.047"},0.063,0.013,{"v":1572.415,"d":"1,572.415"},null,3.323,3.323,{"v":0.29,"d":"0.290"},163.326,0.007,{"v":1E-3,"d":"0.001"},163.885,null,31.878,31.896,2.782,{"v":1567.047,"d":"1,567.047"},0.063,0.013,{"v":1572.415,"d":"1,572.415"},null,{"v":41.362,"d":"41"},{"v":16.841,"d":"17"},{"v":3.61,"d":"4"},{"v":2033.243,"d":"2,033"},{"v":164.672,"d":"165"},{"v":32.934,"d":"33"},null,{"v":24898,"d":"24,898"},{"v":10137,"d":"10,137"},{"v":24898,"d":"24,898"},{"v":10137,"d":"10,137"},"EIA","EIA","EIA","EIA","EIA","EIA","--","EIA","EIA",{"$nulls":14},{"v":9594.604821,"d":"9,594.605"},0,{"v":2595,"d":"2,595"},0,0,0,0,0,0,0,0,0,{"v":2595,"d":"2,595"},0,0,{"v":2595,"d":"2,595"},0,{"v":0,"d":"0.0%"},{"v":1,"d":"100.0%"},{"v":0,"d":"0.0%"},{"v":0,"d":"0.0%"},{"v":0,"d":"0.0%"},{"v":0,"d":"0.0%"},{"v":0,"d":"0.0%"},{"v":0,"d":"0.0%"},{"v":0,"d":"0.0%"},{"v":0,"d":"0.0%"},{"v":0,"d":"0.0%"},{"v":1,"d":"100.0%"},{"v":0,"d":"0.0%"},{"v":0,"d":"0.0%"},{"v":1,"d":"100.0%"},{"v":0,"d":"0.0%"}]
[82,2019,"AK","Naknek",6301,"Naknek Electric Assn, Inc",13201,"Naknek Electric Assn, Inc",13201,"Electric Utility","Alaska Miscellaneous","NA","ASCC","AKMS","ASCC Miscellaneous",null,"02","060","Bristol Bay",58.730417,-157.007222,15,15,"DFO","OIL",null,{"v":0.16367,"d":"0.1637"},17.7,{"v":1,"d":"1.0000"},null,"Yes",{"v":92128.8,"d":"92,129"},{"v":0.94,"d":"1"},{"v":0.556253,"d":"0.5563"},null,{"v":134270.586,"d":"134,271"},{"v":54662.432,"d":"54,662"},{"v":134270.586,"d":"134,271"},{"v":54662.432,"d":"54,662"},{"v":25378.001,"d":"25,378"},{"v":10331.999,"d":"10,332"},{"v":215.754,"d":"216"},{"v":87.835,"d":"88"},{"v":19.469,"d":"19"},{"v":10964.921,"d":"10,965"},{"v":888.049,"d":"888"},{"v":177.61,"d":"178"},{"v":11002.486,"d":"11,002"},null,17.003,17.003,1.534,864.128,0.035,0.007,867.088,null,3.214,3.214,{"v":0.29,"d":"0.290"},163.326,0.007,{"v":1E-3,"d":"0.001"},163.885,null,17.003,17.002,1.534,864.125,0.035,0.007,867.086,null,{"v":387.87,"d":"388"},{"v":157.905,"d":"158"},{"v":35.001,"d":"35"},{"v":19712.11,"d":"19,712"},{"v":1596.483,"d":"1,596"},{"v":319.297,"d":"319"},null,{"v":241384,"d":"241,384"},{"v":98269.003,"d":"98,269"},{"v":241384,"d":"241,384"},{"v":98269.003,"d":"98,269"},"EIA","EIA","EIA","EIA","EIA","EIA","--","EIA","EIA",{"$nulls":6},{"v":107113.414,"d":"107,113"},{"v":43606.571,"d":"43,607"},{"v":172.116,"d":"172"},{"v":70.07,"d":"70"},{"v":15.531,"d":"16"},{"v":8747.189,"d":"8,747"},{"v":708.435,"d":"708"},{"v":141.687,"d":"142"},{"v":5290.809459,"d":"5,290.809"},0,{"v":25378.08,"d":"25,378"},0,0,0,0,0,0,0,0,0,{"v":25378.08,"d":"25,378"},0,0,{"v":25378.08,"d":"25,378"},0,{"v":0,"d":"0.0%"},{"v":1,"d":"100.0%"},{"v":0,"d":"0.0%"},{"v":0,"d":"0.0%"},{"v":0,"d":"0.0%"},{"v":0,"d":"0.0%"},{"v":0,"d":"0.0%"},{"v":0,"d":"0.0%"},{"v":0,"d":"0.0%"},{"v":0,"d":"0.0%"},{"v":0,"d":"0.0%"},{"v":1,"d":"100.0%"},{"v":0,"d":"0.0%"},{"v":0,"d":"0.0%"},{"v":1,"d":"100.0%"},{"v":0,"d":"0.0%"}]
[83,2019,"AK","New Stuyahok",60245,"Alaska Village Elec Coop, Inc",221,"Alaska Village Elec Coop, Inc",221,"Electric Utility","Alaska Miscellaneous","NA","NA","AKMS","ASCC Miscellaneous",null,"02","070","Dillingham",59.448358,-157.325528,3,3,"DFO","OIL",null,{"v":0.14587,"d":"0.1459"},1.4,{"v":1,"d":"1.0000"},{"$nulls":6},{"v":17347,"d":"17,347"},{"v":7070,"d":"7,070"},{"v":17347,"d":"17,347"},{"v":7070,"d":"7,070"},{"v":1789.001,"d":"1,789"},728,{"v":28.817,"d":"29"},{"v":11.743,"d":"12"},{"v":2.515,"d":"3"},{"v":1416.607,"d":"1,417"},{"v":114.731,"d":"115"},{"v":22.946,"d":"23"},{"v":1421.46,"d":"1,421"},null,32.216,32.261,2.812,{"v":1583.685,"d":"1,583.685"},0.064,0.013,{"v":1589.11,"d":"1,589.110"},null,3.322,3.322,{"v":0.29,"d":"0.290"},163.326,0.007,{"v":1E-3,"d":"0.001"},163.885,null,32.216,32.261,2.812,{"v":1583.686,"d":"1,583.686"},0.064,0.013,{"v":1589.111,"d":"1,589.111"},null,{"v":28.817,"d":"29"},{"v":11.743,"d":"12"},{"v":2.515,"d":"3"},{"v":1416.607,"d":"1,417"},{"v":114.731,"d":"115"},{"v":22.946,"d":"23"},null,{"v":17347,"d":"17,347"},{"v":7070,"d":"7,070"},{"v":17347,"d":"17,347"},{"v":7070,"d":"7,070"},"EIA","EIA","EIA","EIA","EIA","EIA","--","EIA","EIA",{"$nulls":14},{"v":9696.47848,"d":"9,696.478"},0,{"v":1789,"d":"1,789"},0,0,0,0,0,0,0,0,0,{"v":1789,"d":"1,789"},0,0,{"v":1789,"d":"1,789"},0,{"v":0,"d":"0.0%"},{"v":1,"d":"100.0%"},{"v":0,"d":"0.0%"},{"v":0,"d":"0.0%"},{"v":0,"d":"0.0%"},{"v":0,"d":"0.0%"},{"v":0,"d":"0.0%"},{"v":0,"d":"0.0%"},{"v":0,"d":"0.0%"},{"v":0,"d":"0.0%"},{"v":0,"d":"0.0%"},{"v":1,"d":"100.0%"},{"v":0,"d":"0.0%"},{"v":0,"d":"0.0%"},{"v":1,"d":"100.0%"},{"v":0,"d":"0.0%"}]
[84,2019,"AK","Newhalen",7183,"I-N-N Electric Coop, Inc",9188,"I-N-N Electric Coop, Inc",9188,"Electric Utility","Alaska Miscellaneous","NA","ASCC","AKMS","ASCC Miscellaneous",null,"02","164","Lake and Peninsula",59.899054,-154.698735,9,9,"WAT","HYDRO",null,{"v":0.12086,"d":"0.1209"},3.2,{"$nulls":7},{"v":801.999,"d":"802"},{"v":324.999,"d":"325"},{"v":30474.999,"d":"30,475"},{"v":13303.999,"d":"13,304"},{"v":3388.001,"d":"3,388"},{"v":1480.001,"d":"1,480"},{"v":1.332,"d":"1"},{"v":0.54,"d":"1"},{"v":0.116,"d":"0"},{"v":65.493,"d":"65"},{"v":5.304,"d":"5"},{"v":1.061,"d":"1"},{"v":65.717,"d":"66"},null,0.786,{"v":0.73,"d":"0.730"},0.069,38.662,{"v":2E-3,"d":"0.002"},{"v":0,"d":"0.000"},38.794,null,3.322,3.323,{"v":0.29,"d":"0.290"},163.324,0.007,{"v":1E-3,"d":"0.001"},163.884,null,47.571,44.149,4.157,{"v":2339.036,"d":"2,339.036"},0.095,0.019,{"v":2347.049,"d":"2,347.049"},null,{"v":1.332,"d":"1"},{"v":0.54,"d":"1"},{"v":0.116,"d":"0"},{"v":65.493,"d":"65"},{"v":5.304,"d":"5"},{"v":1.061,"d":"1"},null,{"v":801.999,"d":"802"},{"v":324.999,"d":"325"},{"v":30474.999,"d":"30,475"},{"v":13303.999,"d":"13,304"},"EIA","EIA","EIA","EIA","EIA","EIA","--","EIA","EIA",{"$nulls":14},{"v":14321.411133,"d":"14,321.411"},0,56,0,0,{"v":3332,"d":"3,332"},0,0,0,0,0,0,56,{"v":3332,"d":"3,332"},0,56,{"v":3332,"d":"3,332"},{"v":0,"d":"0.0%"},{"v":0.0165289256198347,"d":"1.7%"},{"v":0,"d":"0.0%"},{"v":0,"d":"0.0%"},{"v":0.983471074380165,"d":"98.3%"},{"v":0,"d":"0.0%"},{"v":0,"d":"0.0%"},{"v":0,"d":"0.0%"},{"v":0,"d":"0.0%"},{"v":0,"d":"0.0%"},{"v":0,"d":"0.0%"},{"v":0.0165289256198347,"d":"1.7%"},{"v":0.983471074380165,"d":"98.3%"},{"v":0,"d":"0.0%"},{"v":0.0165289256198347,"d":"1.7%"},{"v":0.983471074380165,"d":"98.3%"}]
[85,2019,"AK","Nikiski Combined Cycle",55966,"Alaska Electric & Energy Coop",49803,"Homer Electric Assn Inc",19558,"Electric Utility","Alaska Miscellaneous","NA","ASCC","AKGD","ASCC Alaska Grid",null,"02","122","Kenai Peninsula",60.676539,-151.377713,2,2,"NG","GAS",null,{"v":0.33843,"d":"0.3384"},80.8,{"v":0.769279710505297,"d":"0.7693"},{"$nulls":6},{"v":2388478.941,"d":"2,388,479"},{"v":808067.369,"d":"808,067"},{"v":2388478.941,"d":"2,388,479"},{"v":808067.369,"d":"808,067"},{"v":239545,"d":"239,545"},{"v":86672,"d":"86,672"},{"v":378.86,"d":"379"},{"v":127.81,"d":"128"},{"v":3.817,"d":"4"},{"v":139593.526,"d":"139,594"},{"v":5265.704,"d":"5,266"},{"v":526.57,"d":"527"},{"v":139737.807,"d":"139,738"},null,3.163,2.949,0.032,{"v":1165.489,"d":"1,165.489"},0.022,{"v":2E-3,"d":"0.002"},{"v":1166.694,"d":"1,166.694"},null,0.317,0.316,0.003,116.889,{"v":2E-3,"d":"0.002"},{"v":0,"d":"0.000"},{"v":117.01,"d":"117.010"},null,3.163,2.949,0.032,{"v":1165.489,"d":"1,165.489"},0.022,{"v":2E-3,"d":"0.002"},{"v":1166.694,"d":"1,166.694"},null,{"v":378.86,"d":"379"},{"v":127.81,"d":"128"},{"v":3.817,"d":"4"},{"v":139593.526,"d":"139,594"},{"v":5265.704,"d":"5,266"},{"v":526.57,"d":"527"},null,{"v":2388478.941,"d":"2,388,479"},{"v":808067.369,"d":"808,067"},{"v":2388478.941,"d":"2,388,479"},{"v":808067.369,"d":"808,067"},"EIA","EIA","EPA/CAMD; EIA","EIA","EIA","EIA","--","EIA","EIA",{"$nulls":14},{"v":9970.898751,"d":"9,970.899"},0,0,{"v":239545,"d":"239,545"},0,0,0,0,0,0,0,0,{"v":239545,"d":"239,545"},0,0,{"v":239545,"d":"239,545"},0,{"v":0,"d":"0.0%"},{"v":0,"d":"0.0%"},{"v":1,"d":"100.0%"},{"v":0,"d":"0.0%"},{"v":0,"d":"0.0%"},{"v":0,"d":"0.0%"},{"v":0,"d":"0.0%"},{"v":0,"d":"0.0%"},{"v":0,"d":"0.0%"},{"v":0,"d":"0.0%"},{"v":0,"d":"0.0%"},{"v":1,"d":"100.0%"},{"v":0,"d":"0.0%"},{"v":0,"d":"0.0%"},{"v":1,"d":"100.0%"},{"v":0,"d":"0.0%"}]
[86,2019,"AK","Noatak",57051,"Alaska Village Elec Coop, Inc",221,"Alaska Village Elec Coop, Inc",221,"Electric Utility","Alaska Miscellaneous","NA","ASCC","AKMS","ASCC Miscellaneous",null,"02","188","Northwest Arctic",67.570931,-162.965728,4,4,"DFO","OIL",null,{"v":0.12174,"d":"0.1217"},1.7,{"v":1,"d":"1.0000"},null,"Yes",0,null,{"v":1,"d":"1.0000"},null,{"v":17250,"d":"17,250"},{"v":7017,"d":"7,017"},{"v":17250,"d":"17,250"},{"v":7017,"d":"7,017"},{"v":1813.001,"d":"1,813"},738,0,0,0,{"v":1408.685,"d":"1,409"},{"v":114.089,"d":"114"},{"v":22.818,"d":"23"},{"v":1413.511,"d":"1,414"},null,{"v":0,"d":"0.000"},{"v":0,"d":"0.000"},{"v":0,"d":"0.000"},{"v":1553.981,"d":"1,553.981"},0.063,0.013,{"v":1559.305,"d":"1,559.305"},null,{"v":0,"d":"0.000"},{"v":0,"d":"0.000"},{"v":0,"d":"0.000"},163.326,0.007,{"v":1E-3,"d":"0.001"},163.885,null,{"v":0,"d":"0.000"},{"v":0,"d":"0.000"},{"v":0,"d":"0.000"},{"v":1553.982,"d":"1,553.982"},0.063,0.013,{"v":1559.306,"d":"1,559.306"},null,0,0,0,{"v":1408.685,"d":"1,409"},{"v":114.089,"d":"114"},{"v":22.818,"d":"23"},null,{"v":17250,"d":"17,250"},{"v":7017,"d":"7,017"},{"v":17250,"d":"17,250"},{"v":7017,"d":"7,017"},"EIA","EIA","EIA","EIA","EIA","EIA","--","EIA","EIA",{"$nulls":6},0,0,0,0,0,0,0,0,{"v":9514.616388,"d":"9,514.616"},0,{"v":1813,"d":"1,813"},0,0,0,0,0,0,0,0,0,{"v":1813,"d":"1,813"},0,0,{"v":1813,"d":"1,813"},0,{"v":0,"d":"0.0%"},{"v":1,"d":"100.0%"},{"v":0,"d":"0.0%"},{"v":0,"d":"0.0%"},{"v":0,"d":"0.0%"},{"v":0,"d":"0.0%"},{"v":0,"d":"0.0%"},{"v":0,"d":"0.0%"},{"v":0,"d":"0.0%"},{"v":0,"d":"0.0%"},{"v":0,"d":"0.0%"},{"v":1,"d":"100.0%"},{"v":0,"d":"0.0%"},{"v":0,"d":"0.0%"},{"v":1,"d":"100.0%"},{"v":0,"d":"0.0%"}]
[87,2019,"AK","Noorvik",6330,"Alaska Village Elec Coop, Inc",221,"Alaska Village Elec Coop, Inc",221,"Electric Utility","Alaska Miscellaneous","NA","ASCC","AKMS","ASCC Miscellaneous",null,"02","188","Northwest Arctic",66.834519,-161.038717,5,5,"DFO","OIL",null,{"v":0.10108,"d":"0.1011"},2.2,{"v":1,"d":"1.0000"},{"$nulls":6},{"v":19268,"d":"19,268"},{"v":7842,"d":"7,842"},{"v":19268,"d":"19,268"},{"v":7842,"d":"7,842"},{"v":1948,"d":"1,948"},793,{"v":32.014,"d":"32"},{"v":13.029,"d":"13"},{"v":2.794,"d":"3"},{"v":1573.48,"d":"1,573"},{"v":127.436,"d":"127"},{"v":25.487,"d":"25"},{"v":1578.871,"d":"1,579"},null,32.869,{"v":32.86,"d":"32.860"},2.868,{"v":1615.483,"d":"1,615.483"},0.065,0.013,{"v":1621.017,"d":"1,621.017"},null,3.323,3.323,{"v":0.29,"d":"0.290"},163.326,0.007,{"v":1E-3,"d":"0.001"},163.885,null,32.869,{"v":32.86,"d":"32.860"},2.868,{"v":1615.483,"d":"1,615.483"},0.065,0.013,{"v":1621.017,"d":"1,621.017"},null,{"v":32.014,"d":"32"},{"v":13.029,"d":"13"},{"v":2.794,"d":"3"},{"v":1573.48,"d":"1,573"},{"v":127.436,"d":"127"},{"v":25.487,"d":"25"},null,{"v":19268,"d":"19,268"},{"v":7842,"d":"7,842"},{"v":19268,"d":"19,268"},{"v":7842,"d":"7,842"},"EIA","EIA","EIA","EIA","EIA","EIA","--","EIA","EIA",{"$nulls":14},{"v":9891.170682,"d":"9,891.171"},0,{"v":1948,"d":"1,948"},0,0,0,0,0,0,0,0,0,{"v":1948,"d":"1,948"},0,0,{"v":1948,"d":"1,948"},0,{"v":0,"d":"0.0%"},{"v":1,"d":"100.0%"},{"v":0,"d":"0.0%"},{"v":0,"d":"0.0%"},{"v":0,"d":"0.0%"},{"v":0,"d":"0.0%"},{"v":0,"d":"0.0%"},{"v":0,"d":"0.0%"},{"v":0,"d":"0.0%"},{"v":0,"d":"0.0%"},{"v":0,"d":"0.0%"},{"v":1,"d":"100.0%"},{"v":0,"d":"0.0%"},{"v":0,"d":"0.0%"},{"v":1,"d":"100.0%"},{"v":0,"d":"0.0%"}]
[88,2019,"AK","North Pole",6285,"Golden Valley Elec Assn Inc",7353,"Golden Valley Elec Assn Inc",7353,"Electric Utility","Alaska Miscellaneous","NA","ASCC","AKGD","ASCC Alaska Grid",null,"02","090","Fairbanks North Star",64.7356,-147.3481,4,4,"WO","OIL",null,{"v":0.27201,"d":"0.2720"},{"v":181,"d":"181.0"},{"v":0.879975108689254,"d":"0.8800"},{"$nulls":6},{"v":4096031,"d":"4,096,031"},{"v":1644115.875,"d":"1,644,116"},{"v":4096031,"d":"4,096,031"},{"v":1644115.875,"d":"1,644,116"},{"v":431296,"d":"431,296"},{"v":171282,"d":"171,282"},{"v":1699.482,"d":"1,699"},{"v":670.054,"d":"670"},{"v":583.846,"d":"584"},{"v":344835.148,"d":"344,835"},{"v":209302.425,"d":"209,302"},{"v":28441.122,"d":"28,441"},{"v":351689.156,"d":"351,689"},null,7.881,7.824,2.707,{"v":1599.065,"d":"1,599.065"},0.485,0.066,{"v":1630.848,"d":"1,630.848"},null,{"v":0.83,"d":"0.830"},0.815,0.285,168.375,0.051,0.007,171.722,null,7.881,7.824,2.707,{"v":1599.065,"d":"1,599.065"},0.485,0.066,{"v":1630.848,"d":"1,630.848"},null,{"v":1699.482,"d":"1,699"},{"v":670.054,"d":"670"},{"v":583.846,"d":"584"},{"v":344835.148,"d":"344,835"},{"v":209302.425,"d":"209,302"},{"v":28441.122,"d":"28,441"},null,{"v":4096031,"d":"4,096,031"},{"v":1644115.875,"d":"1,644,116"},{"v":4096031,"d":"4,096,031"},{"v":1644115.875,"d":"1,644,116"},"EIA","EIA","EIA","EIA","EIA","EIA","--","EIA","EIA",{"$nulls":14},{"v":9497.029794,"d":"9,497.030"},0,{"v":431296.004,"d":"431,296"},0,0,0,0,0,0,0,0,0,{"v":431296.004,"d":"431,296"},0,0,{"v":431296.004,"d":"431,296"},0,{"v":0,"d":"0.0%"},{"v":1,"d":"100.0%"},{"v":0,"d":"0.0%"},{"v":0,"d":"0.0%"},{"v":0,"d":"0.0%"},{"v":0,"d":"0.0%"},{"v":0,"d":"0.0%"},{"v":0,"d":"0.0%"},{"v":0,"d":"0.0%"},{"v":0,"d":"0.0%"},{"v":0,"d":"0.0%"},{"v":1,"d":"100.0%"},{"v":0,"d":"0.0%"},{"v":0,"d":"0.0%"},{"v":1,"d":"100.0%"},{"v":0,"d":"0.0%"}]
[89,2019,"AK","Northway",7169,"Alaska Power and Telephone Co",219,"Alaska Power and Telephone Co",219,"Electric Utility","Alaska Miscellaneous","NA","ASCC","AKMS","ASCC Miscellaneous",null,"02","240","Southeast Fairbanks",62.9617,-141.9372,4,4,"DFO","OIL",null,{"v":0.07816,"d":"0.0782"},1.5,{"v":1,"d":"1.0000"},{"$nulls":6},{"v":11504.999,"d":"11,505"},{"v":4684,"d":"4,684"},{"v":11504.999,"d":"11,505"},{"v":4684,"d":"4,684"},{"v":1027,"d":"1,027"},418,{"v":18.407,"d":"18"},{"v":7.493,"d":"7"},{"v":1.668,"d":"2"},{"v":939.532,"d":"940"},{"v":76.093,"d":"76"},{"v":15.219,"d":"15"},{"v":942.751,"d":"943"},null,35.846,35.852,3.249,{"v":1829.663,"d":"1,829.663"},0.074,0.015,{"v":1835.931,"d":"1,835.931"},null,{"v":3.2,"d":"3.200"},3.199,{"v":0.29,"d":"0.290"},163.326,0.007,{"v":1E-3,"d":"0.001"},163.885,null,35.846,35.852,3.249,{"v":1829.663,"d":"1,829.663"},0.074,0.015,{"v":1835.931,"d":"1,835.931"},null,{"v":18.407,"d":"18"},{"v":7.493,"d":"7"},{"v":1.668,"d":"2"},{"v":939.532,"d":"940"},{"v":76.093,"d":"76"},{"v":15.219,"d":"15"},null,{"v":11504.999,"d":"11,505"},{"v":4684,"d":"4,684"},{"v":11504.999,"d":"11,505"},{"v":4684,"d":"4,684"},"EIA","EIA","EIA","EIA","EIA","EIA","--","EIA","EIA",{"$nulls":14},{"v":11202.530932,"d":"11,202.531"},0,{"v":1027,"d":"1,027"},0,0,0,0,0,0,0,0,0,{"v":1027,"d":"1,027"},0,0,{"v":1027,"d":"1,027"},0,{"v":0,"d":"0.0%"},{"v":1,"d":"100.0%"},{"v":0,"d":"0.0%"},{"v":0,"d":"0.0%"},{"v":0,"d":"0.0%"},{"v":0,"d":"0.0%"},{"v":0,"d":"0.0%"},{"v":0,"d":"0.0%"},{"v":0,"d":"0.0%"},{"v":0,"d":"0.0%"},{"v":0,"d":"0.0%"},{"v":1,"d":"100.0%"},{"v":0,"d":"0.0%"},{"v":0,"d":"0.0%"},{"v":1,"d":"100.0%"},{"v":0,"d":"0.0%"}]
[90,2019,"AK","NSB Anaktuvuk Pass",7487,"North Slope Borough Power & Light",26616,"North Slope Borough Power & Light",26616,"Electric Utility","Alaska Miscellaneous","NA","ASCC","AKMS","ASCC Miscellaneous",null,"02","185","North Slope",68.13795,-151.741017,7,7,"DFO","OIL",null,{"v":0.15009,"d":"0.1501"},2.9,{"v":1,"d":"1.0000"},null,"Yes",0,null,{"v":1,"d":"1.0000"},null,{"v":41325.001,"d":"41,325"},{"v":16819,"d":"16,819"},{"v":41325.001,"d":"41,325"},{"v":16819,"d":"16,819"},{"v":3813.001,"d":"3,813"},{"v":1551.998,"d":"1,552"},{"v":65.945,"d":"66"},{"v":26.84,"d":"27"},{"v":5.992,"d":"6"},{"v":3374.719,"d":"3,375"},{"v":273.318,"d":"273"},{"v":54.664,"d":"55"},{"v":3386.28,"d":"3,386"},null,{"v":34.59,"d":"34.590"},34.588,3.143,{"v":1770.112,"d":"1,770.112"},0.072,0.014,{"v":1776.176,"d":"1,776.176"},null,3.192,3.192,{"v":0.29,"d":"0.290"},163.326,0.007,{"v":1E-3,"d":"0.001"},163.885,null,{"v":34.59,"d":"34.590"},34.588,3.143,{"v":1770.112,"d":"1,770.112"},0.072,0.014,{"v":1776.176,"d":"1,776.176"},null,{"v":65.945,"d":"66"},{"v":26.84,"d":"27"},{"v":5.992,"d":"6"},{"v":3374.719,"d":"3,375"},{"v":273.318,"d":"273"},{"v":54.664,"d":"55"},null,{"v":41325.001,"d":"41,325"},{"v":16819,"d":"16,819"},{"v":41325.001,"d":"41,325"},{"v":16819,"d":"16,819"},"EIA","EIA","EIA","EIA","EIA","EIA","--","EIA","EIA",{"$nulls":6},0,0,0,0,0,0,0,0,{"v":10837.923151,"d":"10,837.923"},0,{"v":3813,"d":"3,813"},0,0,0,0,0,0,0,0,0,{"v":3813,"d":"3,813"},0,0,{"v":3813,"d":"3,813"},0,{"v":0,"d":"0.0%"},{"v":1,"d":"100.0%"},{"v":0,"d":"0.0%"},{"v":0,"d":"0.0%"},{"v":0,"d":"0.0%"},{"v":0,"d":"0.0%"},{"v":0,"d":"0.0%"},{"v":0,"d":"0.0%"},{"v":0,"d":"0.0%"},{"v":0,"d":"0.0%"},{"v":0,"d":"0.0%"},{"v":1,"d":"100.0%"},{"v":0,"d":"0.0%"},{"v":0,"d":"0.0%"},{"v":1,"d":"100.0%"},{"v":0,"d":"0.0%"}]
[91,2019,"AK","NSB Atqasuk Utility",7482,"North Slope Borough Power & Light",26616,"North Slope Borough Power & Light",26616,"Electric Utility","Alaska Miscellaneous","NA","ASCC","AKMS","ASCC Miscellaneous",null,"02","185","North Slope",70.4826,-157.4252,6,6,"DFO","OIL",null,{"v":0.09341,"d":"0.0934"},3.4,{"v":1,"d":"1.0000"},null,"Yes",0,null,{"v":1,"d":"1.0000"},null,{"v":35636,"d":"35,636"},{"v":14512,"d":"14,512"},{"v":35636,"d":"35,636"},{"v":14512,"d":"14,512"},{"v":2782.001,"d":"2,782"},{"v":1132.999,"d":"1,133"},{"v":56.871,"d":"57"},{"v":23.16,"d":"23"},{"v":5.167,"d":"5"},{"v":2910.137,"d":"2,910"},{"v":235.692,"d":"236"},{"v":47.138,"d":"47"},{"v":2920.107,"d":"2,920"},null,40.885,40.883,3.715,{"v":2092.118,"d":"2,092.118"},0.085,0.017,{"v":2099.285,"d":"2,099.285"},null,3.192,3.192,{"v":0.29,"d":"0.290"},163.326,0.007,{"v":1E-3,"d":"0.001"},163.885,null,40.885,40.883,3.715,{"v":2092.119,"d":"2,092.119"},0.085,0.017,{"v":2099.286,"d":"2,099.286"},null,{"v":56.871,"d":"57"},{"v":23.16,"d":"23"},{"v":5.167,"d":"5"},{"v":2910.137,"d":"2,910"},{"v":235.692,"d":"236"},{"v":47.138,"d":"47"},null,{"v":35636,"d":"35,636"},{"v":14512,"d":"14,512"},{"v":35636,"d":"35,636"},{"v":14512,"d":"14,512"},"EIA","EIA","EIA","EIA","EIA","EIA","--","EIA","EIA",{"$nulls":6},0,0,0,0,0,0,0,0,{"v":12809.489576,"d":"12,809.490"},0,{"v":2782,"d":"2,782"},0,0,0,0,0,0,0,0,0,{"v":2782,"d":"2,782"},0,0,{"v":2782,"d":"2,782"},0,{"v":0,"d":"0.0%"},{"v":1,"d":"100.0%"},{"v":0,"d":"0.0%"},{"v":0,"d":"0.0%"},{"v":0,"d":"0.0%"},{"v":0,"d":"0.0%"},{"v":0,"d":"0.0%"},{"v":0,"d":"0.0%"},{"v":0,"d":"0.0%"},{"v":0,"d":"0.0%"},{"v":0,"d":"0.0%"},{"v":1,"d":"100.0%"},{"v":0,"d":"0.0%"},{"v":0,"d":"0.0%"},{"v":1,"d":"100.0%"},{"v":0,"d":"0.0%"}]
[92,2019,"AK","NSB Kaktovik Utility",7483,"North Slope Borough Power & Light",26616,"North Slope Borough Power & Light",26616,"Electric Utility","Alaska Miscellaneous","NA","ASCC","AKMS","ASCC Miscellaneous",null,"02","185","North Slope",70.125617,-143.619033,4,4,"DFO","OIL",null,{"v":0.19802,"d":"0.1980"},2.6,{"v":1,"d":"1.0000"},null,"Yes",0,null,{"v":1,"d":"1.0000"},null,{"v":46531.999,"d":"46,532"},{"v":18944,"d":"18,944"},{"v":46531.999,"d":"46,532"},{"v":18944,"d":"18,944"},{"v":4510,"d":"4,510"},{"v":1836,"d":"1,836"},{"v":74.26,"d":"74"},{"v":30.232,"d":"30"},{"v":6.747,"d":"7"},{"v":3799.938,"d":"3,800"},{"v":307.757,"d":"308"},{"v":61.551,"d":"62"},{"v":3812.956,"d":"3,813"},null,32.931,32.932,2.992,{"v":1685.117,"d":"1,685.117"},0.068,0.014,{"v":1690.89,"d":"1,690.890"},null,3.192,3.192,{"v":0.29,"d":"0.290"},163.326,0.007,{"v":1E-3,"d":"0.001"},163.885,null,32.931,32.932,2.992,{"v":1685.117,"d":"1,685.117"},0.068,0.014,{"v":1690.89,"d":"1,690.890"},null,{"v":74.26,"d":"74"},{"v":30.232,"d":"30"},{"v":6.747,"d":"7"},{"v":3799.938,"d":"3,800"},{"v":307.757,"d":"308"},{"v":61.551,"d":"62"},null,{"v":46531.999,"d":"46,532"},{"v":18944,"d":"18,944"},{"v":46531.999,"d":"46,532"},{"v":18944,"d":"18,944"},"EIA","EIA","EIA","EIA","EIA","EIA","--","EIA","EIA",{"$nulls":6},0,0,0,0,0,0,0,0,{"v":10317.516413,"d":"10,317.516"},0,{"v":4510,"d":"4,510"},0,0,0,0,0,0,0,0,0,{"v":4510,"d":"4,510"},0,0,{"v":4510,"d":"4,510"},0,{"v":0,"d":"0.0%"},{"v":1,"d":"100.0%"},{"v":0,"d":"0.0%"},{"v":0,"d":"0.0%"},{"v":0,"d":"0.0%"},{"v":0,"d":"0.0%"},{"v":0,"d":"0.0%"},{"v":0,"d":"0.0%"},{"v":0,"d":"0.0%"},{"v":0,"d":"0.0%"},{"v":0,"d":"0.0%"},{"v":1,"d":"100.0%"},{"v":0,"d":"0.0%"},{"v":0,"d":"0.0%"},{"v":1,"d":"100.0%"},{"v":0,"d":"0.0%"}]
[93,2019,"AK","NSB Nuiqsut Utility",7484,"North Slope Borough Power & Light",26616,"North Slope Borough Power & Light",26616,"Electric Utility","Alaska Miscellaneous","NA","ASCC","AKMS","ASCC Miscellaneous",null,"02","185","North Slope",70.220565,-150.993492,7,7,"DFO","OIL",null,{"v":0.16415,"d":"0.1642"},4.8,{"v":1,"d":"1.0000"},null,"Yes",0,null,{"v":1,"d":"1.0000"},null,{"v":85519.002,"d":"85,519"},{"v":32968.002,"d":"32,968"},{"v":85519.002,"d":"85,519"},{"v":32968.002,"d":"32,968"},{"v":6902.001,"d":"6,902"},{"v":2660.999,"d":"2,661"},{"v":122.753,"d":"123"},{"v":47.418,"d":"47"},{"v":3.113,"d":"3"},{"v":5990.923,"d":"5,991"},{"v":280.056,"d":"280"},{"v":41.733,"d":"42"},{"v":6000.642,"d":"6,001"},null,{"v":35.57,"d":"35.570"},35.639,0.902,{"v":1735.996,"d":"1,735.996"},0.041,0.006,{"v":1738.812,"d":"1,738.812"},null,2.871,2.877,0.073,140.107,0.003,{"v":0,"d":"0.000"},140.335,null,{"v":35.57,"d":"35.570"},35.639,0.902,{"v":1735.996,"d":"1,735.996"},0.041,0.006,{"v":1738.812,"d":"1,738.812"},null,{"v":122.753,"d":"123"},{"v":47.418,"d":"47"},{"v":3.113,"d":"3"},{"v":5990.923,"d":"5,991"},{"v":280.056,"d":"280"},{"v":41.733,"d":"42"},null,{"v":85519.002,"d":"85,519"},{"v":32968.002,"d":"32,968"},{"v":85519.002,"d":"85,519"},{"v":32968.002,"d":"32,968"},"EIA","EIA","EIA","EIA","EIA","EIA","--","EIA","EIA",{"$nulls":6},0,0,0,0,0,0,0,0,{"v":12390.466814,"d":"12,390.467"},0,{"v":1675.12,"d":"1,675"},{"v":5226.88,"d":"5,227"},0,0,0,0,0,0,0,0,{"v":6902,"d":"6,902"},0,0,{"v":6902,"d":"6,902"},0,{"v":0,"d":"0.0%"},{"v":0.242700666473486,"d":"24.3%"},{"v":0.757299333526514,"d":"75.7%"},{"v":0,"d":"0.0%"},{"v":0,"d":"0.0%"},{"v":0,"d":"0.0%"},{"v":0,"d":"0.0%"},{"v":0,"d":"0.0%"},{"v":0,"d":"0.0%"},{"v":0,"d":"0.0%"},{"v":0,"d":"0.0%"},{"v":1,"d":"100.0%"},{"v":0,"d":"0.0%"},{"v":0,"d":"0.0%"},{"v":1,"d":"100.0%"},{"v":0,"d":"0.0%"}]
[94,2019,"AK","NSB Point Hope Utility",7485,"North Slope Borough Power & Light",26616,"North Slope Borough Power & Light",26616,"Electric Utility","Alaska Miscellaneous","NA","ASCC","AKMS","ASCC Miscellaneous",null,"02","185","North Slope",68.348424,-166.737211,9,9,"DFO","OIL",null,{"v":0.15557,"d":"0.1556"},4.6,{"v":1,"d":"1.0000"},null,"Yes",0,null,{"v":1,"d":"1.0000"},null,{"v":75790,"d":"75,790"},{"v":30852,"d":"30,852"},{"v":75790,"d":"75,790"},{"v":30852,"d":"30,852"},{"v":6269,"d":"6,269"},{"v":2551.999,"d":"2,552"},{"v":120.952,"d":"121"},{"v":49.237,"d":"49"},{"v":10.99,"d":"11"},{"v":6189.229,"d":"6,189"},{"v":501.265,"d":"501"},{"v":100.253,"d":"100"},{"v":6210.433,"d":"6,210"},null,38.587,38.587,3.506,{"v":1974.551,"d":"1,974.551"},{"v":0.08,"d":"0.080"},0.016,{"v":1981.315,"d":"1,981.315"},null,3.192,3.192,{"v":0.29,"d":"0.290"},163.326,0.007,{"v":1E-3,"d":"0.001"},163.885,null,38.587,38.587,3.506,{"v":1974.551,"d":"1,974.551"},{"v":0.08,"d":"0.080"},0.016,{"v":1981.315,"d":"1,981.315"},null,{"v":120.952,"d":"121"},{"v":49.237,"d":"49"},{"v":10.99,"d":"11"},{"v":6189.229,"d":"6,189"},{"v":501.265,"d":"501"},{"v":100.253,"d":"100"},null,{"v":75790,"d":"75,790"},{"v":30852,"d":"30,852"},{"v":75790,"d":"75,790"},{"v":30852,"d":"30,852"},"EIA","EIA","EIA","EIA","EIA","EIA","--","EIA","EIA",{"$nulls":6},0,0,0,0,0,0,0,0,{"v":12089.647472,"d":"12,089.647"},0,{"v":6269,"d":"6,269"},0,0,0,0,0,0,0,0,0,{"v":6269,"d":"6,269"},0,0,{"v":6269,"d":"6,269"},0,{"v":0,"d":"0.0%"},{"v":1,"d":"100.0%"},{"v":0,"d":"0.0%"},{"v":0,"d":"0.0%"},{"v":0,"d":"0.0%"},{"v":0,"d":"0.0%"},{"v":0,"d":"0.0%"},{"v":0,"d":"0.0%"},{"v":0,"d":"0.0%"},{"v":0,"d":"0.0%"},{"v":0,"d":"0.0%"},{"v":1,"d":"100.0%"},{"v":0,"d":"0.0%"},{"v":0,"d":"0.0%"},{"v":1,"d":"100.0%"},{"v":0,"d":"0.0%"}]
[95,2019,"AK","NSB Point Lay Utility",7486,"North Slope Borough Power & Light",26616,"North Slope Borough Power & Light",26616,"Electric Utility","Alaska Miscellaneous","NA","ASCC","AKMS","ASCC Miscellaneous",null,"02","185","North Slope",69.740833,-163.005833,12,12,"DFO","OIL",null,{"v":0.091,"d":"0.0910"},4.6,{"v":1,"d":"1.0000"},null,"Yes",0,null,{"v":1,"d":"1.0000"},null,{"v":38596,"d":"38,596"},{"v":15721,"d":"15,721"},{"v":38596,"d":"38,596"},{"v":15721,"d":"15,721"},{"v":3667,"d":"3,667"},{"v":1493,"d":"1,493"},{"v":61.596,"d":"62"},{"v":25.088,"d":"25"},{"v":5.596,"d":"6"},{"v":3151.86,"d":"3,152"},{"v":255.269,"d":"255"},{"v":51.054,"d":"51"},{"v":3162.658,"d":"3,163"},null,33.595,33.608,3.052,{"v":1719.04,"d":"1,719.040"},{"v":0.07,"d":"0.070"},0.014,{"v":1724.929,"d":"1,724.929"},null,3.192,3.192,{"v":0.29,"d":"0.290"},163.326,0.007,{"v":1E-3,"d":"0.001"},163.885,null,33.595,33.608,3.052,{"v":1719.04,"d":"1,719.040"},{"v":0.07,"d":"0.070"},0.014,{"v":1724.929,"d":"1,724.929"},null,{"v":61.596,"d":"62"},{"v":25.088,"d":"25"},{"v":5.596,"d":"6"},{"v":3151.86,"d":"3,152"},{"v":255.269,"d":"255"},{"v":51.054,"d":"51"},null,{"v":38596,"d":"38,596"},{"v":15721,"d":"15,721"},{"v":38596,"d":"38,596"},{"v":15721,"d":"15,721"},"EIA","EIA","EIA","EIA","EIA","EIA","--","EIA","EIA",{"$nulls":6},0,0,0,0,0,0,0,0,{"v":10525.22498,"d":"10,525.225"},0,{"v":3667,"d":"3,667"},0,0,0,0,0,0,0,0,0,{"v":3667,"d":"3,667"},0,0,{"v":3667,"d":"3,667"},0,{"v":0,"d":"0.0%"},{"v":1,"d":"100.0%"},{"v":0,"d":"0.0%"},{"v":0,"d":"0.0%"},{"v":0,"d":"0.0%"},{"v":0,"d":"0.0%"},{"v":0,"d":"0.0%"},{"v":0,"d":"0.0%"},{"v":0,"d":"0.0%"},{"v":0,"d":"0.0%"},{"v":0,"d":"0.0%"},{"v":1,"d":"100.0%"},{"v":0,"d":"0.0%"},{"v":0,"d":"0.0%"},{"v":1,"d":"100.0%"},{"v":0,"d":"0.0%"}]
[96,2019,"AK","NSB Wainwright Utility",7488,"North Slope Borough Power & Light",26616,"North Slope Borough Power & Light",26616,"Electric Utility","Alaska Miscellaneous","NA","ASCC","AKMS","ASCC Miscellaneous",null,"02","185","North Slope",70.642877,-160.020461,6,6,"DFO","OIL",null,{"v":0.24083,"d":"0.2408"},3.3,{"v":0.93194496333195,"d":"0.9319"},null,"Yes",0,null,{"v":1,"d":"1.0000"},null,{"v":78296.002,"d":"78,296"},{"v":31874.002,"d":"31,874"},{"v":78296.002,"d":"78,296"},{"v":31874.002,"d":"31,874"},{"v":6962.001,"d":"6,962"},{"v":2834.001,"d":"2,834"},{"v":124.95,"d":"125"},{"v":50.866,"d":"51"},{"v":11.353,"d":"11"},{"v":6393.877,"d":"6,394"},{"v":517.84,"d":"518"},{"v":103.568,"d":"104"},{"v":6415.782,"d":"6,416"},null,35.895,35.897,3.261,{"v":1836.793,"d":"1,836.793"},0.074,0.015,{"v":1843.086,"d":"1,843.086"},null,3.192,3.192,{"v":0.29,"d":"0.290"},163.326,0.007,{"v":1E-3,"d":"0.001"},163.885,null,35.895,35.897,3.261,{"v":1836.793,"d":"1,836.793"},0.074,0.015,{"v":1843.086,"d":"1,843.086"},null,{"v":124.95,"d":"125"},{"v":50.866,"d":"51"},{"v":11.353,"d":"11"},{"v":6393.877,"d":"6,394"},{"v":517.84,"d":"518"},{"v":103.568,"d":"104"},null,{"v":78296.002,"d":"78,296"},{"v":31874.002,"d":"31,874"},{"v":78296.002,"d":"78,296"},{"v":31874.002,"d":"31,874"},"EIA","EIA","EIA","EIA","EIA","EIA","--","EIA","EIA",{"$nulls":6},0,0,0,0,0,0,0,0,{"v":11246.193903,"d":"11,246.194"},0,{"v":6962,"d":"6,962"},0,0,0,0,0,0,0,0,0,{"v":6962,"d":"6,962"},0,0,{"v":6962,"d":"6,962"},0,{"v":0,"d":"0.0%"},{"v":1,"d":"100.0%"},{"v":0,"d":"0.0%"},{"v":0,"d":"0.0%"},{"v":0,"d":"0.0%"},{"v":0,"d":"0.0%"},{"v":0,"d":"0.0%"},{"v":0,"d":"0.0%"},{"v":0,"d":"0.0%"},{"v":0,"d":"0.0%"},{"v":0,"d":"0.0%"},{"v":1,"d":"100.0%"},{"v":0,"d":"0.0%"},{"v":0,"d":"0.0%"},{"v":1,"d":"100.0%"},{"v":0,"d":"0.0%"}]
[97,2019,"AK","Nunapitchuk",6333,"Alaska Village Elec Coop, Inc",221,"Alaska Village Elec Coop, Inc",221,"Electric Utility","Alaska Miscellaneous","NA","ASCC","AKMS","ASCC Miscellaneous",null,"02","050","Bethel",60.89588,-162.459756,5,5,"DFO","OIL",null,null,2.2,{"$nulls":62},"--"]
[98,2019,"AK","Nymans Plant Microgrid",7723,"Kodiak Electric Assn Inc",10433,"Kodiak Electric Assn Inc",10433,"Electric Utility","Alaska Miscellaneous","NA","ASCC","AKMS","ASCC Miscellaneous",null,"02","150","Kodiak Island",57.731608,-152.507044,2,2,"DFO","OIL",null,{"v":0,"d":"0.0000"},{"v":10,"d":"10.0"},{"$nulls":11},0,0,{"$nulls":49},"--",{"$nulls":17},0,0,0,0,0,0,0,0,0,0,0,0,0,0,0,0]
[99,2019,"AK","Orca",789,"Cordova Electric Coop, Inc",40215,"Cordova Electric Coop, Inc",40215,"Electric Utility","Alaska Miscellaneous","NA","ASCC","AKMS","ASCC Miscellaneous",null,"02","261","Valdez Cordova",60.555889,-145.752983,7,7,"DFO","OIL",null,{"v":0.05114,"d":"0.0511"},13.7,{"v":1,"d":"1.0000"},{"$nulls":6},{"v":66607.001,"d":"66,607"},{"v":27120.001,"d":"27,120"},{"v":66607.001,"d":"66,607"},{"v":27120.001,"d":"27,120"},{"v":6137,"d":"6,137"},{"v":2498.001,"d":"2,498"},{"v":107.029,"d":"107"},{"v":43.579,"d":"44"},{"v":9.658,"d":"10"},{"v":5439.318,"d":"5,439"},{"v":440.53,"d":"441"},{"v":88.106,"d":"88"},{"v":5457.953,"d":"5,458"},null,{"v":34.88,"d":"34.880"},34.891,3.147,{"v":1772.631,"d":"1,772.631"},0.072,0.014,{"v":1778.704,"d":"1,778.704"},null,3.214,3.214,{"v":0.29,"d":"0.290"},163.326,0.007,{"v":1E-3,"d":"0.001"},163.885,null,{"v":34.88,"d":"34.880"},34.891,3.147,{"v":1772.631,"d":"1,772.631"},0.072,0.014,{"v":1778.704,"d":"1,778.704"},null,{"v":107.029,"d":"107"},{"v":43.579,"d":"44"},{"v":9.658,"d":"10"},{"v":5439.318,"d":"5,439"},{"v":440.53,"d":"441"},{"v":88.106,"d":"88"},null,{"v":66607.001,"d":"66,607"},{"v":27120.001,"d":"27,120"},{"v":66607.001,"d":"66,607"},{"v":27120.001,"d":"27,120"},"EIA","EIA","EIA","EIA","EIA","EIA","--","EIA","EIA",{"$nulls":14},{"v":10853.348701,"d":"10,853.349"},0,{"v":6137,"d":"6,137"},0,0,0,0,0,0,0,0,0,{"v":6137,"d":"6,137"},0,0,{"v":6137,"d":"6,137"},0,{"v":0,"d":"0.0%"},{"v":1,"d":"100.0%"},{"v":0,"d":"0.0%"},{"v":0,"d":"0.0%"},{"v":0,"d":"0.0%"},{"v":0,"d":"0.0%"},{"v":0,"d":"0.0%"},{"v":0,"d":"0.0%"},{"v":0,"d":"0.0%"},{"v":0,"d":"0.0%"},{"v":0,"d":"0.0%"},{"v":1,"d":"100.0%"},{"v":0,"d":"0.0%"},{"v":0,"d":"0.0%"},{"v":1,"d":"100.0%"},{"v":0,"d":"0.0%"}]
[100,2019,"AK","Pelican",6702,"Pelican Utility",29297,"Pelican Utility",29297,"Electric Utility","Alaska Miscellaneous","NA","ASCC","AKMS","ASCC Miscellaneous",null,"02","105","Hoonah-Angoon",57.957197,-136.220095,10,10,"WAT","HYDRO",null,{"v":0.03345,"d":"0.0335"},3.6,{"$nulls":7},{"v":5841,"d":"5,841"},{"v":2381,"d":"2,381"},{"v":12225,"d":"12,225"},{"v":5173,"d":"5,173"},{"v":1055,"d":"1,055"},452,{"v":8.78,"d":"9"},{"v":3.58,"d":"4"},{"v":0.847,"d":"1"},{"v":476.993,"d":"477"},{"v":38.632,"d":"39"},{"v":7.726,"d":"8"},{"v":478.627,"d":"479"},null,16.645,15.841,1.606,904.252,0.037,0.007,{"v":907.35,"d":"907.350"},null,3.006,3.007,{"v":0.29,"d":"0.290"},163.326,0.007,{"v":1E-3,"d":"0.001"},163.885,null,51.953,49.444,5.012,{"v":2822.444,"d":"2,822.444"},0.114,0.023,{"v":2832.113,"d":"2,832.113"},null,{"v":8.78,"d":"9"},{"v":3.58,"d":"4"},{"v":0.847,"d":"1"},{"v":476.993,"d":"477"},{"v":38.632,"d":"39"},{"v":7.726,"d":"8"},null,{"v":5841,"d":"5,841"},{"v":2381,"d":"2,381"},{"v":12225,"d":"12,225"},{"v":5173,"d":"5,173"},"EIA","EIA","EIA","EIA","EIA","EIA","--","EIA","EIA",{"$nulls":14},{"v":17281.064366,"d":"17,281.064"},0,338,0,0,717,0,0,0,0,0,0,338,717,0,338,717,{"v":0,"d":"0.0%"},{"v":0.320379146919431,"d":"32.0%"},{"v":0,"d":"0.0%"},{"v":0,"d":"0.0%"},{"v":0.679620853080569,"d":"68.0%"},{"v":0,"d":"0.0%"},{"v":0,"d":"0.0%"},{"v":0,"d":"0.0%"},{"v":0,"d":"0.0%"},{"v":0,"d":"0.0%"},{"v":0,"d":"0.0%"},{"v":0.320379146919431,"d":"32.0%"},{"v":0.679620853080569,"d":"68.0%"},{"v":0,"d":"0.0%"},{"v":0.320379146919431,"d":"32.0%"},{"v":0.679620853080569,"d":"68.0%"}]
[101,2019,"AK","Petersburg",91,"Petersburg Borough - (AK)",14856,"Petersburg Borough - (AK)",14856,"Electric Utility","Alaska Miscellaneous","NA","ASCC","AKMS","ASCC Miscellaneous",null,"02","195","Petersburg",56.81104,-132.957091,9,9,"WAT","HYDRO",null,{"v":0.09981,"d":"0.0998"},14.8,{"$nulls":7},{"v":48268,"d":"48,268"},{"v":19651.001,"d":"19,651"},{"v":133737,"d":"133,737"},{"v":57034.001,"d":"57,034"},{"v":12939.999,"d":"12,940"},{"v":5559,"d":"5,559"},{"v":77.559,"d":"78"},{"v":31.575,"d":"32"},{"v":6.999,"d":"7"},{"v":3941.704,"d":"3,942"},{"v":319.238,"d":"319"},{"v":63.848,"d":"64"},{"v":3955.208,"d":"3,955"},null,11.987,{"v":11.36,"d":"11.360"},1.082,609.228,0.025,0.005,611.315,null,3.214,3.214,{"v":0.29,"d":"0.290"},163.326,0.007,{"v":1E-3,"d":"0.001"},163.885,null,46.415,43.985,4.188,{"v":2358.889,"d":"2,358.889"},0.096,0.019,{"v":2366.971,"d":"2,366.971"},null,{"v":77.559,"d":"78"},{"v":31.575,"d":"32"},{"v":6.999,"d":"7"},{"v":3941.704,"d":"3,942"},{"v":319.238,"d":"319"},{"v":63.848,"d":"64"},null,{"v":48268,"d":"48,268"},{"v":19651.001,"d":"19,651"},{"v":133737,"d":"133,737"},{"v":57034.001,"d":"57,034"},"EIA","EIA","EIA","EIA","EIA","EIA","--","EIA","EIA",{"$nulls":14},{"v":14442.848667,"d":"14,442.849"},0,{"v":3342,"d":"3,342"},0,0,{"v":9598,"d":"9,598"},0,0,0,0,0,0,{"v":3342,"d":"3,342"},{"v":9598,"d":"9,598"},0,{"v":3342,"d":"3,342"},{"v":9598,"d":"9,598"},{"v":0,"d":"0.0%"},{"v":0.258268933539413,"d":"25.8%"},{"v":0,"d":"0.0%"},{"v":0,"d":"0.0%"},{"v":0.741731066460587,"d":"74.2%"},{"v":0,"d":"0.0%"},{"v":0,"d":"0.0%"},{"v":0,"d":"0.0%"},{"v":0,"d":"0.0%"},{"v":0,"d":"0.0%"},{"v":0,"d":"0.0%"},{"v":0.258268933539413,"d":"25.8%"},{"v":0.741731066460587,"d":"74.2%"},{"v":0,"d":"0.0%"},{"v":0.258268933539413,"d":"25.8%"},{"v":0.741731066460587,"d":"74.2%"}]
[102,2019,"AK","Pillar Mountain Wind Project Microgrid",57187,"Kodiak Electric Assn Inc",10433,"Kodiak Electric Assn Inc",10433,"Electric Utility","Alaska Miscellaneous","NA","ASCC","AKMS","ASCC Miscellaneous",null,"02","150","Kodiak Island",57.7869,-152.4406,2,2,"WND","WIND",null,{"v":0.31729,"d":"0.3173"},{"v":9,"d":"9.0"},{"$nulls":9},{"v":222758,"d":"222,758"},{"v":85407,"d":"85,407"},{"v":25015,"d":"25,015"},{"v":9591,"d":"9,591"},{"$nulls":41},{"v":222758,"d":"222,758"},{"v":85407,"d":"85,407"},{"$nulls":6},"--","EIA","EIA",{"$nulls":15},0,0,0,0,0,0,{"v":25015,"d":"25,015"},0,0,0,0,0,{"v":25015,"d":"25,015"},{"v":25015,"d":"25,015"},0,{"v":25015,"d":"25,015"},{"v":0,"d":"0.0%"},{"v":0,"d":"0.0%"},{"v":0,"d":"0.0%"},{"v":0,"d":"0.0%"},{"v":0,"d":"0.0%"},{"v":0,"d":"0.0%"},{"v":1,"d":"100.0%"},{"v":0,"d":"0.0%"},{"v":0,"d":"0.0%"},{"v":0,"d":"0.0%"},{"v":0,"d":"0.0%"},{"v":0,"d":"0.0%"},{"v":1,"d":"100.0%"},{"v":1,"d":"100.0%"},{"v":0,"d":"0.0%"},{"v":1,"d":"100.0%"}]
[103,2019,"AK","Pilot Station",57058,"Alaska Village Elec Coop, Inc",221,"Alaska Village Elec Coop, Inc",221,"Electric Utility","Alaska Miscellaneous","NA","ASCC","AKMS","ASCC Miscellaneous",null,"02","270","Wade Hampton",61.936456,-162.880706,4,4,"DFO","OIL",null,{"v":0.11758,"d":"0.1176"},1.7,{"v":1,"d":"1.0000"},null,"Yes",0,null,{"v":1,"d":"1.0000"},null,{"v":17434.999,"d":"17,435"},{"v":7101,"d":"7,101"},{"v":17434.999,"d":"17,435"},{"v":7101,"d":"7,101"},{"v":1751.001,"d":"1,751"},713,0,0,0,{"v":1423.791,"d":"1,424"},{"v":115.313,"d":"115"},{"v":23.063,"d":"23"},{"v":1428.669,"d":"1,429"},null,{"v":0,"d":"0.000"},{"v":0,"d":"0.000"},{"v":0,"d":"0.000"},{"v":1626.259,"d":"1,626.259"},0.066,0.013,{"v":1631.831,"d":"1,631.831"},null,{"v":0,"d":"0.000"},{"v":0,"d":"0.000"},{"v":0,"d":"0.000"},163.326,0.007,{"v":1E-3,"d":"0.001"},163.885,null,{"v":0,"d":"0.000"},{"v":0,"d":"0.000"},{"v":0,"d":"0.000"},{"v":1626.26,"d":"1,626.260"},0.066,0.013,{"v":1631.832,"d":"1,631.832"},null,0,0,0,{"v":1423.791,"d":"1,424"},{"v":115.313,"d":"115"},{"v":23.063,"d":"23"},null,{"v":17434.999,"d":"17,435"},{"v":7101,"d":"7,101"},{"v":17434.999,"d":"17,435"},{"v":7101,"d":"7,101"},"EIA","EIA","EIA","EIA","EIA","EIA","--","EIA","EIA",{"$nulls":6},0,0,0,0,0,0,0,0,{"v":9957.166775,"d":"9,957.167"},0,{"v":1751,"d":"1,751"},0,0,0,0,0,0,0,0,0,{"v":1751,"d":"1,751"},0,0,{"v":1751,"d":"1,751"},0,{"v":0,"d":"0.0%"},{"v":1,"d":"100.0%"},{"v":0,"d":"0.0%"},{"v":0,"d":"0.0%"},{"v":0,"d":"0.0%"},{"v":0,"d":"0.0%"},{"v":0,"d":"0.0%"},{"v":0,"d":"0.0%"},{"v":0,"d":"0.0%"},{"v":0,"d":"0.0%"},{"v":0,"d":"0.0%"},{"v":1,"d":"100.0%"},{"v":0,"d":"0.0%"},{"v":0,"d":"0.0%"},{"v":1,"d":"100.0%"},{"v":0,"d":"0.0%"}]
[104,2019,"AK","Port Lions Microgrid",6282,"Kodiak Electric Assn Inc",10433,"Kodiak Electric Assn Inc",10433,"Electric Utility","Alaska Miscellaneous","NA","ASCC","AKMS","ASCC Miscellaneous",null,"02","150","Kodiak Island",57.864775,-152.855441,5,5,"DFO","OIL",null,null,1.5,{"$nulls":62},"--"]
[105,2019,"AK","Power Creek",7862,"Cordova Electric Coop, Inc",40215,"Cordova Electric Coop, Inc",40215,"Electric Utility","Alaska Miscellaneous","NA","ASCC","AKMS","ASCC Miscellaneous",null,"02","261","Valdez Cordova",60.588686,-145.604539,2,2,"WAT","HYDRO",null,{"v":0.31621,"d":"0.3162"},{"v":6,"d":"6.0"},{"$nulls":9},{"v":148000,"d":"148,000"},{"v":64733,"d":"64,733"},{"v":16620,"d":"16,620"},{"v":7269,"d":"7,269"},{"$nulls":41},{"v":148000,"d":"148,000"},{"v":64733,"d":"64,733"},{"$nulls":6},"--","EIA","EIA",{"$nulls":15},0,0,0,0,{"v":16620,"d":"16,620"},0,0,0,0,0,0,0,{"v":16620,"d":"16,620"},0,0,{"v":16620,"d":"16,620"},{"v":0,"d":"0.0%"},{"v":0,"d":"0.0%"},{"v":0,"d":"0.0%"},{"v":0,"d":"0.0%"},{"v":1,"d":"100.0%"},{"v":0,"d":"0.0%"},{"v":0,"d":"0.0%"},{"v":0,"d":"0.0%"},{"v":0,"d":"0.0%"},{"v":0,"d":"0.0%"},{"v":0,"d":"0.0%"},{"v":0,"d":"0.0%"},{"v":1,"d":"100.0%"},{"v":0,"d":"0.0%"},{"v":0,"d":"0.0%"},{"v":1,"d":"100.0%"}]
[106,2019,"AK","Purple Lake",6302,"Metlakatla Power & Light",12385,"Metlakatla Power & Light",12385,"Electric Utility","Alaska Miscellaneous","NA","ASCC","AKMS","ASCC Miscellaneous",null,"02","198","Prince of Wales-Hyder",55.091263,-131.544978,3,3,"WAT","HYDRO",null,{"v":0.26668,"d":"0.2667"},3.9,{"$nulls":9},{"v":81135,"d":"81,135"},{"v":35487.999,"d":"35,488"},{"v":9111,"d":"9,111"},{"v":3984.999,"d":"3,985"},{"$nulls":41},{"v":81135,"d":"81,135"},{"v":35487.999,"d":"35,488"},{"$nulls":6},"--","EIA","EIA",{"$nulls":15},0,0,0,0,{"v":9111,"d":"9,111"},0,0,0,0,0,0,0,{"v":9111,"d":"9,111"},0,0,{"v":9111,"d":"9,111"},{"v":0,"d":"0.0%"},{"v":0,"d":"0.0%"},{"v":0,"d":"0.0%"},{"v":0,"d":"0.0%"},{"v":1,"d":"100.0%"},{"v":0,"d":"0.0%"},{"v":0,"d":"0.0%"},{"v":0,"d":"0.0%"},{"v":0,"d":"0.0%"},{"v":0,"d":"0.0%"},{"v":0,"d":"0.0%"},{"v":0,"d":"0.0%"},{"v":1,"d":"100.0%"},{"v":0,"d":"0.0%"},{"v":0,"d":"0.0%"},{"v":1,"d":"100.0%"}]
[107,2019,"AK","Quinhagak",57057,"Alaska Village Elec Coop, Inc",221,"Alaska Village Elec Coop, Inc",221,"Electric Utility","Alaska Miscellaneous","NA","ASCC","AKMS","ASCC Miscellaneous",null,"02","050","Bethel",59.747436,-161.910647,5,5,"DFO","OIL",null,{"v":0.11628,"d":"0.1163"},2.1,{"v":1,"d":"1.0000"},null,"Yes",0,null,{"v":1,"d":"1.0000"},null,{"v":15255,"d":"15,255"},{"v":6211,"d":"6,211"},{"v":15255,"d":"15,255"},{"v":6211,"d":"6,211"},{"v":2139,"d":"2,139"},871,0,0,0,{"v":1245.767,"d":"1,246"},{"v":100.895,"d":"101"},{"v":20.179,"d":"20"},{"v":1250.035,"d":"1,250"},null,{"v":0,"d":"0.000"},{"v":0,"d":"0.000"},{"v":0,"d":"0.000"},{"v":1164.812,"d":"1,164.812"},0.047,0.009,{"v":1168.803,"d":"1,168.803"},null,{"v":0,"d":"0.000"},{"v":0,"d":"0.000"},{"v":0,"d":"0.000"},163.326,0.007,{"v":1E-3,"d":"0.001"},163.885,null,{"v":0,"d":"0.000"},{"v":0,"d":"0.000"},{"v":0,"d":"0.000"},{"v":1164.812,"d":"1,164.812"},0.047,0.009,{"v":1168.803,"d":"1,168.803"},null,0,0,0,{"v":1245.767,"d":"1,246"},{"v":100.895,"d":"101"},{"v":20.179,"d":"20"},null,{"v":15255,"d":"15,255"},{"v":6211,"d":"6,211"},{"v":15255,"d":"15,255"},{"v":6211,"d":"6,211"},"EIA","EIA","EIA","EIA","EIA","EIA","--","EIA","EIA",{"$nulls":6},0,0,0,0,0,0,0,0,{"v":7131.837307,"d":"7,131.837"},0,{"v":2139,"d":"2,139"},0,0,0,0,0,0,0,0,0,{"v":2139,"d":"2,139"},0,0,{"v":2139,"d":"2,139"},0,{"v":0,"d":"0.0%"},{"v":1,"d":"100.0%"},{"v":0,"d":"0.0%"},{"v":0,"d":"0.0%"},{"v":0,"d":"0.0%"},{"v":0,"d":"0.0%"},{"v":0,"d":"0.0%"},{"v":0,"d":"0.0%"},{"v":0,"d":"0.0%"},{"v":0,"d":"0.0%"},{"v":0,"d":"0.0%"},{"v":1,"d":"100.0%"},{"v":0,"d":"0.0%"},{"v":0,"d":"0.0%"},{"v":1,"d":"100.0%"},{"v":0,"d":"0.0%"}]
[108,2019,"AK","S W Bailey",85,"Ketchikan Public Utilities",10210,"Ketchikan Public Utilities",10210,"Electric Utility","Alaska Miscellaneous","NA","ASCC","AKMS","ASCC Miscellaneous",null,"02","130","Ketchikan Gateway",55.357397,-131.69696,4,4,"DFO","OIL",null,{"v":0.11836,"d":"0.1184"},25.9,{"v":1,"d":"1.0000"},{"$nulls":6},{"v":261020.004,"d":"261,020"},{"v":106267,"d":"106,267"},{"v":261020.004,"d":"261,020"},{"v":106267,"d":"106,267"},{"v":26855.001,"d":"26,855"},{"v":10933,"d":"10,933"},{"v":417.985,"d":"418"},{"v":170.17,"d":"170"},{"v":37.848,"d":"38"},{"v":21315.644,"d":"21,316"},{"v":1726.353,"d":"1,726"},{"v":345.271,"d":"345"},{"v":21388.668,"d":"21,389"},null,31.129,{"v":31.13,"d":"31.130"},2.819,{"v":1587.462,"d":"1,587.462"},0.064,0.013,{"v":1592.9,"d":"1,592.900"},null,3.203,3.203,{"v":0.29,"d":"0.290"},163.326,0.007,{"v":1E-3,"d":"0.001"},163.885,null,31.129,{"v":31.13,"d":"31.130"},2.819,{"v":1587.462,"d":"1,587.462"},0.064,0.013,{"v":1592.9,"d":"1,592.900"},null,{"v":417.985,"d":"418"},{"v":170.17,"d":"170"},{"v":37.848,"d":"38"},{"v":21315.644,"d":"21,316"},{"v":1726.353,"d":"1,726"},{"v":345.271,"d":"345"},null,{"v":261020.004,"d":"261,020"},{"v":106267,"d":"106,267"},{"v":261020.004,"d":"261,020"},{"v":106267,"d":"106,267"},"EIA","EIA","EIA","EIA","EIA","EIA","--","EIA","EIA",{"$nulls":14},{"v":9719.605433,"d":"9,719.605"},0,{"v":26855,"d":"26,855"},0,0,0,0,0,0,0,0,0,{"v":26855,"d":"26,855"},0,0,{"v":26855,"d":"26,855"},0,{"v":0,"d":"0.0%"},{"v":1,"d":"100.0%"},{"v":0,"d":"0.0%"},{"v":0,"d":"0.0%"},{"v":0,"d":"0.0%"},{"v":0,"d":"0.0%"},{"v":0,"d":"0.0%"},{"v":0,"d":"0.0%"},{"v":0,"d":"0.0%"},{"v":0,"d":"0.0%"},{"v":0,"d":"0.0%"},{"v":1,"d":"100.0%"},{"v":0,"d":"0.0%"},{"v":0,"d":"0.0%"},{"v":1,"d":"100.0%"},{"v":0,"d":"0.0%"}]
[109,2019,"AK","Salmon Creek 1",65,"Alaska Electric Light&Power Co",213,"Alaska Electric Light&Power Co",213,"Electric Utility","Alaska Miscellaneous","NA","ASCC","AKMS","ASCC Miscellaneous",null,"02","110","Juneau",58.3269,-134.4631,1,1,"WAT","HYDRO",null,{"v":0.31022,"d":"0.3102"},8.5,{"$nulls":9},{"v":205697,"d":"205,697"},{"v":89969,"d":"89,969"},{"v":23099,"d":"23,099"},{"v":10103,"d":"10,103"},{"$nulls":41},{"v":205697,"d":"205,697"},{"v":89969,"d":"89,969"},{"$nulls":6},"--","EIA","EIA",{"$nulls":15},0,0,0,0,{"v":23099,"d":"23,099"},0,0,0,0,0,0,0,{"v":23099,"d":"23,099"},0,0,{"v":23099,"d":"23,099"},{"v":0,"d":"0.0%"},{"v":0,"d":"0.0%"},{"v":0,"d":"0.0%"},{"v":0,"d":"0.0%"},{"v":1,"d":"100.0%"},{"v":0,"d":"0.0%"},{"v":0,"d":"0.0%"},{"v":0,"d":"0.0%"},{"v":0,"d":"0.0%"},{"v":0,"d":"0.0%"},{"v":0,"d":"0.0%"},{"v":0,"d":"0.0%"},{"v":1,"d":"100.0%"},{"v":0,"d":"0.0%"},{"v":0,"d":"0.0%"},{"v":1,"d":"100.0%"}]
[110,2019,"AK","Sand Point",1,"TDX Sand Point Generating, LLC",63560,"TDX Sand Point Generating, LLC",63560,"IPP Non-CHP","Alaska Miscellaneous","NA","NA","AKMS","ASCC Miscellaneous",null,"02","013","Aleutians East",55.339722,-160.497222,6,6,"DFO","OIL",null,{"v":0.10788,"d":"0.1079"},{"v":4,"d":"4.0"},{"v":1,"d":"1.0000"},{"$nulls":6},{"v":28934,"d":"28,934"},{"v":11785,"d":"11,785"},{"v":38035,"d":"38,035"},{"v":15275,"d":"15,275"},{"v":3780,"d":"3,780"},{"v":1515,"d":"1,515"},{"v":46.29,"d":"46"},{"v":18.853,"d":"19"},{"v":4.195,"d":"4"},{"v":2362.834,"d":"2,363"},{"v":191.366,"d":"191"},{"v":38.273,"d":"38"},{"v":2370.929,"d":"2,371"},null,24.492,24.888,{"v":2.22,"d":"2.220"},{"v":1250.177,"d":"1,250.177"},0.051,{"v":0.01,"d":"0.010"},{"v":1254.46,"d":"1,254.460"},null,{"v":3.2,"d":"3.200"},3.199,{"v":0.29,"d":"0.290"},163.326,0.007,{"v":1E-3,"d":"0.001"},163.885,null,33.568,34.111,3.042,{"v":1713.44,"d":"1,713.440"},0.069,0.014,{"v":1719.31,"d":"1,719.310"},null,{"v":46.29,"d":"46"},{"v":18.853,"d":"19"},{"v":4.195,"d":"4"},{"v":2362.834,"d":"2,363"},{"v":191.366,"d":"191"},{"v":38.273,"d":"38"},null,{"v":28934,"d":"28,934"},{"v":11785,"d":"11,785"},{"v":38035,"d":"38,035"},{"v":15275,"d":"15,275"},"EIA","EIA","EIA","EIA","EIA","EIA","--","EIA","EIA",{"$nulls":14},{"v":10490.935638,"d":"10,490.936"},0,{"v":2758,"d":"2,758"},0,0,0,0,{"v":1022,"d":"1,022"},0,0,0,0,{"v":2758,"d":"2,758"},{"v":1022,"d":"1,022"},{"v":1022,"d":"1,022"},{"v":2758,"d":"2,758"},{"v":1022,"d":"1,022"},{"v":0,"d":"0.0%"},{"v":0.72962962962963,"d":"73.0%"},{"v":0,"d":"0.0%"},{"v":0,"d":"0.0%"},{"v":0,"d":"0.0%"},{"v":0,"d":"0.0%"},{"v":0.27037037037037,"d":"27.0%"},{"v":0,"d":"0.0%"},{"v":0,"d":"0.0%"},{"v":0,"d":"0.0%"},{"v":0,"d":"0.0%"},{"v":0.72962962962963,"d":"73.0%"},{"v":0.27037037037037,"d":"27.0%"},{"v":0.27037037037037,"d":"27.0%"},{"v":0.72962962962963,"d":"73.0%"},{"v":0.27037037037037,"d":"27.0%"}]
[111,2019,"AK","Savoonga",57052,"Alaska Village Elec Coop, Inc",221,"Alaska Village Elec Coop, Inc",221,"Electric Utility","Alaska Miscellaneous","NA","ASCC","AKMS","ASCC Miscellaneous",null,"02","180","Nome",63.695267,-170.475661,4,4,"DFO","OIL",null,{"v":0.118,"d":"0.1180"},2.2,{"v":1,"d":"1.0000"},null,"Yes",{"v":282.4,"d":"282"},{"v":27.483,"d":"27"},{"v":0.973435,"d":"0.9734"},null,{"v":21647.252,"d":"21,647"},{"v":8813.483,"d":"8,813"},{"v":21647.252,"d":"21,647"},{"v":8813.483,"d":"8,813"},{"v":2274,"d":"2,274"},{"v":926.001,"d":"926"},0,0,0,{"v":1767.778,"d":"1,768"},{"v":143.172,"d":"143"},{"v":28.634,"d":"29"},{"v":1773.834,"d":"1,774"},null,{"v":0,"d":"0.000"},{"v":0,"d":"0.000"},{"v":0,"d":"0.000"},{"v":1554.774,"d":"1,554.774"},0.063,0.013,{"v":1560.1,"d":"1,560.100"},null,{"v":0,"d":"0.000"},{"v":0,"d":"0.000"},{"v":0,"d":"0.000"},163.326,0.007,{"v":1E-3,"d":"0.001"},163.885,null,{"v":0,"d":"0.000"},{"v":0,"d":"0.000"},{"v":0,"d":"0.000"},{"v":1554.774,"d":"1,554.774"},0.063,0.013,{"v":1560.1,"d":"1,560.100"},null,0,0,0,{"v":1816.02,"d":"1,816"},{"v":147.079,"d":"147"},{"v":29.416,"d":"29"},null,{"v":22238,"d":"22,238"},{"v":9054,"d":"9,054"},{"v":22238,"d":"22,238"},{"v":9054,"d":"9,054"},"EIA","EIA","EIA","EIA","EIA","EIA","--","EIA","EIA",{"$nulls":6},{"v":590.748,"d":"591"},{"v":240.518,"d":"241"},0,0,0,{"v":48.242,"d":"48"},{"v":3.907,"d":"4"},{"v":0.781,"d":"1"},{"v":9519.459936,"d":"9,519.460"},0,{"v":2274,"d":"2,274"},0,0,0,0,0,0,0,0,0,{"v":2274,"d":"2,274"},0,0,{"v":2274,"d":"2,274"},0,{"v":0,"d":"0.0%"},{"v":1,"d":"100.0%"},{"v":0,"d":"0.0%"},{"v":0,"d":"0.0%"},{"v":0,"d":"0.0%"},{"v":0,"d":"0.0%"},{"v":0,"d":"0.0%"},{"v":0,"d":"0.0%"},{"v":0,"d":"0.0%"},{"v":0,"d":"0.0%"},{"v":0,"d":"0.0%"},{"v":1,"d":"100.0%"},{"v":0,"d":"0.0%"},{"v":0,"d":"0.0%"},{"v":1,"d":"100.0%"},{"v":0,"d":"0.0%"}]
[112,2019,"AK","Scammon Bay",57056,"Alaska Village Elec Coop, Inc",221,"Alaska Village Elec Coop, Inc",221,"Electric Utility","Alaska Miscellaneous","NA","ASCC","AKMS","ASCC Miscellaneous",null,"02","270","Wade Hampton",61.843036,-165.581497,3,3,"DFO","OIL",null,{"v":0.14146,"d":"0.1415"},1.3,{"v":1,"d":"1.0000"},null,"Yes",{"v":39.2,"d":"39"},{"v":140.264,"d":"140"},{"v":0.994681,"d":"0.9947"},null,{"v":15972.593,"d":"15,973"},{"v":6502.233,"d":"6,502"},{"v":15972.593,"d":"15,973"},{"v":6502.233,"d":"6,502"},{"v":1610.999,"d":"1,611"},656,0,0,0,{"v":1304.367,"d":"1,304"},{"v":105.641,"d":"106"},{"v":21.128,"d":"21"},{"v":1308.836,"d":"1,309"},null,{"v":0,"d":"0.000"},{"v":0,"d":"0.000"},{"v":0,"d":"0.000"},{"v":1619.327,"d":"1,619.327"},0.066,0.013,{"v":1624.875,"d":"1,624.875"},null,{"v":0,"d":"0.000"},{"v":0,"d":"0.000"},{"v":0,"d":"0.000"},163.326,0.007,{"v":1E-3,"d":"0.001"},163.885,null,{"v":0,"d":"0.000"},{"v":0,"d":"0.000"},{"v":0,"d":"0.000"},{"v":1619.326,"d":"1,619.326"},0.066,0.013,{"v":1624.874,"d":"1,624.874"},null,0,0,0,{"v":1311.342,"d":"1,311"},{"v":106.206,"d":"106"},{"v":21.241,"d":"21"},null,{"v":16058,"d":"16,058"},{"v":6537.001,"d":"6,537"},{"v":16058,"d":"16,058"},{"v":6537.001,"d":"6,537"},"EIA","EIA","EIA","EIA","EIA","EIA","--","EIA","EIA",{"$nulls":6},{"v":85.407,"d":"85"},{"v":34.768,"d":"35"},0,0,0,{"v":6.975,"d":"7"},{"v":0.565,"d":"1"},{"v":0.113,"d":"0"},{"v":9914.706988,"d":"9,914.707"},0,{"v":1611,"d":"1,611"},0,0,0,0,0,0,0,0,0,{"v":1611,"d":"1,611"},0,0,{"v":1611,"d":"1,611"},0,{"v":0,"d":"0.0%"},{"v":1,"d":"100.0%"},{"v":0,"d":"0.0%"},{"v":0,"d":"0.0%"},{"v":0,"d":"0.0%"},{"v":0,"d":"0.0%"},{"v":0,"d":"0.0%"},{"v":0,"d":"0.0%"},{"v":0,"d":"0.0%"},{"v":0,"d":"0.0%"},{"v":0,"d":"0.0%"},{"v":1,"d":"100.0%"},{"v":0,"d":"0.0%"},{"v":0,"d":"0.0%"},{"v":1,"d":"100.0%"},{"v":0,"d":"0.0%"}]
[113,2019,"AK","Selawik",6341,"Alaska Village Elec Coop, Inc",221,"Alaska Village Elec Coop, Inc",221,"Electric Utility","Alaska Miscellaneous","NA","ASCC","AKMS","ASCC Miscellaneous",null,"02","188","Northwest Arctic",66.606778,-160.014808,8,8,"DFO","OIL",null,{"v":0.06677,"d":"0.0668"},4.3,{"v":1,"d":"1.0000"},{"$nulls":6},{"v":24364.999,"d":"24,365"},{"v":9919,"d":"9,919"},{"v":24364.999,"d":"24,365"},{"v":9919,"d":"9,919"},{"v":2515.001,"d":"2,515"},{"v":1024,"d":"1,024"},{"v":40.476,"d":"40"},{"v":16.477,"d":"16"},{"v":3.533,"d":"4"},{"v":1989.716,"d":"1,990"},{"v":161.147,"d":"161"},{"v":32.229,"d":"32"},{"v":1996.533,"d":"1,997"},null,32.188,32.182,{"v":2.81,"d":"2.810"},{"v":1582.279,"d":"1,582.279"},0.064,0.013,{"v":1587.699,"d":"1,587.699"},null,3.322,3.322,{"v":0.29,"d":"0.290"},163.326,0.007,{"v":1E-3,"d":"0.001"},163.885,null,32.188,32.182,{"v":2.81,"d":"2.810"},{"v":1582.279,"d":"1,582.279"},0.064,0.013,{"v":1587.7,"d":"1,587.700"},null,{"v":40.476,"d":"40"},{"v":16.477,"d":"16"},{"v":3.533,"d":"4"},{"v":1989.716,"d":"1,990"},{"v":161.147,"d":"161"},{"v":32.229,"d":"32"},null,{"v":24364.999,"d":"24,365"},{"v":9919,"d":"9,919"},{"v":24364.999,"d":"24,365"},{"v":9919,"d":"9,919"},"EIA","EIA","EIA","EIA","EIA","EIA","--","EIA","EIA",{"$nulls":14},{"v":9687.872375,"d":"9,687.872"},0,{"v":2515,"d":"2,515"},0,0,0,0,0,0,0,0,0,{"v":2515,"d":"2,515"},0,0,{"v":2515,"d":"2,515"},0,{"v":0,"d":"0.0%"},{"v":1,"d":"100.0%"},{"v":0,"d":"0.0%"},{"v":0,"d":"0.0%"},{"v":0,"d":"0.0%"},{"v":0,"d":"0.0%"},{"v":0,"d":"0.0%"},{"v":0,"d":"0.0%"},{"v":0,"d":"0.0%"},{"v":0,"d":"0.0%"},{"v":0,"d":"0.0%"},{"v":1,"d":"100.0%"},{"v":0,"d":"0.0%"},{"v":0,"d":"0.0%"},{"v":1,"d":"100.0%"},{"v":0,"d":"0.0%"}]
[114,2019,"AK","Seldovia",6283,"Homer Electric Assn Inc",19558,"Homer Electric Assn Inc",19558,"Electric Utility","Alaska Miscellaneous","NA","ASCC","AKGD","ASCC Alaska Grid",null,"02","122","Kenai Peninsula",59.439542,-151.713439,7,7,"DFO","OIL",null,{"v":1.31E-3,"d":"0.0013"},5.5,{"v":1,"d":"1.0000"},{"$nulls":6},741,307,741,307,63,26,{"v":1.193,"d":"1"},{"v":0.494,"d":"0"},{"v":0.107,"d":"0"},{"v":60.513,"d":"61"},{"v":4.901,"d":"5"},{"v":0.98,"d":"1"},{"v":60.72,"d":"61"},null,37.873,{"v":38,"d":"38.000"},{"v":3.41,"d":"3.410"},{"v":1921.048,"d":"1,921.048"},0.078,0.016,{"v":1927.629,"d":"1,927.629"},null,{"v":3.22,"d":"3.220"},3.218,{"v":0.29,"d":"0.290"},163.328,0.007,{"v":1E-3,"d":"0.001"},163.887,null,37.873,{"v":38,"d":"38.000"},{"v":3.41,"d":"3.410"},{"v":1921.048,"d":"1,921.048"},0.078,0.016,{"v":1927.629,"d":"1,927.629"},null,{"v":1.193,"d":"1"},{"v":0.494,"d":"0"},{"v":0.107,"d":"0"},{"v":60.513,"d":"61"},{"v":4.901,"d":"5"},{"v":0.98,"d":"1"},null,741,307,741,307,"EIA","EIA","EIA","EIA","EIA","EIA","--","EIA","EIA",{"$nulls":14},{"v":11761.904762,"d":"11,761.905"},0,63,0,0,0,0,0,0,0,0,0,63,0,0,63,0,{"v":0,"d":"0.0%"},{"v":1,"d":"100.0%"},{"v":0,"d":"0.0%"},{"v":0,"d":"0.0%"},{"v":0,"d":"0.0%"},{"v":0,"d":"0.0%"},{"v":0,"d":"0.0%"},{"v":0,"d":"0.0%"},{"v":0,"d":"0.0%"},{"v":0,"d":"0.0%"},{"v":0,"d":"0.0%"},{"v":1,"d":"100.0%"},{"v":0,"d":"0.0%"},{"v":0,"d":"0.0%"},{"v":1,"d":"100.0%"},{"v":0,"d":"0.0%"}]
[115,2019,"AK","Seward (AK)",92,"City of Seward - (AK)",16955,"City of Seward - (AK)",16955,"Electric Utility","Alaska Miscellaneous","NA","ASCC","AKGD","ASCC Alaska Grid",null,"02","122","Kenai Peninsula",60.130922,-149.43501,8,8,"DFO","OIL",null,{"v":1.34E-3,"d":"0.0013"},18.6,{"v":1,"d":"1.0000"},{"$nulls":6},{"v":4946,"d":"4,946"},{"v":2020,"d":"2,020"},{"v":4946,"d":"4,946"},{"v":2020,"d":"2,020"},218,89,{"v":7.988,"d":"8"},{"v":3.262,"d":"3"},{"v":0.717,"d":"1"},{"v":403.904,"d":"404"},{"v":32.712,"d":"33"},{"v":6.542,"d":"7"},{"v":405.288,"d":"405"},null,73.284,73.303,6.578,{"v":3705.541,"d":"3,705.541"},{"v":0.15,"d":"0.150"},{"v":0.03,"d":"0.030"},{"v":3718.236,"d":"3,718.236"},null,{"v":3.23,"d":"3.230"},{"v":3.23,"d":"3.230"},{"v":0.29,"d":"0.290"},163.326,0.007,{"v":1E-3,"d":"0.001"},163.885,null,73.284,73.303,6.578,{"v":3705.541,"d":"3,705.541"},{"v":0.15,"d":"0.150"},{"v":0.03,"d":"0.030"},{"v":3718.236,"d":"3,718.236"},null,{"v":7.988,"d":"8"},{"v":3.262,"d":"3"},{"v":0.717,"d":"1"},{"v":403.904,"d":"404"},{"v":32.712,"d":"33"},{"v":6.542,"d":"7"},null,{"v":4946,"d":"4,946"},{"v":2020,"d":"2,020"},{"v":4946,"d":"4,946"},{"v":2020,"d":"2,020"},"EIA","EIA","EIA","EIA","EIA","EIA","--","EIA","EIA",{"$nulls":14},{"v":22688.073394,"d":"22,688.073"},0,218,0,0,0,0,0,0,0,0,0,218,0,0,218,0,{"v":0,"d":"0.0%"},{"v":1,"d":"100.0%"},{"v":0,"d":"0.0%"},{"v":0,"d":"0.0%"},{"v":0,"d":"0.0%"},{"v":0,"d":"0.0%"},{"v":0,"d":"0.0%"},{"v":0,"d":"0.0%"},{"v":0,"d":"0.0%"},{"v":0,"d":"0.0%"},{"v":0,"d":"0.0%"},{"v":1,"d":"100.0%"},{"v":0,"d":"0.0%"},{"v":0,"d":"0.0%"},{"v":1,"d":"100.0%"},{"v":0,"d":"0.0%"}]
[116,2019,"AK","Shishmaref",6345,"Alaska Village Elec Coop, Inc",221,"Alaska Village Elec Coop, Inc",221,"Electric Utility","Alaska Miscellaneous","NA","ASCC","AKMS","ASCC Miscellaneous",null,"02","180","Nome",66.255072,-166.073589,6,6,"DFO","OIL",null,{"v":0.08254,"d":"0.0825"},2.3,{"v":1,"d":"1.0000"},{"$nulls":6},{"v":16279,"d":"16,279"},{"v":6630,"d":"6,630"},{"v":16279,"d":"16,279"},{"v":6630,"d":"6,630"},{"v":1663,"d":"1,663"},677,{"v":27.045,"d":"27"},{"v":11.016,"d":"11"},{"v":2.36,"d":"2"},{"v":1329.39,"d":"1,329"},{"v":107.667,"d":"108"},{"v":21.533,"d":"22"},{"v":1333.944,"d":"1,334"},null,32.526,32.544,2.839,{"v":1598.785,"d":"1,598.785"},0.065,0.013,{"v":1604.263,"d":"1,604.263"},null,3.323,3.323,{"v":0.29,"d":"0.290"},163.326,0.007,{"v":1E-3,"d":"0.001"},163.885,null,32.526,32.544,2.839,{"v":1598.785,"d":"1,598.785"},0.065,0.013,{"v":1604.263,"d":"1,604.263"},null,{"v":27.045,"d":"27"},{"v":11.016,"d":"11"},{"v":2.36,"d":"2"},{"v":1329.39,"d":"1,329"},{"v":107.667,"d":"108"},{"v":21.533,"d":"22"},null,{"v":16279,"d":"16,279"},{"v":6630,"d":"6,630"},{"v":16279,"d":"16,279"},{"v":6630,"d":"6,630"},"EIA","EIA","EIA","EIA","EIA","EIA","--","EIA","EIA",{"$nulls":14},{"v":9788.935658,"d":"9,788.936"},0,{"v":1663,"d":"1,663"},0,0,0,0,0,0,0,0,0,{"v":1663,"d":"1,663"},0,0,{"v":1663,"d":"1,663"},0,{"v":0,"d":"0.0%"},{"v":1,"d":"100.0%"},{"v":0,"d":"0.0%"},{"v":0,"d":"0.0%"},{"v":0,"d":"0.0%"},{"v":0,"d":"0.0%"},{"v":0,"d":"0.0%"},{"v":0,"d":"0.0%"},{"v":0,"d":"0.0%"},{"v":0,"d":"0.0%"},{"v":0,"d":"0.0%"},{"v":1,"d":"100.0%"},{"v":0,"d":"0.0%"},{"v":0,"d":"0.0%"},{"v":1,"d":"100.0%"},{"v":0,"d":"0.0%"}]
[117,2019,"AK","Shungnak",57063,"Alaska Village Elec Coop, Inc",221,"Alaska Village Elec Coop, Inc",221,"Electric Utility","Alaska Miscellaneous","NA","ASCC","AKMS","ASCC Miscellaneous",null,"02","188","Northwest Arctic",66.888114,-157.140206,4,4,"DFO","OIL",null,{"v":0.14973,"d":"0.1497"},1.2,{"v":1,"d":"1.0000"},null,"Yes",0,null,{"v":1,"d":"1.0000"},null,{"v":15948,"d":"15,948"},{"v":6490,"d":"6,490"},{"v":15948,"d":"15,948"},{"v":6490,"d":"6,490"},{"v":1574,"d":"1,574"},641,0,0,0,{"v":1302.36,"d":"1,302"},{"v":105.478,"d":"105"},{"v":21.096,"d":"21"},{"v":1306.822,"d":"1,307"},null,{"v":0,"d":"0.000"},{"v":0,"d":"0.000"},{"v":0,"d":"0.000"},{"v":1654.841,"d":"1,654.841"},0.067,0.013,{"v":1660.51,"d":"1,660.510"},null,{"v":0,"d":"0.000"},{"v":0,"d":"0.000"},{"v":0,"d":"0.000"},163.326,0.007,{"v":1E-3,"d":"0.001"},163.885,null,{"v":0,"d":"0.000"},{"v":0,"d":"0.000"},{"v":0,"d":"0.000"},{"v":1654.841,"d":"1,654.841"},0.067,0.013,{"v":1660.51,"d":"1,660.510"},null,0,0,0,{"v":1302.36,"d":"1,302"},{"v":105.478,"d":"105"},{"v":21.096,"d":"21"},null,{"v":15948,"d":"15,948"},{"v":6490,"d":"6,490"},{"v":15948,"d":"15,948"},{"v":6490,"d":"6,490"},"EIA","EIA","EIA","EIA","EIA","EIA","--","EIA","EIA",{"$nulls":6},0,0,0,0,0,0,0,0,{"v":10132.147395,"d":"10,132.147"},0,{"v":1574,"d":"1,574"},0,0,0,0,0,0,0,0,0,{"v":1574,"d":"1,574"},0,0,{"v":1574,"d":"1,574"},0,{"v":0,"d":"0.0%"},{"v":1,"d":"100.0%"},{"v":0,"d":"0.0%"},{"v":0,"d":"0.0%"},{"v":0,"d":"0.0%"},{"v":0,"d":"0.0%"},{"v":0,"d":"0.0%"},{"v":0,"d":"0.0%"},{"v":0,"d":"0.0%"},{"v":0,"d":"0.0%"},{"v":0,"d":"0.0%"},{"v":1,"d":"100.0%"},{"v":0,"d":"0.0%"},{"v":0,"d":"0.0%"},{"v":1,"d":"100.0%"},{"v":0,"d":"0.0%"}]
[118,2019,"AK","Silvis",6581,"Ketchikan Public Utilities",10210,"Ketchikan Public Utilities",10210,"Electric Utility","Alaska Miscellaneous","NA","ASCC","AKMS","ASCC Miscellaneous",null,"02","130","Ketchikan Gateway",55.381402,-131.517758,1,1,"WAT","HYDRO",null,{"v":0.46532,"d":"0.4653"},2.1,{"$nulls":9},{"v":76227,"d":"76,227"},{"v":33341,"d":"33,341"},{"v":8560,"d":"8,560"},{"v":3744,"d":"3,744"},{"$nulls":41},{"v":76227,"d":"76,227"},{"v":33341,"d":"33,341"},{"$nulls":6},"--","EIA","EIA",{"$nulls":15},0,0,0,0,{"v":8560,"d":"8,560"},0,0,0,0,0,0,0,{"v":8560,"d":"8,560"},0,0,{"v":8560,"d":"8,560"},{"v":0,"d":"0.0%"},{"v":0,"d":"0.0%"},{"v":0,"d":"0.0%"},{"v":0,"d":"0.0%"},{"v":1,"d":"100.0%"},{"v":0,"d":"0.0%"},{"v":0,"d":"0.0%"},{"v":0,"d":"0.0%"},{"v":0,"d":"0.0%"},{"v":0,"d":"0.0%"},{"v":0,"d":"0.0%"},{"v":0,"d":"0.0%"},{"v":1,"d":"100.0%"},{"v":0,"d":"0.0%"},{"v":0,"d":"0.0%"},{"v":1,"d":"100.0%"}]
[119,2019,"AK","Skagway",66,"Alaska Power and Telephone Co",219,"Alaska Power and Telephone Co",219,"Electric Utility","Alaska Miscellaneous","NA","NA","AKMS","ASCC Miscellaneous",null,"02","230","Skagway",59.4545,-135.3131,8,8,"WAT","HYDRO",null,{"v":0.06637,"d":"0.0664"},4.4,{"$nulls":7},{"v":6867.001,"d":"6,867"},{"v":2795.999,"d":"2,796"},{"v":24071.001,"d":"24,071"},{"v":10320.999,"d":"10,321"},{"v":2558,"d":"2,558"},{"v":1100,"d":"1,100"},{"v":10.988,"d":"11"},{"v":4.474,"d":"4"},{"v":0.996,"d":"1"},{"v":560.778,"d":"561"},{"v":45.417,"d":"45"},{"v":9.083,"d":"9"},{"v":562.699,"d":"563"},null,8.591,8.135,0.778,{"v":438.45,"d":"438.450"},0.018,0.004,439.952,null,{"v":3.2,"d":"3.200"},{"v":3.2,"d":"3.200"},{"v":0.29,"d":"0.290"},163.325,0.007,{"v":1E-3,"d":"0.001"},163.885,null,35.105,{"v":33.24,"d":"33.240"},3.181,{"v":1791.623,"d":"1,791.623"},0.073,0.015,{"v":1797.761,"d":"1,797.761"},null,{"v":10.988,"d":"11"},{"v":4.474,"d":"4"},{"v":0.996,"d":"1"},{"v":560.778,"d":"561"},{"v":45.417,"d":"45"},{"v":9.083,"d":"9"},null,{"v":6867.001,"d":"6,867"},{"v":2795.999,"d":"2,796"},{"v":24071.001,"d":"24,071"},{"v":10320.999,"d":"10,321"},"EIA","EIA","EIA","EIA","EIA","EIA","--","EIA","EIA",{"$nulls":14},{"v":10969.650317,"d":"10,969.650"},0,626,0,0,{"v":1932,"d":"1,932"},0,0,0,0,0,0,626,{"v":1932,"d":"1,932"},0,626,{"v":1932,"d":"1,932"},{"v":0,"d":"0.0%"},{"v":0.244722439405786,"d":"24.5%"},{"v":0,"d":"0.0%"},{"v":0,"d":"0.0%"},{"v":0.755277560594214,"d":"75.5%"},{"v":0,"d":"0.0%"},{"v":0,"d":"0.0%"},{"v":0,"d":"0.0%"},{"v":0,"d":"0.0%"},{"v":0,"d":"0.0%"},{"v":0,"d":"0.0%"},{"v":0.244722439405786,"d":"24.5%"},{"v":0.755277560594214,"d":"75.5%"},{"v":0,"d":"0.0%"},{"v":0.244722439405786,"d":"24.5%"},{"v":0.755277560594214,"d":"75.5%"}]
[120,2019,"AK","Slana Generating Station",61685,"Alaska Power and Telephone Co",219,"Alaska Power and Telephone Co",219,"Electric Utility","Alaska Miscellaneous","NA","NA","AKMS","ASCC Miscellaneous",null,"02","240","Southeast Fairbanks",62.592756,-143.588869,3,3,"DFO","OIL",null,{"v":0.129,"d":"0.1290"},1.2,{"v":1,"d":"1.0000"},{"$nulls":6},{"v":13065.999,"d":"13,066"},{"v":5324.001,"d":"5,324"},{"v":13065.999,"d":"13,066"},{"v":5324.001,"d":"5,324"},{"v":1356,"d":"1,356"},552,{"v":20.904,"d":"21"},{"v":8.517,"d":"9"},{"v":1.895,"d":"2"},{"v":1067.007,"d":"1,067"},{"v":86.417,"d":"86"},{"v":17.283,"d":"17"},{"v":1070.662,"d":"1,071"},null,30.832,30.859,2.794,{"v":1573.757,"d":"1,573.757"},0.064,0.013,{"v":1579.148,"d":"1,579.148"},null,{"v":3.2,"d":"3.200"},3.199,{"v":0.29,"d":"0.290"},163.326,0.007,{"v":1E-3,"d":"0.001"},163.885,null,30.832,30.859,2.794,{"v":1573.757,"d":"1,573.757"},0.064,0.013,{"v":1579.148,"d":"1,579.148"},null,{"v":20.904,"d":"21"},{"v":8.517,"d":"9"},{"v":1.895,"d":"2"},{"v":1067.007,"d":"1,067"},{"v":86.417,"d":"86"},{"v":17.283,"d":"17"},null,{"v":13065.999,"d":"13,066"},{"v":5324.001,"d":"5,324"},{"v":13065.999,"d":"13,066"},{"v":5324.001,"d":"5,324"},"EIA","EIA","EIA","EIA","EIA","EIA","--","EIA","EIA",{"$nulls":14},{"v":9635.692495,"d":"9,635.692"},0,{"v":1356,"d":"1,356"},0,0,0,0,0,0,0,0,0,{"v":1356,"d":"1,356"},0,0,{"v":1356,"d":"1,356"},0,{"v":0,"d":"0.0%"},{"v":1,"d":"100.0%"},{"v":0,"d":"0.0%"},{"v":0,"d":"0.0%"},{"v":0,"d":"0.0%"},{"v":0,"d":"0.0%"},{"v":0,"d":"0.0%"},{"v":0,"d":"0.0%"},{"v":0,"d":"0.0%"},{"v":0,"d":"0.0%"},{"v":0,"d":"0.0%"},{"v":1,"d":"100.0%"},{"v":0,"d":"0.0%"},{"v":0,"d":"0.0%"},{"v":1,"d":"100.0%"},{"v":0,"d":"0.0%"}]
[121,2019,"AK","Snake River",90,"Nome Joint Utility Systems",13642,"Nome Joint Utility Systems",13642,"Electric Utility","Alaska Miscellaneous","NA","ASCC","AKMS","ASCC Miscellaneous",null,"02","180","Nome",64.505331,-165.429814,12,12,"DFO","OIL",null,{"v":0.14502,"d":"0.1450"},25.7,{"v":1,"d":"1.0000"},null,"Yes",0,null,{"v":1,"d":"1.0000"},null,{"v":252832.992,"d":"252,833"},{"v":102927.001,"d":"102,927"},{"v":274810.991,"d":"274,811"},{"v":111353,"d":"111,353"},{"v":32649.001,"d":"32,649"},{"v":13233.001,"d":"13,233"},{"v":406.269,"d":"406"},{"v":165.389,"d":"165"},{"v":36.661,"d":"37"},{"v":20647.069,"d":"20,647"},{"v":1672.205,"d":"1,672"},{"v":334.441,"d":"334"},{"v":20717.803,"d":"20,718"},null,24.887,24.996,2.246,{"v":1264.79,"d":"1,264.790"},0.051,{"v":0.01,"d":"0.010"},{"v":1269.123,"d":"1,269.123"},null,3.214,3.214,{"v":0.29,"d":"0.290"},163.326,0.007,{"v":1E-3,"d":"0.001"},163.885,null,26.922,{"v":27.04,"d":"27.040"},2.429,{"v":1368.216,"d":"1,368.216"},0.055,0.011,{"v":1372.904,"d":"1,372.904"},null,{"v":406.269,"d":"406"},{"v":165.389,"d":"165"},{"v":36.661,"d":"37"},{"v":20647.069,"d":"20,647"},{"v":1672.205,"d":"1,672"},{"v":334.441,"d":"334"},null,{"v":252832.992,"d":"252,833"},{"v":102927.001,"d":"102,927"},{"v":274810.991,"d":"274,811"},{"v":111353,"d":"111,353"},"EIA","EIA","EIA","EIA","EIA","EIA","--","EIA","EIA",{"$nulls":6},0,0,0,0,0,0,0,0,{"v":8377.223806,"d":"8,377.224"},0,{"v":30181,"d":"30,181"},0,0,0,0,{"v":2468,"d":"2,468"},0,0,0,0,{"v":30181,"d":"30,181"},{"v":2468,"d":"2,468"},{"v":2468,"d":"2,468"},{"v":30181,"d":"30,181"},{"v":2468,"d":"2,468"},{"v":0,"d":"0.0%"},{"v":0.924408098257221,"d":"92.4%"},{"v":0,"d":"0.0%"},{"v":0,"d":"0.0%"},{"v":0,"d":"0.0%"},{"v":0,"d":"0.0%"},{"v":0.0755919017427793,"d":"7.6%"},{"v":0,"d":"0.0%"},{"v":0,"d":"0.0%"},{"v":0,"d":"0.0%"},{"v":0,"d":"0.0%"},{"v":0.924408098257221,"d":"92.4%"},{"v":0.0755919017427793,"d":"7.6%"},{"v":0.0755919017427793,"d":"7.6%"},{"v":0.924408098257221,"d":"92.4%"},{"v":0.0755919017427793,"d":"7.6%"}]
[122,2019,"AK","Snettisham",78,"Alaska Electric Light&Power Co",213,"Alaska Electric Light&Power Co",213,"Electric Utility","Alaska Miscellaneous","NA","ASCC","AKMS","ASCC Miscellaneous",null,"02","110","Juneau",58.1415,-133.737,3,3,"WAT","HYDRO",null,{"v":0.34846,"d":"0.3485"},78.2,{"$nulls":9},{"v":2125694.062,"d":"2,125,694"},{"v":929754,"d":"929,754"},{"v":238707.999,"d":"238,708"},{"v":104408.001,"d":"104,408"},{"$nulls":41},{"v":2125694.062,"d":"2,125,694"},{"v":929754,"d":"929,754"},{"$nulls":6},"--","EIA","EIA",{"$nulls":15},0,0,0,0,{"v":238708,"d":"238,708"},0,0,0,0,0,0,0,{"v":238708,"d":"238,708"},0,0,{"v":238708,"d":"238,708"},{"v":0,"d":"0.0%"},{"v":0,"d":"0.0%"},{"v":0,"d":"0.0%"},{"v":0,"d":"0.0%"},{"v":1,"d":"100.0%"},{"v":0,"d":"0.0%"},{"v":0,"d":"0.0%"},{"v":0,"d":"0.0%"},{"v":0,"d":"0.0%"},{"v":0,"d":"0.0%"},{"v":0,"d":"0.0%"},{"v":0,"d":"0.0%"},{"v":1,"d":"100.0%"},{"v":0,"d":"0.0%"},{"v":0,"d":"0.0%"},{"v":1,"d":"100.0%"}]
[123,2019,"AK","Soldotna",57206,"Homer Electric Assn Inc",19558,"Homer Electric Assn Inc",19558,"Electric Utility","Alaska Miscellaneous","NA","ASCC","AKGD","ASCC Alaska Grid",null,"02","122","Kenai Peninsula",60.499444,-150.997222,3,3,"NG","GAS",null,0.0275,{"v":193,"d":"193.0"},{"v":1,"d":"1.0000"},{"$nulls":6},{"v":832281,"d":"832,281"},{"v":315083,"d":"315,083"},{"v":832281,"d":"832,281"},{"v":315083,"d":"315,083"},{"v":46499,"d":"46,499"},{"v":17603,"d":"17,603"},{"v":132.634,"d":"133"},{"v":50.212,"d":"50"},{"v":1.33,"d":"1"},{"v":48642.27,"d":"48,642"},{"v":1834.867,"d":"1,835"},{"v":183.487,"d":"183"},{"v":48692.545,"d":"48,693"},null,5.705,5.705,0.057,{"v":2092.186,"d":"2,092.186"},0.039,0.004,{"v":2094.348,"d":"2,094.348"},null,0.319,0.319,0.003,116.889,{"v":2E-3,"d":"0.002"},{"v":0,"d":"0.000"},{"v":117.01,"d":"117.010"},null,5.705,5.705,0.057,{"v":2092.186,"d":"2,092.186"},0.039,0.004,{"v":2094.348,"d":"2,094.348"},null,{"v":132.634,"d":"133"},{"v":50.212,"d":"50"},{"v":1.33,"d":"1"},{"v":48642.27,"d":"48,642"},{"v":1834.867,"d":"1,835"},{"v":183.487,"d":"183"},null,{"v":832281,"d":"832,281"},{"v":315083,"d":"315,083"},{"v":832281,"d":"832,281"},{"v":315083,"d":"315,083"},"EIA","EIA","EIA","EIA","EIA","EIA","--","EIA","EIA",{"$nulls":14},{"v":17898.901052,"d":"17,898.901"},0,0,{"v":46499,"d":"46,499"},0,0,0,0,0,0,0,0,{"v":46499,"d":"46,499"},0,0,{"v":46499,"d":"46,499"},0,{"v":0,"d":"0.0%"},{"v":0,"d":"0.0%"},{"v":1,"d":"100.0%"},{"v":0,"d":"0.0%"},{"v":0,"d":"0.0%"},{"v":0,"d":"0.0%"},{"v":0,"d":"0.0%"},{"v":0,"d":"0.0%"},{"v":0,"d":"0.0%"},{"v":0,"d":"0.0%"},{"v":0,"d":"0.0%"},{"v":1,"d":"100.0%"},{"v":0,"d":"0.0%"},{"v":0,"d":"0.0%"},{"v":1,"d":"100.0%"},{"v":0,"d":"0.0%"}]
[124,2019,"AK","Solomon Gulch",390,"Copper Valley Elec Assn, Inc",4329,"Copper Valley Elec Assn, Inc",4329,"Electric Utility","Alaska Miscellaneous","NA","ASCC","AKMS","ASCC Miscellaneous",null,"02","261","Valdez Cordova",61.0828,-146.3033,2,2,"WAT","HYDRO",null,{"v":0.50607,"d":"0.5061"},{"v":12,"d":"12.0"},{"$nulls":9},{"v":473727,"d":"473,727"},{"v":207202,"d":"207,202"},{"v":53198,"d":"53,198"},{"v":23268,"d":"23,268"},{"$nulls":41},{"v":473727,"d":"473,727"},{"v":207202,"d":"207,202"},{"$nulls":6},"--","EIA","EIA",{"$nulls":15},0,0,0,0,{"v":53198,"d":"53,198"},0,0,0,0,0,0,0,{"v":53198,"d":"53,198"},0,0,{"v":53198,"d":"53,198"},{"v":0,"d":"0.0%"},{"v":0,"d":"0.0%"},{"v":0,"d":"0.0%"},{"v":0,"d":"0.0%"},{"v":1,"d":"100.0%"},{"v":0,"d":"0.0%"},{"v":0,"d":"0.0%"},{"v":0,"d":"0.0%"},{"v":0,"d":"0.0%"},{"v":0,"d":"0.0%"},{"v":0,"d":"0.0%"},{"v":0,"d":"0.0%"},{"v":1,"d":"100.0%"},{"v":0,"d":"0.0%"},{"v":0,"d":"0.0%"},{"v":1,"d":"100.0%"}]
[125,2019,"AK","South Fork",56265,"Alaska Power and Telephone Co",219,"Alaska Power and Telephone Co",219,"Electric Utility","Alaska Miscellaneous","NA","ASCC","AKMS","ASCC Miscellaneous",null,"02","198","Prince of Wales-Hyder",55.563333,-132.891111,1,1,"WAT","HYDRO",null,{"v":0.25531,"d":"0.2553"},{"v":2,"d":"2.0"},{"$nulls":9},{"v":39832,"d":"39,832"},{"v":17422,"d":"17,422"},{"v":4473,"d":"4,473"},{"v":1956,"d":"1,956"},{"$nulls":41},{"v":39832,"d":"39,832"},{"v":17422,"d":"17,422"},{"$nulls":6},"--","EIA","EIA",{"$nulls":15},0,0,0,0,{"v":4473,"d":"4,473"},0,0,0,0,0,0,0,{"v":4473,"d":"4,473"},0,0,{"v":4473,"d":"4,473"},{"v":0,"d":"0.0%"},{"v":0,"d":"0.0%"},{"v":0,"d":"0.0%"},{"v":0,"d":"0.0%"},{"v":1,"d":"100.0%"},{"v":0,"d":"0.0%"},{"v":0,"d":"0.0%"},{"v":0,"d":"0.0%"},{"v":0,"d":"0.0%"},{"v":0,"d":"0.0%"},{"v":0,"d":"0.0%"},{"v":0,"d":"0.0%"},{"v":1,"d":"100.0%"},{"v":0,"d":"0.0%"},{"v":0,"d":"0.0%"},{"v":1,"d":"100.0%"}]
[126,2019,"AK","Southcentral Power Project",57036,"Chugach Electric Assn Inc",3522,"Chugach Electric Assn Inc",3522,"Electric Utility","Chugach Electric Assn Inc","CEA","ASCC","AKGD","ASCC Alaska Grid",null,"02","020","Anchorage",61.167417,-149.905304,6,4,"NG","GAS",null,{"v":0.44672,"d":"0.4467"},203.9,{"v":0.588805768488597,"d":"0.5888"},{"$nulls":6},{"v":6204112,"d":"6,204,112"},{"v":2583076,"d":"2,583,076"},{"v":6204112,"d":"6,204,112"},{"v":2583076,"d":"2,583,076"},{"v":797909,"d":"797,909"},{"v":327610,"d":"327,610"},{"v":992.657,"d":"993"},{"v":413.292,"d":"413"},{"v":9.914,"d":"10"},{"v":362596.406,"d":"362,596"},{"v":13677.737,"d":"13,678"},{"v":1367.774,"d":"1,368"},{"v":362971.176,"d":"362,971"},null,2.488,2.523,0.025,908.867,0.017,{"v":2E-3,"d":"0.002"},909.806,null,{"v":0.32,"d":"0.320"},{"v":0.32,"d":"0.320"},0.003,116.889,{"v":2E-3,"d":"0.002"},{"v":0,"d":"0.000"},{"v":117.01,"d":"117.010"},null,2.488,2.523,0.025,908.867,0.017,{"v":2E-3,"d":"0.002"},909.806,null,{"v":992.657,"d":"993"},{"v":413.292,"d":"413"},{"v":9.914,"d":"10"},{"v":362596.406,"d":"362,596"},{"v":13677.737,"d":"13,678"},{"v":1367.774,"d":"1,368"},null,{"v":6204112,"d":"6,204,112"},{"v":2583076,"d":"2,583,076"},{"v":6204112,"d":"6,204,112"},{"v":2583076,"d":"2,583,076"},"EIA","EIA","EPA/CAMD; EIA","EIA","EIA","EIA","--","EIA","EIA",{"$nulls":14},{"v":7775.463117,"d":"7,775.463"},0,0,{"v":797909,"d":"797,909"},0,0,0,0,0,0,0,0,{"v":797909,"d":"797,909"},0,0,{"v":797909,"d":"797,909"},0,{"v":0,"d":"0.0%"},{"v":0,"d":"0.0%"},{"v":1,"d":"100.0%"},{"v":0,"d":"0.0%"},{"v":0,"d":"0.0%"},{"v":0,"d":"0.0%"},{"v":0,"d":"0.0%"},{"v":0,"d":"0.0%"},{"v":0,"d":"0.0%"},{"v":0,"d":"0.0%"},{"v":0,"d":"0.0%"},{"v":1,"d":"100.0%"},{"v":0,"d":"0.0%"},{"v":0,"d":"0.0%"},{"v":1,"d":"100.0%"},{"v":0,"d":"0.0%"}]
[127,2019,"AK","St Marys IC",6338,"Alaska Village Elec Coop, Inc",221,"Alaska Village Elec Coop, Inc",221,"Electric Utility","Alaska Miscellaneous","NA","ASCC","AKMS","ASCC Miscellaneous",null,"02","050","Bethel",62.051525,-163.172567,4,4,"DFO","OIL",null,{"v":0.04814,"d":"0.0481"},7.1,{"v":1,"d":"1.0000"},null,"Yes",0,null,{"v":1,"d":"1.0000"},null,{"v":21335.001,"d":"21,335"},{"v":8679,"d":"8,679"},{"v":21335.001,"d":"21,335"},{"v":8679,"d":"8,679"},{"v":2994,"d":"2,994"},{"v":1219,"d":"1,219"},{"v":35.444,"d":"35"},{"v":14.418,"d":"14"},{"v":3.094,"d":"3"},{"v":1742.277,"d":"1,742"},{"v":141.107,"d":"141"},{"v":28.221,"d":"28"},{"v":1748.246,"d":"1,748"},null,23.677,23.655,2.067,{"v":1163.846,"d":"1,163.846"},0.047,0.009,{"v":1167.833,"d":"1,167.833"},null,3.323,3.323,{"v":0.29,"d":"0.290"},163.326,0.007,{"v":1E-3,"d":"0.001"},163.885,null,23.677,23.655,2.067,{"v":1163.846,"d":"1,163.846"},0.047,0.009,{"v":1167.833,"d":"1,167.833"},null,{"v":35.444,"d":"35"},{"v":14.418,"d":"14"},{"v":3.094,"d":"3"},{"v":1742.277,"d":"1,742"},{"v":141.107,"d":"141"},{"v":28.221,"d":"28"},null,{"v":21335.001,"d":"21,335"},{"v":8679,"d":"8,679"},{"v":21335.001,"d":"21,335"},{"v":8679,"d":"8,679"},"EIA","EIA","EIA","EIA","EIA","EIA","--","EIA","EIA",{"$nulls":6},0,0,0,0,0,0,0,0,{"v":7125.91883,"d":"7,125.919"},0,{"v":2994,"d":"2,994"},0,0,0,0,0,0,0,0,0,{"v":2994,"d":"2,994"},0,0,{"v":2994,"d":"2,994"},0,{"v":0,"d":"0.0%"},{"v":1,"d":"100.0%"},{"v":0,"d":"0.0%"},{"v":0,"d":"0.0%"},{"v":0,"d":"0.0%"},{"v":0,"d":"0.0%"},{"v":0,"d":"0.0%"},{"v":0,"d":"0.0%"},{"v":0,"d":"0.0%"},{"v":0,"d":"0.0%"},{"v":0,"d":"0.0%"},{"v":1,"d":"100.0%"},{"v":0,"d":"0.0%"},{"v":0,"d":"0.0%"},{"v":1,"d":"100.0%"},{"v":0,"d":"0.0%"}]
[128,2019,"AK","St. Michael",57061,"Alaska Village Elec Coop, Inc",221,"Alaska Village Elec Coop, Inc",221,"Electric Utility","Alaska Miscellaneous","NA","ASCC","AKMS","ASCC Miscellaneous",null,"02","180","Nome",63.4775,-162.0383,4,4,"DFO","OIL",null,null,1.7,null,null,"Yes",{"$nulls":59},"--"]
[129,2019,"AK","Stebbins",57055,"Alaska Village Elec Coop, Inc",221,"Alaska Village Elec Coop, Inc",221,"Electric Utility","Alaska Miscellaneous","NA","ASCC","AKMS","ASCC Miscellaneous",null,"02","180","Nome",63.521047,-162.286322,7,7,"DFO","OIL",null,{"v":0.12125,"d":"0.1213"},3.2,{"v":1,"d":"1.0000"},null,"Yes",0,null,{"v":1,"d":"1.0000"},null,{"v":31732,"d":"31,732"},{"v":12920,"d":"12,920"},{"v":31732,"d":"31,732"},{"v":12920,"d":"12,920"},{"v":3399,"d":"3,399"},{"v":1384,"d":"1,384"},0,0,0,{"v":2591.328,"d":"2,591"},{"v":209.871,"d":"210"},{"v":41.974,"d":"42"},{"v":2600.205,"d":"2,600"},null,{"v":0,"d":"0.000"},{"v":0,"d":"0.000"},{"v":0,"d":"0.000"},{"v":1524.759,"d":"1,524.759"},0.062,0.012,{"v":1529.983,"d":"1,529.983"},null,{"v":0,"d":"0.000"},{"v":0,"d":"0.000"},{"v":0,"d":"0.000"},163.326,0.007,{"v":1E-3,"d":"0.001"},163.885,null,{"v":0,"d":"0.000"},{"v":0,"d":"0.000"},{"v":0,"d":"0.000"},{"v":1524.759,"d":"1,524.759"},0.062,0.012,{"v":1529.983,"d":"1,529.983"},null,0,0,0,{"v":2591.328,"d":"2,591"},{"v":209.871,"d":"210"},{"v":41.974,"d":"42"},null,{"v":31732,"d":"31,732"},{"v":12920,"d":"12,920"},{"v":31732,"d":"31,732"},{"v":12920,"d":"12,920"},"EIA","EIA","EIA","EIA","EIA","EIA","--","EIA","EIA",{"$nulls":6},0,0,0,0,0,0,0,0,{"v":9335.686967,"d":"9,335.687"},0,{"v":3399,"d":"3,399"},0,0,0,0,0,0,0,0,0,{"v":3399,"d":"3,399"},0,0,{"v":3399,"d":"3,399"},0,{"v":0,"d":"0.0%"},{"v":1,"d":"100.0%"},{"v":0,"d":"0.0%"},{"v":0,"d":"0.0%"},{"v":0,"d":"0.0%"},{"v":0,"d":"0.0%"},{"v":0,"d":"0.0%"},{"v":0,"d":"0.0%"},{"v":0,"d":"0.0%"},{"v":0,"d":"0.0%"},{"v":0,"d":"0.0%"},{"v":1,"d":"100.0%"},{"v":0,"d":"0.0%"},{"v":0,"d":"0.0%"},{"v":1,"d":"100.0%"},{"v":0,"d":"0.0%"}]
[130,2019,"AK","Swampy Acres Microgrid",60250,"Kodiak Electric Assn Inc",10433,"Kodiak Electric Assn Inc",10433,"Electric Utility","Alaska Miscellaneous","NA","NA","AKMS","ASCC Miscellaneous",null,"02","150","Kodiak Island",57.77556,-152.48028,3,3,"DFO","OIL",null,{"v":0,"d":"0.0000"},8.4,{"$nulls":11},0,0,{"$nulls":49},"--",{"$nulls":17},0,0,0,0,0,0,0,0,0,0,0,0,0,0,0,0]
[131,2019,"AK","Swan Lake",70,"Ketchikan Public Utilities",10210,"Southeast Alaska Power Agency",60123,"Commercial Non-CHP","Alaska Miscellaneous","NA","NA","AKMS","ASCC Miscellaneous",null,"02","130","Ketchikan Gateway",55.615208,-131.356111,2,2,"WAT","HYDRO",null,0.2746,22.6,{"$nulls":9},{"v":484121,"d":"484,121"},{"v":211749,"d":"211,749"},{"v":54365,"d":"54,365"},{"v":23779,"d":"23,779"},{"$nulls":41},{"v":484121,"d":"484,121"},{"v":211749,"d":"211,749"},{"$nulls":6},"--","EIA","EIA",{"$nulls":15},0,0,0,0,{"v":54365,"d":"54,365"},0,0,0,0,0,0,0,{"v":54365,"d":"54,365"},0,0,{"v":54365,"d":"54,365"},{"v":0,"d":"0.0%"},{"v":0,"d":"0.0%"},{"v":0,"d":"0.0%"},{"v":0,"d":"0.0%"},{"v":1,"d":"100.0%"},{"v":0,"d":"0.0%"},{"v":0,"d":"0.0%"},{"v":0,"d":"0.0%"},{"v":0,"d":"0.0%"},{"v":0,"d":"0.0%"},{"v":0,"d":"0.0%"},{"v":0,"d":"0.0%"},{"v":1,"d":"100.0%"},{"v":0,"d":"0.0%"},{"v":0,"d":"0.0%"},{"v":1,"d":"100.0%"}]
[132,2019,"AK","Sweetheart Lake Hydroelectric Facility",60588,"Alaska Electric Light&Power Co",213,"Juneau Hydropower, Inc",60349,"IPP Non-CHP","Alaska Miscellaneous","NA","NA","AKMS","ASCC Miscellaneous",null,"02","110","Juneau",57.9449,-133.6867,3,3,"WAT","HYDRO",null,null,19.8,{"$nulls":62},"--"]
[133,2019,"AK","Terror Lake Microgrid",71,"Kodiak Electric Assn Inc",10433,"Kodiak Electric Assn Inc",10433,"Electric Utility","Alaska Miscellaneous","NA","ASCC","AKMS","ASCC Miscellaneous",null,"02","150","Kodiak Island",57.6861,-152.895,3,3,"WAT","HYDRO",null,{"v":0.42388,"d":"0.4239"},33.6,{"$nulls":9},{"v":1111006.031,"d":"1,111,006"},{"v":485940.984,"d":"485,941"},{"v":124761.999,"d":"124,762"},{"v":54570,"d":"54,570"},{"$nulls":41},{"v":1111006.031,"d":"1,111,006"},{"v":485940.984,"d":"485,941"},{"$nulls":6},"--","EIA","EIA",{"$nulls":15},0,0,0,0,{"v":124762,"d":"124,762"},0,0,0,0,0,0,0,{"v":124762,"d":"124,762"},0,0,{"v":124762,"d":"124,762"},{"v":0,"d":"0.0%"},{"v":0,"d":"0.0%"},{"v":0,"d":"0.0%"},{"v":0,"d":"0.0%"},{"v":1,"d":"100.0%"},{"v":0,"d":"0.0%"},{"v":0,"d":"0.0%"},{"v":0,"d":"0.0%"},{"v":0,"d":"0.0%"},{"v":0,"d":"0.0%"},{"v":0,"d":"0.0%"},{"v":0,"d":"0.0%"},{"v":1,"d":"100.0%"},{"v":0,"d":"0.0%"},{"v":0,"d":"0.0%"},{"v":1,"d":"100.0%"}]
[134,2019,"AK","Tesoro Kenai Cogeneration Plant",52184,"Homer Electric Assn Inc",19558,"Tesoro Alaska Company LLC",18617,"Industrial CHP","Alaska Miscellaneous","NA","ASCC","AKGD","ASCC Alaska Grid",null,"02","122","Kenai Peninsula",60.677,-151.3815,3,3,"NG","GAS",null,{"v":0.47479,"d":"0.4748"},16.4,{"v":0.542019341426291,"d":"0.5420"},null,"Yes",{"v":445971.2,"d":"445,971"},{"v":0.522,"d":"1"},{"v":0.410381,"d":"0.4104"},null,{"v":337401.528,"d":"337,402"},{"v":146105.581,"d":"146,106"},{"v":337401.528,"d":"337,402"},{"v":146105.581,"d":"146,106"},{"v":68210,"d":"68,210"},{"v":29050,"d":"29,050"},{"v":58.283,"d":"58"},{"v":25.218,"d":"25"},{"v":0.539,"d":"1"},{"v":19719.274,"d":"19,719"},{"v":743.844,"d":"744"},{"v":74.384,"d":"74"},{"v":19739.655,"d":"19,740"},null,1.709,1.736,0.016,578.193,0.011,{"v":1E-3,"d":"0.001"},578.791,null,0.345,0.345,0.003,116.889,{"v":2E-3,"d":"0.002"},{"v":0,"d":"0.000"},{"v":117.01,"d":"117.010"},null,1.709,1.736,0.016,578.193,0.011,{"v":1E-3,"d":"0.001"},578.791,null,{"v":142.022,"d":"142"},{"v":61.45,"d":"61"},{"v":1.314,"d":"1"},{"v":48051.105,"d":"48,051"},{"v":1812.567,"d":"1,813"},{"v":181.257,"d":"181"},null,{"v":822166,"d":"822,166"},{"v":356024,"d":"356,024"},{"v":822166,"d":"822,166"},{"v":356024,"d":"356,024"},"EIA","EIA","EIA","EIA","EIA","EIA","--","EIA","EIA",{"$nulls":6},{"v":484764.472,"d":"484,764"},{"v":209918.419,"d":"209,918"},{"v":83.739,"d":"84"},{"v":36.232,"d":"36"},{"v":0.775,"d":"1"},{"v":28331.832,"d":"28,332"},{"v":1068.724,"d":"1,069"},{"v":106.872,"d":"107"},{"v":4946.511179,"d":"4,946.511"},0,0,{"v":68210,"d":"68,210"},0,0,0,0,0,0,0,0,{"v":68210,"d":"68,210"},0,0,{"v":68210,"d":"68,210"},0,{"v":0,"d":"0.0%"},{"v":0,"d":"0.0%"},{"v":1,"d":"100.0%"},{"v":0,"d":"0.0%"},{"v":0,"d":"0.0%"},{"v":0,"d":"0.0%"},{"v":0,"d":"0.0%"},{"v":0,"d":"0.0%"},{"v":0,"d":"0.0%"},{"v":0,"d":"0.0%"},{"v":0,"d":"0.0%"},{"v":1,"d":"100.0%"},{"v":0,"d":"0.0%"},{"v":0,"d":"0.0%"},{"v":1,"d":"100.0%"},{"v":0,"d":"0.0%"}]
[135,2019,"AK","Thorne Bay Plant",7414,"Alaska Power and Telephone Co",219,"Alaska Power and Telephone Co",219,"Electric Utility","Alaska Miscellaneous","NA","ASCC","AKMS","ASCC Miscellaneous",null,"02","198","Prince of Wales-Hyder",55.68586,-132.52892,2,2,"DFO","OIL",null,{"v":0,"d":"0.0000"},{"v":1,"d":"1.0"},{"$nulls":7},29,0,29,0,{"v":-11,"d":"(11)"},0,{"v":0.047,"d":"0"},0,{"v":0.004,"d":"0"},{"v":2.368,"d":"2"},{"v":0.192,"d":"0"},{"v":0.038,"d":"0"},{"v":2.376,"d":"2"},null,{"v":0,"d":"0.000"},null,{"v":0,"d":"0.000"},{"v":0,"d":"0.000"},{"v":0,"d":"0.000"},{"v":0,"d":"0.000"},{"v":0,"d":"0.000"},null,3.241,null,{"v":0.29,"d":"0.290"},{"v":163.31,"d":"163.310"},0.007,{"v":1E-3,"d":"0.001"},{"v":163.87,"d":"163.870"},null,{"v":0,"d":"0.000"},null,{"v":0,"d":"0.000"},{"v":0,"d":"0.000"},{"v":0,"d":"0.000"},{"v":0,"d":"0.000"},{"v":0,"d":"0.000"},null,{"v":0.047,"d":"0"},0,{"v":0.004,"d":"0"},{"v":2.368,"d":"2"},{"v":0.192,"d":"0"},{"v":0.038,"d":"0"},null,29,0,29,0,"EIA","EIA","EIA","EIA","EIA","EIA","--","EIA","EIA",{"$nulls":14},{"v":-2636.363636,"d":"(2,636.364)"},0,{"v":-11,"d":"(11)"},0,0,0,0,0,0,0,0,0,{"v":-11,"d":"(11)"},0,0,{"v":-11,"d":"(11)"},0]
[136,2019,"AK","TNSG North Plant",58278,"TDX North Slope Generating Co",19277,"TDX North Slope Generating Inc.",57494,"Electric Utility","Alaska Miscellaneous","NA","ASCC","AKMS","ASCC Miscellaneous",null,"02","185","North Slope",70.235278,-148.383611,5,5,"NG","GAS",null,{"v":0.25058,"d":"0.2506"},25.7,{"v":0.915704268310739,"d":"0.9157"},{"$nulls":6},{"v":749414,"d":"749,414"},{"v":283710.992,"d":"283,711"},{"v":749414,"d":"749,414"},{"v":283710.992,"d":"283,711"},{"v":56413,"d":"56,413"},{"v":21357,"d":"21,357"},{"v":125.556,"d":"126"},{"v":47.532,"d":"48"},{"v":1.198,"d":"1"},{"v":43799.148,"d":"43,799"},{"v":1652.176,"d":"1,652"},{"v":165.218,"d":"165"},{"v":43844.418,"d":"43,844"},null,4.451,4.451,0.042,{"v":1552.803,"d":"1,552.803"},0.029,0.003,{"v":1554.408,"d":"1,554.408"},null,0.335,0.335,0.003,116.889,{"v":2E-3,"d":"0.002"},{"v":0,"d":"0.000"},{"v":117.01,"d":"117.010"},null,4.451,4.451,0.042,{"v":1552.803,"d":"1,552.803"},0.029,0.003,{"v":1554.408,"d":"1,554.408"},null,{"v":125.556,"d":"126"},{"v":47.532,"d":"48"},{"v":1.198,"d":"1"},{"v":43799.148,"d":"43,799"},{"v":1652.176,"d":"1,652"},{"v":165.218,"d":"165"},null,{"v":749414,"d":"749,414"},{"v":283710.992,"d":"283,711"},{"v":749414,"d":"749,414"},{"v":283710.992,"d":"283,711"},"EIA","EIA","EIA","EIA","EIA","EIA","--","EIA","EIA",{"$nulls":14},{"v":13284.420258,"d":"13,284.420"},0,0,{"v":56413,"d":"56,413"},0,0,0,0,0,0,0,0,{"v":56413,"d":"56,413"},0,0,{"v":56413,"d":"56,413"},0,{"v":0,"d":"0.0%"},{"v":0,"d":"0.0%"},{"v":1,"d":"100.0%"},{"v":0,"d":"0.0%"},{"v":0,"d":"0.0%"},{"v":0,"d":"0.0%"},{"v":0,"d":"0.0%"},{"v":0,"d":"0.0%"},{"v":0,"d":"0.0%"},{"v":0,"d":"0.0%"},{"v":0,"d":"0.0%"},{"v":1,"d":"100.0%"},{"v":0,"d":"0.0%"},{"v":0,"d":"0.0%"},{"v":1,"d":"100.0%"},{"v":0,"d":"0.0%"}]
[137,2019,"AK","TNSG South Plant",58117,"TDX North Slope Generating Co",19277,"TDX North Slope Generating Inc.",57494,"Electric Utility","Alaska Miscellaneous","NA","ASCC","AKMS","ASCC Miscellaneous",null,"02","185","North Slope",70.2,-148.466667,6,6,"NG","GAS",null,{"v":0,"d":"0.0000"},8.4,{"$nulls":7},{"v":3316.002,"d":"3,316"},{"v":1256.001,"d":"1,256"},{"v":3316.002,"d":"3,316"},{"v":1256.001,"d":"1,256"},{"v":-161.999,"d":"(162)"},{"v":-61,"d":"(61)"},{"v":4.807,"d":"5"},{"v":1.821,"d":"2"},{"v":0.005,"d":"0"},{"v":193.802,"d":"194"},{"v":7.311,"d":"7"},{"v":0.731,"d":"1"},{"v":194.002,"d":"194"},null,{"v":0,"d":"0.000"},{"v":0,"d":"0.000"},{"v":0,"d":"0.000"},{"v":0,"d":"0.000"},{"v":0,"d":"0.000"},{"v":0,"d":"0.000"},{"v":0,"d":"0.000"},null,2.899,{"v":2.9,"d":"2.900"},0.003,116.889,{"v":2E-3,"d":"0.002"},{"v":0,"d":"0.000"},{"v":117.01,"d":"117.010"},null,{"v":0,"d":"0.000"},{"v":0,"d":"0.000"},{"v":0,"d":"0.000"},{"v":0,"d":"0.000"},{"v":0,"d":"0.000"},{"v":0,"d":"0.000"},{"v":0,"d":"0.000"},null,{"v":4.807,"d":"5"},{"v":1.821,"d":"2"},{"v":0.005,"d":"0"},{"v":193.802,"d":"194"},{"v":7.311,"d":"7"},{"v":0.731,"d":"1"},null,{"v":3316.002,"d":"3,316"},{"v":1256.001,"d":"1,256"},{"v":3316.002,"d":"3,316"},{"v":1256.001,"d":"1,256"},"EIA","EIA","EIA","EIA","EIA","EIA","--","EIA","EIA",{"$nulls":14},{"v":-20469.148236,"d":"(20,469.148)"},0,0,{"v":-162,"d":"(162)"},0,0,0,0,0,0,0,0,{"v":-162,"d":"(162)"},0,0,{"v":-162,"d":"(162)"},0]
[138,2019,"AK","Togiak",6348,"Alaska Village Elec Coop, Inc",221,"Alaska Village Elec Coop, Inc",221,"Electric Utility","Alaska Miscellaneous","NA","ASCC","AKMS","ASCC Miscellaneous",null,"02","070","Dillingham",59.059744,-160.380278,11,11,"DFO","OIL",null,{"v":0.052,"d":"0.0520"},6.5,{"v":1,"d":"1.0000"},null,"Yes",0,null,{"v":1,"d":"1.0000"},null,{"v":27747.998,"d":"27,748"},{"v":11294,"d":"11,294"},{"v":27747.998,"d":"27,748"},{"v":11294,"d":"11,294"},{"v":2961,"d":"2,961"},{"v":1204.999,"d":"1,205"},{"v":46.096,"d":"46"},{"v":18.761,"d":"19"},{"v":4.023,"d":"4"},{"v":2265.982,"d":"2,266"},{"v":183.522,"d":"184"},{"v":36.704,"d":"37"},{"v":2273.745,"d":"2,274"},null,31.135,31.139,2.718,{"v":1530.552,"d":"1,530.552"},0.062,0.012,{"v":1535.795,"d":"1,535.795"},null,3.322,3.322,{"v":0.29,"d":"0.290"},163.326,0.007,{"v":1E-3,"d":"0.001"},163.885,null,31.135,31.139,2.718,{"v":1530.552,"d":"1,530.552"},0.062,0.012,{"v":1535.795,"d":"1,535.795"},null,{"v":46.096,"d":"46"},{"v":18.761,"d":"19"},{"v":4.023,"d":"4"},{"v":2265.982,"d":"2,266"},{"v":183.522,"d":"184"},{"v":36.704,"d":"37"},null,{"v":27747.998,"d":"27,748"},{"v":11294,"d":"11,294"},{"v":27747.998,"d":"27,748"},{"v":11294,"d":"11,294"},"EIA","EIA","EIA","EIA","EIA","EIA","--","EIA","EIA",{"$nulls":6},0,0,0,0,0,0,0,0,{"v":9371.157815,"d":"9,371.158"},0,{"v":2961,"d":"2,961"},0,0,0,0,0,0,0,0,0,{"v":2961,"d":"2,961"},0,0,{"v":2961,"d":"2,961"},0,{"v":0,"d":"0.0%"},{"v":1,"d":"100.0%"},{"v":0,"d":"0.0%"},{"v":0,"d":"0.0%"},{"v":0,"d":"0.0%"},{"v":0,"d":"0.0%"},{"v":0,"d":"0.0%"},{"v":0,"d":"0.0%"},{"v":0,"d":"0.0%"},{"v":0,"d":"0.0%"},{"v":0,"d":"0.0%"},{"v":1,"d":"100.0%"},{"v":0,"d":"0.0%"},{"v":0,"d":"0.0%"},{"v":1,"d":"100.0%"},{"v":0,"d":"0.0%"}]
[139,2019,"AK","Tok",406,"Alaska Power and Telephone Co",219,"Alaska Power and Telephone Co",219,"Electric Utility","Alaska Miscellaneous","NA","ASCC","AKMS","ASCC Miscellaneous",null,"02","240","Southeast Fairbanks",63.33552,-142.99997,6,6,"DFO","OIL",null,{"v":0.19723,"d":"0.1972"},5.3,{"v":1,"d":"1.0000"},{"$nulls":6},{"v":88847.999,"d":"88,848"},{"v":36167.999,"d":"36,168"},{"v":88847.999,"d":"88,848"},{"v":36167.999,"d":"36,168"},{"v":9156.999,"d":"9,157"},{"v":3728,"d":"3,728"},{"v":142.156,"d":"142"},{"v":57.866,"d":"58"},{"v":12.883,"d":"13"},{"v":7255.583,"d":"7,256"},{"v":587.629,"d":"588"},{"v":117.526,"d":"118"},{"v":7280.44,"d":"7,280"},null,31.049,31.044,2.814,{"v":1584.708,"d":"1,584.708"},0.064,0.013,{"v":1590.137,"d":"1,590.137"},null,{"v":3.2,"d":"3.200"},{"v":3.2,"d":"3.200"},{"v":0.29,"d":"0.290"},163.326,0.007,{"v":1E-3,"d":"0.001"},163.885,null,31.049,31.044,2.814,{"v":1584.707,"d":"1,584.707"},0.064,0.013,{"v":1590.136,"d":"1,590.136"},null,{"v":142.156,"d":"142"},{"v":57.866,"d":"58"},{"v":12.883,"d":"13"},{"v":7255.583,"d":"7,256"},{"v":587.629,"d":"588"},{"v":117.526,"d":"118"},null,{"v":88847.999,"d":"88,848"},{"v":36167.999,"d":"36,168"},{"v":88847.999,"d":"88,848"},{"v":36167.999,"d":"36,168"},"EIA","EIA","EIA","EIA","EIA","EIA","--","EIA","EIA",{"$nulls":14},{"v":9702.740966,"d":"9,702.741"},0,{"v":9157,"d":"9,157"},0,0,0,0,0,0,0,0,0,{"v":9157,"d":"9,157"},0,0,{"v":9157,"d":"9,157"},0,{"v":0,"d":"0.0%"},{"v":1,"d":"100.0%"},{"v":0,"d":"0.0%"},{"v":0,"d":"0.0%"},{"v":0,"d":"0.0%"},{"v":0,"d":"0.0%"},{"v":0,"d":"0.0%"},{"v":0,"d":"0.0%"},{"v":0,"d":"0.0%"},{"v":0,"d":"0.0%"},{"v":0,"d":"0.0%"},{"v":1,"d":"100.0%"},{"v":0,"d":"0.0%"},{"v":0,"d":"0.0%"},{"v":1,"d":"100.0%"},{"v":0,"d":"0.0%"}]
[140,2019,"AK","Toksook Bay",57067,"Alaska Village Elec Coop, Inc",221,"Alaska Village Elec Coop, Inc",221,"Electric Utility","Alaska Miscellaneous","NA","ASCC","AKMS","ASCC Miscellaneous",null,"02","050","Bethel",60.530142,-165.108575,4,4,"DFO","OIL",null,{"v":0.16233,"d":"0.1623"},2.5,{"v":1,"d":"1.0000"},null,"Yes",0,null,{"v":1,"d":"1.0000"},null,{"v":29200,"d":"29,200"},{"v":11888,"d":"11,888"},{"v":29200,"d":"29,200"},{"v":11888,"d":"11,888"},{"v":3555,"d":"3,555"},{"v":1447,"d":"1,447"},0,0,0,{"v":2384.556,"d":"2,385"},{"v":193.125,"d":"193"},{"v":38.625,"d":"39"},{"v":2392.725,"d":"2,393"},null,{"v":0,"d":"0.000"},{"v":0,"d":"0.000"},{"v":0,"d":"0.000"},{"v":1341.522,"d":"1,341.522"},0.054,0.011,{"v":1346.118,"d":"1,346.118"},null,{"v":0,"d":"0.000"},{"v":0,"d":"0.000"},{"v":0,"d":"0.000"},163.326,0.007,{"v":1E-3,"d":"0.001"},163.885,null,{"v":0,"d":"0.000"},{"v":0,"d":"0.000"},{"v":0,"d":"0.000"},{"v":1341.522,"d":"1,341.522"},0.054,0.011,{"v":1346.118,"d":"1,346.118"},null,0,0,0,{"v":2384.556,"d":"2,385"},{"v":193.125,"d":"193"},{"v":38.625,"d":"39"},null,{"v":29200,"d":"29,200"},{"v":11888,"d":"11,888"},{"v":29200,"d":"29,200"},{"v":11888,"d":"11,888"},"EIA","EIA","EIA","EIA","EIA","EIA","--","EIA","EIA",{"$nulls":6},0,0,0,0,0,0,0,0,{"v":8213.783404,"d":"8,213.783"},0,{"v":3555,"d":"3,555"},0,0,0,0,0,0,0,0,0,{"v":3555,"d":"3,555"},0,0,{"v":3555,"d":"3,555"},0,{"v":0,"d":"0.0%"},{"v":1,"d":"100.0%"},{"v":0,"d":"0.0%"},{"v":0,"d":"0.0%"},{"v":0,"d":"0.0%"},{"v":0,"d":"0.0%"},{"v":0,"d":"0.0%"},{"v":0,"d":"0.0%"},{"v":0,"d":"0.0%"},{"v":0,"d":"0.0%"},{"v":0,"d":"0.0%"},{"v":1,"d":"100.0%"},{"v":0,"d":"0.0%"},{"v":0,"d":"0.0%"},{"v":1,"d":"100.0%"},{"v":0,"d":"0.0%"}]
[141,2019,"AK","Tyee Lake Hydroelectric Facility",61166,"Southeast Alaska Power Agency",60770,"Southeast Alaska Power Agency",60123,"Commercial Non-CHP","Alaska Miscellaneous","NA","NA","AKMS","ASCC Miscellaneous",null,"02","275","Wrangell",56.216403,-131.504344,2,2,"WAT","HYDRO",null,{"v":0.38377,"d":"0.3838"},22.6,{"$nulls":9},{"v":676574,"d":"676,574"},{"v":295926,"d":"295,926"},{"v":75977,"d":"75,977"},{"v":33231,"d":"33,231"},{"$nulls":41},{"v":676574,"d":"676,574"},{"v":295926,"d":"295,926"},{"$nulls":6},"--","EIA","EIA",{"$nulls":15},0,0,0,0,{"v":75977,"d":"75,977"},0,0,0,0,0,0,0,{"v":75977,"d":"75,977"},0,0,{"v":75977,"d":"75,977"},{"v":0,"d":"0.0%"},{"v":0,"d":"0.0%"},{"v":0,"d":"0.0%"},{"v":0,"d":"0.0%"},{"v":1,"d":"100.0%"},{"v":0,"d":"0.0%"},{"v":0,"d":"0.0%"},{"v":0,"d":"0.0%"},{"v":0,"d":"0.0%"},{"v":0,"d":"0.0%"},{"v":0,"d":"0.0%"},{"v":0,"d":"0.0%"},{"v":1,"d":"100.0%"},{"v":0,"d":"0.0%"},{"v":0,"d":"0.0%"},{"v":1,"d":"100.0%"}]
[142,2019,"AK","Unalakleet",6299,"Unalakleet Valley Elec Coop",40548,"Unalakleet Valley Elec Coop",40548,"Electric Utility","Alaska Miscellaneous","NA","ASCC","AKMS","ASCC Miscellaneous",null,"02","180","Nome",63.876789,-160.790414,8,8,"DFO","OIL",null,{"v":0.10039,"d":"0.1004"},3.6,{"v":1,"d":"1.0000"},null,"Yes",0,null,{"v":1,"d":"1.0000"},null,{"v":31528,"d":"31,528"},{"v":12828,"d":"12,828"},{"v":31528,"d":"31,528"},{"v":12828,"d":"12,828"},{"v":3166,"d":"3,166"},{"v":1289,"d":"1,289"},{"v":51.1,"d":"51"},{"v":20.792,"d":"21"},{"v":4.572,"d":"5"},{"v":2574.668,"d":"2,575"},{"v":208.522,"d":"209"},{"v":41.704,"d":"42"},{"v":2583.488,"d":"2,583"},null,{"v":32.28,"d":"32.280"},32.261,2.888,{"v":1626.448,"d":"1,626.448"},0.066,0.013,{"v":1632.021,"d":"1,632.021"},null,3.242,3.242,{"v":0.29,"d":"0.290"},163.326,0.007,{"v":1E-3,"d":"0.001"},163.885,null,{"v":32.28,"d":"32.280"},32.261,2.888,{"v":1626.448,"d":"1,626.448"},0.066,0.013,{"v":1632.021,"d":"1,632.021"},null,{"v":51.1,"d":"51"},{"v":20.792,"d":"21"},{"v":4.572,"d":"5"},{"v":2574.668,"d":"2,575"},{"v":208.522,"d":"209"},{"v":41.704,"d":"42"},null,{"v":31528,"d":"31,528"},{"v":12828,"d":"12,828"},{"v":31528,"d":"31,528"},{"v":12828,"d":"12,828"},"EIA","EIA","EIA","EIA","EIA","EIA","--","EIA","EIA",{"$nulls":6},0,0,0,0,0,0,0,0,{"v":9958.307012,"d":"9,958.307"},0,{"v":3166,"d":"3,166"},0,0,0,0,0,0,0,0,0,{"v":3166,"d":"3,166"},0,0,{"v":3166,"d":"3,166"},0,{"v":0,"d":"0.0%"},{"v":1,"d":"100.0%"},{"v":0,"d":"0.0%"},{"v":0,"d":"0.0%"},{"v":0,"d":"0.0%"},{"v":0,"d":"0.0%"},{"v":0,"d":"0.0%"},{"v":0,"d":"0.0%"},{"v":0,"d":"0.0%"},{"v":0,"d":"0.0%"},{"v":0,"d":"0.0%"},{"v":1,"d":"100.0%"},{"v":0,"d":"0.0%"},{"v":0,"d":"0.0%"},{"v":1,"d":"100.0%"},{"v":0,"d":"0.0%"}]
[143,2019,"AK","Unalaska Power Module",7503,"City of Unalaska - (AK)",19454,"City of Unalaska - (AK)",19454,"Electric Utility","Alaska Miscellaneous","NA","ASCC","AKMS","ASCC Miscellaneous",null,"02","016","Aleutians West",53.863993,-166.512591,1,1,"DFO","OIL",null,{"v":0.12401,"d":"0.1240"},1.1,{"v":1,"d":"1.0000"},{"$nulls":6},{"v":12362,"d":"12,362"},{"v":5033,"d":"5,033"},{"v":12362,"d":"12,362"},{"v":5033,"d":"5,033"},{"v":1195,"d":"1,195"},486,{"v":19.823,"d":"20"},{"v":8.071,"d":"8"},{"v":1.793,"d":"2"},{"v":1009.516,"d":"1,010"},{"v":81.761,"d":"82"},{"v":16.352,"d":"16"},{"v":1012.974,"d":"1,013"},null,33.177,33.214,{"v":3,"d":"3.000"},{"v":1689.567,"d":"1,689.567"},0.068,0.014,{"v":1695.355,"d":"1,695.355"},null,3.207,3.207,{"v":0.29,"d":"0.290"},163.326,0.007,{"v":1E-3,"d":"0.001"},163.885,null,33.187,33.225,3.001,{"v":1690.104,"d":"1,690.104"},0.068,0.014,{"v":1695.894,"d":"1,695.894"},null,{"v":19.823,"d":"20"},{"v":8.071,"d":"8"},{"v":1.793,"d":"2"},{"v":1009.516,"d":"1,010"},{"v":81.761,"d":"82"},{"v":16.352,"d":"16"},null,{"v":12362,"d":"12,362"},{"v":5033,"d":"5,033"},{"v":12362,"d":"12,362"},{"v":5033,"d":"5,033"},"EIA","EIA","EIA","EIA","EIA","EIA","--","EIA","EIA",{"$nulls":14},{"v":10348.060471,"d":"10,348.060"},0,{"v":1194.62,"d":"1,195"},0,0,0,0,0,0,0,0,0,{"v":1194.62,"d":"1,195"},0,0,{"v":1194.62,"d":"1,195"},0,{"v":0,"d":"0.0%"},{"v":1,"d":"100.0%"},{"v":0,"d":"0.0%"},{"v":0,"d":"0.0%"},{"v":0,"d":"0.0%"},{"v":0,"d":"0.0%"},{"v":0,"d":"0.0%"},{"v":0,"d":"0.0%"},{"v":0,"d":"0.0%"},{"v":0,"d":"0.0%"},{"v":0,"d":"0.0%"},{"v":1,"d":"100.0%"},{"v":0,"d":"0.0%"},{"v":0,"d":"0.0%"},{"v":1,"d":"100.0%"},{"v":0,"d":"0.0%"}]
[144,2019,"AK","Unisea G 2",54422,"City of Unalaska - (AK)",19454,"Unisea Inc",19553,"Industrial Non-CHP","Alaska Miscellaneous","NA","ASCC","AKMS","ASCC Miscellaneous",null,"02","016","Aleutians West",53.8796,-166.5532,10,10,"DFO","OIL",null,{"v":0.17932,"d":"0.1793"},19.2,{"v":1,"d":"1.0000"},"Yes","Yes",0,null,{"v":1,"d":"1.0000"},null,{"v":313127.004,"d":"313,127"},{"v":127555.998,"d":"127,556"},{"v":313127.004,"d":"313,127"},{"v":127555.998,"d":"127,556"},{"v":30159.999,"d":"30,160"},{"v":12286,"d":"12,286"},{"v":490.66,"d":"491"},{"v":199.751,"d":"200"},{"v":44.406,"d":"44"},{"v":24933.937,"d":"24,934"},{"v":2073.488,"d":"2,073"},{"v":414.698,"d":"415"},{"v":25021.645,"d":"25,022"},null,32.537,32.517,2.945,{"v":1653.444,"d":"1,653.444"},0.069,0.014,{"v":1659.26,"d":"1,659.260"},null,3.134,3.132,0.284,159.258,0.007,{"v":1E-3,"d":"0.001"},159.818,null,32.537,32.517,2.945,{"v":1653.444,"d":"1,653.444"},0.069,0.014,{"v":1659.26,"d":"1,659.260"},null,{"v":490.66,"d":"491"},{"v":199.751,"d":"200"},{"v":44.406,"d":"44"},{"v":25570.851,"d":"25,571"},{"v":2073.488,"d":"2,073"},{"v":414.698,"d":"415"},null,{"v":313127.004,"d":"313,127"},{"v":127555.998,"d":"127,556"},{"v":313127.004,"d":"313,127"},{"v":127555.998,"d":"127,556"},"EIA","EIA","EIA","EIA","EIA","EIA","--","EIA","EIA",{"$nulls":3},{"v":636.915,"d":"637"},null,null,0,0,0,0,0,0,0,0,{"v":10382.19509,"d":"10,382.195"},0,{"v":29497.328,"d":"29,497"},0,0,0,{"v":662.672,"d":"663"},0,0,0,0,0,{"v":29497.328,"d":"29,497"},{"v":662.672,"d":"663"},{"v":662.672,"d":"663"},{"v":30160,"d":"30,160"},0,{"v":0,"d":"0.0%"},{"v":0.978028116710875,"d":"97.8%"},{"v":0,"d":"0.0%"},{"v":0,"d":"0.0%"},{"v":0,"d":"0.0%"},{"v":0.0219718832891247,"d":"2.2%"},{"v":0,"d":"0.0%"},{"v":0,"d":"0.0%"},{"v":0,"d":"0.0%"},{"v":0,"d":"0.0%"},{"v":0,"d":"0.0%"},{"v":0.978028116710875,"d":"97.8%"},{"v":0.0219718832891247,"d":"2.2%"},{"v":0.0219718832891247,"d":"2.2%"},{"v":1,"d":"100.0%"},{"v":0,"d":"0.0%"}]
[145,2019,"AK","University of Alaska Fairbanks",50711,"Golden Valley Elec Assn Inc",7353,"University of Alaska",19511,"Commercial CHP","Alaska Miscellaneous","NA","ASCC","AKGD","ASCC Alaska Grid",null,"02","090","Fairbanks North Star",64.854171,-147.822075,6,5,"SUB","COAL","Yes",{"v":0.08166,"d":"0.0817"},39.6,{"v":1,"d":"1.0000"},"Yes","Yes",{"v":637392.8,"d":"637,393"},{"v":0.152,"d":"0"},{"v":0.168225,"d":"0.1682"},null,{"v":165224.091,"d":"165,224"},{"v":61064.193,"d":"61,064"},{"v":165224.091,"d":"165,224"},{"v":61064.193,"d":"61,064"},{"v":28328,"d":"28,328"},{"v":7124,"d":"7,124"},{"v":23.646,"d":"24"},{"v":9.768,"d":"10"},{"v":26.265,"d":"26"},{"v":16778.697,"d":"16,779"},{"v":3403.603,"d":"3,404"},{"v":507.406,"d":"507"},{"v":16896.846,"d":"16,897"},null,1.669,2.742,1.854,{"v":1184.602,"d":"1,184.602"},{"v":0.12,"d":"0.120"},0.018,{"v":1192.943,"d":"1,192.943"},null,0.286,{"v":0.32,"d":"0.320"},0.318,203.102,0.021,0.003,204.532,null,1.669,2.742,1.854,{"v":1184.602,"d":"1,184.602"},{"v":0.12,"d":"0.120"},0.018,{"v":1192.943,"d":"1,192.943"},null,{"v":140.561,"d":"141"},{"v":58.066,"d":"58"},{"v":156.131,"d":"156"},{"v":99739.789,"d":"99,740"},{"v":20232.48,"d":"20,232"},{"v":3016.241,"d":"3,016"},null,{"v":982163.008,"d":"982,163"},{"v":362991.809,"d":"362,992"},{"v":982163.008,"d":"982,163"},{"v":362991.809,"d":"362,992"},"EIA","EIA","EPA/CAMD; EIA","EIA","EIA","EIA","--","EIA","EIA",{"$nulls":3},0,null,null,{"v":816938.917,"d":"816,939"},{"v":301927.616,"d":"301,928"},{"v":116.915,"d":"117"},{"v":48.298,"d":"48"},{"v":129.866,"d":"130"},{"v":82961.091,"d":"82,961"},{"v":16828.877,"d":"16,829"},{"v":2508.835,"d":"2,509"},{"v":5832.536387,"d":"5,832.536"},{"v":21779.51,"d":"21,780"},{"v":6548.41,"d":"6,548"},{"v":0.08,"d":"0"},0,0,0,0,0,0,0,0,{"v":28328,"d":"28,328"},0,0,{"v":28328,"d":"28,328"},0,{"v":0.768833309799492,"d":"76.9%"},{"v":0.231163866139509,"d":"23.1%"},{"v":2.82406099971759e-06,"d":"0.0%"},{"v":0,"d":"0.0%"},{"v":0,"d":"0.0%"},{"v":0,"d":"0.0%"},{"v":0,"d":"0.0%"},{"v":0,"d":"0.0%"},{"v":0,"d":"0.0%"},{"v":0,"d":"0.0%"},{"v":0,"d":"0.0%"},{"v":1,"d":"100.0%"},{"v":0,"d":"0.0%"},{"v":0,"d":"0.0%"},{"v":1,"d":"100.0%"},{"v":0,"d":"0.0%"}]
[146,2019,"AK","Upper Kalskag",57054,"Alaska Village Elec Coop, Inc",221,"Alaska Village Elec Coop, Inc",221,"Electric Utility","Alaska Miscellaneous","NA","ASCC","AKMS","ASCC Miscellaneous",null,"02","050","Bethel",61.526858,-160.348128,3,3,"DFO","OIL",null,{"v":0.15536,"d":"0.1554"},1.1,{"v":1,"d":"1.0000"},null,"Yes",{"v":295.2,"d":"295"},{"v":17.308,"d":"17"},{"v":0.958467,"d":"0.9585"},null,{"v":14307.992,"d":"14,308"},{"v":5827.478,"d":"5,827"},{"v":14307.992,"d":"14,308"},{"v":5827.478,"d":"5,827"},{"v":1497.001,"d":"1,497"},609,0,0,0,{"v":1168.432,"d":"1,168"},{"v":94.631,"d":"95"},{"v":18.926,"d":"19"},{"v":1172.435,"d":"1,172"},null,{"v":0,"d":"0.000"},{"v":0,"d":"0.000"},{"v":0,"d":"0.000"},{"v":1561.031,"d":"1,561.031"},0.063,0.013,{"v":1566.379,"d":"1,566.379"},null,{"v":0,"d":"0.000"},{"v":0,"d":"0.000"},{"v":0,"d":"0.000"},163.326,0.007,{"v":1E-3,"d":"0.001"},163.885,null,{"v":0,"d":"0.000"},{"v":0,"d":"0.000"},{"v":0,"d":"0.000"},{"v":1561.032,"d":"1,561.032"},0.063,0.013,{"v":1566.38,"d":"1,566.380"},null,0,0,0,{"v":1219.064,"d":"1,219"},{"v":98.732,"d":"99"},{"v":19.746,"d":"20"},null,{"v":14928.001,"d":"14,928"},{"v":6080,"d":"6,080"},{"v":14928.001,"d":"14,928"},{"v":6080,"d":"6,080"},"EIA","EIA","EIA","EIA","EIA","EIA","--","EIA","EIA",{"$nulls":6},{"v":620.009,"d":"620"},{"v":252.522,"d":"253"},0,0,0,{"v":50.632,"d":"51"},{"v":4.101,"d":"4"},{"v":0.82,"d":"1"},{"v":9557.776777,"d":"9,557.777"},0,{"v":1497,"d":"1,497"},0,0,0,0,0,0,0,0,0,{"v":1497,"d":"1,497"},0,0,{"v":1497,"d":"1,497"},0,{"v":0,"d":"0.0%"},{"v":1,"d":"100.0%"},{"v":0,"d":"0.0%"},{"v":0,"d":"0.0%"},{"v":0,"d":"0.0%"},{"v":0,"d":"0.0%"},{"v":0,"d":"0.0%"},{"v":0,"d":"0.0%"},{"v":0,"d":"0.0%"},{"v":0,"d":"0.0%"},{"v":0,"d":"0.0%"},{"v":1,"d":"100.0%"},{"v":0,"d":"0.0%"},{"v":0,"d":"0.0%"},{"v":1,"d":"100.0%"},{"v":0,"d":"0.0%"}]
[147,2019,"AK","Utility Plants Section",50308,"Golden Valley Elec Assn Inc",7353,"Doyon Utilities - Ft. Wainwright",56389,"Electric Utility","Alaska Miscellaneous","NA","ASCC","AKGD","ASCC Alaska Grid",null,"02","090","Fairbanks North Star",64.825601,-147.648627,6,5,"SUB","COAL","Yes",{"v":0.36125,"d":"0.3613"},22.5,{"v":0.731253170979198,"d":"0.7313"},null,"Yes",{"v":1850904.8,"d":"1,850,905"},{"v":0.131,"d":"0"},{"v":0.148979,"d":"0.1490"},null,{"v":439886.383,"d":"439,886"},{"v":129812.437,"d":"129,812"},{"v":439886.383,"d":"439,886"},{"v":129812.437,"d":"129,812"},{"v":71202,"d":"71,202"},{"v":23083,"d":"23,083"},{"v":73.139,"d":"73"},{"v":21.426,"d":"21"},{"v":69.658,"d":"70"},{"v":47044.183,"d":"47,044"},{"v":10667.63,"d":"10,668"},{"v":1551.655,"d":"1,552"},{"v":47408.725,"d":"47,409"},null,2.054,1.856,1.957,{"v":1321.429,"d":"1,321.429"},{"v":0.15,"d":"0.150"},0.022,{"v":1331.668,"d":"1,331.668"},null,0.333,{"v":0.33,"d":"0.330"},0.317,213.892,0.024,0.004,{"v":215.55,"d":"215.550"},null,2.054,1.856,1.957,{"v":1321.429,"d":"1,321.429"},{"v":0.15,"d":"0.150"},0.022,{"v":1331.668,"d":"1,331.668"},null,{"v":490.939,"d":"491"},{"v":143.818,"d":"144"},{"v":467.574,"d":"468"},{"v":315778.293,"d":"315,778"},{"v":71605.152,"d":"71,605"},{"v":10415.295,"d":"10,415"},null,{"v":2952683.25,"d":"2,952,683"},{"v":871350.02,"d":"871,350"},{"v":2952683.25,"d":"2,952,683"},{"v":871350.02,"d":"871,350"},"EIA","EIA","EIA","EIA","EIA","EIA","--","EIA","EIA",{"$nulls":6},{"v":2512796.867,"d":"2,512,797"},{"v":741537.583,"d":"741,538"},{"v":417.8,"d":"418"},{"v":122.392,"d":"122"},{"v":397.916,"d":"398"},{"v":268734.11,"d":"268,734"},{"v":60937.522,"d":"60,938"},{"v":8863.64,"d":"8,864"},{"v":6178.005992,"d":"6,178.006"},{"v":71202,"d":"71,202"},0,0,0,0,0,0,0,0,0,0,{"v":71202,"d":"71,202"},0,0,{"v":71202,"d":"71,202"},0,{"v":1,"d":"100.0%"},{"v":0,"d":"0.0%"},{"v":0,"d":"0.0%"},{"v":0,"d":"0.0%"},{"v":0,"d":"0.0%"},{"v":0,"d":"0.0%"},{"v":0,"d":"0.0%"},{"v":0,"d":"0.0%"},{"v":0,"d":"0.0%"},{"v":0,"d":"0.0%"},{"v":0,"d":"0.0%"},{"v":1,"d":"100.0%"},{"v":0,"d":"0.0%"},{"v":0,"d":"0.0%"},{"v":1,"d":"100.0%"},{"v":0,"d":"0.0%"}]
[148,2019,"AK","Valdez",6306,"Copper Valley Elec Assn, Inc",4329,"Copper Valley Elec Assn, Inc",4329,"Electric Utility","Alaska Miscellaneous","NA","ASCC","AKMS","ASCC Miscellaneous",null,"02","261","Valdez Cordova",61.1303,-146.3647,9,9,"DFO","OIL",null,{"v":0.02747,"d":"0.0275"},12.9,{"v":1,"d":"1.0000"},{"$nulls":6},{"v":23021,"d":"23,021"},{"v":9370,"d":"9,370"},{"v":23021,"d":"23,021"},{"v":9370,"d":"9,370"},{"v":3103.999,"d":"3,104"},{"v":1264.001,"d":"1,264"},{"v":37.641,"d":"38"},{"v":15.322,"d":"15"},{"v":3.338,"d":"3"},{"v":1879.96,"d":"1,880"},{"v":152.258,"d":"152"},{"v":30.452,"d":"30"},{"v":1886.401,"d":"1,886"},null,24.253,24.244,2.151,{"v":1211.315,"d":"1,211.315"},0.049,{"v":0.01,"d":"0.010"},{"v":1215.465,"d":"1,215.465"},null,{"v":3.27,"d":"3.270"},{"v":3.27,"d":"3.270"},{"v":0.29,"d":"0.290"},163.326,0.007,{"v":1E-3,"d":"0.001"},163.885,null,24.253,24.244,2.151,{"v":1211.314,"d":"1,211.314"},0.049,{"v":0.01,"d":"0.010"},{"v":1215.464,"d":"1,215.464"},null,{"v":37.641,"d":"38"},{"v":15.322,"d":"15"},{"v":3.338,"d":"3"},{"v":1879.96,"d":"1,880"},{"v":152.258,"d":"152"},{"v":30.452,"d":"30"},null,{"v":23021,"d":"23,021"},{"v":9370,"d":"9,370"},{"v":23021,"d":"23,021"},{"v":9370,"d":"9,370"},"EIA","EIA","EIA","EIA","EIA","EIA","--","EIA","EIA",{"$nulls":14},{"v":7416.559357,"d":"7,416.559"},0,{"v":3104,"d":"3,104"},0,0,0,0,0,0,0,0,0,{"v":3104,"d":"3,104"},0,0,{"v":3104,"d":"3,104"},0,{"v":0,"d":"0.0%"},{"v":1,"d":"100.0%"},{"v":0,"d":"0.0%"},{"v":0,"d":"0.0%"},{"v":0,"d":"0.0%"},{"v":0,"d":"0.0%"},{"v":0,"d":"0.0%"},{"v":0,"d":"0.0%"},{"v":0,"d":"0.0%"},{"v":0,"d":"0.0%"},{"v":0,"d":"0.0%"},{"v":1,"d":"100.0%"},{"v":0,"d":"0.0%"},{"v":0,"d":"0.0%"},{"v":1,"d":"100.0%"},{"v":0,"d":"0.0%"}]
[149,2019,"AK","Valdez Cogen",7841,"Copper Valley Elec Assn, Inc",4329,"Copper Valley Elec Assn, Inc",4329,"Electric Utility","Alaska Miscellaneous","NA","ASCC","AKMS","ASCC Miscellaneous",null,"02","261","Valdez Cordova",61.0839,-146.2529,1,1,"WO","OIL",null,{"v":0.38388,"d":"0.3839"},5.3,{"v":0.693525458774877,"d":"0.6935"},null,"Yes",{"v":55070.4,"d":"55,070"},{"v":1.105,"d":"1"},{"v":0.595597,"d":"0.5956"},null,{"v":143442.915,"d":"143,443"},{"v":58395.875,"d":"58,396"},{"v":143442.915,"d":"143,443"},{"v":58395.875,"d":"58,396"},{"v":17823,"d":"17,823"},{"v":7256,"d":"7,256"},{"v":53.96,"d":"54"},{"v":21.967,"d":"22"},{"v":14.588,"d":"15"},{"v":12228.205,"d":"12,228"},{"v":10009.456,"d":"10,009"},{"v":1334.594,"d":"1,335"},{"v":12552.178,"d":"12,552"},null,6.055,6.055,1.637,{"v":1372.183,"d":"1,372.183"},0.562,0.075,{"v":1408.537,"d":"1,408.537"},null,0.752,0.752,0.203,170.496,{"v":0.07,"d":"0.070"},0.009,175.013,null,6.055,6.055,1.637,{"v":1372.183,"d":"1,372.183"},0.562,0.075,{"v":1408.537,"d":"1,408.537"},null,{"v":90.599,"d":"91"},{"v":36.883,"d":"37"},{"v":24.493,"d":"24"},{"v":20531.016,"d":"20,531"},{"v":16805.761,"d":"16,806"},{"v":2240.768,"d":"2,241"},null,{"v":240839,"d":"240,839"},{"v":98046,"d":"98,046"},{"v":240839,"d":"240,839"},{"v":98046,"d":"98,046"},"EIA","EIA","EIA","EIA","EIA","EIA","--","EIA","EIA",{"$nulls":6},{"v":97396.085,"d":"97,396"},{"v":39650.125,"d":"39,650"},{"v":36.639,"d":"37"},{"v":14.916,"d":"15"},{"v":9.905,"d":"10"},{"v":8302.81,"d":"8,303"},{"v":6796.305,"d":"6,796"},{"v":906.174,"d":"906"},{"v":8048.191373,"d":"8,048.191"},0,{"v":17823,"d":"17,823"},0,0,0,0,0,0,0,0,0,{"v":17823,"d":"17,823"},0,0,{"v":17823,"d":"17,823"},0,{"v":0,"d":"0.0%"},{"v":1,"d":"100.0%"},{"v":0,"d":"0.0%"},{"v":0,"d":"0.0%"},{"v":0,"d":"0.0%"},{"v":0,"d":"0.0%"},{"v":0,"d":"0.0%"},{"v":0,"d":"0.0%"},{"v":0,"d":"0.0%"},{"v":0,"d":"0.0%"},{"v":0,"d":"0.0%"},{"v":1,"d":"100.0%"},{"v":0,"d":"0.0%"},{"v":0,"d":"0.0%"},{"v":1,"d":"100.0%"},{"v":0,"d":"0.0%"}]
[150,2019,"AK","Viking",56147,"Alaska Power and Telephone Co",219,"Alaska Power and Telephone Co",219,"Electric Utility","Alaska Miscellaneous","NA","ASCC","AKMS","ASCC Miscellaneous",null,"02","198","Prince of Wales-Hyder",55.540708,-133.102344,1,1,"DFO","OIL",null,{"v":0,"d":"0.0000"},{"v":1,"d":"1.0"},{"$nulls":11},0,0,{"$nulls":49},"--",{"$nulls":17},0,0,0,0,0,0,0,0,0,0,0,0,0,0,0,0]
[151,2019,"AK","Westward Seafoods",54305,"City of Unalaska - (AK)",19454,"Westward Seafoods Inc",20523,"Industrial CHP","Alaska Miscellaneous","NA","ASCC","AKMS","ASCC Miscellaneous",null,"02","016","Aleutians West",53.858508,-166.55288,3,3,"DFO","OIL",null,{"v":0.30049,"d":"0.3005"},6.6,{"v":0.832520409575204,"d":"0.8325"},null,"Yes",{"v":70880.8,"d":"70,881"},{"v":0.837,"d":"1"},{"v":0.527271,"d":"0.5273"},null,{"v":85785.37,"d":"85,785"},{"v":42321.388,"d":"42,321"},{"v":85785.37,"d":"85,785"},{"v":42321.388,"d":"42,321"},{"v":17373,"d":"17,373"},{"v":8538,"d":"8,538"},{"v":129.658,"d":"130"},{"v":63.617,"d":"64"},{"v":12.439,"d":"12"},{"v":7005.48,"d":"7,005"},{"v":567.374,"d":"567"},{"v":113.475,"d":"113"},{"v":7029.48,"d":"7,029"},null,14.926,14.902,1.432,806.479,0.033,0.007,809.242,null,3.023,3.006,{"v":0.29,"d":"0.290"},163.326,0.007,{"v":1E-3,"d":"0.001"},163.885,null,14.926,14.902,1.432,806.479,0.033,0.007,809.242,null,{"v":245.904,"d":"246"},{"v":120.654,"d":"121"},{"v":23.591,"d":"24"},{"v":13286.304,"d":"13,286"},{"v":1076.057,"d":"1,076"},{"v":215.211,"d":"215"},null,{"v":162696.996,"d":"162,697"},{"v":80265,"d":"80,265"},{"v":162696.996,"d":"162,697"},{"v":80265,"d":"80,265"},"EIA","EIA","EIA","EIA","EIA","EIA","--","EIA","EIA",{"$nulls":6},{"v":76911.626,"d":"76,912"},{"v":37943.612,"d":"37,944"},{"v":116.246,"d":"116"},{"v":57.037,"d":"57"},{"v":11.152,"d":"11"},{"v":6280.824,"d":"6,281"},{"v":508.684,"d":"509"},{"v":101.737,"d":"102"},{"v":4937.855861,"d":"4,937.856"},0,{"v":17373,"d":"17,373"},0,0,0,0,0,0,0,0,0,{"v":17373,"d":"17,373"},0,0,{"v":17373,"d":"17,373"},0,{"v":0,"d":"0.0%"},{"v":1,"d":"100.0%"},{"v":0,"d":"0.0%"},{"v":0,"d":"0.0%"},{"v":0,"d":"0.0%"},{"v":0,"d":"0.0%"},{"v":0,"d":"0.0%"},{"v":0,"d":"0.0%"},{"v":0,"d":"0.0%"},{"v":0,"d":"0.0%"},{"v":0,"d":"0.0%"},{"v":1,"d":"100.0%"},{"v":0,"d":"0.0%"},{"v":0,"d":"0.0%"},{"v":1,"d":"100.0%"},{"v":0,"d":"0.0%"}]
[152,2019,"AK","Whitman",58977,"Ketchikan Public Utilities",10210,"Ketchikan Public Utilities",10210,"Electric Utility","Alaska Miscellaneous","NA","NA","AKMS","ASCC Miscellaneous",null,"02","130","Ketchikan Gateway",55.328056,-131.530833,2,2,"WAT","HYDRO",null,{"v":0.23564,"d":"0.2356"},4.8,{"$nulls":9},{"v":88230,"d":"88,230"},{"v":38591,"d":"38,591"},{"v":9908,"d":"9,908"},{"v":4334,"d":"4,334"},{"$nulls":41},{"v":88230,"d":"88,230"},{"v":38591,"d":"38,591"},{"$nulls":6},"--","EIA","EIA",{"$nulls":15},0,0,0,0,{"v":9908,"d":"9,908"},0,0,0,0,0,0,0,{"v":9908,"d":"9,908"},0,0,{"v":9908,"d":"9,908"},{"v":0,"d":"0.0%"},{"v":0,"d":"0.0%"},{"v":0,"d":"0.0%"},{"v":0,"d":"0.0%"},{"v":1,"d":"100.0%"},{"v":0,"d":"0.0%"},{"v":0,"d":"0.0%"},{"v":0,"d":"0.0%"},{"v":0,"d":"0.0%"},{"v":0,"d":"0.0%"},{"v":0,"d":"0.0%"},{"v":0,"d":"0.0%"},{"v":1,"d":"100.0%"},{"v":0,"d":"0.0%"},{"v":0,"d":"0.0%"},{"v":1,"d":"100.0%"}]
[153,2019,"AK","Wrangell",95,"City of Wrangell - (AK)",21015,"City of Wrangell - (AK)",21015,"Electric Utility","Alaska Miscellaneous","NA","ASCC","AKMS","ASCC Miscellaneous",null,"02","275","Wrangell",56.460976,-132.379439,10,10,"DFO","OIL",null,{"v":0.00475,"d":"0.0048"},14.7,{"v":1,"d":"1.0000"},{"$nulls":6},{"v":5352.999,"d":"5,353"},{"v":2173,"d":"2,173"},{"v":5352.999,"d":"5,353"},{"v":2173,"d":"2,173"},612,{"v":248.999,"d":"249"},{"v":9.069,"d":"9"},{"v":3.681,"d":"4"},{"v":0.776,"d":"1"},{"v":437.142,"d":"437"},{"v":35.404,"d":"35"},{"v":7.081,"d":"7"},{"v":438.64,"d":"439"},null,29.637,29.566,2.536,{"v":1428.569,"d":"1,428.569"},0.058,0.012,{"v":1433.463,"d":"1,433.463"},null,3.388,3.388,{"v":0.29,"d":"0.290"},163.326,0.007,{"v":1E-3,"d":"0.001"},163.886,null,29.637,29.566,2.536,{"v":1428.569,"d":"1,428.569"},0.058,0.012,{"v":1433.463,"d":"1,433.463"},null,{"v":9.069,"d":"9"},{"v":3.681,"d":"4"},{"v":0.776,"d":"1"},{"v":437.142,"d":"437"},{"v":35.404,"d":"35"},{"v":7.081,"d":"7"},null,{"v":5352.999,"d":"5,353"},{"v":2173,"d":"2,173"},{"v":5352.999,"d":"5,353"},{"v":2173,"d":"2,173"},"EIA","EIA","EIA","EIA","EIA","EIA","--","EIA","EIA",{"$nulls":14},{"v":8746.73063,"d":"8,746.731"},0,612,0,0,0,0,0,0,0,0,0,612,0,0,612,0,{"v":0,"d":"0.0%"},{"v":1,"d":"100.0%"},{"v":0,"d":"0.0%"},{"v":0,"d":"0.0%"},{"v":0,"d":"0.0%"},{"v":0,"d":"0.0%"},{"v":0,"d":"0.0%"},{"v":0,"d":"0.0%"},{"v":0,"d":"0.0%"},{"v":0,"d":"0.0%"},{"v":0,"d":"0.0%"},{"v":1,"d":"100.0%"},{"v":0,"d":"0.0%"},{"v":0,"d":"0.0%"},{"v":1,"d":"100.0%"},{"v":0,"d":"0.0%"}]
[154,2019,"AK","Yakutat",6637,"CBY DBA Yakutat Power",30150,"Alaska Village Elec Coop, Inc",221,"Electric Utility","Alaska Miscellaneous","NA","ASCC","AKMS","ASCC Miscellaneous",null,"02","282","Yakutat",59.544553,-139.724306,9,9,"DFO","OIL",null,{"v":0.08547,"d":"0.0855"},7.7,{"v":1,"d":"1.0000"},null,"Yes",0,null,{"v":1,"d":"1.0000"},null,{"v":54512.002,"d":"54,512"},{"v":22193,"d":"22,193"},{"v":54512.002,"d":"54,512"},{"v":22193,"d":"22,193"},{"v":5764.999,"d":"5,765"},{"v":2347,"d":"2,347"},{"v":90.56,"d":"91"},{"v":36.869,"d":"37"},{"v":7.904,"d":"8"},{"v":4451.607,"d":"4,452"},{"v":360.535,"d":"361"},{"v":72.107,"d":"72"},{"v":4466.858,"d":"4,467"},null,31.417,31.418,2.742,{"v":1544.357,"d":"1,544.357"},0.063,0.013,{"v":1549.647,"d":"1,549.647"},null,3.323,3.323,{"v":0.29,"d":"0.290"},163.326,0.007,{"v":1E-3,"d":"0.001"},163.885,null,31.417,31.418,2.742,{"v":1544.356,"d":"1,544.356"},0.063,0.013,{"v":1549.647,"d":"1,549.647"},null,{"v":90.56,"d":"91"},{"v":36.869,"d":"37"},{"v":7.904,"d":"8"},{"v":4451.607,"d":"4,452"},{"v":360.535,"d":"361"},{"v":72.107,"d":"72"},null,{"v":54512.002,"d":"54,512"},{"v":22193,"d":"22,193"},{"v":54512.002,"d":"54,512"},{"v":22193,"d":"22,193"},"EIA","EIA","EIA","EIA","EIA","EIA","--","EIA","EIA",{"$nulls":6},0,0,0,0,0,0,0,0,{"v":9455.681171,"d":"9,455.681"},0,{"v":5765,"d":"5,765"},0,0,0,0,0,0,0,0,0,{"v":5765,"d":"5,765"},0,0,{"v":5765,"d":"5,765"},0,{"v":0,"d":"0.0%"},{"v":1,"d":"100.0%"},{"v":0,"d":"0.0%"},{"v":0,"d":"0.0%"},{"v":0,"d":"0.0%"},{"v":0,"d":"0.0%"},{"v":0,"d":"0.0%"},{"v":0,"d":"0.0%"},{"v":0,"d":"0.0%"},{"v":0,"d":"0.0%"},{"v":0,"d":"0.0%"},{"v":1,"d":"100.0%"},{"v":0,"d":"0.0%"},{"v":0,"d":"0.0%"},{"v":1,"d":"100.0%"},{"v":0,"d":"0.0%"}]
[155,2019,"AL","ABC Coke",56076,"Alabama Power Co",195,"Drummond Company, Inc.",5321,"Industrial CHP","Southern Company Services, Inc. - Trans","SOCO","SERC","SRSO","SERC South",null,"01","073","Jefferson",33.582793,-86.779866,1,1,"OG","OFSL",null,{"v":0.09105,"d":"0.0911"},3.8,{"v":1,"d":"1.0000"},null,"Yes",{"v":1131304,"d":"1,131,304"},{"v":0.009,"d":"0"},{"v":0.012045,"d":"0.0120"},null,{"v":17222.423,"d":"17,222"},{"v":7294.964,"d":"7,295"},{"v":17222.423,"d":"17,222"},{"v":7294.964,"d":"7,295"},{"v":3031,"d":"3,031"},{"v":1283.857,"d":"1,284"},{"v":2.197,"d":"2"},{"v":0.913,"d":"1"},{"v":0.009,"d":"0"},{"v":1006.565,"d":"1,007"},{"v":37.975,"d":"38"},{"v":3.79,"d":"4"},{"v":1007.604,"d":"1,008"},null,{"v":1.45,"d":"1.450"},1.422,0.006,{"v":664.18,"d":"664.180"},0.013,{"v":1E-3,"d":"0.001"},664.866,null,0.255,{"v":0.25,"d":"0.250"},{"v":1E-3,"d":"0.001"},{"v":116.89,"d":"116.890"},{"v":2E-3,"d":"0.002"},{"v":0,"d":"0.000"},117.011,null,{"v":1.45,"d":"1.450"},1.422,0.006,{"v":664.18,"d":"664.180"},0.013,{"v":1E-3,"d":"0.001"},664.866,null,{"v":182.427,"d":"182"},{"v":75.765,"d":"76"},{"v":0.716,"d":"1"},{"v":83564.719,"d":"83,565"},{"v":3152.645,"d":"3,153"},{"v":314.638,"d":"315"},null,{"v":1429801,"d":"1,429,801"},{"v":605626,"d":"605,626"},{"v":1429801,"d":"1,429,801"},{"v":605626,"d":"605,626"},"EIA","EIA","EIA","EIA","EIA","EIA","--","EIA","EIA",{"$nulls":6},{"v":1412578.577,"d":"1,412,579"},{"v":598331.036,"d":"598,331"},{"v":180.23,"d":"180"},{"v":74.852,"d":"75"},{"v":0.708,"d":"1"},{"v":82558.154,"d":"82,558"},{"v":3114.67,"d":"3,115"},{"v":310.848,"d":"311"},{"v":5682.092739,"d":"5,682.093"},0,0,{"v":373.892,"d":"374"},0,0,0,0,0,0,{"v":2657.108,"d":"2,657"},0,{"v":3031,"d":"3,031"},0,0,{"v":3031,"d":"3,031"},0,{"v":0,"d":"0.0%"},{"v":0,"d":"0.0%"},{"v":0.123355988122732,"d":"12.3%"},{"v":0,"d":"0.0%"},{"v":0,"d":"0.0%"},{"v":0,"d":"0.0%"},{"v":0,"d":"0.0%"},{"v":0,"d":"0.0%"},{"v":0,"d":"0.0%"},{"v":0.876644011877268,"d":"87.7%"},{"v":0,"d":"0.0%"},{"v":1,"d":"100.0%"},{"v":0,"d":"0.0%"},{"v":0,"d":"0.0%"},{"v":1,"d":"100.0%"},{"v":0,"d":"0.0%"}]
[156,2019,"AL","AL Solar C LLC",63513,"Alabama Power Co",195,"OE_ALC",63238,"IPP Non-CHP","Southern Company Services, Inc. - Trans","SOCO","SERC","SRSO","SERC South",null,"01","017","Chambers",32.748611,-85.310833,1,1,"SUN","SOLAR",null,null,{"v":80,"d":"80.0"},{"$nulls":62},"--"]
[157,2019,"AL","Alabama Pine Pulp",54429,"Alabama Power Co",195,"Alabama River Cellulose LLC",57356,"Industrial CHP","Southern Company Services, Inc. - Trans","SOCO","SERC","SRSO","SERC South",null,"01","099","Monroe",31.5825,-87.4889,2,1,"BLQ","BIOMASS",null,{"v":0.71883,"d":"0.7188"},{"v":69,"d":"69.0"},{"v":0.135280535150994,"d":"0.1353"},"Yes","Yes",{"v":6519787.2,"d":"6,519,787"},{"v":0.227,"d":"0"},{"v":0.232696,"d":"0.2327"},null,{"v":3093844.107,"d":"3,093,844"},{"v":1181464.716,"d":"1,181,465"},{"v":3093844.107,"d":"3,093,844"},{"v":1181464.716,"d":"1,181,465"},{"v":434490.62,"d":"434,491"},{"v":162162.98,"d":"162,163"},{"v":191.292,"d":"191"},{"v":71.929,"d":"72"},{"v":844.086,"d":"844"},{"v":6597.677,"d":"6,598"},{"v":27505.833,"d":"27,506"},{"v":14360.225,"d":"14,360"},{"v":9081.173,"d":"9,081"},null,0.881,0.887,3.885,{"v":30.37,"d":"30.370"},0.063,0.033,41.801,null,0.124,0.122,0.546,4.265,0.009,0.005,{"v":5.87,"d":"5.870"},null,0.881,0.887,3.885,{"v":30.37,"d":"30.370"},0.063,0.033,41.801,null,{"v":822.067,"d":"822"},{"v":309.11,"d":"309"},{"v":3627.416,"d":"3,627"},{"v":1444946.441,"d":"1,444,946"},{"v":118204.896,"d":"118,205"},{"v":61712.325,"d":"61,712"},null,{"v":13295635,"d":"13,295,635"},{"v":5077283.5,"d":"5,077,284"},{"v":13295635,"d":"13,295,635"},{"v":5077283.5,"d":"5,077,284"},"EIA","EIA","EIA","EIA","EIA","EIA","--","EIA","EIA",{"$nulls":3},{"v":1416593.267,"d":"1,416,593"},null,null,{"v":10201790.893,"d":"10,201,791"},{"v":3895818.784,"d":"3,895,819"},{"v":630.775,"d":"631"},{"v":237.181,"d":"237"},{"v":2783.33,"d":"2,783"},{"v":21755.498,"d":"21,755"},{"v":90699.063,"d":"90,699"},{"v":47352.1,"d":"47,352"},{"v":7120.623585,"d":"7,120.624"},0,0,{"v":15493.727,"d":"15,494"},0,0,{"v":418996.886,"d":"418,997"},0,0,0,0,0,{"v":15493.727,"d":"15,494"},{"v":418996.886,"d":"418,997"},{"v":418996.886,"d":"418,997"},{"v":434490.613,"d":"434,491"},0,{"v":0,"d":"0.0%"},{"v":0,"d":"0.0%"},{"v":0.0356595206810601,"d":"3.6%"},{"v":0,"d":"0.0%"},{"v":0,"d":"0.0%"},{"v":0.96434047931894,"d":"96.4%"},{"v":0,"d":"0.0%"},{"v":0,"d":"0.0%"},{"v":0,"d":"0.0%"},{"v":0,"d":"0.0%"},{"v":0,"d":"0.0%"},{"v":0.0356595206810601,"d":"3.6%"},{"v":0.96434047931894,"d":"96.4%"},{"v":0.96434047931894,"d":"96.4%"},{"v":1,"d":"100.0%"},{"v":0,"d":"0.0%"}]
[158,2019,"AL","Alabama River Pulp",10216,"Alabama Power Co",195,"Alabama River Cellulose LLC",57356,"Industrial CHP","Southern Company Services, Inc. - Trans","SOCO","SERC","SRSO","SERC South",null,"01","099","Monroe",31.5825,-87.4889,2,1,"BLQ","BIOMASS",null,0.6046,{"v":48,"d":"48.0"},{"v":0.325670741374936,"d":"0.3257"},"Yes","Yes",{"v":8412683.2,"d":"8,412,683"},{"v":0.103,"d":"0"},{"v":0.120891,"d":"0.1209"},null,{"v":1635263.028,"d":"1,635,263"},{"v":712272.442,"d":"712,272"},{"v":1635263.028,"d":"1,635,263"},{"v":712272.442,"d":"712,272"},{"v":254221.18,"d":"254,221"},{"v":82434.072,"d":"82,434"},{"v":96.222,"d":"96"},{"v":41.841,"d":"42"},{"v":335.6,"d":"336"},{"v":9228.023,"d":"9,228"},{"v":32729.998,"d":"32,730"},{"v":8508.989,"d":"8,509"},{"v":10904.987,"d":"10,905"},null,0.757,1.015,{"v":2.64,"d":"2.640"},72.598,0.129,0.033,85.791,null,0.118,0.117,{"v":0.41,"d":"0.410"},11.286,{"v":0.02,"d":"0.020"},0.005,13.337,null,0.757,1.015,{"v":2.64,"d":"2.640"},72.598,0.129,0.033,85.791,null,{"v":795.935,"d":"796"},{"v":346.102,"d":"346"},{"v":2776.046,"d":"2,776"},{"v":1409690.031,"d":"1,409,690"},{"v":270739.203,"d":"270,739"},{"v":70385.487,"d":"70,385"},null,{"v":13526729,"d":"13,526,729"},{"v":5891845,"d":"5,891,845"},{"v":13526729,"d":"13,526,729"},{"v":5891845,"d":"5,891,845"},"EIA","EIA","EIA","EIA","EIA","EIA","--","EIA","EIA",{"$nulls":3},{"v":1333356.766,"d":"1,333,357"},null,null,{"v":11891465.972,"d":"11,891,466"},{"v":5179572.558,"d":"5,179,573"},{"v":699.713,"d":"700"},{"v":304.261,"d":"304"},{"v":2440.446,"d":"2,440"},{"v":67105.242,"d":"67,105"},{"v":238009.205,"d":"238,009"},{"v":61876.498,"d":"61,876"},{"v":6432.442076,"d":"6,432.442"},0,{"v":111.193,"d":"111"},{"v":24772.698,"d":"24,773"},0,0,{"v":229337.291,"d":"229,337"},0,0,0,0,0,{"v":24883.891,"d":"24,884"},{"v":229337.291,"d":"229,337"},{"v":229337.291,"d":"229,337"},{"v":254221.182,"d":"254,221"},0,{"v":0,"d":"0.0%"},{"v":0.000437386842139692,"d":"0.0%"},{"v":0.0974454520473436,"d":"9.7%"},{"v":0,"d":"0.0%"},{"v":0,"d":"0.0%"},{"v":0.902117161110517,"d":"90.2%"},{"v":0,"d":"0.0%"},{"v":0,"d":"0.0%"},{"v":0,"d":"0.0%"},{"v":0,"d":"0.0%"},{"v":0,"d":"0.0%"},{"v":0.0978828388894833,"d":"9.8%"},{"v":0.902117161110517,"d":"90.2%"},{"v":0.902117161110517,"d":"90.2%"},{"v":1,"d":"100.0%"},{"v":0,"d":"0.0%"}]
[159,2019,"AL","Albertville",7924,"Tennessee Valley Authority",18642,"Albertville Municipal Utilities Board",241,"Electric Utility","Tennessee Valley Authority","TVA","SERC","SRTV","SERC Tennessee Valley",null,"01","095","Marshall",34.363389,-86.223889,4,4,"DFO","OIL",null,{"v":0,"d":"0.0000"},{"v":4,"d":"4.0"},{"$nulls":11},0,0,{"$nulls":49},"--",{"$nulls":17},0,0,0,0,0,0,0,0,0,0,0,0,0,0,0,0]
[160,2019,"AL","AMEA Sylacauga Plant",56018,"Alabama Power Co",195,"Alabama Municipal Elec Authority",40614,"Electric Utility","Southern Company Services, Inc. - Trans","SOCO","SERC","SRSO","SERC South",null,"01","121","Talladega",33.1661,-86.2825,2,2,"NG","GAS",null,{"v":0.06219,"d":"0.0622"},98.6,{"v":1,"d":"1.0000"},{"$nulls":6},{"v":527470.484,"d":"527,470"},{"v":433996.203,"d":"433,996"},{"v":527470.484,"d":"527,470"},{"v":433996.203,"d":"433,996"},{"v":53719,"d":"53,719"},{"v":25908,"d":"25,908"},{"v":22.588,"d":"23"},{"v":18.6,"d":"19"},{"v":0.166,"d":"0"},{"v":31115.4,"d":"31,115"},{"v":1188.46,"d":"1,188"},{"v":118.846,"d":"119"},{"v":31147.964,"d":"31,148"},null,0.841,1.436,0.006,{"v":1158.45,"d":"1,158.450"},0.022,{"v":2E-3,"d":"0.002"},{"v":1159.663,"d":"1,159.663"},null,0.086,0.086,{"v":1E-3,"d":"0.001"},{"v":117.98,"d":"117.980"},{"v":2E-3,"d":"0.002"},{"v":0,"d":"0.000"},118.103,null,0.841,1.436,0.006,{"v":1158.45,"d":"1,158.450"},0.022,{"v":2E-3,"d":"0.002"},{"v":1159.663,"d":"1,159.663"},null,{"v":22.588,"d":"23"},{"v":18.6,"d":"19"},{"v":0.166,"d":"0"},{"v":31115.4,"d":"31,115"},{"v":1188.46,"d":"1,188"},{"v":118.846,"d":"119"},null,{"v":527470.484,"d":"527,470"},{"v":433996.203,"d":"433,996"},{"v":527470.484,"d":"527,470"},{"v":433996.203,"d":"433,996"},"EPA/CAMD","EPA/CAMD","EPA/CAMD","EPA/CAMD","EIA","EIA","--","EPA/CAMD","EPA/CAMD",{"$nulls":14},{"v":9819.067451,"d":"9,819.067"},0,0,{"v":53719,"d":"53,719"},0,0,0,0,0,0,0,0,{"v":53719,"d":"53,719"},0,0,{"v":53719,"d":"53,719"},0,{"v":0,"d":"0.0%"},{"v":0,"d":"0.0%"},{"v":1,"d":"100.0%"},{"v":0,"d":"0.0%"},{"v":0,"d":"0.0%"},{"v":0,"d":"0.0%"},{"v":0,"d":"0.0%"},{"v":0,"d":"0.0%"},{"v":0,"d":"0.0%"},{"v":0,"d":"0.0%"},{"v":0,"d":"0.0%"},{"v":1,"d":"100.0%"},{"v":0,"d":"0.0%"},{"v":0,"d":"0.0%"},{"v":1,"d":"100.0%"},{"v":0,"d":"0.0%"}]
[161,2019,"AL","ANAD Solar Array",60680,"Alabama Power Co",195,"Alabama Power Co",195,"Electric Utility","Southern Company Services, Inc. - Trans","SOCO","SERC","SRSO","SERC South",null,"01","015","Calhoun",33.626728,-85.969481,1,1,"SUN","SOLAR",null,{"v":0.13683,"d":"0.1368"},7.4,{"$nulls":9},{"v":78988,"d":"78,988"},{"v":42711,"d":"42,711"},{"v":8870,"d":"8,870"},{"v":4796,"d":"4,796"},{"$nulls":41},{"v":78988,"d":"78,988"},{"v":42711,"d":"42,711"},{"$nulls":6},"--","EIA","EIA",{"$nulls":15},0,0,0,0,0,0,0,{"v":8870,"d":"8,870"},0,0,0,0,{"v":8870,"d":"8,870"},{"v":8870,"d":"8,870"},0,{"v":8870,"d":"8,870"},{"v":0,"d":"0.0%"},{"v":0,"d":"0.0%"},{"v":0,"d":"0.0%"},{"v":0,"d":"0.0%"},{"v":0,"d":"0.0%"},{"v":0,"d":"0.0%"},{"v":0,"d":"0.0%"},{"v":1,"d":"100.0%"},{"v":0,"d":"0.0%"},{"v":0,"d":"0.0%"},{"v":0,"d":"0.0%"},{"v":0,"d":"0.0%"},{"v":1,"d":"100.0%"},{"v":1,"d":"100.0%"},{"v":0,"d":"0.0%"},{"v":1,"d":"100.0%"}]
[162,2019,"AL","APC1",7708,null,-9999,"Alabama Power Co",195,"Electric Utility","Southern Company Services, Inc. - Trans","SOCO","SERC","SRSO","SERC South",null,"01",{"$nulls":4},1,1,"NG","GAS",null,null,{"v":270,"d":"270.0"},{"$nulls":62},"--"]
[163,2019,"AL","APC2",7876,null,-9999,"Alabama Power Co",195,"Electric Utility","Southern Company Services, Inc. - Trans","SOCO","SERC","SRSO","SERC South",null,"01",{"$nulls":4},1,1,"NG","GAS",null,null,{"v":300,"d":"300.0"},{"$nulls":62},"--"]
[164,2019,"AL","APC3",7877,null,-9999,"Alabama Power Co",195,"Electric Utility","Southern Company Services, Inc. - Trans","SOCO","SERC","SRSO","SERC South",null,"01",{"$nulls":4},1,1,"NG","GAS",null,null,{"v":200,"d":"200.0"},{"$nulls":62},"--"]
[165,2019,"AL","Bankhead Dam",2,"Alabama Power Co",195,"Alabama Power Co",195,"Electric Utility","Southern Company Services, Inc. - Trans","SOCO","SERC","SRSO","SERC South",null,"01","125","Tuscaloosa",33.458665,-87.356823,1,1,"WAT","HYDRO",null,{"v":0,"d":"0.0000"},53.9,{"$nulls":9},0,0,{"v":-284,"d":"(284)"},{"v":-124,"d":"(124)"},{"$nulls":8},{"v":0,"d":"0.000"},{"v":0,"d":"0.000"},{"v":0,"d":"0.000"},{"v":0,"d":"0.000"},{"v":0,"d":"0.000"},{"v":0,"d":"0.000"},{"v":0,"d":"0.000"},{"$nulls":26},0,0,{"$nulls":6},"--","EIA","EIA",{"$nulls":15},0,0,0,0,{"v":-284,"d":"(284)"},0,0,0,0,0,0,0,{"v":-284,"d":"(284)"},0,0,{"v":-284,"d":"(284)"}]
[166,2019,"AL","Barry",3,"Alabama Power Co",195,"Alabama Power Co",195,"Electric Utility","Southern Company Services, Inc. - Trans","SOCO","SERC","SRSO","SERC South",null,"01","097","Mobile",31.0069,-88.0103,8,11,"BIT","COAL","Yes",{"v":0.50101,"d":"0.5010"},{"v":2841.5,"d":"2,841.5"},{"v":0.498323593745773,"d":"0.4983"},{"$nulls":6},{"v":106076028.938,"d":"106,076,029"},{"v":46948079.406,"d":"46,948,079"},{"v":106076028.938,"d":"106,076,029"},{"v":46948079.406,"d":"46,948,079"},{"v":12470807,"d":"12,470,807"},{"v":5464556,"d":"5,464,556"},{"v":2361.074,"d":"2,361"},{"v":1055.591,"d":"1,056"},{"v":3494.672,"d":"3,495"},{"v":8290059.787,"d":"8,290,060"},{"v":1136505.719,"d":"1,136,506"},{"v":159420.742,"d":"159,421"},{"v":8328019.799,"d":"8,328,020"},null,0.379,0.386,{"v":0.56,"d":"0.560"},{"v":1329.515,"d":"1,329.515"},0.091,0.013,{"v":1335.602,"d":"1,335.602"},null,0.045,0.045,0.066,156.304,0.011,{"v":2E-3,"d":"0.002"},{"v":157.02,"d":"157.020"},null,0.379,0.386,{"v":0.56,"d":"0.560"},{"v":1329.515,"d":"1,329.515"},0.091,0.013,{"v":1335.602,"d":"1,335.602"},null,{"v":2361.074,"d":"2,361"},{"v":1055.591,"d":"1,056"},{"v":3494.672,"d":"3,495"},{"v":8290059.787,"d":"8,290,060"},{"v":1136505.719,"d":"1,136,506"},{"v":159420.742,"d":"159,421"},null,{"v":106076028.938,"d":"106,076,029"},{"v":46948079.406,"d":"46,948,079"},{"v":106076028.938,"d":"106,076,029"},{"v":46948079.406,"d":"46,948,079"},"EPA/CAMD","EPA/CAMD","EPA/CAMD","EPA/CAMD","EIA","EIA","--","EPA/CAMD","EPA/CAMD",{"$nulls":14},{"v":8505.947438,"d":"8,505.947"},{"v":4174904.2,"d":"4,174,904"},0,{"v":8295902.81,"d":"8,295,903"},0,0,0,0,0,0,0,0,{"v":12470807.01,"d":"12,470,807"},0,0,{"v":12470807.01,"d":"12,470,807"},0,{"v":0.334774180744859,"d":"33.5%"},{"v":0,"d":"0.0%"},{"v":0.665225819255141,"d":"66.5%"},{"v":0,"d":"0.0%"},{"v":0,"d":"0.0%"},{"v":0,"d":"0.0%"},{"v":0,"d":"0.0%"},{"v":0,"d":"0.0%"},{"v":0,"d":"0.0%"},{"v":0,"d":"0.0%"},{"v":0,"d":"0.0%"},{"v":1,"d":"100.0%"},{"v":0,"d":"0.0%"},{"v":0,"d":"0.0%"},{"v":1,"d":"100.0%"},{"v":0,"d":"0.0%"}]
[167,2019,"AL","Bartletts Ferry",702,"Georgia Power Co",7140,"Georgia Power Co",7140,"Electric Utility","Southern Company Services, Inc. - Trans","SOCO","SERC","SRSO","SERC South",null,"01","081","Lee",32.661976,-85.091552,6,6,"WAT","HYDRO",null,{"v":0.33399,"d":"0.3340"},{"v":173,"d":"173.0"},{"$nulls":9},{"v":4507283.938,"d":"4,507,284"},{"v":1971434.953,"d":"1,971,435"},{"v":506152.002,"d":"506,152"},{"v":221384.999,"d":"221,385"},{"$nulls":41},{"v":4507283.938,"d":"4,507,284"},{"v":1971434.953,"d":"1,971,435"},{"$nulls":6},"--","EIA","EIA",{"$nulls":15},0,0,0,0,{"v":506152,"d":"506,152"},0,0,0,0,0,0,0,{"v":506152,"d":"506,152"},0,0,{"v":506152,"d":"506,152"},{"v":0,"d":"0.0%"},{"v":0,"d":"0.0%"},{"v":0,"d":"0.0%"},{"v":0,"d":"0.0%"},{"v":1,"d":"100.0%"},{"v":0,"d":"0.0%"},{"v":0,"d":"0.0%"},{"v":0,"d":"0.0%"},{"v":0,"d":"0.0%"},{"v":0,"d":"0.0%"},{"v":0,"d":"0.0%"},{"v":0,"d":"0.0%"},{"v":1,"d":"100.0%"},{"v":0,"d":"0.0%"},{"v":0,"d":"0.0%"},{"v":1,"d":"100.0%"}]
[168,2019,"AL","Bellefonte",6150,"Tennessee Valley Authority",18642,"Tennessee Valley Authority",18642,"Electric Utility","Tennessee Valley Authority","TVA","SERC","SRTV","SERC Tennessee Valley",null,"01","071","Jackson",34.7092,-85.9278,2,2,"DFO","OIL",null,null,{"v":14,"d":"14.0"},{"$nulls":62},"--"]
[169,2019,"AL","Blackbear Solar 1",63765,"Alabama Power Co",195,"Lightsource Renewable Energy Asset Management, LLC",62842,"IPP Non-CHP","Southern Company Services, Inc. - Trans","SOCO","SERC","SRSO","SERC South",null,"01","101","Montgomery",32.196971,-86.327341,1,1,"SUN","SOLAR",null,null,{"v":100,"d":"100.0"},{"$nulls":62},"--"]
[170,2019,"AL","Browns Ferry",46,"Tennessee Valley Authority",18642,"Tennessee Valley Authority",18642,"Electric Utility","Tennessee Valley Authority","TVA","SERC","SRTV","SERC Tennessee Valley",null,"01","083","Limestone",34.7042,-87.1189,3,3,"NUC","NUCLEAR",null,{"v":0.96447,"d":"0.9645"},{"v":3494,"d":"3,494.0"},{"$nulls":9},{"v":308236232,"d":"308,236,232"},{"v":135142312,"d":"135,142,312"},{"v":29519899.999,"d":"29,519,900"},{"v":12942630.001,"d":"12,942,630"},{"$nulls":41},{"v":308236232,"d":"308,236,232"},{"v":135142312,"d":"135,142,312"},{"$nulls":6},"--","EIA","EIA",{"$nulls":15},0,0,0,{"v":29519900,"d":"29,519,900"},0,0,0,0,0,0,0,{"v":29519900,"d":"29,519,900"},0,0,0,{"v":29519900,"d":"29,519,900"},{"v":0,"d":"0.0%"},{"v":0,"d":"0.0%"},{"v":0,"d":"0.0%"},{"v":1,"d":"100.0%"},{"v":0,"d":"0.0%"},{"v":0,"d":"0.0%"},{"v":0,"d":"0.0%"},{"v":0,"d":"0.0%"},{"v":0,"d":"0.0%"},{"v":0,"d":"0.0%"},{"v":0,"d":"0.0%"},{"v":1,"d":"100.0%"},{"v":0,"d":"0.0%"},{"v":0,"d":"0.0%"},{"v":0,"d":"0.0%"},{"v":1,"d":"100.0%"}]
[171,2019,"AL","Calhoun Energy Center",55409,"Alabama Power Co",195,"Calhoun Power Co LLC",34028,"IPP Non-CHP","Southern Company Services, Inc. - Trans","SOCO","SERC","SRSO","SERC South",null,"01","015","Calhoun",33.5883,-85.9731,4,4,"NG","GAS",null,{"v":0.05111,"d":"0.0511"},{"v":748,"d":"748.0"},{"v":1,"d":"1.0000"},{"$nulls":6},{"v":3520013.062,"d":"3,520,013"},{"v":3233850.5,"d":"3,233,851"},{"v":3520013.062,"d":"3,520,013"},{"v":3233850.5,"d":"3,233,851"},{"v":334922,"d":"334,922"},{"v":308510,"d":"308,510"},{"v":60.07,"d":"60"},{"v":53.145,"d":"53"},{"v":1.062,"d":"1"},{"v":209853.617,"d":"209,854"},{"v":8101.532,"d":"8,102"},{"v":831.828,"d":"832"},{"v":210078.829,"d":"210,079"},null,0.359,0.345,0.006,{"v":1253.149,"d":"1,253.149"},0.024,{"v":2E-3,"d":"0.002"},{"v":1254.494,"d":"1,254.494"},null,0.034,0.033,{"v":1E-3,"d":"0.001"},119.235,{"v":2E-3,"d":"0.002"},{"v":0,"d":"0.000"},119.363,null,0.359,0.345,0.006,{"v":1253.149,"d":"1,253.149"},0.024,{"v":2E-3,"d":"0.002"},{"v":1254.494,"d":"1,254.494"},null,{"v":60.07,"d":"60"},{"v":53.145,"d":"53"},{"v":1.062,"d":"1"},{"v":209853.617,"d":"209,854"},{"v":8101.532,"d":"8,102"},{"v":831.828,"d":"832"},null,{"v":3520013.062,"d":"3,520,013"},{"v":3233850.5,"d":"3,233,851"},{"v":3520013.062,"d":"3,520,013"},{"v":3233850.5,"d":"3,233,851"},"EPA/CAMD","EPA/CAMD","EPA/CAMD","EPA/CAMD","EIA","EIA","--","EPA/CAMD","EPA/CAMD",{"$nulls":14},{"v":10509.948897,"d":"10,509.949"},0,{"v":2454.316,"d":"2,454"},{"v":332467.68,"d":"332,468"},0,0,0,0,0,0,0,0,{"v":334921.996,"d":"334,922"},0,0,{"v":334921.996,"d":"334,922"},0,{"v":0,"d":"0.0%"},{"v":0.00732802273159748,"d":"0.7%"},{"v":0.992671977268403,"d":"99.3%"},{"v":0,"d":"0.0%"},{"v":0,"d":"0.0%"},{"v":0,"d":"0.0%"},{"v":0,"d":"0.0%"},{"v":0,"d":"0.0%"},{"v":0,"d":"0.0%"},{"v":0,"d":"0.0%"},{"v":0,"d":"0.0%"},{"v":1,"d":"100.0%"},{"v":0,"d":"0.0%"},{"v":0,"d":"0.0%"},{"v":1,"d":"100.0%"},{"v":0,"d":"0.0%"}]
[172,2019,"AL","Central Alabama Gen Station",55440,"Alabama Power Co",195,"Tenaska Alabama B LP",18835,"IPP Non-CHP","Southern Company Services, Inc. - Trans","SOCO","SERC","SRSO","SERC South",null,"01","001","Autauga",32.6497,-86.74,3,4,"NG","GAS",null,{"v":0.59506,"d":"0.5951"},927.1,{"v":0.341560900777814,"d":"0.3416"},{"$nulls":6},{"v":38306111,"d":"38,306,111"},{"v":19548600,"d":"19,548,600"},{"v":38306111,"d":"38,306,111"},{"v":19548600,"d":"19,548,600"},{"v":4832746,"d":"4,832,746"},{"v":2443971,"d":"2,443,971"},{"v":181.543,"d":"182"},{"v":92.134,"d":"92"},{"v":11.492,"d":"11"},{"v":2276467.875,"d":"2,276,468"},{"v":78581.774,"d":"78,582"},{"v":7858.177,"d":"7,858"},{"v":2278621.016,"d":"2,278,621"},null,0.075,0.075,0.005,942.101,0.016,{"v":2E-3,"d":"0.002"},942.992,null,0.009,0.009,{"v":1E-3,"d":"0.001"},118.857,{"v":2E-3,"d":"0.002"},{"v":0,"d":"0.000"},118.969,null,0.075,0.075,0.005,942.101,0.016,{"v":2E-3,"d":"0.002"},942.992,null,{"v":181.543,"d":"182"},{"v":92.134,"d":"92"},{"v":11.492,"d":"11"},{"v":2276467.875,"d":"2,276,468"},{"v":78581.774,"d":"78,582"},{"v":7858.177,"d":"7,858"},null,{"v":38306111,"d":"38,306,111"},{"v":19548600,"d":"19,548,600"},{"v":38306111,"d":"38,306,111"},{"v":19548600,"d":"19,548,600"},"EPA/CAMD","EPA/CAMD","EPA/CAMD","EPA/CAMD","EIA","EIA","--","EPA/CAMD","EPA/CAMD",{"$nulls":14},{"v":7926.365466,"d":"7,926.365"},0,0,{"v":4832746,"d":"4,832,746"},0,0,0,0,0,0,0,0,{"v":4832746,"d":"4,832,746"},0,0,{"v":4832746,"d":"4,832,746"},0,{"v":0,"d":"0.0%"},{"v":0,"d":"0.0%"},{"v":1,"d":"100.0%"},{"v":0,"d":"0.0%"},{"v":0,"d":"0.0%"},{"v":0,"d":"0.0%"},{"v":0,"d":"0.0%"},{"v":0,"d":"0.0%"},{"v":0,"d":"0.0%"},{"v":0,"d":"0.0%"},{"v":0,"d":"0.0%"},{"v":1,"d":"100.0%"},{"v":0,"d":"0.0%"},{"v":0,"d":"0.0%"},{"v":1,"d":"100.0%"},{"v":0,"d":"0.0%"}]
[173,2019,"AL","Charles R Lowman",56,"PowerSouth Energy Cooperative",189,"PowerSouth Energy Cooperative",189,"Electric Utility","PowerSouth Energy Cooperative","AEC","SERC","SRSO","SERC South",null,"01","129","Washington",31.488019,-87.910747,3,5,"BIT","COAL","Yes",0.0862,{"v":1264.7,"d":"1,264.7"},{"v":1,"d":"1.0000"},{"$nulls":6},{"v":10455835.012,"d":"10,455,835"},{"v":5338666.125,"d":"5,338,666"},{"v":10455835.012,"d":"10,455,835"},{"v":5338666.125,"d":"5,338,666"},{"v":955004,"d":"955,004"},{"v":494871,"d":"494,871"},{"v":2247.803,"d":"2,248"},{"v":1172.941,"d":"1,173"},{"v":557.565,"d":"558"},{"v":1072765.27,"d":"1,072,765"},{"v":269746.411,"d":"269,746"},{"v":39268.611,"d":"39,269"},{"v":1081988.123,"d":"1,081,988"},null,4.707,{"v":4.74,"d":"4.740"},1.168,{"v":2246.619,"d":"2,246.619"},0.282,0.041,{"v":2265.934,"d":"2,265.934"},null,{"v":0.43,"d":"0.430"},0.439,0.107,205.199,0.026,0.004,206.964,null,4.707,{"v":4.74,"d":"4.740"},1.168,{"v":2246.619,"d":"2,246.619"},0.282,0.041,{"v":2265.934,"d":"2,265.934"},null,{"v":2247.803,"d":"2,248"},{"v":1172.941,"d":"1,173"},{"v":557.565,"d":"558"},{"v":1072765.27,"d":"1,072,765"},{"v":269746.411,"d":"269,746"},{"v":39268.611,"d":"39,269"},null,{"v":10455835.012,"d":"10,455,835"},{"v":5338666.125,"d":"5,338,666"},{"v":10455835.012,"d":"10,455,835"},{"v":5338666.125,"d":"5,338,666"},"EPA/CAMD","EPA/CAMD; EIA","EPA/CAMD","EPA/CAMD","EIA","EIA","--","EPA/CAMD","EPA/CAMD",{"$nulls":14},{"v":10948.472445,"d":"10,948.472"},{"v":947434.56,"d":"947,435"},{"v":7569.443,"d":"7,569"},0,0,0,0,0,0,0,0,0,{"v":955004.003,"d":"955,004"},0,0,{"v":955004.003,"d":"955,004"},0,{"v":0.992073914898554,"d":"99.2%"},{"v":0.00792608510144643,"d":"0.8%"},{"v":0,"d":"0.0%"},{"v":0,"d":"0.0%"},{"v":0,"d":"0.0%"},{"v":0,"d":"0.0%"},{"v":0,"d":"0.0%"},{"v":0,"d":"0.0%"},{"v":0,"d":"0.0%"},{"v":0,"d":"0.0%"},{"v":0,"d":"0.0%"},{"v":1,"d":"100.0%"},{"v":0,"d":"0.0%"},{"v":0,"d":"0.0%"},{"v":1,"d":"100.0%"},{"v":0,"d":"0.0%"}]
[174,2019,"AL","Colbert",47,"Tennessee Valley Authority",18642,"Tennessee Valley Authority",18642,"Electric Utility","Tennessee Valley Authority","TVA","SERC","SRTV","SERC Tennessee Valley",null,"01","033","Colbert",34.7439,-87.8486,8,13,"NG","GAS",null,{"v":1E-4,"d":"0.0001"},{"v":1826,"d":"1,826.0"},{"v":1,"d":"1.0000"},{"$nulls":6},{"v":47973.901,"d":"47,974"},{"v":27953.9,"d":"27,954"},{"v":47973.901,"d":"47,974"},{"v":27953.9,"d":"27,954"},{"v":1670,"d":"1,670"},805,{"v":11.153,"d":"11"},{"v":6.189,"d":"6"},{"v":3.672,"d":"4"},{"v":3152.6,"d":"3,153"},{"v":94.737,"d":"95"},{"v":9.474,"d":"9"},{"v":3155.196,"d":"3,155"},null,13.357,15.376,4.398,{"v":3775.569,"d":"3,775.569"},0.057,0.006,{"v":3778.678,"d":"3,778.678"},null,0.465,0.443,0.153,{"v":131.43,"d":"131.430"},{"v":2E-3,"d":"0.002"},{"v":0,"d":"0.000"},131.538,null,13.357,15.376,4.398,{"v":3775.569,"d":"3,775.569"},0.057,0.006,{"v":3778.678,"d":"3,778.678"},null,{"v":11.153,"d":"11"},{"v":6.189,"d":"6"},{"v":3.672,"d":"4"},{"v":3152.6,"d":"3,153"},{"v":94.737,"d":"95"},{"v":9.474,"d":"9"},null,{"v":47973.901,"d":"47,974"},{"v":27953.9,"d":"27,954"},{"v":47973.901,"d":"47,974"},{"v":27953.9,"d":"27,954"},"EPA/CAMD","EPA/CAMD","EPA/CAMD","EPA/CAMD","EIA","EIA","--","EPA/CAMD","EPA/CAMD",{"$nulls":14},{"v":28726.887046,"d":"28,726.887"},0,0,{"v":1670,"d":"1,670"},0,0,0,0,0,0,0,0,{"v":1670,"d":"1,670"},0,0,{"v":1670,"d":"1,670"},0,{"v":0,"d":"0.0%"},{"v":0,"d":"0.0%"},{"v":1,"d":"100.0%"},{"v":0,"d":"0.0%"},{"v":0,"d":"0.0%"},{"v":0,"d":"0.0%"},{"v":0,"d":"0.0%"},{"v":0,"d":"0.0%"},{"v":0,"d":"0.0%"},{"v":0,"d":"0.0%"},{"v":0,"d":"0.0%"},{"v":1,"d":"100.0%"},{"v":0,"d":"0.0%"},{"v":0,"d":"0.0%"},{"v":1,"d":"100.0%"},{"v":0,"d":"0.0%"}]
[175,2019,"AL","Crestwood Dothan",54985,"City of Dothan - (AL)",5309,"Crestwood Corp",4468,"IPP Non-CHP","Southern Company Services, Inc. - Trans","SOCO","SERC","SRSO","SERC South",null,"01","069","Houston",31.262356,-85.402737,8,8,"DFO","OIL",null,{"v":0.00822,"d":"0.0082"},13.6,{"v":1,"d":"1.0000"},null,"Yes",0,null,{"v":1,"d":"1.0000"},null,{"v":12345.999,"d":"12,346"},{"v":4898.001,"d":"4,898"},{"v":12345.999,"d":"12,346"},{"v":4898.001,"d":"4,898"},{"v":978.998,"d":"979"},388,{"v":18.862,"d":"19"},{"v":7.482,"d":"7"},{"v":1.79,"d":"2"},{"v":1008.21,"d":"1,008"},{"v":81.655,"d":"82"},{"v":16.331,"d":"16"},{"v":1011.664,"d":"1,012"},null,38.533,38.567,3.657,{"v":2059.677,"d":"2,059.677"},0.083,0.017,{"v":2066.734,"d":"2,066.734"},null,3.056,3.055,{"v":0.29,"d":"0.290"},163.326,0.007,{"v":1E-3,"d":"0.001"},163.885,null,38.533,38.567,3.657,{"v":2059.673,"d":"2,059.673"},0.083,0.017,{"v":2066.729,"d":"2,066.729"},null,{"v":18.862,"d":"19"},{"v":7.482,"d":"7"},{"v":1.79,"d":"2"},{"v":1008.21,"d":"1,008"},{"v":81.655,"d":"82"},{"v":16.331,"d":"16"},null,{"v":12345.999,"d":"12,346"},{"v":4898.001,"d":"4,898"},{"v":12345.999,"d":"12,346"},{"v":4898.001,"d":"4,898"},"EIA","EIA","EIA","EIA","EIA","EIA","--","EIA","EIA",{"$nulls":6},0,0,0,0,0,0,0,0,{"v":12610.826751,"d":"12,610.827"},0,979,0,0,0,0,0,0,0,0,0,979,0,0,979,0,{"v":0,"d":"0.0%"},{"v":1,"d":"100.0%"},{"v":0,"d":"0.0%"},{"v":0,"d":"0.0%"},{"v":0,"d":"0.0%"},{"v":0,"d":"0.0%"},{"v":0,"d":"0.0%"},{"v":0,"d":"0.0%"},{"v":0,"d":"0.0%"},{"v":0,"d":"0.0%"},{"v":0,"d":"0.0%"},{"v":1,"d":"100.0%"},{"v":0,"d":"0.0%"},{"v":0,"d":"0.0%"},{"v":1,"d":"100.0%"},{"v":0,"d":"0.0%"}]
[176,2019,"AL","Cumblerland Land Holdings, LLC",61924,"Tennessee Valley Authority",18642,"Cumberland Land Holdings, LLC",61528,"IPP Non-CHP","Tennessee Valley Authority","TVA","SERC","SRTV","SERC Tennessee Valley",null,"01","083","Limestone",34.94974,-86.868053,1,1,"SUN","SOLAR",null,{"v":0.21033,"d":"0.2103"},14.7,{"$nulls":9},{"v":241184,"d":"241,184"},{"v":130415,"d":"130,415"},{"v":27084,"d":"27,084"},{"v":14645,"d":"14,645"},{"$nulls":41},{"v":241184,"d":"241,184"},{"v":130415,"d":"130,415"},{"$nulls":6},"--","EIA","EIA",{"$nulls":15},0,0,0,0,0,0,0,{"v":27084,"d":"27,084"},0,0,0,0,{"v":27084,"d":"27,084"},{"v":27084,"d":"27,084"},0,{"v":27084,"d":"27,084"},{"v":0,"d":"0.0%"},{"v":0,"d":"0.0%"},{"v":0,"d":"0.0%"},{"v":0,"d":"0.0%"},{"v":0,"d":"0.0%"},{"v":0,"d":"0.0%"},{"v":0,"d":"0.0%"},{"v":1,"d":"100.0%"},{"v":0,"d":"0.0%"},{"v":0,"d":"0.0%"},{"v":0,"d":"0.0%"},{"v":0,"d":"0.0%"},{"v":1,"d":"100.0%"},{"v":1,"d":"100.0%"},{"v":0,"d":"0.0%"},{"v":1,"d":"100.0%"}]
[177,2019,"AL","Decatur Energy Center",55292,"Tennessee Valley Authority",18642,"Decatur Energy Center LLC",2929,"IPP Non-CHP","Tennessee Valley Authority","TVA","SERC","SRTV","SERC Tennessee Valley",null,"01","103","Morgan",34.6292,-87.0214,3,4,"NG","GAS",null,{"v":0.27132,"d":"0.2713"},902.4,{"v":0.881129983497415,"d":"0.8811"},null,"Yes",0,null,{"v":1,"d":"1.0000"},null,{"v":16047028,"d":"16,047,028"},{"v":7978063,"d":"7,978,063"},{"v":16047028,"d":"16,047,028"},{"v":7978063,"d":"7,978,063"},{"v":2144807,"d":"2,144,807"},{"v":1063164,"d":"1,063,164"},{"v":78.282,"d":"78"},{"v":37.903,"d":"38"},{"v":4.815,"d":"5"},{"v":953648.781,"d":"953,649"},{"v":36797.34,"d":"36,797"},{"v":3679.734,"d":"3,680"},{"v":954657.028,"d":"954,657"},null,0.073,0.071,0.004,889.263,0.017,{"v":2E-3,"d":"0.002"},890.203,null,{"v":0.01,"d":"0.010"},{"v":0.01,"d":"0.010"},{"v":1E-3,"d":"0.001"},118.857,{"v":2E-3,"d":"0.002"},{"v":0,"d":"0.000"},118.982,null,0.073,0.071,0.004,889.263,0.017,{"v":2E-3,"d":"0.002"},890.203,null,{"v":78.282,"d":"78"},{"v":37.903,"d":"38"},{"v":4.815,"d":"5"},{"v":953648.781,"d":"953,649"},{"v":36797.34,"d":"36,797"},{"v":3679.734,"d":"3,680"},null,{"v":16047028,"d":"16,047,028"},{"v":7978063,"d":"7,978,063"},{"v":16047028,"d":"16,047,028"},{"v":7978063,"d":"7,978,063"},"EPA/CAMD","EPA/CAMD","EPA/CAMD","EPA/CAMD","EIA","EIA","--","EPA/CAMD","EPA/CAMD",{"$nulls":6},0,0,0,0,0,0,0,0,{"v":7481.805123,"d":"7,481.805"},0,0,{"v":2144807,"d":"2,144,807"},0,0,0,0,0,0,0,0,{"v":2144807,"d":"2,144,807"},0,0,{"v":2144807,"d":"2,144,807"},0,{"v":0,"d":"0.0%"},{"v":0,"d":"0.0%"},{"v":1,"d":"100.0%"},{"v":0,"d":"0.0%"},{"v":0,"d":"0.0%"},{"v":0,"d":"0.0%"},{"v":0,"d":"0.0%"},{"v":0,"d":"0.0%"},{"v":0,"d":"0.0%"},{"v":0,"d":"0.0%"},{"v":0,"d":"0.0%"},{"v":1,"d":"100.0%"},{"v":0,"d":"0.0%"},{"v":0,"d":"0.0%"},{"v":1,"d":"100.0%"},{"v":0,"d":"0.0%"}]
[178,2019,"AL","Decatur-Morgan Co LFG Recovery Project",58061,"Joe Wheeler Elec Member Corp",9739,"EDL Inc",55858,"IPP Non-CHP","Tennessee Valley Authority","TVA","SERC","SRTV","SERC Tennessee Valley",null,"01","103","Morgan",34.623611,-87.101111,2,2,"LFG","BIOMASS",null,{"v":0.89633,"d":"0.8963"},1.6,{"v":0,"d":"0.0000"},"Yes",{"$nulls":5},{"v":135758,"d":"135,758"},{"v":56777,"d":"56,777"},{"v":135758,"d":"135,758"},{"v":56777,"d":"56,777"},{"v":12563,"d":"12,563"},{"v":5254,"d":"5,254"},0,0,{"v":2.274,"d":"2"},0,0,0,0,null,{"v":0,"d":"0.000"},{"v":0,"d":"0.000"},0.362,{"v":0,"d":"0.000"},{"v":0,"d":"0.000"},{"v":0,"d":"0.000"},{"v":0,"d":"0.000"},null,{"v":0,"d":"0.000"},{"v":0,"d":"0.000"},0.034,{"v":0,"d":"0.000"},{"v":0,"d":"0.000"},{"v":0,"d":"0.000"},{"v":0,"d":"0.000"},null,{"v":0,"d":"0.000"},{"v":0,"d":"0.000"},0.362,{"v":0,"d":"0.000"},{"v":0,"d":"0.000"},{"v":0,"d":"0.000"},{"v":0,"d":"0.000"},null,{"v":98.424,"d":"98"},{"v":41.162,"d":"41"},{"v":3.055,"d":"3"},{"v":8620.604,"d":"8,621"},{"v":315.773,"d":"316"},{"v":31.577,"d":"32"},null,{"v":135758,"d":"135,758"},{"v":56777,"d":"56,777"},{"v":135758,"d":"135,758"},{"v":56777,"d":"56,777"},"EIA","EIA","EIA","EIA","EIA","EIA","--","EIA","EIA",{"v":98.424,"d":"98"},{"v":41.162,"d":"41"},{"v":0.781,"d":"1"},{"v":8620.604,"d":"8,621"},{"v":315.773,"d":"316"},{"v":31.577,"d":"32"},{"$nulls":8},{"v":10806.176869,"d":"10,806.177"},0,0,0,0,0,{"v":12563,"d":"12,563"},0,0,0,0,0,0,{"v":12563,"d":"12,563"},{"v":12563,"d":"12,563"},{"v":12563,"d":"12,563"},0,{"v":0,"d":"0.0%"},{"v":0,"d":"0.0%"},{"v":0,"d":"0.0%"},{"v":0,"d":"0.0%"},{"v":0,"d":"0.0%"},{"v":1,"d":"100.0%"},{"v":0,"d":"0.0%"},{"v":0,"d":"0.0%"},{"v":0,"d":"0.0%"},{"v":0,"d":"0.0%"},{"v":0,"d":"0.0%"},{"v":0,"d":"0.0%"},{"v":1,"d":"100.0%"},{"v":1,"d":"100.0%"},{"v":1,"d":"100.0%"},{"v":0,"d":"0.0%"}]
[179,2019,"AL","District 100 Transco Gas Pipe Line",54743,"Alabama Power Co",195,"Transcontinental Gas PL Corp",19102,"Commercial Non-CHP","Southern Company Services, Inc. - Trans","SOCO","SERC","SRSO","SERC South",null,"01","021","Chilton",32.668889,-86.72,2,2,"WH","OTHF",null,null,1.6,{"$nulls":62},"--"]
[180,2019,"AL","E B Harris Generating Plant",7897,"Alabama Power Co",195,"Southern Power Co",17650,"IPP Non-CHP","Southern Company Services, Inc. - Trans","SOCO","SERC","SRSO","SERC South",null,"01","001","Autauga",32.381352,-86.574366,4,8,"NG","GAS",null,{"v":0.19842,"d":"0.1984"},{"v":2534,"d":"2,534.0"},{"v":1,"d":"1.0000"},{"$nulls":6},{"v":30663976.5,"d":"30,663,977"},{"v":14077486.25,"d":"14,077,486"},{"v":30663976.5,"d":"30,663,977"},{"v":14077486.25,"d":"14,077,486"},{"v":4404405,"d":"4,404,405"},{"v":1999621,"d":"1,999,621"},{"v":154.544,"d":"155"},{"v":68.899,"d":"69"},{"v":9.199,"d":"9"},{"v":1822321,"d":"1,822,321"},{"v":68380.397,"d":"68,380"},{"v":6838.04,"d":"6,838"},{"v":1824194.623,"d":"1,824,195"},null,{"v":0.07,"d":"0.070"},0.069,0.004,827.499,0.016,{"v":2E-3,"d":"0.002"},{"v":828.35,"d":"828.350"},null,{"v":0.01,"d":"0.010"},{"v":0.01,"d":"0.010"},{"v":1E-3,"d":"0.001"},118.857,{"v":2E-3,"d":"0.002"},{"v":0,"d":"0.000"},{"v":118.98,"d":"118.980"},null,{"v":0.07,"d":"0.070"},0.069,0.004,827.499,0.016,{"v":2E-3,"d":"0.002"},{"v":828.35,"d":"828.350"},null,{"v":154.544,"d":"155"},{"v":68.899,"d":"69"},{"v":9.199,"d":"9"},{"v":1822321,"d":"1,822,321"},{"v":68380.397,"d":"68,380"},{"v":6838.04,"d":"6,838"},null,{"v":30663976.5,"d":"30,663,977"},{"v":14077486.25,"d":"14,077,486"},{"v":30663976.5,"d":"30,663,977"},{"v":14077486.25,"d":"14,077,486"},"EPA/CAMD","EPA/CAMD","EPA/CAMD","EPA/CAMD","EIA","EIA","--","EPA/CAMD","EPA/CAMD",{"$nulls":14},{"v":6962.115541,"d":"6,962.116"},0,0,{"v":4404405,"d":"4,404,405"},0,0,0,0,0,0,0,0,{"v":4404405,"d":"4,404,405"},0,0,{"v":4404405,"d":"4,404,405"},0,{"v":0,"d":"0.0%"},{"v":0,"d":"0.0%"},{"v":1,"d":"100.0%"},{"v":0,"d":"0.0%"},{"v":0,"d":"0.0%"},{"v":0,"d":"0.0%"},{"v":0,"d":"0.0%"},{"v":0,"d":"0.0%"},{"v":0,"d":"0.0%"},{"v":0,"d":"0.0%"},{"v":0,"d":"0.0%"},{"v":1,"d":"100.0%"},{"v":0,"d":"0.0%"},{"v":0,"d":"0.0%"},{"v":1,"d":"100.0%"},{"v":0,"d":"0.0%"}]
[181,2019,"AL","E C Gaston",26,"Alabama Power Co",195,"Alabama Power Co",195,"Electric Utility","Southern Company Services, Inc. - Trans","SOCO","SERC","SRSO","SERC South",null,"01","117","Shelby",33.244211,-86.458056,5,6,"BIT","COAL","Yes",{"v":0.31928,"d":"0.3193"},{"v":2034,"d":"2,034.0"},{"v":0.801195318848974,"d":"0.8012"},{"$nulls":6},{"v":64010343.5,"d":"64,010,344"},{"v":37356465,"d":"37,356,465"},{"v":64010343.5,"d":"64,010,344"},{"v":37356465,"d":"37,356,465"},{"v":5688930,"d":"5,688,930"},{"v":3385888,"d":"3,385,888"},{"v":3462.81,"d":"3,463"},{"v":1872.419,"d":"1,872"},{"v":1149.051,"d":"1,149"},{"v":5283997.438,"d":"5,283,997"},{"v":768776.092,"d":"768,776"},{"v":108753.017,"d":"108,753"},{"v":5309811.338,"d":"5,309,811"},null,1.217,1.106,0.404,{"v":1857.642,"d":"1,857.642"},0.135,0.019,{"v":1866.717,"d":"1,866.717"},null,0.108,{"v":0.1,"d":"0.100"},0.036,165.098,0.012,{"v":2E-3,"d":"0.002"},165.905,null,1.217,1.106,0.404,{"v":1857.642,"d":"1,857.642"},0.135,0.019,{"v":1866.717,"d":"1,866.717"},null,{"v":3462.81,"d":"3,463"},{"v":1872.419,"d":"1,872"},{"v":1149.051,"d":"1,149"},{"v":5283997.438,"d":"5,283,997"},{"v":768776.092,"d":"768,776"},{"v":108753.017,"d":"108,753"},null,{"v":64010343.5,"d":"64,010,344"},{"v":37356465,"d":"37,356,465"},{"v":64010343.5,"d":"64,010,344"},{"v":37356465,"d":"37,356,465"},"EPA/CAMD","EPA/CAMD","EPA/CAMD","EPA/CAMD","EIA","EIA","--","EPA/CAMD","EPA/CAMD",{"$nulls":14},{"v":11251.736882,"d":"11,251.737"},{"v":2788601.2,"d":"2,788,601"},147,{"v":2900181.8,"d":"2,900,182"},0,0,0,0,0,0,0,0,{"v":5688930,"d":"5,688,930"},0,0,{"v":5688930,"d":"5,688,930"},0,{"v":0.490180262369198,"d":"49.0%"},{"v":2.58396570181036E-5,"d":"0.0%"},{"v":0.509793897973784,"d":"51.0%"},{"v":0,"d":"0.0%"},{"v":0,"d":"0.0%"},{"v":0,"d":"0.0%"},{"v":0,"d":"0.0%"},{"v":0,"d":"0.0%"},{"v":0,"d":"0.0%"},{"v":0,"d":"0.0%"},{"v":0,"d":"0.0%"},{"v":1,"d":"100.0%"},{"v":0,"d":"0.0%"},{"v":0,"d":"0.0%"},{"v":1,"d":"100.0%"},{"v":0,"d":"0.0%"}]
[182,2019,"AL","ExxonMobil Mobile Bay Onshore",54550,"Alabama Power Co",195,"W&T Offshore Inc",57139,"Industrial CHP","Southern Company Services, Inc. - Trans","SOCO","SERC","SRSO","SERC South",null,"01","097","Mobile",30.43203,-88.18241,4,4,"NG","GAS",null,{"v":0.69208,"d":"0.6921"},{"v":12,"d":"12.0"},{"v":0.179873795027904,"d":"0.1799"},null,"Yes",{"v":454368.8,"d":"454,369"},{"v":0.546,"d":"1"},{"v":0.421506,"d":"0.4215"},null,{"v":381754.588,"d":"381,755"},{"v":158287.472,"d":"158,287"},{"v":381754.588,"d":"381,755"},{"v":158287.472,"d":"158,287"},{"v":72751,"d":"72,751"},{"v":29105,"d":"29,105"},{"v":60.476,"d":"60"},{"v":25.075,"d":"25"},{"v":0.61,"d":"1"},{"v":22311.467,"d":"22,311"},{"v":841.627,"d":"842"},{"v":84.163,"d":"84"},{"v":22334.528,"d":"22,335"},null,1.663,1.723,0.017,613.365,0.012,{"v":1E-3,"d":"0.001"},613.999,null,0.317,0.317,0.003,116.889,{"v":2E-3,"d":"0.002"},{"v":0,"d":"0.000"},{"v":117.01,"d":"117.010"},null,1.663,1.723,0.017,613.365,0.012,{"v":1E-3,"d":"0.001"},613.999,null,{"v":143.476,"d":"143"},{"v":59.49,"d":"59"},{"v":1.447,"d":"1"},{"v":52932.698,"d":"52,933"},{"v":1996.713,"d":"1,997"},{"v":199.671,"d":"200"},null,{"v":905691.234,"d":"905,691"},{"v":375528.102,"d":"375,528"},{"v":905691.234,"d":"905,691"},{"v":375528.102,"d":"375,528"},"EIA","EIA","EIA","EIA","EIA","EIA","--","EIA","EIA",{"$nulls":6},{"v":523936.646,"d":"523,937"},{"v":217240.63,"d":"217,241"},83,{"v":34.415,"d":"34"},{"v":0.837,"d":"1"},{"v":30621.231,"d":"30,621"},{"v":1155.086,"d":"1,155"},{"v":115.509,"d":"116"},{"v":5247.413622,"d":"5,247.414"},0,0,{"v":72751,"d":"72,751"},0,0,0,0,0,0,0,0,{"v":72751,"d":"72,751"},0,0,{"v":72751,"d":"72,751"},0,{"v":0,"d":"0.0%"},{"v":0,"d":"0.0%"},{"v":1,"d":"100.0%"},{"v":0,"d":"0.0%"},{"v":0,"d":"0.0%"},{"v":0,"d":"0.0%"},{"v":0,"d":"0.0%"},{"v":0,"d":"0.0%"},{"v":0,"d":"0.0%"},{"v":0,"d":"0.0%"},{"v":0,"d":"0.0%"},{"v":1,"d":"100.0%"},{"v":0,"d":"0.0%"},{"v":0,"d":"0.0%"},{"v":1,"d":"100.0%"},{"v":0,"d":"0.0%"}]
[183,2019,"AL","Fort Rucker Solar Array",60679,"Alabama Power Co",195,"Alabama Power Co",195,"Electric Utility","Southern Company Services, Inc. - Trans","SOCO","SERC","SRSO","SERC South",null,"01","045","Dale",31.331148,-85.73019,1,1,"SUN","SOLAR",null,{"v":0.15317,"d":"0.1532"},10.6,{"$nulls":9},{"v":126654,"d":"126,654"},{"v":68485,"d":"68,485"},{"v":14223,"d":"14,223"},{"v":7691,"d":"7,691"},{"$nulls":41},{"v":126654,"d":"126,654"},{"v":68485,"d":"68,485"},{"$nulls":6},"--","EIA","EIA",{"$nulls":15},0,0,0,0,0,0,0,{"v":14223,"d":"14,223"},0,0,0,0,{"v":14223,"d":"14,223"},{"v":14223,"d":"14,223"},0,{"v":14223,"d":"14,223"},{"v":0,"d":"0.0%"},{"v":0,"d":"0.0%"},{"v":0,"d":"0.0%"},{"v":0,"d":"0.0%"},{"v":0,"d":"0.0%"},{"v":0,"d":"0.0%"},{"v":0,"d":"0.0%"},{"v":1,"d":"100.0%"},{"v":0,"d":"0.0%"},{"v":0,"d":"0.0%"},{"v":0,"d":"0.0%"},{"v":0,"d":"0.0%"},{"v":1,"d":"100.0%"},{"v":1,"d":"100.0%"},{"v":0,"d":"0.0%"},{"v":1,"d":"100.0%"}]
[184,2019,"AL","Gadsden",7,"Alabama Power Co",195,"Alabama Power Co",195,"Electric Utility","Southern Company Services, Inc. - Trans","SOCO","SERC","SRSO","SERC South",null,"01","055","Etowah",34.0128,-85.9708,2,2,"NG","GAS",null,{"v":0.14061,"d":"0.1406"},{"v":138,"d":"138.0"},{"v":1,"d":"1.0000"},null,"Yes",{"v":262624.8,"d":"262,625"},{"v":2.209,"d":"2"},{"v":0.746534,"d":"0.7465"},null,{"v":2211484.529,"d":"2,211,485"},{"v":873984.024,"d":"873,984"},{"v":2211484.529,"d":"2,211,485"},{"v":873984.024,"d":"873,984"},{"v":169977,"d":"169,977"},{"v":70493,"d":"70,493"},{"v":136.388,"d":"136"},{"v":52.036,"d":"52"},{"v":2.957,"d":"3"},{"v":131425.54,"d":"131,426"},{"v":3801.827,"d":"3,802"},{"v":380.183,"d":"380"},{"v":131529.71,"d":"131,530"},null,1.605,1.476,0.035,{"v":1546.392,"d":"1,546.392"},0.022,{"v":2E-3,"d":"0.002"},{"v":1547.618,"d":"1,547.618"},null,0.123,0.119,0.003,118.857,{"v":2E-3,"d":"0.002"},{"v":0,"d":"0.000"},118.952,null,1.605,1.476,0.035,{"v":1546.392,"d":"1,546.392"},0.022,{"v":2E-3,"d":"0.002"},{"v":1547.618,"d":"1,547.618"},null,{"v":182.695,"d":"183"},{"v":69.704,"d":"70"},{"v":3.961,"d":"4"},{"v":176047.672,"d":"176,048"},{"v":5092.638,"d":"5,093"},{"v":509.264,"d":"509"},null,{"v":2962336.725,"d":"2,962,337"},{"v":1170722.625,"d":"1,170,723"},{"v":2962336.725,"d":"2,962,337"},{"v":1170722.625,"d":"1,170,723"},"EPA/CAMD","EPA/CAMD; EIA","EPA/CAMD","EPA/CAMD","EIA","EIA","--","EPA/CAMD","EPA/CAMD",{"$nulls":6},{"v":750852.196,"d":"750,852"},{"v":296738.601,"d":"296,739"},{"v":46.307,"d":"46"},{"v":17.668,"d":"18"},{"v":1.004,"d":"1"},{"v":44622.132,"d":"44,622"},{"v":1290.812,"d":"1,291"},{"v":129.081,"d":"129"},{"v":13010.492764,"d":"13,010.493"},0,0,{"v":169977,"d":"169,977"},0,0,0,0,0,0,0,0,{"v":169977,"d":"169,977"},0,0,{"v":169977,"d":"169,977"},0,{"v":0,"d":"0.0%"},{"v":0,"d":"0.0%"},{"v":1,"d":"100.0%"},{"v":0,"d":"0.0%"},{"v":0,"d":"0.0%"},{"v":0,"d":"0.0%"},{"v":0,"d":"0.0%"},{"v":0,"d":"0.0%"},{"v":0,"d":"0.0%"},{"v":0,"d":"0.0%"},{"v":0,"d":"0.0%"},{"v":1,"d":"100.0%"},{"v":0,"d":"0.0%"},{"v":0,"d":"0.0%"},{"v":1,"d":"100.0%"},{"v":0,"d":"0.0%"}]
[185,2019,"AL","Gantt",53,"PowerSouth Energy Cooperative",189,"PowerSouth Energy Cooperative",189,"Electric Utility","PowerSouth Energy Cooperative","AEC","SERC","SRSO","SERC South",null,"01","039","Covington",31.4033,-86.479469,2,2,"WAT","HYDRO",null,{"v":0.11427,"d":"0.1143"},{"v":3,"d":"3.0"},{"$nulls":9},{"v":26743,"d":"26,743"},{"v":11698,"d":"11,698"},{"v":3003,"d":"3,003"},{"v":1313,"d":"1,313"},{"$nulls":41},{"v":26743,"d":"26,743"},{"v":11698,"d":"11,698"},{"$nulls":6},"--","EIA","EIA",{"$nulls":15},0,0,0,0,{"v":3003,"d":"3,003"},0,0,0,0,0,0,0,{"v":3003,"d":"3,003"},0,0,{"v":3003,"d":"3,003"},{"v":0,"d":"0.0%"},{"v":0,"d":"0.0%"},{"v":0,"d":"0.0%"},{"v":0,"d":"0.0%"},{"v":1,"d":"100.0%"},{"v":0,"d":"0.0%"},{"v":0,"d":"0.0%"},{"v":0,"d":"0.0%"},{"v":0,"d":"0.0%"},{"v":0,"d":"0.0%"},{"v":0,"d":"0.0%"},{"v":0,"d":"0.0%"},{"v":1,"d":"100.0%"},{"v":0,"d":"0.0%"},{"v":0,"d":"0.0%"},{"v":1,"d":"100.0%"}]
[186,2019,"AL","Georgia-Pacific Brewton Mill",54789,"Alabama Power Co",195,"Georgia-Pacific Brewton LLC",55932,"Industrial CHP","Southern Company Services, Inc. - Trans","SOCO","SERC","SRSO","SERC South",null,"01","053","Escambia",31.077,-87.1116,7,4,"BLQ","BIOMASS",null,{"v":0.46547,"d":"0.4655"},115.9,{"v":0.557545996982125,"d":"0.5575"},"Yes","Yes",{"v":9988565.6,"d":"9,988,566"},{"v":0.161,"d":"0"},{"v":0.177161,"d":"0.1772"},null,{"v":2662702.188,"d":"2,662,702"},{"v":1092268.327,"d":"1,092,268"},{"v":2662702.188,"d":"2,662,702"},{"v":1092268.327,"d":"1,092,268"},{"v":472586.682,"d":"472,587"},{"v":198256.814,"d":"198,257"},{"v":200.808,"d":"201"},{"v":97.016,"d":"97"},{"v":456.756,"d":"457"},{"v":70623.784,"d":"70,624"},{"v":12812.246,"d":"12,812"},{"v":7031.871,"d":"7,032"},{"v":71831.686,"d":"71,832"},null,{"v":0.85,"d":"0.850"},0.979,1.933,298.882,0.027,0.015,303.994,null,0.151,0.178,0.343,53.047,0.005,0.003,53.954,null,{"v":0.85,"d":"0.850"},0.979,1.933,298.882,0.027,0.015,303.994,null,{"v":1133.478,"d":"1,133"},{"v":547.613,"d":"548"},{"v":2578.194,"d":"2,578"},{"v":1308475.297,"d":"1,308,475"},{"v":72319.772,"d":"72,320"},{"v":39691.972,"d":"39,692"},null,{"v":15029840.5,"d":"15,029,841"},{"v":6165398,"d":"6,165,398"},{"v":15029840.5,"d":"15,029,841"},{"v":6165398,"d":"6,165,398"},"EIA","EIA","EPA/CAMD; EIA","EIA","EIA","EIA","--","EIA","EIA",{"$nulls":3},{"v":909833.566,"d":"909,834"},null,null,{"v":12367138.312,"d":"12,367,138"},{"v":5073129.673,"d":"5,073,130"},{"v":932.67,"d":"933"},{"v":450.597,"d":"451"},{"v":2121.438,"d":"2,121"},{"v":328017.946,"d":"328,018"},{"v":59507.526,"d":"59,508"},{"v":32660.101,"d":"32,660"},{"v":5634.314933,"d":"5,634.315"},0,0,{"v":214203.91,"d":"214,204"},0,0,{"v":258382.77,"d":"258,383"},0,0,0,0,0,{"v":214203.91,"d":"214,204"},{"v":258382.77,"d":"258,383"},{"v":258382.77,"d":"258,383"},{"v":472586.68,"d":"472,587"},0,{"v":0,"d":"0.0%"},{"v":0,"d":"0.0%"},{"v":0.453258458321339,"d":"45.3%"},{"v":0,"d":"0.0%"},{"v":0,"d":"0.0%"},{"v":0.546741541678661,"d":"54.7%"},{"v":0,"d":"0.0%"},{"v":0,"d":"0.0%"},{"v":0,"d":"0.0%"},{"v":0,"d":"0.0%"},{"v":0,"d":"0.0%"},{"v":0.453258458321339,"d":"45.3%"},{"v":0.546741541678661,"d":"54.7%"},{"v":0.546741541678661,"d":"54.7%"},{"v":1,"d":"100.0%"},{"v":0,"d":"0.0%"}]
[187,2019,"AL","Georgia-Pacific Consr Prods LP-Naheola",10699,"Alabama Power Co",195,"Georgia-Pacific Consr Prods LP-Naheola",7136,"Industrial CHP","Southern Company Services, Inc. - Trans","SOCO","SERC","SRSO","SERC South",null,"01","023","Choctaw",32.2268,-88.0252,5,4,"BLQ","BIOMASS","Yes",{"v":0.32501,"d":"0.3250"},118.7,{"v":0.791642463573543,"d":"0.7916"},"Yes","Yes",{"v":10674236,"d":"10,674,236"},{"v":0.108,"d":"0"},{"v":0.125933,"d":"0.1259"},null,{"v":2013799.12,"d":"2,013,799"},{"v":777578.274,"d":"777,578"},{"v":2013799.12,"d":"2,013,799"},{"v":777578.274,"d":"777,578"},{"v":337954,"d":"337,954"},{"v":133608,"d":"133,608"},{"v":244.175,"d":"244"},{"v":86.046,"d":"86"},{"v":411.107,"d":"411"},{"v":38045.67,"d":"38,046"},{"v":33227.418,"d":"33,227"},{"v":8691.365,"d":"8,691"},{"v":39756.026,"d":"39,756"},null,1.445,1.288,2.433,225.153,0.098,0.026,235.275,null,0.243,0.221,0.408,37.785,0.016,0.004,39.484,null,1.445,1.288,2.433,225.153,0.098,0.026,235.275,null,{"v":1938.925,"d":"1,939"},{"v":683.268,"d":"683"},{"v":3264.479,"d":"3,264"},{"v":1566312.113,"d":"1,566,312"},{"v":263849.443,"d":"263,849"},{"v":69015.648,"d":"69,016"},null,{"v":15991004,"d":"15,991,004"},{"v":6174527.125,"d":"6,174,527"},{"v":15991004,"d":"15,991,004"},{"v":6174527.125,"d":"6,174,527"},"EIA","EIA","EPA/CAMD; EIA","EIA","EIA","EIA","--","EIA","EIA",{"$nulls":3},{"v":1264202.308,"d":"1,264,202"},null,null,{"v":13977204.88,"d":"13,977,205"},{"v":5396948.851,"d":"5,396,949"},{"v":1694.75,"d":"1,695"},{"v":597.222,"d":"597"},{"v":2853.373,"d":"2,853"},{"v":264064.136,"d":"264,064"},{"v":230622.025,"d":"230,622"},{"v":60324.283,"d":"60,324"},{"v":5958.796539,"d":"5,958.797"},{"v":16844.126,"d":"16,844"},{"v":1422.811,"d":"1,423"},{"v":66784.055,"d":"66,784"},0,0,{"v":252903.007,"d":"252,903"},0,0,0,0,0,{"v":85050.992,"d":"85,051"},{"v":252903.007,"d":"252,903"},{"v":252903.007,"d":"252,903"},{"v":337953.999,"d":"337,954"},0,{"v":0.0498414756145555,"d":"5.0%"},{"v":0.00421007298096804,"d":"0.4%"},{"v":0.197612856180465,"d":"19.8%"},{"v":0,"d":"0.0%"},{"v":0,"d":"0.0%"},{"v":0.748335595224011,"d":"74.8%"},{"v":0,"d":"0.0%"},{"v":0,"d":"0.0%"},{"v":0,"d":"0.0%"},{"v":0,"d":"0.0%"},{"v":0,"d":"0.0%"},{"v":0.251664404775988,"d":"25.2%"},{"v":0.748335595224011,"d":"74.8%"},{"v":0.748335595224011,"d":"74.8%"},{"v":1,"d":"100.0%"},{"v":0,"d":"0.0%"}]
[188,2019,"AL","Goat Rock",707,"Georgia Power Co",7140,"Georgia Power Co",7140,"Electric Utility","Southern Company Services, Inc. - Trans","SOCO","SERC","SRSO","SERC South",null,"01","081","Lee",32.60965,-85.0805,8,8,"WAT","HYDRO",null,0.3903,44.6,{"$nulls":9},{"v":1357907,"d":"1,357,907"},{"v":593934,"d":"593,934"},{"v":152488.002,"d":"152,488"},{"v":66697,"d":"66,697"},{"$nulls":41},{"v":1357907,"d":"1,357,907"},{"v":593934,"d":"593,934"},{"$nulls":6},"--","EIA","EIA",{"$nulls":15},0,0,0,0,{"v":152488,"d":"152,488"},0,0,0,0,0,0,0,{"v":152488,"d":"152,488"},0,0,{"v":152488,"d":"152,488"},{"v":0,"d":"0.0%"},{"v":0,"d":"0.0%"},{"v":0,"d":"0.0%"},{"v":0,"d":"0.0%"},{"v":1,"d":"100.0%"},{"v":0,"d":"0.0%"},{"v":0,"d":"0.0%"},{"v":0,"d":"0.0%"},{"v":0,"d":"0.0%"},{"v":0,"d":"0.0%"},{"v":0,"d":"0.0%"},{"v":0,"d":"0.0%"},{"v":1,"d":"100.0%"},{"v":0,"d":"0.0%"},{"v":0,"d":"0.0%"},{"v":1,"d":"100.0%"}]
[189,2019,"AL","Gorgas",8,"Alabama Power Co",195,"Alabama Power Co",195,"Electric Utility","Southern Company Services, Inc. - Trans","SOCO","SERC","SRSO","SERC South",null,"01","127","Walker",33.644344,-87.196486,3,5,"BIT","COAL","Yes",{"v":0.03954,"d":"0.0395"},{"v":1416.7,"d":"1,416.7"},{"v":1,"d":"1.0000"},{"$nulls":6},{"v":5833138.922,"d":"5,833,139"},null,{"v":5833138.922,"d":"5,833,139"},null,{"v":490760,"d":"490,760"},0,{"v":490.525,"d":"491"},0,{"v":142.687,"d":"143"},{"v":598479.725,"d":"598,480"},{"v":117468.333,"d":"117,468"},{"v":17090.854,"d":"17,091"},{"v":602494.616,"d":"602,495"},null,1.999,null,0.581,{"v":2438.991,"d":"2,438.991"},0.239,0.035,{"v":2455.353,"d":"2,455.353"},null,0.168,null,0.049,{"v":205.2,"d":"205.200"},{"v":0.02,"d":"0.020"},0.003,206.576,null,1.999,null,0.581,{"v":2438.991,"d":"2,438.991"},0.239,0.035,{"v":2455.353,"d":"2,455.353"},null,{"v":490.525,"d":"491"},0,{"v":142.687,"d":"143"},{"v":598479.725,"d":"598,480"},{"v":117468.333,"d":"117,468"},{"v":17090.854,"d":"17,091"},null,{"v":5833138.922,"d":"5,833,139"},null,{"v":5833138.922,"d":"5,833,139"},null,"EPA/CAMD","EIA","EPA/CAMD","EPA/CAMD","EIA","EIA","--","EPA/CAMD",{"$nulls":15},{"v":11885.929827,"d":"11,885.930"},{"v":489541.89,"d":"489,542"},{"v":1218.11,"d":"1,218"},0,0,0,0,0,0,0,0,0,{"v":490760,"d":"490,760"},0,0,{"v":490760,"d":"490,760"},0,{"v":0.997517910995191,"d":"99.8%"},{"v":0.00248208900480887,"d":"0.2%"},{"v":0,"d":"0.0%"},{"v":0,"d":"0.0%"},{"v":0,"d":"0.0%"},{"v":0,"d":"0.0%"},{"v":0,"d":"0.0%"},{"v":0,"d":"0.0%"},{"v":0,"d":"0.0%"},{"v":0,"d":"0.0%"},{"v":0,"d":"0.0%"},{"v":1,"d":"100.0%"},{"v":0,"d":"0.0%"},{"v":0,"d":"0.0%"},{"v":1,"d":"100.0%"},{"v":0,"d":"0.0%"}]
[190,2019,"AL","Greene County",10,"Alabama Power Co",195,"Alabama Power Co",195,"Electric Utility","Southern Company Services, Inc. - Trans","SOCO","SERC","SRSO","SERC South",null,"01","063","Greene",32.6017,-87.7811,11,11,"NG","GAS",null,{"v":0.15664,"d":"0.1566"},{"v":1288.4,"d":"1,288.4"},{"v":1,"d":"1.0000"},{"$nulls":6},{"v":18820244.773,"d":"18,820,245"},{"v":11223439,"d":"11,223,439"},{"v":18820244.773,"d":"18,820,245"},{"v":11223439,"d":"11,223,439"},{"v":1767889.004,"d":"1,767,889"},{"v":1052775.998,"d":"1,052,776"},{"v":1572.34,"d":"1,572"},{"v":982.257,"d":"982"},{"v":7.23,"d":"7"},{"v":1123119.818,"d":"1,123,120"},{"v":41418.541,"d":"41,419"},{"v":4142.814,"d":"4,143"},{"v":1124254.829,"d":"1,124,255"},null,1.779,1.866,0.008,{"v":1270.577,"d":"1,270.577"},0.023,{"v":2E-3,"d":"0.002"},{"v":1271.861,"d":"1,271.861"},null,0.167,0.175,{"v":1E-3,"d":"0.001"},119.352,{"v":2E-3,"d":"0.002"},{"v":0,"d":"0.000"},119.473,null,1.779,1.866,0.008,{"v":1270.577,"d":"1,270.577"},0.023,{"v":2E-3,"d":"0.002"},{"v":1271.861,"d":"1,271.861"},null,{"v":1572.34,"d":"1,572"},{"v":982.257,"d":"982"},{"v":7.23,"d":"7"},{"v":1123119.818,"d":"1,123,120"},{"v":41418.541,"d":"41,419"},{"v":4142.814,"d":"4,143"},null,{"v":18820244.773,"d":"18,820,245"},{"v":11223439,"d":"11,223,439"},{"v":18820244.773,"d":"18,820,245"},{"v":11223439,"d":"11,223,439"},"EPA/CAMD","EPA/CAMD","EPA/CAMD","EPA/CAMD","EIA","EIA","--","EPA/CAMD","EPA/CAMD",{"$nulls":14},{"v":10645.603187,"d":"10,645.603"},0,{"v":104.114,"d":"104"},{"v":1767784.886,"d":"1,767,785"},0,0,0,0,0,0,0,0,{"v":1767889,"d":"1,767,889"},0,0,{"v":1767889,"d":"1,767,889"},0,{"v":0,"d":"0.0%"},{"v":5.88917064363204E-5,"d":"0.0%"},{"v":0.999941108293564,"d":"100.0%"},{"v":0,"d":"0.0%"},{"v":0,"d":"0.0%"},{"v":0,"d":"0.0%"},{"v":0,"d":"0.0%"},{"v":0,"d":"0.0%"},{"v":0,"d":"0.0%"},{"v":0,"d":"0.0%"},{"v":0,"d":"0.0%"},{"v":1,"d":"100.0%"},{"v":0,"d":"0.0%"},{"v":0,"d":"0.0%"},{"v":1,"d":"100.0%"},{"v":0,"d":"0.0%"}]
[191,2019,"AL","Guntersville",48,"Tennessee Valley Authority",18642,"Tennessee Valley Authority",18642,"Electric Utility","Tennessee Valley Authority","TVA","SERC","SRTV","SERC Tennessee Valley",null,"01","095","Marshall",34.421272,-86.393931,4,4,"WAT","HYDRO",null,{"v":0.66147,"d":"0.6615"},115.2,{"$nulls":9},{"v":5944293,"d":"5,944,293"},{"v":2599968,"d":"2,599,968"},{"v":667523,"d":"667,523"},{"v":291967,"d":"291,967"},{"$nulls":41},{"v":5944293,"d":"5,944,293"},{"v":2599968,"d":"2,599,968"},{"$nulls":6},"--","EIA","EIA",{"$nulls":15},0,0,0,0,{"v":667523,"d":"667,523"},0,0,0,0,0,0,0,{"v":667523,"d":"667,523"},0,0,{"v":667523,"d":"667,523"},{"v":0,"d":"0.0%"},{"v":0,"d":"0.0%"},{"v":0,"d":"0.0%"},{"v":0,"d":"0.0%"},{"v":1,"d":"100.0%"},{"v":0,"d":"0.0%"},{"v":0,"d":"0.0%"},{"v":0,"d":"0.0%"},{"v":0,"d":"0.0%"},{"v":0,"d":"0.0%"},{"v":0,"d":"0.0%"},{"v":0,"d":"0.0%"},{"v":1,"d":"100.0%"},{"v":0,"d":"0.0%"},{"v":0,"d":"0.0%"},{"v":1,"d":"100.0%"}]
[192,2019,"AL","H Neely Henry Dam",11,"Alabama Power Co",195,"Alabama Power Co",195,"Electric Utility","Southern Company Services, Inc. - Trans","SOCO","SERC","SRSO","SERC South",null,"01","015","Calhoun",33.7845,-86.0524,3,3,"WAT","HYDRO",null,{"v":0.39411,"d":"0.3941"},72.9,{"$nulls":9},{"v":2241218.062,"d":"2,241,218"},{"v":980284.969,"d":"980,285"},{"v":251681.001,"d":"251,681"},{"v":110082,"d":"110,082"},{"$nulls":41},{"v":2241218.062,"d":"2,241,218"},{"v":980284.969,"d":"980,285"},{"$nulls":6},"--","EIA","EIA",{"$nulls":15},0,0,0,0,{"v":251681,"d":"251,681"},0,0,0,0,0,0,0,{"v":251681,"d":"251,681"},0,0,{"v":251681,"d":"251,681"},{"v":0,"d":"0.0%"},{"v":0,"d":"0.0%"},{"v":0,"d":"0.0%"},{"v":0,"d":"0.0%"},{"v":1,"d":"100.0%"},{"v":0,"d":"0.0%"},{"v":0,"d":"0.0%"},{"v":0,"d":"0.0%"},{"v":0,"d":"0.0%"},{"v":0,"d":"0.0%"},{"v":0,"d":"0.0%"},{"v":0,"d":"0.0%"},{"v":1,"d":"100.0%"},{"v":0,"d":"0.0%"},{"v":0,"d":"0.0%"},{"v":1,"d":"100.0%"}]
[193,2019,"AL","Harris Dam",6188,"Alabama Power Co",195,"Alabama Power Co",195,"Electric Utility","Southern Company Services, Inc. - Trans","SOCO","SERC","SRSO","SERC South",null,"01","111","Randolph",33.258281,-85.616047,2,2,"WAT","HYDRO",null,{"v":0.13357,"d":"0.1336"},{"v":135,"d":"135.0"},{"$nulls":9},{"v":1406581,"d":"1,406,581"},{"v":615223,"d":"615,223"},{"v":157954,"d":"157,954"},{"v":69087,"d":"69,087"},{"$nulls":41},{"v":1406581,"d":"1,406,581"},{"v":615223,"d":"615,223"},{"$nulls":6},"--","EIA","EIA",{"$nulls":15},0,0,0,0,{"v":157954,"d":"157,954"},0,0,0,0,0,0,0,{"v":157954,"d":"157,954"},0,0,{"v":157954,"d":"157,954"},{"v":0,"d":"0.0%"},{"v":0,"d":"0.0%"},{"v":0,"d":"0.0%"},{"v":0,"d":"0.0%"},{"v":1,"d":"100.0%"},{"v":0,"d":"0.0%"},{"v":0,"d":"0.0%"},{"v":0,"d":"0.0%"},{"v":0,"d":"0.0%"},{"v":0,"d":"0.0%"},{"v":0,"d":"0.0%"},{"v":0,"d":"0.0%"},{"v":1,"d":"100.0%"},{"v":0,"d":"0.0%"},{"v":0,"d":"0.0%"},{"v":1,"d":"100.0%"}]
[194,2019,"AL","Hillabee Energy Center",55411,"Alabama Power Co",195,"CER Generation LLC",55987,"IPP Non-CHP","Southern Company Services, Inc. - Trans","SOCO","SERC","SRSO","SERC South",null,"01","123","Tallapoosa",33.000669,-85.903278,2,3,"NG","GAS",null,{"v":0.69858,"d":"0.6986"},822.8,{"v":0.169033709374161,"d":"0.1690"},{"$nulls":6},{"v":35379758,"d":"35,379,758"},{"v":15156958,"d":"15,156,958"},{"v":35379758,"d":"35,379,758"},{"v":15156958,"d":"15,156,958"},{"v":5035173,"d":"5,035,173"},{"v":2116633,"d":"2,116,633"},{"v":136.114,"d":"136"},{"v":58.943,"d":"59"},{"v":10.615,"d":"11"},{"v":2102571.812,"d":"2,102,572"},{"v":81348.163,"d":"81,348"},{"v":8134.816,"d":"8,135"},{"v":2104800.752,"d":"2,104,801"},null,0.054,0.056,0.004,835.154,0.016,{"v":2E-3,"d":"0.002"},836.039,null,0.008,0.008,{"v":1E-3,"d":"0.001"},118.857,{"v":2E-3,"d":"0.002"},{"v":0,"d":"0.000"},118.983,null,0.054,0.056,0.004,835.154,0.016,{"v":2E-3,"d":"0.002"},836.039,null,{"v":136.114,"d":"136"},{"v":58.943,"d":"59"},{"v":10.615,"d":"11"},{"v":2102571.812,"d":"2,102,572"},{"v":81348.163,"d":"81,348"},{"v":8134.816,"d":"8,135"},null,{"v":35379758,"d":"35,379,758"},{"v":15156958,"d":"15,156,958"},{"v":35379758,"d":"35,379,758"},{"v":15156958,"d":"15,156,958"},"EPA/CAMD","EPA/CAMD","EPA/CAMD","EPA/CAMD","EIA","EIA","--","EPA/CAMD","EPA/CAMD",{"$nulls":14},{"v":7026.522823,"d":"7,026.523"},0,0,{"v":5035173,"d":"5,035,173"},0,0,0,0,0,0,0,0,{"v":5035173,"d":"5,035,173"},0,0,{"v":5035173,"d":"5,035,173"},0,{"v":0,"d":"0.0%"},{"v":0,"d":"0.0%"},{"v":1,"d":"100.0%"},{"v":0,"d":"0.0%"},{"v":0,"d":"0.0%"},{"v":0,"d":"0.0%"},{"v":0,"d":"0.0%"},{"v":0,"d":"0.0%"},{"v":0,"d":"0.0%"},{"v":0,"d":"0.0%"},{"v":0,"d":"0.0%"},{"v":1,"d":"100.0%"},{"v":0,"d":"0.0%"},{"v":0,"d":"0.0%"},{"v":1,"d":"100.0%"},{"v":0,"d":"0.0%"}]
[195,2019,"AL","Hog Bayou Energy Center",55241,"Alabama Power Co",195,"Mobile Energy LLC",12739,"IPP Non-CHP","Southern Company Services, Inc. - Trans","SOCO","SERC","SRSO","SERC South",null,"01","097","Mobile",30.7478,-88.0575,1,2,"NG","GAS",null,{"v":0.44372,"d":"0.4437"},{"v":280,"d":"280.0"},{"v":0.593805039138943,"d":"0.5938"},null,"Yes",0,null,{"v":1,"d":"1.0000"},null,{"v":8107378.5,"d":"8,107,379"},{"v":5416697.5,"d":"5,416,698"},{"v":8107378.5,"d":"8,107,379"},{"v":5416697.5,"d":"5,416,698"},{"v":1088349,"d":"1,088,349"},{"v":728033,"d":"728,033"},{"v":41.54,"d":"42"},{"v":27.116,"d":"27"},{"v":2.432,"d":"2"},{"v":481808.75,"d":"481,809"},{"v":17945.081,"d":"17,945"},{"v":1794.508,"d":"1,795"},{"v":482300.445,"d":"482,300"},null,0.076,0.074,0.004,885.394,0.016,{"v":2E-3,"d":"0.002"},886.297,null,{"v":0.01,"d":"0.010"},{"v":0.01,"d":"0.010"},{"v":1E-3,"d":"0.001"},118.857,{"v":2E-3,"d":"0.002"},{"v":0,"d":"0.000"},118.978,null,0.076,0.074,0.004,885.394,0.016,{"v":2E-3,"d":"0.002"},886.297,null,{"v":41.54,"d":"42"},{"v":27.116,"d":"27"},{"v":2.432,"d":"2"},{"v":481808.75,"d":"481,809"},{"v":17945.081,"d":"17,945"},{"v":1794.508,"d":"1,795"},null,{"v":8107378.5,"d":"8,107,379"},{"v":5416697.5,"d":"5,416,698"},{"v":8107378.5,"d":"8,107,379"},{"v":5416697.5,"d":"5,416,698"},"EPA/CAMD","EPA/CAMD","EPA/CAMD","EPA/CAMD","EIA","EIA","--","EPA/CAMD","EPA/CAMD",{"$nulls":6},0,0,0,0,0,0,0,0,{"v":7449.245141,"d":"7,449.245"},0,0,{"v":1088349,"d":"1,088,349"},0,0,0,0,0,0,0,0,{"v":1088349,"d":"1,088,349"},0,0,{"v":1088349,"d":"1,088,349"},0,{"v":0,"d":"0.0%"},{"v":0,"d":"0.0%"},{"v":1,"d":"100.0%"},{"v":0,"d":"0.0%"},{"v":0,"d":"0.0%"},{"v":0,"d":"0.0%"},{"v":0,"d":"0.0%"},{"v":0,"d":"0.0%"},{"v":0,"d":"0.0%"},{"v":0,"d":"0.0%"},{"v":0,"d":"0.0%"},{"v":1,"d":"100.0%"},{"v":0,"d":"0.0%"},{"v":0,"d":"0.0%"},{"v":1,"d":"100.0%"},{"v":0,"d":"0.0%"}]
[196,2019,"AL","Holt Dam",12,"Alabama Power Co",195,"Alabama Power Co",195,"Electric Utility","Southern Company Services, Inc. - Trans","SOCO","SERC","SRSO","SERC South",null,"01","125","Tuscaloosa",33.2553,-87.4495,1,1,"WAT","HYDRO",null,{"v":0.41308,"d":"0.4131"},46.9,{"$nulls":9},{"v":1511275,"d":"1,511,275"},{"v":661015,"d":"661,015"},{"v":169711,"d":"169,711"},{"v":74230,"d":"74,230"},{"$nulls":41},{"v":1511275,"d":"1,511,275"},{"v":661015,"d":"661,015"},{"$nulls":6},"--","EIA","EIA",{"$nulls":15},0,0,0,0,{"v":169711,"d":"169,711"},0,0,0,0,0,0,0,{"v":169711,"d":"169,711"},0,0,{"v":169711,"d":"169,711"},{"v":0,"d":"0.0%"},{"v":0,"d":"0.0%"},{"v":0,"d":"0.0%"},{"v":0,"d":"0.0%"},{"v":1,"d":"100.0%"},{"v":0,"d":"0.0%"},{"v":0,"d":"0.0%"},{"v":0,"d":"0.0%"},{"v":0,"d":"0.0%"},{"v":0,"d":"0.0%"},{"v":0,"d":"0.0%"},{"v":0,"d":"0.0%"},{"v":1,"d":"100.0%"},{"v":0,"d":"0.0%"},{"v":0,"d":"0.0%"},{"v":1,"d":"100.0%"}]
[197,2019,"AL","International Paper Pine Hill Mill",54752,"Alabama Power Co",195,"International Paper Co.",56291,"Industrial CHP","Southern Company Services, Inc. - Trans","SOCO","SERC","SRSO","SERC South",null,"01","131","Wilcox",31.9698,-87.4806,3,2,"BLQ","BIOMASS","Yes",{"v":0.70121,"d":"0.7012"},77.4,{"v":0.164645597599298,"d":"0.1646"},"Yes","Yes",{"v":10634563.2,"d":"10,634,563"},{"v":0.153,"d":"0"},{"v":0.169053,"d":"0.1691"},null,{"v":2791379.96,"d":"2,791,380"},{"v":1205591.687,"d":"1,205,592"},{"v":2791379.96,"d":"2,791,380"},{"v":1205591.687,"d":"1,205,592"},{"v":475439,"d":"475,439"},{"v":206871,"d":"206,871"},{"v":154.23,"d":"154"},{"v":68.595,"d":"69"},{"v":429.663,"d":"430"},{"v":23416.669,"d":"23,417"},{"v":89275.663,"d":"89,276"},{"v":16423.24,"d":"16,423"},{"v":26979.677,"d":"26,980"},null,0.649,0.663,1.807,98.505,0.188,0.035,113.494,null,0.111,0.114,0.308,16.778,0.032,0.006,19.331,null,0.649,0.663,1.807,98.505,0.188,0.035,113.494,null,{"v":912.317,"d":"912"},{"v":405.761,"d":"406"},{"v":2541.583,"d":"2,542"},{"v":1658023.453,"d":"1,658,023"},{"v":528092.125,"d":"528,092"},{"v":97148.354,"d":"97,148"},null,{"v":16511843.5,"d":"16,511,844"},{"v":7131433.75,"d":"7,131,434"},{"v":16511843.5,"d":"16,511,844"},{"v":7131433.75,"d":"7,131,434"},"EIA","EIA","EIA","EIA","EIA","EIA","--","EIA","EIA",{"$nulls":3},{"v":1519506.887,"d":"1,519,507"},null,null,{"v":13720463.54,"d":"13,720,464"},{"v":5925842.063,"d":"5,925,842"},{"v":758.087,"d":"758"},{"v":337.166,"d":"337"},{"v":2111.92,"d":"2,112"},{"v":115099.897,"d":"115,100"},{"v":438816.462,"d":"438,816"},{"v":80725.114,"d":"80,725"},{"v":5871.163161,"d":"5,871.163"},{"v":80.386,"d":"80"},{"v":961.65,"d":"962"},{"v":66573.467,"d":"66,573"},0,0,{"v":407823.5,"d":"407,824"},0,0,0,0,0,{"v":67615.503,"d":"67,616"},{"v":407823.5,"d":"407,824"},{"v":407823.5,"d":"407,824"},{"v":475439.003,"d":"475,439"},0,{"v":0.000169077420011332,"d":"0.0%"},{"v":0.00202265694217771,"d":"0.2%"},{"v":0.140025253670659,"d":"14.0%"},{"v":0,"d":"0.0%"},{"v":0,"d":"0.0%"},{"v":0.857783011967152,"d":"85.8%"},{"v":0,"d":"0.0%"},{"v":0,"d":"0.0%"},{"v":0,"d":"0.0%"},{"v":0,"d":"0.0%"},{"v":0,"d":"0.0%"},{"v":0.142216988032848,"d":"14.2%"},{"v":0.857783011967152,"d":"85.8%"},{"v":0.857783011967152,"d":"85.8%"},{"v":1,"d":"100.0%"},{"v":0,"d":"0.0%"}]
[198,2019,"AL","International Paper-Prattville Mill",52140,"Alabama Power Co",195,"International Paper Co",8009,"Industrial CHP","Southern Company Services, Inc. - Trans","SOCO","SERC","SRSO","SERC South",null,"01","001","Autauga",32.4187,-86.4718,2,2,"BLQ","BIOMASS",null,{"v":0.75745,"d":"0.7575"},89.8,{"v":0.0709177844898015,"d":"0.0709"},"Yes","Yes",{"v":12707855.2,"d":"12,707,855"},{"v":0.16,"d":"0"},{"v":0.17585,"d":"0.1759"},null,{"v":1071913.93,"d":"1,071,914"},{"v":457160.038,"d":"457,160"},{"v":1071913.93,"d":"1,071,914"},{"v":457160.038,"d":"457,160"},{"v":595846,"d":"595,846"},{"v":254003,"d":"254,003"},{"v":135.009,"d":"135"},{"v":57.371,"d":"57"},{"v":604.874,"d":"605"},0,{"v":53895.54,"d":"53,896"},{"v":14292.48,"d":"14,292"},0,null,0.453,0.452,{"v":2.03,"d":"2.030"},{"v":0,"d":"0.000"},{"v":0.09,"d":"0.090"},0.024,{"v":0,"d":"0.000"},null,0.252,0.251,1.129,{"v":0,"d":"0.000"},{"v":0.05,"d":"0.050"},0.013,{"v":0,"d":"0.000"},null,0.453,0.452,{"v":2.03,"d":"2.030"},{"v":0,"d":"0.000"},{"v":0.09,"d":"0.090"},0.024,{"v":0,"d":"0.000"},null,{"v":767.748,"d":"768"},{"v":326.248,"d":"326"},{"v":3439.713,"d":"3,440"},{"v":536140.344,"d":"536,140"},{"v":306485.468,"d":"306,485"},{"v":81276.438,"d":"81,276"},null,{"v":6095607.25,"d":"6,095,607"},{"v":2599712.5,"d":"2,599,713"},{"v":6095607.25,"d":"6,095,607"},{"v":2599712.5,"d":"2,599,713"},"EPA/CAMD","EPA/CAMD","EIA","EIA","EIA","EIA","--","EPA/CAMD","EPA/CAMD",{"$nulls":3},{"v":536140.344,"d":"536,140"},null,null,{"v":5023693.32,"d":"5,023,693"},{"v":2142552.462,"d":"2,142,552"},{"v":632.739,"d":"633"},{"v":268.877,"d":"269"},{"v":2834.839,"d":"2,835"},{"v":536140.344,"d":"536,140"},{"v":252589.928,"d":"252,590"},{"v":66983.958,"d":"66,984"},{"v":1798.978151,"d":"1,798.978"},0,{"v":2995.071,"d":"2,995"},{"v":139794.07,"d":"139,794"},0,0,{"v":453056.856,"d":"453,057"},0,0,0,0,0,{"v":142789.141,"d":"142,789"},{"v":453056.856,"d":"453,057"},{"v":453056.856,"d":"453,057"},{"v":595845.997,"d":"595,846"},0,{"v":0,"d":"0.0%"},{"v":0.00502658575383532,"d":"0.5%"},{"v":0.234614431755593,"d":"23.5%"},{"v":0,"d":"0.0%"},{"v":0,"d":"0.0%"},{"v":0.760358982490571,"d":"76.0%"},{"v":0,"d":"0.0%"},{"v":0,"d":"0.0%"},{"v":0,"d":"0.0%"},{"v":0,"d":"0.0%"},{"v":0,"d":"0.0%"},{"v":0.239641017509429,"d":"24.0%"},{"v":0.760358982490571,"d":"76.0%"},{"v":0.760358982490571,"d":"76.0%"},{"v":1,"d":"100.0%"},{"v":0,"d":"0.0%"}]
[199,2019,"AL","International Paper-Riverdale Mill",54096,"Alabama Power Co",195,"International Paper Co-Riverdl",9393,"Industrial CHP","Southern Company Services, Inc. - Trans","SOCO","SERC","SRSO","SERC South",null,"01","047","Dallas",32.426016,-86.870912,2,4,"NG","GAS",null,{"v":0.65916,"d":"0.6592"},104.2,{"v":0.234740590773509,"d":"0.2347"},"Yes","Yes",{"v":9723502.4,"d":"9,723,502"},{"v":0.211,"d":"0"},{"v":0.219717,"d":"0.2197"},null,{"v":2288212.253,"d":"2,288,212"},{"v":365533.574,"d":"365,534"},{"v":2288212.253,"d":"2,288,212"},{"v":365533.574,"d":"365,534"},{"v":601672,"d":"601,672"},{"v":246776,"d":"246,776"},{"v":367.256,"d":"367"},{"v":36.276,"d":"36"},{"v":2.531,"d":"3"},0,{"v":16303.841,"d":"16,304"},{"v":9009.438,"d":"9,009"},0,null,1.221,0.294,0.008,{"v":0,"d":"0.000"},0.027,0.015,{"v":0,"d":"0.000"},null,0.321,0.198,{"v":2E-3,"d":"0.002"},{"v":0,"d":"0.000"},0.007,0.004,{"v":0,"d":"0.000"},null,1.221,0.294,0.008,{"v":0,"d":"0.000"},0.027,0.015,{"v":0,"d":"0.000"},null,{"v":1671.495,"d":"1,671"},{"v":165.101,"d":"165"},{"v":11.517,"d":"12"},{"v":608661.797,"d":"608,662"},{"v":74203.741,"d":"74,204"},{"v":41004.696,"d":"41,005"},null,{"v":10414350.5,"d":"10,414,351"},{"v":1663654.562,"d":"1,663,655"},{"v":10414350.5,"d":"10,414,351"},{"v":1663654.562,"d":"1,663,655"},"EPA/CAMD; EIA","EPA/CAMD","EIA","EIA","EIA","EIA","--","EPA/CAMD; EIA","EPA/CAMD",{"$nulls":3},{"v":608661.797,"d":"608,662"},null,null,{"v":8126138.247,"d":"8,126,138"},{"v":1298120.989,"d":"1,298,121"},{"v":1304.239,"d":"1,304"},{"v":128.825,"d":"129"},{"v":8.987,"d":"9"},{"v":608661.797,"d":"608,662"},{"v":57899.901,"d":"57,900"},{"v":31995.258,"d":"31,995"},{"v":3803.089141,"d":"3,803.089"},0,0,{"v":382971.691,"d":"382,972"},0,0,{"v":218700.31,"d":"218,700"},0,0,0,0,0,{"v":382971.691,"d":"382,972"},{"v":218700.31,"d":"218,700"},{"v":218700.31,"d":"218,700"},{"v":601672.001,"d":"601,672"},0,{"v":0,"d":"0.0%"},{"v":0,"d":"0.0%"},{"v":0.63651240271026,"d":"63.7%"},{"v":0,"d":"0.0%"},{"v":0,"d":"0.0%"},{"v":0.36348759728974,"d":"36.3%"},{"v":0,"d":"0.0%"},{"v":0,"d":"0.0%"},{"v":0,"d":"0.0%"},{"v":0,"d":"0.0%"},{"v":0,"d":"0.0%"},{"v":0.63651240271026,"d":"63.7%"},{"v":0.36348759728974,"d":"36.3%"},{"v":0.36348759728974,"d":"36.3%"},{"v":1,"d":"100.0%"},{"v":0,"d":"0.0%"}]
[200,2019,"AL","James H Miller Jr",6002,"Alabama Power Co",195,"Alabama Power Co",195,"Electric Utility","Southern Company Services, Inc. - Trans","SOCO","SERC","SRSO","SERC South",null,"01","073","Jefferson",33.6319,-87.0597,4,4,"SUB","COAL","Yes",{"v":0.74799,"d":"0.7480"},{"v":2822,"d":"2,822.0"},{"v":0.0866768173958254,"d":"0.0867"},{"$nulls":6},{"v":199896552,"d":"199,896,552"},{"v":87849906,"d":"87,849,906"},{"v":199896552,"d":"199,896,552"},{"v":87849906,"d":"87,849,906"},{"v":18490948,"d":"18,490,948"},{"v":7981243,"d":"7,981,243"},{"v":6807.229,"d":"6,807"},{"v":2895.508,"d":"2,896"},{"v":965.96,"d":"966"},{"v":20965151.5,"d":"20,965,152"},{"v":4419705.464,"d":"4,419,705"},{"v":642612.857,"d":"642,613"},{"v":21116147.134,"d":"21,116,147"},null,0.736,0.726,0.104,{"v":2267.612,"d":"2,267.612"},0.239,0.035,{"v":2283.944,"d":"2,283.944"},null,0.068,0.066,{"v":0.01,"d":"0.010"},{"v":209.76,"d":"209.760"},0.022,0.003,211.271,null,0.736,0.726,0.104,{"v":2267.612,"d":"2,267.612"},0.239,0.035,{"v":2283.944,"d":"2,283.944"},null,{"v":6807.229,"d":"6,807"},{"v":2895.508,"d":"2,896"},{"v":965.96,"d":"966"},{"v":20965151.5,"d":"20,965,152"},{"v":4419705.464,"d":"4,419,705"},{"v":642612.857,"d":"642,613"},null,{"v":199896552,"d":"199,896,552"},{"v":87849906,"d":"87,849,906"},{"v":199896552,"d":"199,896,552"},{"v":87849906,"d":"87,849,906"},"EPA/CAMD","EPA/CAMD","EPA/CAMD","EPA/CAMD","EIA","EIA","--","EPA/CAMD","EPA/CAMD",{"$nulls":14},{"v":10810.508714,"d":"10,810.509"},{"v":18237661,"d":"18,237,661"},0,{"v":253286.77,"d":"253,287"},0,0,0,0,0,0,0,0,{"v":18490947.77,"d":"18,490,948"},0,0,{"v":18490947.77,"d":"18,490,948"},0,{"v":0.986302120737644,"d":"98.6%"},{"v":0,"d":"0.0%"},{"v":0.0136978792623565,"d":"1.4%"},{"v":0,"d":"0.0%"},{"v":0,"d":"0.0%"},{"v":0,"d":"0.0%"},{"v":0,"d":"0.0%"},{"v":0,"d":"0.0%"},{"v":0,"d":"0.0%"},{"v":0,"d":"0.0%"},{"v":0,"d":"0.0%"},{"v":1,"d":"100.0%"},{"v":0,"d":"0.0%"},{"v":0,"d":"0.0%"},{"v":1,"d":"100.0%"},{"v":0,"d":"0.0%"}]
[201,2019,"AL","Jones Bluff",6131,"Alabama Power Co",195,"USCE-Mobile District",27813,"Electric Utility","Southern Company Services, Inc. - Trans","SOCO","SERC","SRSO","SERC South",null,"01","001","Autauga",32.324242,-86.784319,4,4,"WAT","HYDRO",null,{"v":0.35252,"d":"0.3525"},{"v":82,"d":"82.0"},{"$nulls":9},{"v":2254951,"d":"2,254,951"},{"v":986291,"d":"986,291"},{"v":253223,"d":"253,223"},{"v":110757,"d":"110,757"},{"$nulls":41},{"v":2254951,"d":"2,254,951"},{"v":986291,"d":"986,291"},{"$nulls":6},"--","EIA","EIA",{"$nulls":15},0,0,0,0,{"v":253223,"d":"253,223"},0,0,0,0,0,0,0,{"v":253223,"d":"253,223"},0,0,{"v":253223,"d":"253,223"},{"v":0,"d":"0.0%"},{"v":0,"d":"0.0%"},{"v":0,"d":"0.0%"},{"v":0,"d":"0.0%"},{"v":1,"d":"100.0%"},{"v":0,"d":"0.0%"},{"v":0,"d":"0.0%"},{"v":0,"d":"0.0%"},{"v":0,"d":"0.0%"},{"v":0,"d":"0.0%"},{"v":0,"d":"0.0%"},{"v":0,"d":"0.0%"},{"v":1,"d":"100.0%"},{"v":0,"d":"0.0%"},{"v":0,"d":"0.0%"},{"v":1,"d":"100.0%"}]
[202,2019,"AL","Jordan Dam",13,"Alabama Power Co",195,"Alabama Power Co",195,"Electric Utility","Southern Company Services, Inc. - Trans","SOCO","SERC","SRSO","SERC South",null,"01","051","Elmore",32.6189,-86.2548,4,4,"WAT","HYDRO",null,{"v":0.45646,"d":"0.4565"},{"v":100,"d":"100.0"},{"$nulls":9},{"v":3560726,"d":"3,560,726"},{"v":1557421,"d":"1,557,421"},{"v":399857,"d":"399,857"},{"v":174893,"d":"174,893"},{"$nulls":41},{"v":3560726,"d":"3,560,726"},{"v":1557421,"d":"1,557,421"},{"$nulls":6},"--","EIA","EIA",{"$nulls":15},0,0,0,0,{"v":399857,"d":"399,857"},0,0,0,0,0,0,0,{"v":399857,"d":"399,857"},0,0,{"v":399857,"d":"399,857"},{"v":0,"d":"0.0%"},{"v":0,"d":"0.0%"},{"v":0,"d":"0.0%"},{"v":0,"d":"0.0%"},{"v":1,"d":"100.0%"},{"v":0,"d":"0.0%"},{"v":0,"d":"0.0%"},{"v":0,"d":"0.0%"},{"v":0,"d":"0.0%"},{"v":0,"d":"0.0%"},{"v":0,"d":"0.0%"},{"v":0,"d":"0.0%"},{"v":1,"d":"100.0%"},{"v":0,"d":"0.0%"},{"v":0,"d":"0.0%"},{"v":1,"d":"100.0%"}]
[203,2019,"AL","Joseph M Farley",6001,"Alabama Power Co",195,"Alabama Power Co",195,"Electric Utility","Southern Company Services, Inc. - Trans","SOCO","SERC","SRSO","SERC South",null,"01","069","Houston",31.2231,-85.1116,2,2,"NUC","NUCLEAR",null,{"v":0.90847,"d":"0.9085"},{"v":1776.4,"d":"1,776.4"},{"$nulls":9},{"v":147613104,"d":"147,613,104"},{"v":65567456,"d":"65,567,456"},{"v":14136962,"d":"14,136,962"},{"v":6279420,"d":"6,279,420"},{"$nulls":41},{"v":147613104,"d":"147,613,104"},{"v":65567456,"d":"65,567,456"},{"$nulls":6},"--","EIA","EIA",{"$nulls":15},0,0,0,{"v":14136962,"d":"14,136,962"},0,0,0,0,0,0,0,{"v":14136962,"d":"14,136,962"},0,0,0,{"v":14136962,"d":"14,136,962"},{"v":0,"d":"0.0%"},{"v":0,"d":"0.0%"},{"v":0,"d":"0.0%"},{"v":1,"d":"100.0%"},{"v":0,"d":"0.0%"},{"v":0,"d":"0.0%"},{"v":0,"d":"0.0%"},{"v":0,"d":"0.0%"},{"v":0,"d":"0.0%"},{"v":0,"d":"0.0%"},{"v":0,"d":"0.0%"},{"v":1,"d":"100.0%"},{"v":0,"d":"0.0%"},{"v":0,"d":"0.0%"},{"v":0,"d":"0.0%"},{"v":1,"d":"100.0%"}]
[204,2019,"AL","Kimberly Clark Mobile - CHP Plant",62449,"Alabama Power Co",195,"Kimberly Clark - Mobile Alabama",61964,"Industrial CHP","Southern Company Services, Inc. - Trans","SOCO","SERC","SRSO","SERC South",null,"01","097","Mobile",30.737741,-88.04977,2,2,"NG","GAS",null,{"v":0.58795,"d":"0.5880"},{"v":50,"d":"50.0"},{"v":0.35341704718417,"d":"0.3534"},null,"Yes",0,null,{"v":1,"d":"1.0000"},null,{"v":2865800,"d":"2,865,800"},{"v":1784541,"d":"1,784,541"},{"v":2865800,"d":"2,865,800"},{"v":1784541,"d":"1,784,541"},{"v":257522,"d":"257,522"},{"v":160360,"d":"160,360"},{"v":450.864,"d":"451"},{"v":280.754,"d":"281"},{"v":4.58,"d":"5"},{"v":167490.328,"d":"167,490"},{"v":6318.013,"d":"6,318"},{"v":631.801,"d":"632"},{"v":167663.442,"d":"167,663"},null,3.502,3.502,0.036,{"v":1300.785,"d":"1,300.785"},0.025,{"v":2E-3,"d":"0.002"},{"v":1302.129,"d":"1,302.129"},null,0.315,0.315,0.003,116.889,{"v":2E-3,"d":"0.002"},{"v":0,"d":"0.000"},{"v":117.01,"d":"117.010"},null,3.502,3.502,0.036,{"v":1300.785,"d":"1,300.785"},0.025,{"v":2E-3,"d":"0.002"},{"v":1302.129,"d":"1,302.129"},null,{"v":450.864,"d":"451"},{"v":280.754,"d":"281"},{"v":4.58,"d":"5"},{"v":167490.328,"d":"167,490"},{"v":6318.013,"d":"6,318"},{"v":631.801,"d":"632"},null,{"v":2865800,"d":"2,865,800"},{"v":1784541,"d":"1,784,541"},{"v":2865800,"d":"2,865,800"},{"v":1784541,"d":"1,784,541"},"EIA","EIA","EIA","EIA","EIA","EIA","--","EIA","EIA",{"$nulls":6},0,0,0,0,0,0,0,0,{"v":11128.369615,"d":"11,128.370"},0,0,{"v":257522,"d":"257,522"},0,0,0,0,0,0,0,0,{"v":257522,"d":"257,522"},0,0,{"v":257522,"d":"257,522"},0,{"v":0,"d":"0.0%"},{"v":0,"d":"0.0%"},{"v":1,"d":"100.0%"},{"v":0,"d":"0.0%"},{"v":0,"d":"0.0%"},{"v":0,"d":"0.0%"},{"v":0,"d":"0.0%"},{"v":0,"d":"0.0%"},{"v":0,"d":"0.0%"},{"v":0,"d":"0.0%"},{"v":0,"d":"0.0%"},{"v":1,"d":"100.0%"},{"v":0,"d":"0.0%"},{"v":0,"d":"0.0%"},{"v":1,"d":"100.0%"},{"v":0,"d":"0.0%"}]
[205,2019,"AL","LaFayette Solar Farm",60583,"Alabama Power Co",195,"AL Solar A, LLC",60347,"IPP Non-CHP","Southern Company Services, Inc. - Trans","SOCO","SERC","SRSO","SERC South",null,"01","017","Chambers",32.876313,-85.38821,1,1,"SUN","SOLAR",null,{"v":0.24086,"d":"0.2409"},79.2,{"$nulls":9},{"v":1488089,"d":"1,488,089"},{"v":810711,"d":"810,711"},{"v":167107,"d":"167,107"},{"v":91040,"d":"91,040"},{"$nulls":41},{"v":1488089,"d":"1,488,089"},{"v":810711,"d":"810,711"},{"$nulls":6},"--","EIA","EIA",{"$nulls":15},0,0,0,0,0,0,0,{"v":167107,"d":"167,107"},0,0,0,0,{"v":167107,"d":"167,107"},{"v":167107,"d":"167,107"},0,{"v":167107,"d":"167,107"},{"v":0,"d":"0.0%"},{"v":0,"d":"0.0%"},{"v":0,"d":"0.0%"},{"v":0,"d":"0.0%"},{"v":0,"d":"0.0%"},{"v":0,"d":"0.0%"},{"v":0,"d":"0.0%"},{"v":1,"d":"100.0%"},{"v":0,"d":"0.0%"},{"v":0,"d":"0.0%"},{"v":0,"d":"0.0%"},{"v":0,"d":"0.0%"},{"v":1,"d":"100.0%"},{"v":1,"d":"100.0%"},{"v":0,"d":"0.0%"},{"v":1,"d":"100.0%"}]
[206,2019,"AL","Langdale",711,"Georgia Power Co",7140,"Georgia Power Co",7140,"Electric Utility","Southern Company Services, Inc. - Trans","SOCO","SERC","SRSO","SERC South",null,"01","017","Chambers",32.813836,-85.167786,2,2,"WAT","HYDRO",null,{"v":0,"d":"0.0000"},{"v":1,"d":"1.0"},{"$nulls":11},0,0,{"$nulls":49},"--",{"$nulls":17},0,0,0,0,0,0,0,0,0,0,0,0,0,0,0,0]
[207,2019,"AL","Lay Dam",15,"Alabama Power Co",195,"Alabama Power Co",195,"Electric Utility","Southern Company Services, Inc. - Trans","SOCO","SERC","SRSO","SERC South",null,"01","021","Chilton",32.9633,-86.5187,6,6,"WAT","HYDRO",null,{"v":0.43036,"d":"0.4304"},{"v":177,"d":"177.0"},{"$nulls":9},{"v":5942154,"d":"5,942,154"},{"v":2599031.062,"d":"2,599,031"},{"v":667282.998,"d":"667,283"},{"v":291862.002,"d":"291,862"},{"$nulls":41},{"v":5942154,"d":"5,942,154"},{"v":2599031.062,"d":"2,599,031"},{"$nulls":6},"--","EIA","EIA",{"$nulls":15},0,0,0,0,{"v":667283,"d":"667,283"},0,0,0,0,0,0,0,{"v":667283,"d":"667,283"},0,0,{"v":667283,"d":"667,283"},{"v":0,"d":"0.0%"},{"v":0,"d":"0.0%"},{"v":0,"d":"0.0%"},{"v":0,"d":"0.0%"},{"v":1,"d":"100.0%"},{"v":0,"d":"0.0%"},{"v":0,"d":"0.0%"},{"v":0,"d":"0.0%"},{"v":0,"d":"0.0%"},{"v":0,"d":"0.0%"},{"v":0,"d":"0.0%"},{"v":0,"d":"0.0%"},{"v":1,"d":"100.0%"},{"v":0,"d":"0.0%"},{"v":0,"d":"0.0%"},{"v":1,"d":"100.0%"}]
[208,2019,"AL","Lewis Smith Dam",18,"Alabama Power Co",195,"Alabama Power Co",195,"Electric Utility","Southern Company Services, Inc. - Trans","SOCO","SERC","SRSO","SERC South",null,"01","127","Walker",33.9406,-87.1077,2,2,"WAT","HYDRO",null,{"v":0.25873,"d":"0.2587"},{"v":181,"d":"181.0"},{"$nulls":9},{"v":3653151,"d":"3,653,151"},{"v":1597848,"d":"1,597,848"},{"v":410236,"d":"410,236"},{"v":179433,"d":"179,433"},{"$nulls":41},{"v":3653151,"d":"3,653,151"},{"v":1597848,"d":"1,597,848"},{"$nulls":6},"--","EIA","EIA",{"$nulls":15},0,0,0,0,{"v":410236,"d":"410,236"},0,0,0,0,0,0,0,{"v":410236,"d":"410,236"},0,0,{"v":410236,"d":"410,236"},{"v":0,"d":"0.0%"},{"v":0,"d":"0.0%"},{"v":0,"d":"0.0%"},{"v":0,"d":"0.0%"},{"v":1,"d":"100.0%"},{"v":0,"d":"0.0%"},{"v":0,"d":"0.0%"},{"v":0,"d":"0.0%"},{"v":0,"d":"0.0%"},{"v":0,"d":"0.0%"},{"v":0,"d":"0.0%"},{"v":0,"d":"0.0%"},{"v":1,"d":"100.0%"},{"v":0,"d":"0.0%"},{"v":0,"d":"0.0%"},{"v":1,"d":"100.0%"}]
[209,2019,"AL","Logan Martin Dam",14,"Alabama Power Co",195,"Alabama Power Co",195,"Electric Utility","Southern Company Services, Inc. - Trans","SOCO","SERC","SRSO","SERC South",null,"01","121","Talladega",33.425878,-86.337547,3,3,"WAT","HYDRO",null,{"v":0.39748,"d":"0.3975"},128.1,{"$nulls":9},{"v":3971985,"d":"3,971,985"},{"v":1737302.062,"d":"1,737,302"},{"v":446040,"d":"446,040"},{"v":195093,"d":"195,093"},{"$nulls":41},{"v":3971985,"d":"3,971,985"},{"v":1737302.062,"d":"1,737,302"},{"$nulls":6},"--","EIA","EIA",{"$nulls":15},0,0,0,0,{"v":446040,"d":"446,040"},0,0,0,0,0,0,0,{"v":446040,"d":"446,040"},0,0,{"v":446040,"d":"446,040"},{"v":0,"d":"0.0%"},{"v":0,"d":"0.0%"},{"v":0,"d":"0.0%"},{"v":0,"d":"0.0%"},{"v":1,"d":"100.0%"},{"v":0,"d":"0.0%"},{"v":0,"d":"0.0%"},{"v":0,"d":"0.0%"},{"v":0,"d":"0.0%"},{"v":0,"d":"0.0%"},{"v":0,"d":"0.0%"},{"v":0,"d":"0.0%"},{"v":1,"d":"100.0%"},{"v":0,"d":"0.0%"},{"v":0,"d":"0.0%"},{"v":1,"d":"100.0%"}]
[210,2019,"AL","Martin Dam",16,"Alabama Power Co",195,"Alabama Power Co",195,"Electric Utility","Southern Company Services, Inc. - Trans","SOCO","SERC","SRSO","SERC South",null,"01","051","Elmore",32.680394,-85.911442,4,4,"WAT","HYDRO",null,{"v":0.22321,"d":"0.2232"},210.6,{"$nulls":9},{"v":3667032.938,"d":"3,667,033"},{"v":1603919.969,"d":"1,603,920"},{"v":411794.999,"d":"411,795"},{"v":180115,"d":"180,115"},{"$nulls":41},{"v":3667032.938,"d":"3,667,033"},{"v":1603919.969,"d":"1,603,920"},{"$nulls":6},"--","EIA","EIA",{"$nulls":15},0,0,0,0,{"v":411795,"d":"411,795"},0,0,0,0,0,0,0,{"v":411795,"d":"411,795"},0,0,{"v":411795,"d":"411,795"},{"v":0,"d":"0.0%"},{"v":0,"d":"0.0%"},{"v":0,"d":"0.0%"},{"v":0,"d":"0.0%"},{"v":1,"d":"100.0%"},{"v":0,"d":"0.0%"},{"v":0,"d":"0.0%"},{"v":0,"d":"0.0%"},{"v":0,"d":"0.0%"},{"v":0,"d":"0.0%"},{"v":0,"d":"0.0%"},{"v":0,"d":"0.0%"},{"v":1,"d":"100.0%"},{"v":0,"d":"0.0%"},{"v":0,"d":"0.0%"},{"v":1,"d":"100.0%"}]
[211,2019,"AL","McIntosh (7063)",7063,"PowerSouth Energy Cooperative",189,"PowerSouth Energy Cooperative",189,"Electric Utility","PowerSouth Energy Cooperative","AEC","SERC","SRSO","SERC South",null,"01","129","Washington",31.2546,-88.0299,5,5,"NG","GAS",null,{"v":0.11166,"d":"0.1117"},{"v":676,"d":"676.0"},{"v":1,"d":"1.0000"},{"$nulls":6},{"v":7038724.059,"d":"7,038,724"},{"v":4690030.732,"d":"4,690,031"},{"v":7038724.059,"d":"7,038,724"},{"v":4690030.732,"d":"4,690,031"},{"v":661232,"d":"661,232"},{"v":318885,"d":"318,885"},{"v":144.278,"d":"144"},{"v":89.602,"d":"90"},{"v":2.114,"d":"2"},{"v":418321.184,"d":"418,321"},{"v":16301.756,"d":"16,302"},{"v":1631.287,"d":"1,631"},{"v":418768.018,"d":"418,768"},null,0.436,0.562,0.006,{"v":1265.278,"d":"1,265.278"},0.025,{"v":2E-3,"d":"0.002"},{"v":1266.63,"d":"1,266.630"},null,0.041,0.038,{"v":1E-3,"d":"0.001"},118.863,{"v":2E-3,"d":"0.002"},{"v":0,"d":"0.000"},{"v":118.99,"d":"118.990"},null,0.436,0.562,0.006,{"v":1265.278,"d":"1,265.278"},0.025,{"v":2E-3,"d":"0.002"},{"v":1266.63,"d":"1,266.630"},null,{"v":144.278,"d":"144"},{"v":89.602,"d":"90"},{"v":2.114,"d":"2"},{"v":418321.184,"d":"418,321"},{"v":16301.756,"d":"16,302"},{"v":1631.287,"d":"1,631"},null,{"v":7038724.059,"d":"7,038,724"},{"v":4690030.732,"d":"4,690,031"},{"v":7038724.059,"d":"7,038,724"},{"v":4690030.732,"d":"4,690,031"},"EPA/CAMD","EPA/CAMD","EPA/CAMD","EPA/CAMD","EIA","EIA","--","EPA/CAMD","EPA/CAMD",{"$nulls":14},{"v":10644.863027,"d":"10,644.863"},0,{"v":152.609,"d":"153"},{"v":661079.39,"d":"661,079"},0,0,0,0,0,0,0,0,{"v":661231.999,"d":"661,232"},0,0,{"v":661231.999,"d":"661,232"},0,{"v":0,"d":"0.0%"},{"v":0.000230794940702802,"d":"0.0%"},{"v":0.999769205059297,"d":"100.0%"},{"v":0,"d":"0.0%"},{"v":0,"d":"0.0%"},{"v":0,"d":"0.0%"},{"v":0,"d":"0.0%"},{"v":0,"d":"0.0%"},{"v":0,"d":"0.0%"},{"v":0,"d":"0.0%"},{"v":0,"d":"0.0%"},{"v":1,"d":"100.0%"},{"v":0,"d":"0.0%"},{"v":0,"d":"0.0%"},{"v":1,"d":"100.0%"},{"v":0,"d":"0.0%"}]
[212,2019,"AL","McWilliams",533,"PowerSouth Energy Cooperative",189,"PowerSouth Energy Cooperative",189,"Electric Utility","PowerSouth Energy Cooperative","AEC","SERC","SRSO","SERC South",null,"01","039","Covington",31.400255,-86.476449,3,7,"NG","GAS",null,{"v":0.62151,"d":"0.6215"},{"v":654,"d":"654.0"},{"v":0.297478576980902,"d":"0.2975"},{"$nulls":6},{"v":26183654.25,"d":"26,183,654"},{"v":13497753.875,"d":"13,497,754"},{"v":26183654.25,"d":"26,183,654"},{"v":13497753.875,"d":"13,497,754"},{"v":3560672,"d":"3,560,672"},{"v":1852713,"d":"1,852,713"},{"v":206.739,"d":"207"},{"v":94.891,"d":"95"},{"v":7.842,"d":"8"},{"v":1556055.312,"d":"1,556,055"},{"v":59881.991,"d":"59,882"},{"v":5993.281,"d":"5,993"},{"v":1557696.836,"d":"1,557,697"},null,0.116,0.102,0.004,874.023,0.017,{"v":2E-3,"d":"0.002"},874.945,null,0.016,0.014,{"v":1E-3,"d":"0.001"},118.857,{"v":2E-3,"d":"0.002"},{"v":0,"d":"0.000"},118.982,null,0.116,0.102,0.004,874.023,0.017,{"v":2E-3,"d":"0.002"},874.945,null,{"v":206.739,"d":"207"},{"v":94.891,"d":"95"},{"v":7.842,"d":"8"},{"v":1556055.312,"d":"1,556,055"},{"v":59881.991,"d":"59,882"},{"v":5993.281,"d":"5,993"},null,{"v":26183654.25,"d":"26,183,654"},{"v":13497753.875,"d":"13,497,754"},{"v":26183654.25,"d":"26,183,654"},{"v":13497753.875,"d":"13,497,754"},"EPA/CAMD","EPA/CAMD","EPA/CAMD","EPA/CAMD","EIA","EIA","--","EPA/CAMD","EPA/CAMD",{"$nulls":14},{"v":7353.570878,"d":"7,353.571"},0,{"v":1035.844,"d":"1,036"},{"v":3559636.2,"d":"3,559,636"},0,0,0,0,0,0,0,0,{"v":3560672.044,"d":"3,560,672"},0,0,{"v":3560672.044,"d":"3,560,672"},0,{"v":0,"d":"0.0%"},{"v":0.000290912498314883,"d":"0.0%"},{"v":0.999709087501685,"d":"100.0%"},{"v":0,"d":"0.0%"},{"v":0,"d":"0.0%"},{"v":0,"d":"0.0%"},{"v":0,"d":"0.0%"},{"v":0,"d":"0.0%"},{"v":0,"d":"0.0%"},{"v":0,"d":"0.0%"},{"v":0,"d":"0.0%"},{"v":1,"d":"100.0%"},{"v":0,"d":"0.0%"},{"v":0,"d":"0.0%"},{"v":1,"d":"100.0%"},{"v":0,"d":"0.0%"}]
[213,2019,"AL","Millers Ferry",38,"Alabama Power Co",195,"USCE-Mobile District",27813,"Electric Utility","Southern Company Services, Inc. - Trans","SOCO","SERC","SRSO","SERC South",null,"01","131","Wilcox",32.100881,-87.399767,3,3,"WAT","HYDRO",null,{"v":0.32978,"d":"0.3298"},101.1,{"$nulls":9},{"v":2600865.938,"d":"2,600,866"},{"v":1137589.969,"d":"1,137,590"},{"v":292068,"d":"292,068"},{"v":127746.999,"d":"127,747"},{"$nulls":41},{"v":2600865.938,"d":"2,600,866"},{"v":1137589.969,"d":"1,137,590"},{"$nulls":6},"--","EIA","EIA",{"$nulls":15},0,0,0,0,{"v":292068,"d":"292,068"},0,0,0,0,0,0,0,{"v":292068,"d":"292,068"},0,0,{"v":292068,"d":"292,068"},{"v":0,"d":"0.0%"},{"v":0,"d":"0.0%"},{"v":0,"d":"0.0%"},{"v":0,"d":"0.0%"},{"v":1,"d":"100.0%"},{"v":0,"d":"0.0%"},{"v":0,"d":"0.0%"},{"v":0,"d":"0.0%"},{"v":0,"d":"0.0%"},{"v":0,"d":"0.0%"},{"v":0,"d":"0.0%"},{"v":0,"d":"0.0%"},{"v":1,"d":"100.0%"},{"v":0,"d":"0.0%"},{"v":0,"d":"0.0%"},{"v":1,"d":"100.0%"}]
[214,2019,"AL","Mitchell Dam",17,"Alabama Power Co",195,"Alabama Power Co",195,"Electric Utility","Southern Company Services, Inc. - Trans","SOCO","SERC","SRSO","SERC South",null,"01","037","Coosa",32.806025,-86.444892,4,4,"WAT","HYDRO",null,{"v":0.36205,"d":"0.3621"},{"v":170,"d":"170.0"},{"$nulls":9},{"v":4801245.875,"d":"4,801,246"},{"v":2100011.062,"d":"2,100,011"},{"v":539163,"d":"539,163"},{"v":235824,"d":"235,824"},{"$nulls":41},{"v":4801245.875,"d":"4,801,246"},{"v":2100011.062,"d":"2,100,011"},{"$nulls":6},"--","EIA","EIA",{"$nulls":15},0,0,0,0,{"v":539163,"d":"539,163"},0,0,0,0,0,0,0,{"v":539163,"d":"539,163"},0,0,{"v":539163,"d":"539,163"},{"v":0,"d":"0.0%"},{"v":0,"d":"0.0%"},{"v":0,"d":"0.0%"},{"v":0,"d":"0.0%"},{"v":1,"d":"100.0%"},{"v":0,"d":"0.0%"},{"v":0,"d":"0.0%"},{"v":0,"d":"0.0%"},{"v":0,"d":"0.0%"},{"v":0,"d":"0.0%"},{"v":0,"d":"0.0%"},{"v":0,"d":"0.0%"},{"v":1,"d":"100.0%"},{"v":0,"d":"0.0%"},{"v":0,"d":"0.0%"},{"v":1,"d":"100.0%"}]
[215,2019,"AL","Mobile Energy Services LLC",50407,"Alabama Power Co",195,"DTE Energy Services",34672,"IPP CHP","Southern Company Services, Inc. - Trans","SOCO","SERC","SRSO","SERC South",null,"01","097","Mobile",30.736487,-88.051643,5,3,"NG","GAS",null,{"v":0.03742,"d":"0.0374"},109.2,{"v":1,"d":"1.0000"},"Yes","Yes",{"v":417060,"d":"417,060"},{"v":0.293,"d":"0"},{"v":0.280876,"d":"0.2809"},null,{"v":259876.488,"d":"259,876"},0,{"v":259876.488,"d":"259,876"},0,{"v":35796,"d":"35,796"},0,{"v":21.784,"d":"22"},0,{"v":0.077,"d":"0"},{"v":15188.359,"d":"15,188"},{"v":572.93,"d":"573"},{"v":57.293,"d":"57"},{"v":15204.057,"d":"15,204"},null,1.217,null,0.004,848.606,0.016,{"v":2E-3,"d":"0.002"},849.484,null,0.168,null,{"v":1E-3,"d":"0.001"},116.889,{"v":2E-3,"d":"0.002"},{"v":0,"d":"0.000"},{"v":117.01,"d":"117.010"},null,1.217,null,0.004,848.606,0.016,{"v":2E-3,"d":"0.002"},849.484,null,{"v":77.559,"d":"78"},0,{"v":0.274,"d":"0"},{"v":54074.949,"d":"54,075"},{"v":2039.798,"d":"2,040"},{"v":203.98,"d":"204"},null,{"v":925235.438,"d":"925,235"},0,{"v":925235.438,"d":"925,235"},0,"EIA","EIA","EPA/CAMD; EIA","EIA","EIA","EIA","--","EIA","EIA",{"$nulls":3},0,null,null,{"v":665358.95,"d":"665,359"},0,{"v":55.775,"d":"56"},0,{"v":0.197,"d":"0"},{"v":38886.59,"d":"38,887"},{"v":1466.867,"d":"1,467"},{"v":146.687,"d":"147"},{"v":7259.930932,"d":"7,259.931"},0,0,{"v":35796,"d":"35,796"},0,0,0,0,0,0,0,0,{"v":35796,"d":"35,796"},0,0,{"v":35796,"d":"35,796"},0,{"v":0,"d":"0.0%"},{"v":0,"d":"0.0%"},{"v":1,"d":"100.0%"},{"v":0,"d":"0.0%"},{"v":0,"d":"0.0%"},{"v":0,"d":"0.0%"},{"v":0,"d":"0.0%"},{"v":0,"d":"0.0%"},{"v":0,"d":"0.0%"},{"v":0,"d":"0.0%"},{"v":0,"d":"0.0%"},{"v":1,"d":"100.0%"},{"v":0,"d":"0.0%"},{"v":0,"d":"0.0%"},{"v":1,"d":"100.0%"},{"v":0,"d":"0.0%"}]
[216,2019,"AL","Morgan Energy Center",55293,"Tennessee Valley Authority",18642,"Morgan Energy Center LLC",29122,"IPP CHP","Tennessee Valley Authority","TVA","SERC","SRTV","SERC Tennessee Valley",null,"01","103","Morgan",34.6397,-87.0639,3,4,"NG","GAS",null,{"v":0.39591,"d":"0.3959"},{"v":900,"d":"900.0"},{"v":0.673486385929308,"d":"0.6735"},null,"Yes",{"v":3283208.8,"d":"3,283,209"},{"v":3.245,"d":"3"},{"v":0.812253,"d":"0.8123"},null,{"v":20258129.77,"d":"20,258,130"},{"v":9255971.563,"d":"9,255,972"},{"v":20258129.77,"d":"20,258,130"},{"v":9255971.563,"d":"9,255,972"},{"v":3121340,"d":"3,121,340"},{"v":1437557,"d":"1,437,557"},{"v":80.979,"d":"81"},{"v":37.46,"d":"37"},{"v":6.078,"d":"6"},{"v":1203914.246,"d":"1,203,914"},{"v":46821.957,"d":"46,822"},{"v":4682.196,"d":"4,682"},{"v":1205197.167,"d":"1,205,197"},null,0.052,0.052,0.004,771.409,0.015,{"v":2E-3,"d":"0.002"},772.231,null,0.008,0.008,{"v":1E-3,"d":"0.001"},118.857,{"v":2E-3,"d":"0.002"},{"v":0,"d":"0.000"},118.984,null,0.052,0.052,0.004,771.409,0.015,{"v":2E-3,"d":"0.002"},772.231,null,{"v":99.697,"d":"100"},{"v":46.119,"d":"46"},{"v":7.483,"d":"7"},{"v":1482191.656,"d":"1,482,192"},{"v":57644.566,"d":"57,645"},{"v":5764.457,"d":"5,764"},null,{"v":24940672.5,"d":"24,940,673"},{"v":11395432.75,"d":"11,395,433"},{"v":24940672.5,"d":"24,940,673"},{"v":11395432.75,"d":"11,395,433"},"EPA/CAMD","EPA/CAMD","EPA/CAMD","EPA/CAMD","EIA","EIA","--","EPA/CAMD","EPA/CAMD",{"$nulls":6},{"v":4682542.73,"d":"4,682,543"},{"v":2139461.187,"d":"2,139,461"},{"v":18.718,"d":"19"},{"v":8.659,"d":"9"},{"v":1.405,"d":"1"},{"v":278277.411,"d":"278,277"},{"v":10822.609,"d":"10,823"},{"v":1082.261,"d":"1,082"},{"v":6490.202852,"d":"6,490.203"},0,0,{"v":3121340,"d":"3,121,340"},0,0,0,0,0,0,0,0,{"v":3121340,"d":"3,121,340"},0,0,{"v":3121340,"d":"3,121,340"},0,{"v":0,"d":"0.0%"},{"v":0,"d":"0.0%"},{"v":1,"d":"100.0%"},{"v":0,"d":"0.0%"},{"v":0,"d":"0.0%"},{"v":0,"d":"0.0%"},{"v":0,"d":"0.0%"},{"v":0,"d":"0.0%"},{"v":0,"d":"0.0%"},{"v":0,"d":"0.0%"},{"v":0,"d":"0.0%"},{"v":1,"d":"100.0%"},{"v":0,"d":"0.0%"},{"v":0,"d":"0.0%"},{"v":1,"d":"100.0%"},{"v":0,"d":"0.0%"}]
[217,2019,"AL","Muscle Shoals",62462,"Tennessee Valley Authority",18642,"Longroad Energy Services LLC",61219,"IPP Non-CHP","Tennessee Valley Authority","TVA","SERC","SRTV","SERC Tennessee Valley",null,"01","033","Colbert",34.76973,-87.90454,1,1,"SUN","SOLAR",null,null,{"v":227,"d":"227.0"},{"$nulls":62},"--"]
[218,2019,"AL","Packaging Corporation of America Jackson Mill",55044,"Alabama Power Co",195,"Boise White Paper LLC",56310,"Industrial CHP","Southern Company Services, Inc. - Trans","SOCO","SERC","SRSO","SERC South",null,"01","025","Clarke",31.4894,-87.8989,4,1,"BLQ","BIOMASS",null,{"v":0.90112,"d":"0.9011"},15.6,{"v":0,"d":"0.0000"},"Yes","Yes",{"v":6138296.8,"d":"6,138,297"},{"v":0.068,"d":"0"},{"v":0.083656,"d":"0.0837"},null,{"v":698190.916,"d":"698,191"},{"v":276592.652,"d":"276,593"},{"v":698190.916,"d":"698,191"},{"v":276592.652,"d":"276,593"},{"v":123143.11,"d":"123,143"},{"v":50061.399,"d":"50,061"},{"v":33.402,"d":"33"},{"v":13.717,"d":"14"},{"v":137.154,"d":"137"},{"v":13653.999,"d":"13,654"},{"v":3767.598,"d":"3,768"},{"v":2217.574,"d":"2,218"},{"v":14031.512,"d":"14,032"},null,0.542,0.548,2.228,221.758,0.031,0.018,{"v":227.89,"d":"227.890"},null,0.096,0.099,0.393,39.113,0.005,0.003,40.194,null,0.542,0.548,2.228,221.758,0.031,0.018,{"v":227.89,"d":"227.890"},null,{"v":399.285,"d":"399"},{"v":163.974,"d":"164"},{"v":1639.51,"d":"1,640"},{"v":779613.555,"d":"779,614"},{"v":45036.915,"d":"45,037"},{"v":26508.326,"d":"26,508"},null,{"v":8345998.188,"d":"8,345,998"},{"v":3306318.828,"d":"3,306,319"},{"v":8345998.188,"d":"8,345,998"},{"v":3306318.828,"d":"3,306,319"},"EIA","EIA","EIA","EIA","EIA","EIA","--","EIA","EIA",{"$nulls":3},{"v":616397.095,"d":"616,397"},null,null,{"v":7647807.272,"d":"7,647,807"},{"v":3029726.176,"d":"3,029,726"},{"v":365.883,"d":"366"},{"v":150.257,"d":"150"},{"v":1502.355,"d":"1,502"},{"v":149562.461,"d":"149,562"},{"v":41269.317,"d":"41,269"},{"v":24290.752,"d":"24,291"},{"v":5669.75222,"d":"5,669.752"},0,{"v":304.482,"d":"304"},{"v":40655.358,"d":"40,655"},0,0,{"v":82183.269,"d":"82,183"},0,0,0,0,0,{"v":40959.84,"d":"40,960"},{"v":82183.269,"d":"82,183"},{"v":82183.269,"d":"82,183"},{"v":123143.109,"d":"123,143"},0,{"v":0,"d":"0.0%"},{"v":0.00247258659028984,"d":"0.2%"},{"v":0.33014724356196,"d":"33.0%"},{"v":0,"d":"0.0%"},{"v":0,"d":"0.0%"},{"v":0.66738016984775,"d":"66.7%"},{"v":0,"d":"0.0%"},{"v":0,"d":"0.0%"},{"v":0,"d":"0.0%"},{"v":0,"d":"0.0%"},{"v":0,"d":"0.0%"},{"v":0.33261983015225,"d":"33.3%"},{"v":0.66738016984775,"d":"66.7%"},{"v":0.66738016984775,"d":"66.7%"},{"v":1,"d":"100.0%"},{"v":0,"d":"0.0%"}]
[219,2019,"AL","Pinckard Solar",62787,"Alabama Power Co",195,"RWE Renewables Americas LLC",56215,"IPP Non-CHP","Southern Company Services, Inc. - Trans","SOCO","SERC","SRSO","SERC South",null,"01","045","Dale",31.297,-85.536,1,1,"SUN","SOLAR",null,null,85.1,{"$nulls":62},"--"]
[220,2019,"AL","Plant H. Allen Franklin",7710,"Georgia Power Co",7140,"Southern Power Co",17650,"IPP Non-CHP","Southern Company Services, Inc. - Trans","SOCO","SERC","SRSO","SERC South",null,"01","081","Lee",32.6078,-85.0975,6,12,"NG","GAS",null,0.5301,{"v":2683.8,"d":"2,683.8"},{"v":0.449837703712551,"d":"0.4498"},{"$nulls":6},{"v":86049212,"d":"86,049,212"},{"v":39760729,"d":"39,760,729"},{"v":86049212,"d":"86,049,212"},{"v":39760729,"d":"39,760,729"},{"v":12462636,"d":"12,462,636"},{"v":5677125,"d":"5,677,125"},{"v":366.459,"d":"366"},{"v":167.087,"d":"167"},{"v":25.816,"d":"26"},{"v":5113785.062,"d":"5,113,785"},{"v":193812.953,"d":"193,813"},{"v":19381.295,"d":"19,381"},{"v":5119095.537,"d":"5,119,096"},null,0.059,0.059,0.004,820.659,0.016,{"v":2E-3,"d":"0.002"},821.511,null,0.009,0.008,{"v":1E-3,"d":"0.001"},118.857,{"v":2E-3,"d":"0.002"},{"v":0,"d":"0.000"},118.981,null,0.059,0.059,0.004,820.659,0.016,{"v":2E-3,"d":"0.002"},821.511,null,{"v":366.459,"d":"366"},{"v":167.087,"d":"167"},{"v":25.816,"d":"26"},{"v":5113785.062,"d":"5,113,785"},{"v":193812.953,"d":"193,813"},{"v":19381.295,"d":"19,381"},null,{"v":86049212,"d":"86,049,212"},{"v":39760729,"d":"39,760,729"},{"v":86049212,"d":"86,049,212"},{"v":39760729,"d":"39,760,729"},"EPA/CAMD","EPA/CAMD","EPA/CAMD","EPA/CAMD","EIA","EIA","--","EPA/CAMD","EPA/CAMD",{"$nulls":14},{"v":6904.575565,"d":"6,904.576"},0,0,{"v":12462636,"d":"12,462,636"},0,0,0,0,0,0,0,0,{"v":12462636,"d":"12,462,636"},0,0,{"v":12462636,"d":"12,462,636"},0,{"v":0,"d":"0.0%"},{"v":0,"d":"0.0%"},{"v":1,"d":"100.0%"},{"v":0,"d":"0.0%"},{"v":0,"d":"0.0%"},{"v":0,"d":"0.0%"},{"v":0,"d":"0.0%"},{"v":0,"d":"0.0%"},{"v":0,"d":"0.0%"},{"v":0,"d":"0.0%"},{"v":0,"d":"0.0%"},{"v":1,"d":"100.0%"},{"v":0,"d":"0.0%"},{"v":0,"d":"0.0%"},{"v":1,"d":"100.0%"},{"v":0,"d":"0.0%"}]
[221,2019,"AL","Point A",55,"PowerSouth Energy Cooperative",189,"PowerSouth Energy Cooperative",189,"Electric Utility","PowerSouth Energy Cooperative","AEC","SERC","SRSO","SERC South",null,"01","039","Covington",31.361146,-86.518307,3,3,"WAT","HYDRO",null,{"v":0.23494,"d":"0.2349"},5.2,{"$nulls":9},{"v":95299,"d":"95,299"},{"v":41682.999,"d":"41,683"},{"v":10702,"d":"10,702"},{"v":4681.001,"d":"4,681"},{"$nulls":41},{"v":95299,"d":"95,299"},{"v":41682.999,"d":"41,683"},{"$nulls":6},"--","EIA","EIA",{"$nulls":15},0,0,0,0,{"v":10702,"d":"10,702"},0,0,0,0,0,0,0,{"v":10702,"d":"10,702"},0,0,{"v":10702,"d":"10,702"},{"v":0,"d":"0.0%"},{"v":0,"d":"0.0%"},{"v":0,"d":"0.0%"},{"v":0,"d":"0.0%"},{"v":1,"d":"100.0%"},{"v":0,"d":"0.0%"},{"v":0,"d":"0.0%"},{"v":0,"d":"0.0%"},{"v":0,"d":"0.0%"},{"v":0,"d":"0.0%"},{"v":0,"d":"0.0%"},{"v":0,"d":"0.0%"},{"v":1,"d":"100.0%"},{"v":0,"d":"0.0%"},{"v":0,"d":"0.0%"},{"v":1,"d":"100.0%"}]
[222,2019,"AL","Redstone Arsenal Hybrid",61901,"Tennessee Valley Authority",18642,"Redstone Solar I, LLC",61513,"IPP Non-CHP","Tennessee Valley Authority","TVA","SERC","SRTV","SERC Tennessee Valley",null,"01","089","Madison",34.610987,-86.611551,2,2,"SUN","SOLAR",null,{"v":0.18795,"d":"0.1880"},{"v":11,"d":"11.0"},{"$nulls":7},0,0,{"v":161777,"d":"161,777"},{"v":87477,"d":"87,477"},{"v":18111,"d":"18,111"},{"v":9799,"d":"9,799"},{"$nulls":24},{"v":0,"d":"0.000"},null,{"v":0,"d":"0.000"},{"v":0,"d":"0.000"},{"v":0,"d":"0.000"},{"v":0,"d":"0.000"},{"v":0,"d":"0.000"},{"$nulls":8},0,0,{"v":161777,"d":"161,777"},{"v":87477,"d":"87,477"},{"$nulls":6},"--","EIA","EIA",{"$nulls":15},0,0,0,0,0,0,0,{"v":18167,"d":"18,167"},0,0,{"v":-56,"d":"(56)"},{"v":-56,"d":"(56)"},{"v":18167,"d":"18,167"},{"v":18167,"d":"18,167"},{"v":-56,"d":"(56)"},{"v":18167,"d":"18,167"},{"v":0,"d":"0.0%"},{"v":0,"d":"0.0%"},{"v":0,"d":"0.0%"},{"v":0,"d":"0.0%"},{"v":0,"d":"0.0%"},{"v":0,"d":"0.0%"},{"v":0,"d":"0.0%"},{"v":1,"d":"100.0%"},{"v":0,"d":"0.0%"},{"v":0,"d":"0.0%"},{"v":0,"d":"0.0%"},{"v":0,"d":"0.0%"},{"v":1,"d":"100.0%"},{"v":1,"d":"100.0%"},{"v":0,"d":"0.0%"},{"v":1,"d":"100.0%"}]
[223,2019,"AL","River Bend Solar, LLC",60058,"Tennessee Valley Authority",18642,"River Bend Solar, LLC",59790,"IPP Non-CHP","Tennessee Valley Authority","TVA","SERC","SRTV","SERC Tennessee Valley",null,"01","077","Lauderdale",34.831511,-87.842204,1,1,"SUN","SOLAR",null,{"v":0.22753,"d":"0.2275"},{"v":75,"d":"75.0"},{"$nulls":9},{"v":1331190,"d":"1,331,190"},{"v":719812,"d":"719,812"},{"v":149488,"d":"149,488"},{"v":80832,"d":"80,832"},{"$nulls":41},{"v":1331190,"d":"1,331,190"},{"v":719812,"d":"719,812"},{"$nulls":6},"--","EIA","EIA",{"$nulls":15},0,0,0,0,0,0,0,{"v":149488,"d":"149,488"},0,0,0,0,{"v":149488,"d":"149,488"},{"v":149488,"d":"149,488"},0,{"v":149488,"d":"149,488"},{"v":0,"d":"0.0%"},{"v":0,"d":"0.0%"},{"v":0,"d":"0.0%"},{"v":0,"d":"0.0%"},{"v":0,"d":"0.0%"},{"v":0,"d":"0.0%"},{"v":0,"d":"0.0%"},{"v":1,"d":"100.0%"},{"v":0,"d":"0.0%"},{"v":0,"d":"0.0%"},{"v":0,"d":"0.0%"},{"v":0,"d":"0.0%"},{"v":1,"d":"100.0%"},{"v":1,"d":"100.0%"},{"v":0,"d":"0.0%"},{"v":1,"d":"100.0%"}]
[224,2019,"AL","SABIC Innovative Plastics - Burkville",7698,"Alabama Power Co",195,"Alabama Power Co",195,"Electric Utility","Southern Company Services, Inc. - Trans","SOCO","SERC","SRSO","SERC South",null,"01","085","Lowndes",32.310226,-86.52542,1,2,"NG","GAS",null,{"v":0.48012,"d":"0.4801"},{"v":97,"d":"97.0"},{"v":0.53313444428753,"d":"0.5331"},null,"Yes",{"v":2658516,"d":"2,658,516"},{"v":0.524,"d":"1"},{"v":0.411186,"d":"0.4112"},null,{"v":1784609.933,"d":"1,784,610"},{"v":493747.918,"d":"493,748"},{"v":1784609.933,"d":"1,784,610"},{"v":493747.918,"d":"493,748"},{"v":407967,"d":"407,967"},{"v":113642,"d":"113,642"},{"v":25.606,"d":"26"},{"v":7.376,"d":"7"},{"v":0.535,"d":"1"},{"v":106055.818,"d":"106,056"},{"v":4535.493,"d":"4,535"},{"v":453.549,"d":"454"},{"v":106180.091,"d":"106,180"},null,0.126,{"v":0.13,"d":"0.130"},0.003,519.924,0.011,{"v":1E-3,"d":"0.001"},520.533,null,0.029,{"v":0.03,"d":"0.030"},{"v":1E-3,"d":"0.001"},118.856,0.003,{"v":0,"d":"0.000"},118.995,null,0.126,{"v":0.13,"d":"0.130"},0.003,519.924,0.011,{"v":1E-3,"d":"0.001"},520.533,null,{"v":62.274,"d":"62"},{"v":17.939,"d":"18"},{"v":1.302,"d":"1"},{"v":257926.422,"d":"257,926"},{"v":11030.263,"d":"11,030"},{"v":1103.026,"d":"1,103"},null,{"v":4340149,"d":"4,340,149"},{"v":1200788.75,"d":"1,200,789"},{"v":4340149,"d":"4,340,149"},{"v":1200788.75,"d":"1,200,789"},"EPA/CAMD","EPA/CAMD","EPA/CAMD","EPA/CAMD","EIA","EIA","--","EPA/CAMD","EPA/CAMD",{"$nulls":6},{"v":2555539.067,"d":"2,555,539"},{"v":707040.832,"d":"707,041"},{"v":36.668,"d":"37"},{"v":10.563,"d":"11"},{"v":0.767,"d":"1"},{"v":151870.603,"d":"151,871"},{"v":6494.77,"d":"6,495"},{"v":649.477,"d":"649"},{"v":4374.397765,"d":"4,374.398"},0,0,{"v":407967,"d":"407,967"},0,0,0,0,0,0,0,0,{"v":407967,"d":"407,967"},0,0,{"v":407967,"d":"407,967"},0,{"v":0,"d":"0.0%"},{"v":0,"d":"0.0%"},{"v":1,"d":"100.0%"},{"v":0,"d":"0.0%"},{"v":0,"d":"0.0%"},{"v":0,"d":"0.0%"},{"v":0,"d":"0.0%"},{"v":0,"d":"0.0%"},{"v":0,"d":"0.0%"},{"v":0,"d":"0.0%"},{"v":0,"d":"0.0%"},{"v":1,"d":"100.0%"},{"v":0,"d":"0.0%"},{"v":0,"d":"0.0%"},{"v":1,"d":"100.0%"},{"v":0,"d":"0.0%"}]
[225,2019,"AL","Sand Valley Power Station",59710,"Sand Mountain Electric Coop",16629,"EDL Inc",55858,"IPP Non-CHP","Tennessee Valley Authority","TVA","SERC","SRTV","SERC Tennessee Valley",null,"01","049","Dekalb",34.343875,-85.866103,3,3,"LFG","BIOMASS",null,{"v":0.66398,"d":"0.6640"},4.8,{"v":0.226701269977169,"d":"0.2267"},"Yes",{"$nulls":5},{"v":386839.008,"d":"386,839"},{"v":161784,"d":"161,784"},{"v":386839.008,"d":"386,839"},{"v":161784,"d":"161,784"},{"v":27918.999,"d":"27,919"},{"v":11676,"d":"11,676"},0,0,{"v":6.48,"d":"6"},0,0,0,0,null,{"v":0,"d":"0.000"},{"v":0,"d":"0.000"},0.464,{"v":0,"d":"0.000"},{"v":0,"d":"0.000"},{"v":0,"d":"0.000"},{"v":0,"d":"0.000"},null,{"v":0,"d":"0.000"},{"v":0,"d":"0.000"},0.034,{"v":0,"d":"0.000"},{"v":0,"d":"0.000"},{"v":0,"d":"0.000"},{"v":0,"d":"0.000"},null,{"v":0,"d":"0.000"},{"v":0,"d":"0.000"},0.464,{"v":0,"d":"0.000"},{"v":0,"d":"0.000"},{"v":0,"d":"0.000"},{"v":0,"d":"0.000"},null,{"v":280.455,"d":"280"},{"v":117.294,"d":"117"},{"v":8.704,"d":"9"},{"v":24564.195,"d":"24,564"},{"v":899.788,"d":"900"},{"v":89.979,"d":"90"},null,{"v":386839.008,"d":"386,839"},{"v":161784,"d":"161,784"},{"v":386839.008,"d":"386,839"},{"v":161784,"d":"161,784"},"EIA","EIA","EIA","EIA","EIA","EIA","--","EIA","EIA",{"v":280.455,"d":"280"},{"v":117.294,"d":"117"},{"v":2.224,"d":"2"},{"v":24564.195,"d":"24,564"},{"v":899.788,"d":"900"},{"v":89.979,"d":"90"},{"$nulls":8},{"v":13855.761589,"d":"13,855.762"},0,0,0,0,0,{"v":27919,"d":"27,919"},0,0,0,0,0,0,{"v":27919,"d":"27,919"},{"v":27919,"d":"27,919"},{"v":27919,"d":"27,919"},0,{"v":0,"d":"0.0%"},{"v":0,"d":"0.0%"},{"v":0,"d":"0.0%"},{"v":0,"d":"0.0%"},{"v":0,"d":"0.0%"},{"v":1,"d":"100.0%"},{"v":0,"d":"0.0%"},{"v":0,"d":"0.0%"},{"v":0,"d":"0.0%"},{"v":0,"d":"0.0%"},{"v":0,"d":"0.0%"},{"v":0,"d":"0.0%"},{"v":1,"d":"100.0%"},{"v":1,"d":"100.0%"},{"v":1,"d":"100.0%"},{"v":0,"d":"0.0%"}]
[226,2019,"AL","Sloss Industries Corp",50359,"Alabama Power Co",195,"Bluestone Coke LLC",62972,"Industrial CHP","Southern Company Services, Inc. - Trans","SOCO","SERC","SRSO","SERC South",null,"01","073","Jefferson",33.568164,-86.79873,3,2,"COG","COAL",null,{"v":0,"d":"0.0000"},{"v":25,"d":"25.0"},null,null,"Yes",{"v":1301104.8,"d":"1,301,105"},0,{"v":0,"d":"0.0000"},null,0,0,0,0,0,0,0,0,0,0,0,0,0,{"$nulls":25},{"v":12.524,"d":"13"},{"v":5.031,"d":"5"},{"v":0.69,"d":"1"},{"v":95053.468,"d":"95,053"},{"v":3585.991,"d":"3,586"},{"v":358.024,"d":"358"},null,{"v":1626378.5,"d":"1,626,379"},{"v":653323.5,"d":"653,324"},{"v":1626378.5,"d":"1,626,379"},{"v":653323.5,"d":"653,324"},"EIA","EIA","EIA","EIA","EIA","EIA","--","EIA","EIA",{"$nulls":6},{"v":1626378.5,"d":"1,626,379"},{"v":653323.5,"d":"653,324"},{"v":12.524,"d":"13"},{"v":5.031,"d":"5"},{"v":0.69,"d":"1"},{"v":95053.468,"d":"95,053"},{"v":3585.991,"d":"3,586"},{"v":358.024,"d":"358"},null,0,0,0,0,0,0,0,0,0,0,0,0,0,0,0,0]
[227,2019,"AL","Tenaska Lindsay Hill Generating Station",55271,"Alabama Power Co",195,"Tenaska Alabama Partners LP",31386,"IPP Non-CHP","Southern Company Services, Inc. - Trans","SOCO","SERC","SRSO","SERC South",null,"01","001","Autauga",32.6514,-86.7386,3,4,"NG","GAS",null,0.2095,939.4,{"v":0.984170852602247,"d":"0.9842"},{"$nulls":6},{"v":12830878.75,"d":"12,830,879"},{"v":7324519.25,"d":"7,324,519"},{"v":12830878.75,"d":"12,830,879"},{"v":7324519.25,"d":"7,324,519"},{"v":1723985,"d":"1,723,985"},{"v":983565,"d":"983,565"},{"v":50.521,"d":"51"},{"v":27.78,"d":"28"},{"v":3.849,"d":"4"},{"v":762545.203,"d":"762,545"},{"v":28447.358,"d":"28,447"},{"v":2844.736,"d":"2,845"},{"v":763324.661,"d":"763,325"},null,0.059,0.056,0.004,884.631,0.017,{"v":2E-3,"d":"0.002"},885.535,null,0.008,0.008,{"v":1E-3,"d":"0.001"},118.861,{"v":2E-3,"d":"0.002"},{"v":0,"d":"0.000"},118.982,null,0.059,0.056,0.004,884.631,0.017,{"v":2E-3,"d":"0.002"},885.535,null,{"v":50.521,"d":"51"},{"v":27.78,"d":"28"},{"v":3.849,"d":"4"},{"v":762545.203,"d":"762,545"},{"v":28447.358,"d":"28,447"},{"v":2844.736,"d":"2,845"},null,{"v":12830878.75,"d":"12,830,879"},{"v":7324519.25,"d":"7,324,519"},{"v":12830878.75,"d":"12,830,879"},{"v":7324519.25,"d":"7,324,519"},"EPA/CAMD","EPA/CAMD","EPA/CAMD","EPA/CAMD","EIA","EIA","--","EPA/CAMD","EPA/CAMD",{"$nulls":14},{"v":7442.569831,"d":"7,442.570"},0,0,{"v":1723985,"d":"1,723,985"},0,0,0,0,0,0,0,0,{"v":1723985,"d":"1,723,985"},0,0,{"v":1723985,"d":"1,723,985"},0,{"v":0,"d":"0.0%"},{"v":0,"d":"0.0%"},{"v":1,"d":"100.0%"},{"v":0,"d":"0.0%"},{"v":0,"d":"0.0%"},{"v":0,"d":"0.0%"},{"v":0,"d":"0.0%"},{"v":0,"d":"0.0%"},{"v":0,"d":"0.0%"},{"v":0,"d":"0.0%"},{"v":0,"d":"0.0%"},{"v":1,"d":"100.0%"},{"v":0,"d":"0.0%"},{"v":0,"d":"0.0%"},{"v":1,"d":"100.0%"},{"v":0,"d":"0.0%"}]
[228,2019,"AL","Theodore Cogeneration",7721,"Alabama Power Co",195,"Alabama Power Co",195,"Electric Utility","Southern Company Services, Inc. - Trans","SOCO","SERC","SRSO","SERC South",null,"01","097","Mobile",30.525445,-88.128477,1,2,"NG","GAS",null,{"v":0.55812,"d":"0.5581"},317.4,{"v":0.403129282919919,"d":"0.4031"},null,"Yes",{"v":3024871.2,"d":"3,024,871"},{"v":1.751,"d":"2"},{"v":0.700112,"d":"0.7001"},null,{"v":9064021.622,"d":"9,064,022"},{"v":4056033.298,"d":"4,056,033"},{"v":9064021.622,"d":"9,064,022"},{"v":4056033.298,"d":"4,056,033"},{"v":1551817,"d":"1,551,817"},{"v":695372,"d":"695,372"},{"v":35.096,"d":"35"},{"v":16.11,"d":"16"},{"v":2.719,"d":"3"},{"v":538661.787,"d":"538,662"},{"v":16687.381,"d":"16,687"},{"v":1668.738,"d":"1,669"},{"v":539119.022,"d":"539,119"},null,0.045,0.046,0.004,694.234,0.011,{"v":1E-3,"d":"0.001"},694.823,null,0.008,0.008,{"v":1E-3,"d":"0.001"},118.857,{"v":2E-3,"d":"0.002"},{"v":0,"d":"0.000"},118.958,null,0.045,0.046,0.004,694.234,0.011,{"v":1E-3,"d":"0.001"},694.823,null,{"v":50.129,"d":"50"},{"v":23.01,"d":"23"},{"v":3.884,"d":"4"},{"v":769393.625,"d":"769,394"},{"v":23835.299,"d":"23,835"},{"v":2383.53,"d":"2,384"},null,{"v":12946529,"d":"12,946,529"},{"v":5793405.5,"d":"5,793,406"},{"v":12946529,"d":"12,946,529"},{"v":5793405.5,"d":"5,793,406"},"EPA/CAMD","EPA/CAMD","EPA/CAMD","EPA/CAMD","EIA","EIA","--","EPA/CAMD","EPA/CAMD",{"$nulls":6},{"v":3882507.378,"d":"3,882,507"},{"v":1737372.202,"d":"1,737,372"},{"v":15.033,"d":"15"},{"v":6.9,"d":"7"},{"v":1.165,"d":"1"},{"v":230731.838,"d":"230,732"},{"v":7147.918,"d":"7,148"},{"v":714.792,"d":"715"},{"v":5840.908833,"d":"5,840.909"},0,0,{"v":1551817,"d":"1,551,817"},0,0,0,0,0,0,0,0,{"v":1551817,"d":"1,551,817"},0,0,{"v":1551817,"d":"1,551,817"},0,{"v":0,"d":"0.0%"},{"v":0,"d":"0.0%"},{"v":1,"d":"100.0%"},{"v":0,"d":"0.0%"},{"v":0,"d":"0.0%"},{"v":0,"d":"0.0%"},{"v":0,"d":"0.0%"},{"v":0,"d":"0.0%"},{"v":0,"d":"0.0%"},{"v":0,"d":"0.0%"},{"v":0,"d":"0.0%"},{"v":1,"d":"100.0%"},{"v":0,"d":"0.0%"},{"v":0,"d":"0.0%"},{"v":1,"d":"100.0%"},{"v":0,"d":"0.0%"}]
[229,2019,"AL","Thurlow Dam",19,"Alabama Power Co",195,"Alabama Power Co",195,"Electric Utility","Southern Company Services, Inc. - Trans","SOCO","SERC","SRSO","SERC South",null,"01","051","Elmore",32.535436,-85.887614,3,3,"WAT","HYDRO",null,{"v":0.30077,"d":"0.3008"},{"v":91,"d":"91.0"},{"$nulls":9},{"v":2135091.016,"d":"2,135,091"},{"v":933865.031,"d":"933,865"},{"v":239763,"d":"239,763"},{"v":104870,"d":"104,870"},{"$nulls":41},{"v":2135091.016,"d":"2,135,091"},{"v":933865.031,"d":"933,865"},{"$nulls":6},"--","EIA","EIA",{"$nulls":15},0,0,0,0,{"v":239763,"d":"239,763"},0,0,0,0,0,0,0,{"v":239763,"d":"239,763"},0,0,{"v":239763,"d":"239,763"},{"v":0,"d":"0.0%"},{"v":0,"d":"0.0%"},{"v":0,"d":"0.0%"},{"v":0,"d":"0.0%"},{"v":1,"d":"100.0%"},{"v":0,"d":"0.0%"},{"v":0,"d":"0.0%"},{"v":0,"d":"0.0%"},{"v":0,"d":"0.0%"},{"v":0,"d":"0.0%"},{"v":0,"d":"0.0%"},{"v":0,"d":"0.0%"},{"v":1,"d":"100.0%"},{"v":0,"d":"0.0%"},{"v":0,"d":"0.0%"},{"v":1,"d":"100.0%"}]
[230,2019,"AL","Tom Bevill Lock and Dam Hydroelectric",61749,"Alabama Power Co",195,"Energy Resources USA, Inc.",60718,"IPP Non-CHP","Tennessee Valley Authority","TVA","SERC","SRTV","SERC Tennessee Valley",null,"01","107","Pickens",33.210892,-88.289611,3,3,"WAT","HYDRO",null,null,{"v":12,"d":"12.0"},{"$nulls":62},"--"]
[231,2019,"AL","U S Alliance Coosa Pines",54216,"Alabama Power Co",195,"Bowater Newport Coosa Pines Op",2053,"Industrial CHP","Southern Company Services, Inc. - Trans","SOCO","SERC","SRSO","SERC South",null,"01","121","Talladega",33.328107,-86.356825,7,7,"BLQ","BIOMASS",null,{"v":0.31937,"d":"0.3194"},55.4,{"v":0.801048415014094,"d":"0.8010"},"Yes","Yes",{"v":7238340.8,"d":"7,238,341"},{"v":0.073,"d":"0"},{"v":0.08879,"d":"0.0888"},null,{"v":857963.714,"d":"857,964"},{"v":342006.108,"d":"342,006"},{"v":857963.714,"d":"857,964"},{"v":342006.108,"d":"342,006"},{"v":154992,"d":"154,992"},{"v":63310,"d":"63,310"},{"v":45.154,"d":"45"},{"v":35.481,"d":"35"},{"v":178.191,"d":"178"},{"v":13620.879,"d":"13,621"},{"v":4874.408,"d":"4,874"},{"v":2958.45,"d":"2,958"},{"v":14122.618,"d":"14,123"},null,0.583,1.121,2.299,175.762,0.031,0.019,182.237,null,0.105,0.207,0.415,31.752,0.006,0.003,32.921,null,0.583,1.121,2.299,175.762,0.031,0.019,182.237,null,{"v":508.552,"d":"509"},{"v":399.603,"d":"400"},{"v":2006.888,"d":"2,007"},{"v":933458.719,"d":"933,459"},{"v":54898.198,"d":"54,898"},{"v":33319.656,"d":"33,320"},null,{"v":9662847.75,"d":"9,662,848"},{"v":3851856.312,"d":"3,851,856"},{"v":9662847.75,"d":"9,662,848"},{"v":3851856.312,"d":"3,851,856"},"EIA","EIA","EPA/CAMD; EIA","EIA","EIA","EIA","--","EIA","EIA",{"$nulls":3},{"v":780053.075,"d":"780,053"},null,null,{"v":8804884.036,"d":"8,804,884"},{"v":3509850.205,"d":"3,509,850"},{"v":463.398,"d":"463"},{"v":364.122,"d":"364"},{"v":1828.696,"d":"1,829"},{"v":139784.765,"d":"139,785"},{"v":50023.79,"d":"50,024"},{"v":30361.205,"d":"30,361"},{"v":5535.535512,"d":"5,535.536"},0,0,{"v":42049.959,"d":"42,050"},0,0,{"v":112942.04,"d":"112,942"},0,0,0,0,0,{"v":42049.959,"d":"42,050"},{"v":112942.04,"d":"112,942"},{"v":112942.04,"d":"112,942"},{"v":154991.999,"d":"154,992"},0,{"v":0,"d":"0.0%"},{"v":0,"d":"0.0%"},{"v":0.271304062605193,"d":"27.1%"},{"v":0,"d":"0.0%"},{"v":0,"d":"0.0%"},{"v":0.728695937394807,"d":"72.9%"},{"v":0,"d":"0.0%"},{"v":0,"d":"0.0%"},{"v":0,"d":"0.0%"},{"v":0,"d":"0.0%"},{"v":0,"d":"0.0%"},{"v":0.271304062605193,"d":"27.1%"},{"v":0.728695937394807,"d":"72.9%"},{"v":0.728695937394807,"d":"72.9%"},{"v":1,"d":"100.0%"},{"v":0,"d":"0.0%"}]
[232,2019,"AL","Walter Bouldin Dam",4,"Alabama Power Co",195,"Alabama Power Co",195,"Electric Utility","Southern Company Services, Inc. - Trans","SOCO","SERC","SRSO","SERC South",null,"01","051","Elmore",32.583889,-86.283056,3,3,"WAT","HYDRO",null,{"v":0.36717,"d":"0.3672"},{"v":225,"d":"225.0"},{"$nulls":9},{"v":6444458.25,"d":"6,444,458"},{"v":2818734,"d":"2,818,734"},{"v":723690,"d":"723,690"},{"v":316533.999,"d":"316,534"},{"$nulls":41},{"v":6444458.25,"d":"6,444,458"},{"v":2818734,"d":"2,818,734"},{"$nulls":6},"--","EIA","EIA",{"$nulls":15},0,0,0,0,{"v":723690,"d":"723,690"},0,0,0,0,0,0,0,{"v":723690,"d":"723,690"},0,0,{"v":723690,"d":"723,690"},{"v":0,"d":"0.0%"},{"v":0,"d":"0.0%"},{"v":0,"d":"0.0%"},{"v":0,"d":"0.0%"},{"v":1,"d":"100.0%"},{"v":0,"d":"0.0%"},{"v":0,"d":"0.0%"},{"v":0,"d":"0.0%"},{"v":0,"d":"0.0%"},{"v":0,"d":"0.0%"},{"v":0,"d":"0.0%"},{"v":0,"d":"0.0%"},{"v":1,"d":"100.0%"},{"v":0,"d":"0.0%"},{"v":0,"d":"0.0%"},{"v":1,"d":"100.0%"}]
[233,2019,"AL","Walton Discover Power Facility",55138,"Georgia Transmission Corp",7197,"Walton Discover LLC",60492,"IPP Non-CHP","Southern Company Services, Inc. - Trans","SOCO","SERC","SRSO","SERC South",null,"01","081","LEE",32.54098,-85.038879,4,2,"NG","GAS",null,0.0099,{"v":103,"d":"103.0"},{"v":1,"d":"1.0000"},{"$nulls":6},{"v":112737.934,"d":"112,738"},{"v":63737.647,"d":"63,738"},{"v":112737.934,"d":"112,738"},{"v":63737.647,"d":"63,738"},{"v":8937,"d":"8,937"},{"v":4310,"d":"4,310"},{"v":19.517,"d":"20"},{"v":8.919,"d":"9"},{"v":0.034,"d":"0"},{"v":6588.915,"d":"6,589"},{"v":247.637,"d":"248"},{"v":24.764,"d":"25"},{"v":6595.7,"d":"6,596"},null,4.368,4.139,0.008,{"v":1474.525,"d":"1,474.525"},0.028,0.003,{"v":1476.043,"d":"1,476.043"},null,0.346,{"v":0.28,"d":"0.280"},{"v":1E-3,"d":"0.001"},116.889,{"v":2E-3,"d":"0.002"},{"v":0,"d":"0.000"},117.009,null,4.368,4.139,0.008,{"v":1474.525,"d":"1,474.525"},0.028,0.003,{"v":1476.043,"d":"1,476.043"},null,{"v":19.517,"d":"20"},{"v":8.919,"d":"9"},{"v":0.034,"d":"0"},{"v":6588.915,"d":"6,589"},{"v":247.637,"d":"248"},{"v":24.764,"d":"25"},null,{"v":112737.934,"d":"112,738"},{"v":63737.647,"d":"63,738"},{"v":112737.934,"d":"112,738"},{"v":63737.647,"d":"63,738"},"EPA/CAMD","EPA/CAMD","EPA/CAMD","EIA","EIA","EIA","--","EPA/CAMD","EPA/CAMD",{"$nulls":14},{"v":12614.740313,"d":"12,614.740"},0,0,{"v":8937,"d":"8,937"},0,0,0,0,0,0,0,0,{"v":8937,"d":"8,937"},0,0,{"v":8937,"d":"8,937"},0,{"v":0,"d":"0.0%"},{"v":0,"d":"0.0%"},{"v":1,"d":"100.0%"},{"v":0,"d":"0.0%"},{"v":0,"d":"0.0%"},{"v":0,"d":"0.0%"},{"v":0,"d":"0.0%"},{"v":0,"d":"0.0%"},{"v":0,"d":"0.0%"},{"v":0,"d":"0.0%"},{"v":0,"d":"0.0%"},{"v":1,"d":"100.0%"},{"v":0,"d":"0.0%"},{"v":0,"d":"0.0%"},{"v":1,"d":"100.0%"},{"v":0,"d":"0.0%"}]
[234,2019,"AL","Washington County Cogen (Olin)",7697,"Alabama Power Co",195,"Alabama Power Co",195,"Electric Utility","Southern Company Services, Inc. - Trans","SOCO","SERC","SRSO","SERC South",null,"01","129","Washington",31.2504,-88.0156,1,2,"NG","GAS",null,0.7678,122.5,{"v":0.053659180567204,"d":"0.0537"},null,"Yes",{"v":2491368,"d":"2,491,368"},{"v":1.129,"d":"1"},{"v":0.600794,"d":"0.6008"},null,{"v":5509278.843,"d":"5,509,279"},{"v":2211872.178,"d":"2,211,872"},{"v":5509278.843,"d":"5,509,279"},{"v":2211872.178,"d":"2,211,872"},{"v":823931,"d":"823,931"},{"v":329275,"d":"329,275"},{"v":115.229,"d":"115"},{"v":43.752,"d":"44"},{"v":1.607,"d":"2"},{"v":327417.66,"d":"327,418"},{"v":8952.044,"d":"8,952"},{"v":895.204,"d":"895"},{"v":327662.946,"d":"327,663"},null,{"v":0.28,"d":"0.280"},0.266,0.004,{"v":794.77,"d":"794.770"},0.011,{"v":1E-3,"d":"0.001"},795.365,null,0.042,{"v":0.04,"d":"0.040"},{"v":1E-3,"d":"0.001"},{"v":118.86,"d":"118.860"},{"v":2E-3,"d":"0.002"},{"v":0,"d":"0.000"},118.949,null,{"v":0.28,"d":"0.280"},0.266,0.004,{"v":794.77,"d":"794.770"},0.011,{"v":1E-3,"d":"0.001"},795.365,null,{"v":191.795,"d":"192"},{"v":72.823,"d":"73"},{"v":2.675,"d":"3"},{"v":544975.188,"d":"544,975"},{"v":14900.362,"d":"14,900"},{"v":1490.036,"d":"1,490"},null,{"v":9170001,"d":"9,170,001"},{"v":3681583.5,"d":"3,681,584"},{"v":9170001,"d":"9,170,001"},{"v":3681583.5,"d":"3,681,584"},"EPA/CAMD","EPA/CAMD","EPA/CAMD","EPA/CAMD","EIA","EIA","--","EPA/CAMD","EPA/CAMD",{"$nulls":6},{"v":3660722.157,"d":"3,660,722"},{"v":1469711.322,"d":"1,469,711"},{"v":76.566,"d":"77"},{"v":29.071,"d":"29"},{"v":1.068,"d":"1"},{"v":217557.527,"d":"217,558"},{"v":5948.318,"d":"5,948"},{"v":594.832,"d":"595"},{"v":6686.577934,"d":"6,686.578"},0,0,{"v":823931,"d":"823,931"},0,0,0,0,0,0,0,0,{"v":823931,"d":"823,931"},0,0,{"v":823931,"d":"823,931"},0,{"v":0,"d":"0.0%"},{"v":0,"d":"0.0%"},{"v":1,"d":"100.0%"},{"v":0,"d":"0.0%"},{"v":0,"d":"0.0%"},{"v":0,"d":"0.0%"},{"v":0,"d":"0.0%"},{"v":0,"d":"0.0%"},{"v":0,"d":"0.0%"},{"v":0,"d":"0.0%"},{"v":0,"d":"0.0%"},{"v":1,"d":"100.0%"},{"v":0,"d":"0.0%"},{"v":0,"d":"0.0%"},{"v":1,"d":"100.0%"},{"v":0,"d":"0.0%"}]
[235,2019,"AL","Weiss Dam",20,"Alabama Power Co",195,"Alabama Power Co",195,"Electric Utility","Southern Company Services, Inc. - Trans","SOCO","SERC","SRSO","SERC South",null,"01","019","Cherokee",34.172142,-85.753806,3,3,"WAT","HYDRO",null,{"v":0.35449,"d":"0.3545"},87.6,{"$nulls":9},{"v":2422401.938,"d":"2,422,402"},{"v":1059532.031,"d":"1,059,532"},{"v":272027.001,"d":"272,027"},{"v":118982.001,"d":"118,982"},{"$nulls":41},{"v":2422401.938,"d":"2,422,402"},{"v":1059532.031,"d":"1,059,532"},{"$nulls":6},"--","EIA","EIA",{"$nulls":15},0,0,0,0,{"v":272027,"d":"272,027"},0,0,0,0,0,0,0,{"v":272027,"d":"272,027"},0,0,{"v":272027,"d":"272,027"},{"v":0,"d":"0.0%"},{"v":0,"d":"0.0%"},{"v":0,"d":"0.0%"},{"v":0,"d":"0.0%"},{"v":1,"d":"100.0%"},{"v":0,"d":"0.0%"},{"v":0,"d":"0.0%"},{"v":0,"d":"0.0%"},{"v":0,"d":"0.0%"},{"v":0,"d":"0.0%"},{"v":0,"d":"0.0%"},{"v":0,"d":"0.0%"},{"v":1,"d":"100.0%"},{"v":0,"d":"0.0%"},{"v":0,"d":"0.0%"},{"v":1,"d":"100.0%"}]
[236,2019,"AL","Westervelt Moundville Cogen",57467,"Alabama Power Co",195,"The Westervelt Co",56785,"Industrial CHP","Southern Company Services, Inc. - Trans","SOCO","SERC","SRSO","SERC South",null,"01","065","Hale",32.960714,-87.655419,2,1,"WDS","BIOMASS",null,{"v":0.27169,"d":"0.2717"},{"v":13,"d":"13.0"},{"v":0.880517503805175,"d":"0.8805"},"Yes","Yes",{"v":876368.8,"d":"876,369"},{"v":0.12,"d":"0"},{"v":0.138421,"d":"0.1384"},null,{"v":177554.226,"d":"177,554"},0,{"v":177554.226,"d":"177,554"},0,{"v":30940,"d":"30,940"},{"v":13392.636,"d":"13,393"},{"v":16.113,"d":"16"},{"v":7.43,"d":"7"},{"v":2.219,"d":"2"},{"v":0.011,"d":"0"},{"v":12526.086,"d":"12,526"},{"v":1644.049,"d":"1,644"},{"v":401.55,"d":"402"},null,1.042,{"v":1.11,"d":"1.110"},0.143,{"v":1E-3,"d":"0.001"},0.405,0.053,25.957,null,0.181,null,0.025,{"v":0,"d":"0.000"},0.071,0.009,4.523,null,1.042,{"v":1.11,"d":"1.110"},0.143,{"v":1E-3,"d":"0.001"},0.405,0.053,25.957,null,{"v":116.405,"d":"116"},{"v":53.677,"d":"54"},{"v":16.034,"d":"16"},{"v":132627.84,"d":"132,628"},{"v":90492.39,"d":"90,492"},{"v":11877.126,"d":"11,877"},null,{"v":1282707.688,"d":"1,282,708"},0,{"v":1282707.688,"d":"1,282,708"},0,"EIA","EIA","EPA/CAMD; EIA","EIA","EIA","EIA","--","EIA","EIA",{"$nulls":3},{"v":132627.762,"d":"132,628"},null,null,{"v":1105153.461,"d":"1,105,153"},0,{"v":100.292,"d":"100"},{"v":46.247,"d":"46"},{"v":13.814,"d":"14"},{"v":0.067,"d":"0"},{"v":77966.304,"d":"77,966"},{"v":10233.077,"d":"10,233"},{"v":5738.662783,"d":"5,738.663"},0,0,0,0,0,{"v":30940,"d":"30,940"},0,0,0,0,0,0,{"v":30940,"d":"30,940"},{"v":30940,"d":"30,940"},{"v":30940,"d":"30,940"},0,{"v":0,"d":"0.0%"},{"v":0,"d":"0.0%"},{"v":0,"d":"0.0%"},{"v":0,"d":"0.0%"},{"v":0,"d":"0.0%"},{"v":1,"d":"100.0%"},{"v":0,"d":"0.0%"},{"v":0,"d":"0.0%"},{"v":0,"d":"0.0%"},{"v":0,"d":"0.0%"},{"v":0,"d":"0.0%"},{"v":0,"d":"0.0%"},{"v":1,"d":"100.0%"},{"v":1,"d":"100.0%"},{"v":1,"d":"100.0%"},{"v":0,"d":"0.0%"}]
[237,2019,"AL","WestRock Coated Board",54802,"Alabama Power Co",195,"Mead Coated Board Inc",12222,"Industrial CHP","Southern Company Services, Inc. - Trans","SOCO","SERC","SRSO","SERC South",null,"01","113","Russell",32.1761,-85.0272,2,3,"NG","GAS",null,{"v":0.73383,"d":"0.7338"},120.5,{"v":0.11028534076053,"d":"0.1103"},"Yes","Yes",{"v":16860056,"d":"16,860,056"},{"v":0.157,"d":"0"},{"v":0.172921,"d":"0.1729"},null,{"v":2633844.905,"d":"2,633,845"},{"v":257320.823,"d":"257,321"},{"v":2633844.905,"d":"2,633,845"},{"v":257320.823,"d":"257,321"},{"v":774615,"d":"774,615"},{"v":349835,"d":"349,835"},{"v":312.818,"d":"313"},{"v":13.366,"d":"13"},{"v":0.59,"d":"1"},0,{"v":134642.958,"d":"134,643"},{"v":24655.8,"d":"24,656"},0,null,0.808,0.076,{"v":2E-3,"d":"0.002"},{"v":0,"d":"0.000"},0.174,0.032,{"v":0,"d":"0.000"},null,0.238,0.104,{"v":0,"d":"0.000"},{"v":0,"d":"0.000"},0.051,0.009,{"v":0,"d":"0.000"},null,0.808,0.076,{"v":2E-3,"d":"0.002"},{"v":0,"d":"0.000"},0.174,0.032,{"v":0,"d":"0.000"},null,{"v":1809.019,"d":"1,809"},{"v":77.297,"d":"77"},{"v":3.414,"d":"3"},{"v":890195.422,"d":"890,195"},{"v":778636.821,"d":"778,637"},{"v":142583.869,"d":"142,584"},null,{"v":15231458.5,"d":"15,231,459"},{"v":1488079.812,"d":"1,488,080"},{"v":15231458.5,"d":"15,231,459"},{"v":1488079.812,"d":"1,488,080"},"EPA/CAMD; EIA","EPA/CAMD","EIA","EIA","EIA","EIA","--","EPA/CAMD; EIA","EPA/CAMD",{"$nulls":3},{"v":890195.422,"d":"890,195"},null,null,{"v":12597613.595,"d":"12,597,614"},{"v":1230758.99,"d":"1,230,759"},{"v":1496.201,"d":"1,496"},{"v":63.931,"d":"64"},{"v":2.824,"d":"3"},{"v":890195.422,"d":"890,195"},{"v":643993.863,"d":"643,994"},{"v":117928.069,"d":"117,928"},{"v":3400.198686,"d":"3,400.199"},0,0,{"v":212550.31,"d":"212,550"},0,0,{"v":562064.69,"d":"562,065"},0,0,0,0,0,{"v":212550.31,"d":"212,550"},{"v":562064.69,"d":"562,065"},{"v":562064.69,"d":"562,065"},{"v":774615,"d":"774,615"},0,{"v":0,"d":"0.0%"},{"v":0,"d":"0.0%"},{"v":0.274394776760068,"d":"27.4%"},{"v":0,"d":"0.0%"},{"v":0,"d":"0.0%"},{"v":0.725605223239932,"d":"72.6%"},{"v":0,"d":"0.0%"},{"v":0,"d":"0.0%"},{"v":0,"d":"0.0%"},{"v":0,"d":"0.0%"},{"v":0,"d":"0.0%"},{"v":0.274394776760068,"d":"27.4%"},{"v":0.725605223239932,"d":"72.6%"},{"v":0.725605223239932,"d":"72.6%"},{"v":1,"d":"100.0%"},{"v":0,"d":"0.0%"}]
[238,2019,"AL","WestRock Demopolis Mill",54763,"Alabama Power Co",195,"WestRock Mill Company, LLC",59976,"Industrial CHP","Southern Company Services, Inc. - Trans","SOCO","SERC","SRSO","SERC South",null,"01","091","Marengo",32.4541,-87.9759,8,4,"BLQ","BIOMASS",null,{"v":0.44316,"d":"0.4432"},76.4,{"v":0.594727797998996,"d":"0.5947"},"Yes","Yes",{"v":9115019.2,"d":"9,115,019"},{"v":0.111,"d":"0"},{"v":0.128976,"d":"0.1290"},null,{"v":1675582.805,"d":"1,675,583"},{"v":667248.413,"d":"667,248"},{"v":1675582.805,"d":"1,675,583"},{"v":667248.413,"d":"667,248"},{"v":296593.257,"d":"296,593"},{"v":120469.732,"d":"120,470"},{"v":123.461,"d":"123"},{"v":52.259,"d":"52"},{"v":56.706,"d":"57"},{"v":2407.41,"d":"2,407"},{"v":41999.472,"d":"41,999"},{"v":9829.646,"d":"9,830"},{"v":4397.021,"d":"4,397"},null,0.833,0.868,0.382,16.234,0.142,0.033,{"v":29.65,"d":"29.650"},null,0.147,0.157,0.068,2.874,0.025,0.006,5.248,null,0.833,0.868,0.382,16.234,0.142,0.033,{"v":29.65,"d":"29.650"},null,{"v":957.238,"d":"957"},{"v":405.183,"d":"405"},{"v":439.664,"d":"440"},{"v":1396429.704,"d":"1,396,430"},{"v":325637.936,"d":"325,638"},{"v":76212.998,"d":"76,213"},null,{"v":12991432.875,"d":"12,991,433"},{"v":5173431.566,"d":"5,173,432"},{"v":12991432.875,"d":"12,991,433"},{"v":5173431.566,"d":"5,173,432"},"EIA","EIA","EPA/CAMD; EIA","EIA","EIA","EIA","--","EIA","EIA",{"$nulls":3},{"v":1377764.135,"d":"1,377,764"},null,null,{"v":11315850.07,"d":"11,315,850"},{"v":4506183.153,"d":"4,506,183"},{"v":833.777,"d":"834"},{"v":352.924,"d":"353"},{"v":382.958,"d":"383"},{"v":16258.159,"d":"16,258"},{"v":283638.463,"d":"283,638"},{"v":66383.352,"d":"66,383"},{"v":5649.429926,"d":"5,649.430"},0,{"v":464.211,"d":"464"},{"v":6484.488,"d":"6,484"},0,0,{"v":289644.555,"d":"289,645"},0,0,0,0,0,{"v":6948.699,"d":"6,949"},{"v":289644.555,"d":"289,645"},{"v":289644.555,"d":"289,645"},{"v":296593.254,"d":"296,593"},0,{"v":0,"d":"0.0%"},{"v":0.00156514348772073,"d":"0.2%"},{"v":0.0218632349608329,"d":"2.2%"},{"v":0,"d":"0.0%"},{"v":0,"d":"0.0%"},{"v":0.976571621551446,"d":"97.7%"},{"v":0,"d":"0.0%"},{"v":0,"d":"0.0%"},{"v":0,"d":"0.0%"},{"v":0,"d":"0.0%"},{"v":0,"d":"0.0%"},{"v":0.0234283784485537,"d":"2.3%"},{"v":0.976571621551446,"d":"97.7%"},{"v":0.976571621551446,"d":"97.7%"},{"v":1,"d":"100.0%"},{"v":0,"d":"0.0%"}]
[239,2019,"AL","Wheeler Dam",49,"Tennessee Valley Authority",18642,"Tennessee Valley Authority",18642,"Electric Utility","Tennessee Valley Authority","TVA","SERC","SRTV","SERC Tennessee Valley",null,"01","079","Lawrence",34.8069,-87.3819,11,11,"WAT","HYDRO",null,{"v":0.46066,"d":"0.4607"},{"v":404,"d":"404.0"},{"$nulls":9},{"v":14517820.375,"d":"14,517,820"},{"v":6349931.875,"d":"6,349,932"},{"v":1630299.999,"d":"1,630,300"},{"v":713074.999,"d":"713,075"},{"$nulls":41},{"v":14517820.375,"d":"14,517,820"},{"v":6349931.875,"d":"6,349,932"},{"$nulls":6},"--","EIA","EIA",{"$nulls":15},0,0,0,0,{"v":1630300,"d":"1,630,300"},0,0,0,0,0,0,0,{"v":1630300,"d":"1,630,300"},0,0,{"v":1630300,"d":"1,630,300"},{"v":0,"d":"0.0%"},{"v":0,"d":"0.0%"},{"v":0,"d":"0.0%"},{"v":0,"d":"0.0%"},{"v":1,"d":"100.0%"},{"v":0,"d":"0.0%"},{"v":0,"d":"0.0%"},{"v":0,"d":"0.0%"},{"v":0,"d":"0.0%"},{"v":0,"d":"0.0%"},{"v":0,"d":"0.0%"},{"v":0,"d":"0.0%"},{"v":1,"d":"100.0%"},{"v":0,"d":"0.0%"},{"v":0,"d":"0.0%"},{"v":1,"d":"100.0%"}]
[240,2019,"AL","Widows Creek",50,"Tennessee Valley Authority",18642,"Tennessee Valley Authority",18642,"Electric Utility","Tennessee Valley Authority","TVA","SERC","SRTV","SERC Tennessee Valley",null,"01","071","Jackson",34.883022,-85.755253,8,8,"BIT","COAL",null,null,{"v":1968.6,"d":"1,968.6"},{"$nulls":62},"--"]
[241,2019,"AL","Wilson Dam",6440,"Tennessee Valley Authority",18642,"Tennessee Valley Authority",18642,"Electric Utility","Tennessee Valley Authority","TVA","SERC","SRTV","SERC Tennessee Valley",null,"01","077","Lauderdale",34.79782,-87.62537,21,21,"WAT","HYDRO",null,0.5214,666.7,{"$nulls":9},{"v":27116660.75,"d":"27,116,661"},{"v":7928743.938,"d":"7,928,744"},{"v":3045105.004,"d":"3,045,105"},{"v":890369.996,"d":"890,370"},{"$nulls":41},{"v":27116660.75,"d":"27,116,661"},{"v":7928743.938,"d":"7,928,744"},{"$nulls":6},"--","EIA","EIA",{"$nulls":15},0,0,0,0,{"v":3045105,"d":"3,045,105"},0,0,0,0,0,0,0,{"v":3045105,"d":"3,045,105"},0,0,{"v":3045105,"d":"3,045,105"},{"v":0,"d":"0.0%"},{"v":0,"d":"0.0%"},{"v":0,"d":"0.0%"},{"v":0,"d":"0.0%"},{"v":1,"d":"100.0%"},{"v":0,"d":"0.0%"},{"v":0,"d":"0.0%"},{"v":0,"d":"0.0%"},{"v":0,"d":"0.0%"},{"v":0,"d":"0.0%"},{"v":0,"d":"0.0%"},{"v":0,"d":"0.0%"},{"v":1,"d":"100.0%"},{"v":0,"d":"0.0%"},{"v":0,"d":"0.0%"},{"v":1,"d":"100.0%"}]
[242,2019,"AL","Yates Dam",21,"Alabama Power Co",195,"Alabama Power Co",195,"Electric Utility","Southern Company Services, Inc. - Trans","SOCO","SERC","SRSO","SERC South",null,"01","051","Elmore",32.5743,-85.8901,2,2,"WAT","HYDRO",null,{"v":0.35204,"d":"0.3520"},50.5,{"$nulls":9},{"v":1386829,"d":"1,386,829"},{"v":606584,"d":"606,584"},{"v":155736,"d":"155,736"},{"v":68117,"d":"68,117"},{"$nulls":41},{"v":1386829,"d":"1,386,829"},{"v":606584,"d":"606,584"},{"$nulls":6},"--","EIA","EIA",{"$nulls":15},0,0,0,0,{"v":155736,"d":"155,736"},0,0,0,0,0,0,0,{"v":155736,"d":"155,736"},0,0,{"v":155736,"d":"155,736"},{"v":0,"d":"0.0%"},{"v":0,"d":"0.0%"},{"v":0,"d":"0.0%"},{"v":0,"d":"0.0%"},{"v":1,"d":"100.0%"},{"v":0,"d":"0.0%"},{"v":0,"d":"0.0%"},{"v":0,"d":"0.0%"},{"v":0,"d":"0.0%"},{"v":0,"d":"0.0%"},{"v":0,"d":"0.0%"},{"v":0,"d":"0.0%"},{"v":1,"d":"100.0%"},{"v":0,"d":"0.0%"},{"v":0,"d":"0.0%"},{"v":1,"d":"100.0%"}]
[243,2019,"AL","Yellowhammer Gas Plant",54730,"Alabama Power Co",195,"W&T Offshore Inc",57139,"Industrial Non-CHP","Southern Company Services, Inc. - Trans","SOCO","SERC","SRSO","SERC South",null,"01","097","MOBILE",30.403538,-88.12833,1,1,"NG","GAS",null,{"v":0.56389,"d":"0.5639"},3.4,{"v":0.393511057390993,"d":"0.3935"},null,"Yes",0,null,{"v":1,"d":"1.0000"},null,{"v":290237,"d":"290,237"},{"v":129352,"d":"129,352"},{"v":290237,"d":"290,237"},{"v":129352,"d":"129,352"},{"v":16795,"d":"16,795"},{"v":7503,"d":"7,503"},{"v":42.474,"d":"42"},{"v":18.815,"d":"19"},{"v":0.464,"d":"0"},{"v":16962.766,"d":"16,963"},{"v":639.864,"d":"640"},{"v":63.986,"d":"64"},{"v":16980.298,"d":"16,980"},null,5.058,5.015,0.055,{"v":2019.978,"d":"2,019.978"},0.038,0.004,{"v":2022.066,"d":"2,022.066"},null,0.293,0.291,0.003,116.889,{"v":2E-3,"d":"0.002"},{"v":0,"d":"0.000"},{"v":117.01,"d":"117.010"},null,5.058,5.015,0.055,{"v":2019.978,"d":"2,019.978"},0.038,0.004,{"v":2022.066,"d":"2,022.066"},null,{"v":42.474,"d":"42"},{"v":18.815,"d":"19"},{"v":0.464,"d":"0"},{"v":16962.766,"d":"16,963"},{"v":639.864,"d":"640"},{"v":63.986,"d":"64"},null,{"v":290237,"d":"290,237"},{"v":129352,"d":"129,352"},{"v":290237,"d":"290,237"},{"v":129352,"d":"129,352"},"EIA","EIA","EIA","EIA","EIA","EIA","--","EIA","EIA",{"$nulls":6},0,0,0,0,0,0,0,0,{"v":17281.155106,"d":"17,281.155"},0,0,{"v":16795,"d":"16,795"},0,0,0,0,0,0,0,0,{"v":16795,"d":"16,795"},0,0,{"v":16795,"d":"16,795"},0,{"v":0,"d":"0.0%"},{"v":0,"d":"0.0%"},{"v":1,"d":"100.0%"},{"v":0,"d":"0.0%"},{"v":0,"d":"0.0%"},{"v":0,"d":"0.0%"},{"v":0,"d":"0.0%"},{"v":0,"d":"0.0%"},{"v":0,"d":"0.0%"},{"v":0,"d":"0.0%"},{"v":0,"d":"0.0%"},{"v":1,"d":"100.0%"},{"v":0,"d":"0.0%"},{"v":0,"d":"0.0%"},{"v":1,"d":"100.0%"},{"v":0,"d":"0.0%"}]
[244,2019,"AR","Archer Daniels Midland Little Rock",54311,"Entergy Arkansas Inc",814,"Archer Daniels Midland Co",772,"Industrial CHP","Midcontinent Independent Transmission System Operator, Inc..","MISO","SERC","SRMV","SERC Mississippi Valley","MISO","05","119","Pulaski",34.7,-92.199722,4,4,"NG","GAS",null,null,{"v":4,"d":"4.0"},{"$nulls":62},"--"]
[245,2019,"AR","Arkansas Nuclear One",8055,"Entergy Arkansas Inc",814,"Entergy Arkansas LLC",814,"Electric Utility","Midcontinent Independent Transmission System Operator, Inc..","MISO","SERC","SRMV","SERC Mississippi Valley","MISO","05","115","Pope",35.311,-93.2351,2,2,"NUC","NUCLEAR",null,{"v":0.83992,"d":"0.8399"},{"v":1845,"d":"1,845.0"},{"$nulls":9},{"v":141867792,"d":"141,867,792"},{"v":53579784,"d":"53,579,784"},{"v":13574947,"d":"13,574,947"},{"v":5119571,"d":"5,119,571"},{"$nulls":41},{"v":141867792,"d":"141,867,792"},{"v":53579784,"d":"53,579,784"},{"$nulls":6},"--","EIA","EIA",{"$nulls":15},0,0,0,{"v":13574947,"d":"13,574,947"},0,0,0,0,0,0,0,{"v":13574947,"d":"13,574,947"},0,0,0,{"v":13574947,"d":"13,574,947"},{"v":0,"d":"0.0%"},{"v":0,"d":"0.0%"},{"v":0,"d":"0.0%"},{"v":1,"d":"100.0%"},{"v":0,"d":"0.0%"},{"v":0,"d":"0.0%"},{"v":0,"d":"0.0%"},{"v":0,"d":"0.0%"},{"v":0,"d":"0.0%"},{"v":0,"d":"0.0%"},{"v":0,"d":"0.0%"},{"v":1,"d":"100.0%"},{"v":0,"d":"0.0%"},{"v":0,"d":"0.0%"},{"v":0,"d":"0.0%"},{"v":1,"d":"100.0%"}]
[246,2019,"AR","Ashdown",54104,"Southwestern Electric Power Co",17698,"Domtar Industries Inc",5262,"Industrial CHP","Southwest Power Pool","SWPP","SERC","SPSO","SPP South",null,"05","081","Little River",33.6417,-94.1083,5,4,"BLQ","BIOMASS","Yes",{"v":0.48665,"d":"0.4867"},156.5,{"v":0.522256821353718,"d":"0.5223"},"Yes","Yes",{"v":17617212,"d":"17,617,212"},{"v":0.129,"d":"0"},{"v":0.147,"d":"0.1470"},null,{"v":3675259.088,"d":"3,675,259"},{"v":1487301.921,"d":"1,487,302"},{"v":3675259.088,"d":"3,675,259"},{"v":1487301.921,"d":"1,487,302"},{"v":667162.34,"d":"667,162"},{"v":260756.334,"d":"260,756"},{"v":393.628,"d":"394"},{"v":143.818,"d":"144"},{"v":929.64,"d":"930"},{"v":50531.122,"d":"50,531"},{"v":57295.207,"d":"57,295"},{"v":17165.916,"d":"17,166"},{"v":53805.034,"d":"53,805"},null,{"v":1.18,"d":"1.180"},1.103,2.787,151.481,0.086,0.026,161.295,null,0.214,0.193,0.506,27.498,0.016,0.005,{"v":29.28,"d":"29.280"},null,{"v":1.18,"d":"1.180"},1.103,2.787,151.481,0.086,0.026,161.295,null,{"v":2677.736,"d":"2,678"},{"v":978.355,"d":"978"},{"v":6324.067,"d":"6,324"},{"v":2587557.719,"d":"2,587,558"},{"v":389762.5,"d":"389,763"},{"v":116774.698,"d":"116,775"},null,{"v":25001710.25,"d":"25,001,710"},{"v":10117679,"d":"10,117,679"},{"v":25001710.25,"d":"25,001,710"},{"v":10117679,"d":"10,117,679"},"EIA","EIA","EIA","EIA","EIA","EIA","--","EIA","EIA",{"$nulls":3},{"v":2243809.305,"d":"2,243,809"},null,null,{"v":21326451.162,"d":"21,326,451"},{"v":8630377.079,"d":"8,630,377"},{"v":2284.108,"d":"2,284"},{"v":834.537,"d":"835"},{"v":5394.427,"d":"5,394"},{"v":293217.291,"d":"293,217"},{"v":332467.293,"d":"332,467"},{"v":99608.782,"d":"99,609"},{"v":5508.792822,"d":"5,508.793"},{"v":42506.011,"d":"42,506"},0,{"v":74591.207,"d":"74,591"},0,0,{"v":544997.25,"d":"544,997"},0,0,0,{"v":5067.868,"d":"5,068"},0,{"v":122165.086,"d":"122,165"},{"v":544997.25,"d":"544,997"},{"v":544997.25,"d":"544,997"},{"v":667162.336,"d":"667,162"},0,{"v":0.0637116466358796,"d":"6.4%"},{"v":0,"d":"0.0%"},{"v":0.111803684013721,"d":"11.2%"},{"v":0,"d":"0.0%"},{"v":0,"d":"0.0%"},{"v":0.816888515121453,"d":"81.7%"},{"v":0,"d":"0.0%"},{"v":0,"d":"0.0%"},{"v":0,"d":"0.0%"},{"v":0.00759615422894616,"d":"0.8%"},{"v":0,"d":"0.0%"},{"v":0.183111484878547,"d":"18.3%"},{"v":0.816888515121453,"d":"81.7%"},{"v":0.816888515121453,"d":"81.7%"},{"v":1,"d":"100.0%"},{"v":0,"d":"0.0%"}]
[247,2019,"AR","Beaver Dam",182,"Southwestern Power Administration",17716,"USCE-Little Rock District",19647,"Electric Utility","Southwestern Power Administration","SPA","MRO","SPSO","SPP South","SPP","05","015","Carroll",36.421507,-93.847373,2,2,"WAT","HYDRO",null,{"v":0.26678,"d":"0.2668"},{"v":112,"d":"112.0"},{"$nulls":9},{"v":2330848,"d":"2,330,848"},{"v":1031083,"d":"1,031,083"},{"v":261746,"d":"261,746"},{"v":115787,"d":"115,787"},{"$nulls":41},{"v":2330848,"d":"2,330,848"},{"v":1031083,"d":"1,031,083"},{"$nulls":6},"--","EIA","EIA",{"$nulls":15},0,0,0,0,{"v":261746,"d":"261,746"},0,0,0,0,0,0,0,{"v":261746,"d":"261,746"},0,0,{"v":261746,"d":"261,746"},{"v":0,"d":"0.0%"},{"v":0,"d":"0.0%"},{"v":0,"d":"0.0%"},{"v":0,"d":"0.0%"},{"v":1,"d":"100.0%"},{"v":0,"d":"0.0%"},{"v":0,"d":"0.0%"},{"v":0,"d":"0.0%"},{"v":0,"d":"0.0%"},{"v":0,"d":"0.0%"},{"v":0,"d":"0.0%"},{"v":0,"d":"0.0%"},{"v":1,"d":"100.0%"},{"v":0,"d":"0.0%"},{"v":0,"d":"0.0%"},{"v":1,"d":"100.0%"}]
[248,2019,"AR","Blakely Mountain",197,"Entergy Arkansas Inc",814,"USCE -Vickburg District",19406,"Electric Utility","Midcontinent Independent Transmission System Operator, Inc..","MISO","SERC","SRMV","SERC Mississippi Valley","MISO","05","051","Garland",34.570984,-93.194425,2,2,"WAT","HYDRO",null,{"v":0.35261,"d":"0.3526"},{"v":75,"d":"75.0"},{"$nulls":9},{"v":2063004,"d":"2,063,004"},{"v":912599,"d":"912,599"},{"v":231668,"d":"231,668"},{"v":102482,"d":"102,482"},{"$nulls":41},{"v":2063004,"d":"2,063,004"},{"v":912599,"d":"912,599"},{"$nulls":6},"--","EIA","EIA",{"$nulls":15},0,0,0,0,{"v":231668,"d":"231,668"},0,0,0,0,0,0,0,{"v":231668,"d":"231,668"},0,0,{"v":231668,"d":"231,668"},{"v":0,"d":"0.0%"},{"v":0,"d":"0.0%"},{"v":0,"d":"0.0%"},{"v":0,"d":"0.0%"},{"v":1,"d":"100.0%"},{"v":0,"d":"0.0%"},{"v":0,"d":"0.0%"},{"v":0,"d":"0.0%"},{"v":0,"d":"0.0%"},{"v":0,"d":"0.0%"},{"v":0,"d":"0.0%"},{"v":0,"d":"0.0%"},{"v":1,"d":"100.0%"},{"v":0,"d":"0.0%"},{"v":0,"d":"0.0%"},{"v":1,"d":"100.0%"}]
[249,2019,"AR","Bull Shoals",198,"Southwestern Power Administration",17716,"USCE-Little Rock District",19647,"Electric Utility","Southwestern Power Administration","SPA","MRO","SPSO","SPP South","SPP","05","089","Marion",36.3635,-92.5763,8,8,"WAT","HYDRO",null,{"v":0.47961,"d":"0.4796"},{"v":340,"d":"340.0"},{"$nulls":9},{"v":12720623,"d":"12,720,623"},{"v":5627148,"d":"5,627,148"},{"v":1428481,"d":"1,428,481"},{"v":631909,"d":"631,909"},{"$nulls":41},{"v":12720623,"d":"12,720,623"},{"v":5627148,"d":"5,627,148"},{"$nulls":6},"--","EIA","EIA",{"$nulls":15},0,0,0,0,{"v":1428481,"d":"1,428,481"},0,0,0,0,0,0,0,{"v":1428481,"d":"1,428,481"},0,0,{"v":1428481,"d":"1,428,481"},{"v":0,"d":"0.0%"},{"v":0,"d":"0.0%"},{"v":0,"d":"0.0%"},{"v":0,"d":"0.0%"},{"v":1,"d":"100.0%"},{"v":0,"d":"0.0%"},{"v":0,"d":"0.0%"},{"v":0,"d":"0.0%"},{"v":0,"d":"0.0%"},{"v":0,"d":"0.0%"},{"v":0,"d":"0.0%"},{"v":0,"d":"0.0%"},{"v":1,"d":"100.0%"},{"v":0,"d":"0.0%"},{"v":0,"d":"0.0%"},{"v":1,"d":"100.0%"}]
[250,2019,"AR","Carl Bailey",202,"Entergy Arkansas Inc",814,"Arkansas Electric Coop Corp",807,"Electric Utility","Midcontinent Independent Transmission System Operator, Inc..","MISO","SERC","SRMV","SERC Mississippi Valley","MISO","05","147","Woodruff",35.260102,-91.363426,1,1,"NG","GAS",null,{"v":0.01512,"d":"0.0151"},{"v":120,"d":"120.0"},{"v":1,"d":"1.0000"},{"$nulls":6},{"v":215499.438,"d":"215,499"},{"v":188882.984,"d":"188,883"},{"v":215499.438,"d":"215,499"},{"v":188882.984,"d":"188,883"},{"v":15894,"d":"15,894"},{"v":13911,"d":"13,911"},{"v":19.24,"d":"19"},{"v":16.923,"d":"17"},{"v":4.998,"d":"5"},{"v":12989.87,"d":"12,990"},{"v":434.565,"d":"435"},{"v":43.456,"d":"43"},{"v":13001.777,"d":"13,002"},null,2.421,2.433,0.629,{"v":1634.563,"d":"1,634.563"},0.027,0.003,{"v":1636.061,"d":"1,636.061"},null,0.179,0.179,0.046,120.556,{"v":2E-3,"d":"0.002"},{"v":0,"d":"0.000"},120.666,null,2.421,2.433,0.629,{"v":1634.563,"d":"1,634.563"},0.027,0.003,{"v":1636.061,"d":"1,636.061"},null,{"v":19.24,"d":"19"},{"v":16.923,"d":"17"},{"v":4.998,"d":"5"},{"v":12989.87,"d":"12,990"},{"v":434.565,"d":"435"},{"v":43.456,"d":"43"},null,{"v":215499.438,"d":"215,499"},{"v":188882.984,"d":"188,883"},{"v":215499.438,"d":"215,499"},{"v":188882.984,"d":"188,883"},"EPA/CAMD","EPA/CAMD","EPA/CAMD","EPA/CAMD","EIA","EIA","--","EPA/CAMD","EPA/CAMD",{"$nulls":14},{"v":13558.540172,"d":"13,558.540"},0,0,{"v":15894,"d":"15,894"},0,0,0,0,0,0,0,0,{"v":15894,"d":"15,894"},0,0,{"v":15894,"d":"15,894"},0,{"v":0,"d":"0.0%"},{"v":0,"d":"0.0%"},{"v":1,"d":"100.0%"},{"v":0,"d":"0.0%"},{"v":0,"d":"0.0%"},{"v":0,"d":"0.0%"},{"v":0,"d":"0.0%"},{"v":0,"d":"0.0%"},{"v":0,"d":"0.0%"},{"v":0,"d":"0.0%"},{"v":0,"d":"0.0%"},{"v":1,"d":"100.0%"},{"v":0,"d":"0.0%"},{"v":0,"d":"0.0%"},{"v":1,"d":"100.0%"},{"v":0,"d":"0.0%"}]
[251,2019,"AR","Carpenter",166,"Entergy Arkansas Inc",814,"Entergy Arkansas LLC",814,"Electric Utility","Midcontinent Independent Transmission System Operator, Inc..","MISO","SERC","SRMV","SERC Mississippi Valley","MISO","05","051","Garland",34.4425,-93.0262,2,2,"WAT","HYDRO",null,{"v":0.15514,"d":"0.1551"},{"v":56,"d":"56.0"},{"$nulls":9},{"v":677733,"d":"677,733"},{"v":299804,"d":"299,804"},{"v":76107,"d":"76,107"},{"v":33667,"d":"33,667"},{"$nulls":41},{"v":677733,"d":"677,733"},{"v":299804,"d":"299,804"},{"$nulls":6},"--","EIA","EIA",{"$nulls":15},0,0,0,0,{"v":76107,"d":"76,107"},0,0,0,0,0,0,0,{"v":76107,"d":"76,107"},0,0,{"v":76107,"d":"76,107"},{"v":0,"d":"0.0%"},{"v":0,"d":"0.0%"},{"v":0,"d":"0.0%"},{"v":0,"d":"0.0%"},{"v":1,"d":"100.0%"},{"v":0,"d":"0.0%"},{"v":0,"d":"0.0%"},{"v":0,"d":"0.0%"},{"v":0,"d":"0.0%"},{"v":0,"d":"0.0%"},{"v":0,"d":"0.0%"},{"v":0,"d":"0.0%"},{"v":1,"d":"100.0%"},{"v":0,"d":"0.0%"},{"v":0,"d":"0.0%"},{"v":1,"d":"100.0%"}]
[252,2019,"AR","Cecil Lynch",167,"Entergy Arkansas Inc",814,"Entergy Arkansas LLC",814,"Electric Utility","Midcontinent Independent Transmission System Operator, Inc..","MISO","SERC","SRMV","SERC Mississippi Valley","MISO","05","119","Pulaski",34.7535,-92.1987,3,3,{"$nulls":4},{"v":231,"d":"231.0"},{"$nulls":62},"--"]
[253,2019,"AR","Chicot Solar",63295,"Entergy Arkansas LLC",814,"Chicot Solar, LLC",63073,"IPP Non-CHP","Midcontinent Independent Transmission System Operator, Inc..","MISO","SERC","SRMV","SERC Mississippi Valley","MISO","05","017","Chicot",33.479,-91.349,1,1,"SUN","SOLAR",null,null,{"v":100,"d":"100.0"},{"$nulls":62},"--"]
[254,2019,"AR","City Water & Light - City of Jonesboro",56505,"City Water and Light Plant",9879,"City Water and Light Plant",9879,"Electric Utility","Midcontinent Independent Transmission System Operator, Inc..","MISO","SERC","SPSO","SPP South","MISO","05","031","Craighead",35.848561,-90.725377,3,5,"NG","GAS",null,{"v":0.01388,"d":"0.0139"},224.3,{"v":1,"d":"1.0000"},{"$nulls":6},{"v":269721.496,"d":"269,721"},{"v":158271.002,"d":"158,271"},{"v":269721.496,"d":"269,721"},{"v":158271.002,"d":"158,271"},{"v":27266.001,"d":"27,266"},{"v":13143.999,"d":"13,144"},{"v":14.667,"d":"15"},{"v":9.148,"d":"9"},{"v":0.111,"d":"0"},{"v":15963.5,"d":"15,964"},{"v":656.277,"d":"656"},{"v":67.637,"d":"68"},{"v":15981.782,"d":"15,982"},null,1.076,1.392,0.008,{"v":1170.945,"d":"1,170.945"},0.024,{"v":2E-3,"d":"0.002"},{"v":1172.286,"d":"1,172.286"},null,0.109,0.116,{"v":1E-3,"d":"0.001"},{"v":118.37,"d":"118.370"},{"v":2E-3,"d":"0.002"},{"v":0,"d":"0.000"},118.506,null,1.076,1.392,0.008,{"v":1170.946,"d":"1,170.946"},0.024,{"v":2E-3,"d":"0.002"},{"v":1172.287,"d":"1,172.287"},null,{"v":14.667,"d":"15"},{"v":9.148,"d":"9"},{"v":0.111,"d":"0"},{"v":15963.5,"d":"15,964"},{"v":656.277,"d":"656"},{"v":67.637,"d":"68"},null,{"v":269721.496,"d":"269,721"},{"v":158271.002,"d":"158,271"},{"v":269721.496,"d":"269,721"},{"v":158271.002,"d":"158,271"},"EPA/CAMD","EPA/CAMD","EPA/CAMD","EPA/CAMD","EIA","EIA","--","EPA/CAMD","EPA/CAMD",{"$nulls":14},{"v":9892.228273,"d":"9,892.228"},0,{"v":283.877,"d":"284"},{"v":26982.123,"d":"26,982"},0,0,0,0,0,0,0,0,{"v":27266,"d":"27,266"},0,0,{"v":27266,"d":"27,266"},0,{"v":0,"d":"0.0%"},{"v":0.0104113914765642,"d":"1.0%"},{"v":0.989588608523436,"d":"99.0%"},{"v":0,"d":"0.0%"},{"v":0,"d":"0.0%"},{"v":0,"d":"0.0%"},{"v":0,"d":"0.0%"},{"v":0,"d":"0.0%"},{"v":0,"d":"0.0%"},{"v":0,"d":"0.0%"},{"v":0,"d":"0.0%"},{"v":1,"d":"100.0%"},{"v":0,"d":"0.0%"},{"v":0,"d":"0.0%"},{"v":1,"d":"100.0%"},{"v":0,"d":"0.0%"}]
[255,2019,"AR","Clearwater Paper APP CB",50638,"Entergy Arkansas Inc",814,"Clearwater Paper Corporation",56225,"Industrial CHP","Midcontinent Independent Transmission System Operator, Inc..","MISO","SERC","SRMV","SERC Mississippi Valley","MISO","05","041","Desha",33.7061,-91.2371,2,1,"BLQ","BIOMASS",null,{"v":0.46521,"d":"0.4652"},{"v":28,"d":"28.0"},{"v":0.557981354642313,"d":"0.5580"},"Yes","Yes",{"v":6244962.4,"d":"6,244,962"},{"v":0.062,"d":"0"},{"v":0.076766,"d":"0.0768"},null,{"v":659958.367,"d":"659,958"},{"v":270125.628,"d":"270,126"},{"v":659958.367,"d":"659,958"},{"v":270125.628,"d":"270,126"},{"v":114107,"d":"114,107"},{"v":48023,"d":"48,023"},{"v":49.861,"d":"50"},{"v":19.4,"d":"19"},{"v":133.947,"d":"134"},{"v":11623.495,"d":"11,623"},{"v":3661.898,"d":"3,662"},{"v":2191.522,"d":"2,192"},{"v":11995.805,"d":"11,996"},null,0.874,0.808,2.348,{"v":203.73,"d":"203.730"},0.032,0.019,210.255,null,0.151,0.144,0.406,35.225,0.006,0.003,36.353,null,0.874,0.808,2.348,{"v":203.73,"d":"203.730"},0.032,0.019,210.255,null,{"v":649.525,"d":"650"},{"v":252.711,"d":"253"},{"v":1744.872,"d":"1,745"},{"v":817661.688,"d":"817,662"},{"v":47702.039,"d":"47,702"},{"v":28548.054,"d":"28,548"},null,{"v":8597007.25,"d":"8,597,007"},{"v":3518815.875,"d":"3,518,816"},{"v":8597007.25,"d":"8,597,007"},{"v":3518815.875,"d":"3,518,816"},"EIA","EIA","EPA/CAMD; EIA","EIA","EIA","EIA","--","EIA","EIA",{"$nulls":3},{"v":666247.182,"d":"666,247"},null,null,{"v":7937048.883,"d":"7,937,049"},{"v":3248690.247,"d":"3,248,690"},{"v":599.664,"d":"600"},{"v":233.311,"d":"233"},{"v":1610.925,"d":"1,611"},{"v":139791.01,"d":"139,791"},{"v":44040.142,"d":"44,040"},{"v":26356.533,"d":"26,357"},{"v":5783.679944,"d":"5,783.680"},0,{"v":163.966,"d":"164"},{"v":34065.46,"d":"34,065"},0,0,{"v":79877.574,"d":"79,878"},0,0,0,0,0,{"v":34229.426,"d":"34,229"},{"v":79877.574,"d":"79,878"},{"v":79877.574,"d":"79,878"},{"v":114107,"d":"114,107"},0,{"v":0,"d":"0.0%"},{"v":1.43694952982727E-3,"d":"0.1%"},{"v":0.298539616325028,"d":"29.9%"},{"v":0,"d":"0.0%"},{"v":0,"d":"0.0%"},{"v":0.700023434145144,"d":"70.0%"},{"v":0,"d":"0.0%"},{"v":0,"d":"0.0%"},{"v":0,"d":"0.0%"},{"v":0,"d":"0.0%"},{"v":0,"d":"0.0%"},{"v":0.299976565854856,"d":"30.0%"},{"v":0.700023434145144,"d":"70.0%"},{"v":0.700023434145144,"d":"70.0%"},{"v":1,"d":"100.0%"},{"v":0,"d":"0.0%"}]
[256,2019,"AR","Columbia Flooring Melbourne",56182,"Entergy Arkansas Inc",814,"Unilin Flooring NC LLC-Columbia Flooring",49831,"Industrial CHP","Midcontinent Independent Transmission System Operator, Inc..","MISO","SERC","SRMV","SERC Mississippi Valley","MISO","05","065","Izard",36.060514,-91.919802,1,1,"WDS","BIOMASS",null,{"v":0,"d":"0.0000"},{"v":2,"d":"2.0"},null,null,"Yes",0,null,{"v":1,"d":"1.0000"},{"$nulls":5},0,0,{"$nulls":49},"--",{"$nulls":17},0,0,0,0,0,0,0,0,0,0,0,0,0,0,0,0]
[257,2019,"AR","Dam 2",7246,"Entergy Arkansas Inc",814,"Arkansas Electric Coop Corp",807,"Electric Utility","Midcontinent Independent Transmission System Operator, Inc..","MISO","SERC","SRMV","SERC Mississippi Valley","MISO","05","041","Desha",33.986501,-91.315788,3,3,"WAT","HYDRO",null,0.3468,102.6,{"$nulls":9},{"v":2775687,"d":"2,775,687"},{"v":1227865.031,"d":"1,227,865"},{"v":311700,"d":"311,700"},{"v":137885.001,"d":"137,885"},{"$nulls":41},{"v":2775687,"d":"2,775,687"},{"v":1227865.031,"d":"1,227,865"},{"$nulls":6},"--","EIA","EIA",{"$nulls":15},0,0,0,0,{"v":311700,"d":"311,700"},0,0,0,0,0,0,0,{"v":311700,"d":"311,700"},0,0,{"v":311700,"d":"311,700"},{"v":0,"d":"0.0%"},{"v":0,"d":"0.0%"},{"v":0,"d":"0.0%"},{"v":0,"d":"0.0%"},{"v":1,"d":"100.0%"},{"v":0,"d":"0.0%"},{"v":0,"d":"0.0%"},{"v":0,"d":"0.0%"},{"v":0,"d":"0.0%"},{"v":0,"d":"0.0%"},{"v":0,"d":"0.0%"},{"v":0,"d":"0.0%"},{"v":1,"d":"100.0%"},{"v":0,"d":"0.0%"},{"v":0,"d":"0.0%"},{"v":1,"d":"100.0%"}]
[258,2019,"AR","Dardanelle",199,"Southwestern Power Administration",17716,"USCE-Little Rock District",19647,"Electric Utility","Southwestern Power Administration","SPA","MRO","SPSO","SPP South","SPP","05","115","Pope",35.2503,-93.1686,4,4,"WAT","HYDRO",null,{"v":0.42199,"d":"0.4220"},160.8,{"$nulls":9},{"v":5293336,"d":"5,293,336"},{"v":2341583,"d":"2,341,583"},{"v":594423,"d":"594,423"},{"v":262951,"d":"262,951"},{"$nulls":41},{"v":5293336,"d":"5,293,336"},{"v":2341583,"d":"2,341,583"},{"$nulls":6},"--","EIA","EIA",{"$nulls":15},0,0,0,0,{"v":594423,"d":"594,423"},0,0,0,0,0,0,0,{"v":594423,"d":"594,423"},0,0,{"v":594423,"d":"594,423"},{"v":0,"d":"0.0%"},{"v":0,"d":"0.0%"},{"v":0,"d":"0.0%"},{"v":0,"d":"0.0%"},{"v":1,"d":"100.0%"},{"v":0,"d":"0.0%"},{"v":0,"d":"0.0%"},{"v":0,"d":"0.0%"},{"v":0,"d":"0.0%"},{"v":0,"d":"0.0%"},{"v":0,"d":"0.0%"},{"v":0,"d":"0.0%"},{"v":1,"d":"100.0%"},{"v":0,"d":"0.0%"},{"v":0,"d":"0.0%"},{"v":1,"d":"100.0%"}]
[259,2019,"AR","Degray",187,"Entergy Arkansas Inc",814,"USCE -Vickburg District",19406,"Electric Utility","Midcontinent Independent Transmission System Operator, Inc..","MISO","SERC","SRMV","SERC Mississippi Valley","MISO","05","019","Clark",34.211913,-93.110963,2,2,"WAT","HYDRO",null,{"v":0.20597,"d":"0.2060"},{"v":68,"d":"68.0"},{"$nulls":6},"Yes",null,null,{"v":640885,"d":"640,885"},{"v":287231,"d":"287,231"},{"v":122691,"d":"122,691"},{"v":54146,"d":"54,146"},{"$nulls":41},{"v":640885,"d":"640,885"},{"v":287231,"d":"287,231"},{"$nulls":6},"--","EIA","EIA",{"$nulls":15},0,0,0,0,{"v":122691,"d":"122,691"},0,0,0,0,0,0,0,{"v":122691,"d":"122,691"},0,0,{"v":122691,"d":"122,691"},{"v":0,"d":"0.0%"},{"v":0,"d":"0.0%"},{"v":0,"d":"0.0%"},{"v":0,"d":"0.0%"},{"v":1,"d":"100.0%"},{"v":0,"d":"0.0%"},{"v":0,"d":"0.0%"},{"v":0,"d":"0.0%"},{"v":0,"d":"0.0%"},{"v":0,"d":"0.0%"},{"v":0,"d":"0.0%"},{"v":0,"d":"0.0%"},{"v":1,"d":"100.0%"},{"v":0,"d":"0.0%"},{"v":0,"d":"0.0%"},{"v":1,"d":"100.0%"}]
[260,2019,"AR","Dell Power Plant",55340,"Associated Electric Coop, Inc",924,"Associated Electric Coop, Inc",924,"Electric Utility","Associated Electric Cooperative, Inc.","AECI","SERC","SRMW","SERC Midwest",null,"05","093","Mississippi",35.8619,-90.0253,2,3,"NG","GAS",null,{"v":0.54281,"d":"0.5428"},679.1,{"v":0.428650866813382,"d":"0.4287"},{"$nulls":6},{"v":24955599,"d":"24,955,599"},{"v":10788260,"d":"10,788,260"},{"v":24955599,"d":"24,955,599"},{"v":10788260,"d":"10,788,260"},{"v":3229128,"d":"3,229,128"},{"v":1378852,"d":"1,378,852"},{"v":90.916,"d":"91"},{"v":36.841,"d":"37"},{"v":7.484,"d":"7"},{"v":1483080.625,"d":"1,483,081"},{"v":52026.034,"d":"52,026"},{"v":5202.627,"d":"5,203"},{"v":1484506.142,"d":"1,484,506"},null,0.056,0.053,0.005,918.564,0.016,{"v":2E-3,"d":"0.002"},919.447,null,0.007,0.007,{"v":1E-3,"d":"0.001"},118.858,{"v":2E-3,"d":"0.002"},{"v":0,"d":"0.000"},118.972,null,0.056,0.053,0.005,918.564,0.016,{"v":2E-3,"d":"0.002"},919.447,null,{"v":90.916,"d":"91"},{"v":36.841,"d":"37"},{"v":7.484,"d":"7"},{"v":1483080.625,"d":"1,483,081"},{"v":52026.034,"d":"52,026"},{"v":5202.627,"d":"5,203"},null,{"v":24955599,"d":"24,955,599"},{"v":10788260,"d":"10,788,260"},{"v":24955599,"d":"24,955,599"},{"v":10788260,"d":"10,788,260"},"EPA/CAMD","EPA/CAMD","EPA/CAMD","EPA/CAMD","EIA","EIA","--","EPA/CAMD","EPA/CAMD",{"$nulls":14},{"v":7728.27813,"d":"7,728.278"},0,{"v":4.761,"d":"5"},{"v":3229123.2,"d":"3,229,123"},0,0,0,0,0,0,0,0,{"v":3229127.961,"d":"3,229,128"},0,0,{"v":3229127.961,"d":"3,229,128"},0,{"v":0,"d":"0.0%"},{"v":1.47439186600881e-06,"d":"0.0%"},{"v":0.999998525608134,"d":"100.0%"},{"v":0,"d":"0.0%"},{"v":0,"d":"0.0%"},{"v":0,"d":"0.0%"},{"v":0,"d":"0.0%"},{"v":0,"d":"0.0%"},{"v":0,"d":"0.0%"},{"v":0,"d":"0.0%"},{"v":0,"d":"0.0%"},{"v":1,"d":"100.0%"},{"v":0,"d":"0.0%"},{"v":0,"d":"0.0%"},{"v":1,"d":"100.0%"},{"v":0,"d":"0.0%"}]
[261,2019,"AR","Elkins Generating Center",56489,"Ozarks Electric Coop Corp - (AR)",14289,"Arkansas Electric Coop Corp",807,"Electric Utility","Southwest Power Pool","SWPP","SERC","SPSO","SPP South",null,"05","143","Washington",35.9714,-94.0014,3,3,"NG","GAS",null,{"v":0.02391,"d":"0.0239"},{"v":66,"d":"66.0"},{"v":1,"d":"1.0000"},{"$nulls":6},{"v":159006.996,"d":"159,007"},{"v":76759.002,"d":"76,759"},{"v":159006.996,"d":"159,007"},{"v":76759.002,"d":"76,759"},{"v":13824.999,"d":"13,825"},{"v":6674.001,"d":"6,674"},{"v":25.44,"d":"25"},{"v":12.282,"d":"12"},{"v":0.254,"d":"0"},{"v":9293.088,"d":"9,293"},{"v":350.551,"d":"351"},{"v":35.055,"d":"35"},{"v":9302.693,"d":"9,303"},null,{"v":3.68,"d":"3.680"},3.681,0.037,{"v":1344.389,"d":"1,344.389"},0.025,0.003,{"v":1345.779,"d":"1,345.779"},null,{"v":0.32,"d":"0.320"},{"v":0.32,"d":"0.320"},0.003,116.889,{"v":2E-3,"d":"0.002"},{"v":0,"d":"0.000"},{"v":117.01,"d":"117.010"},null,{"v":3.68,"d":"3.680"},3.681,0.037,{"v":1344.389,"d":"1,344.389"},0.025,0.003,{"v":1345.778,"d":"1,345.778"},null,{"v":25.44,"d":"25"},{"v":12.282,"d":"12"},{"v":0.254,"d":"0"},{"v":9293.088,"d":"9,293"},{"v":350.551,"d":"351"},{"v":35.055,"d":"35"},null,{"v":159006.996,"d":"159,007"},{"v":76759.002,"d":"76,759"},{"v":159006.996,"d":"159,007"},{"v":76759.002,"d":"76,759"},"EIA","EIA","EIA","EIA","EIA","EIA","--","EIA","EIA",{"$nulls":14},{"v":11501.410206,"d":"11,501.410"},0,0,{"v":13825,"d":"13,825"},0,0,0,0,0,0,0,0,{"v":13825,"d":"13,825"},0,0,{"v":13825,"d":"13,825"},0,{"v":0,"d":"0.0%"},{"v":0,"d":"0.0%"},{"v":1,"d":"100.0%"},{"v":0,"d":"0.0%"},{"v":0,"d":"0.0%"},{"v":0,"d":"0.0%"},{"v":0,"d":"0.0%"},{"v":0,"d":"0.0%"},{"v":0,"d":"0.0%"},{"v":0,"d":"0.0%"},{"v":0,"d":"0.0%"},{"v":1,"d":"100.0%"},{"v":0,"d":"0.0%"},{"v":0,"d":"0.0%"},{"v":1,"d":"100.0%"},{"v":0,"d":"0.0%"}]
[262,2019,"AR","Ellis Hydro",7040,"Southwestern Electric Power Co",17698,"Arkansas Electric Coop Corp",807,"Electric Utility","Southwest Power Pool","SWPP","SERC","SPSO","SPP South",null,"05","033","Crawford",35.351361,-94.294349,3,3,"WAT","HYDRO",null,{"v":0.35041,"d":"0.3504"},32.4,{"$nulls":9},{"v":885648,"d":"885,648"},{"v":391779,"d":"391,779"},{"v":99455.001,"d":"99,455"},{"v":43995,"d":"43,995"},{"$nulls":41},{"v":885648,"d":"885,648"},{"v":391779,"d":"391,779"},{"$nulls":6},"--","EIA","EIA",{"$nulls":15},0,0,0,0,{"v":99455,"d":"99,455"},0,0,0,0,0,0,0,{"v":99455,"d":"99,455"},0,0,{"v":99455,"d":"99,455"},{"v":0,"d":"0.0%"},{"v":0,"d":"0.0%"},{"v":0,"d":"0.0%"},{"v":0,"d":"0.0%"},{"v":1,"d":"100.0%"},{"v":0,"d":"0.0%"},{"v":0,"d":"0.0%"},{"v":0,"d":"0.0%"},{"v":0,"d":"0.0%"},{"v":0,"d":"0.0%"},{"v":0,"d":"0.0%"},{"v":0,"d":"0.0%"},{"v":1,"d":"100.0%"},{"v":0,"d":"0.0%"},{"v":0,"d":"0.0%"},{"v":1,"d":"100.0%"}]
[263,2019,"AR","FECC Solar Benton",61839,"First Electric Coop Corp",6342,"Today's Power, Inc.",61204,"IPP Non-CHP","Midcontinent Independent Transmission System Operator, Inc..","MISO","SERC","SRMV","SERC Mississippi Valley","MISO","05","125","Saline",34.638429,-92.578347,1,1,"SUN","SOLAR",null,{"v":0.16632,"d":"0.1663"},{"v":1,"d":"1.0"},{"$nulls":9},{"v":12974,"d":"12,974"},{"v":6736,"d":"6,736"},{"v":1457,"d":"1,457"},756,{"$nulls":41},{"v":12974,"d":"12,974"},{"v":6736,"d":"6,736"},{"$nulls":6},"--","EIA","EIA",{"$nulls":15},0,0,0,0,0,0,0,{"v":1457,"d":"1,457"},0,0,0,0,{"v":1457,"d":"1,457"},{"v":1457,"d":"1,457"},0,{"v":1457,"d":"1,457"},{"v":0,"d":"0.0%"},{"v":0,"d":"0.0%"},{"v":0,"d":"0.0%"},{"v":0,"d":"0.0%"},{"v":0,"d":"0.0%"},{"v":0,"d":"0.0%"},{"v":0,"d":"0.0%"},{"v":1,"d":"100.0%"},{"v":0,"d":"0.0%"},{"v":0,"d":"0.0%"},{"v":0,"d":"0.0%"},{"v":0,"d":"0.0%"},{"v":1,"d":"100.0%"},{"v":1,"d":"100.0%"},{"v":0,"d":"0.0%"},{"v":1,"d":"100.0%"}]
[264,2019,"AR","Flint Creek Power Plant",6138,"Southwestern Electric Power Co",17698,"Southwestern Electric Power Co",17698,"Electric Utility","Southwest Power Pool","SWPP","MRO","SPSO","SPP South",null,"05","007","Benton",36.2561,-94.5241,1,1,"SUB","COAL","Yes",{"v":0.48626,"d":"0.4863"},{"v":558,"d":"558.0"},{"v":0.522907767466981,"d":"0.5229"},{"$nulls":6},{"v":25655324,"d":"25,655,324"},{"v":12676998,"d":"12,676,998"},{"v":25655324,"d":"25,655,324"},{"v":12676998,"d":"12,676,998"},{"v":2376855,"d":"2,376,855"},{"v":1168792,"d":"1,168,792"},{"v":2372.829,"d":"2,373"},{"v":1166.722,"d":"1,167"},{"v":736.046,"d":"736"},{"v":2690733.25,"d":"2,690,733"},{"v":622891.579,"d":"622,892"},{"v":90623.136,"d":"90,623"},{"v":2712022.242,"d":"2,712,022"},null,1.997,1.996,0.619,{"v":2264.112,"d":"2,264.112"},0.262,0.038,{"v":2282.026,"d":"2,282.026"},null,0.185,0.184,0.057,{"v":209.76,"d":"209.760"},0.024,0.004,{"v":211.42,"d":"211.420"},null,1.997,1.996,0.619,{"v":2264.112,"d":"2,264.112"},0.262,0.038,{"v":2282.026,"d":"2,282.026"},null,{"v":2372.829,"d":"2,373"},{"v":1166.722,"d":"1,167"},{"v":736.046,"d":"736"},{"v":2690733.25,"d":"2,690,733"},{"v":622891.579,"d":"622,892"},{"v":90623.136,"d":"90,623"},null,{"v":25655324,"d":"25,655,324"},{"v":12676998,"d":"12,676,998"},{"v":25655324,"d":"25,655,324"},{"v":12676998,"d":"12,676,998"},"EPA/CAMD","EPA/CAMD","EPA/CAMD","EPA/CAMD","EIA","EIA","--","EPA/CAMD","EPA/CAMD",{"$nulls":14},{"v":10793.81124,"d":"10,793.811"},{"v":2371680.3,"d":"2,371,680"},{"v":5174.68,"d":"5,175"},0,0,0,0,0,0,0,0,0,{"v":2376854.98,"d":"2,376,855"},0,0,{"v":2376854.98,"d":"2,376,855"},0,{"v":0.997822887789309,"d":"99.8%"},{"v":0.00217711221069112,"d":"0.2%"},{"v":0,"d":"0.0%"},{"v":0,"d":"0.0%"},{"v":0,"d":"0.0%"},{"v":0,"d":"0.0%"},{"v":0,"d":"0.0%"},{"v":0,"d":"0.0%"},{"v":0,"d":"0.0%"},{"v":0,"d":"0.0%"},{"v":0,"d":"0.0%"},{"v":1,"d":"100.0%"},{"v":0,"d":"0.0%"},{"v":0,"d":"0.0%"},{"v":1,"d":"100.0%"},{"v":0,"d":"0.0%"}]
[265,2019,"AR","Fourche Creek Wastewater",10050,"Entergy Arkansas Inc",814,"Little Rock Water Reclamation Authority",11079,"Commercial CHP","Midcontinent Independent Transmission System Operator, Inc..","MISO","SERC","SRMV","SERC Mississippi Valley","MISO","05","119","Pulaski",34.6968,-92.165,4,4,"OBG","BIOMASS",null,{"v":0.22342,"d":"0.2234"},2.8,{"v":0.960969776038269,"d":"0.9610"},"Yes","Yes",{"v":36317.6,"d":"36,318"},{"v":0.515,"d":"1"},{"v":0.40711,"d":"0.4071"},null,{"v":27207.598,"d":"27,208"},{"v":10641.053,"d":"10,641"},{"v":27207.598,"d":"27,208"},{"v":10641.053,"d":"10,641"},{"v":5480,"d":"5,480"},{"v":2134,"d":"2,134"},{"v":54.291,"d":"54"},{"v":21.411,"d":"21"},{"v":0.087,"d":"0"},{"v":34.175,"d":"34"},{"v":63.22,"d":"63"},{"v":6.322,"d":"6"},{"v":35.908,"d":"36"},null,19.814,20.066,0.032,12.473,0.012,{"v":1E-3,"d":"0.001"},13.105,null,3.991,4.024,0.006,2.512,{"v":2E-3,"d":"0.002"},{"v":0,"d":"0.000"},{"v":2.64,"d":"2.640"},null,19.814,20.066,0.032,12.472,0.012,{"v":1E-3,"d":"0.001"},13.105,null,{"v":133.356,"d":"133"},{"v":52.592,"d":"53"},{"v":0.213,"d":"0"},{"v":4243.754,"d":"4,244"},{"v":155.289,"d":"155"},{"v":15.529,"d":"16"},null,{"v":66831,"d":"66,831"},{"v":26138,"d":"26,138"},{"v":66831,"d":"66,831"},{"v":26138,"d":"26,138"},"EIA","EIA","EIA","EIA","EIA","EIA","--","EIA","EIA",{"$nulls":3},{"v":4159.808,"d":"4,160"},null,null,{"v":39623.402,"d":"39,623"},{"v":15496.947,"d":"15,497"},{"v":79.065,"d":"79"},{"v":31.181,"d":"31"},{"v":0.126,"d":"0"},{"v":49.771,"d":"50"},{"v":92.069,"d":"92"},{"v":9.207,"d":"9"},{"v":4964.745195,"d":"4,964.745"},0,0,{"v":113.102,"d":"113"},0,0,{"v":5367.058,"d":"5,367"},0,0,0,0,0,{"v":113.102,"d":"113"},{"v":5367.058,"d":"5,367"},{"v":5367.058,"d":"5,367"},{"v":5480.16,"d":"5,480"},0,{"v":0,"d":"0.0%"},{"v":0,"d":"0.0%"},{"v":0.0206384485124522,"d":"2.1%"},{"v":0,"d":"0.0%"},{"v":0,"d":"0.0%"},{"v":0.979361551487548,"d":"97.9%"},{"v":0,"d":"0.0%"},{"v":0,"d":"0.0%"},{"v":0,"d":"0.0%"},{"v":0,"d":"0.0%"},{"v":0,"d":"0.0%"},{"v":0.0206384485124522,"d":"2.1%"},{"v":0.979361551487548,"d":"97.9%"},{"v":0.979361551487548,"d":"97.9%"},{"v":1,"d":"100.0%"},{"v":0,"d":"0.0%"}]
[266,2019,"AR","Fulton",7825,"Southwestern Electric Power Co",17698,"Arkansas Electric Coop Corp",807,"Electric Utility","Southwest Power Pool","SWPP","SERC","SPSO","SPP South",null,"05","057","Hempstead",33.6094,-93.7924,1,1,"NG","GAS",null,{"v":0.08767,"d":"0.0877"},154.8,{"v":1,"d":"1.0000"},{"$nulls":6},{"v":1238069,"d":"1,238,069"},{"v":961137.75,"d":"961,138"},{"v":1238069,"d":"1,238,069"},{"v":961137.75,"d":"961,138"},{"v":118888,"d":"118,888"},{"v":57392,"d":"57,392"},{"v":38.029,"d":"38"},{"v":29.178,"d":"29"},{"v":0.371,"d":"0"},{"v":73577.109,"d":"73,577"},{"v":2680.682,"d":"2,681"},{"v":268.068,"d":"268"},{"v":73650.56,"d":"73,651"},null,{"v":0.64,"d":"0.640"},1.017,0.006,{"v":1237.755,"d":"1,237.755"},0.023,{"v":2E-3,"d":"0.002"},{"v":1238.991,"d":"1,238.991"},null,0.061,0.061,{"v":1E-3,"d":"0.001"},118.858,{"v":2E-3,"d":"0.002"},{"v":0,"d":"0.000"},118.977,null,{"v":0.64,"d":"0.640"},1.017,0.006,{"v":1237.755,"d":"1,237.755"},0.023,{"v":2E-3,"d":"0.002"},{"v":1238.991,"d":"1,238.991"},null,{"v":38.029,"d":"38"},{"v":29.178,"d":"29"},{"v":0.371,"d":"0"},{"v":73577.109,"d":"73,577"},{"v":2680.682,"d":"2,681"},{"v":268.068,"d":"268"},null,{"v":1238069,"d":"1,238,069"},{"v":961137.75,"d":"961,138"},{"v":1238069,"d":"1,238,069"},{"v":961137.75,"d":"961,138"},"EPA/CAMD","EPA/CAMD","EPA/CAMD","EPA/CAMD","EIA","EIA","--","EPA/CAMD","EPA/CAMD",{"$nulls":14},{"v":10413.742346,"d":"10,413.742"},0,0,{"v":118888,"d":"118,888"},0,0,0,0,0,0,0,0,{"v":118888,"d":"118,888"},0,0,{"v":118888,"d":"118,888"},0,{"v":0,"d":"0.0%"},{"v":0,"d":"0.0%"},{"v":1,"d":"100.0%"},{"v":0,"d":"0.0%"},{"v":0,"d":"0.0%"},{"v":0,"d":"0.0%"},{"v":0,"d":"0.0%"},{"v":0,"d":"0.0%"},{"v":0,"d":"0.0%"},{"v":0,"d":"0.0%"},{"v":0,"d":"0.0%"},{"v":1,"d":"100.0%"},{"v":0,"d":"0.0%"},{"v":0,"d":"0.0%"},{"v":1,"d":"100.0%"},{"v":0,"d":"0.0%"}]
[267,2019,"AR","Genova Arkansas I LLC",55869,null,-9999,"Southwestern Electric Power Co",17698,"Electric Utility","Southwest Power Pool","SWPP","MRO","MROW","MRO West",null,"05","143","Washington",36.186111,-94.284166,3,3,"NG","GAS",null,null,631.4,{"$nulls":62},"--"]
[268,2019,"AR","Georgia-Pacific Crossett LLC",10606,"Entergy Arkansas Inc",814,"G-P CONSUMER OPER LLC",4580,"Industrial CHP","Midcontinent Independent Transmission System Operator, Inc..","MISO","SERC","SRMV","SERC Mississippi Valley","MISO","05","003","Ashley",33.1421,-91.975,5,3,"BLQ","BIOMASS",null,0.4963,91.6,{"v":0.50617015779014,"d":"0.5062"},"Yes","Yes",{"v":11671115.2,"d":"11,671,115"},{"v":0.116,"d":"0"},{"v":0.134406,"d":"0.1344"},null,{"v":2240511.114,"d":"2,240,511"},{"v":1085356.289,"d":"1,085,356"},{"v":2240511.114,"d":"2,240,511"},{"v":1085356.289,"d":"1,085,356"},{"v":398237.38,"d":"398,237"},{"v":192443.162,"d":"192,443"},{"v":233.217,"d":"233"},{"v":90.021,"d":"90"},{"v":315.055,"d":"315"},{"v":49591.995,"d":"49,592"},{"v":35042.913,"d":"35,043"},{"v":8456.023,"d":"8,456"},{"v":51289.979,"d":"51,290"},null,1.171,0.936,1.582,249.057,0.088,0.021,257.585,null,0.208,0.166,0.281,44.268,0.016,0.004,45.784,null,1.171,0.936,1.582,249.057,0.088,0.021,257.585,null,{"v":1735.165,"d":"1,735"},{"v":669.768,"d":"670"},{"v":2344.05,"d":"2,344"},{"v":1503156.57,"d":"1,503,157"},{"v":260724.177,"d":"260,724"},{"v":62913.997,"d":"62,914"},null,{"v":16669716.375,"d":"16,669,716"},{"v":8075202.75,"d":"8,075,203"},{"v":16669716.375,"d":"16,669,716"},{"v":8075202.75,"d":"8,075,203"},"EIA","EIA","EPA/CAMD; EIA","EIA","EIA","EIA","--","EIA","EIA",{"$nulls":3},{"v":1134185.181,"d":"1,134,185"},null,null,{"v":14429205.261,"d":"14,429,205"},{"v":6989846.461,"d":"6,989,846"},{"v":1501.948,"d":"1,502"},{"v":579.747,"d":"580"},{"v":2028.996,"d":"2,029"},{"v":319379.394,"d":"319,379"},{"v":225681.264,"d":"225,681"},{"v":54457.974,"d":"54,458"},{"v":5626.069454,"d":"5,626.069"},0,{"v":2687.252,"d":"2,687"},{"v":144296.93,"d":"144,297"},0,0,{"v":251253.19,"d":"251,253"},0,0,0,0,0,{"v":146984.182,"d":"146,984"},{"v":251253.19,"d":"251,253"},{"v":251253.19,"d":"251,253"},{"v":398237.372,"d":"398,237"},0,{"v":0,"d":"0.0%"},{"v":0.00674786493920515,"d":"0.7%"},{"v":0.362338997154692,"d":"36.2%"},{"v":0,"d":"0.0%"},{"v":0,"d":"0.0%"},{"v":0.630913137906103,"d":"63.1%"},{"v":0,"d":"0.0%"},{"v":0,"d":"0.0%"},{"v":0,"d":"0.0%"},{"v":0,"d":"0.0%"},{"v":0,"d":"0.0%"},{"v":0.369086862093897,"d":"36.9%"},{"v":0.630913137906103,"d":"63.1%"},{"v":0.630913137906103,"d":"63.1%"},{"v":1,"d":"100.0%"},{"v":0,"d":"0.0%"}]
[269,2019,"AR","Greers Ferry Lake",188,"Southwestern Power Administration",17716,"USCE-Little Rock District",19647,"Electric Utility","Southwestern Power Administration","SPA","MRO","SPSO","SPP South","SPP","05","023","Cleburne",35.5207,-91.9953,2,2,"WAT","HYDRO",null,{"v":0.35272,"d":"0.3527"},{"v":96,"d":"96.0"},{"$nulls":9},{"v":2641410,"d":"2,641,410"},{"v":1168465,"d":"1,168,465"},{"v":296621,"d":"296,621"},{"v":131214,"d":"131,214"},{"$nulls":41},{"v":2641410,"d":"2,641,410"},{"v":1168465,"d":"1,168,465"},{"$nulls":6},"--","EIA","EIA",{"$nulls":15},0,0,0,0,{"v":296621,"d":"296,621"},0,0,0,0,0,0,0,{"v":296621,"d":"296,621"},0,0,{"v":296621,"d":"296,621"},{"v":0,"d":"0.0%"},{"v":0,"d":"0.0%"},{"v":0,"d":"0.0%"},{"v":0,"d":"0.0%"},{"v":1,"d":"100.0%"},{"v":0,"d":"0.0%"},{"v":0,"d":"0.0%"},{"v":0,"d":"0.0%"},{"v":0,"d":"0.0%"},{"v":0,"d":"0.0%"},{"v":0,"d":"0.0%"},{"v":0,"d":"0.0%"},{"v":1,"d":"100.0%"},{"v":0,"d":"0.0%"},{"v":0,"d":"0.0%"},{"v":1,"d":"100.0%"}]
[270,2019,"AR","Hamilton Moses",168,"Entergy Arkansas Inc",814,"Entergy Arkansas LLC",814,"Electric Utility","Midcontinent Independent Transmission System Operator, Inc..","MISO","SERC","SRMV","SERC Mississippi Valley","MISO","05","123","St Francis",34.9806,-90.8722,2,2,"NG","GAS",null,null,{"v":138,"d":"138.0"},{"$nulls":62},"--"]
[271,2019,"AR","Happy Solar 1",63766,"Entergy Arkansas LLC",814,"Lightsource Renewable Energy Asset Management, LLC",62842,"IPP Non-CHP","Midcontinent Independent Transmission System Operator, Inc..","MISO","MRO",null,null,"MISO","05","145","White",35.167715,-91.660279,1,1,"SUN","SOLAR",null,null,{"v":95,"d":"95.0"},{"$nulls":62},"--"]
[272,2019,"AR","Harry D. Mattison Power Plant",56328,"Southwestern Electric Power Co",17698,"Southwestern Electric Power Co",17698,"Electric Utility","Southwest Power Pool","SWPP","MRO","SPSO","SPP South",null,"05","143","Washington",36.1855,-94.2841,4,4,"NG","GAS",null,{"v":0.05102,"d":"0.0510"},{"v":349,"d":"349.0"},{"v":1,"d":"1.0000"},{"$nulls":6},{"v":1954952,"d":"1,954,952"},{"v":1227235.094,"d":"1,227,235"},{"v":1954952,"d":"1,954,952"},{"v":1227235.094,"d":"1,227,235"},{"v":155985,"d":"155,985"},{"v":75300,"d":"75,300"},{"v":60.784,"d":"61"},{"v":39.103,"d":"39"},{"v":0.598,"d":"1"},{"v":115340.898,"d":"115,341"},{"v":4176.914,"d":"4,177"},{"v":417.691,"d":"418"},{"v":115455.346,"d":"115,455"},null,0.779,1.039,0.008,{"v":1478.872,"d":"1,478.872"},0.027,0.003,{"v":1480.339,"d":"1,480.339"},null,0.062,0.064,{"v":1E-3,"d":"0.001"},117.999,{"v":2E-3,"d":"0.002"},{"v":0,"d":"0.000"},118.116,null,0.779,1.039,0.008,{"v":1478.872,"d":"1,478.872"},0.027,0.003,{"v":1480.339,"d":"1,480.339"},null,{"v":60.784,"d":"61"},{"v":39.103,"d":"39"},{"v":0.598,"d":"1"},{"v":115340.898,"d":"115,341"},{"v":4176.914,"d":"4,177"},{"v":417.691,"d":"418"},null,{"v":1954952,"d":"1,954,952"},{"v":1227235.094,"d":"1,227,235"},{"v":1954952,"d":"1,954,952"},{"v":1227235.094,"d":"1,227,235"},"EPA/CAMD","EPA/CAMD","EPA/CAMD","EPA/CAMD","EIA","EIA","--","EPA/CAMD","EPA/CAMD",{"$nulls":14},{"v":12532.948681,"d":"12,532.949"},0,0,{"v":155985,"d":"155,985"},0,0,0,0,0,0,0,0,{"v":155985,"d":"155,985"},0,0,{"v":155985,"d":"155,985"},0,{"v":0,"d":"0.0%"},{"v":0,"d":"0.0%"},{"v":1,"d":"100.0%"},{"v":0,"d":"0.0%"},{"v":0,"d":"0.0%"},{"v":0,"d":"0.0%"},{"v":0,"d":"0.0%"},{"v":0,"d":"0.0%"},{"v":0,"d":"0.0%"},{"v":0,"d":"0.0%"},{"v":0,"d":"0.0%"},{"v":1,"d":"100.0%"},{"v":0,"d":"0.0%"},{"v":0,"d":"0.0%"},{"v":1,"d":"100.0%"},{"v":0,"d":"0.0%"}]
[273,2019,"AR","Harvey Couch",169,"Entergy Arkansas Inc",814,"Entergy Arkansas LLC",814,"Electric Utility","Midcontinent Independent Transmission System Operator, Inc..","MISO","SERC","SRMV","SERC Mississippi Valley","MISO","05","073","Lafayette",33.3592,-93.4649,2,2,"NG","GAS",null,null,182.7,{"$nulls":62},"--"]
[274,2019,"AR","Hot Spring Energy Facility",55418,"Entergy Arkansas Inc",814,"Entergy Arkansas LLC",814,"Electric Utility","Midcontinent Independent Transmission System Operator, Inc..","MISO","SERC","SRMV","SERC Mississippi Valley","MISO","05","059","Hot Spring",34.29759,-92.868344,2,6,"NG","GAS",null,{"v":0.23456,"d":"0.2346"},{"v":1429.7,"d":"1,429.7"},{"v":0.942395313638299,"d":"0.9424"},{"$nulls":6},{"v":22126480,"d":"22,126,480"},{"v":11636881.5,"d":"11,636,882"},{"v":22126480,"d":"22,126,480"},{"v":11636881.5,"d":"11,636,882"},{"v":2937705,"d":"2,937,705"},{"v":1530082,"d":"1,530,082"},{"v":121.47,"d":"121"},{"v":64.09,"d":"64"},{"v":6.638,"d":"7"},{"v":1314949.688,"d":"1,314,950"},{"v":48082.173,"d":"48,082"},{"v":4808.217,"d":"4,808"},{"v":1316267.139,"d":"1,316,267"},null,0.083,0.084,0.005,895.222,0.016,{"v":2E-3,"d":"0.002"},896.119,null,0.011,0.011,{"v":1E-3,"d":"0.001"},118.858,{"v":2E-3,"d":"0.002"},{"v":0,"d":"0.000"},118.977,null,0.083,0.084,0.005,895.222,0.016,{"v":2E-3,"d":"0.002"},896.119,null,{"v":121.47,"d":"121"},{"v":64.09,"d":"64"},{"v":6.638,"d":"7"},{"v":1314949.688,"d":"1,314,950"},{"v":48082.173,"d":"48,082"},{"v":4808.217,"d":"4,808"},null,{"v":22126480,"d":"22,126,480"},{"v":11636881.5,"d":"11,636,882"},{"v":22126480,"d":"22,126,480"},{"v":11636881.5,"d":"11,636,882"},"EPA/CAMD","EPA/CAMD","EPA/CAMD","EPA/CAMD","EIA","EIA","--","EPA/CAMD","EPA/CAMD",{"$nulls":14},{"v":7531.893093,"d":"7,531.893"},0,0,{"v":2937705,"d":"2,937,705"},0,0,0,0,0,0,0,0,{"v":2937705,"d":"2,937,705"},0,0,{"v":2937705,"d":"2,937,705"},0,{"v":0,"d":"0.0%"},{"v":0,"d":"0.0%"},{"v":1,"d":"100.0%"},{"v":0,"d":"0.0%"},{"v":0,"d":"0.0%"},{"v":0,"d":"0.0%"},{"v":0,"d":"0.0%"},{"v":0,"d":"0.0%"},{"v":0,"d":"0.0%"},{"v":0,"d":"0.0%"},{"v":0,"d":"0.0%"},{"v":1,"d":"100.0%"},{"v":0,"d":"0.0%"},{"v":0,"d":"0.0%"},{"v":1,"d":"100.0%"},{"v":0,"d":"0.0%"}]
[275,2019,"AR","Independence",6641,"Entergy Arkansas Inc",814,"Entergy Arkansas LLC",814,"Electric Utility","Midcontinent Independent Transmission System Operator, Inc..","MISO","SERC","SRMV","SERC Mississippi Valley","MISO","05","063","Independence",35.678442,-91.408761,2,2,"SUB","COAL","Yes",{"v":0.35867,"d":"0.3587"},{"v":1800,"d":"1,800.0"},{"v":0.735550587688145,"d":"0.7356"},{"$nulls":6},{"v":65793988,"d":"65,793,988"},{"v":36291932,"d":"36,291,932"},{"v":65793988,"d":"65,793,988"},{"v":36291932,"d":"36,291,932"},{"v":5655503,"d":"5,655,503"},{"v":3043380,"d":"3,043,380"},{"v":5062.076,"d":"5,062"},{"v":2844.6,"d":"2,845"},{"v":15858.48,"d":"15,858"},{"v":6898883.25,"d":"6,898,883"},{"v":1444715.376,"d":"1,444,715"},{"v":210204.287,"d":"210,204"},{"v":6948262.631,"d":"6,948,263"},null,{"v":1.79,"d":"1.790"},1.869,5.608,{"v":2439.706,"d":"2,439.706"},0.255,0.037,{"v":2457.169,"d":"2,457.169"},null,0.154,0.157,0.482,209.712,0.022,0.003,211.213,null,{"v":1.79,"d":"1.790"},1.869,5.608,{"v":2439.706,"d":"2,439.706"},0.255,0.037,{"v":2457.169,"d":"2,457.169"},null,{"v":5062.076,"d":"5,062"},{"v":2844.6,"d":"2,845"},{"v":15858.48,"d":"15,858"},{"v":6898883.25,"d":"6,898,883"},{"v":1444715.376,"d":"1,444,715"},{"v":210204.287,"d":"210,204"},null,{"v":65793988,"d":"65,793,988"},{"v":36291932,"d":"36,291,932"},{"v":65793988,"d":"65,793,988"},{"v":36291932,"d":"36,291,932"},"EPA/CAMD","EPA/CAMD","EPA/CAMD","EPA/CAMD","EIA","EIA","--","EPA/CAMD","EPA/CAMD",{"$nulls":14},{"v":11633.622719,"d":"11,633.623"},{"v":5638775.2,"d":"5,638,775"},{"v":16727.784,"d":"16,728"},0,0,0,0,0,0,0,0,0,{"v":5655502.984,"d":"5,655,503"},0,0,{"v":5655502.984,"d":"5,655,503"},0,{"v":0.997042211091158,"d":"99.7%"},{"v":0.00295778890884235,"d":"0.3%"},{"v":0,"d":"0.0%"},{"v":0,"d":"0.0%"},{"v":0,"d":"0.0%"},{"v":0,"d":"0.0%"},{"v":0,"d":"0.0%"},{"v":0,"d":"0.0%"},{"v":0,"d":"0.0%"},{"v":0,"d":"0.0%"},{"v":0,"d":"0.0%"},{"v":1,"d":"100.0%"},{"v":0,"d":"0.0%"},{"v":0,"d":"0.0%"},{"v":1,"d":"100.0%"},{"v":0,"d":"0.0%"}]
[276,2019,"AR","John W. Turk Jr. Power Plant",56564,"Southwestern Electric Power Co",17698,"Southwestern Electric Power Co",17698,"Electric Utility","Southwest Power Pool","SWPP","MRO","SPSO","SPP South",null,"05","057","Hempstead",33.649722,-93.811944,1,1,"SUB","COAL","Yes",0.7526,{"v":609,"d":"609.0"},{"v":0.0789939342135846,"d":"0.0790"},{"$nulls":6},{"v":37247700,"d":"37,247,700"},{"v":14345876,"d":"14,345,876"},{"v":37247700,"d":"37,247,700"},{"v":14345876,"d":"14,345,876"},{"v":4015020,"d":"4,015,020"},{"v":1505433,"d":"1,505,433"},{"v":721.675,"d":"722"},{"v":261.189,"d":"261"},{"v":612.707,"d":"613"},{"v":3906541.5,"d":"3,906,542"},{"v":884475.588,"d":"884,476"},{"v":128647.89,"d":"128,648"},{"v":3936765.98,"d":"3,936,766"},null,0.359,0.347,0.305,{"v":1945.964,"d":"1,945.964"},{"v":0.22,"d":"0.220"},0.032,{"v":1961.019,"d":"1,961.019"},null,0.039,0.036,0.033,{"v":209.76,"d":"209.760"},0.024,0.003,211.383,null,0.359,0.347,0.305,{"v":1945.964,"d":"1,945.964"},{"v":0.22,"d":"0.220"},0.032,{"v":1961.019,"d":"1,961.019"},null,{"v":721.675,"d":"722"},{"v":261.189,"d":"261"},{"v":612.707,"d":"613"},{"v":3906541.5,"d":"3,906,542"},{"v":884475.588,"d":"884,476"},{"v":128647.89,"d":"128,648"},null,{"v":37247700,"d":"37,247,700"},{"v":14345876,"d":"14,345,876"},{"v":37247700,"d":"37,247,700"},{"v":14345876,"d":"14,345,876"},"EPA/CAMD","EPA/CAMD","EPA/CAMD","EPA/CAMD","EIA","EIA","--","EPA/CAMD","EPA/CAMD",{"$nulls":14},{"v":9277.089522,"d":"9,277.090"},{"v":4011633.8,"d":"4,011,634"},0,{"v":3386.203,"d":"3,386"},0,0,0,0,0,0,0,0,{"v":4015020.003,"d":"4,015,020"},0,0,{"v":4015020.003,"d":"4,015,020"},0,{"v":0.999156616156963,"d":"99.9%"},{"v":0,"d":"0.0%"},{"v":0.000843383843036859,"d":"0.1%"},{"v":0,"d":"0.0%"},{"v":0,"d":"0.0%"},{"v":0,"d":"0.0%"},{"v":0,"d":"0.0%"},{"v":0,"d":"0.0%"},{"v":0,"d":"0.0%"},{"v":0,"d":"0.0%"},{"v":0,"d":"0.0%"},{"v":1,"d":"100.0%"},{"v":0,"d":"0.0%"},{"v":0,"d":"0.0%"},{"v":1,"d":"100.0%"},{"v":0,"d":"0.0%"}]
[277,2019,"AR","Lake Catherine",170,"Entergy Arkansas Inc",814,"Entergy Arkansas LLC",814,"Electric Utility","Midcontinent Independent Transmission System Operator, Inc..","MISO","SERC","SRMV","SERC Mississippi Valley","MISO","05","059","Hot Spring",34.4341,-92.9049,1,4,"NG","GAS",null,{"v":0.01935,"d":"0.0194"},{"v":752,"d":"752.0"},{"v":1,"d":"1.0000"},{"$nulls":6},{"v":1755797.375,"d":"1,755,797"},{"v":1574529.875,"d":"1,574,530"},{"v":1755797.375,"d":"1,755,797"},{"v":1574529.875,"d":"1,574,530"},{"v":127495,"d":"127,495"},{"v":117229,"d":"117,229"},{"v":191.312,"d":"191"},{"v":173.155,"d":"173"},{"v":0.527,"d":"1"},{"v":104345.812,"d":"104,346"},{"v":3745.996,"d":"3,746"},{"v":374.6,"d":"375"},{"v":104448.453,"d":"104,448"},null,3.001,2.954,0.008,{"v":1636.861,"d":"1,636.861"},0.029,0.003,{"v":1638.471,"d":"1,638.471"},null,0.218,{"v":0.22,"d":"0.220"},{"v":1E-3,"d":"0.001"},118.859,{"v":2E-3,"d":"0.002"},{"v":0,"d":"0.000"},118.976,null,3.001,2.954,0.008,{"v":1636.861,"d":"1,636.861"},0.029,0.003,{"v":1638.471,"d":"1,638.471"},null,{"v":191.312,"d":"191"},{"v":173.155,"d":"173"},{"v":0.527,"d":"1"},{"v":104345.812,"d":"104,346"},{"v":3745.996,"d":"3,746"},{"v":374.6,"d":"375"},null,{"v":1755797.375,"d":"1,755,797"},{"v":1574529.875,"d":"1,574,530"},{"v":1755797.375,"d":"1,755,797"},{"v":1574529.875,"d":"1,574,530"},"EPA/CAMD","EPA/CAMD","EPA/CAMD","EPA/CAMD","EIA","EIA","--","EPA/CAMD","EPA/CAMD",{"$nulls":14},{"v":13771.499863,"d":"13,771.500"},0,0,{"v":127495,"d":"127,495"},0,0,0,0,0,0,0,0,{"v":127495,"d":"127,495"},0,0,{"v":127495,"d":"127,495"},0,{"v":0,"d":"0.0%"},{"v":0,"d":"0.0%"},{"v":1,"d":"100.0%"},{"v":0,"d":"0.0%"},{"v":0,"d":"0.0%"},{"v":0,"d":"0.0%"},{"v":0,"d":"0.0%"},{"v":0,"d":"0.0%"},{"v":0,"d":"0.0%"},{"v":0,"d":"0.0%"},{"v":0,"d":"0.0%"},{"v":1,"d":"100.0%"},{"v":0,"d":"0.0%"},{"v":0,"d":"0.0%"},{"v":1,"d":"100.0%"},{"v":0,"d":"0.0%"}]
[278,2019,"AR","Lee Creek Water Treatment Facility",54283,"Arkansas Valley Elec Coop Corp",817,"Fort Smith City of",31518,"IPP Non-CHP","Midcontinent Independent Transmission System Operator, Inc..","MISO","MRO","SRMV","SERC Mississippi Valley","MISO","05","033","Crawford",35.484488,-94.392858,1,1,"WAT","HYDRO",null,{"v":0,"d":"0.0000"},1.3,{"$nulls":11},0,0,{"$nulls":49},"--",{"$nulls":17},0,0,0,0,0,0,0,0,0,0,0,0,0,0,0,0]
[279,2019,"AR","Mabelvale",171,"Entergy Arkansas Inc",814,"Entergy Arkansas LLC",814,"Electric Utility","Midcontinent Independent Transmission System Operator, Inc..","MISO","SERC","SRMV","SERC Mississippi Valley","MISO","05","119","Pulaski",34.635997,-92.409602,4,4,"NG","GAS",null,null,{"v":78,"d":"78.0"},{"$nulls":62},"--"]
[280,2019,"AR","Magnet Cove Generating Station",55714,"Entergy Arkansas Inc",814,"Arkansas Electric Coop Corp",807,"Electric Utility","Midcontinent Independent Transmission System Operator, Inc..","MISO","SERC","SRMV","SERC Mississippi Valley","MISO","05","059","Hot Spring",34.4297,-92.8317,2,3,"NG","GAS",null,{"v":0.26099,"d":"0.2610"},{"v":746,"d":"746.0"},{"v":0.898345207927822,"d":"0.8983"},{"$nulls":6},{"v":12396246,"d":"12,396,246"},{"v":10459132.5,"d":"10,459,133"},{"v":12396246,"d":"12,396,246"},{"v":10459132.5,"d":"10,459,133"},{"v":1705578,"d":"1,705,578"},{"v":1431719,"d":"1,431,719"},{"v":168.286,"d":"168"},{"v":135.516,"d":"136"},{"v":3.719,"d":"4"},{"v":736690.125,"d":"736,690"},{"v":26972.173,"d":"26,972"},{"v":2697.217,"d":"2,697"},{"v":737429.163,"d":"737,429"},null,0.197,0.189,0.004,{"v":863.86,"d":"863.860"},0.016,{"v":2E-3,"d":"0.002"},864.726,null,0.027,0.026,{"v":1E-3,"d":"0.001"},118.857,{"v":2E-3,"d":"0.002"},{"v":0,"d":"0.000"},118.976,null,0.197,0.189,0.004,{"v":863.86,"d":"863.860"},0.016,{"v":2E-3,"d":"0.002"},864.726,null,{"v":168.286,"d":"168"},{"v":135.516,"d":"136"},{"v":3.719,"d":"4"},{"v":736690.125,"d":"736,690"},{"v":26972.173,"d":"26,972"},{"v":2697.217,"d":"2,697"},null,{"v":12396246,"d":"12,396,246"},{"v":10459132.5,"d":"10,459,133"},{"v":12396246,"d":"12,396,246"},{"v":10459132.5,"d":"10,459,133"},"EPA/CAMD","EPA/CAMD","EPA/CAMD","EPA/CAMD","EIA","EIA","--","EPA/CAMD","EPA/CAMD",{"$nulls":14},{"v":7268.061619,"d":"7,268.062"},0,0,{"v":1705578,"d":"1,705,578"},0,0,0,0,0,0,0,0,{"v":1705578,"d":"1,705,578"},0,0,{"v":1705578,"d":"1,705,578"},0,{"v":0,"d":"0.0%"},{"v":0,"d":"0.0%"},{"v":1,"d":"100.0%"},{"v":0,"d":"0.0%"},{"v":0,"d":"0.0%"},{"v":0,"d":"0.0%"},{"v":0,"d":"0.0%"},{"v":0,"d":"0.0%"},{"v":0,"d":"0.0%"},{"v":0,"d":"0.0%"},{"v":0,"d":"0.0%"},{"v":1,"d":"100.0%"},{"v":0,"d":"0.0%"},{"v":0,"d":"0.0%"},{"v":1,"d":"100.0%"},{"v":0,"d":"0.0%"}]
[281,2019,"AR","McClellan",203,"Entergy Arkansas Inc",814,"Arkansas Electric Coop Corp",807,"Electric Utility","Midcontinent Independent Transmission System Operator, Inc..","MISO","SERC","SRMV","SERC Mississippi Valley","MISO","05","103","Ouachita",33.5648,-92.7917,1,1,"NG","GAS",null,0.0286,{"v":136,"d":"136.0"},{"v":1,"d":"1.0000"},{"$nulls":6},{"v":410199.688,"d":"410,200"},{"v":335362,"d":"335,362"},{"v":410199.688,"d":"410,200"},{"v":335362,"d":"335,362"},{"v":34073,"d":"34,073"},{"v":27791,"d":"27,791"},{"v":39.188,"d":"39"},{"v":28.553,"d":"29"},{"v":14.582,"d":"15"},{"v":25246.27,"d":"25,246"},{"v":959.638,"d":"960"},{"v":95.964,"d":"96"},{"v":25272.564,"d":"25,273"},null,{"v":2.3,"d":"2.300"},2.055,0.856,{"v":1481.893,"d":"1,481.893"},0.028,0.003,{"v":1483.436,"d":"1,483.436"},null,0.191,{"v":0.17,"d":"0.170"},0.071,123.093,{"v":2E-3,"d":"0.002"},{"v":0,"d":"0.000"},123.221,null,{"v":2.3,"d":"2.300"},2.055,0.856,{"v":1481.893,"d":"1,481.893"},0.028,0.003,{"v":1483.436,"d":"1,483.436"},null,{"v":39.188,"d":"39"},{"v":28.553,"d":"29"},{"v":14.582,"d":"15"},{"v":25246.27,"d":"25,246"},{"v":959.638,"d":"960"},{"v":95.964,"d":"96"},null,{"v":410199.688,"d":"410,200"},{"v":335362,"d":"335,362"},{"v":410199.688,"d":"410,200"},{"v":335362,"d":"335,362"},"EPA/CAMD","EPA/CAMD","EPA/CAMD","EPA/CAMD","EIA","EIA","--","EPA/CAMD","EPA/CAMD",{"$nulls":14},{"v":12038.848575,"d":"12,038.849"},0,0,{"v":34073,"d":"34,073"},0,0,0,0,0,0,0,0,{"v":34073,"d":"34,073"},0,0,{"v":34073,"d":"34,073"},0,{"v":0,"d":"0.0%"},{"v":0,"d":"0.0%"},{"v":1,"d":"100.0%"},{"v":0,"d":"0.0%"},{"v":0,"d":"0.0%"},{"v":0,"d":"0.0%"},{"v":0,"d":"0.0%"},{"v":0,"d":"0.0%"},{"v":0,"d":"0.0%"},{"v":0,"d":"0.0%"},{"v":0,"d":"0.0%"},{"v":1,"d":"100.0%"},{"v":0,"d":"0.0%"},{"v":0,"d":"0.0%"},{"v":1,"d":"100.0%"},{"v":0,"d":"0.0%"}]
[282,2019,"AR","Municipal Light",193,"Southwestern Power Administration",17716,"City of Piggott - (AR)",15043,"Electric Utility","Southwestern Power Administration","SPA","SERC","SRMV","SERC Mississippi Valley","SPP","05","021","Clay",36.3858,-90.1867,5,5,"DFO","OIL",null,{"v":0.00014,"d":"0.0001"},7.2,{"v":1,"d":"1.0000"},{"$nulls":6},{"v":105.999,"d":"106"},{"v":47.001,"d":"47"},{"v":105.999,"d":"106"},{"v":47.001,"d":"47"},9,{"v":3.999,"d":"4"},{"v":0.168,"d":"0"},{"v":0.074,"d":"0"},{"v":0.015,"d":"0"},{"v":8.656,"d":"9"},{"v":0.701,"d":"1"},{"v":0.14,"d":"0"},{"v":8.686,"d":"9"},null,37.333,37.009,3.422,{"v":1923.556,"d":"1,923.556"},0.078,0.016,{"v":1930.146,"d":"1,930.146"},null,{"v":3.17,"d":"3.170"},3.149,0.291,163.322,0.007,{"v":1E-3,"d":"0.001"},163.882,null,37.333,37.009,3.422,{"v":1923.556,"d":"1,923.556"},0.078,0.016,{"v":1930.146,"d":"1,930.146"},null,{"v":0.168,"d":"0"},{"v":0.074,"d":"0"},{"v":0.015,"d":"0"},{"v":8.656,"d":"9"},{"v":0.701,"d":"1"},{"v":0.14,"d":"0"},null,{"v":105.999,"d":"106"},{"v":47.001,"d":"47"},{"v":105.999,"d":"106"},{"v":47.001,"d":"47"},"EIA","EIA","EIA","EIA","EIA","EIA","--","EIA","EIA",{"$nulls":14},{"v":11777.666728,"d":"11,777.667"},0,9,0,0,0,0,0,0,0,0,0,9,0,0,9,0,{"v":0,"d":"0.0%"},{"v":1,"d":"100.0%"},{"v":0,"d":"0.0%"},{"v":0,"d":"0.0%"},{"v":0,"d":"0.0%"},{"v":0,"d":"0.0%"},{"v":0,"d":"0.0%"},{"v":0,"d":"0.0%"},{"v":0,"d":"0.0%"},{"v":0,"d":"0.0%"},{"v":0,"d":"0.0%"},{"v":1,"d":"100.0%"},{"v":0,"d":"0.0%"},{"v":0,"d":"0.0%"},{"v":1,"d":"100.0%"},{"v":0,"d":"0.0%"}]
[283,2019,"AR","Murray",7166,"Entergy Arkansas Inc",814,"City of North Little Rock - (AR)",13718,"Electric Utility","Midcontinent Independent Transmission System Operator, Inc..","MISO","SERC","SRMV","SERC Mississippi Valley","MISO","05","119","Pulaski",34.7956,-92.3569,2,2,"WAT","HYDRO",null,{"v":0.22531,"d":"0.2253"},45.4,{"$nulls":9},{"v":797934,"d":"797,934"},{"v":352977,"d":"352,977"},{"v":89605,"d":"89,605"},{"v":39638,"d":"39,638"},{"$nulls":41},{"v":797934,"d":"797,934"},{"v":352977,"d":"352,977"},{"$nulls":6},"--","EIA","EIA",{"$nulls":15},0,0,0,0,{"v":89605,"d":"89,605"},0,0,0,0,0,0,0,{"v":89605,"d":"89,605"},0,0,{"v":89605,"d":"89,605"},{"v":0,"d":"0.0%"},{"v":0,"d":"0.0%"},{"v":0,"d":"0.0%"},{"v":0,"d":"0.0%"},{"v":1,"d":"100.0%"},{"v":0,"d":"0.0%"},{"v":0,"d":"0.0%"},{"v":0,"d":"0.0%"},{"v":0,"d":"0.0%"},{"v":0,"d":"0.0%"},{"v":0,"d":"0.0%"},{"v":0,"d":"0.0%"},{"v":1,"d":"100.0%"},{"v":0,"d":"0.0%"},{"v":0,"d":"0.0%"},{"v":1,"d":"100.0%"}]
[284,2019,"AR","Narrows (AR)",195,"Southwestern Electric Power Co",17698,"USCE -Vickburg District",19406,"Electric Utility","Southwest Power Pool","SWPP","SERC","SPSO","SPP South",null,"05","109","Pike",34.148427,-93.715168,3,3,"WAT","HYDRO",null,{"v":0.31862,"d":"0.3186"},25.5,{"$nulls":9},{"v":633797.016,"d":"633,797"},{"v":280369.008,"d":"280,369"},{"v":71172.999,"d":"71,173"},{"v":31484.001,"d":"31,484"},{"$nulls":41},{"v":633797.016,"d":"633,797"},{"v":280369.008,"d":"280,369"},{"$nulls":6},"--","EIA","EIA",{"$nulls":15},0,0,0,0,{"v":71173,"d":"71,173"},0,0,0,0,0,0,0,{"v":71173,"d":"71,173"},0,0,{"v":71173,"d":"71,173"},{"v":0,"d":"0.0%"},{"v":0,"d":"0.0%"},{"v":0,"d":"0.0%"},{"v":0,"d":"0.0%"},{"v":1,"d":"100.0%"},{"v":0,"d":"0.0%"},{"v":0,"d":"0.0%"},{"v":0,"d":"0.0%"},{"v":0,"d":"0.0%"},{"v":0,"d":"0.0%"},{"v":0,"d":"0.0%"},{"v":0,"d":"0.0%"},{"v":1,"d":"100.0%"},{"v":0,"d":"0.0%"},{"v":0,"d":"0.0%"},{"v":1,"d":"100.0%"}]
[285,2019,"AR","Noland Wastewater Treatment Plant Hybrid",62682,"Ozarks Electric Coop Corp - (AR)",14289,"Today's Power, Inc.",61204,"Commercial Non-CHP","Southwest Power Pool","SWPP","MRO","SPSO","SPP South",null,"05","143","Washington",36.082301,-94.067149,2,2,"SUN","SOLAR",null,0.0317,{"v":11,"d":"11.0"},{"$nulls":7},0,0,{"v":28274,"d":"28,274"},{"v":13901,"d":"13,901"},{"v":3055,"d":"3,055"},{"v":1462,"d":"1,462"},{"$nulls":24},{"v":0,"d":"0.000"},null,{"v":0,"d":"0.000"},{"v":0,"d":"0.000"},{"v":0,"d":"0.000"},{"v":0,"d":"0.000"},{"v":0,"d":"0.000"},{"$nulls":8},0,0,{"v":28274,"d":"28,274"},{"v":13901,"d":"13,901"},{"$nulls":6},"--","EIA","EIA",{"$nulls":15},0,0,0,0,0,0,0,{"v":3175,"d":"3,175"},0,0,{"v":-120,"d":"(120)"},{"v":-120,"d":"(120)"},{"v":3175,"d":"3,175"},{"v":3175,"d":"3,175"},{"v":-120,"d":"(120)"},{"v":3175,"d":"3,175"},{"v":0,"d":"0.0%"},{"v":0,"d":"0.0%"},{"v":0,"d":"0.0%"},{"v":0,"d":"0.0%"},{"v":0,"d":"0.0%"},{"v":0,"d":"0.0%"},{"v":0,"d":"0.0%"},{"v":1,"d":"100.0%"},{"v":0,"d":"0.0%"},{"v":0,"d":"0.0%"},{"v":0,"d":"0.0%"},{"v":0,"d":"0.0%"},{"v":1,"d":"100.0%"},{"v":1,"d":"100.0%"},{"v":0,"d":"0.0%"},{"v":1,"d":"100.0%"}]
[286,2019,"AR","Norfork",196,"Southwestern Power Administration",17716,"USCE-Little Rock District",19647,"Electric Utility","Southwestern Power Administration","SPA","MRO","SPSO","SPP South","SPP","05","005","Baxter",36.2491,-92.2401,2,2,"WAT","HYDRO",null,{"v":0.40862,"d":"0.4086"},80.4,{"$nulls":9},{"v":2562806,"d":"2,562,806"},{"v":1133693,"d":"1,133,693"},{"v":287794,"d":"287,794"},{"v":127310,"d":"127,310"},{"$nulls":41},{"v":2562806,"d":"2,562,806"},{"v":1133693,"d":"1,133,693"},{"$nulls":6},"--","EIA","EIA",{"$nulls":15},0,0,0,0,{"v":287794,"d":"287,794"},0,0,0,0,0,0,0,{"v":287794,"d":"287,794"},0,0,{"v":287794,"d":"287,794"},{"v":0,"d":"0.0%"},{"v":0,"d":"0.0%"},{"v":0,"d":"0.0%"},{"v":0,"d":"0.0%"},{"v":1,"d":"100.0%"},{"v":0,"d":"0.0%"},{"v":0,"d":"0.0%"},{"v":0,"d":"0.0%"},{"v":0,"d":"0.0%"},{"v":0,"d":"0.0%"},{"v":0,"d":"0.0%"},{"v":0,"d":"0.0%"},{"v":1,"d":"100.0%"},{"v":0,"d":"0.0%"},{"v":0,"d":"0.0%"},{"v":1,"d":"100.0%"}]
[287,2019,"AR","Osceola (AR)",172,"Entergy Arkansas Inc",814,"City of Osceola - (AR)",14216,"Electric Utility","Midcontinent Independent Transmission System Operator, Inc..","MISO","SERC","SRMV","SERC Mississippi Valley","MISO","05","093","Mississippi",35.705381,-89.9689,6,6,"DFO","OIL",null,{"v":0,"d":"0.0000"},9.6,{"$nulls":11},0,0,{"$nulls":49},"--",{"$nulls":17},0,0,0,0,0,0,0,0,0,0,0,0,0,0,0,0]
[288,2019,"AR","Oswald Generating Station",55221,"Entergy Arkansas Inc",814,"Arkansas Electric Coop Corp",807,"Electric Utility","Midcontinent Independent Transmission System Operator, Inc..","MISO","SERC","SRMV","SERC Mississippi Valley","MISO","05","119","Pulaski",34.5923,-92.2166,7,9,"NG","GAS",null,{"v":0.07025,"d":"0.0703"},599.5,{"v":1,"d":"1.0000"},{"$nulls":6},{"v":2876196.562,"d":"2,876,197"},{"v":2501669.469,"d":"2,501,669"},{"v":2876196.562,"d":"2,876,197"},{"v":2501669.469,"d":"2,501,669"},{"v":368940,"d":"368,940"},{"v":316175,"d":"316,175"},{"v":173.784,"d":"174"},{"v":153.256,"d":"153"},{"v":0.863,"d":"1"},{"v":170924.91,"d":"170,925"},{"v":7039.99,"d":"7,040"},{"v":703.999,"d":"704"},{"v":171117.806,"d":"171,118"},null,0.942,0.969,0.005,926.573,0.019,{"v":2E-3,"d":"0.002"},927.619,null,0.121,0.123,{"v":1E-3,"d":"0.001"},118.855,{"v":2E-3,"d":"0.002"},{"v":0,"d":"0.000"},118.989,null,0.942,0.969,0.005,926.573,0.019,{"v":2E-3,"d":"0.002"},927.619,null,{"v":173.784,"d":"174"},{"v":153.256,"d":"153"},{"v":0.863,"d":"1"},{"v":170924.91,"d":"170,925"},{"v":7039.99,"d":"7,040"},{"v":703.999,"d":"704"},null,{"v":2876196.562,"d":"2,876,197"},{"v":2501669.469,"d":"2,501,669"},{"v":2876196.562,"d":"2,876,197"},{"v":2501669.469,"d":"2,501,669"},"EPA/CAMD","EPA/CAMD","EPA/CAMD","EPA/CAMD","EIA","EIA","--","EPA/CAMD","EPA/CAMD",{"$nulls":14},{"v":7795.838246,"d":"7,795.838"},0,0,{"v":368940,"d":"368,940"},0,0,0,0,0,0,0,0,{"v":368940,"d":"368,940"},0,0,{"v":368940,"d":"368,940"},0,{"v":0,"d":"0.0%"},{"v":0,"d":"0.0%"},{"v":1,"d":"100.0%"},{"v":0,"d":"0.0%"},{"v":0,"d":"0.0%"},{"v":0,"d":"0.0%"},{"v":0,"d":"0.0%"},{"v":0,"d":"0.0%"},{"v":0,"d":"0.0%"},{"v":0,"d":"0.0%"},{"v":0,"d":"0.0%"},{"v":1,"d":"100.0%"},{"v":0,"d":"0.0%"},{"v":0,"d":"0.0%"},{"v":1,"d":"100.0%"},{"v":0,"d":"0.0%"}]
[289,2019,"AR","Ozark",6142,"Southwestern Power Administration",17716,"USCE-Little Rock District",19647,"Electric Utility","Southwestern Power Administration","SPA","MRO","SPSO","SPP South","SPP","05","047","Franklin",35.4693,-93.8175,5,5,"WAT","HYDRO",null,{"v":0.10222,"d":"0.1022"},{"v":100,"d":"100.0"},{"$nulls":9},{"v":797416.016,"d":"797,416"},{"v":352748.984,"d":"352,749"},{"v":89547,"d":"89,547"},{"v":39612,"d":"39,612"},{"$nulls":41},{"v":797416.016,"d":"797,416"},{"v":352748.984,"d":"352,749"},{"$nulls":6},"--","EIA","EIA",{"$nulls":15},0,0,0,0,{"v":89547,"d":"89,547"},0,0,0,0,0,0,0,{"v":89547,"d":"89,547"},0,0,{"v":89547,"d":"89,547"},{"v":0,"d":"0.0%"},{"v":0,"d":"0.0%"},{"v":0,"d":"0.0%"},{"v":0,"d":"0.0%"},{"v":1,"d":"100.0%"},{"v":0,"d":"0.0%"},{"v":0,"d":"0.0%"},{"v":0,"d":"0.0%"},{"v":0,"d":"0.0%"},{"v":0,"d":"0.0%"},{"v":0,"d":"0.0%"},{"v":0,"d":"0.0%"},{"v":1,"d":"100.0%"},{"v":0,"d":"0.0%"},{"v":0,"d":"0.0%"},{"v":1,"d":"100.0%"}]
[290,2019,"AR","Ozarks Natural Energy Community Solar",60924,"Ozarks Electric Coop Corp - (AR)",14289,"Ozarks Electric Coop Corp - (AR)",14289,"Electric Utility","Southwest Power Pool","SWPP","MRO","SPSO","SPP South",null,"05","143","Washington",36.164296,-94.082269,1,1,"SUN","SOLAR",null,{"v":0.175,"d":"0.1750"},{"v":1,"d":"1.0"},{"$nulls":9},{"v":13652,"d":"13,652"},{"v":7088,"d":"7,088"},{"v":1533,"d":"1,533"},796,{"$nulls":41},{"v":13652,"d":"13,652"},{"v":7088,"d":"7,088"},{"$nulls":6},"--","EIA","EIA",{"$nulls":15},0,0,0,0,0,0,0,{"v":1533,"d":"1,533"},0,0,0,0,{"v":1533,"d":"1,533"},{"v":1533,"d":"1,533"},0,{"v":1533,"d":"1,533"},{"v":0,"d":"0.0%"},{"v":0,"d":"0.0%"},{"v":0,"d":"0.0%"},{"v":0,"d":"0.0%"},{"v":0,"d":"0.0%"},{"v":0,"d":"0.0%"},{"v":0,"d":"0.0%"},{"v":1,"d":"100.0%"},{"v":0,"d":"0.0%"},{"v":0,"d":"0.0%"},{"v":0,"d":"0.0%"},{"v":0,"d":"0.0%"},{"v":1,"d":"100.0%"},{"v":1,"d":"100.0%"},{"v":0,"d":"0.0%"},{"v":1,"d":"100.0%"}]
[291,2019,"AR","Paragould",192,"Paragould Light & Water Comm",14446,"Paragould Light & Water Comm",14446,"Electric Utility","Southwestern Power Administration","SPA","MRO","SPSO","SPP South","SPP","05","055","Greene",36.060556,-90.521389,5,5,"DFO","OIL",null,null,4.1,{"$nulls":62},"--"]
[292,2019,"AR","Paragould Reciprocating",8015,"Paragould Light & Water Comm",14446,"Paragould Light & Water Comm",14446,"Electric Utility","Southwestern Power Administration","SPA","MRO","SPSO","SPP South","SPP","05","055","Greene",36.0242,-90.5094,3,3,"NG","GAS",null,{"v":2.81E-3,"d":"0.0028"},19.2,{"v":1,"d":"1.0000"},{"$nulls":6},{"v":4733.001,"d":"4,733"},{"v":2285.001,"d":"2,285"},{"v":4733.001,"d":"4,733"},{"v":2285.001,"d":"2,285"},{"v":473.001,"d":"473"},228,{"v":6.549,"d":"7"},{"v":3.162,"d":"3"},{"v":0.007,"d":"0"},{"v":276.618,"d":"277"},{"v":10.434,"d":"10"},{"v":1.043,"d":"1"},{"v":276.904,"d":"277"},null,27.691,27.737,0.032,{"v":1169.63,"d":"1,169.630"},0.022,{"v":2E-3,"d":"0.002"},{"v":1170.839,"d":"1,170.839"},null,2.767,2.768,0.003,116.889,{"v":2E-3,"d":"0.002"},{"v":0,"d":"0.000"},{"v":117.01,"d":"117.010"},null,27.691,27.737,0.032,{"v":1169.632,"d":"1,169.632"},0.022,{"v":2E-3,"d":"0.002"},{"v":1170.841,"d":"1,170.841"},null,{"v":6.549,"d":"7"},{"v":3.162,"d":"3"},{"v":0.007,"d":"0"},{"v":276.618,"d":"277"},{"v":10.434,"d":"10"},{"v":1.043,"d":"1"},null,{"v":4733.001,"d":"4,733"},{"v":2285.001,"d":"2,285"},{"v":4733.001,"d":"4,733"},{"v":2285.001,"d":"2,285"},"EIA","EIA","EIA","EIA","EIA","EIA","--","EIA","EIA",{"$nulls":14},{"v":10006.344559,"d":"10,006.345"},0,0,473,0,0,0,0,0,0,0,0,473,0,0,473,0,{"v":0,"d":"0.0%"},{"v":0,"d":"0.0%"},{"v":1,"d":"100.0%"},{"v":0,"d":"0.0%"},{"v":0,"d":"0.0%"},{"v":0,"d":"0.0%"},{"v":0,"d":"0.0%"},{"v":0,"d":"0.0%"},{"v":0,"d":"0.0%"},{"v":0,"d":"0.0%"},{"v":0,"d":"0.0%"},{"v":1,"d":"100.0%"},{"v":0,"d":"0.0%"},{"v":0,"d":"0.0%"},{"v":1,"d":"100.0%"},{"v":0,"d":"0.0%"}]
[293,2019,"AR","Paragould Turbine",7283,"Paragould Light & Water Comm",14446,"Paragould Light & Water Comm",14446,"Electric Utility","Southwestern Power Administration","SPA","MRO","SPSO","SPP South","SPP","05","055","Greene",36.024272,-90.509229,5,5,"NG","GAS",null,{"v":0.00069,"d":"0.0007"},13.9,{"v":1,"d":"1.0000"},{"$nulls":6},{"v":1173,"d":"1,173"},567,{"v":1173,"d":"1,173"},567,84,41,{"v":0.188,"d":"0"},{"v":0.092,"d":"0"},{"v":2E-3,"d":"0"},{"v":68.556,"d":"69"},{"v":2.586,"d":"3"},{"v":0.259,"d":"0"},{"v":68.627,"d":"69"},null,4.476,4.488,0.048,{"v":1632.286,"d":"1,632.286"},0.031,0.003,{"v":1633.973,"d":"1,633.973"},null,0.321,0.325,0.003,{"v":116.89,"d":"116.890"},{"v":2E-3,"d":"0.002"},{"v":0,"d":"0.000"},117.011,null,4.476,4.488,0.048,{"v":1632.286,"d":"1,632.286"},0.031,0.003,{"v":1633.973,"d":"1,633.973"},null,{"v":0.188,"d":"0"},{"v":0.092,"d":"0"},{"v":2E-3,"d":"0"},{"v":68.556,"d":"69"},{"v":2.586,"d":"3"},{"v":0.259,"d":"0"},null,{"v":1173,"d":"1,173"},567,{"v":1173,"d":"1,173"},567,"EIA","EIA","EIA","EIA","EIA","EIA","--","EIA","EIA",{"$nulls":14},{"v":13964.285714,"d":"13,964.286"},0,0,84,0,0,0,0,0,0,0,0,84,0,0,84,0,{"v":0,"d":"0.0%"},{"v":0,"d":"0.0%"},{"v":1,"d":"100.0%"},{"v":0,"d":"0.0%"},{"v":0,"d":"0.0%"},{"v":0,"d":"0.0%"},{"v":0,"d":"0.0%"},{"v":0,"d":"0.0%"},{"v":0,"d":"0.0%"},{"v":0,"d":"0.0%"},{"v":0,"d":"0.0%"},{"v":1,"d":"100.0%"},{"v":0,"d":"0.0%"},{"v":0,"d":"0.0%"},{"v":1,"d":"100.0%"},{"v":0,"d":"0.0%"}]
[294,2019,"AR","Pine Bluff Energy Center",55075,"Entergy Arkansas Inc",814,"Pine Bluff Energy LLC",28764,"IPP CHP","Midcontinent Independent Transmission System Operator, Inc..","MISO","SERC","SRMV","SERC Mississippi Valley","MISO","05","069","Jefferson",34.2181,-91.9025,1,2,"NG","GAS",null,{"v":0.56558,"d":"0.5656"},{"v":236,"d":"236.0"},{"v":0.390699571756572,"d":"0.3907"},null,"Yes",{"v":4596043.2,"d":"4,596,043"},{"v":0.868,"d":"1"},{"v":0.536547,"d":"0.5365"},null,{"v":6541993.943,"d":"6,541,994"},{"v":2894379.93,"d":"2,894,380"},{"v":6541993.943,"d":"6,541,994"},{"v":2894379.93,"d":"2,894,380"},{"v":1169258,"d":"1,169,258"},{"v":523642,"d":"523,642"},{"v":129.629,"d":"130"},{"v":49.159,"d":"49"},{"v":1.963,"d":"2"},{"v":388783.435,"d":"388,783"},{"v":14570.519,"d":"14,571"},{"v":1457.052,"d":"1,457"},{"v":389182.667,"d":"389,183"},null,0.222,0.188,0.003,665.009,0.012,{"v":1E-3,"d":"0.001"},665.692,null,{"v":0.04,"d":"0.040"},0.034,{"v":1E-3,"d":"0.001"},118.858,{"v":2E-3,"d":"0.002"},{"v":0,"d":"0.000"},{"v":118.98,"d":"118.980"},null,0.222,0.188,0.003,665.009,0.012,{"v":1E-3,"d":"0.001"},665.692,null,{"v":241.599,"d":"242"},{"v":91.621,"d":"92"},{"v":3.658,"d":"4"},{"v":724603.375,"d":"724,603"},{"v":27156.114,"d":"27,156"},{"v":2715.611,"d":"2,716"},null,{"v":12192780,"d":"12,192,780"},{"v":5394462,"d":"5,394,462"},{"v":12192780,"d":"12,192,780"},{"v":5394462,"d":"5,394,462"},"EPA/CAMD","EPA/CAMD","EPA/CAMD","EPA/CAMD","EIA","EIA","--","EPA/CAMD","EPA/CAMD",{"$nulls":6},{"v":5650786.057,"d":"5,650,786"},{"v":2500082.07,"d":"2,500,082"},{"v":111.97,"d":"112"},{"v":42.462,"d":"42"},{"v":1.695,"d":"2"},{"v":335819.94,"d":"335,820"},{"v":12585.595,"d":"12,586"},{"v":1258.559,"d":"1,259"},{"v":5594.996094,"d":"5,594.996"},0,0,{"v":1169258,"d":"1,169,258"},0,0,0,0,0,0,0,0,{"v":1169258,"d":"1,169,258"},0,0,{"v":1169258,"d":"1,169,258"},0,{"v":0,"d":"0.0%"},{"v":0,"d":"0.0%"},{"v":1,"d":"100.0%"},{"v":0,"d":"0.0%"},{"v":0,"d":"0.0%"},{"v":0,"d":"0.0%"},{"v":0,"d":"0.0%"},{"v":0,"d":"0.0%"},{"v":0,"d":"0.0%"},{"v":0,"d":"0.0%"},{"v":0,"d":"0.0%"},{"v":1,"d":"100.0%"},{"v":0,"d":"0.0%"},{"v":0,"d":"0.0%"},{"v":1,"d":"100.0%"},{"v":0,"d":"0.0%"}]
[295,2019,"AR","Pine Bluff Mill",10627,"Entergy Arkansas Inc",814,"Evergreen Packaging Inc",55863,"Industrial CHP","Midcontinent Independent Transmission System Operator, Inc..","MISO","SERC","SRMV","SERC Mississippi Valley","MISO","05","069","Jefferson",34.221213,-91.907365,6,3,"BLQ","BIOMASS",null,{"v":0.55407,"d":"0.5541"},{"v":85,"d":"85.0"},{"v":0.409882263407646,"d":"0.4099"},"Yes","Yes",{"v":8734700,"d":"8,734,700"},{"v":0.161,"d":"0"},{"v":0.176913,"d":"0.1769"},null,{"v":2353518.295,"d":"2,353,518"},{"v":947980.991,"d":"947,981"},{"v":2353518.295,"d":"2,353,518"},{"v":947980.991,"d":"947,981"},{"v":412561,"d":"412,561"},{"v":170702,"d":"170,702"},{"v":154.962,"d":"155"},{"v":61.492,"d":"61"},{"v":613.669,"d":"614"},{"v":16734.272,"d":"16,734"},{"v":15056.116,"d":"15,056"},{"v":9679.705,"d":"9,680"},{"v":18364.749,"d":"18,365"},null,0.751,{"v":0.72,"d":"0.720"},2.975,81.124,0.036,0.023,89.028,null,0.132,{"v":0.13,"d":"0.130"},0.521,14.221,0.006,0.004,15.606,null,0.751,{"v":0.72,"d":"0.720"},2.975,81.124,0.036,0.023,89.028,null,{"v":875.92,"d":"876"},{"v":347.585,"d":"348"},{"v":3468.753,"d":"3,469"},{"v":1389657.611,"d":"1,389,658"},{"v":85104.438,"d":"85,104"},{"v":54714.369,"d":"54,714"},null,{"v":13303222.219,"d":"13,303,222"},{"v":5358446.461,"d":"5,358,446"},{"v":13303222.219,"d":"13,303,222"},{"v":5358446.461,"d":"5,358,446"},"EIA","EIA","EPA/CAMD; EIA","EIA","EIA","EIA","--","EIA","EIA",{"$nulls":3},{"v":1295067.425,"d":"1,295,067"},null,null,{"v":10949703.923,"d":"10,949,704"},{"v":4410465.47,"d":"4,410,465"},{"v":720.958,"d":"721"},{"v":286.093,"d":"286"},{"v":2855.084,"d":"2,855"},{"v":77855.914,"d":"77,856"},{"v":70048.322,"d":"70,048"},{"v":45034.664,"d":"45,035"},{"v":5704.655301,"d":"5,704.655"},0,0,{"v":47156.94,"d":"47,157"},0,0,{"v":365404.06,"d":"365,404"},0,0,0,0,0,{"v":47156.94,"d":"47,157"},{"v":365404.06,"d":"365,404"},{"v":365404.06,"d":"365,404"},{"v":412561,"d":"412,561"},0,{"v":0,"d":"0.0%"},{"v":0,"d":"0.0%"},{"v":0.114302951563526,"d":"11.4%"},{"v":0,"d":"0.0%"},{"v":0,"d":"0.0%"},{"v":0.885697048436474,"d":"88.6%"},{"v":0,"d":"0.0%"},{"v":0,"d":"0.0%"},{"v":0,"d":"0.0%"},{"v":0,"d":"0.0%"},{"v":0,"d":"0.0%"},{"v":0.114302951563526,"d":"11.4%"},{"v":0.885697048436474,"d":"88.6%"},{"v":0.885697048436474,"d":"88.6%"},{"v":1,"d":"100.0%"},{"v":0,"d":"0.0%"}]
[296,2019,"AR","Plum Point Energy Station",56456,"Entergy Arkansas Inc",814,"NRG Energy Services - Plum Point",58905,"IPP Non-CHP","Midcontinent Independent Transmission System Operator, Inc..","MISO","SERC","SRMV","SERC Mississippi Valley","MISO","05","093","Mississippi",35.6644,-89.9489,1,1,"SUB","COAL","Yes",{"v":0.62541,"d":"0.6254"},{"v":720,"d":"720.0"},{"v":0.290977242939286,"d":"0.2910"},{"$nulls":6},{"v":43150540,"d":"43,150,540"},{"v":20016472,"d":"20,016,472"},{"v":43150540,"d":"43,150,540"},{"v":20016472,"d":"20,016,472"},{"v":3944609,"d":"3,944,609"},{"v":1826779,"d":"1,826,779"},{"v":1583.492,"d":"1,583"},{"v":742.723,"d":"743"},{"v":2757.173,"d":"2,757"},{"v":4427001,"d":"4,427,001"},{"v":930681.337,"d":"930,681"},{"v":135412.739,"d":"135,413"},{"v":4458811.015,"d":"4,458,811"},null,0.803,0.813,1.398,{"v":2244.583,"d":"2,244.583"},0.236,0.034,{"v":2260.711,"d":"2,260.711"},null,0.073,0.074,0.128,205.189,0.022,0.003,206.663,null,0.803,0.813,1.398,{"v":2244.583,"d":"2,244.583"},0.236,0.034,{"v":2260.711,"d":"2,260.711"},null,{"v":1583.492,"d":"1,583"},{"v":742.723,"d":"743"},{"v":2757.173,"d":"2,757"},{"v":4427001,"d":"4,427,001"},{"v":930681.337,"d":"930,681"},{"v":135412.739,"d":"135,413"},null,{"v":43150540,"d":"43,150,540"},{"v":20016472,"d":"20,016,472"},{"v":43150540,"d":"43,150,540"},{"v":20016472,"d":"20,016,472"},"EPA/CAMD","EPA/CAMD","EPA/CAMD","EPA/CAMD","EIA","EIA","--","EPA/CAMD","EPA/CAMD",{"$nulls":14},{"v":10939.117246,"d":"10,939.117"},{"v":3933048.2,"d":"3,933,048"},{"v":11560.769,"d":"11,561"},0,0,0,0,0,0,0,0,0,{"v":3944608.969,"d":"3,944,609"},0,0,{"v":3944608.969,"d":"3,944,609"},0,{"v":0.997069223060928,"d":"99.7%"},{"v":0.00293077693907155,"d":"0.3%"},{"v":0,"d":"0.0%"},{"v":0,"d":"0.0%"},{"v":0,"d":"0.0%"},{"v":0,"d":"0.0%"},{"v":0,"d":"0.0%"},{"v":0,"d":"0.0%"},{"v":0,"d":"0.0%"},{"v":0,"d":"0.0%"},{"v":0,"d":"0.0%"},{"v":1,"d":"100.0%"},{"v":0,"d":"0.0%"},{"v":0,"d":"0.0%"},{"v":1,"d":"100.0%"},{"v":0,"d":"0.0%"}]
[297,2019,"AR","Remmel",174,"Entergy Arkansas Inc",814,"Entergy Arkansas LLC",814,"Electric Utility","Midcontinent Independent Transmission System Operator, Inc..","MISO","SERC","SRMV","SERC Mississippi Valley","MISO","05","059","Hot Spring",34.4272,-92.8941,3,3,"WAT","HYDRO",null,{"v":0.66743,"d":"0.6674"},{"v":9,"d":"9.0"},{"$nulls":9},{"v":468579.984,"d":"468,580"},{"v":207283.008,"d":"207,283"},{"v":52620,"d":"52,620"},{"v":23277,"d":"23,277"},{"$nulls":41},{"v":468579.984,"d":"468,580"},{"v":207283.008,"d":"207,283"},{"$nulls":6},"--","EIA","EIA",{"$nulls":15},0,0,0,0,{"v":52620,"d":"52,620"},0,0,0,0,0,0,0,{"v":52620,"d":"52,620"},0,0,{"v":52620,"d":"52,620"},{"v":0,"d":"0.0%"},{"v":0,"d":"0.0%"},{"v":0,"d":"0.0%"},{"v":0,"d":"0.0%"},{"v":1,"d":"100.0%"},{"v":0,"d":"0.0%"},{"v":0,"d":"0.0%"},{"v":0,"d":"0.0%"},{"v":0,"d":"0.0%"},{"v":0,"d":"0.0%"},{"v":0,"d":"0.0%"},{"v":0,"d":"0.0%"},{"v":1,"d":"100.0%"},{"v":0,"d":"0.0%"},{"v":0,"d":"0.0%"},{"v":1,"d":"100.0%"}]
[298,2019,"AR","Riceland Foods Cogeneration Plant",56079,"Entergy Arkansas Inc",814,"Riceland Foods Inc.",15597,"IPP CHP","Midcontinent Independent Transmission System Operator, Inc..","MISO","SERC","SRMV","SERC Mississippi Valley","MISO","05","001","Arkansas",34.5136,-91.5331,2,1,"OBS","BIOMASS",null,{"v":0.14134,"d":"0.1413"},{"v":18,"d":"18.0"},{"v":1,"d":"1.0000"},"Yes","Yes",{"v":1378481.6,"d":"1,378,482"},{"v":0.055,"d":"0"},{"v":0.068529,"d":"0.0685"},null,{"v":135437.649,"d":"135,438"},{"v":52576.273,"d":"52,576"},{"v":135437.649,"d":"135,438"},{"v":52576.273,"d":"52,576"},{"v":22286,"d":"22,286"},{"v":11407,"d":"11,407"},{"v":16.957,"d":"17"},{"v":6.572,"d":"7"},{"v":1.693,"d":"2"},0,{"v":9450.855,"d":"9,451"},{"v":1260.114,"d":"1,260"},{"v":305.881,"d":"306"},null,1.522,1.152,0.152,{"v":0,"d":"0.000"},0.424,0.057,27.451,null,{"v":0.25,"d":"0.250"},{"v":0.25,"d":"0.250"},0.025,{"v":0,"d":"0.000"},{"v":0.07,"d":"0.070"},0.009,4.517,null,1.522,1.152,0.152,{"v":0,"d":"0.000"},0.424,0.057,27.451,null,{"v":247.44,"d":"247"},{"v":95.902,"d":"96"},{"v":24.704,"d":"25"},{"v":229849.531,"d":"229,850"},{"v":137909.973,"d":"137,910"},{"v":18387.996,"d":"18,388"},null,{"v":1976350.5,"d":"1,976,351"},{"v":767210.188,"d":"767,210"},{"v":1976350.5,"d":"1,976,351"},{"v":767210.188,"d":"767,210"},"EIA","EIA","EIA","EIA","EIA","EIA","--","EIA","EIA",{"$nulls":3},{"v":229849.531,"d":"229,850"},null,null,{"v":1840912.851,"d":"1,840,913"},{"v":714633.914,"d":"714,634"},{"v":230.483,"d":"230"},{"v":89.33,"d":"89"},{"v":23.011,"d":"23"},{"v":229849.531,"d":"229,850"},{"v":128459.117,"d":"128,459"},{"v":17127.882,"d":"17,128"},{"v":6077.252498,"d":"6,077.252"},0,0,0,0,0,{"v":22286,"d":"22,286"},0,0,0,0,0,0,{"v":22286,"d":"22,286"},{"v":22286,"d":"22,286"},{"v":22286,"d":"22,286"},0,{"v":0,"d":"0.0%"},{"v":0,"d":"0.0%"},{"v":0,"d":"0.0%"},{"v":0,"d":"0.0%"},{"v":0,"d":"0.0%"},{"v":1,"d":"100.0%"},{"v":0,"d":"0.0%"},{"v":0,"d":"0.0%"},{"v":0,"d":"0.0%"},{"v":0,"d":"0.0%"},{"v":0,"d":"0.0%"},{"v":0,"d":"0.0%"},{"v":1,"d":"100.0%"},{"v":1,"d":"100.0%"},{"v":1,"d":"100.0%"},{"v":0,"d":"0.0%"}]
[299,2019,"AR","Robert E Ritchie",173,"Entergy Arkansas Inc",814,"Entergy Arkansas LLC",814,"Electric Utility","Midcontinent Independent Transmission System Operator, Inc..","MISO","SERC","SRMV","SERC Mississippi Valley","MISO","05","107","Phillips",34.4629,-90.5987,3,3,"NG","GAS",null,null,923.1,{"$nulls":62},"--"]
[300,2019,"AR","Scenic Hill Solar III",61869,"Clarksville Light & Water Co",3705,"Scenic Hill Solar III LLC",61486,"IPP Non-CHP","Southwestern Power Administration","SPA","SERC","SPSO","SPP South","SPP","05","071","Johnson",35.46715,-93.51517,1,1,"SUN","SOLAR",null,{"v":0.23199,"d":"0.2320"},{"v":5,"d":"5.0"},{"$nulls":9},{"v":90483,"d":"90,483"},{"v":46978,"d":"46,978"},{"v":10161,"d":"10,161"},{"v":5275,"d":"5,275"},{"$nulls":41},{"v":90483,"d":"90,483"},{"v":46978,"d":"46,978"},{"$nulls":6},"--","EIA","EIA",{"$nulls":15},0,0,0,0,0,0,0,{"v":10161,"d":"10,161"},0,0,0,0,{"v":10161,"d":"10,161"},{"v":10161,"d":"10,161"},0,{"v":10161,"d":"10,161"},{"v":0,"d":"0.0%"},{"v":0,"d":"0.0%"},{"v":0,"d":"0.0%"},{"v":0,"d":"0.0%"},{"v":0,"d":"0.0%"},{"v":0,"d":"0.0%"},{"v":0,"d":"0.0%"},{"v":1,"d":"100.0%"},{"v":0,"d":"0.0%"},{"v":0,"d":"0.0%"},{"v":0,"d":"0.0%"},{"v":0,"d":"0.0%"},{"v":1,"d":"100.0%"},{"v":1,"d":"100.0%"},{"v":0,"d":"0.0%"},{"v":1,"d":"100.0%"}]
[301,2019,"AR","Scenic Hill Solar IV, LLC",63627,"Clarksville Light & Water Co",3705,"Greenbacker Renewable Energy Corporation",60025,"IPP Non-CHP","Southwest Power Pool","SWPP","SERC",{"$nulls":3},"05","071","Johnson",35.47056,-93.4464,1,1,"SUN","SOLAR",null,{"v":0,"d":"0.0000"},2.2,{"$nulls":11},0,0,{"$nulls":49},"--",{"$nulls":17},0,0,0,0,0,0,0,0,0,0,0,0,0,0,0,0]
[302,2019,"AR","Searcy Solar Hybrid",62617,"Entergy Arkansas LLC",814,"Searcy Solar, LLC",62109,"IPP Non-CHP","Midcontinent Independent Transmission System Operator, Inc..","MISO","SERC","SRMV","SERC Mississippi Valley","MISO","05","145","White",35.233,-91.69,2,2,{"$nulls":4},{"v":110,"d":"110.0"},{"$nulls":62},"--"]
[303,2019,"AR","SR Camden",59947,"Ouachita Electric Coop Corp",14238,"SR Camden, LLC",59710,"IPP Non-CHP","Southwestern Power Administration","SPA","SERC","SRMV","SERC Mississippi Valley","SPP","05","013","Calhoun",33.631538,-92.703611,1,1,"SUN","SOLAR",null,{"v":0.24752,"d":"0.2475"},{"v":12,"d":"12.0"},{"$nulls":9},{"v":231699,"d":"231,699"},{"v":131259,"d":"131,259"},{"v":26019,"d":"26,019"},{"v":14740,"d":"14,740"},{"$nulls":41},{"v":231699,"d":"231,699"},{"v":131259,"d":"131,259"},{"$nulls":6},"--","EIA","EIA",{"$nulls":15},0,0,0,0,0,0,0,{"v":26019,"d":"26,019"},0,0,0,0,{"v":26019,"d":"26,019"},{"v":26019,"d":"26,019"},0,{"v":26019,"d":"26,019"},{"v":0,"d":"0.0%"},{"v":0,"d":"0.0%"},{"v":0,"d":"0.0%"},{"v":0,"d":"0.0%"},{"v":0,"d":"0.0%"},{"v":0,"d":"0.0%"},{"v":0,"d":"0.0%"},{"v":1,"d":"100.0%"},{"v":0,"d":"0.0%"},{"v":0,"d":"0.0%"},{"v":0,"d":"0.0%"},{"v":0,"d":"0.0%"},{"v":1,"d":"100.0%"},{"v":1,"d":"100.0%"},{"v":0,"d":"0.0%"},{"v":1,"d":"100.0%"}]
[304,2019,"AR","Stuttgart Solar",61262,"Entergy Arkansas Inc",814,"Stuttgart Solar, LLC",60871,"IPP Non-CHP","Midcontinent Independent Transmission System Operator, Inc..","MISO","SERC","SRMV","SERC Mississippi Valley","MISO","05","001","Arkansas",34.439722,-91.44,1,1,"SUN","SOLAR",null,{"v":0.22876,"d":"0.2288"},{"v":81,"d":"81.0"},{"$nulls":9},{"v":1445433,"d":"1,445,433"},{"v":764147,"d":"764,147"},{"v":162317,"d":"162,317"},{"v":85811,"d":"85,811"},{"$nulls":41},{"v":1445433,"d":"1,445,433"},{"v":764147,"d":"764,147"},{"$nulls":6},"--","EIA","EIA",{"$nulls":15},0,0,0,0,0,0,0,{"v":162317,"d":"162,317"},0,0,0,0,{"v":162317,"d":"162,317"},{"v":162317,"d":"162,317"},0,{"v":162317,"d":"162,317"},{"v":0,"d":"0.0%"},{"v":0,"d":"0.0%"},{"v":0,"d":"0.0%"},{"v":0,"d":"0.0%"},{"v":0,"d":"0.0%"},{"v":0,"d":"0.0%"},{"v":0,"d":"0.0%"},{"v":1,"d":"100.0%"},{"v":0,"d":"0.0%"},{"v":0,"d":"0.0%"},{"v":0,"d":"0.0%"},{"v":0,"d":"0.0%"},{"v":1,"d":"100.0%"},{"v":1,"d":"100.0%"},{"v":0,"d":"0.0%"},{"v":1,"d":"100.0%"}]
[305,2019,"AR","Thomas Fitzhugh",201,"Southwestern Electric Power Co",17698,"Arkansas Electric Coop Corp",807,"Electric Utility","Southwest Power Pool","SWPP","SERC","SPSO","SPP South",null,"05","047","Franklin",35.462382,-93.804926,1,2,"NG","GAS",null,0.1573,{"v":185,"d":"185.0"},{"v":1,"d":"1.0000"},{"$nulls":6},{"v":2371202.5,"d":"2,371,203"},{"v":1495731.5,"d":"1,495,732"},{"v":2371202.5,"d":"2,371,203"},{"v":1495731.5,"d":"1,495,732"},{"v":254918,"d":"254,918"},{"v":161547,"d":"161,547"},{"v":93.485,"d":"93"},{"v":52.243,"d":"52"},{"v":2.774,"d":"3"},{"v":141261.812,"d":"141,262"},{"v":5240.112,"d":"5,240"},{"v":524.011,"d":"524"},{"v":141405.392,"d":"141,405"},null,0.733,0.647,0.022,{"v":1108.292,"d":"1,108.292"},0.021,{"v":2E-3,"d":"0.002"},{"v":1109.419,"d":"1,109.419"},null,0.079,{"v":0.07,"d":"0.070"},{"v":2E-3,"d":"0.002"},119.148,{"v":2E-3,"d":"0.002"},{"v":0,"d":"0.000"},119.269,null,0.733,0.647,0.022,{"v":1108.292,"d":"1,108.292"},0.021,{"v":2E-3,"d":"0.002"},{"v":1109.419,"d":"1,109.419"},null,{"v":93.485,"d":"93"},{"v":52.243,"d":"52"},{"v":2.774,"d":"3"},{"v":141261.812,"d":"141,262"},{"v":5240.112,"d":"5,240"},{"v":524.011,"d":"524"},null,{"v":2371202.5,"d":"2,371,203"},{"v":1495731.5,"d":"1,495,732"},{"v":2371202.5,"d":"2,371,203"},{"v":1495731.5,"d":"1,495,732"},"EPA/CAMD","EPA/CAMD","EPA/CAMD","EPA/CAMD","EIA","EIA","--","EPA/CAMD","EPA/CAMD",{"$nulls":14},{"v":9301.824508,"d":"9,301.825"},0,0,{"v":254918,"d":"254,918"},0,0,0,0,0,0,0,0,{"v":254918,"d":"254,918"},0,0,{"v":254918,"d":"254,918"},0,{"v":0,"d":"0.0%"},{"v":0,"d":"0.0%"},{"v":1,"d":"100.0%"},{"v":0,"d":"0.0%"},{"v":0,"d":"0.0%"},{"v":0,"d":"0.0%"},{"v":0,"d":"0.0%"},{"v":0,"d":"0.0%"},{"v":0,"d":"0.0%"},{"v":0,"d":"0.0%"},{"v":0,"d":"0.0%"},{"v":1,"d":"100.0%"},{"v":0,"d":"0.0%"},{"v":0,"d":"0.0%"},{"v":1,"d":"100.0%"},{"v":0,"d":"0.0%"}]
[306,2019,"AR","Two Pine Landfill Gas Recovery",56523,"Entergy Arkansas Inc",814,"WM Renewable Energy LLC",54842,"IPP Non-CHP","Midcontinent Independent Transmission System Operator, Inc..","MISO","SERC","SRMV","SERC Mississippi Valley","MISO","05","119","Pulaski",34.8332,-92.157103,7,7,"LFG","BIOMASS",null,{"v":0.65081,"d":"0.6508"},5.6,{"v":0.248654598825832,"d":"0.2487"},"Yes","Yes",0,null,{"v":1,"d":"1.0000"},null,{"v":385801.008,"d":"385,801"},{"v":163062.996,"d":"163,063"},{"v":385801.008,"d":"385,801"},{"v":163062.996,"d":"163,063"},{"v":31926,"d":"31,926"},{"v":13494,"d":"13,494"},0,0,{"v":6.462,"d":"6"},0,0,0,0,null,{"v":0,"d":"0.000"},{"v":0,"d":"0.000"},0.405,{"v":0,"d":"0.000"},{"v":0,"d":"0.000"},{"v":0,"d":"0.000"},{"v":0,"d":"0.000"},null,{"v":0,"d":"0.000"},{"v":0,"d":"0.000"},0.034,{"v":0,"d":"0.000"},{"v":0,"d":"0.000"},{"v":0,"d":"0.000"},{"v":0,"d":"0.000"},null,{"v":0,"d":"0.000"},{"v":0,"d":"0.000"},0.405,{"v":0,"d":"0.000"},{"v":0,"d":"0.000"},{"v":0,"d":"0.000"},{"v":0,"d":"0.000"},null,{"v":261.9,"d":"262"},{"v":110.694,"d":"111"},{"v":8.681,"d":"9"},{"v":24498.283,"d":"24,498"},{"v":897.374,"d":"897"},{"v":89.737,"d":"90"},null,{"v":385801.008,"d":"385,801"},{"v":163062.996,"d":"163,063"},{"v":385801.008,"d":"385,801"},{"v":163062.996,"d":"163,063"},"EIA","EIA","EIA","EIA","EIA","EIA","--","EIA","EIA",{"v":261.9,"d":"262"},{"v":110.694,"d":"111"},{"v":2.218,"d":"2"},{"v":24498.282,"d":"24,498"},{"v":897.374,"d":"897"},{"v":89.737,"d":"90"},0,0,0,0,0,0,0,0,{"v":12084.226267,"d":"12,084.226"},0,0,0,0,0,{"v":31926,"d":"31,926"},0,0,0,0,0,0,{"v":31926,"d":"31,926"},{"v":31926,"d":"31,926"},{"v":31926,"d":"31,926"},0,{"v":0,"d":"0.0%"},{"v":0,"d":"0.0%"},{"v":0,"d":"0.0%"},{"v":0,"d":"0.0%"},{"v":0,"d":"0.0%"},{"v":1,"d":"100.0%"},{"v":0,"d":"0.0%"},{"v":0,"d":"0.0%"},{"v":0,"d":"0.0%"},{"v":0,"d":"0.0%"},{"v":0,"d":"0.0%"},{"v":0,"d":"0.0%"},{"v":1,"d":"100.0%"},{"v":1,"d":"100.0%"},{"v":1,"d":"100.0%"},{"v":0,"d":"0.0%"}]
[307,2019,"AR","UA Central Utility Plant",60536,"Southwestern Electric Power Co",17698,"University Of Arkansas",60295,"Commercial CHP","Southwest Power Pool","SWPP","SERC","SPSO","SPP South",null,"05","143","Washington",36.066336,-94.172254,1,1,"NG","GAS",null,{"v":0.85767,"d":"0.8577"},5.6,{"v":0,"d":"0.0000"},null,"Yes",{"v":464.8,"d":"465"},{"v":308.947,"d":"309"},{"v":0.997578,"d":"0.9976"},null,{"v":477943.743,"d":"477,944"},{"v":230722.897,"d":"230,723"},{"v":477943.743,"d":"477,944"},{"v":230722.897,"d":"230,723"},{"v":42074,"d":"42,074"},{"v":20311,"d":"20,311"},{"v":76.471,"d":"76"},{"v":36.915,"d":"37"},{"v":0.764,"d":"1"},{"v":27933.197,"d":"27,933"},{"v":1053.686,"d":"1,054"},{"v":105.369,"d":"105"},{"v":27962.068,"d":"27,962"},null,3.635,3.635,0.036,{"v":1327.813,"d":"1,327.813"},0.025,0.003,{"v":1329.185,"d":"1,329.185"},null,{"v":0.32,"d":"0.320"},{"v":0.32,"d":"0.320"},0.003,116.889,{"v":2E-3,"d":"0.002"},{"v":0,"d":"0.000"},{"v":117.01,"d":"117.010"},null,3.635,3.635,0.036,{"v":1327.813,"d":"1,327.813"},0.025,0.003,{"v":1329.185,"d":"1,329.185"},null,{"v":76.657,"d":"77"},{"v":37.005,"d":"37"},{"v":0.766,"d":"1"},{"v":28001.008,"d":"28,001"},{"v":1056.244,"d":"1,056"},{"v":105.624,"d":"106"},null,{"v":479104,"d":"479,104"},{"v":231283,"d":"231,283"},{"v":479104,"d":"479,104"},{"v":231283,"d":"231,283"},"EIA","EIA","EIA","EIA","EIA","EIA","--","EIA","EIA",{"$nulls":6},{"v":1160.257,"d":"1,160"},{"v":560.103,"d":"560"},{"v":0.186,"d":"0"},{"v":0.09,"d":"0"},{"v":2E-3,"d":"0"},{"v":67.811,"d":"68"},{"v":2.558,"d":"3"},{"v":0.256,"d":"0"},{"v":11359.598406,"d":"11,359.598"},0,0,{"v":42074,"d":"42,074"},0,0,0,0,0,0,0,0,{"v":42074,"d":"42,074"},0,0,{"v":42074,"d":"42,074"},0,{"v":0,"d":"0.0%"},{"v":0,"d":"0.0%"},{"v":1,"d":"100.0%"},{"v":0,"d":"0.0%"},{"v":0,"d":"0.0%"},{"v":0,"d":"0.0%"},{"v":0,"d":"0.0%"},{"v":0,"d":"0.0%"},{"v":0,"d":"0.0%"},{"v":0,"d":"0.0%"},{"v":0,"d":"0.0%"},{"v":1,"d":"100.0%"},{"v":0,"d":"0.0%"},{"v":0,"d":"0.0%"},{"v":1,"d":"100.0%"},{"v":0,"d":"0.0%"}]
[308,2019,"AR","Union Power Station",55380,"Entergy Arkansas Inc",814,"Entergy Arkansas LLC",814,"Electric Utility","Midcontinent Independent Transmission System Operator, Inc..","MISO","SERC","SRMV","SERC Mississippi Valley","MISO","05","139","Union",33.296146,-92.589364,8,12,"NG","GAS",null,{"v":0.52975,"d":"0.5298"},{"v":2428,"d":"2,428.0"},{"v":0.450409307069476,"d":"0.4504"},{"$nulls":6},{"v":79672163,"d":"79,672,163"},{"v":34931127.25,"d":"34,931,127"},{"v":79672163,"d":"79,672,163"},{"v":34931127.25,"d":"34,931,127"},{"v":11267495,"d":"11,267,495"},{"v":4784110,"d":"4,784,110"},{"v":486.539,"d":"487"},{"v":211.794,"d":"212"},{"v":23.904,"d":"24"},{"v":4734801.156,"d":"4,734,801"},{"v":180472.638,"d":"180,473"},{"v":18047.264,"d":"18,047"},{"v":4739746.107,"d":"4,739,746"},null,0.086,0.089,0.004,840.435,0.016,{"v":2E-3,"d":"0.002"},841.313,null,0.012,0.012,{"v":1E-3,"d":"0.001"},118.857,{"v":2E-3,"d":"0.002"},{"v":0,"d":"0.000"},118.981,null,0.086,0.089,0.004,840.435,0.016,{"v":2E-3,"d":"0.002"},841.313,null,{"v":486.539,"d":"487"},{"v":211.794,"d":"212"},{"v":23.904,"d":"24"},{"v":4734801.156,"d":"4,734,801"},{"v":180472.638,"d":"180,473"},{"v":18047.264,"d":"18,047"},null,{"v":79672163,"d":"79,672,163"},{"v":34931127.25,"d":"34,931,127"},{"v":79672163,"d":"79,672,163"},{"v":34931127.25,"d":"34,931,127"},"EPA/CAMD","EPA/CAMD","EPA/CAMD","EPA/CAMD","EIA","EIA","--","EPA/CAMD","EPA/CAMD",{"$nulls":14},{"v":7070.973894,"d":"7,070.974"},0,0,{"v":11267495,"d":"11,267,495"},0,0,0,0,0,0,0,0,{"v":11267495,"d":"11,267,495"},0,0,{"v":11267495,"d":"11,267,495"},0,{"v":0,"d":"0.0%"},{"v":0,"d":"0.0%"},{"v":1,"d":"100.0%"},{"v":0,"d":"0.0%"},{"v":0,"d":"0.0%"},{"v":0,"d":"0.0%"},{"v":0,"d":"0.0%"},{"v":0,"d":"0.0%"},{"v":0,"d":"0.0%"},{"v":0,"d":"0.0%"},{"v":0,"d":"0.0%"},{"v":1,"d":"100.0%"},{"v":0,"d":"0.0%"},{"v":0,"d":"0.0%"},{"v":1,"d":"100.0%"},{"v":0,"d":"0.0%"}]
[309,2019,"AR","Waste Management Eco Vista LFGTE",57025,"Arkansas Electric Coop Corp",807,"WM Renewable Energy LLC",54842,"IPP Non-CHP","Midcontinent Independent Transmission System Operator, Inc..","MISO","SERC","SPSO","SPP South","MISO","05","143","Washington",36.140849,-94.259713,5,5,"LFG","BIOMASS",null,{"v":0.95616,"d":"0.9562"},{"v":4,"d":"4.0"},{"v":0,"d":"0.0000"},"Yes",{"$nulls":5},{"v":398486.016,"d":"398,486"},{"v":168421.992,"d":"168,422"},{"v":398486.016,"d":"398,486"},{"v":168421.992,"d":"168,422"},{"v":33504,"d":"33,504"},{"v":14161,"d":"14,161"},0,0,{"v":6.675,"d":"7"},{"v":2E-3,"d":"0"},0,0,{"v":2E-3,"d":"0"},null,{"v":0,"d":"0.000"},{"v":0,"d":"0.000"},0.398,{"v":0,"d":"0.000"},{"v":0,"d":"0.000"},{"v":0,"d":"0.000"},{"v":0,"d":"0.000"},null,{"v":0,"d":"0.000"},{"v":0,"d":"0.000"},0.034,{"v":0,"d":"0.000"},{"v":0,"d":"0.000"},{"v":0,"d":"0.000"},{"v":0,"d":"0.000"},null,{"v":0,"d":"0.000"},{"v":0,"d":"0.000"},0.398,{"v":0,"d":"0.000"},{"v":0,"d":"0.000"},{"v":0,"d":"0.000"},{"v":0,"d":"0.000"},null,{"v":271.525,"d":"272"},{"v":114.76,"d":"115"},{"v":8.966,"d":"9"},{"v":25303.779,"d":"25,304"},{"v":926.879,"d":"927"},{"v":92.688,"d":"93"},null,{"v":398486.016,"d":"398,486"},{"v":168421.992,"d":"168,422"},{"v":398486.016,"d":"398,486"},{"v":168421.992,"d":"168,422"},"EIA","EIA","EIA","EIA","EIA","EIA","--","EIA","EIA",{"v":271.525,"d":"272"},{"v":114.76,"d":"115"},{"v":2.291,"d":"2"},{"v":25303.777,"d":"25,304"},{"v":926.879,"d":"927"},{"v":92.688,"d":"93"},{"$nulls":8},{"v":11893.684803,"d":"11,893.685"},0,0,0,0,0,{"v":33504,"d":"33,504"},0,0,0,0,0,0,{"v":33504,"d":"33,504"},{"v":33504,"d":"33,504"},{"v":33504,"d":"33,504"},0,{"v":0,"d":"0.0%"},{"v":0,"d":"0.0%"},{"v":0,"d":"0.0%"},{"v":0,"d":"0.0%"},{"v":0,"d":"0.0%"},{"v":1,"d":"100.0%"},{"v":0,"d":"0.0%"},{"v":0,"d":"0.0%"},{"v":0,"d":"0.0%"},{"v":0,"d":"0.0%"},{"v":0,"d":"0.0%"},{"v":0,"d":"0.0%"},{"v":1,"d":"100.0%"},{"v":1,"d":"100.0%"},{"v":1,"d":"100.0%"},{"v":0,"d":"0.0%"}]
[310,2019,"AR","Westside Wastewater Treatment Plant Hybrid",62683,"Ozarks Electric Coop Corp - (AR)",14289,"Today's Power, Inc.",61204,"Commercial Non-CHP","Southwest Power Pool","SWPP","MRO","SPSO","SPP South",null,"05","143","Washington",36.04135,-94.140079,2,2,"SUN","SOLAR",null,{"v":0.03278,"d":"0.0328"},{"v":11,"d":"11.0"},{"$nulls":7},0,0,{"v":29101,"d":"29,101"},{"v":14729,"d":"14,729"},{"v":3159,"d":"3,159"},{"v":1566,"d":"1,566"},{"$nulls":24},{"v":0,"d":"0.000"},null,{"v":0,"d":"0.000"},{"v":0,"d":"0.000"},{"v":0,"d":"0.000"},{"v":0,"d":"0.000"},{"v":0,"d":"0.000"},{"$nulls":8},0,0,{"v":29101,"d":"29,101"},{"v":14729,"d":"14,729"},{"$nulls":6},"--","EIA","EIA",{"$nulls":15},0,0,0,0,0,0,0,{"v":3268,"d":"3,268"},0,0,{"v":-109,"d":"(109)"},{"v":-109,"d":"(109)"},{"v":3268,"d":"3,268"},{"v":3268,"d":"3,268"},{"v":-109,"d":"(109)"},{"v":3268,"d":"3,268"},{"v":0,"d":"0.0%"},{"v":0,"d":"0.0%"},{"v":0,"d":"0.0%"},{"v":0,"d":"0.0%"},{"v":0,"d":"0.0%"},{"v":0,"d":"0.0%"},{"v":0,"d":"0.0%"},{"v":1,"d":"100.0%"},{"v":0,"d":"0.0%"},{"v":0,"d":"0.0%"},{"v":0,"d":"0.0%"},{"v":0,"d":"0.0%"},{"v":1,"d":"100.0%"},{"v":1,"d":"100.0%"},{"v":0,"d":"0.0%"},{"v":1,"d":"100.0%"}]
[311,2019,"AR","Whillock",7135,"Entergy Arkansas Inc",814,"Arkansas Electric Coop Corp",807,"Electric Utility","Midcontinent Independent Transmission System Operator, Inc..","MISO","SERC","SRMV","SERC Mississippi Valley","MISO","05","029","Conway",35.127591,-92.790273,3,3,"WAT","HYDRO",null,{"v":0.42998,"d":"0.4300"},32.4,{"$nulls":9},{"v":1086769.031,"d":"1,086,769"},{"v":480747,"d":"480,747"},{"v":122040,"d":"122,040"},{"v":53985.999,"d":"53,986"},{"$nulls":41},{"v":1086769.031,"d":"1,086,769"},{"v":480747,"d":"480,747"},{"$nulls":6},"--","EIA","EIA",{"$nulls":15},0,0,0,0,{"v":122040,"d":"122,040"},0,0,0,0,0,0,0,{"v":122040,"d":"122,040"},0,0,{"v":122040,"d":"122,040"},{"v":0,"d":"0.0%"},{"v":0,"d":"0.0%"},{"v":0,"d":"0.0%"},{"v":0,"d":"0.0%"},{"v":1,"d":"100.0%"},{"v":0,"d":"0.0%"},{"v":0,"d":"0.0%"},{"v":0,"d":"0.0%"},{"v":0,"d":"0.0%"},{"v":0,"d":"0.0%"},{"v":0,"d":"0.0%"},{"v":0,"d":"0.0%"},{"v":1,"d":"100.0%"},{"v":0,"d":"0.0%"},{"v":0,"d":"0.0%"},{"v":1,"d":"100.0%"}]
[312,2019,"AR","White Bluff",6009,"Entergy Arkansas Inc",814,"Entergy Arkansas LLC",814,"Electric Utility","Midcontinent Independent Transmission System Operator, Inc..","MISO","SERC","SRMV","SERC Mississippi Valley","MISO","05","069","Jefferson",34.4228,-92.1406,2,2,"SUB","COAL","Yes",{"v":0.42766,"d":"0.4277"},{"v":1800,"d":"1,800.0"},{"v":0.620567816675123,"d":"0.6206"},{"$nulls":6},{"v":80105836,"d":"80,105,836"},{"v":37696240,"d":"37,696,240"},{"v":80105836,"d":"80,105,836"},{"v":37696240,"d":"37,696,240"},{"v":6743332,"d":"6,743,332"},{"v":2912775,"d":"2,912,775"},{"v":5967.647,"d":"5,968"},{"v":2908.439,"d":"2,908"},{"v":19310.663,"d":"19,311"},{"v":8399377.75,"d":"8,399,378"},{"v":1691864.451,"d":"1,691,864"},{"v":246125.082,"d":"246,125"},{"v":8457198.693,"d":"8,457,199"},null,{"v":1.77,"d":"1.770"},1.997,5.727,{"v":2491.165,"d":"2,491.165"},0.251,0.036,{"v":2508.314,"d":"2,508.314"},null,0.149,0.154,0.482,209.707,0.021,0.003,211.151,null,{"v":1.77,"d":"1.770"},1.997,5.727,{"v":2491.165,"d":"2,491.165"},0.251,0.036,{"v":2508.314,"d":"2,508.314"},null,{"v":5967.647,"d":"5,968"},{"v":2908.439,"d":"2,908"},{"v":19310.663,"d":"19,311"},{"v":8399377.75,"d":"8,399,378"},{"v":1691864.451,"d":"1,691,864"},{"v":246125.082,"d":"246,125"},null,{"v":80105836,"d":"80,105,836"},{"v":37696240,"d":"37,696,240"},{"v":80105836,"d":"80,105,836"},{"v":37696240,"d":"37,696,240"},"EPA/CAMD","EPA/CAMD","EPA/CAMD","EPA/CAMD","EIA","EIA","--","EPA/CAMD","EPA/CAMD",{"$nulls":14},{"v":11879.266216,"d":"11,879.266"},{"v":6733709.7,"d":"6,733,710"},{"v":9622.299,"d":"9,622"},0,0,0,0,0,0,0,0,0,{"v":6743331.999,"d":"6,743,332"},0,0,{"v":6743331.999,"d":"6,743,332"},0,{"v":0.998573064621255,"d":"99.9%"},{"v":1.42693537874554E-3,"d":"0.1%"},{"v":0,"d":"0.0%"},{"v":0,"d":"0.0%"},{"v":0,"d":"0.0%"},{"v":0,"d":"0.0%"},{"v":0,"d":"0.0%"},{"v":0,"d":"0.0%"},{"v":0,"d":"0.0%"},{"v":0,"d":"0.0%"},{"v":0,"d":"0.0%"},{"v":1,"d":"100.0%"},{"v":0,"d":"0.0%"},{"v":0,"d":"0.0%"},{"v":1,"d":"100.0%"},{"v":0,"d":"0.0%"}]
[313,2019,"AR","White River Lock and Dam 1",57160,"Southwestern Power Administration",17716,"White River Hydroelectric",56515,"IPP Non-CHP","Southwestern Power Administration","SPA","SERC","SRMV","SERC Mississippi Valley","SPP","05","063","Independence",35.757401,-91.636887,1,1,"WAT","HYDRO",null,{"v":0.41752,"d":"0.4175"},4.3,{"$nulls":9},{"v":140050,"d":"140,050"},{"v":63769,"d":"63,769"},{"v":15727,"d":"15,727"},{"v":7161,"d":"7,161"},{"$nulls":41},{"v":140050,"d":"140,050"},{"v":63769,"d":"63,769"},{"$nulls":6},"--","EIA","EIA",{"$nulls":15},0,0,0,0,{"v":15727,"d":"15,727"},0,0,0,0,0,0,0,{"v":15727,"d":"15,727"},0,0,{"v":15727,"d":"15,727"},{"v":0,"d":"0.0%"},{"v":0,"d":"0.0%"},{"v":0,"d":"0.0%"},{"v":0,"d":"0.0%"},{"v":1,"d":"100.0%"},{"v":0,"d":"0.0%"},{"v":0,"d":"0.0%"},{"v":0,"d":"0.0%"},{"v":0,"d":"0.0%"},{"v":0,"d":"0.0%"},{"v":0,"d":"0.0%"},{"v":0,"d":"0.0%"},{"v":1,"d":"100.0%"},{"v":0,"d":"0.0%"},{"v":0,"d":"0.0%"},{"v":1,"d":"100.0%"}]
[314,2019,"AR","White River Lock and Dam 2",57161,"Southwestern Power Administration",17716,"White River Hydroelectric",56515,"IPP Non-CHP","Southwestern Power Administration","SPA","SERC","SRMV","SERC Mississippi Valley","SPP","05","063","Independence",35.744036,-91.765418,1,1,"WAT","HYDRO",null,{"v":0.49175,"d":"0.4918"},3.5,{"$nulls":9},{"v":134261,"d":"134,261"},{"v":64231,"d":"64,231"},{"v":15077,"d":"15,077"},{"v":7213,"d":"7,213"},{"$nulls":41},{"v":134261,"d":"134,261"},{"v":64231,"d":"64,231"},{"$nulls":6},"--","EIA","EIA",{"$nulls":15},0,0,0,0,{"v":15077,"d":"15,077"},0,0,0,0,0,0,0,{"v":15077,"d":"15,077"},0,0,{"v":15077,"d":"15,077"},{"v":0,"d":"0.0%"},{"v":0,"d":"0.0%"},{"v":0,"d":"0.0%"},{"v":0,"d":"0.0%"},{"v":1,"d":"100.0%"},{"v":0,"d":"0.0%"},{"v":0,"d":"0.0%"},{"v":0,"d":"0.0%"},{"v":0,"d":"0.0%"},{"v":0,"d":"0.0%"},{"v":0,"d":"0.0%"},{"v":0,"d":"0.0%"},{"v":1,"d":"100.0%"},{"v":0,"d":"0.0%"},{"v":0,"d":"0.0%"},{"v":1,"d":"100.0%"}]
[315,2019,"AR","White River Lock and Dam 3",57162,"Southwestern Power Administration",17716,"White River Hydroelectric",56515,"IPP Non-CHP","Southwestern Power Administration","SPA","SERC","SRMV","SERC Mississippi Valley","SPP","05","137","Stone",35.84361,-91.850521,1,1,"WAT","HYDRO",null,{"v":0.50295,"d":"0.5030"},4.3,{"$nulls":9},{"v":168705,"d":"168,705"},{"v":84731,"d":"84,731"},{"v":18945,"d":"18,945"},{"v":9515,"d":"9,515"},{"$nulls":41},{"v":168705,"d":"168,705"},{"v":84731,"d":"84,731"},{"$nulls":6},"--","EIA","EIA",{"$nulls":15},0,0,0,0,{"v":18945,"d":"18,945"},0,0,0,0,0,0,0,{"v":18945,"d":"18,945"},0,0,{"v":18945,"d":"18,945"},{"v":0,"d":"0.0%"},{"v":0,"d":"0.0%"},{"v":0,"d":"0.0%"},{"v":0,"d":"0.0%"},{"v":1,"d":"100.0%"},{"v":0,"d":"0.0%"},{"v":0,"d":"0.0%"},{"v":0,"d":"0.0%"},{"v":0,"d":"0.0%"},{"v":0,"d":"0.0%"},{"v":0,"d":"0.0%"},{"v":0,"d":"0.0%"},{"v":1,"d":"100.0%"},{"v":0,"d":"0.0%"},{"v":0,"d":"0.0%"},{"v":1,"d":"100.0%"}]
[316,2019,"AZ","Actus Lend Lease DMAFB",58632,"Tucson Electric Power Co",24211,"Tesla Inc.",60947,"IPP Non-CHP","Tucson Electric Power Company","TEPC","WECC","AZNM","WECC Southwest",null,"04","019","Pima",32.1825,-110.863333,1,1,"SUN","SOLAR",null,{"v":0.14429,"d":"0.1443"},{"v":3,"d":"3.0"},{"$nulls":9},{"v":33769,"d":"33,769"},{"v":17774,"d":"17,774"},{"v":3792,"d":"3,792"},{"v":1996,"d":"1,996"},{"$nulls":41},{"v":33769,"d":"33,769"},{"v":17774,"d":"17,774"},{"$nulls":6},"--","EIA","EIA",{"$nulls":15},0,0,0,0,0,0,0,{"v":3792,"d":"3,792"},0,0,0,0,{"v":3792,"d":"3,792"},{"v":3792,"d":"3,792"},0,{"v":3792,"d":"3,792"},{"v":0,"d":"0.0%"},{"v":0,"d":"0.0%"},{"v":0,"d":"0.0%"},{"v":0,"d":"0.0%"},{"v":0,"d":"0.0%"},{"v":0,"d":"0.0%"},{"v":0,"d":"0.0%"},{"v":1,"d":"100.0%"},{"v":0,"d":"0.0%"},{"v":0,"d":"0.0%"},{"v":0,"d":"0.0%"},{"v":0,"d":"0.0%"},{"v":1,"d":"100.0%"},{"v":1,"d":"100.0%"},{"v":0,"d":"0.0%"},{"v":1,"d":"100.0%"}]
[317,2019,"AZ","AES ES GILBERT",61861,"Salt River Project",16572,"AES ES GILBERT, LLC",61482,"IPP Non-CHP","Salt River Project","SRP","WECC","AZNM","WECC Southwest",null,"04","013","Maricopa",33.446804,-111.956261,1,1,"MWH","OTHF",null,{"v":0,"d":"0.0000"},{"v":10,"d":"10.0"},{"$nulls":7},0,0,0,0,{"v":-1560,"d":"(1,560)"},{"v":-467,"d":"(467)"},{"$nulls":8},{"v":0,"d":"0.000"},{"v":0,"d":"0.000"},{"v":0,"d":"0.000"},{"v":0,"d":"0.000"},{"v":0,"d":"0.000"},{"v":0,"d":"0.000"},{"v":0,"d":"0.000"},{"$nulls":9},{"v":0,"d":"0.000"},null,{"v":0,"d":"0.000"},{"v":0,"d":"0.000"},{"v":0,"d":"0.000"},{"v":0,"d":"0.000"},{"v":0,"d":"0.000"},{"$nulls":8},0,0,0,0,{"$nulls":6},"--","EIA","EIA",{"$nulls":15},0,0,0,0,0,0,0,0,0,0,{"v":-1560,"d":"(1,560)"},{"v":-1560,"d":"(1,560)"},0,0,{"v":-1560,"d":"(1,560)"},0]
[318,2019,"AZ","Agua Caliente Solar Project",57373,"San Diego Gas & Electric Co",16609,"Agua Caliente Solar",59396,"IPP Non-CHP","California Independent System Operator","CISO","WECC","CAMX","WECC California",null,"04","027","Yuma",32.9774,-113.4945,4,4,"SUN","SOLAR",null,0.1282,637.7,{"$nulls":9},{"v":6377466.75,"d":"6,377,467"},{"v":3053453,"d":"3,053,453"},{"v":716167,"d":"716,167"},{"v":342892,"d":"342,892"},{"$nulls":41},{"v":6377466.75,"d":"6,377,467"},{"v":3053453,"d":"3,053,453"},{"$nulls":6},"--","EIA","EIA",{"$nulls":15},0,0,0,0,0,0,0,{"v":716167,"d":"716,167"},0,0,0,0,{"v":716167,"d":"716,167"},{"v":716167,"d":"716,167"},0,{"v":716167,"d":"716,167"},{"v":0,"d":"0.0%"},{"v":0,"d":"0.0%"},{"v":0,"d":"0.0%"},{"v":0,"d":"0.0%"},{"v":0,"d":"0.0%"},{"v":0,"d":"0.0%"},{"v":0,"d":"0.0%"},{"v":1,"d":"100.0%"},{"v":0,"d":"0.0%"},{"v":0,"d":"0.0%"},{"v":0,"d":"0.0%"},{"v":0,"d":"0.0%"},{"v":1,"d":"100.0%"},{"v":1,"d":"100.0%"},{"v":0,"d":"0.0%"},{"v":1,"d":"100.0%"}]
[319,2019,"AZ","Agua Fria Generating Station",141,"Salt River Project",16572,"Salt River Project",16572,"Electric Utility","Salt River Project","SRP","WECC","AZNM","WECC Southwest",null,"04","013","Maricopa",33.5561,-112.2153,4,7,"NG","GAS",null,{"v":0.04243,"d":"0.0424"},613.5,{"v":1,"d":"1.0000"},{"$nulls":6},{"v":2655975.562,"d":"2,655,976"},{"v":2142263.75,"d":"2,142,264"},{"v":2657186.562,"d":"2,657,187"},{"v":2143233.75,"d":"2,143,234"},{"v":228022.001,"d":"228,022"},{"v":187834,"d":"187,834"},{"v":473.432,"d":"473"},{"v":366.373,"d":"366"},{"v":0.797,"d":"1"},{"v":157842.352,"d":"157,842"},{"v":6275.653,"d":"6,276"},{"v":628.278,"d":"628"},{"v":158014.411,"d":"158,014"},null,4.153,3.901,0.007,{"v":1384.448,"d":"1,384.448"},0.028,0.003,{"v":1385.958,"d":"1,385.958"},null,0.357,0.342,{"v":1E-3,"d":"0.001"},118.858,{"v":2E-3,"d":"0.002"},{"v":0,"d":"0.000"},118.988,null,4.155,3.903,0.007,{"v":1385.275,"d":"1,385.275"},0.028,0.003,{"v":1386.785,"d":"1,386.785"},null,{"v":473.432,"d":"473"},{"v":366.373,"d":"366"},{"v":0.797,"d":"1"},{"v":157842.352,"d":"157,842"},{"v":6275.653,"d":"6,276"},{"v":628.278,"d":"628"},null,{"v":2655975.562,"d":"2,655,976"},{"v":2142263.75,"d":"2,142,264"},{"v":2657186.562,"d":"2,657,187"},{"v":2143233.75,"d":"2,143,234"},"EPA/CAMD","EPA/CAMD","EPA/CAMD","EPA/CAMD","EIA","EIA","--","EPA/CAMD; EIA","EPA/CAMD; EIA",{"$nulls":14},{"v":11654.843047,"d":"11,654.843"},0,{"v":62.06,"d":"62"},{"v":227823.94,"d":"227,824"},0,0,0,0,136,0,0,0,{"v":227886,"d":"227,886"},136,136,{"v":227886,"d":"227,886"},136,{"v":0,"d":"0.0%"},{"v":0.000272166720755015,"d":"0.0%"},{"v":0.999131399601793,"d":"99.9%"},{"v":0,"d":"0.0%"},{"v":0,"d":"0.0%"},{"v":0,"d":"0.0%"},{"v":0,"d":"0.0%"},{"v":0.000596433677452176,"d":"0.1%"},{"v":0,"d":"0.0%"},{"v":0,"d":"0.0%"},{"v":0,"d":"0.0%"},{"v":0.999403566322548,"d":"99.9%"},{"v":0.000596433677452176,"d":"0.1%"},{"v":0.000596433677452176,"d":"0.1%"},{"v":0.999403566322548,"d":"99.9%"},{"v":0.000596433677452176,"d":"0.1%"}]
[320,2019,"AZ","Amphitheater High School Solar",60684,"Tucson Electric Power Co",24211,"Constellation Solar Arizona 2, LLC",60404,"IPP Non-CHP","Tucson Electric Power Company","TEPC","WECC","AZNM","WECC Southwest",null,"04","019","Pima",32.269,-110.975,1,1,"SUN","SOLAR",null,{"v":0.25034,"d":"0.2503"},{"v":1,"d":"1.0"},{"$nulls":9},{"v":19528,"d":"19,528"},{"v":10279,"d":"10,279"},{"v":2193,"d":"2,193"},{"v":1154,"d":"1,154"},{"$nulls":41},{"v":19528,"d":"19,528"},{"v":10279,"d":"10,279"},{"$nulls":6},"--","EIA","EIA",{"$nulls":15},0,0,0,0,0,0,0,{"v":2193,"d":"2,193"},0,0,0,0,{"v":2193,"d":"2,193"},{"v":2193,"d":"2,193"},0,{"v":2193,"d":"2,193"},{"v":0,"d":"0.0%"},{"v":0,"d":"0.0%"},{"v":0,"d":"0.0%"},{"v":0,"d":"0.0%"},{"v":0,"d":"0.0%"},{"v":0,"d":"0.0%"},{"v":0,"d":"0.0%"},{"v":1,"d":"100.0%"},{"v":0,"d":"0.0%"},{"v":0,"d":"0.0%"},{"v":0,"d":"0.0%"},{"v":0,"d":"0.0%"},{"v":1,"d":"100.0%"},{"v":1,"d":"100.0%"},{"v":0,"d":"0.0%"},{"v":1,"d":"100.0%"}]
[321,2019,"AZ","Apache Solar 1",60964,"Arizona Electric Pwr Coop Inc",796,"Arizona Electric Pwr Coop Inc",796,"Electric Utility","Western Area Power Administration - Desert Southwest Region","WALC","WECC","AZNM","WECC Southwest",null,"04","003","Cochise",32.068141,-109.890379,1,1,"SUN","SOLAR",null,0.2969,{"v":20,"d":"20.0"},{"$nulls":9},{"v":463212,"d":"463,212"},{"v":243808,"d":"243,808"},{"v":52017,"d":"52,017"},{"v":27379,"d":"27,379"},{"$nulls":41},{"v":463212,"d":"463,212"},{"v":243808,"d":"243,808"},{"$nulls":6},"--","EIA","EIA",{"$nulls":15},0,0,0,0,0,0,0,{"v":52017,"d":"52,017"},0,0,0,0,{"v":52017,"d":"52,017"},{"v":52017,"d":"52,017"},0,{"v":52017,"d":"52,017"},{"v":0,"d":"0.0%"},{"v":0,"d":"0.0%"},{"v":0,"d":"0.0%"},{"v":0,"d":"0.0%"},{"v":0,"d":"0.0%"},{"v":0,"d":"0.0%"},{"v":0,"d":"0.0%"},{"v":1,"d":"100.0%"},{"v":0,"d":"0.0%"},{"v":0,"d":"0.0%"},{"v":0,"d":"0.0%"},{"v":0,"d":"0.0%"},{"v":1,"d":"100.0%"},{"v":1,"d":"100.0%"},{"v":0,"d":"0.0%"},{"v":1,"d":"100.0%"}]
[322,2019,"AZ","Apache Station",160,"Arizona Electric Pwr Coop Inc",796,"Arizona Electric Pwr Coop Inc",796,"Electric Utility","Western Area Power Administration - Desert Southwest Region","WALC","WECC","AZNM","WECC Southwest",null,"04","003","Cochise",32.0603,-109.8931,4,7,"NG","GAS","Yes",{"v":0.34605,"d":"0.3461"},660.7,{"v":0.756591010088235,"d":"0.7566"},{"$nulls":6},{"v":22279892.812,"d":"22,279,893"},{"v":11165965.469,"d":"11,165,965"},{"v":22279892.812,"d":"22,279,893"},{"v":11165965.469,"d":"11,165,965"},{"v":2002818,"d":"2,002,818"},{"v":1025474,"d":"1,025,474"},{"v":1261.166,"d":"1,261"},{"v":578.367,"d":"578"},{"v":84.849,"d":"85"},{"v":1595756.465,"d":"1,595,756"},{"v":184722.731,"d":"184,723"},{"v":25237.368,"d":"25,237"},{"v":1601825.867,"d":"1,601,826"},null,1.259,1.128,0.085,{"v":1593.511,"d":"1,593.511"},0.092,0.013,{"v":1599.572,"d":"1,599.572"},null,0.113,0.104,0.008,143.246,0.008,{"v":1E-3,"d":"0.001"},143.791,null,1.259,1.128,0.085,{"v":1593.511,"d":"1,593.511"},0.092,0.013,{"v":1599.572,"d":"1,599.572"},null,{"v":1261.166,"d":"1,261"},{"v":578.367,"d":"578"},{"v":84.849,"d":"85"},{"v":1595756.465,"d":"1,595,756"},{"v":184722.731,"d":"184,723"},{"v":25237.368,"d":"25,237"},null,{"v":22279892.812,"d":"22,279,893"},{"v":11165965.469,"d":"11,165,965"},{"v":22279892.812,"d":"22,279,893"},{"v":11165965.469,"d":"11,165,965"},"EPA/CAMD","EPA/CAMD","EPA/CAMD","EPA/CAMD","EIA","EIA","--","EPA/CAMD","EPA/CAMD",{"$nulls":14},{"v":11124.272557,"d":"11,124.273"},{"v":545361.855,"d":"545,362"},0,{"v":1457456.1,"d":"1,457,456"},0,0,0,0,0,0,0,0,{"v":2002817.955,"d":"2,002,818"},0,0,{"v":2002817.955,"d":"2,002,818"},0,{"v":0.272297266777799,"d":"27.2%"},{"v":0,"d":"0.0%"},{"v":0.727702733222201,"d":"72.8%"},{"v":0,"d":"0.0%"},{"v":0,"d":"0.0%"},{"v":0,"d":"0.0%"},{"v":0,"d":"0.0%"},{"v":0,"d":"0.0%"},{"v":0,"d":"0.0%"},{"v":0,"d":"0.0%"},{"v":0,"d":"0.0%"},{"v":1,"d":"100.0%"},{"v":0,"d":"0.0%"},{"v":0,"d":"0.0%"},{"v":1,"d":"100.0%"},{"v":0,"d":"0.0%"}]
[323,2019,"AZ","APS Saguaro Power Plant",118,"Arizona Public Service Co",803,"Arizona Public Service Co",803,"Electric Utility","Arizona Public Service Company","AZPS","WECC","AZNM","WECC Southwest",null,"04","021","Pinal",32.5517,-111.3,2,6,"NG","GAS",null,{"v":0.03109,"d":"0.0311"},435.5,{"v":1,"d":"1.0000"},{"$nulls":6},{"v":1064972.125,"d":"1,064,972"},{"v":171834.703,"d":"171,835"},{"v":1064972.125,"d":"1,064,972"},{"v":171834.703,"d":"171,835"},{"v":118593,"d":"118,593"},{"v":58415,"d":"58,415"},{"v":20.283,"d":"20"},{"v":5.023,"d":"5"},{"v":0.32,"d":"0"},{"v":63289.195,"d":"63,289"},{"v":3377.291,"d":"3,377"},{"v":337.729,"d":"338"},{"v":63381.733,"d":"63,382"},null,0.342,0.172,0.005,{"v":1067.334,"d":"1,067.334"},0.028,0.003,{"v":1068.895,"d":"1,068.895"},null,0.038,0.058,{"v":1E-3,"d":"0.001"},118.856,0.003,{"v":0,"d":"0.000"},{"v":119.03,"d":"119.030"},null,0.342,0.172,0.005,{"v":1067.334,"d":"1,067.334"},0.028,0.003,{"v":1068.895,"d":"1,068.895"},null,{"v":20.283,"d":"20"},{"v":5.023,"d":"5"},{"v":0.32,"d":"0"},{"v":63289.195,"d":"63,289"},{"v":3377.291,"d":"3,377"},{"v":337.729,"d":"338"},null,{"v":1064972.125,"d":"1,064,972"},{"v":171834.703,"d":"171,835"},{"v":1064972.125,"d":"1,064,972"},{"v":171834.703,"d":"171,835"},"EPA/CAMD","EPA/CAMD","EPA/CAMD","EPA/CAMD","EIA","EIA","--","EPA/CAMD","EPA/CAMD",{"$nulls":14},{"v":8980.058899,"d":"8,980.059"},0,0,{"v":118593,"d":"118,593"},0,0,0,0,0,0,0,0,{"v":118593,"d":"118,593"},0,0,{"v":118593,"d":"118,593"},0,{"v":0,"d":"0.0%"},{"v":0,"d":"0.0%"},{"v":1,"d":"100.0%"},{"v":0,"d":"0.0%"},{"v":0,"d":"0.0%"},{"v":0,"d":"0.0%"},{"v":0,"d":"0.0%"},{"v":0,"d":"0.0%"},{"v":0,"d":"0.0%"},{"v":0,"d":"0.0%"},{"v":0,"d":"0.0%"},{"v":1,"d":"100.0%"},{"v":0,"d":"0.0%"},{"v":0,"d":"0.0%"},{"v":1,"d":"100.0%"},{"v":0,"d":"0.0%"}]
[324,2019,"AZ","APS West Phoenix Power Plant",117,"Arizona Public Service Co",803,"Arizona Public Service Co",803,"Electric Utility","Arizona Public Service Company","AZPS","WECC","AZNM","WECC Southwest",null,"04","013","Maricopa",33.4417,-112.1583,3,13,"NG","GAS",null,{"v":0.25553,"d":"0.2555"},{"v":1326.9,"d":"1,326.9"},{"v":0.907455986550632,"d":"0.9075"},{"$nulls":6},{"v":16601585.75,"d":"16,601,586"},{"v":7499069,"d":"7,499,069"},{"v":16601585.75,"d":"16,601,586"},{"v":7499069,"d":"7,499,069"},{"v":2970148,"d":"2,970,148"},{"v":1329740,"d":"1,329,740"},{"v":138.142,"d":"138"},{"v":62.681,"d":"63"},{"v":4.981,"d":"5"},{"v":986607.125,"d":"986,607"},{"v":57789,"d":"57,789"},{"v":5778.9,"d":"5,779"},{"v":988190.544,"d":"988,191"},null,0.093,0.094,0.003,664.349,0.019,{"v":2E-3,"d":"0.002"},665.415,null,0.017,0.017,{"v":1E-3,"d":"0.001"},118.857,0.003,{"v":0,"d":"0.000"},119.048,null,0.093,0.094,0.003,664.349,0.019,{"v":2E-3,"d":"0.002"},665.415,null,{"v":138.142,"d":"138"},{"v":62.681,"d":"63"},{"v":4.981,"d":"5"},{"v":986607.125,"d":"986,607"},{"v":57789,"d":"57,789"},{"v":5778.9,"d":"5,779"},null,{"v":16601585.75,"d":"16,601,586"},{"v":7499069,"d":"7,499,069"},{"v":16601585.75,"d":"16,601,586"},{"v":7499069,"d":"7,499,069"},"EPA/CAMD","EPA/CAMD","EPA/CAMD","EPA/CAMD","EIA","EIA","--","EPA/CAMD","EPA/CAMD",{"$nulls":14},{"v":5589.480979,"d":"5,589.481"},0,0,{"v":2970148,"d":"2,970,148"},0,0,0,0,0,0,0,0,{"v":2970148,"d":"2,970,148"},0,0,{"v":2970148,"d":"2,970,148"},0,{"v":0,"d":"0.0%"},{"v":0,"d":"0.0%"},{"v":1,"d":"100.0%"},{"v":0,"d":"0.0%"},{"v":0,"d":"0.0%"},{"v":0,"d":"0.0%"},{"v":0,"d":"0.0%"},{"v":0,"d":"0.0%"},{"v":0,"d":"0.0%"},{"v":0,"d":"0.0%"},{"v":0,"d":"0.0%"},{"v":1,"d":"100.0%"},{"v":0,"d":"0.0%"},{"v":0,"d":"0.0%"},{"v":1,"d":"100.0%"},{"v":0,"d":"0.0%"}]
[325,2019,"AZ","Arizona State University CHP",58199,"Arizona Public Service Co",803,"Energy Center Phoenix LLC",58172,"Commercial CHP","Arizona Public Service Company","AZPS","WECC","AZNM","WECC Southwest",null,"04","013","Maricopa",33.417222,-111.928333,2,2,"NG","GAS",null,0.2616,17.1,{"v":0.897340382920772,"d":"0.8973"},null,"Yes",{"v":224692.8,"d":"224,693"},{"v":0.595,"d":"1"},{"v":0.442471,"d":"0.4425"},null,{"v":207598.522,"d":"207,599"},{"v":88856.646,"d":"88,857"},{"v":207598.522,"d":"207,599"},{"v":88856.646,"d":"88,857"},{"v":39186,"d":"39,186"},{"v":17164,"d":"17,164"},{"v":32.152,"d":"32"},{"v":13.806,"d":"14"},{"v":0.332,"d":"0"},{"v":12132.997,"d":"12,133"},{"v":457.676,"d":"458"},{"v":45.768,"d":"46"},{"v":12145.538,"d":"12,146"},null,1.641,1.609,0.017,619.252,0.012,{"v":1E-3,"d":"0.001"},619.892,null,{"v":0.31,"d":"0.310"},0.311,0.003,116.889,{"v":2E-3,"d":"0.002"},{"v":0,"d":"0.000"},{"v":117.01,"d":"117.010"},null,1.641,1.609,0.017,619.252,0.012,{"v":1E-3,"d":"0.001"},619.892,null,{"v":72.664,"d":"73"},{"v":31.201,"d":"31"},{"v":0.75,"d":"1"},{"v":27421.02,"d":"27,421"},{"v":1034.366,"d":"1,034"},{"v":103.437,"d":"103"},null,{"v":469180.281,"d":"469,180"},{"v":200819.281,"d":"200,819"},{"v":469180.281,"d":"469,180"},{"v":200819.281,"d":"200,819"},"EIA","EIA","EIA","EIA","EIA","EIA","--","EIA","EIA",{"$nulls":6},{"v":261581.759,"d":"261,582"},{"v":111962.635,"d":"111,963"},{"v":40.512,"d":"41"},{"v":17.395,"d":"17"},{"v":0.418,"d":"0"},{"v":15288.022,"d":"15,288"},{"v":576.689,"d":"577"},{"v":57.669,"d":"58"},{"v":5297.772738,"d":"5,297.773"},0,0,{"v":39186,"d":"39,186"},0,0,0,0,0,0,0,0,{"v":39186,"d":"39,186"},0,0,{"v":39186,"d":"39,186"},0,{"v":0,"d":"0.0%"},{"v":0,"d":"0.0%"},{"v":1,"d":"100.0%"},{"v":0,"d":"0.0%"},{"v":0,"d":"0.0%"},{"v":0,"d":"0.0%"},{"v":0,"d":"0.0%"},{"v":0,"d":"0.0%"},{"v":0,"d":"0.0%"},{"v":0,"d":"0.0%"},{"v":0,"d":"0.0%"},{"v":1,"d":"100.0%"},{"v":0,"d":"0.0%"},{"v":0,"d":"0.0%"},{"v":1,"d":"100.0%"},{"v":0,"d":"0.0%"}]
[326,2019,"AZ","Arizona Western College PV",57765,"Arizona Public Service Co",803,"Main Street Power",58863,"IPP Non-CHP","Arizona Public Service Company","AZPS","WECC","AZNM","WECC Southwest",null,"04","027","Yuma",32.687778,-114.49611,7,7,"SUN","SOLAR",null,{"v":0.16352,"d":"0.1635"},5.7,{"$nulls":9},{"v":72711,"d":"72,711"},{"v":38270.999,"d":"38,271"},{"v":8165.001,"d":"8,165"},{"v":4297.999,"d":"4,298"},{"$nulls":41},{"v":72711,"d":"72,711"},{"v":38270.999,"d":"38,271"},{"$nulls":6},"--","EIA","EIA",{"$nulls":15},0,0,0,0,0,0,0,{"v":8165,"d":"8,165"},0,0,0,0,{"v":8165,"d":"8,165"},{"v":8165,"d":"8,165"},0,{"v":8165,"d":"8,165"},{"v":0,"d":"0.0%"},{"v":0,"d":"0.0%"},{"v":0,"d":"0.0%"},{"v":0,"d":"0.0%"},{"v":0,"d":"0.0%"},{"v":0,"d":"0.0%"},{"v":0,"d":"0.0%"},{"v":1,"d":"100.0%"},{"v":0,"d":"0.0%"},{"v":0,"d":"0.0%"},{"v":0,"d":"0.0%"},{"v":0,"d":"0.0%"},{"v":1,"d":"100.0%"},{"v":1,"d":"100.0%"},{"v":0,"d":"0.0%"},{"v":1,"d":"100.0%"}]
[327,2019,"AZ","Arlington Valley Energy Facility",55282,"Salt River Project",16572,"Arlington Valley LLC",56812,"IPP Non-CHP","Arlington Valley, LLC - AVBA","DEAA","WECC","AZNM","WECC Southwest",null,"04","013","Maricopa",33.3417,-112.8897,2,3,"NG","GAS",null,{"v":0.46887,"d":"0.4689"},{"v":713,"d":"713.0"},{"v":0.551886203385272,"d":"0.5519"},{"$nulls":6},{"v":21426908,"d":"21,426,908"},{"v":10316086,"d":"10,316,086"},{"v":21426908,"d":"21,426,908"},{"v":10316086,"d":"10,316,086"},{"v":2928495,"d":"2,928,495"},{"v":1398136,"d":"1,398,136"},{"v":81.435,"d":"81"},{"v":38.973,"d":"39"},{"v":6.429,"d":"6"},{"v":1273371.125,"d":"1,273,371"},{"v":47388.424,"d":"47,388"},{"v":4738.842,"d":"4,739"},{"v":1274669.568,"d":"1,274,670"},null,0.056,0.056,0.004,869.642,0.016,{"v":2E-3,"d":"0.002"},870.529,null,0.008,0.008,{"v":1E-3,"d":"0.001"},118.857,{"v":2E-3,"d":"0.002"},{"v":0,"d":"0.000"},118.978,null,0.056,0.056,0.004,869.642,0.016,{"v":2E-3,"d":"0.002"},870.529,null,{"v":81.435,"d":"81"},{"v":38.973,"d":"39"},{"v":6.429,"d":"6"},{"v":1273371.125,"d":"1,273,371"},{"v":47388.424,"d":"47,388"},{"v":4738.842,"d":"4,739"},null,{"v":21426908,"d":"21,426,908"},{"v":10316086,"d":"10,316,086"},{"v":21426908,"d":"21,426,908"},{"v":10316086,"d":"10,316,086"},"EPA/CAMD","EPA/CAMD","EPA/CAMD","EPA/CAMD","EIA","EIA","--","EPA/CAMD","EPA/CAMD",{"$nulls":14},{"v":7316.696119,"d":"7,316.696"},0,0,{"v":2928495,"d":"2,928,495"},0,0,0,0,0,0,0,0,{"v":2928495,"d":"2,928,495"},0,0,{"v":2928495,"d":"2,928,495"},0,{"v":0,"d":"0.0%"},{"v":0,"d":"0.0%"},{"v":1,"d":"100.0%"},{"v":0,"d":"0.0%"},{"v":0,"d":"0.0%"},{"v":0,"d":"0.0%"},{"v":0,"d":"0.0%"},{"v":0,"d":"0.0%"},{"v":0,"d":"0.0%"},{"v":0,"d":"0.0%"},{"v":0,"d":"0.0%"},{"v":1,"d":"100.0%"},{"v":0,"d":"0.0%"},{"v":0,"d":"0.0%"},{"v":1,"d":"100.0%"},{"v":0,"d":"0.0%"}]
[328,2019,"AZ","Arlington Valley Solar Energy I",57679,"Salt River Project",16572,"Consolidated Edison Development Inc.",56769,"IPP Non-CHP","Arizona Public Service Company","AZPS","WECC","AZNM","WECC Southwest",null,"04","013","Maricopa",33.321667,-112.880555,1,1,"SUN","SOLAR",null,null,{"v":127,"d":"127.0"},{"$nulls":62},"--"]
[329,2019,"AZ","Arlington Valley Solar Energy II",57680,"Salt River Project",16572,"Arlington Valley Solar Energy II LLC",57004,"IPP Non-CHP","Arizona Public Service Company","AZPS","WECC","AZNM","WECC Southwest",null,"04","013","Maricopa",33.305,-112.833888,5,5,"SUN","SOLAR",null,0.3083,{"v":129,"d":"129.0"},{"$nulls":9},{"v":3102413.125,"d":"3,102,413"},{"v":1632932.984,"d":"1,632,933"},{"v":348390.001,"d":"348,390"},{"v":183372.998,"d":"183,373"},{"$nulls":41},{"v":3102413.125,"d":"3,102,413"},{"v":1632932.984,"d":"1,632,933"},{"$nulls":6},"--","EIA","EIA",{"$nulls":15},0,0,0,0,0,0,0,{"v":348390,"d":"348,390"},0,0,0,0,{"v":348390,"d":"348,390"},{"v":348390,"d":"348,390"},0,{"v":348390,"d":"348,390"},{"v":0,"d":"0.0%"},{"v":0,"d":"0.0%"},{"v":0,"d":"0.0%"},{"v":0,"d":"0.0%"},{"v":0,"d":"0.0%"},{"v":0,"d":"0.0%"},{"v":0,"d":"0.0%"},{"v":1,"d":"100.0%"},{"v":0,"d":"0.0%"},{"v":0,"d":"0.0%"},{"v":0,"d":"0.0%"},{"v":0,"d":"0.0%"},{"v":1,"d":"100.0%"},{"v":1,"d":"100.0%"},{"v":0,"d":"0.0%"},{"v":1,"d":"100.0%"}]
[330,2019,"AZ","Arzon Solar UASTP Solar Power Station",57930,"Tucson Electric Power Co",24211,"FRB Solar LLC",61055,"IPP Non-CHP","Tucson Electric Power Company","TEPC","WECC","AZNM","WECC Southwest",null,"04","019","Pima",32.108147,-110.824662,1,1,"SUN","SOLAR",null,null,1.9,{"$nulls":62},"--"]
[331,2019,"AZ","Atlas",63798,null,-9999,"174 Power Global Corp.",61222,"IPP Non-CHP","Arizona Public Service Company","AZPS","WECC","AZNM","WECC Southwest",null,"04","012","La Paz",33.94345,-113.79165,2,2,{"$nulls":4},{"v":600,"d":"600.0"},{"$nulls":62},"--"]
[332,2019,"AZ","Avalon Solar",59168,"Tucson Electric Power Co",24211,"Avalon Solar",59384,"IPP Non-CHP","Tucson Electric Power Company","TEPC","WECC","AZNM","WECC Southwest",null,"04","019","Pima",32.001389,-110.960556,1,1,"SUN","SOLAR",null,{"v":0.29112,"d":"0.2911"},{"v":29,"d":"29.0"},{"$nulls":9},{"v":658568,"d":"658,568"},{"v":346633,"d":"346,633"},{"v":73955,"d":"73,955"},{"v":38926,"d":"38,926"},{"$nulls":41},{"v":658568,"d":"658,568"},{"v":346633,"d":"346,633"},{"$nulls":6},"--","EIA","EIA",{"$nulls":15},0,0,0,0,0,0,0,{"v":73955,"d":"73,955"},0,0,0,0,{"v":73955,"d":"73,955"},{"v":73955,"d":"73,955"},0,{"v":73955,"d":"73,955"},{"v":0,"d":"0.0%"},{"v":0,"d":"0.0%"},{"v":0,"d":"0.0%"},{"v":0,"d":"0.0%"},{"v":0,"d":"0.0%"},{"v":0,"d":"0.0%"},{"v":0,"d":"0.0%"},{"v":1,"d":"100.0%"},{"v":0,"d":"0.0%"},{"v":0,"d":"0.0%"},{"v":0,"d":"0.0%"},{"v":0,"d":"0.0%"},{"v":1,"d":"100.0%"},{"v":1,"d":"100.0%"},{"v":0,"d":"0.0%"},{"v":1,"d":"100.0%"}]
[333,2019,"AZ","Avalon Solar II",60062,"Tucson Electric Power Co",24211,"Avalon Solar Partners II, LLC",59789,"IPP Non-CHP","Tucson Electric Power Company","TEPC","WECC","AZNM","WECC Southwest",null,"04","019","Pima",32.000854,-110.958427,1,1,"SUN","SOLAR",null,{"v":0.30534,"d":"0.3053"},{"v":16,"d":"16.0"},{"$nulls":9},{"v":381105,"d":"381,105"},{"v":200592,"d":"200,592"},{"v":42797,"d":"42,797"},{"v":22526,"d":"22,526"},{"$nulls":41},{"v":381105,"d":"381,105"},{"v":200592,"d":"200,592"},{"$nulls":6},"--","EIA","EIA",{"$nulls":15},0,0,0,0,0,0,0,{"v":42797,"d":"42,797"},0,0,0,0,{"v":42797,"d":"42,797"},{"v":42797,"d":"42,797"},0,{"v":42797,"d":"42,797"},{"v":0,"d":"0.0%"},{"v":0,"d":"0.0%"},{"v":0,"d":"0.0%"},{"v":0,"d":"0.0%"},{"v":0,"d":"0.0%"},{"v":0,"d":"0.0%"},{"v":0,"d":"0.0%"},{"v":1,"d":"100.0%"},{"v":0,"d":"0.0%"},{"v":0,"d":"0.0%"},{"v":0,"d":"0.0%"},{"v":0,"d":"0.0%"},{"v":1,"d":"100.0%"},{"v":1,"d":"100.0%"},{"v":0,"d":"0.0%"},{"v":1,"d":"100.0%"}]
[334,2019,"AZ","Avra Valley Solar",57657,"Tucson Electric Power Co",24211,"NRG Solar Avra Valley",59398,"IPP Non-CHP","Tucson Electric Power Company","TEPC","WECC","AZNM","WECC Southwest",null,"04","019","Pima",32.371667,-111.282777,1,1,"SUN","SOLAR",null,{"v":0.29458,"d":"0.2946"},26.5,{"$nulls":9},{"v":608958,"d":"608,958"},{"v":320521,"d":"320,521"},{"v":68384,"d":"68,384"},{"v":35993,"d":"35,993"},{"$nulls":41},{"v":608958,"d":"608,958"},{"v":320521,"d":"320,521"},{"$nulls":6},"--","EIA","EIA",{"$nulls":15},0,0,0,0,0,0,0,{"v":68384,"d":"68,384"},0,0,0,0,{"v":68384,"d":"68,384"},{"v":68384,"d":"68,384"},0,{"v":68384,"d":"68,384"},{"v":0,"d":"0.0%"},{"v":0,"d":"0.0%"},{"v":0,"d":"0.0%"},{"v":0,"d":"0.0%"},{"v":0,"d":"0.0%"},{"v":0,"d":"0.0%"},{"v":0,"d":"0.0%"},{"v":1,"d":"100.0%"},{"v":0,"d":"0.0%"},{"v":0,"d":"0.0%"},{"v":0,"d":"0.0%"},{"v":0,"d":"0.0%"},{"v":1,"d":"100.0%"},{"v":1,"d":"100.0%"},{"v":0,"d":"0.0%"},{"v":1,"d":"100.0%"}]
[335,2019,"AZ","AZ State University - Tempe Campus Solar",62643,"Arizona Public Service Co",803,"Arizona State University FDM",62083,"Commercial Non-CHP","Arizona Public Service Company","AZPS","WECC","AZNM","WECC Southwest",null,"04","013","Maricopa",33.424279,-111.92822,11,11,"SUN","SOLAR",null,{"v":0.38389,"d":"0.3839"},2.4,{"$nulls":9},{"v":71872.001,"d":"71,872"},{"v":37828.998,"d":"37,829"},{"v":8071.002,"d":"8,071"},{"v":4248,"d":"4,248"},{"$nulls":41},{"v":71872.001,"d":"71,872"},{"v":37828.998,"d":"37,829"},{"$nulls":6},"--","EIA","EIA",{"$nulls":15},0,0,0,0,0,0,0,{"v":8071,"d":"8,071"},0,0,0,0,{"v":8071,"d":"8,071"},{"v":8071,"d":"8,071"},0,{"v":8071,"d":"8,071"},{"v":0,"d":"0.0%"},{"v":0,"d":"0.0%"},{"v":0,"d":"0.0%"},{"v":0,"d":"0.0%"},{"v":0,"d":"0.0%"},{"v":0,"d":"0.0%"},{"v":0,"d":"0.0%"},{"v":1,"d":"100.0%"},{"v":0,"d":"0.0%"},{"v":0,"d":"0.0%"},{"v":0,"d":"0.0%"},{"v":0,"d":"0.0%"},{"v":1,"d":"100.0%"},{"v":1,"d":"100.0%"},{"v":0,"d":"0.0%"},{"v":1,"d":"100.0%"}]
[336,2019,"AZ","Badger 1",58262,"Arizona Public Service Co",803,"Desert Sky Solar LLC",58239,"IPP Non-CHP","Arizona Public Service Company","AZPS","WECC","AZNM","WECC Southwest",null,"04","013","Maricopa",33.498003,-112.813458,1,1,"SUN","SOLAR",null,{"v":0.30063,"d":"0.3006"},14.8,{"$nulls":9},{"v":347081,"d":"347,081"},{"v":182683,"d":"182,683"},{"v":38976,"d":"38,976"},{"v":20515,"d":"20,515"},{"$nulls":41},{"v":347081,"d":"347,081"},{"v":182683,"d":"182,683"},{"$nulls":6},"--","EIA","EIA",{"$nulls":15},0,0,0,0,0,0,0,{"v":38976,"d":"38,976"},0,0,0,0,{"v":38976,"d":"38,976"},{"v":38976,"d":"38,976"},0,{"v":38976,"d":"38,976"},{"v":0,"d":"0.0%"},{"v":0,"d":"0.0%"},{"v":0,"d":"0.0%"},{"v":0,"d":"0.0%"},{"v":0,"d":"0.0%"},{"v":0,"d":"0.0%"},{"v":0,"d":"0.0%"},{"v":1,"d":"100.0%"},{"v":0,"d":"0.0%"},{"v":0,"d":"0.0%"},{"v":0,"d":"0.0%"},{"v":0,"d":"0.0%"},{"v":1,"d":"100.0%"},{"v":1,"d":"100.0%"},{"v":0,"d":"0.0%"},{"v":1,"d":"100.0%"}]
[337,2019,"AZ","Black Mountain Generating Station",56482,"UNS Electric, Inc",19728,"UNS Electric, Inc",19728,"Electric Utility","Tucson Electric Power Company","TEPC","WECC","AZNM","WECC Southwest",null,"04","015","Mohave",35.0361,-114.1594,2,2,"NG","GAS",null,{"v":0.09246,"d":"0.0925"},{"v":121,"d":"121.0"},{"v":1,"d":"1.0000"},{"$nulls":6},{"v":1007174.266,"d":"1,007,174"},{"v":419530.037,"d":"419,530"},{"v":1007174.266,"d":"1,007,174"},{"v":419530.037,"d":"419,530"},{"v":98009,"d":"98,009"},{"v":48276,"d":"48,276"},{"v":44.726,"d":"45"},{"v":17.673,"d":"18"},{"v":1.763,"d":"2"},{"v":59857.117,"d":"59,857"},{"v":2220.279,"d":"2,220"},{"v":222.028,"d":"222"},{"v":59917.953,"d":"59,918"},null,0.913,0.732,0.036,{"v":1221.462,"d":"1,221.462"},0.023,{"v":2E-3,"d":"0.002"},{"v":1222.703,"d":"1,222.703"},null,0.089,0.084,0.004,118.861,{"v":2E-3,"d":"0.002"},{"v":0,"d":"0.000"},118.982,null,0.913,0.732,0.036,{"v":1221.462,"d":"1,221.462"},0.023,{"v":2E-3,"d":"0.002"},{"v":1222.703,"d":"1,222.703"},null,{"v":44.726,"d":"45"},{"v":17.673,"d":"18"},{"v":1.763,"d":"2"},{"v":59857.117,"d":"59,857"},{"v":2220.279,"d":"2,220"},{"v":222.028,"d":"222"},null,{"v":1007174.266,"d":"1,007,174"},{"v":419530.037,"d":"419,530"},{"v":1007174.266,"d":"1,007,174"},{"v":419530.037,"d":"419,530"},"EPA/CAMD","EPA/CAMD","EPA/CAMD","EPA/CAMD","EIA","EIA","--","EPA/CAMD","EPA/CAMD",{"$nulls":14},{"v":10276.344679,"d":"10,276.345"},0,0,{"v":98009,"d":"98,009"},0,0,0,0,0,0,0,0,{"v":98009,"d":"98,009"},0,0,{"v":98009,"d":"98,009"},0,{"v":0,"d":"0.0%"},{"v":0,"d":"0.0%"},{"v":1,"d":"100.0%"},{"v":0,"d":"0.0%"},{"v":0,"d":"0.0%"},{"v":0,"d":"0.0%"},{"v":0,"d":"0.0%"},{"v":0,"d":"0.0%"},{"v":0,"d":"0.0%"},{"v":0,"d":"0.0%"},{"v":0,"d":"0.0%"},{"v":1,"d":"100.0%"},{"v":0,"d":"0.0%"},{"v":0,"d":"0.0%"},{"v":1,"d":"100.0%"},{"v":0,"d":"0.0%"}]
[338,2019,"AZ","Black Mountain Solar LLC",58042,"UNS Electric, Inc",19728,"Black Mountain Solar LLC",57413,"IPP Non-CHP","Arizona Public Service Company","AZPS","WECC","AZNM","WECC Southwest",null,"04","015","Mohave",35.0227,-114.1627,1,1,"SUN","SOLAR",null,{"v":0.26418,"d":"0.2642"},{"v":9,"d":"9.0"},{"$nulls":9},{"v":185474,"d":"185,474"},{"v":97623,"d":"97,623"},{"v":20828,"d":"20,828"},{"v":10963,"d":"10,963"},{"$nulls":41},{"v":185474,"d":"185,474"},{"v":97623,"d":"97,623"},{"$nulls":6},"--","EIA","EIA",{"$nulls":15},0,0,0,0,0,0,0,{"v":20828,"d":"20,828"},0,0,0,0,{"v":20828,"d":"20,828"},{"v":20828,"d":"20,828"},0,{"v":20828,"d":"20,828"},{"v":0,"d":"0.0%"},{"v":0,"d":"0.0%"},{"v":0,"d":"0.0%"},{"v":0,"d":"0.0%"},{"v":0,"d":"0.0%"},{"v":0,"d":"0.0%"},{"v":0,"d":"0.0%"},{"v":1,"d":"100.0%"},{"v":0,"d":"0.0%"},{"v":0,"d":"0.0%"},{"v":0,"d":"0.0%"},{"v":0,"d":"0.0%"},{"v":1,"d":"100.0%"},{"v":1,"d":"100.0%"},{"v":0,"d":"0.0%"},{"v":1,"d":"100.0%"}]
[339,2019,"AZ","Bonnybrooke PV",60413,"Salt River Project",16572,"Apple, Inc",57369,"IPP Non-CHP","Salt River Project","SRP","WECC","AZNM","WECC Southwest",null,"04","021","Pinal",33.053,-111.34,1,1,"SUN","SOLAR",null,{"v":0.31082,"d":"0.3108"},{"v":50,"d":"50.0"},{"$nulls":9},{"v":1212334,"d":"1,212,334"},{"v":638103,"d":"638,103"},{"v":136141,"d":"136,141"},{"v":71657,"d":"71,657"},{"$nulls":41},{"v":1212334,"d":"1,212,334"},{"v":638103,"d":"638,103"},{"$nulls":6},"--","EIA","EIA",{"$nulls":15},0,0,0,0,0,0,0,{"v":136141,"d":"136,141"},0,0,0,0,{"v":136141,"d":"136,141"},{"v":136141,"d":"136,141"},0,{"v":136141,"d":"136,141"},{"v":0,"d":"0.0%"},{"v":0,"d":"0.0%"},{"v":0,"d":"0.0%"},{"v":0,"d":"0.0%"},{"v":0,"d":"0.0%"},{"v":0,"d":"0.0%"},{"v":0,"d":"0.0%"},{"v":1,"d":"100.0%"},{"v":0,"d":"0.0%"},{"v":0,"d":"0.0%"},{"v":0,"d":"0.0%"},{"v":0,"d":"0.0%"},{"v":1,"d":"100.0%"},{"v":1,"d":"100.0%"},{"v":0,"d":"0.0%"},{"v":1,"d":"100.0%"}]
[340,2019,"AZ","Buckeye Generation Center, LLC",59471,"Arizona Public Service Co",803,"Cogentrix Development Holdings, LLC",59235,"IPP Non-CHP","Arizona Public Service Company","AZPS","WECC","AZNM","WECC Southwest",null,"04","013","Maricopa",33.230833,-112.626389,6,6,"NG","GAS",null,null,652.2,{"$nulls":62},"--"]
[341,2019,"AZ","Buckeye Union HS District 201",58037,"Arizona Public Service Co",803,"Constellation Solar Arizona LLC",57408,"IPP Non-CHP","Arizona Public Service Company","AZPS","WECC","AZNM","WECC Southwest",null,"04","013","Maricopa",33.419167,-112.576111,1,1,"SUN","SOLAR",null,{"v":0.24945,"d":"0.2495"},3.3,{"$nulls":9},{"v":64214,"d":"64,214"},{"v":33799,"d":"33,799"},{"v":7211,"d":"7,211"},{"v":3795,"d":"3,795"},{"$nulls":41},{"v":64214,"d":"64,214"},{"v":33799,"d":"33,799"},{"$nulls":6},"--","EIA","EIA",{"$nulls":15},0,0,0,0,0,0,0,{"v":7211,"d":"7,211"},0,0,0,0,{"v":7211,"d":"7,211"},{"v":7211,"d":"7,211"},0,{"v":7211,"d":"7,211"},{"v":0,"d":"0.0%"},{"v":0,"d":"0.0%"},{"v":0,"d":"0.0%"},{"v":0,"d":"0.0%"},{"v":0,"d":"0.0%"},{"v":0,"d":"0.0%"},{"v":0,"d":"0.0%"},{"v":1,"d":"100.0%"},{"v":0,"d":"0.0%"},{"v":0,"d":"0.0%"},{"v":0,"d":"0.0%"},{"v":0,"d":"0.0%"},{"v":1,"d":"100.0%"},{"v":1,"d":"100.0%"},{"v":0,"d":"0.0%"},{"v":1,"d":"100.0%"}]
[342,2019,"AZ","Canyon Del Oro High School Solar",60685,"Tucson Electric Power Co",24211,"Constellation Solar Arizona 2, LLC",60404,"IPP Non-CHP","Tucson Electric Power Company","TEPC","WECC","AZNM","WECC Southwest",null,"04","019","Pima",32.374,-110.974,4,4,"SUN","SOLAR",null,{"v":0.22161,"d":"0.2216"},1.5,{"$nulls":9},{"v":25932,"d":"25,932"},{"v":13649,"d":"13,649"},{"v":2912,"d":"2,912"},{"v":1533,"d":"1,533"},{"$nulls":41},{"v":25932,"d":"25,932"},{"v":13649,"d":"13,649"},{"$nulls":6},"--","EIA","EIA",{"$nulls":15},0,0,0,0,0,0,0,{"v":2912,"d":"2,912"},0,0,0,0,{"v":2912,"d":"2,912"},{"v":2912,"d":"2,912"},0,{"v":2912,"d":"2,912"},{"v":0,"d":"0.0%"},{"v":0,"d":"0.0%"},{"v":0,"d":"0.0%"},{"v":0,"d":"0.0%"},{"v":0,"d":"0.0%"},{"v":0,"d":"0.0%"},{"v":0,"d":"0.0%"},{"v":1,"d":"100.0%"},{"v":0,"d":"0.0%"},{"v":0,"d":"0.0%"},{"v":0,"d":"0.0%"},{"v":0,"d":"0.0%"},{"v":1,"d":"100.0%"},{"v":1,"d":"100.0%"},{"v":0,"d":"0.0%"},{"v":1,"d":"100.0%"}]
[343,2019,"AZ","Childs",112,null,-9999,"Arizona Public Service Co",803,"Electric Utility","Arizona Public Service Company","AZPS","WECC","AZNM","WECC Southwest",null,"04","025","Yavapai",34.351111,-111.700556,3,3,"WAT","HYDRO",null,null,5.4,{"$nulls":62},"--"]
[344,2019,"AZ","Chino Solar Valley",57560,"Arizona Public Service Co",803,"Arizona Public Service Co",803,"Electric Utility","Arizona Public Service Company","AZPS","WECC","AZNM","WECC Southwest",null,"04","025","Yavapai",34.71843,-112.42899,1,1,"SUN","SOLAR",null,{"v":0.26932,"d":"0.2693"},{"v":19,"d":"19.0"},{"$nulls":9},{"v":399175,"d":"399,175"},{"v":210102,"d":"210,102"},{"v":44826,"d":"44,826"},{"v":23594,"d":"23,594"},{"$nulls":41},{"v":399175,"d":"399,175"},{"v":210102,"d":"210,102"},{"$nulls":6},"--","EIA","EIA",{"$nulls":15},0,0,0,0,0,0,0,{"v":44826,"d":"44,826"},0,0,0,0,{"v":44826,"d":"44,826"},{"v":44826,"d":"44,826"},0,{"v":44826,"d":"44,826"},{"v":0,"d":"0.0%"},{"v":0,"d":"0.0%"},{"v":0,"d":"0.0%"},{"v":0,"d":"0.0%"},{"v":0,"d":"0.0%"},{"v":0,"d":"0.0%"},{"v":0,"d":"0.0%"},{"v":1,"d":"100.0%"},{"v":0,"d":"0.0%"},{"v":0,"d":"0.0%"},{"v":0,"d":"0.0%"},{"v":0,"d":"0.0%"},{"v":1,"d":"100.0%"},{"v":1,"d":"100.0%"},{"v":0,"d":"0.0%"},{"v":1,"d":"100.0%"}]
[345,2019,"AZ","Cholla",113,"Arizona Public Service Co",803,"Arizona Public Service Co",803,"Electric Utility","Arizona Public Service Company","AZPS","WECC","AZNM","WECC Southwest",null,"04","017","Navajo",34.9394,-110.3033,3,4,"SUB","COAL","Yes",{"v":0.28142,"d":"0.2814"},{"v":1128.8,"d":"1,128.8"},{"v":0.86429679906842,"d":"0.8643"},{"$nulls":6},{"v":34282183.5,"d":"34,282,184"},{"v":14766337.25,"d":"14,766,337"},{"v":34282183.5,"d":"34,282,184"},{"v":14766337.25,"d":"14,766,337"},{"v":2782781,"d":"2,782,781"},{"v":1139979,"d":"1,139,979"},{"v":3094.734,"d":"3,095"},{"v":1325.675,"d":"1,326"},{"v":1518.008,"d":"1,518"},{"v":3517346.938,"d":"3,517,347"},{"v":749065.25,"d":"749,065"},{"v":108971.055,"d":"108,971"},{"v":3542946.94,"d":"3,542,947"},null,2.224,2.326,1.091,{"v":2527.937,"d":"2,527.937"},0.269,0.039,{"v":2546.335,"d":"2,546.335"},null,0.181,{"v":0.18,"d":"0.180"},0.089,{"v":205.2,"d":"205.200"},0.022,0.003,206.693,null,2.224,2.326,1.091,{"v":2527.937,"d":"2,527.937"},0.269,0.039,{"v":2546.335,"d":"2,546.335"},null,{"v":3094.734,"d":"3,095"},{"v":1325.675,"d":"1,326"},{"v":1518.008,"d":"1,518"},{"v":3517346.938,"d":"3,517,347"},{"v":749065.25,"d":"749,065"},{"v":108971.055,"d":"108,971"},null,{"v":34282183.5,"d":"34,282,184"},{"v":14766337.25,"d":"14,766,337"},{"v":34282183.5,"d":"34,282,184"},{"v":14766337.25,"d":"14,766,337"},"EPA/CAMD","EPA/CAMD","EPA/CAMD","EPA/CAMD","EIA","EIA","--","EPA/CAMD","EPA/CAMD",{"$nulls":14},{"v":12319.396744,"d":"12,319.397"},{"v":2778635.8,"d":"2,778,636"},{"v":3954.405,"d":"3,954"},{"v":190.82,"d":"191"},0,0,0,0,0,0,0,0,{"v":2782781.025,"d":"2,782,781"},0,0,{"v":2782781.025,"d":"2,782,781"},0,{"v":0.998510402017708,"d":"99.9%"},{"v":1.42102629149557E-3,"d":"0.1%"},{"v":6.85716907962602e-05,"d":"0.0%"},{"v":0,"d":"0.0%"},{"v":0,"d":"0.0%"},{"v":0,"d":"0.0%"},{"v":0,"d":"0.0%"},{"v":0,"d":"0.0%"},{"v":0,"d":"0.0%"},{"v":0,"d":"0.0%"},{"v":0,"d":"0.0%"},{"v":1,"d":"100.0%"},{"v":0,"d":"0.0%"},{"v":0,"d":"0.0%"},{"v":1,"d":"100.0%"},{"v":0,"d":"0.0%"}]
[346,2019,"AZ","Cogeneration 1",56229,"Tucson Electric Power Co",24211,"University of Arizona",49913,"Commercial CHP","Tucson Electric Power Company","TEPC","WECC","AZNM","WECC Southwest",null,"04","019","Pima",32.229922,-110.952797,1,1,"NG","GAS",null,{"v":0.70891,"d":"0.7089"},{"v":9,"d":"9.0"},{"v":0.151817393877896,"d":"0.1518"},null,"Yes",{"v":329380,"d":"329,380"},{"v":0.579,"d":"1"},{"v":0.435721,"d":"0.4357"},null,{"v":289219.942,"d":"289,220"},{"v":121679.127,"d":"121,679"},{"v":289219.942,"d":"289,220"},{"v":121679.127,"d":"121,679"},{"v":55890.43,"d":"55,890"},{"v":23423.56,"d":"23,424"},{"v":44.814,"d":"45"},{"v":18.902,"d":"19"},{"v":0.462,"d":"0"},{"v":16903.324,"d":"16,903"},{"v":637.622,"d":"638"},{"v":63.762,"d":"64"},{"v":16920.794,"d":"16,921"},null,1.604,1.614,0.017,604.874,0.011,{"v":1E-3,"d":"0.001"},605.499,null,{"v":0.31,"d":"0.310"},0.311,0.003,116.889,{"v":2E-3,"d":"0.002"},{"v":0,"d":"0.000"},{"v":117.01,"d":"117.010"},null,1.604,1.614,0.017,604.874,0.011,{"v":1E-3,"d":"0.001"},605.499,null,{"v":102.85,"d":"103"},{"v":43.381,"d":"43"},{"v":1.061,"d":"1"},{"v":38793.883,"d":"38,794"},{"v":1463.37,"d":"1,463"},{"v":146.337,"d":"146"},null,{"v":663772.688,"d":"663,773"},{"v":279259.031,"d":"279,259"},{"v":663772.688,"d":"663,773"},{"v":279259.031,"d":"279,259"},"EIA","EIA","EIA","EIA","EIA","EIA","--","EIA","EIA",{"$nulls":6},{"v":374552.745,"d":"374,553"},{"v":157579.905,"d":"157,580"},{"v":58.036,"d":"58"},{"v":24.479,"d":"24"},{"v":0.599,"d":"1"},{"v":21890.559,"d":"21,891"},{"v":825.749,"d":"826"},{"v":82.575,"d":"83"},{"v":5174.766812,"d":"5,174.767"},0,0,{"v":55890.43,"d":"55,890"},0,0,0,0,0,0,0,0,{"v":55890.43,"d":"55,890"},0,0,{"v":55890.43,"d":"55,890"},0,{"v":0,"d":"0.0%"},{"v":0,"d":"0.0%"},{"v":1,"d":"100.0%"},{"v":0,"d":"0.0%"},{"v":0,"d":"0.0%"},{"v":0,"d":"0.0%"},{"v":0,"d":"0.0%"},{"v":0,"d":"0.0%"},{"v":0,"d":"0.0%"},{"v":0,"d":"0.0%"},{"v":0,"d":"0.0%"},{"v":1,"d":"100.0%"},{"v":0,"d":"0.0%"},{"v":0,"d":"0.0%"},{"v":1,"d":"100.0%"},{"v":0,"d":"0.0%"}]
[347,2019,"AZ","Cogeneration 2",59233,"Tucson Electric Power Co",24211,"University of Arizona",49913,"Commercial CHP","Tucson Electric Power Company","TEPC","WECC","AZNM","WECC Southwest",null,"04","019","Pima",32.240833,-110.948333,1,1,"NG","GAS",null,{"v":0.78763,"d":"0.7876"},{"v":6,"d":"6.0"},{"v":0.020622146118721,"d":"0.0206"},null,"Yes",{"v":292180,"d":"292,180"},{"v":0.484,"d":"0"},{"v":0.39201,"d":"0.3920"},null,{"v":212785.562,"d":"212,786"},{"v":89293.583,"d":"89,294"},{"v":212785.562,"d":"212,786"},{"v":89293.583,"d":"89,294"},{"v":41397.66,"d":"41,398"},{"v":17316.44,"d":"17,316"},{"v":32.969,"d":"33"},{"v":13.871,"d":"14"},{"v":0.34,"d":"0"},{"v":12436.152,"d":"12,436"},{"v":469.112,"d":"469"},{"v":46.911,"d":"47"},{"v":12449.005,"d":"12,449"},null,1.593,1.602,0.016,600.814,0.011,{"v":1E-3,"d":"0.001"},601.435,null,{"v":0.31,"d":"0.310"},0.311,0.003,116.889,{"v":2E-3,"d":"0.002"},{"v":0,"d":"0.000"},{"v":117.01,"d":"117.010"},null,1.593,1.602,0.016,600.814,0.011,{"v":1E-3,"d":"0.001"},601.435,null,{"v":84.102,"d":"84"},{"v":35.384,"d":"35"},{"v":0.867,"d":"1"},{"v":31724.084,"d":"31,724"},{"v":1196.683,"d":"1,197"},{"v":119.668,"d":"120"},null,{"v":542806.75,"d":"542,807"},{"v":227784.062,"d":"227,784"},{"v":542806.75,"d":"542,807"},{"v":227784.062,"d":"227,784"},"EIA","EIA","EIA","EIA","EIA","EIA","--","EIA","EIA",{"$nulls":6},{"v":330021.188,"d":"330,021"},{"v":138490.479,"d":"138,490"},{"v":51.133,"d":"51"},{"v":21.513,"d":"22"},{"v":0.527,"d":"1"},{"v":19287.932,"d":"19,288"},{"v":727.572,"d":"728"},{"v":72.757,"d":"73"},{"v":5140.038399,"d":"5,140.038"},0,0,{"v":41397.66,"d":"41,398"},0,0,0,0,0,0,0,0,{"v":41397.66,"d":"41,398"},0,0,{"v":41397.66,"d":"41,398"},0,{"v":0,"d":"0.0%"},{"v":0,"d":"0.0%"},{"v":1,"d":"100.0%"},{"v":0,"d":"0.0%"},{"v":0,"d":"0.0%"},{"v":0,"d":"0.0%"},{"v":0,"d":"0.0%"},{"v":0,"d":"0.0%"},{"v":0,"d":"0.0%"},{"v":0,"d":"0.0%"},{"v":0,"d":"0.0%"},{"v":1,"d":"100.0%"},{"v":0,"d":"0.0%"},{"v":0,"d":"0.0%"},{"v":1,"d":"100.0%"},{"v":0,"d":"0.0%"}]
[348,2019,"AZ","Cogenra - TEP",58832,"Tucson Electric Power Co",24211,"Terraform Arcadia",63249,"IPP Non-CHP","Tucson Electric Power Company","TEPC","WECC","AZNM","WECC Southwest",null,"04","019","Pima",32.101944,-110.813333,1,1,"SUN","SOLAR",null,{"v":0.23904,"d":"0.2390"},{"v":1,"d":"1.0"},{"$nulls":9},{"v":18646,"d":"18,646"},{"v":9815,"d":"9,815"},{"v":2094,"d":"2,094"},{"v":1102,"d":"1,102"},{"$nulls":41},{"v":18646,"d":"18,646"},{"v":9815,"d":"9,815"},{"$nulls":6},"--","EIA","EIA",{"$nulls":15},0,0,0,0,0,0,0,{"v":2094,"d":"2,094"},0,0,0,0,{"v":2094,"d":"2,094"},{"v":2094,"d":"2,094"},0,{"v":2094,"d":"2,094"},{"v":0,"d":"0.0%"},{"v":0,"d":"0.0%"},{"v":0,"d":"0.0%"},{"v":0,"d":"0.0%"},{"v":0,"d":"0.0%"},{"v":0,"d":"0.0%"},{"v":0,"d":"0.0%"},{"v":1,"d":"100.0%"},{"v":0,"d":"0.0%"},{"v":0,"d":"0.0%"},{"v":0,"d":"0.0%"},{"v":0,"d":"0.0%"},{"v":1,"d":"100.0%"},{"v":1,"d":"100.0%"},{"v":0,"d":"0.0%"},{"v":1,"d":"100.0%"}]
[349,2019,"AZ","Concord Blue Eagar, LLC",60374,"Navopache Electric Coop, Inc",13318,"Concord Blue Eagar, LLC",60167,"IPP Non-CHP","Public Service Company of New Mexico","PNM","WECC","AZNM","WECC Southwest",null,"04","001","Apache",34.11494,-109.37503,2,2,"OBG","BIOMASS",null,null,1.2,{"$nulls":62},"--"]
[350,2019,"AZ","Coolidge Generating Station",56948,"Salt River Project",16572,"Salt River Project",16572,"Electric Utility","Salt River Project","SRP","WECC","AZNM","WECC Southwest",null,"04","021","Pinal",32.917399,-111.503327,12,12,"NG","GAS",null,{"v":0.05192,"d":"0.0519"},{"v":726,"d":"726.0"},{"v":1,"d":"1.0000"},{"$nulls":6},{"v":3444174.062,"d":"3,444,174"},{"v":1831950.82,"d":"1,831,951"},{"v":3444174.062,"d":"3,444,174"},{"v":1831950.82,"d":"1,831,951"},{"v":330192,"d":"330,192"},{"v":173907,"d":"173,907"},{"v":15.918,"d":"16"},{"v":7.478,"d":"7"},{"v":1.033,"d":"1"},{"v":204676.643,"d":"204,677"},{"v":7585.021,"d":"7,585"},{"v":758.502,"d":"759"},{"v":204884.472,"d":"204,884"},null,0.096,0.086,0.006,{"v":1239.743,"d":"1,239.743"},0.023,{"v":2E-3,"d":"0.002"},{"v":1241.002,"d":"1,241.002"},null,0.009,0.008,{"v":1E-3,"d":"0.001"},118.854,{"v":2E-3,"d":"0.002"},{"v":0,"d":"0.000"},118.975,null,0.096,0.086,0.006,{"v":1239.744,"d":"1,239.744"},0.023,{"v":2E-3,"d":"0.002"},{"v":1241.003,"d":"1,241.003"},null,{"v":15.918,"d":"16"},{"v":7.478,"d":"7"},{"v":1.033,"d":"1"},{"v":204676.643,"d":"204,677"},{"v":7585.021,"d":"7,585"},{"v":758.502,"d":"759"},null,{"v":3444174.062,"d":"3,444,174"},{"v":1831950.82,"d":"1,831,951"},{"v":3444174.062,"d":"3,444,174"},{"v":1831950.82,"d":"1,831,951"},"EPA/CAMD","EPA/CAMD","EPA/CAMD","EPA/CAMD","EIA","EIA","--","EPA/CAMD","EPA/CAMD",{"$nulls":14},{"v":10430.828574,"d":"10,430.829"},0,0,{"v":330191.8,"d":"330,192"},0,0,0,0,0,0,0,0,{"v":330191.8,"d":"330,192"},0,0,{"v":330191.8,"d":"330,192"},0,{"v":0,"d":"0.0%"},{"v":0,"d":"0.0%"},{"v":1,"d":"100.0%"},{"v":0,"d":"0.0%"},{"v":0,"d":"0.0%"},{"v":0,"d":"0.0%"},{"v":0,"d":"0.0%"},{"v":0,"d":"0.0%"},{"v":0,"d":"0.0%"},{"v":0,"d":"0.0%"},{"v":0,"d":"0.0%"},{"v":1,"d":"100.0%"},{"v":0,"d":"0.0%"},{"v":0,"d":"0.0%"},{"v":1,"d":"100.0%"},{"v":0,"d":"0.0%"}]
[351,2019,"AZ","Copper Crossing Energy Center",58413,"Salt River Project",16572,"Salt River Project",16572,"Electric Utility","Salt River Project","SRP","WECC","AZNM","WECC Southwest",null,"04","021","Pinal",33.15512,-111.483636,9,9,"NG","GAS",null,null,{"v":1678,"d":"1,678.0"},{"$nulls":62},"--"]
[352,2019,"AZ","Coronado Generating Station",6177,"Salt River Project",16572,"Salt River Project",16572,"Electric Utility","Salt River Project","SRP","WECC","AZNM","WECC Southwest",null,"04","001","Apache",34.5789,-109.2708,2,2,"RC","COAL","Yes",{"v":0.28823,"d":"0.2882"},821.8,{"v":0.852955451392477,"d":"0.8530"},{"$nulls":6},{"v":26665905,"d":"26,665,905"},{"v":14481435,"d":"14,481,435"},{"v":26665905,"d":"26,665,905"},{"v":14481435,"d":"14,481,435"},{"v":2074935,"d":"2,074,935"},{"v":1120363,"d":"1,120,363"},{"v":1831.045,"d":"1,831"},{"v":1068.764,"d":"1,069"},{"v":86.512,"d":"87"},{"v":2796719.75,"d":"2,796,720"},{"v":557763.126,"d":"557,763"},{"v":81168.168,"d":"81,168"},{"v":2815785.846,"d":"2,815,786"},null,1.765,1.908,0.083,{"v":2695.718,"d":"2,695.718"},0.269,0.039,{"v":2714.095,"d":"2,714.095"},null,0.137,0.148,0.006,{"v":209.76,"d":"209.760"},0.021,0.003,{"v":211.19,"d":"211.190"},null,1.765,1.908,0.083,{"v":2695.718,"d":"2,695.718"},0.269,0.039,{"v":2714.095,"d":"2,714.095"},null,{"v":1831.045,"d":"1,831"},{"v":1068.764,"d":"1,069"},{"v":86.512,"d":"87"},{"v":2796719.75,"d":"2,796,720"},{"v":557763.126,"d":"557,763"},{"v":81168.168,"d":"81,168"},null,{"v":26665905,"d":"26,665,905"},{"v":14481435,"d":"14,481,435"},{"v":26665905,"d":"26,665,905"},{"v":14481435,"d":"14,481,435"},"EPA/CAMD","EPA/CAMD","EPA/CAMD","EPA/CAMD","EIA","EIA","--","EPA/CAMD","EPA/CAMD",{"$nulls":14},{"v":12851.441247,"d":"12,851.441"},{"v":2063038.829,"d":"2,063,039"},{"v":11896.152,"d":"11,896"},0,0,0,0,0,0,0,0,0,{"v":2074934.981,"d":"2,074,935"},0,0,{"v":2074934.981,"d":"2,074,935"},0,{"v":0.994266735050046,"d":"99.4%"},{"v":0.00573326494995363,"d":"0.6%"},{"v":0,"d":"0.0%"},{"v":0,"d":"0.0%"},{"v":0,"d":"0.0%"},{"v":0,"d":"0.0%"},{"v":0,"d":"0.0%"},{"v":0,"d":"0.0%"},{"v":0,"d":"0.0%"},{"v":0,"d":"0.0%"},{"v":0,"d":"0.0%"},{"v":1,"d":"100.0%"},{"v":0,"d":"0.0%"},{"v":0,"d":"0.0%"},{"v":1,"d":"100.0%"},{"v":0,"d":"0.0%"}]
[353,2019,"AZ","Cotton Center Solar Hybrid",57561,"Arizona Public Service Co",803,"Arizona Public Service Co",803,"Electric Utility","Arizona Public Service Company","AZPS","WECC","AZNM","WECC Southwest",null,"04","013","Maricopa",33.034722,-112.661667,2,2,"SUN","SOLAR",null,{"v":0.13119,"d":"0.1312"},{"v":34,"d":"34.0"},{"$nulls":9},{"v":347963,"d":"347,963"},{"v":183148,"d":"183,148"},{"v":39075,"d":"39,075"},{"v":20567,"d":"20,567"},{"$nulls":41},{"v":347963,"d":"347,963"},{"v":183148,"d":"183,148"},{"$nulls":6},"--","EIA","EIA",{"$nulls":15},0,0,0,0,0,0,0,{"v":39075,"d":"39,075"},0,0,0,0,{"v":39075,"d":"39,075"},{"v":39075,"d":"39,075"},0,{"v":39075,"d":"39,075"},{"v":0,"d":"0.0%"},{"v":0,"d":"0.0%"},{"v":0,"d":"0.0%"},{"v":0,"d":"0.0%"},{"v":0,"d":"0.0%"},{"v":0,"d":"0.0%"},{"v":0,"d":"0.0%"},{"v":1,"d":"100.0%"},{"v":0,"d":"0.0%"},{"v":0,"d":"0.0%"},{"v":0,"d":"0.0%"},{"v":0,"d":"0.0%"},{"v":1,"d":"100.0%"},{"v":1,"d":"100.0%"},{"v":0,"d":"0.0%"},{"v":1,"d":"100.0%"}]
[354,2019,"AZ","Crosscut",143,"Salt River Project",16572,"Salt River Project",16572,"Electric Utility","Salt River Project","SRP","WECC","AZNM","WECC Southwest",null,"04","013","Maricopa",33.439375,-111.946052,5,5,{"$nulls":4},{"v":33,"d":"33.0"},{"$nulls":62},"--"]
[355,2019,"AZ","Davis Dam",152,"WAPA-- Western Area Power Administration",27000,"U S Bureau of Reclamation",2518,"Electric Utility","Western Area Power Administration - Desert Southwest Region","WALC","WECC","AZNM","WECC Southwest",null,"04","015","Mohave",35.197044,-114.570669,5,5,"WAT","HYDRO",null,{"v":0.46306,"d":"0.4631"},254.8,{"$nulls":9},{"v":9203929.875,"d":"9,203,930"},{"v":4422580.062,"d":"4,422,580"},{"v":1033569,"d":"1,033,569"},{"v":496640,"d":"496,640"},{"$nulls":41},{"v":9203929.875,"d":"9,203,930"},{"v":4422580.062,"d":"4,422,580"},{"$nulls":6},"--","EIA","EIA",{"$nulls":15},0,0,0,0,{"v":1033569,"d":"1,033,569"},0,0,0,0,0,0,0,{"v":1033569,"d":"1,033,569"},0,0,{"v":1033569,"d":"1,033,569"},{"v":0,"d":"0.0%"},{"v":0,"d":"0.0%"},{"v":0,"d":"0.0%"},{"v":0,"d":"0.0%"},{"v":1,"d":"100.0%"},{"v":0,"d":"0.0%"},{"v":0,"d":"0.0%"},{"v":0,"d":"0.0%"},{"v":0,"d":"0.0%"},{"v":0,"d":"0.0%"},{"v":0,"d":"0.0%"},{"v":0,"d":"0.0%"},{"v":1,"d":"100.0%"},{"v":0,"d":"0.0%"},{"v":0,"d":"0.0%"},{"v":1,"d":"100.0%"}]
[356,2019,"AZ","Davis Monthan AFB (AZ) West Airfield",59779,"Tucson Electric Power Co",24211,"SunE DM, LLC",59544,"IPP Non-CHP","Tucson Electric Power Company","TEPC","WECC","AZNM","WECC Southwest",null,"04","019","Pima",32.17356,-110.899734,1,1,"SUN","SOLAR",null,{"v":0.27321,"d":"0.2732"},12.6,{"$nulls":9},{"v":268538,"d":"268,538"},{"v":141342,"d":"141,342"},{"v":30156,"d":"30,156"},{"v":15872,"d":"15,872"},{"$nulls":41},{"v":268538,"d":"268,538"},{"v":141342,"d":"141,342"},{"$nulls":6},"--","EIA","EIA",{"$nulls":15},0,0,0,0,0,0,0,{"v":30156,"d":"30,156"},0,0,0,0,{"v":30156,"d":"30,156"},{"v":30156,"d":"30,156"},0,{"v":30156,"d":"30,156"},{"v":0,"d":"0.0%"},{"v":0,"d":"0.0%"},{"v":0,"d":"0.0%"},{"v":0,"d":"0.0%"},{"v":0,"d":"0.0%"},{"v":0,"d":"0.0%"},{"v":0,"d":"0.0%"},{"v":1,"d":"100.0%"},{"v":0,"d":"0.0%"},{"v":0,"d":"0.0%"},{"v":0,"d":"0.0%"},{"v":0,"d":"0.0%"},{"v":1,"d":"100.0%"},{"v":1,"d":"100.0%"},{"v":0,"d":"0.0%"},{"v":1,"d":"100.0%"}]
[357,2019,"AZ","De Moss Petrie Generating Station",124,"Tucson Electric Power Co",24211,"Tucson Electric Power Co",24211,"Electric Utility","Tucson Electric Power Company","TEPC","WECC","AZNM","WECC Southwest",null,"04","019","Pima",32.252273,-110.992148,1,1,"NG","GAS",null,{"v":0.02189,"d":"0.0219"},{"v":85,"d":"85.0"},{"v":1,"d":"1.0000"},{"$nulls":6},{"v":229957.328,"d":"229,957"},{"v":187186.094,"d":"187,186"},{"v":229957.328,"d":"229,957"},{"v":187186.094,"d":"187,186"},{"v":16300,"d":"16,300"},{"v":8029,"d":"8,029"},{"v":3.952,"d":"4"},{"v":3.009,"d":"3"},{"v":0.402,"d":"0"},{"v":13665.713,"d":"13,666"},{"v":507.901,"d":"508"},{"v":50.79,"d":"51"},{"v":13679.629,"d":"13,680"},null,0.485,{"v":0.75,"d":"0.750"},0.049,{"v":1676.775,"d":"1,676.775"},0.031,0.003,{"v":1678.482,"d":"1,678.482"},null,0.034,0.032,0.003,118.854,{"v":2E-3,"d":"0.002"},{"v":0,"d":"0.000"},118.975,null,0.485,{"v":0.75,"d":"0.750"},0.049,{"v":1676.775,"d":"1,676.775"},0.031,0.003,{"v":1678.482,"d":"1,678.482"},null,{"v":3.952,"d":"4"},{"v":3.009,"d":"3"},{"v":0.402,"d":"0"},{"v":13665.713,"d":"13,666"},{"v":507.901,"d":"508"},{"v":50.79,"d":"51"},null,{"v":229957.328,"d":"229,957"},{"v":187186.094,"d":"187,186"},{"v":229957.328,"d":"229,957"},{"v":187186.094,"d":"187,186"},"EPA/CAMD","EPA/CAMD","EPA/CAMD","EPA/CAMD","EIA","EIA","--","EPA/CAMD","EPA/CAMD",{"$nulls":14},{"v":14107.811541,"d":"14,107.812"},0,0,{"v":16300,"d":"16,300"},0,0,0,0,0,0,0,0,{"v":16300,"d":"16,300"},0,0,{"v":16300,"d":"16,300"},0,{"v":0,"d":"0.0%"},{"v":0,"d":"0.0%"},{"v":1,"d":"100.0%"},{"v":0,"d":"0.0%"},{"v":0,"d":"0.0%"},{"v":0,"d":"0.0%"},{"v":0,"d":"0.0%"},{"v":0,"d":"0.0%"},{"v":0,"d":"0.0%"},{"v":0,"d":"0.0%"},{"v":0,"d":"0.0%"},{"v":1,"d":"100.0%"},{"v":0,"d":"0.0%"},{"v":0,"d":"0.0%"},{"v":1,"d":"100.0%"},{"v":0,"d":"0.0%"}]
[358,2019,"AZ","Desert Basin Generating Station",55129,"Salt River Project",16572,"Salt River Project",16572,"Electric Utility","Salt River Project","SRP","WECC","AZNM","WECC Southwest",null,"04","021","Pinal",32.9042,-111.7889,2,3,"NG","GAS",null,{"v":0.39225,"d":"0.3923"},646.1,{"v":0.679580880670983,"d":"0.6796"},{"$nulls":6},{"v":17339157,"d":"17,339,157"},{"v":8861881.5,"d":"8,861,882"},{"v":17339157,"d":"17,339,157"},{"v":8861881.5,"d":"8,861,882"},{"v":2220079,"d":"2,220,079"},{"v":1122742,"d":"1,122,742"},{"v":93.416,"d":"93"},{"v":47.899,"d":"48"},{"v":5.202,"d":"5"},{"v":1030445.406,"d":"1,030,445"},{"v":36291.663,"d":"36,292"},{"v":3629.166,"d":"3,629"},{"v":1031439.798,"d":"1,031,440"},null,0.084,0.085,0.005,928.296,0.016,{"v":2E-3,"d":"0.002"},929.192,null,0.011,0.011,{"v":1E-3,"d":"0.001"},118.858,{"v":2E-3,"d":"0.002"},{"v":0,"d":"0.000"},118.972,null,0.084,0.085,0.005,928.296,0.016,{"v":2E-3,"d":"0.002"},929.192,null,{"v":93.416,"d":"93"},{"v":47.899,"d":"48"},{"v":5.202,"d":"5"},{"v":1030445.406,"d":"1,030,445"},{"v":36291.663,"d":"36,292"},{"v":3629.166,"d":"3,629"},null,{"v":17339157,"d":"17,339,157"},{"v":8861881.5,"d":"8,861,882"},{"v":17339157,"d":"17,339,157"},{"v":8861881.5,"d":"8,861,882"},"EPA/CAMD","EPA/CAMD","EPA/CAMD","EPA/CAMD","EIA","EIA","--","EPA/CAMD","EPA/CAMD",{"$nulls":14},{"v":7810.153152,"d":"7,810.153"},0,0,{"v":2220079,"d":"2,220,079"},0,0,0,0,0,0,0,0,{"v":2220079,"d":"2,220,079"},0,0,{"v":2220079,"d":"2,220,079"},0,{"v":0,"d":"0.0%"},{"v":0,"d":"0.0%"},{"v":1,"d":"100.0%"},{"v":0,"d":"0.0%"},{"v":0,"d":"0.0%"},{"v":0,"d":"0.0%"},{"v":0,"d":"0.0%"},{"v":0,"d":"0.0%"},{"v":0,"d":"0.0%"},{"v":0,"d":"0.0%"},{"v":0,"d":"0.0%"},{"v":1,"d":"100.0%"},{"v":0,"d":"0.0%"},{"v":0,"d":"0.0%"},{"v":1,"d":"100.0%"},{"v":0,"d":"0.0%"}]
[359,2019,"AZ","Desert Star",59444,"Arizona Public Service Co",803,"Arizona Public Service Co",803,"Electric Utility","Arizona Public Service Company","AZPS","WECC","AZNM","WECC Southwest",null,"04","013","Maricopa",33.145,-112.66,1,1,"SUN","SOLAR",null,{"v":0.35395,"d":"0.3540"},{"v":10,"d":"10.0"},{"$nulls":9},{"v":276107,"d":"276,107"},{"v":145327,"d":"145,327"},{"v":31006,"d":"31,006"},{"v":16320,"d":"16,320"},{"$nulls":41},{"v":276107,"d":"276,107"},{"v":145327,"d":"145,327"},{"$nulls":6},"--","EIA","EIA",{"$nulls":15},0,0,0,0,0,0,0,{"v":31006,"d":"31,006"},0,0,0,0,{"v":31006,"d":"31,006"},{"v":31006,"d":"31,006"},0,{"v":31006,"d":"31,006"},{"v":0,"d":"0.0%"},{"v":0,"d":"0.0%"},{"v":0,"d":"0.0%"},{"v":0,"d":"0.0%"},{"v":0,"d":"0.0%"},{"v":0,"d":"0.0%"},{"v":0,"d":"0.0%"},{"v":1,"d":"100.0%"},{"v":0,"d":"0.0%"},{"v":0,"d":"0.0%"},{"v":0,"d":"0.0%"},{"v":0,"d":"0.0%"},{"v":1,"d":"100.0%"},{"v":1,"d":"100.0%"},{"v":0,"d":"0.0%"},{"v":1,"d":"100.0%"}]
[360,2019,"AZ","Desert Star Hybrid",62965,"Arizona Public Service Co",803,"Arizona Public Service Co",803,"Electric Utility","Arizona Public Service Company","AZPS","WECC","AZNM","WECC Southwest",null,"04","013","Maricopa",33.145593,-112.659124,2,2,"SUN","SOLAR",null,{"v":0.17697,"d":"0.1770"},{"v":20,"d":"20.0"},{"$nulls":9},{"v":276107,"d":"276,107"},{"v":145327,"d":"145,327"},{"v":31006,"d":"31,006"},{"v":16320,"d":"16,320"},{"$nulls":41},{"v":276107,"d":"276,107"},{"v":145327,"d":"145,327"},{"$nulls":6},"--","EIA","EIA",{"$nulls":15},0,0,0,0,0,0,0,{"v":31006,"d":"31,006"},0,0,0,0,{"v":31006,"d":"31,006"},{"v":31006,"d":"31,006"},0,{"v":31006,"d":"31,006"},{"v":0,"d":"0.0%"},{"v":0,"d":"0.0%"},{"v":0,"d":"0.0%"},{"v":0,"d":"0.0%"},{"v":0,"d":"0.0%"},{"v":0,"d":"0.0%"},{"v":0,"d":"0.0%"},{"v":1,"d":"100.0%"},{"v":0,"d":"0.0%"},{"v":0,"d":"0.0%"},{"v":0,"d":"0.0%"},{"v":0,"d":"0.0%"},{"v":1,"d":"100.0%"},{"v":1,"d":"100.0%"},{"v":0,"d":"0.0%"},{"v":1,"d":"100.0%"}]
[361,2019,"AZ","Dolan Springs",57920,"Western Area Power Administration - Rock",27000,"Avangrid Renewables LLC",15399,"IPP Non-CHP","Western Area Power Administration - Desert Southwest Region","WALC","WECC","AZNM","WECC Southwest",null,"04","015","Mohave",35.61,-114.26,1,1,"WND","WIND",null,null,{"v":300,"d":"300.0"},{"$nulls":62},"--"]
[362,2019,"AZ","Douglas",114,"Arizona Public Service Co",803,"Arizona Public Service Co",803,"Electric Utility","Arizona Public Service Company","AZPS","WECC","AZNM","WECC Southwest",null,"04","003","Cochise",31.364122,-109.5538,1,1,"DFO","OIL",null,{"v":0.00026,"d":"0.0003"},26.1,{"v":1,"d":"1.0000"},{"$nulls":6},{"v":2858,"d":"2,858"},{"v":1165,"d":"1,165"},{"v":2858,"d":"2,858"},{"v":1165,"d":"1,165"},59,24,{"v":1.258,"d":"1"},{"v":0.512,"d":"1"},{"v":0.722,"d":"1"},{"v":233.392,"d":"233"},{"v":18.902,"d":"19"},{"v":3.78,"d":"4"},{"v":234.192,"d":"234"},null,42.644,42.667,24.461,{"v":7911.593,"d":"7,911.593"},{"v":0.32,"d":"0.320"},0.064,{"v":7938.697,"d":"7,938.697"},null,{"v":0.88,"d":"0.880"},0.879,0.505,163.325,0.007,{"v":1E-3,"d":"0.001"},163.885,null,42.644,42.667,24.461,{"v":7911.593,"d":"7,911.593"},{"v":0.32,"d":"0.320"},0.064,{"v":7938.697,"d":"7,938.697"},null,{"v":1.258,"d":"1"},{"v":0.512,"d":"1"},{"v":0.722,"d":"1"},{"v":233.392,"d":"233"},{"v":18.902,"d":"19"},{"v":3.78,"d":"4"},null,{"v":2858,"d":"2,858"},{"v":1165,"d":"1,165"},{"v":2858,"d":"2,858"},{"v":1165,"d":"1,165"},"EIA","EIA","EIA","EIA","EIA","EIA","--","EIA","EIA",{"$nulls":14},{"v":48440.677966,"d":"48,440.678"},0,59,0,0,0,0,0,0,0,0,0,59,0,0,59,0,{"v":0,"d":"0.0%"},{"v":1,"d":"100.0%"},{"v":0,"d":"0.0%"},{"v":0,"d":"0.0%"},{"v":0,"d":"0.0%"},{"v":0,"d":"0.0%"},{"v":0,"d":"0.0%"},{"v":0,"d":"0.0%"},{"v":0,"d":"0.0%"},{"v":0,"d":"0.0%"},{"v":0,"d":"0.0%"},{"v":1,"d":"100.0%"},{"v":0,"d":"0.0%"},{"v":0,"d":"0.0%"},{"v":1,"d":"100.0%"},{"v":0,"d":"0.0%"}]
[363,2019,"AZ","Dry Lake Solar",57922,"Arizona Public Service Co",803,"Avangrid Renewables LLC",15399,"IPP Non-CHP","Arizona Public Service Company","AZPS","WECC","AZNM","WECC Southwest",null,"04","017","Navajo",34.513333,-110.078333,1,1,"SUN","SOLAR",null,null,{"v":50,"d":"50.0"},{"$nulls":62},"--"]
[364,2019,"AZ","Dry Lake Wind LLC",57098,"Salt River Project",16572,"Avangrid Renewables LLC",15399,"IPP Non-CHP","Salt River Project","SRP","WECC","AZNM","WECC Southwest",null,"04","017","Navajo",34.6596,-110.2842,1,1,"WND","WIND",null,{"v":0.21539,"d":"0.2154"},{"v":63,"d":"63.0"},{"$nulls":9},{"v":1058520,"d":"1,058,520"},{"v":417290,"d":"417,290"},{"v":118868,"d":"118,868"},{"v":46860,"d":"46,860"},{"$nulls":41},{"v":1058520,"d":"1,058,520"},{"v":417290,"d":"417,290"},{"$nulls":6},"--","EIA","EIA",{"$nulls":15},0,0,0,0,0,0,{"v":118868,"d":"118,868"},0,0,0,0,0,{"v":118868,"d":"118,868"},{"v":118868,"d":"118,868"},0,{"v":118868,"d":"118,868"},{"v":0,"d":"0.0%"},{"v":0,"d":"0.0%"},{"v":0,"d":"0.0%"},{"v":0,"d":"0.0%"},{"v":0,"d":"0.0%"},{"v":0,"d":"0.0%"},{"v":1,"d":"100.0%"},{"v":0,"d":"0.0%"},{"v":0,"d":"0.0%"},{"v":0,"d":"0.0%"},{"v":0,"d":"0.0%"},{"v":0,"d":"0.0%"},{"v":1,"d":"100.0%"},{"v":1,"d":"100.0%"},{"v":0,"d":"0.0%"},{"v":1,"d":"100.0%"}]
[365,2019,"AZ","East Line Solar",62899,"Salt River Project",16572,"East Line Solar, LLC",62667,"IPP Non-CHP","Salt River Project","SRP","WECC","AZNM","WECC Southwest",null,"04","021","Pinal",32.84703,-111.565072,1,1,"SUN","SOLAR",null,null,{"v":100,"d":"100.0"},{"$nulls":62},"--"]
[366,2019,"AZ","El Sol BESS",62964,"Arizona Public Service Co",803,"Arizona Public Service Co",803,"Electric Utility","Arizona Public Service Company","AZPS","WECC","AZNM","WECC Southwest",null,"04","013","Maricopa",33.568,-112.305917,1,1,"MWH","OTHF",null,null,{"v":50,"d":"50.0"},{"$nulls":62},"--"]
[367,2019,"AZ","Estrella Mountain PV",60230,"Arizona Public Service Co",803,"Tesla Inc.",60947,"IPP Non-CHP","Arizona Public Service Company","AZPS","WECC","AZNM","WECC Southwest",null,"04","013","Maricopa",33.409803,-112.340297,1,1,"SUN","SOLAR",null,{"v":0.23605,"d":"0.2361"},1.8,{"$nulls":9},{"v":33143,"d":"33,143"},{"v":22984,"d":"22,984"},{"v":3722,"d":"3,722"},{"v":2581,"d":"2,581"},{"$nulls":41},{"v":33143,"d":"33,143"},{"v":22984,"d":"22,984"},{"$nulls":6},"--","EIA","EIA",{"$nulls":15},0,0,0,0,0,0,0,{"v":3722,"d":"3,722"},0,0,0,0,{"v":3722,"d":"3,722"},{"v":3722,"d":"3,722"},0,{"v":3722,"d":"3,722"},{"v":0,"d":"0.0%"},{"v":0,"d":"0.0%"},{"v":0,"d":"0.0%"},{"v":0,"d":"0.0%"},{"v":0,"d":"0.0%"},{"v":0,"d":"0.0%"},{"v":0,"d":"0.0%"},{"v":1,"d":"100.0%"},{"v":0,"d":"0.0%"},{"v":0,"d":"0.0%"},{"v":0,"d":"0.0%"},{"v":0,"d":"0.0%"},{"v":1,"d":"100.0%"},{"v":1,"d":"100.0%"},{"v":0,"d":"0.0%"},{"v":1,"d":"100.0%"}]
[368,2019,"AZ","FirstEnergy",55711,null,6641,"Allegheny Energy Supply Co LLC",23279,"IPP Non-CHP","No balancing authority","NA","RFC","AZNM","WECC Southwest",null,"04","012","La Paz",33.935833,-113.555,6,6,"NG","GAS",null,null,{"v":1080,"d":"1,080.0"},{"$nulls":62},"--"]
[369,2019,"AZ","Foothills Solar Plant Hybrid",57997,"Arizona Public Service Co",803,"Arizona Public Service Co",803,"Electric Utility","Arizona Public Service Company","AZPS","WECC","AZNM","WECC Southwest",null,"04","027","Yuma",32.64856,-114.428741,3,3,"SUN","SOLAR",null,{"v":0.14936,"d":"0.1494"},{"v":73,"d":"73.0"},{"$nulls":9},{"v":850517,"d":"850,517"},{"v":447664,"d":"447,664"},{"v":95510,"d":"95,510"},{"v":50271,"d":"50,271"},{"$nulls":41},{"v":850517,"d":"850,517"},{"v":447664,"d":"447,664"},{"$nulls":6},"--","EIA","EIA",{"$nulls":15},0,0,0,0,0,0,0,{"v":95510,"d":"95,510"},0,0,0,0,{"v":95510,"d":"95,510"},{"v":95510,"d":"95,510"},0,{"v":95510,"d":"95,510"},{"v":0,"d":"0.0%"},{"v":0,"d":"0.0%"},{"v":0,"d":"0.0%"},{"v":0,"d":"0.0%"},{"v":0,"d":"0.0%"},{"v":0,"d":"0.0%"},{"v":0,"d":"0.0%"},{"v":1,"d":"100.0%"},{"v":0,"d":"0.0%"},{"v":0,"d":"0.0%"},{"v":0,"d":"0.0%"},{"v":0,"d":"0.0%"},{"v":1,"d":"100.0%"},{"v":1,"d":"100.0%"},{"v":0,"d":"0.0%"},{"v":1,"d":"100.0%"}]
[370,2019,"AZ","Fort Huachuca Solar PV Project",58972,"Tucson Electric Power Co",24211,"Tucson Electric Power Co",24211,"Electric Utility","Tucson Electric Power Company","TEPC","WECC","AZNM","WECC Southwest",null,"04","003","Cochise",31.555278,-110.35,2,2,"SUN","SOLAR",null,{"v":0.24061,"d":"0.2406"},17.7,{"$nulls":9},{"v":332219,"d":"332,219"},{"v":174860.996,"d":"174,861"},{"v":37307,"d":"37,307"},{"v":19636,"d":"19,636"},{"$nulls":41},{"v":332219,"d":"332,219"},{"v":174860.996,"d":"174,861"},{"$nulls":6},"--","EIA","EIA",{"$nulls":15},0,0,0,0,0,0,0,{"v":37307,"d":"37,307"},0,0,0,0,{"v":37307,"d":"37,307"},{"v":37307,"d":"37,307"},0,{"v":37307,"d":"37,307"},{"v":0,"d":"0.0%"},{"v":0,"d":"0.0%"},{"v":0,"d":"0.0%"},{"v":0,"d":"0.0%"},{"v":0,"d":"0.0%"},{"v":0,"d":"0.0%"},{"v":0,"d":"0.0%"},{"v":1,"d":"100.0%"},{"v":0,"d":"0.0%"},{"v":0,"d":"0.0%"},{"v":0,"d":"0.0%"},{"v":0,"d":"0.0%"},{"v":1,"d":"100.0%"},{"v":1,"d":"100.0%"},{"v":0,"d":"0.0%"},{"v":1,"d":"100.0%"}]
[371,2019,"AZ","Gato Montes Solar, LLC",58842,"Tucson Electric Power Co",24211,"Gato Montes Solar, LLC",58711,"IPP Non-CHP","Tucson Electric Power Company","TEPC","WECC","AZNM","WECC Southwest",null,"04","019","Pima",32.102778,-110.819722,1,1,"SUN","SOLAR",null,{"v":0.19404,"d":"0.1940"},{"v":5,"d":"5.0"},{"$nulls":9},{"v":75684,"d":"75,684"},{"v":39836,"d":"39,836"},{"v":8499,"d":"8,499"},{"v":4473,"d":"4,473"},{"$nulls":41},{"v":75684,"d":"75,684"},{"v":39836,"d":"39,836"},{"$nulls":6},"--","EIA","EIA",{"$nulls":15},0,0,0,0,0,0,0,{"v":8499,"d":"8,499"},0,0,0,0,{"v":8499,"d":"8,499"},{"v":8499,"d":"8,499"},0,{"v":8499,"d":"8,499"},{"v":0,"d":"0.0%"},{"v":0,"d":"0.0%"},{"v":0,"d":"0.0%"},{"v":0,"d":"0.0%"},{"v":0,"d":"0.0%"},{"v":0,"d":"0.0%"},{"v":0,"d":"0.0%"},{"v":1,"d":"100.0%"},{"v":0,"d":"0.0%"},{"v":0,"d":"0.0%"},{"v":0,"d":"0.0%"},{"v":0,"d":"0.0%"},{"v":1,"d":"100.0%"},{"v":1,"d":"100.0%"},{"v":0,"d":"0.0%"},{"v":1,"d":"100.0%"}]
[372,2019,"AZ","Gila Bend Hybrid",59020,"Arizona Public Service Co",803,"Arizona Public Service Co",803,"Electric Utility","Arizona Public Service Company","AZPS","WECC","AZNM","WECC Southwest",null,"04","013","Maricopa",32.940833,-112.881389,2,2,"SUN","SOLAR",null,{"v":0.15909,"d":"0.1591"},{"v":68,"d":"68.0"},{"$nulls":9},{"v":843882,"d":"843,882"},{"v":444171,"d":"444,171"},{"v":94765,"d":"94,765"},{"v":49879,"d":"49,879"},{"$nulls":41},{"v":843882,"d":"843,882"},{"v":444171,"d":"444,171"},{"$nulls":6},"--","EIA","EIA",{"$nulls":15},0,0,0,0,0,0,0,{"v":94765,"d":"94,765"},0,0,0,0,{"v":94765,"d":"94,765"},{"v":94765,"d":"94,765"},0,{"v":94765,"d":"94,765"},{"v":0,"d":"0.0%"},{"v":0,"d":"0.0%"},{"v":0,"d":"0.0%"},{"v":0,"d":"0.0%"},{"v":0,"d":"0.0%"},{"v":0,"d":"0.0%"},{"v":0,"d":"0.0%"},{"v":1,"d":"100.0%"},{"v":0,"d":"0.0%"},{"v":0,"d":"0.0%"},{"v":0,"d":"0.0%"},{"v":0,"d":"0.0%"},{"v":1,"d":"100.0%"},{"v":1,"d":"100.0%"},{"v":0,"d":"0.0%"},{"v":1,"d":"100.0%"}]
[373,2019,"AZ","Gila Bend Power Generation Station",55507,"Arizona Public Service Co",803,"Gila Bend Power Partners LLC",7189,"IPP Non-CHP","Arizona Public Service Company","AZPS","WECC","AZNM","WECC Southwest",null,"04","013","Maricopa",32.985977,-112.811009,4,4,"NG","GAS",null,null,{"v":900,"d":"900.0"},{"$nulls":62},"--"]
[374,2019,"AZ","Gila River Power Block 2",60768,"Arizona Public Service Co",803,"Salt River Project",16572,"Electric Utility","Salt River Project","SRP","WECC","AZNM","WECC Southwest",null,"04","013","Maricopa",32.975,-112.694444,4,3,"NG","GAS",null,{"v":0.52376,"d":"0.5238"},{"v":619,"d":"619.0"},{"v":0.460407737722009,"d":"0.4604"},{"$nulls":6},{"v":21476363.5,"d":"21,476,364"},{"v":12257174.75,"d":"12,257,175"},{"v":21476363.5,"d":"21,476,364"},{"v":12257174.75,"d":"12,257,175"},{"v":2840032,"d":"2,840,032"},{"v":1623126,"d":"1,623,126"},{"v":2107.293,"d":"2,107"},{"v":1107.15,"d":"1,107"},{"v":24.124,"d":"24"},{"v":1255175.953,"d":"1,255,176"},{"v":47347.317,"d":"47,347"},{"v":4734.732,"d":"4,735"},{"v":1256473.27,"d":"1,256,473"},null,1.484,1.364,0.017,883.917,0.017,{"v":2E-3,"d":"0.002"},{"v":884.83,"d":"884.830"},null,0.196,0.181,{"v":2E-3,"d":"0.002"},116.889,{"v":2E-3,"d":"0.002"},{"v":0,"d":"0.000"},{"v":117.01,"d":"117.010"},null,1.484,1.364,0.017,883.917,0.017,{"v":2E-3,"d":"0.002"},{"v":884.83,"d":"884.830"},null,{"v":2107.293,"d":"2,107"},{"v":1107.15,"d":"1,107"},{"v":24.124,"d":"24"},{"v":1255175.953,"d":"1,255,176"},{"v":47347.317,"d":"47,347"},{"v":4734.732,"d":"4,735"},null,{"v":21476363.5,"d":"21,476,364"},{"v":12257174.75,"d":"12,257,175"},{"v":21476363.5,"d":"21,476,364"},{"v":12257174.75,"d":"12,257,175"},"EIA","EIA","EPA/CAMD; EIA","EIA","EIA","EIA","--","EIA","EIA",{"$nulls":14},{"v":7562.014618,"d":"7,562.015"},0,0,{"v":2840032,"d":"2,840,032"},0,0,0,0,0,0,0,0,{"v":2840032,"d":"2,840,032"},0,0,{"v":2840032,"d":"2,840,032"},0,{"v":0,"d":"0.0%"},{"v":0,"d":"0.0%"},{"v":1,"d":"100.0%"},{"v":0,"d":"0.0%"},{"v":0,"d":"0.0%"},{"v":0,"d":"0.0%"},{"v":0,"d":"0.0%"},{"v":0,"d":"0.0%"},{"v":0,"d":"0.0%"},{"v":0,"d":"0.0%"},{"v":0,"d":"0.0%"},{"v":1,"d":"100.0%"},{"v":0,"d":"0.0%"},{"v":0,"d":"0.0%"},{"v":1,"d":"100.0%"},{"v":0,"d":"0.0%"}]
[375,2019,"AZ","Gila River Power Station",55306,"Arizona Public Service Co",803,"Salt River Project",16572,"Electric Utility","Gila River Power, LLC","GRMA","WECC","AZNM","WECC Southwest",null,"04","013","Maricopa",32.975,-112.6944,8,9,"NG","GAS",null,{"v":0.35415,"d":"0.3542"},{"v":1857,"d":"1,857.0"},{"v":0.743083372061286,"d":"0.7431"},{"$nulls":6},{"v":63772087.25,"d":"63,772,087"},{"v":31664340.875,"d":"31,664,341"},{"v":63772087.25,"d":"63,772,087"},{"v":31664340.875,"d":"31,664,341"},{"v":5761071,"d":"5,761,071"},{"v":2654535,"d":"2,654,535"},{"v":273.561,"d":"274"},{"v":127.328,"d":"127"},{"v":19.132,"d":"19"},{"v":3789888.078,"d":"3,789,888"},{"v":28735.485,"d":"28,735"},{"v":2873.548,"d":"2,874"},{"v":3790675.43,"d":"3,790,675"},null,0.095,0.096,0.007,{"v":1315.689,"d":"1,315.689"},0.005,{"v":0,"d":"0.000"},{"v":1315.962,"d":"1,315.962"},null,0.009,0.008,{"v":1E-3,"d":"0.001"},118.857,{"v":0,"d":"0.000"},{"v":0,"d":"0.000"},118.882,null,0.095,0.096,0.007,{"v":1315.689,"d":"1,315.689"},0.005,{"v":0,"d":"0.000"},{"v":1315.962,"d":"1,315.962"},null,{"v":273.561,"d":"274"},{"v":127.328,"d":"127"},{"v":19.132,"d":"19"},{"v":3789888.078,"d":"3,789,888"},{"v":28735.485,"d":"28,735"},{"v":2873.548,"d":"2,874"},null,{"v":63772087.25,"d":"63,772,087"},{"v":31664340.875,"d":"31,664,341"},{"v":63772087.25,"d":"63,772,087"},{"v":31664340.875,"d":"31,664,341"},"EPA/CAMD","EPA/CAMD","EPA/CAMD","EPA/CAMD","EIA","EIA","--","EPA/CAMD","EPA/CAMD",{"$nulls":14},{"v":11069.484693,"d":"11,069.485"},0,0,{"v":5761071,"d":"5,761,071"},0,0,0,0,0,0,0,0,{"v":5761071,"d":"5,761,071"},0,0,{"v":5761071,"d":"5,761,071"},0,{"v":0,"d":"0.0%"},{"v":0,"d":"0.0%"},{"v":1,"d":"100.0%"},{"v":0,"d":"0.0%"},{"v":0,"d":"0.0%"},{"v":0,"d":"0.0%"},{"v":0,"d":"0.0%"},{"v":0,"d":"0.0%"},{"v":0,"d":"0.0%"},{"v":0,"d":"0.0%"},{"v":0,"d":"0.0%"},{"v":1,"d":"100.0%"},{"v":0,"d":"0.0%"},{"v":0,"d":"0.0%"},{"v":1,"d":"100.0%"},{"v":0,"d":"0.0%"}]
[376,2019,"AZ","Gilbert Solar Facility I, LLC",58543,"Arizona Public Service Co",803,"Gilbert Solar Facility I, LLC",58514,"IPP Non-CHP","Arizona Public Service Company","AZPS","WECC","AZNM","WECC Southwest",null,"04","013","Maricopa",33.355862,-111.802355,1,1,"SUN","SOLAR",null,{"v":0.16169,"d":"0.1617"},2.5,{"$nulls":9},{"v":31533,"d":"31,533"},{"v":16597,"d":"16,597"},{"v":3541,"d":"3,541"},{"v":1864,"d":"1,864"},{"$nulls":41},{"v":31533,"d":"31,533"},{"v":16597,"d":"16,597"},{"$nulls":6},"--","EIA","EIA",{"$nulls":15},0,0,0,0,0,0,0,{"v":3541,"d":"3,541"},0,0,0,0,{"v":3541,"d":"3,541"},{"v":3541,"d":"3,541"},0,{"v":3541,"d":"3,541"},{"v":0,"d":"0.0%"},{"v":0,"d":"0.0%"},{"v":0,"d":"0.0%"},{"v":0,"d":"0.0%"},{"v":0,"d":"0.0%"},{"v":0,"d":"0.0%"},{"v":0,"d":"0.0%"},{"v":1,"d":"100.0%"},{"v":0,"d":"0.0%"},{"v":0,"d":"0.0%"},{"v":0,"d":"0.0%"},{"v":0,"d":"0.0%"},{"v":1,"d":"100.0%"},{"v":1,"d":"100.0%"},{"v":0,"d":"0.0%"},{"v":1,"d":"100.0%"}]
[377,2019,"AZ","Glen Canyon Dam",153,"WAPA-- Western Area Power Administration",27000,"U S Bureau of Reclamation",2518,"Electric Utility","Western Area Power Administration - Desert Southwest Region","WALC","WECC","RMPA","WECC Rockies",null,"04","005","Coconino",36.936614,-111.483872,8,8,"WAT","HYDRO",null,{"v":0.33866,"d":"0.3387"},{"v":1312,"d":"1,312.0"},{"$nulls":9},{"v":34660972.75,"d":"34,660,973"},{"v":15525341.25,"d":"15,525,341"},{"v":3892305.001,"d":"3,892,305"},{"v":1743440.998,"d":"1,743,441"},{"$nulls":41},{"v":34660972.75,"d":"34,660,973"},{"v":15525341.25,"d":"15,525,341"},{"$nulls":6},"--","EIA","EIA",{"$nulls":15},0,0,0,0,{"v":3892305,"d":"3,892,305"},0,0,0,0,0,0,0,{"v":3892305,"d":"3,892,305"},0,0,{"v":3892305,"d":"3,892,305"},{"v":0,"d":"0.0%"},{"v":0,"d":"0.0%"},{"v":0,"d":"0.0%"},{"v":0,"d":"0.0%"},{"v":1,"d":"100.0%"},{"v":0,"d":"0.0%"},{"v":0,"d":"0.0%"},{"v":0,"d":"0.0%"},{"v":0,"d":"0.0%"},{"v":0,"d":"0.0%"},{"v":0,"d":"0.0%"},{"v":0,"d":"0.0%"},{"v":1,"d":"100.0%"},{"v":0,"d":"0.0%"},{"v":0,"d":"0.0%"},{"v":1,"d":"100.0%"}]
[378,2019,"AZ","Glendale Energy Power Plant",57829,"Arizona Public Service Co",803,"Glendale Energy LLC",57148,"IPP Non-CHP","Arizona Public Service Company","AZPS","WECC","AZNM","WECC Southwest",null,"04","013","Maricopa",33.540324,-112.306361,2,2,"LFG","BIOMASS",null,{"v":0.38307,"d":"0.3831"},2.8,{"v":0.69487932159165,"d":"0.6949"},"Yes",{"$nulls":5},{"v":159063,"d":"159,063"},{"v":66523,"d":"66,523"},{"v":159063,"d":"159,063"},{"v":66523,"d":"66,523"},{"v":9396,"d":"9,396"},{"v":3930,"d":"3,930"},0,0,{"v":2.664,"d":"3"},0,0,0,0,null,{"v":0,"d":"0.000"},{"v":0,"d":"0.000"},0.567,{"v":0,"d":"0.000"},{"v":0,"d":"0.000"},{"v":0,"d":"0.000"},{"v":0,"d":"0.000"},null,{"v":0,"d":"0.000"},{"v":0,"d":"0.000"},0.034,{"v":0,"d":"0.000"},{"v":0,"d":"0.000"},{"v":0,"d":"0.000"},{"v":0,"d":"0.000"},null,{"v":0,"d":"0.000"},{"v":0,"d":"0.000"},0.567,{"v":0,"d":"0.000"},{"v":0,"d":"0.000"},{"v":0,"d":"0.000"},{"v":0,"d":"0.000"},null,{"v":97.73,"d":"98"},{"v":40.872,"d":"41"},{"v":3.579,"d":"4"},{"v":10100.466,"d":"10,100"},{"v":369.981,"d":"370"},{"v":36.998,"d":"37"},null,{"v":159063,"d":"159,063"},{"v":66523,"d":"66,523"},{"v":159063,"d":"159,063"},{"v":66523,"d":"66,523"},"EIA","EIA","EIA","EIA","EIA","EIA","--","EIA","EIA",{"v":97.73,"d":"98"},{"v":40.872,"d":"41"},{"v":0.915,"d":"1"},{"v":10100.466,"d":"10,100"},{"v":369.981,"d":"370"},{"v":36.998,"d":"37"},{"$nulls":8},{"v":16928.799489,"d":"16,928.799"},0,0,0,0,0,{"v":9396,"d":"9,396"},0,0,0,0,0,0,{"v":9396,"d":"9,396"},{"v":9396,"d":"9,396"},{"v":9396,"d":"9,396"},0,{"v":0,"d":"0.0%"},{"v":0,"d":"0.0%"},{"v":0,"d":"0.0%"},{"v":0,"d":"0.0%"},{"v":0,"d":"0.0%"},{"v":1,"d":"100.0%"},{"v":0,"d":"0.0%"},{"v":0,"d":"0.0%"},{"v":0,"d":"0.0%"},{"v":0,"d":"0.0%"},{"v":0,"d":"0.0%"},{"v":0,"d":"0.0%"},{"v":1,"d":"100.0%"},{"v":1,"d":"100.0%"},{"v":1,"d":"100.0%"},{"v":0,"d":"0.0%"}]
[379,2019,"AZ","Gray Hawk Solar",61272,"Tucson Electric Power Co",24211,"Gray Hawk Solar, LLC",60886,"IPP Non-CHP","Tucson Electric Power Company","TEPC","WECC","AZNM","WECC Southwest",null,"04","015","Mohave",35.3635,-113.8978,1,1,"SUN","SOLAR",null,{"v":0.29046,"d":"0.2905"},{"v":55,"d":"55.0"},{"$nulls":9},{"v":1246191,"d":"1,246,191"},{"v":642219,"d":"642,219"},{"v":139943,"d":"139,943"},{"v":72119,"d":"72,119"},{"$nulls":41},{"v":1246191,"d":"1,246,191"},{"v":642219,"d":"642,219"},{"$nulls":6},"--","EIA","EIA",{"$nulls":15},0,0,0,0,0,0,0,{"v":139943,"d":"139,943"},0,0,0,0,{"v":139943,"d":"139,943"},{"v":139943,"d":"139,943"},0,{"v":139943,"d":"139,943"},{"v":0,"d":"0.0%"},{"v":0,"d":"0.0%"},{"v":0,"d":"0.0%"},{"v":0,"d":"0.0%"},{"v":0,"d":"0.0%"},{"v":0,"d":"0.0%"},{"v":0,"d":"0.0%"},{"v":1,"d":"100.0%"},{"v":0,"d":"0.0%"},{"v":0,"d":"0.0%"},{"v":0,"d":"0.0%"},{"v":0,"d":"0.0%"},{"v":1,"d":"100.0%"},{"v":1,"d":"100.0%"},{"v":0,"d":"0.0%"},{"v":1,"d":"100.0%"}]
[380,2019,"AZ","Griffith Energy Project",55124,"WAPA-- Western Area Power Administration",27000,"Griffith Energy LLC",56090,"IPP Non-CHP","Griffith Energy, LLC","GRIF","WECC","AZNM","WECC Southwest",null,"04","015","Mohave",35.054029,-114.133272,2,3,"NG","GAS",null,{"v":0.51957,"d":"0.5196"},{"v":655,"d":"655.0"},{"v":0.467375126355049,"d":"0.4674"},{"$nulls":6},{"v":23289252,"d":"23,289,252"},{"v":10941860,"d":"10,941,860"},{"v":23289252,"d":"23,289,252"},{"v":10941860,"d":"10,941,860"},{"v":2981217,"d":"2,981,217"},{"v":1501331,"d":"1,501,331"},{"v":112.914,"d":"113"},{"v":49.903,"d":"50"},{"v":6.987,"d":"7"},{"v":1384047.5,"d":"1,384,048"},{"v":47665.19,"d":"47,665"},{"v":4766.519,"d":"4,767"},{"v":1385353.526,"d":"1,385,354"},null,0.076,0.066,0.005,928.512,0.016,{"v":2E-3,"d":"0.002"},929.388,null,{"v":0.01,"d":"0.010"},0.009,{"v":1E-3,"d":"0.001"},118.857,{"v":2E-3,"d":"0.002"},{"v":0,"d":"0.000"},118.969,null,0.076,0.066,0.005,928.512,0.016,{"v":2E-3,"d":"0.002"},929.388,null,{"v":112.914,"d":"113"},{"v":49.903,"d":"50"},{"v":6.987,"d":"7"},{"v":1384047.5,"d":"1,384,048"},{"v":47665.19,"d":"47,665"},{"v":4766.519,"d":"4,767"},null,{"v":23289252,"d":"23,289,252"},{"v":10941860,"d":"10,941,860"},{"v":23289252,"d":"23,289,252"},{"v":10941860,"d":"10,941,860"},"EPA/CAMD","EPA/CAMD","EPA/CAMD","EPA/CAMD","EIA","EIA","--","EPA/CAMD","EPA/CAMD",{"$nulls":14},{"v":7811.9949,"d":"7,811.995"},0,0,{"v":2981217,"d":"2,981,217"},0,0,0,0,0,0,0,0,{"v":2981217,"d":"2,981,217"},0,0,{"v":2981217,"d":"2,981,217"},0,{"v":0,"d":"0.0%"},{"v":0,"d":"0.0%"},{"v":1,"d":"100.0%"},{"v":0,"d":"0.0%"},{"v":0,"d":"0.0%"},{"v":0,"d":"0.0%"},{"v":0,"d":"0.0%"},{"v":0,"d":"0.0%"},{"v":0,"d":"0.0%"},{"v":0,"d":"0.0%"},{"v":0,"d":"0.0%"},{"v":1,"d":"100.0%"},{"v":0,"d":"0.0%"},{"v":0,"d":"0.0%"},{"v":1,"d":"100.0%"},{"v":0,"d":"0.0%"}]
[381,2019,"AZ","Headgate Rock",7179,"Colorado River Indian Irr Proj",3990,"Colorado River Indian Irr Proj",3990,"Electric Utility","Western Area Power Administration - Desert Southwest Region","WALC","WECC","AZNM","WECC Southwest",null,"04","012","La Paz",34.168264,-114.277356,3,3,"WAT","HYDRO",null,{"v":0.42406,"d":"0.4241"},19.5,{"$nulls":9},{"v":645060,"d":"645,060"},{"v":309958.008,"d":"309,958"},{"v":72438,"d":"72,438"},{"v":34806.999,"d":"34,807"},{"$nulls":41},{"v":645060,"d":"645,060"},{"v":309958.008,"d":"309,958"},{"$nulls":6},"--","EIA","EIA",{"$nulls":15},0,0,0,0,{"v":72438,"d":"72,438"},0,0,0,0,0,0,0,{"v":72438,"d":"72,438"},0,0,{"v":72438,"d":"72,438"},{"v":0,"d":"0.0%"},{"v":0,"d":"0.0%"},{"v":0,"d":"0.0%"},{"v":0,"d":"0.0%"},{"v":1,"d":"100.0%"},{"v":0,"d":"0.0%"},{"v":0,"d":"0.0%"},{"v":0,"d":"0.0%"},{"v":0,"d":"0.0%"},{"v":0,"d":"0.0%"},{"v":0,"d":"0.0%"},{"v":0,"d":"0.0%"},{"v":1,"d":"100.0%"},{"v":0,"d":"0.0%"},{"v":0,"d":"0.0%"},{"v":1,"d":"100.0%"}]
[382,2019,"AZ","Hoover Dam (AZ)",8902,"WAPA-- Western Area Power Administration",27000,"U S Bureau of Reclamation",2518,"Electric Utility","Western Area Power Administration - Desert Southwest Region","WALC","WECC","AZNM","WECC Southwest",null,"04","015","Mohave",36.01551,-114.738006,10,10,"WAT","HYDRO",null,{"v":0.12698,"d":"0.1270"},{"v":1039.4,"d":"1,039.4"},{"$nulls":9},{"v":10295933.75,"d":"10,295,934"},{"v":6197016.155,"d":"6,197,016"},{"v":1156197.002,"d":"1,156,197"},{"v":695902.998,"d":"695,903"},{"$nulls":41},{"v":10295933.75,"d":"10,295,934"},{"v":6197016.155,"d":"6,197,016"},{"$nulls":6},"--","EIA","EIA",{"$nulls":15},0,0,0,0,{"v":1156197,"d":"1,156,197"},0,0,0,0,0,0,0,{"v":1156197,"d":"1,156,197"},0,0,{"v":1156197,"d":"1,156,197"},{"v":0,"d":"0.0%"},{"v":0,"d":"0.0%"},{"v":0,"d":"0.0%"},{"v":0,"d":"0.0%"},{"v":1,"d":"100.0%"},{"v":0,"d":"0.0%"},{"v":0,"d":"0.0%"},{"v":0,"d":"0.0%"},{"v":0,"d":"0.0%"},{"v":0,"d":"0.0%"},{"v":0,"d":"0.0%"},{"v":0,"d":"0.0%"},{"v":1,"d":"100.0%"},{"v":0,"d":"0.0%"},{"v":0,"d":"0.0%"},{"v":1,"d":"100.0%"}]
[383,2019,"AZ","Horse Mesa",145,"Salt River Project",16572,"Salt River Project",16572,"Electric Utility","Salt River Project","SRP","WECC","AZNM","WECC Southwest",null,"04","013","Maricopa",33.5907,-111.344,4,4,"WAT","HYDRO",null,{"v":0.03619,"d":"0.0362"},129.5,{"$nulls":6},"Yes",null,null,{"v":32459.001,"d":"32,459"},{"v":23172,"d":"23,172"},{"v":41053.999,"d":"41,054"},{"v":47085.999,"d":"47,086"},{"$nulls":41},{"v":32459.001,"d":"32,459"},{"v":23172,"d":"23,172"},{"$nulls":6},"--","EIA","EIA",{"$nulls":15},0,0,0,0,{"v":41054,"d":"41,054"},0,0,0,0,0,0,0,{"v":41054,"d":"41,054"},0,0,{"v":41054,"d":"41,054"},{"v":0,"d":"0.0%"},{"v":0,"d":"0.0%"},{"v":0,"d":"0.0%"},{"v":0,"d":"0.0%"},{"v":1,"d":"100.0%"},{"v":0,"d":"0.0%"},{"v":0,"d":"0.0%"},{"v":0,"d":"0.0%"},{"v":0,"d":"0.0%"},{"v":0,"d":"0.0%"},{"v":0,"d":"0.0%"},{"v":0,"d":"0.0%"},{"v":1,"d":"100.0%"},{"v":0,"d":"0.0%"},{"v":0,"d":"0.0%"},{"v":1,"d":"100.0%"}]
[384,2019,"AZ","Hyder II Hybrid",58383,"Arizona Public Service Co",803,"Arizona Public Service Co",803,"Electric Utility","Arizona Public Service Company","AZPS","WECC","AZNM","WECC Southwest",null,"04","027","Yuma",33.027,-113.3489,2,2,"SUN","SOLAR",null,0.1494,{"v":28,"d":"28.0"},{"$nulls":9},{"v":326332,"d":"326,332"},{"v":171762,"d":"171,762"},{"v":36646,"d":"36,646"},{"v":19288,"d":"19,288"},{"$nulls":41},{"v":326332,"d":"326,332"},{"v":171762,"d":"171,762"},{"$nulls":6},"--","EIA","EIA",{"$nulls":15},0,0,0,0,0,0,0,{"v":36646,"d":"36,646"},0,0,0,0,{"v":36646,"d":"36,646"},{"v":36646,"d":"36,646"},0,{"v":36646,"d":"36,646"},{"v":0,"d":"0.0%"},{"v":0,"d":"0.0%"},{"v":0,"d":"0.0%"},{"v":0,"d":"0.0%"},{"v":0,"d":"0.0%"},{"v":0,"d":"0.0%"},{"v":0,"d":"0.0%"},{"v":1,"d":"100.0%"},{"v":0,"d":"0.0%"},{"v":0,"d":"0.0%"},{"v":0,"d":"0.0%"},{"v":0,"d":"0.0%"},{"v":1,"d":"100.0%"},{"v":1,"d":"100.0%"},{"v":0,"d":"0.0%"},{"v":1,"d":"100.0%"}]
[385,2019,"AZ","Hyder Solar Hybrid",57563,"Arizona Public Service Co",803,"Arizona Public Service Co",803,"Electric Utility","Arizona Public Service Company","AZPS","WECC","AZNM","WECC Southwest",null,"04","027","Yuma",33.02566,-113.34397,3,3,"SUN","SOLAR",null,{"v":0.11167,"d":"0.1117"},{"v":38,"d":"38.0"},{"$nulls":9},{"v":331023.992,"d":"331,024"},{"v":174231.996,"d":"174,232"},{"v":37173,"d":"37,173"},{"v":19566,"d":"19,566"},{"$nulls":41},{"v":331023.992,"d":"331,024"},{"v":174231.996,"d":"174,232"},{"$nulls":6},"--","EIA","EIA",{"$nulls":15},0,0,0,0,0,0,0,{"v":37173,"d":"37,173"},0,0,0,0,{"v":37173,"d":"37,173"},{"v":37173,"d":"37,173"},0,{"v":37173,"d":"37,173"},{"v":0,"d":"0.0%"},{"v":0,"d":"0.0%"},{"v":0,"d":"0.0%"},{"v":0,"d":"0.0%"},{"v":0,"d":"0.0%"},{"v":0,"d":"0.0%"},{"v":0,"d":"0.0%"},{"v":1,"d":"100.0%"},{"v":0,"d":"0.0%"},{"v":0,"d":"0.0%"},{"v":0,"d":"0.0%"},{"v":0,"d":"0.0%"},{"v":1,"d":"100.0%"},{"v":1,"d":"100.0%"},{"v":0,"d":"0.0%"},{"v":1,"d":"100.0%"}]
[386,2019,"AZ","Intel - Ocotillo Campus Solar",60822,"Salt River Project",16572,"Tesla Inc.",60947,"IPP Non-CHP","Arizona Public Service Company","AZPS","WECC","AZNM","WECC Southwest",null,"04","013","Maricopa",33.243261,-111.892354,2,2,"SUN","SOLAR",null,{"v":0.10339,"d":"0.1034"},4.2,{"$nulls":9},{"v":33873.999,"d":"33,874"},{"v":17830,"d":"17,830"},{"v":3804,"d":"3,804"},{"v":2002,"d":"2,002"},{"$nulls":41},{"v":33873.999,"d":"33,874"},{"v":17830,"d":"17,830"},{"$nulls":6},"--","EIA","EIA",{"$nulls":15},0,0,0,0,0,0,0,{"v":3804,"d":"3,804"},0,0,0,0,{"v":3804,"d":"3,804"},{"v":3804,"d":"3,804"},0,{"v":3804,"d":"3,804"},{"v":0,"d":"0.0%"},{"v":0,"d":"0.0%"},{"v":0,"d":"0.0%"},{"v":0,"d":"0.0%"},{"v":0,"d":"0.0%"},{"v":0,"d":"0.0%"},{"v":0,"d":"0.0%"},{"v":1,"d":"100.0%"},{"v":0,"d":"0.0%"},{"v":0,"d":"0.0%"},{"v":0,"d":"0.0%"},{"v":0,"d":"0.0%"},{"v":1,"d":"100.0%"},{"v":1,"d":"100.0%"},{"v":0,"d":"0.0%"},{"v":1,"d":"100.0%"}]
[387,2019,"AZ","IRC Generator Facility",56899,"Garkane Energy Coop, Inc",6957,"Garkane Energy Coop, Inc",6957,"Electric Utility","Western Area Power Administration - Desert Southwest Region","WALC","WECC","NWPP","WECC Northwest",null,"04","005","Coconino",36.9708,-112.5264,2,2,"DFO","OIL",null,{"v":0,"d":"0.0000"},{"v":3,"d":"3.0"},{"$nulls":11},0,0,{"$nulls":49},"--",{"$nulls":17},0,0,0,0,0,0,0,0,0,0,0,0,0,0,0,0]
[388,2019,"AZ","Iron Horse Battery Storage Hybrid",60996,"Tucson Electric Power Co",24211,"Iron Horse Battery Storage, LLC",60633,"IPP Non-CHP","Tucson Electric Power Company","TEPC","WECC","AZNM","WECC Southwest",null,"04","019","Pima",32.098492,-110.819119,2,2,"SUN","SOLAR",null,0.0287,{"v":12,"d":"12.0"},{"$nulls":7},0,0,{"v":29538,"d":"29,538"},{"v":15548,"d":"15,548"},{"v":3017,"d":"3,017"},{"v":1623,"d":"1,623"},{"$nulls":24},{"v":0,"d":"0.000"},null,{"v":0,"d":"0.000"},{"v":0,"d":"0.000"},{"v":0,"d":"0.000"},{"v":0,"d":"0.000"},{"v":0,"d":"0.000"},{"$nulls":8},0,0,{"v":29538,"d":"29,538"},{"v":15548,"d":"15,548"},{"$nulls":6},"--","EIA","EIA",{"$nulls":15},0,0,0,0,0,0,0,{"v":3317,"d":"3,317"},0,0,{"v":-300,"d":"(300)"},{"v":-300,"d":"(300)"},{"v":3317,"d":"3,317"},{"v":3317,"d":"3,317"},{"v":-300,"d":"(300)"},{"v":3317,"d":"3,317"},{"v":0,"d":"0.0%"},{"v":0,"d":"0.0%"},{"v":0,"d":"0.0%"},{"v":0,"d":"0.0%"},{"v":0,"d":"0.0%"},{"v":0,"d":"0.0%"},{"v":0,"d":"0.0%"},{"v":1,"d":"100.0%"},{"v":0,"d":"0.0%"},{"v":0,"d":"0.0%"},{"v":0,"d":"0.0%"},{"v":0,"d":"0.0%"},{"v":1,"d":"100.0%"},{"v":1,"d":"100.0%"},{"v":0,"d":"0.0%"},{"v":1,"d":"100.0%"}]
[389,2019,"AZ","Irving",115,null,-9999,"Arizona Public Service Co",803,"Electric Utility","Arizona Public Service Company","AZPS","WECC","AZNM","WECC Southwest",null,"04","025","Yavapai",34.402222,-111.617222,1,1,"WAT","HYDRO",null,null,1.6,{"$nulls":62},"--"]
[390,2019,"AZ","Irvington Generating Station",126,"Tucson Electric Power Co",24211,"Tucson Electric Power Co",24211,"Electric Utility","Tucson Electric Power Company","TEPC","WECC","AZNM","WECC Southwest",null,"04","019","Pima",32.16,-110.9047,4,16,"NG","GAS",null,{"v":0.25202,"d":"0.2520"},746.5,{"v":0.913300118972251,"d":"0.9133"},"Yes","Yes",{"v":5906.4,"d":"5,906"},{"v":952.319,"d":"952"},{"v":0.999213,"d":"0.9992"},null,{"v":16588032.069,"d":"16,588,032"},{"v":9319334.293,"d":"9,319,334"},{"v":16588032.069,"d":"16,588,032"},{"v":9319334.293,"d":"9,319,334"},{"v":1648044,"d":"1,648,044"},{"v":941422,"d":"941,422"},{"v":1656.173,"d":"1,656"},{"v":941.834,"d":"942"},{"v":29.81,"d":"30"},{"v":991337.63,"d":"991,338"},{"v":43076.104,"d":"43,076"},{"v":4307.61,"d":"4,308"},{"v":992517.915,"d":"992,518"},null,{"v":2.01,"d":"2.010"},2.001,0.036,{"v":1203.048,"d":"1,203.048"},0.026,0.003,{"v":1204.48,"d":"1,204.480"},null,{"v":0.2,"d":"0.200"},0.202,0.004,119.524,0.003,{"v":0,"d":"0.000"},119.667,null,{"v":2.01,"d":"2.010"},2.001,0.036,{"v":1203.047,"d":"1,203.047"},0.026,0.003,{"v":1204.48,"d":"1,204.480"},null,{"v":1657.477,"d":"1,657"},{"v":942.576,"d":"943"},{"v":29.833,"d":"30"},{"v":992118.359,"d":"992,118"},{"v":43110.028,"d":"43,110"},{"v":4311.003,"d":"4,311"},null,{"v":16601096,"d":"16,601,096"},{"v":9326673.75,"d":"9,326,674"},{"v":16601096,"d":"16,601,096"},{"v":9326673.75,"d":"9,326,674"},"EPA/CAMD","EPA/CAMD","EPA/CAMD","EPA/CAMD","EIA","EIA","--","EPA/CAMD","EPA/CAMD",0,0,0,0,0,0,{"v":13063.931,"d":"13,064"},{"v":7339.457,"d":"7,339"},{"v":1.304,"d":"1"},{"v":0.742,"d":"1"},{"v":0.023,"d":"0"},{"v":780.73,"d":"781"},{"v":33.925,"d":"34"},{"v":3.392,"d":"3"},{"v":10065.282996,"d":"10,065.283"},0,0,{"v":1648044.28,"d":"1,648,044"},0,0,0,0,0,0,0,0,{"v":1648044.28,"d":"1,648,044"},0,0,{"v":1648044.28,"d":"1,648,044"},0,{"v":0,"d":"0.0%"},{"v":0,"d":"0.0%"},{"v":1,"d":"100.0%"},{"v":0,"d":"0.0%"},{"v":0,"d":"0.0%"},{"v":0,"d":"0.0%"},{"v":0,"d":"0.0%"},{"v":0,"d":"0.0%"},{"v":0,"d":"0.0%"},{"v":0,"d":"0.0%"},{"v":0,"d":"0.0%"},{"v":1,"d":"100.0%"},{"v":0,"d":"0.0%"},{"v":0,"d":"0.0%"},{"v":1,"d":"100.0%"},{"v":0,"d":"0.0%"}]
[391,2019,"AZ","Jacobson 5 MW Solar",60603,"UNS Electric, Inc",19728,"UNS Electric, Inc",19728,"Electric Utility","Tucson Electric Power Company","TEPC","WECC","AZNM","WECC Southwest",null,"04","015","Mohave",35.304528,-114.01183,1,1,"SUN","SOLAR",null,{"v":0.24543,"d":"0.2454"},4.4,{"$nulls":9},{"v":84241,"d":"84,241"},{"v":44340,"d":"44,340"},{"v":9460,"d":"9,460"},{"v":4979,"d":"4,979"},{"$nulls":41},{"v":84241,"d":"84,241"},{"v":44340,"d":"44,340"},{"$nulls":6},"--","EIA","EIA",{"$nulls":15},0,0,0,0,0,0,0,{"v":9460,"d":"9,460"},0,0,0,0,{"v":9460,"d":"9,460"},{"v":9460,"d":"9,460"},0,{"v":9460,"d":"9,460"},{"v":0,"d":"0.0%"},{"v":0,"d":"0.0%"},{"v":0,"d":"0.0%"},{"v":0,"d":"0.0%"},{"v":0,"d":"0.0%"},{"v":0,"d":"0.0%"},{"v":0,"d":"0.0%"},{"v":1,"d":"100.0%"},{"v":0,"d":"0.0%"},{"v":0,"d":"0.0%"},{"v":0,"d":"0.0%"},{"v":0,"d":"0.0%"},{"v":1,"d":"100.0%"},{"v":1,"d":"100.0%"},{"v":0,"d":"0.0%"},{"v":1,"d":"100.0%"}]
[392,2019,"AZ","Jewish Community Center PV",58292,"Arizona Public Service Co",803,"Main Street Power",58863,"IPP Non-CHP","Arizona Public Service Company","AZPS","WECC","AZNM","WECC Southwest",null,"04","013","Maricopa",33.603056,-111.924722,1,1,"SUN","SOLAR",null,{"v":0.22426,"d":"0.2243"},1.1,{"$nulls":9},{"v":19244,"d":"19,244"},{"v":10129,"d":"10,129"},{"v":2161,"d":"2,161"},{"v":1137,"d":"1,137"},{"$nulls":41},{"v":19244,"d":"19,244"},{"v":10129,"d":"10,129"},{"$nulls":6},"--","EIA","EIA",{"$nulls":15},0,0,0,0,0,0,0,{"v":2161,"d":"2,161"},0,0,0,0,{"v":2161,"d":"2,161"},{"v":2161,"d":"2,161"},0,{"v":2161,"d":"2,161"},{"v":0,"d":"0.0%"},{"v":0,"d":"0.0%"},{"v":0,"d":"0.0%"},{"v":0,"d":"0.0%"},{"v":0,"d":"0.0%"},{"v":0,"d":"0.0%"},{"v":0,"d":"0.0%"},{"v":1,"d":"100.0%"},{"v":0,"d":"0.0%"},{"v":0,"d":"0.0%"},{"v":0,"d":"0.0%"},{"v":0,"d":"0.0%"},{"v":1,"d":"100.0%"},{"v":1,"d":"100.0%"},{"v":0,"d":"0.0%"},{"v":1,"d":"100.0%"}]
[393,2019,"AZ","Kayenta Solar Project",61268,"Navajo Tribal Utility Authority",13314,"NGI-Kayenta Solar Lessor I, LLC",60879,"IPP Non-CHP","Western Area Power Administration - Desert Southwest Region","WALC","WECC","NWPP","WECC Northwest",null,"04","017","Navajo",36.771944,-110.263889,2,2,"SUN","SOLAR",null,{"v":0.16301,"d":"0.1630"},55.3,{"$nulls":9},{"v":703201,"d":"703,201"},{"v":303696,"d":"303,696"},{"v":78967,"d":"78,967"},{"v":34104,"d":"34,104"},{"$nulls":41},{"v":703201,"d":"703,201"},{"v":303696,"d":"303,696"},{"$nulls":6},"--","EIA","EIA",{"$nulls":15},0,0,0,0,0,0,0,{"v":78967,"d":"78,967"},0,0,0,0,{"v":78967,"d":"78,967"},{"v":78967,"d":"78,967"},0,{"v":78967,"d":"78,967"},{"v":0,"d":"0.0%"},{"v":0,"d":"0.0%"},{"v":0,"d":"0.0%"},{"v":0,"d":"0.0%"},{"v":0,"d":"0.0%"},{"v":0,"d":"0.0%"},{"v":0,"d":"0.0%"},{"v":1,"d":"100.0%"},{"v":0,"d":"0.0%"},{"v":0,"d":"0.0%"},{"v":0,"d":"0.0%"},{"v":0,"d":"0.0%"},{"v":1,"d":"100.0%"},{"v":1,"d":"100.0%"},{"v":0,"d":"0.0%"},{"v":1,"d":"100.0%"}]
[394,2019,"AZ","Kingman 1",57775,"UNS Electric, Inc",19728,"Brookfield Renewable Trading and Marketing LP",63235,"IPP Non-CHP","Arizona Public Service Company","AZPS","WECC","AZNM","WECC Southwest",null,"04","015","Mohave",35.145833,-114.0675,2,2,"WND","WIND",null,{"v":0.31101,"d":"0.3110"},10.5,{"$nulls":9},{"v":254745,"d":"254,745"},{"v":101741,"d":"101,741"},{"v":28607,"d":"28,607"},{"v":11425,"d":"11,425"},{"$nulls":41},{"v":254745,"d":"254,745"},{"v":101741,"d":"101,741"},{"$nulls":6},"--","EIA","EIA",{"$nulls":15},0,0,0,0,0,0,{"v":27489,"d":"27,489"},{"v":1118,"d":"1,118"},0,0,0,0,{"v":28607,"d":"28,607"},{"v":28607,"d":"28,607"},0,{"v":28607,"d":"28,607"},{"v":0,"d":"0.0%"},{"v":0,"d":"0.0%"},{"v":0,"d":"0.0%"},{"v":0,"d":"0.0%"},{"v":0,"d":"0.0%"},{"v":0,"d":"0.0%"},{"v":0.96091865627294,"d":"96.1%"},{"v":0.0390813437270598,"d":"3.9%"},{"v":0,"d":"0.0%"},{"v":0,"d":"0.0%"},{"v":0,"d":"0.0%"},{"v":0,"d":"0.0%"},{"v":1,"d":"100.0%"},{"v":1,"d":"100.0%"},{"v":0,"d":"0.0%"},{"v":1,"d":"100.0%"}]
[395,2019,"AZ","Kyrene Generating Station",147,"Salt River Project",16572,"Salt River Project",16572,"Electric Utility","Salt River Project","SRP","WECC","AZNM","WECC Southwest",null,"04","013","Maricopa",33.3556,-111.9353,1,7,"NG","GAS",null,{"v":0.28945,"d":"0.2895"},573.7,{"v":0.850923098188506,"d":"0.8509"},{"$nulls":6},{"v":10173077,"d":"10,173,077"},{"v":4682417,"d":"4,682,417"},{"v":10173077,"d":"10,173,077"},{"v":4682417,"d":"4,682,417"},{"v":1454644,"d":"1,454,644"},{"v":666873.999,"d":"666,874"},{"v":45.9,"d":"46"},{"v":20.838,"d":"21"},{"v":3.052,"d":"3"},{"v":604571.875,"d":"604,572"},{"v":23489.416,"d":"23,489"},{"v":2348.942,"d":"2,349"},{"v":605215.485,"d":"605,215"},null,0.063,0.062,0.004,{"v":831.23,"d":"831.230"},0.016,{"v":2E-3,"d":"0.002"},832.115,null,0.009,0.009,{"v":1E-3,"d":"0.001"},118.857,{"v":2E-3,"d":"0.002"},{"v":0,"d":"0.000"},118.984,null,0.063,0.062,0.004,{"v":831.23,"d":"831.230"},0.016,{"v":2E-3,"d":"0.002"},832.115,null,{"v":45.9,"d":"46"},{"v":20.838,"d":"21"},{"v":3.052,"d":"3"},{"v":604571.875,"d":"604,572"},{"v":23489.416,"d":"23,489"},{"v":2348.942,"d":"2,349"},null,{"v":10173077,"d":"10,173,077"},{"v":4682417,"d":"4,682,417"},{"v":10173077,"d":"10,173,077"},{"v":4682417,"d":"4,682,417"},"EPA/CAMD","EPA/CAMD","EPA/CAMD","EPA/CAMD","EIA","EIA","--","EPA/CAMD","EPA/CAMD",{"$nulls":14},{"v":6993.516627,"d":"6,993.517"},0,0,{"v":1454644,"d":"1,454,644"},0,0,0,0,0,0,0,0,{"v":1454644,"d":"1,454,644"},0,0,{"v":1454644,"d":"1,454,644"},0,{"v":0,"d":"0.0%"},{"v":0,"d":"0.0%"},{"v":1,"d":"100.0%"},{"v":0,"d":"0.0%"},{"v":0,"d":"0.0%"},{"v":0,"d":"0.0%"},{"v":0,"d":"0.0%"},{"v":0,"d":"0.0%"},{"v":0,"d":"0.0%"},{"v":0,"d":"0.0%"},{"v":0,"d":"0.0%"},{"v":1,"d":"100.0%"},{"v":0,"d":"0.0%"},{"v":0,"d":"0.0%"},{"v":1,"d":"100.0%"},{"v":0,"d":"0.0%"}]
[396,2019,"AZ","La Paz Solar Tower",58652,"WAPA-- Western Area Power Administration",27000,"Enivromission, Inc",58597,"IPP Non-CHP","Western Area Power Administration - Desert Southwest Region","WALC","WECC","AZNM","WECC Southwest",null,"04","012","La Paz",33.917222,-114.2675,1,1,"SUN","SOLAR",null,null,{"v":200,"d":"200.0"},{"$nulls":62},"--"]
[397,2019,"AZ","La Senita",57556,"UNS Electric, Inc",19728,"UNS Electric, Inc",19728,"Electric Utility","Tucson Electric Power Company","TEPC","WECC","AZNM","WECC Southwest",null,"04","015","Mohave",35.241675,-114.004591,1,1,"SUN","SOLAR",null,{"v":0.22614,"d":"0.2261"},{"v":1,"d":"1.0"},{"$nulls":9},{"v":17641,"d":"17,641"},{"v":9285,"d":"9,285"},{"v":1981,"d":"1,981"},{"v":1043,"d":"1,043"},{"$nulls":41},{"v":17641,"d":"17,641"},{"v":9285,"d":"9,285"},{"$nulls":6},"--","EIA","EIA",{"$nulls":15},0,0,0,0,0,0,0,{"v":1981,"d":"1,981"},0,0,0,0,{"v":1981,"d":"1,981"},{"v":1981,"d":"1,981"},0,{"v":1981,"d":"1,981"},{"v":0,"d":"0.0%"},{"v":0,"d":"0.0%"},{"v":0,"d":"0.0%"},{"v":0,"d":"0.0%"},{"v":0,"d":"0.0%"},{"v":0,"d":"0.0%"},{"v":0,"d":"0.0%"},{"v":1,"d":"100.0%"},{"v":0,"d":"0.0%"},{"v":0,"d":"0.0%"},{"v":0,"d":"0.0%"},{"v":0,"d":"0.0%"},{"v":1,"d":"100.0%"},{"v":1,"d":"100.0%"},{"v":0,"d":"0.0%"},{"v":1,"d":"100.0%"}]
[398,2019,"AZ","Lake Pleasant WTP",58539,"Arizona Public Service Co",803,"Solar Star Arizona III LLC",58507,"IPP Non-CHP","Arizona Public Service Company","AZPS","WECC","AZNM","WECC Southwest",null,"04","013","Maricopa",33.820556,-112.24,1,1,"SUN","SOLAR",null,{"v":0.25695,"d":"0.2570"},6.5,{"$nulls":9},{"v":130290,"d":"130,290"},{"v":68577,"d":"68,577"},{"v":14631,"d":"14,631"},{"v":7701,"d":"7,701"},{"$nulls":41},{"v":130290,"d":"130,290"},{"v":68577,"d":"68,577"},{"$nulls":6},"--","EIA","EIA",{"$nulls":15},0,0,0,0,0,0,0,{"v":14631,"d":"14,631"},0,0,0,0,{"v":14631,"d":"14,631"},{"v":14631,"d":"14,631"},0,{"v":14631,"d":"14,631"},{"v":0,"d":"0.0%"},{"v":0,"d":"0.0%"},{"v":0,"d":"0.0%"},{"v":0,"d":"0.0%"},{"v":0,"d":"0.0%"},{"v":0,"d":"0.0%"},{"v":0,"d":"0.0%"},{"v":1,"d":"100.0%"},{"v":0,"d":"0.0%"},{"v":0,"d":"0.0%"},{"v":0,"d":"0.0%"},{"v":0,"d":"0.0%"},{"v":1,"d":"100.0%"},{"v":1,"d":"100.0%"},{"v":0,"d":"0.0%"},{"v":1,"d":"100.0%"}]
[399,2019,"AZ","Luke Solar",57324,"Arizona Public Service Co",803,"Arizona Public Service Co",803,"Electric Utility","Arizona Public Service Company","AZPS","WECC","AZNM","WECC Southwest",null,"04","013","Maricopa",33.526111,-112.37944,1,1,"SUN","SOLAR",null,0.2345,{"v":15,"d":"15.0"},{"$nulls":9},{"v":274390,"d":"274,390"},{"v":144423,"d":"144,423"},{"v":30813,"d":"30,813"},{"v":16218,"d":"16,218"},{"$nulls":41},{"v":274390,"d":"274,390"},{"v":144423,"d":"144,423"},{"$nulls":6},"--","EIA","EIA",{"$nulls":15},0,0,0,0,0,0,0,{"v":30813,"d":"30,813"},0,0,0,0,{"v":30813,"d":"30,813"},{"v":30813,"d":"30,813"},0,{"v":30813,"d":"30,813"},{"v":0,"d":"0.0%"},{"v":0,"d":"0.0%"},{"v":0,"d":"0.0%"},{"v":0,"d":"0.0%"},{"v":0,"d":"0.0%"},{"v":0,"d":"0.0%"},{"v":0,"d":"0.0%"},{"v":1,"d":"100.0%"},{"v":0,"d":"0.0%"},{"v":0,"d":"0.0%"},{"v":0,"d":"0.0%"},{"v":0,"d":"0.0%"},{"v":1,"d":"100.0%"},{"v":1,"d":"100.0%"},{"v":0,"d":"0.0%"},{"v":1,"d":"100.0%"}]
[400,2019,"AZ","Macys Goodyear",57673,"Arizona Public Service Co",803,"Macys Corporate Services, Inc",56998,"IPP Non-CHP","Arizona Public Service Company","AZPS","WECC","AZNM","WECC Southwest",null,"04","013","Maricopa",33.409063,-112.414596,1,1,"SUN","SOLAR",null,{"v":0.15985,"d":"0.1599"},3.5,{"$nulls":9},{"v":43647,"d":"43,647"},{"v":22974,"d":"22,974"},{"v":4901,"d":"4,901"},{"v":2580,"d":"2,580"},{"$nulls":41},{"v":43647,"d":"43,647"},{"v":22974,"d":"22,974"},{"$nulls":6},"--","EIA","EIA",{"$nulls":15},0,0,0,0,0,0,0,{"v":4901.49,"d":"4,901"},0,0,0,0,{"v":4901.49,"d":"4,901"},{"v":4901.49,"d":"4,901"},0,{"v":4901.49,"d":"4,901"},{"v":0,"d":"0.0%"},{"v":0,"d":"0.0%"},{"v":0,"d":"0.0%"},{"v":0,"d":"0.0%"},{"v":0,"d":"0.0%"},{"v":0,"d":"0.0%"},{"v":0,"d":"0.0%"},{"v":1,"d":"100.0%"},{"v":0,"d":"0.0%"},{"v":0,"d":"0.0%"},{"v":0,"d":"0.0%"},{"v":0,"d":"0.0%"},{"v":1,"d":"100.0%"},{"v":1,"d":"100.0%"},{"v":0,"d":"0.0%"},{"v":1,"d":"100.0%"}]
[401,2019,"AZ","Mesa Solar Array",58466,"Salt River Project",16572,"Apple, Inc",57369,"Commercial Non-CHP","Salt River Project","SRP","WECC","AZNM","WECC Southwest",null,"04","013","Maricopa",33.346944,-111.603056,1,1,"SUN","SOLAR",null,null,{"v":4,"d":"4.0"},{"$nulls":62},"--"]
[402,2019,"AZ","Mesquite Generating Station",55481,"Salt River Project",16572,"Salt River Project",16572,"Electric Utility","Salt River Project","SRP","WECC","AZNM","WECC Southwest",null,"04","013","Maricopa",33.345,-112.864167,4,6,"NG","GAS",null,{"v":0.54723,"d":"0.5472"},{"v":1383.2,"d":"1,383.2"},{"v":0.421288144183782,"d":"0.4213"},{"$nulls":6},{"v":46473009,"d":"46,473,009"},{"v":22318160.5,"d":"22,318,161"},{"v":46473009,"d":"46,473,009"},{"v":22318160.5,"d":"22,318,161"},{"v":6630659,"d":"6,630,659"},{"v":3182292,"d":"3,182,292"},{"v":198.193,"d":"198"},{"v":94.508,"d":"95"},{"v":13.943,"d":"14"},{"v":2761825.938,"d":"2,761,826"},{"v":52045.775,"d":"52,046"},{"v":5204.577,"d":"5,205"},{"v":2763251.992,"d":"2,763,252"},null,{"v":0.06,"d":"0.060"},0.059,0.004,833.047,0.008,{"v":1E-3,"d":"0.001"},833.477,null,0.009,0.008,{"v":1E-3,"d":"0.001"},118.857,{"v":1E-3,"d":"0.001"},{"v":0,"d":"0.000"},118.919,null,{"v":0.06,"d":"0.060"},0.059,0.004,833.047,0.008,{"v":1E-3,"d":"0.001"},833.477,null,{"v":198.193,"d":"198"},{"v":94.508,"d":"95"},{"v":13.943,"d":"14"},{"v":2761825.938,"d":"2,761,826"},{"v":52045.775,"d":"52,046"},{"v":5204.577,"d":"5,205"},null,{"v":46473009,"d":"46,473,009"},{"v":22318160.5,"d":"22,318,161"},{"v":46473009,"d":"46,473,009"},{"v":22318160.5,"d":"22,318,161"},"EPA/CAMD","EPA/CAMD","EPA/CAMD","EPA/CAMD","EIA","EIA","--","EPA/CAMD","EPA/CAMD",{"$nulls":14},{"v":7008.806968,"d":"7,008.807"},0,0,{"v":6630659,"d":"6,630,659"},0,0,0,0,0,0,0,0,{"v":6630659,"d":"6,630,659"},0,0,{"v":6630659,"d":"6,630,659"},0,{"v":0,"d":"0.0%"},{"v":0,"d":"0.0%"},{"v":1,"d":"100.0%"},{"v":0,"d":"0.0%"},{"v":0,"d":"0.0%"},{"v":0,"d":"0.0%"},{"v":0,"d":"0.0%"},{"v":0,"d":"0.0%"},{"v":0,"d":"0.0%"},{"v":0,"d":"0.0%"},{"v":0,"d":"0.0%"},{"v":1,"d":"100.0%"},{"v":0,"d":"0.0%"},{"v":0,"d":"0.0%"},{"v":1,"d":"100.0%"},{"v":0,"d":"0.0%"}]
[403,2019,"AZ","Mesquite Solar 1",57707,"Salt River Project",16572,"Consolidated Edison Development Inc.",56769,"IPP Non-CHP","California Independent System Operator","CISO","WECC","CAMX","WECC California",null,"04","013","Maricopa",33.341833,-112.904028,12,12,"SUN","SOLAR",null,{"v":0.27353,"d":"0.2735"},{"v":170,"d":"170.0"},{"$nulls":9},{"v":3627406.906,"d":"3,627,407"},{"v":1909259.023,"d":"1,909,259"},{"v":407345.001,"d":"407,345"},{"v":214403,"d":"214,403"},{"$nulls":41},{"v":3627406.906,"d":"3,627,407"},{"v":1909259.023,"d":"1,909,259"},{"$nulls":6},"--","EIA","EIA",{"$nulls":15},0,0,0,0,0,0,0,{"v":407345,"d":"407,345"},0,0,0,0,{"v":407345,"d":"407,345"},{"v":407345,"d":"407,345"},0,{"v":407345,"d":"407,345"},{"v":0,"d":"0.0%"},{"v":0,"d":"0.0%"},{"v":0,"d":"0.0%"},{"v":0,"d":"0.0%"},{"v":0,"d":"0.0%"},{"v":0,"d":"0.0%"},{"v":0,"d":"0.0%"},{"v":1,"d":"100.0%"},{"v":0,"d":"0.0%"},{"v":0,"d":"0.0%"},{"v":0,"d":"0.0%"},{"v":0,"d":"0.0%"},{"v":1,"d":"100.0%"},{"v":1,"d":"100.0%"},{"v":0,"d":"0.0%"},{"v":1,"d":"100.0%"}]
[404,2019,"AZ","Mesquite Solar 2, LLC",60307,"San Diego Gas & Electric Co",16609,"Consolidated Edison Development Inc.",56769,"IPP Non-CHP","California Independent System Operator","CISO","WECC","CAMX","WECC California",null,"04","013","Maricopa",33.332777,-112.911388,1,1,"SUN","SOLAR",null,{"v":0.29229,"d":"0.2923"},{"v":100,"d":"100.0"},{"$nulls":9},{"v":2280100,"d":"2,280,100"},{"v":1220984,"d":"1,220,984"},{"v":256047,"d":"256,047"},{"v":137112,"d":"137,112"},{"$nulls":41},{"v":2280100,"d":"2,280,100"},{"v":1220984,"d":"1,220,984"},{"$nulls":6},"--","EIA","EIA",{"$nulls":15},0,0,0,0,0,0,0,{"v":256047,"d":"256,047"},0,0,0,0,{"v":256047,"d":"256,047"},{"v":256047,"d":"256,047"},0,{"v":256047,"d":"256,047"},{"v":0,"d":"0.0%"},{"v":0,"d":"0.0%"},{"v":0,"d":"0.0%"},{"v":0,"d":"0.0%"},{"v":0,"d":"0.0%"},{"v":0,"d":"0.0%"},{"v":0,"d":"0.0%"},{"v":1,"d":"100.0%"},{"v":0,"d":"0.0%"},{"v":0,"d":"0.0%"},{"v":0,"d":"0.0%"},{"v":0,"d":"0.0%"},{"v":1,"d":"100.0%"},{"v":1,"d":"100.0%"},{"v":0,"d":"0.0%"},{"v":1,"d":"100.0%"}]
[405,2019,"AZ","Mesquite Solar 3, LLC",60308,"San Diego Gas & Electric Co",16609,"Consolidated Edison Development Inc.",56769,"IPP Non-CHP","California Independent System Operator","CISO","WECC","CAMX","WECC California",null,"04","013","Maricopa",33.347583,-112.936805,1,1,"SUN","SOLAR",null,{"v":0.33915,"d":"0.3392"},{"v":150,"d":"150.0"},{"$nulls":9},{"v":3968397,"d":"3,968,397"},{"v":2022387,"d":"2,022,387"},{"v":445637,"d":"445,637"},{"v":227107,"d":"227,107"},{"$nulls":41},{"v":3968397,"d":"3,968,397"},{"v":2022387,"d":"2,022,387"},{"$nulls":6},"--","EIA","EIA",{"$nulls":15},0,0,0,0,0,0,0,{"v":445637,"d":"445,637"},0,0,0,0,{"v":445637,"d":"445,637"},{"v":445637,"d":"445,637"},0,{"v":445637,"d":"445,637"},{"v":0,"d":"0.0%"},{"v":0,"d":"0.0%"},{"v":0,"d":"0.0%"},{"v":0,"d":"0.0%"},{"v":0,"d":"0.0%"},{"v":0,"d":"0.0%"},{"v":0,"d":"0.0%"},{"v":1,"d":"100.0%"},{"v":0,"d":"0.0%"},{"v":0,"d":"0.0%"},{"v":0,"d":"0.0%"},{"v":0,"d":"0.0%"},{"v":1,"d":"100.0%"},{"v":1,"d":"100.0%"},{"v":0,"d":"0.0%"},{"v":1,"d":"100.0%"}]
[406,2019,"AZ","Mohave County Wind Farm",63114,"WAPA-- Western Area Power Administration",27000,"Mohave County Wind Farm",62916,"IPP Non-CHP","Western Area Power Administration - Desert Southwest Region","WALC","WECC",{"$nulls":3},"04","015","Mohave",35.791142,-114.504504,1,1,"WND","WIND",null,null,{"v":350,"d":"350.0"},{"$nulls":62},"--"]
[407,2019,"AZ","Mohave Electric at Fort Mohave",59819,"Mohave Electric Cooperative, I",21538,"Mohave Sunrise Solar I, LLC",59600,"IPP Non-CHP","Western Area Power Administration - Desert Southwest Region","WALC","WECC","AZNM","WECC Southwest",null,"04","015","Mohave",34.9843,-114.5565,1,1,"SUN","SOLAR",null,{"v":0.25034,"d":"0.2503"},4.4,{"$nulls":9},{"v":85924,"d":"85,924"},{"v":45225,"d":"45,225"},{"v":9649,"d":"9,649"},{"v":5079,"d":"5,079"},{"$nulls":41},{"v":85924,"d":"85,924"},{"v":45225,"d":"45,225"},{"$nulls":6},"--","EIA","EIA",{"$nulls":15},0,0,0,0,0,0,0,{"v":9649,"d":"9,649"},0,0,0,0,{"v":9649,"d":"9,649"},{"v":9649,"d":"9,649"},0,{"v":9649,"d":"9,649"},{"v":0,"d":"0.0%"},{"v":0,"d":"0.0%"},{"v":0,"d":"0.0%"},{"v":0,"d":"0.0%"},{"v":0,"d":"0.0%"},{"v":0,"d":"0.0%"},{"v":0,"d":"0.0%"},{"v":1,"d":"100.0%"},{"v":0,"d":"0.0%"},{"v":0,"d":"0.0%"},{"v":0,"d":"0.0%"},{"v":0,"d":"0.0%"},{"v":1,"d":"100.0%"},{"v":1,"d":"100.0%"},{"v":0,"d":"0.0%"},{"v":1,"d":"100.0%"}]
[408,2019,"AZ","Mohave Electric Cooperative at Joy Lane",63554,"Mohave Electric Cooperative, I",21538,"Constellation Solar Arizona 2, LLC",60404,"IPP Non-CHP","Western Area Power Administration - Desert Southwest Region","WALC","WECC","AZNM","WECC Southwest",null,"04","015","Mohave",34.9843,-114.5565,1,1,"SUN","SOLAR",null,0.3393,{"v":10,"d":"10.0"},{"$nulls":9},{"v":264684,"d":"264,684"},{"v":139315,"d":"139,315"},{"v":29723,"d":"29,723"},{"v":15644,"d":"15,644"},{"$nulls":41},{"v":264684,"d":"264,684"},{"v":139315,"d":"139,315"},{"$nulls":6},"--","EIA","EIA",{"$nulls":15},0,0,0,0,0,0,0,{"v":29723,"d":"29,723"},0,0,0,0,{"v":29723,"d":"29,723"},{"v":29723,"d":"29,723"},0,{"v":29723,"d":"29,723"},{"v":0,"d":"0.0%"},{"v":0,"d":"0.0%"},{"v":0,"d":"0.0%"},{"v":0,"d":"0.0%"},{"v":0,"d":"0.0%"},{"v":0,"d":"0.0%"},{"v":0,"d":"0.0%"},{"v":1,"d":"100.0%"},{"v":0,"d":"0.0%"},{"v":0,"d":"0.0%"},{"v":0,"d":"0.0%"},{"v":0,"d":"0.0%"},{"v":1,"d":"100.0%"},{"v":1,"d":"100.0%"},{"v":0,"d":"0.0%"},{"v":1,"d":"100.0%"}]
[409,2019,"AZ","Mormon Flat",148,"Salt River Project",16572,"Salt River Project",16572,"Electric Utility","Salt River Project","SRP","WECC","AZNM","WECC Southwest",null,"04","013","Maricopa",33.5536,-111.4431,2,2,"WAT","HYDRO",null,{"v":0.04561,"d":"0.0456"},63.5,{"$nulls":6},"Yes",null,null,{"v":12067,"d":"12,067"},{"v":4302,"d":"4,302"},{"v":25370,"d":"25,370"},{"v":24405,"d":"24,405"},{"$nulls":41},{"v":12067,"d":"12,067"},{"v":4302,"d":"4,302"},{"$nulls":6},"--","EIA","EIA",{"$nulls":15},0,0,0,0,{"v":25370,"d":"25,370"},0,0,0,0,0,0,0,{"v":25370,"d":"25,370"},0,0,{"v":25370,"d":"25,370"},{"v":0,"d":"0.0%"},{"v":0,"d":"0.0%"},{"v":0,"d":"0.0%"},{"v":0,"d":"0.0%"},{"v":1,"d":"100.0%"},{"v":0,"d":"0.0%"},{"v":0,"d":"0.0%"},{"v":0,"d":"0.0%"},{"v":0,"d":"0.0%"},{"v":0,"d":"0.0%"},{"v":0,"d":"0.0%"},{"v":0,"d":"0.0%"},{"v":1,"d":"100.0%"},{"v":0,"d":"0.0%"},{"v":0,"d":"0.0%"},{"v":1,"d":"100.0%"}]
[410,2019,"AZ","Navajo Generating Station",4941,"Arizona Public Service Co",803,"Salt River Project",16572,"Electric Utility","Salt River Project","SRP","WECC","AZNM","WECC Southwest",null,"04","005","Coconino",36.9047,-111.3886,3,3,"BIT","COAL","Yes",{"v":0.47142,"d":"0.4714"},{"v":2409.3,"d":"2,409.3"},{"v":0.547632206023576,"d":"0.5476"},{"$nulls":6},{"v":116145344,"d":"116,145,344"},{"v":61180884,"d":"61,180,884"},{"v":116145344,"d":"116,145,344"},{"v":61180884,"d":"61,180,884"},{"v":9949554,"d":"9,949,554"},{"v":5240165,"d":"5,240,165"},{"v":11075.962,"d":"11,076"},{"v":6046.045,"d":"6,046"},{"v":3052.305,"d":"3,052"},{"v":11916501.25,"d":"11,916,501"},{"v":2607359.371,"d":"2,607,359"},{"v":379330.32,"d":"379,330"},{"v":12005613.46,"d":"12,005,613"},null,2.226,2.308,0.614,{"v":2395.384,"d":"2,395.384"},0.262,0.038,{"v":2413.297,"d":"2,413.297"},null,0.191,0.198,0.053,{"v":205.2,"d":"205.200"},0.022,0.003,206.734,null,2.226,2.308,0.614,{"v":2395.384,"d":"2,395.384"},0.262,0.038,{"v":2413.297,"d":"2,413.297"},null,{"v":11075.962,"d":"11,076"},{"v":6046.045,"d":"6,046"},{"v":3052.305,"d":"3,052"},{"v":11916501.25,"d":"11,916,501"},{"v":2607359.371,"d":"2,607,359"},{"v":379330.32,"d":"379,330"},null,{"v":116145344,"d":"116,145,344"},{"v":61180884,"d":"61,180,884"},{"v":116145344,"d":"116,145,344"},{"v":61180884,"d":"61,180,884"},"EPA/CAMD","EPA/CAMD","EPA/CAMD","EPA/CAMD","EIA","EIA","--","EPA/CAMD","EPA/CAMD",{"$nulls":14},{"v":11673.422186,"d":"11,673.422"},{"v":9930166.8,"d":"9,930,167"},{"v":19387.165,"d":"19,387"},0,0,0,0,0,0,0,0,0,{"v":9949553.965,"d":"9,949,554"},0,0,{"v":9949553.965,"d":"9,949,554"},0,{"v":0.998051453857309,"d":"99.8%"},{"v":0.00194854614269133,"d":"0.2%"},{"v":0,"d":"0.0%"},{"v":0,"d":"0.0%"},{"v":0,"d":"0.0%"},{"v":0,"d":"0.0%"},{"v":0,"d":"0.0%"},{"v":0,"d":"0.0%"},{"v":0,"d":"0.0%"},{"v":0,"d":"0.0%"},{"v":0,"d":"0.0%"},{"v":1,"d":"100.0%"},{"v":0,"d":"0.0%"},{"v":0,"d":"0.0%"},{"v":1,"d":"100.0%"},{"v":0,"d":"0.0%"}]
[411,2019,"AZ","New Harquahala Generating Company, LLC",55372,"Salt River Project",16572,"New Harquahala Generating Co, LLC",32790,"IPP Non-CHP","New Harquahala Generating Company, LLC - HGBA","HGMA","WECC","AZNM","WECC Southwest",null,"04","013","Maricopa",33.47596,-113.113434,3,6,"NG","GAS",null,{"v":0,"d":"0.0000"},{"v":1325.1,"d":"1,325.1"},{"$nulls":11},0,0,{"$nulls":49},"--",{"$nulls":17},0,0,0,0,0,0,0,0,0,0,0,0,0,0,0,0]
[412,2019,"AZ","North Loop",6088,"Tucson Electric Power Co",24211,"Tucson Electric Power Co",24211,"Electric Utility","Tucson Electric Power Company","TEPC","WECC","AZNM","WECC Southwest",null,"04","019","Pima",32.401,-111.1262,4,4,"NG","GAS",null,{"v":0.01321,"d":"0.0132"},107.8,{"v":1,"d":"1.0000"},{"$nulls":6},{"v":189923.996,"d":"189,924"},{"v":93550,"d":"93,550"},{"v":189923.996,"d":"189,924"},{"v":93550,"d":"93,550"},{"v":12476.001,"d":"12,476"},{"v":6144.999,"d":"6,145"},{"v":29.474,"d":"29"},{"v":14.517,"d":"15"},{"v":0.303,"d":"0"},{"v":11100.018,"d":"11,100"},{"v":418.711,"d":"419"},{"v":41.871,"d":"42"},{"v":11111.491,"d":"11,111"},null,4.725,4.725,0.049,{"v":1779.419,"d":"1,779.419"},0.034,0.003,{"v":1781.258,"d":"1,781.258"},null,{"v":0.31,"d":"0.310"},{"v":0.31,"d":"0.310"},0.003,116.889,{"v":2E-3,"d":"0.002"},{"v":0,"d":"0.000"},{"v":117.01,"d":"117.010"},null,4.725,4.725,0.049,{"v":1779.419,"d":"1,779.419"},0.034,0.003,{"v":1781.259,"d":"1,781.259"},null,{"v":29.474,"d":"29"},{"v":14.517,"d":"15"},{"v":0.303,"d":"0"},{"v":11100.018,"d":"11,100"},{"v":418.711,"d":"419"},{"v":41.871,"d":"42"},null,{"v":189923.996,"d":"189,924"},{"v":93550,"d":"93,550"},{"v":189923.996,"d":"189,924"},{"v":93550,"d":"93,550"},"EIA","EIA","EIA","EIA","EIA","EIA","--","EIA","EIA",{"$nulls":14},{"v":15223.148132,"d":"15,223.148"},0,0,{"v":12476,"d":"12,476"},0,0,0,0,0,0,0,0,{"v":12476,"d":"12,476"},0,0,{"v":12476,"d":"12,476"},0,{"v":0,"d":"0.0%"},{"v":0,"d":"0.0%"},{"v":1,"d":"100.0%"},{"v":0,"d":"0.0%"},{"v":0,"d":"0.0%"},{"v":0,"d":"0.0%"},{"v":0,"d":"0.0%"},{"v":0,"d":"0.0%"},{"v":0,"d":"0.0%"},{"v":0,"d":"0.0%"},{"v":0,"d":"0.0%"},{"v":1,"d":"100.0%"},{"v":0,"d":"0.0%"},{"v":0,"d":"0.0%"},{"v":1,"d":"100.0%"},{"v":0,"d":"0.0%"}]
[413,2019,"AZ","Northwest Regional",57403,"Arizona Public Service Co",803,"WM Renewable Energy LLC",54842,"IPP Non-CHP","Arizona Public Service Company","AZPS","WECC","AZNM","WECC Southwest",null,"04","013","Maricopa",33.681944,-112.476666,2,2,"LFG","BIOMASS",null,{"v":0.75878,"d":"0.7588"},3.2,{"v":0.0687071917808217,"d":"0.0687"},"Yes",{"$nulls":5},{"v":239134,"d":"239,134"},{"v":100011,"d":"100,011"},{"v":239134,"d":"239,134"},{"v":100011,"d":"100,011"},{"v":21270,"d":"21,270"},{"v":8896,"d":"8,896"},0,0,{"v":4.006,"d":"4"},0,0,0,0,null,{"v":0,"d":"0.000"},{"v":0,"d":"0.000"},0.377,{"v":0,"d":"0.000"},{"v":0,"d":"0.000"},{"v":0,"d":"0.000"},{"v":0,"d":"0.000"},null,{"v":0,"d":"0.000"},{"v":0,"d":"0.000"},0.034,{"v":0,"d":"0.000"},{"v":0,"d":"0.000"},{"v":0,"d":"0.000"},{"v":0,"d":"0.000"},null,{"v":0,"d":"0.000"},{"v":0,"d":"0.000"},0.377,{"v":0,"d":"0.000"},{"v":0,"d":"0.000"},{"v":0,"d":"0.000"},{"v":0,"d":"0.000"},null,{"v":173.024,"d":"173"},{"v":72.362,"d":"72"},{"v":5.381,"d":"5"},{"v":15184.958,"d":"15,185"},{"v":556.226,"d":"556"},{"v":55.623,"d":"56"},null,{"v":239134,"d":"239,134"},{"v":100011,"d":"100,011"},{"v":239134,"d":"239,134"},{"v":100011,"d":"100,011"},"EIA","EIA","EIA","EIA","EIA","EIA","--","EIA","EIA",{"v":173.024,"d":"173"},{"v":72.362,"d":"72"},{"v":1.375,"d":"1"},{"v":15184.958,"d":"15,185"},{"v":556.226,"d":"556"},{"v":55.623,"d":"56"},{"$nulls":8},{"v":11242.783263,"d":"11,242.783"},0,0,0,0,0,{"v":21270,"d":"21,270"},0,0,0,0,0,0,{"v":21270,"d":"21,270"},{"v":21270,"d":"21,270"},{"v":21270,"d":"21,270"},0,{"v":0,"d":"0.0%"},{"v":0,"d":"0.0%"},{"v":0,"d":"0.0%"},{"v":0,"d":"0.0%"},{"v":0,"d":"0.0%"},{"v":1,"d":"100.0%"},{"v":0,"d":"0.0%"},{"v":0,"d":"0.0%"},{"v":0,"d":"0.0%"},{"v":0,"d":"0.0%"},{"v":0,"d":"0.0%"},{"v":0,"d":"0.0%"},{"v":1,"d":"100.0%"},{"v":1,"d":"100.0%"},{"v":1,"d":"100.0%"},{"v":0,"d":"0.0%"}]
[414,2019,"AZ","Novo BioPower Plant",56616,"Arizona Public Service Co",803,"Novo Biopower LLC",55925,"IPP Non-CHP","Arizona Public Service Company","AZPS","WECC","AZNM","WECC Southwest",null,"04","017","Navajo",34.503158,-110.334953,1,1,"WDS","BIOMASS",null,{"v":0.84001,"d":"0.8400"},27.2,{"v":0,"d":"0.0000"},"Yes",{"$nulls":5},{"v":3406009.5,"d":"3,406,010"},{"v":1476211.625,"d":"1,476,212"},{"v":3406009.5,"d":"3,406,010"},{"v":1476211.625,"d":"1,476,212"},{"v":200151,"d":"200,151"},{"v":86733,"d":"86,733"},{"v":279.293,"d":"279"},{"v":122.526,"d":"123"},{"v":42.547,"d":"43"},{"v":150.322,"d":"150"},{"v":240111.283,"d":"240,111"},{"v":31514.429,"d":"31,514"},{"v":7847.362,"d":"7,847"},null,2.791,2.825,0.425,1.502,{"v":1.2,"d":"1.200"},0.157,78.414,null,0.164,0.166,0.025,0.088,{"v":0.07,"d":"0.070"},0.009,4.608,null,2.791,2.825,0.425,1.502,{"v":1.2,"d":"1.200"},0.157,78.414,null,{"v":279.293,"d":"279"},{"v":122.526,"d":"123"},{"v":42.547,"d":"43"},{"v":352054.719,"d":"352,055"},{"v":240111.283,"d":"240,111"},{"v":31514.429,"d":"31,514"},null,{"v":3406009.5,"d":"3,406,010"},{"v":1476211.625,"d":"1,476,212"},{"v":3406009.5,"d":"3,406,010"},{"v":1476211.625,"d":"1,476,212"},"EIA","EIA","EIA","EIA","EIA","EIA","--","EIA","EIA",{"$nulls":3},{"v":351904.397,"d":"351,904"},{"$nulls":10},{"v":17017.199854,"d":"17,017.200"},0,0,{"v":149.576,"d":"150"},0,0,{"v":200001.42,"d":"200,001"},0,0,0,0,0,{"v":149.576,"d":"150"},{"v":200001.42,"d":"200,001"},{"v":200001.42,"d":"200,001"},{"v":200150.996,"d":"200,151"},0,{"v":0,"d":"0.0%"},{"v":0,"d":"0.0%"},{"v":0.000747315791523715,"d":"0.1%"},{"v":0,"d":"0.0%"},{"v":0,"d":"0.0%"},{"v":0.999252684208476,"d":"99.9%"},{"v":0,"d":"0.0%"},{"v":0,"d":"0.0%"},{"v":0,"d":"0.0%"},{"v":0,"d":"0.0%"},{"v":0,"d":"0.0%"},{"v":0.000747315791523715,"d":"0.1%"},{"v":0.999252684208476,"d":"99.9%"},{"v":0.999252684208476,"d":"99.9%"},{"v":1,"d":"100.0%"},{"v":0,"d":"0.0%"}]
[415,2019,"AZ","Ocotillo Power Plant",116,"Arizona Public Service Co",803,"Arizona Public Service Co",803,"Electric Utility","Arizona Public Service Company","AZPS","WECC","AZNM","WECC Southwest",null,"04","013","Maricopa",33.4225,-111.9122,10,12,"NG","GAS",null,{"v":0.06176,"d":"0.0618"},{"v":1143.5,"d":"1,143.5"},{"v":1,"d":"1.0000"},{"$nulls":6},{"v":5466019.03,"d":"5,466,019"},{"v":3151042.75,"d":"3,151,043"},{"v":5466019.03,"d":"5,466,019"},{"v":3151042.75,"d":"3,151,043"},{"v":618669,"d":"618,669"},{"v":334370.999,"d":"334,371"},{"v":26.845,"d":"27"},{"v":13.506,"d":"14"},{"v":1.641,"d":"2"},{"v":324834.099,"d":"324,834"},{"v":13966.937,"d":"13,967"},{"v":1396.694,"d":"1,397"},{"v":325216.793,"d":"325,217"},null,0.087,0.081,0.005,{"v":1050.106,"d":"1,050.106"},0.023,{"v":2E-3,"d":"0.002"},{"v":1051.343,"d":"1,051.343"},null,{"v":0.01,"d":"0.010"},0.009,{"v":1E-3,"d":"0.001"},118.856,0.003,{"v":0,"d":"0.000"},118.996,null,0.087,0.081,0.005,{"v":1050.106,"d":"1,050.106"},0.023,{"v":2E-3,"d":"0.002"},{"v":1051.343,"d":"1,051.343"},null,{"v":26.845,"d":"27"},{"v":13.506,"d":"14"},{"v":1.641,"d":"2"},{"v":324834.099,"d":"324,834"},{"v":13966.937,"d":"13,967"},{"v":1396.694,"d":"1,397"},null,{"v":5466019.03,"d":"5,466,019"},{"v":3151042.75,"d":"3,151,043"},{"v":5466019.03,"d":"5,466,019"},{"v":3151042.75,"d":"3,151,043"},"EPA/CAMD","EPA/CAMD; EIA","EPA/CAMD","EPA/CAMD","EIA","EIA","--","EPA/CAMD","EPA/CAMD",{"$nulls":14},{"v":8835.126748,"d":"8,835.127"},0,0,{"v":618669,"d":"618,669"},0,0,0,0,0,0,0,0,{"v":618669,"d":"618,669"},0,0,{"v":618669,"d":"618,669"},0,{"v":0,"d":"0.0%"},{"v":0,"d":"0.0%"},{"v":1,"d":"100.0%"},{"v":0,"d":"0.0%"},{"v":0,"d":"0.0%"},{"v":0,"d":"0.0%"},{"v":0,"d":"0.0%"},{"v":0,"d":"0.0%"},{"v":0,"d":"0.0%"},{"v":0,"d":"0.0%"},{"v":0,"d":"0.0%"},{"v":1,"d":"100.0%"},{"v":0,"d":"0.0%"},{"v":0,"d":"0.0%"},{"v":1,"d":"100.0%"},{"v":0,"d":"0.0%"}]
[416,2019,"AZ","OE_AZ1",63349,"WAPA-- Western Area Power Administration",27000,"AZ Solar 1, LLC",63115,"IPP Non-CHP","Western Area Power Administration - Desert Southwest Region","WALC","WECC","AZNM","WECC Southwest",null,"04","012","La Paz",33.776667,-113.656111,1,1,"SUN","SOLAR",null,{"v":0.00258,"d":"0.0026"},32.5,{"$nulls":9},{"v":6545,"d":"6,545"},0,735,0,{"$nulls":41},{"v":6545,"d":"6,545"},0,{"$nulls":6},"--","EIA","EIA",{"$nulls":15},0,0,0,0,0,0,0,735,0,0,0,0,735,735,0,735,{"v":0,"d":"0.0%"},{"v":0,"d":"0.0%"},{"v":0,"d":"0.0%"},{"v":0,"d":"0.0%"},{"v":0,"d":"0.0%"},{"v":0,"d":"0.0%"},{"v":0,"d":"0.0%"},{"v":1,"d":"100.0%"},{"v":0,"d":"0.0%"},{"v":0,"d":"0.0%"},{"v":0,"d":"0.0%"},{"v":0,"d":"0.0%"},{"v":1,"d":"100.0%"},{"v":1,"d":"100.0%"},{"v":0,"d":"0.0%"},{"v":1,"d":"100.0%"}]
[417,2019,"AZ","Palo Verde",6008,"Salt River Project",16572,"Arizona Public Service Co",803,"Electric Utility","Salt River Project","SRP","WECC","AZNM","WECC Southwest",null,"04","013","Maricopa",33.3881,-112.8617,3,3,"NUC","NUCLEAR",null,{"v":0.86561,"d":"0.8656"},{"v":4209.6,"d":"4,209.6"},{"$nulls":9},{"v":333301064,"d":"333,301,064"},{"v":146746352,"d":"146,746,352"},{"v":31920368.001,"d":"31,920,368"},{"v":14053953,"d":"14,053,953"},{"$nulls":41},{"v":333301064,"d":"333,301,064"},{"v":146746352,"d":"146,746,352"},{"$nulls":6},"--","EIA","EIA",{"$nulls":15},0,0,0,{"v":31920368,"d":"31,920,368"},0,0,0,0,0,0,0,{"v":31920368,"d":"31,920,368"},0,0,0,{"v":31920368,"d":"31,920,368"},{"v":0,"d":"0.0%"},{"v":0,"d":"0.0%"},{"v":0,"d":"0.0%"},{"v":1,"d":"100.0%"},{"v":0,"d":"0.0%"},{"v":0,"d":"0.0%"},{"v":0,"d":"0.0%"},{"v":0,"d":"0.0%"},{"v":0,"d":"0.0%"},{"v":0,"d":"0.0%"},{"v":0,"d":"0.0%"},{"v":1,"d":"100.0%"},{"v":0,"d":"0.0%"},{"v":0,"d":"0.0%"},{"v":0,"d":"0.0%"},{"v":1,"d":"100.0%"}]
[418,2019,"AZ","Paloma Solar Hybrid",57562,"Arizona Public Service Co",803,"Arizona Public Service Co",803,"Electric Utility","Arizona Public Service Company","AZPS","WECC","AZNM","WECC Southwest",null,"04","013","Maricopa",33.021111,-112.661389,2,2,"SUN","SOLAR",null,{"v":0.12694,"d":"0.1269"},34.6,{"$nulls":9},{"v":342629,"d":"342,629"},{"v":180341,"d":"180,341"},{"v":38476,"d":"38,476"},{"v":20252,"d":"20,252"},{"$nulls":41},{"v":342629,"d":"342,629"},{"v":180341,"d":"180,341"},{"$nulls":6},"--","EIA","EIA",{"$nulls":15},0,0,0,0,0,0,0,{"v":38476,"d":"38,476"},0,0,0,0,{"v":38476,"d":"38,476"},{"v":38476,"d":"38,476"},0,{"v":38476,"d":"38,476"},{"v":0,"d":"0.0%"},{"v":0,"d":"0.0%"},{"v":0,"d":"0.0%"},{"v":0,"d":"0.0%"},{"v":0,"d":"0.0%"},{"v":0,"d":"0.0%"},{"v":0,"d":"0.0%"},{"v":1,"d":"100.0%"},{"v":0,"d":"0.0%"},{"v":0,"d":"0.0%"},{"v":0,"d":"0.0%"},{"v":0,"d":"0.0%"},{"v":1,"d":"100.0%"},{"v":1,"d":"100.0%"},{"v":0,"d":"0.0%"},{"v":1,"d":"100.0%"}]
[419,2019,"AZ","Paradise Valley H.S. PV",58293,"Arizona Public Service Co",803,"Main Street Power",58863,"IPP Non-CHP","Arizona Public Service Company","AZPS","WECC","AZNM","WECC Southwest",null,"04","013","Maricopa",33.6416,-111.9997,1,1,"SUN","SOLAR",null,{"v":0.22813,"d":"0.2281"},1.3,{"$nulls":9},{"v":23136,"d":"23,136"},{"v":12178,"d":"12,178"},{"v":2598,"d":"2,598"},{"v":1367,"d":"1,367"},{"$nulls":41},{"v":23136,"d":"23,136"},{"v":12178,"d":"12,178"},{"$nulls":6},"--","EIA","EIA",{"$nulls":15},0,0,0,0,0,0,0,{"v":2598,"d":"2,598"},0,0,0,0,{"v":2598,"d":"2,598"},{"v":2598,"d":"2,598"},0,{"v":2598,"d":"2,598"},{"v":0,"d":"0.0%"},{"v":0,"d":"0.0%"},{"v":0,"d":"0.0%"},{"v":0,"d":"0.0%"},{"v":0,"d":"0.0%"},{"v":0,"d":"0.0%"},{"v":0,"d":"0.0%"},{"v":1,"d":"100.0%"},{"v":0,"d":"0.0%"},{"v":0,"d":"0.0%"},{"v":0,"d":"0.0%"},{"v":0,"d":"0.0%"},{"v":1,"d":"100.0%"},{"v":1,"d":"100.0%"},{"v":0,"d":"0.0%"},{"v":1,"d":"100.0%"}]
[420,2019,"AZ","Perrin Ranch Wind LLC",58155,"Arizona Public Service Co",803,"Perrin Ranch Wind LLC",58132,"IPP Non-CHP","Arizona Public Service Company","AZPS","WECC","AZNM","WECC Southwest",null,"04","005","Coconino",35.415556,-112.271111,1,1,"WND","WIND",null,{"v":0.25404,"d":"0.2540"},99.2,{"$nulls":9},{"v":1965831,"d":"1,965,831"},{"v":774972,"d":"774,972"},{"v":220756,"d":"220,756"},{"v":87027,"d":"87,027"},{"$nulls":41},{"v":1965831,"d":"1,965,831"},{"v":774972,"d":"774,972"},{"$nulls":6},"--","EIA","EIA",{"$nulls":15},0,0,0,0,0,0,{"v":220756,"d":"220,756"},0,0,0,0,0,{"v":220756,"d":"220,756"},{"v":220756,"d":"220,756"},0,{"v":220756,"d":"220,756"},{"v":0,"d":"0.0%"},{"v":0,"d":"0.0%"},{"v":0,"d":"0.0%"},{"v":0,"d":"0.0%"},{"v":0,"d":"0.0%"},{"v":0,"d":"0.0%"},{"v":1,"d":"100.0%"},{"v":0,"d":"0.0%"},{"v":0,"d":"0.0%"},{"v":0,"d":"0.0%"},{"v":0,"d":"0.0%"},{"v":0,"d":"0.0%"},{"v":1,"d":"100.0%"},{"v":1,"d":"100.0%"},{"v":0,"d":"0.0%"},{"v":1,"d":"100.0%"}]
[421,2019,"AZ","Phoenix Airport East Economy Lot",58708,"Arizona Public Service Co",803,"Solar Star Arizona II LLC",58649,"Commercial Non-CHP","Arizona Public Service Company","AZPS","WECC","AZNM","WECC Southwest",null,"04","013","Maricopa",33.4345,-111.9842,1,1,"SUN","SOLAR",null,{"v":0.20268,"d":"0.2027"},1.1,{"$nulls":9},{"v":17392,"d":"17,392"},{"v":9154,"d":"9,154"},{"v":1953,"d":"1,953"},{"v":1028,"d":"1,028"},{"$nulls":41},{"v":17392,"d":"17,392"},{"v":9154,"d":"9,154"},{"$nulls":6},"--","EIA","EIA",{"$nulls":15},0,0,0,0,0,0,0,{"v":1953,"d":"1,953"},0,0,0,0,{"v":1953,"d":"1,953"},{"v":1953,"d":"1,953"},0,{"v":1953,"d":"1,953"},{"v":0,"d":"0.0%"},{"v":0,"d":"0.0%"},{"v":0,"d":"0.0%"},{"v":0,"d":"0.0%"},{"v":0,"d":"0.0%"},{"v":0,"d":"0.0%"},{"v":0,"d":"0.0%"},{"v":1,"d":"100.0%"},{"v":0,"d":"0.0%"},{"v":0,"d":"0.0%"},{"v":0,"d":"0.0%"},{"v":0,"d":"0.0%"},{"v":1,"d":"100.0%"},{"v":1,"d":"100.0%"},{"v":0,"d":"0.0%"},{"v":1,"d":"100.0%"}]
[422,2019,"AZ","Phoenix Airport Rental Car Center",58709,"Arizona Public Service Co",803,"Solar Star Arizona II LLC",58649,"Commercial Non-CHP","Arizona Public Service Company","AZPS","WECC","AZNM","WECC Southwest",null,"04","013","Maricopa",33.43042,-112.04484,1,1,"SUN","SOLAR",null,{"v":0.41417,"d":"0.4142"},1.6,{"$nulls":9},{"v":51693,"d":"51,693"},{"v":27208,"d":"27,208"},{"v":5805,"d":"5,805"},{"v":3055,"d":"3,055"},{"$nulls":41},{"v":51693,"d":"51,693"},{"v":27208,"d":"27,208"},{"$nulls":6},"--","EIA","EIA",{"$nulls":15},0,0,0,0,0,0,0,{"v":5805,"d":"5,805"},0,0,0,0,{"v":5805,"d":"5,805"},{"v":5805,"d":"5,805"},0,{"v":5805,"d":"5,805"},{"v":0,"d":"0.0%"},{"v":0,"d":"0.0%"},{"v":0,"d":"0.0%"},{"v":0,"d":"0.0%"},{"v":0,"d":"0.0%"},{"v":0,"d":"0.0%"},{"v":0,"d":"0.0%"},{"v":1,"d":"100.0%"},{"v":0,"d":"0.0%"},{"v":0,"d":"0.0%"},{"v":0,"d":"0.0%"},{"v":0,"d":"0.0%"},{"v":1,"d":"100.0%"},{"v":1,"d":"100.0%"},{"v":0,"d":"0.0%"},{"v":1,"d":"100.0%"}]
[423,2019,"AZ","Picture Rocks Solar, LLC",58486,"Tucson Electric Power Co",24211,"NVT LICENSES, LLC",58473,"IPP Non-CHP","Tucson Electric Power Company","TEPC","WECC","AZNM","WECC Southwest",null,"04","019","Pima",32.369722,-111.242778,1,1,"SUN","SOLAR",null,{"v":0.29398,"d":"0.2940"},{"v":20,"d":"20.0"},{"$nulls":9},{"v":458661,"d":"458,661"},{"v":241413,"d":"241,413"},{"v":51506,"d":"51,506"},{"v":27110,"d":"27,110"},{"$nulls":41},{"v":458661,"d":"458,661"},{"v":241413,"d":"241,413"},{"$nulls":6},"--","EIA","EIA",{"$nulls":15},0,0,0,0,0,0,0,{"v":51506,"d":"51,506"},0,0,0,0,{"v":51506,"d":"51,506"},{"v":51506,"d":"51,506"},0,{"v":51506,"d":"51,506"},{"v":0,"d":"0.0%"},{"v":0,"d":"0.0%"},{"v":0,"d":"0.0%"},{"v":0,"d":"0.0%"},{"v":0,"d":"0.0%"},{"v":0,"d":"0.0%"},{"v":0,"d":"0.0%"},{"v":1,"d":"100.0%"},{"v":0,"d":"0.0%"},{"v":0,"d":"0.0%"},{"v":0,"d":"0.0%"},{"v":0,"d":"0.0%"},{"v":1,"d":"100.0%"},{"v":1,"d":"100.0%"},{"v":0,"d":"0.0%"},{"v":1,"d":"100.0%"}]
[424,2019,"AZ","Pima Community College",62075,"Tucson Electric Power Co",24211,"Tesla Inc.",60947,"IPP Non-CHP","Tucson Electric Power Company","TEPC","WECC","AZNM","WECC Southwest",null,"04","019","Pima",32.166494,-110.816669,1,1,"SUN","SOLAR",null,{"v":0.17663,"d":"0.1766"},1.1,{"$nulls":9},{"v":15156,"d":"15,156"},{"v":7876,"d":"7,876"},{"v":1702,"d":"1,702"},884,{"$nulls":41},{"v":15156,"d":"15,156"},{"v":7876,"d":"7,876"},{"$nulls":6},"--","EIA","EIA",{"$nulls":15},0,0,0,0,0,0,0,{"v":1702,"d":"1,702"},0,0,0,0,{"v":1702,"d":"1,702"},{"v":1702,"d":"1,702"},0,{"v":1702,"d":"1,702"},{"v":0,"d":"0.0%"},{"v":0,"d":"0.0%"},{"v":0,"d":"0.0%"},{"v":0,"d":"0.0%"},{"v":0,"d":"0.0%"},{"v":0,"d":"0.0%"},{"v":0,"d":"0.0%"},{"v":1,"d":"100.0%"},{"v":0,"d":"0.0%"},{"v":0,"d":"0.0%"},{"v":0,"d":"0.0%"},{"v":0,"d":"0.0%"},{"v":1,"d":"100.0%"},{"v":1,"d":"100.0%"},{"v":0,"d":"0.0%"},{"v":1,"d":"100.0%"}]
[425,2019,"AZ","Pima Community College - East Campus",61104,"Tucson Electric Power Co",24211,"Tesla Inc.",60947,"IPP Non-CHP","Tucson Electric Power Company","TEPC","WECC","AZNM","WECC Southwest",null,"04","019","Pima",32.146142,-110.990639,1,1,"SUN","SOLAR",null,{"v":0.25922,"d":"0.2592"},1.3,{"$nulls":9},{"v":26288,"d":"26,288"},{"v":13837,"d":"13,837"},{"v":2952,"d":"2,952"},{"v":1554,"d":"1,554"},{"$nulls":41},{"v":26288,"d":"26,288"},{"v":13837,"d":"13,837"},{"$nulls":6},"--","EIA","EIA",{"$nulls":15},0,0,0,0,0,0,0,{"v":2952,"d":"2,952"},0,0,0,0,{"v":2952,"d":"2,952"},{"v":2952,"d":"2,952"},0,{"v":2952,"d":"2,952"},{"v":0,"d":"0.0%"},{"v":0,"d":"0.0%"},{"v":0,"d":"0.0%"},{"v":0,"d":"0.0%"},{"v":0,"d":"0.0%"},{"v":0,"d":"0.0%"},{"v":0,"d":"0.0%"},{"v":1,"d":"100.0%"},{"v":0,"d":"0.0%"},{"v":0,"d":"0.0%"},{"v":0,"d":"0.0%"},{"v":0,"d":"0.0%"},{"v":1,"d":"100.0%"},{"v":1,"d":"100.0%"},{"v":0,"d":"0.0%"},{"v":1,"d":"100.0%"}]
[426,2019,"AZ","Pima Community College NW",63531,"Tucson Electric Power Co",24211,"Onyx Asset Services Group",60584,"IPP Non-CHP","Tucson Electric Power Company","TEPC","WECC","AZNM","WECC Southwest",null,"04","019","Pima",32.343491,-111.02786,1,1,"SUN","SOLAR",null,{"v":0.19178,"d":"0.1918"},1.3,{"$nulls":9},{"v":19449,"d":"19,449"},{"v":12607,"d":"12,607"},{"v":2184,"d":"2,184"},{"v":1416,"d":"1,416"},{"$nulls":41},{"v":19449,"d":"19,449"},{"v":12607,"d":"12,607"},{"$nulls":6},"--","EIA","EIA",{"$nulls":15},0,0,0,0,0,0,0,{"v":2184,"d":"2,184"},0,0,0,0,{"v":2184,"d":"2,184"},{"v":2184,"d":"2,184"},0,{"v":2184,"d":"2,184"},{"v":0,"d":"0.0%"},{"v":0,"d":"0.0%"},{"v":0,"d":"0.0%"},{"v":0,"d":"0.0%"},{"v":0,"d":"0.0%"},{"v":0,"d":"0.0%"},{"v":0,"d":"0.0%"},{"v":1,"d":"100.0%"},{"v":0,"d":"0.0%"},{"v":0,"d":"0.0%"},{"v":0,"d":"0.0%"},{"v":0,"d":"0.0%"},{"v":1,"d":"100.0%"},{"v":1,"d":"100.0%"},{"v":0,"d":"0.0%"},{"v":1,"d":"100.0%"}]
[427,2019,"AZ","Pima Energy Storage System",61197,"Tucson Electric Power Co",24211,"Pima Energy Storage System",60834,"IPP Non-CHP","Tucson Electric Power Company","TEPC","WECC","AZNM","WECC Southwest",null,"04","019","Pima",32.251647,-110.991333,1,1,"MWH","OTHF",null,{"v":0,"d":"0.0000"},{"v":10,"d":"10.0"},{"$nulls":7},0,0,0,0,{"v":-367,"d":"(367)"},{"v":-135,"d":"(135)"},{"$nulls":8},{"v":0,"d":"0.000"},{"v":0,"d":"0.000"},{"v":0,"d":"0.000"},{"v":0,"d":"0.000"},{"v":0,"d":"0.000"},{"v":0,"d":"0.000"},{"v":0,"d":"0.000"},{"$nulls":9},{"v":0,"d":"0.000"},null,{"v":0,"d":"0.000"},{"v":0,"d":"0.000"},{"v":0,"d":"0.000"},{"v":0,"d":"0.000"},{"v":0,"d":"0.000"},{"$nulls":8},0,0,0,0,{"$nulls":6},"--","EIA","EIA",{"$nulls":15},0,0,0,0,0,0,0,0,0,0,{"v":-367,"d":"(367)"},{"v":-367,"d":"(367)"},0,0,{"v":-367,"d":"(367)"},0]
[428,2019,"AZ","Pinal Central Energy Center Hybrid",61678,"Salt River Project",16572,"Pinal Central Energy Center, LLC",61295,"IPP Non-CHP","Salt River Project","SRP","WECC","AZNM","WECC Southwest",null,"04","021","Pinal",32.875697,-111.551111,2,2,"SUN","SOLAR",null,{"v":0.22791,"d":"0.2279"},{"v":30,"d":"30.0"},{"$nulls":7},0,0,{"v":553090,"d":"553,090"},{"v":283873,"d":"283,873"},{"v":59895,"d":"59,895"},{"v":30898,"d":"30,898"},{"$nulls":24},{"v":0,"d":"0.000"},null,{"v":0,"d":"0.000"},{"v":0,"d":"0.000"},{"v":0,"d":"0.000"},{"v":0,"d":"0.000"},{"v":0,"d":"0.000"},{"$nulls":8},0,0,{"v":553090,"d":"553,090"},{"v":283873,"d":"283,873"},{"$nulls":6},"--","EIA","EIA",{"$nulls":15},0,0,0,0,0,0,0,{"v":62110,"d":"62,110"},0,0,{"v":-2215,"d":"(2,215)"},{"v":-2215,"d":"(2,215)"},{"v":62110,"d":"62,110"},{"v":62110,"d":"62,110"},{"v":-2215,"d":"(2,215)"},{"v":62110,"d":"62,110"},{"v":0,"d":"0.0%"},{"v":0,"d":"0.0%"},{"v":0,"d":"0.0%"},{"v":0,"d":"0.0%"},{"v":0,"d":"0.0%"},{"v":0,"d":"0.0%"},{"v":0,"d":"0.0%"},{"v":1,"d":"100.0%"},{"v":0,"d":"0.0%"},{"v":0,"d":"0.0%"},{"v":0,"d":"0.0%"},{"v":0,"d":"0.0%"},{"v":1,"d":"100.0%"},{"v":1,"d":"100.0%"},{"v":0,"d":"0.0%"},{"v":1,"d":"100.0%"}]
[429,2019,"AZ","Poseidon Solar, LLC",57318,"Salt River Project",16572,"Axium Arizona Renewables, LLC",63287,"IPP Non-CHP","Salt River Project","SRP","WECC","AZNM","WECC Southwest",null,"04","007","GILA",33.160601,-111.484011,1,1,"SUN","SOLAR",null,{"v":0.29365,"d":"0.2937"},{"v":20,"d":"20.0"},{"$nulls":9},{"v":458134,"d":"458,134"},{"v":241136,"d":"241,136"},{"v":51447,"d":"51,447"},{"v":27079,"d":"27,079"},{"$nulls":41},{"v":458134,"d":"458,134"},{"v":241136,"d":"241,136"},{"$nulls":6},"--","EIA","EIA",{"$nulls":15},0,0,0,0,0,0,0,{"v":51447,"d":"51,447"},0,0,0,0,{"v":51447,"d":"51,447"},{"v":51447,"d":"51,447"},0,{"v":51447,"d":"51,447"},{"v":0,"d":"0.0%"},{"v":0,"d":"0.0%"},{"v":0,"d":"0.0%"},{"v":0,"d":"0.0%"},{"v":0,"d":"0.0%"},{"v":0,"d":"0.0%"},{"v":0,"d":"0.0%"},{"v":1,"d":"100.0%"},{"v":0,"d":"0.0%"},{"v":0,"d":"0.0%"},{"v":0,"d":"0.0%"},{"v":0,"d":"0.0%"},{"v":1,"d":"100.0%"},{"v":1,"d":"100.0%"},{"v":0,"d":"0.0%"},{"v":1,"d":"100.0%"}]
[430,2019,"AZ","Poseidon Wind, LLC",57379,"Arizona Public Service Co",803,"Axium Arizona Renewables, LLC",63287,"IPP Non-CHP","Arizona Public Service Company","AZPS","WECC","AZNM","WECC Southwest",null,"04","017","Navajo",34.6062,-110.1734,1,1,"WND","WIND",null,{"v":0.21553,"d":"0.2155"},65.1,{"$nulls":9},{"v":1094512,"d":"1,094,512"},{"v":431479,"d":"431,479"},{"v":122910,"d":"122,910"},{"v":48454,"d":"48,454"},{"$nulls":41},{"v":1094512,"d":"1,094,512"},{"v":431479,"d":"431,479"},{"$nulls":6},"--","EIA","EIA",{"$nulls":15},0,0,0,0,0,0,{"v":122910,"d":"122,910"},0,0,0,0,0,{"v":122910,"d":"122,910"},{"v":122910,"d":"122,910"},0,{"v":122910,"d":"122,910"},{"v":0,"d":"0.0%"},{"v":0,"d":"0.0%"},{"v":0,"d":"0.0%"},{"v":0,"d":"0.0%"},{"v":0,"d":"0.0%"},{"v":0,"d":"0.0%"},{"v":1,"d":"100.0%"},{"v":0,"d":"0.0%"},{"v":0,"d":"0.0%"},{"v":0,"d":"0.0%"},{"v":0,"d":"0.0%"},{"v":0,"d":"0.0%"},{"v":1,"d":"100.0%"},{"v":1,"d":"100.0%"},{"v":0,"d":"0.0%"},{"v":1,"d":"100.0%"}]
[431,2019,"AZ","Prairie Fire",58171,"Tucson Electric Power Co",24211,"Tucson Electric Power Co",24211,"Electric Utility","Tucson Electric Power Company","TEPC","WECC","AZNM","WECC Southwest",null,"04","019","Pima",32.116389,-110.82,1,1,"SUN","SOLAR",null,0.1792,4.5,{"$nulls":9},{"v":62905,"d":"62,905"},{"v":33110,"d":"33,110"},{"v":7064,"d":"7,064"},{"v":3718,"d":"3,718"},{"$nulls":41},{"v":62905,"d":"62,905"},{"v":33110,"d":"33,110"},{"$nulls":6},"--","EIA","EIA",{"$nulls":15},0,0,0,0,0,0,0,{"v":7064,"d":"7,064"},0,0,0,0,{"v":7064,"d":"7,064"},{"v":7064,"d":"7,064"},0,{"v":7064,"d":"7,064"},{"v":0,"d":"0.0%"},{"v":0,"d":"0.0%"},{"v":0,"d":"0.0%"},{"v":0,"d":"0.0%"},{"v":0,"d":"0.0%"},{"v":0,"d":"0.0%"},{"v":0,"d":"0.0%"},{"v":1,"d":"100.0%"},{"v":0,"d":"0.0%"},{"v":0,"d":"0.0%"},{"v":0,"d":"0.0%"},{"v":0,"d":"0.0%"},{"v":1,"d":"100.0%"},{"v":1,"d":"100.0%"},{"v":0,"d":"0.0%"},{"v":1,"d":"100.0%"}]
[432,2019,"AZ","Prescott Airport",56228,"Arizona Public Service Co",803,"Arizona Public Service Co",803,"Electric Utility","Arizona Public Service Company","AZPS","WECC","AZNM","WECC Southwest",null,"04","025","Yavapai",34.6584,-112.4008,2,2,"SUN","SOLAR",null,{"v":0.05947,"d":"0.0595"},{"v":10,"d":"10.0"},{"$nulls":9},{"v":46395,"d":"46,395"},{"v":24419,"d":"24,419"},{"v":5210,"d":"5,210"},{"v":2742,"d":"2,742"},{"$nulls":41},{"v":46395,"d":"46,395"},{"v":24419,"d":"24,419"},{"$nulls":6},"--","EIA","EIA",{"$nulls":15},0,0,0,0,0,0,0,{"v":5210,"d":"5,210"},0,0,0,0,{"v":5210,"d":"5,210"},{"v":5210,"d":"5,210"},0,{"v":5210,"d":"5,210"},{"v":0,"d":"0.0%"},{"v":0,"d":"0.0%"},{"v":0,"d":"0.0%"},{"v":0,"d":"0.0%"},{"v":0,"d":"0.0%"},{"v":0,"d":"0.0%"},{"v":0,"d":"0.0%"},{"v":1,"d":"100.0%"},{"v":0,"d":"0.0%"},{"v":0,"d":"0.0%"},{"v":0,"d":"0.0%"},{"v":0,"d":"0.0%"},{"v":1,"d":"100.0%"},{"v":1,"d":"100.0%"},{"v":0,"d":"0.0%"},{"v":1,"d":"100.0%"}]
[433,2019,"AZ","Prescott Solar Plant",58147,"Arizona Public Service Co",803,"SunE AZ1, LLC",58108,"IPP Non-CHP","Arizona Public Service Company","AZPS","WECC","AZNM","WECC Southwest",null,"04","025","Yavapai",34.649444,-112.4275,1,1,"SUN","SOLAR",null,{"v":0.24807,"d":"0.2481"},10.8,{"$nulls":9},{"v":208992,"d":"208,992"},{"v":110002,"d":"110,002"},{"v":23469,"d":"23,469"},{"v":12353,"d":"12,353"},{"$nulls":41},{"v":208992,"d":"208,992"},{"v":110002,"d":"110,002"},{"$nulls":6},"--","EIA","EIA",{"$nulls":15},0,0,0,0,0,0,0,{"v":23469,"d":"23,469"},0,0,0,0,{"v":23469,"d":"23,469"},{"v":23469,"d":"23,469"},0,{"v":23469,"d":"23,469"},{"v":0,"d":"0.0%"},{"v":0,"d":"0.0%"},{"v":0,"d":"0.0%"},{"v":0,"d":"0.0%"},{"v":0,"d":"0.0%"},{"v":0,"d":"0.0%"},{"v":0,"d":"0.0%"},{"v":1,"d":"100.0%"},{"v":0,"d":"0.0%"},{"v":0,"d":"0.0%"},{"v":0,"d":"0.0%"},{"v":0,"d":"0.0%"},{"v":1,"d":"100.0%"},{"v":1,"d":"100.0%"},{"v":0,"d":"0.0%"},{"v":1,"d":"100.0%"}]
[434,2019,"AZ","Punkin Center Battery Storage",61913,"Arizona Public Service Co",803,"Arizona Public Service Co",803,"Electric Utility","Arizona Public Service Company","AZPS","WECC","AZNM","WECC Southwest",null,"04","007","Gila",33.87581,-111.31356,1,1,"MWH","OTHF",null,{"v":0,"d":"0.0000"},{"v":2,"d":"2.0"},{"$nulls":11},0,0,{"$nulls":49},"--",{"$nulls":17},0,0,0,0,0,0,0,0,0,0,0,0,0,0,0,0]
[435,2019,"AZ","Queen Creek Solar Farm",57883,"Salt River Project",16572,"Siete Solar LLC",57219,"IPP Non-CHP","Salt River Project","SRP","WECC","AZNM","WECC Southwest",null,"04","013","Maricopa",33.2675,-111.612222,1,1,"SUN","SOLAR",null,0.2861,{"v":19,"d":"19.0"},{"$nulls":9},{"v":424048,"d":"424,048"},{"v":223193,"d":"223,193"},{"v":47619,"d":"47,619"},{"v":25064,"d":"25,064"},{"$nulls":41},{"v":424048,"d":"424,048"},{"v":223193,"d":"223,193"},{"$nulls":6},"--","EIA","EIA",{"$nulls":15},0,0,0,0,0,0,0,{"v":47619,"d":"47,619"},0,0,0,0,{"v":47619,"d":"47,619"},{"v":47619,"d":"47,619"},0,{"v":47619,"d":"47,619"},{"v":0,"d":"0.0%"},{"v":0,"d":"0.0%"},{"v":0,"d":"0.0%"},{"v":0,"d":"0.0%"},{"v":0,"d":"0.0%"},{"v":0,"d":"0.0%"},{"v":0,"d":"0.0%"},{"v":1,"d":"100.0%"},{"v":0,"d":"0.0%"},{"v":0,"d":"0.0%"},{"v":0,"d":"0.0%"},{"v":0,"d":"0.0%"},{"v":1,"d":"100.0%"},{"v":1,"d":"100.0%"},{"v":0,"d":"0.0%"},{"v":1,"d":"100.0%"}]
[436,2019,"AZ","RE Ajo 1 LLC",57795,"Arizona Public Service Co",803,"RE Ajo 1 LLC",57112,"IPP Non-CHP","Arizona Public Service Company","AZPS","WECC","AZNM","WECC Southwest",null,"04","019","Pima",32.367013,-112.831401,1,1,"SUN","SOLAR",null,{"v":0.21542,"d":"0.2154"},4.5,{"$nulls":9},{"v":75621,"d":"75,621"},{"v":39803,"d":"39,803"},{"v":8492,"d":"8,492"},{"v":4470,"d":"4,470"},{"$nulls":41},{"v":75621,"d":"75,621"},{"v":39803,"d":"39,803"},{"$nulls":6},"--","EIA","EIA",{"$nulls":15},0,0,0,0,0,0,0,{"v":8492,"d":"8,492"},0,0,0,0,{"v":8492,"d":"8,492"},{"v":8492,"d":"8,492"},0,{"v":8492,"d":"8,492"},{"v":0,"d":"0.0%"},{"v":0,"d":"0.0%"},{"v":0,"d":"0.0%"},{"v":0,"d":"0.0%"},{"v":0,"d":"0.0%"},{"v":0,"d":"0.0%"},{"v":0,"d":"0.0%"},{"v":1,"d":"100.0%"},{"v":0,"d":"0.0%"},{"v":0,"d":"0.0%"},{"v":0,"d":"0.0%"},{"v":0,"d":"0.0%"},{"v":1,"d":"100.0%"},{"v":1,"d":"100.0%"},{"v":0,"d":"0.0%"},{"v":1,"d":"100.0%"}]
[437,2019,"AZ","RE Bagdad Solar I LLC",57790,"Arizona Public Service Co",803,"RE Bagdad Solar 1 LLC",57107,"IPP Non-CHP","Arizona Public Service Company","AZPS","WECC","AZNM","WECC Southwest",null,"04","025","Yavapai",34.585833,-113.177222,1,1,"SUN","SOLAR",null,{"v":0.22478,"d":"0.2248"},16.6,{"$nulls":9},{"v":291070,"d":"291,070"},{"v":153202,"d":"153,202"},{"v":32686,"d":"32,686"},{"v":17204,"d":"17,204"},{"$nulls":41},{"v":291070,"d":"291,070"},{"v":153202,"d":"153,202"},{"$nulls":6},"--","EIA","EIA",{"$nulls":15},0,0,0,0,0,0,0,{"v":32686,"d":"32,686"},0,0,0,0,{"v":32686,"d":"32,686"},{"v":32686,"d":"32,686"},0,{"v":32686,"d":"32,686"},{"v":0,"d":"0.0%"},{"v":0,"d":"0.0%"},{"v":0,"d":"0.0%"},{"v":0,"d":"0.0%"},{"v":0,"d":"0.0%"},{"v":0,"d":"0.0%"},{"v":0,"d":"0.0%"},{"v":1,"d":"100.0%"},{"v":0,"d":"0.0%"},{"v":0,"d":"0.0%"},{"v":0,"d":"0.0%"},{"v":0,"d":"0.0%"},{"v":1,"d":"100.0%"},{"v":1,"d":"100.0%"},{"v":0,"d":"0.0%"},{"v":1,"d":"100.0%"}]
[438,2019,"AZ","RE Gillespie 1 LLC",58501,"Arizona Public Service Co",803,"Gamma Genco CV II LLC",62949,"IPP Non-CHP","Arizona Public Service Company","AZPS","WECC","AZNM","WECC Southwest",null,"04","013","Maricopa",33.026389,-112.665833,1,1,"SUN","SOLAR",null,{"v":0.32915,"d":"0.3292"},{"v":15,"d":"15.0"},{"$nulls":9},{"v":385141,"d":"385,141"},{"v":202716,"d":"202,716"},{"v":43250,"d":"43,250"},{"v":22764,"d":"22,764"},{"$nulls":41},{"v":385141,"d":"385,141"},{"v":202716,"d":"202,716"},{"$nulls":6},"--","EIA","EIA",{"$nulls":15},0,0,0,0,0,0,0,{"v":43250,"d":"43,250"},0,0,0,0,{"v":43250,"d":"43,250"},{"v":43250,"d":"43,250"},0,{"v":43250,"d":"43,250"},{"v":0,"d":"0.0%"},{"v":0,"d":"0.0%"},{"v":0,"d":"0.0%"},{"v":0,"d":"0.0%"},{"v":0,"d":"0.0%"},{"v":0,"d":"0.0%"},{"v":0,"d":"0.0%"},{"v":1,"d":"100.0%"},{"v":0,"d":"0.0%"},{"v":0,"d":"0.0%"},{"v":0,"d":"0.0%"},{"v":0,"d":"0.0%"},{"v":1,"d":"100.0%"},{"v":1,"d":"100.0%"},{"v":0,"d":"0.0%"},{"v":1,"d":"100.0%"}]
[439,2019,"AZ","Red Horse 2",58833,"Tucson Electric Power Co",24211,"Red Horse 2",59146,"IPP Non-CHP","Tucson Electric Power Company","TEPC","WECC","AZNM","WECC Southwest",null,"04","003","Cochise",32.286111,-110.088056,2,2,"SUN","SOLAR",null,{"v":0.30033,"d":"0.3003"},{"v":81,"d":"81.0"},{"$nulls":9},{"v":1897683,"d":"1,897,683"},{"v":923120,"d":"923,120"},{"v":213103,"d":"213,103"},{"v":103664,"d":"103,664"},{"$nulls":41},{"v":1897683,"d":"1,897,683"},{"v":923120,"d":"923,120"},{"$nulls":6},"--","EIA","EIA",{"$nulls":15},0,0,0,0,0,0,{"v":64351,"d":"64,351"},{"v":148752,"d":"148,752"},0,0,0,0,{"v":213103,"d":"213,103"},{"v":213103,"d":"213,103"},0,{"v":213103,"d":"213,103"},{"v":0,"d":"0.0%"},{"v":0,"d":"0.0%"},{"v":0,"d":"0.0%"},{"v":0,"d":"0.0%"},{"v":0,"d":"0.0%"},{"v":0,"d":"0.0%"},{"v":0.301971347188918,"d":"30.2%"},{"v":0.698028652811082,"d":"69.8%"},{"v":0,"d":"0.0%"},{"v":0,"d":"0.0%"},{"v":0,"d":"0.0%"},{"v":0,"d":"0.0%"},{"v":1,"d":"100.0%"},{"v":1,"d":"100.0%"},{"v":0,"d":"0.0%"},{"v":1,"d":"100.0%"}]
[440,2019,"AZ","Red Horse III",60285,"Tucson Electric Power Co",24211,"Red Horse III",60068,"IPP Non-CHP","Tucson Electric Power Company","TEPC","WECC","AZNM","WECC Southwest",null,"04","003","Cochise",32.13597,-110.05129,1,1,"SUN","SOLAR",null,{"v":0.28787,"d":"0.2879"},{"v":30,"d":"30.0"},{"$nulls":9},{"v":673689,"d":"673,689"},{"v":354592,"d":"354,592"},{"v":75653,"d":"75,653"},{"v":39819,"d":"39,819"},{"$nulls":41},{"v":673689,"d":"673,689"},{"v":354592,"d":"354,592"},{"$nulls":6},"--","EIA","EIA",{"$nulls":15},0,0,0,0,0,0,0,{"v":75653,"d":"75,653"},0,0,0,0,{"v":75653,"d":"75,653"},{"v":75653,"d":"75,653"},0,{"v":75653,"d":"75,653"},{"v":0,"d":"0.0%"},{"v":0,"d":"0.0%"},{"v":0,"d":"0.0%"},{"v":0,"d":"0.0%"},{"v":0,"d":"0.0%"},{"v":0,"d":"0.0%"},{"v":0,"d":"0.0%"},{"v":1,"d":"100.0%"},{"v":0,"d":"0.0%"},{"v":0,"d":"0.0%"},{"v":0,"d":"0.0%"},{"v":0,"d":"0.0%"},{"v":1,"d":"100.0%"},{"v":1,"d":"100.0%"},{"v":0,"d":"0.0%"},{"v":1,"d":"100.0%"}]
[441,2019,"AZ","Red Rock",60467,"Arizona Public Service Co",803,"Arizona Public Service Co",803,"Electric Utility","Arizona Public Service Company","AZPS","WECC","AZNM","WECC Southwest",null,"04","013","Maricopa",32.551026,-111.289232,1,1,"SUN","SOLAR",null,{"v":0.33153,"d":"0.3315"},{"v":40,"d":"40.0"},{"$nulls":9},{"v":1034484,"d":"1,034,484"},{"v":521111,"d":"521,111"},{"v":116169,"d":"116,169"},{"v":58519,"d":"58,519"},{"$nulls":41},{"v":1034484,"d":"1,034,484"},{"v":521111,"d":"521,111"},{"$nulls":6},"--","EIA","EIA",{"$nulls":15},0,0,0,0,0,0,0,{"v":116169,"d":"116,169"},0,0,0,0,{"v":116169,"d":"116,169"},{"v":116169,"d":"116,169"},0,{"v":116169,"d":"116,169"},{"v":0,"d":"0.0%"},{"v":0,"d":"0.0%"},{"v":0,"d":"0.0%"},{"v":0,"d":"0.0%"},{"v":0,"d":"0.0%"},{"v":0,"d":"0.0%"},{"v":0,"d":"0.0%"},{"v":1,"d":"100.0%"},{"v":0,"d":"0.0%"},{"v":0,"d":"0.0%"},{"v":0,"d":"0.0%"},{"v":0,"d":"0.0%"},{"v":1,"d":"100.0%"},{"v":1,"d":"100.0%"},{"v":0,"d":"0.0%"},{"v":1,"d":"100.0%"}]
[442,2019,"AZ","Redhawk Generating Facility",55455,"Salt River Project",16572,"Arizona Public Service Co",803,"Electric Utility","Salt River Project","SRP","WECC","AZNM","WECC Southwest",null,"04","013","Maricopa",33.334562,-112.840641,4,6,"NG","GAS",null,{"v":0.46553,"d":"0.4655"},{"v":1140.3,"d":"1,140.3"},{"v":0.557444361286537,"d":"0.5574"},{"$nulls":6},{"v":33270557.5,"d":"33,270,558"},{"v":15442727.5,"d":"15,442,728"},{"v":33270557.5,"d":"33,270,558"},{"v":15442727.5,"d":"15,442,728"},{"v":4650226,"d":"4,650,226"},{"v":2172124,"d":"2,172,124"},{"v":153.686,"d":"154"},{"v":74.539,"d":"75"},{"v":9.981,"d":"10"},{"v":1977219.25,"d":"1,977,219"},{"v":76972.277,"d":"76,972"},{"v":7697.228,"d":"7,697"},{"v":1979328.29,"d":"1,979,328"},null,0.066,0.069,0.004,850.376,0.017,{"v":2E-3,"d":"0.002"},851.283,null,0.009,{"v":0.01,"d":"0.010"},{"v":1E-3,"d":"0.001"},118.857,{"v":2E-3,"d":"0.002"},{"v":0,"d":"0.000"},118.984,null,0.066,0.069,0.004,850.376,0.017,{"v":2E-3,"d":"0.002"},851.283,null,{"v":153.686,"d":"154"},{"v":74.539,"d":"75"},{"v":9.981,"d":"10"},{"v":1977219.25,"d":"1,977,219"},{"v":76972.277,"d":"76,972"},{"v":7697.228,"d":"7,697"},null,{"v":33270557.5,"d":"33,270,558"},{"v":15442727.5,"d":"15,442,728"},{"v":33270557.5,"d":"33,270,558"},{"v":15442727.5,"d":"15,442,728"},"EPA/CAMD","EPA/CAMD","EPA/CAMD","EPA/CAMD","EIA","EIA","--","EPA/CAMD","EPA/CAMD",{"$nulls":14},{"v":7154.610873,"d":"7,154.611"},0,0,{"v":4650226,"d":"4,650,226"},0,0,0,0,0,0,0,0,{"v":4650226,"d":"4,650,226"},0,0,{"v":4650226,"d":"4,650,226"},0,{"v":0,"d":"0.0%"},{"v":0,"d":"0.0%"},{"v":1,"d":"100.0%"},{"v":0,"d":"0.0%"},{"v":0,"d":"0.0%"},{"v":0,"d":"0.0%"},{"v":0,"d":"0.0%"},{"v":0,"d":"0.0%"},{"v":0,"d":"0.0%"},{"v":0,"d":"0.0%"},{"v":0,"d":"0.0%"},{"v":1,"d":"100.0%"},{"v":0,"d":"0.0%"},{"v":0,"d":"0.0%"},{"v":1,"d":"100.0%"},{"v":0,"d":"0.0%"}]
[443,2019,"AZ","Rio Rico Solar",59044,"UNS Electric, Inc",19728,"UNS Electric, Inc",19728,"Electric Utility","Tucson Electric Power Company","TEPC","WECC","AZNM","WECC Southwest",null,"04","023","Santa Cruz",31.5,-111.008056,1,1,"SUN","SOLAR",null,{"v":0.21448,"d":"0.2145"},{"v":6,"d":"6.0"},{"$nulls":9},{"v":100385,"d":"100,385"},{"v":52838,"d":"52,838"},{"v":11273,"d":"11,273"},{"v":5933,"d":"5,933"},{"$nulls":41},{"v":100385,"d":"100,385"},{"v":52838,"d":"52,838"},{"$nulls":6},"--","EIA","EIA",{"$nulls":15},0,0,0,0,0,0,0,{"v":11273,"d":"11,273"},0,0,0,0,{"v":11273,"d":"11,273"},{"v":11273,"d":"11,273"},0,{"v":11273,"d":"11,273"},{"v":0,"d":"0.0%"},{"v":0,"d":"0.0%"},{"v":0,"d":"0.0%"},{"v":0,"d":"0.0%"},{"v":0,"d":"0.0%"},{"v":0,"d":"0.0%"},{"v":0,"d":"0.0%"},{"v":1,"d":"100.0%"},{"v":0,"d":"0.0%"},{"v":0,"d":"0.0%"},{"v":0,"d":"0.0%"},{"v":0,"d":"0.0%"},{"v":1,"d":"100.0%"},{"v":1,"d":"100.0%"},{"v":0,"d":"0.0%"},{"v":1,"d":"100.0%"}]
[444,2019,"AZ","Roger Road WWTP",57524,"Tucson Electric Power Co",24211,"SunE M5C Holdings LLC",56857,"IPP Non-CHP","Tucson Electric Power Company","TEPC","WECC","AZNM","WECC Southwest",null,"04","019","Pima",32.2894,-111.0331,1,1,"SUN","SOLAR",null,{"v":0.10637,"d":"0.1064"},1.1,{"$nulls":9},{"v":9127,"d":"9,127"},{"v":4804,"d":"4,804"},{"v":1025,"d":"1,025"},540,{"$nulls":41},{"v":9127,"d":"9,127"},{"v":4804,"d":"4,804"},{"$nulls":6},"--","EIA","EIA",{"$nulls":15},0,0,0,0,0,0,0,{"v":1025,"d":"1,025"},0,0,0,0,{"v":1025,"d":"1,025"},{"v":1025,"d":"1,025"},0,{"v":1025,"d":"1,025"},{"v":0,"d":"0.0%"},{"v":0,"d":"0.0%"},{"v":0,"d":"0.0%"},{"v":0,"d":"0.0%"},{"v":0,"d":"0.0%"},{"v":0,"d":"0.0%"},{"v":0,"d":"0.0%"},{"v":1,"d":"100.0%"},{"v":0,"d":"0.0%"},{"v":0,"d":"0.0%"},{"v":0,"d":"0.0%"},{"v":0,"d":"0.0%"},{"v":1,"d":"100.0%"},{"v":1,"d":"100.0%"},{"v":0,"d":"0.0%"},{"v":1,"d":"100.0%"}]
[445,2019,"AZ","Roosevelt",149,"Salt River Project",16572,"Salt River Project",16572,"Electric Utility","Salt River Project","SRP","WECC","AZNM","WECC Southwest",null,"04","013","Maricopa",33.671104,-111.161786,1,1,"WAT","HYDRO",null,{"v":0.14387,"d":"0.1439"},{"v":36,"d":"36.0"},{"$nulls":9},{"v":404037,"d":"404,037"},{"v":194143,"d":"194,143"},{"v":45372,"d":"45,372"},{"v":21802,"d":"21,802"},{"$nulls":41},{"v":404037,"d":"404,037"},{"v":194143,"d":"194,143"},{"$nulls":6},"--","EIA","EIA",{"$nulls":15},0,0,0,0,{"v":45372,"d":"45,372"},0,0,0,0,0,0,0,{"v":45372,"d":"45,372"},0,0,{"v":45372,"d":"45,372"},{"v":0,"d":"0.0%"},{"v":0,"d":"0.0%"},{"v":0,"d":"0.0%"},{"v":0,"d":"0.0%"},{"v":1,"d":"100.0%"},{"v":0,"d":"0.0%"},{"v":0,"d":"0.0%"},{"v":0,"d":"0.0%"},{"v":0,"d":"0.0%"},{"v":0,"d":"0.0%"},{"v":0,"d":"0.0%"},{"v":0,"d":"0.0%"},{"v":1,"d":"100.0%"},{"v":0,"d":"0.0%"},{"v":0,"d":"0.0%"},{"v":1,"d":"100.0%"}]
[446,2019,"AZ","Saddle Mountain Solar I",58213,"Arizona Public Service Co",803,"SunE AZ2 LLC",58182,"IPP Non-CHP","Arizona Public Service Company","AZPS","WECC","AZNM","WECC Southwest",null,"04","013","Maricopa",33.378333,-113.180833,1,1,"SUN","SOLAR",null,{"v":0.26772,"d":"0.2677"},{"v":15,"d":"15.0"},{"$nulls":9},{"v":313269,"d":"313,269"},{"v":164888,"d":"164,888"},{"v":35179,"d":"35,179"},{"v":18516,"d":"18,516"},{"$nulls":41},{"v":313269,"d":"313,269"},{"v":164888,"d":"164,888"},{"$nulls":6},"--","EIA","EIA",{"$nulls":15},0,0,0,0,0,0,0,{"v":35179,"d":"35,179"},0,0,0,0,{"v":35179,"d":"35,179"},{"v":35179,"d":"35,179"},0,{"v":35179,"d":"35,179"},{"v":0,"d":"0.0%"},{"v":0,"d":"0.0%"},{"v":0,"d":"0.0%"},{"v":0,"d":"0.0%"},{"v":0,"d":"0.0%"},{"v":0,"d":"0.0%"},{"v":0,"d":"0.0%"},{"v":1,"d":"100.0%"},{"v":0,"d":"0.0%"},{"v":0,"d":"0.0%"},{"v":0,"d":"0.0%"},{"v":0,"d":"0.0%"},{"v":1,"d":"100.0%"},{"v":1,"d":"100.0%"},{"v":0,"d":"0.0%"},{"v":1,"d":"100.0%"}]
[447,2019,"AZ","Saint Solar",63476,"Salt River Project",16572,"Saint Solar LLC",63210,"IPP Non-CHP","Salt River Project","SRP","WECC","AZNM","WECC Southwest",null,"04","021","Pinal",32.866276,-111.502402,1,1,"SUN","SOLAR",null,null,{"v":100,"d":"100.0"},{"$nulls":62},"--"]
[448,2019,"AZ","Sandstone Solar",59634,"Salt River Project",16572,"Sustainable Power Group, LLC",58661,"IPP Non-CHP","Salt River Project","SRP","WECC","AZNM","WECC Southwest",null,"04","021","Pinal",33.035556,-111.430278,1,1,"SUN","SOLAR",null,{"v":0.30637,"d":"0.3064"},{"v":45,"d":"45.0"},{"$nulls":9},{"v":1075474,"d":"1,075,474"},{"v":566068,"d":"566,068"},{"v":120772,"d":"120,772"},{"v":63567,"d":"63,567"},{"$nulls":41},{"v":1075474,"d":"1,075,474"},{"v":566068,"d":"566,068"},{"$nulls":6},"--","EIA","EIA",{"$nulls":15},0,0,0,0,0,0,0,{"v":120772,"d":"120,772"},0,0,0,0,{"v":120772,"d":"120,772"},{"v":120772,"d":"120,772"},0,{"v":120772,"d":"120,772"},{"v":0,"d":"0.0%"},{"v":0,"d":"0.0%"},{"v":0,"d":"0.0%"},{"v":0,"d":"0.0%"},{"v":0,"d":"0.0%"},{"v":0,"d":"0.0%"},{"v":0,"d":"0.0%"},{"v":1,"d":"100.0%"},{"v":0,"d":"0.0%"},{"v":0,"d":"0.0%"},{"v":0,"d":"0.0%"},{"v":0,"d":"0.0%"},{"v":1,"d":"100.0%"},{"v":1,"d":"100.0%"},{"v":0,"d":"0.0%"},{"v":1,"d":"100.0%"}]
[449,2019,"AZ","Santan",8068,"Salt River Project",16572,"Salt River Project",16572,"Electric Utility","Salt River Project","SRP","WECC","AZNM","WECC Southwest",null,"04","013","Maricopa",33.3325,-111.7503,3,9,"NG","GAS",null,{"v":0.52632,"d":"0.5263"},{"v":1326,"d":"1,326.0"},{"v":0.456131009364289,"d":"0.4561"},{"$nulls":6},{"v":37223542,"d":"37,223,542"},{"v":16619751,"d":"16,619,751"},{"v":37223542,"d":"37,223,542"},{"v":16619751,"d":"16,619,751"},{"v":6113623,"d":"6,113,623"},{"v":2866110,"d":"2,866,110"},{"v":115.873,"d":"116"},{"v":52.171,"d":"52"},{"v":11.168,"d":"11"},{"v":2212133.062,"d":"2,212,133"},{"v":103813.625,"d":"103,814"},{"v":10381.363,"d":"10,381"},{"v":2214977.556,"d":"2,214,978"},null,0.038,0.036,0.004,723.673,0.017,{"v":2E-3,"d":"0.002"},724.604,null,0.006,0.006,{"v":1E-3,"d":"0.001"},118.857,0.003,{"v":0,"d":"0.000"},119.009,null,0.038,0.036,0.004,723.673,0.017,{"v":2E-3,"d":"0.002"},724.604,null,{"v":115.873,"d":"116"},{"v":52.171,"d":"52"},{"v":11.168,"d":"11"},{"v":2212133.062,"d":"2,212,133"},{"v":103813.625,"d":"103,814"},{"v":10381.363,"d":"10,381"},null,{"v":37223542,"d":"37,223,542"},{"v":16619751,"d":"16,619,751"},{"v":37223542,"d":"37,223,542"},{"v":16619751,"d":"16,619,751"},"EPA/CAMD","EPA/CAMD","EPA/CAMD","EPA/CAMD","EIA","EIA","--","EPA/CAMD","EPA/CAMD",{"$nulls":14},{"v":6088.622409,"d":"6,088.622"},0,0,{"v":6113623,"d":"6,113,623"},0,0,0,0,0,0,0,0,{"v":6113623,"d":"6,113,623"},0,0,{"v":6113623,"d":"6,113,623"},0,{"v":0,"d":"0.0%"},{"v":0,"d":"0.0%"},{"v":1,"d":"100.0%"},{"v":0,"d":"0.0%"},{"v":0,"d":"0.0%"},{"v":0,"d":"0.0%"},{"v":0,"d":"0.0%"},{"v":0,"d":"0.0%"},{"v":0,"d":"0.0%"},{"v":0,"d":"0.0%"},{"v":0,"d":"0.0%"},{"v":1,"d":"100.0%"},{"v":0,"d":"0.0%"},{"v":0,"d":"0.0%"},{"v":1,"d":"100.0%"},{"v":0,"d":"0.0%"}]
[450,2019,"AZ","Solana Generating Station",56812,"Arizona Public Service Co",803,"Arizona Solar One LLC",56023,"IPP Non-CHP","Arizona Public Service Company","AZPS","WECC","AZNM","WECC Southwest",null,"04","013","Maricopa",32.922294,-112.95594,2,2,"SUN","SOLAR",null,{"v":0.32275,"d":"0.3228"},{"v":280,"d":"280.0"},{"$nulls":9},{"v":7049572,"d":"7,049,572"},{"v":4124298,"d":"4,124,298"},{"v":791642,"d":"791,642"},{"v":463144,"d":"463,144"},{"$nulls":41},{"v":7049572,"d":"7,049,572"},{"v":4124298,"d":"4,124,298"},{"$nulls":6},"--","EIA","EIA",{"$nulls":15},0,0,0,0,0,0,0,{"v":791642,"d":"791,642"},0,0,0,0,{"v":791642,"d":"791,642"},{"v":791642,"d":"791,642"},0,{"v":791642,"d":"791,642"},{"v":0,"d":"0.0%"},{"v":0,"d":"0.0%"},{"v":0,"d":"0.0%"},{"v":0,"d":"0.0%"},{"v":0,"d":"0.0%"},{"v":0,"d":"0.0%"},{"v":0,"d":"0.0%"},{"v":1,"d":"100.0%"},{"v":0,"d":"0.0%"},{"v":0,"d":"0.0%"},{"v":0,"d":"0.0%"},{"v":0,"d":"0.0%"},{"v":1,"d":"100.0%"},{"v":1,"d":"100.0%"},{"v":0,"d":"0.0%"},{"v":1,"d":"100.0%"}]
[451,2019,"AZ","South Consolidated",100,"Salt River Project",16572,"Salt River Project",16572,"Electric Utility","Salt River Project","SRP","WECC","AZNM","WECC Southwest",null,"04","013","Maricopa",33.466477,-111.781064,1,1,"WAT","HYDRO",null,{"v":0,"d":"0.0000"},1.4,{"$nulls":11},0,0,{"$nulls":49},"--",{"$nulls":17},0,0,0,0,0,0,0,0,0,0,0,0,0,0,0,0]
[452,2019,"AZ","South Point Energy Center, LLC",55177,"WAPA-- Western Area Power Administration",27000,"South Point Energy Center LLC",50157,"IPP Non-CHP","Western Area Power Administration - Desert Southwest Region","WALC","WECC","AZNM","WECC Southwest",null,"04","015","Mohave",34.8678,-114.5317,2,3,"NG","GAS",null,{"v":0.30413,"d":"0.3041"},{"v":708,"d":"708.0"},{"v":0.826456070651566,"d":"0.8265"},{"$nulls":6},{"v":14428432,"d":"14,428,432"},{"v":8319718.25,"d":"8,319,718"},{"v":14428432,"d":"14,428,432"},{"v":8319718.25,"d":"8,319,718"},{"v":1886216,"d":"1,886,216"},{"v":1081270,"d":"1,081,270"},{"v":79.897,"d":"80"},{"v":53.155,"d":"53"},{"v":4.329,"d":"4"},{"v":857462.844,"d":"857,463"},{"v":33049.99,"d":"33,050"},{"v":3304.999,"d":"3,305"},{"v":858368.413,"d":"858,368"},null,0.085,0.098,0.005,909.188,0.018,{"v":2E-3,"d":"0.002"},910.149,null,0.011,0.013,{"v":1E-3,"d":"0.001"},118.857,{"v":2E-3,"d":"0.002"},{"v":0,"d":"0.000"},118.983,null,0.085,0.098,0.005,909.188,0.018,{"v":2E-3,"d":"0.002"},910.149,null,{"v":79.897,"d":"80"},{"v":53.155,"d":"53"},{"v":4.329,"d":"4"},{"v":857462.844,"d":"857,463"},{"v":33049.99,"d":"33,050"},{"v":3304.999,"d":"3,305"},null,{"v":14428432,"d":"14,428,432"},{"v":8319718.25,"d":"8,319,718"},{"v":14428432,"d":"14,428,432"},{"v":8319718.25,"d":"8,319,718"},"EPA/CAMD","EPA/CAMD","EPA/CAMD","EPA/CAMD","EIA","EIA","--","EPA/CAMD","EPA/CAMD",{"$nulls":14},{"v":7649.406007,"d":"7,649.406"},0,0,{"v":1886216,"d":"1,886,216"},0,0,0,0,0,0,0,0,{"v":1886216,"d":"1,886,216"},0,0,{"v":1886216,"d":"1,886,216"},0,{"v":0,"d":"0.0%"},{"v":0,"d":"0.0%"},{"v":1,"d":"100.0%"},{"v":0,"d":"0.0%"},{"v":0,"d":"0.0%"},{"v":0,"d":"0.0%"},{"v":0,"d":"0.0%"},{"v":0,"d":"0.0%"},{"v":0,"d":"0.0%"},{"v":0,"d":"0.0%"},{"v":0,"d":"0.0%"},{"v":1,"d":"100.0%"},{"v":0,"d":"0.0%"},{"v":0,"d":"0.0%"},{"v":1,"d":"100.0%"},{"v":0,"d":"0.0%"}]
[453,2019,"AZ","Springerville Generating Station",8223,"Tucson Electric Power Co",24211,"Tucson Electric Power Co",24211,"Electric Utility","Tucson Electric Power Company","TEPC","WECC","AZNM","WECC Southwest",null,"04","001","Apache",34.3186,-109.1639,7,8,"SUB","COAL","Yes",{"v":0.41621,"d":"0.4162"},{"v":2179.2,"d":"2,179.2"},{"v":0.639652473252022,"d":"0.6397"},{"$nulls":6},{"v":85198528,"d":"85,198,528"},{"v":37630883.5,"d":"37,630,884"},{"v":85368584.002,"d":"85,368,584"},{"v":37692631.499,"d":"37,692,631"},{"v":7945334,"d":"7,945,334"},{"v":3490159,"d":"3,490,159"},{"v":5741.93,"d":"5,742"},{"v":2486.176,"d":"2,486"},{"v":7228.561,"d":"7,229"},{"v":8930296.25,"d":"8,930,296"},{"v":2032506.493,"d":"2,032,506"},{"v":295736.292,"d":"295,736"},{"v":8999767.289,"d":"8,999,767"},null,1.445,1.425,{"v":1.82,"d":"1.820"},{"v":2247.935,"d":"2,247.935"},0.256,0.037,{"v":2265.422,"d":"2,265.422"},null,0.135,0.132,{"v":0.17,"d":"0.170"},209.635,0.024,0.003,211.266,null,1.449,1.428,1.824,{"v":2253.351,"d":"2,253.351"},0.256,0.037,{"v":2270.88,"d":"2,270.880"},null,{"v":5741.93,"d":"5,742"},{"v":2486.176,"d":"2,486"},{"v":7228.561,"d":"7,229"},{"v":8930296.25,"d":"8,930,296"},{"v":2032506.493,"d":"2,032,506"},{"v":295736.292,"d":"295,736"},null,{"v":85198528,"d":"85,198,528"},{"v":37630883.5,"d":"37,630,884"},{"v":85368584.002,"d":"85,368,584"},{"v":37692631.499,"d":"37,692,631"},"EPA/CAMD","EPA/CAMD","EPA/CAMD","EPA/CAMD","EIA","EIA","--","EPA/CAMD; EIA","EPA/CAMD; EIA",{"$nulls":14},{"v":10748.925171,"d":"10,748.925"},{"v":7900771.1,"d":"7,900,771"},{"v":25465.863,"d":"25,466"},0,0,0,0,0,{"v":19096.6,"d":"19,097"},0,0,0,{"v":7926236.963,"d":"7,926,237"},{"v":19096.6,"d":"19,097"},{"v":19096.6,"d":"19,097"},{"v":7926236.963,"d":"7,926,237"},{"v":19096.6,"d":"19,097"},{"v":0.994391366624616,"d":"99.4%"},{"v":0.00320513453564618,"d":"0.3%"},{"v":0,"d":"0.0%"},{"v":0,"d":"0.0%"},{"v":0,"d":"0.0%"},{"v":0,"d":"0.0%"},{"v":0,"d":"0.0%"},{"v":0.00240349883973776,"d":"0.2%"},{"v":0,"d":"0.0%"},{"v":0,"d":"0.0%"},{"v":0,"d":"0.0%"},{"v":0.997596501160262,"d":"99.8%"},{"v":0.00240349883973776,"d":"0.2%"},{"v":0.00240349883973776,"d":"0.2%"},{"v":0.997596501160262,"d":"99.8%"},{"v":0.00240349883973776,"d":"0.2%"}]
[454,2019,"AZ","Stewart Mountain",150,"Salt River Project",16572,"Salt River Project",16572,"Electric Utility","Salt River Project","SRP","WECC","AZNM","WECC Southwest",null,"04","013","Maricopa",33.5661,-111.536,1,1,"WAT","HYDRO",null,{"v":0,"d":"0.0000"},{"v":13,"d":"13.0"},{"$nulls":9},0,0,{"v":-164,"d":"(164)"},{"v":-79,"d":"(79)"},{"$nulls":8},{"v":0,"d":"0.000"},{"v":0,"d":"0.000"},{"v":0,"d":"0.000"},{"v":0,"d":"0.000"},{"v":0,"d":"0.000"},{"v":0,"d":"0.000"},{"v":0,"d":"0.000"},{"$nulls":26},0,0,{"$nulls":6},"--","EIA","EIA",{"$nulls":15},0,0,0,0,{"v":-164,"d":"(164)"},0,0,0,0,0,0,0,{"v":-164,"d":"(164)"},0,0,{"v":-164,"d":"(164)"}]
[455,2019,"AZ","Sulphur Springs",60381,"Sulphur Springs Valley E C Inc",18280,"Solar Star Arizona XIII, LLC",60177,"IPP Non-CHP","Western Area Power Administration - Desert Southwest Region","WALC","WECC","AZNM","WECC Southwest",null,"04","003","Cochise",32.0628,-109.919283,1,1,"SUN","SOLAR",null,{"v":0.29638,"d":"0.2964"},{"v":20,"d":"20.0"},{"$nulls":9},{"v":462402,"d":"462,402"},{"v":243382,"d":"243,382"},{"v":51926,"d":"51,926"},{"v":27331,"d":"27,331"},{"$nulls":41},{"v":462402,"d":"462,402"},{"v":243382,"d":"243,382"},{"$nulls":6},"--","EIA","EIA",{"$nulls":15},0,0,0,0,0,0,0,{"v":51926,"d":"51,926"},0,0,0,0,{"v":51926,"d":"51,926"},{"v":51926,"d":"51,926"},0,{"v":51926,"d":"51,926"},{"v":0,"d":"0.0%"},{"v":0,"d":"0.0%"},{"v":0,"d":"0.0%"},{"v":0,"d":"0.0%"},{"v":0,"d":"0.0%"},{"v":0,"d":"0.0%"},{"v":0,"d":"0.0%"},{"v":1,"d":"100.0%"},{"v":0,"d":"0.0%"},{"v":0,"d":"0.0%"},{"v":0,"d":"0.0%"},{"v":0,"d":"0.0%"},{"v":1,"d":"100.0%"},{"v":1,"d":"100.0%"},{"v":0,"d":"0.0%"},{"v":1,"d":"100.0%"}]
[456,2019,"AZ","Sun Stream 2",63440,"Salt River Project",16572,"First Solar Project Development",56615,"IPP Non-CHP","California Independent System Operator","CISO","WECC","CAMX","WECC California",null,"04","013","Maricopa",33.320406,-112.816771,1,1,"SUN","SOLAR",null,null,{"v":150,"d":"150.0"},{"$nulls":62},"--"]
[457,2019,"AZ","Sun Streams, LLC",60827,"Southern California Edison Co",17609,"EDP Renewables North America LLC",61785,"IPP Non-CHP","California Independent System Operator","CISO","WECC","CAMX","WECC California",null,"04","013","Maricopa",33.34884,-112.8348,1,1,"SUN","SOLAR",null,null,154.3,{"$nulls":62},"--"]
[458,2019,"AZ","Sundance Power Plant",55522,"WAPA-- Western Area Power Administration",27000,"Arizona Public Service Co",803,"Electric Utility","Western Area Power Administration - Desert Southwest Region","WALC","WECC","AZNM","WECC Southwest",null,"04","021","Pinal",32.9285,-111.5899,10,12,"NG","GAS",null,0.0498,{"v":695,"d":"695.0"},{"v":1,"d":"1.0000"},{"$nulls":6},{"v":3419757.688,"d":"3,419,758"},{"v":1539854.141,"d":"1,539,854"},{"v":3419757.688,"d":"3,419,758"},{"v":1539854.141,"d":"1,539,854"},{"v":303203.998,"d":"303,204"},{"v":135801.002,"d":"135,801"},{"v":27.762,"d":"28"},{"v":13.029,"d":"13"},{"v":1.025,"d":"1"},{"v":203236.957,"d":"203,237"},{"v":7063.659,"d":"7,064"},{"v":706.366,"d":"706"},{"v":203430.501,"d":"203,431"},null,0.183,0.192,0.007,{"v":1340.595,"d":"1,340.595"},0.023,{"v":2E-3,"d":"0.002"},{"v":1341.872,"d":"1,341.872"},null,0.016,0.017,{"v":1E-3,"d":"0.001"},{"v":118.86,"d":"118.860"},{"v":2E-3,"d":"0.002"},{"v":0,"d":"0.000"},118.974,null,0.183,0.192,0.007,{"v":1340.595,"d":"1,340.595"},0.023,{"v":2E-3,"d":"0.002"},{"v":1341.872,"d":"1,341.872"},null,{"v":27.762,"d":"28"},{"v":13.029,"d":"13"},{"v":1.025,"d":"1"},{"v":203236.957,"d":"203,237"},{"v":7063.659,"d":"7,064"},{"v":706.366,"d":"706"},null,{"v":3419757.688,"d":"3,419,758"},{"v":1539854.141,"d":"1,539,854"},{"v":3419757.688,"d":"3,419,758"},{"v":1539854.141,"d":"1,539,854"},"EPA/CAMD","EPA/CAMD","EPA/CAMD","EPA/CAMD","EIA","EIA","--","EPA/CAMD","EPA/CAMD",{"$nulls":14},{"v":11278.735398,"d":"11,278.735"},0,0,{"v":303204,"d":"303,204"},0,0,0,0,0,0,0,0,{"v":303204,"d":"303,204"},0,0,{"v":303204,"d":"303,204"},0,{"v":0,"d":"0.0%"},{"v":0,"d":"0.0%"},{"v":1,"d":"100.0%"},{"v":0,"d":"0.0%"},{"v":0,"d":"0.0%"},{"v":0,"d":"0.0%"},{"v":0,"d":"0.0%"},{"v":0,"d":"0.0%"},{"v":0,"d":"0.0%"},{"v":0,"d":"0.0%"},{"v":0,"d":"0.0%"},{"v":1,"d":"100.0%"},{"v":0,"d":"0.0%"},{"v":0,"d":"0.0%"},{"v":1,"d":"100.0%"},{"v":0,"d":"0.0%"}]
[459,2019,"AZ","T0588 Phoenix - AZ",61199,"Salt River Project",16572,"SoCore Energy LLC",60520,"IPP Non-CHP","Salt River Project","SRP","WECC","AZNM","WECC Southwest",null,"04","013","Maricopa",33.447225,-112.217664,1,1,"SUN","SOLAR",null,0.2285,1.2,{"$nulls":9},{"v":21389,"d":"21,389"},{"v":11258,"d":"11,258"},{"v":2402,"d":"2,402"},{"v":1264,"d":"1,264"},{"$nulls":41},{"v":21389,"d":"21,389"},{"v":11258,"d":"11,258"},{"$nulls":6},"--","EIA","EIA",{"$nulls":15},0,0,0,0,0,0,0,{"v":2402,"d":"2,402"},0,0,0,0,{"v":2402,"d":"2,402"},{"v":2402,"d":"2,402"},0,{"v":2402,"d":"2,402"},{"v":0,"d":"0.0%"},{"v":0,"d":"0.0%"},{"v":0,"d":"0.0%"},{"v":0,"d":"0.0%"},{"v":0,"d":"0.0%"},{"v":0,"d":"0.0%"},{"v":0,"d":"0.0%"},{"v":1,"d":"100.0%"},{"v":0,"d":"0.0%"},{"v":0,"d":"0.0%"},{"v":0,"d":"0.0%"},{"v":0,"d":"0.0%"},{"v":1,"d":"100.0%"},{"v":1,"d":"100.0%"},{"v":0,"d":"0.0%"},{"v":1,"d":"100.0%"}]
[460,2019,"AZ","TAA Solar Facility",57391,"Tucson Electric Power Co",24211,"Tucson Electric Power Co",24211,"Electric Utility","Tucson Electric Power Company","TEPC","WECC","AZNM","WECC Southwest",null,"04","019","Pima",32.115833,-110.940833,1,1,"SUN","SOLAR",null,null,2.8,{"$nulls":62},"--"]
[461,2019,"AZ","Tech Park Solar",59455,"Tucson Electric Power Co",24211,"Tech Park Solar, LLC",59221,"IPP Non-CHP","Tucson Electric Power Company","TEPC","WECC","AZNM","WECC Southwest",null,"04","019","Pima",32.097884,-110.815696,1,1,"SUN","SOLAR",null,0.3037,{"v":5,"d":"5.0"},{"$nulls":9},{"v":118454,"d":"118,454"},{"v":62347,"d":"62,347"},{"v":13302,"d":"13,302"},{"v":7001,"d":"7,001"},{"$nulls":41},{"v":118454,"d":"118,454"},{"v":62347,"d":"62,347"},{"$nulls":6},"--","EIA","EIA",{"$nulls":15},0,0,0,0,0,0,0,{"v":13302,"d":"13,302"},0,0,0,0,{"v":13302,"d":"13,302"},{"v":13302,"d":"13,302"},0,{"v":13302,"d":"13,302"},{"v":0,"d":"0.0%"},{"v":0,"d":"0.0%"},{"v":0,"d":"0.0%"},{"v":0,"d":"0.0%"},{"v":0,"d":"0.0%"},{"v":0,"d":"0.0%"},{"v":0,"d":"0.0%"},{"v":1,"d":"100.0%"},{"v":0,"d":"0.0%"},{"v":0,"d":"0.0%"},{"v":0,"d":"0.0%"},{"v":0,"d":"0.0%"},{"v":1,"d":"100.0%"},{"v":1,"d":"100.0%"},{"v":0,"d":"0.0%"},{"v":1,"d":"100.0%"}]
[462,2019,"AZ","Tri Cities",7998,"Salt River Project",16572,"Salt River Project",16572,"Electric Utility","Salt River Project","SRP","WECC","AZNM","WECC Southwest",null,"04","013","Maricopa",33.4833,-111.8172,5,5,"LFG","BIOMASS",null,null,{"v":5,"d":"5.0"},{"$nulls":62},"--"]
[463,2019,"AZ","UASTP I",57392,"Tucson Electric Power Co",24211,"Tucson Electric Power Co",24211,"Electric Utility","Tucson Electric Power Company","TEPC","WECC","AZNM","WECC Southwest",null,"04","019","Pima",32.096973,-110.8106,1,1,"SUN","SOLAR",null,{"v":0.20957,"d":"0.2096"},1.2,{"$nulls":9},{"v":19619,"d":"19,619"},{"v":10326,"d":"10,326"},{"v":2203,"d":"2,203"},{"v":1160,"d":"1,160"},{"$nulls":41},{"v":19619,"d":"19,619"},{"v":10326,"d":"10,326"},{"$nulls":6},"--","EIA","EIA",{"$nulls":15},0,0,0,0,0,0,0,{"v":2203,"d":"2,203"},0,0,0,0,{"v":2203,"d":"2,203"},{"v":2203,"d":"2,203"},0,{"v":2203,"d":"2,203"},{"v":0,"d":"0.0%"},{"v":0,"d":"0.0%"},{"v":0,"d":"0.0%"},{"v":0,"d":"0.0%"},{"v":0,"d":"0.0%"},{"v":0,"d":"0.0%"},{"v":0,"d":"0.0%"},{"v":1,"d":"100.0%"},{"v":0,"d":"0.0%"},{"v":0,"d":"0.0%"},{"v":0,"d":"0.0%"},{"v":0,"d":"0.0%"},{"v":1,"d":"100.0%"},{"v":1,"d":"100.0%"},{"v":0,"d":"0.0%"},{"v":1,"d":"100.0%"}]
[464,2019,"AZ","Union HS at Casa Grande",58516,"Arizona Public Service Co",803,"Constellation Solar Holding, LLC",58491,"IPP Non-CHP","Arizona Public Service Company","AZPS","WECC","AZNM","WECC Southwest",null,"04","021","Pinal",32.936944,-111.738611,1,1,"SUN","SOLAR",null,{"v":0.20348,"d":"0.2035"},1.6,{"$nulls":9},{"v":25397,"d":"25,397"},{"v":13368,"d":"13,368"},{"v":2852,"d":"2,852"},{"v":1501,"d":"1,501"},{"$nulls":41},{"v":25397,"d":"25,397"},{"v":13368,"d":"13,368"},{"$nulls":6},"--","EIA","EIA",{"$nulls":15},0,0,0,0,0,0,0,{"v":2852,"d":"2,852"},0,0,0,0,{"v":2852,"d":"2,852"},{"v":2852,"d":"2,852"},0,{"v":2852,"d":"2,852"},{"v":0,"d":"0.0%"},{"v":0,"d":"0.0%"},{"v":0,"d":"0.0%"},{"v":0,"d":"0.0%"},{"v":0,"d":"0.0%"},{"v":0,"d":"0.0%"},{"v":0,"d":"0.0%"},{"v":1,"d":"100.0%"},{"v":0,"d":"0.0%"},{"v":0,"d":"0.0%"},{"v":0,"d":"0.0%"},{"v":0,"d":"0.0%"},{"v":1,"d":"100.0%"},{"v":1,"d":"100.0%"},{"v":0,"d":"0.0%"},{"v":1,"d":"100.0%"}]
[465,2019,"AZ","University of Arizona - Biosphere 2",54594,"USBIA-San Carlos Project",19604,"University of Arizona - Biosphere 2",55994,"Commercial Non-CHP","Western Area Power Administration - Desert Southwest Region","WALC","WECC","AZNM","WECC Southwest",null,"04","021","Pinal",32.578011,-110.852608,2,2,"NG","GAS",null,{"v":0.00074,"d":"0.0007"},3.1,{"v":1,"d":"1.0000"},{"$nulls":6},355,169,355,169,20,9,{"v":0.519,"d":"1"},{"v":0.244,"d":"0"},{"v":0.025,"d":"0"},{"v":24.737,"d":"25"},{"v":1.541,"d":"2"},{"v":0.268,"d":"0"},{"v":24.796,"d":"25"},null,{"v":51.9,"d":"51.900"},54.222,{"v":2.52,"d":"2.520"},{"v":2473.7,"d":"2,473.700"},0.077,0.013,{"v":2479.617,"d":"2,479.617"},null,2.924,2.888,0.142,139.363,0.004,{"v":1E-3,"d":"0.001"},139.697,null,{"v":51.9,"d":"51.900"},54.222,{"v":2.52,"d":"2.520"},{"v":2473.7,"d":"2,473.700"},0.077,0.013,{"v":2479.617,"d":"2,479.617"},null,{"v":0.519,"d":"1"},{"v":0.244,"d":"0"},{"v":0.025,"d":"0"},{"v":24.737,"d":"25"},{"v":1.541,"d":"2"},{"v":0.268,"d":"0"},null,355,169,355,169,"EIA","EIA","EIA","EIA","EIA","EIA","--","EIA","EIA",{"$nulls":14},{"v":17750,"d":"17,750.000"},0,{"v":9.566,"d":"10"},{"v":10.434,"d":"10"},0,0,0,0,0,0,0,0,20,0,0,20,0,{"v":0,"d":"0.0%"},{"v":0.4783,"d":"47.8%"},{"v":0.5217,"d":"52.2%"},{"v":0,"d":"0.0%"},{"v":0,"d":"0.0%"},{"v":0,"d":"0.0%"},{"v":0,"d":"0.0%"},{"v":0,"d":"0.0%"},{"v":0,"d":"0.0%"},{"v":0,"d":"0.0%"},{"v":0,"d":"0.0%"},{"v":1,"d":"100.0%"},{"v":0,"d":"0.0%"},{"v":0,"d":"0.0%"},{"v":1,"d":"100.0%"},{"v":0,"d":"0.0%"}]
[466,2019,"AZ","Valencia",6515,"UNS Electric, Inc",19728,"UNS Electric, Inc",19728,"Electric Utility","Tucson Electric Power Company","TEPC","WECC","AZNM","WECC Southwest",null,"04","023","Santa Cruz",31.363472,-110.931343,4,4,"NG","GAS",null,{"v":0.02897,"d":"0.0290"},{"v":108,"d":"108.0"},{"v":1,"d":"1.0000"},{"$nulls":6},{"v":313207.996,"d":"313,208"},{"v":154278,"d":"154,278"},{"v":313207.996,"d":"313,208"},{"v":154278,"d":"154,278"},{"v":27403.999,"d":"27,404"},{"v":13498.001,"d":"13,498"},{"v":49.181,"d":"49"},{"v":24.223,"d":"24"},{"v":0.501,"d":"1"},{"v":18305.294,"d":"18,305"},{"v":690.506,"d":"691"},{"v":69.051,"d":"69"},{"v":18324.214,"d":"18,324"},null,3.589,3.589,0.037,{"v":1335.958,"d":"1,335.958"},0.025,0.003,{"v":1337.339,"d":"1,337.339"},null,0.314,0.314,0.003,116.889,{"v":2E-3,"d":"0.002"},{"v":0,"d":"0.000"},{"v":117.01,"d":"117.010"},null,3.589,3.589,0.037,{"v":1335.958,"d":"1,335.958"},0.025,0.003,{"v":1337.339,"d":"1,337.339"},null,{"v":49.181,"d":"49"},{"v":24.223,"d":"24"},{"v":0.501,"d":"1"},{"v":18305.294,"d":"18,305"},{"v":690.506,"d":"691"},{"v":69.051,"d":"69"},null,{"v":313207.996,"d":"313,208"},{"v":154278,"d":"154,278"},{"v":313207.996,"d":"313,208"},{"v":154278,"d":"154,278"},"EIA","EIA","EIA","EIA","EIA","EIA","--","EIA","EIA",{"$nulls":14},{"v":11429.280254,"d":"11,429.280"},0,0,{"v":27404,"d":"27,404"},0,0,0,0,0,0,0,0,{"v":27404,"d":"27,404"},0,0,{"v":27404,"d":"27,404"},0,{"v":0,"d":"0.0%"},{"v":0,"d":"0.0%"},{"v":1,"d":"100.0%"},{"v":0,"d":"0.0%"},{"v":0,"d":"0.0%"},{"v":0,"d":"0.0%"},{"v":0,"d":"0.0%"},{"v":0,"d":"0.0%"},{"v":0,"d":"0.0%"},{"v":0,"d":"0.0%"},{"v":0,"d":"0.0%"},{"v":1,"d":"100.0%"},{"v":0,"d":"0.0%"},{"v":0,"d":"0.0%"},{"v":1,"d":"100.0%"},{"v":0,"d":"0.0%"}]
[467,2019,"AZ","Valencia Solar",59454,"Tucson Electric Power Co",24211,"Valencia Solar, LLC",59220,"IPP Non-CHP","Tucson Electric Power Company","TEPC","WECC","AZNM","WECC Southwest",null,"04","019","Pima",32.145833,-110.866944,1,1,"SUN","SOLAR",null,0.2817,{"v":10,"d":"10.0"},{"$nulls":9},{"v":219749,"d":"219,749"},{"v":115663,"d":"115,663"},{"v":24677,"d":"24,677"},{"v":12989,"d":"12,989"},{"$nulls":41},{"v":219749,"d":"219,749"},{"v":115663,"d":"115,663"},{"$nulls":6},"--","EIA","EIA",{"$nulls":15},0,0,0,0,0,0,0,{"v":24677,"d":"24,677"},0,0,0,0,{"v":24677,"d":"24,677"},{"v":24677,"d":"24,677"},0,{"v":24677,"d":"24,677"},{"v":0,"d":"0.0%"},{"v":0,"d":"0.0%"},{"v":0,"d":"0.0%"},{"v":0,"d":"0.0%"},{"v":0,"d":"0.0%"},{"v":0,"d":"0.0%"},{"v":0,"d":"0.0%"},{"v":1,"d":"100.0%"},{"v":0,"d":"0.0%"},{"v":0,"d":"0.0%"},{"v":0,"d":"0.0%"},{"v":0,"d":"0.0%"},{"v":1,"d":"100.0%"},{"v":1,"d":"100.0%"},{"v":0,"d":"0.0%"},{"v":1,"d":"100.0%"}]
[468,2019,"AZ","Vista Grande HS at Casa Grande",58517,"Arizona Public Service Co",803,"Constellation Solar Holding, LLC",58491,"IPP Non-CHP","Arizona Public Service Company","AZPS","WECC","AZNM","WECC Southwest",null,"04","021","Pinal",32.891389,-111.713056,1,1,"SUN","SOLAR",null,{"v":0.19698,"d":"0.1970"},1.8,{"$nulls":9},{"v":27659,"d":"27,659"},{"v":14557,"d":"14,557"},{"v":3106,"d":"3,106"},{"v":1635,"d":"1,635"},{"$nulls":41},{"v":27659,"d":"27,659"},{"v":14557,"d":"14,557"},{"$nulls":6},"--","EIA","EIA",{"$nulls":15},0,0,0,0,0,0,0,{"v":3106,"d":"3,106"},0,0,0,0,{"v":3106,"d":"3,106"},{"v":3106,"d":"3,106"},0,{"v":3106,"d":"3,106"},{"v":0,"d":"0.0%"},{"v":0,"d":"0.0%"},{"v":0,"d":"0.0%"},{"v":0,"d":"0.0%"},{"v":0,"d":"0.0%"},{"v":0,"d":"0.0%"},{"v":0,"d":"0.0%"},{"v":1,"d":"100.0%"},{"v":0,"d":"0.0%"},{"v":0,"d":"0.0%"},{"v":0,"d":"0.0%"},{"v":0,"d":"0.0%"},{"v":1,"d":"100.0%"},{"v":1,"d":"100.0%"},{"v":0,"d":"0.0%"},{"v":1,"d":"100.0%"}]
[469,2019,"AZ","Waddell",7164,"Arizona Public Service Co",803,"Central Arizona Water Conservation Dist",2850,"Electric Utility","Western Area Power Administration - Desert Southwest Region","WALC","WECC","AZNM","WECC Southwest",null,"04","013","Maricopa",33.8447,-112.2714,4,4,"WAT","HYDRO",null,{"v":0,"d":"0.0000"},{"v":40,"d":"40.0"},{"$nulls":6},"Yes",null,null,0,0,{"v":-59229,"d":"(59,229)"},{"v":11668,"d":"11,668"},{"$nulls":8},{"v":0,"d":"0.000"},null,{"v":0,"d":"0.000"},{"v":0,"d":"0.000"},{"v":0,"d":"0.000"},{"v":0,"d":"0.000"},{"v":0,"d":"0.000"},{"$nulls":26},0,0,{"$nulls":6},"--","EIA","EIA",{"$nulls":15},0,0,0,0,{"v":-59229,"d":"(59,229)"},0,0,0,0,0,0,0,{"v":-59229,"d":"(59,229)"},0,0,{"v":-59229,"d":"(59,229)"}]
[470,2019,"AZ","Walmart Casa Grande",57939,"Arizona Public Service Co",803,"Tesla Inc.",60947,"IPP Non-CHP","Arizona Public Service Company","AZPS","WECC","AZNM","WECC Southwest",null,"04","021","Pinal",32.866837,-111.771751,2,2,"SUN","SOLAR",null,{"v":0.14994,"d":"0.1499"},{"v":2,"d":"2.0"},{"$nulls":9},{"v":23391,"d":"23,391"},{"v":12311,"d":"12,311"},{"v":2627,"d":"2,627"},{"v":1383,"d":"1,383"},{"$nulls":41},{"v":23391,"d":"23,391"},{"v":12311,"d":"12,311"},{"$nulls":6},"--","EIA","EIA",{"$nulls":15},0,0,0,0,0,0,0,{"v":2627,"d":"2,627"},0,0,0,0,{"v":2627,"d":"2,627"},{"v":2627,"d":"2,627"},0,{"v":2627,"d":"2,627"},{"v":0,"d":"0.0%"},{"v":0,"d":"0.0%"},{"v":0,"d":"0.0%"},{"v":0,"d":"0.0%"},{"v":0,"d":"0.0%"},{"v":0,"d":"0.0%"},{"v":0,"d":"0.0%"},{"v":1,"d":"100.0%"},{"v":0,"d":"0.0%"},{"v":0,"d":"0.0%"},{"v":0,"d":"0.0%"},{"v":0,"d":"0.0%"},{"v":1,"d":"100.0%"},{"v":1,"d":"100.0%"},{"v":0,"d":"0.0%"},{"v":1,"d":"100.0%"}]
[471,2019,"AZ","Western Renewable Energy",56358,"Navopache Electric Coop, Inc",13318,"Western Renewable Energy LLC",54690,"IPP Non-CHP","Arizona Public Service Company","AZPS","WECC","AZNM","WECC Southwest",null,"04","001","Apache",34.093006,-109.289979,1,1,"WDS","BIOMASS",null,null,{"v":3,"d":"3.0"},{"$nulls":62},"--"]
[472,2019,"AZ","White Wing Solar",60572,"Arizona Public Service Co",803,"First Solar Project Development",56615,"IPP Non-CHP","California Independent System Operator","CISO","WECC","CAMX","WECC California",null,"04","027","Yuma",32.994056,-113.508806,1,1,"SUN","SOLAR",null,null,{"v":200,"d":"200.0"},{"$nulls":62},"--"]
[473,2019,"AZ","Yucca Power Plant",120,"Arizona Public Service Co",803,"Arizona Public Service Co",803,"Electric Utility","Arizona Public Service Company","AZPS","WECC","AZNM","WECC Southwest",null,"04","027","Yuma",32.7214,-114.7106,3,8,"NG","GAS",null,{"v":0.11121,"d":"0.1112"},{"v":425,"d":"425.0"},{"v":1,"d":"1.0000"},{"$nulls":6},{"v":4430864,"d":"4,430,864"},{"v":2158307.438,"d":"2,158,307"},{"v":4430864,"d":"4,430,864"},{"v":2158307.438,"d":"2,158,307"},{"v":414041.001,"d":"414,041"},{"v":195874.002,"d":"195,874"},{"v":177.44,"d":"177"},{"v":71.245,"d":"71"},{"v":1.329,"d":"1"},{"v":263320.48,"d":"263,320"},{"v":10825.504,"d":"10,826"},{"v":1105.65,"d":"1,106"},{"v":263620.541,"d":"263,621"},null,0.857,0.727,0.006,{"v":1271.954,"d":"1,271.954"},0.026,0.003,{"v":1273.403,"d":"1,273.403"},null,{"v":0.08,"d":"0.080"},0.066,{"v":1E-3,"d":"0.001"},118.857,{"v":2E-3,"d":"0.002"},{"v":0,"d":"0.000"},118.993,null,0.857,0.727,0.006,{"v":1271.954,"d":"1,271.954"},0.026,0.003,{"v":1273.403,"d":"1,273.403"},null,{"v":177.44,"d":"177"},{"v":71.245,"d":"71"},{"v":1.329,"d":"1"},{"v":263320.48,"d":"263,320"},{"v":10825.504,"d":"10,826"},{"v":1105.65,"d":"1,106"},null,{"v":4430864,"d":"4,430,864"},{"v":2158307.438,"d":"2,158,307"},{"v":4430864,"d":"4,430,864"},{"v":2158307.438,"d":"2,158,307"},"EPA/CAMD","EPA/CAMD","EPA/CAMD","EPA/CAMD","EIA","EIA","--","EPA/CAMD","EPA/CAMD",{"$nulls":14},{"v":10701.510211,"d":"10,701.510"},0,{"v":2913.701,"d":"2,914"},{"v":411127.3,"d":"411,127"},0,0,0,0,0,0,0,0,{"v":414041.001,"d":"414,041"},0,0,{"v":414041.001,"d":"414,041"},0,{"v":0,"d":"0.0%"},{"v":0.00703722818021107,"d":"0.7%"},{"v":0.992962771819789,"d":"99.3%"},{"v":0,"d":"0.0%"},{"v":0,"d":"0.0%"},{"v":0,"d":"0.0%"},{"v":0,"d":"0.0%"},{"v":0,"d":"0.0%"},{"v":0,"d":"0.0%"},{"v":0,"d":"0.0%"},{"v":0,"d":"0.0%"},{"v":1,"d":"100.0%"},{"v":0,"d":"0.0%"},{"v":0,"d":"0.0%"},{"v":1,"d":"100.0%"},{"v":0,"d":"0.0%"}]
[474,2019,"AZ","Yuma Cogeneration Associates",54694,"Arizona Public Service Co",803,"Falcon Power Operating Company",49919,"IPP CHP","Arizona Public Service Company","AZPS","WECC","AZNM","WECC Southwest",null,"04","027","Yuma",32.728822,-114.654053,1,2,"NG","GAS",null,{"v":0.10872,"d":"0.1087"},62.6,{"v":1,"d":"1.0000"},null,"Yes",{"v":83754.4,"d":"83,754"},{"v":2.43,"d":"2"},{"v":0.764115,"d":"0.7641"},null,{"v":440031.518,"d":"440,032"},{"v":144955.617,"d":"144,956"},{"v":440031.518,"d":"440,032"},{"v":144955.617,"d":"144,956"},{"v":59620,"d":"59,620"},{"v":19265,"d":"19,265"},{"v":19.309,"d":"19"},{"v":6.437,"d":"6"},{"v":0.132,"d":"0"},{"v":26150.647,"d":"26,151"},{"v":983.632,"d":"984"},{"v":98.363,"d":"98"},{"v":26177.598,"d":"26,178"},null,0.648,0.668,0.004,877.244,0.016,{"v":2E-3,"d":"0.002"},878.148,null,0.088,0.089,{"v":1E-3,"d":"0.001"},118.858,{"v":2E-3,"d":"0.002"},{"v":0,"d":"0.000"},118.981,null,0.648,0.668,0.004,877.244,0.016,{"v":2E-3,"d":"0.002"},878.148,null,{"v":25.27,"d":"25"},{"v":8.424,"d":"8"},{"v":0.173,"d":"0"},{"v":34223.426,"d":"34,223"},{"v":1287.282,"d":"1,287"},{"v":128.728,"d":"129"},null,{"v":575870.5,"d":"575,871"},{"v":189703.828,"d":"189,704"},{"v":575870.5,"d":"575,871"},{"v":189703.828,"d":"189,704"},"EPA/CAMD","EPA/CAMD","EPA/CAMD","EPA/CAMD","EIA","EIA","--","EPA/CAMD","EPA/CAMD",{"$nulls":6},{"v":135838.982,"d":"135,839"},{"v":44748.212,"d":"44,748"},{"v":5.961,"d":"6"},{"v":1.987,"d":"2"},{"v":0.041,"d":"0"},{"v":8072.779,"d":"8,073"},{"v":303.65,"d":"304"},{"v":30.365,"d":"30"},{"v":7380.602442,"d":"7,380.602"},0,0,{"v":59620,"d":"59,620"},0,0,0,0,0,0,0,0,{"v":59620,"d":"59,620"},0,0,{"v":59620,"d":"59,620"},0,{"v":0,"d":"0.0%"},{"v":0,"d":"0.0%"},{"v":1,"d":"100.0%"},{"v":0,"d":"0.0%"},{"v":0,"d":"0.0%"},{"v":0,"d":"0.0%"},{"v":0,"d":"0.0%"},{"v":0,"d":"0.0%"},{"v":0,"d":"0.0%"},{"v":0,"d":"0.0%"},{"v":0,"d":"0.0%"},{"v":1,"d":"100.0%"},{"v":0,"d":"0.0%"},{"v":0,"d":"0.0%"},{"v":1,"d":"100.0%"},{"v":0,"d":"0.0%"}]
[475,2019,"CA","1420 Coil Av #C",57310,"Los Angeles Department of Water & Power",11208,"Konoike Pacific",57320,"Commercial Non-CHP","Los Angeles Department of Water and Power","LDWP","WECC","CAMX","WECC California",null,"06","037","Los Angeles",33.794283,-118.241405,1,1,"SUN","SOLAR",null,{"v":0.15639,"d":"0.1564"},1.3,{"$nulls":9},{"v":15862,"d":"15,862"},{"v":8658,"d":"8,658"},{"v":1781,"d":"1,781"},972,{"$nulls":41},{"v":15862,"d":"15,862"},{"v":8658,"d":"8,658"},{"$nulls":6},"--","EIA","EIA",{"$nulls":15},0,0,0,0,0,0,0,{"v":1781.01,"d":"1,781"},0,0,0,0,{"v":1781.01,"d":"1,781"},{"v":1781.01,"d":"1,781"},0,{"v":1781.01,"d":"1,781"},{"v":0,"d":"0.0%"},{"v":0,"d":"0.0%"},{"v":0,"d":"0.0%"},{"v":0,"d":"0.0%"},{"v":0,"d":"0.0%"},{"v":0,"d":"0.0%"},{"v":0,"d":"0.0%"},{"v":1,"d":"100.0%"},{"v":0,"d":"0.0%"},{"v":0,"d":"0.0%"},{"v":0,"d":"0.0%"},{"v":0,"d":"0.0%"},{"v":1,"d":"100.0%"},{"v":1,"d":"100.0%"},{"v":0,"d":"0.0%"},{"v":1,"d":"100.0%"}]
[476,2019,"CA","2081 Terzian Solar Project",58918,"Pacific Gas & Electric Co",14328,"Solarenewal LLC",61315,"IPP Non-CHP","California Independent System Operator","CISO","WECC","CAMX","WECC California","CAISO","06","019","Fresno",36.67,-119.415833,1,1,"SUN","SOLAR",null,{"v":0.14602,"d":"0.1460"},1.2,{"$nulls":9},{"v":13669,"d":"13,669"},{"v":7461,"d":"7,461"},{"v":1535,"d":"1,535"},838,{"$nulls":41},{"v":13669,"d":"13,669"},{"v":7461,"d":"7,461"},{"$nulls":6},"--","EIA","EIA",{"$nulls":15},0,0,0,0,0,0,0,{"v":1535,"d":"1,535"},0,0,0,0,{"v":1535,"d":"1,535"},{"v":1535,"d":"1,535"},0,{"v":1535,"d":"1,535"},{"v":0,"d":"0.0%"},{"v":0,"d":"0.0%"},{"v":0,"d":"0.0%"},{"v":0,"d":"0.0%"},{"v":0,"d":"0.0%"},{"v":0,"d":"0.0%"},{"v":0,"d":"0.0%"},{"v":1,"d":"100.0%"},{"v":0,"d":"0.0%"},{"v":0,"d":"0.0%"},{"v":0,"d":"0.0%"},{"v":0,"d":"0.0%"},{"v":1,"d":"100.0%"},{"v":1,"d":"100.0%"},{"v":0,"d":"0.0%"},{"v":1,"d":"100.0%"}]
[477,2019,"CA","2097 Helton Solar Project",58920,"Pacific Gas & Electric Co",14328,"Solarenewal LLC",61315,"IPP Non-CHP","California Independent System Operator","CISO","WECC","CAMX","WECC California","CAISO","06","047","Merced",37.352222,-120.506944,1,1,"SUN","SOLAR",null,{"v":0.20213,"d":"0.2021"},1.5,{"$nulls":9},{"v":23652,"d":"23,652"},{"v":12911,"d":"12,911"},{"v":2656,"d":"2,656"},{"v":1450,"d":"1,450"},{"$nulls":41},{"v":23652,"d":"23,652"},{"v":12911,"d":"12,911"},{"$nulls":6},"--","EIA","EIA",{"$nulls":15},0,0,0,0,0,0,0,{"v":2656,"d":"2,656"},0,0,0,0,{"v":2656,"d":"2,656"},{"v":2656,"d":"2,656"},0,{"v":2656,"d":"2,656"},{"v":0,"d":"0.0%"},{"v":0,"d":"0.0%"},{"v":0,"d":"0.0%"},{"v":0,"d":"0.0%"},{"v":0,"d":"0.0%"},{"v":0,"d":"0.0%"},{"v":0,"d":"0.0%"},{"v":1,"d":"100.0%"},{"v":0,"d":"0.0%"},{"v":0,"d":"0.0%"},{"v":0,"d":"0.0%"},{"v":0,"d":"0.0%"},{"v":1,"d":"100.0%"},{"v":1,"d":"100.0%"},{"v":0,"d":"0.0%"},{"v":1,"d":"100.0%"}]
[478,2019,"CA","2127 Harris Solar Project",58919,"Pacific Gas & Electric Co",14328,"Solarenewal LLC",61315,"IPP Non-CHP","California Independent System Operator","CISO","WECC","CAMX","WECC California","CAISO","06","007","Butte",39.291667,-121.669722,1,1,"SUN","SOLAR",null,{"v":0.21163,"d":"0.2116"},1.3,{"$nulls":9},{"v":21461,"d":"21,461"},{"v":11715,"d":"11,715"},{"v":2410,"d":"2,410"},{"v":1316,"d":"1,316"},{"$nulls":41},{"v":21461,"d":"21,461"},{"v":11715,"d":"11,715"},{"$nulls":6},"--","EIA","EIA",{"$nulls":15},0,0,0,0,0,0,0,{"v":2410,"d":"2,410"},0,0,0,0,{"v":2410,"d":"2,410"},{"v":2410,"d":"2,410"},0,{"v":2410,"d":"2,410"},{"v":0,"d":"0.0%"},{"v":0,"d":"0.0%"},{"v":0,"d":"0.0%"},{"v":0,"d":"0.0%"},{"v":0,"d":"0.0%"},{"v":0,"d":"0.0%"},{"v":0,"d":"0.0%"},{"v":1,"d":"100.0%"},{"v":0,"d":"0.0%"},{"v":0,"d":"0.0%"},{"v":0,"d":"0.0%"},{"v":0,"d":"0.0%"},{"v":1,"d":"100.0%"},{"v":1,"d":"100.0%"},{"v":0,"d":"0.0%"},{"v":1,"d":"100.0%"}]
[479,2019,"CA","2555 E Olympic Bl",57871,"Los Angeles Department of Water & Power",11208,"Los Angeles Department of Water & Power",11208,"Commercial Non-CHP","Los Angeles Department of Water and Power","LDWP","WECC","CAMX","WECC California",null,"06","037","Los Angeles",34.026944,-118.224167,1,1,"SUN","SOLAR",null,{"v":0.14292,"d":"0.1429"},{"v":1,"d":"1.0"},{"$nulls":9},{"v":11148,"d":"11,148"},{"v":6085,"d":"6,085"},{"v":1252,"d":"1,252"},683,{"$nulls":41},{"v":11148,"d":"11,148"},{"v":6085,"d":"6,085"},{"$nulls":6},"--","EIA","EIA",{"$nulls":15},0,0,0,0,0,0,0,{"v":1252,"d":"1,252"},0,0,0,0,{"v":1252,"d":"1,252"},{"v":1252,"d":"1,252"},0,{"v":1252,"d":"1,252"},{"v":0,"d":"0.0%"},{"v":0,"d":"0.0%"},{"v":0,"d":"0.0%"},{"v":0,"d":"0.0%"},{"v":0,"d":"0.0%"},{"v":0,"d":"0.0%"},{"v":0,"d":"0.0%"},{"v":1,"d":"100.0%"},{"v":0,"d":"0.0%"},{"v":0,"d":"0.0%"},{"v":0,"d":"0.0%"},{"v":0,"d":"0.0%"},{"v":1,"d":"100.0%"},{"v":1,"d":"100.0%"},{"v":0,"d":"0.0%"},{"v":1,"d":"100.0%"}]
[480,2019,"CA","85 A",52162,"Southern California Edison Co",17609,"Tehachapi Wind Wall, LLC",62092,"IPP Non-CHP","California Independent System Operator","CISO","WECC","CAMX","WECC California","CAISO","06","029","Kern",35.1011,-118.3372,1,1,"WND","WIND",null,{"v":0.09872,"d":"0.0987"},14.1,{"$nulls":9},{"v":108588,"d":"108,588"},{"v":61291,"d":"61,291"},{"v":12194,"d":"12,194"},{"v":6883,"d":"6,883"},{"$nulls":41},{"v":108588,"d":"108,588"},{"v":61291,"d":"61,291"},{"$nulls":6},"--","EIA","EIA",{"$nulls":15},0,0,0,0,0,0,{"v":12194,"d":"12,194"},0,0,0,0,0,{"v":12194,"d":"12,194"},{"v":12194,"d":"12,194"},0,{"v":12194,"d":"12,194"},{"v":0,"d":"0.0%"},{"v":0,"d":"0.0%"},{"v":0,"d":"0.0%"},{"v":0,"d":"0.0%"},{"v":0,"d":"0.0%"},{"v":0,"d":"0.0%"},{"v":1,"d":"100.0%"},{"v":0,"d":"0.0%"},{"v":0,"d":"0.0%"},{"v":0,"d":"0.0%"},{"v":0,"d":"0.0%"},{"v":0,"d":"0.0%"},{"v":1,"d":"100.0%"},{"v":1,"d":"100.0%"},{"v":0,"d":"0.0%"},{"v":1,"d":"100.0%"}]
[481,2019,"CA","85 B",52163,"Southern California Edison Co",17609,"Tehachapi Wind Wall, LLC",62092,"IPP Non-CHP","California Independent System Operator","CISO","WECC","CAMX","WECC California","CAISO","06","029","Kern",35.1011,-118.3372,1,1,"WND","WIND",null,{"v":0.08713,"d":"0.0871"},21.2,{"$nulls":9},{"v":144091,"d":"144,091"},{"v":81330,"d":"81,330"},{"v":16181,"d":"16,181"},{"v":9133,"d":"9,133"},{"$nulls":41},{"v":144091,"d":"144,091"},{"v":81330,"d":"81,330"},{"$nulls":6},"--","EIA","EIA",{"$nulls":15},0,0,0,0,0,0,{"v":16181,"d":"16,181"},0,0,0,0,0,{"v":16181,"d":"16,181"},{"v":16181,"d":"16,181"},0,{"v":16181,"d":"16,181"},{"v":0,"d":"0.0%"},{"v":0,"d":"0.0%"},{"v":0,"d":"0.0%"},{"v":0,"d":"0.0%"},{"v":0,"d":"0.0%"},{"v":0,"d":"0.0%"},{"v":1,"d":"100.0%"},{"v":0,"d":"0.0%"},{"v":0,"d":"0.0%"},{"v":0,"d":"0.0%"},{"v":0,"d":"0.0%"},{"v":0,"d":"0.0%"},{"v":1,"d":"100.0%"},{"v":1,"d":"100.0%"},{"v":0,"d":"0.0%"},{"v":1,"d":"100.0%"}]
[482,2019,"CA","A G Wishon",293,"Pacific Gas & Electric Co",14328,"Pacific Gas & Electric Co.",14328,"Electric Utility","California Independent System Operator","CISO","WECC","CAMX","WECC California","CAISO","06","039","Madera",37.15105,-119.504724,4,4,"WAT","HYDRO",null,{"v":0.47138,"d":"0.4714"},12.8,{"$nulls":9},{"v":470674,"d":"470,674"},{"v":240428,"d":"240,428"},{"v":52855,"d":"52,855"},{"v":26999,"d":"26,999"},{"$nulls":41},{"v":470674,"d":"470,674"},{"v":240428,"d":"240,428"},{"$nulls":6},"--","EIA","EIA",{"$nulls":15},0,0,0,0,{"v":52855,"d":"52,855"},0,0,0,0,0,0,0,{"v":52855,"d":"52,855"},0,0,{"v":52855,"d":"52,855"},{"v":0,"d":"0.0%"},{"v":0,"d":"0.0%"},{"v":0,"d":"0.0%"},{"v":0,"d":"0.0%"},{"v":1,"d":"100.0%"},{"v":0,"d":"0.0%"},{"v":0,"d":"0.0%"},{"v":0,"d":"0.0%"},{"v":0,"d":"0.0%"},{"v":0,"d":"0.0%"},{"v":0,"d":"0.0%"},{"v":0,"d":"0.0%"},{"v":1,"d":"100.0%"},{"v":0,"d":"0.0%"},{"v":0,"d":"0.0%"},{"v":1,"d":"100.0%"}]
[483,2019,"CA","ABEC #2 dba West-Star Dairy",61501,"Pacific Gas & Electric Co.",14328,"ABEC #2 LLC",61105,"IPP Non-CHP","California Independent System Operator","CISO","WECC","CAMX","WECC California","CAISO","06","029","Kern",35.472113,-119.432866,1,1,"OBG","BIOMASS",null,{"v":0.90457,"d":"0.9046"},{"v":1,"d":"1.0"},{"v":0,"d":"0.0000"},"Yes",{"$nulls":5},{"v":100520,"d":"100,520"},{"v":41845,"d":"41,845"},{"v":100520,"d":"100,520"},{"v":41845,"d":"41,845"},{"v":7924,"d":"7,924"},{"v":3299,"d":"3,299"},{"v":250.024,"d":"250"},{"v":104.082,"d":"104"},{"v":0.327,"d":"0"},0,{"v":233.81,"d":"234"},{"v":23.381,"d":"23"},{"v":6.407,"d":"6"},null,63.106,63.099,0.082,{"v":0,"d":"0.000"},{"v":0.03,"d":"0.030"},0.003,1.617,null,4.975,4.975,0.007,{"v":0,"d":"0.000"},{"v":2E-3,"d":"0.002"},{"v":0,"d":"0.000"},0.127,null,63.106,63.099,0.082,{"v":0,"d":"0.000"},{"v":0.03,"d":"0.030"},0.003,1.617,null,{"v":250.024,"d":"250"},{"v":104.082,"d":"104"},{"v":0.327,"d":"0"},{"v":6382.999,"d":"6,383"},{"v":233.81,"d":"234"},{"v":23.381,"d":"23"},null,{"v":100520,"d":"100,520"},{"v":41845,"d":"41,845"},{"v":100520,"d":"100,520"},{"v":41845,"d":"41,845"},"EIA","EIA","EIA","EIA","EIA","EIA","--","EIA","EIA",{"$nulls":3},{"v":6382.999,"d":"6,383"},{"$nulls":10},{"v":12685.512367,"d":"12,685.512"},0,0,0,0,0,{"v":7924,"d":"7,924"},0,0,0,0,0,0,{"v":7924,"d":"7,924"},{"v":7924,"d":"7,924"},{"v":7924,"d":"7,924"},0,{"v":0,"d":"0.0%"},{"v":0,"d":"0.0%"},{"v":0,"d":"0.0%"},{"v":0,"d":"0.0%"},{"v":0,"d":"0.0%"},{"v":1,"d":"100.0%"},{"v":0,"d":"0.0%"},{"v":0,"d":"0.0%"},{"v":0,"d":"0.0%"},{"v":0,"d":"0.0%"},{"v":0,"d":"0.0%"},{"v":0,"d":"0.0%"},{"v":1,"d":"100.0%"},{"v":1,"d":"100.0%"},{"v":1,"d":"100.0%"},{"v":0,"d":"0.0%"}]
[484,2019,"CA","ABEC #3 dba Lakeview Dairy",61502,"Pacific Gas & Electric Co.",14328,"ABEC #3 LLC",61106,"IPP Non-CHP","California Independent System Operator","CISO","WECC","CAMX","WECC California","CAISO","06","029","Kern",35.21426,-119.202974,1,1,"OBG","BIOMASS",null,{"v":0.74349,"d":"0.7435"},{"v":1,"d":"1.0"},{"v":0.0941780821917808,"d":"0.0942"},"Yes",{"$nulls":5},{"v":81374,"d":"81,374"},{"v":33875,"d":"33,875"},{"v":81374,"d":"81,374"},{"v":33875,"d":"33,875"},{"v":6513,"d":"6,513"},{"v":2711,"d":"2,711"},{"v":180.059,"d":"180"},{"v":74.956,"d":"75"},{"v":0.264,"d":"0"},0,{"v":189.276,"d":"189"},{"v":18.928,"d":"19"},{"v":5.186,"d":"5"},null,55.292,55.298,0.081,{"v":0,"d":"0.000"},0.029,0.003,1.593,null,4.425,4.425,0.007,{"v":0,"d":"0.000"},{"v":2E-3,"d":"0.002"},{"v":0,"d":"0.000"},0.127,null,55.292,55.298,0.081,{"v":0,"d":"0.000"},0.029,0.003,1.593,null,{"v":180.059,"d":"180"},{"v":74.956,"d":"75"},{"v":0.264,"d":"0"},{"v":5167.232,"d":"5,167"},{"v":189.276,"d":"189"},{"v":18.928,"d":"19"},null,{"v":81374,"d":"81,374"},{"v":33875,"d":"33,875"},{"v":81374,"d":"81,374"},{"v":33875,"d":"33,875"},"EIA","EIA","EIA","EIA","EIA","EIA","--","EIA","EIA",{"$nulls":3},{"v":5167.232,"d":"5,167"},{"$nulls":10},{"v":12494.088746,"d":"12,494.089"},0,0,0,0,0,{"v":6513,"d":"6,513"},0,0,0,0,0,0,{"v":6513,"d":"6,513"},{"v":6513,"d":"6,513"},{"v":6513,"d":"6,513"},0,{"v":0,"d":"0.0%"},{"v":0,"d":"0.0%"},{"v":0,"d":"0.0%"},{"v":0,"d":"0.0%"},{"v":0,"d":"0.0%"},{"v":1,"d":"100.0%"},{"v":0,"d":"0.0%"},{"v":0,"d":"0.0%"},{"v":0,"d":"0.0%"},{"v":0,"d":"0.0%"},{"v":0,"d":"0.0%"},{"v":0,"d":"0.0%"},{"v":1,"d":"100.0%"},{"v":1,"d":"100.0%"},{"v":1,"d":"100.0%"},{"v":0,"d":"0.0%"}]
[485,2019,"CA","ABEC #4 dba CE&S Dairy",61503,"Pacific Gas & Electric Co.",14328,"ABEC #4 LLC",61107,"IPP Non-CHP","California Independent System Operator","CISO","WECC","CAMX","WECC California","CAISO","06","029","Kern",35.17306,-119.116384,1,1,"OBG","BIOMASS",null,{"v":0.91005,"d":"0.9101"},{"v":1,"d":"1.0"},{"v":0,"d":"0.0000"},"Yes",{"$nulls":5},{"v":98932,"d":"98,932"},{"v":41185,"d":"41,185"},{"v":98932,"d":"98,932"},{"v":41185,"d":"41,185"},{"v":7972,"d":"7,972"},{"v":3319,"d":"3,319"},{"v":227.277,"d":"227"},{"v":94.613,"d":"95"},{"v":0.322,"d":"0"},0,{"v":230.116,"d":"230"},{"v":23.012,"d":"23"},{"v":6.305,"d":"6"},null,57.019,57.013,0.081,{"v":0,"d":"0.000"},0.029,0.003,1.582,null,4.595,4.595,0.006,{"v":0,"d":"0.000"},{"v":2E-3,"d":"0.002"},{"v":0,"d":"0.000"},0.127,null,57.019,57.013,0.081,{"v":0,"d":"0.000"},0.029,0.003,1.582,null,{"v":227.277,"d":"227"},{"v":94.613,"d":"95"},{"v":0.322,"d":"0"},{"v":6282.161,"d":"6,282"},{"v":230.116,"d":"230"},{"v":23.012,"d":"23"},null,{"v":98932,"d":"98,932"},{"v":41185,"d":"41,185"},{"v":98932,"d":"98,932"},{"v":41185,"d":"41,185"},"EIA","EIA","EIA","EIA","EIA","EIA","--","EIA","EIA",{"$nulls":3},{"v":6282.161,"d":"6,282"},{"$nulls":10},{"v":12409.934772,"d":"12,409.935"},0,0,0,0,0,{"v":7972,"d":"7,972"},0,0,0,0,0,0,{"v":7972,"d":"7,972"},{"v":7972,"d":"7,972"},{"v":7972,"d":"7,972"},0,{"v":0,"d":"0.0%"},{"v":0,"d":"0.0%"},{"v":0,"d":"0.0%"},{"v":0,"d":"0.0%"},{"v":0,"d":"0.0%"},{"v":1,"d":"100.0%"},{"v":0,"d":"0.0%"},{"v":0,"d":"0.0%"},{"v":0,"d":"0.0%"},{"v":0,"d":"0.0%"},{"v":0,"d":"0.0%"},{"v":0,"d":"0.0%"},{"v":1,"d":"100.0%"},{"v":1,"d":"100.0%"},{"v":1,"d":"100.0%"},{"v":0,"d":"0.0%"}]
[486,2019,"CA","ABEC Bidart-Old River LLC",58699,"Pacific Gas & Electric Co",14328,"ABEC Bidart-Old River LLC",58628,"IPP Non-CHP","California Independent System Operator","CISO","WECC","CAMX","WECC California","CAISO","06","029","Kern",35.169722,-119.105556,2,2,"OBG","BIOMASS",null,{"v":0.69589,"d":"0.6959"},{"v":2,"d":"2.0"},{"v":0.17351598173516,"d":"0.1735"},"Yes",{"$nulls":5},{"v":171690,"d":"171,690"},{"v":71473,"d":"71,473"},{"v":171690,"d":"171,690"},{"v":71473,"d":"71,473"},{"v":12192,"d":"12,192"},{"v":5075,"d":"5,075"},{"v":382.468,"d":"382"},{"v":159.218,"d":"159"},{"v":0.558,"d":"1"},{"v":1E-3,"d":"0"},{"v":399.351,"d":"399"},{"v":39.935,"d":"40"},{"v":10.944,"d":"11"},null,62.741,62.746,0.092,{"v":0,"d":"0.000"},0.033,0.003,1.795,null,4.455,4.455,0.007,{"v":0,"d":"0.000"},{"v":2E-3,"d":"0.002"},{"v":0,"d":"0.000"},0.127,null,62.741,62.746,0.092,{"v":0,"d":"0.000"},0.033,0.003,1.795,null,{"v":382.468,"d":"382"},{"v":159.218,"d":"159"},{"v":0.558,"d":"1"},{"v":10902.28,"d":"10,902"},{"v":399.351,"d":"399"},{"v":39.935,"d":"40"},null,{"v":171690,"d":"171,690"},{"v":71473,"d":"71,473"},{"v":171690,"d":"171,690"},{"v":71473,"d":"71,473"},"EIA","EIA","EIA","EIA","EIA","EIA","--","EIA","EIA",{"$nulls":3},{"v":10902.279,"d":"10,902"},{"$nulls":10},{"v":14082.185039,"d":"14,082.185"},0,0,0,0,0,{"v":12192,"d":"12,192"},0,0,0,0,0,0,{"v":12192,"d":"12,192"},{"v":12192,"d":"12,192"},{"v":12192,"d":"12,192"},0,{"v":0,"d":"0.0%"},{"v":0,"d":"0.0%"},{"v":0,"d":"0.0%"},{"v":0,"d":"0.0%"},{"v":0,"d":"0.0%"},{"v":1,"d":"100.0%"},{"v":0,"d":"0.0%"},{"v":0,"d":"0.0%"},{"v":0,"d":"0.0%"},{"v":0,"d":"0.0%"},{"v":0,"d":"0.0%"},{"v":0,"d":"0.0%"},{"v":1,"d":"100.0%"},{"v":1,"d":"100.0%"},{"v":1,"d":"100.0%"},{"v":0,"d":"0.0%"}]
[487,2019,"CA","Acorn I Energy Storage LLC",62874,"Southern California Edison Co",17609,"Acorn I Energy Storage LLC",62747,"IPP Non-CHP","California Independent System Operator","CISO","WECC","CAMX","WECC California","CAISO","06","111","Ventura",34.196505,-118.931898,1,1,"MWH","OTHF",null,null,{"v":2,"d":"2.0"},{"$nulls":62},"--"]
[488,2019,"CA","Adelanto Solar II, LLC",59440,"Southern California Edison Co",17609,"Adelanto Solar II, LLC",59212,"IPP Non-CHP","California Independent System Operator","CISO","WECC","CAMX","WECC California","CAISO","06","071","San Bernardino",34.557222,-117.3775,1,1,"SUN","SOLAR",null,{"v":0.29816,"d":"0.2982"},{"v":7,"d":"7.0"},{"$nulls":9},{"v":162811,"d":"162,811"},{"v":88874,"d":"88,874"},{"v":18283,"d":"18,283"},{"v":9980,"d":"9,980"},{"$nulls":41},{"v":162811,"d":"162,811"},{"v":88874,"d":"88,874"},{"$nulls":6},"--","EIA","EIA",{"$nulls":15},0,0,0,0,0,0,0,{"v":18283,"d":"18,283"},0,0,0,0,{"v":18283,"d":"18,283"},{"v":18283,"d":"18,283"},0,{"v":18283,"d":"18,283"},{"v":0,"d":"0.0%"},{"v":0,"d":"0.0%"},{"v":0,"d":"0.0%"},{"v":0,"d":"0.0%"},{"v":0,"d":"0.0%"},{"v":0,"d":"0.0%"},{"v":0,"d":"0.0%"},{"v":1,"d":"100.0%"},{"v":0,"d":"0.0%"},{"v":0,"d":"0.0%"},{"v":0,"d":"0.0%"},{"v":0,"d":"0.0%"},{"v":1,"d":"100.0%"},{"v":1,"d":"100.0%"},{"v":0,"d":"0.0%"},{"v":1,"d":"100.0%"}]
[489,2019,"CA","Adelanto Solar Project",57305,"Intermountain Power Agency",40576,"Los Angeles Department of Water & Power",11208,"Electric Utility","Los Angeles Department of Water and Power","LDWP","WECC","CAMX","WECC California",null,"06","071","San Bernardino",34.550833,-117.435277,1,1,"SUN","SOLAR",null,{"v":0.14556,"d":"0.1456"},{"v":10,"d":"10.0"},{"$nulls":9},{"v":113547,"d":"113,547"},{"v":61982,"d":"61,982"},{"v":12751,"d":"12,751"},{"v":6960,"d":"6,960"},{"$nulls":41},{"v":113547,"d":"113,547"},{"v":61982,"d":"61,982"},{"$nulls":6},"--","EIA","EIA",{"$nulls":15},0,0,0,0,0,0,0,{"v":12751,"d":"12,751"},0,0,0,0,{"v":12751,"d":"12,751"},{"v":12751,"d":"12,751"},0,{"v":12751,"d":"12,751"},{"v":0,"d":"0.0%"},{"v":0,"d":"0.0%"},{"v":0,"d":"0.0%"},{"v":0,"d":"0.0%"},{"v":0,"d":"0.0%"},{"v":0,"d":"0.0%"},{"v":0,"d":"0.0%"},{"v":1,"d":"100.0%"},{"v":0,"d":"0.0%"},{"v":0,"d":"0.0%"},{"v":0,"d":"0.0%"},{"v":0,"d":"0.0%"},{"v":1,"d":"100.0%"},{"v":1,"d":"100.0%"},{"v":0,"d":"0.0%"},{"v":1,"d":"100.0%"}]
[490,2019,"CA","Adelanto Solar, LLC",59441,"Southern California Edison Co",17609,"Adelanto Solar, LLC",59211,"IPP Non-CHP","California Independent System Operator","CISO","WECC","CAMX","WECC California","CAISO","06","071","San Bernardino",34.557222,-117.3775,1,1,"SUN","SOLAR",null,0.3426,{"v":20,"d":"20.0"},{"$nulls":9},{"v":534504,"d":"534,504"},{"v":291771,"d":"291,771"},{"v":60023,"d":"60,023"},{"v":32765,"d":"32,765"},{"$nulls":41},{"v":534504,"d":"534,504"},{"v":291771,"d":"291,771"},{"$nulls":6},"--","EIA","EIA",{"$nulls":15},0,0,0,0,0,0,0,{"v":60023,"d":"60,023"},0,0,0,0,{"v":60023,"d":"60,023"},{"v":60023,"d":"60,023"},0,{"v":60023,"d":"60,023"},{"v":0,"d":"0.0%"},{"v":0,"d":"0.0%"},{"v":0,"d":"0.0%"},{"v":0,"d":"0.0%"},{"v":0,"d":"0.0%"},{"v":0,"d":"0.0%"},{"v":0,"d":"0.0%"},{"v":1,"d":"100.0%"},{"v":0,"d":"0.0%"},{"v":0,"d":"0.0%"},{"v":0,"d":"0.0%"},{"v":0,"d":"0.0%"},{"v":1,"d":"100.0%"},{"v":1,"d":"100.0%"},{"v":0,"d":"0.0%"},{"v":1,"d":"100.0%"}]
[491,2019,"CA","Adera Solar",60027,"Pacific Gas & Electric Co",14328,"Sustainable Power Group, LLC",58661,"IPP Non-CHP","California Independent System Operator","CISO","WECC","CAMX","WECC California","CAISO","06","039","Madera",37.120586,-120.32488,1,1,"SUN","SOLAR",null,{"v":0.24164,"d":"0.2416"},{"v":20,"d":"20.0"},{"$nulls":9},{"v":377002,"d":"377,002"},{"v":205795,"d":"205,795"},{"v":42336,"d":"42,336"},{"v":23110,"d":"23,110"},{"$nulls":41},{"v":377002,"d":"377,002"},{"v":205795,"d":"205,795"},{"$nulls":6},"--","EIA","EIA",{"$nulls":15},0,0,0,0,0,0,0,{"v":42336,"d":"42,336"},0,0,0,0,{"v":42336,"d":"42,336"},{"v":42336,"d":"42,336"},0,{"v":42336,"d":"42,336"},{"v":0,"d":"0.0%"},{"v":0,"d":"0.0%"},{"v":0,"d":"0.0%"},{"v":0,"d":"0.0%"},{"v":0,"d":"0.0%"},{"v":0,"d":"0.0%"},{"v":0,"d":"0.0%"},{"v":1,"d":"100.0%"},{"v":0,"d":"0.0%"},{"v":0,"d":"0.0%"},{"v":0,"d":"0.0%"},{"v":0,"d":"0.0%"},{"v":1,"d":"100.0%"},{"v":1,"d":"100.0%"},{"v":0,"d":"0.0%"},{"v":1,"d":"100.0%"}]
[492,2019,"CA","Adobe San Jose",57811,"Pacific Gas & Electric Co",14328,"Bloom Energy",57128,"IPP Non-CHP","California Independent System Operator","CISO","WECC","CAMX","WECC California","CAISO","06","085","Santa Clara",37.330556,-121.893056,2,2,"NG","GAS",null,{"v":0.79319,"d":"0.7932"},1.2,{"v":0.0113521055301877,"d":"0.0114"},{"$nulls":6},{"v":74638.002,"d":"74,638"},{"v":30125.001,"d":"30,125"},{"v":74638.002,"d":"74,638"},{"v":30125.001,"d":"30,125"},{"v":8338,"d":"8,338"},{"v":3365,"d":"3,365"},{"$nulls":4},{"v":164.549,"d":"165"},{"v":16.455,"d":"16"},{"$nulls":6},{"v":0.02,"d":"0.020"},{"v":2E-3,"d":"0.002"},{"$nulls":6},{"v":2E-3,"d":"0.002"},{"v":0,"d":"0.000"},{"$nulls":6},{"v":0.02,"d":"0.020"},{"v":2E-3,"d":"0.002"},{"$nulls":6},{"v":164.549,"d":"165"},{"v":16.455,"d":"16"},null,{"v":74638.002,"d":"74,638"},{"v":30125.001,"d":"30,125"},{"v":74638.002,"d":"74,638"},{"v":30125.001,"d":"30,125"},{"$nulls":4},"EIA","EIA","--","EIA","EIA",{"$nulls":14},{"v":8951.547368,"d":"8,951.547"},0,0,{"v":8338,"d":"8,338"},0,0,0,0,0,0,0,0,{"v":8338,"d":"8,338"},0,0,{"v":8338,"d":"8,338"},0,{"v":0,"d":"0.0%"},{"v":0,"d":"0.0%"},{"v":1,"d":"100.0%"},{"v":0,"d":"0.0%"},{"v":0,"d":"0.0%"},{"v":0,"d":"0.0%"},{"v":0,"d":"0.0%"},{"v":0,"d":"0.0%"},{"v":0,"d":"0.0%"},{"v":0,"d":"0.0%"},{"v":0,"d":"0.0%"},{"v":1,"d":"100.0%"},{"v":0,"d":"0.0%"},{"v":0,"d":"0.0%"},{"v":1,"d":"100.0%"},{"v":0,"d":"0.0%"}]
[493,2019,"CA","Adobe Solar",57651,"Pacific Gas & Electric Co",14328,"Southern Power Co",17650,"IPP Non-CHP","California Independent System Operator","CISO","WECC","CAMX","WECC California","CAISO","06","029","KERN",35.102778,-118.954444,1,1,"SUN","SOLAR",null,{"v":0.27262,"d":"0.2726"},{"v":20,"d":"20.0"},{"$nulls":9},{"v":425329,"d":"425,329"},{"v":232176,"d":"232,176"},{"v":47763,"d":"47,763"},{"v":26073,"d":"26,073"},{"$nulls":41},{"v":425329,"d":"425,329"},{"v":232176,"d":"232,176"},{"$nulls":6},"--","EIA","EIA",{"$nulls":15},0,0,0,0,0,0,0,{"v":47763,"d":"47,763"},0,0,0,0,{"v":47763,"d":"47,763"},{"v":47763,"d":"47,763"},0,{"v":47763,"d":"47,763"},{"v":0,"d":"0.0%"},{"v":0,"d":"0.0%"},{"v":0,"d":"0.0%"},{"v":0,"d":"0.0%"},{"v":0,"d":"0.0%"},{"v":0,"d":"0.0%"},{"v":0,"d":"0.0%"},{"v":1,"d":"100.0%"},{"v":0,"d":"0.0%"},{"v":0,"d":"0.0%"},{"v":0,"d":"0.0%"},{"v":0,"d":"0.0%"},{"v":1,"d":"100.0%"},{"v":1,"d":"100.0%"},{"v":0,"d":"0.0%"},{"v":1,"d":"100.0%"}]
[494,2019,"CA","Aera San Ardo Cogen Facility",55184,"Pacific Gas & Electric Co",14328,"Aera Energy LLC-San Ardo",24536,"Industrial CHP","California Independent System Operator","CISO","WECC","CAMX","WECC California","CAISO","06","053","Monterey",35.953293,-120.859952,2,2,"NG","GAS",null,{"v":0.88202,"d":"0.8820"},6.2,{"v":0,"d":"0.0000"},null,"Yes",{"v":357812.8,"d":"357,813"},{"v":0.457,"d":"0"},{"v":0.37859,"d":"0.3786"},null,{"v":262080.075,"d":"262,080"},{"v":105779.944,"d":"105,780"},{"v":262080.075,"d":"262,080"},{"v":105779.944,"d":"105,780"},{"v":47904,"d":"47,904"},{"v":19335,"d":"19,335"},{"v":40.515,"d":"41"},{"v":16.352,"d":"16"},{"v":0.419,"d":"0"},{"v":15317.146,"d":"15,317"},{"v":577.788,"d":"578"},{"v":57.779,"d":"58"},{"v":15332.978,"d":"15,333"},null,1.692,1.691,0.017,639.493,0.012,{"v":1E-3,"d":"0.001"},640.154,null,0.309,0.309,0.003,116.889,{"v":2E-3,"d":"0.002"},{"v":0,"d":"0.000"},{"v":117.01,"d":"117.010"},null,1.692,1.691,0.017,639.493,0.012,{"v":1E-3,"d":"0.001"},640.154,null,{"v":107.015,"d":"107"},{"v":43.193,"d":"43"},{"v":1.106,"d":"1"},{"v":40458.4,"d":"40,458"},{"v":1526.158,"d":"1,526"},{"v":152.616,"d":"153"},null,{"v":692253,"d":"692,253"},{"v":279405,"d":"279,405"},{"v":692253,"d":"692,253"},{"v":279405,"d":"279,405"},"EIA","EIA","EIA","EIA","EIA","EIA","--","EIA","EIA",{"$nulls":6},{"v":430172.925,"d":"430,173"},{"v":173625.056,"d":"173,625"},{"v":66.5,"d":"67"},{"v":26.841,"d":"27"},{"v":0.687,"d":"1"},{"v":25141.254,"d":"25,141"},{"v":948.37,"d":"948"},{"v":94.837,"d":"95"},{"v":5470.943443,"d":"5,470.943"},0,0,{"v":47904,"d":"47,904"},0,0,0,0,0,0,0,0,{"v":47904,"d":"47,904"},0,0,{"v":47904,"d":"47,904"},0,{"v":0,"d":"0.0%"},{"v":0,"d":"0.0%"},{"v":1,"d":"100.0%"},{"v":0,"d":"0.0%"},{"v":0,"d":"0.0%"},{"v":0,"d":"0.0%"},{"v":0,"d":"0.0%"},{"v":0,"d":"0.0%"},{"v":0,"d":"0.0%"},{"v":0,"d":"0.0%"},{"v":0,"d":"0.0%"},{"v":1,"d":"100.0%"},{"v":0,"d":"0.0%"},{"v":0,"d":"0.0%"},{"v":1,"d":"100.0%"},{"v":0,"d":"0.0%"}]
[495,2019,"CA","Aera South Belridge Cogen Facility",55185,"Pacific Gas & Electric Co",14328,"AERA Energy LLC",164,"Industrial CHP","California Independent System Operator","CISO","WECC","CAMX","WECC California","CAISO","06","029","Kern",35.4292,-119.6864,3,3,"NG","GAS",null,null,{"v":9,"d":"9.0"},{"$nulls":62},"--"]
[496,2019,"CA","Aerojet I",57697,"Southern California Edison Co",17609,"Altus Power America Management, LLC",60281,"IPP Non-CHP","California Independent System Operator","CISO","WECC","CAMX","WECC California","CAISO","06","067","Sacramento",38.613508,-121.162879,1,1,"SUN","SOLAR",null,{"v":0.22538,"d":"0.2254"},{"v":3,"d":"3.0"},{"$nulls":9},{"v":52746,"d":"52,746"},{"v":28792,"d":"28,792"},{"v":5923,"d":"5,923"},{"v":3233,"d":"3,233"},{"$nulls":41},{"v":52746,"d":"52,746"},{"v":28792,"d":"28,792"},{"$nulls":6},"--","EIA","EIA",{"$nulls":15},0,0,0,0,0,0,0,{"v":5923,"d":"5,923"},0,0,0,0,{"v":5923,"d":"5,923"},{"v":5923,"d":"5,923"},0,{"v":5923,"d":"5,923"},{"v":0,"d":"0.0%"},{"v":0,"d":"0.0%"},{"v":0,"d":"0.0%"},{"v":0,"d":"0.0%"},{"v":0,"d":"0.0%"},{"v":0,"d":"0.0%"},{"v":0,"d":"0.0%"},{"v":1,"d":"100.0%"},{"v":0,"d":"0.0%"},{"v":0,"d":"0.0%"},{"v":0,"d":"0.0%"},{"v":0,"d":"0.0%"},{"v":1,"d":"100.0%"},{"v":1,"d":"100.0%"},{"v":0,"d":"0.0%"},{"v":1,"d":"100.0%"}]
[497,2019,"CA","Aerojet II",57698,"Southern California Edison Co",17609,"Altus Power America Management, LLC",60281,"IPP Non-CHP","California Independent System Operator","CISO","WECC","CAMX","WECC California","CAISO","06","067","Sacramento",38.6086,-121.1703,1,1,"SUN","SOLAR",null,{"v":0.16887,"d":"0.1689"},2.7,{"$nulls":9},{"v":35566,"d":"35,566"},{"v":19414,"d":"19,414"},{"v":3994,"d":"3,994"},{"v":2180,"d":"2,180"},{"$nulls":41},{"v":35566,"d":"35,566"},{"v":19414,"d":"19,414"},{"$nulls":6},"--","EIA","EIA",{"$nulls":15},0,0,0,0,0,0,0,{"v":3994,"d":"3,994"},0,0,0,0,{"v":3994,"d":"3,994"},{"v":3994,"d":"3,994"},0,{"v":3994,"d":"3,994"},{"v":0,"d":"0.0%"},{"v":0,"d":"0.0%"},{"v":0,"d":"0.0%"},{"v":0,"d":"0.0%"},{"v":0,"d":"0.0%"},{"v":0,"d":"0.0%"},{"v":0,"d":"0.0%"},{"v":1,"d":"100.0%"},{"v":0,"d":"0.0%"},{"v":0,"d":"0.0%"},{"v":0,"d":"0.0%"},{"v":0,"d":"0.0%"},{"v":1,"d":"100.0%"},{"v":1,"d":"100.0%"},{"v":0,"d":"0.0%"},{"v":1,"d":"100.0%"}]
[498,2019,"CA","Aerolease",61718,"Los Angeles Department of Water & Power",11208,"PCS Energy, LLC",61348,"Industrial Non-CHP","Los Angeles Department of Water and Power","LDWP","WECC","CAMX","WECC California",null,"06","037","Los Angeles",34.189857,-118.451355,1,1,"SUN","SOLAR",null,0.1449,1.5,{"$nulls":9},{"v":16955,"d":"16,955"},{"v":9255,"d":"9,255"},{"v":1904,"d":"1,904"},{"v":1039,"d":"1,039"},{"$nulls":41},{"v":16955,"d":"16,955"},{"v":9255,"d":"9,255"},{"$nulls":6},"--","EIA","EIA",{"$nulls":15},0,0,0,0,0,0,0,{"v":1904,"d":"1,904"},0,0,0,0,{"v":1904,"d":"1,904"},{"v":1904,"d":"1,904"},0,{"v":1904,"d":"1,904"},{"v":0,"d":"0.0%"},{"v":0,"d":"0.0%"},{"v":0,"d":"0.0%"},{"v":0,"d":"0.0%"},{"v":0,"d":"0.0%"},{"v":0,"d":"0.0%"},{"v":0,"d":"0.0%"},{"v":1,"d":"100.0%"},{"v":0,"d":"0.0%"},{"v":0,"d":"0.0%"},{"v":0,"d":"0.0%"},{"v":0,"d":"0.0%"},{"v":1,"d":"100.0%"},{"v":1,"d":"100.0%"},{"v":0,"d":"0.0%"},{"v":1,"d":"100.0%"}]
[502,2019,"CA","AES Huntington Beach",335,"Southern California Edison Co",17609,"AES Huntington Beach LLC",23693,"IPP Non-CHP","California Independent System Operator","CISO","WECC","CAMX","WECC California","CAISO","06","059","Orange",33.6439,-117.9792,2,5,"NG","GAS",null,{"v":0.02478,"d":"0.0248"},{"v":1021,"d":"1,021.0"},{"v":1,"d":"1.0000"},{"$nulls":6},{"v":2787627.062,"d":"2,787,627"},{"v":1991526.125,"d":"1,991,526"},{"v":2787627.062,"d":"2,787,627"},{"v":1991526.125,"d":"1,991,526"},{"v":221671,"d":"221,671"},{"v":160021,"d":"160,021"},{"v":12.608,"d":"13"},{"v":8.061,"d":"8"},{"v":0.836,"d":"1"},{"v":165662.797,"d":"165,663"},{"v":6223.015,"d":"6,223"},{"v":622.302,"d":"622"},{"v":165833.307,"d":"165,833"},null,0.114,0.101,0.008,{"v":1494.673,"d":"1,494.673"},0.028,0.003,{"v":1496.211,"d":"1,496.211"},null,0.009,0.008,{"v":1E-3,"d":"0.001"},118.856,{"v":2E-3,"d":"0.002"},{"v":0,"d":"0.000"},118.978,null,0.114,0.101,0.008,{"v":1494.673,"d":"1,494.673"},0.028,0.003,{"v":1496.211,"d":"1,496.211"},null,{"v":12.608,"d":"13"},{"v":8.061,"d":"8"},{"v":0.836,"d":"1"},{"v":165662.797,"d":"165,663"},{"v":6223.015,"d":"6,223"},{"v":622.302,"d":"622"},null,{"v":2787627.062,"d":"2,787,627"},{"v":1991526.125,"d":"1,991,526"},{"v":2787627.062,"d":"2,787,627"},{"v":1991526.125,"d":"1,991,526"},"EPA/CAMD","EPA/CAMD","EPA/CAMD","EPA/CAMD","EIA","EIA","--","EPA/CAMD","EPA/CAMD",{"$nulls":14},{"v":12575.515347,"d":"12,575.515"},0,0,{"v":221671,"d":"221,671"},0,0,0,0,0,0,0,0,{"v":221671,"d":"221,671"},0,0,{"v":221671,"d":"221,671"},0,{"v":0,"d":"0.0%"},{"v":0,"d":"0.0%"},{"v":1,"d":"100.0%"},{"v":0,"d":"0.0%"},{"v":0,"d":"0.0%"},{"v":0,"d":"0.0%"},{"v":0,"d":"0.0%"},{"v":0,"d":"0.0%"},{"v":0,"d":"0.0%"},{"v":0,"d":"0.0%"},{"v":0,"d":"0.0%"},{"v":1,"d":"100.0%"},{"v":0,"d":"0.0%"},{"v":0,"d":"0.0%"},{"v":1,"d":"100.0%"},{"v":0,"d":"0.0%"}]
[523,2019,"CA","Alta Wind Energy Center I",57282,"Southern California Edison Co",17609,"NRG Yield LLC",60015,"IPP Non-CHP","California Independent System Operator","CISO","WECC","CAMX","WECC California","CAISO","06","029","Kern",35.033725,-118.353422,1,1,"WND","WIND",null,{"v":0.27855,"d":"0.2786"},{"v":150,"d":"150.0"},{"$nulls":9},{"v":3259399,"d":"3,259,399"},{"v":1839713,"d":"1,839,713"},{"v":366019,"d":"366,019"},{"v":206593,"d":"206,593"},{"$nulls":41},{"v":3259399,"d":"3,259,399"},{"v":1839713,"d":"1,839,713"},{"$nulls":6},"--","EIA","EIA",{"$nulls":15},0,0,0,0,0,0,{"v":366019,"d":"366,019"},0,0,0,0,0,{"v":366019,"d":"366,019"},{"v":366019,"d":"366,019"},0,{"v":366019,"d":"366,019"},{"v":0,"d":"0.0%"},{"v":0,"d":"0.0%"},{"v":0,"d":"0.0%"},{"v":0,"d":"0.0%"},{"v":0,"d":"0.0%"},{"v":0,"d":"0.0%"},{"v":1,"d":"100.0%"},{"v":0,"d":"0.0%"},{"v":0,"d":"0.0%"},{"v":0,"d":"0.0%"},{"v":0,"d":"0.0%"},{"v":0,"d":"0.0%"},{"v":1,"d":"100.0%"},{"v":1,"d":"100.0%"},{"v":0,"d":"0.0%"},{"v":1,"d":"100.0%"}]
[547,2019,"CA","Ameresco San Joaquin",58436,"Pacific Gas & Electric Co",14328,"Ameresco San Joaquin, LLC",58432,"IPP Non-CHP","California Independent System Operator","CISO","WECC","CAMX","WECC California","CAISO","06","077","San Joaquin",38.029722,-120.929722,2,2,"LFG","BIOMASS",null,0.7953,4.4,{"v":0.0078352013283518,"d":"0.0078"},"Yes",{"$nulls":5},{"v":304697,"d":"304,697"},{"v":126842,"d":"126,842"},{"v":304697,"d":"304,697"},{"v":126842,"d":"126,842"},{"v":30654,"d":"30,654"},{"v":12761,"d":"12,761"},0,0,{"v":5.104,"d":"5"},0,0,0,0,null,{"v":0,"d":"0.000"},{"v":0,"d":"0.000"},0.333,{"v":0,"d":"0.000"},{"v":0,"d":"0.000"},{"v":0,"d":"0.000"},{"v":0,"d":"0.000"},null,{"v":0,"d":"0.000"},{"v":0,"d":"0.000"},0.033,{"v":0,"d":"0.000"},{"v":0,"d":"0.000"},{"v":0,"d":"0.000"},{"v":0,"d":"0.000"},null,{"v":0,"d":"0.000"},{"v":0,"d":"0.000"},0.333,{"v":0,"d":"0.000"},{"v":0,"d":"0.000"},{"v":0,"d":"0.000"},{"v":0,"d":"0.000"},null,{"v":220.462,"d":"220"},{"v":91.776,"d":"92"},{"v":6.856,"d":"7"},{"v":19348.195,"d":"19,348"},{"v":708.726,"d":"709"},{"v":70.873,"d":"71"},null,{"v":304697,"d":"304,697"},{"v":126842,"d":"126,842"},{"v":304697,"d":"304,697"},{"v":126842,"d":"126,842"},"EIA","EIA","EIA","EIA","EIA","EIA","--","EIA","EIA",{"v":220.462,"d":"220"},{"v":91.776,"d":"92"},{"v":1.752,"d":"2"},{"v":19348.195,"d":"19,348"},{"v":708.726,"d":"709"},{"v":70.873,"d":"71"},{"$nulls":8},{"v":9939.877341,"d":"9,939.877"},0,0,0,0,0,{"v":30654,"d":"30,654"},0,0,0,0,0,0,{"v":30654,"d":"30,654"},{"v":30654,"d":"30,654"},{"v":30654,"d":"30,654"},0,{"v":0,"d":"0.0%"},{"v":0,"d":"0.0%"},{"v":0,"d":"0.0%"},{"v":0,"d":"0.0%"},{"v":0,"d":"0.0%"},{"v":1,"d":"100.0%"},{"v":0,"d":"0.0%"},{"v":0,"d":"0.0%"},{"v":0,"d":"0.0%"},{"v":0,"d":"0.0%"},{"v":0,"d":"0.0%"},{"v":0,"d":"0.0%"},{"v":1,"d":"100.0%"},{"v":1,"d":"100.0%"},{"v":1,"d":"100.0%"},{"v":0,"d":"0.0%"}]
[584,2019,"CA","Atwell Island",58366,"Pacific Gas & Electric Co",14328,"SPS Atwell Island LLC",58355,"IPP Non-CHP","California Independent System Operator","CISO","WECC","CAMX","WECC California","CAISO","06","107","Tulare",35.895,-119.510833,1,1,"SUN","SOLAR",null,{"v":0.21245,"d":"0.2125"},20.2,{"$nulls":9},{"v":334765,"d":"334,765"},{"v":182739,"d":"182,739"},{"v":37593,"d":"37,593"},{"v":20521,"d":"20,521"},{"$nulls":41},{"v":334765,"d":"334,765"},{"v":182739,"d":"182,739"},{"$nulls":6},"--","EIA","EIA",{"$nulls":15},0,0,0,0,0,0,0,{"v":37593,"d":"37,593"},0,0,0,0,{"v":37593,"d":"37,593"},{"v":37593,"d":"37,593"},0,{"v":37593,"d":"37,593"},{"v":0,"d":"0.0%"},{"v":0,"d":"0.0%"},{"v":0,"d":"0.0%"},{"v":0,"d":"0.0%"},{"v":0,"d":"0.0%"},{"v":0,"d":"0.0%"},{"v":0,"d":"0.0%"},{"v":1,"d":"100.0%"},{"v":0,"d":"0.0%"},{"v":0,"d":"0.0%"},{"v":0,"d":"0.0%"},{"v":0,"d":"0.0%"},{"v":1,"d":"100.0%"},{"v":1,"d":"100.0%"},{"v":0,"d":"0.0%"},{"v":1,"d":"100.0%"}]
[602,2019,"CA","Bayshore Solar A, LLC",60481,"Southern California Edison Co",17609,"Sustainable Power Group, LLC",58661,"IPP Non-CHP","California Independent System Operator","CISO","WECC","CAMX","WECC California","CAISO","06","037","Los Angeles",34.667817,-118.298089,1,1,"SUN","SOLAR",null,{"v":0.31023,"d":"0.3102"},{"v":20,"d":"20.0"},{"$nulls":9},{"v":484015,"d":"484,015"},{"v":264211,"d":"264,211"},{"v":54353,"d":"54,353"},{"v":29670,"d":"29,670"},{"$nulls":41},{"v":484015,"d":"484,015"},{"v":264211,"d":"264,211"},{"$nulls":6},"--","EIA","EIA",{"$nulls":15},0,0,0,0,0,0,0,{"v":54353,"d":"54,353"},0,0,0,0,{"v":54353,"d":"54,353"},{"v":54353,"d":"54,353"},0,{"v":54353,"d":"54,353"},{"v":0,"d":"0.0%"},{"v":0,"d":"0.0%"},{"v":0,"d":"0.0%"},{"v":0,"d":"0.0%"},{"v":0,"d":"0.0%"},{"v":0,"d":"0.0%"},{"v":0,"d":"0.0%"},{"v":1,"d":"100.0%"},{"v":0,"d":"0.0%"},{"v":0,"d":"0.0%"},{"v":0,"d":"0.0%"},{"v":0,"d":"0.0%"},{"v":1,"d":"100.0%"},{"v":1,"d":"100.0%"},{"v":0,"d":"0.0%"},{"v":1,"d":"100.0%"}]
[619,2019,"CA","Berry NMW Cogens",62176,"Pacific Gas & Electric Co.",14328,"Berry Petroleum Co",1569,"Industrial Non-CHP","California Independent System Operator","CISO","WECC","CAMX","WECC California","CAISO","06","029","Kern",35.307555,-119.611551,2,2,"NG","GAS",null,0.5735,9.6,{"v":0.377501109842719,"d":"0.3775"},{"$nulls":6},{"v":592788,"d":"592,788"},{"v":239258,"d":"239,258"},{"v":592788,"d":"592,788"},{"v":239258,"d":"239,258"},{"v":48229,"d":"48,229"},{"v":19466,"d":"19,466"},{"v":91.198,"d":"91"},{"v":36.808,"d":"37"},{"v":0.947,"d":"1"},{"v":34645.215,"d":"34,645"},{"v":1306.875,"d":"1,307"},{"v":130.687,"d":"131"},{"v":34681.023,"d":"34,681"},null,3.782,3.782,0.039,{"v":1436.696,"d":"1,436.696"},0.027,0.003,{"v":1438.181,"d":"1,438.181"},null,0.308,0.308,0.003,116.889,{"v":2E-3,"d":"0.002"},{"v":0,"d":"0.000"},{"v":117.01,"d":"117.010"},null,3.782,3.782,0.039,{"v":1436.696,"d":"1,436.696"},0.027,0.003,{"v":1438.181,"d":"1,438.181"},null,{"v":91.198,"d":"91"},{"v":36.808,"d":"37"},{"v":0.947,"d":"1"},{"v":34645.215,"d":"34,645"},{"v":1306.875,"d":"1,307"},{"v":130.687,"d":"131"},null,{"v":592788,"d":"592,788"},{"v":239258,"d":"239,258"},{"v":592788,"d":"592,788"},{"v":239258,"d":"239,258"},"EIA","EIA","EIA","EIA","EIA","EIA","--","EIA","EIA",{"$nulls":14},{"v":12291.111157,"d":"12,291.111"},0,0,{"v":48229,"d":"48,229"},0,0,0,0,0,0,0,0,{"v":48229,"d":"48,229"},0,0,{"v":48229,"d":"48,229"},0,{"v":0,"d":"0.0%"},{"v":0,"d":"0.0%"},{"v":1,"d":"100.0%"},{"v":0,"d":"0.0%"},{"v":0,"d":"0.0%"},{"v":0,"d":"0.0%"},{"v":0,"d":"0.0%"},{"v":0,"d":"0.0%"},{"v":0,"d":"0.0%"},{"v":0,"d":"0.0%"},{"v":0,"d":"0.0%"},{"v":1,"d":"100.0%"},{"v":0,"d":"0.0%"},{"v":0,"d":"0.0%"},{"v":1,"d":"100.0%"},{"v":0,"d":"0.0%"}]
[634,2019,"CA","Bishop Creek 3",324,"Southern California Edison Co",17609,"Southern California Edison Co",17609,"Electric Utility","California Independent System Operator","CISO","WECC","CAMX","WECC California","CAISO","06","027","Inyo",37.301962,-118.531957,3,3,"WAT","HYDRO",null,{"v":0.47824,"d":"0.4782"},8.4,{"$nulls":9},{"v":313377,"d":"313,377"},{"v":160077.996,"d":"160,078"},{"v":35190.999,"d":"35,191"},{"v":17976,"d":"17,976"},{"$nulls":41},{"v":313377,"d":"313,377"},{"v":160077.996,"d":"160,078"},{"$nulls":6},"--","EIA","EIA",{"$nulls":15},0,0,0,0,{"v":35191,"d":"35,191"},0,0,0,0,0,0,0,{"v":35191,"d":"35,191"},0,0,{"v":35191,"d":"35,191"},{"v":0,"d":"0.0%"},{"v":0,"d":"0.0%"},{"v":0,"d":"0.0%"},{"v":0,"d":"0.0%"},{"v":1,"d":"100.0%"},{"v":0,"d":"0.0%"},{"v":0,"d":"0.0%"},{"v":0,"d":"0.0%"},{"v":0,"d":"0.0%"},{"v":0,"d":"0.0%"},{"v":0,"d":"0.0%"},{"v":0,"d":"0.0%"},{"v":1,"d":"100.0%"},{"v":0,"d":"0.0%"},{"v":0,"d":"0.0%"},{"v":1,"d":"100.0%"}]
[658,2019,"CA","Bowman",50546,"Pacific Gas & Electric Co",14328,"Nevada Irrigation District",13402,"IPP Non-CHP","California Independent System Operator","CISO","WECC","CAMX","WECC California","CAISO","06","057","Nevada",39.448352,-120.653417,1,1,"WAT","HYDRO",null,{"v":0.45266,"d":"0.4527"},3.6,{"$nulls":9},{"v":127121,"d":"127,121"},{"v":64934,"d":"64,934"},{"v":14275,"d":"14,275"},{"v":7292,"d":"7,292"},{"$nulls":41},{"v":127121,"d":"127,121"},{"v":64934,"d":"64,934"},{"$nulls":6},"--","EIA","EIA",{"$nulls":15},0,0,0,0,{"v":14275,"d":"14,275"},0,0,0,0,0,0,0,{"v":14275,"d":"14,275"},0,0,{"v":14275,"d":"14,275"},{"v":0,"d":"0.0%"},{"v":0,"d":"0.0%"},{"v":0,"d":"0.0%"},{"v":0,"d":"0.0%"},{"v":1,"d":"100.0%"},{"v":0,"d":"0.0%"},{"v":0,"d":"0.0%"},{"v":0,"d":"0.0%"},{"v":0,"d":"0.0%"},{"v":0,"d":"0.0%"},{"v":0,"d":"0.0%"},{"v":0,"d":"0.0%"},{"v":1,"d":"100.0%"},{"v":0,"d":"0.0%"},{"v":0,"d":"0.0%"},{"v":1,"d":"100.0%"}]
[689,2019,"CA","CalCity Solar 1",63054,"Southern California Edison Co",17609,"CalCity Solar 1 , LLC",62885,"IPP Non-CHP","California Independent System Operator","CISO","WECC","CAMX","WECC California","CAISO","06","029","Kern",35.141374,-117.965748,1,1,"SUN","SOLAR",null,0.0226,{"v":3,"d":"3.0"},{"$nulls":9},{"v":5289,"d":"5,289"},0,594,0,{"$nulls":41},{"v":5289,"d":"5,289"},0,{"$nulls":6},"--","EIA","EIA",{"$nulls":15},0,0,0,0,0,0,0,594,0,0,0,0,594,594,0,594,{"v":0,"d":"0.0%"},{"v":0,"d":"0.0%"},{"v":0,"d":"0.0%"},{"v":0,"d":"0.0%"},{"v":0,"d":"0.0%"},{"v":0,"d":"0.0%"},{"v":0,"d":"0.0%"},{"v":1,"d":"100.0%"},{"v":0,"d":"0.0%"},{"v":0,"d":"0.0%"},{"v":0,"d":"0.0%"},{"v":0,"d":"0.0%"},{"v":1,"d":"100.0%"},{"v":1,"d":"100.0%"},{"v":0,"d":"0.0%"},{"v":1,"d":"100.0%"}]
[719,2019,"CA","Cascade Solar",58590,"Southern California Edison Co",17609,"Cascade Solar LLC",58546,"IPP Non-CHP","California Independent System Operator","CISO","WECC","CAMX","WECC California","CAISO","06","071","San Bernardino",34.157222,-116.234444,1,1,"SUN","SOLAR",null,{"v":0.31735,"d":"0.3174"},18.5,{"$nulls":9},{"v":457983,"d":"457,983"},{"v":250001,"d":"250,001"},{"v":51430,"d":"51,430"},{"v":28074,"d":"28,074"},{"$nulls":41},{"v":457983,"d":"457,983"},{"v":250001,"d":"250,001"},{"$nulls":6},"--","EIA","EIA",{"$nulls":15},0,0,0,0,0,0,0,{"v":51430,"d":"51,430"},0,0,0,0,{"v":51430,"d":"51,430"},{"v":51430,"d":"51,430"},0,{"v":51430,"d":"51,430"},{"v":0,"d":"0.0%"},{"v":0,"d":"0.0%"},{"v":0,"d":"0.0%"},{"v":0,"d":"0.0%"},{"v":0,"d":"0.0%"},{"v":0,"d":"0.0%"},{"v":0,"d":"0.0%"},{"v":1,"d":"100.0%"},{"v":0,"d":"0.0%"},{"v":0,"d":"0.0%"},{"v":0,"d":"0.0%"},{"v":0,"d":"0.0%"},{"v":1,"d":"100.0%"},{"v":1,"d":"100.0%"},{"v":0,"d":"0.0%"},{"v":1,"d":"100.0%"}]
[732,2019,"CA","CDCR (CA) - Solano State Prison",61619,"Pacific Gas & Electric Co.",14328,"SunE Solano SP Owner, LLC",61224,"IPP Non-CHP","California Independent System Operator","CISO","WECC","CAMX","WECC California","CAISO","06","095","Solano",38.32272,-121.97062,1,1,"SUN","SOLAR",null,{"v":0.23464,"d":"0.2346"},1.1,{"$nulls":9},{"v":20134,"d":"20,134"},{"v":10991,"d":"10,991"},{"v":2261,"d":"2,261"},{"v":1234,"d":"1,234"},{"$nulls":41},{"v":20134,"d":"20,134"},{"v":10991,"d":"10,991"},{"$nulls":6},"--","EIA","EIA",{"$nulls":15},0,0,0,0,0,0,0,{"v":2261,"d":"2,261"},0,0,0,0,{"v":2261,"d":"2,261"},{"v":2261,"d":"2,261"},0,{"v":2261,"d":"2,261"},{"v":0,"d":"0.0%"},{"v":0,"d":"0.0%"},{"v":0,"d":"0.0%"},{"v":0,"d":"0.0%"},{"v":0,"d":"0.0%"},{"v":0,"d":"0.0%"},{"v":0,"d":"0.0%"},{"v":1,"d":"100.0%"},{"v":0,"d":"0.0%"},{"v":0,"d":"0.0%"},{"v":0,"d":"0.0%"},{"v":0,"d":"0.0%"},{"v":1,"d":"100.0%"},{"v":1,"d":"100.0%"},{"v":0,"d":"0.0%"},{"v":1,"d":"100.0%"}]
[758,2019,"CA","Chalk Mountain Powerhouse",56821,"Pacific Gas & Electric Co",14328,"Pacific Gas & Electric Co.",14328,"Electric Utility","California Independent System Operator","CISO","WECC","CAMX","WECC California","CAISO","06","089","Shasta",40.988056,-121.768333,1,1,"WAT","HYDRO",null,null,2.2,{"$nulls":62},"--"]
[787,2019,"CA","Coalinga Cogeneration Facility",50131,"Pacific Gas & Electric Co",14328,"Coalinga Cogeneration Co",3852,"IPP CHP","California Independent System Operator","CISO","WECC","CAMX","WECC California","CAISO","06","019","Fresno",36.1807,-120.3885,1,1,"NG","GAS",null,{"v":0,"d":"0.0000"},38.4,null,null,"Yes",0,null,{"v":1,"d":"1.0000"},{"$nulls":5},0,0,{"$nulls":49},"--",{"$nulls":17},0,0,0,0,0,0,0,0,0,0,0,0,0,0,0,0]
[793,2019,"CA","Colgreen North Shore Solar Farm",60825,"Imperial Irrigation District",9216,"Sunpin Holdings, LLC",60495,"IPP Non-CHP","Imperial Irrigation District","IID","WECC","AZNM","WECC Southwest",null,"06","065","Riverside",33.540124,-115.974771,1,1,"SUN","SOLAR",null,{"v":0.28644,"d":"0.2864"},74.8,{"$nulls":9},{"v":1671361,"d":"1,671,361"},{"v":855075,"d":"855,075"},{"v":187688,"d":"187,688"},{"v":96022,"d":"96,022"},{"$nulls":41},{"v":1671361,"d":"1,671,361"},{"v":855075,"d":"855,075"},{"$nulls":6},"--","EIA","EIA",{"$nulls":15},0,0,0,0,0,0,0,{"v":187688,"d":"187,688"},0,0,0,0,{"v":187688,"d":"187,688"},{"v":187688,"d":"187,688"},0,{"v":187688,"d":"187,688"},{"v":0,"d":"0.0%"},{"v":0,"d":"0.0%"},{"v":0,"d":"0.0%"},{"v":0,"d":"0.0%"},{"v":0,"d":"0.0%"},{"v":0,"d":"0.0%"},{"v":0,"d":"0.0%"},{"v":1,"d":"100.0%"},{"v":0,"d":"0.0%"},{"v":0,"d":"0.0%"},{"v":0,"d":"0.0%"},{"v":0,"d":"0.0%"},{"v":1,"d":"100.0%"},{"v":1,"d":"100.0%"},{"v":0,"d":"0.0%"},{"v":1,"d":"100.0%"}]
[819,2019,"CA","CoreSite Real Estate 2972 Stender, L.P.",61464,"Pacific Gas & Electric Co.",14328,"CoreSite Real Estate 2972 Stender, L.P.",61078,"IPP Non-CHP","California Independent System Operator","CISO","WECC","CAMX","WECC California","CAISO","06","085","Santa Clara",37.376248,-121.970706,6,6,"DFO","OIL",null,{"v":0,"d":"0.0000"},{"v":12,"d":"12.0"},{"$nulls":11},0,0,{"$nulls":49},"--",{"$nulls":17},0,0,0,0,0,0,0,0,0,0,0,0,0,0,0,0]
[854,2019,"CA","CSU Long Beach",63611,"Southern California Edison Co",17609,"Advanced Microgrid Solutions",61344,"Commercial Non-CHP","California Independent System Operator","CISO","WECC","CAMX","WECC California","CAISO","06","037","Los Angeles",33.78383,-118.10796,1,1,"MWH","OTHF",null,null,2.5,{"$nulls":62},"--"]
[874,2019,"CA","Delano Energy Center, LLC",58122,"Southern California Edison Co",17609,"Wellhead Energy, LLC",20323,"IPP Non-CHP","California Independent System Operator","CISO","WECC","CAMX","WECC California","CAISO","06","107","Tulare",35.790864,-119.294469,1,1,"NG","GAS",null,{"v":0.01579,"d":"0.0158"},48.5,{"v":1,"d":"1.0000"},{"$nulls":6},{"v":76478.398,"d":"76,478"},{"v":17622.135,"d":"17,622"},{"v":76478.398,"d":"76,478"},{"v":17622.135,"d":"17,622"},{"v":6710,"d":"6,710"},{"v":2708,"d":"2,708"},{"v":0.329,"d":"0"},{"v":0.073,"d":"0"},{"v":0.023,"d":"0"},{"v":4545.238,"d":"4,545"},{"v":169.851,"d":"170"},{"v":16.985,"d":"17"},{"v":4549.892,"d":"4,550"},null,0.098,0.054,0.007,{"v":1354.765,"d":"1,354.765"},0.025,0.003,{"v":1356.153,"d":"1,356.153"},null,0.009,0.008,{"v":1E-3,"d":"0.001"},118.863,{"v":2E-3,"d":"0.002"},{"v":0,"d":"0.000"},118.985,null,0.098,0.054,0.007,{"v":1354.765,"d":"1,354.765"},0.025,0.003,{"v":1356.153,"d":"1,356.153"},null,{"v":0.329,"d":"0"},{"v":0.073,"d":"0"},{"v":0.023,"d":"0"},{"v":4545.238,"d":"4,545"},{"v":169.851,"d":"170"},{"v":16.985,"d":"17"},null,{"v":76478.398,"d":"76,478"},{"v":17622.135,"d":"17,622"},{"v":76478.398,"d":"76,478"},{"v":17622.135,"d":"17,622"},"EPA/CAMD","EPA/CAMD","EPA/CAMD","EPA/CAMD","EIA","EIA","--","EPA/CAMD","EPA/CAMD",{"$nulls":14},{"v":11397.674879,"d":"11,397.675"},0,0,{"v":6710,"d":"6,710"},0,0,0,0,0,0,0,0,{"v":6710,"d":"6,710"},0,0,{"v":6710,"d":"6,710"},0,{"v":0,"d":"0.0%"},{"v":0,"d":"0.0%"},{"v":1,"d":"100.0%"},{"v":0,"d":"0.0%"},{"v":0,"d":"0.0%"},{"v":0,"d":"0.0%"},{"v":0,"d":"0.0%"},{"v":0,"d":"0.0%"},{"v":0,"d":"0.0%"},{"v":0,"d":"0.0%"},{"v":0,"d":"0.0%"},{"v":1,"d":"100.0%"},{"v":0,"d":"0.0%"},{"v":0,"d":"0.0%"},{"v":1,"d":"100.0%"},{"v":0,"d":"0.0%"}]
[893,2019,"CA","Diablo Energy Storage",62175,"Pacific Gas & Electric Co.",14328,"Diablo Energy Storage, LLC",61684,"IPP Non-CHP","California Independent System Operator","CISO","WECC","CAMX","WECC California","CAISO","06","013","Contra Costa",38.028792,-121.900596,1,1,"MWH","OTHF",null,null,{"v":250,"d":"250.0"},{"$nulls":62},"--"]
[917,2019,"CA","Donnells",415,"Pacific Gas & Electric Co",14328,"Oakdale&South San Joaquin Irrigation D.",13935,"IPP Non-CHP","California Independent System Operator","CISO","WECC","CAMX","WECC California","CAISO","06","109","Tuolumne",38.246656,-120.034072,1,1,"WAT","HYDRO",null,{"v":0.47933,"d":"0.4793"},{"v":72,"d":"72.0"},{"$nulls":9},{"v":2692205,"d":"2,692,205"},{"v":1375219,"d":"1,375,219"},{"v":302325,"d":"302,325"},{"v":154432,"d":"154,432"},{"$nulls":41},{"v":2692205,"d":"2,692,205"},{"v":1375219,"d":"1,375,219"},{"$nulls":6},"--","EIA","EIA",{"$nulls":15},0,0,0,0,{"v":302325,"d":"302,325"},0,0,0,0,0,0,0,{"v":302325,"d":"302,325"},0,0,{"v":302325,"d":"302,325"},{"v":0,"d":"0.0%"},{"v":0,"d":"0.0%"},{"v":0,"d":"0.0%"},{"v":0,"d":"0.0%"},{"v":1,"d":"100.0%"},{"v":0,"d":"0.0%"},{"v":0,"d":"0.0%"},{"v":0,"d":"0.0%"},{"v":0,"d":"0.0%"},{"v":0,"d":"0.0%"},{"v":0,"d":"0.0%"},{"v":0,"d":"0.0%"},{"v":1,"d":"100.0%"},{"v":0,"d":"0.0%"},{"v":0,"d":"0.0%"},{"v":1,"d":"100.0%"}]
[932,2019,"CA","Dutch Flat",237,"Pacific Gas & Electric Co",14328,"Pacific Gas & Electric Co.",14328,"Electric Utility","California Independent System Operator","CISO","WECC","CAMX","WECC California","CAISO","06","061","Placer",39.216985,-120.835587,1,1,"WAT","HYDRO",null,{"v":0.34768,"d":"0.3477"},{"v":22,"d":"22.0"},{"$nulls":9},{"v":596672,"d":"596,672"},{"v":304789,"d":"304,789"},{"v":67004,"d":"67,004"},{"v":34227,"d":"34,227"},{"$nulls":41},{"v":596672,"d":"596,672"},{"v":304789,"d":"304,789"},{"$nulls":6},"--","EIA","EIA",{"$nulls":15},0,0,0,0,{"v":67004,"d":"67,004"},0,0,0,0,0,0,0,{"v":67004,"d":"67,004"},0,0,{"v":67004,"d":"67,004"},{"v":0,"d":"0.0%"},{"v":0,"d":"0.0%"},{"v":0,"d":"0.0%"},{"v":0,"d":"0.0%"},{"v":1,"d":"100.0%"},{"v":0,"d":"0.0%"},{"v":0,"d":"0.0%"},{"v":0,"d":"0.0%"},{"v":0,"d":"0.0%"},{"v":0,"d":"0.0%"},{"v":0,"d":"0.0%"},{"v":0,"d":"0.0%"},{"v":1,"d":"100.0%"},{"v":0,"d":"0.0%"},{"v":0,"d":"0.0%"},{"v":1,"d":"100.0%"}]
[949,2019,"CA","Edwards Air Force Base",58076,"Southern California Edison Co",17609,"Ahana Renewables, LLC",59622,"IPP Non-CHP","California Independent System Operator","CISO","WECC","CAMX","WECC California","CAISO","06","029","Kern",34.9077,-117.9206,3,3,"SUN","SOLAR",null,{"v":0.09441,"d":"0.0944"},{"v":3,"d":"3.0"},{"$nulls":9},{"v":22091.001,"d":"22,091"},{"v":12059.001,"d":"12,059"},{"v":2481,"d":"2,481"},{"v":1353.999,"d":"1,354"},{"$nulls":41},{"v":22091.001,"d":"22,091"},{"v":12059.001,"d":"12,059"},{"$nulls":6},"--","EIA","EIA",{"$nulls":15},0,0,0,0,0,0,0,{"v":2481,"d":"2,481"},0,0,0,0,{"v":2481,"d":"2,481"},{"v":2481,"d":"2,481"},0,{"v":2481,"d":"2,481"},{"v":0,"d":"0.0%"},{"v":0,"d":"0.0%"},{"v":0,"d":"0.0%"},{"v":0,"d":"0.0%"},{"v":0,"d":"0.0%"},{"v":0,"d":"0.0%"},{"v":0,"d":"0.0%"},{"v":1,"d":"100.0%"},{"v":0,"d":"0.0%"},{"v":0,"d":"0.0%"},{"v":0,"d":"0.0%"},{"v":0,"d":"0.0%"},{"v":1,"d":"100.0%"},{"v":1,"d":"100.0%"},{"v":0,"d":"0.0%"},{"v":1,"d":"100.0%"}]
[971,2019,"CA","Equilon Los Angeles Refining",50530,"Los Angeles Department of Water & Power",11208,"Tesoro Refining and Marketing Company",55985,"Industrial CHP","Los Angeles Department of Water and Power","LDWP","WECC","CAMX","WECC California",null,"06","037","Los Angeles",33.791667,-118.234722,3,3,"PRG","OTHF",null,{"v":0.50043,"d":"0.5004"},{"v":83,"d":"83.0"},{"v":0.499282953732739,"d":"0.4993"},null,"Yes",{"v":3261693.6,"d":"3,261,694"},{"v":0.381,"d":"0"},{"v":0.336713,"d":"0.3367"},null,{"v":2061252.774,"d":"2,061,253"},{"v":853000.069,"d":"853,000"},{"v":2061252.774,"d":"2,061,253"},{"v":853000.069,"d":"853,000"},{"v":363852.81,"d":"363,853"},{"v":149198.02,"d":"149,198"},{"v":161.429,"d":"161"},{"v":70.504,"d":"71"},{"v":0.404,"d":"0"},{"v":120469.036,"d":"120,469"},{"v":4544.802,"d":"4,545"},{"v":453.796,"d":"454"},{"v":120593.462,"d":"120,593"},null,0.887,0.945,{"v":2E-3,"d":"0.002"},662.186,0.012,{"v":1E-3,"d":"0.001"},662.869,null,0.157,0.165,{"v":0,"d":"0.000"},116.889,{"v":2E-3,"d":"0.002"},{"v":0,"d":"0.000"},{"v":117.01,"d":"117.010"},null,0.887,0.945,{"v":2E-3,"d":"0.002"},662.186,0.012,{"v":1E-3,"d":"0.001"},{"v":662.87,"d":"662.870"},null,{"v":479.428,"d":"479"},{"v":209.388,"d":"209"},{"v":1.2,"d":"1"},{"v":357780.02,"d":"357,780"},{"v":13497.572,"d":"13,498"},{"v":1347.724,"d":"1,348"},null,{"v":6121698,"d":"6,121,698"},{"v":2533318.031,"d":"2,533,318"},{"v":6121698,"d":"6,121,698"},{"v":2533318.031,"d":"2,533,318"},"EIA","EIA","EPA/CAMD; EIA","EIA","EIA","EIA","--","EIA","EIA",{"$nulls":6},{"v":4060445.226,"d":"4,060,445"},{"v":1680317.962,"d":"1,680,318"},{"v":317.999,"d":"318"},{"v":138.884,"d":"139"},{"v":0.796,"d":"1"},{"v":237310.983,"d":"237,311"},{"v":8952.77,"d":"8,953"},{"v":893.929,"d":"894"},{"v":5665.073432,"d":"5,665.073"},0,0,{"v":125453.7,"d":"125,454"},0,0,0,0,0,0,{"v":238399.09,"d":"238,399"},0,{"v":363852.79,"d":"363,853"},0,0,{"v":363852.79,"d":"363,853"},0,{"v":0,"d":"0.0%"},{"v":0,"d":"0.0%"},{"v":0.344792464007216,"d":"34.5%"},{"v":0,"d":"0.0%"},{"v":0,"d":"0.0%"},{"v":0,"d":"0.0%"},{"v":0,"d":"0.0%"},{"v":0,"d":"0.0%"},{"v":0,"d":"0.0%"},{"v":0.655207535992784,"d":"65.5%"},{"v":0,"d":"0.0%"},{"v":1,"d":"100.0%"},{"v":0,"d":"0.0%"},{"v":0,"d":"0.0%"},{"v":1,"d":"100.0%"},{"v":0,"d":"0.0%"}]
[1004,2019,"CA","Folsom",441,"WAPA-- Western Area Power Administration",27000,"U S Bureau of Reclamation",2518,"Electric Utility","Western Area Power Administration - Desert Southwest Region","WALC","WECC","NWPP","WECC Northwest",null,"06","067","Sacramento",38.70675,-121.158443,3,3,"WAT","HYDRO",null,{"v":0.44506,"d":"0.4451"},198.6,{"$nulls":9},{"v":6894971.25,"d":"6,894,971"},{"v":3503137.875,"d":"3,503,138"},{"v":774281.001,"d":"774,281"},{"v":393390,"d":"393,390"},{"$nulls":41},{"v":6894971.25,"d":"6,894,971"},{"v":3503137.875,"d":"3,503,138"},{"$nulls":6},"--","EIA","EIA",{"$nulls":15},0,0,0,0,{"v":774281,"d":"774,281"},0,0,0,0,0,0,0,{"v":774281,"d":"774,281"},0,0,{"v":774281,"d":"774,281"},{"v":0,"d":"0.0%"},{"v":0,"d":"0.0%"},{"v":0,"d":"0.0%"},{"v":0,"d":"0.0%"},{"v":1,"d":"100.0%"},{"v":0,"d":"0.0%"},{"v":0,"d":"0.0%"},{"v":0,"d":"0.0%"},{"v":0,"d":"0.0%"},{"v":0,"d":"0.0%"},{"v":0,"d":"0.0%"},{"v":0,"d":"0.0%"},{"v":1,"d":"100.0%"},{"v":0,"d":"0.0%"},{"v":0,"d":"0.0%"},{"v":1,"d":"100.0%"}]
[1028,2019,"CA","Foundation Superior Farms",58104,"Pacific Gas & Electric Co",14328,"Foundation CA Fund VI Manager LLC",57476,"Industrial Non-CHP","California Independent System Operator","CISO","WECC","CAMX","WECC California","CAISO","06","095","Solano",38.42,-121.818056,1,1,"WND","WIND",null,{"v":0.16884,"d":"0.1688"},{"v":1,"d":"1.0"},{"$nulls":9},{"v":13170,"d":"13,170"},{"v":5851,"d":"5,851"},{"v":1479,"d":"1,479"},657,{"$nulls":41},{"v":13170,"d":"13,170"},{"v":5851,"d":"5,851"},{"$nulls":6},"--","EIA","EIA",{"$nulls":15},0,0,0,0,0,0,{"v":1479,"d":"1,479"},0,0,0,0,0,{"v":1479,"d":"1,479"},{"v":1479,"d":"1,479"},0,{"v":1479,"d":"1,479"},{"v":0,"d":"0.0%"},{"v":0,"d":"0.0%"},{"v":0,"d":"0.0%"},{"v":0,"d":"0.0%"},{"v":0,"d":"0.0%"},{"v":0,"d":"0.0%"},{"v":1,"d":"100.0%"},{"v":0,"d":"0.0%"},{"v":0,"d":"0.0%"},{"v":0,"d":"0.0%"},{"v":0,"d":"0.0%"},{"v":0,"d":"0.0%"},{"v":1,"d":"100.0%"},{"v":1,"d":"100.0%"},{"v":0,"d":"0.0%"},{"v":1,"d":"100.0%"}]
[1059,2019,"CA","Gateway Generating Station",56476,"Pacific Gas & Electric Co",14328,"Pacific Gas & Electric Co.",14328,"Electric Utility","California Independent System Operator","CISO","WECC","CAMX","WECC California","CAISO","06","013","Contra Costa",38.0175,-121.7587,2,3,"NG","GAS",null,{"v":0.52921,"d":"0.5292"},619.7,{"v":0.451315619159759,"d":"0.4513"},"Yes",{"$nulls":5},{"v":21067335,"d":"21,067,335"},{"v":6960247.25,"d":"6,960,247"},{"v":21067335,"d":"21,067,335"},{"v":6960247.25,"d":"6,960,247"},{"v":2872858,"d":"2,872,858"},{"v":941738,"d":"941,738"},{"v":65.882,"d":"66"},{"v":23.959,"d":"24"},{"v":6.321,"d":"6"},{"v":1251996.5,"d":"1,251,997"},{"v":45562.865,"d":"45,563"},{"v":4556.286,"d":"4,556"},{"v":1253244.922,"d":"1,253,245"},null,0.046,0.051,0.004,871.603,0.016,{"v":2E-3,"d":"0.002"},872.473,null,0.006,0.007,{"v":1E-3,"d":"0.001"},118.857,{"v":2E-3,"d":"0.002"},{"v":0,"d":"0.000"},118.975,null,0.046,0.051,0.004,871.603,0.016,{"v":2E-3,"d":"0.002"},872.473,null,{"v":65.882,"d":"66"},{"v":23.959,"d":"24"},{"v":6.321,"d":"6"},{"v":1251996.5,"d":"1,251,997"},{"v":45562.865,"d":"45,563"},{"v":4556.286,"d":"4,556"},null,{"v":21067335,"d":"21,067,335"},{"v":6960247.25,"d":"6,960,247"},{"v":21067335,"d":"21,067,335"},{"v":6960247.25,"d":"6,960,247"},"EPA/CAMD","EPA/CAMD","EPA/CAMD","EPA/CAMD","EIA","EIA","--","EPA/CAMD","EPA/CAMD",{"$nulls":3},0,{"$nulls":10},{"v":7333.232273,"d":"7,333.232"},0,0,{"v":2872858,"d":"2,872,858"},0,0,0,0,0,0,0,0,{"v":2872858,"d":"2,872,858"},0,0,{"v":2872858,"d":"2,872,858"},0,{"v":0,"d":"0.0%"},{"v":0,"d":"0.0%"},{"v":1,"d":"100.0%"},{"v":0,"d":"0.0%"},{"v":0,"d":"0.0%"},{"v":0,"d":"0.0%"},{"v":0,"d":"0.0%"},{"v":0,"d":"0.0%"},{"v":0,"d":"0.0%"},{"v":0,"d":"0.0%"},{"v":0,"d":"0.0%"},{"v":1,"d":"100.0%"},{"v":0,"d":"0.0%"},{"v":0,"d":"0.0%"},{"v":1,"d":"100.0%"},{"v":0,"d":"0.0%"}]
[1067,2019,"CA","Geo East Mesa II",54038,"Imperial Irrigation District",9216,"Ormat Nevada Inc",34691,"IPP Non-CHP","Imperial Irrigation District","IID","WECC","AZNM","WECC Southwest",null,"06","025","Imperial",32.7757,-115.2637,1,1,"GEO","GEOTHERMAL",null,{"v":0,"d":"0.0000"},21.6,{"$nulls":11},0,0,{"$nulls":49},"--",{"$nulls":17},0,0,0,0,0,0,0,0,0,0,0,0,0,0,0,0]
[1102,2019,"CA","Green Power I",55396,"Southern California Edison Co",17609,"FPL Energy Green Power",49750,"IPP Non-CHP","California Independent System Operator","CISO","WECC","CAMX","WECC California","CAISO","06","065","Riverside",33.9014,-116.7167,1,1,"WND","WIND",null,{"v":0.11224,"d":"0.1122"},16.5,{"$nulls":9},{"v":144467,"d":"144,467"},{"v":81542,"d":"81,542"},{"v":16223,"d":"16,223"},{"v":9157,"d":"9,157"},{"$nulls":41},{"v":144467,"d":"144,467"},{"v":81542,"d":"81,542"},{"$nulls":6},"--","EIA","EIA",{"$nulls":15},0,0,0,0,0,0,{"v":16223,"d":"16,223"},0,0,0,0,0,{"v":16223,"d":"16,223"},{"v":16223,"d":"16,223"},0,{"v":16223,"d":"16,223"},{"v":0,"d":"0.0%"},{"v":0,"d":"0.0%"},{"v":0,"d":"0.0%"},{"v":0,"d":"0.0%"},{"v":0,"d":"0.0%"},{"v":0,"d":"0.0%"},{"v":1,"d":"100.0%"},{"v":0,"d":"0.0%"},{"v":0,"d":"0.0%"},{"v":0,"d":"0.0%"},{"v":0,"d":"0.0%"},{"v":0,"d":"0.0%"},{"v":1,"d":"100.0%"},{"v":1,"d":"100.0%"},{"v":0,"d":"0.0%"},{"v":1,"d":"100.0%"}]
[1106,2019,"CA","Gridley Main Two",58371,"Pacific Gas & Electric Co",14328,"Light Beam Power Co LLC",58358,"IPP Non-CHP","California Independent System Operator","CISO","WECC","CAMX","WECC California","CAISO","06","007","Butte",39.373333,-121.681667,1,1,"SUN","SOLAR",null,{"v":0.18973,"d":"0.1897"},2.5,{"$nulls":9},{"v":37001,"d":"37,001"},{"v":20199,"d":"20,199"},{"v":4155,"d":"4,155"},{"v":2268,"d":"2,268"},{"$nulls":41},{"v":37001,"d":"37,001"},{"v":20199,"d":"20,199"},{"$nulls":6},"--","EIA","EIA",{"$nulls":15},0,0,0,0,0,0,0,{"v":4155,"d":"4,155"},0,0,0,0,{"v":4155,"d":"4,155"},{"v":4155,"d":"4,155"},0,{"v":4155,"d":"4,155"},{"v":0,"d":"0.0%"},{"v":0,"d":"0.0%"},{"v":0,"d":"0.0%"},{"v":0,"d":"0.0%"},{"v":0,"d":"0.0%"},{"v":0,"d":"0.0%"},{"v":0,"d":"0.0%"},{"v":1,"d":"100.0%"},{"v":0,"d":"0.0%"},{"v":0,"d":"0.0%"},{"v":0,"d":"0.0%"},{"v":0,"d":"0.0%"},{"v":1,"d":"100.0%"},{"v":1,"d":"100.0%"},{"v":0,"d":"0.0%"},{"v":1,"d":"100.0%"}]
[1134,2019,"CA","HEBT WLA 1",61721,"Southern California Edison Co",17609,"Advanced Microgrid Solutions",61344,"Commercial Non-CHP","California Independent System Operator","CISO","WECC","CAMX","WECC California","CAISO","06","059","Orange",33.669266,-117.646846,1,1,"MWH","OTHF",null,{"v":0,"d":"0.0000"},{"v":1,"d":"1.0"},{"$nulls":11},0,0,{"$nulls":49},"--",{"$nulls":17},0,0,0,0,0,0,0,0,0,0,0,0,0,0,0,0]
[1167,2019,"CA","Hyperion Treatment Plant CHP Plant",60960,"Los Angeles Department of Water & Power",11208,"Constellation New Energy Inc.",60396,"IPP Non-CHP","Los Angeles Department of Water and Power","LDWP","WECC","CAMX","WECC California",null,"06","037","Los Angeles",33.9254,-118.4298,3,3,"OBG","BIOMASS",null,{"v":0.54747,"d":"0.5475"},{"v":33,"d":"33.0"},{"v":0.420881192057562,"d":"0.4209"},"Yes",{"$nulls":5},{"v":1582350.938,"d":"1,582,351"},{"v":674274,"d":"674,274"},{"v":1582350.938,"d":"1,582,351"},{"v":674274,"d":"674,274"},{"v":158262.999,"d":"158,263"},{"v":68315.001,"d":"68,315"},{"v":355.929,"d":"356"},{"v":146.508,"d":"147"},{"v":4.234,"d":"4"},{"v":17741.902,"d":"17,742"},{"v":3646.639,"d":"3,647"},{"v":364.664,"d":"365"},{"v":17841.82,"d":"17,842"},null,4.498,4.289,0.054,224.208,0.023,{"v":2E-3,"d":"0.002"},225.471,null,{"v":0.45,"d":"0.450"},0.435,0.005,22.425,{"v":2E-3,"d":"0.002"},{"v":0,"d":"0.000"},22.551,null,4.498,4.289,0.054,224.208,0.023,{"v":2E-3,"d":"0.002"},225.471,null,{"v":355.929,"d":"356"},{"v":146.508,"d":"147"},{"v":4.234,"d":"4"},{"v":100478.953,"d":"100,479"},{"v":3646.639,"d":"3,647"},{"v":364.664,"d":"365"},null,{"v":1582350.938,"d":"1,582,351"},{"v":674274,"d":"674,274"},{"v":1582350.938,"d":"1,582,351"},{"v":674274,"d":"674,274"},"EIA","EIA","EIA","EIA","EIA","EIA","--","EIA","EIA",{"$nulls":3},{"v":82737.051,"d":"82,737"},{"$nulls":10},{"v":9998.236969,"d":"9,998.237"},0,0,{"v":27977.436,"d":"27,977"},0,0,{"v":130285.56,"d":"130,286"},0,0,0,0,0,{"v":27977.436,"d":"27,977"},{"v":130285.56,"d":"130,286"},{"v":130285.56,"d":"130,286"},{"v":158262.996,"d":"158,263"},0,{"v":0,"d":"0.0%"},{"v":0,"d":"0.0%"},{"v":0.176778126960266,"d":"17.7%"},{"v":0,"d":"0.0%"},{"v":0,"d":"0.0%"},{"v":0.823221873039734,"d":"82.3%"},{"v":0,"d":"0.0%"},{"v":0,"d":"0.0%"},{"v":0,"d":"0.0%"},{"v":0,"d":"0.0%"},{"v":0,"d":"0.0%"},{"v":0.176778126960266,"d":"17.7%"},{"v":0.823221873039734,"d":"82.3%"},{"v":0.823221873039734,"d":"82.3%"},{"v":1,"d":"100.0%"},{"v":0,"d":"0.0%"}]
[1189,2019,"CA","Isabella Hydro Project",10139,"Southern California Edison Co",17609,"Isabella Partners",9439,"IPP Non-CHP","California Independent System Operator","CISO","WECC","CAMX","WECC California","CAISO","06","029","Kern",35.6439,-118.4822,2,2,"WAT","HYDRO",null,{"v":0.44131,"d":"0.4413"},11.8,{"$nulls":9},{"v":406220,"d":"406,220"},{"v":207503,"d":"207,503"},{"v":45617,"d":"45,617"},{"v":23302,"d":"23,302"},{"$nulls":41},{"v":406220,"d":"406,220"},{"v":207503,"d":"207,503"},{"$nulls":6},"--","EIA","EIA",{"$nulls":15},0,0,0,0,{"v":45617,"d":"45,617"},0,0,0,0,0,0,0,{"v":45617,"d":"45,617"},0,0,{"v":45617,"d":"45,617"},{"v":0,"d":"0.0%"},{"v":0,"d":"0.0%"},{"v":0,"d":"0.0%"},{"v":0,"d":"0.0%"},{"v":1,"d":"100.0%"},{"v":0,"d":"0.0%"},{"v":0,"d":"0.0%"},{"v":0,"d":"0.0%"},{"v":0,"d":"0.0%"},{"v":0,"d":"0.0%"},{"v":0,"d":"0.0%"},{"v":0,"d":"0.0%"},{"v":1,"d":"100.0%"},{"v":0,"d":"0.0%"},{"v":0,"d":"0.0%"},{"v":1,"d":"100.0%"}]
[1202,2019,"CA","Jaybird",431,"Sacramento Municipal Util Dist",16534,"Sacramento Municipal Util Dist",16534,"Electric Utility","Balancing Authority of Northern California","BANC","WECC","CAMX","WECC California",null,"06","017","El Dorado",38.83405,-120.53176,2,2,"WAT","HYDRO",null,{"v":0.45494,"d":"0.4549"},161.6,{"$nulls":9},{"v":5734998,"d":"5,734,998"},{"v":3102226,"d":"3,102,226"},{"v":644020,"d":"644,020"},{"v":348369,"d":"348,369"},{"$nulls":41},{"v":5734998,"d":"5,734,998"},{"v":3102226,"d":"3,102,226"},{"$nulls":6},"--","EIA","EIA",{"$nulls":15},0,0,0,0,{"v":644020,"d":"644,020"},0,0,0,0,0,0,0,{"v":644020,"d":"644,020"},0,0,{"v":644020,"d":"644,020"},{"v":0,"d":"0.0%"},{"v":0,"d":"0.0%"},{"v":0,"d":"0.0%"},{"v":0,"d":"0.0%"},{"v":1,"d":"100.0%"},{"v":0,"d":"0.0%"},{"v":0,"d":"0.0%"},{"v":0,"d":"0.0%"},{"v":0,"d":"0.0%"},{"v":0,"d":"0.0%"},{"v":0,"d":"0.0%"},{"v":0,"d":"0.0%"},{"v":1,"d":"100.0%"},{"v":0,"d":"0.0%"},{"v":0,"d":"0.0%"},{"v":1,"d":"100.0%"}]
[1223,2019,"CA","Kellogg's - San Jose",59280,"Pacific Gas & Electric Co",14328,"Bloom Energy",57128,"IPP Non-CHP","California Independent System Operator","CISO","WECC","CAMX","WECC California","CAISO","06","085","Santa Clara",37.356389,-121.871944,1,1,"NG","GAS",null,{"v":0.68431,"d":"0.6843"},1.1,{"v":0.192818596928186,"d":"0.1928"},{"$nulls":6},{"v":57912,"d":"57,912"},{"v":23376,"d":"23,376"},{"v":57912,"d":"57,912"},{"v":23376,"d":"23,376"},{"v":6594,"d":"6,594"},{"v":2661,"d":"2,661"},{"$nulls":4},{"v":127.674,"d":"128"},{"v":12.767,"d":"13"},{"$nulls":6},0.019,{"v":2E-3,"d":"0.002"},{"$nulls":6},{"v":2E-3,"d":"0.002"},{"v":0,"d":"0.000"},{"$nulls":6},0.019,{"v":2E-3,"d":"0.002"},{"$nulls":6},{"v":127.674,"d":"128"},{"v":12.767,"d":"13"},null,{"v":57912,"d":"57,912"},{"v":23376,"d":"23,376"},{"v":57912,"d":"57,912"},{"v":23376,"d":"23,376"},{"$nulls":4},"EIA","EIA","--","EIA","EIA",{"$nulls":14},{"v":8782.529572,"d":"8,782.530"},0,0,{"v":6594,"d":"6,594"},0,0,0,0,0,0,0,0,{"v":6594,"d":"6,594"},0,0,{"v":6594,"d":"6,594"},0,{"v":0,"d":"0.0%"},{"v":0,"d":"0.0%"},{"v":1,"d":"100.0%"},{"v":0,"d":"0.0%"},{"v":0,"d":"0.0%"},{"v":0,"d":"0.0%"},{"v":0,"d":"0.0%"},{"v":0,"d":"0.0%"},{"v":0,"d":"0.0%"},{"v":0,"d":"0.0%"},{"v":0,"d":"0.0%"},{"v":1,"d":"100.0%"},{"v":0,"d":"0.0%"},{"v":0,"d":"0.0%"},{"v":1,"d":"100.0%"},{"v":0,"d":"0.0%"}]
[1242,2019,"CA","Kettleman Solar -Centaurus",59633,"Pacific Gas & Electric Co",14328,"EE Kettleman California LLC",59381,"IPP Non-CHP","California Independent System Operator","CISO","WECC","CAMX","WECC California","CAISO","06","031","Kings",36.050833,-119.9475,1,1,"SUN","SOLAR",null,{"v":0.30376,"d":"0.3038"},{"v":20,"d":"20.0"},{"$nulls":9},{"v":473907,"d":"473,907"},{"v":258693,"d":"258,693"},{"v":53218,"d":"53,218"},{"v":29050,"d":"29,050"},{"$nulls":41},{"v":473907,"d":"473,907"},{"v":258693,"d":"258,693"},{"$nulls":6},"--","EIA","EIA",{"$nulls":15},0,0,0,0,0,0,0,{"v":53218,"d":"53,218"},0,0,0,0,{"v":53218,"d":"53,218"},{"v":53218,"d":"53,218"},0,{"v":53218,"d":"53,218"},{"v":0,"d":"0.0%"},{"v":0,"d":"0.0%"},{"v":0,"d":"0.0%"},{"v":0,"d":"0.0%"},{"v":0,"d":"0.0%"},{"v":0,"d":"0.0%"},{"v":0,"d":"0.0%"},{"v":1,"d":"100.0%"},{"v":0,"d":"0.0%"},{"v":0,"d":"0.0%"},{"v":0,"d":"0.0%"},{"v":0,"d":"0.0%"},{"v":1,"d":"100.0%"},{"v":1,"d":"100.0%"},{"v":0,"d":"0.0%"},{"v":1,"d":"100.0%"}]
[1280,2019,"CA","Lancaster Solar 2",59169,"Southern California Edison Co",17609,"PsomasFMG Lancaster Solar Crest, LLC",58976,"IPP Non-CHP","California Independent System Operator","CISO","WECC","CAMX","WECC California","CAISO","06","037","Los Angeles",34.710556,-118.166111,1,1,"SUN","SOLAR",null,{"v":0.25525,"d":"0.2553"},1.5,{"$nulls":9},{"v":29867,"d":"29,867"},{"v":16303,"d":"16,303"},{"v":3354,"d":"3,354"},{"v":1831,"d":"1,831"},{"$nulls":41},{"v":29867,"d":"29,867"},{"v":16303,"d":"16,303"},{"$nulls":6},"--","EIA","EIA",{"$nulls":15},0,0,0,0,0,0,0,{"v":3354,"d":"3,354"},0,0,0,0,{"v":3354,"d":"3,354"},{"v":3354,"d":"3,354"},0,{"v":3354,"d":"3,354"},{"v":0,"d":"0.0%"},{"v":0,"d":"0.0%"},{"v":0,"d":"0.0%"},{"v":0,"d":"0.0%"},{"v":0,"d":"0.0%"},{"v":0,"d":"0.0%"},{"v":0,"d":"0.0%"},{"v":1,"d":"100.0%"},{"v":0,"d":"0.0%"},{"v":0,"d":"0.0%"},{"v":0,"d":"0.0%"},{"v":0,"d":"0.0%"},{"v":1,"d":"100.0%"},{"v":1,"d":"100.0%"},{"v":0,"d":"0.0%"},{"v":1,"d":"100.0%"}]
[1297,2019,"CA","Little Bear 3",62463,"Pacific Gas & Electric Co",14328,"Longroad Energy Services LLC",61219,"IPP Non-CHP","California Independent System Operator","CISO","WECC","CAMX","WECC California","CAISO","06","019","Fresno",36.716,-120.415,1,1,"SUN","SOLAR",null,null,{"v":20,"d":"20.0"},{"$nulls":62},"--"]
[1319,2019,"CA","Los Esteros Critical Energy Facility",55748,"Pacific Gas & Electric Co",14328,"Los Esteros Critical Energy Facility LLC",2860,"IPP Non-CHP","California Independent System Operator","CISO","WECC","CAMX","WECC California","CAISO","06","085","Santa Clara",37.425,-121.9319,4,5,"NG","GAS",null,{"v":0.08039,"d":"0.0804"},306.1,{"v":1,"d":"1.0000"},{"$nulls":6},{"v":1827434.156,"d":"1,827,434"},{"v":732856.266,"d":"732,856"},{"v":1827434.156,"d":"1,827,434"},{"v":732856.266,"d":"732,856"},{"v":215552,"d":"215,552"},{"v":84732,"d":"84,732"},{"v":4.952,"d":"5"},{"v":2.087,"d":"2"},{"v":0.549,"d":"1"},{"v":108599.938,"d":"108,600"},{"v":4021.588,"d":"4,022"},{"v":402.159,"d":"402"},{"v":108710.129,"d":"108,710"},null,0.046,0.049,0.005,{"v":1007.645,"d":"1,007.645"},0.019,{"v":2E-3,"d":"0.002"},{"v":1008.667,"d":"1,008.667"},null,0.005,0.006,{"v":1E-3,"d":"0.001"},118.855,{"v":2E-3,"d":"0.002"},{"v":0,"d":"0.000"},118.976,null,0.046,0.049,0.005,{"v":1007.645,"d":"1,007.645"},0.019,{"v":2E-3,"d":"0.002"},{"v":1008.667,"d":"1,008.667"},null,{"v":4.952,"d":"5"},{"v":2.087,"d":"2"},{"v":0.549,"d":"1"},{"v":108599.938,"d":"108,600"},{"v":4021.588,"d":"4,022"},{"v":402.159,"d":"402"},null,{"v":1827434.156,"d":"1,827,434"},{"v":732856.266,"d":"732,856"},{"v":1827434.156,"d":"1,827,434"},{"v":732856.266,"d":"732,856"},"EPA/CAMD","EPA/CAMD","EPA/CAMD","EPA/CAMD","EIA","EIA","--","EPA/CAMD","EPA/CAMD",{"$nulls":14},{"v":8477.927165,"d":"8,477.927"},0,0,{"v":215552,"d":"215,552"},0,0,0,0,0,0,0,0,{"v":215552,"d":"215,552"},0,0,{"v":215552,"d":"215,552"},0,{"v":0,"d":"0.0%"},{"v":0,"d":"0.0%"},{"v":1,"d":"100.0%"},{"v":0,"d":"0.0%"},{"v":0,"d":"0.0%"},{"v":0,"d":"0.0%"},{"v":0,"d":"0.0%"},{"v":0,"d":"0.0%"},{"v":0,"d":"0.0%"},{"v":0,"d":"0.0%"},{"v":0,"d":"0.0%"},{"v":1,"d":"100.0%"},{"v":0,"d":"0.0%"},{"v":0,"d":"0.0%"},{"v":1,"d":"100.0%"},{"v":0,"d":"0.0%"}]
[1352,2019,"CA","Maverick Solar, LLC",62178,"Southern California Edison Co",17609,"Maverick Solar, LLC",61710,"IPP Non-CHP","California Independent System Operator","CISO","WECC","CAMX","WECC California","CAISO","06","065","Riverside",33.7,-115.38,1,1,"SUN","SOLAR",null,null,{"v":225,"d":"225.0"},{"$nulls":62},"--"]
[1358,2019,"CA","McGrath Generating Station",56471,"Southern California Edison Co",17609,"Southern California Edison Co",17609,"Electric Utility","California Independent System Operator","CISO","WECC","CAMX","WECC California","CAISO","06","111","Ventura",34.205556,-119.246944,1,1,"NG","GAS",null,{"v":0.04525,"d":"0.0453"},49.8,{"v":1,"d":"1.0000"},{"$nulls":6},{"v":199254.359,"d":"199,254"},{"v":58521.172,"d":"58,521"},{"v":199254.359,"d":"199,254"},{"v":58521.172,"d":"58,521"},{"v":19740,"d":"19,740"},{"v":7967,"d":"7,967"},{"v":1.187,"d":"1"},{"v":0.296,"d":"0"},{"v":0.06,"d":"0"},{"v":11841.487,"d":"11,841"},{"v":438.279,"d":"438"},{"v":43.828,"d":"44"},{"v":11853.496,"d":"11,853"},null,{"v":0.12,"d":"0.120"},0.074,0.006,{"v":1199.745,"d":"1,199.745"},0.022,{"v":2E-3,"d":"0.002"},{"v":1200.962,"d":"1,200.962"},null,0.012,{"v":0.01,"d":"0.010"},{"v":1E-3,"d":"0.001"},118.858,{"v":2E-3,"d":"0.002"},{"v":0,"d":"0.000"},118.979,null,{"v":0.12,"d":"0.120"},0.074,0.006,{"v":1199.745,"d":"1,199.745"},0.022,{"v":2E-3,"d":"0.002"},{"v":1200.962,"d":"1,200.962"},null,{"v":1.187,"d":"1"},{"v":0.296,"d":"0"},{"v":0.06,"d":"0"},{"v":11841.487,"d":"11,841"},{"v":438.279,"d":"438"},{"v":43.828,"d":"44"},null,{"v":199254.359,"d":"199,254"},{"v":58521.172,"d":"58,521"},{"v":199254.359,"d":"199,254"},{"v":58521.172,"d":"58,521"},"EPA/CAMD","EPA/CAMD","EPA/CAMD","EPA/CAMD","EIA","EIA","--","EPA/CAMD","EPA/CAMD",{"$nulls":14},{"v":10093.939178,"d":"10,093.939"},0,0,{"v":19740,"d":"19,740"},0,0,0,0,0,0,0,0,{"v":19740,"d":"19,740"},0,0,{"v":19740,"d":"19,740"},0,{"v":0,"d":"0.0%"},{"v":0,"d":"0.0%"},{"v":1,"d":"100.0%"},{"v":0,"d":"0.0%"},{"v":0,"d":"0.0%"},{"v":0,"d":"0.0%"},{"v":0,"d":"0.0%"},{"v":0,"d":"0.0%"},{"v":0,"d":"0.0%"},{"v":0,"d":"0.0%"},{"v":0,"d":"0.0%"},{"v":1,"d":"100.0%"},{"v":0,"d":"0.0%"},{"v":0,"d":"0.0%"},{"v":1,"d":"100.0%"},{"v":0,"d":"0.0%"}]
[1395,2019,"CA","MM Yolo Power",54567,"Pacific Gas & Electric Co",14328,"Yolo County Community Services Department",61324,"IPP Non-CHP","California Independent System Operator","CISO","WECC","CAMX","WECC California","CAISO","06","113","Yolo",38.596283,-121.687518,5,5,"LFG","BIOMASS",null,{"v":0.76525,"d":"0.7653"},2.8,{"v":0.0579201320939333,"d":"0.0579"},"Yes",{"$nulls":5},{"v":261838.008,"d":"261,838"},{"v":109001.001,"d":"109,001"},{"v":261838.008,"d":"261,838"},{"v":109001.001,"d":"109,001"},{"v":18770.001,"d":"18,770"},{"v":7814.002,"d":"7,814"},0,0,{"v":4.386,"d":"4"},0,0,0,0,null,{"v":0,"d":"0.000"},{"v":0,"d":"0.000"},0.467,{"v":0,"d":"0.000"},{"v":0,"d":"0.000"},{"v":0,"d":"0.000"},{"v":0,"d":"0.000"},null,{"v":0,"d":"0.000"},{"v":0,"d":"0.000"},0.033,{"v":0,"d":"0.000"},{"v":0,"d":"0.000"},{"v":0,"d":"0.000"},{"v":0,"d":"0.000"},null,{"v":0,"d":"0.000"},{"v":0,"d":"0.000"},0.467,{"v":0,"d":"0.000"},{"v":0,"d":"0.000"},{"v":0,"d":"0.000"},{"v":0,"d":"0.000"},null,{"v":201.096,"d":"201"},{"v":83.715,"d":"84"},{"v":5.891,"d":"6"},{"v":16626.657,"d":"16,627"},{"v":609.036,"d":"609"},{"v":60.904,"d":"61"},null,{"v":261838.008,"d":"261,838"},{"v":109001.001,"d":"109,001"},{"v":261838.008,"d":"261,838"},{"v":109001.001,"d":"109,001"},"EIA","EIA","EIA","EIA","EIA","EIA","--","EIA","EIA",{"v":201.096,"d":"201"},{"v":83.715,"d":"84"},{"v":1.506,"d":"2"},{"v":16626.657,"d":"16,627"},{"v":609.036,"d":"609"},{"v":60.904,"d":"61"},{"$nulls":8},{"v":13949.813948,"d":"13,949.814"},0,0,0,0,0,{"v":18770,"d":"18,770"},0,0,0,0,0,0,{"v":18770,"d":"18,770"},{"v":18770,"d":"18,770"},{"v":18770,"d":"18,770"},0,{"v":0,"d":"0.0%"},{"v":0,"d":"0.0%"},{"v":0,"d":"0.0%"},{"v":0,"d":"0.0%"},{"v":0,"d":"0.0%"},{"v":1,"d":"100.0%"},{"v":0,"d":"0.0%"},{"v":0,"d":"0.0%"},{"v":0,"d":"0.0%"},{"v":0,"d":"0.0%"},{"v":0,"d":"0.0%"},{"v":0,"d":"0.0%"},{"v":1,"d":"100.0%"},{"v":1,"d":"100.0%"},{"v":1,"d":"100.0%"},{"v":0,"d":"0.0%"}]
[1419,2019,"CA","Mountain View III",56112,"Southern California Edison Co",17609,"Avangrid Renewables LLC",15399,"IPP Non-CHP","California Independent System Operator","CISO","WECC","CAMX","WECC California","CAISO","06","065","Riverside",33.9141,-116.5914,1,1,"WND","WIND",null,{"v":0.34588,"d":"0.3459"},22.4,{"$nulls":9},{"v":604382,"d":"604,382"},{"v":341133,"d":"341,133"},{"v":67870,"d":"67,870"},{"v":38308,"d":"38,308"},{"$nulls":41},{"v":604382,"d":"604,382"},{"v":341133,"d":"341,133"},{"$nulls":6},"--","EIA","EIA",{"$nulls":15},0,0,0,0,0,0,{"v":67870,"d":"67,870"},0,0,0,0,0,{"v":67870,"d":"67,870"},{"v":67870,"d":"67,870"},0,{"v":67870,"d":"67,870"},{"v":0,"d":"0.0%"},{"v":0,"d":"0.0%"},{"v":0,"d":"0.0%"},{"v":0,"d":"0.0%"},{"v":0,"d":"0.0%"},{"v":0,"d":"0.0%"},{"v":1,"d":"100.0%"},{"v":0,"d":"0.0%"},{"v":0,"d":"0.0%"},{"v":0,"d":"0.0%"},{"v":0,"d":"0.0%"},{"v":0,"d":"0.0%"},{"v":1,"d":"100.0%"},{"v":1,"d":"100.0%"},{"v":0,"d":"0.0%"},{"v":1,"d":"100.0%"}]
[1427,2019,"CA","Murphys",261,"Pacific Gas & Electric Co",14328,"Utica Water & Power Authority",19586,"IPP Non-CHP","California Independent System Operator","CISO","WECC","CAMX","WECC California","CAISO","06","009","Calaveras",38.147093,-120.446396,1,1,"WAT","HYDRO",null,{"v":0.47447,"d":"0.4745"},3.6,{"$nulls":9},{"v":133246,"d":"133,246"},{"v":68064,"d":"68,064"},{"v":14963,"d":"14,963"},{"v":7643,"d":"7,643"},{"$nulls":41},{"v":133246,"d":"133,246"},{"v":68064,"d":"68,064"},{"$nulls":6},"--","EIA","EIA",{"$nulls":15},0,0,0,0,{"v":14963,"d":"14,963"},0,0,0,0,0,0,0,{"v":14963,"d":"14,963"},0,0,{"v":14963,"d":"14,963"},{"v":0,"d":"0.0%"},{"v":0,"d":"0.0%"},{"v":0,"d":"0.0%"},{"v":0,"d":"0.0%"},{"v":1,"d":"100.0%"},{"v":0,"d":"0.0%"},{"v":0,"d":"0.0%"},{"v":0,"d":"0.0%"},{"v":0,"d":"0.0%"},{"v":0,"d":"0.0%"},{"v":0,"d":"0.0%"},{"v":0,"d":"0.0%"},{"v":1,"d":"100.0%"},{"v":0,"d":"0.0%"},{"v":0,"d":"0.0%"},{"v":1,"d":"100.0%"}]
[1458,2019,"CA","North Kern State Prison Phase II",63651,"Southern California Edison Co",17609,"SunE P11L Holdings, LLC",63344,"IPP Non-CHP","California Independent System Operator","CISO","WECC","CAMX","WECC California","CAISO","06","029","Kern",35.780407,-119.30875,1,1,"SUN","SOLAR",null,0.2087,{"v":4,"d":"4.0"},{"$nulls":9},{"v":65122,"d":"65,122"},{"v":35549,"d":"35,549"},{"v":7313,"d":"7,313"},{"v":3992,"d":"3,992"},{"$nulls":41},{"v":65122,"d":"65,122"},{"v":35549,"d":"35,549"},{"$nulls":6},"--","EIA","EIA",{"$nulls":15},0,0,0,0,0,0,0,{"v":7313,"d":"7,313"},0,0,0,0,{"v":7313,"d":"7,313"},{"v":7313,"d":"7,313"},0,{"v":7313,"d":"7,313"},{"v":0,"d":"0.0%"},{"v":0,"d":"0.0%"},{"v":0,"d":"0.0%"},{"v":0,"d":"0.0%"},{"v":0,"d":"0.0%"},{"v":0,"d":"0.0%"},{"v":0,"d":"0.0%"},{"v":1,"d":"100.0%"},{"v":0,"d":"0.0%"},{"v":0,"d":"0.0%"},{"v":0,"d":"0.0%"},{"v":0,"d":"0.0%"},{"v":1,"d":"100.0%"},{"v":1,"d":"100.0%"},{"v":0,"d":"0.0%"},{"v":1,"d":"100.0%"}]
[1482,2019,"CA","Olsen",50180,"Pacific Gas & Electric Co",14328,"Olsen Power Partners",60821,"IPP Non-CHP","California Independent System Operator","CISO","WECC","CAMX","WECC California","CAISO","06","089","Shasta",40.670536,-121.890645,1,1,"WAT","HYDRO",null,{"v":0.32347,"d":"0.3235"},{"v":5,"d":"5.0"},{"$nulls":9},{"v":126165,"d":"126,165"},{"v":64447,"d":"64,447"},{"v":14168,"d":"14,168"},{"v":7237,"d":"7,237"},{"$nulls":41},{"v":126165,"d":"126,165"},{"v":64447,"d":"64,447"},{"$nulls":6},"--","EIA","EIA",{"$nulls":15},0,0,0,0,{"v":14168,"d":"14,168"},0,0,0,0,0,0,0,{"v":14168,"d":"14,168"},0,0,{"v":14168,"d":"14,168"},{"v":0,"d":"0.0%"},{"v":0,"d":"0.0%"},{"v":0,"d":"0.0%"},{"v":0,"d":"0.0%"},{"v":1,"d":"100.0%"},{"v":0,"d":"0.0%"},{"v":0,"d":"0.0%"},{"v":0,"d":"0.0%"},{"v":0,"d":"0.0%"},{"v":0,"d":"0.0%"},{"v":0,"d":"0.0%"},{"v":0,"d":"0.0%"},{"v":1,"d":"100.0%"},{"v":0,"d":"0.0%"},{"v":0,"d":"0.0%"},{"v":1,"d":"100.0%"}]
[1493,2019,"CA","Ormesa I",50766,"Imperial Irrigation District",9216,"Ormat Nevada Inc",34691,"IPP Non-CHP","Imperial Irrigation District","IID","WECC","AZNM","WECC Southwest",null,"06","025","Imperial",32.8156,-115.2568,28,28,"GEO","GEOTHERMAL",null,0.1338,{"v":55.2000000000001,"d":"55.2"},{"$nulls":9},{"v":576137.996,"d":"576,138"},{"v":255979.006,"d":"255,979"},{"v":64698,"d":"64,698"},{"v":28745,"d":"28,745"},0,0,0,0,null,null,0,null,{"v":0,"d":"0.000"},{"v":0,"d":"0.000"},{"v":0,"d":"0.000"},{"v":0,"d":"0.000"},null,null,{"v":0,"d":"0.000"},{"$nulls":17},0,0,0,0,{"$nulls":5},{"v":576137.996,"d":"576,138"},{"v":255979.006,"d":"255,979"},"EIA","EIA","EIA","EIA",null,null,"--","EIA","EIA",{"$nulls":15},0,0,0,0,0,0,0,0,{"v":64698,"d":"64,698"},0,0,0,{"v":64698,"d":"64,698"},{"v":64698,"d":"64,698"},0,{"v":64698,"d":"64,698"},{"v":0,"d":"0.0%"},{"v":0,"d":"0.0%"},{"v":0,"d":"0.0%"},{"v":0,"d":"0.0%"},{"v":0,"d":"0.0%"},{"v":0,"d":"0.0%"},{"v":0,"d":"0.0%"},{"v":0,"d":"0.0%"},{"v":1,"d":"100.0%"},{"v":0,"d":"0.0%"},{"v":0,"d":"0.0%"},{"v":0,"d":"0.0%"},{"v":1,"d":"100.0%"},{"v":1,"d":"100.0%"},{"v":0,"d":"0.0%"},{"v":1,"d":"100.0%"}]
[1514,2019,"CA","Pacific Union College BESS",61795,"Pacific Gas &amp; Electric Co",14328,"ENGIE Storage Services NA LLC",61420,"Commercial Non-CHP","California Independent System Operator","CISO","WECC","CAMX","WECC California","CAISO","06","055","Napa",38.570028,-122.444028,1,1,"MWH","OTHF",null,null,{"v":1,"d":"1.0"},{"$nulls":62},"--"]
[1554,2019,"CA","Pit 6",269,"Pacific Gas & Electric Co",14328,"Pacific Gas & Electric Co.",14328,"Electric Utility","California Independent System Operator","CISO","WECC","CAMX","WECC California","CAISO","06","089","Shasta",40.922568,-121.992906,2,2,"WAT","HYDRO",null,{"v":0.48284,"d":"0.4828"},79.2,{"$nulls":9},{"v":2983103,"d":"2,983,103"},{"v":1523815,"d":"1,523,815"},{"v":334992,"d":"334,992"},{"v":171119,"d":"171,119"},{"$nulls":41},{"v":2983103,"d":"2,983,103"},{"v":1523815,"d":"1,523,815"},{"$nulls":6},"--","EIA","EIA",{"$nulls":15},0,0,0,0,{"v":334992,"d":"334,992"},0,0,0,0,0,0,0,{"v":334992,"d":"334,992"},0,0,{"v":334992,"d":"334,992"},{"v":0,"d":"0.0%"},{"v":0,"d":"0.0%"},{"v":0,"d":"0.0%"},{"v":0,"d":"0.0%"},{"v":1,"d":"100.0%"},{"v":0,"d":"0.0%"},{"v":0,"d":"0.0%"},{"v":0,"d":"0.0%"},{"v":0,"d":"0.0%"},{"v":0,"d":"0.0%"},{"v":0,"d":"0.0%"},{"v":0,"d":"0.0%"},{"v":1,"d":"100.0%"},{"v":0,"d":"0.0%"},{"v":0,"d":"0.0%"},{"v":1,"d":"100.0%"}]
[1557,2019,"CA","Pixar - Emeryville",59803,"Pacific Gas & Electric Co",14328,"Bloom Energy",57128,"IPP Non-CHP","California Independent System Operator","CISO","WECC","CAMX","WECC California","CAISO","06","001","Alameda",37.83286,-122.284003,1,1,"NG","GAS",null,{"v":0.75415,"d":"0.7542"},1.1,{"v":0.0764148332641483,"d":"0.0764"},{"$nulls":6},{"v":61137,"d":"61,137"},{"v":24676,"d":"24,676"},{"v":61137,"d":"61,137"},{"v":24676,"d":"24,676"},{"v":7267,"d":"7,267"},{"v":2933,"d":"2,933"},{"$nulls":4},{"v":134.784,"d":"135"},{"v":13.478,"d":"13"},{"$nulls":6},0.019,{"v":2E-3,"d":"0.002"},{"$nulls":6},{"v":2E-3,"d":"0.002"},{"v":0,"d":"0.000"},{"$nulls":6},0.019,{"v":2E-3,"d":"0.002"},{"$nulls":6},{"v":134.784,"d":"135"},{"v":13.478,"d":"13"},null,{"v":61137,"d":"61,137"},{"v":24676,"d":"24,676"},{"v":61137,"d":"61,137"},{"v":24676,"d":"24,676"},{"$nulls":4},"EIA","EIA","--","EIA","EIA",{"$nulls":14},{"v":8412.962708,"d":"8,412.963"},0,0,{"v":7267,"d":"7,267"},0,0,0,0,0,0,0,0,{"v":7267,"d":"7,267"},0,0,{"v":7267,"d":"7,267"},0,{"v":0,"d":"0.0%"},{"v":0,"d":"0.0%"},{"v":1,"d":"100.0%"},{"v":0,"d":"0.0%"},{"v":0,"d":"0.0%"},{"v":0,"d":"0.0%"},{"v":0,"d":"0.0%"},{"v":0,"d":"0.0%"},{"v":0,"d":"0.0%"},{"v":0,"d":"0.0%"},{"v":0,"d":"0.0%"},{"v":1,"d":"100.0%"},{"v":0,"d":"0.0%"},{"v":0,"d":"0.0%"},{"v":1,"d":"100.0%"},{"v":0,"d":"0.0%"}]
[1593,2019,"CA","Radiance Solar 5",58355,"Southern California Edison Co",17609,"Greenbacker Renewable Energy Corporation",60025,"IPP Non-CHP","California Independent System Operator","CISO","WECC","CAMX","WECC California","CAISO","06","037","Los Angeles",34.665556,-118.286944,1,1,"SUN","SOLAR",null,{"v":0.24437,"d":"0.2444"},1.5,{"$nulls":9},{"v":28595,"d":"28,595"},{"v":15609,"d":"15,609"},{"v":3211,"d":"3,211"},{"v":1753,"d":"1,753"},{"$nulls":41},{"v":28595,"d":"28,595"},{"v":15609,"d":"15,609"},{"$nulls":6},"--","EIA","EIA",{"$nulls":15},0,0,0,0,0,0,0,{"v":3211,"d":"3,211"},0,0,0,0,{"v":3211,"d":"3,211"},{"v":3211,"d":"3,211"},0,{"v":3211,"d":"3,211"},{"v":0,"d":"0.0%"},{"v":0,"d":"0.0%"},{"v":0,"d":"0.0%"},{"v":0,"d":"0.0%"},{"v":0,"d":"0.0%"},{"v":0,"d":"0.0%"},{"v":0,"d":"0.0%"},{"v":1,"d":"100.0%"},{"v":0,"d":"0.0%"},{"v":0,"d":"0.0%"},{"v":0,"d":"0.0%"},{"v":0,"d":"0.0%"},{"v":1,"d":"100.0%"},{"v":1,"d":"100.0%"},{"v":0,"d":"0.0%"},{"v":1,"d":"100.0%"}]
[1612,2019,"CA","RE Camelot LLC",58983,"Southern California Edison Co",17609,"Dominion Renewable Energy",58468,"IPP Non-CHP","California Independent System Operator","CISO","WECC","CAMX","WECC California","CAISO","06","029","Kern",35.026667,-118.185556,1,1,"SUN","SOLAR",null,{"v":0.31377,"d":"0.3138"},{"v":45,"d":"45.0"},{"$nulls":9},{"v":1101441,"d":"1,101,441"},{"v":601247,"d":"601,247"},{"v":123688,"d":"123,688"},{"v":67518,"d":"67,518"},{"$nulls":41},{"v":1101441,"d":"1,101,441"},{"v":601247,"d":"601,247"},{"$nulls":6},"--","EIA","EIA",{"$nulls":15},0,0,0,0,0,0,0,{"v":123688,"d":"123,688"},0,0,0,0,{"v":123688,"d":"123,688"},{"v":123688,"d":"123,688"},0,{"v":123688,"d":"123,688"},{"v":0,"d":"0.0%"},{"v":0,"d":"0.0%"},{"v":0,"d":"0.0%"},{"v":0,"d":"0.0%"},{"v":0,"d":"0.0%"},{"v":0,"d":"0.0%"},{"v":0,"d":"0.0%"},{"v":1,"d":"100.0%"},{"v":0,"d":"0.0%"},{"v":0,"d":"0.0%"},{"v":0,"d":"0.0%"},{"v":0,"d":"0.0%"},{"v":1,"d":"100.0%"},{"v":1,"d":"100.0%"},{"v":0,"d":"0.0%"},{"v":1,"d":"100.0%"}]
[1632,2019,"CA","RE McKenzie 2 LLC",57817,"Sacramento Municipal Util Dist",16534,"Gamma Genco CV LLC",62948,"IPP Non-CHP","Balancing Authority of Northern California","BANC","WECC","CAMX","WECC California",null,"06","067","Sacramento",38.302594,-121.295819,1,1,"SUN","SOLAR",null,{"v":0.27637,"d":"0.2764"},{"v":5,"d":"5.0"},{"$nulls":9},{"v":107794,"d":"107,794"},{"v":58842,"d":"58,842"},{"v":12105,"d":"12,105"},{"v":6608,"d":"6,608"},{"$nulls":41},{"v":107794,"d":"107,794"},{"v":58842,"d":"58,842"},{"$nulls":6},"--","EIA","EIA",{"$nulls":15},0,0,0,0,0,0,0,{"v":12105,"d":"12,105"},0,0,0,0,{"v":12105,"d":"12,105"},{"v":12105,"d":"12,105"},0,{"v":12105,"d":"12,105"},{"v":0,"d":"0.0%"},{"v":0,"d":"0.0%"},{"v":0,"d":"0.0%"},{"v":0,"d":"0.0%"},{"v":0,"d":"0.0%"},{"v":0,"d":"0.0%"},{"v":0,"d":"0.0%"},{"v":1,"d":"100.0%"},{"v":0,"d":"0.0%"},{"v":0,"d":"0.0%"},{"v":0,"d":"0.0%"},{"v":0,"d":"0.0%"},{"v":1,"d":"100.0%"},{"v":1,"d":"100.0%"},{"v":0,"d":"0.0%"},{"v":1,"d":"100.0%"}]
[1667,2019,"CA","Rising Tree Wind Farm",57621,"Southern California Edison Co",17609,"Rising Tree Wind Farm LLC",56937,"IPP Non-CHP","California Independent System Operator","CISO","WECC","CAMX","WECC California","CAISO","06","029","Kern",35.0775,-118.218333,1,1,"WND","WIND",null,{"v":0.34209,"d":"0.3421"},79.2,{"$nulls":9},{"v":2113477,"d":"2,113,477"},{"v":1192917,"d":"1,192,917"},{"v":237336,"d":"237,336"},{"v":133960,"d":"133,960"},{"$nulls":41},{"v":2113477,"d":"2,113,477"},{"v":1192917,"d":"1,192,917"},{"$nulls":6},"--","EIA","EIA",{"$nulls":15},0,0,0,0,0,0,{"v":237336,"d":"237,336"},0,0,0,0,0,{"v":237336,"d":"237,336"},{"v":237336,"d":"237,336"},0,{"v":237336,"d":"237,336"},{"v":0,"d":"0.0%"},{"v":0,"d":"0.0%"},{"v":0,"d":"0.0%"},{"v":0,"d":"0.0%"},{"v":0,"d":"0.0%"},{"v":0,"d":"0.0%"},{"v":1,"d":"100.0%"},{"v":0,"d":"0.0%"},{"v":0,"d":"0.0%"},{"v":0,"d":"0.0%"},{"v":0,"d":"0.0%"},{"v":0,"d":"0.0%"},{"v":1,"d":"100.0%"},{"v":1,"d":"100.0%"},{"v":0,"d":"0.0%"},{"v":1,"d":"100.0%"}]
[1689,2019,"CA","Roseville Power Plant #2",7452,"City of Roseville - (CA)",16295,"City of Roseville - (CA)",16295,"Electric Utility","Balancing Authority of Northern California","BANC","WECC","CAMX","WECC California",null,"06","061","Placer",38.810677,-121.323807,2,2,"NG","GAS",null,{"v":0.00244,"d":"0.0024"},{"v":66,"d":"66.0"},{"v":1,"d":"1.0000"},{"$nulls":6},{"v":27468,"d":"27,468"},{"v":11073,"d":"11,073"},{"v":27468,"d":"27,468"},{"v":11073,"d":"11,073"},{"v":1411,"d":"1,411"},569,{"v":4.212,"d":"4"},{"v":1.7,"d":"2"},{"v":0.044,"d":"0"},{"v":1605.354,"d":"1,605"},{"v":60.711,"d":"61"},{"v":6.094,"d":"6"},{"v":1607.021,"d":"1,607"},null,{"v":5.97,"d":"5.970"},5.975,0.062,{"v":2275.484,"d":"2,275.484"},0.043,0.004,{"v":2277.847,"d":"2,277.847"},null,0.307,0.307,0.003,116.889,{"v":2E-3,"d":"0.002"},{"v":0,"d":"0.000"},{"v":117.01,"d":"117.010"},null,{"v":5.97,"d":"5.970"},5.975,0.062,{"v":2275.484,"d":"2,275.484"},0.043,0.004,{"v":2277.847,"d":"2,277.847"},null,{"v":4.212,"d":"4"},{"v":1.7,"d":"2"},{"v":0.044,"d":"0"},{"v":1605.354,"d":"1,605"},{"v":60.711,"d":"61"},{"v":6.094,"d":"6"},null,{"v":27468,"d":"27,468"},{"v":11073,"d":"11,073"},{"v":27468,"d":"27,468"},{"v":11073,"d":"11,073"},"EIA","EIA","EIA","EIA","EIA","EIA","--","EIA","EIA",{"$nulls":14},{"v":19467.044649,"d":"19,467.045"},0,{"v":1.778,"d":"2"},{"v":1409.222,"d":"1,409"},0,0,0,0,0,0,0,0,{"v":1411,"d":"1,411"},0,0,{"v":1411,"d":"1,411"},0,{"v":0,"d":"0.0%"},{"v":1.26009922041106E-3,"d":"0.1%"},{"v":0.998739900779589,"d":"99.9%"},{"v":0,"d":"0.0%"},{"v":0,"d":"0.0%"},{"v":0,"d":"0.0%"},{"v":0,"d":"0.0%"},{"v":0,"d":"0.0%"},{"v":0,"d":"0.0%"},{"v":0,"d":"0.0%"},{"v":0,"d":"0.0%"},{"v":1,"d":"100.0%"},{"v":0,"d":"0.0%"},{"v":0,"d":"0.0%"},{"v":1,"d":"100.0%"},{"v":0,"d":"0.0%"}]
[1699,2019,"CA","Sacramento Power Authority Cogen",7552,"Sacramento Municipal Util Dist",16534,"Sacramento Municipal Util Dist",16534,"Electric Utility","Balancing Authority of Northern California","BANC","WECC","CAMX","WECC California",null,"06","067","Sacramento",38.511,-121.4735,1,2,"NG","GAS",null,{"v":0.42303,"d":"0.4230"},173.9,{"v":0.628275316995807,"d":"0.6283"},null,"Yes",{"v":82898.4,"d":"82,898"},{"v":26.532,"d":"27"},{"v":0.972509,"d":"0.9725"},null,{"v":5178908.383,"d":"5,178,908"},{"v":1986635.036,"d":"1,986,635"},{"v":5178908.383,"d":"5,178,908"},{"v":1986635.036,"d":"1,986,635"},{"v":644436,"d":"644,436"},{"v":243363,"d":"243,363"},{"v":24.854,"d":"25"},{"v":9.492,"d":"9"},{"v":1.554,"d":"2"},{"v":307774.712,"d":"307,775"},{"v":11212.725,"d":"11,213"},{"v":1121.272,"d":"1,121"},{"v":308081.941,"d":"308,082"},null,0.077,0.078,0.005,955.175,0.017,{"v":2E-3,"d":"0.002"},956.129,null,{"v":0.01,"d":"0.010"},{"v":0.01,"d":"0.010"},{"v":1E-3,"d":"0.001"},118.857,{"v":2E-3,"d":"0.002"},{"v":0,"d":"0.000"},118.976,null,0.077,0.078,0.005,955.175,0.017,{"v":2E-3,"d":"0.002"},956.129,null,{"v":25.557,"d":"26"},{"v":9.76,"d":"10"},{"v":1.598,"d":"2"},{"v":316474.812,"d":"316,475"},{"v":11529.683,"d":"11,530"},{"v":1152.968,"d":"1,153"},null,{"v":5325304.5,"d":"5,325,305"},{"v":2042792.75,"d":"2,042,793"},{"v":5325304.5,"d":"5,325,305"},{"v":2042792.75,"d":"2,042,793"},"EPA/CAMD","EPA/CAMD","EPA/CAMD","EPA/CAMD","EIA","EIA","--","EPA/CAMD","EPA/CAMD",{"$nulls":6},{"v":146396.117,"d":"146,396"},{"v":56157.714,"d":"56,158"},{"v":0.703,"d":"1"},{"v":0.268,"d":"0"},{"v":0.044,"d":"0"},{"v":8700.1,"d":"8,700"},{"v":316.959,"d":"317"},{"v":31.696,"d":"32"},{"v":8036.342449,"d":"8,036.342"},0,0,{"v":644436,"d":"644,436"},0,0,0,0,0,0,0,0,{"v":644436,"d":"644,436"},0,0,{"v":644436,"d":"644,436"},0,{"v":0,"d":"0.0%"},{"v":0,"d":"0.0%"},{"v":1,"d":"100.0%"},{"v":0,"d":"0.0%"},{"v":0,"d":"0.0%"},{"v":0,"d":"0.0%"},{"v":0,"d":"0.0%"},{"v":0,"d":"0.0%"},{"v":0,"d":"0.0%"},{"v":0,"d":"0.0%"},{"v":0,"d":"0.0%"},{"v":1,"d":"100.0%"},{"v":0,"d":"0.0%"},{"v":0,"d":"0.0%"},{"v":1,"d":"100.0%"},{"v":0,"d":"0.0%"}]
[1728,2019,"CA","San Jacinto Solar",60972,"Southern California Edison Co",17609,"Ecos Energy LLC",58135,"IPP Non-CHP","California Independent System Operator","CISO","WECC","CAMX","WECC California","CAISO","06","065","Riverside",33.8346,-117.1309,1,1,"SUN","SOLAR",null,null,1.5,{"$nulls":62},"--"]
[1754,2019,"CA","Sargent Canyon Cogen Facility",50864,"Pacific Gas & Electric Co",14328,"Sargent Canyon Cogeneration Co",16636,"IPP CHP","California Independent System Operator","CISO","WECC","CAMX","WECC California","CAISO","06","053","Monterey",35.9359,-120.8408,1,1,"NG","GAS",null,{"v":0,"d":"0.0000"},38.2,null,null,"Yes",0,null,{"v":1,"d":"1.0000"},{"$nulls":5},0,0,{"$nulls":49},"--",{"$nulls":17},0,0,0,0,0,0,0,0,0,0,0,0,0,0,0,0]
[1767,2019,"CA","Scott Flat",839,"Pacific Gas & Electric Co",14328,"Nevada Irrigation District",13402,"IPP Non-CHP","California Independent System Operator","CISO","WECC","CAMX","WECC California","CAISO","06","057","Nevada",39.272108,-120.932508,1,1,"WAT","HYDRO",null,{"v":0.56541,"d":"0.5654"},{"v":1,"d":"1.0"},{"$nulls":9},{"v":44105,"d":"44,105"},{"v":22529,"d":"22,529"},{"v":4953,"d":"4,953"},{"v":2530,"d":"2,530"},{"$nulls":41},{"v":44105,"d":"44,105"},{"v":22529,"d":"22,529"},{"$nulls":6},"--","EIA","EIA",{"$nulls":15},0,0,0,0,{"v":4953,"d":"4,953"},0,0,0,0,0,0,0,{"v":4953,"d":"4,953"},0,0,{"v":4953,"d":"4,953"},{"v":0,"d":"0.0%"},{"v":0,"d":"0.0%"},{"v":0,"d":"0.0%"},{"v":0,"d":"0.0%"},{"v":1,"d":"100.0%"},{"v":0,"d":"0.0%"},{"v":0,"d":"0.0%"},{"v":0,"d":"0.0%"},{"v":0,"d":"0.0%"},{"v":0,"d":"0.0%"},{"v":0,"d":"0.0%"},{"v":0,"d":"0.0%"},{"v":1,"d":"100.0%"},{"v":0,"d":"0.0%"},{"v":0,"d":"0.0%"},{"v":1,"d":"100.0%"}]
[1797,2019,"CA","Shasta",445,"WAPA-- Western Area Power Administration",27000,"U S Bureau of Reclamation",2518,"Electric Utility","Western Area Power Administration - Desert Southwest Region","WALC","WECC","NWPP","WECC Northwest",null,"06","089","Shasta",40.717455,-122.422274,7,7,"WAT","HYDRO",null,{"v":0.36677,"d":"0.3668"},{"v":714,"d":"714.0"},{"$nulls":9},{"v":20427953.562,"d":"20,427,954"},{"v":9841244.27,"d":"9,841,244"},{"v":2293986.998,"d":"2,293,987"},{"v":1105136.999,"d":"1,105,137"},{"$nulls":41},{"v":20427953.562,"d":"20,427,954"},{"v":9841244.27,"d":"9,841,244"},{"$nulls":6},"--","EIA","EIA",{"$nulls":15},0,0,0,0,{"v":2293987,"d":"2,293,987"},0,0,0,0,0,0,0,{"v":2293987,"d":"2,293,987"},0,0,{"v":2293987,"d":"2,293,987"},{"v":0,"d":"0.0%"},{"v":0,"d":"0.0%"},{"v":0,"d":"0.0%"},{"v":0,"d":"0.0%"},{"v":1,"d":"100.0%"},{"v":0,"d":"0.0%"},{"v":0,"d":"0.0%"},{"v":0,"d":"0.0%"},{"v":0,"d":"0.0%"},{"v":0,"d":"0.0%"},{"v":0,"d":"0.0%"},{"v":0,"d":"0.0%"},{"v":1,"d":"100.0%"},{"v":0,"d":"0.0%"},{"v":0,"d":"0.0%"},{"v":1,"d":"100.0%"}]
[1806,2019,"CA","Sierra Pacific Anderson Facility",55049,"Pacific Gas & Electric Co",14328,"Sierra Pacific Industries Inc",17164,"Industrial CHP","California Independent System Operator","CISO","WECC","CAMX","WECC California","CAISO","06","089","Shasta",40.4731,-122.3206,1,1,"WDS","BIOMASS",null,null,{"v":4,"d":"4.0"},{"$nulls":62},"--"]
[1829,2019,"CA","SMUD at Lawrence",57753,"Sacramento Municipal Util Dist",16534,"Sacramento PV Energy, LLC",56995,"IPP Non-CHP","Balancing Authority of Northern California","BANC","WECC","CAMX","WECC California",null,"06","067","Sacramento",38.338868,-121.431342,1,1,"SUN","SOLAR",null,{"v":0.20753,"d":"0.2075"},{"v":1,"d":"1.0"},{"$nulls":9},{"v":16189,"d":"16,189"},{"v":8837,"d":"8,837"},{"v":1818,"d":"1,818"},992,{"$nulls":41},{"v":16189,"d":"16,189"},{"v":8837,"d":"8,837"},{"$nulls":6},"--","EIA","EIA",{"$nulls":15},0,0,0,0,0,0,0,{"v":1818,"d":"1,818"},0,0,0,0,{"v":1818,"d":"1,818"},{"v":1818,"d":"1,818"},0,{"v":1818,"d":"1,818"},{"v":0,"d":"0.0%"},{"v":0,"d":"0.0%"},{"v":0,"d":"0.0%"},{"v":0,"d":"0.0%"},{"v":0,"d":"0.0%"},{"v":0,"d":"0.0%"},{"v":0,"d":"0.0%"},{"v":1,"d":"100.0%"},{"v":0,"d":"0.0%"},{"v":0,"d":"0.0%"},{"v":0,"d":"0.0%"},{"v":0,"d":"0.0%"},{"v":1,"d":"100.0%"},{"v":1,"d":"100.0%"},{"v":0,"d":"0.0%"},{"v":1,"d":"100.0%"}]
[1863,2019,"CA","Solar Photovoltaic Project #22",57237,"Southern California Edison Co",17609,"Southern California Edison Co",17609,"Electric Utility","California Independent System Operator","CISO","WECC","CAMX","WECC California","CAISO","06","071","San Bernardino",34.08,-117.2114,4,4,"SUN","SOLAR",null,{"v":0.09812,"d":"0.0981"},{"v":2,"d":"2.0"},{"$nulls":9},{"v":15308,"d":"15,308"},{"v":8356,"d":"8,356"},{"v":1719,"d":"1,719"},938,{"$nulls":41},{"v":15308,"d":"15,308"},{"v":8356,"d":"8,356"},{"$nulls":6},"--","EIA","EIA",{"$nulls":15},0,0,0,0,0,0,0,{"v":1719,"d":"1,719"},0,0,0,0,{"v":1719,"d":"1,719"},{"v":1719,"d":"1,719"},0,{"v":1719,"d":"1,719"},{"v":0,"d":"0.0%"},{"v":0,"d":"0.0%"},{"v":0,"d":"0.0%"},{"v":0,"d":"0.0%"},{"v":0,"d":"0.0%"},{"v":0,"d":"0.0%"},{"v":0,"d":"0.0%"},{"v":1,"d":"100.0%"},{"v":0,"d":"0.0%"},{"v":0,"d":"0.0%"},{"v":0,"d":"0.0%"},{"v":0,"d":"0.0%"},{"v":1,"d":"100.0%"},{"v":1,"d":"100.0%"},{"v":0,"d":"0.0%"},{"v":1,"d":"100.0%"}]
[1884,2019,"CA","Solar Star 2",58389,"Southern California Edison Co",17609,"Solar Star California XX, LLC",59872,"IPP Non-CHP","California Independent System Operator","CISO","WECC","CAMX","WECC California","CAISO","06","029","Kern",34.848611,-118.352778,6,6,"SUN","SOLAR",null,{"v":0.30948,"d":"0.3095"},{"v":279,"d":"279.0"},{"$nulls":9},{"v":6735501.062,"d":"6,735,501"},{"v":3664522.953,"d":"3,664,523"},{"v":756373.001,"d":"756,373"},{"v":411512.999,"d":"411,513"},{"$nulls":41},{"v":6735501.062,"d":"6,735,501"},{"v":3664522.953,"d":"3,664,523"},{"$nulls":6},"--","EIA","EIA",{"$nulls":15},0,0,0,0,0,0,0,{"v":756373,"d":"756,373"},0,0,0,0,{"v":756373,"d":"756,373"},{"v":756373,"d":"756,373"},0,{"v":756373,"d":"756,373"},{"v":0,"d":"0.0%"},{"v":0,"d":"0.0%"},{"v":0,"d":"0.0%"},{"v":0,"d":"0.0%"},{"v":0,"d":"0.0%"},{"v":0,"d":"0.0%"},{"v":0,"d":"0.0%"},{"v":1,"d":"100.0%"},{"v":0,"d":"0.0%"},{"v":0,"d":"0.0%"},{"v":0,"d":"0.0%"},{"v":0,"d":"0.0%"},{"v":1,"d":"100.0%"},{"v":1,"d":"100.0%"},{"v":0,"d":"0.0%"},{"v":1,"d":"100.0%"}]
[1902,2019,"CA","Southern Owens Valley Solar Ranch",57304,"Los Angeles City of",11208,"Los Angeles Department of Water & Power",11208,"Electric Utility","Los Angeles Department of Water and Power","LDWP","WECC","CAMX","WECC California",null,"06","027","Inyo",36.797739,-118.083801,1,1,"SUN","SOLAR",null,null,{"v":200,"d":"200.0"},{"$nulls":62},"--"]
[1923,2019,"CA","Staples La Mirada, CA",57683,"Southern California Edison Co",17609,"SunE WF3-ST Holdings, LLC",57007,"IPP Non-CHP","California Independent System Operator","CISO","WECC","CAMX","WECC California","CAISO","06","037","Los Angeles",33.881667,-118.0175,1,1,"SUN","SOLAR",null,{"v":0.15805,"d":"0.1581"},1.1,{"$nulls":9},{"v":13561,"d":"13,561"},{"v":7403,"d":"7,403"},{"v":1523,"d":"1,523"},831,{"$nulls":41},{"v":13561,"d":"13,561"},{"v":7403,"d":"7,403"},{"$nulls":6},"--","EIA","EIA",{"$nulls":15},0,0,0,0,0,0,0,{"v":1523,"d":"1,523"},0,0,0,0,{"v":1523,"d":"1,523"},{"v":1523,"d":"1,523"},0,{"v":1523,"d":"1,523"},{"v":0,"d":"0.0%"},{"v":0,"d":"0.0%"},{"v":0,"d":"0.0%"},{"v":0,"d":"0.0%"},{"v":0,"d":"0.0%"},{"v":0,"d":"0.0%"},{"v":0,"d":"0.0%"},{"v":1,"d":"100.0%"},{"v":0,"d":"0.0%"},{"v":0,"d":"0.0%"},{"v":0,"d":"0.0%"},{"v":0,"d":"0.0%"},{"v":1,"d":"100.0%"},{"v":1,"d":"100.0%"},{"v":0,"d":"0.0%"},{"v":1,"d":"100.0%"}]
[1937,2019,"CA","Sun City Project LLC",57360,"Pacific Gas & Electric Co",14328,"Avenal Solar Holdings LLC",56700,"IPP Non-CHP","California Independent System Operator","CISO","WECC","CAMX","WECC California","CAISO","06","031","Kings",35.983056,-120.110277,1,1,"SUN","SOLAR",null,{"v":0.18498,"d":"0.1850"},{"v":20,"d":"20.0"},{"$nulls":9},{"v":288605,"d":"288,605"},{"v":157541,"d":"157,541"},{"v":32409,"d":"32,409"},{"v":17691,"d":"17,691"},{"$nulls":41},{"v":288605,"d":"288,605"},{"v":157541,"d":"157,541"},{"$nulls":6},"--","EIA","EIA",{"$nulls":15},0,0,0,0,0,0,0,{"v":32409,"d":"32,409"},0,0,0,0,{"v":32409,"d":"32,409"},{"v":32409,"d":"32,409"},0,{"v":32409,"d":"32,409"},{"v":0,"d":"0.0%"},{"v":0,"d":"0.0%"},{"v":0,"d":"0.0%"},{"v":0,"d":"0.0%"},{"v":0,"d":"0.0%"},{"v":0,"d":"0.0%"},{"v":0,"d":"0.0%"},{"v":1,"d":"100.0%"},{"v":0,"d":"0.0%"},{"v":0,"d":"0.0%"},{"v":0,"d":"0.0%"},{"v":0,"d":"0.0%"},{"v":1,"d":"100.0%"},{"v":1,"d":"100.0%"},{"v":0,"d":"0.0%"},{"v":1,"d":"100.0%"}]
[1980,2019,"CA","Thermalito",438,"Pacific Gas & Electric Co",14328,"California Dept. of Water Resources",3255,"Electric Utility","California Independent System Operator","CISO","WECC","CAMX","WECC California","CAISO","06","007","Butte",39.514893,-121.630077,4,4,"WAT","HYDRO",null,null,115.1,{"$nulls":6},"Yes",{"$nulls":55},"--"]
[1992,2019,"CA","Torrance Refining Company, LLC",50624,"Southern California Edison Co",17609,"Torrance Refining Company, LLC",60657,"Industrial CHP","California Independent System Operator","CISO","WECC","CAMX","WECC California","CAISO","06","037","Los Angeles",33.85336,-118.33,3,3,"PRG","OTHF",null,{"v":0.41924,"d":"0.4192"},49.3,{"v":0.634605172568161,"d":"0.6346"},null,"Yes",{"v":998575.2,"d":"998,575"},{"v":0.619,"d":"1"},{"v":0.452084,"d":"0.4521"},null,{"v":818944.346,"d":"818,944"},{"v":438350.381,"d":"438,350"},{"v":1438198.346,"d":"1,438,198"},{"v":768253.388,"d":"768,253"},{"v":181055,"d":"181,055"},{"v":96507,"d":"96,507"},{"v":69.61,"d":"70"},{"v":37.26,"d":"37"},{"v":0.231,"d":"0"},{"v":47862.816,"d":"47,863"},{"v":1805.772,"d":"1,806"},{"v":180.168,"d":"180"},{"v":47912.234,"d":"47,912"},null,0.769,0.772,0.003,{"v":528.71,"d":"528.710"},{"v":0.01,"d":"0.010"},{"v":1E-3,"d":"0.001"},529.256,null,{"v":0.17,"d":"0.170"},{"v":0.17,"d":"0.170"},{"v":1E-3,"d":"0.001"},116.889,{"v":2E-3,"d":"0.002"},{"v":0,"d":"0.000"},{"v":117.01,"d":"117.010"},null,0.769,0.772,0.003,{"v":528.71,"d":"528.710"},{"v":0.01,"d":"0.010"},{"v":1E-3,"d":"0.001"},529.256,null,{"v":153.976,"d":"154"},{"v":82.418,"d":"82"},{"v":0.512,"d":"1"},{"v":105871.562,"d":"105,872"},{"v":3994.331,"d":"3,994"},{"v":398.527,"d":"399"},null,{"v":1811488,"d":"1,811,488"},{"v":969622,"d":"969,622"},{"v":2430742,"d":"2,430,742"},{"v":1299525.008,"d":"1,299,525"},"EIA","EIA","EIA","EIA","EIA","EIA","--","EIA","EIA",{"$nulls":6},{"v":992543.654,"d":"992,544"},{"v":531271.619,"d":"531,272"},{"v":84.366,"d":"84"},{"v":45.158,"d":"45"},{"v":0.28,"d":"0"},{"v":58008.746,"d":"58,009"},{"v":2188.559,"d":"2,189"},{"v":218.36,"d":"218"},{"v":4523.179949,"d":"4,523.180"},0,0,0,0,0,0,0,0,0,{"v":111515,"d":"111,515"},{"v":69540,"d":"69,540"},{"v":181055,"d":"181,055"},0,0,{"v":181055,"d":"181,055"},0,{"v":0,"d":"0.0%"},{"v":0,"d":"0.0%"},{"v":0,"d":"0.0%"},{"v":0,"d":"0.0%"},{"v":0,"d":"0.0%"},{"v":0,"d":"0.0%"},{"v":0,"d":"0.0%"},{"v":0,"d":"0.0%"},{"v":0,"d":"0.0%"},{"v":0.615917815028582,"d":"61.6%"},{"v":0.384082184971418,"d":"38.4%"},{"v":1,"d":"100.0%"},{"v":0,"d":"0.0%"},{"v":0,"d":"0.0%"},{"v":1,"d":"100.0%"},{"v":0,"d":"0.0%"}]
[2019,2019,"CA","Univ of San Francisco Cogen",50089,"Pacific Gas & Electric Co",14328,"University of San Francisco",24010,"Commercial CHP","California Independent System Operator","CISO","WECC","CAMX","WECC California","CAISO","06","075","San Francisco",37.77656,-122.451878,1,1,"NG","GAS",null,{"v":0.70662,"d":"0.7066"},1.5,{"v":0.155631659056316,"d":"0.1556"},null,"Yes",{"v":33265.6,"d":"33,266"},{"v":0.953,"d":"1"},{"v":0.559504,"d":"0.5595"},null,{"v":66747.172,"d":"66,747"},{"v":26940.127,"d":"26,940"},{"v":66747.172,"d":"66,747"},{"v":26940.127,"d":"26,940"},{"v":9285,"d":"9,285"},{"v":3748,"d":"3,748"},{"v":89.601,"d":"90"},{"v":36.164,"d":"36"},{"v":0.107,"d":"0"},{"v":3901.007,"d":"3,901"},{"v":147.152,"d":"147"},{"v":14.715,"d":"15"},{"v":3905.039,"d":"3,905"},null,{"v":19.3,"d":"19.300"},19.298,0.023,840.282,0.016,{"v":2E-3,"d":"0.002"},{"v":841.15,"d":"841.150"},null,2.685,2.685,0.003,116.889,{"v":2E-3,"d":"0.002"},{"v":0,"d":"0.000"},{"v":117.01,"d":"117.010"},null,{"v":19.3,"d":"19.300"},19.298,0.023,840.282,0.016,{"v":2E-3,"d":"0.002"},{"v":841.15,"d":"841.150"},null,{"v":160.143,"d":"160"},{"v":64.636,"d":"65"},{"v":0.191,"d":"0"},{"v":6972.257,"d":"6,972"},{"v":263.005,"d":"263"},{"v":26.301,"d":"26"},null,{"v":119297,"d":"119,297"},{"v":48150,"d":"48,150"},{"v":119297,"d":"119,297"},{"v":48150,"d":"48,150"},"EIA","EIA","EIA","EIA","EIA","EIA","--","EIA","EIA",{"$nulls":6},{"v":52549.828,"d":"52,550"},{"v":21209.873,"d":"21,210"},{"v":70.542,"d":"71"},{"v":28.472,"d":"28"},{"v":0.084,"d":"0"},{"v":3071.25,"d":"3,071"},{"v":115.853,"d":"116"},{"v":11.585,"d":"12"},{"v":7188.709969,"d":"7,188.710"},0,0,{"v":9285,"d":"9,285"},0,0,0,0,0,0,0,0,{"v":9285,"d":"9,285"},0,0,{"v":9285,"d":"9,285"},0,{"v":0,"d":"0.0%"},{"v":0,"d":"0.0%"},{"v":1,"d":"100.0%"},{"v":0,"d":"0.0%"},{"v":0,"d":"0.0%"},{"v":0,"d":"0.0%"},{"v":0,"d":"0.0%"},{"v":0,"d":"0.0%"},{"v":0,"d":"0.0%"},{"v":0,"d":"0.0%"},{"v":0,"d":"0.0%"},{"v":1,"d":"100.0%"},{"v":0,"d":"0.0%"},{"v":0,"d":"0.0%"},{"v":1,"d":"100.0%"},{"v":0,"d":"0.0%"}]
[2035,2019,"CA","Valencia 1 Solar CA",61418,"Imperial Irrigation District",9216,"ZGlobal Inc",60059,"IPP Non-CHP","Imperial Irrigation District","IID","WECC","AZNM","WECC Southwest",null,"06","025","Imperial",33.04358,-115.62779,1,1,"SUN","SOLAR",null,{"v":0.24623,"d":"0.2462"},{"v":3,"d":"3.0"},{"$nulls":9},{"v":57624,"d":"57,624"},{"v":31455,"d":"31,455"},{"v":6471,"d":"6,471"},{"v":3532,"d":"3,532"},{"$nulls":41},{"v":57624,"d":"57,624"},{"v":31455,"d":"31,455"},{"$nulls":6},"--","EIA","EIA",{"$nulls":15},0,0,0,0,0,0,0,{"v":6471,"d":"6,471"},0,0,0,0,{"v":6471,"d":"6,471"},{"v":6471,"d":"6,471"},0,{"v":6471,"d":"6,471"},{"v":0,"d":"0.0%"},{"v":0,"d":"0.0%"},{"v":0,"d":"0.0%"},{"v":0,"d":"0.0%"},{"v":0,"d":"0.0%"},{"v":0,"d":"0.0%"},{"v":0,"d":"0.0%"},{"v":1,"d":"100.0%"},{"v":0,"d":"0.0%"},{"v":0,"d":"0.0%"},{"v":0,"d":"0.0%"},{"v":0,"d":"0.0%"},{"v":1,"d":"100.0%"},{"v":1,"d":"100.0%"},{"v":0,"d":"0.0%"},{"v":1,"d":"100.0%"}]
[2058,2019,"CA","Verwey-Hanford Dairy Digester #2",62418,"Pacific Gas & Electric Co.",14328,"Hanford Renewable Energy LLC",61952,"IPP Non-CHP","California Independent System Operator","CISO","WECC","CAMX","WECC California","CAISO","06","031","Kings",36.18519,-119.681495,1,1,"OBG","BIOMASS",null,{"v":0.36564,"d":"0.3656"},{"v":1,"d":"1.0"},{"v":0.723934550989345,"d":"0.7239"},"Yes",{"$nulls":5},{"v":44119,"d":"44,119"},{"v":22878,"d":"22,878"},{"v":44119,"d":"44,119"},{"v":22878,"d":"22,878"},{"v":3203,"d":"3,203"},{"v":1661,"d":"1,661"},{"v":100.652,"d":"101"},{"v":52.194,"d":"52"},{"v":0.143,"d":"0"},0,{"v":102.621,"d":"103"},{"v":10.262,"d":"10"},{"v":2.812,"d":"3"},null,62.849,62.846,{"v":0.09,"d":"0.090"},{"v":0,"d":"0.000"},0.032,0.003,1.756,null,4.563,4.563,0.007,{"v":0,"d":"0.000"},{"v":2E-3,"d":"0.002"},{"v":0,"d":"0.000"},0.127,null,62.849,62.846,{"v":0.09,"d":"0.090"},{"v":0,"d":"0.000"},0.032,0.003,1.756,null,{"v":100.652,"d":"101"},{"v":52.194,"d":"52"},{"v":0.143,"d":"0"},{"v":2801.547,"d":"2,802"},{"v":102.621,"d":"103"},{"v":10.262,"d":"10"},null,{"v":44119,"d":"44,119"},{"v":22878,"d":"22,878"},{"v":44119,"d":"44,119"},{"v":22878,"d":"22,878"},"EIA","EIA","EIA","EIA","EIA","EIA","--","EIA","EIA",{"$nulls":3},{"v":2801.547,"d":"2,802"},{"$nulls":10},{"v":13774.274118,"d":"13,774.274"},0,0,0,0,0,{"v":3203,"d":"3,203"},0,0,0,0,0,0,{"v":3203,"d":"3,203"},{"v":3203,"d":"3,203"},{"v":3203,"d":"3,203"},0,{"v":0,"d":"0.0%"},{"v":0,"d":"0.0%"},{"v":0,"d":"0.0%"},{"v":0,"d":"0.0%"},{"v":0,"d":"0.0%"},{"v":1,"d":"100.0%"},{"v":0,"d":"0.0%"},{"v":0,"d":"0.0%"},{"v":0,"d":"0.0%"},{"v":0,"d":"0.0%"},{"v":0,"d":"0.0%"},{"v":0,"d":"0.0%"},{"v":1,"d":"100.0%"},{"v":1,"d":"100.0%"},{"v":1,"d":"100.0%"},{"v":0,"d":"0.0%"}]
[2090,2019,"CA","Walnut Energy Center",56078,"Turlock Irrigation District",19281,"Turlock Irrigation District",19281,"Electric Utility","Turlock Irrigation District","TIDC","WECC","CAMX","WECC California",null,"06","099","Stanislaus",37.4878,-120.8956,2,3,"NG","GAS",null,{"v":0.39652,"d":"0.3965"},300.6,{"v":0.672470254822673,"d":"0.6725"},{"$nulls":6},{"v":8699767.75,"d":"8,699,768"},{"v":3322596.625,"d":"3,322,597"},{"v":8699767.75,"d":"8,699,768"},{"v":3322596.625,"d":"3,322,597"},{"v":1044133,"d":"1,044,133"},{"v":399714,"d":"399,714"},{"v":29.798,"d":"30"},{"v":11.705,"d":"12"},{"v":2.611,"d":"3"},{"v":516993.484,"d":"516,993"},{"v":17925.149,"d":"17,925"},{"v":1792.515,"d":"1,793"},{"v":517484.633,"d":"517,485"},null,0.057,0.059,0.005,990.283,0.017,{"v":2E-3,"d":"0.002"},991.224,null,0.007,0.007,{"v":1E-3,"d":"0.001"},118.852,{"v":2E-3,"d":"0.002"},{"v":0,"d":"0.000"},118.965,null,0.057,0.059,0.005,990.283,0.017,{"v":2E-3,"d":"0.002"},991.224,null,{"v":29.798,"d":"30"},{"v":11.705,"d":"12"},{"v":2.611,"d":"3"},{"v":516993.484,"d":"516,993"},{"v":17925.149,"d":"17,925"},{"v":1792.515,"d":"1,793"},null,{"v":8699767.75,"d":"8,699,768"},{"v":3322596.625,"d":"3,322,597"},{"v":8699767.75,"d":"8,699,768"},{"v":3322596.625,"d":"3,322,597"},"EPA/CAMD","EPA/CAMD","EPA/CAMD","EPA/CAMD","EIA","EIA","--","EPA/CAMD","EPA/CAMD",{"$nulls":14},{"v":8332.049413,"d":"8,332.049"},0,0,{"v":1044133,"d":"1,044,133"},0,0,0,0,0,0,0,0,{"v":1044133,"d":"1,044,133"},0,0,{"v":1044133,"d":"1,044,133"},0,{"v":0,"d":"0.0%"},{"v":0,"d":"0.0%"},{"v":1,"d":"100.0%"},{"v":0,"d":"0.0%"},{"v":0,"d":"0.0%"},{"v":0,"d":"0.0%"},{"v":0,"d":"0.0%"},{"v":0,"d":"0.0%"},{"v":0,"d":"0.0%"},{"v":0,"d":"0.0%"},{"v":0,"d":"0.0%"},{"v":1,"d":"100.0%"},{"v":0,"d":"0.0%"},{"v":0,"d":"0.0%"},{"v":1,"d":"100.0%"},{"v":0,"d":"0.0%"}]
[2097,2019,"CA","Watson Cogeneration",50216,"Southern California Edison Co",17609,"ARCO Products Co-Watson",867,"Industrial CHP","California Independent System Operator","CISO","WECC","CAMX","WECC California","CAISO","06","037","Los Angeles",33.816647,-118.244841,9,7,"NG","GAS",null,{"v":0.69445,"d":"0.6945"},499.2,{"v":0.175909156324396,"d":"0.1759"},null,"Yes",{"v":14883145.6,"d":"14,883,146"},{"v":0.696,"d":"1"},{"v":0.481474,"d":"0.4815"},null,{"v":17003926.081,"d":"17,003,926"},{"v":7181532.334,"d":"7,181,532"},{"v":17003926.081,"d":"17,003,926"},{"v":7181532.334,"d":"7,181,532"},{"v":3036844,"d":"3,036,844"},{"v":1286545,"d":"1,286,545"},{"v":2101.837,"d":"2,102"},{"v":856.573,"d":"857"},{"v":22.022,"d":"22"},{"v":994947.763,"d":"994,948"},{"v":40412.617,"d":"40,413"},{"v":4140.414,"d":"4,140"},{"v":996069.843,"d":"996,070"},null,1.384,1.332,0.015,655.251,0.013,{"v":1E-3,"d":"0.001"},{"v":655.99,"d":"655.990"},null,0.247,0.239,0.003,117.026,{"v":2E-3,"d":"0.002"},{"v":0,"d":"0.000"},117.158,null,1.384,1.332,0.015,655.251,0.013,{"v":1E-3,"d":"0.001"},{"v":655.99,"d":"655.990"},null,{"v":4365.419,"d":"4,365"},{"v":1779.062,"d":"1,779"},{"v":45.74,"d":"46"},{"v":2066460.906,"d":"2,066,461"},{"v":83935.153,"d":"83,935"},{"v":8599.45,"d":"8,599"},null,{"v":35316375.188,"d":"35,316,375"},{"v":14915713.531,"d":"14,915,714"},{"v":35316375.188,"d":"35,316,375"},{"v":14915713.531,"d":"14,915,714"},"EIA","EIA","EPA/CAMD; EIA","EIA","EIA","EIA","--","EIA","EIA",{"$nulls":6},{"v":18312449.106,"d":"18,312,449"},{"v":7734181.197,"d":"7,734,181"},{"v":2263.582,"d":"2,264"},{"v":922.489,"d":"922"},{"v":23.717,"d":"24"},{"v":1071513.143,"d":"1,071,513"},{"v":43522.536,"d":"43,523"},{"v":4459.036,"d":"4,459"},{"v":5599.209544,"d":"5,599.210"},0,{"v":8786.667,"d":"8,787"},{"v":2624116.13,"d":"2,624,116"},0,0,0,0,0,0,{"v":403941.234,"d":"403,941"},0,{"v":3036844.031,"d":"3,036,844"},0,0,{"v":3036844.031,"d":"3,036,844"},0,{"v":0,"d":"0.0%"},{"v":2.89335471637858E-3,"d":"0.3%"},{"v":0.864093151710497,"d":"86.4%"},{"v":0,"d":"0.0%"},{"v":0,"d":"0.0%"},{"v":0,"d":"0.0%"},{"v":0,"d":"0.0%"},{"v":0,"d":"0.0%"},{"v":0,"d":"0.0%"},{"v":0.133013493573124,"d":"13.3%"},{"v":0,"d":"0.0%"},{"v":1,"d":"100.0%"},{"v":0,"d":"0.0%"},{"v":0,"d":"0.0%"},{"v":1,"d":"100.0%"},{"v":0,"d":"0.0%"}]
[2122,2019,"CA","Whiskeytown",7189,"WAPA-- Western Area Power Administration",27000,"City of Redding - (CA)",15783,"Electric Utility","Balancing Authority of Northern California","BANC","WECC","CAMX","WECC California",null,"06","089","Shasta",40.597617,-122.538683,1,1,"WAT","HYDRO",null,{"v":0.83454,"d":"0.8345"},3.5,{"$nulls":9},{"v":227852,"d":"227,852"},{"v":116391,"d":"116,391"},{"v":25587,"d":"25,587"},{"v":13070,"d":"13,070"},{"$nulls":41},{"v":227852,"d":"227,852"},{"v":116391,"d":"116,391"},{"$nulls":6},"--","EIA","EIA",{"$nulls":15},0,0,0,0,{"v":25587,"d":"25,587"},0,0,0,0,0,0,0,{"v":25587,"d":"25,587"},0,0,{"v":25587,"d":"25,587"},{"v":0,"d":"0.0%"},{"v":0,"d":"0.0%"},{"v":0,"d":"0.0%"},{"v":0,"d":"0.0%"},{"v":1,"d":"100.0%"},{"v":0,"d":"0.0%"},{"v":0,"d":"0.0%"},{"v":0,"d":"0.0%"},{"v":0,"d":"0.0%"},{"v":0,"d":"0.0%"},{"v":0,"d":"0.0%"},{"v":0,"d":"0.0%"},{"v":1,"d":"100.0%"},{"v":0,"d":"0.0%"},{"v":0,"d":"0.0%"},{"v":1,"d":"100.0%"}]
[2154,2019,"CA","Woodmere Solar Farm",59008,"Pacific Gas & Electric Co",14328,"Sustainable Power Group, LLC",58661,"IPP Non-CHP","California Independent System Operator","CISO","WECC","CAMX","WECC California","CAISO","06","029","Kern",35.323056,-118.821389,1,1,"SUN","SOLAR",null,{"v":0.27735,"d":"0.2774"},{"v":15,"d":"15.0"},{"$nulls":9},{"v":324534,"d":"324,534"},{"v":177155,"d":"177,155"},{"v":36444,"d":"36,444"},{"v":19894,"d":"19,894"},{"$nulls":41},{"v":324534,"d":"324,534"},{"v":177155,"d":"177,155"},{"$nulls":6},"--","EIA","EIA",{"$nulls":15},0,0,0,0,0,0,0,{"v":36444,"d":"36,444"},0,0,0,0,{"v":36444,"d":"36,444"},{"v":36444,"d":"36,444"},0,{"v":36444,"d":"36,444"},{"v":0,"d":"0.0%"},{"v":0,"d":"0.0%"},{"v":0,"d":"0.0%"},{"v":0,"d":"0.0%"},{"v":0,"d":"0.0%"},{"v":0,"d":"0.0%"},{"v":0,"d":"0.0%"},{"v":1,"d":"100.0%"},{"v":0,"d":"0.0%"},{"v":0,"d":"0.0%"},{"v":0,"d":"0.0%"},{"v":0,"d":"0.0%"},{"v":1,"d":"100.0%"},{"v":1,"d":"100.0%"},{"v":0,"d":"0.0%"},{"v":1,"d":"100.0%"}]
[2177,2019,"CO","Amazon_DEN2",63536,"Public Service Co of Colorado",15466,"Solar Star Prime 1 LLC",63259,"IPP Non-CHP","Public Service Company of Colorado","PSCO","WECC","RMPA","WECC Rockies",null,"08","001","Adams",39.75,-104.75,1,1,"SUN","SOLAR",null,{"v":0.04186,"d":"0.0419"},1.2,{"$nulls":9},{"v":3919,"d":"3,919"},0,440,0,{"$nulls":41},{"v":3919,"d":"3,919"},0,{"$nulls":6},"--","EIA","EIA",{"$nulls":15},0,0,0,0,0,0,0,440,0,0,0,0,440,440,0,440,{"v":0,"d":"0.0%"},{"v":0,"d":"0.0%"},{"v":0,"d":"0.0%"},{"v":0,"d":"0.0%"},{"v":0,"d":"0.0%"},{"v":0,"d":"0.0%"},{"v":0,"d":"0.0%"},{"v":1,"d":"100.0%"},{"v":0,"d":"0.0%"},{"v":0,"d":"0.0%"},{"v":0,"d":"0.0%"},{"v":0,"d":"0.0%"},{"v":1,"d":"100.0%"},{"v":1,"d":"100.0%"},{"v":0,"d":"0.0%"},{"v":1,"d":"100.0%"}]
[2193,2019,"CO","Boulder City Silver Lake Hydro",55931,"Public Service Co of Colorado",15466,"Boulder City of",1994,"IPP Non-CHP","Public Service Company of Colorado","PSCO","WECC","RMPA","WECC Rockies",null,"08","013","Boulder",39.991311,-105.50003,1,1,"WAT","HYDRO",null,{"v":0.29711,"d":"0.2971"},3.3,{"$nulls":9},{"v":76484,"d":"76,484"},{"v":36752,"d":"36,752"},{"v":8589,"d":"8,589"},{"v":4127,"d":"4,127"},{"$nulls":41},{"v":76484,"d":"76,484"},{"v":36752,"d":"36,752"},{"$nulls":6},"--","EIA","EIA",{"$nulls":15},0,0,0,0,{"v":8589,"d":"8,589"},0,0,0,0,0,0,0,{"v":8589,"d":"8,589"},0,0,{"v":8589,"d":"8,589"},{"v":0,"d":"0.0%"},{"v":0,"d":"0.0%"},{"v":0,"d":"0.0%"},{"v":0,"d":"0.0%"},{"v":1,"d":"100.0%"},{"v":0,"d":"0.0%"},{"v":0,"d":"0.0%"},{"v":0,"d":"0.0%"},{"v":0,"d":"0.0%"},{"v":0,"d":"0.0%"},{"v":0,"d":"0.0%"},{"v":0,"d":"0.0%"},{"v":1,"d":"100.0%"},{"v":0,"d":"0.0%"},{"v":0,"d":"0.0%"},{"v":1,"d":"100.0%"}]
[2209,2019,"CO","Cedar Point Wind",57315,"Public Service Co of Colorado",15466,"Cedar Point LLC",56662,"IPP Non-CHP","Public Service Company of Colorado","PSCO","WECC","RMPA","WECC Rockies",null,"08","073","Lincoln",39.421787,-103.67814,1,1,"WND","WIND",null,{"v":0.26726,"d":"0.2673"},{"v":252,"d":"252.0"},{"$nulls":9},{"v":5253738,"d":"5,253,738"},{"v":2187808,"d":"2,187,808"},{"v":589976,"d":"589,976"},{"v":245683,"d":"245,683"},{"$nulls":41},{"v":5253738,"d":"5,253,738"},{"v":2187808,"d":"2,187,808"},{"$nulls":6},"--","EIA","EIA",{"$nulls":15},0,0,0,0,0,0,{"v":589976,"d":"589,976"},0,0,0,0,0,{"v":589976,"d":"589,976"},{"v":589976,"d":"589,976"},0,{"v":589976,"d":"589,976"},{"v":0,"d":"0.0%"},{"v":0,"d":"0.0%"},{"v":0,"d":"0.0%"},{"v":0,"d":"0.0%"},{"v":0,"d":"0.0%"},{"v":0,"d":"0.0%"},{"v":1,"d":"100.0%"},{"v":0,"d":"0.0%"},{"v":0,"d":"0.0%"},{"v":0,"d":"0.0%"},{"v":0,"d":"0.0%"},{"v":0,"d":"0.0%"},{"v":1,"d":"100.0%"},{"v":1,"d":"100.0%"},{"v":0,"d":"0.0%"},{"v":1,"d":"100.0%"}]
[2232,2019,"CO","Denver Metro Solar",61563,"Public Service Co of Colorado",15466,"Denver Metro Solar LLC",61163,"IPP Non-CHP","Public Service Company of Colorado","PSCO","WECC","RMPA","WECC Rockies",null,"08","001","Adams",39.759298,-104.621139,1,1,"SUN","SOLAR",null,{"v":0.26377,"d":"0.2638"},1.6,{"$nulls":9},{"v":32921,"d":"32,921"},{"v":17408,"d":"17,408"},{"v":3697,"d":"3,697"},{"v":1955,"d":"1,955"},{"$nulls":41},{"v":32921,"d":"32,921"},{"v":17408,"d":"17,408"},{"$nulls":6},"--","EIA","EIA",{"$nulls":15},0,0,0,0,0,0,0,{"v":3697,"d":"3,697"},0,0,0,0,{"v":3697,"d":"3,697"},{"v":3697,"d":"3,697"},0,{"v":3697,"d":"3,697"},{"v":0,"d":"0.0%"},{"v":0,"d":"0.0%"},{"v":0,"d":"0.0%"},{"v":0,"d":"0.0%"},{"v":0,"d":"0.0%"},{"v":0,"d":"0.0%"},{"v":0,"d":"0.0%"},{"v":1,"d":"100.0%"},{"v":0,"d":"0.0%"},{"v":0,"d":"0.0%"},{"v":0,"d":"0.0%"},{"v":0,"d":"0.0%"},{"v":1,"d":"100.0%"},{"v":1,"d":"100.0%"},{"v":0,"d":"0.0%"},{"v":1,"d":"100.0%"}]
[2252,2019,"CO","Georgetown Hydro",472,"Public Service Co of Colorado",15466,"Public Service Co of Colorado",15466,"Electric Utility","Public Service Company of Colorado","PSCO","WECC","RMPA","WECC Rockies",null,"08","019","Clear Creek",39.6919,-105.6978,2,2,"WAT","HYDRO",null,{"v":0.35978,"d":"0.3598"},1.2,{"$nulls":9},{"v":33679,"d":"33,679"},{"v":16183,"d":"16,183"},{"v":3782,"d":"3,782"},{"v":1817,"d":"1,817"},{"$nulls":41},{"v":33679,"d":"33,679"},{"v":16183,"d":"16,183"},{"$nulls":6},"--","EIA","EIA",{"$nulls":15},0,0,0,0,{"v":3782,"d":"3,782"},0,0,0,0,0,0,0,{"v":3782,"d":"3,782"},0,0,{"v":3782,"d":"3,782"},{"v":0,"d":"0.0%"},{"v":0,"d":"0.0%"},{"v":0,"d":"0.0%"},{"v":0,"d":"0.0%"},{"v":1,"d":"100.0%"},{"v":0,"d":"0.0%"},{"v":0,"d":"0.0%"},{"v":0,"d":"0.0%"},{"v":0,"d":"0.0%"},{"v":0,"d":"0.0%"},{"v":0,"d":"0.0%"},{"v":0,"d":"0.0%"},{"v":1,"d":"100.0%"},{"v":0,"d":"0.0%"},{"v":0,"d":"0.0%"},{"v":1,"d":"100.0%"}]
[2293,2019,"CO","Metro Wastewater Reclamation District",10180,"Public Service Co of Colorado",15466,"Colorado Energy Nations Company, LLC",19068,"IPP CHP","Public Service Company of Colorado","PSCO","WECC","RMPA","WECC Rockies",null,"08","031","Denver",39.8078,-104.9542,6,6,"OBG","BIOMASS",null,{"v":0.25756,"d":"0.2576"},{"v":15,"d":"15.0"},{"v":0.904071537290715,"d":"0.9041"},"Yes","Yes",{"v":236052,"d":"236,052"},{"v":0.489,"d":"0"},{"v":0.394832,"d":"0.3948"},null,{"v":233462.914,"d":"233,463"},{"v":94570.135,"d":"94,570"},{"v":233462.914,"d":"233,463"},{"v":94570.135,"d":"94,570"},{"v":33843,"d":"33,843"},{"v":13336,"d":"13,336"},{"v":68.713,"d":"69"},{"v":25.852,"d":"26"},{"v":0.731,"d":"1"},{"v":534.956,"d":"535"},{"v":542.013,"d":"542"},{"v":54.201,"d":"54"},{"v":549.807,"d":"550"},null,4.061,3.877,0.043,31.614,0.016,{"v":2E-3,"d":"0.002"},32.492,null,0.589,0.547,0.006,4.583,{"v":2E-3,"d":"0.002"},{"v":0,"d":"0.000"},{"v":4.71,"d":"4.710"},null,4.061,3.877,0.043,31.614,0.016,{"v":2E-3,"d":"0.002"},32.492,null,{"v":174.032,"d":"174"},{"v":65.476,"d":"65"},{"v":1.852,"d":"2"},{"v":37547.236,"d":"37,547"},{"v":1372.768,"d":"1,373"},{"v":137.277,"d":"137"},null,{"v":591297,"d":"591,297"},{"v":239520,"d":"239,520"},{"v":591297,"d":"591,297"},{"v":239520,"d":"239,520"},"EIA","EIA","EIA","EIA","EIA","EIA","--","EIA","EIA",{"$nulls":3},{"v":36192.34,"d":"36,192"},null,null,{"v":357834.086,"d":"357,834"},{"v":144949.865,"d":"144,950"},{"v":105.319,"d":"105"},{"v":39.624,"d":"40"},{"v":1.121,"d":"1"},{"v":819.939,"d":"820"},{"v":830.756,"d":"831"},{"v":83.076,"d":"83"},{"v":6898.41072,"d":"6,898.411"},0,0,{"v":1238.375,"d":"1,238"},0,0,{"v":32604.625,"d":"32,605"},0,0,0,0,0,{"v":1238.375,"d":"1,238"},{"v":32604.625,"d":"32,605"},{"v":32604.625,"d":"32,605"},{"v":33843,"d":"33,843"},0,{"v":0,"d":"0.0%"},{"v":0,"d":"0.0%"},{"v":0.0365917619596371,"d":"3.7%"},{"v":0,"d":"0.0%"},{"v":0,"d":"0.0%"},{"v":0.963408238040363,"d":"96.3%"},{"v":0,"d":"0.0%"},{"v":0,"d":"0.0%"},{"v":0,"d":"0.0%"},{"v":0,"d":"0.0%"},{"v":0,"d":"0.0%"},{"v":0.0365917619596371,"d":"3.7%"},{"v":0.963408238040363,"d":"96.3%"},{"v":0.963408238040363,"d":"96.3%"},{"v":1,"d":"100.0%"},{"v":0,"d":"0.0%"}]
[2307,2019,"CO","Oak Leaf Solar XXIV LLC (CSG)",62253,"Public Service Co of Colorado",15466,"Greenbacker Renewable Energy Corporation",60025,"IPP Non-CHP","Public Service Company of Colorado","PSCO","WECC","RMPA","WECC Rockies",null,"08","005","Arapahoe",39.637,-104.561,1,1,"SUN","SOLAR",null,{"v":0.21438,"d":"0.2144"},1.5,{"$nulls":9},{"v":25087,"d":"25,087"},{"v":13265,"d":"13,265"},{"v":2817,"d":"2,817"},{"v":1490,"d":"1,490"},{"$nulls":41},{"v":25087,"d":"25,087"},{"v":13265,"d":"13,265"},{"$nulls":6},"--","EIA","EIA",{"$nulls":15},0,0,0,0,0,0,0,{"v":2817,"d":"2,817"},0,0,0,0,{"v":2817,"d":"2,817"},{"v":2817,"d":"2,817"},0,{"v":2817,"d":"2,817"},{"v":0,"d":"0.0%"},{"v":0,"d":"0.0%"},{"v":0,"d":"0.0%"},{"v":0,"d":"0.0%"},{"v":0,"d":"0.0%"},{"v":0,"d":"0.0%"},{"v":0,"d":"0.0%"},{"v":1,"d":"100.0%"},{"v":0,"d":"0.0%"},{"v":0,"d":"0.0%"},{"v":0,"d":"0.0%"},{"v":0,"d":"0.0%"},{"v":1,"d":"100.0%"},{"v":1,"d":"100.0%"},{"v":0,"d":"0.0%"},{"v":1,"d":"100.0%"}]
[2328,2019,"CO","Ponnequin",7937,"Western Area Power Administration",27000,"Public Service Co of Colorado",15466,"Electric Utility","Western Area Power Administration - Rocky Mountain Region","WACM","WECC","RMPA","WECC Rockies",null,"08","123","Weld",40.990489,-104.816686,2,2,"WND","WIND",null,null,26.5,{"$nulls":62},"--"]
[2362,2019,"CO","Spring Canyon",56320,"Public Service Co of Colorado",15466,"Invenergy Services LLC",49893,"IPP Non-CHP","Public Service Company of Colorado","PSCO","WECC","RMPA","WECC Rockies",null,"08","075","Logan",40.983,-102.9647,1,1,"WND","WIND",null,{"v":0.32564,"d":"0.3256"},{"v":60,"d":"60.0"},{"$nulls":9},{"v":1524153,"d":"1,524,153"},{"v":615873,"d":"615,873"},{"v":171157,"d":"171,157"},{"v":69160,"d":"69,160"},{"$nulls":41},{"v":1524153,"d":"1,524,153"},{"v":615873,"d":"615,873"},{"$nulls":6},"--","EIA","EIA",{"$nulls":15},0,0,0,0,0,0,{"v":171157,"d":"171,157"},0,0,0,0,0,{"v":171157,"d":"171,157"},{"v":171157,"d":"171,157"},0,{"v":171157,"d":"171,157"},{"v":0,"d":"0.0%"},{"v":0,"d":"0.0%"},{"v":0,"d":"0.0%"},{"v":0,"d":"0.0%"},{"v":0,"d":"0.0%"},{"v":0,"d":"0.0%"},{"v":1,"d":"100.0%"},{"v":0,"d":"0.0%"},{"v":0,"d":"0.0%"},{"v":0,"d":"0.0%"},{"v":0,"d":"0.0%"},{"v":0,"d":"0.0%"},{"v":1,"d":"100.0%"},{"v":1,"d":"100.0%"},{"v":0,"d":"0.0%"},{"v":1,"d":"100.0%"}]
[2367,2019,"CO","SR Kersey II",63586,"Poudre Valley REA, Inc",15257,"SR Kersey II, LLC",63282,"IPP Non-CHP","Western Area Power Administration - Rocky Mountain Region","WACM","WECC","RMPA","WECC Rockies",null,"08","123","Weld",40.386223,-104.554038,1,1,"SUN","SOLAR",null,{"v":0,"d":"0.0000"},{"v":1,"d":"1.0"},{"$nulls":11},0,0,{"$nulls":49},"--",{"$nulls":17},0,0,0,0,0,0,0,0,0,0,0,0,0,0,0,0]
[2394,2019,"CO","Valley View Solar",60247,"Poudre Valley R  E  A, Inc",15257,"SR Clinch",60036,"IPP Non-CHP","Western Area Power Administration - Rocky Mountain Region","WACM","WECC","RMPA","WECC Rockies",null,"08","123","Weld",40.418786,-104.891944,1,1,"SUN","SOLAR",null,{"v":0.27471,"d":"0.2747"},{"v":4,"d":"4.0"},{"$nulls":9},{"v":85720,"d":"85,720"},{"v":45327,"d":"45,327"},{"v":9626,"d":"9,626"},{"v":5090,"d":"5,090"},{"$nulls":41},{"v":85720,"d":"85,720"},{"v":45327,"d":"45,327"},{"$nulls":6},"--","EIA","EIA",{"$nulls":15},0,0,0,0,0,0,0,{"v":9626,"d":"9,626"},0,0,0,0,{"v":9626,"d":"9,626"},{"v":9626,"d":"9,626"},0,{"v":9626,"d":"9,626"},{"v":0,"d":"0.0%"},{"v":0,"d":"0.0%"},{"v":0,"d":"0.0%"},{"v":0,"d":"0.0%"},{"v":0,"d":"0.0%"},{"v":0,"d":"0.0%"},{"v":0,"d":"0.0%"},{"v":1,"d":"100.0%"},{"v":0,"d":"0.0%"},{"v":0,"d":"0.0%"},{"v":0,"d":"0.0%"},{"v":0,"d":"0.0%"},{"v":1,"d":"100.0%"},{"v":1,"d":"100.0%"},{"v":0,"d":"0.0%"},{"v":1,"d":"100.0%"}]
[2428,2019,"CT","Canis Major Solar Farm",61398,"Connecticut Light & Power Co",4176,"LSE Canis Major LLC",61025,"IPP Non-CHP","ISO New England Inc.","ISNE","NPCC","NEWE","NPCC New England","ISONE","09","003","Hartford",42.009,-72.65,1,1,"SUN","SOLAR",null,{"v":0.20405,"d":"0.2041"},{"v":2,"d":"2.0"},{"$nulls":9},{"v":31835,"d":"31,835"},{"v":17219,"d":"17,219"},{"v":3575,"d":"3,575"},{"v":1934,"d":"1,934"},{"$nulls":41},{"v":31835,"d":"31,835"},{"v":17219,"d":"17,219"},{"$nulls":6},"--","EIA","EIA",{"$nulls":15},0,0,0,0,0,0,0,{"v":3575,"d":"3,575"},0,0,0,0,{"v":3575,"d":"3,575"},{"v":3575,"d":"3,575"},0,{"v":3575,"d":"3,575"},{"v":0,"d":"0.0%"},{"v":0,"d":"0.0%"},{"v":0,"d":"0.0%"},{"v":0,"d":"0.0%"},{"v":0,"d":"0.0%"},{"v":0,"d":"0.0%"},{"v":0,"d":"0.0%"},{"v":1,"d":"100.0%"},{"v":0,"d":"0.0%"},{"v":0,"d":"0.0%"},{"v":0,"d":"0.0%"},{"v":0,"d":"0.0%"},{"v":1,"d":"100.0%"},{"v":1,"d":"100.0%"},{"v":0,"d":"0.0%"},{"v":1,"d":"100.0%"}]
[2437,2019,"CT","CMEEC - Navy NE Trident",60608,"Groton Dept of Utilities - (CT)",7716,"Tesla Inc.",60947,"IPP Non-CHP","ISO New England Inc.","ISNE","NPCC","NEWE","NPCC New England","ISONE","09","011","New London",41.39546,-72.079191,1,1,"SUN","SOLAR",null,{"v":0.15936,"d":"0.1594"},{"v":1,"d":"1.0"},{"$nulls":9},{"v":12430,"d":"12,430"},{"v":6724,"d":"6,724"},{"v":1396,"d":"1,396"},755,{"$nulls":41},{"v":12430,"d":"12,430"},{"v":6724,"d":"6,724"},{"$nulls":6},"--","EIA","EIA",{"$nulls":15},0,0,0,0,0,0,0,{"v":1396,"d":"1,396"},0,0,0,0,{"v":1396,"d":"1,396"},{"v":1396,"d":"1,396"},0,{"v":1396,"d":"1,396"},{"v":0,"d":"0.0%"},{"v":0,"d":"0.0%"},{"v":0,"d":"0.0%"},{"v":0,"d":"0.0%"},{"v":0,"d":"0.0%"},{"v":0,"d":"0.0%"},{"v":0,"d":"0.0%"},{"v":1,"d":"100.0%"},{"v":0,"d":"0.0%"},{"v":0,"d":"0.0%"},{"v":0,"d":"0.0%"},{"v":0,"d":"0.0%"},{"v":1,"d":"100.0%"},{"v":1,"d":"100.0%"},{"v":0,"d":"0.0%"},{"v":1,"d":"100.0%"}]
[2467,2019,"CT","Gary Court 1 & 2",57601,"Groton Dept of Utilities - (CT)",7716,"Connecticut Mun Elec Engy Coop",4180,"Electric Utility","ISO New England Inc.","ISNE","NPCC","NEWE","NPCC New England","ISONE","09","011","New London",41.3367,-72.02,2,2,"DFO","OIL",null,{"v":0.01076,"d":"0.0108"},5.2,{"v":1,"d":"1.0000"},{"$nulls":6},{"v":5022,"d":"5,022"},{"v":1502,"d":"1,502"},{"v":5022,"d":"5,022"},{"v":1502,"d":"1,502"},490,146,{"v":8.042,"d":"8"},{"v":2.404,"d":"2"},{"v":0.728,"d":"1"},{"v":410.11,"d":"410"},{"v":33.215,"d":"33"},{"v":6.643,"d":"7"},{"v":411.515,"d":"412"},null,32.824,32.932,2.972,{"v":1673.918,"d":"1,673.918"},0.068,0.014,{"v":1679.653,"d":"1,679.653"},null,3.203,3.201,{"v":0.29,"d":"0.290"},163.325,0.007,{"v":1E-3,"d":"0.001"},163.885,null,32.824,32.932,2.972,{"v":1673.918,"d":"1,673.918"},0.068,0.014,{"v":1679.653,"d":"1,679.653"},null,{"v":8.042,"d":"8"},{"v":2.404,"d":"2"},{"v":0.728,"d":"1"},{"v":410.11,"d":"410"},{"v":33.215,"d":"33"},{"v":6.643,"d":"7"},null,{"v":5022,"d":"5,022"},{"v":1502,"d":"1,502"},{"v":5022,"d":"5,022"},{"v":1502,"d":"1,502"},"EIA","EIA","EIA","EIA","EIA","EIA","--","EIA","EIA",{"$nulls":14},{"v":10248.979592,"d":"10,248.980"},0,490,0,0,0,0,0,0,0,0,0,490,0,0,490,0,{"v":0,"d":"0.0%"},{"v":1,"d":"100.0%"},{"v":0,"d":"0.0%"},{"v":0,"d":"0.0%"},{"v":0,"d":"0.0%"},{"v":0,"d":"0.0%"},{"v":0,"d":"0.0%"},{"v":0,"d":"0.0%"},{"v":0,"d":"0.0%"},{"v":0,"d":"0.0%"},{"v":0,"d":"0.0%"},{"v":1,"d":"100.0%"},{"v":0,"d":"0.0%"},{"v":0,"d":"0.0%"},{"v":1,"d":"100.0%"},{"v":0,"d":"0.0%"}]
[2492,2019,"CT","Milford Power Company LLC",55126,"Connecticut Light & Power Co",4176,"Milford Power Co LLC",12568,"IPP Non-CHP","ISO New England Inc.","ISNE","NPCC","NEWE","NPCC New England","ISONE","09","009","New Haven",41.224355,-73.099728,2,2,"NG","GAS",null,{"v":0.73347,"d":"0.7335"},{"v":578,"d":"578.0"},{"v":0.110875098091882,"d":"0.1109"},{"$nulls":6},{"v":26359230,"d":"26,359,230"},{"v":10841723,"d":"10,841,723"},{"v":26359230,"d":"26,359,230"},{"v":10841723,"d":"10,841,723"},{"v":3713789,"d":"3,713,789"},{"v":1501357,"d":"1,501,357"},{"v":85.251,"d":"85"},{"v":35.821,"d":"36"},{"v":7.908,"d":"8"},{"v":1566493.875,"d":"1,566,494"},{"v":59919.439,"d":"59,919"},{"v":5991.944,"d":"5,992"},{"v":1568135.668,"d":"1,568,136"},null,0.046,0.048,0.004,{"v":843.61,"d":"843.610"},0.016,{"v":2E-3,"d":"0.002"},844.494,null,0.006,0.007,{"v":1E-3,"d":"0.001"},118.857,{"v":2E-3,"d":"0.002"},{"v":0,"d":"0.000"},118.982,null,0.046,0.048,0.004,{"v":843.61,"d":"843.610"},0.016,{"v":2E-3,"d":"0.002"},844.494,null,{"v":85.251,"d":"85"},{"v":35.821,"d":"36"},{"v":7.908,"d":"8"},{"v":1566493.875,"d":"1,566,494"},{"v":59919.439,"d":"59,919"},{"v":5991.944,"d":"5,992"},null,{"v":26359230,"d":"26,359,230"},{"v":10841723,"d":"10,841,723"},{"v":26359230,"d":"26,359,230"},{"v":10841723,"d":"10,841,723"},"EPA/CAMD","EPA/CAMD","EPA/CAMD","EPA/CAMD","EIA","EIA","--","EPA/CAMD","EPA/CAMD",{"$nulls":14},{"v":7097.664945,"d":"7,097.665"},0,0,{"v":3713789,"d":"3,713,789"},0,0,0,0,0,0,0,0,{"v":3713789,"d":"3,713,789"},0,0,{"v":3713789,"d":"3,713,789"},0,{"v":0,"d":"0.0%"},{"v":0,"d":"0.0%"},{"v":1,"d":"100.0%"},{"v":0,"d":"0.0%"},{"v":0,"d":"0.0%"},{"v":0,"d":"0.0%"},{"v":0,"d":"0.0%"},{"v":0,"d":"0.0%"},{"v":0,"d":"0.0%"},{"v":0,"d":"0.0%"},{"v":0,"d":"0.0%"},{"v":1,"d":"100.0%"},{"v":0,"d":"0.0%"},{"v":0,"d":"0.0%"},{"v":1,"d":"100.0%"},{"v":0,"d":"0.0%"}]
[2502,2019,"CT","Norwich WWTP",57624,"City of Norwich - (CT)",13831,"City of Norwich - (CT)",13831,"Commercial Non-CHP","ISO New England Inc.","ISNE","NPCC","NEWE","NPCC New England","ISONE","09","011","New London",41.5256,-72.0833,1,1,"DFO","OIL",null,{"v":0.00046,"d":"0.0005"},{"v":2,"d":"2.0"},{"v":1,"d":"1.0000"},{"$nulls":6},121,87,121,87,8,7,{"v":0.196,"d":"0"},{"v":0.14,"d":"0"},{"v":0.018,"d":"0"},{"v":9.881,"d":"10"},{"v":0.8,"d":"1"},{"v":0.16,"d":"0"},{"v":9.915,"d":"10"},null,{"v":49,"d":"49.000"},{"v":40,"d":"40.000"},4.375,{"v":2470.25,"d":"2,470.250"},{"v":0.1,"d":"0.100"},{"v":0.02,"d":"0.020"},{"v":2478.713,"d":"2,478.713"},null,{"v":3.24,"d":"3.240"},3.218,0.289,163.322,0.007,{"v":1E-3,"d":"0.001"},163.882,null,{"v":49,"d":"49.000"},{"v":40,"d":"40.000"},4.375,{"v":2470.25,"d":"2,470.250"},{"v":0.1,"d":"0.100"},{"v":0.02,"d":"0.020"},{"v":2478.713,"d":"2,478.713"},null,{"v":0.196,"d":"0"},{"v":0.14,"d":"0"},{"v":0.018,"d":"0"},{"v":9.881,"d":"10"},{"v":0.8,"d":"1"},{"v":0.16,"d":"0"},null,121,87,121,87,"EIA","EIA","EIA","EIA","EIA","EIA","--","EIA","EIA",{"$nulls":14},{"v":15125,"d":"15,125.000"},0,8,0,0,0,0,0,0,0,0,0,8,0,0,8,0,{"v":0,"d":"0.0%"},{"v":1,"d":"100.0%"},{"v":0,"d":"0.0%"},{"v":0,"d":"0.0%"},{"v":0,"d":"0.0%"},{"v":0,"d":"0.0%"},{"v":0,"d":"0.0%"},{"v":0,"d":"0.0%"},{"v":0,"d":"0.0%"},{"v":0,"d":"0.0%"},{"v":0,"d":"0.0%"},{"v":1,"d":"100.0%"},{"v":0,"d":"0.0%"},{"v":0,"d":"0.0%"},{"v":1,"d":"100.0%"},{"v":0,"d":"0.0%"}]
[2524,2019,"CT","Subase Microgrid Project",59701,"Groton Dept of Utilities - (CT)",7716,"Connecticut Mun Elec Engy Coop",4180,"Electric Utility","ISO New England Inc.","ISNE","NPCC","NEWE","NPCC New England","ISONE","09","011","New London",41.400008,-72.085993,6,6,{"$nulls":4},18.8,{"$nulls":62},"--"]
[2563,2019,"DE","Bruce A Henry Solar Farm",58473,"Delaware Electric Cooperative",5070,"Delaware Electric Cooperative",5070,"Electric Utility","PJM Interconnection, LLC","PJM","RFC","RFCE","RFC East","PJM","10","005","Sussex",38.663992,-75.400542,1,1,"SUN","SOLAR",null,0.1855,{"v":4,"d":"4.0"},{"$nulls":9},{"v":57882,"d":"57,882"},{"v":28052,"d":"28,052"},{"v":6500,"d":"6,500"},{"v":3150,"d":"3,150"},{"$nulls":41},{"v":57882,"d":"57,882"},{"v":28052,"d":"28,052"},{"$nulls":6},"--","EIA","EIA",{"$nulls":15},0,0,0,0,0,0,0,{"v":6500,"d":"6,500"},0,0,0,0,{"v":6500,"d":"6,500"},{"v":6500,"d":"6,500"},0,{"v":6500,"d":"6,500"},{"v":0,"d":"0.0%"},{"v":0,"d":"0.0%"},{"v":0,"d":"0.0%"},{"v":0,"d":"0.0%"},{"v":0,"d":"0.0%"},{"v":0,"d":"0.0%"},{"v":0,"d":"0.0%"},{"v":1,"d":"100.0%"},{"v":0,"d":"0.0%"},{"v":0,"d":"0.0%"},{"v":0,"d":"0.0%"},{"v":0,"d":"0.0%"},{"v":1,"d":"100.0%"},{"v":1,"d":"100.0%"},{"v":0,"d":"0.0%"},{"v":1,"d":"100.0%"}]
[2579,2019,"DE","Milford Solar Farm",58228,"City of Milford - (DE)",12540,"Milford Solar LLC",58201,"IPP Non-CHP","PJM Interconnection, LLC","PJM","RFC","RFCE","RFC East","PJM","10","001","Kent",38.923056,-75.453333,1,1,"SUN","SOLAR",null,{"v":0.18813,"d":"0.1881"},11.8,{"$nulls":9},{"v":173174,"d":"173,174"},{"v":83926,"d":"83,926"},{"v":19447,"d":"19,447"},{"v":9425,"d":"9,425"},{"$nulls":41},{"v":173174,"d":"173,174"},{"v":83926,"d":"83,926"},{"$nulls":6},"--","EIA","EIA",{"$nulls":15},0,0,0,0,0,0,0,{"v":19447,"d":"19,447"},0,0,0,0,{"v":19447,"d":"19,447"},{"v":19447,"d":"19,447"},0,{"v":19447,"d":"19,447"},{"v":0,"d":"0.0%"},{"v":0,"d":"0.0%"},{"v":0,"d":"0.0%"},{"v":0,"d":"0.0%"},{"v":0,"d":"0.0%"},{"v":0,"d":"0.0%"},{"v":0,"d":"0.0%"},{"v":1,"d":"100.0%"},{"v":0,"d":"0.0%"},{"v":0,"d":"0.0%"},{"v":0,"d":"0.0%"},{"v":0,"d":"0.0%"},{"v":1,"d":"100.0%"},{"v":1,"d":"100.0%"},{"v":0,"d":"0.0%"},{"v":1,"d":"100.0%"}]
[2602,2019,"FL","Babcock Solar Energy Center Hybrid",59993,"Florida Power & Light Co",6452,"Florida Power & Light Co",6452,"Electric Utility","Florida Power & Light Company","FPL","SERC","FRCC","FRCC All",null,"12","015","Charlotte",26.861592,-81.751011,2,2,"SUN","SOLAR",null,{"v":0.21551,"d":"0.2155"},84.5,{"$nulls":7},0,0,{"v":1434239,"d":"1,434,239"},{"v":619440,"d":"619,440"},{"v":159523,"d":"159,523"},{"v":68813,"d":"68,813"},{"$nulls":24},{"v":0,"d":"0.000"},null,{"v":0,"d":"0.000"},{"v":0,"d":"0.000"},{"v":0,"d":"0.000"},{"v":0,"d":"0.000"},{"v":0,"d":"0.000"},{"$nulls":8},0,0,{"v":1434239,"d":"1,434,239"},{"v":619440,"d":"619,440"},{"$nulls":6},"--","EIA","EIA",{"$nulls":15},0,0,0,0,0,0,0,{"v":161060,"d":"161,060"},0,0,{"v":-1537,"d":"(1,537)"},{"v":-1537,"d":"(1,537)"},{"v":161060,"d":"161,060"},{"v":161060,"d":"161,060"},{"v":-1537,"d":"(1,537)"},{"v":161060,"d":"161,060"},{"v":0,"d":"0.0%"},{"v":0,"d":"0.0%"},{"v":0,"d":"0.0%"},{"v":0,"d":"0.0%"},{"v":0,"d":"0.0%"},{"v":0,"d":"0.0%"},{"v":0,"d":"0.0%"},{"v":1,"d":"100.0%"},{"v":0,"d":"0.0%"},{"v":0,"d":"0.0%"},{"v":0,"d":"0.0%"},{"v":0,"d":"0.0%"},{"v":1,"d":"100.0%"},{"v":1,"d":"100.0%"},{"v":0,"d":"0.0%"},{"v":1,"d":"100.0%"}]
[2619,2019,"FL","Butler Plaza",58618,"Gainesville Regional Utilities",6909,"CF Gainesville Owner One LLC",58570,"IPP Non-CHP","Gainesville Regional Utilities","GVL","SERC","FRCC","FRCC All",null,"12","001","Alachua",29.623056,-82.38,1,1,"SUN","SOLAR",null,{"v":0.11777,"d":"0.1178"},1.2,{"$nulls":9},{"v":11024,"d":"11,024"},{"v":5025,"d":"5,025"},{"v":1238,"d":"1,238"},564,{"$nulls":41},{"v":11024,"d":"11,024"},{"v":5025,"d":"5,025"},{"$nulls":6},"--","EIA","EIA",{"$nulls":15},0,0,0,0,0,0,0,{"v":1238,"d":"1,238"},0,0,0,0,{"v":1238,"d":"1,238"},{"v":1238,"d":"1,238"},0,{"v":1238,"d":"1,238"},{"v":0,"d":"0.0%"},{"v":0,"d":"0.0%"},{"v":0,"d":"0.0%"},{"v":0,"d":"0.0%"},{"v":0,"d":"0.0%"},{"v":0,"d":"0.0%"},{"v":0,"d":"0.0%"},{"v":1,"d":"100.0%"},{"v":0,"d":"0.0%"},{"v":0,"d":"0.0%"},{"v":0,"d":"0.0%"},{"v":0,"d":"0.0%"},{"v":1,"d":"100.0%"},{"v":1,"d":"100.0%"},{"v":0,"d":"0.0%"},{"v":1,"d":"100.0%"}]
[2655,2019,"FL","Fernandina Beach Mill",10202,"Florida Public Utilities Co",6457,"WestRock, Fernandina Beach",9686,"Industrial CHP","JEA","JEA","SERC","FRCC","FRCC All",null,"12","089","Nassau",30.681823,-81.455413,4,3,"NG","GAS","Yes",{"v":0.68165,"d":"0.6817"},106.2,{"v":0.197251047677195,"d":"0.1973"},"Yes","Yes",{"v":13628260.8,"d":"13,628,261"},{"v":0.159,"d":"0"},{"v":0.174748,"d":"0.1747"},null,{"v":3523734.128,"d":"3,523,734"},{"v":1518404.485,"d":"1,518,404"},{"v":3523734.128,"d":"3,523,734"},{"v":1518404.485,"d":"1,518,404"},{"v":634146.59,"d":"634,147"},{"v":274049.455,"d":"274,049"},{"v":283.343,"d":"283"},{"v":128.992,"d":"129"},{"v":700.92,"d":"701"},{"v":79262.702,"d":"79,263"},{"v":60130.68,"d":"60,131"},{"v":14732.438,"d":"14,732"},{"v":82209.468,"d":"82,209"},null,0.894,0.941,2.211,249.982,0.095,0.023,259.276,null,0.161,{"v":0.17,"d":"0.170"},0.398,44.988,0.017,0.004,{"v":46.66,"d":"46.660"},null,0.894,0.941,2.211,249.982,0.095,0.023,259.276,null,{"v":1621.441,"d":"1,621"},{"v":738.164,"d":"738"},{"v":4011.042,"d":"4,011"},{"v":1935858.688,"d":"1,935,859"},{"v":344100.289,"d":"344,100"},{"v":84306.981,"d":"84,307"},null,{"v":20164713.5,"d":"20,164,714"},{"v":8689132.125,"d":"8,689,132"},{"v":20164713.5,"d":"20,164,714"},{"v":8689132.125,"d":"8,689,132"},"EIA","EIA","EIA","EIA","EIA","EIA","--","EIA","EIA",{"$nulls":3},{"v":1482274.616,"d":"1,482,275"},null,null,{"v":16640979.372,"d":"16,640,979"},{"v":7170727.64,"d":"7,170,728"},{"v":1338.098,"d":"1,338"},{"v":609.172,"d":"609"},{"v":3310.122,"d":"3,310"},{"v":374321.369,"d":"374,321"},{"v":283969.609,"d":"283,970"},{"v":69574.544,"d":"69,575"},{"v":5556.655459,"d":"5,556.655"},{"v":45480.363,"d":"45,480"},{"v":6607.239,"d":"6,607"},{"v":154754.39,"d":"154,754"},0,0,{"v":427304.601,"d":"427,305"},0,0,0,0,0,{"v":206841.992,"d":"206,842"},{"v":427304.601,"d":"427,305"},{"v":427304.601,"d":"427,305"},{"v":634146.593,"d":"634,147"},0,{"v":0.0717190055139191,"d":"7.2%"},{"v":0.0104191035210687,"d":"1.0%"},{"v":0.244035672048466,"d":"24.4%"},{"v":0,"d":"0.0%"},{"v":0,"d":"0.0%"},{"v":0.673826218916546,"d":"67.4%"},{"v":0,"d":"0.0%"},{"v":0,"d":"0.0%"},{"v":0,"d":"0.0%"},{"v":0,"d":"0.0%"},{"v":0,"d":"0.0%"},{"v":0.326173781083454,"d":"32.6%"},{"v":0.673826218916546,"d":"67.4%"},{"v":0.673826218916546,"d":"67.4%"},{"v":1,"d":"100.0%"},{"v":0,"d":"0.0%"}]
[2658,2019,"FL","FIU Solar",60006,"Florida Power & Light Co",6452,"Florida Power & Light Co",6452,"Electric Utility","Florida Power & Light Company","FPL","SERC","FRCC","FRCC All",null,"12","086","Miami Dade",25.770008,-80.367743,1,1,"SUN","SOLAR",null,{"v":0.07563,"d":"0.0756"},1.6,{"$nulls":9},{"v":9441,"d":"9,441"},{"v":4303,"d":"4,303"},{"v":1060,"d":"1,060"},483,{"$nulls":41},{"v":9441,"d":"9,441"},{"v":4303,"d":"4,303"},{"$nulls":6},"--","EIA","EIA",{"$nulls":15},0,0,0,0,0,0,0,{"v":1060,"d":"1,060"},0,0,0,0,{"v":1060,"d":"1,060"},{"v":1060,"d":"1,060"},0,{"v":1060,"d":"1,060"},{"v":0,"d":"0.0%"},{"v":0,"d":"0.0%"},{"v":0,"d":"0.0%"},{"v":0,"d":"0.0%"},{"v":0,"d":"0.0%"},{"v":0,"d":"0.0%"},{"v":0,"d":"0.0%"},{"v":1,"d":"100.0%"},{"v":0,"d":"0.0%"},{"v":0,"d":"0.0%"},{"v":0,"d":"0.0%"},{"v":0,"d":"0.0%"},{"v":1,"d":"100.0%"},{"v":1,"d":"100.0%"},{"v":0,"d":"0.0%"},{"v":1,"d":"100.0%"}]
[2687,2019,"FL","Hookers Point",647,null,-9999,"Tampa Electric Co",18454,"Electric Utility","Tampa Electric Company","TEC","SERC","FRCC","FRCC All",null,"12","057","Hillsborough",27.9375,-82.444444,5,5,"RFO","OIL",null,null,232.6,{"$nulls":62},"--"]
[2719,2019,"FL","LKL BLBD, LLC",59611,"City of Lakeland - (FL)",10623,"LKL BLBD, LLC",59354,"IPP Non-CHP","Florida Municipal Power Pool","FMPP","SERC","FRCC","FRCC All",null,"12","105","Polk",28.066389,-82.0175,1,1,"SUN","SOLAR",null,{"v":0.21045,"d":"0.2105"},{"v":6,"d":"6.0"},{"$nulls":9},{"v":98497,"d":"98,497"},{"v":44896,"d":"44,896"},{"v":11061,"d":"11,061"},{"v":5042,"d":"5,042"},{"$nulls":41},{"v":98497,"d":"98,497"},{"v":44896,"d":"44,896"},{"$nulls":6},"--","EIA","EIA",{"$nulls":15},0,0,0,0,0,0,0,{"v":11061,"d":"11,061"},0,0,0,0,{"v":11061,"d":"11,061"},{"v":11061,"d":"11,061"},0,{"v":11061,"d":"11,061"},{"v":0,"d":"0.0%"},{"v":0,"d":"0.0%"},{"v":0,"d":"0.0%"},{"v":0,"d":"0.0%"},{"v":0,"d":"0.0%"},{"v":0,"d":"0.0%"},{"v":0,"d":"0.0%"},{"v":1,"d":"100.0%"},{"v":0,"d":"0.0%"},{"v":0,"d":"0.0%"},{"v":0,"d":"0.0%"},{"v":0,"d":"0.0%"},{"v":1,"d":"100.0%"},{"v":1,"d":"100.0%"},{"v":0,"d":"0.0%"},{"v":1,"d":"100.0%"}]
[2730,2019,"FL","Miami Dade County Resource Recovery Fac",10062,"Florida Power & Light Co",6452,"Covanta Southeast Florida Renewable Ltd",50085,"IPP Non-CHP","Florida Power & Light Company","FPL","SERC","FRCC","FRCC All",null,"12","086","Miami Dade",25.8356,-80.3566,4,2,"MSW","BIOMASS",null,{"v":0.43582,"d":"0.4358"},{"v":77,"d":"77.0"},{"v":0.606962481962482,"d":"0.6070"},"Yes",{"$nulls":5},{"v":6923287.375,"d":"6,923,287"},{"v":3029725.625,"d":"3,029,726"},{"v":6923287.375,"d":"6,923,287"},{"v":3029725.625,"d":"3,029,726"},{"v":293971,"d":"293,971"},{"v":116754,"d":"116,754"},{"v":1019.049,"d":"1,019"},{"v":446.785,"d":"447"},{"v":535.646,"d":"536"},{"v":382010.589,"d":"382,011"},{"v":462664.181,"d":"462,664"},{"v":60698.707,"d":"60,699"},{"v":396837.999,"d":"396,838"},null,6.933,7.653,3.644,{"v":2598.968,"d":"2,598.968"},1.574,0.206,{"v":2699.845,"d":"2,699.845"},null,0.294,0.295,0.155,110.355,0.067,0.009,114.639,null,6.933,7.653,3.644,{"v":2598.968,"d":"2,598.968"},1.574,0.206,{"v":2699.844,"d":"2,699.844"},null,{"v":1019.049,"d":"1,019"},{"v":446.785,"d":"447"},{"v":535.646,"d":"536"},{"v":676533.016,"d":"676,533"},{"v":462664.181,"d":"462,664"},{"v":60698.707,"d":"60,699"},null,{"v":6923287.375,"d":"6,923,287"},{"v":3029725.625,"d":"3,029,726"},{"v":6923287.375,"d":"6,923,287"},{"v":3029725.625,"d":"3,029,726"},"EIA","EIA","EIA","EIA","EIA","EIA","--","EIA","EIA",{"$nulls":3},{"v":294522.427,"d":"294,522"},{"$nulls":10},{"v":23550.919243,"d":"23,550.919"},0,0,{"v":16389.754,"d":"16,390"},0,0,{"v":277581.25,"d":"277,581"},0,0,0,0,0,{"v":16389.754,"d":"16,390"},{"v":277581.25,"d":"277,581"},{"v":277581.25,"d":"277,581"},{"v":293971.004,"d":"293,971"},0,{"v":0,"d":"0.0%"},{"v":0,"d":"0.0%"},{"v":0.0557529612682481,"d":"5.6%"},{"v":0,"d":"0.0%"},{"v":0,"d":"0.0%"},{"v":0.944247038731752,"d":"94.4%"},{"v":0,"d":"0.0%"},{"v":0,"d":"0.0%"},{"v":0,"d":"0.0%"},{"v":0,"d":"0.0%"},{"v":0,"d":"0.0%"},{"v":0.0557529612682481,"d":"5.6%"},{"v":0.944247038731752,"d":"94.4%"},{"v":0.944247038731752,"d":"94.4%"},{"v":1,"d":"100.0%"},{"v":0,"d":"0.0%"}]
[2758,2019,"FL","Palm Beach Renewable Energy Facility 1",50071,"Florida Power & Light Co",6452,"Solid Waste Authority of Palm Beach Co",17445,"IPP Non-CHP","Florida Power & Light Company","FPL","SERC","FRCC","FRCC All",null,"12","099","Palm Beach",26.771389,-80.141944,2,1,"MSW","BIOMASS",null,{"v":0.64385,"d":"0.6439"},62.3,{"v":0.260252595214885,"d":"0.2603"},"Yes",{"$nulls":5},{"v":6352095.5,"d":"6,352,096"},{"v":2777196.75,"d":"2,777,197"},{"v":6352095.5,"d":"6,352,096"},{"v":2777196.75,"d":"2,777,197"},{"v":351379,"d":"351,379"},{"v":150126,"d":"150,126"},{"v":616.471,"d":"616"},{"v":255.085,"d":"255"},{"v":122.416,"d":"122"},{"v":349340.776,"d":"349,341"},{"v":447067.338,"d":"447,067"},{"v":58676.519,"d":"58,677"},{"v":363671.919,"d":"363,672"},null,3.509,3.398,0.697,{"v":1988.399,"d":"1,988.399"},1.272,0.167,{"v":2069.97,"d":"2,069.970"},null,0.194,0.184,0.039,109.992,{"v":0.07,"d":"0.070"},0.009,114.505,null,3.509,3.398,0.697,{"v":1988.399,"d":"1,988.399"},1.272,0.167,{"v":2069.97,"d":"2,069.970"},null,{"v":616.471,"d":"616"},{"v":255.085,"d":"255"},{"v":122.416,"d":"122"},{"v":634435.625,"d":"634,436"},{"v":447067.338,"d":"447,067"},{"v":58676.519,"d":"58,677"},null,{"v":6352095.5,"d":"6,352,096"},{"v":2777196.75,"d":"2,777,197"},{"v":6352095.5,"d":"6,352,096"},{"v":2777196.75,"d":"2,777,197"},"EIA","EIA","EIA","EIA","EIA","EIA","--","EIA","EIA",{"$nulls":3},{"v":285094.849,"d":"285,095"},{"$nulls":10},{"v":18077.618469,"d":"18,077.618"},0,0,{"v":845.97,"d":"846"},0,0,{"v":350533.03,"d":"350,533"},0,0,0,0,0,{"v":845.97,"d":"846"},{"v":350533.03,"d":"350,533"},{"v":350533.03,"d":"350,533"},{"v":351379,"d":"351,379"},0,{"v":0,"d":"0.0%"},{"v":0,"d":"0.0%"},{"v":0.0024075713118883,"d":"0.2%"},{"v":0,"d":"0.0%"},{"v":0,"d":"0.0%"},{"v":0.997592428688112,"d":"99.8%"},{"v":0,"d":"0.0%"},{"v":0,"d":"0.0%"},{"v":0,"d":"0.0%"},{"v":0,"d":"0.0%"},{"v":0,"d":"0.0%"},{"v":0.0024075713118883,"d":"0.2%"},{"v":0.997592428688112,"d":"99.8%"},{"v":0.997592428688112,"d":"99.8%"},{"v":1,"d":"100.0%"},{"v":0,"d":"0.0%"}]
[2785,2019,"FL","S O Purdom",689,"Connexus Energy",689,"City of Tallahassee - (FL)",18445,"Electric Utility","City of Tallahassee","TAL","SERC","FRCC","FRCC All",null,"12","129","Wakulla",30.162304,-84.200673,1,5,"NG","GAS",null,{"v":0.42394,"d":"0.4239"},350.1,{"v":0.62676906402476,"d":"0.6268"},{"$nulls":6},{"v":8469637,"d":"8,469,637"},{"v":3862227.5,"d":"3,862,228"},{"v":8469637,"d":"8,469,637"},{"v":3862227.5,"d":"3,862,228"},{"v":1300167,"d":"1,300,167"},{"v":592282,"d":"592,282"},{"v":124.204,"d":"124"},{"v":57.293,"d":"57"},{"v":2.541,"d":"3"},{"v":503324.812,"d":"503,325"},{"v":22452.398,"d":"22,452"},{"v":2245.24,"d":"2,245"},{"v":503940.008,"d":"503,940"},null,0.191,0.193,0.004,774.246,0.017,{"v":2E-3,"d":"0.002"},775.193,null,0.029,{"v":0.03,"d":"0.030"},{"v":1E-3,"d":"0.001"},118.854,0.003,{"v":0,"d":"0.000"},118.999,null,0.191,0.193,0.004,774.246,0.017,{"v":2E-3,"d":"0.002"},775.193,null,{"v":124.204,"d":"124"},{"v":57.293,"d":"57"},{"v":2.541,"d":"3"},{"v":503324.812,"d":"503,325"},{"v":22452.398,"d":"22,452"},{"v":2245.24,"d":"2,245"},null,{"v":8469637,"d":"8,469,637"},{"v":3862227.5,"d":"3,862,228"},{"v":8469637,"d":"8,469,637"},{"v":3862227.5,"d":"3,862,228"},"EPA/CAMD","EPA/CAMD","EPA/CAMD","EPA/CAMD","EIA","EIA","--","EPA/CAMD","EPA/CAMD",{"$nulls":14},{"v":6514.268552,"d":"6,514.269"},0,0,{"v":1300167,"d":"1,300,167"},0,0,0,0,0,0,0,0,{"v":1300167,"d":"1,300,167"},0,0,{"v":1300167,"d":"1,300,167"},0,{"v":0,"d":"0.0%"},{"v":0,"d":"0.0%"},{"v":1,"d":"100.0%"},{"v":0,"d":"0.0%"},{"v":0,"d":"0.0%"},{"v":0,"d":"0.0%"},{"v":0,"d":"0.0%"},{"v":0,"d":"0.0%"},{"v":0,"d":"0.0%"},{"v":0,"d":"0.0%"},{"v":0,"d":"0.0%"},{"v":1,"d":"100.0%"},{"v":0,"d":"0.0%"},{"v":0,"d":"0.0%"},{"v":1,"d":"100.0%"},{"v":0,"d":"0.0%"}]
[2793,2019,"FL","Seminole Energy",61780,"Florida Power & Light Co",6452,"Seminole Energy, LLC",61403,"IPP Non-CHP","Florida Power & Light Company","FPL","SERC","FRCC","FRCC All",null,"12","117","Seminole",28.790186,-81.089015,4,4,"LFG","BIOMASS",null,0.2546,6.4,{"v":0.908996860730594,"d":"0.9090"},"Yes",{"$nulls":5},{"v":188621,"d":"188,621"},{"v":76359,"d":"76,359"},{"v":188621,"d":"188,621"},{"v":76359,"d":"76,359"},{"v":14274,"d":"14,274"},{"v":5779,"d":"5,779"},0,0,{"v":3.159,"d":"3"},0,0,0,0,null,{"v":0,"d":"0.000"},{"v":0,"d":"0.000"},0.443,{"v":0,"d":"0.000"},{"v":0,"d":"0.000"},{"v":0,"d":"0.000"},{"v":0,"d":"0.000"},null,{"v":0,"d":"0.000"},{"v":0,"d":"0.000"},0.034,{"v":0,"d":"0.000"},{"v":0,"d":"0.000"},{"v":0,"d":"0.000"},{"v":0,"d":"0.000"},null,{"v":0,"d":"0.000"},{"v":0,"d":"0.000"},0.443,{"v":0,"d":"0.000"},{"v":0,"d":"0.000"},{"v":0,"d":"0.000"},{"v":0,"d":"0.000"},null,{"v":134.864,"d":"135"},{"v":54.596,"d":"55"},{"v":4.244,"d":"4"},{"v":11977.392,"d":"11,977"},{"v":438.733,"d":"439"},{"v":43.873,"d":"44"},null,{"v":188621,"d":"188,621"},{"v":76359,"d":"76,359"},{"v":188621,"d":"188,621"},{"v":76359,"d":"76,359"},"EIA","EIA","EIA","EIA","EIA","EIA","--","EIA","EIA",{"v":134.864,"d":"135"},{"v":54.596,"d":"55"},{"v":1.085,"d":"1"},{"v":11977.392,"d":"11,977"},{"v":438.733,"d":"439"},{"v":43.873,"d":"44"},{"$nulls":8},{"v":13214.305731,"d":"13,214.306"},0,0,0,0,0,{"v":14274,"d":"14,274"},0,0,0,0,0,0,{"v":14274,"d":"14,274"},{"v":14274,"d":"14,274"},{"v":14274,"d":"14,274"},0,{"v":0,"d":"0.0%"},{"v":0,"d":"0.0%"},{"v":0,"d":"0.0%"},{"v":0,"d":"0.0%"},{"v":0,"d":"0.0%"},{"v":1,"d":"100.0%"},{"v":0,"d":"0.0%"},{"v":0,"d":"0.0%"},{"v":0,"d":"0.0%"},{"v":0,"d":"0.0%"},{"v":0,"d":"0.0%"},{"v":0,"d":"0.0%"},{"v":1,"d":"100.0%"},{"v":1,"d":"100.0%"},{"v":1,"d":"100.0%"},{"v":0,"d":"0.0%"}]
[2817,2019,"FL","Suwannee River Chemical Complex",50473,"Progress Energy Florida Inc",6455,"White Springs Agrici Chem Inc",20558,"Industrial CHP","Duke Energy Florida Inc","FPC","SERC","FRCC","FRCC All",null,"12","047","Hamilton",30.4447,-82.7842,1,1,"OTH","OTHF",null,null,27.3,{"$nulls":62},"--"]
[2854,2019,"FL","Winston",7997,"City of Lakeland - (FL)",10623,"City of Lakeland - (FL)",10623,"Electric Utility","Florida Municipal Power Pool","FMPP","SERC","FRCC","FRCC All",null,"12","105","Polk",28.0274,-82.0164,20,20,"DFO","OIL",null,{"v":0,"d":"0.0000"},{"v":50,"d":"50.0"},{"$nulls":11},0,0,{"$nulls":49},"--",{"$nulls":17},0,0,0,0,0,0,0,0,0,0,0,0,0,0,0,0]
[2872,2019,"GA","Blue Ridge",757,"Tennessee Valley Authority",18642,"Tennessee Valley Authority",18642,"Electric Utility","Tennessee Valley Authority","TVA","SERC","SRTV","SERC Tennessee Valley",null,"13","111","Fannin",34.883889,-84.282222,2,2,"WAT","HYDRO",null,{"v":0.20514,"d":"0.2051"},23.5,{"$nulls":9},{"v":376058.014,"d":"376,058"},{"v":131344.003,"d":"131,344"},{"v":42230,"d":"42,230"},{"v":14749,"d":"14,749"},{"$nulls":41},{"v":376058.014,"d":"376,058"},{"v":131344.003,"d":"131,344"},{"$nulls":6},"--","EIA","EIA",{"$nulls":15},0,0,0,0,{"v":42230,"d":"42,230"},0,0,0,0,0,0,0,{"v":42230,"d":"42,230"},0,0,{"v":42230,"d":"42,230"},{"v":0,"d":"0.0%"},{"v":0,"d":"0.0%"},{"v":0,"d":"0.0%"},{"v":0,"d":"0.0%"},{"v":1,"d":"100.0%"},{"v":0,"d":"0.0%"},{"v":0,"d":"0.0%"},{"v":0,"d":"0.0%"},{"v":0,"d":"0.0%"},{"v":0,"d":"0.0%"},{"v":0,"d":"0.0%"},{"v":0,"d":"0.0%"},{"v":1,"d":"100.0%"},{"v":0,"d":"0.0%"},{"v":0,"d":"0.0%"},{"v":1,"d":"100.0%"}]
[2893,2019,"GA","Dalton 2",59556,"Dalton Utilities",4744,"Georgia Power Co",7140,"Electric Utility","Southern Company Services, Inc. - Trans","SOCO","SERC","SRSO","SERC South",null,"13","213","Murray",34.718056,-84.931944,1,1,"SUN","SOLAR",null,{"v":0.17473,"d":"0.1747"},6.5,{"$nulls":9},{"v":88595,"d":"88,595"},{"v":44918,"d":"44,918"},{"v":9949,"d":"9,949"},{"v":5044,"d":"5,044"},{"$nulls":41},{"v":88595,"d":"88,595"},{"v":44918,"d":"44,918"},{"$nulls":6},"--","EIA","EIA",{"$nulls":15},0,0,0,0,0,0,0,{"v":9949,"d":"9,949"},0,0,0,0,{"v":9949,"d":"9,949"},{"v":9949,"d":"9,949"},0,{"v":9949,"d":"9,949"},{"v":0,"d":"0.0%"},{"v":0,"d":"0.0%"},{"v":0,"d":"0.0%"},{"v":0,"d":"0.0%"},{"v":0,"d":"0.0%"},{"v":0,"d":"0.0%"},{"v":0,"d":"0.0%"},{"v":1,"d":"100.0%"},{"v":0,"d":"0.0%"},{"v":0,"d":"0.0%"},{"v":0,"d":"0.0%"},{"v":0,"d":"0.0%"},{"v":1,"d":"100.0%"},{"v":1,"d":"100.0%"},{"v":0,"d":"0.0%"},{"v":1,"d":"100.0%"}]
[2915,2019,"GA","Georgia LFG Richland Creek Plant",61387,"Georgia Power Co",7140,"Cube District Energy, LLC",61038,"IPP Non-CHP","Southern Company Services, Inc. - Trans","SOCO","SERC","SRSO","SERC South",null,"13","135","Gwinnett",34.127146,-84.033376,5,5,"LFG","BIOMASS",null,{"v":0.64957,"d":"0.6496"},{"v":11,"d":"11.0"},{"v":0.250709146257091,"d":"0.2507"},"Yes",{"$nulls":5},{"v":645381.992,"d":"645,382"},{"v":267355,"d":"267,355"},{"v":645381.992,"d":"645,382"},{"v":267355,"d":"267,355"},{"v":62593,"d":"62,593"},{"v":25930,"d":"25,930"},0,0,{"v":10.81,"d":"11"},0,0,0,0,null,{"v":0,"d":"0.000"},{"v":0,"d":"0.000"},0.345,{"v":0,"d":"0.000"},{"v":0,"d":"0.000"},{"v":0,"d":"0.000"},{"v":0,"d":"0.000"},null,{"v":0,"d":"0.000"},{"v":0,"d":"0.000"},0.033,{"v":0,"d":"0.000"},{"v":0,"d":"0.000"},{"v":0,"d":"0.000"},{"v":0,"d":"0.000"},null,{"v":0,"d":"0.000"},{"v":0,"d":"0.000"},0.345,{"v":0,"d":"0.000"},{"v":0,"d":"0.000"},{"v":0,"d":"0.000"},{"v":0,"d":"0.000"},null,{"v":487.4,"d":"487"},{"v":201.91,"d":"202"},{"v":14.521,"d":"15"},{"v":40981.621,"d":"40,982"},{"v":1501.16,"d":"1,501"},{"v":150.116,"d":"150"},null,{"v":645381.992,"d":"645,382"},{"v":267355,"d":"267,355"},{"v":645381.992,"d":"645,382"},{"v":267355,"d":"267,355"},"EIA","EIA","EIA","EIA","EIA","EIA","--","EIA","EIA",{"v":487.4,"d":"487"},{"v":201.91,"d":"202"},{"v":3.711,"d":"4"},{"v":40981.621,"d":"40,982"},{"v":1501.16,"d":"1,501"},{"v":150.116,"d":"150"},{"$nulls":8},{"v":10310.76945,"d":"10,310.769"},0,0,0,0,0,{"v":62593,"d":"62,593"},0,0,0,0,0,0,{"v":62593,"d":"62,593"},{"v":62593,"d":"62,593"},{"v":62593,"d":"62,593"},0,{"v":0,"d":"0.0%"},{"v":0,"d":"0.0%"},{"v":0,"d":"0.0%"},{"v":0,"d":"0.0%"},{"v":0,"d":"0.0%"},{"v":1,"d":"100.0%"},{"v":0,"d":"0.0%"},{"v":0,"d":"0.0%"},{"v":0,"d":"0.0%"},{"v":0,"d":"0.0%"},{"v":0,"d":"0.0%"},{"v":0,"d":"0.0%"},{"v":1,"d":"100.0%"},{"v":1,"d":"100.0%"},{"v":1,"d":"100.0%"},{"v":0,"d":"0.0%"}]
[2932,2019,"GA","Hammond",708,"Georgia Power Co",7140,"Georgia Power Co",7140,"Electric Utility","Southern Company Services, Inc. - Trans","SOCO","SERC","SRSO","SERC South",null,"13","115","Floyd",34.2528,-85.3456,4,4,"BIT","COAL","Yes",{"v":0.01349,"d":"0.0135"},{"v":953,"d":"953.0"},{"v":1,"d":"1.0000"},{"$nulls":6},{"v":1738630.5,"d":"1,738,631"},null,{"v":1738630.5,"d":"1,738,631"},null,{"v":112595,"d":"112,595"},{"v":-2708,"d":"(2,708)"},{"v":212.394,"d":"212"},0,{"v":24.995,"d":"25"},{"v":177236.078,"d":"177,236"},{"v":37559.146,"d":"37,559"},{"v":5471.494,"d":"5,471"},{"v":178520.82,"d":"178,521"},null,3.773,{"v":0,"d":"0.000"},0.444,{"v":3148.205,"d":"3,148.205"},0.334,0.049,{"v":3171.026,"d":"3,171.026"},null,0.244,null,0.029,{"v":203.88,"d":"203.880"},0.022,0.003,205.358,null,3.773,{"v":0,"d":"0.000"},0.444,{"v":3148.205,"d":"3,148.205"},0.334,0.049,{"v":3171.026,"d":"3,171.026"},null,{"v":212.394,"d":"212"},0,{"v":24.995,"d":"25"},{"v":177236.078,"d":"177,236"},{"v":37559.146,"d":"37,559"},{"v":5471.494,"d":"5,471"},null,{"v":1738630.5,"d":"1,738,631"},null,{"v":1738630.5,"d":"1,738,631"},null,"EPA/CAMD","EIA","EPA/CAMD","EPA/CAMD","EIA","EIA","--","EPA/CAMD",{"$nulls":15},{"v":15441.453883,"d":"15,441.454"},{"v":111235.51,"d":"111,236"},{"v":1359.49,"d":"1,359"},0,0,0,0,0,0,0,0,0,{"v":112595,"d":"112,595"},0,0,{"v":112595,"d":"112,595"},0,{"v":0.987925840401439,"d":"98.8%"},{"v":0.0120741595985612,"d":"1.2%"},{"v":0,"d":"0.0%"},{"v":0,"d":"0.0%"},{"v":0,"d":"0.0%"},{"v":0,"d":"0.0%"},{"v":0,"d":"0.0%"},{"v":0,"d":"0.0%"},{"v":0,"d":"0.0%"},{"v":0,"d":"0.0%"},{"v":0,"d":"0.0%"},{"v":1,"d":"100.0%"},{"v":0,"d":"0.0%"},{"v":0,"d":"0.0%"},{"v":1,"d":"100.0%"},{"v":0,"d":"0.0%"}]
[2970,2019,"GA","MEAG1",7879,null,-9999,"Municipal Electric Authority",13100,"Electric Utility","No balancing authority","NA","SERC","SRSO","SERC South",null,"13",{"$nulls":4},1,1,"NG","GAS",null,null,170.9,{"$nulls":62},"--"]
[2993,2019,"GA","Piedmont Green Power",57909,"Georgia Power Co",7140,"Piedmont Green Power LLC",57282,"IPP Non-CHP","Southern Company Services, Inc. - Trans","SOCO","SERC","SRSO","SERC South",null,"13","171","Lamar",33.045278,-84.125556,1,1,"WDS","BIOMASS",null,{"v":0.79716,"d":"0.7972"},{"v":60,"d":"60.0"},{"v":0.00472792998477911,"d":"0.0047"},"Yes",{"$nulls":5},{"v":5224907.5,"d":"5,224,908"},{"v":2396669.25,"d":"2,396,669"},{"v":5224907.5,"d":"5,224,908"},{"v":2396669.25,"d":"2,396,669"},{"v":418989,"d":"418,989"},{"v":197426,"d":"197,426"},{"v":216.834,"d":"217"},{"v":99.462,"d":"99"},{"v":65.248,"d":"65"},0,{"v":368284.166,"d":"368,284"},{"v":48339.731,"d":"48,340"},{"v":11805.998,"d":"11,806"},null,1.035,1.008,0.311,{"v":0,"d":"0.000"},0.879,0.115,56.355,null,0.083,0.083,0.025,{"v":0,"d":"0.000"},{"v":0.07,"d":"0.070"},0.009,4.519,null,1.035,1.008,0.311,{"v":0,"d":"0.000"},0.879,0.115,56.355,null,{"v":216.834,"d":"217"},{"v":99.462,"d":"99"},{"v":65.248,"d":"65"},{"v":540183.625,"d":"540,184"},{"v":368284.166,"d":"368,284"},{"v":48339.731,"d":"48,340"},null,{"v":5224907.5,"d":"5,224,908"},{"v":2396669.25,"d":"2,396,669"},{"v":5224907.5,"d":"5,224,908"},{"v":2396669.25,"d":"2,396,669"},"EIA","EIA","EIA","EIA","EIA","EIA","--","EIA","EIA",{"$nulls":3},{"v":540183.625,"d":"540,184"},{"$nulls":10},{"v":12470.273683,"d":"12,470.274"},0,0,0,0,0,{"v":418989,"d":"418,989"},0,0,0,0,0,0,{"v":418989,"d":"418,989"},{"v":418989,"d":"418,989"},{"v":418989,"d":"418,989"},0,{"v":0,"d":"0.0%"},{"v":0,"d":"0.0%"},{"v":0,"d":"0.0%"},{"v":0,"d":"0.0%"},{"v":0,"d":"0.0%"},{"v":1,"d":"100.0%"},{"v":0,"d":"0.0%"},{"v":0,"d":"0.0%"},{"v":0,"d":"0.0%"},{"v":0,"d":"0.0%"},{"v":0,"d":"0.0%"},{"v":0,"d":"0.0%"},{"v":1,"d":"100.0%"},{"v":1,"d":"100.0%"},{"v":1,"d":"100.0%"},{"v":0,"d":"0.0%"}]
[3002,2019,"GA","Richmond Hayes Solar",62884,"Georgia Power Co",7140,"Westbound Solar LLC",62715,"IPP Non-CHP","Southern Company Services, Inc. - Trans","SOCO","SERC","SRSO","SERC South",null,"13","245","Richmond",33.364,-82.022,1,1,"SUN","SOLAR",null,{"v":0.15833,"d":"0.1583"},2.3,{"$nulls":9},{"v":28407,"d":"28,407"},{"v":14403,"d":"14,403"},{"v":3190,"d":"3,190"},{"v":1617,"d":"1,617"},{"$nulls":41},{"v":28407,"d":"28,407"},{"v":14403,"d":"14,403"},{"$nulls":6},"--","EIA","EIA",{"$nulls":15},0,0,0,0,0,0,0,{"v":3190,"d":"3,190"},0,0,0,0,{"v":3190,"d":"3,190"},{"v":3190,"d":"3,190"},0,{"v":3190,"d":"3,190"},{"v":0,"d":"0.0%"},{"v":0,"d":"0.0%"},{"v":0,"d":"0.0%"},{"v":0,"d":"0.0%"},{"v":0,"d":"0.0%"},{"v":0,"d":"0.0%"},{"v":0,"d":"0.0%"},{"v":1,"d":"100.0%"},{"v":0,"d":"0.0%"},{"v":0,"d":"0.0%"},{"v":0,"d":"0.0%"},{"v":0,"d":"0.0%"},{"v":1,"d":"100.0%"},{"v":1,"d":"100.0%"},{"v":0,"d":"0.0%"},{"v":1,"d":"100.0%"}]
[3028,2019,"GA","SR Arlington II",62367,"Georgia Transmission Corp",7197,"SR Arlington II, LLC",61899,"IPP Non-CHP","Southern Company Services, Inc. - Trans","SOCO","SERC","SRSO","SERC South",null,"13","099","Early",31.415531,-84.830714,1,1,"SUN","SOLAR",null,{"v":0.01855,"d":"0.0186"},102.5,{"$nulls":9},{"v":148295,"d":"148,295"},0,{"v":16653,"d":"16,653"},0,{"$nulls":41},{"v":148295,"d":"148,295"},0,{"$nulls":6},"--","EIA","EIA",{"$nulls":15},0,0,0,0,0,0,0,{"v":16653,"d":"16,653"},0,0,0,0,{"v":16653,"d":"16,653"},{"v":16653,"d":"16,653"},0,{"v":16653,"d":"16,653"},{"v":0,"d":"0.0%"},{"v":0,"d":"0.0%"},{"v":0,"d":"0.0%"},{"v":0,"d":"0.0%"},{"v":0,"d":"0.0%"},{"v":0,"d":"0.0%"},{"v":0,"d":"0.0%"},{"v":1,"d":"100.0%"},{"v":0,"d":"0.0%"},{"v":0,"d":"0.0%"},{"v":0,"d":"0.0%"},{"v":0,"d":"0.0%"},{"v":1,"d":"100.0%"},{"v":1,"d":"100.0%"},{"v":0,"d":"0.0%"},{"v":1,"d":"100.0%"}]
[3057,2019,"GA","W R Clayton Plant",7968,null,-9999,"Municipal Electric Authority",13100,"Electric Utility","No balancing authority","NA","SERC","SRSO","SERC South",null,"13","297","Walton",33.819444,-83.694444,3,3,"NG","GAS",null,null,{"v":513,"d":"513.0"},{"$nulls":62},"--"]
[3067,2019,"GA","West Point (GA)",6133,"Georgia Power Co",7140,"USCE-Mobile District",27813,"Electric Utility","Southern Company Services, Inc. - Trans","SOCO","SERC","SRSO","SERC South",null,"13","285","Troup",32.918674,-85.1887,3,3,"WAT","HYDRO",null,{"v":0.38884,"d":"0.3888"},73.3,{"$nulls":9},{"v":2223391.094,"d":"2,223,391"},{"v":776554.008,"d":"776,554"},{"v":249679,"d":"249,679"},{"v":87204.001,"d":"87,204"},{"$nulls":41},{"v":2223391.094,"d":"2,223,391"},{"v":776554.008,"d":"776,554"},{"$nulls":6},"--","EIA","EIA",{"$nulls":15},0,0,0,0,{"v":249679,"d":"249,679"},0,0,0,0,0,0,0,{"v":249679,"d":"249,679"},0,0,{"v":249679,"d":"249,679"},{"v":0,"d":"0.0%"},{"v":0,"d":"0.0%"},{"v":0,"d":"0.0%"},{"v":0,"d":"0.0%"},{"v":1,"d":"100.0%"},{"v":0,"d":"0.0%"},{"v":0,"d":"0.0%"},{"v":0,"d":"0.0%"},{"v":0,"d":"0.0%"},{"v":0,"d":"0.0%"},{"v":0,"d":"0.0%"},{"v":0,"d":"0.0%"},{"v":1,"d":"100.0%"},{"v":0,"d":"0.0%"},{"v":0,"d":"0.0%"},{"v":1,"d":"100.0%"}]
[3100,2019,"HI","Kahe",765,"Hawaiian Electric Co Inc",19547,"Hawaiian Electric Co Inc",19547,"Electric Utility","Hawaiian Electric Co Inc","HECO","HICC","HIOA","HICC Oahu",null,"15","003","Honolulu",21.356395,-158.128853,6,6,"RFO","OIL",null,{"v":0.43743,"d":"0.4374"},609.7,{"v":0.604280956100625,"d":"0.6043"},{"$nulls":6},{"v":24704553.75,"d":"24,704,554"},{"v":10675816.625,"d":"10,675,817"},{"v":24704553.75,"d":"24,704,554"},{"v":10675816.625,"d":"10,675,817"},{"v":2336309,"d":"2,336,309"},{"v":1014497,"d":"1,014,497"},{"v":3520.192,"d":"3,520"},{"v":1520.575,"d":"1,521"},{"v":11008.98,"d":"11,009"},{"v":2015583.984,"d":"2,015,584"},{"v":163392.783,"d":"163,393"},{"v":32678.557,"d":"32,679"},{"v":2022495.499,"d":"2,022,495"},null,3.013,2.998,9.424,{"v":1725.443,"d":"1,725.443"},{"v":0.07,"d":"0.070"},0.014,{"v":1731.36,"d":"1,731.360"},null,0.285,0.285,0.891,163.175,0.007,{"v":1E-3,"d":"0.001"},163.735,null,3.013,2.998,9.424,{"v":1725.443,"d":"1,725.443"},{"v":0.07,"d":"0.070"},0.014,{"v":1731.36,"d":"1,731.360"},null,{"v":3520.192,"d":"3,520"},{"v":1520.575,"d":"1,521"},{"v":11008.98,"d":"11,009"},{"v":2015583.984,"d":"2,015,584"},{"v":163392.783,"d":"163,393"},{"v":32678.557,"d":"32,679"},null,{"v":24704553.75,"d":"24,704,554"},{"v":10675816.625,"d":"10,675,817"},{"v":24704553.75,"d":"24,704,554"},{"v":10675816.625,"d":"10,675,817"},"EIA","EIA","EIA","EIA","EIA","EIA","--","EIA","EIA",{"$nulls":14},{"v":10574.180791,"d":"10,574.181"},0,{"v":2336309,"d":"2,336,309"},0,0,0,0,0,0,0,0,0,{"v":2336309,"d":"2,336,309"},0,0,{"v":2336309,"d":"2,336,309"},0,{"v":0,"d":"0.0%"},{"v":1,"d":"100.0%"},{"v":0,"d":"0.0%"},{"v":0,"d":"0.0%"},{"v":0,"d":"0.0%"},{"v":0,"d":"0.0%"},{"v":0,"d":"0.0%"},{"v":0,"d":"0.0%"},{"v":0,"d":"0.0%"},{"v":0,"d":"0.0%"},{"v":0,"d":"0.0%"},{"v":1,"d":"100.0%"},{"v":0,"d":"0.0%"},{"v":0,"d":"0.0%"},{"v":1,"d":"100.0%"},{"v":0,"d":"0.0%"}]
[3128,2019,"HI","Maalaea",6504,"Maui Electric Co Ltd",11843,"Maui Electric Co Ltd",11843,"Electric Utility","Hawaii Miscellaneous","NA","HICC","HIMS","HICC Miscellaneous",null,"15","009","Maui",20.80117,-156.492981,23,21,"DFO","OIL",null,{"v":0.34834,"d":"0.3483"},229.8,{"v":0.752773409609044,"d":"0.7528"},{"$nulls":6},{"v":6522410.961,"d":"6,522,411"},{"v":2883155.824,"d":"2,883,156"},{"v":6522410.961,"d":"6,522,411"},{"v":2883155.824,"d":"2,883,156"},{"v":701216.996,"d":"701,217"},{"v":311170.998,"d":"311,171"},{"v":5226.612,"d":"5,227"},{"v":2390.686,"d":"2,391"},{"v":1431.367,"d":"1,431"},{"v":532638.812,"d":"532,639"},{"v":43138.4,"d":"43,138"},{"v":8627.68,"d":"8,628"},{"v":534463.567,"d":"534,464"},null,14.907,15.366,4.083,{"v":1519.184,"d":"1,519.184"},0.062,0.012,{"v":1524.389,"d":"1,524.389"},null,1.603,1.658,0.439,163.326,0.007,{"v":1E-3,"d":"0.001"},163.885,null,14.907,15.366,4.083,{"v":1519.184,"d":"1,519.184"},0.062,0.012,{"v":1524.389,"d":"1,524.389"},null,{"v":5226.612,"d":"5,227"},{"v":2390.686,"d":"2,391"},{"v":1431.367,"d":"1,431"},{"v":532638.812,"d":"532,639"},{"v":43138.4,"d":"43,138"},{"v":8627.68,"d":"8,628"},null,{"v":6522410.961,"d":"6,522,411"},{"v":2883155.824,"d":"2,883,156"},{"v":6522410.961,"d":"6,522,411"},{"v":2883155.824,"d":"2,883,156"},"EIA","EIA","EIA","EIA","EIA","EIA","--","EIA","EIA",{"$nulls":14},{"v":9301.55852,"d":"9,301.559"},0,{"v":701217,"d":"701,217"},0,0,0,0,0,0,0,0,0,{"v":701217,"d":"701,217"},0,0,{"v":701217,"d":"701,217"},0,{"v":0,"d":"0.0%"},{"v":1,"d":"100.0%"},{"v":0,"d":"0.0%"},{"v":0,"d":"0.0%"},{"v":0,"d":"0.0%"},{"v":0,"d":"0.0%"},{"v":0,"d":"0.0%"},{"v":0,"d":"0.0%"},{"v":0,"d":"0.0%"},{"v":0,"d":"0.0%"},{"v":0,"d":"0.0%"},{"v":1,"d":"100.0%"},{"v":0,"d":"0.0%"},{"v":0,"d":"0.0%"},{"v":1,"d":"100.0%"},{"v":0,"d":"0.0%"}]
[3132,2019,"HI","Na Pua Makani Wind Project",58837,"Hawaiian Electric Co Inc",19547,"Na Pua Makani Power Partners LLC",58718,"IPP Non-CHP","Hawaiian Electric Co Inc","HECO","NA","HIOA","HICC Oahu",null,"15","003","Honolulu",21.666944,-157.97,1,1,"WND","WIND",null,null,27.6,{"$nulls":62},"--"]
[3167,2019,"IA","Alliant SBD 9107 JBS USA",54715,"Interstate Power and Light Co",9417,"Industrial Energy Applications Inc",361,"IPP Non-CHP","Midcontinent Independent Transmission System Operator, Inc..","MISO","MRO","MROW","MRO West","MISO","19","127","Marshall",42.056,-92.8971,7,7,"DFO","OIL",null,{"v":0.00016,"d":"0.0002"},11.4,{"v":1,"d":"1.0000"},{"$nulls":6},{"v":234.997,"d":"235"},0,{"v":234.997,"d":"235"},0,{"v":15.682,"d":"16"},0,{"v":0.371,"d":"0"},0,{"v":0.034,"d":"0"},{"v":19.188,"d":"19"},{"v":1.554,"d":"2"},{"v":0.311,"d":"0"},{"v":19.254,"d":"19"},null,47.315,null,4.362,{"v":2447.137,"d":"2,447.137"},0.099,{"v":0.02,"d":"0.020"},{"v":2455.522,"d":"2,455.522"},null,3.157,null,0.291,163.304,0.007,{"v":1E-3,"d":"0.001"},163.864,null,47.321,null,4.362,{"v":2447.449,"d":"2,447.449"},0.099,{"v":0.02,"d":"0.020"},{"v":2455.835,"d":"2,455.835"},null,{"v":0.371,"d":"0"},0,{"v":0.034,"d":"0"},{"v":19.188,"d":"19"},{"v":1.554,"d":"2"},{"v":0.311,"d":"0"},null,{"v":234.997,"d":"235"},0,{"v":234.997,"d":"235"},0,"EIA","EIA","EIA","EIA","EIA","EIA","--","EIA","EIA",{"$nulls":14},{"v":14987.052947,"d":"14,987.053"},0,{"v":15.68,"d":"16"},0,0,0,0,0,0,0,0,0,{"v":15.68,"d":"16"},0,0,{"v":15.68,"d":"16"},0,{"v":0,"d":"0.0%"},{"v":1,"d":"100.0%"},{"v":0,"d":"0.0%"},{"v":0,"d":"0.0%"},{"v":0,"d":"0.0%"},{"v":0,"d":"0.0%"},{"v":0,"d":"0.0%"},{"v":0,"d":"0.0%"},{"v":0,"d":"0.0%"},{"v":0,"d":"0.0%"},{"v":0,"d":"0.0%"},{"v":1,"d":"100.0%"},{"v":0,"d":"0.0%"},{"v":0,"d":"0.0%"},{"v":1,"d":"100.0%"},{"v":0,"d":"0.0%"}]
[3187,2019,"IA","Anderson Erickson",56138,"MidAmerican Energy Co",12341,"MidAmerican Energy Co",12341,"Electric Utility","Midcontinent Independent Transmission System Operator, Inc..","MISO","MRO","MROW","MRO West","MISO","19","153","Polk",41.6014,-93.5765,1,1,"DFO","OIL",null,{"v":0.00223,"d":"0.0022"},{"v":2,"d":"2.0"},{"v":1,"d":"1.0000"},{"$nulls":6},339,143,339,143,39,16,{"v":0.55,"d":"1"},{"v":0.233,"d":"0"},{"v":0.049,"d":"0"},{"v":27.684,"d":"28"},{"v":2.242,"d":"2"},{"v":0.448,"d":"0"},{"v":27.779,"d":"28"},null,28.205,29.125,2.523,{"v":1419.692,"d":"1,419.692"},0.057,0.011,{"v":1424.556,"d":"1,424.556"},null,3.245,3.259,{"v":0.29,"d":"0.290"},163.327,0.007,{"v":1E-3,"d":"0.001"},163.887,null,28.205,29.125,2.523,{"v":1419.692,"d":"1,419.692"},0.057,0.011,{"v":1424.556,"d":"1,424.556"},null,{"v":0.55,"d":"1"},{"v":0.233,"d":"0"},{"v":0.049,"d":"0"},{"v":27.684,"d":"28"},{"v":2.242,"d":"2"},{"v":0.448,"d":"0"},null,339,143,339,143,"EIA","EIA","EIA","EIA","EIA","EIA","--","EIA","EIA",{"$nulls":14},{"v":8692.307692,"d":"8,692.308"},0,39,0,0,0,0,0,0,0,0,0,39,0,0,39,0,{"v":0,"d":"0.0%"},{"v":1,"d":"100.0%"},{"v":0,"d":"0.0%"},{"v":0,"d":"0.0%"},{"v":0,"d":"0.0%"},{"v":0,"d":"0.0%"},{"v":0,"d":"0.0%"},{"v":0,"d":"0.0%"},{"v":0,"d":"0.0%"},{"v":0,"d":"0.0%"},{"v":0,"d":"0.0%"},{"v":1,"d":"100.0%"},{"v":0,"d":"0.0%"},{"v":0,"d":"0.0%"},{"v":1,"d":"100.0%"},{"v":0,"d":"0.0%"}]
[3202,2019,"IA","Brooklyn",1128,"City of Brooklyn - (IA)",2287,"City of Brooklyn - (IA)",2287,"Electric Utility","Midcontinent Independent Transmission System Operator, Inc..","MISO","MRO","MROW","MRO West","MISO","19","157","Poweshiek",41.7278,-92.4479,6,6,"DFO","OIL",null,{"v":0.00017,"d":"0.0002"},4.6,{"v":1,"d":"1.0000"},{"$nulls":6},72,30,72,30,7,3,{"v":0.112,"d":"0"},{"v":0.047,"d":"0"},{"v":0.01,"d":"0"},{"v":5.88,"d":"6"},{"v":0.476,"d":"0"},{"v":0.095,"d":"0"},{"v":5.9,"d":"6"},null,{"v":32,"d":"32.000"},31.333,2.971,{"v":1680,"d":"1,680.000"},0.068,0.014,{"v":1685.755,"d":"1,685.755"},null,3.111,3.133,0.289,163.333,0.007,{"v":1E-3,"d":"0.001"},163.893,null,{"v":32,"d":"32.000"},31.333,2.971,{"v":1680,"d":"1,680.000"},0.068,0.014,{"v":1685.755,"d":"1,685.755"},null,{"v":0.112,"d":"0"},{"v":0.047,"d":"0"},{"v":0.01,"d":"0"},{"v":5.88,"d":"6"},{"v":0.476,"d":"0"},{"v":0.095,"d":"0"},null,72,30,72,30,"EIA","EIA","EIA","EIA","EIA","EIA","--","EIA","EIA",{"$nulls":14},{"v":10285.714286,"d":"10,285.714"},0,7,0,0,0,0,0,0,0,0,0,7,0,0,7,0,{"v":0,"d":"0.0%"},{"v":1,"d":"100.0%"},{"v":0,"d":"0.0%"},{"v":0,"d":"0.0%"},{"v":0,"d":"0.0%"},{"v":0,"d":"0.0%"},{"v":0,"d":"0.0%"},{"v":0,"d":"0.0%"},{"v":0,"d":"0.0%"},{"v":0,"d":"0.0%"},{"v":0,"d":"0.0%"},{"v":1,"d":"100.0%"},{"v":0,"d":"0.0%"},{"v":0,"d":"0.0%"},{"v":1,"d":"100.0%"},{"v":0,"d":"0.0%"}]
[3219,2019,"IA","Coon Rapids II",7847,"City of Coon Rapids",4305,"City of Coon Rapids",4305,"Electric Utility","Southwest Power Pool","SWPP","MRO","MROW","MRO West",null,"19","027","Carroll",41.871043,-94.680777,3,3,"DFO","OIL",null,{"v":0.00307,"d":"0.0031"},5.4,{"v":1,"d":"1.0000"},{"$nulls":6},{"v":1380,"d":"1,380"},{"v":573.999,"d":"574"},{"v":1380,"d":"1,380"},{"v":573.999,"d":"574"},{"v":144.999,"d":"145"},{"v":60.999,"d":"61"},{"v":2.217,"d":"2"},{"v":0.924,"d":"1"},{"v":0.2,"d":"0"},{"v":112.695,"d":"113"},{"v":9.127,"d":"9"},{"v":1.825,"d":"2"},{"v":113.081,"d":"113"},null,{"v":30.58,"d":"30.580"},30.296,{"v":2.76,"d":"2.760"},{"v":1554.424,"d":"1,554.424"},0.063,0.013,{"v":1559.75,"d":"1,559.750"},null,3.213,{"v":3.22,"d":"3.220"},{"v":0.29,"d":"0.290"},163.326,0.007,{"v":1E-3,"d":"0.001"},163.886,null,30.579,30.295,{"v":2.76,"d":"2.760"},{"v":1554.414,"d":"1,554.414"},0.063,0.013,{"v":1559.739,"d":"1,559.739"},null,{"v":2.217,"d":"2"},{"v":0.924,"d":"1"},{"v":0.2,"d":"0"},{"v":112.695,"d":"113"},{"v":9.127,"d":"9"},{"v":1.825,"d":"2"},null,{"v":1380,"d":"1,380"},{"v":573.999,"d":"574"},{"v":1380,"d":"1,380"},{"v":573.999,"d":"574"},"EIA","EIA","EIA","EIA","EIA","EIA","--","EIA","EIA",{"$nulls":14},{"v":9517.241379,"d":"9,517.241"},0,145,0,0,0,0,0,0,0,0,0,145,0,0,145,0,{"v":0,"d":"0.0%"},{"v":1,"d":"100.0%"},{"v":0,"d":"0.0%"},{"v":0,"d":"0.0%"},{"v":0,"d":"0.0%"},{"v":0,"d":"0.0%"},{"v":0,"d":"0.0%"},{"v":0,"d":"0.0%"},{"v":0,"d":"0.0%"},{"v":0,"d":"0.0%"},{"v":0,"d":"0.0%"},{"v":1,"d":"100.0%"},{"v":0,"d":"0.0%"},{"v":0,"d":"0.0%"},{"v":1,"d":"100.0%"},{"v":0,"d":"0.0%"}]
[3263,2019,"IA","Gowrie",1141,"Gowrie Municipal Utilities",7424,"Gowrie Municipal Utilities",7424,"Electric Utility","Midcontinent Independent Transmission System Operator, Inc..","MISO","MRO","MROW","MRO West","MISO","19","187","Webster",42.282807,-94.288965,3,3,"DFO","OIL",null,{"v":0.00016,"d":"0.0002"},4.9,{"v":1,"d":"1.0000"},{"$nulls":6},88,35,88,35,7,3,{"v":0.14,"d":"0"},{"v":0.056,"d":"0"},{"v":0.013,"d":"0"},{"v":7.186,"d":"7"},{"v":0.582,"d":"1"},{"v":0.116,"d":"0"},{"v":7.211,"d":"7"},null,{"v":40,"d":"40.000"},37.333,3.657,{"v":2053.143,"d":"2,053.143"},0.083,0.017,{"v":2060.177,"d":"2,060.177"},null,3.182,{"v":3.2,"d":"3.200"},0.291,163.318,0.007,{"v":1E-3,"d":"0.001"},163.878,null,{"v":40,"d":"40.000"},37.333,3.657,{"v":2053.143,"d":"2,053.143"},0.083,0.017,{"v":2060.177,"d":"2,060.177"},null,{"v":0.14,"d":"0"},{"v":0.056,"d":"0"},{"v":0.013,"d":"0"},{"v":7.186,"d":"7"},{"v":0.582,"d":"1"},{"v":0.116,"d":"0"},null,88,35,88,35,"EIA","EIA","EIA","EIA","EIA","EIA","--","EIA","EIA",{"$nulls":14},{"v":12571.428571,"d":"12,571.429"},0,7,0,0,0,0,0,0,0,0,0,7,0,0,7,0,{"v":0,"d":"0.0%"},{"v":1,"d":"100.0%"},{"v":0,"d":"0.0%"},{"v":0,"d":"0.0%"},{"v":0,"d":"0.0%"},{"v":0,"d":"0.0%"},{"v":0,"d":"0.0%"},{"v":0,"d":"0.0%"},{"v":0,"d":"0.0%"},{"v":0,"d":"0.0%"},{"v":0,"d":"0.0%"},{"v":1,"d":"100.0%"},{"v":0,"d":"0.0%"},{"v":0,"d":"0.0%"},{"v":1,"d":"100.0%"},{"v":0,"d":"0.0%"}]
[3285,2019,"IA","Iowa Hydro LLC",1067,"Interstate Power and Light Co",9417,"Renewable World Energies LLC",58149,"IPP Non-CHP","Midcontinent Independent Transmission System Operator, Inc..","MISO","MRO","MROW","MRO West","MISO","19","097","Jackson",42.069987,-90.697657,2,2,"WAT","HYDRO",null,{"v":0.79509,"d":"0.7951"},1.2,{"$nulls":9},{"v":74430,"d":"74,430"},{"v":29628,"d":"29,628"},{"v":8358,"d":"8,358"},{"v":3327,"d":"3,327"},{"$nulls":41},{"v":74430,"d":"74,430"},{"v":29628,"d":"29,628"},{"$nulls":6},"--","EIA","EIA",{"$nulls":15},0,0,0,0,{"v":8358,"d":"8,358"},0,0,0,0,0,0,0,{"v":8358,"d":"8,358"},0,0,{"v":8358,"d":"8,358"},{"v":0,"d":"0.0%"},{"v":0,"d":"0.0%"},{"v":0,"d":"0.0%"},{"v":0,"d":"0.0%"},{"v":1,"d":"100.0%"},{"v":0,"d":"0.0%"},{"v":0,"d":"0.0%"},{"v":0,"d":"0.0%"},{"v":0,"d":"0.0%"},{"v":0,"d":"0.0%"},{"v":0,"d":"0.0%"},{"v":0,"d":"0.0%"},{"v":1,"d":"100.0%"},{"v":0,"d":"0.0%"},{"v":0,"d":"0.0%"},{"v":1,"d":"100.0%"}]
[3302,2019,"IA","Lamoni Municipal Utilities",1155,"Central Iowa Power Cooperative",3258,"City of Lamoni - (IA)",10650,"Electric Utility","Midcontinent Independent Transmission System Operator, Inc..","MISO","MRO","MROW","MRO West","MISO","19","053","Decatur",40.622,-93.9326,8,8,"DFO","OIL",null,{"v":0.00082,"d":"0.0008"},10.5,{"v":1,"d":"1.0000"},{"$nulls":6},{"v":858.001,"d":"858"},{"v":358.999,"d":"359"},{"v":858.001,"d":"858"},{"v":358.999,"d":"359"},75,31,{"v":1.344,"d":"1"},{"v":0.568,"d":"1"},{"v":0.123,"d":"0"},{"v":70.068,"d":"70"},{"v":5.631,"d":"6"},{"v":1.124,"d":"1"},{"v":70.306,"d":"70"},null,{"v":35.84,"d":"35.840"},36.645,{"v":3.28,"d":"3.280"},{"v":1868.48,"d":"1,868.480"},0.075,0.015,{"v":1874.823,"d":"1,874.823"},null,3.133,3.164,0.287,163.328,0.007,{"v":1E-3,"d":"0.001"},163.883,null,{"v":35.84,"d":"35.840"},36.645,{"v":3.28,"d":"3.280"},{"v":1868.48,"d":"1,868.480"},0.075,0.015,{"v":1874.823,"d":"1,874.823"},null,{"v":1.344,"d":"1"},{"v":0.568,"d":"1"},{"v":0.123,"d":"0"},{"v":70.068,"d":"70"},{"v":5.631,"d":"6"},{"v":1.124,"d":"1"},null,{"v":858.001,"d":"858"},{"v":358.999,"d":"359"},{"v":858.001,"d":"858"},{"v":358.999,"d":"359"},"EIA","EIA","EIA","EIA","EIA","EIA","--","EIA","EIA",{"$nulls":14},{"v":11440.01325,"d":"11,440.013"},0,{"v":74.086,"d":"74"},{"v":0.914,"d":"1"},0,0,0,0,0,0,0,0,75,0,0,75,0,{"v":0,"d":"0.0%"},{"v":0.987813333333333,"d":"98.8%"},{"v":0.0121866666666667,"d":"1.2%"},{"v":0,"d":"0.0%"},{"v":0,"d":"0.0%"},{"v":0,"d":"0.0%"},{"v":0,"d":"0.0%"},{"v":0,"d":"0.0%"},{"v":0,"d":"0.0%"},{"v":0,"d":"0.0%"},{"v":0,"d":"0.0%"},{"v":1,"d":"100.0%"},{"v":0,"d":"0.0%"},{"v":0,"d":"0.0%"},{"v":1,"d":"100.0%"},{"v":0,"d":"0.0%"}]
[3319,2019,"IA","McGregor",1163,"ITC Transmission",56068,"City of McGregor- (IA)",12114,"Electric Utility","Midcontinent Independent Transmission System Operator, Inc..","MISO","MRO","MROW","MRO West","MISO","19","043","Clayton",43.023733,-91.174927,3,3,"DFO","OIL",null,{"v":0.00051,"d":"0.0005"},{"v":2,"d":"2.0"},{"v":1,"d":"1.0000"},{"$nulls":6},120,48,120,48,9,4,{"v":0.187,"d":"0"},{"v":0.075,"d":"0"},{"v":0.017,"d":"0"},{"v":9.8,"d":"10"},{"v":0.794,"d":"1"},{"v":0.159,"d":"0"},{"v":9.834,"d":"10"},null,41.556,{"v":37.5,"d":"37.500"},3.867,{"v":2177.778,"d":"2,177.778"},0.088,0.018,{"v":2185.238,"d":"2,185.238"},null,3.117,3.125,{"v":0.29,"d":"0.290"},163.333,0.007,{"v":1E-3,"d":"0.001"},163.893,null,41.556,{"v":37.5,"d":"37.500"},3.867,{"v":2177.778,"d":"2,177.778"},0.088,0.018,{"v":2185.238,"d":"2,185.238"},null,{"v":0.187,"d":"0"},{"v":0.075,"d":"0"},{"v":0.017,"d":"0"},{"v":9.8,"d":"10"},{"v":0.794,"d":"1"},{"v":0.159,"d":"0"},null,120,48,120,48,"EIA","EIA","EIA","EIA","EIA","EIA","--","EIA","EIA",{"$nulls":14},{"v":13333.333333,"d":"13,333.333"},0,9,0,0,0,0,0,0,0,0,0,9,0,0,9,0,{"v":0,"d":"0.0%"},{"v":1,"d":"100.0%"},{"v":0,"d":"0.0%"},{"v":0,"d":"0.0%"},{"v":0,"d":"0.0%"},{"v":0,"d":"0.0%"},{"v":0,"d":"0.0%"},{"v":0,"d":"0.0%"},{"v":0,"d":"0.0%"},{"v":0,"d":"0.0%"},{"v":0,"d":"0.0%"},{"v":1,"d":"100.0%"},{"v":0,"d":"0.0%"},{"v":0,"d":"0.0%"},{"v":1,"d":"100.0%"},{"v":0,"d":"0.0%"}]
[3350,2019,"IA","Osceola Windpower II",56913,"ITC Transmission",56068,"Osceola Windpower II",56121,"IPP Non-CHP","Midcontinent Independent Transmission System Operator, Inc..","MISO","MRO","MROW","MRO West","MISO","19","143","Osceola",43.4303,-95.4167,1,1,"WND","WIND",null,{"v":0.34791,"d":"0.3479"},49.6,{"$nulls":9},{"v":1346125,"d":"1,346,125"},{"v":440860,"d":"440,860"},{"v":151165,"d":"151,165"},{"v":49507,"d":"49,507"},{"$nulls":41},{"v":1346125,"d":"1,346,125"},{"v":440860,"d":"440,860"},{"$nulls":6},"--","EIA","EIA",{"$nulls":15},0,0,0,0,0,0,{"v":151165,"d":"151,165"},0,0,0,0,0,{"v":151165,"d":"151,165"},{"v":151165,"d":"151,165"},0,{"v":151165,"d":"151,165"},{"v":0,"d":"0.0%"},{"v":0,"d":"0.0%"},{"v":0,"d":"0.0%"},{"v":0,"d":"0.0%"},{"v":0,"d":"0.0%"},{"v":0,"d":"0.0%"},{"v":1,"d":"100.0%"},{"v":0,"d":"0.0%"},{"v":0,"d":"0.0%"},{"v":0,"d":"0.0%"},{"v":0,"d":"0.0%"},{"v":0,"d":"0.0%"},{"v":1,"d":"100.0%"},{"v":1,"d":"100.0%"},{"v":0,"d":"0.0%"},{"v":1,"d":"100.0%"}]
[3358,2019,"IA","Pella Peaking",7971,"City of Pella - (IA)",14645,"City of Pella - (IA)",14645,"Electric Utility","Midcontinent Independent Transmission System Operator, Inc..","MISO","MRO","MROW","MRO West","MISO","19","125","Marion",41.4106,-92.9378,16,16,"DFO","OIL",null,{"v":0.00097,"d":"0.0010"},{"v":32,"d":"32.0"},{"v":1,"d":"1.0000"},{"$nulls":6},{"v":2986.998,"d":"2,987"},{"v":1260,"d":"1,260"},{"v":2986.998,"d":"2,987"},{"v":1260,"d":"1,260"},{"v":272.006,"d":"272"},{"v":114.996,"d":"115"},{"v":4.774,"d":"5"},{"v":2.016,"d":"2"},{"v":0.433,"d":"0"},{"v":243.922,"d":"244"},{"v":19.756,"d":"20"},{"v":3.951,"d":"4"},{"v":244.758,"d":"245"},null,35.102,35.062,3.181,{"v":1793.505,"d":"1,793.505"},0.073,0.015,{"v":1799.649,"d":"1,799.649"},null,3.197,{"v":3.2,"d":"3.200"},{"v":0.29,"d":"0.290"},163.323,0.007,{"v":1E-3,"d":"0.001"},163.882,null,35.103,35.063,3.181,{"v":1793.544,"d":"1,793.544"},0.073,0.015,{"v":1799.689,"d":"1,799.689"},null,{"v":4.774,"d":"5"},{"v":2.016,"d":"2"},{"v":0.433,"d":"0"},{"v":243.922,"d":"244"},{"v":19.756,"d":"20"},{"v":3.951,"d":"4"},null,{"v":2986.998,"d":"2,987"},{"v":1260,"d":"1,260"},{"v":2986.998,"d":"2,987"},{"v":1260,"d":"1,260"},"EIA","EIA","EIA","EIA","EIA","EIA","--","EIA","EIA",{"$nulls":14},{"v":10981.610018,"d":"10,981.610"},0,272,0,0,0,0,0,0,0,0,0,272,0,0,272,0,{"v":0,"d":"0.0%"},{"v":1,"d":"100.0%"},{"v":0,"d":"0.0%"},{"v":0,"d":"0.0%"},{"v":0,"d":"0.0%"},{"v":0,"d":"0.0%"},{"v":0,"d":"0.0%"},{"v":0,"d":"0.0%"},{"v":0,"d":"0.0%"},{"v":0,"d":"0.0%"},{"v":0,"d":"0.0%"},{"v":1,"d":"100.0%"},{"v":0,"d":"0.0%"},{"v":0,"d":"0.0%"},{"v":1,"d":"100.0%"},{"v":0,"d":"0.0%"}]
[3393,2019,"IA","Spencer Gas Turbine",1186,"City of Spencer - (IA)",17783,"City of Spencer - (IA)",17783,"Electric Utility","Midcontinent Independent Transmission System Operator, Inc..","MISO","MRO","MROW","MRO West","MISO","19","041","Clay",43.144585,-95.144257,1,1,"KER","OIL",null,0.0017,23.8,{"v":1,"d":"1.0000"},{"$nulls":6},{"v":6592,"d":"6,592"},{"v":2779,"d":"2,779"},{"v":6592,"d":"6,592"},{"v":2779,"d":"2,779"},354,149,{"v":2.936,"d":"3"},{"v":1.237,"d":"1"},{"v":1.664,"d":"2"},{"v":546.436,"d":"546"},{"v":43.599,"d":"44"},{"v":8.72,"d":"9"},{"v":548.28,"d":"548"},null,16.588,16.604,9.404,{"v":3087.209,"d":"3,087.209"},0.123,0.025,{"v":3097.628,"d":"3,097.628"},null,0.891,{"v":0.89,"d":"0.890"},0.505,165.788,0.007,{"v":1E-3,"d":"0.001"},166.347,null,16.588,16.604,9.404,{"v":3087.209,"d":"3,087.209"},0.123,0.025,{"v":3097.628,"d":"3,097.628"},null,{"v":2.936,"d":"3"},{"v":1.237,"d":"1"},{"v":1.664,"d":"2"},{"v":546.436,"d":"546"},{"v":43.599,"d":"44"},{"v":8.72,"d":"9"},null,{"v":6592,"d":"6,592"},{"v":2779,"d":"2,779"},{"v":6592,"d":"6,592"},{"v":2779,"d":"2,779"},"EIA","EIA","EIA","EIA","EIA","EIA","--","EIA","EIA",{"$nulls":14},{"v":18621.468927,"d":"18,621.469"},0,354,0,0,0,0,0,0,0,0,0,354,0,0,354,0,{"v":0,"d":"0.0%"},{"v":1,"d":"100.0%"},{"v":0,"d":"0.0%"},{"v":0,"d":"0.0%"},{"v":0,"d":"0.0%"},{"v":0,"d":"0.0%"},{"v":0,"d":"0.0%"},{"v":0,"d":"0.0%"},{"v":0,"d":"0.0%"},{"v":0,"d":"0.0%"},{"v":0,"d":"0.0%"},{"v":1,"d":"100.0%"},{"v":0,"d":"0.0%"},{"v":0,"d":"0.0%"},{"v":1,"d":"100.0%"},{"v":0,"d":"0.0%"}]
[3419,2019,"IA","Vienna Wind Farm",57874,"ITC Midwest LLC",56161,"MidAmerican Energy Co",12341,"Electric Utility","Midcontinent Independent Transmission System Operator, Inc..","MISO","MRO","MROW","MRO West","MISO","19","127","Marshall",42.159444,-92.776111,2,2,"WND","WIND",null,{"v":0.29246,"d":"0.2925"},150.2,{"$nulls":9},{"v":3426687.875,"d":"3,426,688"},{"v":1122250.031,"d":"1,122,250"},{"v":384805,"d":"384,805"},{"v":126025,"d":"126,025"},{"$nulls":41},{"v":3426687.875,"d":"3,426,688"},{"v":1122250.031,"d":"1,122,250"},{"$nulls":6},"--","EIA","EIA",{"$nulls":15},0,0,0,0,0,0,{"v":384805,"d":"384,805"},0,0,0,0,0,{"v":384805,"d":"384,805"},{"v":384805,"d":"384,805"},0,{"v":384805,"d":"384,805"},{"v":0,"d":"0.0%"},{"v":0,"d":"0.0%"},{"v":0,"d":"0.0%"},{"v":0,"d":"0.0%"},{"v":0,"d":"0.0%"},{"v":0,"d":"0.0%"},{"v":1,"d":"100.0%"},{"v":0,"d":"0.0%"},{"v":0,"d":"0.0%"},{"v":0,"d":"0.0%"},{"v":0,"d":"0.0%"},{"v":0,"d":"0.0%"},{"v":1,"d":"100.0%"},{"v":1,"d":"100.0%"},{"v":0,"d":"0.0%"},{"v":1,"d":"100.0%"}]
[3425,2019,"IA","Wapsie Valley Creamery Back Up Generator",59379,"City of Independence - (IA)",9230,"Wapsie Valley Creamery",59156,"Industrial Non-CHP","Midcontinent Independent Transmission System Operator, Inc..","MISO","MRO","MROW","MRO West","MISO","19","019","Buchanan",42.477778,-91.891111,1,1,"DFO","OIL",null,{"v":0,"d":"0.0000"},1.8,{"$nulls":11},0,0,{"$nulls":49},"--",{"$nulls":17},0,0,0,0,0,0,0,0,0,0,0,0,0,0,0,0]
[3458,2019,"ID","Barber Dam",10735,"Idaho Power Co",9191,"Fulcrum Inc",6830,"IPP Non-CHP","Idaho Power Company","IPCO","WECC","NWPP","WECC Northwest",null,"16","001","Ada",43.561001,-116.121269,1,1,"WAT","HYDRO",null,{"v":0.36418,"d":"0.3642"},4.1,{"$nulls":9},{"v":116478,"d":"116,478"},{"v":55969,"d":"55,969"},{"v":13080,"d":"13,080"},{"v":6285,"d":"6,285"},{"$nulls":41},{"v":116478,"d":"116,478"},{"v":55969,"d":"55,969"},{"$nulls":6},"--","EIA","EIA",{"$nulls":15},0,0,0,0,{"v":13080,"d":"13,080"},0,0,0,0,0,0,0,{"v":13080,"d":"13,080"},0,0,{"v":13080,"d":"13,080"},{"v":0,"d":"0.0%"},{"v":0,"d":"0.0%"},{"v":0,"d":"0.0%"},{"v":0,"d":"0.0%"},{"v":1,"d":"100.0%"},{"v":0,"d":"0.0%"},{"v":0,"d":"0.0%"},{"v":0,"d":"0.0%"},{"v":0,"d":"0.0%"},{"v":0,"d":"0.0%"},{"v":0,"d":"0.0%"},{"v":0,"d":"0.0%"},{"v":1,"d":"100.0%"},{"v":0,"d":"0.0%"},{"v":0,"d":"0.0%"},{"v":1,"d":"100.0%"}]
[3480,2019,"ID","Chester Diversion Hydroelectric Project",56893,"Fall River Rural Elec Coop Inc",6169,"Fall River Rural Elec Coop Inc",6169,"Electric Utility","Bonneville Power Administration","BPAT","WECC","NWPP","WECC Northwest",null,"16","043","Fremont",44.018333,-111.583611,3,3,"WAT","HYDRO",null,{"v":0.23944,"d":"0.2394"},3.6,{"$nulls":9},{"v":67239,"d":"67,239"},{"v":38843.001,"d":"38,843"},{"v":7551,"d":"7,551"},{"v":4362,"d":"4,362"},{"$nulls":41},{"v":67239,"d":"67,239"},{"v":38843.001,"d":"38,843"},{"$nulls":6},"--","EIA","EIA",{"$nulls":15},0,0,0,0,{"v":7551,"d":"7,551"},0,0,0,0,0,0,0,{"v":7551,"d":"7,551"},0,0,{"v":7551,"d":"7,551"},{"v":0,"d":"0.0%"},{"v":0,"d":"0.0%"},{"v":0,"d":"0.0%"},{"v":0,"d":"0.0%"},{"v":1,"d":"100.0%"},{"v":0,"d":"0.0%"},{"v":0,"d":"0.0%"},{"v":0,"d":"0.0%"},{"v":0,"d":"0.0%"},{"v":0,"d":"0.0%"},{"v":0,"d":"0.0%"},{"v":0,"d":"0.0%"},{"v":1,"d":"100.0%"},{"v":0,"d":"0.0%"},{"v":0,"d":"0.0%"},{"v":1,"d":"100.0%"}]
[3493,2019,"ID","El Dorado Hydro Elk Creek",50891,"Idaho Power Co",9191,"Enel Green Power NA, Inc.",59380,"IPP Non-CHP","Idaho Power Company","IPCO","WECC","NWPP","WECC Northwest",null,"16","049","Idaho",45.217784,-116.31577,1,1,"WAT","HYDRO",null,{"v":0.19837,"d":"0.1984"},2.6,{"$nulls":9},{"v":40232,"d":"40,232"},{"v":19333,"d":"19,333"},{"v":4518,"d":"4,518"},{"v":2171,"d":"2,171"},{"$nulls":41},{"v":40232,"d":"40,232"},{"v":19333,"d":"19,333"},{"$nulls":6},"--","EIA","EIA",{"$nulls":15},0,0,0,0,{"v":4518,"d":"4,518"},0,0,0,0,0,0,0,{"v":4518,"d":"4,518"},0,0,{"v":4518,"d":"4,518"},{"v":0,"d":"0.0%"},{"v":0,"d":"0.0%"},{"v":0,"d":"0.0%"},{"v":0,"d":"0.0%"},{"v":1,"d":"100.0%"},{"v":0,"d":"0.0%"},{"v":0,"d":"0.0%"},{"v":0,"d":"0.0%"},{"v":0,"d":"0.0%"},{"v":0,"d":"0.0%"},{"v":0,"d":"0.0%"},{"v":0,"d":"0.0%"},{"v":1,"d":"100.0%"},{"v":0,"d":"0.0%"},{"v":0,"d":"0.0%"},{"v":1,"d":"100.0%"}]
[3512,2019,"ID","Horseshoe Bend Hydroelectric Co",54524,"Idaho Power Co",9191,"Horseshoe Bend Hydroelectric Co",8862,"IPP Non-CHP","Idaho Power Company","IPCO","WECC","NWPP","WECC Northwest",null,"16","015","Boise",43.904085,-116.244193,2,2,"WAT","HYDRO",null,{"v":0.45446,"d":"0.4545"},9.4,{"$nulls":9},{"v":333243,"d":"333,243"},{"v":160126,"d":"160,126"},{"v":37422,"d":"37,422"},{"v":17982,"d":"17,982"},{"$nulls":41},{"v":333243,"d":"333,243"},{"v":160126,"d":"160,126"},{"$nulls":6},"--","EIA","EIA",{"$nulls":15},0,0,0,0,{"v":37422,"d":"37,422"},0,0,0,0,0,0,0,{"v":37422,"d":"37,422"},0,0,{"v":37422,"d":"37,422"},{"v":0,"d":"0.0%"},{"v":0,"d":"0.0%"},{"v":0,"d":"0.0%"},{"v":0,"d":"0.0%"},{"v":1,"d":"100.0%"},{"v":0,"d":"0.0%"},{"v":0,"d":"0.0%"},{"v":0,"d":"0.0%"},{"v":0,"d":"0.0%"},{"v":0,"d":"0.0%"},{"v":0,"d":"0.0%"},{"v":0,"d":"0.0%"},{"v":1,"d":"100.0%"},{"v":0,"d":"0.0%"},{"v":0,"d":"0.0%"},{"v":1,"d":"100.0%"}]
[3554,2019,"ID","Payne's Ferry",57124,"Idaho Power Co",9191,"Idaho Wind Partners 1 LLC",56592,"IPP Non-CHP","Idaho Power Company","IPCO","WECC","NWPP","WECC Northwest",null,"16","083","Twin Falls",42.825278,-115.010833,1,1,"WND","WIND",null,{"v":0.33514,"d":"0.3351"},{"v":21,"d":"21.0"},{"$nulls":9},{"v":549020,"d":"549,020"},{"v":216436,"d":"216,436"},{"v":61653,"d":"61,653"},{"v":24305,"d":"24,305"},{"$nulls":41},{"v":549020,"d":"549,020"},{"v":216436,"d":"216,436"},{"$nulls":6},"--","EIA","EIA",{"$nulls":15},0,0,0,0,0,0,{"v":61653,"d":"61,653"},0,0,0,0,0,{"v":61653,"d":"61,653"},{"v":61653,"d":"61,653"},0,{"v":61653,"d":"61,653"},{"v":0,"d":"0.0%"},{"v":0,"d":"0.0%"},{"v":0,"d":"0.0%"},{"v":0,"d":"0.0%"},{"v":0,"d":"0.0%"},{"v":0,"d":"0.0%"},{"v":1,"d":"100.0%"},{"v":0,"d":"0.0%"},{"v":0,"d":"0.0%"},{"v":0,"d":"0.0%"},{"v":0,"d":"0.0%"},{"v":0,"d":"0.0%"},{"v":1,"d":"100.0%"},{"v":1,"d":"100.0%"},{"v":0,"d":"0.0%"},{"v":1,"d":"100.0%"}]
[3578,2019,"ID","Swan Falls",819,"Idaho Power Co",9191,"Idaho Power Co",9191,"Electric Utility","Idaho Power Company","IPCO","WECC","NWPP","WECC Northwest",null,"16","001","Ada",43.2435,-116.3791,2,2,"WAT","HYDRO",null,{"v":0.61337,"d":"0.6134"},{"v":25,"d":"25.0"},{"$nulls":9},{"v":1196199,"d":"1,196,199"},{"v":574786,"d":"574,786"},{"v":134329,"d":"134,329"},{"v":64546,"d":"64,546"},{"$nulls":41},{"v":1196199,"d":"1,196,199"},{"v":574786,"d":"574,786"},{"$nulls":6},"--","EIA","EIA",{"$nulls":15},0,0,0,0,{"v":134329,"d":"134,329"},0,0,0,0,0,0,0,{"v":134329,"d":"134,329"},0,0,{"v":134329,"d":"134,329"},{"v":0,"d":"0.0%"},{"v":0,"d":"0.0%"},{"v":0,"d":"0.0%"},{"v":0,"d":"0.0%"},{"v":1,"d":"100.0%"},{"v":0,"d":"0.0%"},{"v":0,"d":"0.0%"},{"v":0,"d":"0.0%"},{"v":0,"d":"0.0%"},{"v":0,"d":"0.0%"},{"v":0,"d":"0.0%"},{"v":0,"d":"0.0%"},{"v":1,"d":"100.0%"},{"v":0,"d":"0.0%"},{"v":0,"d":"0.0%"},{"v":1,"d":"100.0%"}]
[3593,2019,"ID","Yahoo Creek",57126,"Idaho Power Co",9191,"Idaho Wind Partners 1 LLC",56592,"IPP Non-CHP","Idaho Power Company","IPCO","WECC","NWPP","WECC Northwest",null,"16","083","Twin Falls",42.770833,-114.988611,1,1,"WND","WIND",null,{"v":0.34195,"d":"0.3420"},{"v":21,"d":"21.0"},{"$nulls":9},{"v":560179,"d":"560,179"},{"v":220834,"d":"220,834"},{"v":62906,"d":"62,906"},{"v":24799,"d":"24,799"},{"$nulls":41},{"v":560179,"d":"560,179"},{"v":220834,"d":"220,834"},{"$nulls":6},"--","EIA","EIA",{"$nulls":15},0,0,0,0,0,0,{"v":62906,"d":"62,906"},0,0,0,0,0,{"v":62906,"d":"62,906"},{"v":62906,"d":"62,906"},0,{"v":62906,"d":"62,906"},{"v":0,"d":"0.0%"},{"v":0,"d":"0.0%"},{"v":0,"d":"0.0%"},{"v":0,"d":"0.0%"},{"v":0,"d":"0.0%"},{"v":0,"d":"0.0%"},{"v":1,"d":"100.0%"},{"v":0,"d":"0.0%"},{"v":0,"d":"0.0%"},{"v":0,"d":"0.0%"},{"v":0,"d":"0.0%"},{"v":0,"d":"0.0%"},{"v":1,"d":"100.0%"},{"v":1,"d":"100.0%"},{"v":0,"d":"0.0%"},{"v":1,"d":"100.0%"}]
[3610,2019,"IL","Bishop Hill Energy LLC",57463,"Commonwealth Edison Co",4110,"SunEdison LLC",59139,"IPP Non-CHP","PJM Interconnection, LLC","PJM","RFC","RFCW","RFC West","PJM","17","073","Henry",41.215278,-90.120833,1,1,"WND","WIND",null,{"v":0.30173,"d":"0.3017"},{"v":200,"d":"200.0"},{"$nulls":9},{"v":4707520,"d":"4,707,520"},{"v":1412572,"d":"1,412,572"},{"v":528638,"d":"528,638"},{"v":158627,"d":"158,627"},{"$nulls":41},{"v":4707520,"d":"4,707,520"},{"v":1412572,"d":"1,412,572"},{"$nulls":6},"--","EIA","EIA",{"$nulls":15},0,0,0,0,0,0,{"v":528638,"d":"528,638"},0,0,0,0,0,{"v":528638,"d":"528,638"},{"v":528638,"d":"528,638"},0,{"v":528638,"d":"528,638"},{"v":0,"d":"0.0%"},{"v":0,"d":"0.0%"},{"v":0,"d":"0.0%"},{"v":0,"d":"0.0%"},{"v":0,"d":"0.0%"},{"v":0,"d":"0.0%"},{"v":1,"d":"100.0%"},{"v":0,"d":"0.0%"},{"v":0,"d":"0.0%"},{"v":0,"d":"0.0%"},{"v":0,"d":"0.0%"},{"v":0,"d":"0.0%"},{"v":1,"d":"100.0%"},{"v":1,"d":"100.0%"},{"v":0,"d":"0.0%"},{"v":1,"d":"100.0%"}]
[3632,2019,"IL","Carmi",937,"Ameren Illinois Company",56697,"City of Carmi - (IL)",3040,"Electric Utility","Midcontinent Independent Transmission System Operator, Inc..","MISO","SERC","SRMW","SERC Midwest","MISO","17","193","White",38.0967,-88.1631,10,10,"DFO","OIL",null,{"v":2.9E-4,"d":"0.0003"},17.4,{"v":1,"d":"1.0000"},{"$nulls":6},{"v":464.999,"d":"465"},{"v":201.999,"d":"202"},{"v":464.999,"d":"465"},{"v":201.999,"d":"202"},44,{"v":18.999,"d":"19"},{"v":0.757,"d":"1"},{"v":0.325,"d":"0"},{"v":0.067,"d":"0"},{"v":37.973,"d":"38"},{"v":3.075,"d":"3"},{"v":0.615,"d":"1"},{"v":38.103,"d":"38"},null,34.409,34.212,3.064,{"v":1726.046,"d":"1,726.046"},{"v":0.07,"d":"0.070"},0.014,{"v":1731.959,"d":"1,731.959"},null,3.256,3.218,{"v":0.29,"d":"0.290"},163.325,0.007,{"v":1E-3,"d":"0.001"},163.885,null,34.409,34.212,3.064,{"v":1726.046,"d":"1,726.046"},{"v":0.07,"d":"0.070"},0.014,{"v":1731.959,"d":"1,731.959"},null,{"v":0.757,"d":"1"},{"v":0.325,"d":"0"},{"v":0.067,"d":"0"},{"v":37.973,"d":"38"},{"v":3.075,"d":"3"},{"v":0.615,"d":"1"},null,{"v":464.999,"d":"465"},{"v":201.999,"d":"202"},{"v":464.999,"d":"465"},{"v":201.999,"d":"202"},"EIA","EIA","EIA","EIA","EIA","EIA","--","EIA","EIA",{"$nulls":14},{"v":10568.15919,"d":"10,568.159"},0,44,0,0,0,0,0,0,0,0,0,44,0,0,44,0,{"v":0,"d":"0.0%"},{"v":1,"d":"100.0%"},{"v":0,"d":"0.0%"},{"v":0,"d":"0.0%"},{"v":0,"d":"0.0%"},{"v":0,"d":"0.0%"},{"v":0,"d":"0.0%"},{"v":0,"d":"0.0%"},{"v":0,"d":"0.0%"},{"v":0,"d":"0.0%"},{"v":0,"d":"0.0%"},{"v":1,"d":"100.0%"},{"v":0,"d":"0.0%"},{"v":0,"d":"0.0%"},{"v":1,"d":"100.0%"},{"v":0,"d":"0.0%"}]
[3665,2019,"IL","El Paso Wind Project",56663,null,-9999,"Pattern Operators LP",56545,"IPP Non-CHP","Midcontinent Independent Transmission System Operator, Inc..","MISO","RFC","SRMW","SERC Midwest","MISO","17","203","Woodford",40.72,-89.082777,1,1,"WND","WIND",null,null,{"v":80,"d":"80.0"},{"$nulls":62},"--"]
[3689,2019,"IL","Geneseo",944,"City of Geneseo - (IL)",7095,"City of Geneseo - (IL)",7095,"Electric Utility","Midcontinent Independent Transmission System Operator, Inc..","MISO","MRO","MROW","MRO West","MISO","17","073","Henry",41.451494,-90.148547,11,11,"WND","WIND",null,{"v":0.02554,"d":"0.0255"},33.6,{"$nulls":7},{"v":962.999,"d":"963"},{"v":339.999,"d":"340"},{"v":70081.999,"d":"70,082"},{"v":24115.999,"d":"24,116"},{"v":7516.999,"d":"7,517"},{"v":2574,"d":"2,574"},{"v":1.582,"d":"2"},{"v":0.557,"d":"1"},{"v":0.138,"d":"0"},{"v":59.931,"d":"60"},{"v":6.316,"d":"6"},{"v":1.261,"d":"1"},{"v":60.198,"d":"60"},null,0.421,0.433,0.037,15.945,{"v":1E-3,"d":"0.001"},{"v":0,"d":"0.000"},16.016,null,3.286,3.276,0.286,124.467,0.007,{"v":1E-3,"d":"0.001"},125.021,null,{"v":0,"d":"0.000"},{"v":0,"d":"0.000"},{"v":0,"d":"0.000"},{"v":0,"d":"0.000"},{"v":0,"d":"0.000"},{"v":0,"d":"0.000"},{"v":0,"d":"0.000"},null,{"v":1.582,"d":"2"},{"v":0.557,"d":"1"},{"v":0.138,"d":"0"},{"v":59.931,"d":"60"},{"v":6.316,"d":"6"},{"v":1.261,"d":"1"},null,{"v":962.999,"d":"963"},{"v":339.999,"d":"340"},{"v":70081.999,"d":"70,082"},{"v":24115.999,"d":"24,116"},"EIA","EIA","EIA","EIA","EIA","EIA","--","EIA","EIA",{"$nulls":14},{"v":-3930.608119,"d":"(3,930.608)"},0,{"v":-241.27,"d":"(241)"},{"v":-3.73,"d":"(4)"},0,0,0,{"v":6240,"d":"6,240"},{"v":1522,"d":"1,522"},0,0,0,{"v":-245,"d":"(245)"},{"v":7762,"d":"7,762"},{"v":7762,"d":"7,762"},{"v":-245,"d":"(245)"},{"v":7762,"d":"7,762"},{"v":0,"d":"0.0%"},{"v":0,"d":"0.0%"},{"v":0,"d":"0.0%"},{"v":0,"d":"0.0%"},{"v":0,"d":"0.0%"},{"v":0,"d":"0.0%"},{"v":0.803916516361762,"d":"80.4%"},{"v":0.196083483638238,"d":"19.6%"},{"v":0,"d":"0.0%"},{"v":0,"d":"0.0%"},{"v":0,"d":"0.0%"},{"v":0,"d":"0.0%"},{"v":1,"d":"100.0%"},{"v":1,"d":"100.0%"},{"v":0,"d":"0.0%"},{"v":1,"d":"100.0%"}]
[3697,2019,"IL","Granite City Works",57072,"Ameren Illinois Company",56697,"United States Steel Granite City Works",56364,"Industrial CHP","Midcontinent Independent Transmission System Operator, Inc..","MISO","SERC","SRMW","SERC Midwest","MISO","17","119","Madison",38.6972,-90.1283,1,1,"BFG","OFSL",null,0.7337,{"v":78,"d":"78.0"},{"v":0.110501307419116,"d":"0.1105"},null,"Yes",{"v":1378981.6,"d":"1,378,982"},{"v":1.241,"d":"1"},{"v":0.623263,"d":"0.6233"},null,{"v":2206813.018,"d":"2,206,813"},{"v":1061202.713,"d":"1,061,203"},{"v":2206813.018,"d":"2,206,813"},{"v":1061202.713,"d":"1,061,203"},{"v":501322,"d":"501,322"},{"v":224903,"d":"224,903"},{"v":52.412,"d":"52"},{"v":23.293,"d":"23"},{"v":5.589,"d":"6"},{"v":418964.918,"d":"418,965"},{"v":2302.073,"d":"2,302"},{"v":486.519,"d":"487"},{"v":419066.186,"d":"419,066"},null,0.209,0.207,0.022,{"v":1671.44,"d":"1,671.440"},0.005,{"v":1E-3,"d":"0.001"},{"v":1671.844,"d":"1,671.844"},null,0.048,0.044,0.005,379.701,{"v":1E-3,"d":"0.001"},{"v":0,"d":"0.000"},379.793,null,0.209,0.207,0.022,{"v":1671.44,"d":"1,671.440"},0.005,{"v":1E-3,"d":"0.001"},{"v":1671.844,"d":"1,671.844"},null,{"v":84.093,"d":"84"},{"v":37.373,"d":"37"},{"v":8.968,"d":"9"},{"v":672211.938,"d":"672,212"},{"v":3693.582,"d":"3,694"},{"v":780.6,"d":"781"},null,{"v":3540740.5,"d":"3,540,741"},{"v":1702656,"d":"1,702,656"},{"v":3540740.5,"d":"3,540,741"},{"v":1702656,"d":"1,702,656"},"EIA","EIA","EIA","EIA","EIA","EIA","--","EIA","EIA",{"$nulls":6},{"v":1333927.482,"d":"1,333,927"},{"v":641453.287,"d":"641,453"},{"v":31.681,"d":"32"},{"v":14.08,"d":"14"},{"v":3.379,"d":"3"},{"v":253247.019,"d":"253,247"},{"v":1391.508,"d":"1,392"},{"v":294.081,"d":"294"},{"v":4401.9872,"d":"4,401.987"},0,0,{"v":175167.05,"d":"175,167"},0,0,0,0,0,0,{"v":79457.828,"d":"79,458"},{"v":246697.12,"d":"246,697"},{"v":501321.998,"d":"501,322"},0,0,{"v":501321.998,"d":"501,322"},0,{"v":0,"d":"0.0%"},{"v":0,"d":"0.0%"},{"v":0.349410260668434,"d":"34.9%"},{"v":0,"d":"0.0%"},{"v":0,"d":"0.0%"},{"v":0,"d":"0.0%"},{"v":0,"d":"0.0%"},{"v":0,"d":"0.0%"},{"v":0,"d":"0.0%"},{"v":0.158496591645675,"d":"15.8%"},{"v":0.492093147685891,"d":"49.2%"},{"v":1,"d":"100.0%"},{"v":0,"d":"0.0%"},{"v":0,"d":"0.0%"},{"v":1,"d":"100.0%"},{"v":0,"d":"0.0%"}]
[3728,2019,"IL","Joppa Steam",887,"Ameren Illinois Company",56697,"Electric Energy Inc",5748,"IPP Non-CHP","Electric Energy, Inc.","EEI","SERC","SRMW","SERC Midwest",null,"17","127","Massac",37.2094,-88.858889,6,6,"RC","COAL","Yes",{"v":0.45802,"d":"0.4580"},{"v":1099.8,"d":"1,099.8"},{"v":0.569964464273704,"d":"0.5700"},{"$nulls":6},{"v":47727897,"d":"47,727,897"},{"v":19989559,"d":"19,989,559"},{"v":47727897,"d":"47,727,897"},{"v":19989559,"d":"19,989,559"},{"v":4412691,"d":"4,412,691"},{"v":1851604,"d":"1,851,604"},{"v":2697.892,"d":"2,698"},{"v":1125.001,"d":"1,125"},{"v":10436.191,"d":"10,436"},{"v":4996012.562,"d":"4,996,013"},{"v":1182751.48,"d":"1,182,751"},{"v":171961.613,"d":"171,962"},{"v":5036419.236,"d":"5,036,419"},null,1.223,1.215,{"v":4.73,"d":"4.730"},{"v":2264.384,"d":"2,264.384"},0.268,0.039,{"v":2282.697,"d":"2,282.697"},null,0.113,0.113,0.437,209.354,0.025,0.004,211.047,null,1.223,1.215,{"v":4.73,"d":"4.730"},{"v":2264.384,"d":"2,264.384"},0.268,0.039,{"v":2282.697,"d":"2,282.697"},null,{"v":2697.892,"d":"2,698"},{"v":1125.001,"d":"1,125"},{"v":10436.191,"d":"10,436"},{"v":4996012.562,"d":"4,996,013"},{"v":1182751.48,"d":"1,182,751"},{"v":171961.613,"d":"171,962"},null,{"v":47727897,"d":"47,727,897"},{"v":19989559,"d":"19,989,559"},{"v":47727897,"d":"47,727,897"},{"v":19989559,"d":"19,989,559"},"EPA/CAMD","EPA/CAMD","EPA/CAMD","EPA/CAMD","EIA","EIA","--","EPA/CAMD","EPA/CAMD",{"$nulls":14},{"v":10816.052335,"d":"10,816.052"},{"v":4364289.9,"d":"4,364,290"},0,{"v":48401.119,"d":"48,401"},0,0,0,0,0,0,0,0,{"v":4412691.019,"d":"4,412,691"},0,0,{"v":4412691.019,"d":"4,412,691"},0,{"v":0.989031382711457,"d":"98.9%"},{"v":0,"d":"0.0%"},{"v":0.0109686172885426,"d":"1.1%"},{"v":0,"d":"0.0%"},{"v":0,"d":"0.0%"},{"v":0,"d":"0.0%"},{"v":0,"d":"0.0%"},{"v":0,"d":"0.0%"},{"v":0,"d":"0.0%"},{"v":0,"d":"0.0%"},{"v":0,"d":"0.0%"},{"v":1,"d":"100.0%"},{"v":0,"d":"0.0%"},{"v":0,"d":"0.0%"},{"v":1,"d":"100.0%"},{"v":0,"d":"0.0%"}]
[3752,2019,"IL","Marengo Battery Storage LLC",62856,"Commonwealth Edison Co",4110,"Marengo Battery Storage LLC",62707,"IPP Non-CHP","PJM Interconnection, LLC","PJM","RFC","RFCW","RFC West","PJM","17","111","McHenry",42.252733,-88.639983,1,1,"MWH","OTHF",null,{"v":0,"d":"0.0000"},{"v":20,"d":"20.0"},{"$nulls":7},0,0,0,0,{"v":-1520,"d":"(1,520)"},{"v":-154,"d":"(154)"},{"$nulls":8},{"v":0,"d":"0.000"},{"v":0,"d":"0.000"},{"v":0,"d":"0.000"},{"v":0,"d":"0.000"},{"v":0,"d":"0.000"},{"v":0,"d":"0.000"},{"v":0,"d":"0.000"},{"$nulls":9},{"v":0,"d":"0.000"},null,{"v":0,"d":"0.000"},{"v":0,"d":"0.000"},{"v":0,"d":"0.000"},{"v":0,"d":"0.000"},{"v":0,"d":"0.000"},{"$nulls":8},0,0,0,0,{"$nulls":6},"--","EIA","EIA",{"$nulls":15},0,0,0,0,0,0,0,0,0,0,{"v":-1520,"d":"(1,520)"},{"v":-1520,"d":"(1,520)"},0,0,{"v":-1520,"d":"(1,520)"},0]
[3767,2019,"IL","Mooseheart School Solar",63073,"Commonwealth Edison Co",4110,"Forefront Power, LLC",62856,"IPP Non-CHP","PJM Interconnection, LLC","PJM","RFC","RFCW","RFC West","PJM","17","089","Kane",41.8233,-88.3378,1,1,"SUN","SOLAR",null,null,{"v":2,"d":"2.0"},{"$nulls":62},"--"]
[3795,2019,"IL","Prairie State Generating Station",55856,"Ameren Illinois Company",56697,"Prairie State Generating Co LLC",15330,"IPP Non-CHP","Midcontinent Independent Transmission System Operator, Inc..","MISO","SERC","SRMW","SERC Midwest","MISO","17","163","St Clair",38.279167,-89.666944,2,2,"BIT","COAL","Yes",{"v":0.77912,"d":"0.7791"},{"v":1766,"d":"1,766.0"},{"v":0.0348022687979093,"d":"0.0348"},{"$nulls":6},{"v":135083276,"d":"135,083,276"},{"v":54044644,"d":"54,044,644"},{"v":135083276,"d":"135,083,276"},{"v":54044644,"d":"54,044,644"},{"v":12053090,"d":"12,053,090"},{"v":4809092,"d":"4,809,092"},{"v":4125.703,"d":"4,126"},{"v":1653.859,"d":"1,654"},{"v":10741.238,"d":"10,741"},{"v":13859542.5,"d":"13,859,543"},{"v":2798381.51,"d":"2,798,382"},{"v":407012.805,"d":"407,013"},{"v":13955167.177,"d":"13,955,167"},null,0.685,0.688,1.782,{"v":2299.749,"d":"2,299.749"},0.232,0.034,{"v":2315.617,"d":"2,315.617"},null,0.061,0.061,0.159,{"v":205.2,"d":"205.200"},0.021,0.003,206.616,null,0.685,0.688,1.782,{"v":2299.749,"d":"2,299.749"},0.232,0.034,{"v":2315.616,"d":"2,315.616"},null,{"v":4125.703,"d":"4,126"},{"v":1653.859,"d":"1,654"},{"v":10741.238,"d":"10,741"},{"v":13859542.5,"d":"13,859,543"},{"v":2798381.51,"d":"2,798,382"},{"v":407012.805,"d":"407,013"},null,{"v":135083276,"d":"135,083,276"},{"v":54044644,"d":"54,044,644"},{"v":135083276,"d":"135,083,276"},{"v":54044644,"d":"54,044,644"},"EPA/CAMD","EPA/CAMD","EPA/CAMD","EPA/CAMD","EIA","EIA","--","EPA/CAMD","EPA/CAMD",{"$nulls":14},{"v":11207.356202,"d":"11,207.356"},{"v":12027671,"d":"12,027,671"},0,{"v":25419.271,"d":"25,419"},0,0,0,0,0,0,0,0,{"v":12053090.271,"d":"12,053,090"},0,0,{"v":12053090.271,"d":"12,053,090"},0,{"v":0.997891057776182,"d":"99.8%"},{"v":0,"d":"0.0%"},{"v":2.10894222381785E-3,"d":"0.2%"},{"v":0,"d":"0.0%"},{"v":0,"d":"0.0%"},{"v":0,"d":"0.0%"},{"v":0,"d":"0.0%"},{"v":0,"d":"0.0%"},{"v":0,"d":"0.0%"},{"v":0,"d":"0.0%"},{"v":0,"d":"0.0%"},{"v":1,"d":"100.0%"},{"v":0,"d":"0.0%"},{"v":0,"d":"0.0%"},{"v":1,"d":"100.0%"},{"v":0,"d":"0.0%"}]
[3806,2019,"IL","Rantoul",958,"Ameren Illinois Company",56697,"Village of Rantoul - (IL)",15686,"Electric Utility","Midcontinent Independent Transmission System Operator, Inc..","MISO","SERC","SRMW","SERC Midwest","MISO","17","019","Champaign",40.312222,-88.159444,15,15,"DFO","OIL",null,{"v":0.00051,"d":"0.0005"},29.9,{"v":1,"d":"1.0000"},{"$nulls":6},{"v":1601,"d":"1,601"},650,{"v":1601,"d":"1,601"},650,133,63,{"v":2.576,"d":"3"},{"v":1.04,"d":"1"},{"v":0.232,"d":"0"},{"v":130.744,"d":"131"},{"v":10.589,"d":"11"},{"v":2.118,"d":"2"},{"v":131.192,"d":"131"},null,38.737,33.016,3.489,{"v":1966.075,"d":"1,966.075"},{"v":0.08,"d":"0.080"},0.016,{"v":1972.811,"d":"1,972.811"},null,3.218,{"v":3.2,"d":"3.200"},{"v":0.29,"d":"0.290"},163.328,0.007,{"v":1E-3,"d":"0.001"},163.887,null,38.737,33.016,3.489,{"v":1966.075,"d":"1,966.075"},{"v":0.08,"d":"0.080"},0.016,{"v":1972.811,"d":"1,972.811"},null,{"v":2.576,"d":"3"},{"v":1.04,"d":"1"},{"v":0.232,"d":"0"},{"v":130.744,"d":"131"},{"v":10.589,"d":"11"},{"v":2.118,"d":"2"},null,{"v":1601,"d":"1,601"},650,{"v":1601,"d":"1,601"},650,"EIA","EIA","EIA","EIA","EIA","EIA","--","EIA","EIA",{"$nulls":14},{"v":12037.593985,"d":"12,037.594"},0,133,0,0,0,0,0,0,0,0,0,133,0,0,133,0,{"v":0,"d":"0.0%"},{"v":1,"d":"100.0%"},{"v":0,"d":"0.0%"},{"v":0,"d":"0.0%"},{"v":0,"d":"0.0%"},{"v":0,"d":"0.0%"},{"v":0,"d":"0.0%"},{"v":0,"d":"0.0%"},{"v":0,"d":"0.0%"},{"v":0,"d":"0.0%"},{"v":0,"d":"0.0%"},{"v":1,"d":"100.0%"},{"v":0,"d":"0.0%"},{"v":0,"d":"0.0%"},{"v":1,"d":"100.0%"},{"v":0,"d":"0.0%"}]
[3827,2019,"IL","South Main Street",961,"Rochelle Municipal Utilities",16179,"Rochelle Municipal Utilities",16179,"Electric Utility","PJM Interconnection, LLC","PJM","RFC","RFCW","RFC West","PJM","17","141","Ogle",41.9092,-89.0504,9,9,"NG","GAS",null,{"v":4.79E-3,"d":"0.0048"},27.3,{"v":1,"d":"1.0000"},{"$nulls":6},{"v":11403,"d":"11,403"},{"v":4800.998,"d":"4,801"},{"v":11403,"d":"11,403"},{"v":4800.998,"d":"4,801"},{"v":1146,"d":"1,146"},{"v":481.998,"d":"482"},{"v":18.48,"d":"18"},{"v":7.782,"d":"8"},{"v":1.654,"d":"2"},{"v":847.416,"d":"847"},{"v":75.418,"d":"75"},{"v":15.084,"d":"15"},{"v":850.606,"d":"851"},null,32.251,32.291,2.886,{"v":1478.911,"d":"1,478.911"},0.066,0.013,{"v":1484.478,"d":"1,484.478"},null,3.241,3.242,{"v":0.29,"d":"0.290"},{"v":148.63,"d":"148.630"},0.007,{"v":1E-3,"d":"0.001"},{"v":149.19,"d":"149.190"},null,32.251,32.291,2.886,{"v":1478.911,"d":"1,478.911"},0.066,0.013,{"v":1484.478,"d":"1,484.478"},null,{"v":18.48,"d":"18"},{"v":7.782,"d":"8"},{"v":1.654,"d":"2"},{"v":847.416,"d":"847"},{"v":75.418,"d":"75"},{"v":15.084,"d":"15"},null,{"v":11403,"d":"11,403"},{"v":4800.998,"d":"4,801"},{"v":11403,"d":"11,403"},{"v":4800.998,"d":"4,801"},"EIA","EIA","EIA","EIA","EIA","EIA","--","EIA","EIA",{"$nulls":14},{"v":9950.261993,"d":"9,950.262"},0,{"v":1146,"d":"1,146"},0,0,0,0,0,0,0,0,0,{"v":1146,"d":"1,146"},0,0,{"v":1146,"d":"1,146"},0,{"v":0,"d":"0.0%"},{"v":1,"d":"100.0%"},{"v":0,"d":"0.0%"},{"v":0,"d":"0.0%"},{"v":0,"d":"0.0%"},{"v":0,"d":"0.0%"},{"v":0,"d":"0.0%"},{"v":0,"d":"0.0%"},{"v":0,"d":"0.0%"},{"v":0,"d":"0.0%"},{"v":0,"d":"0.0%"},{"v":1,"d":"100.0%"},{"v":0,"d":"0.0%"},{"v":0,"d":"0.0%"},{"v":1,"d":"100.0%"},{"v":0,"d":"0.0%"}]
[3863,2019,"IL","Winnetka",972,"Village of Winnetka - (IL)",20824,"Village of Winnetka - (IL)",20824,"Electric Utility","PJM Interconnection, LLC","PJM","RFC","RFCW","RFC West","PJM","17","031","Cook",42.115589,-87.731025,5,5,"NG","GAS",null,{"v":0.00971,"d":"0.0097"},33.4,{"v":1,"d":"1.0000"},{"$nulls":6},{"v":46162.018,"d":"46,162"},{"v":35737.132,"d":"35,737"},{"v":46162.018,"d":"46,162"},{"v":35737.132,"d":"35,737"},{"v":2841,"d":"2,841"},{"v":2241,"d":"2,241"},{"v":5.442,"d":"5"},{"v":3.626,"d":"4"},{"v":0.227,"d":"0"},{"v":2710.234,"d":"2,710"},{"v":107.619,"d":"108"},{"v":11.464,"d":"11"},{"v":2713.287,"d":"2,713"},null,3.831,3.236,{"v":0.16,"d":"0.160"},{"v":1907.944,"d":"1,907.944"},0.038,0.004,{"v":1910.093,"d":"1,910.093"},null,0.236,0.203,{"v":0.01,"d":"0.010"},117.423,{"v":2E-3,"d":"0.002"},{"v":0,"d":"0.000"},117.555,null,3.831,3.236,{"v":0.16,"d":"0.160"},{"v":1907.944,"d":"1,907.944"},0.038,0.004,{"v":1910.093,"d":"1,910.093"},null,{"v":5.442,"d":"5"},{"v":3.626,"d":"4"},{"v":0.227,"d":"0"},{"v":2710.234,"d":"2,710"},{"v":107.619,"d":"108"},{"v":11.464,"d":"11"},null,{"v":46162.018,"d":"46,162"},{"v":35737.132,"d":"35,737"},{"v":46162.018,"d":"46,162"},{"v":35737.132,"d":"35,737"},"EIA","EIA","EIA","EIA","EIA","EIA","--","EIA","EIA",{"$nulls":14},{"v":16248.510235,"d":"16,248.510"},0,108,{"v":2733,"d":"2,733"},0,0,0,0,0,0,0,0,{"v":2841,"d":"2,841"},0,0,{"v":2841,"d":"2,841"},0,{"v":0,"d":"0.0%"},{"v":0.0380147835269271,"d":"3.8%"},{"v":0.961985216473073,"d":"96.2%"},{"v":0,"d":"0.0%"},{"v":0,"d":"0.0%"},{"v":0,"d":"0.0%"},{"v":0,"d":"0.0%"},{"v":0,"d":"0.0%"},{"v":0,"d":"0.0%"},{"v":0,"d":"0.0%"},{"v":0,"d":"0.0%"},{"v":1,"d":"100.0%"},{"v":0,"d":"0.0%"},{"v":0,"d":"0.0%"},{"v":1,"d":"100.0%"},{"v":0,"d":"0.0%"}]
[3882,2019,"IN","Bitter Ridge Wind Farm, LLC",63666,"Indiana Michigan Power Co",9324,"Bitter Ridge Wind Farm, LLC",63373,"IPP Non-CHP","PJM Interconnection, LLC","PJM","RFC","RFCW","RFC West","PJM","18","075","Jay",40.360533,-85.113149,1,1,"WND","WIND",null,null,{"v":130,"d":"130.0"},{"$nulls":62},"--"]
[3902,2019,"IN","Crawfordsville 5 Solar Park",62793,"Crawfordsville Elec, Lgt & Pwr",4508,"Indiana Municipal Power Agency",9234,"Electric Utility","Midcontinent Independent Transmission System Operator, Inc..","MISO","RFC","RFCW","RFC West","MISO","18","107","Montgomery",40.017668,-86.85987,1,1,"SUN","SOLAR",null,null,9.7,{"$nulls":62},"--"]
[3937,2019,"IN","Hobart Solar, LLC",58795,"Northern Indiana Pub Serv Co",13756,"Sustainable Power Group, LLC",58661,"IPP Non-CHP","Midcontinent Independent Transmission System Operator, Inc..","MISO","RFC","RFCW","RFC West","MISO","18","089","Lake",41.529444,-87.308333,1,1,"SUN","SOLAR",null,0.1532,{"v":1,"d":"1.0"},{"$nulls":9},{"v":11951,"d":"11,951"},{"v":6597,"d":"6,597"},{"v":1342,"d":"1,342"},741,{"$nulls":41},{"v":11951,"d":"11,951"},{"v":6597,"d":"6,597"},{"$nulls":6},"--","EIA","EIA",{"$nulls":15},0,0,0,0,0,0,0,{"v":1342,"d":"1,342"},0,0,0,0,{"v":1342,"d":"1,342"},{"v":1342,"d":"1,342"},0,{"v":1342,"d":"1,342"},{"v":0,"d":"0.0%"},{"v":0,"d":"0.0%"},{"v":0,"d":"0.0%"},{"v":0,"d":"0.0%"},{"v":0,"d":"0.0%"},{"v":0,"d":"0.0%"},{"v":0,"d":"0.0%"},{"v":1,"d":"100.0%"},{"v":0,"d":"0.0%"},{"v":0,"d":"0.0%"},{"v":0,"d":"0.0%"},{"v":0,"d":"0.0%"},{"v":1,"d":"100.0%"},{"v":1,"d":"100.0%"},{"v":0,"d":"0.0%"},{"v":1,"d":"100.0%"}]
[3941,2019,"IN","IMPA Anderson Solar Park",60253,"City of Anderson - (IN)",636,"Indiana Municipal Power Agency",9234,"Electric Utility","PJM Interconnection, LLC","PJM","RFC","RFCW","RFC West","PJM","18","095","Madison",40.051556,-85.737129,1,1,"SUN","SOLAR",null,0.1571,{"v":5,"d":"5.0"},{"$nulls":9},{"v":61275,"d":"61,275"},{"v":33827,"d":"33,827"},{"v":6881,"d":"6,881"},{"v":3799,"d":"3,799"},{"$nulls":41},{"v":61275,"d":"61,275"},{"v":33827,"d":"33,827"},{"$nulls":6},"--","EIA","EIA",{"$nulls":15},0,0,0,0,0,0,0,{"v":6881,"d":"6,881"},0,0,0,0,{"v":6881,"d":"6,881"},{"v":6881,"d":"6,881"},0,{"v":6881,"d":"6,881"},{"v":0,"d":"0.0%"},{"v":0,"d":"0.0%"},{"v":0,"d":"0.0%"},{"v":0,"d":"0.0%"},{"v":0,"d":"0.0%"},{"v":0,"d":"0.0%"},{"v":0,"d":"0.0%"},{"v":1,"d":"100.0%"},{"v":0,"d":"0.0%"},{"v":0,"d":"0.0%"},{"v":0,"d":"0.0%"},{"v":0,"d":"0.0%"},{"v":1,"d":"100.0%"},{"v":1,"d":"100.0%"},{"v":0,"d":"0.0%"},{"v":1,"d":"100.0%"}]
[3980,2019,"IN","Meadow Lake Wind Farm II LLC",57112,"Indiana Michigan Power Co",9324,"Meadow Lake Wind Farm II LLC",56420,"IPP Non-CHP","PJM Interconnection, LLC","PJM","RFC","RFCW","RFC West","PJM","18","181","White",40.6431,-87.0242,1,1,"WND","WIND",null,{"v":0.28832,"d":"0.2883"},{"v":99,"d":"99.0"},{"$nulls":9},{"v":2226643,"d":"2,226,643"},{"v":650576,"d":"650,576"},{"v":250044,"d":"250,044"},{"v":73057,"d":"73,057"},{"$nulls":41},{"v":2226643,"d":"2,226,643"},{"v":650576,"d":"650,576"},{"$nulls":6},"--","EIA","EIA",{"$nulls":15},0,0,0,0,0,0,{"v":250044,"d":"250,044"},0,0,0,0,0,{"v":250044,"d":"250,044"},{"v":250044,"d":"250,044"},0,{"v":250044,"d":"250,044"},{"v":0,"d":"0.0%"},{"v":0,"d":"0.0%"},{"v":0,"d":"0.0%"},{"v":0,"d":"0.0%"},{"v":0,"d":"0.0%"},{"v":0,"d":"0.0%"},{"v":1,"d":"100.0%"},{"v":0,"d":"0.0%"},{"v":0,"d":"0.0%"},{"v":0,"d":"0.0%"},{"v":0,"d":"0.0%"},{"v":0,"d":"0.0%"},{"v":1,"d":"100.0%"},{"v":1,"d":"100.0%"},{"v":0,"d":"0.0%"},{"v":1,"d":"100.0%"}]
[4002,2019,"IN","Oakdale",999,"Northern Indiana Pub Serv Co",13756,"Northern Indiana Pub Serv Co",13756,"Electric Utility","Midcontinent Independent Transmission System Operator, Inc..","MISO","RFC","RFCW","RFC West","MISO","18","015","Carroll",40.6564,-86.7528,3,3,"WAT","HYDRO",null,{"v":0.23976,"d":"0.2398"},11.8,{"$nulls":9},{"v":220702,"d":"220,702"},{"v":89971.002,"d":"89,971"},{"v":24784.001,"d":"24,784"},{"v":10103.001,"d":"10,103"},{"$nulls":41},{"v":220702,"d":"220,702"},{"v":89971.002,"d":"89,971"},{"$nulls":6},"--","EIA","EIA",{"$nulls":15},0,0,0,0,{"v":24784,"d":"24,784"},0,0,0,0,0,0,0,{"v":24784,"d":"24,784"},0,0,{"v":24784,"d":"24,784"},{"v":0,"d":"0.0%"},{"v":0,"d":"0.0%"},{"v":0,"d":"0.0%"},{"v":0,"d":"0.0%"},{"v":1,"d":"100.0%"},{"v":0,"d":"0.0%"},{"v":0,"d":"0.0%"},{"v":0,"d":"0.0%"},{"v":0,"d":"0.0%"},{"v":0,"d":"0.0%"},{"v":0,"d":"0.0%"},{"v":0,"d":"0.0%"},{"v":1,"d":"100.0%"},{"v":0,"d":"0.0%"},{"v":0,"d":"0.0%"},{"v":1,"d":"100.0%"}]
[4019,2019,"IN","R M Schahfer Generating Station",6085,"Northern Indiana Pub Serv Co",13756,"Northern Indiana Pub Serv Co",13756,"Electric Utility","Midcontinent Independent Transmission System Operator, Inc..","MISO","RFC","RFCW","RFC West","MISO","18","073","Jasper",41.2164,-87.0261,6,6,"SUB","COAL","Yes",{"v":0.28482,"d":"0.2848"},{"v":2201.4,"d":"2,201.4"},{"v":0.858630660383686,"d":"0.8586"},{"$nulls":6},{"v":70441377.234,"d":"70,441,377"},{"v":30316980.721,"d":"30,316,981"},{"v":70441377.234,"d":"70,441,377"},{"v":30316980.721,"d":"30,316,981"},{"v":5492575,"d":"5,492,575"},{"v":2348501,"d":"2,348,501"},{"v":4985.462,"d":"4,985"},{"v":2041.526,"d":"2,042"},{"v":1167.579,"d":"1,168"},{"v":7300884.947,"d":"7,300,885"},{"v":1536563.872,"d":"1,536,564"},{"v":223448.39,"d":"223,448"},{"v":7353385.805,"d":"7,353,386"},null,1.815,1.739,0.425,{"v":2658.456,"d":"2,658.456"},{"v":0.28,"d":"0.280"},0.041,{"v":2677.573,"d":"2,677.573"},null,0.142,0.135,0.033,{"v":207.29,"d":"207.290"},0.022,0.003,{"v":208.78,"d":"208.780"},null,1.815,1.739,0.425,{"v":2658.456,"d":"2,658.456"},{"v":0.28,"d":"0.280"},0.041,{"v":2677.573,"d":"2,677.573"},null,{"v":4985.462,"d":"4,985"},{"v":2041.526,"d":"2,042"},{"v":1167.579,"d":"1,168"},{"v":7300884.947,"d":"7,300,885"},{"v":1536563.872,"d":"1,536,564"},{"v":223448.39,"d":"223,448"},null,{"v":70441377.234,"d":"70,441,377"},{"v":30316980.721,"d":"30,316,981"},{"v":70441377.234,"d":"70,441,377"},{"v":30316980.721,"d":"30,316,981"},"EPA/CAMD","EPA/CAMD","EPA/CAMD","EPA/CAMD; EIA","EIA","EIA","--","EPA/CAMD","EPA/CAMD",{"$nulls":14},{"v":12824.836654,"d":"12,824.837"},{"v":5453558.1,"d":"5,453,558"},0,{"v":39016.904,"d":"39,017"},0,0,0,0,0,0,0,0,{"v":5492575.004,"d":"5,492,575"},0,0,{"v":5492575.004,"d":"5,492,575"},0,{"v":0.992896427637022,"d":"99.3%"},{"v":0,"d":"0.0%"},{"v":0.00710357236297833,"d":"0.7%"},{"v":0,"d":"0.0%"},{"v":0,"d":"0.0%"},{"v":0,"d":"0.0%"},{"v":0,"d":"0.0%"},{"v":0,"d":"0.0%"},{"v":0,"d":"0.0%"},{"v":0,"d":"0.0%"},{"v":0,"d":"0.0%"},{"v":1,"d":"100.0%"},{"v":0,"d":"0.0%"},{"v":0,"d":"0.0%"},{"v":1,"d":"100.0%"},{"v":0,"d":"0.0%"}]
[4033,2019,"IN","Scotland Solar RES",59982,"Utilities Dist-Western IN REMC",19667,"Hoosier Energy R E C, Inc",9267,"Electric Utility","Midcontinent Independent Transmission System Operator, Inc..","MISO","RFC","RFCW","RFC West","MISO","18","055","Greene",38.9099,-86.9473,1,1,"SUN","SOLAR",null,{"v":0.17974,"d":"0.1797"},1.1,{"$nulls":9},{"v":15424,"d":"15,424"},{"v":8515,"d":"8,515"},{"v":1732,"d":"1,732"},956,{"$nulls":41},{"v":15424,"d":"15,424"},{"v":8515,"d":"8,515"},{"$nulls":6},"--","EIA","EIA",{"$nulls":15},0,0,0,0,0,0,0,{"v":1732,"d":"1,732"},0,0,0,0,{"v":1732,"d":"1,732"},{"v":1732,"d":"1,732"},0,{"v":1732,"d":"1,732"},{"v":0,"d":"0.0%"},{"v":0,"d":"0.0%"},{"v":0,"d":"0.0%"},{"v":0,"d":"0.0%"},{"v":0,"d":"0.0%"},{"v":0,"d":"0.0%"},{"v":0,"d":"0.0%"},{"v":1,"d":"100.0%"},{"v":0,"d":"0.0%"},{"v":0,"d":"0.0%"},{"v":0,"d":"0.0%"},{"v":0,"d":"0.0%"},{"v":1,"d":"100.0%"},{"v":1,"d":"100.0%"},{"v":0,"d":"0.0%"},{"v":1,"d":"100.0%"}]
[4058,2019,"IN","Wabash River Highland Plant",57842,"Duke Energy Indiana Inc",15470,"Wabash Valley Power Assn, Inc",40211,"Electric Utility","Midcontinent Independent Transmission System Operator, Inc..","MISO","RFC","RFCW","RFC West","MISO","18","167","Vigo",39.53,-87.4247,1,2,"NG","GAS",null,0.0291,304.5,{"v":1,"d":"1.0000"},{"$nulls":6},{"v":910801.562,"d":"910,802"},{"v":613179.188,"d":"613,179"},{"v":910801.562,"d":"910,802"},{"v":613179.188,"d":"613,179"},{"v":77628,"d":"77,628"},{"v":53442,"d":"53,442"},{"v":19.028,"d":"19"},{"v":12.796,"d":"13"},{"v":0.273,"d":"0"},{"v":54127.855,"d":"54,128"},{"v":2017.07,"d":"2,017"},{"v":201.707,"d":"202"},{"v":54183.123,"d":"54,183"},null,{"v":0.49,"d":"0.490"},0.479,0.007,{"v":1394.545,"d":"1,394.545"},0.026,0.003,{"v":1395.969,"d":"1,395.969"},null,0.042,0.042,{"v":1E-3,"d":"0.001"},118.858,{"v":2E-3,"d":"0.002"},{"v":0,"d":"0.000"},118.979,null,{"v":0.49,"d":"0.490"},0.479,0.007,{"v":1394.545,"d":"1,394.545"},0.026,0.003,{"v":1395.969,"d":"1,395.969"},null,{"v":19.028,"d":"19"},{"v":12.796,"d":"13"},{"v":0.273,"d":"0"},{"v":54127.855,"d":"54,128"},{"v":2017.07,"d":"2,017"},{"v":201.707,"d":"202"},null,{"v":910801.562,"d":"910,802"},{"v":613179.188,"d":"613,179"},{"v":910801.562,"d":"910,802"},{"v":613179.188,"d":"613,179"},"EPA/CAMD","EPA/CAMD","EPA/CAMD","EPA/CAMD","EIA","EIA","--","EPA/CAMD","EPA/CAMD",{"$nulls":14},{"v":11732.900017,"d":"11,732.900"},0,0,{"v":77628,"d":"77,628"},0,0,0,0,0,0,0,0,{"v":77628,"d":"77,628"},0,0,{"v":77628,"d":"77,628"},0,{"v":0,"d":"0.0%"},{"v":0,"d":"0.0%"},{"v":1,"d":"100.0%"},{"v":0,"d":"0.0%"},{"v":0,"d":"0.0%"},{"v":0,"d":"0.0%"},{"v":0,"d":"0.0%"},{"v":0,"d":"0.0%"},{"v":0,"d":"0.0%"},{"v":0,"d":"0.0%"},{"v":0,"d":"0.0%"},{"v":1,"d":"100.0%"},{"v":0,"d":"0.0%"},{"v":0,"d":"0.0%"},{"v":1,"d":"100.0%"},{"v":0,"d":"0.0%"}]
[4088,2019,"KS","Cedar Bluff Wind, LLC",60069,"Midwest Energy Inc",12524,"Cedar Bluff Wind, LLC",59817,"IPP Non-CHP","Southwest Power Pool","SWPP","MRO","SPNO","SPP North",null,"20","135","Ness",38.697606,-99.729289,1,1,"WND","WIND",null,{"v":0.47499,"d":"0.4750"},198.6,{"$nulls":9},{"v":7358734,"d":"7,358,734"},{"v":2881134,"d":"2,881,134"},{"v":826360,"d":"826,360"},{"v":323541,"d":"323,541"},{"$nulls":41},{"v":7358734,"d":"7,358,734"},{"v":2881134,"d":"2,881,134"},{"$nulls":6},"--","EIA","EIA",{"$nulls":15},0,0,0,0,0,0,{"v":826360,"d":"826,360"},0,0,0,0,0,{"v":826360,"d":"826,360"},{"v":826360,"d":"826,360"},0,{"v":826360,"d":"826,360"},{"v":0,"d":"0.0%"},{"v":0,"d":"0.0%"},{"v":0,"d":"0.0%"},{"v":0,"d":"0.0%"},{"v":0,"d":"0.0%"},{"v":0,"d":"0.0%"},{"v":1,"d":"100.0%"},{"v":0,"d":"0.0%"},{"v":0,"d":"0.0%"},{"v":0,"d":"0.0%"},{"v":0,"d":"0.0%"},{"v":0,"d":"0.0%"},{"v":1,"d":"100.0%"},{"v":1,"d":"100.0%"},{"v":0,"d":"0.0%"},{"v":1,"d":"100.0%"}]
[4097,2019,"KS","Cimarron Windpower II",57663,"Sunflower Electric Power Corp",18315,"Cimarron Windpower II, LLC",56988,"IPP Non-CHP","Southwest Power Pool","SWPP","MRO","SPNO","SPP North",null,"20","069","Gray",37.90133,-100.372,1,1,"WND","WIND",null,{"v":0.46549,"d":"0.4655"},{"v":131,"d":"131.0"},{"$nulls":9},{"v":4756890,"d":"4,756,890"},{"v":1862445,"d":"1,862,445"},{"v":534182,"d":"534,182"},{"v":209146,"d":"209,146"},{"$nulls":41},{"v":4756890,"d":"4,756,890"},{"v":1862445,"d":"1,862,445"},{"$nulls":6},"--","EIA","EIA",{"$nulls":15},0,0,0,0,0,0,{"v":534182,"d":"534,182"},0,0,0,0,0,{"v":534182,"d":"534,182"},{"v":534182,"d":"534,182"},0,{"v":534182,"d":"534,182"},{"v":0,"d":"0.0%"},{"v":0,"d":"0.0%"},{"v":0,"d":"0.0%"},{"v":0,"d":"0.0%"},{"v":0,"d":"0.0%"},{"v":0,"d":"0.0%"},{"v":1,"d":"100.0%"},{"v":0,"d":"0.0%"},{"v":0,"d":"0.0%"},{"v":0,"d":"0.0%"},{"v":0,"d":"0.0%"},{"v":0,"d":"0.0%"},{"v":1,"d":"100.0%"},{"v":1,"d":"100.0%"},{"v":0,"d":"0.0%"},{"v":1,"d":"100.0%"}]
[4120,2019,"KS","Flat Ridge Wind Energy LLC",56879,"ITC Great Plains, LLC",56526,"AE Power Services LLC",55963,"IPP Non-CHP","Southwest Power Pool","SWPP","MRO","SPNO","SPP North",null,"20","007","Barber",37.3764,-98.4583,1,1,"WND","WIND",null,0.2742,49.7,{"$nulls":9},{"v":1063068,"d":"1,063,068"},{"v":416218,"d":"416,218"},{"v":119379,"d":"119,379"},{"v":46740,"d":"46,740"},{"$nulls":41},{"v":1063068,"d":"1,063,068"},{"v":416218,"d":"416,218"},{"$nulls":6},"--","EIA","EIA",{"$nulls":15},0,0,0,0,0,0,{"v":119379,"d":"119,379"},0,0,0,0,0,{"v":119379,"d":"119,379"},{"v":119379,"d":"119,379"},0,{"v":119379,"d":"119,379"},{"v":0,"d":"0.0%"},{"v":0,"d":"0.0%"},{"v":0,"d":"0.0%"},{"v":0,"d":"0.0%"},{"v":0,"d":"0.0%"},{"v":0,"d":"0.0%"},{"v":1,"d":"100.0%"},{"v":0,"d":"0.0%"},{"v":0,"d":"0.0%"},{"v":0,"d":"0.0%"},{"v":0,"d":"0.0%"},{"v":0,"d":"0.0%"},{"v":1,"d":"100.0%"},{"v":1,"d":"100.0%"},{"v":0,"d":"0.0%"},{"v":1,"d":"100.0%"}]
[4154,2019,"KS","Kingman Wind",60639,"Westar Energy Inc",22500,"Kingman Wind Energy, LLC",60371,"IPP Non-CHP","Southwest Power Pool","SWPP","MRO","SPNO","SPP North",null,"20","151","Pratt",37.586714,-98.579264,2,2,"WND","WIND",null,{"v":0.45713,"d":"0.4571"},214.8,{"$nulls":9},{"v":7659744,"d":"7,659,744"},{"v":3010576,"d":"3,010,576"},{"v":860162,"d":"860,162"},{"v":338077,"d":"338,077"},{"$nulls":41},{"v":7659744,"d":"7,659,744"},{"v":3010576,"d":"3,010,576"},{"$nulls":6},"--","EIA","EIA",{"$nulls":15},0,0,0,0,0,0,{"v":860162,"d":"860,162"},0,0,0,0,0,{"v":860162,"d":"860,162"},{"v":860162,"d":"860,162"},0,{"v":860162,"d":"860,162"},{"v":0,"d":"0.0%"},{"v":0,"d":"0.0%"},{"v":0,"d":"0.0%"},{"v":0,"d":"0.0%"},{"v":0,"d":"0.0%"},{"v":0,"d":"0.0%"},{"v":1,"d":"100.0%"},{"v":0,"d":"0.0%"},{"v":0,"d":"0.0%"},{"v":0,"d":"0.0%"},{"v":0,"d":"0.0%"},{"v":0,"d":"0.0%"},{"v":1,"d":"100.0%"},{"v":1,"d":"100.0%"},{"v":0,"d":"0.0%"},{"v":1,"d":"100.0%"}]
[4175,2019,"KS","Oberlin (KS)",1312,"City of Oberlin - (KS)",13948,"City of Oberlin - (KS)",13948,"Electric Utility","Southwest Power Pool","SWPP","MRO","SPNO","SPP North",null,"20","039","Decatur",39.8217,-100.5289,5,5,"DFO","OIL",null,{"v":6e-05,"d":"0.0001"},6.9,{"v":1,"d":"1.0000"},{"$nulls":6},{"v":40.001,"d":"40"},0,{"v":40.001,"d":"40"},0,{"v":3.919,"d":"4"},0,{"v":0.065,"d":"0"},0,{"v":0.006,"d":"0"},{"v":3.267,"d":"3"},{"v":0.265,"d":"0"},{"v":0.053,"d":"0"},{"v":3.278,"d":"3"},null,33.172,null,3.011,{"v":1667.262,"d":"1,667.262"},0.068,0.014,{"v":1672.973,"d":"1,672.973"},null,{"v":3.25,"d":"3.250"},null,0.295,163.346,0.007,{"v":1E-3,"d":"0.001"},163.905,null,33.163,null,{"v":3.01,"d":"3.010"},{"v":1666.837,"d":"1,666.837"},0.067,0.013,{"v":1672.546,"d":"1,672.546"},null,{"v":0.065,"d":"0"},0,{"v":0.006,"d":"0"},{"v":3.267,"d":"3"},{"v":0.265,"d":"0"},{"v":0.053,"d":"0"},null,{"v":40.001,"d":"40"},0,{"v":40.001,"d":"40"},0,"EIA","EIA","EIA","EIA","EIA","EIA","--","EIA","EIA",{"$nulls":14},{"v":10204.336716,"d":"10,204.337"},0,{"v":3.92,"d":"4"},0,0,0,0,0,0,0,0,0,{"v":3.92,"d":"4"},0,0,{"v":3.92,"d":"4"},0,{"v":0,"d":"0.0%"},{"v":1,"d":"100.0%"},{"v":0,"d":"0.0%"},{"v":0,"d":"0.0%"},{"v":0,"d":"0.0%"},{"v":0,"d":"0.0%"},{"v":0,"d":"0.0%"},{"v":0,"d":"0.0%"},{"v":0,"d":"0.0%"},{"v":0,"d":"0.0%"},{"v":0,"d":"0.0%"},{"v":1,"d":"100.0%"},{"v":0,"d":"0.0%"},{"v":0,"d":"0.0%"},{"v":1,"d":"100.0%"},{"v":0,"d":"0.0%"}]
[4193,2019,"KS","Riverton",1239,"Empire District Electric Co",5860,"Empire District Electric Co",5860,"Electric Utility","Southwest Power Pool","SWPP","MRO","SPNO","SPP North",null,"20","021","Cherokee",37.072616,-94.698704,1,7,"NG","GAS",null,{"v":0.33477,"d":"0.3348"},400.2,{"v":0.775379338489051,"d":"0.7754"},{"$nulls":6},{"v":8811429,"d":"8,811,429"},{"v":4346057,"d":"4,346,057"},{"v":8811429,"d":"8,811,429"},{"v":4346057,"d":"4,346,057"},{"v":1173629,"d":"1,173,629"},{"v":587448,"d":"587,448"},{"v":119.301,"d":"119"},{"v":54.405,"d":"54"},{"v":2.644,"d":"3"},{"v":523651,"d":"523,651"},{"v":19081.992,"d":"19,082"},{"v":1908.199,"d":"1,908"},{"v":524173.847,"d":"524,174"},null,0.203,0.185,0.005,892.362,0.016,{"v":2E-3,"d":"0.002"},893.253,null,0.027,0.025,{"v":1E-3,"d":"0.001"},118.857,{"v":2E-3,"d":"0.002"},{"v":0,"d":"0.000"},118.976,null,0.203,0.185,0.005,892.362,0.016,{"v":2E-3,"d":"0.002"},893.253,null,{"v":119.301,"d":"119"},{"v":54.405,"d":"54"},{"v":2.644,"d":"3"},{"v":523651,"d":"523,651"},{"v":19081.992,"d":"19,082"},{"v":1908.199,"d":"1,908"},null,{"v":8811429,"d":"8,811,429"},{"v":4346057,"d":"4,346,057"},{"v":8811429,"d":"8,811,429"},{"v":4346057,"d":"4,346,057"},"EPA/CAMD","EPA/CAMD","EPA/CAMD","EPA/CAMD","EIA","EIA","--","EPA/CAMD","EPA/CAMD",{"$nulls":14},{"v":7507.848732,"d":"7,507.849"},0,0,{"v":1173629,"d":"1,173,629"},0,0,0,0,0,0,0,0,{"v":1173629,"d":"1,173,629"},0,0,{"v":1173629,"d":"1,173,629"},0,{"v":0,"d":"0.0%"},{"v":0,"d":"0.0%"},{"v":1,"d":"100.0%"},{"v":0,"d":"0.0%"},{"v":0,"d":"0.0%"},{"v":0,"d":"0.0%"},{"v":0,"d":"0.0%"},{"v":0,"d":"0.0%"},{"v":0,"d":"0.0%"},{"v":0,"d":"0.0%"},{"v":0,"d":"0.0%"},{"v":1,"d":"100.0%"},{"v":0,"d":"0.0%"},{"v":0,"d":"0.0%"},{"v":1,"d":"100.0%"},{"v":0,"d":"0.0%"}]
[4230,2019,"KS","Wolf Creek Generator",62590,"Lyon-Coffey Electric Coop, Inc",11334,"Lyon-Lincoln Electric Cooperative, Inc.",11345,"Electric Utility","Southwest Power Pool","SWPP","MRO","SPNO","SPP North",null,"20","031","Coffey",38.27433,-95.68403,1,1,"DFO","OIL",null,{"v":0.00776,"d":"0.0078"},{"v":1,"d":"1.0"},{"v":1,"d":"1.0000"},{"$nulls":6},685,293,685,293,68,29,{"v":1.156,"d":"1"},{"v":0.494,"d":"0"},{"v":0.099,"d":"0"},{"v":55.939,"d":"56"},{"v":4.531,"d":"5"},{"v":0.906,"d":"1"},{"v":56.131,"d":"56"},null,{"v":34,"d":"34.000"},34.069,2.921,{"v":1645.265,"d":"1,645.265"},0.067,0.013,{"v":1650.901,"d":"1,650.901"},null,3.375,3.372,{"v":0.29,"d":"0.290"},163.326,0.007,{"v":1E-3,"d":"0.001"},163.885,null,{"v":34,"d":"34.000"},34.069,2.921,{"v":1645.265,"d":"1,645.265"},0.067,0.013,{"v":1650.901,"d":"1,650.901"},null,{"v":1.156,"d":"1"},{"v":0.494,"d":"0"},{"v":0.099,"d":"0"},{"v":55.939,"d":"56"},{"v":4.531,"d":"5"},{"v":0.906,"d":"1"},null,685,293,685,293,"EIA","EIA","EIA","EIA","EIA","EIA","--","EIA","EIA",{"$nulls":14},{"v":10073.529412,"d":"10,073.529"},0,68,0,0,0,0,0,0,0,0,0,68,0,0,68,0,{"v":0,"d":"0.0%"},{"v":1,"d":"100.0%"},{"v":0,"d":"0.0%"},{"v":0,"d":"0.0%"},{"v":0,"d":"0.0%"},{"v":0,"d":"0.0%"},{"v":0,"d":"0.0%"},{"v":0,"d":"0.0%"},{"v":0,"d":"0.0%"},{"v":0,"d":"0.0%"},{"v":0,"d":"0.0%"},{"v":1,"d":"100.0%"},{"v":0,"d":"0.0%"},{"v":0,"d":"0.0%"},{"v":1,"d":"100.0%"},{"v":0,"d":"0.0%"}]
[4232,2019,"KY","Bavarian LFGTE",56277,"East Kentucky Power Coop, Inc",5580,"East Kentucky Power Coop, Inc",5580,"Electric Utility","PJM Interconnection, LLC","PJM","SERC","SRTV","SERC Tennessee Valley","PJM","21","015","Boone",38.8608,-84.6556,5,5,"LFG","BIOMASS",null,{"v":0.70448,"d":"0.7045"},4.8,{"v":0.15919901065449,"d":"0.1592"},"Yes",{"$nulls":5},{"v":389002.992,"d":"389,003"},{"v":162689.004,"d":"162,689"},{"v":389002.992,"d":"389,003"},{"v":162689.004,"d":"162,689"},{"v":29622,"d":"29,622"},{"v":12388.999,"d":"12,389"},0,0,{"v":6.516,"d":"7"},{"v":1E-3,"d":"0"},0,0,{"v":1E-3,"d":"0"},null,{"v":0,"d":"0.000"},{"v":0,"d":"0.000"},{"v":0.44,"d":"0.440"},{"v":0,"d":"0.000"},{"v":0,"d":"0.000"},{"v":0,"d":"0.000"},{"v":0,"d":"0.000"},null,{"v":0,"d":"0.000"},{"v":0,"d":"0.000"},0.034,{"v":0,"d":"0.000"},{"v":0,"d":"0.000"},{"v":0,"d":"0.000"},{"v":0,"d":"0.000"},null,{"v":0,"d":"0.000"},{"v":0,"d":"0.000"},{"v":0.44,"d":"0.440"},{"v":0,"d":"0.000"},{"v":0,"d":"0.000"},{"v":0,"d":"0.000"},{"v":0,"d":"0.000"},null,{"v":282.024,"d":"282"},{"v":117.948,"d":"118"},{"v":8.753,"d":"9"},{"v":24701.609,"d":"24,702"},{"v":904.822,"d":"905"},{"v":90.482,"d":"90"},null,{"v":389002.992,"d":"389,003"},{"v":162689.004,"d":"162,689"},{"v":389002.992,"d":"389,003"},{"v":162689.004,"d":"162,689"},"EIA","EIA","EIA","EIA","EIA","EIA","--","EIA","EIA",{"v":282.024,"d":"282"},{"v":117.948,"d":"118"},{"v":2.237,"d":"2"},{"v":24701.609,"d":"24,702"},{"v":904.822,"d":"905"},{"v":90.482,"d":"90"},{"$nulls":8},{"v":13132.232536,"d":"13,132.233"},0,0,0,0,0,{"v":29622,"d":"29,622"},0,0,0,0,0,0,{"v":29622,"d":"29,622"},{"v":29622,"d":"29,622"},{"v":29622,"d":"29,622"},0,{"v":0,"d":"0.0%"},{"v":0,"d":"0.0%"},{"v":0,"d":"0.0%"},{"v":0,"d":"0.0%"},{"v":0,"d":"0.0%"},{"v":1,"d":"100.0%"},{"v":0,"d":"0.0%"},{"v":0,"d":"0.0%"},{"v":0,"d":"0.0%"},{"v":0,"d":"0.0%"},{"v":0,"d":"0.0%"},{"v":0,"d":"0.0%"},{"v":1,"d":"100.0%"},{"v":1,"d":"100.0%"},{"v":1,"d":"100.0%"},{"v":0,"d":"0.0%"}]
[4273,2019,"KY","Mother Ann Lee",1359,"Kentucky Utilities Co",10171,"Lock 7 Hydro Partners LLC",54775,"IPP Non-CHP","PJM Interconnection, LLC","PJM","SERC","SRTV","SERC Tennessee Valley","PJM","21","167","Mercer",37.8297,-84.7247,3,3,"WAT","HYDRO",null,{"v":0.46043,"d":"0.4604"},2.1,{"$nulls":9},{"v":75424.998,"d":"75,425"},{"v":32990.001,"d":"32,990"},{"v":8469.999,"d":"8,470"},{"v":3705,"d":"3,705"},{"$nulls":41},{"v":75424.998,"d":"75,425"},{"v":32990.001,"d":"32,990"},{"$nulls":6},"--","EIA","EIA",{"$nulls":15},0,0,0,0,{"v":8470,"d":"8,470"},0,0,0,0,0,0,0,{"v":8470,"d":"8,470"},0,0,{"v":8470,"d":"8,470"},{"v":0,"d":"0.0%"},{"v":0,"d":"0.0%"},{"v":0,"d":"0.0%"},{"v":0,"d":"0.0%"},{"v":1,"d":"100.0%"},{"v":0,"d":"0.0%"},{"v":0,"d":"0.0%"},{"v":0,"d":"0.0%"},{"v":0,"d":"0.0%"},{"v":0,"d":"0.0%"},{"v":0,"d":"0.0%"},{"v":0,"d":"0.0%"},{"v":1,"d":"100.0%"},{"v":0,"d":"0.0%"},{"v":0,"d":"0.0%"},{"v":1,"d":"100.0%"}]
[4293,2019,"KY","Walton 2 Solar Facility",61312,"Duke Energy Kentucky",19446,"Duke Energy Kentucky Inc",55729,"Electric Utility","PJM Interconnection, LLC","PJM","SERC","SRTV","SERC Tennessee Valley","PJM","21","117","Kenton",38.85018,-84.592263,1,1,"SUN","SOLAR",null,{"v":0.18973,"d":"0.1897"},{"v":2,"d":"2.0"},{"$nulls":9},{"v":29600,"d":"29,600"},{"v":16005,"d":"16,005"},{"v":3324,"d":"3,324"},{"v":1797,"d":"1,797"},{"$nulls":41},{"v":29600,"d":"29,600"},{"v":16005,"d":"16,005"},{"$nulls":6},"--","EIA","EIA",{"$nulls":15},0,0,0,0,0,0,0,{"v":3324,"d":"3,324"},0,0,0,0,{"v":3324,"d":"3,324"},{"v":3324,"d":"3,324"},0,{"v":3324,"d":"3,324"},{"v":0,"d":"0.0%"},{"v":0,"d":"0.0%"},{"v":0,"d":"0.0%"},{"v":0,"d":"0.0%"},{"v":0,"d":"0.0%"},{"v":0,"d":"0.0%"},{"v":0,"d":"0.0%"},{"v":1,"d":"100.0%"},{"v":0,"d":"0.0%"},{"v":0,"d":"0.0%"},{"v":0,"d":"0.0%"},{"v":0,"d":"0.0%"},{"v":1,"d":"100.0%"},{"v":1,"d":"100.0%"},{"v":0,"d":"0.0%"},{"v":1,"d":"100.0%"}]
[4305,2019,"LA","Big Cajun 1",1464,"Entergy Louisiana LLC",11241,"Louisiana Generating LLC",11252,"IPP Non-CHP","Midcontinent Independent Transmission System Operator, Inc..","MISO","SERC","SRMV","SERC Mississippi Valley","MISO","22","077","Pointe Coupee",30.6739,-91.3556,4,4,"NG","GAS",null,{"v":0.03029,"d":"0.0303"},492.8,{"v":1,"d":"1.0000"},{"$nulls":6},{"v":1634356.594,"d":"1,634,357"},{"v":654611.492,"d":"654,611"},{"v":1634356.594,"d":"1,634,357"},{"v":654611.492,"d":"654,611"},{"v":130766,"d":"130,766"},{"v":59770,"d":"59,770"},{"v":66.506,"d":"67"},{"v":24.571,"d":"25"},{"v":0.49,"d":"0"},{"v":97124.236,"d":"97,124"},{"v":3601.779,"d":"3,602"},{"v":360.178,"d":"360"},{"v":97222.925,"d":"97,223"},null,1.017,0.822,0.007,{"v":1485.466,"d":"1,485.466"},0.028,0.003,{"v":1486.976,"d":"1,486.976"},null,0.081,0.075,{"v":1E-3,"d":"0.001"},118.853,{"v":2E-3,"d":"0.002"},{"v":0,"d":"0.000"},118.974,null,1.017,0.822,0.007,{"v":1485.466,"d":"1,485.466"},0.028,0.003,{"v":1486.976,"d":"1,486.976"},null,{"v":66.506,"d":"67"},{"v":24.571,"d":"25"},{"v":0.49,"d":"0"},{"v":97124.236,"d":"97,124"},{"v":3601.779,"d":"3,602"},{"v":360.178,"d":"360"},null,{"v":1634356.594,"d":"1,634,357"},{"v":654611.492,"d":"654,611"},{"v":1634356.594,"d":"1,634,357"},{"v":654611.492,"d":"654,611"},"EPA/CAMD","EPA/CAMD","EPA/CAMD","EPA/CAMD","EIA","EIA","--","EPA/CAMD","EPA/CAMD",{"$nulls":14},{"v":12498.329793,"d":"12,498.330"},0,0,{"v":130766,"d":"130,766"},0,0,0,0,0,0,0,0,{"v":130766,"d":"130,766"},0,0,{"v":130766,"d":"130,766"},0,{"v":0,"d":"0.0%"},{"v":0,"d":"0.0%"},{"v":1,"d":"100.0%"},{"v":0,"d":"0.0%"},{"v":0,"d":"0.0%"},{"v":0,"d":"0.0%"},{"v":0,"d":"0.0%"},{"v":0,"d":"0.0%"},{"v":0,"d":"0.0%"},{"v":0,"d":"0.0%"},{"v":0,"d":"0.0%"},{"v":1,"d":"100.0%"},{"v":0,"d":"0.0%"},{"v":0,"d":"0.0%"},{"v":1,"d":"100.0%"},{"v":0,"d":"0.0%"}]
[4328,2019,"LA","Geismar Cogen",56787,"Entergy Louisiana LLC",11241,"Air Liquide Large Industries U.S. LP",335,"Industrial CHP","Midcontinent Independent Transmission System Operator, Inc..","MISO","SERC","SRMV","SERC Mississippi Valley","MISO","22","005","Ascension",30.209,-90.9921,1,1,"NG","GAS",null,{"v":0.83733,"d":"0.8373"},83.9,{"v":0,"d":"0.0000"},null,"Yes",{"v":2577617.6,"d":"2,577,618"},{"v":0.815,"d":"1"},{"v":0.520722,"d":"0.5207"},null,{"v":3108175.835,"d":"3,108,176"},{"v":1498762.214,"d":"1,498,762"},{"v":3108175.835,"d":"3,108,176"},{"v":1498762.214,"d":"1,498,762"},{"v":615407,"d":"615,407"},{"v":296749,"d":"296,749"},{"v":478.181,"d":"478"},{"v":230.579,"d":"231"},{"v":4.967,"d":"5"},{"v":181655.865,"d":"181,656"},{"v":6852.36,"d":"6,852"},{"v":685.236,"d":"685"},{"v":181843.619,"d":"181,844"},null,1.554,1.554,0.016,{"v":590.36,"d":"590.360"},0.011,{"v":1E-3,"d":"0.001"},{"v":590.97,"d":"590.970"},null,0.308,0.308,0.003,116.889,{"v":2E-3,"d":"0.002"},{"v":0,"d":"0.000"},{"v":117.01,"d":"117.010"},null,1.554,1.554,0.016,{"v":590.36,"d":"590.360"},0.011,{"v":1E-3,"d":"0.001"},590.971,null,{"v":918.303,"d":"918"},{"v":442.806,"d":"443"},{"v":9.538,"d":"10"},{"v":348853.625,"d":"348,854"},{"v":13159.337,"d":"13,159"},{"v":1315.934,"d":"1,316"},null,{"v":5968970,"d":"5,968,970"},{"v":2878237,"d":"2,878,237"},{"v":5968970,"d":"5,968,970"},{"v":2878237,"d":"2,878,237"},"EIA","EIA","EIA","EIA","EIA","EIA","--","EIA","EIA",{"$nulls":6},{"v":2860794.165,"d":"2,860,794"},{"v":1379474.786,"d":"1,379,475"},{"v":440.122,"d":"440"},{"v":212.227,"d":"212"},{"v":4.572,"d":"5"},{"v":167197.76,"d":"167,198"},{"v":6306.977,"d":"6,307"},{"v":630.698,"d":"631"},{"v":5050.604642,"d":"5,050.605"},0,0,{"v":615406.68,"d":"615,407"},0,0,0,0,0,0,0,0,{"v":615406.68,"d":"615,407"},0,0,{"v":615406.68,"d":"615,407"},0,{"v":0,"d":"0.0%"},{"v":0,"d":"0.0%"},{"v":1,"d":"100.0%"},{"v":0,"d":"0.0%"},{"v":0,"d":"0.0%"},{"v":0,"d":"0.0%"},{"v":0,"d":"0.0%"},{"v":0,"d":"0.0%"},{"v":0,"d":"0.0%"},{"v":0,"d":"0.0%"},{"v":0,"d":"0.0%"},{"v":1,"d":"100.0%"},{"v":0,"d":"0.0%"},{"v":0,"d":"0.0%"},{"v":1,"d":"100.0%"},{"v":0,"d":"0.0%"}]
[4360,2019,"LA","New Roads",1453,"City of New Roads - (LA)",13483,"City of New Roads - (LA)",13483,"Electric Utility","Midcontinent Independent Transmission System Operator, Inc..","MISO","SERC","SPSO","SPP South","MISO","22","077","Pointe Coupee",30.726111,-91.368333,6,6,"NG","GAS",null,{"v":0,"d":"0.0000"},9.4,{"$nulls":11},0,0,{"$nulls":49},"--",{"$nulls":17},0,0,0,0,0,0,0,0,0,0,0,0,0,0,0,0]
[4367,2019,"LA","Perryville Power Station",55620,"Entergy Louisiana LLC",11241,"Entergy Louisiana LLC",11241,"Electric Utility","Midcontinent Independent Transmission System Operator, Inc..","MISO","SERC","SRMV","SERC Mississippi Valley","MISO","22","073","Ouachita",32.6908,-92.0183,3,4,"NG","GAS",null,{"v":0.38724,"d":"0.3872"},824.1,{"v":0.687929057611301,"d":"0.6879"},{"$nulls":6},{"v":20849616.781,"d":"20,849,617"},{"v":9153107.688,"d":"9,153,108"},{"v":20849616.781,"d":"20,849,617"},{"v":9153107.688,"d":"9,153,108"},{"v":2795549,"d":"2,795,549"},{"v":1173865,"d":"1,173,865"},{"v":143.545,"d":"144"},{"v":62.786,"d":"63"},{"v":6.256,"d":"6"},{"v":1239058.82,"d":"1,239,059"},{"v":46189.697,"d":"46,190"},{"v":4618.97,"d":"4,619"},{"v":1240324.418,"d":"1,240,324"},null,0.103,0.107,0.004,886.451,0.017,{"v":2E-3,"d":"0.002"},887.357,null,0.014,0.014,{"v":1E-3,"d":"0.001"},118.857,{"v":2E-3,"d":"0.002"},{"v":0,"d":"0.000"},118.978,null,0.103,0.107,0.004,886.451,0.017,{"v":2E-3,"d":"0.002"},887.357,null,{"v":143.545,"d":"144"},{"v":62.786,"d":"63"},{"v":6.256,"d":"6"},{"v":1239058.82,"d":"1,239,059"},{"v":46189.697,"d":"46,190"},{"v":4618.97,"d":"4,619"},null,{"v":20849616.781,"d":"20,849,617"},{"v":9153107.688,"d":"9,153,108"},{"v":20849616.781,"d":"20,849,617"},{"v":9153107.688,"d":"9,153,108"},"EPA/CAMD","EPA/CAMD","EPA/CAMD","EPA/CAMD","EIA","EIA","--","EPA/CAMD","EPA/CAMD",{"$nulls":14},{"v":7458.147498,"d":"7,458.147"},0,0,{"v":2795549,"d":"2,795,549"},0,0,0,0,0,0,0,0,{"v":2795549,"d":"2,795,549"},0,0,{"v":2795549,"d":"2,795,549"},0,{"v":0,"d":"0.0%"},{"v":0,"d":"0.0%"},{"v":1,"d":"100.0%"},{"v":0,"d":"0.0%"},{"v":0,"d":"0.0%"},{"v":0,"d":"0.0%"},{"v":0,"d":"0.0%"},{"v":0,"d":"0.0%"},{"v":0,"d":"0.0%"},{"v":0,"d":"0.0%"},{"v":0,"d":"0.0%"},{"v":1,"d":"100.0%"},{"v":0,"d":"0.0%"},{"v":0,"d":"0.0%"},{"v":1,"d":"100.0%"},{"v":0,"d":"0.0%"}]
[4392,2019,"LA","Thibodaux",6706,"Entergy Louisiana Inc",11241,"Entergy Louisiana LLC",11241,"Electric Utility","Midcontinent Independent Transmission System Operator, Inc..","MISO","SERC","SRMV","SERC Mississippi Valley","MISO","22","057","Lafourche",29.799167,-90.809722,1,1,"NG","GAS",null,null,{"v":21,"d":"21.0"},{"$nulls":62},"--"]
[4428,2019,"MA","Ayers Village Solar",59463,"Massachusetts Electric Co",11804,"DESRI V Mass Solar Holdco, LLC",59230,"IPP Non-CHP","ISO New England Inc.","ISNE","NPCC","NEWE","NPCC New England","ISONE","25","009","Essex",42.791944,-71.1775,1,1,"SUN","SOLAR",null,{"v":0.16667,"d":"0.1667"},{"v":2,"d":"2.0"},{"$nulls":9},{"v":26003,"d":"26,003"},{"v":14064,"d":"14,064"},{"v":2920,"d":"2,920"},{"v":1579,"d":"1,579"},{"$nulls":41},{"v":26003,"d":"26,003"},{"v":14064,"d":"14,064"},{"$nulls":6},"--","EIA","EIA",{"$nulls":15},0,0,0,0,0,0,0,{"v":2920,"d":"2,920"},0,0,0,0,{"v":2920,"d":"2,920"},{"v":2920,"d":"2,920"},0,{"v":2920,"d":"2,920"},{"v":0,"d":"0.0%"},{"v":0,"d":"0.0%"},{"v":0,"d":"0.0%"},{"v":0,"d":"0.0%"},{"v":0,"d":"0.0%"},{"v":0,"d":"0.0%"},{"v":0,"d":"0.0%"},{"v":1,"d":"100.0%"},{"v":0,"d":"0.0%"},{"v":0,"d":"0.0%"},{"v":0,"d":"0.0%"},{"v":0,"d":"0.0%"},{"v":1,"d":"100.0%"},{"v":1,"d":"100.0%"},{"v":0,"d":"0.0%"},{"v":1,"d":"100.0%"}]
[4435,2019,"MA","Bashaw Solar CSG 1, LLC",60866,"NSTAR Electric Company",54913,"Bashaw Solar 1, LLC",60484,"IPP Non-CHP","ISO New England Inc.","ISNE","NPCC","NEWE","NPCC New England","ISONE","25","009","Essex",42.789327,-70.880032,1,1,"SUN","SOLAR",null,{"v":0.17163,"d":"0.1716"},{"v":2,"d":"2.0"},{"$nulls":9},{"v":26777,"d":"26,777"},{"v":14484,"d":"14,484"},{"v":3007,"d":"3,007"},{"v":1626,"d":"1,626"},{"$nulls":41},{"v":26777,"d":"26,777"},{"v":14484,"d":"14,484"},{"$nulls":6},"--","EIA","EIA",{"$nulls":15},0,0,0,0,0,0,0,{"v":3007,"d":"3,007"},0,0,0,0,{"v":3007,"d":"3,007"},{"v":3007,"d":"3,007"},0,{"v":3007,"d":"3,007"},{"v":0,"d":"0.0%"},{"v":0,"d":"0.0%"},{"v":0,"d":"0.0%"},{"v":0,"d":"0.0%"},{"v":0,"d":"0.0%"},{"v":0,"d":"0.0%"},{"v":0,"d":"0.0%"},{"v":1,"d":"100.0%"},{"v":0,"d":"0.0%"},{"v":0,"d":"0.0%"},{"v":0,"d":"0.0%"},{"v":0,"d":"0.0%"},{"v":1,"d":"100.0%"},{"v":1,"d":"100.0%"},{"v":0,"d":"0.0%"},{"v":1,"d":"100.0%"}]
[4467,2019,"MA","Brookfield Solar 2013 LLC",60613,"Massachusetts Electric Co",11804,"Soltage LLC",60163,"IPP Non-CHP","ISO New England Inc.","ISNE","NPCC","NEWE","NPCC New England","ISONE","25","027","Worcester",42.25609,-72.067877,1,1,"SUN","SOLAR",null,{"v":0.18037,"d":"0.1804"},{"v":2,"d":"2.0"},{"$nulls":9},{"v":28140,"d":"28,140"},{"v":15221,"d":"15,221"},{"v":3160,"d":"3,160"},{"v":1709,"d":"1,709"},{"$nulls":41},{"v":28140,"d":"28,140"},{"v":15221,"d":"15,221"},{"$nulls":6},"--","EIA","EIA",{"$nulls":15},0,0,0,0,0,0,0,{"v":3160,"d":"3,160"},0,0,0,0,{"v":3160,"d":"3,160"},{"v":3160,"d":"3,160"},0,{"v":3160,"d":"3,160"},{"v":0,"d":"0.0%"},{"v":0,"d":"0.0%"},{"v":0,"d":"0.0%"},{"v":0,"d":"0.0%"},{"v":0,"d":"0.0%"},{"v":0,"d":"0.0%"},{"v":0,"d":"0.0%"},{"v":1,"d":"100.0%"},{"v":0,"d":"0.0%"},{"v":0,"d":"0.0%"},{"v":0,"d":"0.0%"},{"v":0,"d":"0.0%"},{"v":1,"d":"100.0%"},{"v":1,"d":"100.0%"},{"v":0,"d":"0.0%"},{"v":1,"d":"100.0%"}]
[4490,2019,"MA","CES Agawam Tuckahoe Solar Hybrid",63763,null,-9999,"Consolidated Edison Solutions Inc",57365,"IPP Non-CHP","ISO New England Inc.","ISNE","NPCC","NEWE","NPCC New England","ISONE","25","013","Hampden",42.059,-72.691,2,2,{"$nulls":4},5.9,{"$nulls":62},"--"]
[4502,2019,"MA","Chicopee River Solar",59625,"City of Chicopee - (MA)",3477,"Citizens Enterprises Corporation",58871,"IPP Non-CHP","ISO New England Inc.","ISNE","NPCC","NEWE","NPCC New England","ISONE","25","013","Hampden",42.150278,-72.552222,1,1,"SUN","SOLAR",null,{"v":0.18008,"d":"0.1801"},{"v":2,"d":"2.0"},{"$nulls":9},{"v":28096,"d":"28,096"},{"v":15197,"d":"15,197"},{"v":3155,"d":"3,155"},{"v":1707,"d":"1,707"},{"$nulls":41},{"v":28096,"d":"28,096"},{"v":15197,"d":"15,197"},{"$nulls":6},"--","EIA","EIA",{"$nulls":15},0,0,0,0,0,0,0,{"v":3155,"d":"3,155"},0,0,0,0,{"v":3155,"d":"3,155"},{"v":3155,"d":"3,155"},0,{"v":3155,"d":"3,155"},{"v":0,"d":"0.0%"},{"v":0,"d":"0.0%"},{"v":0,"d":"0.0%"},{"v":0,"d":"0.0%"},{"v":0,"d":"0.0%"},{"v":0,"d":"0.0%"},{"v":0,"d":"0.0%"},{"v":1,"d":"100.0%"},{"v":0,"d":"0.0%"},{"v":0,"d":"0.0%"},{"v":0,"d":"0.0%"},{"v":0,"d":"0.0%"},{"v":1,"d":"100.0%"},{"v":1,"d":"100.0%"},{"v":0,"d":"0.0%"},{"v":1,"d":"100.0%"}]
[4545,2019,"MA","Dorchester Solar Site",57265,"NSTAR Electric Company",54913,"Massachusetts Electric Co",11804,"Electric Utility","ISO New England Inc.","ISNE","NPCC","NEWE","NPCC New England","ISONE","25","025","Suffolk",42.300802,-71.047171,1,1,"SUN","SOLAR",null,0.1379,{"v":1,"d":"1.0"},{"$nulls":9},{"v":10758,"d":"10,758"},{"v":5819,"d":"5,819"},{"v":1208,"d":"1,208"},653,{"$nulls":41},{"v":10758,"d":"10,758"},{"v":5819,"d":"5,819"},{"$nulls":6},"--","EIA","EIA",{"$nulls":15},0,0,0,0,0,0,0,{"v":1208,"d":"1,208"},0,0,0,0,{"v":1208,"d":"1,208"},{"v":1208,"d":"1,208"},0,{"v":1208,"d":"1,208"},{"v":0,"d":"0.0%"},{"v":0,"d":"0.0%"},{"v":0,"d":"0.0%"},{"v":0,"d":"0.0%"},{"v":0,"d":"0.0%"},{"v":0,"d":"0.0%"},{"v":0,"d":"0.0%"},{"v":1,"d":"100.0%"},{"v":0,"d":"0.0%"},{"v":0,"d":"0.0%"},{"v":0,"d":"0.0%"},{"v":0,"d":"0.0%"},{"v":1,"d":"100.0%"},{"v":1,"d":"100.0%"},{"v":0,"d":"0.0%"},{"v":1,"d":"100.0%"}]
[4563,2019,"MA","EDF Lancaster",59140,"Massachusetts Electric Co",11804,"EDF Renewable Asset Holdings, Inc.",57170,"IPP Non-CHP","ISO New England Inc.","ISNE","NPCC","NEWE","NPCC New England","ISONE","25","027","Worcester",42.529167,-71.665278,1,1,"SUN","SOLAR",null,0.1602,4.5,{"$nulls":9},{"v":56234,"d":"56,234"},{"v":30417,"d":"30,417"},{"v":6315,"d":"6,315"},{"v":3416,"d":"3,416"},{"$nulls":41},{"v":56234,"d":"56,234"},{"v":30417,"d":"30,417"},{"$nulls":6},"--","EIA","EIA",{"$nulls":15},0,0,0,0,0,0,0,{"v":6315,"d":"6,315"},0,0,0,0,{"v":6315,"d":"6,315"},{"v":6315,"d":"6,315"},0,{"v":6315,"d":"6,315"},{"v":0,"d":"0.0%"},{"v":0,"d":"0.0%"},{"v":0,"d":"0.0%"},{"v":0,"d":"0.0%"},{"v":0,"d":"0.0%"},{"v":0,"d":"0.0%"},{"v":0,"d":"0.0%"},{"v":1,"d":"100.0%"},{"v":0,"d":"0.0%"},{"v":0,"d":"0.0%"},{"v":0,"d":"0.0%"},{"v":0,"d":"0.0%"},{"v":1,"d":"100.0%"},{"v":1,"d":"100.0%"},{"v":0,"d":"0.0%"},{"v":1,"d":"100.0%"}]
[4577,2019,"MA","Fisher Road Solar",60075,"NSTAR Electric Company",54913,"Fisher Road Solar I, LLC",59824,"IPP Non-CHP","ISO New England Inc.","ISNE","NPCC","NEWE","NPCC New England","ISONE","25","005","Bristol",41.593314,-71.018053,1,1,"SUN","SOLAR",null,0.1988,4.6,{"$nulls":9},{"v":71338,"d":"71,338"},{"v":38587,"d":"38,587"},{"v":8011,"d":"8,011"},{"v":4333,"d":"4,333"},{"$nulls":41},{"v":71338,"d":"71,338"},{"v":38587,"d":"38,587"},{"$nulls":6},"--","EIA","EIA",{"$nulls":15},0,0,0,0,0,0,0,{"v":8011,"d":"8,011"},0,0,0,0,{"v":8011,"d":"8,011"},{"v":8011,"d":"8,011"},0,{"v":8011,"d":"8,011"},{"v":0,"d":"0.0%"},{"v":0,"d":"0.0%"},{"v":0,"d":"0.0%"},{"v":0,"d":"0.0%"},{"v":0,"d":"0.0%"},{"v":0,"d":"0.0%"},{"v":0,"d":"0.0%"},{"v":1,"d":"100.0%"},{"v":0,"d":"0.0%"},{"v":0,"d":"0.0%"},{"v":0,"d":"0.0%"},{"v":0,"d":"0.0%"},{"v":1,"d":"100.0%"},{"v":1,"d":"100.0%"},{"v":0,"d":"0.0%"},{"v":1,"d":"100.0%"}]
[4602,2019,"MA","Griffin Road Solar, LLC CSG",62198,"Massachusetts Electric Co",11804,"Griffin Road Solar, LLC",61693,"IPP Non-CHP","ISO New England Inc.","ISNE","NPCC","NEWE","NPCC New England","ISONE","25","027","Worcester",42.146633,-72.004384,1,1,"SUN","SOLAR",null,{"v":0.17911,"d":"0.1791"},{"v":2,"d":"2.0"},{"$nulls":9},{"v":27943,"d":"27,943"},{"v":15115,"d":"15,115"},{"v":3138,"d":"3,138"},{"v":1697,"d":"1,697"},{"$nulls":41},{"v":27943,"d":"27,943"},{"v":15115,"d":"15,115"},{"$nulls":6},"--","EIA","EIA",{"$nulls":15},0,0,0,0,0,0,0,{"v":3138,"d":"3,138"},0,0,0,0,{"v":3138,"d":"3,138"},{"v":3138,"d":"3,138"},0,{"v":3138,"d":"3,138"},{"v":0,"d":"0.0%"},{"v":0,"d":"0.0%"},{"v":0,"d":"0.0%"},{"v":0,"d":"0.0%"},{"v":0,"d":"0.0%"},{"v":0,"d":"0.0%"},{"v":0,"d":"0.0%"},{"v":1,"d":"100.0%"},{"v":0,"d":"0.0%"},{"v":0,"d":"0.0%"},{"v":0,"d":"0.0%"},{"v":0,"d":"0.0%"},{"v":1,"d":"100.0%"},{"v":1,"d":"100.0%"},{"v":0,"d":"0.0%"},{"v":1,"d":"100.0%"}]
[4620,2019,"MA","Hatfield Renewables Community Solar",61299,"Western Massachusetts Electric Company",20455,"Hatfield Renewables, LLC",60926,"IPP Non-CHP","ISO New England Inc.","ISNE","NPCC","NEWE","NPCC New England","ISONE","25","015","Hampshire",42.3,-72.7,1,1,"SUN","SOLAR",null,{"v":0.17267,"d":"0.1727"},1.9,{"$nulls":9},{"v":25592,"d":"25,592"},{"v":13842,"d":"13,842"},{"v":2874,"d":"2,874"},{"v":1555,"d":"1,555"},{"$nulls":41},{"v":25592,"d":"25,592"},{"v":13842,"d":"13,842"},{"$nulls":6},"--","EIA","EIA",{"$nulls":15},0,0,0,0,0,0,0,{"v":2874,"d":"2,874"},0,0,0,0,{"v":2874,"d":"2,874"},{"v":2874,"d":"2,874"},0,{"v":2874,"d":"2,874"},{"v":0,"d":"0.0%"},{"v":0,"d":"0.0%"},{"v":0,"d":"0.0%"},{"v":0,"d":"0.0%"},{"v":0,"d":"0.0%"},{"v":0,"d":"0.0%"},{"v":0,"d":"0.0%"},{"v":1,"d":"100.0%"},{"v":0,"d":"0.0%"},{"v":0,"d":"0.0%"},{"v":0,"d":"0.0%"},{"v":0,"d":"0.0%"},{"v":1,"d":"100.0%"},{"v":1,"d":"100.0%"},{"v":0,"d":"0.0%"},{"v":1,"d":"100.0%"}]
[4641,2019,"MA","Ipswich Wind Independence",59023,"Town of Ipswich - (MA)",9442,"Ipswich Wind Independence",58866,"IPP Non-CHP","ISO New England Inc.","ISNE","NPCC","NEWE","NPCC New England","ISONE","25","009","Essex",42.717222,-70.846389,1,1,"WND","WIND",null,{"v":0,"d":"0.0000"},{"v":2,"d":"2.0"},{"$nulls":11},0,0,{"$nulls":49},"--",{"$nulls":17},0,0,0,0,0,0,0,0,0,0,0,0,0,0,0,0]
[4675,2019,"MA","MA Military Reservation Wind Project",57253,"NSTAR Electric Company",54913,"Air Force Civil Engineer Center",56619,"IPP Non-CHP","ISO New England Inc.","ISNE","NPCC","NEWE","NPCC New England","ISONE","25","001","Barnstable",41.6647,-70.5942,3,3,"WND","WIND",null,{"v":0.24488,"d":"0.2449"},4.5,{"$nulls":9},{"v":85957.998,"d":"85,958"},{"v":24150,"d":"24,150"},{"v":9653.001,"d":"9,653"},{"v":2712,"d":"2,712"},{"$nulls":41},{"v":85957.998,"d":"85,958"},{"v":24150,"d":"24,150"},{"$nulls":6},"--","EIA","EIA",{"$nulls":15},0,0,0,0,0,0,{"v":9653,"d":"9,653"},0,0,0,0,0,{"v":9653,"d":"9,653"},{"v":9653,"d":"9,653"},0,{"v":9653,"d":"9,653"},{"v":0,"d":"0.0%"},{"v":0,"d":"0.0%"},{"v":0,"d":"0.0%"},{"v":0,"d":"0.0%"},{"v":0,"d":"0.0%"},{"v":0,"d":"0.0%"},{"v":1,"d":"100.0%"},{"v":0,"d":"0.0%"},{"v":0,"d":"0.0%"},{"v":0,"d":"0.0%"},{"v":0,"d":"0.0%"},{"v":0,"d":"0.0%"},{"v":1,"d":"100.0%"},{"v":1,"d":"100.0%"},{"v":0,"d":"0.0%"},{"v":1,"d":"100.0%"}]
[4702,2019,"MA","Monson Solar",59464,"Massachusetts Electric Co",11804,"DESRI V Mass Solar Holdco, LLC",59230,"IPP Non-CHP","ISO New England Inc.","ISNE","NPCC","NEWE","NPCC New England","ISONE","25","013","Hampden",42.124444,-72.3325,1,1,"SUN","SOLAR",null,{"v":0.15514,"d":"0.1551"},{"v":3,"d":"3.0"},{"$nulls":9},{"v":36306,"d":"36,306"},{"v":19638,"d":"19,638"},{"v":4077,"d":"4,077"},{"v":2205,"d":"2,205"},{"$nulls":41},{"v":36306,"d":"36,306"},{"v":19638,"d":"19,638"},{"$nulls":6},"--","EIA","EIA",{"$nulls":15},0,0,0,0,0,0,0,{"v":4077,"d":"4,077"},0,0,0,0,{"v":4077,"d":"4,077"},{"v":4077,"d":"4,077"},0,{"v":4077,"d":"4,077"},{"v":0,"d":"0.0%"},{"v":0,"d":"0.0%"},{"v":0,"d":"0.0%"},{"v":0,"d":"0.0%"},{"v":0,"d":"0.0%"},{"v":0,"d":"0.0%"},{"v":0,"d":"0.0%"},{"v":1,"d":"100.0%"},{"v":0,"d":"0.0%"},{"v":0,"d":"0.0%"},{"v":0,"d":"0.0%"},{"v":0,"d":"0.0%"},{"v":1,"d":"100.0%"},{"v":1,"d":"100.0%"},{"v":0,"d":"0.0%"},{"v":1,"d":"100.0%"}]
[4719,2019,"MA","Nextsun Energy Littleton",62842,"Town of Littleton - (MA)",11085,"Nextsun Energy Littleton LLC",62727,"IPP Non-CHP","ISO New England Inc.","ISNE","NPCC","NEWE","NPCC New England","ISONE","25","017","Middlesex",42.551461,-71.510175,1,1,"SUN","SOLAR",null,{"v":0.13196,"d":"0.1320"},{"v":5,"d":"5.0"},{"$nulls":9},{"v":51472,"d":"51,472"},{"v":27841,"d":"27,841"},{"v":5780,"d":"5,780"},{"v":3126,"d":"3,126"},{"$nulls":41},{"v":51472,"d":"51,472"},{"v":27841,"d":"27,841"},{"$nulls":6},"--","EIA","EIA",{"$nulls":15},0,0,0,0,0,0,0,{"v":5780,"d":"5,780"},0,0,0,0,{"v":5780,"d":"5,780"},{"v":5780,"d":"5,780"},0,{"v":5780,"d":"5,780"},{"v":0,"d":"0.0%"},{"v":0,"d":"0.0%"},{"v":0,"d":"0.0%"},{"v":0,"d":"0.0%"},{"v":0,"d":"0.0%"},{"v":0,"d":"0.0%"},{"v":0,"d":"0.0%"},{"v":1,"d":"100.0%"},{"v":0,"d":"0.0%"},{"v":0,"d":"0.0%"},{"v":0,"d":"0.0%"},{"v":0,"d":"0.0%"},{"v":1,"d":"100.0%"},{"v":1,"d":"100.0%"},{"v":0,"d":"0.0%"},{"v":1,"d":"100.0%"}]
[4728,2019,"MA","Notus Wind 1",57414,"NSTAR Electric Company",54913,"Notus Clean Energy LLC",56742,"IPP Non-CHP","ISO New England Inc.","ISNE","NPCC","NEWE","NPCC New England","ISONE","25","001","Barnstable",41.6083,-70.6089,1,1,"WND","WIND",null,{"v":0.32071,"d":"0.3207"},1.7,{"$nulls":9},{"v":42531,"d":"42,531"},{"v":11950,"d":"11,950"},{"v":4776,"d":"4,776"},{"v":1342,"d":"1,342"},{"$nulls":41},{"v":42531,"d":"42,531"},{"v":11950,"d":"11,950"},{"$nulls":6},"--","EIA","EIA",{"$nulls":15},0,0,0,0,0,0,{"v":4776,"d":"4,776"},0,0,0,0,0,{"v":4776,"d":"4,776"},{"v":4776,"d":"4,776"},0,{"v":4776,"d":"4,776"},{"v":0,"d":"0.0%"},{"v":0,"d":"0.0%"},{"v":0,"d":"0.0%"},{"v":0,"d":"0.0%"},{"v":0,"d":"0.0%"},{"v":0,"d":"0.0%"},{"v":1,"d":"100.0%"},{"v":0,"d":"0.0%"},{"v":0,"d":"0.0%"},{"v":0,"d":"0.0%"},{"v":0,"d":"0.0%"},{"v":0,"d":"0.0%"},{"v":1,"d":"100.0%"},{"v":1,"d":"100.0%"},{"v":0,"d":"0.0%"},{"v":1,"d":"100.0%"}]
[4758,2019,"MA","Pittsfield Generating",50002,"Western Massachusetts Electric Company",20455,"Pittsfield Generating Company, LP",15114,"IPP CHP","ISO New England Inc.","ISNE","NPCC","NEWE","NPCC New England","ISONE","25","003","Berkshire",42.4564,-73.2181,3,4,"NG","GAS",null,{"v":0.05214,"d":"0.0521"},175.5,{"v":1,"d":"1.0000"},null,"Yes",{"v":9323.2,"d":"9,323"},{"v":29.345,"d":"29"},{"v":0.975079,"d":"0.9751"},null,{"v":692538.616,"d":"692,539"},{"v":557769.914,"d":"557,770"},{"v":692538.616,"d":"692,539"},{"v":557769.914,"d":"557,770"},{"v":80162,"d":"80,162"},{"v":64317,"d":"64,317"},{"v":7.144,"d":"7"},{"v":5.439,"d":"5"},{"v":1.347,"d":"1"},{"v":41266.446,"d":"41,266"},{"v":1605.366,"d":"1,605"},{"v":163.952,"d":"164"},{"v":41310.942,"d":"41,311"},null,0.178,0.169,0.034,{"v":1029.576,"d":"1,029.576"},{"v":0.02,"d":"0.020"},{"v":2E-3,"d":"0.002"},{"v":1030.686,"d":"1,030.686"},null,0.021,{"v":0.02,"d":"0.020"},0.004,119.174,{"v":2E-3,"d":"0.002"},{"v":0,"d":"0.000"},119.303,null,0.178,0.169,0.034,{"v":1029.576,"d":"1,029.576"},{"v":0.02,"d":"0.020"},{"v":2E-3,"d":"0.002"},{"v":1030.686,"d":"1,030.686"},null,{"v":7.327,"d":"7"},{"v":5.578,"d":"6"},{"v":1.381,"d":"1"},{"v":42321.121,"d":"42,321"},{"v":1646.396,"d":"1,646"},{"v":168.142,"d":"168"},null,{"v":710238.297,"d":"710,238"},{"v":572025.219,"d":"572,025"},{"v":710238.297,"d":"710,238"},{"v":572025.219,"d":"572,025"},"EPA/CAMD","EPA/CAMD","EIA","EPA/CAMD","EIA","EIA","--","EPA/CAMD","EPA/CAMD",{"$nulls":6},{"v":17699.68,"d":"17,700"},{"v":14255.305,"d":"14,255"},{"v":0.183,"d":"0"},{"v":0.139,"d":"0"},{"v":0.034,"d":"0"},{"v":1054.675,"d":"1,055"},{"v":41.029,"d":"41"},{"v":4.19,"d":"4"},{"v":8639.238247,"d":"8,639.238"},0,{"v":527.531,"d":"528"},{"v":79634.469,"d":"79,634"},0,0,0,0,0,0,0,0,{"v":80162,"d":"80,162"},0,0,{"v":80162,"d":"80,162"},0,{"v":0,"d":"0.0%"},{"v":6.58081135700207E-3,"d":"0.7%"},{"v":0.993419188642998,"d":"99.3%"},{"v":0,"d":"0.0%"},{"v":0,"d":"0.0%"},{"v":0,"d":"0.0%"},{"v":0,"d":"0.0%"},{"v":0,"d":"0.0%"},{"v":0,"d":"0.0%"},{"v":0,"d":"0.0%"},{"v":0,"d":"0.0%"},{"v":1,"d":"100.0%"},{"v":0,"d":"0.0%"},{"v":0,"d":"0.0%"},{"v":1,"d":"100.0%"},{"v":0,"d":"0.0%"}]
[4783,2019,"MA","Salem Harbor Station NGCC",60903,"Massachusetts Electric Co",11804,"Footprint Salem Harbor Development LP",59928,"IPP Non-CHP","ISO New England Inc.","ISNE","NPCC","NEWE","NPCC New England","ISONE","25","009","Essex",42.525486,-70.878239,2,4,"NG","GAS",null,{"v":0.07639,"d":"0.0764"},798.2,{"v":1,"d":"1.0000"},{"$nulls":6},{"v":3957053.75,"d":"3,957,054"},{"v":2277145.125,"d":"2,277,145"},{"v":3957053.75,"d":"3,957,054"},{"v":2277145.125,"d":"2,277,145"},{"v":534128,"d":"534,128"},{"v":309028,"d":"309,028"},{"v":15.961,"d":"16"},{"v":7.966,"d":"8"},{"v":1.187,"d":"1"},{"v":235162.547,"d":"235,163"},{"v":9131.113,"d":"9,131"},{"v":913.111,"d":"913"},{"v":235412.739,"d":"235,413"},null,{"v":0.06,"d":"0.060"},0.052,0.004,880.548,0.017,{"v":2E-3,"d":"0.002"},881.484,null,0.008,0.007,{"v":1E-3,"d":"0.001"},118.857,{"v":2E-3,"d":"0.002"},{"v":0,"d":"0.000"},118.984,null,{"v":0.06,"d":"0.060"},0.052,0.004,880.548,0.017,{"v":2E-3,"d":"0.002"},881.484,null,{"v":15.961,"d":"16"},{"v":7.966,"d":"8"},{"v":1.187,"d":"1"},{"v":235162.547,"d":"235,163"},{"v":9131.113,"d":"9,131"},{"v":913.111,"d":"913"},null,{"v":3957053.75,"d":"3,957,054"},{"v":2277145.125,"d":"2,277,145"},{"v":3957053.75,"d":"3,957,054"},{"v":2277145.125,"d":"2,277,145"},"EPA/CAMD","EPA/CAMD","EPA/CAMD","EPA/CAMD","EIA","EIA","--","EPA/CAMD","EPA/CAMD",{"$nulls":14},{"v":7408.43721,"d":"7,408.437"},0,0,{"v":534128,"d":"534,128"},0,0,0,0,0,0,0,0,{"v":534128,"d":"534,128"},0,0,{"v":534128,"d":"534,128"},0,{"v":0,"d":"0.0%"},{"v":0,"d":"0.0%"},{"v":1,"d":"100.0%"},{"v":0,"d":"0.0%"},{"v":0,"d":"0.0%"},{"v":0,"d":"0.0%"},{"v":0,"d":"0.0%"},{"v":0,"d":"0.0%"},{"v":0,"d":"0.0%"},{"v":0,"d":"0.0%"},{"v":0,"d":"0.0%"},{"v":1,"d":"100.0%"},{"v":0,"d":"0.0%"},{"v":0,"d":"0.0%"},{"v":1,"d":"100.0%"},{"v":0,"d":"0.0%"}]
[4793,2019,"MA","Shrewsbury",6125,"Massachusetts Electric Co",11804,"Town of Shrewsbury - (MA)",17127,"Electric Utility","ISO New England Inc.","ISNE","NPCC","NEWE","NPCC New England","ISONE","25","027","Worcester",42.2747,-71.7172,7,7,"SUN","SOLAR",null,{"v":0.02659,"d":"0.0266"},19.5,{"$nulls":7},{"v":3356,"d":"3,356"},{"v":1271.001,"d":"1,271"},{"v":46376,"d":"46,376"},{"v":24540.001,"d":"24,540"},{"v":4542.002,"d":"4,542"},{"v":2502.998,"d":"2,503"},{"v":4.801,"d":"5"},{"v":1.795,"d":"2"},{"v":0.184,"d":"0"},{"v":262.253,"d":"262"},{"v":12.901,"d":"13"},{"v":2.116,"d":"2"},{"v":262.729,"d":"263"},null,2.114,1.434,0.081,115.479,0.003,{"v":0,"d":"0.000"},115.689,null,2.861,2.825,{"v":0.11,"d":"0.110"},156.289,0.004,{"v":1E-3,"d":"0.001"},156.573,null,{"v":0,"d":"0.000"},{"v":0,"d":"0.000"},{"v":0,"d":"0.000"},{"v":0,"d":"0.000"},{"v":0,"d":"0.000"},{"v":0,"d":"0.000"},{"v":0,"d":"0.000"},null,{"v":4.801,"d":"5"},{"v":1.795,"d":"2"},{"v":0.184,"d":"0"},{"v":262.253,"d":"262"},{"v":12.901,"d":"13"},{"v":2.116,"d":"2"},null,{"v":3356,"d":"3,356"},{"v":1271.001,"d":"1,271"},{"v":46376,"d":"46,376"},{"v":24540.001,"d":"24,540"},"EIA","EIA","EIA","EIA","EIA","EIA","--","EIA","EIA",{"$nulls":14},{"v":-11612.456536,"d":"(11,612.457)"},0,{"v":-107.414,"d":"(107)"},{"v":-181.586,"d":"(182)"},0,0,0,0,{"v":4831,"d":"4,831"},0,0,0,{"v":-289,"d":"(289)"},{"v":4831,"d":"4,831"},{"v":4831,"d":"4,831"},{"v":-289,"d":"(289)"},{"v":4831,"d":"4,831"},{"v":0,"d":"0.0%"},{"v":0,"d":"0.0%"},{"v":0,"d":"0.0%"},{"v":0,"d":"0.0%"},{"v":0,"d":"0.0%"},{"v":0,"d":"0.0%"},{"v":0,"d":"0.0%"},{"v":1,"d":"100.0%"},{"v":0,"d":"0.0%"},{"v":0,"d":"0.0%"},{"v":0,"d":"0.0%"},{"v":0,"d":"0.0%"},{"v":1,"d":"100.0%"},{"v":1,"d":"100.0%"},{"v":0,"d":"0.0%"},{"v":1,"d":"100.0%"}]
[4815,2019,"MA","Stafford St 2 Community Solar",61017,"Massachusetts Electric Co",11804,"Stafford St Solar 2, LLC",60653,"IPP Non-CHP","ISO New England Inc.","ISNE","NPCC","NEWE","NPCC New England","ISONE","25","027","Worcester",42.224044,-71.87065,1,1,"SUN","SOLAR",null,{"v":0.20872,"d":"0.2087"},1.9,{"$nulls":9},{"v":30935,"d":"30,935"},{"v":16733,"d":"16,733"},{"v":3474,"d":"3,474"},{"v":1879,"d":"1,879"},{"$nulls":41},{"v":30935,"d":"30,935"},{"v":16733,"d":"16,733"},{"$nulls":6},"--","EIA","EIA",{"$nulls":15},0,0,0,0,0,0,0,{"v":3474,"d":"3,474"},0,0,0,0,{"v":3474,"d":"3,474"},{"v":3474,"d":"3,474"},0,{"v":3474,"d":"3,474"},{"v":0,"d":"0.0%"},{"v":0,"d":"0.0%"},{"v":0,"d":"0.0%"},{"v":0,"d":"0.0%"},{"v":0,"d":"0.0%"},{"v":0,"d":"0.0%"},{"v":0,"d":"0.0%"},{"v":1,"d":"100.0%"},{"v":0,"d":"0.0%"},{"v":0,"d":"0.0%"},{"v":0,"d":"0.0%"},{"v":0,"d":"0.0%"},{"v":1,"d":"100.0%"},{"v":1,"d":"100.0%"},{"v":0,"d":"0.0%"},{"v":1,"d":"100.0%"}]
[4854,2019,"MA","Tolland Solar NG LLC",62581,"NSTAR Electric Company",54913,"Tolland Solar NG LLC",62068,"IPP Non-CHP","ISO New England Inc.","ISNE","NPCC","NEWE","NPCC New England","ISONE","25","013","Hampden",42.089484,-73.061431,1,1,"SUN","SOLAR",null,{"v":0.15254,"d":"0.1525"},3.5,{"$nulls":9},{"v":41648,"d":"41,648"},{"v":22528,"d":"22,528"},{"v":4677,"d":"4,677"},{"v":2530,"d":"2,530"},{"$nulls":41},{"v":41648,"d":"41,648"},{"v":22528,"d":"22,528"},{"$nulls":6},"--","EIA","EIA",{"$nulls":15},0,0,0,0,0,0,0,{"v":4677,"d":"4,677"},0,0,0,0,{"v":4677,"d":"4,677"},{"v":4677,"d":"4,677"},0,{"v":4677,"d":"4,677"},{"v":0,"d":"0.0%"},{"v":0,"d":"0.0%"},{"v":0,"d":"0.0%"},{"v":0,"d":"0.0%"},{"v":0,"d":"0.0%"},{"v":0,"d":"0.0%"},{"v":0,"d":"0.0%"},{"v":1,"d":"100.0%"},{"v":0,"d":"0.0%"},{"v":0,"d":"0.0%"},{"v":0,"d":"0.0%"},{"v":0,"d":"0.0%"},{"v":1,"d":"100.0%"},{"v":1,"d":"100.0%"},{"v":0,"d":"0.0%"},{"v":1,"d":"100.0%"}]
[4870,2019,"MA","Vineyard Wind 1",63093,"NSTAR Electric Company",54913,"Vineyard Wind LLC",62895,"IPP Non-CHP","ISO New England Inc.","ISNE","NPCC","NEWE","NPCC New England","ISONE","25","007","Dukes",41.047111,-70.487375,1,1,"WND","WIND",null,null,{"v":800,"d":"800.0"},{"$nulls":62},"--"]
[4893,2019,"MA","Weston Landfill Solar",61537,"Eversource",59497,"Ameresco, Inc - Weston",61146,"IPP Non-CHP","ISO New England Inc.","ISNE","NPCC","NEWE","NPCC New England","ISONE","25","017","Middlesex",42.374553,-71.2825,1,1,"SUN","SOLAR",null,0.1836,1.8,{"$nulls":9},{"v":25780,"d":"25,780"},{"v":13944,"d":"13,944"},{"v":2895,"d":"2,895"},{"v":1566,"d":"1,566"},{"$nulls":41},{"v":25780,"d":"25,780"},{"v":13944,"d":"13,944"},{"$nulls":6},"--","EIA","EIA",{"$nulls":15},0,0,0,0,0,0,0,{"v":2895,"d":"2,895"},0,0,0,0,{"v":2895,"d":"2,895"},{"v":2895,"d":"2,895"},0,{"v":2895,"d":"2,895"},{"v":0,"d":"0.0%"},{"v":0,"d":"0.0%"},{"v":0,"d":"0.0%"},{"v":0,"d":"0.0%"},{"v":0,"d":"0.0%"},{"v":0,"d":"0.0%"},{"v":0,"d":"0.0%"},{"v":1,"d":"100.0%"},{"v":0,"d":"0.0%"},{"v":0,"d":"0.0%"},{"v":0,"d":"0.0%"},{"v":0,"d":"0.0%"},{"v":1,"d":"100.0%"},{"v":1,"d":"100.0%"},{"v":0,"d":"0.0%"},{"v":1,"d":"100.0%"}]
[4913,2019,"MA","Worcester Landfill",60621,"NSTAR Electric Company",54913,"City of Worcester DPW",60369,"IPP Non-CHP","ISO New England Inc.","ISNE","NPCC","NEWE","NPCC New England","ISONE","25","027","Worcester",42.219,-71.791,1,1,"SUN","SOLAR",null,{"v":0.14629,"d":"0.1463"},6.5,{"$nulls":9},{"v":74179,"d":"74,179"},{"v":40123,"d":"40,123"},{"v":8330,"d":"8,330"},{"v":4506,"d":"4,506"},{"$nulls":41},{"v":74179,"d":"74,179"},{"v":40123,"d":"40,123"},{"$nulls":6},"--","EIA","EIA",{"$nulls":15},0,0,0,0,0,0,0,{"v":8330,"d":"8,330"},0,0,0,0,{"v":8330,"d":"8,330"},{"v":8330,"d":"8,330"},0,{"v":8330,"d":"8,330"},{"v":0,"d":"0.0%"},{"v":0,"d":"0.0%"},{"v":0,"d":"0.0%"},{"v":0,"d":"0.0%"},{"v":0,"d":"0.0%"},{"v":0,"d":"0.0%"},{"v":0,"d":"0.0%"},{"v":1,"d":"100.0%"},{"v":0,"d":"0.0%"},{"v":0,"d":"0.0%"},{"v":0,"d":"0.0%"},{"v":0,"d":"0.0%"},{"v":1,"d":"100.0%"},{"v":1,"d":"100.0%"},{"v":0,"d":"0.0%"},{"v":1,"d":"100.0%"}]
[4932,2019,"MD","Baltimore City G",60667,"Baltimore Gas & Electric Co",1167,"Constellation Solar MC, LLC",61419,"IPP Non-CHP","PJM Interconnection, LLC","PJM","RFC","RFCE","RFC East","PJM","24","025","Harford",39.436,-76.22,1,1,"SUN","SOLAR",null,{"v":0.18293,"d":"0.1829"},{"v":2,"d":"2.0"},{"$nulls":9},{"v":28542,"d":"28,542"},{"v":13832,"d":"13,832"},{"v":3205,"d":"3,205"},{"v":1553,"d":"1,553"},{"$nulls":41},{"v":28542,"d":"28,542"},{"v":13832,"d":"13,832"},{"$nulls":6},"--","EIA","EIA",{"$nulls":15},0,0,0,0,0,0,0,{"v":3205,"d":"3,205"},0,0,0,0,{"v":3205,"d":"3,205"},{"v":3205,"d":"3,205"},0,{"v":3205,"d":"3,205"},{"v":0,"d":"0.0%"},{"v":0,"d":"0.0%"},{"v":0,"d":"0.0%"},{"v":0,"d":"0.0%"},{"v":0,"d":"0.0%"},{"v":0,"d":"0.0%"},{"v":0,"d":"0.0%"},{"v":1,"d":"100.0%"},{"v":0,"d":"0.0%"},{"v":0,"d":"0.0%"},{"v":0,"d":"0.0%"},{"v":0,"d":"0.0%"},{"v":1,"d":"100.0%"},{"v":1,"d":"100.0%"},{"v":0,"d":"0.0%"},{"v":1,"d":"100.0%"}]
[4968,2019,"MD","Elkton Solar",60089,"Delmarva Power",5027,"SunE DB27, LLC",59838,"IPP Non-CHP","PJM Interconnection, LLC","PJM","RFC","RFCE","RFC East","PJM","24","015","Cecil",39.603531,-75.836235,1,1,"SUN","SOLAR",null,{"v":0.19927,"d":"0.1993"},1.6,{"$nulls":9},{"v":24872,"d":"24,872"},{"v":12054,"d":"12,054"},{"v":2793,"d":"2,793"},{"v":1354,"d":"1,354"},{"$nulls":41},{"v":24872,"d":"24,872"},{"v":12054,"d":"12,054"},{"$nulls":6},"--","EIA","EIA",{"$nulls":15},0,0,0,0,0,0,0,{"v":2793,"d":"2,793"},0,0,0,0,{"v":2793,"d":"2,793"},{"v":2793,"d":"2,793"},0,{"v":2793,"d":"2,793"},{"v":0,"d":"0.0%"},{"v":0,"d":"0.0%"},{"v":0,"d":"0.0%"},{"v":0,"d":"0.0%"},{"v":0,"d":"0.0%"},{"v":0,"d":"0.0%"},{"v":0,"d":"0.0%"},{"v":1,"d":"100.0%"},{"v":0,"d":"0.0%"},{"v":0,"d":"0.0%"},{"v":0,"d":"0.0%"},{"v":0,"d":"0.0%"},{"v":1,"d":"100.0%"},{"v":1,"d":"100.0%"},{"v":0,"d":"0.0%"},{"v":1,"d":"100.0%"}]
[4993,2019,"MD","IKEA College Park 411",58015,"Potomac Electric Power Co",15270,"IKEA Property Inc",57389,"Commercial Non-CHP","PJM Interconnection, LLC","PJM","RFC","RFCE","RFC East","PJM","24","033","Prince Georges",39.021,-76.926,1,1,"SUN","SOLAR",null,{"v":0.16427,"d":"0.1643"},{"v":1,"d":"1.0"},{"$nulls":9},{"v":12812,"d":"12,812"},{"v":6209,"d":"6,209"},{"v":1439,"d":"1,439"},697,{"$nulls":41},{"v":12812,"d":"12,812"},{"v":6209,"d":"6,209"},{"$nulls":6},"--","EIA","EIA",{"$nulls":15},0,0,0,0,0,0,0,{"v":1439,"d":"1,439"},0,0,0,0,{"v":1439,"d":"1,439"},{"v":1439,"d":"1,439"},0,{"v":1439,"d":"1,439"},{"v":0,"d":"0.0%"},{"v":0,"d":"0.0%"},{"v":0,"d":"0.0%"},{"v":0,"d":"0.0%"},{"v":0,"d":"0.0%"},{"v":0,"d":"0.0%"},{"v":0,"d":"0.0%"},{"v":1,"d":"100.0%"},{"v":0,"d":"0.0%"},{"v":0,"d":"0.0%"},{"v":0,"d":"0.0%"},{"v":0,"d":"0.0%"},{"v":1,"d":"100.0%"},{"v":1,"d":"100.0%"},{"v":0,"d":"0.0%"},{"v":1,"d":"100.0%"}]
[5000,2019,"MD","LeGore Bridge Solar Center",61796,"Potomac Electric Power Co",15270,"LeGore Bridge Solar Center, LLC",61421,"IPP Non-CHP","PJM Interconnection, LLC","PJM","RFC","RFCE","RFC East","PJM","24","021","Frederick",39.572402,-77.307869,1,1,"SUN","SOLAR",null,null,{"v":20,"d":"20.0"},{"$nulls":62},"--"]
[5028,2019,"MD","Presbyterian Senior Living Service",60447,"Baltimore Gas & Electric Co",1167,"Terraform Arcadia",63249,"IPP Non-CHP","PJM Interconnection, LLC","PJM","RFC","RFCE","RFC East","PJM","24","005","Baltimore",39.4476,-76.516324,1,1,"SUN","SOLAR",null,{"v":0.14022,"d":"0.1402"},1.2,{"$nulls":9},{"v":13125,"d":"13,125"},{"v":6360,"d":"6,360"},{"v":1474,"d":"1,474"},714,{"$nulls":41},{"v":13125,"d":"13,125"},{"v":6360,"d":"6,360"},{"$nulls":6},"--","EIA","EIA",{"$nulls":15},0,0,0,0,0,0,0,{"v":1474,"d":"1,474"},0,0,0,0,{"v":1474,"d":"1,474"},{"v":1474,"d":"1,474"},0,{"v":1474,"d":"1,474"},{"v":0,"d":"0.0%"},{"v":0,"d":"0.0%"},{"v":0,"d":"0.0%"},{"v":0,"d":"0.0%"},{"v":0,"d":"0.0%"},{"v":0,"d":"0.0%"},{"v":0,"d":"0.0%"},{"v":1,"d":"100.0%"},{"v":0,"d":"0.0%"},{"v":0,"d":"0.0%"},{"v":0,"d":"0.0%"},{"v":0,"d":"0.0%"},{"v":1,"d":"100.0%"},{"v":1,"d":"100.0%"},{"v":0,"d":"0.0%"},{"v":1,"d":"100.0%"}]
[5055,2019,"MD","Vienna",1564,"Delmarva Power",5027,"NRG Vienna Operations Inc",19830,"IPP Non-CHP","PJM Interconnection, LLC","PJM","RFC","RFCE","RFC East","PJM","24","019","Dorchester",38.4878,-75.8208,1,2,"RFO","OIL",null,{"v":0,"d":"0.0000"},180.6,{"$nulls":7},{"v":66008.141,"d":"66,008"},{"v":51758.223,"d":"51,758"},{"v":66008.141,"d":"66,008"},{"v":51758.223,"d":"51,758"},{"v":-494,"d":"(494)"},{"v":1066,"d":"1,066"},{"v":8.479,"d":"8"},{"v":6.627,"d":"7"},{"v":38.1,"d":"38"},{"v":5356.196,"d":"5,356"},{"v":296.05,"d":"296"},{"v":59.21,"d":"59"},{"v":5368.719,"d":"5,369"},null,{"v":0,"d":"0.000"},12.433,{"v":0,"d":"0.000"},{"v":0,"d":"0.000"},{"v":0,"d":"0.000"},{"v":0,"d":"0.000"},{"v":0,"d":"0.000"},null,0.257,0.256,1.154,162.289,0.004,{"v":1E-3,"d":"0.001"},162.668,null,{"v":0,"d":"0.000"},12.433,{"v":0,"d":"0.000"},{"v":0,"d":"0.000"},{"v":0,"d":"0.000"},{"v":0,"d":"0.000"},{"v":0,"d":"0.000"},null,{"v":8.479,"d":"8"},{"v":6.627,"d":"7"},{"v":38.1,"d":"38"},{"v":5356.196,"d":"5,356"},{"v":296.05,"d":"296"},{"v":59.21,"d":"59"},null,{"v":66008.141,"d":"66,008"},{"v":51758.223,"d":"51,758"},{"v":66008.141,"d":"66,008"},{"v":51758.223,"d":"51,758"},"EPA/CAMD","EPA/CAMD","EPA/CAMD","EPA/CAMD","EIA","EIA","--","EPA/CAMD","EPA/CAMD",{"$nulls":14},{"v":-133619.717864,"d":"(133,619.718)"},0,{"v":-494,"d":"(494)"},0,0,0,0,0,0,0,0,0,{"v":-494,"d":"(494)"},0,0,{"v":-494,"d":"(494)"},0]
[5067,2019,"ME","Anson Abenaki Hydros",10186,"Town of Madison - (ME)",11477,"Eagle Creek RE LLC",57280,"IPP Non-CHP","ISO New England Inc.","ISNE","NPCC","NEWE","NPCC New England","ISONE","23","025","Somerset",44.7975,-69.8867,14,14,"WAT","HYDRO",null,0.4633,{"v":32,"d":"32.0"},null,null,"Yes",0,null,{"v":1,"d":"1.0000"},{"$nulls":3},{"v":1156499.988,"d":"1,156,500"},null,{"v":129871.002,"d":"129,871"},{"v":42546.999,"d":"42,547"},{"$nulls":4},0,0,{"$nulls":6},{"v":0,"d":"0.000"},{"v":0,"d":"0.000"},{"$nulls":22},0,0,{"$nulls":3},{"v":1156499.988,"d":"1,156,500"},{"v":378882.01,"d":"378,882"},{"$nulls":4},"EIA","EIA","--","EIA","EIA",{"$nulls":12},0,0,null,0,0,0,0,{"v":129871,"d":"129,871"},0,0,0,0,0,0,0,{"v":129871,"d":"129,871"},0,0,{"v":129871,"d":"129,871"},{"v":0,"d":"0.0%"},{"v":0,"d":"0.0%"},{"v":0,"d":"0.0%"},{"v":0,"d":"0.0%"},{"v":1,"d":"100.0%"},{"v":0,"d":"0.0%"},{"v":0,"d":"0.0%"},{"v":0,"d":"0.0%"},{"v":0,"d":"0.0%"},{"v":0,"d":"0.0%"},{"v":0,"d":"0.0%"},{"v":0,"d":"0.0%"},{"v":1,"d":"100.0%"},{"v":0,"d":"0.0%"},{"v":0,"d":"0.0%"},{"v":1,"d":"100.0%"}]
[5098,2019,"ME","Flos Inn Diesel",1514,"Emera Maine",1179,"Merlin One LLC",60160,"IPP Non-CHP","New Brunswick System Operator","NBSO","NPCC","NEWE","NPCC New England",null,"23","003","Aroostook",46.71,-67.9556,3,3,"DFO","OIL",null,null,{"v":6,"d":"6.0"},{"$nulls":62},"--"]
[5128,2019,"ME","Milo PV - BD Solar 1 LLC",63894,"Central Maine Power Co",3266,"BD Solar 1 LLC",63568,"IPP Non-CHP","ISO New England Inc.","ISNE","NPCC","NEWE","NPCC New England","ISONE","23","021","Piscataquis",45.267,-68.991,1,1,"SUN","SOLAR",null,null,{"v":20,"d":"20.0"},{"$nulls":62},"--"]
[5130,2019,"ME","North Gorham",1501,"Central Maine Power Co",3266,"Brookfield White Pine Hydro LLC",39006,"IPP Non-CHP","ISO New England Inc.","ISNE","NPCC","NEWE","NPCC New England","ISONE","23","005","Cumberland",43.802517,-70.44992,2,2,"WAT","HYDRO",null,{"v":0.63055,"d":"0.6306"},2.2,{"$nulls":9},{"v":108213,"d":"108,213"},{"v":35452,"d":"35,452"},{"v":12152,"d":"12,152"},{"v":3981,"d":"3,981"},{"$nulls":41},{"v":108213,"d":"108,213"},{"v":35452,"d":"35,452"},{"$nulls":6},"--","EIA","EIA",{"$nulls":15},0,0,0,0,{"v":12152,"d":"12,152"},0,0,0,0,0,0,0,{"v":12152,"d":"12,152"},0,0,{"v":12152,"d":"12,152"},{"v":0,"d":"0.0%"},{"v":0,"d":"0.0%"},{"v":0,"d":"0.0%"},{"v":0,"d":"0.0%"},{"v":1,"d":"100.0%"},{"v":0,"d":"0.0%"},{"v":0,"d":"0.0%"},{"v":0,"d":"0.0%"},{"v":0,"d":"0.0%"},{"v":0,"d":"0.0%"},{"v":0,"d":"0.0%"},{"v":0,"d":"0.0%"},{"v":1,"d":"100.0%"},{"v":0,"d":"0.0%"},{"v":0,"d":"0.0%"},{"v":1,"d":"100.0%"}]
[5167,2019,"ME","Squa Pan Hydro Station",1516,"Emera Maine",1179,"Algonquin Northern Maine",14597,"IPP Non-CHP","New Brunswick System Operator","NBSO","NPCC","NEWE","NPCC New England",null,"23","003","Aroostook",46.556477,-68.325538,1,1,"WAT","HYDRO",null,{"v":0.08524,"d":"0.0852"},1.5,{"$nulls":9},{"v":9973,"d":"9,973"},{"v":3267,"d":"3,267"},{"v":1120,"d":"1,120"},367,{"$nulls":41},{"v":9973,"d":"9,973"},{"v":3267,"d":"3,267"},{"$nulls":6},"--","EIA","EIA",{"$nulls":15},0,0,0,0,{"v":1120,"d":"1,120"},0,0,0,0,0,0,0,{"v":1120,"d":"1,120"},0,0,{"v":1120,"d":"1,120"},{"v":0,"d":"0.0%"},{"v":0,"d":"0.0%"},{"v":0,"d":"0.0%"},{"v":0,"d":"0.0%"},{"v":1,"d":"100.0%"},{"v":0,"d":"0.0%"},{"v":0,"d":"0.0%"},{"v":0,"d":"0.0%"},{"v":0,"d":"0.0%"},{"v":0,"d":"0.0%"},{"v":0,"d":"0.0%"},{"v":0,"d":"0.0%"},{"v":1,"d":"100.0%"},{"v":0,"d":"0.0%"},{"v":0,"d":"0.0%"},{"v":1,"d":"100.0%"}]
[5185,2019,"ME","Woodland Pulp, LLC",10613,"Eastern Maine Electric Coop",5609,"Woodland Pulp LLC",5232,"Industrial CHP","New Brunswick System Operator","NBSO","NPCC","NEWE","NPCC New England",null,"23","029","Washington",45.1554,-67.4012,12,12,"BLQ","BIOMASS",null,{"v":0.68158,"d":"0.6816"},68.3,{"v":0.197363236549291,"d":"0.1974"},"Yes","Yes",{"v":6622717.6,"d":"6,622,718"},{"v":0.21,"d":"0"},{"v":0.218877,"d":"0.2189"},null,{"v":2134815.363,"d":"2,134,815"},{"v":892556.476,"d":"892,556"},{"v":2801878.361,"d":"2,801,878"},{"v":1111093.481,"d":"1,111,093"},{"v":407795.998,"d":"407,796"},{"v":171525,"d":"171,525"},{"v":162.833,"d":"163"},{"v":68.272,"d":"68"},{"v":397.262,"d":"397"},{"v":23067.24,"d":"23,067"},{"v":37130.933,"d":"37,131"},{"v":9930.136,"d":"9,930"},{"v":25010.967,"d":"25,011"},null,0.799,0.796,1.948,113.131,0.091,0.024,122.664,null,0.153,0.153,0.372,21.611,0.017,0.005,23.432,null,0.978,0.975,2.387,138.589,0.112,{"v":0.03,"d":"0.030"},150.267,null,{"v":743.946,"d":"744"},{"v":311.917,"d":"312"},{"v":1814.998,"d":"1,815"},{"v":973654.219,"d":"973,654"},{"v":169642.599,"d":"169,643"},{"v":45368.484,"d":"45,368"},null,{"v":9753475,"d":"9,753,475"},{"v":4077883,"d":"4,077,883"},{"v":10420537.998,"d":"10,420,538"},{"v":4296420.005,"d":"4,296,420"},"EIA","EIA","EIA","EIA","EIA","EIA","--","EIA","EIA",{"$nulls":3},{"v":868265.364,"d":"868,265"},null,null,{"v":7618659.637,"d":"7,618,660"},{"v":3185326.524,"d":"3,185,327"},{"v":581.113,"d":"581"},{"v":243.645,"d":"244"},{"v":1417.736,"d":"1,418"},{"v":82321.615,"d":"82,322"},{"v":132511.666,"d":"132,512"},{"v":35438.348,"d":"35,438"},{"v":6413.033122,"d":"6,413.033"},0,0,{"v":61713.009,"d":"61,713"},0,{"v":74909,"d":"74,909"},{"v":271173.992,"d":"271,174"},0,0,0,0,0,{"v":61713.009,"d":"61,713"},{"v":346082.992,"d":"346,083"},{"v":271173.992,"d":"271,174"},{"v":332887.001,"d":"332,887"},{"v":74909,"d":"74,909"},{"v":0,"d":"0.0%"},{"v":0,"d":"0.0%"},{"v":0.15133304114966,"d":"15.1%"},{"v":0,"d":"0.0%"},{"v":0.183692335913809,"d":"18.4%"},{"v":0.66497462293653,"d":"66.5%"},{"v":0,"d":"0.0%"},{"v":0,"d":"0.0%"},{"v":0,"d":"0.0%"},{"v":0,"d":"0.0%"},{"v":0,"d":"0.0%"},{"v":0.15133304114966,"d":"15.1%"},{"v":0.848666958850339,"d":"84.9%"},{"v":0.66497462293653,"d":"66.5%"},{"v":0.816307664086191,"d":"81.6%"},{"v":0.183692335913809,"d":"18.4%"}]
[5202,2019,"MI","B E Morrow",1696,"ITC Transmission",56068,"Consumers Energy Co",4254,"Electric Utility","Midcontinent Independent Transmission System Operator, Inc..","MISO","RFC","RFCM","RFC Michigan","MISO","26","077","Kalamazoo",42.280222,-85.492548,2,2,"NG","GAS",null,null,{"v":36,"d":"36.0"},{"$nulls":62},"--"]
[5240,2019,"MI","Crescent Wind Park",63686,"Michigan Electric Transmission Company,",56163,"Consumers Energy Co",4254,"Electric Utility","Midcontinent Independent Transmission System Operator, Inc..","MISO","RFC","RFCM","RFC Michigan","MISO","26","059","Hillsdale",41.935,-84.477,1,1,"WND","WIND",null,null,{"v":150,"d":"150.0"},{"$nulls":62},"--"]
[5263,2019,"MI","Eagle Valley (MI)",57405,"DTE Electric Company",5109,"WM Renewable Energy LLC",54842,"IPP Non-CHP","Midcontinent Independent Transmission System Operator, Inc..","MISO","RFC","RFCM","RFC Michigan","MISO","26","125","Oakland",42.7225,-83.263055,2,2,"LFG","BIOMASS",null,{"v":0.89073,"d":"0.8907"},3.2,{"v":0,"d":"0.0000"},"Yes",{"$nulls":5},{"v":265470,"d":"265,470"},{"v":109404,"d":"109,404"},{"v":265470,"d":"265,470"},{"v":109404,"d":"109,404"},{"v":24969,"d":"24,969"},{"v":10290,"d":"10,290"},0,0,{"v":4.447,"d":"4"},0,0,0,0,null,{"v":0,"d":"0.000"},{"v":0,"d":"0.000"},0.356,{"v":0,"d":"0.000"},{"v":0,"d":"0.000"},{"v":0,"d":"0.000"},{"v":0,"d":"0.000"},null,{"v":0,"d":"0.000"},{"v":0,"d":"0.000"},0.033,{"v":0,"d":"0.000"},{"v":0,"d":"0.000"},{"v":0,"d":"0.000"},{"v":0,"d":"0.000"},null,{"v":0,"d":"0.000"},{"v":0,"d":"0.000"},0.356,{"v":0,"d":"0.000"},{"v":0,"d":"0.000"},{"v":0,"d":"0.000"},{"v":0,"d":"0.000"},null,{"v":184.002,"d":"184"},{"v":75.83,"d":"76"},{"v":5.973,"d":"6"},{"v":16857.289,"d":"16,857"},{"v":617.484,"d":"617"},{"v":61.748,"d":"62"},null,{"v":265470,"d":"265,470"},{"v":109404,"d":"109,404"},{"v":265470,"d":"265,470"},{"v":109404,"d":"109,404"},"EIA","EIA","EIA","EIA","EIA","EIA","--","EIA","EIA",{"v":184.002,"d":"184"},{"v":75.83,"d":"76"},{"v":1.526,"d":"2"},{"v":16857.289,"d":"16,857"},{"v":617.484,"d":"617"},{"v":61.748,"d":"62"},{"$nulls":8},{"v":10631.98366,"d":"10,631.984"},0,0,0,0,0,{"v":24969,"d":"24,969"},0,0,0,0,0,0,{"v":24969,"d":"24,969"},{"v":24969,"d":"24,969"},{"v":24969,"d":"24,969"},0,{"v":0,"d":"0.0%"},{"v":0,"d":"0.0%"},{"v":0,"d":"0.0%"},{"v":0,"d":"0.0%"},{"v":0,"d":"0.0%"},{"v":1,"d":"100.0%"},{"v":0,"d":"0.0%"},{"v":0,"d":"0.0%"},{"v":0,"d":"0.0%"},{"v":0,"d":"0.0%"},{"v":0,"d":"0.0%"},{"v":0,"d":"0.0%"},{"v":1,"d":"100.0%"},{"v":1,"d":"100.0%"},{"v":1,"d":"100.0%"},{"v":0,"d":"0.0%"}]
[5283,2019,"MI","Gaylord - Consumers",1706,"ITC Transmission",56068,"Consumers Energy Co",4254,"Electric Utility","Midcontinent Independent Transmission System Operator, Inc..","MISO","RFC","RFCM","RFC Michigan","MISO","26","137","Otsego",45.0306,-84.7039,5,5,"NG","GAS",null,null,{"v":80,"d":"80.0"},{"$nulls":62},"--"]
[5302,2019,"MI","Greenwood Solar Farm",60019,"DTE Electric Company",5109,"DTE Electric Company",5109,"Electric Utility","Midcontinent Independent Transmission System Operator, Inc..","MISO","RFC","RFCM","RFC Michigan","MISO","26","147","St Clair",43.1056,-82.6964,1,1,"SUN","SOLAR",null,0.1347,1.9,{"$nulls":9},{"v":19966,"d":"19,966"},{"v":10562,"d":"10,562"},{"v":2242,"d":"2,242"},{"v":1186,"d":"1,186"},{"$nulls":41},{"v":19966,"d":"19,966"},{"v":10562,"d":"10,562"},{"$nulls":6},"--","EIA","EIA",{"$nulls":15},0,0,0,0,0,0,0,{"v":2242,"d":"2,242"},0,0,0,0,{"v":2242,"d":"2,242"},{"v":2242,"d":"2,242"},0,{"v":2242,"d":"2,242"},{"v":0,"d":"0.0%"},{"v":0,"d":"0.0%"},{"v":0,"d":"0.0%"},{"v":0,"d":"0.0%"},{"v":0,"d":"0.0%"},{"v":0,"d":"0.0%"},{"v":0,"d":"0.0%"},{"v":1,"d":"100.0%"},{"v":0,"d":"0.0%"},{"v":0,"d":"0.0%"},{"v":0,"d":"0.0%"},{"v":0,"d":"0.0%"},{"v":1,"d":"100.0%"},{"v":1,"d":"100.0%"},{"v":0,"d":"0.0%"},{"v":1,"d":"100.0%"}]
[5315,2019,"MI","Hillman Power LLC",10346,"ITC Transmission",56068,"Hillman Power Co",8641,"IPP Non-CHP","Midcontinent Independent Transmission System Operator, Inc..","MISO","RFC","RFCM","RFC Michigan","MISO","26","119","Montmorency",45.0688,-83.8932,1,1,"WDS","BIOMASS",null,{"v":0.48519,"d":"0.4852"},{"v":22,"d":"22.0"},{"v":0.524681748996817,"d":"0.5247"},"Yes",{"$nulls":5},{"v":1226838,"d":"1,226,838"},{"v":618383,"d":"618,383"},{"v":1226838,"d":"1,226,838"},{"v":618383,"d":"618,383"},{"v":93506,"d":"93,506"},{"v":45988,"d":"45,988"},{"v":52.754,"d":"53"},{"v":34.629,"d":"35"},{"v":14.203,"d":"14"},{"v":8100.426,"d":"8,100"},{"v":85184.966,"d":"85,185"},{"v":11179.15,"d":"11,179"},{"v":10830.931,"d":"10,831"},null,1.128,1.506,0.304,{"v":173.26,"d":"173.260"},0.911,{"v":0.12,"d":"0.120"},231.663,null,0.086,0.112,0.023,13.205,0.069,0.009,17.657,null,1.128,1.506,0.304,{"v":173.26,"d":"173.260"},0.911,{"v":0.12,"d":"0.120"},231.663,null,{"v":52.754,"d":"53"},{"v":34.629,"d":"35"},{"v":14.203,"d":"14"},{"v":125321.242,"d":"125,321"},{"v":85184.966,"d":"85,185"},{"v":11179.15,"d":"11,179"},null,{"v":1226838,"d":"1,226,838"},{"v":618383,"d":"618,383"},{"v":1226838,"d":"1,226,838"},{"v":618383,"d":"618,383"},"EIA","EIA","EIA","EIA","EIA","EIA","--","EIA","EIA",{"$nulls":3},{"v":117220.816,"d":"117,221"},{"$nulls":10},{"v":13120.42008,"d":"13,120.420"},0,0,{"v":1496.375,"d":"1,496"},0,0,{"v":86402.181,"d":"86,402"},0,0,0,{"v":5607.444,"d":"5,607"},0,{"v":7103.819,"d":"7,104"},{"v":86402.181,"d":"86,402"},{"v":86402.181,"d":"86,402"},{"v":93506,"d":"93,506"},0,{"v":0,"d":"0.0%"},{"v":0,"d":"0.0%"},{"v":0.0160029837657477,"d":"1.6%"},{"v":0,"d":"0.0%"},{"v":0,"d":"0.0%"},{"v":0.924028201398841,"d":"92.4%"},{"v":0,"d":"0.0%"},{"v":0,"d":"0.0%"},{"v":0,"d":"0.0%"},{"v":0.0599688148354116,"d":"6.0%"},{"v":0,"d":"0.0%"},{"v":0.0759717986011593,"d":"7.6%"},{"v":0.924028201398841,"d":"92.4%"},{"v":0.924028201398841,"d":"92.4%"},{"v":1,"d":"100.0%"},{"v":0,"d":"0.0%"}]
[5341,2019,"MI","Lorin Industries",60102,"ITC Transmission",56068,"Lorin Industries",59876,"Industrial CHP","Midcontinent Independent Transmission System Operator, Inc..","MISO","RFC","RFCM","RFC Michigan","MISO","26","121","Muskegon",43.216639,-86.214444,4,4,"NG","GAS",null,{"v":0.28842,"d":"0.2884"},3.2,{"v":0.852632705479452,"d":"0.8526"},null,"Yes",{"v":31500,"d":"31,500"},{"v":0.876,"d":"1"},{"v":0.538746,"d":"0.5387"},null,{"v":45673.298,"d":"45,673"},{"v":19710.573,"d":"19,711"},{"v":45673.298,"d":"45,673"},{"v":19710.573,"d":"19,711"},{"v":8085,"d":"8,085"},{"v":3489,"d":"3,489"},{"v":61.251,"d":"61"},{"v":26.433,"d":"26"},{"v":0.073,"d":"0"},{"v":2669.354,"d":"2,669"},{"v":100.692,"d":"101"},{"v":10.069,"d":"10"},{"v":2672.113,"d":"2,672"},null,15.152,15.152,0.018,660.323,0.012,{"v":1E-3,"d":"0.001"},661.005,null,2.682,2.682,0.003,116.889,{"v":2E-3,"d":"0.002"},{"v":0,"d":"0.000"},{"v":117.01,"d":"117.010"},null,15.152,15.152,0.018,660.323,0.012,{"v":1E-3,"d":"0.001"},661.005,null,{"v":113.692,"d":"114"},{"v":49.064,"d":"49"},{"v":0.136,"d":"0"},{"v":4954.752,"d":"4,955"},{"v":186.901,"d":"187"},{"v":18.69,"d":"19"},null,{"v":84777,"d":"84,777"},{"v":36586,"d":"36,586"},{"v":84777,"d":"84,777"},{"v":36586,"d":"36,586"},"EIA","EIA","EIA","EIA","EIA","EIA","--","EIA","EIA",{"$nulls":6},{"v":39103.702,"d":"39,104"},{"v":16875.427,"d":"16,875"},{"v":52.441,"d":"52"},{"v":22.631,"d":"23"},{"v":0.063,"d":"0"},{"v":2285.398,"d":"2,285"},{"v":86.209,"d":"86"},{"v":8.621,"d":"9"},{"v":5649.140121,"d":"5,649.140"},0,0,{"v":8085,"d":"8,085"},0,0,0,0,0,0,0,0,{"v":8085,"d":"8,085"},0,0,{"v":8085,"d":"8,085"},0,{"v":0,"d":"0.0%"},{"v":0,"d":"0.0%"},{"v":1,"d":"100.0%"},{"v":0,"d":"0.0%"},{"v":0,"d":"0.0%"},{"v":0,"d":"0.0%"},{"v":0,"d":"0.0%"},{"v":0,"d":"0.0%"},{"v":0,"d":"0.0%"},{"v":0,"d":"0.0%"},{"v":0,"d":"0.0%"},{"v":1,"d":"100.0%"},{"v":0,"d":"0.0%"},{"v":0,"d":"0.0%"},{"v":1,"d":"100.0%"},{"v":0,"d":"0.0%"}]
[5370,2019,"MI","New Covert Generating Project",55297,"ITC Transmission",56068,"New Covert Generating Company LLC",21579,"IPP Non-CHP","PJM Interconnection, LLC","PJM","RFC","RFCM","RFC Michigan","PJM","26","159","Van Buren",42.32238,-86.29368,3,6,"NG","GAS",null,{"v":0.71888,"d":"0.7189"},{"v":1176,"d":"1,176.0"},{"v":0.135193403845556,"d":"0.1352"},{"$nulls":6},{"v":50958125,"d":"50,958,125"},{"v":21970842.5,"d":"21,970,843"},{"v":50958125,"d":"50,958,125"},{"v":21970842.5,"d":"21,970,843"},{"v":7405770,"d":"7,405,770"},{"v":3164548,"d":"3,164,548"},{"v":195.22,"d":"195"},{"v":81.593,"d":"82"},{"v":15.288,"d":"15"},{"v":3028365.75,"d":"3,028,366"},{"v":118041.103,"d":"118,041"},{"v":11804.11,"d":"11,804"},{"v":3031600.076,"d":"3,031,600"},null,0.053,0.052,0.004,{"v":817.84,"d":"817.840"},0.016,{"v":2E-3,"d":"0.002"},818.713,null,0.008,0.007,{"v":1E-3,"d":"0.001"},118.857,{"v":2E-3,"d":"0.002"},{"v":0,"d":"0.000"},118.984,null,0.053,0.052,0.004,{"v":817.84,"d":"817.840"},0.016,{"v":2E-3,"d":"0.002"},818.713,null,{"v":195.22,"d":"195"},{"v":81.593,"d":"82"},{"v":15.288,"d":"15"},{"v":3028365.75,"d":"3,028,366"},{"v":118041.103,"d":"118,041"},{"v":11804.11,"d":"11,804"},null,{"v":50958125,"d":"50,958,125"},{"v":21970842.5,"d":"21,970,843"},{"v":50958125,"d":"50,958,125"},{"v":21970842.5,"d":"21,970,843"},"EPA/CAMD","EPA/CAMD","EPA/CAMD","EPA/CAMD","EIA","EIA","--","EPA/CAMD","EPA/CAMD",{"$nulls":14},{"v":6880.867891,"d":"6,880.868"},0,0,{"v":7405770,"d":"7,405,770"},0,0,0,0,0,0,0,0,{"v":7405770,"d":"7,405,770"},0,0,{"v":7405770,"d":"7,405,770"},0,{"v":0,"d":"0.0%"},{"v":0,"d":"0.0%"},{"v":1,"d":"100.0%"},{"v":0,"d":"0.0%"},{"v":0,"d":"0.0%"},{"v":0,"d":"0.0%"},{"v":0,"d":"0.0%"},{"v":0,"d":"0.0%"},{"v":0,"d":"0.0%"},{"v":0,"d":"0.0%"},{"v":0,"d":"0.0%"},{"v":1,"d":"100.0%"},{"v":0,"d":"0.0%"},{"v":0,"d":"0.0%"},{"v":1,"d":"100.0%"},{"v":0,"d":"0.0%"}]
[5398,2019,"MI","Prickett",1773,"Upper Peninsula Power Co",19578,"Upper Peninsula Power Company",19578,"Electric Utility","Midcontinent Independent Transmission System Operator, Inc..","MISO","MRO","MROE","MRO East","MISO","26","013","Baraga",46.7261,-88.6625,2,2,"WAT","HYDRO",null,{"v":0.43924,"d":"0.4392"},2.2,{"$nulls":9},{"v":75381,"d":"75,381"},{"v":30730,"d":"30,730"},{"v":8465,"d":"8,465"},{"v":3451,"d":"3,451"},{"$nulls":41},{"v":75381,"d":"75,381"},{"v":30730,"d":"30,730"},{"$nulls":6},"--","EIA","EIA",{"$nulls":15},0,0,0,0,{"v":8465,"d":"8,465"},0,0,0,0,0,0,0,{"v":8465,"d":"8,465"},0,0,{"v":8465,"d":"8,465"},{"v":0,"d":"0.0%"},{"v":0,"d":"0.0%"},{"v":0,"d":"0.0%"},{"v":0,"d":"0.0%"},{"v":1,"d":"100.0%"},{"v":0,"d":"0.0%"},{"v":0,"d":"0.0%"},{"v":0,"d":"0.0%"},{"v":0,"d":"0.0%"},{"v":0,"d":"0.0%"},{"v":0,"d":"0.0%"},{"v":0,"d":"0.0%"},{"v":1,"d":"100.0%"},{"v":0,"d":"0.0%"},{"v":0,"d":"0.0%"},{"v":1,"d":"100.0%"}]
[5419,2019,"MI","Stoney Corners Wind Farm",57131,"Wolverine Power Supply Coop",20910,"Heritage Stoney Corners Wind Farm I LLC",56437,"IPP Non-CHP","Midcontinent Independent Transmission System Operator, Inc..","MISO","RFC","RFCM","RFC Michigan","MISO","26","113","Missaukee",44.19,-85.2983,1,1,"WND","WIND",null,0.2768,{"v":60,"d":"60.0"},{"$nulls":9},{"v":1295569,"d":"1,295,569"},{"v":378537,"d":"378,537"},{"v":145488,"d":"145,488"},{"v":42508,"d":"42,508"},{"$nulls":41},{"v":1295569,"d":"1,295,569"},{"v":378537,"d":"378,537"},{"$nulls":6},"--","EIA","EIA",{"$nulls":15},0,0,0,0,0,0,{"v":145488,"d":"145,488"},0,0,0,0,0,{"v":145488,"d":"145,488"},{"v":145488,"d":"145,488"},0,{"v":145488,"d":"145,488"},{"v":0,"d":"0.0%"},{"v":0,"d":"0.0%"},{"v":0,"d":"0.0%"},{"v":0,"d":"0.0%"},{"v":0,"d":"0.0%"},{"v":0,"d":"0.0%"},{"v":1,"d":"100.0%"},{"v":0,"d":"0.0%"},{"v":0,"d":"0.0%"},{"v":0,"d":"0.0%"},{"v":0,"d":"0.0%"},{"v":0,"d":"0.0%"},{"v":1,"d":"100.0%"},{"v":1,"d":"100.0%"},{"v":0,"d":"0.0%"},{"v":1,"d":"100.0%"}]
[5423,2019,"MI","Sumpter Energy Associates",54536,"DTE Electric Company",5109,"LES Project Holdings LLC",56355,"IPP Non-CHP","Midcontinent Independent Transmission System Operator, Inc..","MISO","RFC","RFCM","RFC Michigan","MISO","26","163","Wayne",42.105669,-83.498845,15,15,"LFG","BIOMASS",null,{"v":0.01436,"d":"0.0144"},{"v":12,"d":"12.0"},{"v":1,"d":"1.0000"},"Yes",{"$nulls":5},{"v":22947.001,"d":"22,947"},{"v":9457.995,"d":"9,458"},{"v":22947.001,"d":"22,947"},{"v":9457.995,"d":"9,458"},{"v":1509,"d":"1,509"},{"v":622.005,"d":"622"},0,0,{"v":0.384,"d":"0"},0,0,0,0,null,{"v":0,"d":"0.000"},{"v":0,"d":"0.000"},0.509,{"v":0,"d":"0.000"},{"v":0,"d":"0.000"},{"v":0,"d":"0.000"},{"v":0,"d":"0.000"},null,{"v":0,"d":"0.000"},{"v":0,"d":"0.000"},0.033,{"v":0,"d":"0.000"},{"v":0,"d":"0.000"},{"v":0,"d":"0.000"},{"v":0,"d":"0.000"},null,{"v":0,"d":"0.000"},{"v":0,"d":"0.000"},0.509,{"v":0,"d":"0.000"},{"v":0,"d":"0.000"},{"v":0,"d":"0.000"},{"v":0,"d":"0.000"},null,{"v":14.715,"d":"15"},{"v":6.075,"d":"6"},{"v":0.516,"d":"1"},{"v":1457.13,"d":"1,457"},{"v":53.375,"d":"53"},{"v":5.337,"d":"5"},null,{"v":22947.001,"d":"22,947"},{"v":9457.995,"d":"9,458"},{"v":22947.001,"d":"22,947"},{"v":9457.995,"d":"9,458"},"EIA","EIA","EIA","EIA","EIA","EIA","--","EIA","EIA",{"v":14.715,"d":"15"},{"v":6.075,"d":"6"},{"v":0.132,"d":"0"},{"v":1457.13,"d":"1,457"},{"v":53.375,"d":"53"},{"v":5.337,"d":"5"},{"$nulls":8},{"v":15206.759929,"d":"15,206.760"},0,0,0,0,0,{"v":1509,"d":"1,509"},0,0,0,0,0,0,{"v":1509,"d":"1,509"},{"v":1509,"d":"1,509"},{"v":1509,"d":"1,509"},0,{"v":0,"d":"0.0%"},{"v":0,"d":"0.0%"},{"v":0,"d":"0.0%"},{"v":0,"d":"0.0%"},{"v":0,"d":"0.0%"},{"v":1,"d":"100.0%"},{"v":0,"d":"0.0%"},{"v":0,"d":"0.0%"},{"v":0,"d":"0.0%"},{"v":0,"d":"0.0%"},{"v":0,"d":"0.0%"},{"v":0,"d":"0.0%"},{"v":1,"d":"100.0%"},{"v":1,"d":"100.0%"},{"v":1,"d":"100.0%"},{"v":0,"d":"0.0%"}]
[5458,2019,"MI","William Beaumont Hospital",50937,"DTE Electric Company",5109,"William Beaumont Hospital",20680,"Commercial Non-CHP","Midcontinent Independent Transmission System Operator, Inc..","MISO","RFC","RFCM","RFC Michigan","MISO","26","125","Oakland",42.5175,-83.1919,2,2,"DFO","OIL",null,{"v":0,"d":"0.0000"},3.8,null,null,"Yes",0,null,{"v":1,"d":"1.0000"},{"$nulls":5},0,0,{"$nulls":49},"--",{"$nulls":17},0,0,0,0,0,0,0,0,0,0,0,0,0,0,0,0]
[5478,2019,"MN","American Crystal Sugar East Grand Forks",54214,"City of East Grand Forks - (MN)",5575,"American Crystal Sugar Co",491,"Industrial CHP","Midcontinent Independent Transmission System Operator, Inc..","MISO","MRO","MROW","MRO West","MISO","27","119","Polk",47.927202,-97.007153,2,2,"SUB","COAL","Yes",{"v":0,"d":"0.0000"},7.5,null,null,"Yes",{"v":3100153.6,"d":"3,100,154"},0,{"v":0,"d":"0.0000"},{"$nulls":5},0,0,{"$nulls":49},"--",{"$nulls":17},0,0,0,0,0,0,0,0,0,0,0,0,0,0,0,0]
[5493,2019,"MN","Athens - Coopers Corner BESS",63090,"Connexus Energy",689,"Gopher Energy Storage, LLC",62731,"IPP Non-CHP","Midcontinent Independent Transmission System Operator, Inc..","MISO","MRO","MROW","MRO West","MISO","27","059","Isanti",45.458119,-93.26763,1,1,"MWH","OTHF",null,{"v":0,"d":"0.0000"},{"v":3,"d":"3.0"},{"$nulls":7},0,0,0,0,{"v":-273,"d":"(273)"},{"v":-117,"d":"(117)"},{"$nulls":8},{"v":0,"d":"0.000"},{"v":0,"d":"0.000"},{"v":0,"d":"0.000"},{"v":0,"d":"0.000"},{"v":0,"d":"0.000"},{"v":0,"d":"0.000"},{"v":0,"d":"0.000"},{"$nulls":9},{"v":0,"d":"0.000"},null,{"v":0,"d":"0.000"},{"v":0,"d":"0.000"},{"v":0,"d":"0.000"},{"v":0,"d":"0.000"},{"v":0,"d":"0.000"},{"$nulls":8},0,0,0,0,{"$nulls":6},"--","EIA","EIA",{"$nulls":15},0,0,0,0,0,0,0,0,0,0,{"v":-273,"d":"(273)"},{"v":-273,"d":"(273)"},0,0,{"v":-273,"d":"(273)"},0]
[5533,2019,"MN","Bolduan CSG",62194,"Northern States Power Co - Minnesota",13781,"Terraform Arcadia",63249,"IPP Non-CHP","Midcontinent Independent Transmission System Operator, Inc..","MISO","MRO","MROW","MRO West","MISO","27","161","Waseca",43.906161,-93.489353,1,1,"SUN","SOLAR",null,{"v":0.17648,"d":"0.1765"},{"v":1,"d":"1.0"},{"$nulls":9},{"v":13766,"d":"13,766"},{"v":8451,"d":"8,451"},{"v":1546,"d":"1,546"},949,{"$nulls":41},{"v":13766,"d":"13,766"},{"v":8451,"d":"8,451"},{"$nulls":6},"--","EIA","EIA",{"$nulls":15},0,0,0,0,0,0,0,{"v":1546,"d":"1,546"},0,0,0,0,{"v":1546,"d":"1,546"},{"v":1546,"d":"1,546"},0,{"v":1546,"d":"1,546"},{"v":0,"d":"0.0%"},{"v":0,"d":"0.0%"},{"v":0,"d":"0.0%"},{"v":0,"d":"0.0%"},{"v":0,"d":"0.0%"},{"v":0,"d":"0.0%"},{"v":0,"d":"0.0%"},{"v":1,"d":"100.0%"},{"v":0,"d":"0.0%"},{"v":0,"d":"0.0%"},{"v":0,"d":"0.0%"},{"v":0,"d":"0.0%"},{"v":1,"d":"100.0%"},{"v":1,"d":"100.0%"},{"v":0,"d":"0.0%"},{"v":1,"d":"100.0%"}]
[5554,2019,"MN","Cascade Creek",6058,"Rochester Public Utilities",16181,"Rochester Public Utilities",16181,"Electric Utility","Midcontinent Independent Transmission System Operator, Inc..","MISO","MRO","MROW","MRO West","MISO","27","109","Olmsted",44.0322,-92.4908,3,2,"NG","GAS",null,{"v":0.02735,"d":"0.0274"},84.9,{"v":1,"d":"1.0000"},{"$nulls":6},{"v":243536.531,"d":"243,537"},{"v":127881.457,"d":"127,881"},{"v":243536.531,"d":"243,537"},{"v":127881.457,"d":"127,881"},{"v":20340,"d":"20,340"},{"v":9526,"d":"9,526"},{"v":37.89,"d":"38"},{"v":18.412,"d":"18"},{"v":0.847,"d":"1"},{"v":14474.379,"d":"14,474"},{"v":547.867,"d":"548"},{"v":59.027,"d":"59"},{"v":14490.022,"d":"14,490"},null,3.726,3.866,0.083,{"v":1423.243,"d":"1,423.243"},0.027,0.003,{"v":1424.781,"d":"1,424.781"},null,0.311,0.288,0.007,118.868,{"v":2E-3,"d":"0.002"},{"v":0,"d":"0.000"},118.997,null,3.726,3.866,0.083,{"v":1423.243,"d":"1,423.243"},0.027,0.003,{"v":1424.781,"d":"1,424.781"},null,{"v":37.89,"d":"38"},{"v":18.412,"d":"18"},{"v":0.847,"d":"1"},{"v":14474.379,"d":"14,474"},{"v":547.867,"d":"548"},{"v":59.027,"d":"59"},null,{"v":243536.531,"d":"243,537"},{"v":127881.457,"d":"127,881"},{"v":243536.531,"d":"243,537"},{"v":127881.457,"d":"127,881"},"EPA/CAMD","EPA/CAMD","EPA/CAMD","EPA/CAMD; EIA","EIA","EIA","--","EPA/CAMD","EPA/CAMD",{"$nulls":14},{"v":11973.280789,"d":"11,973.281"},0,{"v":553.153,"d":"553"},{"v":19786.847,"d":"19,787"},0,0,0,0,0,0,0,0,{"v":20340,"d":"20,340"},0,0,{"v":20340,"d":"20,340"},0,{"v":0,"d":"0.0%"},{"v":0.0271953294001967,"d":"2.7%"},{"v":0.972804670599803,"d":"97.3%"},{"v":0,"d":"0.0%"},{"v":0,"d":"0.0%"},{"v":0,"d":"0.0%"},{"v":0,"d":"0.0%"},{"v":0,"d":"0.0%"},{"v":0,"d":"0.0%"},{"v":0,"d":"0.0%"},{"v":0,"d":"0.0%"},{"v":1,"d":"100.0%"},{"v":0,"d":"0.0%"},{"v":0,"d":"0.0%"},{"v":1,"d":"100.0%"},{"v":0,"d":"0.0%"}]
[5576,2019,"MN","Community Wind South",58045,"Northern States Power Co",13780,"Greenbacker Renewable Energy Corporation",60025,"IPP Non-CHP","Midcontinent Independent Transmission System Operator, Inc..","MISO","MRO","MROW","MRO West","MISO","27","105","Nobles",43.713611,-95.802778,1,1,"WND","WIND",null,{"v":0.41729,"d":"0.4173"},{"v":30,"d":"30.0"},{"$nulls":9},{"v":976559,"d":"976,559"},{"v":338643,"d":"338,643"},{"v":109664,"d":"109,664"},{"v":38028,"d":"38,028"},{"$nulls":41},{"v":976559,"d":"976,559"},{"v":338643,"d":"338,643"},{"$nulls":6},"--","EIA","EIA",{"$nulls":15},0,0,0,0,0,0,{"v":109664,"d":"109,664"},0,0,0,0,0,{"v":109664,"d":"109,664"},{"v":109664,"d":"109,664"},0,{"v":109664,"d":"109,664"},{"v":0,"d":"0.0%"},{"v":0,"d":"0.0%"},{"v":0,"d":"0.0%"},{"v":0,"d":"0.0%"},{"v":0,"d":"0.0%"},{"v":0,"d":"0.0%"},{"v":1,"d":"100.0%"},{"v":0,"d":"0.0%"},{"v":0,"d":"0.0%"},{"v":0,"d":"0.0%"},{"v":0,"d":"0.0%"},{"v":0,"d":"0.0%"},{"v":1,"d":"100.0%"},{"v":1,"d":"100.0%"},{"v":0,"d":"0.0%"},{"v":1,"d":"100.0%"}]
[5593,2019,"MN","Detroit Lakes",1970,"City of Detroit Lakes - (MN)",5111,"City of Detroit Lakes - (MN)",5111,"Electric Utility","Midcontinent Independent Transmission System Operator, Inc..","MISO","MRO","MROW","MRO West","MISO","27","005","Becker",46.8175,-95.843333,1,1,"DFO","OIL",null,{"v":3.3E-4,"d":"0.0003"},12.5,{"v":1,"d":"1.0000"},{"$nulls":6},685,265,685,265,36,14,{"v":0.318,"d":"0"},{"v":0.123,"d":"0"},{"v":0.173,"d":"0"},{"v":55.939,"d":"56"},{"v":4.531,"d":"5"},{"v":0.906,"d":"1"},{"v":56.131,"d":"56"},null,17.667,17.571,9.611,{"v":3107.722,"d":"3,107.722"},0.126,0.025,{"v":3118.369,"d":"3,118.369"},null,0.928,0.928,0.505,163.326,0.007,{"v":1E-3,"d":"0.001"},163.885,null,17.667,17.571,9.611,{"v":3107.722,"d":"3,107.722"},0.126,0.025,{"v":3118.369,"d":"3,118.369"},null,{"v":0.318,"d":"0"},{"v":0.123,"d":"0"},{"v":0.173,"d":"0"},{"v":55.939,"d":"56"},{"v":4.531,"d":"5"},{"v":0.906,"d":"1"},null,685,265,685,265,"EIA","EIA","EIA","EIA","EIA","EIA","--","EIA","EIA",{"$nulls":14},{"v":19027.777778,"d":"19,027.778"},0,36,0,0,0,0,0,0,0,0,0,36,0,0,36,0,{"v":0,"d":"0.0%"},{"v":1,"d":"100.0%"},{"v":0,"d":"0.0%"},{"v":0,"d":"0.0%"},{"v":0,"d":"0.0%"},{"v":0,"d":"0.0%"},{"v":0,"d":"0.0%"},{"v":0,"d":"0.0%"},{"v":0,"d":"0.0%"},{"v":0,"d":"0.0%"},{"v":0,"d":"0.0%"},{"v":1,"d":"100.0%"},{"v":0,"d":"0.0%"},{"v":0,"d":"0.0%"},{"v":1,"d":"100.0%"},{"v":0,"d":"0.0%"}]
[5608,2019,"MN","EKS Landfill",54939,"Northern States Power Co - Minnesota",13781,"WM Renewable Energy LLC",54842,"IPP Non-CHP","Midcontinent Independent Transmission System Operator, Inc..","MISO","MRO","MROW","MRO West","MISO","27","037","Dakota",44.7806,-93.3094,4,4,"LFG","BIOMASS",null,{"v":0.65828,"d":"0.6583"},5.7,{"v":0.236207942802211,"d":"0.2362"},"Yes",{"$nulls":5},{"v":400230,"d":"400,230"},{"v":172059,"d":"172,059"},{"v":400230,"d":"400,230"},{"v":172059,"d":"172,059"},{"v":32868.999,"d":"32,869"},{"v":14130,"d":"14,130"},0,0,{"v":6.704,"d":"7"},0,0,0,0,null,{"v":0,"d":"0.000"},{"v":0,"d":"0.000"},0.408,{"v":0,"d":"0.000"},{"v":0,"d":"0.000"},{"v":0,"d":"0.000"},{"v":0,"d":"0.000"},null,{"v":0,"d":"0.000"},{"v":0,"d":"0.000"},0.033,{"v":0,"d":"0.000"},{"v":0,"d":"0.000"},{"v":0,"d":"0.000"},{"v":0,"d":"0.000"},null,{"v":0,"d":"0.000"},{"v":0,"d":"0.000"},0.408,{"v":0,"d":"0.000"},{"v":0,"d":"0.000"},{"v":0,"d":"0.000"},{"v":0,"d":"0.000"},null,{"v":271.692,"d":"272"},{"v":116.799,"d":"117"},{"v":9.005,"d":"9"},{"v":25414.521,"d":"25,415"},{"v":930.936,"d":"931"},{"v":93.094,"d":"93"},null,{"v":400230,"d":"400,230"},{"v":172059,"d":"172,059"},{"v":400230,"d":"400,230"},{"v":172059,"d":"172,059"},"EIA","EIA","EIA","EIA","EIA","EIA","--","EIA","EIA",{"v":271.692,"d":"272"},{"v":116.799,"d":"117"},{"v":2.301,"d":"2"},{"v":25414.521,"d":"25,415"},{"v":930.936,"d":"931"},{"v":93.094,"d":"93"},{"$nulls":8},{"v":12176.518908,"d":"12,176.519"},0,0,0,0,0,{"v":32869,"d":"32,869"},0,0,0,0,0,0,{"v":32869,"d":"32,869"},{"v":32869,"d":"32,869"},{"v":32869,"d":"32,869"},0,{"v":0,"d":"0.0%"},{"v":0,"d":"0.0%"},{"v":0,"d":"0.0%"},{"v":0,"d":"0.0%"},{"v":0,"d":"0.0%"},{"v":1,"d":"100.0%"},{"v":0,"d":"0.0%"},{"v":0,"d":"0.0%"},{"v":0,"d":"0.0%"},{"v":0,"d":"0.0%"},{"v":0,"d":"0.0%"},{"v":0,"d":"0.0%"},{"v":1,"d":"100.0%"},{"v":1,"d":"100.0%"},{"v":1,"d":"100.0%"},{"v":0,"d":"0.0%"}]
[5632,2019,"MN","FastSun 2 CSG",62696,"Northern States Power Co - Minnesota",13781,"Altus Power America Management, LLC",60281,"IPP Non-CHP","Midcontinent Independent Transmission System Operator, Inc..","MISO","MRO","MROW","MRO West","MISO","27","037","Dakota",44.531686,-92.979196,1,1,"SUN","SOLAR",null,null,{"v":1,"d":"1.0"},{"$nulls":62},"--"]
[5663,2019,"MN","Goodhue Community Solar Three LLC CSG",63417,"Northern States Power Co - Minnesota",13781,"Madison Energy Holdings LLC",62915,"IPP Non-CHP","Midcontinent Independent Transmission System Operator, Inc..","MISO","MRO","MROW","MRO West","MISO","27","049","Goodhue",44.29725,-92.74543,1,1,"SUN","SOLAR",null,null,{"v":1,"d":"1.0"},{"$nulls":62},"--"]
[5689,2019,"MN","Hastings City Hydroelectric",54285,"Northern States Power Co - Minnesota",13781,"Hastings Lock & Dam",8248,"IPP Non-CHP","Midcontinent Independent Transmission System Operator, Inc..","MISO","MRO","MROW","MRO West","MISO","27","037","Dakota",44.760249,-92.867743,2,2,"WAT","HYDRO",null,{"v":0.33064,"d":"0.3306"},4.4,{"$nulls":9},{"v":113485,"d":"113,485"},{"v":47075,"d":"47,075"},{"v":12744,"d":"12,744"},{"v":5286,"d":"5,286"},{"$nulls":41},{"v":113485,"d":"113,485"},{"v":47075,"d":"47,075"},{"$nulls":6},"--","EIA","EIA",{"$nulls":15},0,0,0,0,{"v":12744,"d":"12,744"},0,0,0,0,0,0,0,{"v":12744,"d":"12,744"},0,0,{"v":12744,"d":"12,744"},{"v":0,"d":"0.0%"},{"v":0,"d":"0.0%"},{"v":0,"d":"0.0%"},{"v":0,"d":"0.0%"},{"v":1,"d":"100.0%"},{"v":0,"d":"0.0%"},{"v":0,"d":"0.0%"},{"v":0,"d":"0.0%"},{"v":0,"d":"0.0%"},{"v":0,"d":"0.0%"},{"v":0,"d":"0.0%"},{"v":0,"d":"0.0%"},{"v":1,"d":"100.0%"},{"v":0,"d":"0.0%"},{"v":0,"d":"0.0%"},{"v":1,"d":"100.0%"}]
[5695,2019,"MN","Helen Solar CSG",62706,"Northern States Power Co - Minnesota",13781,"Helen Solar LLC",62638,"IPP Non-CHP","Midcontinent Independent Transmission System Operator, Inc..","MISO","MRO","MROW","MRO West","MISO","27","085","McLeod",44.789369,-94.060012,1,1,"SUN","SOLAR",null,null,{"v":4,"d":"4.0"},{"$nulls":62},"--"]
[5728,2019,"MN","Johnson II Community Solar",61695,"Northern States Power Co - Minnesota",13781,"Johnson II CSG LLC",61309,"IPP Non-CHP","Midcontinent Independent Transmission System Operator, Inc..","MISO","MRO","MROW","MRO West","MISO","27","025","Chisago",45.491965,-92.854173,1,1,"SUN","SOLAR",null,{"v":0.15811,"d":"0.1581"},{"v":1,"d":"1.0"},{"$nulls":9},{"v":12333,"d":"12,333"},{"v":7571,"d":"7,571"},{"v":1385,"d":"1,385"},850,{"$nulls":41},{"v":12333,"d":"12,333"},{"v":7571,"d":"7,571"},{"$nulls":6},"--","EIA","EIA",{"$nulls":15},0,0,0,0,0,0,0,{"v":1385,"d":"1,385"},0,0,0,0,{"v":1385,"d":"1,385"},{"v":1385,"d":"1,385"},0,{"v":1385,"d":"1,385"},{"v":0,"d":"0.0%"},{"v":0,"d":"0.0%"},{"v":0,"d":"0.0%"},{"v":0,"d":"0.0%"},{"v":0,"d":"0.0%"},{"v":0,"d":"0.0%"},{"v":0,"d":"0.0%"},{"v":1,"d":"100.0%"},{"v":0,"d":"0.0%"},{"v":0,"d":"0.0%"},{"v":0,"d":"0.0%"},{"v":0,"d":"0.0%"},{"v":1,"d":"100.0%"},{"v":1,"d":"100.0%"},{"v":0,"d":"0.0%"},{"v":1,"d":"100.0%"}]
[5738,2019,"MN","Key City",1914,"Northern States Power Co - Minnesota",13781,"Northern States Power Co - Minnesota",13781,"Electric Utility","Midcontinent Independent Transmission System Operator, Inc..","MISO","MRO","MROW","MRO West","MISO","27","013","Blue Earth",44.1974,-94.0078,4,4,"NG","GAS",null,null,{"v":72,"d":"72.0"},{"$nulls":62},"--"]
[5767,2019,"MN","Lemond Solar",61072,"Southern Minnesota Mun P Agny",40580,"Lemond Solar Center LLC",60695,"IPP Non-CHP","Midcontinent Independent Transmission System Operator, Inc..","MISO","MRO","MROW","MRO West","MISO","27","147","Steele",44.080995,-93.285927,1,1,"SUN","SOLAR",null,0.1824,{"v":5,"d":"5.0"},{"$nulls":9},{"v":71143,"d":"71,143"},{"v":43672,"d":"43,672"},{"v":7989,"d":"7,989"},{"v":4904,"d":"4,904"},{"$nulls":41},{"v":71143,"d":"71,143"},{"v":43672,"d":"43,672"},{"$nulls":6},"--","EIA","EIA",{"$nulls":15},0,0,0,0,0,0,0,{"v":7989,"d":"7,989"},0,0,0,0,{"v":7989,"d":"7,989"},{"v":7989,"d":"7,989"},0,{"v":7989,"d":"7,989"},{"v":0,"d":"0.0%"},{"v":0,"d":"0.0%"},{"v":0,"d":"0.0%"},{"v":0,"d":"0.0%"},{"v":0,"d":"0.0%"},{"v":0,"d":"0.0%"},{"v":0,"d":"0.0%"},{"v":1,"d":"100.0%"},{"v":0,"d":"0.0%"},{"v":0,"d":"0.0%"},{"v":0,"d":"0.0%"},{"v":0,"d":"0.0%"},{"v":1,"d":"100.0%"},{"v":1,"d":"100.0%"},{"v":0,"d":"0.0%"},{"v":1,"d":"100.0%"}]
[5793,2019,"MN","Marion Garden",63935,"Northern States Power Co - Minnesota",13781,"Marion Garden LLC",63607,"IPP Non-CHP","Midcontinent Independent Transmission System Operator, Inc..","MISO","MRO","MROW","MRO West","MISO","27","131","Rice",44.25009,-93.27397,1,1,"SUN","SOLAR",null,null,{"v":1,"d":"1.0"},{"$nulls":62},"--"]
[5806,2019,"MN","Melrose",1994,"Melrose Public Utilities",12286,"Melrose Public Utilities",12286,"Electric Utility","Midcontinent Independent Transmission System Operator, Inc..","MISO","MRO","MROW","MRO West","MISO","27","145","Stearns",45.675,-94.815277,4,4,"DFO","OIL",null,{"v":0.00086,"d":"0.0009"},8.2,{"v":1,"d":"1.0000"},{"$nulls":6},653,260,653,260,62,24,{"v":1.1,"d":"1"},{"v":0.438,"d":"0"},{"v":0.095,"d":"0"},{"v":53.325,"d":"53"},{"v":4.319,"d":"4"},{"v":0.864,"d":"1"},{"v":53.508,"d":"54"},null,35.484,{"v":36.5,"d":"36.500"},3.052,{"v":1720.161,"d":"1,720.161"},{"v":0.07,"d":"0.070"},0.014,{"v":1726.054,"d":"1,726.054"},null,3.369,3.369,{"v":0.29,"d":"0.290"},163.323,0.007,{"v":1E-3,"d":"0.001"},163.883,null,35.484,{"v":36.5,"d":"36.500"},3.052,{"v":1720.161,"d":"1,720.161"},{"v":0.07,"d":"0.070"},0.014,{"v":1726.054,"d":"1,726.054"},null,{"v":1.1,"d":"1"},{"v":0.438,"d":"0"},{"v":0.095,"d":"0"},{"v":53.325,"d":"53"},{"v":4.319,"d":"4"},{"v":0.864,"d":"1"},null,653,260,653,260,"EIA","EIA","EIA","EIA","EIA","EIA","--","EIA","EIA",{"$nulls":14},{"v":10532.257941,"d":"10,532.258"},0,62,0,0,0,0,0,0,0,0,0,62,0,0,62,0,{"v":0,"d":"0.0%"},{"v":1,"d":"100.0%"},{"v":0,"d":"0.0%"},{"v":0,"d":"0.0%"},{"v":0,"d":"0.0%"},{"v":0,"d":"0.0%"},{"v":0,"d":"0.0%"},{"v":0,"d":"0.0%"},{"v":0,"d":"0.0%"},{"v":0,"d":"0.0%"},{"v":0,"d":"0.0%"},{"v":1,"d":"100.0%"},{"v":0,"d":"0.0%"},{"v":0,"d":"0.0%"},{"v":1,"d":"100.0%"},{"v":0,"d":"0.0%"}]
[5848,2019,"MN","New Ulm",2001,"Northern States Power Co - Minnesota",13781,"New Ulm Public Utilities Comm",13488,"Electric Utility","Midcontinent Independent Transmission System Operator, Inc..","MISO","MRO","MROW","MRO West","MISO","27","015","Brown",44.3159,-94.4581,1,5,"DFO","OIL",null,{"v":0.00755,"d":"0.0076"},78.5,{"v":1,"d":"1.0000"},null,"Yes",{"v":248475.2,"d":"248,475"},{"v":0.071,"d":"0"},{"v":0.086877,"d":"0.0869"},null,{"v":214.066,"d":"214"},{"v":132.271,"d":"132"},{"v":214.066,"d":"214"},{"v":132.271,"d":"132"},{"v":5195,"d":"5,195"},{"v":4784,"d":"4,784"},{"v":0.128,"d":"0"},{"v":0.079,"d":"0"},{"v":0.036,"d":"0"},{"v":17.481,"d":"17"},{"v":66.996,"d":"67"},{"v":6.869,"d":"7"},{"v":19.342,"d":"19"},null,0.049,0.033,0.014,{"v":6.73,"d":"6.730"},0.013,{"v":1E-3,"d":"0.001"},7.446,null,{"v":1.2,"d":"1.200"},1.201,{"v":0.34,"d":"0.340"},163.325,0.313,0.032,180.712,null,0.049,0.033,0.014,{"v":6.73,"d":"6.730"},0.013,{"v":1E-3,"d":"0.001"},7.446,null,{"v":1.478,"d":"1"},{"v":0.914,"d":"1"},{"v":0.419,"d":"0"},{"v":201.217,"d":"201"},{"v":771.156,"d":"771"},{"v":79.068,"d":"79"},null,{"v":2464,"d":"2,464"},{"v":1522.5,"d":"1,523"},{"v":2464,"d":"2,464"},{"v":1522.5,"d":"1,523"},"EPA/CAMD","EPA/CAMD","EPA/CAMD","EIA","EIA","EIA","--","EPA/CAMD","EPA/CAMD",{"$nulls":6},{"v":2249.934,"d":"2,250"},{"v":1390.229,"d":"1,390"},{"v":1.35,"d":"1"},{"v":0.835,"d":"1"},{"v":0.383,"d":"0"},{"v":183.736,"d":"184"},{"v":704.16,"d":"704"},{"v":72.199,"d":"72"},{"v":41.206126,"d":"41.206"},0,678,{"v":4517,"d":"4,517"},0,0,0,0,0,0,0,0,{"v":5195,"d":"5,195"},0,0,{"v":5195,"d":"5,195"},0,{"v":0,"d":"0.0%"},{"v":0.13051010587103,"d":"13.1%"},{"v":0.86948989412897,"d":"86.9%"},{"v":0,"d":"0.0%"},{"v":0,"d":"0.0%"},{"v":0,"d":"0.0%"},{"v":0,"d":"0.0%"},{"v":0,"d":"0.0%"},{"v":0,"d":"0.0%"},{"v":0,"d":"0.0%"},{"v":0,"d":"0.0%"},{"v":1,"d":"100.0%"},{"v":0,"d":"0.0%"},{"v":0,"d":"0.0%"},{"v":1,"d":"100.0%"},{"v":0,"d":"0.0%"}]
[5863,2019,"MN","Novel Benedix Solar CSG",63010,"ALLETE, Inc.",12647,"Novel Benedix Solar LLC CSG",62869,"IPP Non-CHP","Midcontinent Independent Transmission System Operator, Inc..","MISO","MRO","MROW","MRO West","MISO","27","039","Dodge",44.111261,-92.746788,1,1,"SUN","SOLAR",null,null,{"v":1,"d":"1.0"},{"$nulls":62},"--"]
[5880,2019,"MN","Novel Peter Solar CSG",63009,"ALLETE, Inc.",12647,"Novel Peter Solar LLC CSG",62868,"IPP Non-CHP","Midcontinent Independent Transmission System Operator, Inc..","MISO","MRO","MROW","MRO West","MISO","27","079","Le Sueur",44.196124,-93.608721,1,1,"SUN","SOLAR",null,null,{"v":1,"d":"1.0"},{"$nulls":62},"--"]
[5902,2019,"MN","Pine Island Solar CSG",60835,"Northern States Power Co - Minnesota",13781,"Pine Island Holdco, LLC",60490,"IPP Non-CHP","Midcontinent Independent Transmission System Operator, Inc..","MISO","MRO","MROW","MRO West","MISO","27","109","Olmsted",44.220122,-92.654324,1,1,"SUN","SOLAR",null,{"v":0.15253,"d":"0.1525"},3.9,{"$nulls":9},{"v":46404,"d":"46,404"},{"v":28486,"d":"28,486"},{"v":5211,"d":"5,211"},{"v":3199,"d":"3,199"},{"$nulls":41},{"v":46404,"d":"46,404"},{"v":28486,"d":"28,486"},{"$nulls":6},"--","EIA","EIA",{"$nulls":15},0,0,0,0,0,0,0,{"v":5211,"d":"5,211"},0,0,0,0,{"v":5211,"d":"5,211"},{"v":5211,"d":"5,211"},0,{"v":5211,"d":"5,211"},{"v":0,"d":"0.0%"},{"v":0,"d":"0.0%"},{"v":0,"d":"0.0%"},{"v":0,"d":"0.0%"},{"v":0,"d":"0.0%"},{"v":0,"d":"0.0%"},{"v":0,"d":"0.0%"},{"v":1,"d":"100.0%"},{"v":0,"d":"0.0%"},{"v":0,"d":"0.0%"},{"v":0,"d":"0.0%"},{"v":0,"d":"0.0%"},{"v":1,"d":"100.0%"},{"v":1,"d":"100.0%"},{"v":0,"d":"0.0%"},{"v":1,"d":"100.0%"}]
[5935,2019,"MN","RJC CSG, LLC",63816,"Northern States Power Co - Minnesota",13781,"Madison Energy Holdings LLC",62915,"IPP Non-CHP","Midcontinent Independent Transmission System Operator, Inc..","MISO","MRO","MROW","MRO West","MISO","27","147","Steele",44.125,-93.277,1,1,"SUN","SOLAR",null,null,{"v":1,"d":"1.0"},{"$nulls":62},"--"]
[5941,2019,"MN","Rock Lake Station",6741,"Great River Energy",7570,"Great River Energy",7570,"Electric Utility","Midcontinent Independent Transmission System Operator, Inc..","MISO","MRO","MROW","MRO West","MISO","27","115","Pine",45.805443,-92.97176,1,1,"DFO","OIL",null,{"v":0.00339,"d":"0.0034"},{"v":25,"d":"25.0"},{"v":1,"d":"1.0000"},{"$nulls":6},{"v":11240.5,"d":"11,241"},{"v":2060.8,"d":"2,061"},{"v":11240.5,"d":"11,241"},{"v":2060.8,"d":"2,061"},743,293,{"v":6.744,"d":"7"},{"v":1.237,"d":"1"},{"v":0.008,"d":"0"},{"v":917.932,"d":"918"},{"v":72.885,"d":"73"},{"v":14.577,"d":"15"},{"v":921.015,"d":"921"},null,18.153,8.444,0.022,{"v":2470.88,"d":"2,470.880"},0.098,{"v":0.02,"d":"0.020"},{"v":2479.179,"d":"2,479.179"},null,{"v":1.2,"d":"1.200"},1.201,{"v":1E-3,"d":"0.001"},163.326,0.006,{"v":1E-3,"d":"0.001"},163.874,null,18.153,8.444,0.022,{"v":2470.88,"d":"2,470.880"},0.098,{"v":0.02,"d":"0.020"},{"v":2479.179,"d":"2,479.179"},null,{"v":6.744,"d":"7"},{"v":1.237,"d":"1"},{"v":0.008,"d":"0"},{"v":917.932,"d":"918"},{"v":72.885,"d":"73"},{"v":14.577,"d":"15"},null,{"v":11240.5,"d":"11,241"},{"v":2060.8,"d":"2,061"},{"v":11240.5,"d":"11,241"},{"v":2060.8,"d":"2,061"},"EPA/CAMD","EPA/CAMD","EPA/CAMD","EIA","EIA","EIA","--","EPA/CAMD","EPA/CAMD",{"$nulls":14},{"v":15128.532974,"d":"15,128.533"},0,743,0,0,0,0,0,0,0,0,0,743,0,0,743,0,{"v":0,"d":"0.0%"},{"v":1,"d":"100.0%"},{"v":0,"d":"0.0%"},{"v":0,"d":"0.0%"},{"v":0,"d":"0.0%"},{"v":0,"d":"0.0%"},{"v":0,"d":"0.0%"},{"v":0,"d":"0.0%"},{"v":0,"d":"0.0%"},{"v":0,"d":"0.0%"},{"v":0,"d":"0.0%"},{"v":1,"d":"100.0%"},{"v":0,"d":"0.0%"},{"v":0,"d":"0.0%"},{"v":1,"d":"100.0%"},{"v":0,"d":"0.0%"}]
[5978,2019,"MN","Solway Plant",7947,"Otter Tail Power Co",14232,"Otter Tail Power Co",14232,"Electric Utility","Midcontinent Independent Transmission System Operator, Inc..","MISO","MRO","MROW","MRO West","MISO","27","007","Beltrami",47.544582,-95.129652,1,2,"NG","GAS",null,{"v":0.11787,"d":"0.1179"},51.3,{"v":1,"d":"1.0000"},{"$nulls":6},{"v":543034.062,"d":"543,034"},{"v":243401.125,"d":"243,401"},{"v":543034.062,"d":"543,034"},{"v":243401.125,"d":"243,401"},{"v":52970,"d":"52,970"},{"v":24918,"d":"24,918"},{"v":34.303,"d":"34"},{"v":14.715,"d":"15"},{"v":0.163,"d":"0"},{"v":32273.361,"d":"32,273"},{"v":1177.333,"d":"1,177"},{"v":117.749,"d":"118"},{"v":32305.623,"d":"32,306"},null,1.295,1.181,0.006,{"v":1218.552,"d":"1,218.552"},0.022,{"v":2E-3,"d":"0.002"},{"v":1219.771,"d":"1,219.771"},null,0.126,0.121,{"v":1E-3,"d":"0.001"},118.863,{"v":2E-3,"d":"0.002"},{"v":0,"d":"0.000"},118.982,null,1.295,1.181,0.006,{"v":1218.552,"d":"1,218.552"},0.022,{"v":2E-3,"d":"0.002"},{"v":1219.771,"d":"1,219.771"},null,{"v":34.303,"d":"34"},{"v":14.715,"d":"15"},{"v":0.163,"d":"0"},{"v":32273.361,"d":"32,273"},{"v":1177.333,"d":"1,177"},{"v":117.749,"d":"118"},null,{"v":543034.062,"d":"543,034"},{"v":243401.125,"d":"243,401"},{"v":543034.062,"d":"543,034"},{"v":243401.125,"d":"243,401"},"EPA/CAMD","EPA/CAMD","EPA/CAMD","EPA/CAMD","EIA","EIA","--","EPA/CAMD","EPA/CAMD",{"$nulls":14},{"v":10251.728573,"d":"10,251.729"},0,0,{"v":52970,"d":"52,970"},0,0,0,0,0,0,0,0,{"v":52970,"d":"52,970"},0,0,{"v":52970,"d":"52,970"},0,{"v":0,"d":"0.0%"},{"v":0,"d":"0.0%"},{"v":1,"d":"100.0%"},{"v":0,"d":"0.0%"},{"v":0,"d":"0.0%"},{"v":0,"d":"0.0%"},{"v":0,"d":"0.0%"},{"v":0,"d":"0.0%"},{"v":0,"d":"0.0%"},{"v":0,"d":"0.0%"},{"v":0,"d":"0.0%"},{"v":1,"d":"100.0%"},{"v":0,"d":"0.0%"},{"v":0,"d":"0.0%"},{"v":1,"d":"100.0%"},{"v":0,"d":"0.0%"}]
[6002,2019,"MN","Stevens Community Medical Center",56245,"Otter Tail Power Co",14232,"Stevens Community Medical Center",49993,"Commercial Non-CHP","Midcontinent Independent Transmission System Operator, Inc..","MISO","MRO","MROW","MRO West","MISO","27","149","Stevens",45.585,-95.9042,1,1,"DFO","OIL",null,{"v":2.63E-3,"d":"0.0026"},{"v":1,"d":"1.0"},{"v":1,"d":"1.0000"},{"$nulls":6},217,85,217,85,23,9,{"v":0.354,"d":"0"},{"v":0.14,"d":"0"},{"v":0.032,"d":"0"},{"v":17.721,"d":"18"},{"v":1.435,"d":"1"},{"v":0.287,"d":"0"},{"v":17.782,"d":"18"},null,30.783,31.111,2.739,{"v":1540.957,"d":"1,540.957"},0.062,0.012,{"v":1546.236,"d":"1,546.236"},null,3.263,3.294,{"v":0.29,"d":"0.290"},163.327,0.007,{"v":1E-3,"d":"0.001"},163.887,null,30.783,31.111,2.739,{"v":1540.957,"d":"1,540.957"},0.062,0.012,{"v":1546.236,"d":"1,546.236"},null,{"v":0.354,"d":"0"},{"v":0.14,"d":"0"},{"v":0.032,"d":"0"},{"v":17.721,"d":"18"},{"v":1.435,"d":"1"},{"v":0.287,"d":"0"},null,217,85,217,85,"EIA","EIA","EIA","EIA","EIA","EIA","--","EIA","EIA",{"$nulls":14},{"v":9434.782609,"d":"9,434.783"},0,23,0,0,0,0,0,0,0,0,0,23,0,0,23,0,{"v":0,"d":"0.0%"},{"v":1,"d":"100.0%"},{"v":0,"d":"0.0%"},{"v":0,"d":"0.0%"},{"v":0,"d":"0.0%"},{"v":0,"d":"0.0%"},{"v":0,"d":"0.0%"},{"v":0,"d":"0.0%"},{"v":0,"d":"0.0%"},{"v":0,"d":"0.0%"},{"v":0,"d":"0.0%"},{"v":1,"d":"100.0%"},{"v":0,"d":"0.0%"},{"v":0,"d":"0.0%"},{"v":1,"d":"100.0%"},{"v":0,"d":"0.0%"}]
[6010,2019,"MN","SunE Feely 1 CSG, LLC",61478,"Northern States Power Co - Minnesota",13781,"Ecoplexus, Inc",58970,"IPP Non-CHP","Midcontinent Independent Transmission System Operator, Inc..","MISO","MRO","MROW","MRO West","MISO","27","037","Dakota",44.655217,-93.110402,5,5,"SUN","SOLAR",null,{"v":0.16705,"d":"0.1671"},{"v":5,"d":"5.0"},{"$nulls":9},{"v":65158.999,"d":"65,159"},{"v":39998.999,"d":"39,999"},{"v":7317,"d":"7,317"},{"v":4492,"d":"4,492"},{"$nulls":41},{"v":65158.999,"d":"65,159"},{"v":39998.999,"d":"39,999"},{"$nulls":6},"--","EIA","EIA",{"$nulls":15},0,0,0,0,0,0,0,{"v":7317,"d":"7,317"},0,0,0,0,{"v":7317,"d":"7,317"},{"v":7317,"d":"7,317"},0,{"v":7317,"d":"7,317"},{"v":0,"d":"0.0%"},{"v":0,"d":"0.0%"},{"v":0,"d":"0.0%"},{"v":0,"d":"0.0%"},{"v":0,"d":"0.0%"},{"v":0,"d":"0.0%"},{"v":0,"d":"0.0%"},{"v":1,"d":"100.0%"},{"v":0,"d":"0.0%"},{"v":0,"d":"0.0%"},{"v":0,"d":"0.0%"},{"v":0,"d":"0.0%"},{"v":1,"d":"100.0%"},{"v":1,"d":"100.0%"},{"v":0,"d":"0.0%"},{"v":1,"d":"100.0%"}]
[6037,2019,"MN","Twin Lake Hills LLC",55568,"Northern States Power Co - Minnesota",13781,"CHI Operations Inc",54725,"IPP Non-CHP","Midcontinent Independent Transmission System Operator, Inc..","MISO","MRO","MROW","MRO West","MISO","27","081","Lincoln",44.2258,-96.2789,1,1,"WND","WIND",null,{"v":0.25763,"d":"0.2576"},1.9,{"$nulls":9},{"v":38186,"d":"38,186"},{"v":13242,"d":"13,242"},{"v":4288,"d":"4,288"},{"v":1487,"d":"1,487"},{"$nulls":41},{"v":38186,"d":"38,186"},{"v":13242,"d":"13,242"},{"$nulls":6},"--","EIA","EIA",{"$nulls":15},0,0,0,0,0,0,{"v":4288,"d":"4,288"},0,0,0,0,0,{"v":4288,"d":"4,288"},{"v":4288,"d":"4,288"},0,{"v":4288,"d":"4,288"},{"v":0,"d":"0.0%"},{"v":0,"d":"0.0%"},{"v":0,"d":"0.0%"},{"v":0,"d":"0.0%"},{"v":0,"d":"0.0%"},{"v":0,"d":"0.0%"},{"v":1,"d":"100.0%"},{"v":0,"d":"0.0%"},{"v":0,"d":"0.0%"},{"v":0,"d":"0.0%"},{"v":0,"d":"0.0%"},{"v":0,"d":"0.0%"},{"v":1,"d":"100.0%"},{"v":1,"d":"100.0%"},{"v":0,"d":"0.0%"},{"v":1,"d":"100.0%"}]
[6065,2019,"MN","USS Greenhouse Solar LLC CSG",63143,"Northern States Power Co - Minnesota",13781,"Standard Solar",60531,"IPP Non-CHP","Midcontinent Independent Transmission System Operator, Inc..","MISO","MRO","MROW","MRO West","MISO","27","049","Goodhue",44.238655,-92.67075,1,1,"SUN","SOLAR",null,null,{"v":1,"d":"1.0"},{"$nulls":62},"--"]
[6076,2019,"MN","USS King 2 CSG",62358,"Northern States Power Co - Minnesota",13781,"Standard Solar",60531,"IPP Non-CHP","Midcontinent Independent Transmission System Operator, Inc..","MISO","MRO","MROW","MRO West","MISO","27","019","Carver",44.848,-93.846,1,1,"SUN","SOLAR",null,{"v":0.07283,"d":"0.0728"},{"v":1,"d":"1.0"},{"$nulls":9},{"v":5681,"d":"5,681"},{"v":3453,"d":"3,453"},638,388,{"$nulls":41},{"v":5681,"d":"5,681"},{"v":3453,"d":"3,453"},{"$nulls":6},"--","EIA","EIA",{"$nulls":15},0,0,0,0,0,0,0,638,0,0,0,0,638,638,0,638,{"v":0,"d":"0.0%"},{"v":0,"d":"0.0%"},{"v":0,"d":"0.0%"},{"v":0,"d":"0.0%"},{"v":0,"d":"0.0%"},{"v":0,"d":"0.0%"},{"v":0,"d":"0.0%"},{"v":1,"d":"100.0%"},{"v":0,"d":"0.0%"},{"v":0,"d":"0.0%"},{"v":0,"d":"0.0%"},{"v":0,"d":"0.0%"},{"v":1,"d":"100.0%"},{"v":1,"d":"100.0%"},{"v":0,"d":"0.0%"},{"v":1,"d":"100.0%"}]
[6097,2019,"MN","USS Verde Solar LLC CSG",63157,"Northern States Power Co - Minnesota",13781,"Standard Solar",60531,"IPP Non-CHP","Midcontinent Independent Transmission System Operator, Inc..","MISO","MRO","MROW","MRO West","MISO","27","127","Redwood",44.427985,-94.930618,1,1,"SUN","SOLAR",null,null,{"v":1,"d":"1.0"},{"$nulls":62},"--"]
[6137,2019,"MN","Willmar",2022,"Willmar Municipal Utilities",20737,"Willmar Municipal Utilities",20737,"Electric Utility","Midcontinent Independent Transmission System Operator, Inc..","MISO","MRO","MROW","MRO West","MISO","27","067","Kandiyohi",45.121705,-95.053236,5,5,"WND","WIND",null,{"v":0.02084,"d":"0.0208"},{"v":34,"d":"34.0"},null,"Yes","Yes",{"v":835.2,"d":"835"},{"v":25.369,"d":"25"},{"v":0.971285,"d":"0.9713"},null,{"v":1013.924,"d":"1,014"},{"v":1013.924,"d":"1,014"},{"v":56295.924,"d":"56,296"},{"v":20184.924,"d":"20,185"},{"v":6208,"d":"6,208"},{"v":2153,"d":"2,153"},{"v":0.129,"d":"0"},{"v":0.129,"d":"0"},0,{"v":59.258,"d":"59"},{"v":2.236,"d":"2"},{"v":0.224,"d":"0"},{"v":59.319,"d":"59"},null,0.042,{"v":0.12,"d":"0.120"},{"v":0,"d":"0.000"},19.091,{"v":0,"d":"0.000"},{"v":0,"d":"0.000"},19.111,null,0.255,0.255,{"v":1E-3,"d":"0.001"},116.889,{"v":2E-3,"d":"0.002"},{"v":0,"d":"0.000"},117.009,{"$nulls":9},{"v":0.133,"d":"0"},{"v":0.133,"d":"0"},0,{"v":61.01,"d":"61"},{"v":2.302,"d":"2"},{"v":0.23,"d":"0"},null,{"v":1043.9,"d":"1,044"},{"v":1043.9,"d":"1,044"},{"v":56325.9,"d":"56,326"},{"v":20214.9,"d":"20,215"},"EIA","EIA","EPA/CAMD; EIA","EIA","EIA","EIA","--","EIA","EIA",{"$nulls":3},0,null,null,{"v":29.976,"d":"30"},{"v":29.976,"d":"30"},{"v":0.004,"d":"0"},{"v":0.004,"d":"0"},0,{"v":1.752,"d":"2"},{"v":0.066,"d":"0"},{"v":0.007,"d":"0"},null,0,0,0,0,0,0,{"v":6208,"d":"6,208"},0,0,0,0,0,{"v":6208,"d":"6,208"},{"v":6208,"d":"6,208"},0,{"v":6208,"d":"6,208"},{"v":0,"d":"0.0%"},{"v":0,"d":"0.0%"},{"v":0,"d":"0.0%"},{"v":0,"d":"0.0%"},{"v":0,"d":"0.0%"},{"v":0,"d":"0.0%"},{"v":1,"d":"100.0%"},{"v":0,"d":"0.0%"},{"v":0,"d":"0.0%"},{"v":0,"d":"0.0%"},{"v":0,"d":"0.0%"},{"v":0,"d":"0.0%"},{"v":1,"d":"100.0%"},{"v":1,"d":"100.0%"},{"v":0,"d":"0.0%"},{"v":1,"d":"100.0%"}]
[6154,2019,"MN","Worthington",2024,"City of Worthington - (MN)",21013,"City of Worthington - (MN)",21013,"Electric Utility","Midcontinent Independent Transmission System Operator, Inc..","MISO","MRO","MROW","MRO West","MISO","27","105","Nobles",43.63349,-95.609234,13,13,"WND","WIND",null,{"v":0.07989,"d":"0.0799"},19.6,{"$nulls":7},{"v":5651.002,"d":"5,651"},{"v":2228.002,"d":"2,228"},{"v":122698.998,"d":"122,699"},{"v":42818.002,"d":"42,818"},{"v":13717.001,"d":"13,717"},{"v":4784.004,"d":"4,784"},{"v":8.953,"d":"9"},{"v":3.535,"d":"4"},{"v":0.82,"d":"1"},{"v":461.475,"d":"461"},{"v":37.375,"d":"37"},{"v":7.475,"d":"7"},{"v":463.056,"d":"463"},null,1.305,1.478,{"v":0.12,"d":"0.120"},67.285,0.003,{"v":1E-3,"d":"0.001"},67.516,null,3.169,3.173,{"v":0.29,"d":"0.290"},163.325,0.007,{"v":1E-3,"d":"0.001"},163.885,null,{"v":31.25,"d":"31.250"},35.378,2.861,{"v":1610.733,"d":"1,610.733"},0.065,0.013,{"v":1616.251,"d":"1,616.251"},null,{"v":8.953,"d":"9"},{"v":3.535,"d":"4"},{"v":0.82,"d":"1"},{"v":461.475,"d":"461"},{"v":37.375,"d":"37"},{"v":7.475,"d":"7"},null,{"v":5651.002,"d":"5,651"},{"v":2228.002,"d":"2,228"},{"v":122698.998,"d":"122,699"},{"v":42818.002,"d":"42,818"},"EIA","EIA","EIA","EIA","EIA","EIA","--","EIA","EIA",{"$nulls":14},{"v":9862.132766,"d":"9,862.133"},0,573,0,0,0,0,{"v":13144,"d":"13,144"},0,0,0,0,573,{"v":13144,"d":"13,144"},{"v":13144,"d":"13,144"},573,{"v":13144,"d":"13,144"},{"v":0,"d":"0.0%"},{"v":0.0417729824305606,"d":"4.2%"},{"v":0,"d":"0.0%"},{"v":0,"d":"0.0%"},{"v":0,"d":"0.0%"},{"v":0,"d":"0.0%"},{"v":0.958227017569439,"d":"95.8%"},{"v":0,"d":"0.0%"},{"v":0,"d":"0.0%"},{"v":0,"d":"0.0%"},{"v":0,"d":"0.0%"},{"v":0.0417729824305606,"d":"4.2%"},{"v":0.958227017569439,"d":"95.8%"},{"v":0.958227017569439,"d":"95.8%"},{"v":0.0417729824305606,"d":"4.2%"},{"v":0.958227017569439,"d":"95.8%"}]
[6173,2019,"MO","Carthage",2121,"City of Carthage - (MO)",3113,"City of Carthage - (MO)",3113,"Electric Utility","Southwest Power Pool","SWPP","MRO","SPSO","SPP South",null,"29","097","Jasper",37.176646,-94.299431,9,9,"NG","GAS",null,{"v":0,"d":"0.0000"},41.8,{"$nulls":7},{"v":8937,"d":"8,937"},{"v":4485.001,"d":"4,485"},{"v":8937,"d":"8,937"},{"v":4485.001,"d":"4,485"},{"v":-188,"d":"(188)"},{"v":-94.001,"d":"(94)"},{"v":7.875,"d":"8"},{"v":4.366,"d":"4"},{"v":0.007,"d":"0"},{"v":522.318,"d":"522"},{"v":39.042,"d":"39"},{"v":6.805,"d":"7"},{"v":523.82,"d":"524"},null,{"v":0,"d":"0.000"},{"v":0,"d":"0.000"},{"v":0,"d":"0.000"},{"v":0,"d":"0.000"},{"v":0,"d":"0.000"},{"v":0,"d":"0.000"},{"v":0,"d":"0.000"},null,1.762,1.947,{"v":2E-3,"d":"0.002"},116.889,0.004,{"v":1E-3,"d":"0.001"},117.225,null,{"v":0,"d":"0.000"},{"v":0,"d":"0.000"},{"v":0,"d":"0.000"},{"v":0,"d":"0.000"},{"v":0,"d":"0.000"},{"v":0,"d":"0.000"},{"v":0,"d":"0.000"},null,{"v":7.875,"d":"8"},{"v":4.366,"d":"4"},{"v":0.007,"d":"0"},{"v":522.318,"d":"522"},{"v":39.042,"d":"39"},{"v":6.805,"d":"7"},null,{"v":8937,"d":"8,937"},{"v":4485.001,"d":"4,485"},{"v":8937,"d":"8,937"},{"v":4485.001,"d":"4,485"},"EIA","EIA","EIA","EIA","EIA","EIA","--","EIA","EIA",{"$nulls":14},{"v":-47537.234043,"d":"(47,537.234)"},0,{"v":-92.241,"d":"(92)"},{"v":-95.759,"d":"(96)"},0,0,0,0,0,0,0,0,{"v":-188,"d":"(188)"},0,0,{"v":-188,"d":"(188)"},0]
[6193,2019,"MO","Fayette",2125,"Central Electric Power Coop - (MO)",3242,"City of Fayette - (MO)",6231,"Electric Utility","Associated Electric Cooperative, Inc.","AECI","SERC","SRMW","SERC Midwest",null,"29","089","Howard",39.1406,-92.68,4,4,"DFO","OIL",null,null,10.9,{"$nulls":62},"--"]
[6228,2019,"MO","Labadie",2103,"Union Electric Co - (MO)",19436,"Union Electric Co - (MO)",19436,"Electric Utility","Midcontinent Independent Transmission System Operator, Inc..","MISO","SERC","SRMW","SERC Midwest","MISO","29","071","Franklin",38.562244,-90.837686,4,4,"SUB","COAL","Yes",{"v":0.67464,"d":"0.6746"},{"v":2389.4,"d":"2,389.4"},{"v":0.208932137998127,"d":"0.2089"},{"$nulls":6},{"v":147867002,"d":"147,867,002"},{"v":64453776,"d":"64,453,776"},{"v":147867002,"d":"147,867,002"},{"v":64453776,"d":"64,453,776"},{"v":14121002,"d":"14,121,002"},{"v":6535098,"d":"6,535,098"},{"v":6882.964,"d":"6,883"},{"v":2955.939,"d":"2,956"},{"v":34474.822,"d":"34,475"},{"v":15508284.75,"d":"15,508,285"},{"v":3411480.274,"d":"3,411,480"},{"v":496195.059,"d":"496,195"},{"v":15624861.317,"d":"15,624,861"},null,0.975,0.905,4.883,{"v":2196.485,"d":"2,196.485"},0.242,0.035,{"v":2212.996,"d":"2,212.996"},null,0.093,0.092,0.466,{"v":209.76,"d":"209.760"},0.023,0.003,211.337,null,0.975,0.905,4.883,{"v":2196.485,"d":"2,196.485"},0.242,0.035,{"v":2212.996,"d":"2,212.996"},null,{"v":6882.964,"d":"6,883"},{"v":2955.939,"d":"2,956"},{"v":34474.822,"d":"34,475"},{"v":15508284.75,"d":"15,508,285"},{"v":3411480.274,"d":"3,411,480"},{"v":496195.059,"d":"496,195"},null,{"v":147867002,"d":"147,867,002"},{"v":64453776,"d":"64,453,776"},{"v":147867002,"d":"147,867,002"},{"v":64453776,"d":"64,453,776"},"EPA/CAMD","EPA/CAMD","EPA/CAMD","EPA/CAMD","EIA","EIA","--","EPA/CAMD","EPA/CAMD",{"$nulls":14},{"v":10471.424268,"d":"10,471.424"},{"v":14110255,"d":"14,110,255"},{"v":10746.902,"d":"10,747"},0,0,0,0,0,0,0,0,0,{"v":14121001.902,"d":"14,121,002"},0,0,{"v":14121001.902,"d":"14,121,002"},0,{"v":0.999238941962151,"d":"99.9%"},{"v":0.000761058037849133,"d":"0.1%"},{"v":0,"d":"0.0%"},{"v":0,"d":"0.0%"},{"v":0,"d":"0.0%"},{"v":0,"d":"0.0%"},{"v":0,"d":"0.0%"},{"v":0,"d":"0.0%"},{"v":0,"d":"0.0%"},{"v":0,"d":"0.0%"},{"v":0,"d":"0.0%"},{"v":1,"d":"100.0%"},{"v":0,"d":"0.0%"},{"v":0,"d":"0.0%"},{"v":1,"d":"100.0%"},{"v":0,"d":"0.0%"}]
[6232,2019,"MO","Lost Creek Wind Energy Facility",57189,"Associated Electric Coop, Inc",924,"Pattern Operators LP",56545,"IPP Non-CHP","Associated Electric Cooperative, Inc.","AECI","SERC","SRMW","SERC Midwest",null,"29","063","DeKalb",39.981389,-94.518056,1,1,"WND","WIND",null,{"v":0.30364,"d":"0.3036"},{"v":150,"d":"150.0"},{"$nulls":9},{"v":3552909,"d":"3,552,909"},{"v":1286484,"d":"1,286,484"},{"v":398979,"d":"398,979"},{"v":144467,"d":"144,467"},{"$nulls":41},{"v":3552909,"d":"3,552,909"},{"v":1286484,"d":"1,286,484"},{"$nulls":6},"--","EIA","EIA",{"$nulls":15},0,0,0,0,0,0,{"v":398979,"d":"398,979"},0,0,0,0,0,{"v":398979,"d":"398,979"},{"v":398979,"d":"398,979"},0,{"v":398979,"d":"398,979"},{"v":0,"d":"0.0%"},{"v":0,"d":"0.0%"},{"v":0,"d":"0.0%"},{"v":0,"d":"0.0%"},{"v":0,"d":"0.0%"},{"v":0,"d":"0.0%"},{"v":1,"d":"100.0%"},{"v":0,"d":"0.0%"},{"v":0,"d":"0.0%"},{"v":0,"d":"0.0%"},{"v":0,"d":"0.0%"},{"v":0,"d":"0.0%"},{"v":1,"d":"100.0%"},{"v":1,"d":"100.0%"},{"v":0,"d":"0.0%"},{"v":1,"d":"100.0%"}]
[6271,2019,"MO","Rock Creek Wind Project",60655,"KCP&L Greater Missouri Operations Co.",12698,"Enel Green Power NA, Inc.",59380,"IPP Non-CHP","Southwest Power Pool","SWPP","MRO","SPNO","SPP North",null,"29","005","Atchison",40.4,-95.2,1,1,"WND","WIND",null,{"v":0.42608,"d":"0.4261"},{"v":300,"d":"300.0"},{"$nulls":9},{"v":9971261,"d":"9,971,261"},{"v":3498064,"d":"3,498,064"},{"v":1119737,"d":"1,119,737"},{"v":392820,"d":"392,820"},{"$nulls":41},{"v":9971261,"d":"9,971,261"},{"v":3498064,"d":"3,498,064"},{"$nulls":6},"--","EIA","EIA",{"$nulls":15},0,0,0,0,0,0,{"v":1119737.3,"d":"1,119,737"},0,0,0,0,0,{"v":1119737.3,"d":"1,119,737"},{"v":1119737.3,"d":"1,119,737"},0,{"v":1119737.3,"d":"1,119,737"},{"v":0,"d":"0.0%"},{"v":0,"d":"0.0%"},{"v":0,"d":"0.0%"},{"v":0,"d":"0.0%"},{"v":0,"d":"0.0%"},{"v":0,"d":"0.0%"},{"v":1,"d":"100.0%"},{"v":0,"d":"0.0%"},{"v":0,"d":"0.0%"},{"v":0,"d":"0.0%"},{"v":0,"d":"0.0%"},{"v":0,"d":"0.0%"},{"v":1,"d":"100.0%"},{"v":1,"d":"100.0%"},{"v":0,"d":"0.0%"},{"v":1,"d":"100.0%"}]
[6293,2019,"MO","Table Rock",2166,"Southwestern Power Administration",17716,"USCE-Little Rock District",19647,"Electric Utility","Southwestern Power Administration","SPA","MRO","SPSO","SPP South","SPP","29","213","Taney",36.597,-93.3086,4,4,"WAT","HYDRO",null,{"v":0.46824,"d":"0.4682"},{"v":200,"d":"200.0"},{"$nulls":9},{"v":7305323,"d":"7,305,323"},{"v":3030407,"d":"3,030,407"},{"v":820362,"d":"820,362"},{"v":340304,"d":"340,304"},{"$nulls":41},{"v":7305323,"d":"7,305,323"},{"v":3030407,"d":"3,030,407"},{"$nulls":6},"--","EIA","EIA",{"$nulls":15},0,0,0,0,{"v":820362,"d":"820,362"},0,0,0,0,0,0,0,{"v":820362,"d":"820,362"},0,0,{"v":820362,"d":"820,362"},{"v":0,"d":"0.0%"},{"v":0,"d":"0.0%"},{"v":0,"d":"0.0%"},{"v":0,"d":"0.0%"},{"v":1,"d":"100.0%"},{"v":0,"d":"0.0%"},{"v":0,"d":"0.0%"},{"v":0,"d":"0.0%"},{"v":0,"d":"0.0%"},{"v":0,"d":"0.0%"},{"v":0,"d":"0.0%"},{"v":0,"d":"0.0%"},{"v":1,"d":"100.0%"},{"v":0,"d":"0.0%"},{"v":0,"d":"0.0%"},{"v":1,"d":"100.0%"}]
[6303,2019,"MO","Utica Renewable Energy Center Hybrid",63067,"Union Electric Co - (MO)",19436,"Ameren Missouri",59495,"Electric Utility","Midcontinent Independent Transmission System Operator, Inc..","MISO","SERC","SRMW","SERC Midwest","MISO","29","117","Livingston",39.743569,-93.657139,2,2,{"$nulls":4},{"v":12,"d":"12.0"},{"$nulls":62},"--"]
[6328,2019,"MS","Georgia-Pacific Taylorsville Plywood",61927,"Southern Pine Elec Power Assn",17647,"Georgia-Pacific Wood Products LLC",61499,"Industrial CHP","Southern Company Services, Inc. - Trans","SOCO","SERC","SRSO","SERC South",null,"28","129","Smith",31.837173,-89.4635,1,1,"NG","GAS",null,{"v":0.80868,"d":"0.8087"},7.2,{"v":0,"d":"0.0000"},null,"Yes",{"v":182541.6,"d":"182,542"},{"v":0.954,"d":"1"},{"v":0.559768,"d":"0.5598"},null,{"v":456627.699,"d":"456,628"},{"v":216381.002,"d":"216,381"},{"v":456627.699,"d":"456,628"},{"v":216381.002,"d":"216,381"},{"v":51005,"d":"51,005"},{"v":24170,"d":"24,170"},{"v":73.06,"d":"73"},{"v":34.621,"d":"35"},{"v":0.73,"d":"1"},{"v":26687.391,"d":"26,687"},{"v":1006.693,"d":"1,007"},{"v":100.669,"d":"101"},{"v":26714.974,"d":"26,715"},null,2.865,2.865,0.029,{"v":1046.462,"d":"1,046.462"},{"v":0.02,"d":"0.020"},{"v":2E-3,"d":"0.002"},{"v":1047.543,"d":"1,047.543"},null,{"v":0.32,"d":"0.320"},{"v":0.32,"d":"0.320"},0.003,116.889,{"v":2E-3,"d":"0.002"},{"v":0,"d":"0.000"},{"v":117.01,"d":"117.010"},null,2.865,2.865,0.029,{"v":1046.462,"d":"1,046.462"},{"v":0.02,"d":"0.020"},{"v":2E-3,"d":"0.002"},{"v":1047.543,"d":"1,047.543"},null,{"v":130.519,"d":"131"},{"v":61.849,"d":"62"},{"v":1.304,"d":"1"},{"v":47675.832,"d":"47,676"},{"v":1798.411,"d":"1,798"},{"v":179.841,"d":"180"},null,{"v":815745,"d":"815,745"},{"v":386555,"d":"386,555"},{"v":815745,"d":"815,745"},{"v":386555,"d":"386,555"},"EIA","EIA","EIA","EIA","EIA","EIA","--","EIA","EIA",{"$nulls":6},{"v":359117.301,"d":"359,117"},{"v":170173.998,"d":"170,174"},{"v":57.459,"d":"57"},{"v":27.228,"d":"27"},{"v":0.574,"d":"1"},{"v":20988.441,"d":"20,988"},{"v":791.719,"d":"792"},{"v":79.172,"d":"79"},{"v":8952.606589,"d":"8,952.607"},0,0,{"v":51005,"d":"51,005"},0,0,0,0,0,0,0,0,{"v":51005,"d":"51,005"},0,0,{"v":51005,"d":"51,005"},0,{"v":0,"d":"0.0%"},{"v":0,"d":"0.0%"},{"v":1,"d":"100.0%"},{"v":0,"d":"0.0%"},{"v":0,"d":"0.0%"},{"v":0,"d":"0.0%"},{"v":0,"d":"0.0%"},{"v":0,"d":"0.0%"},{"v":0,"d":"0.0%"},{"v":0,"d":"0.0%"},{"v":0,"d":"0.0%"},{"v":1,"d":"100.0%"},{"v":0,"d":"0.0%"},{"v":0,"d":"0.0%"},{"v":1,"d":"100.0%"},{"v":0,"d":"0.0%"}]
[6358,2019,"MS","Sweatt Electric Generating Plant",2048,"Mississippi Power Co",12686,"Mississippi Power Co",12686,"Electric Utility","Southern Company Services, Inc. - Trans","SOCO","SERC","SRSO","SERC South",null,"28","075","Lauderdale",32.2925,-88.7461,2,3,"NG","GAS",null,{"v":0.00517,"d":"0.0052"},136.9,{"v":1,"d":"1.0000"},{"$nulls":6},{"v":97235.402,"d":"97,235"},{"v":67844.898,"d":"67,845"},{"v":97235.402,"d":"97,235"},{"v":67844.898,"d":"67,845"},{"v":6202,"d":"6,202"},{"v":2939,"d":"2,939"},{"v":34.032,"d":"34"},{"v":23.745,"d":"24"},{"v":0.028,"d":"0"},{"v":5682.877,"d":"5,683"},{"v":214.746,"d":"215"},{"v":21.475,"d":"21"},{"v":5688.761,"d":"5,689"},null,10.975,16.159,0.009,{"v":1832.595,"d":"1,832.595"},0.035,0.003,{"v":1834.492,"d":"1,834.492"},null,{"v":0.7,"d":"0.700"},{"v":0.7,"d":"0.700"},{"v":1E-3,"d":"0.001"},116.889,{"v":2E-3,"d":"0.002"},{"v":0,"d":"0.000"},{"v":117.01,"d":"117.010"},null,10.975,16.159,0.009,{"v":1832.595,"d":"1,832.595"},0.035,0.003,{"v":1834.492,"d":"1,834.492"},null,{"v":34.032,"d":"34"},{"v":23.745,"d":"24"},{"v":0.028,"d":"0"},{"v":5682.877,"d":"5,683"},{"v":214.746,"d":"215"},{"v":21.475,"d":"21"},null,{"v":97235.402,"d":"97,235"},{"v":67844.898,"d":"67,845"},{"v":97235.402,"d":"97,235"},{"v":67844.898,"d":"67,845"},"EPA/CAMD","EPA/CAMD","EIA","EIA","EIA","EIA","--","EPA/CAMD","EPA/CAMD",{"$nulls":14},{"v":15678.071968,"d":"15,678.072"},0,0,{"v":6202,"d":"6,202"},0,0,0,0,0,0,0,0,{"v":6202,"d":"6,202"},0,0,{"v":6202,"d":"6,202"},0,{"v":0,"d":"0.0%"},{"v":0,"d":"0.0%"},{"v":1,"d":"100.0%"},{"v":0,"d":"0.0%"},{"v":0,"d":"0.0%"},{"v":0,"d":"0.0%"},{"v":0,"d":"0.0%"},{"v":0,"d":"0.0%"},{"v":0,"d":"0.0%"},{"v":0,"d":"0.0%"},{"v":0,"d":"0.0%"},{"v":1,"d":"100.0%"},{"v":0,"d":"0.0%"},{"v":0,"d":"0.0%"},{"v":1,"d":"100.0%"},{"v":0,"d":"0.0%"}]
[6367,2019,"MT","Black Eagle",2181,"NorthWestern Energy LLC - (MT)",12825,"NorthWestern Energy",13902,"Electric Utility","NorthWestern Energy (NWMT)","NWMT","WECC","NWPP","WECC Northwest",null,"30","013","Cascade",47.521331,-111.261442,3,3,"WAT","HYDRO",null,{"v":0.67641,"d":"0.6764"},{"v":24,"d":"24.0"},{"$nulls":9},{"v":1266362,"d":"1,266,362"},{"v":608500,"d":"608,500"},{"v":142208,"d":"142,208"},{"v":68332,"d":"68,332"},{"$nulls":41},{"v":1266362,"d":"1,266,362"},{"v":608500,"d":"608,500"},{"$nulls":6},"--","EIA","EIA",{"$nulls":15},0,0,0,0,{"v":142208,"d":"142,208"},0,0,0,0,0,0,0,{"v":142208,"d":"142,208"},0,0,{"v":142208,"d":"142,208"},{"v":0,"d":"0.0%"},{"v":0,"d":"0.0%"},{"v":0,"d":"0.0%"},{"v":0,"d":"0.0%"},{"v":1,"d":"100.0%"},{"v":0,"d":"0.0%"},{"v":0,"d":"0.0%"},{"v":0,"d":"0.0%"},{"v":0,"d":"0.0%"},{"v":0,"d":"0.0%"},{"v":0,"d":"0.0%"},{"v":0,"d":"0.0%"},{"v":1,"d":"100.0%"},{"v":0,"d":"0.0%"},{"v":0,"d":"0.0%"},{"v":1,"d":"100.0%"}]
[6390,2019,"MT","Hauser",2185,"NorthWestern Energy LLC - (MT)",12825,"NorthWestern Energy",13902,"Electric Utility","NorthWestern Energy (NWMT)","NWMT","WECC","NWPP","WECC Northwest",null,"30","049","Lewis and Clark",46.765941,-111.887341,7,7,"WAT","HYDRO",null,0.7021,20.5,{"$nulls":9},{"v":1122778.984,"d":"1,122,779"},{"v":539504.992,"d":"539,505"},{"v":126084.001,"d":"126,084"},{"v":60585.001,"d":"60,585"},{"$nulls":41},{"v":1122778.984,"d":"1,122,779"},{"v":539504.992,"d":"539,505"},{"$nulls":6},"--","EIA","EIA",{"$nulls":15},0,0,0,0,{"v":126084,"d":"126,084"},0,0,0,0,0,0,0,{"v":126084,"d":"126,084"},0,0,{"v":126084,"d":"126,084"},{"v":0,"d":"0.0%"},{"v":0,"d":"0.0%"},{"v":0,"d":"0.0%"},{"v":0,"d":"0.0%"},{"v":1,"d":"100.0%"},{"v":0,"d":"0.0%"},{"v":0,"d":"0.0%"},{"v":0,"d":"0.0%"},{"v":0,"d":"0.0%"},{"v":0,"d":"0.0%"},{"v":0,"d":"0.0%"},{"v":0,"d":"0.0%"},{"v":1,"d":"100.0%"},{"v":0,"d":"0.0%"},{"v":0,"d":"0.0%"},{"v":1,"d":"100.0%"}]
[6428,2019,"MT","South Peak Wind",62939,"NorthWestern Energy LLC - (MT)",12825,"Allete Clean Energy",59496,"IPP Non-CHP","NorthWestern Energy (NWMT)","NWMT","WECC","NWPP","WECC Northwest",null,"30","045","Judith Basin",47.329911,-110.614592,1,1,"WND","WIND",null,null,{"v":80,"d":"80.0"},{"$nulls":62},"--"]
[6456,2019,"NC","Albemarle Hospital Unit",56339,"City of Albemarle - (NC)",232,"North Carolina Mun Power Agny #1",13630,"Electric Utility","Duke Energy Carolinas","DUK","SERC","SRVC","SERC Virginia/Carolina",null,"37","167","Stanly",35.3636,-80.1939,1,1,"DFO","OIL",null,{"v":0.00837,"d":"0.0084"},1.8,{"v":1,"d":"1.0000"},null,"Yes",0,null,{"v":1,"d":"1.0000"},null,{"v":1519,"d":"1,519"},515,{"v":1519,"d":"1,519"},515,132,45,{"v":2.283,"d":"2"},{"v":0.774,"d":"1"},{"v":0.22,"d":"0"},{"v":124.046,"d":"124"},{"v":10.046,"d":"10"},{"v":2.009,"d":"2"},{"v":124.471,"d":"124"},null,34.591,{"v":34.4,"d":"34.400"},3.338,{"v":1879.485,"d":"1,879.485"},0.076,0.015,{"v":1885.924,"d":"1,885.924"},null,3.006,3.006,{"v":0.29,"d":"0.290"},163.326,0.007,{"v":1E-3,"d":"0.001"},163.885,null,34.591,{"v":34.4,"d":"34.400"},3.338,{"v":1879.485,"d":"1,879.485"},0.076,0.015,{"v":1885.924,"d":"1,885.924"},null,{"v":2.283,"d":"2"},{"v":0.774,"d":"1"},{"v":0.22,"d":"0"},{"v":124.046,"d":"124"},{"v":10.046,"d":"10"},{"v":2.009,"d":"2"},null,{"v":1519,"d":"1,519"},515,{"v":1519,"d":"1,519"},515,"EIA","EIA","EIA","EIA","EIA","EIA","--","EIA","EIA",{"$nulls":6},0,0,0,0,0,0,0,0,{"v":11507.575758,"d":"11,507.576"},0,132,0,0,0,0,0,0,0,0,0,132,0,0,132,0,{"v":0,"d":"0.0%"},{"v":1,"d":"100.0%"},{"v":0,"d":"0.0%"},{"v":0,"d":"0.0%"},{"v":0,"d":"0.0%"},{"v":0,"d":"0.0%"},{"v":0,"d":"0.0%"},{"v":0,"d":"0.0%"},{"v":0,"d":"0.0%"},{"v":0,"d":"0.0%"},{"v":0,"d":"0.0%"},{"v":1,"d":"100.0%"},{"v":0,"d":"0.0%"},{"v":0,"d":"0.0%"},{"v":1,"d":"100.0%"},{"v":0,"d":"0.0%"}]
[6467,2019,"NC","Angel Solar",58731,"Duke Energy Carolinas, LLC",5416,"Cypress Creek Renewables",61060,"IPP Non-CHP","Duke Energy Carolinas","DUK","SERC","SRVC","SERC Virginia/Carolina",null,"37","035","Catawba",35.651111,-81.208611,1,1,"SUN","SOLAR",null,{"v":0.21151,"d":"0.2115"},{"v":5,"d":"5.0"},{"$nulls":9},{"v":82495,"d":"82,495"},{"v":42419,"d":"42,419"},{"v":9264,"d":"9,264"},{"v":4764,"d":"4,764"},{"$nulls":41},{"v":82495,"d":"82,495"},{"v":42419,"d":"42,419"},{"$nulls":6},"--","EIA","EIA",{"$nulls":15},0,0,0,0,0,0,0,{"v":9264,"d":"9,264"},0,0,0,0,{"v":9264,"d":"9,264"},{"v":9264,"d":"9,264"},0,{"v":9264,"d":"9,264"},{"v":0,"d":"0.0%"},{"v":0,"d":"0.0%"},{"v":0,"d":"0.0%"},{"v":0,"d":"0.0%"},{"v":0,"d":"0.0%"},{"v":0,"d":"0.0%"},{"v":0,"d":"0.0%"},{"v":1,"d":"100.0%"},{"v":0,"d":"0.0%"},{"v":0,"d":"0.0%"},{"v":0,"d":"0.0%"},{"v":0,"d":"0.0%"},{"v":1,"d":"100.0%"},{"v":1,"d":"100.0%"},{"v":0,"d":"0.0%"},{"v":1,"d":"100.0%"}]
[6488,2019,"NC","Audrey Solar",58732,"Duke Energy Carolinas, LLC",5416,"Audrey Solar LLC",59910,"IPP Non-CHP","Duke Energy Carolinas","DUK","SERC","SRVC","SERC Virginia/Carolina",null,"37","045","Cleveland",35.328056,-81.621944,1,1,"SUN","SOLAR",null,{"v":0.18733,"d":"0.1873"},{"v":3,"d":"3.0"},{"$nulls":9},{"v":43840,"d":"43,840"},{"v":22543,"d":"22,543"},{"v":4923,"d":"4,923"},{"v":2531,"d":"2,531"},{"$nulls":41},{"v":43840,"d":"43,840"},{"v":22543,"d":"22,543"},{"$nulls":6},"--","EIA","EIA",{"$nulls":15},0,0,0,0,0,0,0,{"v":4923,"d":"4,923"},0,0,0,0,{"v":4923,"d":"4,923"},{"v":4923,"d":"4,923"},0,{"v":4923,"d":"4,923"},{"v":0,"d":"0.0%"},{"v":0,"d":"0.0%"},{"v":0,"d":"0.0%"},{"v":0,"d":"0.0%"},{"v":0,"d":"0.0%"},{"v":0,"d":"0.0%"},{"v":0,"d":"0.0%"},{"v":1,"d":"100.0%"},{"v":0,"d":"0.0%"},{"v":0,"d":"0.0%"},{"v":0,"d":"0.0%"},{"v":0,"d":"0.0%"},{"v":1,"d":"100.0%"},{"v":1,"d":"100.0%"},{"v":0,"d":"0.0%"},{"v":1,"d":"100.0%"}]
[6502,2019,"NC","Barker Solar, LLC",61194,"Duke Energy Progress - (NC)",3046,"Soltage LLC",60163,"IPP Non-CHP","Duke Energy Progress East","CPLE","SERC","SRVC","SERC Virginia/Carolina",null,"37","155","Robeson",34.635599,-78.928657,1,1,"SUN","SOLAR",null,{"v":0.21071,"d":"0.2107"},{"v":5,"d":"5.0"},{"$nulls":9},{"v":82184,"d":"82,184"},{"v":42259,"d":"42,259"},{"v":9229,"d":"9,229"},{"v":4746,"d":"4,746"},{"$nulls":41},{"v":82184,"d":"82,184"},{"v":42259,"d":"42,259"},{"$nulls":6},"--","EIA","EIA",{"$nulls":15},0,0,0,0,0,0,0,{"v":9229,"d":"9,229"},0,0,0,0,{"v":9229,"d":"9,229"},{"v":9229,"d":"9,229"},0,{"v":9229,"d":"9,229"},{"v":0,"d":"0.0%"},{"v":0,"d":"0.0%"},{"v":0,"d":"0.0%"},{"v":0,"d":"0.0%"},{"v":0,"d":"0.0%"},{"v":0,"d":"0.0%"},{"v":0,"d":"0.0%"},{"v":1,"d":"100.0%"},{"v":0,"d":"0.0%"},{"v":0,"d":"0.0%"},{"v":0,"d":"0.0%"},{"v":0,"d":"0.0%"},{"v":1,"d":"100.0%"},{"v":1,"d":"100.0%"},{"v":0,"d":"0.0%"},{"v":1,"d":"100.0%"}]
[6543,2019,"NC","Boykin PV1",59996,"Duke Energy Carolinas, LLC",5416,"Ecoplexus, Inc",58970,"IPP Non-CHP","Duke Energy Carolinas","DUK","SERC","SRVC","SERC Virginia/Carolina",null,"37","051","Cumberland",35.113386,-78.750423,1,1,"SUN","SOLAR",null,null,{"v":17,"d":"17.0"},{"$nulls":62},"--"]
[6563,2019,"NC","Butler-Warner Generation Plant",1016,"Public Works Comm-City of Fayetteville",6235,"Fayetteville Public Works Commission",6235,"Electric Utility","Duke Energy Progress East","CPLE","SERC","SRVC","SERC Virginia/Carolina",null,"37","051","Cumberland",35.0986,-78.8294,8,9,"NG","GAS",null,{"v":0.00342,"d":"0.0034"},303.4,{"v":1,"d":"1.0000"},{"$nulls":6},{"v":189374.901,"d":"189,375"},{"v":77261.599,"d":"77,262"},{"v":189374.901,"d":"189,375"},{"v":77261.599,"d":"77,262"},{"v":9092,"d":"9,092"},{"v":3754,"d":"3,754"},{"v":30.373,"d":"30"},{"v":12.465,"d":"12"},{"v":0.055,"d":"0"},{"v":11067.929,"d":"11,068"},{"v":419.65,"d":"420"},{"v":42.097,"d":"42"},{"v":11079.447,"d":"11,079"},null,6.681,6.641,0.012,{"v":2434.652,"d":"2,434.652"},0.046,0.005,{"v":2437.186,"d":"2,437.186"},null,0.321,0.323,{"v":1E-3,"d":"0.001"},116.889,{"v":2E-3,"d":"0.002"},{"v":0,"d":"0.000"},117.011,null,6.681,6.641,0.012,{"v":2434.652,"d":"2,434.652"},0.046,0.005,{"v":2437.186,"d":"2,437.186"},null,{"v":30.373,"d":"30"},{"v":12.465,"d":"12"},{"v":0.055,"d":"0"},{"v":11067.929,"d":"11,068"},{"v":419.65,"d":"420"},{"v":42.097,"d":"42"},null,{"v":189374.901,"d":"189,375"},{"v":77261.599,"d":"77,262"},{"v":189374.901,"d":"189,375"},{"v":77261.599,"d":"77,262"},"EPA/CAMD","EPA/CAMD","EPA/CAMD","EIA","EIA","EIA","--","EPA/CAMD","EPA/CAMD",{"$nulls":14},{"v":20828.739702,"d":"20,828.740"},0,{"v":-387.8,"d":"(388)"},{"v":9479.8,"d":"9,480"},0,0,0,0,0,0,0,0,{"v":9092,"d":"9,092"},0,0,{"v":9092,"d":"9,092"},0,{"v":0,"d":"0.0%"},{"v":0,"d":"0.0%"},{"v":1,"d":"100.0%"},{"v":0,"d":"0.0%"},{"v":0,"d":"0.0%"},{"v":0,"d":"0.0%"},{"v":0,"d":"0.0%"},{"v":0,"d":"0.0%"},{"v":0,"d":"0.0%"},{"v":0,"d":"0.0%"},{"v":0,"d":"0.0%"},{"v":1,"d":"100.0%"},{"v":0,"d":"0.0%"},{"v":0,"d":"0.0%"},{"v":1,"d":"100.0%"},{"v":0,"d":"0.0%"}]
[6575,2019,"NC","Carolina Poultry Power Farmville",62873,"Pitt & Greene Elec Member Corp",14857,"Carolina Poultry Power",62749,"IPP CHP","Southeastern Power Administration","SEPA","SERC","SRVC","SERC Virginia/Carolina",null,"37","147","Pitt",35.591719,-77.614507,3,3,"AB","BIOMASS",null,{"v":0.01766,"d":"0.0177"},1.7,{"v":1,"d":"1.0000"},"Yes","Yes",{"v":46510.4,"d":"46,510"},{"v":0.019,"d":"0"},{"v":0.025087,"d":"0.0251"},null,{"v":1613.412,"d":"1,613"},{"v":387.668,"d":"388"},{"v":1613.412,"d":"1,613"},{"v":387.668,"d":"388"},263,{"v":63.163,"d":"63"},{"v":0.095,"d":"0"},{"v":0.023,"d":"0"},{"v":0.02,"d":"0"},0,{"v":113.823,"d":"114"},{"v":14.939,"d":"15"},{"v":3.649,"d":"4"},null,0.724,0.724,0.153,{"v":0,"d":"0.000"},0.433,0.057,27.747,null,0.118,0.118,0.025,{"v":0,"d":"0.000"},0.071,0.009,4.523,null,0.724,0.724,0.153,{"v":0,"d":"0.000"},0.433,0.057,27.747,null,{"v":3.797,"d":"4"},{"v":0.912,"d":"1"},{"v":0.804,"d":"1"},{"v":8377.417,"d":"8,377"},{"v":4537.152,"d":"4,537"},{"v":595.501,"d":"596"},null,{"v":64313.001,"d":"64,313"},{"v":15453,"d":"15,453"},{"v":64313.001,"d":"64,313"},{"v":15453,"d":"15,453"},"EIA","EIA","EIA","EIA","EIA","EIA","--","EIA","EIA",{"$nulls":3},{"v":8377.417,"d":"8,377"},null,null,{"v":62699.588,"d":"62,700"},{"v":15065.332,"d":"15,065"},{"v":3.702,"d":"4"},{"v":0.889,"d":"1"},{"v":0.784,"d":"1"},{"v":8377.417,"d":"8,377"},{"v":4423.329,"d":"4,423"},{"v":580.562,"d":"581"},{"v":6134.647878,"d":"6,134.648"},0,0,0,0,0,263,0,0,0,0,0,0,263,263,263,0,{"v":0,"d":"0.0%"},{"v":0,"d":"0.0%"},{"v":0,"d":"0.0%"},{"v":0,"d":"0.0%"},{"v":0,"d":"0.0%"},{"v":1,"d":"100.0%"},{"v":0,"d":"0.0%"},{"v":0,"d":"0.0%"},{"v":0,"d":"0.0%"},{"v":0,"d":"0.0%"},{"v":0,"d":"0.0%"},{"v":0,"d":"0.0%"},{"v":1,"d":"100.0%"},{"v":1,"d":"100.0%"},{"v":1,"d":"100.0%"},{"v":0,"d":"0.0%"}]
[6602,2019,"NC","CII Methane Management IV, LLC",59711,"Duke Energy Progress - (NC)",3046,"Frontier Operation Services",63199,"IPP Non-CHP","Duke Energy Progress East","CPLE","SERC","SRVC","SERC Virginia/Carolina",null,"37","101","Johnston",35.511903,-78.433794,1,1,"LFG","BIOMASS",null,{"v":0.69991,"d":"0.6999"},1.6,{"v":0.166809360730594,"d":"0.1668"},"Yes",{"$nulls":5},{"v":106917,"d":"106,917"},{"v":44291,"d":"44,291"},{"v":106917,"d":"106,917"},{"v":44291,"d":"44,291"},{"v":9810,"d":"9,810"},{"v":4064,"d":"4,064"},0,0,{"v":1.791,"d":"2"},0,0,0,0,null,{"v":0,"d":"0.000"},{"v":0,"d":"0.000"},0.365,{"v":0,"d":"0.000"},{"v":0,"d":"0.000"},{"v":0,"d":"0.000"},{"v":0,"d":"0.000"},null,{"v":0,"d":"0.000"},{"v":0,"d":"0.000"},0.033,{"v":0,"d":"0.000"},{"v":0,"d":"0.000"},{"v":0,"d":"0.000"},{"v":0,"d":"0.000"},null,{"v":0,"d":"0.000"},{"v":0,"d":"0.000"},0.365,{"v":0,"d":"0.000"},{"v":0,"d":"0.000"},{"v":0,"d":"0.000"},{"v":0,"d":"0.000"},null,{"v":71.245,"d":"71"},{"v":29.514,"d":"30"},{"v":2.406,"d":"2"},{"v":6789.207,"d":"6,789"},{"v":248.689,"d":"249"},{"v":24.869,"d":"25"},null,{"v":106917,"d":"106,917"},{"v":44291,"d":"44,291"},{"v":106917,"d":"106,917"},{"v":44291,"d":"44,291"},"EIA","EIA","EIA","EIA","EIA","EIA","--","EIA","EIA",{"v":71.245,"d":"71"},{"v":29.514,"d":"30"},{"v":0.615,"d":"1"},{"v":6789.207,"d":"6,789"},{"v":248.689,"d":"249"},{"v":24.869,"d":"25"},{"$nulls":8},{"v":10898.776758,"d":"10,898.777"},0,0,0,0,0,{"v":9810,"d":"9,810"},0,0,0,0,0,0,{"v":9810,"d":"9,810"},{"v":9810,"d":"9,810"},{"v":9810,"d":"9,810"},0,{"v":0,"d":"0.0%"},{"v":0,"d":"0.0%"},{"v":0,"d":"0.0%"},{"v":0,"d":"0.0%"},{"v":0,"d":"0.0%"},{"v":1,"d":"100.0%"},{"v":0,"d":"0.0%"},{"v":0,"d":"0.0%"},{"v":0,"d":"0.0%"},{"v":0,"d":"0.0%"},{"v":0,"d":"0.0%"},{"v":0,"d":"0.0%"},{"v":1,"d":"100.0%"},{"v":1,"d":"100.0%"},{"v":1,"d":"100.0%"},{"v":0,"d":"0.0%"}]
[6618,2019,"NC","Conetoe Solar",60188,"Virginia Electric & Power Co",19876,"Conetoe Solar, LLC",59951,"IPP Non-CHP","PJM Interconnection, LLC","PJM","SERC","SRVC","SERC Virginia/Carolina","PJM","37","065","Edgecombe",35.825182,-77.457772,1,1,"SUN","SOLAR",null,{"v":0.22936,"d":"0.2294"},{"v":5,"d":"5.0"},{"$nulls":9},{"v":89461,"d":"89,461"},{"v":46001,"d":"46,001"},{"v":10046,"d":"10,046"},{"v":5166,"d":"5,166"},{"$nulls":41},{"v":89461,"d":"89,461"},{"v":46001,"d":"46,001"},{"$nulls":6},"--","EIA","EIA",{"$nulls":15},0,0,0,0,0,0,0,{"v":10046,"d":"10,046"},0,0,0,0,{"v":10046,"d":"10,046"},{"v":10046,"d":"10,046"},0,{"v":10046,"d":"10,046"},{"v":0,"d":"0.0%"},{"v":0,"d":"0.0%"},{"v":0,"d":"0.0%"},{"v":0,"d":"0.0%"},{"v":0,"d":"0.0%"},{"v":0,"d":"0.0%"},{"v":0,"d":"0.0%"},{"v":1,"d":"100.0%"},{"v":0,"d":"0.0%"},{"v":0,"d":"0.0%"},{"v":0,"d":"0.0%"},{"v":0,"d":"0.0%"},{"v":1,"d":"100.0%"},{"v":1,"d":"100.0%"},{"v":0,"d":"0.0%"},{"v":1,"d":"100.0%"}]
[6641,2019,"NC","Cubera Solar, LLC",63346,"Duke Energy Progress - (NC)",3046,"Cubera Solar, LLC",63120,"IPP Non-CHP","Duke Energy Progress East","CPLE","SERC","SRVC","SERC Virginia/Carolina",null,"37","085","Harnett",35.330022,-78.610091,1,1,"SUN","SOLAR",null,null,{"v":2,"d":"2.0"},{"$nulls":62},"--"]
[6673,2019,"NC","East Wayne Solar LLC",59189,"Duke Energy Progress - (NC)",3046,"East Wayne Solar LLC",58993,"IPP Non-CHP","Duke Energy Progress East","CPLE","SERC","SRVC","SERC Virginia/Carolina",null,"37","191","Wayne",35.441667,-77.85,1,1,"SUN","SOLAR",null,0.2145,{"v":2,"d":"2.0"},{"$nulls":9},{"v":33465,"d":"33,465"},{"v":17208,"d":"17,208"},{"v":3758,"d":"3,758"},{"v":1932,"d":"1,932"},{"$nulls":41},{"v":33465,"d":"33,465"},{"v":17208,"d":"17,208"},{"$nulls":6},"--","EIA","EIA",{"$nulls":15},0,0,0,0,0,0,0,{"v":3758,"d":"3,758"},0,0,0,0,{"v":3758,"d":"3,758"},{"v":3758,"d":"3,758"},0,{"v":3758,"d":"3,758"},{"v":0,"d":"0.0%"},{"v":0,"d":"0.0%"},{"v":0,"d":"0.0%"},{"v":0,"d":"0.0%"},{"v":0,"d":"0.0%"},{"v":0,"d":"0.0%"},{"v":0,"d":"0.0%"},{"v":1,"d":"100.0%"},{"v":0,"d":"0.0%"},{"v":0,"d":"0.0%"},{"v":0,"d":"0.0%"},{"v":0,"d":"0.0%"},{"v":1,"d":"100.0%"},{"v":1,"d":"100.0%"},{"v":0,"d":"0.0%"},{"v":1,"d":"100.0%"}]
[6702,2019,"NC","Fern Solar LLC",62798,"Virginia Electric & Power Co",19876,"BayWa r.e. Solar Projects LLC",59613,"IPP Non-CHP","PJM Interconnection, LLC","PJM","SERC","SRVC","SERC Virginia/Carolina","PJM","37","065","Edgecombe",36.003272,-77.696443,1,1,"SUN","SOLAR",null,null,{"v":100,"d":"100.0"},{"$nulls":62},"--"]
[6705,2019,"NC","Five Forks Solar",59951,"Duke Energy Carolinas, LLC",5416,"Five Forks Solar",61857,"IPP Non-CHP","PJM Interconnection, LLC","PJM","RFC","SRVC","SERC Virginia/Carolina","PJM","37","185","Warren",36.515544,-78.033704,1,1,"SUN","SOLAR",null,{"v":0.00159,"d":"0.0016"},{"v":20,"d":"20.0"},{"$nulls":9},{"v":2476,"d":"2,476"},0,278,0,{"$nulls":41},{"v":2476,"d":"2,476"},0,{"$nulls":6},"--","EIA","EIA",{"$nulls":15},0,0,0,0,0,0,0,278,0,0,0,0,278,278,0,278,{"v":0,"d":"0.0%"},{"v":0,"d":"0.0%"},{"v":0,"d":"0.0%"},{"v":0,"d":"0.0%"},{"v":0,"d":"0.0%"},{"v":0,"d":"0.0%"},{"v":0,"d":"0.0%"},{"v":1,"d":"100.0%"},{"v":0,"d":"0.0%"},{"v":0,"d":"0.0%"},{"v":0,"d":"0.0%"},{"v":0,"d":"0.0%"},{"v":1,"d":"100.0%"},{"v":1,"d":"100.0%"},{"v":0,"d":"0.0%"},{"v":1,"d":"100.0%"}]
[6737,2019,"NC","Gaston Solar",59642,"Virginia Electric & Power Co",19876,"Gaston Solar LLC",59403,"IPP Non-CHP","PJM Interconnection, LLC","PJM","SERC","SRVC","SERC Virginia/Carolina","PJM","37","131","Northampton",36.514722,-77.656111,1,1,"SUN","SOLAR",null,{"v":0.18591,"d":"0.1859"},{"v":5,"d":"5.0"},{"$nulls":9},{"v":72512,"d":"72,512"},{"v":37285,"d":"37,285"},{"v":8143,"d":"8,143"},{"v":4187,"d":"4,187"},{"$nulls":41},{"v":72512,"d":"72,512"},{"v":37285,"d":"37,285"},{"$nulls":6},"--","EIA","EIA",{"$nulls":15},0,0,0,0,0,0,0,{"v":8143,"d":"8,143"},0,0,0,0,{"v":8143,"d":"8,143"},{"v":8143,"d":"8,143"},0,{"v":8143,"d":"8,143"},{"v":0,"d":"0.0%"},{"v":0,"d":"0.0%"},{"v":0,"d":"0.0%"},{"v":0,"d":"0.0%"},{"v":0,"d":"0.0%"},{"v":0,"d":"0.0%"},{"v":0,"d":"0.0%"},{"v":1,"d":"100.0%"},{"v":0,"d":"0.0%"},{"v":0,"d":"0.0%"},{"v":0,"d":"0.0%"},{"v":0,"d":"0.0%"},{"v":1,"d":"100.0%"},{"v":1,"d":"100.0%"},{"v":0,"d":"0.0%"},{"v":1,"d":"100.0%"}]
[6760,2019,"NC","Happy Solar",59512,"Duke Energy Progress - (NC)",3046,"Cypress Creek Renewables",61060,"IPP Non-CHP","Duke Energy Progress East","CPLE","SERC","SRVC","SERC Virginia/Carolina",null,"37","101","Johnston",35.3965,-78.5108,1,1,"SUN","SOLAR",null,{"v":0.20051,"d":"0.2005"},{"v":4,"d":"4.0"},{"$nulls":9},{"v":62567,"d":"62,567"},{"v":32171,"d":"32,171"},{"v":7026,"d":"7,026"},{"v":3613,"d":"3,613"},{"$nulls":41},{"v":62567,"d":"62,567"},{"v":32171,"d":"32,171"},{"$nulls":6},"--","EIA","EIA",{"$nulls":15},0,0,0,0,0,0,0,{"v":7026,"d":"7,026"},0,0,0,0,{"v":7026,"d":"7,026"},{"v":7026,"d":"7,026"},0,{"v":7026,"d":"7,026"},{"v":0,"d":"0.0%"},{"v":0,"d":"0.0%"},{"v":0,"d":"0.0%"},{"v":0,"d":"0.0%"},{"v":0,"d":"0.0%"},{"v":0,"d":"0.0%"},{"v":0,"d":"0.0%"},{"v":1,"d":"100.0%"},{"v":0,"d":"0.0%"},{"v":0,"d":"0.0%"},{"v":0,"d":"0.0%"},{"v":0,"d":"0.0%"},{"v":1,"d":"100.0%"},{"v":1,"d":"100.0%"},{"v":0,"d":"0.0%"},{"v":1,"d":"100.0%"}]
[6776,2019,"NC","Hertford Solar Farm",60384,"Virginia Electric & Power Co",19876,"SolNCPower10, LLC",60183,"IPP Non-CHP","PJM Interconnection, LLC","PJM","SERC","SRVC","SERC Virginia/Carolina","PJM","37","143","Perquimans",36.13026,-76.490915,1,1,"SUN","SOLAR",null,{"v":0.18564,"d":"0.1856"},{"v":5,"d":"5.0"},{"$nulls":9},{"v":72405,"d":"72,405"},{"v":37230,"d":"37,230"},{"v":8131,"d":"8,131"},{"v":4181,"d":"4,181"},{"$nulls":41},{"v":72405,"d":"72,405"},{"v":37230,"d":"37,230"},{"$nulls":6},"--","EIA","EIA",{"$nulls":15},0,0,0,0,0,0,0,{"v":8131,"d":"8,131"},0,0,0,0,{"v":8131,"d":"8,131"},{"v":8131,"d":"8,131"},0,{"v":8131,"d":"8,131"},{"v":0,"d":"0.0%"},{"v":0,"d":"0.0%"},{"v":0,"d":"0.0%"},{"v":0,"d":"0.0%"},{"v":0,"d":"0.0%"},{"v":0,"d":"0.0%"},{"v":0,"d":"0.0%"},{"v":1,"d":"100.0%"},{"v":0,"d":"0.0%"},{"v":0,"d":"0.0%"},{"v":0,"d":"0.0%"},{"v":0,"d":"0.0%"},{"v":1,"d":"100.0%"},{"v":1,"d":"100.0%"},{"v":0,"d":"0.0%"},{"v":1,"d":"100.0%"}]
[6803,2019,"NC","Icarus Solar",60169,"Duke Energy Carolinas, LLC",5416,"Sunlight Partners",58658,"IPP Non-CHP","Duke Energy Carolinas","DUK","SERC","SRVC","SERC Virginia/Carolina",null,"37","191","Wayne",35.369459,-77.853381,1,1,"SUN","SOLAR",null,null,{"v":3,"d":"3.0"},{"$nulls":62},"--"]
[6837,2019,"NC","Jackson Solar Farm",61292,"City of Wilson",20785,"GCL New Energy, Inc.",60888,"IPP Non-CHP","Duke Energy Progress East","CPLE","SERC","SRVC","SERC Virginia/Carolina",null,"37","195","Wilson",35.75,-77.83,1,1,"SUN","SOLAR",null,{"v":0.19573,"d":"0.1957"},{"v":10,"d":"10.0"},null,null,"Yes",0,null,{"v":1,"d":"1.0000"},{"$nulls":3},{"v":152686,"d":"152,686"},null,{"v":17146,"d":"17,146"},{"v":8816,"d":"8,816"},{"$nulls":41},{"v":152686,"d":"152,686"},{"v":78511,"d":"78,511"},{"$nulls":6},"--","EIA","EIA",{"$nulls":15},0,0,0,0,0,0,0,{"v":17146,"d":"17,146"},0,0,0,0,{"v":17146,"d":"17,146"},{"v":17146,"d":"17,146"},0,{"v":17146,"d":"17,146"},{"v":0,"d":"0.0%"},{"v":0,"d":"0.0%"},{"v":0,"d":"0.0%"},{"v":0,"d":"0.0%"},{"v":0,"d":"0.0%"},{"v":0,"d":"0.0%"},{"v":0,"d":"0.0%"},{"v":1,"d":"100.0%"},{"v":0,"d":"0.0%"},{"v":0,"d":"0.0%"},{"v":0,"d":"0.0%"},{"v":0,"d":"0.0%"},{"v":1,"d":"100.0%"},{"v":1,"d":"100.0%"},{"v":0,"d":"0.0%"},{"v":1,"d":"100.0%"}]
[6854,2019,"NC","Kenansville Solar 2, LLC",58803,"Duke Energy Carolinas, LLC",5416,"Cypress Creek Renewables",61060,"IPP Non-CHP","Duke Energy Carolinas","DUK","SERC","SRVC","SERC Virginia/Carolina",null,"37","061","Duplin",34.957778,-77.981667,1,1,"SUN","SOLAR",null,{"v":0.20017,"d":"0.2002"},{"v":2,"d":"2.0"},{"$nulls":9},{"v":31231,"d":"31,231"},{"v":16059,"d":"16,059"},{"v":3507,"d":"3,507"},{"v":1803,"d":"1,803"},{"$nulls":41},{"v":31231,"d":"31,231"},{"v":16059,"d":"16,059"},{"$nulls":6},"--","EIA","EIA",{"$nulls":15},0,0,0,0,0,0,0,{"v":3507,"d":"3,507"},0,0,0,0,{"v":3507,"d":"3,507"},{"v":3507,"d":"3,507"},0,{"v":3507,"d":"3,507"},{"v":0,"d":"0.0%"},{"v":0,"d":"0.0%"},{"v":0,"d":"0.0%"},{"v":0,"d":"0.0%"},{"v":0,"d":"0.0%"},{"v":0,"d":"0.0%"},{"v":0,"d":"0.0%"},{"v":1,"d":"100.0%"},{"v":0,"d":"0.0%"},{"v":0,"d":"0.0%"},{"v":0,"d":"0.0%"},{"v":0,"d":"0.0%"},{"v":1,"d":"100.0%"},{"v":1,"d":"100.0%"},{"v":0,"d":"0.0%"},{"v":1,"d":"100.0%"}]
[6868,2019,"NC","Lake Lure",2773,"Duke Energy Carolinas, LLC",5416,"Lake Lure Town of",10604,"IPP Non-CHP","Duke Energy Carolinas","DUK","SERC","SRVC","SERC Virginia/Carolina",null,"37","161","Rutherford",35.42591,-82.184005,2,2,"WAT","HYDRO",null,{"v":0.32252,"d":"0.3225"},3.6,{"$nulls":9},{"v":90573,"d":"90,573"},{"v":31124.001,"d":"31,124"},{"v":10171,"d":"10,171"},{"v":3495,"d":"3,495"},{"$nulls":41},{"v":90573,"d":"90,573"},{"v":31124.001,"d":"31,124"},{"$nulls":6},"--","EIA","EIA",{"$nulls":15},0,0,0,0,{"v":10171,"d":"10,171"},0,0,0,0,0,0,0,{"v":10171,"d":"10,171"},0,0,{"v":10171,"d":"10,171"},{"v":0,"d":"0.0%"},{"v":0,"d":"0.0%"},{"v":0,"d":"0.0%"},{"v":0,"d":"0.0%"},{"v":1,"d":"100.0%"},{"v":0,"d":"0.0%"},{"v":0,"d":"0.0%"},{"v":0,"d":"0.0%"},{"v":0,"d":"0.0%"},{"v":0,"d":"0.0%"},{"v":0,"d":"0.0%"},{"v":0,"d":"0.0%"},{"v":1,"d":"100.0%"},{"v":0,"d":"0.0%"},{"v":0,"d":"0.0%"},{"v":1,"d":"100.0%"}]
[6893,2019,"NC","Littlefield Solar Center LLC",58809,"Duke Energy Progress - (NC)",3046,"SRE Utility Solar 1, LLC",61119,"IPP Non-CHP","Duke Energy Progress East","CPLE","SERC","SRVC","SERC Virginia/Carolina",null,"37","147","Pitt",35.433889,-77.438056,1,1,"SUN","SOLAR",null,{"v":0.21053,"d":"0.2105"},{"v":5,"d":"5.0"},{"$nulls":9},{"v":82113,"d":"82,113"},{"v":42223,"d":"42,223"},{"v":9221,"d":"9,221"},{"v":4741,"d":"4,741"},{"$nulls":41},{"v":82113,"d":"82,113"},{"v":42223,"d":"42,223"},{"$nulls":6},"--","EIA","EIA",{"$nulls":15},0,0,0,0,0,0,0,{"v":9221,"d":"9,221"},0,0,0,0,{"v":9221,"d":"9,221"},{"v":9221,"d":"9,221"},0,{"v":9221,"d":"9,221"},{"v":0,"d":"0.0%"},{"v":0,"d":"0.0%"},{"v":0,"d":"0.0%"},{"v":0,"d":"0.0%"},{"v":0,"d":"0.0%"},{"v":0,"d":"0.0%"},{"v":0,"d":"0.0%"},{"v":1,"d":"100.0%"},{"v":0,"d":"0.0%"},{"v":0,"d":"0.0%"},{"v":0,"d":"0.0%"},{"v":0,"d":"0.0%"},{"v":1,"d":"100.0%"},{"v":1,"d":"100.0%"},{"v":0,"d":"0.0%"},{"v":1,"d":"100.0%"}]
[6911,2019,"NC","Martin Creek Farm LLC",59124,"Duke Energy Progress - (NC)",3046,"Martin Creek Farm LLC",58924,"IPP Non-CHP","Duke Energy Progress East","CPLE","SERC","SRVC","SERC Virginia/Carolina",null,"37","181","Vance",36.286389,-78.386111,1,1,"SUN","SOLAR",null,{"v":0.18801,"d":"0.1880"},{"v":3,"d":"3.0"},{"$nulls":9},{"v":43998,"d":"43,998"},{"v":22624,"d":"22,624"},{"v":4941,"d":"4,941"},{"v":2541,"d":"2,541"},{"$nulls":41},{"v":43998,"d":"43,998"},{"v":22624,"d":"22,624"},{"$nulls":6},"--","EIA","EIA",{"$nulls":15},0,0,0,0,0,0,0,{"v":4941,"d":"4,941"},0,0,0,0,{"v":4941,"d":"4,941"},{"v":4941,"d":"4,941"},0,{"v":4941,"d":"4,941"},{"v":0,"d":"0.0%"},{"v":0,"d":"0.0%"},{"v":0,"d":"0.0%"},{"v":0,"d":"0.0%"},{"v":0,"d":"0.0%"},{"v":0,"d":"0.0%"},{"v":0,"d":"0.0%"},{"v":1,"d":"100.0%"},{"v":0,"d":"0.0%"},{"v":0,"d":"0.0%"},{"v":0,"d":"0.0%"},{"v":0,"d":"0.0%"},{"v":1,"d":"100.0%"},{"v":1,"d":"100.0%"},{"v":0,"d":"0.0%"},{"v":1,"d":"100.0%"}]
[6932,2019,"NC","Mill Pond Solar Farm, LLC",61196,"Duke Energy Progress - (NC)",3046,"Soltage LLC",60163,"IPP Non-CHP","Duke Energy Progress East","CPLE","SERC","SRVC","SERC Virginia/Carolina",null,"37","047","Columbus",34.307121,-78.701463,1,1,"SUN","SOLAR",null,{"v":0.22721,"d":"0.2272"},{"v":5,"d":"5.0"},{"$nulls":9},{"v":88623,"d":"88,623"},{"v":45570,"d":"45,570"},{"v":9952,"d":"9,952"},{"v":5117,"d":"5,117"},{"$nulls":41},{"v":88623,"d":"88,623"},{"v":45570,"d":"45,570"},{"$nulls":6},"--","EIA","EIA",{"$nulls":15},0,0,0,0,0,0,0,{"v":9952,"d":"9,952"},0,0,0,0,{"v":9952,"d":"9,952"},{"v":9952,"d":"9,952"},0,{"v":9952,"d":"9,952"},{"v":0,"d":"0.0%"},{"v":0,"d":"0.0%"},{"v":0,"d":"0.0%"},{"v":0,"d":"0.0%"},{"v":0,"d":"0.0%"},{"v":0,"d":"0.0%"},{"v":0,"d":"0.0%"},{"v":1,"d":"100.0%"},{"v":0,"d":"0.0%"},{"v":0,"d":"0.0%"},{"v":0,"d":"0.0%"},{"v":0,"d":"0.0%"},{"v":1,"d":"100.0%"},{"v":1,"d":"100.0%"},{"v":0,"d":"0.0%"},{"v":1,"d":"100.0%"}]
[6966,2019,"NC","Murdock Solar",59509,"Duke Energy Progress - (NC)",3046,"Cypress Creek Renewables",61060,"IPP Non-CHP","Duke Energy Progress East","CPLE","SERC","SRVC","SERC Virginia/Carolina",null,"37","101","Johnston",35.6633,-78.5206,1,1,"SUN","SOLAR",null,{"v":0.20114,"d":"0.2011"},{"v":4,"d":"4.0"},{"$nulls":9},{"v":62763,"d":"62,763"},{"v":32273,"d":"32,273"},{"v":7048,"d":"7,048"},{"v":3624,"d":"3,624"},{"$nulls":41},{"v":62763,"d":"62,763"},{"v":32273,"d":"32,273"},{"$nulls":6},"--","EIA","EIA",{"$nulls":15},0,0,0,0,0,0,0,{"v":7048,"d":"7,048"},0,0,0,0,{"v":7048,"d":"7,048"},{"v":7048,"d":"7,048"},0,{"v":7048,"d":"7,048"},{"v":0,"d":"0.0%"},{"v":0,"d":"0.0%"},{"v":0,"d":"0.0%"},{"v":0,"d":"0.0%"},{"v":0,"d":"0.0%"},{"v":0,"d":"0.0%"},{"v":0,"d":"0.0%"},{"v":1,"d":"100.0%"},{"v":0,"d":"0.0%"},{"v":0,"d":"0.0%"},{"v":0,"d":"0.0%"},{"v":0,"d":"0.0%"},{"v":1,"d":"100.0%"},{"v":1,"d":"100.0%"},{"v":0,"d":"0.0%"},{"v":1,"d":"100.0%"}]
[6993,2019,"NC","North Carolina Solar III LLC",58880,"Duke Energy Carolinas, LLC",5416,"SRE Utility Solar 1, LLC",61119,"IPP Non-CHP","Duke Energy Carolinas","DUK","SERC","SRVC","SERC Virginia/Carolina",null,"37","165","Scotland",34.766667,-79.559722,1,1,"SUN","SOLAR",null,{"v":0.20541,"d":"0.2054"},4.9,{"$nulls":9},{"v":78516,"d":"78,516"},{"v":40373,"d":"40,373"},{"v":8817,"d":"8,817"},{"v":4534,"d":"4,534"},{"$nulls":41},{"v":78516,"d":"78,516"},{"v":40373,"d":"40,373"},{"$nulls":6},"--","EIA","EIA",{"$nulls":15},0,0,0,0,0,0,0,{"v":8817,"d":"8,817"},0,0,0,0,{"v":8817,"d":"8,817"},{"v":8817,"d":"8,817"},0,{"v":8817,"d":"8,817"},{"v":0,"d":"0.0%"},{"v":0,"d":"0.0%"},{"v":0,"d":"0.0%"},{"v":0,"d":"0.0%"},{"v":0,"d":"0.0%"},{"v":0,"d":"0.0%"},{"v":0,"d":"0.0%"},{"v":1,"d":"100.0%"},{"v":0,"d":"0.0%"},{"v":0,"d":"0.0%"},{"v":0,"d":"0.0%"},{"v":0,"d":"0.0%"},{"v":1,"d":"100.0%"},{"v":1,"d":"100.0%"},{"v":0,"d":"0.0%"},{"v":1,"d":"100.0%"}]
[6998,2019,"NC","Ocracoke Hybrid",6377,"Tideland Electric Member Corp",19108,"North Carolina El Member Corp",13683,"Electric Utility","PJM Interconnection, LLC","PJM","SERC","SRVC","SERC Virginia/Carolina","PJM","37","095","Hyde",35.109444,-75.979722,2,2,"DFO","OIL",null,{"v":0.00377,"d":"0.0038"},{"v":4,"d":"4.0"},{"v":1,"d":"1.0000"},{"$nulls":6},{"v":2424,"d":"2,424"},817,{"v":2424,"d":"2,424"},817,132,44,{"v":3.896,"d":"4"},{"v":1.314,"d":"1"},{"v":0.352,"d":"0"},{"v":197.951,"d":"198"},{"v":16.032,"d":"16"},{"v":3.206,"d":"3"},{"v":198.629,"d":"199"},null,{"v":59.03,"d":"59.030"},59.727,5.326,{"v":2999.258,"d":"2,999.258"},0.121,0.024,{"v":3009.533,"d":"3,009.533"},null,3.215,3.217,{"v":0.29,"d":"0.290"},163.326,0.007,{"v":1E-3,"d":"0.001"},163.885,null,{"v":59.03,"d":"59.030"},59.727,5.326,{"v":2999.258,"d":"2,999.258"},0.121,0.024,{"v":3009.533,"d":"3,009.533"},null,{"v":3.896,"d":"4"},{"v":1.314,"d":"1"},{"v":0.352,"d":"0"},{"v":197.951,"d":"198"},{"v":16.032,"d":"16"},{"v":3.206,"d":"3"},null,{"v":2424,"d":"2,424"},817,{"v":2424,"d":"2,424"},817,"EIA","EIA","EIA","EIA","EIA","EIA","--","EIA","EIA",{"$nulls":14},{"v":18363.636364,"d":"18,363.636"},0,141,0,0,0,0,0,0,0,0,{"v":-9,"d":"(9)"},132,0,0,132,0,{"v":0,"d":"0.0%"},{"v":1,"d":"100.0%"},{"v":0,"d":"0.0%"},{"v":0,"d":"0.0%"},{"v":0,"d":"0.0%"},{"v":0,"d":"0.0%"},{"v":0,"d":"0.0%"},{"v":0,"d":"0.0%"},{"v":0,"d":"0.0%"},{"v":0,"d":"0.0%"},{"v":0,"d":"0.0%"},{"v":1,"d":"100.0%"},{"v":0,"d":"0.0%"},{"v":0,"d":"0.0%"},{"v":1,"d":"100.0%"},{"v":0,"d":"0.0%"}]
[7028,2019,"NC","PCS Phosphate",50509,"Duke Energy Progress - (NC)",3046,"PCS Phosphate",22175,"Industrial CHP","Duke Energy Progress East","CPLE","SERC","SRVC","SERC Virginia/Carolina",null,"37","013","Beaufort",35.376266,-76.779864,1,1,"WH","OTHF",null,{"v":0.44999,"d":"0.4500"},{"v":54,"d":"54.0"},{"v":0.583354473194656,"d":"0.5834"},null,"Yes",0,null,{"v":1,"d":"1.0000"},{"$nulls":3},{"v":1895534,"d":"1,895,534"},null,{"v":212862,"d":"212,862"},{"v":79184,"d":"79,184"},{"$nulls":41},{"v":1895534,"d":"1,895,534"},{"v":705132,"d":"705,132"},{"$nulls":6},"--","EIA","EIA",{"$nulls":15},0,0,0,0,0,0,0,0,0,0,{"v":212862,"d":"212,862"},{"v":212862,"d":"212,862"},0,0,{"v":212862,"d":"212,862"},0,{"v":0,"d":"0.0%"},{"v":0,"d":"0.0%"},{"v":0,"d":"0.0%"},{"v":0,"d":"0.0%"},{"v":0,"d":"0.0%"},{"v":0,"d":"0.0%"},{"v":0,"d":"0.0%"},{"v":0,"d":"0.0%"},{"v":0,"d":"0.0%"},{"v":0,"d":"0.0%"},{"v":1,"d":"100.0%"},{"v":1,"d":"100.0%"},{"v":0,"d":"0.0%"},{"v":0,"d":"0.0%"},{"v":1,"d":"100.0%"},{"v":0,"d":"0.0%"}]
[7053,2019,"NC","Progress Solar II, LLC",58494,"Duke Energy Progress - (NC)",3046,"Oppidum Renewables USA, LLC",63026,"IPP Non-CHP","Duke Energy Progress East","CPLE","SERC","SRVC","SERC Virginia/Carolina",null,"37","155","Robeson",34.476111,-79.0975,1,1,"SUN","SOLAR",null,{"v":0.19217,"d":"0.1922"},3.5,{"$nulls":9},{"v":52469,"d":"52,469"},{"v":26979,"d":"26,979"},{"v":5892,"d":"5,892"},{"v":3030,"d":"3,030"},{"$nulls":41},{"v":52469,"d":"52,469"},{"v":26979,"d":"26,979"},{"$nulls":6},"--","EIA","EIA",{"$nulls":15},0,0,0,0,0,0,0,{"v":5892,"d":"5,892"},0,0,0,0,{"v":5892,"d":"5,892"},{"v":5892,"d":"5,892"},0,{"v":5892,"d":"5,892"},{"v":0,"d":"0.0%"},{"v":0,"d":"0.0%"},{"v":0,"d":"0.0%"},{"v":0,"d":"0.0%"},{"v":0,"d":"0.0%"},{"v":0,"d":"0.0%"},{"v":0,"d":"0.0%"},{"v":1,"d":"100.0%"},{"v":0,"d":"0.0%"},{"v":0,"d":"0.0%"},{"v":0,"d":"0.0%"},{"v":0,"d":"0.0%"},{"v":1,"d":"100.0%"},{"v":1,"d":"100.0%"},{"v":0,"d":"0.0%"},{"v":1,"d":"100.0%"}]
[7067,2019,"NC","Red Hill Solar Center, LLC",59760,"Duke Energy Progress - (NC)",3046,"SRE Utility Solar 1, LLC",61119,"IPP Non-CHP","Duke Energy Progress East","CPLE","SERC","SRVC","SERC Virginia/Carolina",null,"37","185","Warren",36.404382,-78.141105,1,1,"SUN","SOLAR",null,{"v":0.19539,"d":"0.1954"},{"v":5,"d":"5.0"},{"$nulls":9},{"v":76211,"d":"76,211"},{"v":39187,"d":"39,187"},{"v":8558,"d":"8,558"},{"v":4401,"d":"4,401"},{"$nulls":41},{"v":76211,"d":"76,211"},{"v":39187,"d":"39,187"},{"$nulls":6},"--","EIA","EIA",{"$nulls":15},0,0,0,0,0,0,0,{"v":8558,"d":"8,558"},0,0,0,0,{"v":8558,"d":"8,558"},{"v":8558,"d":"8,558"},0,{"v":8558,"d":"8,558"},{"v":0,"d":"0.0%"},{"v":0,"d":"0.0%"},{"v":0,"d":"0.0%"},{"v":0,"d":"0.0%"},{"v":0,"d":"0.0%"},{"v":0,"d":"0.0%"},{"v":0,"d":"0.0%"},{"v":1,"d":"100.0%"},{"v":0,"d":"0.0%"},{"v":0,"d":"0.0%"},{"v":0,"d":"0.0%"},{"v":0,"d":"0.0%"},{"v":1,"d":"100.0%"},{"v":1,"d":"100.0%"},{"v":0,"d":"0.0%"},{"v":1,"d":"100.0%"}]
[7096,2019,"NC","Roxboro Farm",58340,"Duke Energy Progress - (NC)",3046,"Roxboro Farm LLC",58326,"IPP Non-CHP","Duke Energy Progress East","CPLE","SERC","SRVC","SERC Virginia/Carolina",null,"37","145","Person",36.4797,-78.917364,1,1,"SUN","SOLAR",null,{"v":0.18039,"d":"0.1804"},{"v":5,"d":"5.0"},{"$nulls":9},{"v":70357,"d":"70,357"},{"v":36177,"d":"36,177"},{"v":7901,"d":"7,901"},{"v":4063,"d":"4,063"},{"$nulls":41},{"v":70357,"d":"70,357"},{"v":36177,"d":"36,177"},{"$nulls":6},"--","EIA","EIA",{"$nulls":15},0,0,0,0,0,0,0,{"v":7901,"d":"7,901"},0,0,0,0,{"v":7901,"d":"7,901"},{"v":7901,"d":"7,901"},0,{"v":7901,"d":"7,901"},{"v":0,"d":"0.0%"},{"v":0,"d":"0.0%"},{"v":0,"d":"0.0%"},{"v":0,"d":"0.0%"},{"v":0,"d":"0.0%"},{"v":0,"d":"0.0%"},{"v":0,"d":"0.0%"},{"v":1,"d":"100.0%"},{"v":0,"d":"0.0%"},{"v":0,"d":"0.0%"},{"v":0,"d":"0.0%"},{"v":0,"d":"0.0%"},{"v":1,"d":"100.0%"},{"v":1,"d":"100.0%"},{"v":0,"d":"0.0%"},{"v":1,"d":"100.0%"}]
[7128,2019,"NC","Shelby Solar Energy Generation Facility",57200,"City of Shelby - (NC)",17037,"Solar Star North Carolina I LLC",56563,"IPP Non-CHP","Duke Energy Carolinas","DUK","SERC","SRVC","SERC Virginia/Carolina",null,"37","045","Cleveland",35.2536,-81.5956,1,1,"SUN","SOLAR",null,{"v":0.15205,"d":"0.1521"},{"v":1,"d":"1.0"},{"$nulls":9},{"v":11861,"d":"11,861"},{"v":6099,"d":"6,099"},{"v":1332,"d":"1,332"},685,{"$nulls":41},{"v":11861,"d":"11,861"},{"v":6099,"d":"6,099"},{"$nulls":6},"--","EIA","EIA",{"$nulls":15},0,0,0,0,0,0,0,{"v":1332,"d":"1,332"},0,0,0,0,{"v":1332,"d":"1,332"},{"v":1332,"d":"1,332"},0,{"v":1332,"d":"1,332"},{"v":0,"d":"0.0%"},{"v":0,"d":"0.0%"},{"v":0,"d":"0.0%"},{"v":0,"d":"0.0%"},{"v":0,"d":"0.0%"},{"v":0,"d":"0.0%"},{"v":0,"d":"0.0%"},{"v":1,"d":"100.0%"},{"v":0,"d":"0.0%"},{"v":0,"d":"0.0%"},{"v":0,"d":"0.0%"},{"v":0,"d":"0.0%"},{"v":1,"d":"100.0%"},{"v":1,"d":"100.0%"},{"v":0,"d":"0.0%"},{"v":1,"d":"100.0%"}]
[7151,2019,"NC","Sonne One",58782,"Duke Energy Carolinas, LLC",5416,"Cypress Creek Renewables",61060,"IPP Non-CHP","Duke Energy Carolinas","DUK","SERC","SRVC","SERC Virginia/Carolina",null,"37","191","Wayne",35.437222,-77.833611,1,1,"SUN","SOLAR",null,{"v":0.21742,"d":"0.2174"},{"v":5,"d":"5.0"},{"$nulls":9},{"v":84802,"d":"84,802"},{"v":43604,"d":"43,604"},{"v":9523,"d":"9,523"},{"v":4897,"d":"4,897"},{"$nulls":41},{"v":84802,"d":"84,802"},{"v":43604,"d":"43,604"},{"$nulls":6},"--","EIA","EIA",{"$nulls":15},0,0,0,0,0,0,0,{"v":9523,"d":"9,523"},0,0,0,0,{"v":9523,"d":"9,523"},{"v":9523,"d":"9,523"},0,{"v":9523,"d":"9,523"},{"v":0,"d":"0.0%"},{"v":0,"d":"0.0%"},{"v":0,"d":"0.0%"},{"v":0,"d":"0.0%"},{"v":0,"d":"0.0%"},{"v":0,"d":"0.0%"},{"v":0,"d":"0.0%"},{"v":1,"d":"100.0%"},{"v":0,"d":"0.0%"},{"v":0,"d":"0.0%"},{"v":0,"d":"0.0%"},{"v":0,"d":"0.0%"},{"v":1,"d":"100.0%"},{"v":1,"d":"100.0%"},{"v":0,"d":"0.0%"},{"v":1,"d":"100.0%"}]
[7167,2019,"NC","Stagecoach Solar",59604,"Duke Energy Carolinas, LLC",5416,"Cypress Creek Renewables",61060,"IPP Non-CHP","Duke Energy Carolinas","DUK","SERC","SRVC","SERC Virginia/Carolina",null,"37","181","Vance",36.414722,-78.459722,1,1,"SUN","SOLAR",null,{"v":0.20516,"d":"0.2052"},{"v":5,"d":"5.0"},{"$nulls":9},{"v":80021,"d":"80,021"},{"v":41146,"d":"41,146"},{"v":8986,"d":"8,986"},{"v":4621,"d":"4,621"},{"$nulls":41},{"v":80021,"d":"80,021"},{"v":41146,"d":"41,146"},{"$nulls":6},"--","EIA","EIA",{"$nulls":15},0,0,0,0,0,0,0,{"v":8986,"d":"8,986"},0,0,0,0,{"v":8986,"d":"8,986"},{"v":8986,"d":"8,986"},0,{"v":8986,"d":"8,986"},{"v":0,"d":"0.0%"},{"v":0,"d":"0.0%"},{"v":0,"d":"0.0%"},{"v":0,"d":"0.0%"},{"v":0,"d":"0.0%"},{"v":0,"d":"0.0%"},{"v":0,"d":"0.0%"},{"v":1,"d":"100.0%"},{"v":0,"d":"0.0%"},{"v":0,"d":"0.0%"},{"v":0,"d":"0.0%"},{"v":0,"d":"0.0%"},{"v":1,"d":"100.0%"},{"v":1,"d":"100.0%"},{"v":0,"d":"0.0%"},{"v":1,"d":"100.0%"}]
[7183,2019,"NC","Sun Farm V, LLC",61287,"Virginia Electric & Power Co",19876,"Greenbacker Renewable Energy Corporation",60025,"IPP Non-CHP","PJM Interconnection, LLC","PJM","SERC","SRVC","SERC Virginia/Carolina","PJM","37","143","Perquimans",36.160629,-76.489357,1,1,"SUN","SOLAR",null,{"v":0.21059,"d":"0.2106"},{"v":5,"d":"5.0"},{"$nulls":9},{"v":82140,"d":"82,140"},{"v":42236,"d":"42,236"},{"v":9224,"d":"9,224"},{"v":4743,"d":"4,743"},{"$nulls":41},{"v":82140,"d":"82,140"},{"v":42236,"d":"42,236"},{"$nulls":6},"--","EIA","EIA",{"$nulls":15},0,0,0,0,0,0,0,{"v":9224,"d":"9,224"},0,0,0,0,{"v":9224,"d":"9,224"},{"v":9224,"d":"9,224"},0,{"v":9224,"d":"9,224"},{"v":0,"d":"0.0%"},{"v":0,"d":"0.0%"},{"v":0,"d":"0.0%"},{"v":0,"d":"0.0%"},{"v":0,"d":"0.0%"},{"v":0,"d":"0.0%"},{"v":0,"d":"0.0%"},{"v":1,"d":"100.0%"},{"v":0,"d":"0.0%"},{"v":0,"d":"0.0%"},{"v":0,"d":"0.0%"},{"v":0,"d":"0.0%"},{"v":1,"d":"100.0%"},{"v":1,"d":"100.0%"},{"v":0,"d":"0.0%"},{"v":1,"d":"100.0%"}]
[7202,2019,"NC","Tiburon Holdings",59217,"Duke Energy Carolinas, LLC",5416,"Heelstone Energy Holdings, LLC",59462,"IPP Non-CHP","Duke Energy Carolinas","DUK","SERC","SRVC","SERC Virginia/Carolina",null,"37","059","Davie",35.903333,-80.416944,1,1,"SUN","SOLAR",null,{"v":0.21614,"d":"0.2161"},{"v":5,"d":"5.0"},{"$nulls":9},{"v":84303,"d":"84,303"},{"v":43349,"d":"43,349"},{"v":9467,"d":"9,467"},{"v":4868,"d":"4,868"},{"$nulls":41},{"v":84303,"d":"84,303"},{"v":43349,"d":"43,349"},{"$nulls":6},"--","EIA","EIA",{"$nulls":15},0,0,0,0,0,0,0,{"v":9467,"d":"9,467"},0,0,0,0,{"v":9467,"d":"9,467"},{"v":9467,"d":"9,467"},0,{"v":9467,"d":"9,467"},{"v":0,"d":"0.0%"},{"v":0,"d":"0.0%"},{"v":0,"d":"0.0%"},{"v":0,"d":"0.0%"},{"v":0,"d":"0.0%"},{"v":0,"d":"0.0%"},{"v":0,"d":"0.0%"},{"v":1,"d":"100.0%"},{"v":0,"d":"0.0%"},{"v":0,"d":"0.0%"},{"v":0,"d":"0.0%"},{"v":0,"d":"0.0%"},{"v":1,"d":"100.0%"},{"v":1,"d":"100.0%"},{"v":0,"d":"0.0%"},{"v":1,"d":"100.0%"}]
[7238,2019,"NC","Waco Farm",58863,"Duke Energy Carolinas, LLC",5416,"Waco Farm LLC",58735,"IPP Non-CHP","Duke Energy Carolinas","DUK","SERC","SRVC","SERC Virginia/Carolina",null,"37","045","Cleveland",35.352222,-81.426111,1,1,"SUN","SOLAR",null,{"v":0.19279,"d":"0.1928"},{"v":5,"d":"5.0"},{"$nulls":9},{"v":75194,"d":"75,194"},{"v":38665,"d":"38,665"},{"v":8444,"d":"8,444"},{"v":4342,"d":"4,342"},{"$nulls":41},{"v":75194,"d":"75,194"},{"v":38665,"d":"38,665"},{"$nulls":6},"--","EIA","EIA",{"$nulls":15},0,0,0,0,0,0,0,{"v":8444,"d":"8,444"},0,0,0,0,{"v":8444,"d":"8,444"},{"v":8444,"d":"8,444"},0,{"v":8444,"d":"8,444"},{"v":0,"d":"0.0%"},{"v":0,"d":"0.0%"},{"v":0,"d":"0.0%"},{"v":0,"d":"0.0%"},{"v":0,"d":"0.0%"},{"v":0,"d":"0.0%"},{"v":0,"d":"0.0%"},{"v":1,"d":"100.0%"},{"v":0,"d":"0.0%"},{"v":0,"d":"0.0%"},{"v":0,"d":"0.0%"},{"v":0,"d":"0.0%"},{"v":1,"d":"100.0%"},{"v":1,"d":"100.0%"},{"v":0,"d":"0.0%"},{"v":1,"d":"100.0%"}]
[7263,2019,"NC","Water Filter Plant #2",55534,"City of Morganton - (NC)",12944,"City of Morganton - (NC)",12944,"Electric Utility","Duke Energy Carolinas","DUK","SERC","SRVC","SERC Virginia/Carolina",null,"37","023","Burke",35.737748,-81.7278,2,2,"DFO","OIL",null,{"v":0.00128,"d":"0.0013"},3.4,{"v":1,"d":"1.0000"},{"$nulls":6},929,314,929,314,38,13,{"v":1.463,"d":"1"},{"v":0.494,"d":"0"},{"v":0.135,"d":"0"},{"v":75.865,"d":"76"},{"v":6.144,"d":"6"},{"v":1.229,"d":"1"},{"v":76.125,"d":"76"},null,{"v":77,"d":"77.000"},{"v":76,"d":"76.000"},7.089,{"v":3992.895,"d":"3,992.895"},0.162,0.032,{"v":4006.574,"d":"4,006.574"},null,{"v":3.15,"d":"3.150"},3.146,{"v":0.29,"d":"0.290"},163.326,0.007,{"v":1E-3,"d":"0.001"},163.886,null,{"v":77,"d":"77.000"},{"v":76,"d":"76.000"},7.089,{"v":3992.895,"d":"3,992.895"},0.162,0.032,{"v":4006.574,"d":"4,006.574"},null,{"v":1.463,"d":"1"},{"v":0.494,"d":"0"},{"v":0.135,"d":"0"},{"v":75.865,"d":"76"},{"v":6.144,"d":"6"},{"v":1.229,"d":"1"},null,929,314,929,314,"EIA","EIA","EIA","EIA","EIA","EIA","--","EIA","EIA",{"$nulls":14},{"v":24447.368421,"d":"24,447.368"},0,38,0,0,0,0,0,0,0,0,0,38,0,0,38,0,{"v":0,"d":"0.0%"},{"v":1,"d":"100.0%"},{"v":0,"d":"0.0%"},{"v":0,"d":"0.0%"},{"v":0,"d":"0.0%"},{"v":0,"d":"0.0%"},{"v":0,"d":"0.0%"},{"v":0,"d":"0.0%"},{"v":0,"d":"0.0%"},{"v":0,"d":"0.0%"},{"v":0,"d":"0.0%"},{"v":1,"d":"100.0%"},{"v":0,"d":"0.0%"},{"v":0,"d":"0.0%"},{"v":1,"d":"100.0%"},{"v":0,"d":"0.0%"}]
[7281,2019,"NC","Whiteville Solar 2",60292,"Duke Energy Progress - (NC)",3046,"Cypress Creek Renewables",61060,"IPP Non-CHP","Duke Energy Carolinas","DUK","SERC","SRVC","SERC Virginia/Carolina",null,"37","047","Columbus",34.27743,-78.7401,1,1,"SUN","SOLAR",null,null,{"v":5,"d":"5.0"},{"$nulls":62},"--"]
[7302,2019,"NC","Woodland Solar",59175,"Virginia Electric & Power Co",19876,"Woodland Solar LLC",58982,"IPP Non-CHP","PJM Interconnection, LLC","PJM","SERC","SRVC","SERC Virginia/Carolina","PJM","37","131","Northampton",36.341944,-77.221111,1,1,"SUN","SOLAR",null,{"v":0.21879,"d":"0.2188"},{"v":5,"d":"5.0"},{"$nulls":9},{"v":85337,"d":"85,337"},{"v":43880,"d":"43,880"},{"v":9583,"d":"9,583"},{"v":4928,"d":"4,928"},{"$nulls":41},{"v":85337,"d":"85,337"},{"v":43880,"d":"43,880"},{"$nulls":6},"--","EIA","EIA",{"$nulls":15},0,0,0,0,0,0,0,{"v":9583,"d":"9,583"},0,0,0,0,{"v":9583,"d":"9,583"},{"v":9583,"d":"9,583"},0,{"v":9583,"d":"9,583"},{"v":0,"d":"0.0%"},{"v":0,"d":"0.0%"},{"v":0,"d":"0.0%"},{"v":0,"d":"0.0%"},{"v":0,"d":"0.0%"},{"v":0,"d":"0.0%"},{"v":0,"d":"0.0%"},{"v":1,"d":"100.0%"},{"v":0,"d":"0.0%"},{"v":0,"d":"0.0%"},{"v":0,"d":"0.0%"},{"v":0,"d":"0.0%"},{"v":1,"d":"100.0%"},{"v":1,"d":"100.0%"},{"v":0,"d":"0.0%"},{"v":1,"d":"100.0%"}]
[7313,2019,"NC","York Road Solar I, LLC",60107,"Duke Energy Carolinas, LLC",5416,"SRE Utility Solar 1, LLC",61119,"IPP Non-CHP","Duke Energy Carolinas","DUK","SERC","SRVC","SERC Virginia/Carolina",null,"37","045","Cleveland",35.222208,-81.333702,1,1,"SUN","SOLAR",null,{"v":0.20531,"d":"0.2053"},{"v":2,"d":"2.0"},{"$nulls":9},{"v":32030,"d":"32,030"},{"v":16471,"d":"16,471"},{"v":3597,"d":"3,597"},{"v":1850,"d":"1,850"},{"$nulls":41},{"v":32030,"d":"32,030"},{"v":16471,"d":"16,471"},{"$nulls":6},"--","EIA","EIA",{"$nulls":15},0,0,0,0,0,0,0,{"v":3597,"d":"3,597"},0,0,0,0,{"v":3597,"d":"3,597"},{"v":3597,"d":"3,597"},0,{"v":3597,"d":"3,597"},{"v":0,"d":"0.0%"},{"v":0,"d":"0.0%"},{"v":0,"d":"0.0%"},{"v":0,"d":"0.0%"},{"v":0,"d":"0.0%"},{"v":0,"d":"0.0%"},{"v":0,"d":"0.0%"},{"v":1,"d":"100.0%"},{"v":0,"d":"0.0%"},{"v":0,"d":"0.0%"},{"v":0,"d":"0.0%"},{"v":0,"d":"0.0%"},{"v":1,"d":"100.0%"},{"v":1,"d":"100.0%"},{"v":0,"d":"0.0%"},{"v":1,"d":"100.0%"}]
[7341,2019,"ND","FPL Energy Ashtabula Wind LLC",56919,"Minnkota Power Coop, Inc",12658,"FPL Energy Ashtabula Wind LLC",56122,"IPP Non-CHP","Midcontinent Independent Transmission System Operator, Inc..","MISO","MRO","MROW","MRO West","MISO","38","003","Barnes",47.1294,-97.8853,1,1,"WND","WIND",null,{"v":0.32859,"d":"0.3286"},148.5,{"$nulls":9},{"v":3806488,"d":"3,806,488"},{"v":1377183,"d":"1,377,183"},{"v":427455,"d":"427,455"},{"v":154653,"d":"154,653"},{"$nulls":41},{"v":3806488,"d":"3,806,488"},{"v":1377183,"d":"1,377,183"},{"$nulls":6},"--","EIA","EIA",{"$nulls":15},0,0,0,0,0,0,{"v":427455,"d":"427,455"},0,0,0,0,0,{"v":427455,"d":"427,455"},{"v":427455,"d":"427,455"},0,{"v":427455,"d":"427,455"},{"v":0,"d":"0.0%"},{"v":0,"d":"0.0%"},{"v":0,"d":"0.0%"},{"v":0,"d":"0.0%"},{"v":0,"d":"0.0%"},{"v":0,"d":"0.0%"},{"v":1,"d":"100.0%"},{"v":0,"d":"0.0%"},{"v":0,"d":"0.0%"},{"v":0,"d":"0.0%"},{"v":0,"d":"0.0%"},{"v":0,"d":"0.0%"},{"v":1,"d":"100.0%"},{"v":1,"d":"100.0%"},{"v":0,"d":"0.0%"},{"v":1,"d":"100.0%"}]
[7368,2019,"ND","Pembina Land Port of Entry Wind Turbine",62782,"Otter Tail Power Co",14232,"General Services Administration - Region 8",62645,"Commercial Non-CHP","Midcontinent Independent Transmission System Operator, Inc..","MISO","MRO","MROW","MRO West","MISO","38","067","Pembina",48.996866,-97.24161,1,1,"WND","WIND",null,{"v":0,"d":"0.0000"},{"v":1,"d":"1.0"},{"$nulls":11},0,0,{"$nulls":49},"--",{"$nulls":17},0,0,0,0,0,0,0,0,0,0,0,0,0,0,0,0]
[7398,2019,"NE","Burwell",2222,"Nebraska Public Power District",13337,"City of Burwell - (NE)",2609,"Electric Utility","Southwest Power Pool","SWPP","MRO","MROW","MRO West",null,"31","071","Garfield",41.780313,-99.136071,4,4,"DFO","OIL",null,{"v":0.00076,"d":"0.0008"},3.9,{"v":1,"d":"1.0000"},{"$nulls":6},330,138,330,138,26,11,{"v":0.513,"d":"1"},{"v":0.213,"d":"0"},{"v":0.048,"d":"0"},{"v":26.949,"d":"27"},{"v":2.183,"d":"2"},{"v":0.437,"d":"0"},{"v":27.041,"d":"27"},null,39.462,38.727,3.677,{"v":2073,"d":"2,073.000"},0.084,0.017,{"v":2080.102,"d":"2,080.102"},null,3.109,3.087,{"v":0.29,"d":"0.290"},163.327,0.007,{"v":1E-3,"d":"0.001"},163.887,null,39.462,38.727,3.677,{"v":2073,"d":"2,073.000"},0.084,0.017,{"v":2080.102,"d":"2,080.102"},null,{"v":0.513,"d":"1"},{"v":0.213,"d":"0"},{"v":0.048,"d":"0"},{"v":26.949,"d":"27"},{"v":2.183,"d":"2"},{"v":0.437,"d":"0"},null,330,138,330,138,"EIA","EIA","EIA","EIA","EIA","EIA","--","EIA","EIA",{"$nulls":14},{"v":12692.307839,"d":"12,692.308"},0,26,0,0,0,0,0,0,0,0,0,26,0,0,26,0,{"v":0,"d":"0.0%"},{"v":1,"d":"100.0%"},{"v":0,"d":"0.0%"},{"v":0,"d":"0.0%"},{"v":0,"d":"0.0%"},{"v":0,"d":"0.0%"},{"v":0,"d":"0.0%"},{"v":0,"d":"0.0%"},{"v":0,"d":"0.0%"},{"v":0,"d":"0.0%"},{"v":0,"d":"0.0%"},{"v":1,"d":"100.0%"},{"v":0,"d":"0.0%"},{"v":0,"d":"0.0%"},{"v":1,"d":"100.0%"},{"v":0,"d":"0.0%"}]
[7423,2019,"NE","Falls City",2237,"City of Falls City - (NE)",6175,"City of Falls City - (NE)",6175,"Electric Utility","Southwest Power Pool","SWPP","MRO","MROW","MRO West",null,"31","147","Richardson",40.055,-95.6083,9,9,"NG","GAS",null,{"v":0.00059,"d":"0.0006"},31.3,{"v":1,"d":"1.0000"},{"$nulls":6},{"v":1794.999,"d":"1,795"},{"v":1187.001,"d":"1,187"},{"v":1794.999,"d":"1,795"},{"v":1187.001,"d":"1,187"},163,{"v":107.999,"d":"108"},{"v":2.442,"d":"2"},{"v":1.608,"d":"2"},{"v":0.022,"d":"0"},{"v":106.905,"d":"107"},{"v":4.539,"d":"5"},{"v":0.541,"d":"1"},{"v":107.042,"d":"107"},null,29.963,29.778,0.267,{"v":1311.718,"d":"1,311.718"},0.028,0.003,{"v":1313.404,"d":"1,313.404"},null,2.721,2.709,0.024,119.114,0.003,{"v":0,"d":"0.000"},119.267,null,29.963,29.778,0.267,{"v":1311.718,"d":"1,311.718"},0.028,0.003,{"v":1313.404,"d":"1,313.404"},null,{"v":2.442,"d":"2"},{"v":1.608,"d":"2"},{"v":0.022,"d":"0"},{"v":106.905,"d":"107"},{"v":4.539,"d":"5"},{"v":0.541,"d":"1"},null,{"v":1794.999,"d":"1,795"},{"v":1187.001,"d":"1,187"},{"v":1794.999,"d":"1,795"},{"v":1187.001,"d":"1,187"},"EIA","EIA","EIA","EIA","EIA","EIA","--","EIA","EIA",{"$nulls":14},{"v":11012.263596,"d":"11,012.264"},0,{"v":11.606,"d":"12"},{"v":151.394,"d":"151"},0,0,0,0,0,0,0,0,163,0,0,163,0,{"v":0,"d":"0.0%"},{"v":0.0712024539877301,"d":"7.1%"},{"v":0.92879754601227,"d":"92.9%"},{"v":0,"d":"0.0%"},{"v":0,"d":"0.0%"},{"v":0,"d":"0.0%"},{"v":0,"d":"0.0%"},{"v":0,"d":"0.0%"},{"v":0,"d":"0.0%"},{"v":0,"d":"0.0%"},{"v":0,"d":"0.0%"},{"v":1,"d":"100.0%"},{"v":0,"d":"0.0%"},{"v":0,"d":"0.0%"},{"v":1,"d":"100.0%"},{"v":0,"d":"0.0%"}]
[7437,2019,"NE","Jeffrey",2227,"Nebraska Public Power District",13337,"Central Nebraska Pub P&I Dist",3271,"Electric Utility","Southwest Power Pool","SWPP","MRO","MROW","MRO West",null,"31","111","Lincoln",40.959405,-100.397905,2,2,"WAT","HYDRO",null,{"v":0.70035,"d":"0.7004"},21.6,{"$nulls":9},{"v":1180074,"d":"1,180,074"},{"v":489520,"d":"489,520"},{"v":132518,"d":"132,518"},{"v":54971,"d":"54,971"},{"$nulls":41},{"v":1180074,"d":"1,180,074"},{"v":489520,"d":"489,520"},{"$nulls":6},"--","EIA","EIA",{"$nulls":15},0,0,0,0,{"v":132518,"d":"132,518"},0,0,0,0,0,0,0,{"v":132518,"d":"132,518"},0,0,{"v":132518,"d":"132,518"},{"v":0,"d":"0.0%"},{"v":0,"d":"0.0%"},{"v":0,"d":"0.0%"},{"v":0,"d":"0.0%"},{"v":1,"d":"100.0%"},{"v":0,"d":"0.0%"},{"v":0,"d":"0.0%"},{"v":0,"d":"0.0%"},{"v":0,"d":"0.0%"},{"v":0,"d":"0.0%"},{"v":0,"d":"0.0%"},{"v":0,"d":"0.0%"},{"v":1,"d":"100.0%"},{"v":0,"d":"0.0%"},{"v":0,"d":"0.0%"},{"v":1,"d":"100.0%"}]
[7455,2019,"NE","Monroe (NE)",2273,"Loup River Public Power Dist",11251,"Loup River Public Power Dist",11251,"Electric Utility","Southwest Power Pool","SWPP","MRO","MROW","MRO West",null,"31","141","Platte",41.4872,-97.6078,3,3,"WAT","HYDRO",null,{"v":0.20926,"d":"0.2093"},8.4,{"$nulls":9},{"v":137121,"d":"137,121"},{"v":56881.002,"d":"56,881"},{"v":15398.001,"d":"15,398"},{"v":6387,"d":"6,387"},{"$nulls":41},{"v":137121,"d":"137,121"},{"v":56881.002,"d":"56,881"},{"$nulls":6},"--","EIA","EIA",{"$nulls":15},0,0,0,0,{"v":15398,"d":"15,398"},0,0,0,0,0,0,0,{"v":15398,"d":"15,398"},0,0,{"v":15398,"d":"15,398"},{"v":0,"d":"0.0%"},{"v":0,"d":"0.0%"},{"v":0,"d":"0.0%"},{"v":0,"d":"0.0%"},{"v":1,"d":"100.0%"},{"v":0,"d":"0.0%"},{"v":0,"d":"0.0%"},{"v":0,"d":"0.0%"},{"v":0,"d":"0.0%"},{"v":0,"d":"0.0%"},{"v":0,"d":"0.0%"},{"v":0,"d":"0.0%"},{"v":1,"d":"100.0%"},{"v":0,"d":"0.0%"},{"v":0,"d":"0.0%"},{"v":1,"d":"100.0%"}]
[7476,2019,"NE","Red Cloud",2299,"City of Red Cloud - (NE)",15773,"City of Red Cloud - (NE)",15773,"Electric Utility","Southwest Power Pool","SWPP","MRO","MROW","MRO West",null,"31","181","Webster",40.097954,-98.519032,5,5,"DFO","OIL",null,{"v":0.00162,"d":"0.0016"},6.2,{"v":1,"d":"1.0000"},{"$nulls":6},{"v":1054,"d":"1,054"},{"v":443.999,"d":"444"},{"v":1054,"d":"1,054"},{"v":443.999,"d":"444"},88,{"v":37.001,"d":"37"},{"v":1.658,"d":"2"},{"v":0.698,"d":"1"},{"v":0.153,"d":"0"},{"v":86.073,"d":"86"},{"v":6.971,"d":"7"},{"v":1.394,"d":"1"},{"v":86.368,"d":"86"},null,37.682,37.729,3.475,{"v":1956.205,"d":"1,956.205"},0.079,0.016,{"v":1962.906,"d":"1,962.906"},null,3.146,3.144,{"v":0.29,"d":"0.290"},163.326,0.007,{"v":1E-3,"d":"0.001"},163.886,null,37.682,37.729,3.475,{"v":1956.205,"d":"1,956.205"},0.079,0.016,{"v":1962.906,"d":"1,962.906"},null,{"v":1.658,"d":"2"},{"v":0.698,"d":"1"},{"v":0.153,"d":"0"},{"v":86.073,"d":"86"},{"v":6.971,"d":"7"},{"v":1.394,"d":"1"},null,{"v":1054,"d":"1,054"},{"v":443.999,"d":"444"},{"v":1054,"d":"1,054"},{"v":443.999,"d":"444"},"EIA","EIA","EIA","EIA","EIA","EIA","--","EIA","EIA",{"$nulls":14},{"v":11977.272901,"d":"11,977.273"},0,88,0,0,0,0,0,0,0,0,0,88,0,0,88,0,{"v":0,"d":"0.0%"},{"v":1,"d":"100.0%"},{"v":0,"d":"0.0%"},{"v":0,"d":"0.0%"},{"v":0,"d":"0.0%"},{"v":0,"d":"0.0%"},{"v":0,"d":"0.0%"},{"v":0,"d":"0.0%"},{"v":0,"d":"0.0%"},{"v":0,"d":"0.0%"},{"v":0,"d":"0.0%"},{"v":1,"d":"100.0%"},{"v":0,"d":"0.0%"},{"v":0,"d":"0.0%"},{"v":1,"d":"100.0%"},{"v":0,"d":"0.0%"}]
[7498,2019,"NE","Wahoo",2310,"Nebraska Public Power District",13337,"City of Wahoo - (NE)",19968,"Electric Utility","Southwest Power Pool","SWPP","MRO","MROW","MRO West",null,"31","155","Saunders",41.211798,-96.61155,6,6,"NG","GAS",null,{"v":0.00014,"d":"0.0001"},14.2,{"v":1,"d":"1.0000"},{"$nulls":6},{"v":173.999,"d":"174"},{"v":102.999,"d":"103"},{"v":173.999,"d":"174"},{"v":102.999,"d":"103"},{"v":17.001,"d":"17"},{"v":10.001,"d":"10"},{"v":0.245,"d":"0"},{"v":0.142,"d":"0"},{"v":0.003,"d":"0"},{"v":10.311,"d":"10"},{"v":0.485,"d":"0"},{"v":0.064,"d":"0"},{"v":10.327,"d":"10"},null,28.822,28.397,0.412,{"v":1212.987,"d":"1,212.987"},0.029,0.004,{"v":1214.817,"d":"1,214.817"},null,2.816,2.757,{"v":0.04,"d":"0.040"},118.518,0.003,{"v":0,"d":"0.000"},118.697,null,28.824,28.399,0.412,{"v":1213.059,"d":"1,213.059"},0.029,0.004,{"v":1214.889,"d":"1,214.889"},null,{"v":0.245,"d":"0"},{"v":0.142,"d":"0"},{"v":0.003,"d":"0"},{"v":10.311,"d":"10"},{"v":0.485,"d":"0"},{"v":0.064,"d":"0"},null,{"v":173.999,"d":"174"},{"v":102.999,"d":"103"},{"v":173.999,"d":"174"},{"v":102.999,"d":"103"},"EIA","EIA","EIA","EIA","EIA","EIA","--","EIA","EIA",{"$nulls":14},{"v":10235.235495,"d":"10,235.235"},0,{"v":2.277,"d":"2"},{"v":14.723,"d":"15"},0,0,0,0,0,0,0,0,17,0,0,17,0,{"v":0,"d":"0.0%"},{"v":0.133941176470588,"d":"13.4%"},{"v":0.866058823529412,"d":"86.6%"},{"v":0,"d":"0.0%"},{"v":0,"d":"0.0%"},{"v":0,"d":"0.0%"},{"v":0,"d":"0.0%"},{"v":0,"d":"0.0%"},{"v":0,"d":"0.0%"},{"v":0,"d":"0.0%"},{"v":0,"d":"0.0%"},{"v":1,"d":"100.0%"},{"v":0,"d":"0.0%"},{"v":0,"d":"0.0%"},{"v":1,"d":"100.0%"},{"v":0,"d":"0.0%"}]
[7515,2019,"NH","Dartmouth College Heating Plant",54409,"Public Service Co of NH",15472,"Dartmouth College",4823,"Commercial CHP","ISO New England Inc.","ISNE","NPCC","NEWE","NPCC New England","ISONE","33","009","Grafton",43.701916,-72.286735,3,3,"RFO","OIL",null,{"v":0.20626,"d":"0.2063"},{"v":7,"d":"7.0"},{"v":0.989567569036747,"d":"0.9896"},null,"Yes",{"v":359912,"d":"359,912"},{"v":0.12,"d":"0"},{"v":0.137869,"d":"0.1379"},null,{"v":72786.891,"d":"72,787"},{"v":17792.87,"d":"17,793"},{"v":72786.891,"d":"72,787"},{"v":17792.87,"d":"17,793"},{"v":12647.83,"d":"12,648"},{"v":2277.56,"d":"2,278"},{"v":11.403,"d":"11"},{"v":2.788,"d":"3"},{"v":32.208,"d":"32"},{"v":5938.504,"d":"5,939"},{"v":481.403,"d":"481"},{"v":96.281,"d":"96"},{"v":5958.867,"d":"5,959"},null,1.803,2.448,5.093,939.055,0.038,0.008,942.275,null,0.313,0.313,0.885,163.175,0.007,{"v":1E-3,"d":"0.001"},163.735,null,1.803,2.448,5.093,939.055,0.038,0.008,942.275,null,{"v":82.711,"d":"83"},{"v":20.219,"d":"20"},{"v":233.612,"d":"234"},{"v":43073.41,"d":"43,073"},{"v":3491.735,"d":"3,492"},{"v":698.347,"d":"698"},null,{"v":527940.984,"d":"527,941"},{"v":129056.004,"d":"129,056"},{"v":527940.984,"d":"527,941"},{"v":129056.004,"d":"129,056"},"EIA","EIA","EIA","EIA","EIA","EIA","--","EIA","EIA",{"$nulls":6},{"v":455154.093,"d":"455,154"},{"v":111263.134,"d":"111,263"},{"v":71.308,"d":"71"},{"v":17.431,"d":"17"},{"v":201.404,"d":"201"},{"v":37134.906,"d":"37,135"},{"v":3010.332,"d":"3,010"},{"v":602.066,"d":"602"},{"v":5754.891641,"d":"5,754.892"},0,{"v":12647.83,"d":"12,648"},0,0,0,0,0,0,0,0,0,{"v":12647.83,"d":"12,648"},0,0,{"v":12647.83,"d":"12,648"},0,{"v":0,"d":"0.0%"},{"v":1,"d":"100.0%"},{"v":0,"d":"0.0%"},{"v":0,"d":"0.0%"},{"v":0,"d":"0.0%"},{"v":0,"d":"0.0%"},{"v":0,"d":"0.0%"},{"v":0,"d":"0.0%"},{"v":0,"d":"0.0%"},{"v":0,"d":"0.0%"},{"v":0,"d":"0.0%"},{"v":1,"d":"100.0%"},{"v":0,"d":"0.0%"},{"v":0,"d":"0.0%"},{"v":1,"d":"100.0%"},{"v":0,"d":"0.0%"}]
[7554,2019,"NH","Rolfe Canal Hydro",50351,"Unitil Energy Systems",24590,"Briar-Hydro Associates",24793,"IPP Non-CHP","ISO New England Inc.","ISNE","NPCC","NEWE","NPCC New England","ISONE","33","013","Merrimack",43.27456,-71.604027,1,1,"WAT","HYDRO",null,{"v":0.55973,"d":"0.5597"},4.3,{"$nulls":9},{"v":187753,"d":"187,753"},{"v":61510,"d":"61,510"},{"v":21084,"d":"21,084"},{"v":6907,"d":"6,907"},{"$nulls":41},{"v":187753,"d":"187,753"},{"v":61510,"d":"61,510"},{"$nulls":6},"--","EIA","EIA",{"$nulls":15},0,0,0,0,{"v":21084,"d":"21,084"},0,0,0,0,0,0,0,{"v":21084,"d":"21,084"},0,0,{"v":21084,"d":"21,084"},{"v":0,"d":"0.0%"},{"v":0,"d":"0.0%"},{"v":0,"d":"0.0%"},{"v":0,"d":"0.0%"},{"v":1,"d":"100.0%"},{"v":0,"d":"0.0%"},{"v":0,"d":"0.0%"},{"v":0,"d":"0.0%"},{"v":0,"d":"0.0%"},{"v":0,"d":"0.0%"},{"v":0,"d":"0.0%"},{"v":0,"d":"0.0%"},{"v":1,"d":"100.0%"},{"v":0,"d":"0.0%"},{"v":0,"d":"0.0%"},{"v":1,"d":"100.0%"}]
[7574,2019,"NJ","435A Bergen Avenue",63366,"Public Service Elec & Gas Co",15477,"Hartz Solar LLC",60268,"Commercial Non-CHP","PJM Interconnection, LLC","PJM","RFC","RFCE","RFC East","PJM","34","017","Hudson",40.751938,-74.131258,1,1,"SUN","SOLAR",null,{"v":0.09736,"d":"0.0974"},1.4,{"$nulls":9},{"v":10632,"d":"10,632"},{"v":6958,"d":"6,958"},{"v":1194,"d":"1,194"},781,{"$nulls":41},{"v":10632,"d":"10,632"},{"v":6958,"d":"6,958"},{"$nulls":6},"--","EIA","EIA",{"$nulls":15},0,0,0,0,0,0,0,{"v":1194,"d":"1,194"},0,0,0,0,{"v":1194,"d":"1,194"},{"v":1194,"d":"1,194"},0,{"v":1194,"d":"1,194"},{"v":0,"d":"0.0%"},{"v":0,"d":"0.0%"},{"v":0,"d":"0.0%"},{"v":0,"d":"0.0%"},{"v":0,"d":"0.0%"},{"v":0,"d":"0.0%"},{"v":0,"d":"0.0%"},{"v":1,"d":"100.0%"},{"v":0,"d":"0.0%"},{"v":0,"d":"0.0%"},{"v":0,"d":"0.0%"},{"v":0,"d":"0.0%"},{"v":1,"d":"100.0%"},{"v":1,"d":"100.0%"},{"v":0,"d":"0.0%"},{"v":1,"d":"100.0%"}]
[7593,2019,"NJ","Atlantic Coast Freezers Solar Facility",58360,"Public Service Elec & Gas Co",15477,"CVI CleanCapital Solar 4 LLC",63068,"Commercial Non-CHP","PJM Interconnection, LLC","PJM","RFC","RFCE","RFC East","PJM","34","011","Cumberland",39.519935,-75.029038,1,1,"SUN","SOLAR",null,{"v":0.16802,"d":"0.1680"},2.2,{"$nulls":9},{"v":28835,"d":"28,835"},{"v":15115,"d":"15,115"},{"v":3238,"d":"3,238"},{"v":1697,"d":"1,697"},{"$nulls":41},{"v":28835,"d":"28,835"},{"v":15115,"d":"15,115"},{"$nulls":6},"--","EIA","EIA",{"$nulls":15},0,0,0,0,0,0,0,{"v":3238,"d":"3,238"},0,0,0,0,{"v":3238,"d":"3,238"},{"v":3238,"d":"3,238"},0,{"v":3238,"d":"3,238"},{"v":0,"d":"0.0%"},{"v":0,"d":"0.0%"},{"v":0,"d":"0.0%"},{"v":0,"d":"0.0%"},{"v":0,"d":"0.0%"},{"v":0,"d":"0.0%"},{"v":0,"d":"0.0%"},{"v":1,"d":"100.0%"},{"v":0,"d":"0.0%"},{"v":0,"d":"0.0%"},{"v":0,"d":"0.0%"},{"v":0,"d":"0.0%"},{"v":1,"d":"100.0%"},{"v":1,"d":"100.0%"},{"v":0,"d":"0.0%"},{"v":1,"d":"100.0%"}]
[7606,2019,"NJ","Ben Moreell Solar Farm",63786,"Jersey Central Power & Lt Co",9726,"Conductive Power",63466,"IPP Non-CHP","PJM Interconnection, LLC","PJM","RFC","RFCE","RFC East","PJM","34","025","Monmouth",40.28,-74.1,1,1,"SUN","SOLAR",null,null,{"v":20,"d":"20.0"},{"$nulls":62},"--"]
[7632,2019,"NJ","Cedar Branch",60266,"Atlantic City Electric Co",963,"NJR Clean Energy Ventures Corporation",56990,"IPP Non-CHP","PJM Interconnection, LLC","PJM","RFC","RFCE","RFC East","PJM","34","001","Atlantic",39.503337,-74.964482,1,1,"SUN","SOLAR",null,{"v":0.19731,"d":"0.1973"},5.9,{"$nulls":9},{"v":90815,"d":"90,815"},{"v":47603,"d":"47,603"},{"v":10198,"d":"10,198"},{"v":5346,"d":"5,346"},{"$nulls":41},{"v":90815,"d":"90,815"},{"v":47603,"d":"47,603"},{"$nulls":6},"--","EIA","EIA",{"$nulls":15},0,0,0,0,0,0,0,{"v":10198,"d":"10,198"},0,0,0,0,{"v":10198,"d":"10,198"},{"v":10198,"d":"10,198"},0,{"v":10198,"d":"10,198"},{"v":0,"d":"0.0%"},{"v":0,"d":"0.0%"},{"v":0,"d":"0.0%"},{"v":0,"d":"0.0%"},{"v":0,"d":"0.0%"},{"v":0,"d":"0.0%"},{"v":0,"d":"0.0%"},{"v":1,"d":"100.0%"},{"v":0,"d":"0.0%"},{"v":0,"d":"0.0%"},{"v":0,"d":"0.0%"},{"v":0,"d":"0.0%"},{"v":1,"d":"100.0%"},{"v":1,"d":"100.0%"},{"v":0,"d":"0.0%"},{"v":1,"d":"100.0%"}]
[7661,2019,"NJ","Deutsche Bank- Piscataway Solar",60803,"Public Service Elec & Gas Co",15477,"Deutsche Bank",60960,"IPP Non-CHP","PJM Interconnection, LLC","PJM","RFC","RFCE","RFC East","PJM","34","023","Middlesex",40.545755,-74.4964,1,1,"SUN","SOLAR",null,{"v":0.15205,"d":"0.1521"},{"v":1,"d":"1.0"},{"$nulls":9},{"v":11857,"d":"11,857"},{"v":6215,"d":"6,215"},{"v":1332,"d":"1,332"},698,{"$nulls":41},{"v":11857,"d":"11,857"},{"v":6215,"d":"6,215"},{"$nulls":6},"--","EIA","EIA",{"$nulls":15},0,0,0,0,0,0,0,{"v":1331.55,"d":"1,332"},0,0,0,0,{"v":1331.55,"d":"1,332"},{"v":1331.55,"d":"1,332"},0,{"v":1331.55,"d":"1,332"},{"v":0,"d":"0.0%"},{"v":0,"d":"0.0%"},{"v":0,"d":"0.0%"},{"v":0,"d":"0.0%"},{"v":0,"d":"0.0%"},{"v":0,"d":"0.0%"},{"v":0,"d":"0.0%"},{"v":1,"d":"100.0%"},{"v":0,"d":"0.0%"},{"v":0,"d":"0.0%"},{"v":0,"d":"0.0%"},{"v":0,"d":"0.0%"},{"v":1,"d":"100.0%"},{"v":1,"d":"100.0%"},{"v":0,"d":"0.0%"},{"v":1,"d":"100.0%"}]
[7689,2019,"NJ","Frankford Solar",60732,"Jersey Central Power & Lt Co",9726,"GSRP",61944,"IPP Non-CHP","PJM Interconnection, LLC","PJM","RFC","RFCE","RFC East","PJM","34","037","Sussex",41.166566,-74.701645,1,1,"SUN","SOLAR",null,{"v":0.14151,"d":"0.1415"},8.2,{"$nulls":9},{"v":90518,"d":"90,518"},{"v":47448,"d":"47,448"},{"v":10165,"d":"10,165"},{"v":5328,"d":"5,328"},{"$nulls":41},{"v":90518,"d":"90,518"},{"v":47448,"d":"47,448"},{"$nulls":6},"--","EIA","EIA",{"$nulls":15},0,0,0,0,0,0,0,{"v":10165,"d":"10,165"},0,0,0,0,{"v":10165,"d":"10,165"},{"v":10165,"d":"10,165"},0,{"v":10165,"d":"10,165"},{"v":0,"d":"0.0%"},{"v":0,"d":"0.0%"},{"v":0,"d":"0.0%"},{"v":0,"d":"0.0%"},{"v":0,"d":"0.0%"},{"v":0,"d":"0.0%"},{"v":0,"d":"0.0%"},{"v":1,"d":"100.0%"},{"v":0,"d":"0.0%"},{"v":0,"d":"0.0%"},{"v":0,"d":"0.0%"},{"v":0,"d":"0.0%"},{"v":1,"d":"100.0%"},{"v":1,"d":"100.0%"},{"v":0,"d":"0.0%"},{"v":1,"d":"100.0%"}]
[7693,2019,"NJ","Frenchtown I Solar",57486,"Jersey Central Power & Lt Co",9726,"Consolidated Edison Development Inc.",56769,"IPP Non-CHP","PJM Interconnection, LLC","PJM","RFC","RFCE","RFC East","PJM","34","019","Hunterdon",40.521667,-75.012222,1,1,"SUN","SOLAR",null,{"v":0.16895,"d":"0.1690"},{"v":3,"d":"3.0"},{"$nulls":9},{"v":39538,"d":"39,538"},{"v":20725,"d":"20,725"},{"v":4440,"d":"4,440"},{"v":2327,"d":"2,327"},{"$nulls":41},{"v":39538,"d":"39,538"},{"v":20725,"d":"20,725"},{"$nulls":6},"--","EIA","EIA",{"$nulls":15},0,0,0,0,0,0,0,{"v":4440,"d":"4,440"},0,0,0,0,{"v":4440,"d":"4,440"},{"v":4440,"d":"4,440"},0,{"v":4440,"d":"4,440"},{"v":0,"d":"0.0%"},{"v":0,"d":"0.0%"},{"v":0,"d":"0.0%"},{"v":0,"d":"0.0%"},{"v":0,"d":"0.0%"},{"v":0,"d":"0.0%"},{"v":0,"d":"0.0%"},{"v":1,"d":"100.0%"},{"v":0,"d":"0.0%"},{"v":0,"d":"0.0%"},{"v":0,"d":"0.0%"},{"v":0,"d":"0.0%"},{"v":1,"d":"100.0%"},{"v":1,"d":"100.0%"},{"v":0,"d":"0.0%"},{"v":1,"d":"100.0%"}]
[7728,2019,"NJ","IIV000 Mt Bethel Fuel Cell",63713,"Jersey Central Power & Lt Co",9726,"2016 ESA Project Company, LLC",62150,"IPP Non-CHP","PJM Interconnection, LLC","PJM","RFC","RFCE","RFC East","PJM","34","035","Somerset",40.63251,-74.50348,2,2,"NG","GAS",null,{"v":0.85305,"d":"0.8531"},2.6,{"v":0,"d":"0.0000"},{"$nulls":6},{"v":127578,"d":"127,578"},{"v":59206,"d":"59,206"},{"v":127578,"d":"127,578"},{"v":59206,"d":"59,206"},{"v":19429,"d":"19,429"},{"v":9016,"d":"9,016"},{"$nulls":4},{"v":281.262,"d":"281"},{"v":28.126,"d":"28"},{"$nulls":6},0.014,{"v":1E-3,"d":"0.001"},{"$nulls":6},{"v":2E-3,"d":"0.002"},{"v":0,"d":"0.000"},{"$nulls":6},0.014,{"v":1E-3,"d":"0.001"},{"$nulls":6},{"v":281.262,"d":"281"},{"v":28.126,"d":"28"},null,{"v":127578,"d":"127,578"},{"v":59206,"d":"59,206"},{"v":127578,"d":"127,578"},{"v":59206,"d":"59,206"},{"$nulls":4},"EIA","EIA","--","EIA","EIA",{"$nulls":14},{"v":6566.369859,"d":"6,566.370"},0,0,{"v":19429,"d":"19,429"},0,0,0,0,0,0,0,0,{"v":19429,"d":"19,429"},0,0,{"v":19429,"d":"19,429"},0,{"v":0,"d":"0.0%"},{"v":0,"d":"0.0%"},{"v":1,"d":"100.0%"},{"v":0,"d":"0.0%"},{"v":0,"d":"0.0%"},{"v":0,"d":"0.0%"},{"v":0,"d":"0.0%"},{"v":0,"d":"0.0%"},{"v":0,"d":"0.0%"},{"v":0,"d":"0.0%"},{"v":0,"d":"0.0%"},{"v":1,"d":"100.0%"},{"v":0,"d":"0.0%"},{"v":0,"d":"0.0%"},{"v":1,"d":"100.0%"},{"v":0,"d":"0.0%"}]
[7759,2019,"NJ","Linden Solar Farm",57381,"Public Service Elec & Gas Co",15477,"Public Service Elec & Gas Co",15477,"Electric Utility","PJM Interconnection, LLC","PJM","RFC","RFCE","RFC East","PJM","34","039","Union",40.62,-74.2144,1,1,"SUN","SOLAR",null,{"v":0.16054,"d":"0.1605"},2.7,{"$nulls":9},{"v":33813,"d":"33,813"},{"v":17724,"d":"17,724"},{"v":3797,"d":"3,797"},{"v":1990,"d":"1,990"},{"$nulls":41},{"v":33813,"d":"33,813"},{"v":17724,"d":"17,724"},{"$nulls":6},"--","EIA","EIA",{"$nulls":15},0,0,0,0,0,0,0,{"v":3797,"d":"3,797"},0,0,0,0,{"v":3797,"d":"3,797"},{"v":3797,"d":"3,797"},0,{"v":3797,"d":"3,797"},{"v":0,"d":"0.0%"},{"v":0,"d":"0.0%"},{"v":0,"d":"0.0%"},{"v":0,"d":"0.0%"},{"v":0,"d":"0.0%"},{"v":0,"d":"0.0%"},{"v":0,"d":"0.0%"},{"v":1,"d":"100.0%"},{"v":0,"d":"0.0%"},{"v":0,"d":"0.0%"},{"v":0,"d":"0.0%"},{"v":0,"d":"0.0%"},{"v":1,"d":"100.0%"},{"v":1,"d":"100.0%"},{"v":0,"d":"0.0%"},{"v":1,"d":"100.0%"}]
[7767,2019,"NJ","LTMUA",63413,"Atlantic City Electric Co",963,"GSRP",61944,"IPP Non-CHP","PJM Interconnection, LLC","PJM","RFC","RFCE","RFC East","PJM","34","009","Cape May",39.00776,-74.93556,1,1,"SUN","SOLAR",null,{"v":0.18984,"d":"0.1898"},{"v":1,"d":"1.0"},{"$nulls":9},{"v":14810,"d":"14,810"},{"v":7763,"d":"7,763"},{"v":1663,"d":"1,663"},872,{"$nulls":41},{"v":14810,"d":"14,810"},{"v":7763,"d":"7,763"},{"$nulls":6},"--","EIA","EIA",{"$nulls":15},0,0,0,0,0,0,0,{"v":1663,"d":"1,663"},0,0,0,0,{"v":1663,"d":"1,663"},{"v":1663,"d":"1,663"},0,{"v":1663,"d":"1,663"},{"v":0,"d":"0.0%"},{"v":0,"d":"0.0%"},{"v":0,"d":"0.0%"},{"v":0,"d":"0.0%"},{"v":0,"d":"0.0%"},{"v":0,"d":"0.0%"},{"v":0,"d":"0.0%"},{"v":1,"d":"100.0%"},{"v":0,"d":"0.0%"},{"v":0,"d":"0.0%"},{"v":0,"d":"0.0%"},{"v":0,"d":"0.0%"},{"v":1,"d":"100.0%"},{"v":1,"d":"100.0%"},{"v":0,"d":"0.0%"},{"v":1,"d":"100.0%"}]
[7791,2019,"NJ","Monmouth Landfill Gas to Energy",55618,"Jersey Central Power & Lt Co",9726,"Monmouth Energy Inc",12773,"IPP Non-CHP","PJM Interconnection, LLC","PJM","RFC","RFCE","RFC East","PJM","34","025","Monmouth",40.246827,-74.117423,2,2,"LFG","BIOMASS",null,{"v":0.21337,"d":"0.2134"},9.8,{"v":0.977724194700711,"d":"0.9777"},"Yes",{"$nulls":5},{"v":340969,"d":"340,969"},{"v":189519,"d":"189,519"},{"v":340969,"d":"340,969"},{"v":189519,"d":"189,519"},{"v":18317,"d":"18,317"},{"v":10181,"d":"10,181"},0,0,{"v":5.711,"d":"6"},0,0,0,0,null,{"v":0,"d":"0.000"},{"v":0,"d":"0.000"},0.624,{"v":0,"d":"0.000"},{"v":0,"d":"0.000"},{"v":0,"d":"0.000"},{"v":0,"d":"0.000"},null,{"v":0,"d":"0.000"},{"v":0,"d":"0.000"},0.033,{"v":0,"d":"0.000"},{"v":0,"d":"0.000"},{"v":0,"d":"0.000"},{"v":0,"d":"0.000"},null,{"v":0,"d":"0.000"},{"v":0,"d":"0.000"},0.624,{"v":0,"d":"0.000"},{"v":0,"d":"0.000"},{"v":0,"d":"0.000"},{"v":0,"d":"0.000"},null,{"v":28.912,"d":"29"},{"v":16.07,"d":"16"},{"v":7.672,"d":"8"},{"v":21651.457,"d":"21,651"},{"v":793.095,"d":"793"},{"v":79.309,"d":"79"},null,{"v":340969,"d":"340,969"},{"v":189519,"d":"189,519"},{"v":340969,"d":"340,969"},{"v":189519,"d":"189,519"},"EIA","EIA","EIA","EIA","EIA","EIA","--","EIA","EIA",{"v":28.912,"d":"29"},{"v":16.07,"d":"16"},{"v":1.961,"d":"2"},{"v":21651.457,"d":"21,651"},{"v":793.095,"d":"793"},{"v":79.309,"d":"79"},{"$nulls":8},{"v":18614.893269,"d":"18,614.893"},0,0,0,0,0,{"v":18317,"d":"18,317"},0,0,0,0,0,0,{"v":18317,"d":"18,317"},{"v":18317,"d":"18,317"},{"v":18317,"d":"18,317"},0,{"v":0,"d":"0.0%"},{"v":0,"d":"0.0%"},{"v":0,"d":"0.0%"},{"v":0,"d":"0.0%"},{"v":0,"d":"0.0%"},{"v":1,"d":"100.0%"},{"v":0,"d":"0.0%"},{"v":0,"d":"0.0%"},{"v":0,"d":"0.0%"},{"v":0,"d":"0.0%"},{"v":0,"d":"0.0%"},{"v":0,"d":"0.0%"},{"v":1,"d":"100.0%"},{"v":1,"d":"100.0%"},{"v":1,"d":"100.0%"},{"v":0,"d":"0.0%"}]
[7806,2019,"NJ","North Jersey Media Group Solar Facility",58358,"Jersey Central Power & Lt Co",9726,"CVI CleanCapital Solar 4 LLC",63068,"Commercial Non-CHP","PJM Interconnection, LLC","PJM","RFC","RFCE","RFC East","PJM","34","027","Morris",40.924167,-74.494722,1,1,"SUN","SOLAR",null,{"v":0.15052,"d":"0.1505"},4.1,{"$nulls":9},{"v":48142,"d":"48,142"},{"v":25235,"d":"25,235"},{"v":5406,"d":"5,406"},{"v":2834,"d":"2,834"},{"$nulls":41},{"v":48142,"d":"48,142"},{"v":25235,"d":"25,235"},{"$nulls":6},"--","EIA","EIA",{"$nulls":15},0,0,0,0,0,0,0,{"v":5406,"d":"5,406"},0,0,0,0,{"v":5406,"d":"5,406"},{"v":5406,"d":"5,406"},0,{"v":5406,"d":"5,406"},{"v":0,"d":"0.0%"},{"v":0,"d":"0.0%"},{"v":0,"d":"0.0%"},{"v":0,"d":"0.0%"},{"v":0,"d":"0.0%"},{"v":0,"d":"0.0%"},{"v":0,"d":"0.0%"},{"v":1,"d":"100.0%"},{"v":0,"d":"0.0%"},{"v":0,"d":"0.0%"},{"v":0,"d":"0.0%"},{"v":0,"d":"0.0%"},{"v":1,"d":"100.0%"},{"v":1,"d":"100.0%"},{"v":0,"d":"0.0%"},{"v":1,"d":"100.0%"}]
[7846,2019,"NJ","Quakertown Solar Farm, LLC",61965,"Jersey Central Power & Lt Co",9726,"NJR Clean Energy Ventures Corporation",56990,"IPP Non-CHP","PJM Interconnection, LLC","PJM","RFC","RFCE","RFC East","PJM","34","019","Hunterdon",40.522818,-74.944168,1,1,"SUN","SOLAR",null,{"v":0.17457,"d":"0.1746"},8.8,{"$nulls":9},{"v":119834,"d":"119,834"},{"v":62814,"d":"62,814"},{"v":13457,"d":"13,457"},{"v":7054,"d":"7,054"},{"$nulls":41},{"v":119834,"d":"119,834"},{"v":62814,"d":"62,814"},{"$nulls":6},"--","EIA","EIA",{"$nulls":15},0,0,0,0,0,0,0,{"v":13457,"d":"13,457"},0,0,0,0,{"v":13457,"d":"13,457"},{"v":13457,"d":"13,457"},0,{"v":13457,"d":"13,457"},{"v":0,"d":"0.0%"},{"v":0,"d":"0.0%"},{"v":0,"d":"0.0%"},{"v":0,"d":"0.0%"},{"v":0,"d":"0.0%"},{"v":0,"d":"0.0%"},{"v":0,"d":"0.0%"},{"v":1,"d":"100.0%"},{"v":0,"d":"0.0%"},{"v":0,"d":"0.0%"},{"v":0,"d":"0.0%"},{"v":0,"d":"0.0%"},{"v":1,"d":"100.0%"},{"v":1,"d":"100.0%"},{"v":0,"d":"0.0%"},{"v":1,"d":"100.0%"}]
[7863,2019,"NJ","Sayreville",2390,"Jersey Central Power & Lt Co",9726,"Sayreville Power, LLC",63034,"IPP Non-CHP","PJM Interconnection, LLC","PJM","RFC","RFCE","RFC East","PJM","34","023","Middlesex",40.476525,-74.352336,4,6,"NG","GAS",null,{"v":0,"d":"0.0000"},{"v":462,"d":"462.0"},{"$nulls":7},{"v":21453.1,"d":"21,453"},{"v":19241.1,"d":"19,241"},{"v":21453.1,"d":"21,453"},{"v":19241.1,"d":"19,241"},{"v":-916,"d":"(916)"},{"v":-351,"d":"(351)"},{"v":1.609,"d":"2"},{"v":1.444,"d":"1"},{"v":0.378,"d":"0"},{"v":1347,"d":"1,347"},{"v":68.434,"d":"68"},{"v":10.12,"d":"10"},{"v":1349.363,"d":"1,349"},null,{"v":0,"d":"0.000"},{"v":0,"d":"0.000"},{"v":0,"d":"0.000"},{"v":0,"d":"0.000"},{"v":0,"d":"0.000"},{"v":0,"d":"0.000"},{"v":0,"d":"0.000"},null,{"v":0.15,"d":"0.150"},{"v":0.15,"d":"0.150"},0.035,125.576,0.003,{"v":0,"d":"0.000"},125.797,null,{"v":0,"d":"0.000"},{"v":0,"d":"0.000"},{"v":0,"d":"0.000"},{"v":0,"d":"0.000"},{"v":0,"d":"0.000"},{"v":0,"d":"0.000"},{"v":0,"d":"0.000"},null,{"v":1.609,"d":"2"},{"v":1.444,"d":"1"},{"v":0.378,"d":"0"},{"v":1347,"d":"1,347"},{"v":68.434,"d":"68"},{"v":10.12,"d":"10"},null,{"v":21453.1,"d":"21,453"},{"v":19241.1,"d":"19,241"},{"v":21453.1,"d":"21,453"},{"v":19241.1,"d":"19,241"},"EPA/CAMD","EPA/CAMD","EPA/CAMD","EPA/CAMD","EIA","EIA","--","EPA/CAMD","EPA/CAMD",{"$nulls":14},{"v":-23420.414954,"d":"(23,420.415)"},0,{"v":-214.719,"d":"(215)"},{"v":-701.281,"d":"(701)"},0,0,0,0,0,0,0,0,{"v":-916,"d":"(916)"},0,0,{"v":-916,"d":"(916)"},0]
[7878,2019,"NJ","Solar Star New Jersey NJ LLC",58402,"Public Service Elec & Gas Co",15477,"Solar Star New Jersey VI LLC",58387,"IPP Non-CHP","PJM Interconnection, LLC","PJM","RFC","RFCE","RFC East","PJM","34","035","Somerset",40.401528,-74.669697,1,1,"SUN","SOLAR",null,{"v":0.19033,"d":"0.1903"},1.5,{"$nulls":9},{"v":22273,"d":"22,273"},{"v":11675,"d":"11,675"},{"v":2501,"d":"2,501"},{"v":1311,"d":"1,311"},{"$nulls":41},{"v":22273,"d":"22,273"},{"v":11675,"d":"11,675"},{"$nulls":6},"--","EIA","EIA",{"$nulls":15},0,0,0,0,0,0,0,{"v":2501,"d":"2,501"},0,0,0,0,{"v":2501,"d":"2,501"},{"v":2501,"d":"2,501"},0,{"v":2501,"d":"2,501"},{"v":0,"d":"0.0%"},{"v":0,"d":"0.0%"},{"v":0,"d":"0.0%"},{"v":0,"d":"0.0%"},{"v":0,"d":"0.0%"},{"v":0,"d":"0.0%"},{"v":0,"d":"0.0%"},{"v":1,"d":"100.0%"},{"v":0,"d":"0.0%"},{"v":0,"d":"0.0%"},{"v":0,"d":"0.0%"},{"v":0,"d":"0.0%"},{"v":1,"d":"100.0%"},{"v":1,"d":"100.0%"},{"v":0,"d":"0.0%"},{"v":1,"d":"100.0%"}]
[7902,2019,"NJ","USAA Black Bear Energy",62612,"Public Service Elec & Gas Co",15477,"EnterSolar",62067,"IPP Non-CHP","PJM Interconnection, LLC","PJM","RFC","RFCE","RFC East","PJM","34","023","Middlesex",40.313573,-74.4847,1,1,"SUN","SOLAR",null,{"v":0.18836,"d":"0.1884"},1.9,{"$nulls":9},{"v":27916,"d":"27,916"},{"v":14633,"d":"14,633"},{"v":3135,"d":"3,135"},{"v":1643,"d":"1,643"},{"$nulls":41},{"v":27916,"d":"27,916"},{"v":14633,"d":"14,633"},{"$nulls":6},"--","EIA","EIA",{"$nulls":15},0,0,0,0,0,0,0,{"v":3135,"d":"3,135"},0,0,0,0,{"v":3135,"d":"3,135"},{"v":3135,"d":"3,135"},0,{"v":3135,"d":"3,135"},{"v":0,"d":"0.0%"},{"v":0,"d":"0.0%"},{"v":0,"d":"0.0%"},{"v":0,"d":"0.0%"},{"v":0,"d":"0.0%"},{"v":0,"d":"0.0%"},{"v":0,"d":"0.0%"},{"v":1,"d":"100.0%"},{"v":0,"d":"0.0%"},{"v":0,"d":"0.0%"},{"v":0,"d":"0.0%"},{"v":0,"d":"0.0%"},{"v":1,"d":"100.0%"},{"v":1,"d":"100.0%"},{"v":0,"d":"0.0%"},{"v":1,"d":"100.0%"}]
[7933,2019,"NM","Animas",2465,"City of Farmington - (NM)",6204,"City of Farmington - (NM)",6204,"Electric Utility","Western Area Power Administration - Rocky Mountain Region","WACM","WECC","AZNM","WECC Southwest",null,"35","045","San Juan",36.725138,-108.19202,6,6,"NG","GAS",null,{"v":0.00322,"d":"0.0032"},50.3,{"v":1,"d":"1.0000"},{"$nulls":6},{"v":26637,"d":"26,637"},{"v":5632,"d":"5,632"},{"v":26637,"d":"26,637"},{"v":5632,"d":"5,632"},{"v":1421,"d":"1,421"},161,{"v":4.181,"d":"4"},{"v":0.874,"d":"1"},{"v":0.043,"d":"0"},{"v":1556.787,"d":"1,557"},{"v":58.725,"d":"59"},{"v":5.872,"d":"6"},{"v":1558.396,"d":"1,558"},null,5.885,10.857,{"v":0.06,"d":"0.060"},{"v":2191.115,"d":"2,191.115"},0.041,0.004,{"v":2193.379,"d":"2,193.379"},null,0.314,{"v":0.31,"d":"0.310"},0.003,116.889,{"v":2E-3,"d":"0.002"},{"v":0,"d":"0.000"},{"v":117.01,"d":"117.010"},null,5.885,10.857,{"v":0.06,"d":"0.060"},{"v":2191.115,"d":"2,191.115"},0.041,0.004,{"v":2193.379,"d":"2,193.379"},null,{"v":4.181,"d":"4"},{"v":0.874,"d":"1"},{"v":0.043,"d":"0"},{"v":1556.787,"d":"1,557"},{"v":58.725,"d":"59"},{"v":5.872,"d":"6"},null,{"v":26637,"d":"26,637"},{"v":5632,"d":"5,632"},{"v":26637,"d":"26,637"},{"v":5632,"d":"5,632"},"EIA","EIA","EIA","EIA","EIA","EIA","--","EIA","EIA",{"$nulls":14},{"v":18745.249824,"d":"18,745.250"},0,0,{"v":1421,"d":"1,421"},0,0,0,0,0,0,0,0,{"v":1421,"d":"1,421"},0,0,{"v":1421,"d":"1,421"},0,{"v":0,"d":"0.0%"},{"v":0,"d":"0.0%"},{"v":1,"d":"100.0%"},{"v":0,"d":"0.0%"},{"v":0,"d":"0.0%"},{"v":0,"d":"0.0%"},{"v":0,"d":"0.0%"},{"v":0,"d":"0.0%"},{"v":0,"d":"0.0%"},{"v":0,"d":"0.0%"},{"v":0,"d":"0.0%"},{"v":1,"d":"100.0%"},{"v":0,"d":"0.0%"},{"v":0,"d":"0.0%"},{"v":1,"d":"100.0%"},{"v":0,"d":"0.0%"}]
[7941,2019,"NM","Britton Solar Energy Center",63579,"Public Service Co of NM",15473,"NMRD Data Center, LLC",61156,"IPP Non-CHP","Public Service Company of New Mexico","PNM","WECC","AZNM","WECC Southwest",null,"35","057","Torrance",35.016,-106.098,1,1,"SUN","SOLAR",null,{"v":0.01567,"d":"0.0157"},{"v":50,"d":"50.0"},{"$nulls":9},{"v":61133,"d":"61,133"},0,{"v":6865,"d":"6,865"},0,{"$nulls":41},{"v":61133,"d":"61,133"},0,{"$nulls":6},"--","EIA","EIA",{"$nulls":15},0,0,0,0,0,0,0,{"v":6865,"d":"6,865"},0,0,0,0,{"v":6865,"d":"6,865"},{"v":6865,"d":"6,865"},0,{"v":6865,"d":"6,865"},{"v":0,"d":"0.0%"},{"v":0,"d":"0.0%"},{"v":0,"d":"0.0%"},{"v":0,"d":"0.0%"},{"v":0,"d":"0.0%"},{"v":0,"d":"0.0%"},{"v":0,"d":"0.0%"},{"v":1,"d":"100.0%"},{"v":0,"d":"0.0%"},{"v":0,"d":"0.0%"},{"v":0,"d":"0.0%"},{"v":0,"d":"0.0%"},{"v":1,"d":"100.0%"},{"v":1,"d":"100.0%"},{"v":0,"d":"0.0%"},{"v":1,"d":"100.0%"}]
[7976,2019,"NM","Four Corners Steam Elec Station",2442,"Arizona Public Service Co",803,"Arizona Public Service Co",803,"Electric Utility","Arizona Public Service Company","AZPS","WECC","AZNM","WECC Southwest",null,"35","045","San Juan",36.69,-108.4814,2,5,"SUB","COAL","Yes",{"v":0.44852,"d":"0.4485"},{"v":2269.6,"d":"2,269.6"},{"v":0.585799186011763,"d":"0.5858"},{"$nulls":6},{"v":94223976,"d":"94,223,976"},{"v":44647380,"d":"44,647,380"},{"v":94223976,"d":"94,223,976"},{"v":44647380,"d":"44,647,380"},{"v":8917348,"d":"8,917,348"},{"v":4266776,"d":"4,266,776"},{"v":2881.284,"d":"2,881"},{"v":1318.887,"d":"1,319"},{"v":1883.046,"d":"1,883"},{"v":9667380.5,"d":"9,667,381"},{"v":2058680.296,"d":"2,058,680"},{"v":299327.015,"d":"299,327"},{"v":9737713.729,"d":"9,737,714"},null,0.646,0.618,0.422,{"v":2168.219,"d":"2,168.219"},0.231,0.034,{"v":2183.993,"d":"2,183.993"},null,0.061,0.059,{"v":0.04,"d":"0.040"},{"v":205.2,"d":"205.200"},0.022,0.003,206.693,null,0.646,0.618,0.422,{"v":2168.219,"d":"2,168.219"},0.231,0.034,{"v":2183.993,"d":"2,183.993"},null,{"v":2881.284,"d":"2,881"},{"v":1318.887,"d":"1,319"},{"v":1883.046,"d":"1,883"},{"v":9667380.5,"d":"9,667,381"},{"v":2058680.296,"d":"2,058,680"},{"v":299327.015,"d":"299,327"},null,{"v":94223976,"d":"94,223,976"},{"v":44647380,"d":"44,647,380"},{"v":94223976,"d":"94,223,976"},{"v":44647380,"d":"44,647,380"},"EPA/CAMD","EPA/CAMD","EPA/CAMD","EPA/CAMD","EIA","EIA","--","EPA/CAMD","EPA/CAMD",{"$nulls":14},{"v":10566.367466,"d":"10,566.367"},{"v":8799075.6,"d":"8,799,076"},0,{"v":118272.42,"d":"118,272"},0,0,0,0,0,0,0,0,{"v":8917348.02,"d":"8,917,348"},0,0,{"v":8917348.02,"d":"8,917,348"},0,{"v":0.986736816850174,"d":"98.7%"},{"v":0,"d":"0.0%"},{"v":0.0132631831498262,"d":"1.3%"},{"v":0,"d":"0.0%"},{"v":0,"d":"0.0%"},{"v":0,"d":"0.0%"},{"v":0,"d":"0.0%"},{"v":0,"d":"0.0%"},{"v":0,"d":"0.0%"},{"v":0,"d":"0.0%"},{"v":0,"d":"0.0%"},{"v":1,"d":"100.0%"},{"v":0,"d":"0.0%"},{"v":0,"d":"0.0%"},{"v":1,"d":"100.0%"},{"v":0,"d":"0.0%"}]
[8002,2019,"NM","Meadow Lake Solar Energy Center",59618,"Public Service Co of NM",15473,"PNM Resources",59300,"Electric Utility","Public Service Company of New Mexico","PNM","WECC","AZNM","WECC Southwest",null,"35","061","Valencia",34.81,-106.52,1,1,"SUN","SOLAR",null,{"v":0.29791,"d":"0.2979"},9.1,{"$nulls":9},{"v":211477,"d":"211,477"},{"v":111824,"d":"111,824"},{"v":23748,"d":"23,748"},{"v":12557,"d":"12,557"},{"$nulls":41},{"v":211477,"d":"211,477"},{"v":111824,"d":"111,824"},{"$nulls":6},"--","EIA","EIA",{"$nulls":15},0,0,0,0,0,0,0,{"v":23748,"d":"23,748"},0,0,0,0,{"v":23748,"d":"23,748"},{"v":23748,"d":"23,748"},0,{"v":23748,"d":"23,748"},{"v":0,"d":"0.0%"},{"v":0,"d":"0.0%"},{"v":0,"d":"0.0%"},{"v":0,"d":"0.0%"},{"v":0,"d":"0.0%"},{"v":0,"d":"0.0%"},{"v":0,"d":"0.0%"},{"v":1,"d":"100.0%"},{"v":0,"d":"0.0%"},{"v":0,"d":"0.0%"},{"v":0,"d":"0.0%"},{"v":0,"d":"0.0%"},{"v":1,"d":"100.0%"},{"v":1,"d":"100.0%"},{"v":0,"d":"0.0%"},{"v":1,"d":"100.0%"}]
[8008,2019,"NM","New Mexico Community Solar Facility",61783,"El Paso Electric Co",5701,"El Paso Electric Co",5701,"Electric Utility","El Paso Electric Company","EPE","WECC","AZNM","WECC Southwest",null,"35","013","Dona Ana",32.251203,-106.735629,1,1,"SUN","SOLAR",null,null,{"v":2,"d":"2.0"},{"$nulls":62},"--"]
[8037,2019,"NM","Santolina Solar Energy Center",60197,"Public Service Co of NM",15473,"PNM Resources",59300,"Electric Utility","Public Service Company of New Mexico","PNM","WECC","AZNM","WECC Southwest",null,"35","001","Bernalillo",35.029719,-106.855498,1,1,"SUN","SOLAR",null,0.2686,10.5,{"$nulls":9},{"v":220007,"d":"220,007"},{"v":116335,"d":"116,335"},{"v":24706,"d":"24,706"},{"v":13064,"d":"13,064"},{"$nulls":41},{"v":220007,"d":"220,007"},{"v":116335,"d":"116,335"},{"$nulls":6},"--","EIA","EIA",{"$nulls":15},0,0,0,0,0,0,0,{"v":24706,"d":"24,706"},0,0,0,0,{"v":24706,"d":"24,706"},{"v":24706,"d":"24,706"},0,{"v":24706,"d":"24,706"},{"v":0,"d":"0.0%"},{"v":0,"d":"0.0%"},{"v":0,"d":"0.0%"},{"v":0,"d":"0.0%"},{"v":0,"d":"0.0%"},{"v":0,"d":"0.0%"},{"v":0,"d":"0.0%"},{"v":1,"d":"100.0%"},{"v":0,"d":"0.0%"},{"v":0,"d":"0.0%"},{"v":0,"d":"0.0%"},{"v":0,"d":"0.0%"},{"v":1,"d":"100.0%"},{"v":1,"d":"100.0%"},{"v":0,"d":"0.0%"},{"v":1,"d":"100.0%"}]
[8063,2019,"NM","Valencia Power Plant",55802,"Public Service Co of NM",15473,"Valencia Power LLC",55972,"IPP Non-CHP","Public Service Company of New Mexico","PNM","WECC","AZNM","WECC Southwest",null,"35","061","Valencia",34.611549,-106.732234,1,6,"NG","GAS",null,{"v":0.01396,"d":"0.0140"},656.1,{"v":1,"d":"1.0000"},{"$nulls":6},{"v":935279.188,"d":"935,279"},{"v":572577.312,"d":"572,577"},{"v":935279.188,"d":"935,279"},{"v":572577.312,"d":"572,577"},{"v":80233,"d":"80,233"},{"v":37445,"d":"37,445"},{"v":18.471,"d":"18"},{"v":12.373,"d":"12"},{"v":0.281,"d":"0"},{"v":55582.273,"d":"55,582"},{"v":2064.591,"d":"2,065"},{"v":206.459,"d":"206"},{"v":55638.843,"d":"55,639"},null,{"v":0.46,"d":"0.460"},0.661,0.007,{"v":1385.522,"d":"1,385.522"},0.026,0.003,{"v":1386.932,"d":"1,386.932"},null,0.039,0.043,{"v":1E-3,"d":"0.001"},118.857,{"v":2E-3,"d":"0.002"},{"v":0,"d":"0.000"},118.978,null,{"v":0.46,"d":"0.460"},0.661,0.007,{"v":1385.522,"d":"1,385.522"},0.026,0.003,{"v":1386.932,"d":"1,386.932"},null,{"v":18.471,"d":"18"},{"v":12.373,"d":"12"},{"v":0.281,"d":"0"},{"v":55582.273,"d":"55,582"},{"v":2064.591,"d":"2,065"},{"v":206.459,"d":"206"},null,{"v":935279.188,"d":"935,279"},{"v":572577.312,"d":"572,577"},{"v":935279.188,"d":"935,279"},{"v":572577.312,"d":"572,577"},"EPA/CAMD","EPA/CAMD","EPA/CAMD","EPA/CAMD","EIA","EIA","--","EPA/CAMD","EPA/CAMD",{"$nulls":14},{"v":11657.038718,"d":"11,657.039"},0,0,{"v":80233,"d":"80,233"},0,0,0,0,0,0,0,0,{"v":80233,"d":"80,233"},0,0,{"v":80233,"d":"80,233"},0,{"v":0,"d":"0.0%"},{"v":0,"d":"0.0%"},{"v":1,"d":"100.0%"},{"v":0,"d":"0.0%"},{"v":0,"d":"0.0%"},{"v":0,"d":"0.0%"},{"v":0,"d":"0.0%"},{"v":0,"d":"0.0%"},{"v":0,"d":"0.0%"},{"v":0,"d":"0.0%"},{"v":0,"d":"0.0%"},{"v":1,"d":"100.0%"},{"v":0,"d":"0.0%"},{"v":0,"d":"0.0%"},{"v":1,"d":"100.0%"},{"v":0,"d":"0.0%"}]
[8076,2019,"NV","Boulder Solar II, LLC",60885,"Nevada Power Co",13407,"AEP Renewables",60639,"IPP Non-CHP","Nevada Power Company","NEVP","WECC","AZNM","WECC Southwest",null,"32","003","Clark",35.85,-114.944,1,1,"SUN","SOLAR",null,{"v":0.29952,"d":"0.2995"},{"v":50,"d":"50.0"},{"$nulls":9},{"v":1168246,"d":"1,168,246"},{"v":613474,"d":"613,474"},{"v":131190,"d":"131,190"},{"v":68891,"d":"68,891"},{"$nulls":41},{"v":1168246,"d":"1,168,246"},{"v":613474,"d":"613,474"},{"$nulls":6},"--","EIA","EIA",{"$nulls":15},0,0,0,0,0,0,0,{"v":131190,"d":"131,190"},0,0,0,0,{"v":131190,"d":"131,190"},{"v":131190,"d":"131,190"},0,{"v":131190,"d":"131,190"},{"v":0,"d":"0.0%"},{"v":0,"d":"0.0%"},{"v":0,"d":"0.0%"},{"v":0,"d":"0.0%"},{"v":0,"d":"0.0%"},{"v":0,"d":"0.0%"},{"v":0,"d":"0.0%"},{"v":1,"d":"100.0%"},{"v":0,"d":"0.0%"},{"v":0,"d":"0.0%"},{"v":0,"d":"0.0%"},{"v":0,"d":"0.0%"},{"v":1,"d":"100.0%"},{"v":1,"d":"100.0%"},{"v":0,"d":"0.0%"},{"v":1,"d":"100.0%"}]
[8118,2019,"NV","IKEA Las Vegas 462",61193,"Nevada Power Co",13407,"IKEA Property Inc",57389,"Commercial Non-CHP","Nevada Power Company","NEVP","WECC","AZNM","WECC Southwest",null,"32","003","Clark",36.068926,-115.280825,1,1,"SUN","SOLAR",null,{"v":0.18094,"d":"0.1809"},{"v":1,"d":"1.0"},{"$nulls":9},{"v":14114,"d":"14,114"},{"v":7377,"d":"7,377"},{"v":1585,"d":"1,585"},828,{"$nulls":41},{"v":14114,"d":"14,114"},{"v":7377,"d":"7,377"},{"$nulls":6},"--","EIA","EIA",{"$nulls":15},0,0,0,0,0,0,0,{"v":1585,"d":"1,585"},0,0,0,0,{"v":1585,"d":"1,585"},{"v":1585,"d":"1,585"},0,{"v":1585,"d":"1,585"},{"v":0,"d":"0.0%"},{"v":0,"d":"0.0%"},{"v":0,"d":"0.0%"},{"v":0,"d":"0.0%"},{"v":0,"d":"0.0%"},{"v":0,"d":"0.0%"},{"v":0,"d":"0.0%"},{"v":1,"d":"100.0%"},{"v":0,"d":"0.0%"},{"v":0,"d":"0.0%"},{"v":0,"d":"0.0%"},{"v":0,"d":"0.0%"},{"v":1,"d":"100.0%"},{"v":1,"d":"100.0%"},{"v":0,"d":"0.0%"},{"v":1,"d":"100.0%"}]
[8137,2019,"NV","NGP Blue Mountain I LLC",56982,"Nevada Power Co",13407,"NGP Blue Mountain I LLC",56249,"IPP Non-CHP","Nevada Power Company","NEVP","WECC","AZNM","WECC Southwest",null,"32","013","Humboldt",40.9961,-118.1414,3,3,"GEO","GEOTHERMAL",null,{"v":0.39625,"d":"0.3963"},63.9,{"$nulls":9},{"v":1975164,"d":"1,975,164"},{"v":857875.969,"d":"857,876"},{"v":221804.001,"d":"221,804"},{"v":96336,"d":"96,336"},0,0,0,0,null,null,0,null,{"v":0,"d":"0.000"},{"v":0,"d":"0.000"},{"v":0,"d":"0.000"},{"v":0,"d":"0.000"},null,null,{"v":0,"d":"0.000"},{"$nulls":17},0,0,0,0,{"$nulls":5},{"v":1975164,"d":"1,975,164"},{"v":857875.969,"d":"857,876"},"EIA","EIA","EIA","EIA",null,null,"--","EIA","EIA",{"$nulls":15},0,0,0,0,0,0,0,0,{"v":221804,"d":"221,804"},0,0,0,{"v":221804,"d":"221,804"},{"v":221804,"d":"221,804"},0,{"v":221804,"d":"221,804"},{"v":0,"d":"0.0%"},{"v":0,"d":"0.0%"},{"v":0,"d":"0.0%"},{"v":0,"d":"0.0%"},{"v":0,"d":"0.0%"},{"v":0,"d":"0.0%"},{"v":0,"d":"0.0%"},{"v":0,"d":"0.0%"},{"v":1,"d":"100.0%"},{"v":0,"d":"0.0%"},{"v":0,"d":"0.0%"},{"v":0,"d":"0.0%"},{"v":1,"d":"100.0%"},{"v":1,"d":"100.0%"},{"v":0,"d":"0.0%"},{"v":1,"d":"100.0%"}]
[8161,2019,"NV","Spectrum Solar PV Power Project",58490,"Nevada Power Co",13407,"Southern Power Co",17650,"IPP Non-CHP","Nevada Power Company","NEVP","WECC","AZNM","WECC Southwest",null,"32","003","Clark",36.23,-114.87,1,1,"SUN","SOLAR",null,{"v":0.30944,"d":"0.3094"},30.2,{"$nulls":9},{"v":728988,"d":"728,988"},{"v":380977,"d":"380,977"},{"v":81863,"d":"81,863"},{"v":42782,"d":"42,782"},{"$nulls":41},{"v":728988,"d":"728,988"},{"v":380977,"d":"380,977"},{"$nulls":6},"--","EIA","EIA",{"$nulls":15},0,0,0,0,0,0,0,{"v":81863,"d":"81,863"},0,0,0,0,{"v":81863,"d":"81,863"},{"v":81863,"d":"81,863"},0,{"v":81863,"d":"81,863"},{"v":0,"d":"0.0%"},{"v":0,"d":"0.0%"},{"v":0,"d":"0.0%"},{"v":0,"d":"0.0%"},{"v":0,"d":"0.0%"},{"v":0,"d":"0.0%"},{"v":0,"d":"0.0%"},{"v":1,"d":"100.0%"},{"v":0,"d":"0.0%"},{"v":0,"d":"0.0%"},{"v":0,"d":"0.0%"},{"v":0,"d":"0.0%"},{"v":1,"d":"100.0%"},{"v":1,"d":"100.0%"},{"v":0,"d":"0.0%"},{"v":1,"d":"100.0%"}]
[8176,2019,"NV","Techren Solar V",62440,"Nevada Power Co",13407,"Techren Solar V LLC",61954,"IPP Non-CHP","Nevada Power Company","NEVP","WECC","AZNM","WECC Southwest",null,"32","003","Clark",35.899694,-114.92625,1,1,"SUN","SOLAR",null,null,{"v":50,"d":"50.0"},{"$nulls":62},"--"]
[8193,2019,"NY","100 Brook Hill Drive Solar",63292,"Orange & Rockland Utils Inc",14154,"Diamond Properties",63059,"Commercial Non-CHP","New York Independent System Operator","NYIS","NPCC","NYUP","NPCC Upstate NY","NYISO","36","087","Rockland",41.09305,-73.9828,1,1,"SUN","SOLAR",null,{"v":0.14081,"d":"0.1408"},{"v":2,"d":"2.0"},{"$nulls":9},{"v":21969,"d":"21,969"},{"v":11515,"d":"11,515"},{"v":2467,"d":"2,467"},{"v":1293,"d":"1,293"},{"$nulls":41},{"v":21969,"d":"21,969"},{"v":11515,"d":"11,515"},{"$nulls":6},"--","EIA","EIA",{"$nulls":15},0,0,0,0,0,0,0,{"v":2467,"d":"2,467"},0,0,0,0,{"v":2467,"d":"2,467"},{"v":2467,"d":"2,467"},0,{"v":2467,"d":"2,467"},{"v":0,"d":"0.0%"},{"v":0,"d":"0.0%"},{"v":0,"d":"0.0%"},{"v":0,"d":"0.0%"},{"v":0,"d":"0.0%"},{"v":0,"d":"0.0%"},{"v":0,"d":"0.0%"},{"v":1,"d":"100.0%"},{"v":0,"d":"0.0%"},{"v":0,"d":"0.0%"},{"v":0,"d":"0.0%"},{"v":0,"d":"0.0%"},{"v":1,"d":"100.0%"},{"v":1,"d":"100.0%"},{"v":0,"d":"0.0%"},{"v":1,"d":"100.0%"}]
[8215,2019,"NY","Anheuser-Busch Baldwinsville",61575,"Niagara Mohawk Power Corp.",13573,"AES Distributed Energy",61012,"IPP Non-CHP","New York Independent System Operator","NYIS","NPCC","NYUP","NPCC Upstate NY","NYISO","36","067","Onondaga",43.151537,-76.414844,1,1,"SUN","SOLAR",null,{"v":0.14315,"d":"0.1432"},{"v":2,"d":"2.0"},{"$nulls":9},{"v":22333,"d":"22,333"},{"v":11706,"d":"11,706"},{"v":2508,"d":"2,508"},{"v":1315,"d":"1,315"},{"$nulls":41},{"v":22333,"d":"22,333"},{"v":11706,"d":"11,706"},{"$nulls":6},"--","EIA","EIA",{"$nulls":15},0,0,0,0,0,0,0,{"v":2508,"d":"2,508"},0,0,0,0,{"v":2508,"d":"2,508"},{"v":2508,"d":"2,508"},0,{"v":2508,"d":"2,508"},{"v":0,"d":"0.0%"},{"v":0,"d":"0.0%"},{"v":0,"d":"0.0%"},{"v":0,"d":"0.0%"},{"v":0,"d":"0.0%"},{"v":0,"d":"0.0%"},{"v":0,"d":"0.0%"},{"v":1,"d":"100.0%"},{"v":0,"d":"0.0%"},{"v":0,"d":"0.0%"},{"v":0,"d":"0.0%"},{"v":0,"d":"0.0%"},{"v":1,"d":"100.0%"},{"v":1,"d":"100.0%"},{"v":0,"d":"0.0%"},{"v":1,"d":"100.0%"}]
[8254,2019,"NY","Boas Rd #1 Community Solar Farm",62530,"New York State Elec & Gas Corp",13511,"NY Mooers I, LLC",62630,"IPP Non-CHP","New York Independent System Operator","NYIS","NPCC","NYUP","NPCC Upstate NY","NYISO","36","019","Clinton",44.934274,-73.672382,1,1,"SUN","SOLAR",null,{"v":0.06581,"d":"0.0658"},{"v":2,"d":"2.0"},{"$nulls":9},{"v":10267,"d":"10,267"},{"v":5564,"d":"5,564"},{"v":1153,"d":"1,153"},625,{"$nulls":41},{"v":10267,"d":"10,267"},{"v":5564,"d":"5,564"},{"$nulls":6},"--","EIA","EIA",{"$nulls":15},0,0,0,0,0,0,0,{"v":1153,"d":"1,153"},0,0,0,0,{"v":1153,"d":"1,153"},{"v":1153,"d":"1,153"},0,{"v":1153,"d":"1,153"},{"v":0,"d":"0.0%"},{"v":0,"d":"0.0%"},{"v":0,"d":"0.0%"},{"v":0,"d":"0.0%"},{"v":0,"d":"0.0%"},{"v":0,"d":"0.0%"},{"v":0,"d":"0.0%"},{"v":1,"d":"100.0%"},{"v":0,"d":"0.0%"},{"v":0,"d":"0.0%"},{"v":0,"d":"0.0%"},{"v":0,"d":"0.0%"},{"v":1,"d":"100.0%"},{"v":1,"d":"100.0%"},{"v":0,"d":"0.0%"},{"v":1,"d":"100.0%"}]
[8269,2019,"NY","Browns Falls",2548,"Niagara Mohawk Power Corp.",13573,"Erie Boulevard Hydropower LP",5914,"IPP Non-CHP","New York Independent System Operator","NYIS","NPCC","NYUP","NPCC Upstate NY","NYISO","36","089","St Lawrence",44.211407,-75.059441,2,2,"WAT","HYDRO",null,{"v":0.46602,"d":"0.4660"},{"v":16,"d":"16.0"},{"$nulls":9},{"v":581657,"d":"581,657"},{"v":248843,"d":"248,843"},{"v":65318,"d":"65,318"},{"v":27944,"d":"27,944"},{"$nulls":41},{"v":581657,"d":"581,657"},{"v":248843,"d":"248,843"},{"$nulls":6},"--","EIA","EIA",{"$nulls":15},0,0,0,0,{"v":65318,"d":"65,318"},0,0,0,0,0,0,0,{"v":65318,"d":"65,318"},0,0,{"v":65318,"d":"65,318"},{"v":0,"d":"0.0%"},{"v":0,"d":"0.0%"},{"v":0,"d":"0.0%"},{"v":0,"d":"0.0%"},{"v":1,"d":"100.0%"},{"v":0,"d":"0.0%"},{"v":0,"d":"0.0%"},{"v":0,"d":"0.0%"},{"v":0,"d":"0.0%"},{"v":0,"d":"0.0%"},{"v":0,"d":"0.0%"},{"v":0,"d":"0.0%"},{"v":1,"d":"100.0%"},{"v":0,"d":"0.0%"},{"v":0,"d":"0.0%"},{"v":1,"d":"100.0%"}]
[8293,2019,"NY","Central Hudson High Falls",579,"Central Hudson Gas & Elec Corp",3249,"Central Hudson Gas & Elec Corp",3249,"Electric Utility","New York Independent System Operator","NYIS","NPCC","NYUP","NPCC Upstate NY","NYISO","36","111","Ulster",41.828814,-74.131877,1,1,"WAT","HYDRO",null,{"v":0.28546,"d":"0.2855"},3.2,{"$nulls":9},{"v":71257,"d":"71,257"},{"v":30485,"d":"30,485"},{"v":8002,"d":"8,002"},{"v":3423,"d":"3,423"},{"$nulls":41},{"v":71257,"d":"71,257"},{"v":30485,"d":"30,485"},{"$nulls":6},"--","EIA","EIA",{"$nulls":15},0,0,0,0,{"v":8002,"d":"8,002"},0,0,0,0,0,0,0,{"v":8002,"d":"8,002"},0,0,{"v":8002,"d":"8,002"},{"v":0,"d":"0.0%"},{"v":0,"d":"0.0%"},{"v":0,"d":"0.0%"},{"v":0,"d":"0.0%"},{"v":1,"d":"100.0%"},{"v":0,"d":"0.0%"},{"v":0,"d":"0.0%"},{"v":0,"d":"0.0%"},{"v":0,"d":"0.0%"},{"v":0,"d":"0.0%"},{"v":0,"d":"0.0%"},{"v":0,"d":"0.0%"},{"v":1,"d":"100.0%"},{"v":0,"d":"0.0%"},{"v":0,"d":"0.0%"},{"v":1,"d":"100.0%"}]
[8301,2019,"NY","Chateaugay High Falls Hydro",50093,"New York State Elec & Gas Corp",13511,"Triton Power Co",34689,"IPP Non-CHP","New York Independent System Operator","NYIS","NPCC","NYUP","NPCC Upstate NY","NYISO","36","033","Franklin",44.909915,-74.085798,1,1,"WAT","HYDRO",null,{"v":0.48006,"d":"0.4801"},1.7,{"$nulls":9},{"v":63663,"d":"63,663"},{"v":27236,"d":"27,236"},{"v":7149,"d":"7,149"},{"v":3058,"d":"3,058"},{"$nulls":41},{"v":63663,"d":"63,663"},{"v":27236,"d":"27,236"},{"$nulls":6},"--","EIA","EIA",{"$nulls":15},0,0,0,0,{"v":7149,"d":"7,149"},0,0,0,0,0,0,0,{"v":7149,"d":"7,149"},0,0,{"v":7149,"d":"7,149"},{"v":0,"d":"0.0%"},{"v":0,"d":"0.0%"},{"v":0,"d":"0.0%"},{"v":0,"d":"0.0%"},{"v":1,"d":"100.0%"},{"v":0,"d":"0.0%"},{"v":0,"d":"0.0%"},{"v":0,"d":"0.0%"},{"v":0,"d":"0.0%"},{"v":0,"d":"0.0%"},{"v":0,"d":"0.0%"},{"v":0,"d":"0.0%"},{"v":1,"d":"100.0%"},{"v":0,"d":"0.0%"},{"v":0,"d":"0.0%"},{"v":1,"d":"100.0%"}]
[8328,2019,"NY","Covanta Niagara",50472,"Niagara Mohawk Power Corp.",13573,"Covanta Energy of Niagara LP",470,"IPP CHP","New York Independent System Operator","NYIS","NPCC","NYUP","NPCC Upstate NY","NYISO","36","063","Niagara",43.0839,-79.0056,6,2,"NG","GAS",null,{"v":0.37178,"d":"0.3718"},{"v":50,"d":"50.0"},{"v":0.713694824961948,"d":"0.7137"},"Yes","Yes",{"v":6068240.8,"d":"6,068,241"},{"v":0.092,"d":"0"},{"v":0.108827,"d":"0.1088"},null,{"v":946576.799,"d":"946,577"},{"v":207781.942,"d":"207,782"},{"v":946576.799,"d":"946,577"},{"v":207781.942,"d":"207,782"},{"v":162841,"d":"162,841"},{"v":74504,"d":"74,504"},{"v":44.924,"d":"45"},{"v":13.651,"d":"14"},{"v":76.045,"d":"76"},{"v":32356.539,"d":"32,357"},{"v":61864.804,"d":"61,865"},{"v":8114.84,"d":"8,115"},{"v":34338.96,"d":"34,339"},null,0.552,0.366,0.934,{"v":397.4,"d":"397.400"},{"v":0.38,"d":"0.380"},{"v":0.05,"d":"0.050"},421.748,null,0.095,0.131,0.161,68.365,0.065,0.009,72.554,null,0.552,0.366,0.934,{"v":397.4,"d":"397.400"},{"v":0.38,"d":"0.380"},{"v":0.05,"d":"0.050"},421.748,null,{"v":412.801,"d":"413"},{"v":125.44,"d":"125"},{"v":698.767,"d":"699"},{"v":658932.197,"d":"658,932"},{"v":568467.691,"d":"568,468"},{"v":74566.217,"d":"74,566"},null,{"v":8697971.938,"d":"8,697,972"},{"v":1909281.422,"d":"1,909,281"},{"v":8697971.938,"d":"8,697,972"},{"v":1909281.422,"d":"1,909,281"},"EPA/CAMD; EIA","EPA/CAMD; EIA","EPA/CAMD; EIA","EPA/CAMD; EIA","EIA","EIA","--","EPA/CAMD; EIA","EPA/CAMD",{"$nulls":3},{"v":361612.142,"d":"361,612"},null,null,{"v":7751395.138,"d":"7,751,395"},{"v":1701499.48,"d":"1,701,499"},{"v":367.877,"d":"368"},{"v":111.789,"d":"112"},{"v":622.722,"d":"623"},{"v":264963.516,"d":"264,964"},{"v":506602.887,"d":"506,603"},{"v":66451.377,"d":"66,451"},{"v":5812.88987,"d":"5,812.890"},0,0,{"v":12027.567,"d":"12,028"},0,0,{"v":150813.433,"d":"150,813"},0,0,0,0,0,{"v":12027.567,"d":"12,028"},{"v":150813.433,"d":"150,813"},{"v":150813.433,"d":"150,813"},{"v":162841,"d":"162,841"},0,{"v":0,"d":"0.0%"},{"v":0,"d":"0.0%"},{"v":0.0738608028690563,"d":"7.4%"},{"v":0,"d":"0.0%"},{"v":0,"d":"0.0%"},{"v":0.926139197130944,"d":"92.6%"},{"v":0,"d":"0.0%"},{"v":0,"d":"0.0%"},{"v":0,"d":"0.0%"},{"v":0,"d":"0.0%"},{"v":0,"d":"0.0%"},{"v":0.0738608028690563,"d":"7.4%"},{"v":0.926139197130944,"d":"92.6%"},{"v":0.926139197130944,"d":"92.6%"},{"v":1,"d":"100.0%"},{"v":0,"d":"0.0%"}]
[8356,2019,"NY","East Hampton Energy Storage Center",62733,"Long Island Power Authority",11171,"East Hampton Energy Storage Center, LLC",62652,"IPP Non-CHP","New York Independent System Operator","NYIS","NPCC","NYLI","NPCC Long Island","NYISO","36","103","Suffolk",40.961751,-72.209858,1,1,"MWH","OTHF",null,{"v":0,"d":"0.0000"},{"v":5,"d":"5.0"},{"$nulls":7},0,0,0,0,{"v":-477,"d":"(477)"},{"v":-211,"d":"(211)"},{"$nulls":8},{"v":0,"d":"0.000"},{"v":0,"d":"0.000"},{"v":0,"d":"0.000"},{"v":0,"d":"0.000"},{"v":0,"d":"0.000"},{"v":0,"d":"0.000"},{"v":0,"d":"0.000"},{"$nulls":9},{"v":0,"d":"0.000"},null,{"v":0,"d":"0.000"},{"v":0,"d":"0.000"},{"v":0,"d":"0.000"},{"v":0,"d":"0.000"},{"v":0,"d":"0.000"},{"$nulls":8},0,0,0,0,{"$nulls":6},"--","EIA","EIA",{"$nulls":15},0,0,0,0,0,0,0,0,0,0,{"v":-477,"d":"(477)"},{"v":-477,"d":"(477)"},0,0,{"v":-477,"d":"(477)"},0]
[8389,2019,"NY","Freeport Power Plant No. 2",2679,"Village of Freeport - (NY)",6775,"Village of Freeport - (NY)",6775,"Electric Utility","New York Independent System Operator","NYIS","NPCC","NYLI","NPCC Long Island","NYISO","36","059","Nassau",40.6447,-73.5683,1,4,"NG","GAS",null,{"v":0.01613,"d":"0.0161"},97.8,{"v":1,"d":"1.0000"},{"$nulls":6},{"v":140612,"d":"140,612"},{"v":60819.824,"d":"60,820"},{"v":140612,"d":"140,612"},{"v":60819.824,"d":"60,820"},{"v":13823,"d":"13,823"},{"v":6345,"d":"6,345"},{"v":1.165,"d":"1"},{"v":0.484,"d":"0"},{"v":0.053,"d":"0"},{"v":8428.95,"d":"8,429"},{"v":337.385,"d":"337"},{"v":38.002,"d":"38"},{"v":8438.83,"d":"8,439"},null,0.169,0.153,0.008,{"v":1219.554,"d":"1,219.554"},0.024,0.003,{"v":1220.984,"d":"1,220.984"},null,0.017,0.016,{"v":1E-3,"d":"0.001"},119.889,{"v":2E-3,"d":"0.002"},{"v":0,"d":"0.000"},{"v":120.03,"d":"120.030"},null,0.169,0.153,0.008,{"v":1219.554,"d":"1,219.554"},0.024,0.003,{"v":1220.984,"d":"1,220.984"},null,{"v":1.165,"d":"1"},{"v":0.484,"d":"0"},{"v":0.053,"d":"0"},{"v":8428.95,"d":"8,429"},{"v":337.385,"d":"337"},{"v":38.002,"d":"38"},null,{"v":140612,"d":"140,612"},{"v":60819.824,"d":"60,820"},{"v":140612,"d":"140,612"},{"v":60819.824,"d":"60,820"},"EPA/CAMD","EPA/CAMD","EPA/CAMD","EPA/CAMD","EIA","EIA","--","EPA/CAMD","EPA/CAMD",{"$nulls":14},{"v":10172.321493,"d":"10,172.321"},0,{"v":635.884,"d":"636"},{"v":13187.116,"d":"13,187"},0,0,0,0,0,0,0,0,{"v":13823,"d":"13,823"},0,0,{"v":13823,"d":"13,823"},0,{"v":0,"d":"0.0%"},{"v":0.0460018809230992,"d":"4.6%"},{"v":0.953998119076901,"d":"95.4%"},{"v":0,"d":"0.0%"},{"v":0,"d":"0.0%"},{"v":0,"d":"0.0%"},{"v":0,"d":"0.0%"},{"v":0,"d":"0.0%"},{"v":0,"d":"0.0%"},{"v":0,"d":"0.0%"},{"v":0,"d":"0.0%"},{"v":1,"d":"100.0%"},{"v":0,"d":"0.0%"},{"v":0,"d":"0.0%"},{"v":1,"d":"100.0%"},{"v":0,"d":"0.0%"}]
[8411,2019,"NY","Grabinski",63752,"Central Hudson Gas & Elec Corp",3249,"Grabinski Solar LLC",63446,"IPP Non-CHP","New York Independent System Operator","NYIS","NPCC","NYUP","NPCC Upstate NY","NYISO","36","071","Orange",41.578731,-74.17967,1,1,"SUN","SOLAR",null,{"v":0.05211,"d":"0.0521"},{"v":2,"d":"2.0"},{"$nulls":9},{"v":8130,"d":"8,130"},{"v":5320,"d":"5,320"},913,597,{"$nulls":41},{"v":8130,"d":"8,130"},{"v":5320,"d":"5,320"},{"$nulls":6},"--","EIA","EIA",{"$nulls":15},0,0,0,0,0,0,0,913,0,0,0,0,913,913,0,913,{"v":0,"d":"0.0%"},{"v":0,"d":"0.0%"},{"v":0,"d":"0.0%"},{"v":0,"d":"0.0%"},{"v":0,"d":"0.0%"},{"v":0,"d":"0.0%"},{"v":0,"d":"0.0%"},{"v":1,"d":"100.0%"},{"v":0,"d":"0.0%"},{"v":0,"d":"0.0%"},{"v":0,"d":"0.0%"},{"v":0,"d":"0.0%"},{"v":1,"d":"100.0%"},{"v":1,"d":"100.0%"},{"v":0,"d":"0.0%"},{"v":1,"d":"100.0%"}]
[8428,2019,"NY","Hardscrabble Wind Power LLC",57287,"Niagara Mohawk Power Corp.",13573,"Avangrid Renewables LLC",15399,"IPP Non-CHP","New York Independent System Operator","NYIS","NPCC","NYUP","NPCC Upstate NY","NYISO","36","043","Herkimer",43.112222,-74.878888,1,1,"WND","WIND",null,{"v":0.28362,"d":"0.2836"},{"v":74,"d":"74.0"},{"$nulls":9},{"v":1637219,"d":"1,637,219"},{"v":515986,"d":"515,986"},{"v":183854,"d":"183,854"},{"v":57943,"d":"57,943"},{"$nulls":41},{"v":1637219,"d":"1,637,219"},{"v":515986,"d":"515,986"},{"$nulls":6},"--","EIA","EIA",{"$nulls":15},0,0,0,0,0,0,{"v":183854,"d":"183,854"},0,0,0,0,0,{"v":183854,"d":"183,854"},{"v":183854,"d":"183,854"},0,{"v":183854,"d":"183,854"},{"v":0,"d":"0.0%"},{"v":0,"d":"0.0%"},{"v":0,"d":"0.0%"},{"v":0,"d":"0.0%"},{"v":0,"d":"0.0%"},{"v":0,"d":"0.0%"},{"v":1,"d":"100.0%"},{"v":0,"d":"0.0%"},{"v":0,"d":"0.0%"},{"v":0,"d":"0.0%"},{"v":0,"d":"0.0%"},{"v":0,"d":"0.0%"},{"v":1,"d":"100.0%"},{"v":1,"d":"100.0%"},{"v":0,"d":"0.0%"},{"v":1,"d":"100.0%"}]
[8454,2019,"NY","Hofstra University",51035,"Long Island Power Authority",11171,"Hofstra University",8688,"Commercial CHP","New York Independent System Operator","NYIS","NPCC","NYLI","NPCC Long Island","NYISO","36","059","Nassau",40.7139,-73.6003,2,2,"NG","GAS",null,{"v":0,"d":"0.0000"},2.2,null,null,"Yes",0,null,{"v":1,"d":"1.0000"},{"$nulls":5},0,0,{"$nulls":49},"--",{"$nulls":17},0,0,0,0,0,0,0,0,0,0,0,0,0,0,0,0]
[8467,2019,"NY","Howland CSG",63055,"Niagara Mohawk Power Corp.",13573,"Forefront Power, LLC",62856,"IPP Non-CHP","New York Independent System Operator","NYIS","NPCC","NYUP","NPCC Upstate NY","NYISO","36","075","Oswego",43.63481,-76.08921,1,1,"SUN","SOLAR",null,{"v":0.11535,"d":"0.1154"},{"v":2,"d":"2.0"},{"$nulls":9},{"v":17997,"d":"17,997"},{"v":9434,"d":"9,434"},{"v":2021,"d":"2,021"},{"v":1059,"d":"1,059"},{"$nulls":41},{"v":17997,"d":"17,997"},{"v":9434,"d":"9,434"},{"$nulls":6},"--","EIA","EIA",{"$nulls":15},0,0,0,0,0,0,0,{"v":2021,"d":"2,021"},0,0,0,0,{"v":2021,"d":"2,021"},{"v":2021,"d":"2,021"},0,{"v":2021,"d":"2,021"},{"v":0,"d":"0.0%"},{"v":0,"d":"0.0%"},{"v":0,"d":"0.0%"},{"v":0,"d":"0.0%"},{"v":0,"d":"0.0%"},{"v":0,"d":"0.0%"},{"v":0,"d":"0.0%"},{"v":1,"d":"100.0%"},{"v":0,"d":"0.0%"},{"v":0,"d":"0.0%"},{"v":0,"d":"0.0%"},{"v":0,"d":"0.0%"},{"v":1,"d":"100.0%"},{"v":1,"d":"100.0%"},{"v":0,"d":"0.0%"},{"v":1,"d":"100.0%"}]
[8486,2019,"NY","Jamaica Bay Peaking",56141,"Long Island Power Authority",11171,"Jamaica Bay Peaking Facility, LLC",49786,"IPP Non-CHP","New York Independent System Operator","NYIS","NPCC","NYLI","NPCC Long Island","NYISO","36","081","Queens",40.6097,-73.7622,1,1,"KER","OIL",null,{"v":0.01564,"d":"0.0156"},60.5,{"v":1,"d":"1.0000"},{"$nulls":6},{"v":89180,"d":"89,180"},919,{"v":89180,"d":"89,180"},919,{"v":8289,"d":"8,289"},86,{"v":37.02,"d":"37"},{"v":0.382,"d":"0"},{"v":22.518,"d":"23"},{"v":7392.468,"d":"7,392"},{"v":589.825,"d":"590"},{"v":117.965,"d":"118"},{"v":7417.417,"d":"7,417"},null,8.932,8.884,5.433,{"v":1783.681,"d":"1,783.681"},0.071,0.014,{"v":1789.701,"d":"1,789.701"},null,{"v":0.83,"d":"0.830"},0.831,0.505,165.788,0.007,{"v":1E-3,"d":"0.001"},166.347,null,8.932,8.884,5.433,{"v":1783.681,"d":"1,783.681"},0.071,0.014,{"v":1789.701,"d":"1,789.701"},null,{"v":37.02,"d":"37"},{"v":0.382,"d":"0"},{"v":22.518,"d":"23"},{"v":7392.468,"d":"7,392"},{"v":589.825,"d":"590"},{"v":117.965,"d":"118"},null,{"v":89180,"d":"89,180"},919,{"v":89180,"d":"89,180"},919,"EIA","EIA","EIA","EIA","EIA","EIA","--","EIA","EIA",{"$nulls":14},{"v":10758.837013,"d":"10,758.837"},0,{"v":8289,"d":"8,289"},0,0,0,0,0,0,0,0,0,{"v":8289,"d":"8,289"},0,0,{"v":8289,"d":"8,289"},0,{"v":0,"d":"0.0%"},{"v":1,"d":"100.0%"},{"v":0,"d":"0.0%"},{"v":0,"d":"0.0%"},{"v":0,"d":"0.0%"},{"v":0,"d":"0.0%"},{"v":0,"d":"0.0%"},{"v":0,"d":"0.0%"},{"v":0,"d":"0.0%"},{"v":0,"d":"0.0%"},{"v":0,"d":"0.0%"},{"v":1,"d":"100.0%"},{"v":0,"d":"0.0%"},{"v":0,"d":"0.0%"},{"v":1,"d":"100.0%"},{"v":0,"d":"0.0%"}]
[8524,2019,"NY","Little Falls Hydro",51034,"Niagara Mohawk Power Corp.",13573,"Little Falls Hydroelec Assoc",10714,"IPP Non-CHP","New York Independent System Operator","NYIS","NPCC","NYUP","NPCC Upstate NY","NYISO","36","043","Herkimer",43.040335,-74.850621,2,2,"WAT","HYDRO",null,{"v":0.59795,"d":"0.5980"},{"v":13,"d":"13.0"},{"$nulls":9},{"v":606375,"d":"606,375"},{"v":259418,"d":"259,418"},{"v":68094,"d":"68,094"},{"v":29132,"d":"29,132"},{"$nulls":41},{"v":606375,"d":"606,375"},{"v":259418,"d":"259,418"},{"$nulls":6},"--","EIA","EIA",{"$nulls":15},0,0,0,0,{"v":68094,"d":"68,094"},0,0,0,0,0,0,0,{"v":68094,"d":"68,094"},0,0,{"v":68094,"d":"68,094"},{"v":0,"d":"0.0%"},{"v":0,"d":"0.0%"},{"v":0,"d":"0.0%"},{"v":0,"d":"0.0%"},{"v":1,"d":"100.0%"},{"v":0,"d":"0.0%"},{"v":0,"d":"0.0%"},{"v":0,"d":"0.0%"},{"v":0,"d":"0.0%"},{"v":0,"d":"0.0%"},{"v":0,"d":"0.0%"},{"v":0,"d":"0.0%"},{"v":1,"d":"100.0%"},{"v":0,"d":"0.0%"},{"v":0,"d":"0.0%"},{"v":1,"d":"100.0%"}]
[8541,2019,"NY","Maple Ridge Wind Farm",56290,"Niagara Mohawk Power Corp.",13573,"Flat Rock Windpower, LLC",54684,"IPP Non-CHP","New York Independent System Operator","NYIS","NPCC","NYUP","NPCC Upstate NY","NYISO","36","049","Lewis",43.7853,-75.5753,4,4,"WND","WIND",null,{"v":0.26126,"d":"0.2613"},{"v":322,"d":"322.0"},{"$nulls":9},{"v":6562583.812,"d":"6,562,584"},{"v":2006153.031,"d":"2,006,153"},{"v":736955,"d":"736,955"},{"v":225284,"d":"225,284"},{"$nulls":41},{"v":6562583.812,"d":"6,562,584"},{"v":2006153.031,"d":"2,006,153"},{"$nulls":6},"--","EIA","EIA",{"$nulls":15},0,0,0,0,0,0,{"v":736955,"d":"736,955"},0,0,0,0,0,{"v":736955,"d":"736,955"},{"v":736955,"d":"736,955"},0,{"v":736955,"d":"736,955"},{"v":0,"d":"0.0%"},{"v":0,"d":"0.0%"},{"v":0,"d":"0.0%"},{"v":0,"d":"0.0%"},{"v":0,"d":"0.0%"},{"v":0,"d":"0.0%"},{"v":1,"d":"100.0%"},{"v":0,"d":"0.0%"},{"v":0,"d":"0.0%"},{"v":0,"d":"0.0%"},{"v":0,"d":"0.0%"},{"v":0,"d":"0.0%"},{"v":1,"d":"100.0%"},{"v":1,"d":"100.0%"},{"v":0,"d":"0.0%"},{"v":1,"d":"100.0%"}]
[8563,2019,"NY","Mohonasen Central School District",63511,"Niagara Mohawk Power Corp.",13573,"Tesla Inc.",60947,"IPP Non-CHP","New York Independent System Operator","NYIS","NPCC","NYUP","NPCC Upstate NY","NYISO","36","093","Schenectady",42.767228,-73.956847,1,1,"SUN","SOLAR",null,{"v":0.03663,"d":"0.0366"},1.1,{"$nulls":9},{"v":3144,"d":"3,144"},{"v":1110,"d":"1,110"},353,125,{"$nulls":41},{"v":3144,"d":"3,144"},{"v":1110,"d":"1,110"},{"$nulls":6},"--","EIA","EIA",{"$nulls":15},0,0,0,0,0,0,0,353,0,0,0,0,353,353,0,353,{"v":0,"d":"0.0%"},{"v":0,"d":"0.0%"},{"v":0,"d":"0.0%"},{"v":0,"d":"0.0%"},{"v":0,"d":"0.0%"},{"v":0,"d":"0.0%"},{"v":0,"d":"0.0%"},{"v":1,"d":"100.0%"},{"v":0,"d":"0.0%"},{"v":0,"d":"0.0%"},{"v":0,"d":"0.0%"},{"v":0,"d":"0.0%"},{"v":1,"d":"100.0%"},{"v":1,"d":"100.0%"},{"v":0,"d":"0.0%"},{"v":1,"d":"100.0%"}]
[8573,2019,"NY","Montefiore Mount Vernon Hospital",62589,"Consolidated Edison Co-NY Inc",4226,"Montefiore Mount Vernon Hospital",62087,"Commercial Non-CHP","New York Independent System Operator","NYIS","NPCC","NYCW","NPCC NYC/Westchester","NYISO","36","119","Westchester",40.902825,-73.868738,2,2,"DFO","OIL",null,{"v":1.14E-3,"d":"0.0011"},1.1,{"v":1,"d":"1.0000"},{"$nulls":6},199,0,199,0,11,0,{"v":0.336,"d":"0"},0,{"v":0.029,"d":"0"},{"v":16.25,"d":"16"},{"v":1.316,"d":"1"},{"v":0.263,"d":"0"},{"v":16.306,"d":"16"},null,61.091,null,5.255,{"v":2954.545,"d":"2,954.545"},{"v":0.12,"d":"0.120"},0.024,{"v":2964.668,"d":"2,964.668"},null,3.377,null,{"v":0.29,"d":"0.290"},163.317,0.007,{"v":1E-3,"d":"0.001"},163.876,null,61.091,null,5.255,{"v":2954.545,"d":"2,954.545"},{"v":0.12,"d":"0.120"},0.024,{"v":2964.668,"d":"2,964.668"},null,{"v":0.336,"d":"0"},0,{"v":0.029,"d":"0"},{"v":16.25,"d":"16"},{"v":1.316,"d":"1"},{"v":0.263,"d":"0"},null,199,0,199,0,"EIA","EIA","EIA","EIA","EIA","EIA","--","EIA","EIA",{"$nulls":14},{"v":18090.909091,"d":"18,090.909"},0,11,0,0,0,0,0,0,0,0,0,11,0,0,11,0,{"v":0,"d":"0.0%"},{"v":1,"d":"100.0%"},{"v":0,"d":"0.0%"},{"v":0,"d":"0.0%"},{"v":0,"d":"0.0%"},{"v":0,"d":"0.0%"},{"v":0,"d":"0.0%"},{"v":0,"d":"0.0%"},{"v":0,"d":"0.0%"},{"v":0,"d":"0.0%"},{"v":0,"d":"0.0%"},{"v":1,"d":"100.0%"},{"v":0,"d":"0.0%"},{"v":0,"d":"0.0%"},{"v":1,"d":"100.0%"},{"v":0,"d":"0.0%"}]
[8602,2019,"NY","NHH003 Clarkson Fuel Cell",63648,"Consolidated Edison Co-NY Inc",4226,"2016 ESA Project Company, LLC",62150,"IPP Non-CHP","New York Independent System Operator","NYIS","NPCC","NYCW","NPCC NYC/Westchester","NYISO","36","047","Kings",40.65653,-73.94278,1,1,"NG","GAS",null,{"v":0.97177,"d":"0.9718"},1.1,{"v":0,"d":"0.0000"},{"$nulls":6},{"v":61231,"d":"61,231"},{"v":29430,"d":"29,430"},{"v":61231,"d":"61,231"},{"v":29430,"d":"29,430"},{"v":9364,"d":"9,364"},{"v":4501,"d":"4,501"},{"$nulls":4},{"v":134.991,"d":"135"},{"v":13.499,"d":"13"},{"$nulls":6},0.014,{"v":1E-3,"d":"0.001"},{"$nulls":6},{"v":2E-3,"d":"0.002"},{"v":0,"d":"0.000"},{"$nulls":6},0.014,{"v":1E-3,"d":"0.001"},{"$nulls":6},{"v":134.991,"d":"135"},{"v":13.499,"d":"13"},null,{"v":61231,"d":"61,231"},{"v":29430,"d":"29,430"},{"v":61231,"d":"61,231"},{"v":29430,"d":"29,430"},{"$nulls":4},"EIA","EIA","--","EIA","EIA",{"$nulls":14},{"v":6538.979069,"d":"6,538.979"},0,0,{"v":9364,"d":"9,364"},0,0,0,0,0,0,0,0,{"v":9364,"d":"9,364"},0,0,{"v":9364,"d":"9,364"},0,{"v":0,"d":"0.0%"},{"v":0,"d":"0.0%"},{"v":1,"d":"100.0%"},{"v":0,"d":"0.0%"},{"v":0,"d":"0.0%"},{"v":0,"d":"0.0%"},{"v":0,"d":"0.0%"},{"v":0,"d":"0.0%"},{"v":0,"d":"0.0%"},{"v":0,"d":"0.0%"},{"v":0,"d":"0.0%"},{"v":1,"d":"100.0%"},{"v":0,"d":"0.0%"},{"v":0,"d":"0.0%"},{"v":1,"d":"100.0%"},{"v":0,"d":"0.0%"}]
[8616,2019,"NY","North 1st",7915,"Consolidated Edison Co-NY Inc",4226,"New York Power Authority",15296,"Electric Utility","New York Independent System Operator","NYIS","NPCC","NYCW","NPCC NYC/Westchester","NYISO","36","047","Kings",40.7171,-73.9664,1,1,"NG","GAS",null,{"v":0.07134,"d":"0.0713"},{"v":47,"d":"47.0"},{"v":1,"d":"1.0000"},{"$nulls":6},{"v":341197.438,"d":"341,197"},{"v":283013,"d":"283,013"},{"v":341197.438,"d":"341,197"},{"v":283013,"d":"283,013"},{"v":29372,"d":"29,372"},{"v":14118,"d":"14,118"},{"v":1.721,"d":"2"},{"v":1.355,"d":"1"},{"v":0.102,"d":"0"},{"v":20278.178,"d":"20,278"},{"v":754.381,"d":"754"},{"v":75.438,"d":"75"},{"v":20298.848,"d":"20,299"},null,0.117,0.192,0.007,{"v":1380.783,"d":"1,380.783"},0.026,0.003,{"v":1382.19,"d":"1,382.190"},null,{"v":0.01,"d":"0.010"},{"v":0.01,"d":"0.010"},{"v":1E-3,"d":"0.001"},118.865,{"v":2E-3,"d":"0.002"},{"v":0,"d":"0.000"},118.986,null,0.117,0.192,0.007,{"v":1380.783,"d":"1,380.783"},0.026,0.003,{"v":1382.19,"d":"1,382.190"},null,{"v":1.721,"d":"2"},{"v":1.355,"d":"1"},{"v":0.102,"d":"0"},{"v":20278.178,"d":"20,278"},{"v":754.381,"d":"754"},{"v":75.438,"d":"75"},null,{"v":341197.438,"d":"341,197"},{"v":283013,"d":"283,013"},{"v":341197.438,"d":"341,197"},{"v":283013,"d":"283,013"},"EPA/CAMD","EPA/CAMD","EPA/CAMD","EPA/CAMD","EIA","EIA","--","EPA/CAMD","EPA/CAMD",{"$nulls":14},{"v":11616.418273,"d":"11,616.418"},0,0,{"v":29372,"d":"29,372"},0,0,0,0,0,0,0,0,{"v":29372,"d":"29,372"},0,0,{"v":29372,"d":"29,372"},0,{"v":0,"d":"0.0%"},{"v":0,"d":"0.0%"},{"v":1,"d":"100.0%"},{"v":0,"d":"0.0%"},{"v":0,"d":"0.0%"},{"v":0,"d":"0.0%"},{"v":0,"d":"0.0%"},{"v":0,"d":"0.0%"},{"v":0,"d":"0.0%"},{"v":0,"d":"0.0%"},{"v":0,"d":"0.0%"},{"v":1,"d":"100.0%"},{"v":0,"d":"0.0%"},{"v":0,"d":"0.0%"},{"v":1,"d":"100.0%"},{"v":0,"d":"0.0%"}]
[8641,2019,"NY","OBP Cogen",57798,"Consolidated Edison Co-NY Inc",4226,"OBP Cogen LLC",57120,"Commercial CHP","New York Independent System Operator","NYIS","RFC","NYCW","NPCC NYC/Westchester","NYISO","36","061","New York",40.754865,-73.983248,1,1,"NG","GAS",null,{"v":0.73015,"d":"0.7302"},4.6,{"v":0.116421811925087,"d":"0.1164"},null,"Yes",{"v":169166.4,"d":"169,166"},{"v":0.594,"d":"1"},{"v":0.441798,"d":"0.4418"},null,{"v":167402.284,"d":"167,402"},{"v":80461.213,"d":"80,461"},{"v":167402.284,"d":"167,402"},{"v":80461.213,"d":"80,461"},{"v":29422,"d":"29,422"},{"v":14142,"d":"14,142"},{"v":26.004,"d":"26"},{"v":12.499,"d":"12"},{"v":0.268,"d":"0"},{"v":9783.748,"d":"9,784"},{"v":369.059,"d":"369"},{"v":36.906,"d":"37"},{"v":9793.86,"d":"9,794"},null,1.768,1.768,0.018,665.063,0.013,{"v":1E-3,"d":"0.001"},665.751,null,0.311,0.311,0.003,116.889,{"v":2E-3,"d":"0.002"},{"v":0,"d":"0.000"},{"v":117.01,"d":"117.010"},null,1.768,1.768,0.018,665.063,0.013,{"v":1E-3,"d":"0.001"},665.751,null,{"v":58.86,"d":"59"},{"v":28.291,"d":"28"},{"v":0.605,"d":"1"},{"v":22145.275,"d":"22,145"},{"v":835.356,"d":"835"},{"v":83.536,"d":"84"},null,{"v":378911,"d":"378,911"},{"v":182122,"d":"182,122"},{"v":378911,"d":"378,911"},{"v":182122,"d":"182,122"},"EIA","EIA","EIA","EIA","EIA","EIA","--","EIA","EIA",{"$nulls":6},{"v":211508.716,"d":"211,509"},{"v":101660.787,"d":"101,661"},{"v":32.856,"d":"33"},{"v":15.792,"d":"16"},{"v":0.338,"d":"0"},{"v":12361.528,"d":"12,362"},{"v":466.297,"d":"466"},{"v":46.63,"d":"47"},{"v":5689.69763,"d":"5,689.698"},0,0,{"v":29422,"d":"29,422"},0,0,0,0,0,0,0,0,{"v":29422,"d":"29,422"},0,0,{"v":29422,"d":"29,422"},0,{"v":0,"d":"0.0%"},{"v":0,"d":"0.0%"},{"v":1,"d":"100.0%"},{"v":0,"d":"0.0%"},{"v":0,"d":"0.0%"},{"v":0,"d":"0.0%"},{"v":0,"d":"0.0%"},{"v":0,"d":"0.0%"},{"v":0,"d":"0.0%"},{"v":0,"d":"0.0%"},{"v":0,"d":"0.0%"},{"v":1,"d":"100.0%"},{"v":0,"d":"0.0%"},{"v":0,"d":"0.0%"},{"v":1,"d":"100.0%"},{"v":0,"d":"0.0%"}]
[8671,2019,"NY","Pearl CSG",63060,"Niagara Mohawk Power Corp.",13573,"Forefront Power, LLC",62856,"IPP Non-CHP","New York Independent System Operator","NYIS","NPCC","NYUP","NPCC Upstate NY","NYISO","36","037","Genesee",42.981335,-78.290418,2,2,"SUN","SOLAR",null,{"v":0.16184,"d":"0.1618"},{"v":4,"d":"4.0"},{"$nulls":9},{"v":50501,"d":"50,501"},{"v":26472,"d":"26,472"},{"v":5671,"d":"5,671"},{"v":2973,"d":"2,973"},{"$nulls":41},{"v":50501,"d":"50,501"},{"v":26472,"d":"26,472"},{"$nulls":6},"--","EIA","EIA",{"$nulls":15},0,0,0,0,0,0,0,{"v":5671,"d":"5,671"},0,0,0,0,{"v":5671,"d":"5,671"},{"v":5671,"d":"5,671"},0,{"v":5671,"d":"5,671"},{"v":0,"d":"0.0%"},{"v":0,"d":"0.0%"},{"v":0,"d":"0.0%"},{"v":0,"d":"0.0%"},{"v":0,"d":"0.0%"},{"v":0,"d":"0.0%"},{"v":0,"d":"0.0%"},{"v":1,"d":"100.0%"},{"v":0,"d":"0.0%"},{"v":0,"d":"0.0%"},{"v":0,"d":"0.0%"},{"v":0,"d":"0.0%"},{"v":1,"d":"100.0%"},{"v":1,"d":"100.0%"},{"v":0,"d":"0.0%"},{"v":1,"d":"100.0%"}]
[8702,2019,"NY","Ripley Westfield Wind LLC",57193,null,-9999,"Pattern Operators LP",56545,"IPP Non-CHP","New York Independent System Operator","NYIS","NPCC","NYUP","NPCC Upstate NY","NYISO","36","013","Chautauqua",42.241111,-79.635,1,1,"WND","WIND",null,null,{"v":75,"d":"75.0"},{"$nulls":62},"--"]
[8726,2019,"NY","Sacket Lake Rd #1 Community Solar Farm",62158,"New York State Elec & Gas Corp",13511,"Generate Capital",61194,"IPP Non-CHP","New York Independent System Operator","NYIS","NPCC","NYUP","NPCC Upstate NY","NYISO","36","105","Sullivan",41.38251,-74.43526,1,1,"SUN","SOLAR",null,null,{"v":2,"d":"2.0"},{"$nulls":62},"--"]
[8737,2019,"NY","Seneca Falls Hydroelectric Project",61641,"New York State Elec & Gas Corp",13511,"C-S Canal Hydro, LLC",61252,"IPP Non-CHP","New York Independent System Operator","NYIS","NPCC","NYUP","NPCC Upstate NY","NYISO","36","099","Seneca",42.915299,-76.78672,3,3,"WAT","HYDRO",null,{"v":0.38352,"d":"0.3835"},5.1,{"$nulls":9},{"v":152577.996,"d":"152,578"},{"v":65275.998,"d":"65,276"},{"v":17133.999,"d":"17,134"},{"v":7329.999,"d":"7,330"},{"$nulls":41},{"v":152577.996,"d":"152,578"},{"v":65275.998,"d":"65,276"},{"$nulls":6},"--","EIA","EIA",{"$nulls":15},0,0,0,0,{"v":17134,"d":"17,134"},0,0,0,0,0,0,0,{"v":17134,"d":"17,134"},0,0,{"v":17134,"d":"17,134"},{"v":0,"d":"0.0%"},{"v":0,"d":"0.0%"},{"v":0,"d":"0.0%"},{"v":0,"d":"0.0%"},{"v":1,"d":"100.0%"},{"v":0,"d":"0.0%"},{"v":0,"d":"0.0%"},{"v":0,"d":"0.0%"},{"v":0,"d":"0.0%"},{"v":0,"d":"0.0%"},{"v":0,"d":"0.0%"},{"v":0,"d":"0.0%"},{"v":1,"d":"100.0%"},{"v":0,"d":"0.0%"},{"v":0,"d":"0.0%"},{"v":1,"d":"100.0%"}]
[8758,2019,"NY","South Oaks Hospital",50136,"Long Island Power Authority",11171,"South Oak Hospital",17460,"Commercial CHP","New York Independent System Operator","NYIS","NPCC","NYLI","NPCC Long Island","NYISO","36","103","Suffolk",40.6853,-73.4258,7,7,"NG","GAS",null,{"v":0.30863,"d":"0.3086"},2.2,{"v":0.818942853189428,"d":"0.8189"},null,"Yes",{"v":47149.6,"d":"47,150"},{"v":0.431,"d":"0"},{"v":0.364706,"d":"0.3647"},null,{"v":30557.977,"d":"30,558"},{"v":14687.436,"d":"14,687"},{"v":30557.977,"d":"30,558"},{"v":14687.436,"d":"14,687"},{"v":5948,"d":"5,948"},{"v":2859,"d":"2,859"},{"v":38.447,"d":"38"},{"v":18.48,"d":"18"},{"v":0.049,"d":"0"},{"v":1785.947,"d":"1,786"},{"v":67.369,"d":"67"},{"v":6.737,"d":"7"},{"v":1787.793,"d":"1,788"},null,12.928,12.927,0.016,{"v":600.52,"d":"600.520"},0.011,{"v":1E-3,"d":"0.001"},601.141,null,2.516,2.516,0.003,116.889,{"v":2E-3,"d":"0.002"},{"v":0,"d":"0.000"},{"v":117.01,"d":"117.010"},null,12.928,12.927,0.016,{"v":600.52,"d":"600.520"},0.011,{"v":1E-3,"d":"0.001"},601.141,null,{"v":105.42,"d":"105"},{"v":50.67,"d":"51"},{"v":0.134,"d":"0"},{"v":4896.95,"d":"4,897"},{"v":184.721,"d":"185"},{"v":18.472,"d":"18"},null,{"v":83787.998,"d":"83,788"},{"v":40272,"d":"40,272"},{"v":83787.998,"d":"83,788"},{"v":40272,"d":"40,272"},"EIA","EIA","EIA","EIA","EIA","EIA","--","EIA","EIA",{"$nulls":6},{"v":53230.021,"d":"53,230"},{"v":25584.564,"d":"25,585"},{"v":66.973,"d":"67"},{"v":32.19,"d":"32"},{"v":0.085,"d":"0"},{"v":3111.003,"d":"3,111"},{"v":117.352,"d":"117"},{"v":11.735,"d":"12"},{"v":5137.521429,"d":"5,137.521"},0,0,{"v":5948,"d":"5,948"},0,0,0,0,0,0,0,0,{"v":5948,"d":"5,948"},0,0,{"v":5948,"d":"5,948"},0,{"v":0,"d":"0.0%"},{"v":0,"d":"0.0%"},{"v":1,"d":"100.0%"},{"v":0,"d":"0.0%"},{"v":0,"d":"0.0%"},{"v":0,"d":"0.0%"},{"v":0,"d":"0.0%"},{"v":0,"d":"0.0%"},{"v":0,"d":"0.0%"},{"v":0,"d":"0.0%"},{"v":0,"d":"0.0%"},{"v":1,"d":"100.0%"},{"v":0,"d":"0.0%"},{"v":0,"d":"0.0%"},{"v":1,"d":"100.0%"},{"v":0,"d":"0.0%"}]
[8776,2019,"NY","Stephentown Spindle",57710,"New York State Elec & Gas Corp",13511,"Convergent Energy and Power LP",61978,"IPP Non-CHP","New York Independent System Operator","NYIS","NPCC","NYUP","NPCC Upstate NY","NYISO","36","083","Rensselaer",42.556501,-73.377477,1,1,"MWH","OTHF",null,{"v":0,"d":"0.0000"},{"v":20,"d":"20.0"},{"$nulls":7},0,0,0,0,{"v":-11412,"d":"(11,412)"},{"v":-5051,"d":"(5,051)"},{"$nulls":8},{"v":0,"d":"0.000"},{"v":0,"d":"0.000"},{"v":0,"d":"0.000"},{"v":0,"d":"0.000"},{"v":0,"d":"0.000"},{"v":0,"d":"0.000"},{"v":0,"d":"0.000"},{"$nulls":9},{"v":0,"d":"0.000"},null,{"v":0,"d":"0.000"},{"v":0,"d":"0.000"},{"v":0,"d":"0.000"},{"v":0,"d":"0.000"},{"v":0,"d":"0.000"},{"$nulls":8},0,0,0,0,{"$nulls":6},"--","EIA","EIA",{"$nulls":15},0,0,0,0,0,0,0,0,0,0,{"v":-11412,"d":"(11,412)"},{"v":-11412,"d":"(11,412)"},0,0,{"v":-11412,"d":"(11,412)"},0]
[8801,2019,"NY","SunEast Watkins Road Solar Project",62896,"Niagara Mohawk Power Corp.",13573,"SunEast Watkins Road Solar LLC",62756,"IPP Non-CHP","New York Independent System Operator","NYIS","NPCC","NYUP","NPCC Upstate NY","NYISO","36","043","Herkimer",43.06127,-75.055844,1,1,"SUN","SOLAR",null,null,{"v":20,"d":"20.0"},{"$nulls":62},"--"]
[8837,2019,"NY","Valley Energy Center",56940,"New York Power Authority",15296,"CPV Valley, LLC",56204,"IPP Non-CHP","New York Independent System Operator","NYIS","NPCC","NYUP","NPCC Upstate NY","NYISO","36","071","Orange",41.4122,-74.4378,2,3,"NG","GAS",null,{"v":0.60788,"d":"0.6079"},{"v":770,"d":"770.0"},{"v":0.320198808041274,"d":"0.3202"},{"$nulls":6},{"v":28339058,"d":"28,339,058"},{"v":11141248,"d":"11,141,248"},{"v":28339058,"d":"28,339,058"},{"v":11141248,"d":"11,141,248"},{"v":4100277,"d":"4,100,277"},{"v":1607904,"d":"1,607,904"},{"v":91.99,"d":"92"},{"v":35.565,"d":"36"},{"v":8.506,"d":"9"},{"v":1685527.5,"d":"1,685,528"},{"v":63697.786,"d":"63,698"},{"v":6412.388,"d":"6,412"},{"v":1687279.168,"d":"1,687,279"},null,0.045,0.044,0.004,822.153,0.016,{"v":2E-3,"d":"0.002"},823.007,null,0.006,0.006,{"v":1E-3,"d":"0.001"},118.954,{"v":2E-3,"d":"0.002"},{"v":0,"d":"0.000"},119.078,null,0.045,0.044,0.004,822.153,0.016,{"v":2E-3,"d":"0.002"},823.007,null,{"v":91.99,"d":"92"},{"v":35.565,"d":"36"},{"v":8.506,"d":"9"},{"v":1685527.5,"d":"1,685,528"},{"v":63697.786,"d":"63,698"},{"v":6412.388,"d":"6,412"},null,{"v":28339058,"d":"28,339,058"},{"v":11141248,"d":"11,141,248"},{"v":28339058,"d":"28,339,058"},{"v":11141248,"d":"11,141,248"},"EPA/CAMD","EPA/CAMD","EPA/CAMD","EPA/CAMD","EIA","EIA","--","EPA/CAMD","EPA/CAMD",{"$nulls":14},{"v":6911.498356,"d":"6,911.498"},0,{"v":9681.937,"d":"9,682"},{"v":4090595.1,"d":"4,090,595"},0,0,0,0,0,0,0,0,{"v":4100277.037,"d":"4,100,277"},0,0,{"v":4100277.037,"d":"4,100,277"},0,{"v":0,"d":"0.0%"},{"v":2.36128849651678E-3,"d":"0.2%"},{"v":0.997638711503483,"d":"99.8%"},{"v":0,"d":"0.0%"},{"v":0,"d":"0.0%"},{"v":0,"d":"0.0%"},{"v":0,"d":"0.0%"},{"v":0,"d":"0.0%"},{"v":0,"d":"0.0%"},{"v":0,"d":"0.0%"},{"v":0,"d":"0.0%"},{"v":1,"d":"100.0%"},{"v":0,"d":"0.0%"},{"v":0,"d":"0.0%"},{"v":1,"d":"100.0%"},{"v":0,"d":"0.0%"}]
[8856,2019,"NY","Washington St Community Solar Farm #4",62471,"Rochester Gas & Electric Corp",16183,"Generate Capital",61194,"IPP Non-CHP","New York Independent System Operator","NYIS","NPCC","NYUP","NPCC Upstate NY","NYISO","36","055","Monroe",43.175,-77.849,1,1,"SUN","SOLAR",null,null,2.5,{"$nulls":62},"--"]
[8876,2019,"NY","Wheelabrator Westchester",50882,"Consolidated Edison Co-NY Inc",4226,"Wheelabrator Environmental Systems",20541,"IPP Non-CHP","New York Independent System Operator","NYIS","NPCC","NYCW","NPCC NYC/Westchester","NYISO","36","119","Westchester",41.277129,-73.942344,3,1,"MSW","BIOMASS",null,{"v":0.72089,"d":"0.7209"},59.7,{"v":0.131857282352911,"d":"0.1319"},"Yes",{"$nulls":5},{"v":6985048.25,"d":"6,985,048"},{"v":2944195.062,"d":"2,944,195"},{"v":6985048.25,"d":"6,985,048"},{"v":2944195.062,"d":"2,944,195"},{"v":377003,"d":"377,003"},{"v":154620,"d":"154,620"},{"v":1003.567,"d":"1,004"},{"v":423.53,"d":"424"},{"v":116.827,"d":"117"},{"v":384103.074,"d":"384,103"},{"v":492780.402,"d":"492,780"},{"v":64677.428,"d":"64,677"},{"v":399899.766,"d":"399,900"},null,5.324,5.478,{"v":0.62,"d":"0.620"},{"v":2037.666,"d":"2,037.666"},1.307,0.172,{"v":2121.467,"d":"2,121.467"},null,0.287,0.288,0.033,109.979,0.071,0.009,114.502,null,5.324,5.478,{"v":0.62,"d":"0.620"},{"v":2037.666,"d":"2,037.666"},1.307,0.172,{"v":2121.467,"d":"2,121.467"},null,{"v":1003.567,"d":"1,004"},{"v":423.53,"d":"424"},{"v":116.827,"d":"117"},{"v":698362.375,"d":"698,362"},{"v":492780.402,"d":"492,780"},{"v":64677.428,"d":"64,677"},null,{"v":6985048.25,"d":"6,985,048"},{"v":2944195.062,"d":"2,944,195"},{"v":6985048.25,"d":"6,985,048"},{"v":2944195.062,"d":"2,944,195"},"EIA","EIA","EIA","EIA","EIA","EIA","--","EIA","EIA",{"$nulls":3},{"v":314259.301,"d":"314,259"},{"$nulls":10},{"v":18527.832007,"d":"18,527.832"},0,0,0,0,0,{"v":377003,"d":"377,003"},0,0,0,0,0,0,{"v":377003,"d":"377,003"},{"v":377003,"d":"377,003"},{"v":377003,"d":"377,003"},0,{"v":0,"d":"0.0%"},{"v":0,"d":"0.0%"},{"v":0,"d":"0.0%"},{"v":0,"d":"0.0%"},{"v":0,"d":"0.0%"},{"v":1,"d":"100.0%"},{"v":0,"d":"0.0%"},{"v":0,"d":"0.0%"},{"v":0,"d":"0.0%"},{"v":0,"d":"0.0%"},{"v":0,"d":"0.0%"},{"v":0,"d":"0.0%"},{"v":1,"d":"100.0%"},{"v":1,"d":"100.0%"},{"v":1,"d":"100.0%"},{"v":0,"d":"0.0%"}]
[8888,2019,"NY","Yellow Mills Rd #3 Community Solar Farm",62519,"Rochester Gas & Electric Corp",16183,"Delaware River Solar, LLC",61610,"IPP Non-CHP","New York Independent System Operator","NYIS","NPCC","NYUP","NPCC Upstate NY","NYISO","36","069","Ontario",43.015301,-77.260662,1,1,"SUN","SOLAR",null,null,2.3,{"$nulls":62},"--"]
[8911,2019,"OH","Beverly L&D Hydroelectric Project",62403,null,-9999,"Rye Development",61906,"IPP Non-CHP","PJM Interconnection, LLC","PJM","RFC","RFCW","RFC West","PJM","39","167","Washington",39.555073,-81.646517,2,2,"WAT","HYDRO",null,null,{"v":3,"d":"3.0"},{"$nulls":62},"--"]
[8932,2019,"OH","Cleveland Thermal",61838,"City of Cleveland - (OH)",3762,"Cleveland Thermal, LLC",61457,"Commercial CHP","PJM Interconnection, LLC","PJM","RFC","RFCW","RFC West","PJM","39","035","Cuyahoga",41.5094,-81.682272,2,2,"NG","GAS",null,{"v":0.49817,"d":"0.4982"},{"v":1,"d":"1.0"},{"v":0.503044140030441,"d":"0.5030"},null,"Yes",{"v":964132.8,"d":"964,133"},{"v":0.015,"d":"0"},{"v":0.020182,"d":"0.0202"},null,{"v":25324.629,"d":"25,325"},{"v":10894.143,"d":"10,894"},{"v":25324.629,"d":"25,325"},{"v":10894.143,"d":"10,894"},{"v":4364,"d":"4,364"},{"v":1877.304,"d":"1,877"},{"v":2.04,"d":"2"},{"v":0.878,"d":"1"},{"v":0.04,"d":"0"},{"v":1480.086,"d":"1,480"},{"v":55.831,"d":"56"},{"v":5.583,"d":"6"},{"v":1481.616,"d":"1,482"},null,0.935,0.935,0.019,678.316,0.013,{"v":1E-3,"d":"0.001"},679.017,null,0.161,0.161,0.003,116.889,{"v":2E-3,"d":"0.002"},{"v":0,"d":"0.000"},{"v":117.01,"d":"117.010"},null,0.935,0.935,0.019,678.316,0.013,{"v":1E-3,"d":"0.001"},679.017,null,{"v":101.098,"d":"101"},{"v":43.49,"d":"43"},{"v":2.005,"d":"2"},{"v":73336.25,"d":"73,336"},{"v":2766.365,"d":"2,766"},{"v":276.636,"d":"277"},null,{"v":1254801,"d":"1,254,801"},{"v":539790,"d":"539,790"},{"v":1254801,"d":"1,254,801"},{"v":539790,"d":"539,790"},"EIA","EIA","EIA","EIA","EIA","EIA","--","EIA","EIA",{"$nulls":6},{"v":1229476.371,"d":"1,229,476"},{"v":528895.857,"d":"528,896"},{"v":99.058,"d":"99"},{"v":42.612,"d":"43"},{"v":1.965,"d":"2"},{"v":71856.164,"d":"71,856"},{"v":2710.534,"d":"2,711"},{"v":271.053,"d":"271"},{"v":5803.077271,"d":"5,803.077"},0,0,{"v":4364,"d":"4,364"},0,0,0,0,0,0,0,0,{"v":4364,"d":"4,364"},0,0,{"v":4364,"d":"4,364"},0,{"v":0,"d":"0.0%"},{"v":0,"d":"0.0%"},{"v":1,"d":"100.0%"},{"v":0,"d":"0.0%"},{"v":0,"d":"0.0%"},{"v":0,"d":"0.0%"},{"v":0,"d":"0.0%"},{"v":0,"d":"0.0%"},{"v":0,"d":"0.0%"},{"v":0,"d":"0.0%"},{"v":0,"d":"0.0%"},{"v":1,"d":"100.0%"},{"v":0,"d":"0.0%"},{"v":0,"d":"0.0%"},{"v":1,"d":"100.0%"},{"v":0,"d":"0.0%"}]
[8964,2019,"OH","Edgerton",7874,"Village of Edgerton - (OH)",5653,"American Mun Power-Ohio, Inc",40577,"Electric Utility","PJM Interconnection, LLC","PJM","RFC","RFCW","RFC West","PJM","39","171","Williams",41.449992,-84.767208,2,2,"DFO","OIL",null,{"v":0.00254,"d":"0.0025"},3.6,{"v":1,"d":"1.0000"},{"$nulls":6},{"v":1783,"d":"1,783"},637,{"v":1783,"d":"1,783"},637,80,29,{"v":2.87,"d":"3"},{"v":1.026,"d":"1"},{"v":0.259,"d":"0"},{"v":145.604,"d":"146"},{"v":11.793,"d":"12"},{"v":2.359,"d":"2"},{"v":146.103,"d":"146"},null,{"v":71.75,"d":"71.750"},70.759,6.465,{"v":3640.1,"d":"3,640.100"},0.147,0.029,{"v":3652.571,"d":"3,652.571"},null,3.219,3.221,{"v":0.29,"d":"0.290"},163.325,0.007,{"v":1E-3,"d":"0.001"},163.884,null,{"v":71.75,"d":"71.750"},70.759,6.465,{"v":3640.1,"d":"3,640.100"},0.147,0.029,{"v":3652.571,"d":"3,652.571"},null,{"v":2.87,"d":"3"},{"v":1.026,"d":"1"},{"v":0.259,"d":"0"},{"v":145.604,"d":"146"},{"v":11.793,"d":"12"},{"v":2.359,"d":"2"},null,{"v":1783,"d":"1,783"},637,{"v":1783,"d":"1,783"},637,"EIA","EIA","EIA","EIA","EIA","EIA","--","EIA","EIA",{"$nulls":14},{"v":22287.5,"d":"22,287.500"},0,80,0,0,0,0,0,0,0,0,0,80,0,0,80,0,{"v":0,"d":"0.0%"},{"v":1,"d":"100.0%"},{"v":0,"d":"0.0%"},{"v":0,"d":"0.0%"},{"v":0,"d":"0.0%"},{"v":0,"d":"0.0%"},{"v":0,"d":"0.0%"},{"v":0,"d":"0.0%"},{"v":0,"d":"0.0%"},{"v":0,"d":"0.0%"},{"v":0,"d":"0.0%"},{"v":1,"d":"100.0%"},{"v":0,"d":"0.0%"},{"v":0,"d":"0.0%"},{"v":1,"d":"100.0%"},{"v":0,"d":"0.0%"}]
[8993,2019,"OH","Hillcrest Solar",62200,"Duke Energy Ohio Inc",3542,"Hillcrest Solar I, LLC",61697,"IPP Non-CHP","PJM Interconnection, LLC","PJM","RFC","RFCW","RFC West","PJM","39","015","Brown",39.076972,-83.906046,1,1,"SUN","SOLAR",null,null,{"v":200,"d":"200.0"},{"$nulls":62},"--"]
[9019,2019,"OH","Morton Salt Rittman",54335,"Ohio Edison Co",13998,"Morton Salt Inc",12986,"Industrial CHP","PJM Interconnection, LLC","PJM","RFC","RFCW","RFC West","PJM","39","169","Wayne",40.9692,-81.7756,4,2,"NG","GAS",null,{"v":0.42033,"d":"0.4203"},{"v":4,"d":"4.0"},{"v":0.632777777777778,"d":"0.6328"},null,"Yes",{"v":1148746.4,"d":"1,148,746"},{"v":0.044,"d":"0"},{"v":0.055129,"d":"0.0551"},null,{"v":82687.847,"d":"82,688"},0,{"v":82687.847,"d":"82,688"},0,{"v":14728.48,"d":"14,728"},{"v":6335.895,"d":"6,336"},{"v":6.575,"d":"7"},{"v":2.828,"d":"3"},{"v":0.132,"d":"0"},{"v":4832.652,"d":"4,833"},{"v":182.296,"d":"182"},{"v":18.23,"d":"18"},{"v":4837.647,"d":"4,838"},null,0.893,0.893,0.018,656.232,0.012,{"v":1E-3,"d":"0.001"},656.911,null,0.159,null,0.003,116.889,{"v":2E-3,"d":"0.002"},{"v":0,"d":"0.000"},{"v":117.01,"d":"117.010"},null,0.893,0.893,0.018,656.232,0.012,{"v":1E-3,"d":"0.001"},656.911,null,{"v":119.262,"d":"119"},{"v":51.304,"d":"51"},{"v":2.397,"d":"2"},{"v":87660.576,"d":"87,661"},{"v":3306.701,"d":"3,307"},{"v":330.67,"d":"331"},null,{"v":1499893.555,"d":"1,499,894"},0,{"v":1499893.555,"d":"1,499,894"},0,"EIA","EIA","EIA","EIA","EIA","EIA","--","EIA","EIA",{"$nulls":6},{"v":1417205.708,"d":"1,417,206"},0,{"v":112.687,"d":"113"},{"v":48.476,"d":"48"},{"v":2.265,"d":"2"},{"v":82827.923,"d":"82,828"},{"v":3124.405,"d":"3,124"},{"v":312.441,"d":"312"},{"v":5614.146668,"d":"5,614.147"},0,0,{"v":14728.48,"d":"14,728"},0,0,0,0,0,0,0,0,{"v":14728.48,"d":"14,728"},0,0,{"v":14728.48,"d":"14,728"},0,{"v":0,"d":"0.0%"},{"v":0,"d":"0.0%"},{"v":1,"d":"100.0%"},{"v":0,"d":"0.0%"},{"v":0,"d":"0.0%"},{"v":0,"d":"0.0%"},{"v":0,"d":"0.0%"},{"v":0,"d":"0.0%"},{"v":0,"d":"0.0%"},{"v":0,"d":"0.0%"},{"v":0,"d":"0.0%"},{"v":1,"d":"100.0%"},{"v":0,"d":"0.0%"},{"v":0,"d":"0.0%"},{"v":1,"d":"100.0%"},{"v":0,"d":"0.0%"}]
[9028,2019,"OH","Northwest Ohio Wind",59296,"Ohio Power Co",14006,"Northwest Ohio Wind, LLC",59098,"IPP Non-CHP","PJM Interconnection, LLC","PJM","RFC","RFCW","RFC West","PJM","39","125","Paulding",41.016944,-84.593611,2,2,"WND","WIND",null,{"v":0.17489,"d":"0.1749"},{"v":205,"d":"205.0"},{"$nulls":9},{"v":2796847,"d":"2,796,847"},{"v":796018,"d":"796,018"},{"v":314076,"d":"314,076"},{"v":89390,"d":"89,390"},{"$nulls":41},{"v":2796847,"d":"2,796,847"},{"v":796018,"d":"796,018"},{"$nulls":6},"--","EIA","EIA",{"$nulls":15},0,0,0,0,0,0,{"v":314076,"d":"314,076"},0,0,0,0,0,{"v":314076,"d":"314,076"},{"v":314076,"d":"314,076"},0,{"v":314076,"d":"314,076"},{"v":0,"d":"0.0%"},{"v":0,"d":"0.0%"},{"v":0,"d":"0.0%"},{"v":0,"d":"0.0%"},{"v":0,"d":"0.0%"},{"v":0,"d":"0.0%"},{"v":1,"d":"100.0%"},{"v":0,"d":"0.0%"},{"v":0,"d":"0.0%"},{"v":0,"d":"0.0%"},{"v":0,"d":"0.0%"},{"v":0,"d":"0.0%"},{"v":1,"d":"100.0%"},{"v":1,"d":"100.0%"},{"v":0,"d":"0.0%"},{"v":1,"d":"100.0%"}]
[9051,2019,"OH","POET Biorefining - Fostoria",63920,"Ohio Valley Electric Corp",14015,"Fostoria Ethanol",63588,"Industrial CHP","PJM Interconnection, LLC","PJM","RFC",null,null,"PJM","39","147","Seneca",41.1718,-83.3777,1,1,"NG","GAS",null,null,3.5,null,null,"Yes",{"$nulls":59},"--"]
[9067,2019,"OH","RP Wind",58630,"Logan County Coop Power & Light",11203,"Consolidated Edison Solutions Inc",57365,"IPP Non-CHP","PJM Interconnection, LLC","PJM","RFC","RFCW","RFC West","PJM","39","091","Logan",40.449444,-83.893333,1,1,"WND","WIND",null,{"v":0.29291,"d":"0.2929"},3.4,{"$nulls":9},{"v":77688,"d":"77,688"},{"v":22500,"d":"22,500"},{"v":8724,"d":"8,724"},{"v":2527,"d":"2,527"},{"$nulls":41},{"v":77688,"d":"77,688"},{"v":22500,"d":"22,500"},{"$nulls":6},"--","EIA","EIA",{"$nulls":15},0,0,0,0,0,0,{"v":8724,"d":"8,724"},0,0,0,0,0,{"v":8724,"d":"8,724"},{"v":8724,"d":"8,724"},0,{"v":8724,"d":"8,724"},{"v":0,"d":"0.0%"},{"v":0,"d":"0.0%"},{"v":0,"d":"0.0%"},{"v":0,"d":"0.0%"},{"v":0,"d":"0.0%"},{"v":0,"d":"0.0%"},{"v":1,"d":"100.0%"},{"v":0,"d":"0.0%"},{"v":0,"d":"0.0%"},{"v":0,"d":"0.0%"},{"v":0,"d":"0.0%"},{"v":0,"d":"0.0%"},{"v":1,"d":"100.0%"},{"v":1,"d":"100.0%"},{"v":0,"d":"0.0%"},{"v":1,"d":"100.0%"}]
[9094,2019,"OH","Wausau Paper Middletown",57940,"Duke Energy Ohio Inc",3542,"Wausau Paper Middletown",57317,"Industrial CHP","PJM Interconnection, LLC","PJM","RFC","RFCW","RFC West","PJM","39","017","Butler",39.519989,-84.406153,1,1,"BIT","COAL","Yes",0.0437,7.5,{"v":1,"d":"1.0000"},null,"Yes",{"v":581832,"d":"581,832"},{"v":0.017,"d":"0"},{"v":0.021962,"d":"0.0220"},null,{"v":16228.661,"d":"16,229"},{"v":6688.422,"d":"6,688"},{"v":16228.661,"d":"16,229"},{"v":6688.422,"d":"6,688"},{"v":2871,"d":"2,871"},{"v":1494,"d":"1,494"},{"v":3.832,"d":"4"},{"v":1.573,"d":"2"},{"v":38.828,"d":"39"},{"v":1670.836,"d":"1,671"},{"v":391.173,"d":"391"},{"v":56.947,"d":"57"},{"v":1684.21,"d":"1,684"},null,2.669,2.106,27.049,{"v":1163.94,"d":"1,163.940"},0.136,{"v":0.02,"d":"0.020"},{"v":1173.257,"d":"1,173.257"},null,0.472,{"v":0.47,"d":"0.470"},4.785,205.912,0.024,0.004,{"v":207.56,"d":"207.560"},null,2.669,2.106,27.049,{"v":1163.94,"d":"1,163.940"},0.136,{"v":0.02,"d":"0.020"},{"v":1173.257,"d":"1,173.257"},null,{"v":174.474,"d":"174"},{"v":71.628,"d":"72"},{"v":1768.003,"d":"1,768"},{"v":76079.43,"d":"76,079"},{"v":17811.584,"d":"17,812"},{"v":2592.998,"d":"2,593"},null,{"v":738952,"d":"738,952"},{"v":304549,"d":"304,549"},{"v":738952,"d":"738,952"},{"v":304549,"d":"304,549"},"EIA","EIA","EIA","EIA","EIA","EIA","--","EIA","EIA",{"$nulls":6},{"v":722723.339,"d":"722,723"},{"v":297860.578,"d":"297,861"},{"v":170.642,"d":"171"},{"v":70.055,"d":"70"},{"v":1729.175,"d":"1,729"},{"v":74408.594,"d":"74,409"},{"v":17420.411,"d":"17,420"},{"v":2536.051,"d":"2,536"},{"v":5652.616231,"d":"5,652.616"},{"v":2850.013,"d":"2,850"},{"v":20.987,"d":"21"},0,0,0,0,0,0,0,0,0,{"v":2871,"d":"2,871"},0,0,{"v":2871,"d":"2,871"},0,{"v":0.992690003483107,"d":"99.3%"},{"v":7.30999651689307E-3,"d":"0.7%"},{"v":0,"d":"0.0%"},{"v":0,"d":"0.0%"},{"v":0,"d":"0.0%"},{"v":0,"d":"0.0%"},{"v":0,"d":"0.0%"},{"v":0,"d":"0.0%"},{"v":0,"d":"0.0%"},{"v":0,"d":"0.0%"},{"v":0,"d":"0.0%"},{"v":1,"d":"100.0%"},{"v":0,"d":"0.0%"},{"v":0,"d":"0.0%"},{"v":1,"d":"100.0%"},{"v":0,"d":"0.0%"}]
[9128,2019,"OK","Chickasaw Nation Solar Farm",63500,"Oklahoma Gas & Electric Co",14063,"Oklahoma Gas & Electric Co",14063,"Electric Utility","Southwest Power Pool","SWPP","MRO","SPSO","SPP South",null,"40","099","Murray",34.47741,-97.105237,1,1,"SUN","SOLAR",null,null,{"v":5,"d":"5.0"},{"$nulls":62},"--"]
[9149,2019,"OK","Frontier Windpower II",62837,"Oklahoma Gas & Electric Co",14063,"Frontier Windpower II, LLC",62720,"IPP Non-CHP","Southwest Power Pool","SWPP","MRO","SPSO","SPP South",null,"40","071","Kay",36.82478,-97.029777,1,1,"WND","WIND",null,null,351.8,{"$nulls":62},"--"]
[9167,2019,"OK","KODE Novus I",57516,"Southwestern Public Service Co",17718,"DeWind Co.",56627,"IPP Non-CHP","Southwest Power Pool","SWPP","MRO","SPSO","SPP South",null,"40","139","Texas",36.543889,-101.393611,1,1,"WND","WIND",null,{"v":0.06521,"d":"0.0652"},{"v":80,"d":"80.0"},{"$nulls":9},{"v":406930,"d":"406,930"},{"v":157595,"d":"157,595"},{"v":45697,"d":"45,697"},{"v":17697,"d":"17,697"},{"$nulls":41},{"v":406930,"d":"406,930"},{"v":157595,"d":"157,595"},{"$nulls":6},"--","EIA","EIA",{"$nulls":15},0,0,0,0,0,0,{"v":45697,"d":"45,697"},0,0,0,0,0,{"v":45697,"d":"45,697"},{"v":45697,"d":"45,697"},0,{"v":45697,"d":"45,697"},{"v":0,"d":"0.0%"},{"v":0,"d":"0.0%"},{"v":0,"d":"0.0%"},{"v":0,"d":"0.0%"},{"v":0,"d":"0.0%"},{"v":0,"d":"0.0%"},{"v":1,"d":"100.0%"},{"v":0,"d":"0.0%"},{"v":0,"d":"0.0%"},{"v":0,"d":"0.0%"},{"v":0,"d":"0.0%"},{"v":0,"d":"0.0%"},{"v":1,"d":"100.0%"},{"v":1,"d":"100.0%"},{"v":0,"d":"0.0%"},{"v":1,"d":"100.0%"}]
[9181,2019,"OK","Minco Wind V, LLC",61837,"Oklahoma Gas &amp; Electric Co",14063,"Minco Wind V, LLC",61459,"IPP Non-CHP","Southwest Power Pool","SWPP","MRO","SPSO","SPP South",null,"40","015","Caddo",35.477561,-98.445412,1,1,"WND","WIND",null,null,{"v":220,"d":"220.0"},{"$nulls":62},"--"]
[9202,2019,"OK","Redbud Power Plant",55463,"Oklahoma Gas & Electric Co",14063,"Oklahoma Gas & Electric Co",14063,"Electric Utility","Southwest Power Pool","SWPP","MRO","SPSO","SPP South",null,"40","109","Oklahoma",35.6856,-97.2264,4,8,"NG","GAS",null,{"v":0.52032,"d":"0.5203"},{"v":1433.6,"d":"1,433.6"},{"v":0.466136968039927,"d":"0.4661"},{"$nulls":6},{"v":49697725,"d":"49,697,725"},{"v":25728092.5,"d":"25,728,093"},{"v":49697725,"d":"49,697,725"},{"v":25728092.5,"d":"25,728,093"},{"v":6534326,"d":"6,534,326"},{"v":3380090,"d":"3,380,090"},{"v":281.831,"d":"282"},{"v":139.231,"d":"139"},{"v":14.91,"d":"15"},{"v":2953462.812,"d":"2,953,463"},{"v":105149.542,"d":"105,150"},{"v":10514.954,"d":"10,515"},{"v":2956343.91,"d":"2,956,344"},null,0.086,0.082,0.005,903.984,0.016,{"v":2E-3,"d":"0.002"},904.866,null,0.011,0.011,{"v":1E-3,"d":"0.001"},118.857,{"v":2E-3,"d":"0.002"},{"v":0,"d":"0.000"},118.973,null,0.086,0.082,0.005,903.984,0.016,{"v":2E-3,"d":"0.002"},904.866,null,{"v":281.831,"d":"282"},{"v":139.231,"d":"139"},{"v":14.91,"d":"15"},{"v":2953462.812,"d":"2,953,463"},{"v":105149.542,"d":"105,150"},{"v":10514.954,"d":"10,515"},null,{"v":49697725,"d":"49,697,725"},{"v":25728092.5,"d":"25,728,093"},{"v":49697725,"d":"49,697,725"},{"v":25728092.5,"d":"25,728,093"},"EPA/CAMD","EPA/CAMD","EPA/CAMD","EPA/CAMD","EIA","EIA","--","EPA/CAMD","EPA/CAMD",{"$nulls":14},{"v":7605.639051,"d":"7,605.639"},0,0,{"v":6534326,"d":"6,534,326"},0,0,0,0,0,0,0,0,{"v":6534326,"d":"6,534,326"},0,0,{"v":6534326,"d":"6,534,326"},0,{"v":0,"d":"0.0%"},{"v":0,"d":"0.0%"},{"v":1,"d":"100.0%"},{"v":0,"d":"0.0%"},{"v":0,"d":"0.0%"},{"v":0,"d":"0.0%"},{"v":0,"d":"0.0%"},{"v":0,"d":"0.0%"},{"v":0,"d":"0.0%"},{"v":0,"d":"0.0%"},{"v":0,"d":"0.0%"},{"v":1,"d":"100.0%"},{"v":0,"d":"0.0%"},{"v":0,"d":"0.0%"},{"v":1,"d":"100.0%"},{"v":0,"d":"0.0%"}]
[9236,2019,"OK","Weleetka",2966,"Public Service Co of Oklahoma",15474,"Public Service Co of Oklahoma",15474,"Electric Utility","Southwest Power Pool","SWPP","MRO","SPSO","SPP South",null,"40","107","Okfuskee",35.3233,-96.1352,2,4,"NG","GAS",null,{"v":1.06E-3,"d":"0.0011"},{"v":163,"d":"163.0"},{"v":1,"d":"1.0000"},{"$nulls":6},{"v":32211.499,"d":"32,211"},{"v":20427.5,"d":"20,428"},{"v":32211.499,"d":"32,211"},{"v":20427.5,"d":"20,428"},{"v":1508.001,"d":"1,508"},753,{"v":16.107,"d":"16"},{"v":7.15,"d":"7"},{"v":0.007,"d":"0"},{"v":1882.586,"d":"1,883"},{"v":51.91,"d":"52"},{"v":5.191,"d":"5"},{"v":1884.008,"d":"1,884"},null,21.362,18.991,0.009,{"v":2496.797,"d":"2,496.797"},0.034,0.003,{"v":2498.683,"d":"2,498.683"},null,{"v":1,"d":"1.000"},{"v":0.7,"d":"0.700"},{"v":0,"d":"0.000"},116.889,{"v":2E-3,"d":"0.002"},{"v":0,"d":"0.000"},116.977,null,21.362,18.991,0.009,{"v":2496.798,"d":"2,496.798"},0.034,0.003,{"v":2498.685,"d":"2,498.685"},null,{"v":16.107,"d":"16"},{"v":7.15,"d":"7"},{"v":0.007,"d":"0"},{"v":1882.586,"d":"1,883"},{"v":51.91,"d":"52"},{"v":5.191,"d":"5"},null,{"v":32211.499,"d":"32,211"},{"v":20427.5,"d":"20,428"},{"v":32211.499,"d":"32,211"},{"v":20427.5,"d":"20,428"},"EPA/CAMD; EIA","EPA/CAMD","EIA","EIA","EIA","EIA","--","EPA/CAMD; EIA","EPA/CAMD",{"$nulls":14},{"v":21360.410493,"d":"21,360.410"},0,0,{"v":1508,"d":"1,508"},0,0,0,0,0,0,0,0,{"v":1508,"d":"1,508"},0,0,{"v":1508,"d":"1,508"},0,{"v":0,"d":"0.0%"},{"v":0,"d":"0.0%"},{"v":1,"d":"100.0%"},{"v":0,"d":"0.0%"},{"v":0,"d":"0.0%"},{"v":0,"d":"0.0%"},{"v":0,"d":"0.0%"},{"v":0,"d":"0.0%"},{"v":0,"d":"0.0%"},{"v":0,"d":"0.0%"},{"v":0,"d":"0.0%"},{"v":1,"d":"100.0%"},{"v":0,"d":"0.0%"},{"v":0,"d":"0.0%"},{"v":1,"d":"100.0%"},{"v":0,"d":"0.0%"}]
[9263,2019,"OR","Blue Marmot V",62866,"PacifiCorp",14354,"Blue Marmot V LLC",62735,"IPP Non-CHP","PacifiCorp - West","PACW","WECC","NWPP","WECC Northwest",null,"41","037","Lake",42.175,-120.412,1,1,"SUN","SOLAR",null,null,{"v":10,"d":"10.0"},{"$nulls":62},"--"]
[9279,2019,"OR","C-Drop Hydro",58470,"PacifiCorp",14354,"C-Drop",58459,"IPP Non-CHP","PacifiCorp - West","PACW","WECC","NWPP","WECC Northwest",null,"41","035","Klamath",42.165833,-121.685,1,1,"WAT","HYDRO",null,{"v":0.22904,"d":"0.2290"},1.1,{"$nulls":9},{"v":19653,"d":"19,653"},{"v":8728,"d":"8,728"},{"v":2207,"d":"2,207"},980,{"$nulls":41},{"v":19653,"d":"19,653"},{"v":8728,"d":"8,728"},{"$nulls":6},"--","EIA","EIA",{"$nulls":15},0,0,0,0,{"v":2207,"d":"2,207"},0,0,0,0,0,0,0,{"v":2207,"d":"2,207"},0,0,{"v":2207,"d":"2,207"},{"v":0,"d":"0.0%"},{"v":0,"d":"0.0%"},{"v":0,"d":"0.0%"},{"v":0,"d":"0.0%"},{"v":1,"d":"100.0%"},{"v":0,"d":"0.0%"},{"v":0,"d":"0.0%"},{"v":0,"d":"0.0%"},{"v":0,"d":"0.0%"},{"v":0,"d":"0.0%"},{"v":0,"d":"0.0%"},{"v":0,"d":"0.0%"},{"v":1,"d":"100.0%"},{"v":0,"d":"0.0%"},{"v":0,"d":"0.0%"},{"v":1,"d":"100.0%"}]
[9302,2019,"OR","Douglas County Forest Products",61761,"PacifiCorp",14354,"Douglas County Forest Products",61393,"Industrial CHP","PacifiCorp - West","PACW","WECC","NWPP","WECC Northwest",null,"41","019","Douglas",43.2898,-123.361638,1,1,"WDS","BIOMASS",null,{"v":0.32143,"d":"0.3214"},6.3,{"v":0.797619047619047,"d":"0.7976"},"Yes","Yes",{"v":589609.6,"d":"589,610"},{"v":0.103,"d":"0"},{"v":0.120424,"d":"0.1204"},null,{"v":113049.581,"d":"113,050"},{"v":45643.821,"d":"45,644"},{"v":113049.581,"d":"113,050"},{"v":45643.821,"d":"45,644"},{"v":17739,"d":"17,739"},{"v":7162.024,"d":"7,162"},{"v":12.561,"d":"13"},{"v":5.072,"d":"5"},{"v":1.413,"d":"1"},0,{"v":7975.42,"d":"7,975"},{"v":1046.774,"d":"1,047"},{"v":255.662,"d":"256"},null,1.416,1.416,0.159,{"v":0,"d":"0.000"},{"v":0.45,"d":"0.450"},0.059,28.825,null,0.222,0.222,0.025,{"v":0,"d":"0.000"},0.071,0.009,4.523,null,1.416,1.416,0.159,{"v":0,"d":"0.000"},{"v":0.45,"d":"0.450"},0.059,28.825,null,{"v":104.307,"d":"104"},{"v":42.114,"d":"42"},{"v":11.734,"d":"12"},{"v":97065.062,"d":"97,065"},{"v":66227.835,"d":"66,228"},{"v":8692.403,"d":"8,692"},null,{"v":938763,"d":"938,763"},{"v":379026,"d":"379,026"},{"v":938763,"d":"938,763"},{"v":379026,"d":"379,026"},"EIA","EIA","EIA","EIA","EIA","EIA","--","EIA","EIA",{"$nulls":3},{"v":97065.062,"d":"97,065"},null,null,{"v":825713.419,"d":"825,713"},{"v":333382.179,"d":"333,382"},{"v":91.746,"d":"92"},{"v":37.042,"d":"37"},{"v":10.321,"d":"10"},{"v":97065.062,"d":"97,065"},{"v":58252.415,"d":"58,252"},{"v":7645.629,"d":"7,646"},{"v":6372.939881,"d":"6,372.940"},0,0,0,0,0,{"v":17739,"d":"17,739"},0,0,0,0,0,0,{"v":17739,"d":"17,739"},{"v":17739,"d":"17,739"},{"v":17739,"d":"17,739"},0,{"v":0,"d":"0.0%"},{"v":0,"d":"0.0%"},{"v":0,"d":"0.0%"},{"v":0,"d":"0.0%"},{"v":0,"d":"0.0%"},{"v":1,"d":"100.0%"},{"v":0,"d":"0.0%"},{"v":0,"d":"0.0%"},{"v":0,"d":"0.0%"},{"v":0,"d":"0.0%"},{"v":0,"d":"0.0%"},{"v":0,"d":"0.0%"},{"v":1,"d":"100.0%"},{"v":1,"d":"100.0%"},{"v":1,"d":"100.0%"},{"v":0,"d":"0.0%"}]
[9334,2019,"OR","Green Springs",6403,"Bonneville Power Administration",1738,"U S Bureau of Reclamation",2518,"Electric Utility","Bonneville Power Administration","BPAT","WECC","NWPP","WECC Northwest",null,"41","029","Jackson",42.121168,-122.547896,1,1,"WAT","HYDRO",null,{"v":0.34203,"d":"0.3420"},17.2,{"$nulls":9},{"v":458917,"d":"458,917"},{"v":203804,"d":"203,804"},{"v":51535,"d":"51,535"},{"v":22887,"d":"22,887"},{"$nulls":41},{"v":458917,"d":"458,917"},{"v":203804,"d":"203,804"},{"$nulls":6},"--","EIA","EIA",{"$nulls":15},0,0,0,0,{"v":51535,"d":"51,535"},0,0,0,0,0,0,0,{"v":51535,"d":"51,535"},0,0,{"v":51535,"d":"51,535"},{"v":0,"d":"0.0%"},{"v":0,"d":"0.0%"},{"v":0,"d":"0.0%"},{"v":0,"d":"0.0%"},{"v":1,"d":"100.0%"},{"v":0,"d":"0.0%"},{"v":0,"d":"0.0%"},{"v":0,"d":"0.0%"},{"v":0,"d":"0.0%"},{"v":0,"d":"0.0%"},{"v":0,"d":"0.0%"},{"v":0,"d":"0.0%"},{"v":1,"d":"100.0%"},{"v":0,"d":"0.0%"},{"v":0,"d":"0.0%"},{"v":1,"d":"100.0%"}]
[9341,2019,"OR","Hills Creek",3081,"Bonneville Power Administration",1738,"USACE Northwestern Division",19400,"Electric Utility","Bonneville Power Administration","BPAT","WECC","NWPP","WECC Northwest",null,"41","039","Lane",43.7107,-122.4238,2,2,"WAT","HYDRO",null,{"v":0.44431,"d":"0.4443"},{"v":30,"d":"30.0"},{"$nulls":9},{"v":1039792,"d":"1,039,792"},{"v":461770,"d":"461,770"},{"v":116765,"d":"116,765"},{"v":51855,"d":"51,855"},{"$nulls":41},{"v":1039792,"d":"1,039,792"},{"v":461770,"d":"461,770"},{"$nulls":6},"--","EIA","EIA",{"$nulls":15},0,0,0,0,{"v":116765,"d":"116,765"},0,0,0,0,0,0,0,{"v":116765,"d":"116,765"},0,0,{"v":116765,"d":"116,765"},{"v":0,"d":"0.0%"},{"v":0,"d":"0.0%"},{"v":0,"d":"0.0%"},{"v":0,"d":"0.0%"},{"v":1,"d":"100.0%"},{"v":0,"d":"0.0%"},{"v":0,"d":"0.0%"},{"v":0,"d":"0.0%"},{"v":0,"d":"0.0%"},{"v":0,"d":"0.0%"},{"v":0,"d":"0.0%"},{"v":0,"d":"0.0%"},{"v":1,"d":"100.0%"},{"v":0,"d":"0.0%"},{"v":0,"d":"0.0%"},{"v":1,"d":"100.0%"}]
[9366,2019,"OR","Lime Wind",57803,"Idaho Power Co",9191,"Lime Wind LLC",57122,"IPP Non-CHP","Idaho Power Company","IPCO","WECC","NWPP","WECC Northwest",null,"41","001","Baker",44.396944,-117.271944,1,1,"WND","WIND",null,{"v":0.22557,"d":"0.2256"},{"v":3,"d":"3.0"},{"$nulls":9},{"v":52788,"d":"52,788"},{"v":30740,"d":"30,740"},{"v":5928,"d":"5,928"},{"v":3452,"d":"3,452"},{"$nulls":41},{"v":52788,"d":"52,788"},{"v":30740,"d":"30,740"},{"$nulls":6},"--","EIA","EIA",{"$nulls":15},0,0,0,0,0,0,{"v":5928,"d":"5,928"},0,0,0,0,0,{"v":5928,"d":"5,928"},{"v":5928,"d":"5,928"},0,{"v":5928,"d":"5,928"},{"v":0,"d":"0.0%"},{"v":0,"d":"0.0%"},{"v":0,"d":"0.0%"},{"v":0,"d":"0.0%"},{"v":0,"d":"0.0%"},{"v":0,"d":"0.0%"},{"v":1,"d":"100.0%"},{"v":0,"d":"0.0%"},{"v":0,"d":"0.0%"},{"v":0,"d":"0.0%"},{"v":0,"d":"0.0%"},{"v":0,"d":"0.0%"},{"v":1,"d":"100.0%"},{"v":1,"d":"100.0%"},{"v":0,"d":"0.0%"},{"v":1,"d":"100.0%"}]
[9398,2019,"OR","OR Solar 8, LLC",61424,"PacifiCorp",14354,"Heelstone Energy Holdings, LLC",59462,"IPP Non-CHP","PacifiCorp - West","PACW","WECC","NWPP","WECC Northwest",null,"41","035","Klamath",42.238888,-121.585833,1,1,"SUN","SOLAR",null,{"v":0.28167,"d":"0.2817"},{"v":10,"d":"10.0"},{"$nulls":9},{"v":219722,"d":"219,722"},{"v":120112,"d":"120,112"},{"v":24674,"d":"24,674"},{"v":13488,"d":"13,488"},{"$nulls":41},{"v":219722,"d":"219,722"},{"v":120112,"d":"120,112"},{"$nulls":6},"--","EIA","EIA",{"$nulls":15},0,0,0,0,0,0,0,{"v":24674,"d":"24,674"},0,0,0,0,{"v":24674,"d":"24,674"},{"v":24674,"d":"24,674"},0,{"v":24674,"d":"24,674"},{"v":0,"d":"0.0%"},{"v":0,"d":"0.0%"},{"v":0,"d":"0.0%"},{"v":0,"d":"0.0%"},{"v":0,"d":"0.0%"},{"v":0,"d":"0.0%"},{"v":0,"d":"0.0%"},{"v":1,"d":"100.0%"},{"v":0,"d":"0.0%"},{"v":0,"d":"0.0%"},{"v":0,"d":"0.0%"},{"v":0,"d":"0.0%"},{"v":1,"d":"100.0%"},{"v":1,"d":"100.0%"},{"v":0,"d":"0.0%"},{"v":1,"d":"100.0%"}]
[9421,2019,"OR","Port Westward Unit 2",58266,"Portland General Electric Co",15248,"Portland General Electric Co",15248,"Electric Utility","Portland General Electric Company","PGE","WECC","NWPP","WECC Northwest",null,"41","009","Columbia",46.178889,-123.171944,12,12,"NG","GAS",null,{"v":0.18251,"d":"0.1825"},225.6,{"v":1,"d":"1.0000"},{"$nulls":6},{"v":3176116.875,"d":"3,176,117"},{"v":1219134,"d":"1,219,134"},{"v":3176116.875,"d":"3,176,117"},{"v":1219134,"d":"1,219,134"},{"v":360693,"d":"360,693"},{"v":138450,"d":"138,450"},{"v":4029.096,"d":"4,029"},{"v":1546.548,"d":"1,547"},{"v":5.076,"d":"5"},{"v":185626.652,"d":"185,627"},{"v":7002.145,"d":"7,002"},{"v":700.215,"d":"700"},{"v":185818.511,"d":"185,819"},null,22.341,22.341,0.028,{"v":1029.278,"d":"1,029.278"},0.019,{"v":2E-3,"d":"0.002"},{"v":1030.342,"d":"1,030.342"},null,2.537,2.537,0.003,116.889,{"v":2E-3,"d":"0.002"},{"v":0,"d":"0.000"},{"v":117.01,"d":"117.010"},null,22.341,22.341,0.028,{"v":1029.278,"d":"1,029.278"},0.019,{"v":2E-3,"d":"0.002"},{"v":1030.342,"d":"1,030.342"},null,{"v":4029.096,"d":"4,029"},{"v":1546.548,"d":"1,547"},{"v":5.076,"d":"5"},{"v":185626.652,"d":"185,627"},{"v":7002.145,"d":"7,002"},{"v":700.215,"d":"700"},null,{"v":3176116.875,"d":"3,176,117"},{"v":1219134,"d":"1,219,134"},{"v":3176116.875,"d":"3,176,117"},{"v":1219134,"d":"1,219,134"},"EIA","EIA","EIA","EIA","EIA","EIA","--","EIA","EIA",{"$nulls":14},{"v":8805.596103,"d":"8,805.596"},0,0,{"v":360693,"d":"360,693"},0,0,0,0,0,0,0,0,{"v":360693,"d":"360,693"},0,0,{"v":360693,"d":"360,693"},0,{"v":0,"d":"0.0%"},{"v":0,"d":"0.0%"},{"v":1,"d":"100.0%"},{"v":0,"d":"0.0%"},{"v":0,"d":"0.0%"},{"v":0,"d":"0.0%"},{"v":0,"d":"0.0%"},{"v":0,"d":"0.0%"},{"v":0,"d":"0.0%"},{"v":0,"d":"0.0%"},{"v":0,"d":"0.0%"},{"v":1,"d":"100.0%"},{"v":0,"d":"0.0%"},{"v":0,"d":"0.0%"},{"v":1,"d":"100.0%"},{"v":0,"d":"0.0%"}]
[9437,2019,"OR","Roseburg LFG",57911,"PacifiCorp",14354,"Roseburg LFG Energy LLC",57285,"IPP Non-CHP","PacifiCorp - West","PACW","WECC","NWPP","WECC Northwest",null,"41","019","Douglas",43.186111,-123.380278,1,1,"LFG","BIOMASS",null,{"v":0.437,"d":"0.4370"},1.6,{"v":0.60499904870624,"d":"0.6050"},"Yes",{"$nulls":5},{"v":64990,"d":"64,990"},{"v":26941,"d":"26,941"},{"v":64990,"d":"64,990"},{"v":26941,"d":"26,941"},{"v":6125,"d":"6,125"},{"v":2539,"d":"2,539"},0,0,{"v":1.089,"d":"1"},{"v":1E-3,"d":"0"},0,0,{"v":1E-3,"d":"0"},null,{"v":0,"d":"0.000"},{"v":0,"d":"0.000"},0.355,{"v":0,"d":"0.000"},{"v":0,"d":"0.000"},{"v":0,"d":"0.000"},{"v":0,"d":"0.000"},null,{"v":0,"d":"0.000"},{"v":0,"d":"0.000"},0.034,{"v":0,"d":"0.000"},{"v":0,"d":"0.000"},{"v":0,"d":"0.000"},{"v":0,"d":"0.000"},null,{"v":0,"d":"0.000"},{"v":0,"d":"0.000"},0.355,{"v":0,"d":"0.000"},{"v":0,"d":"0.000"},{"v":0,"d":"0.000"},{"v":0,"d":"0.000"},null,{"v":49.083,"d":"49"},{"v":20.347,"d":"20"},{"v":1.462,"d":"1"},{"v":4126.852,"d":"4,127"},{"v":151.167,"d":"151"},{"v":15.117,"d":"15"},null,{"v":64990,"d":"64,990"},{"v":26941,"d":"26,941"},{"v":64990,"d":"64,990"},{"v":26941,"d":"26,941"},"EIA","EIA","EIA","EIA","EIA","EIA","--","EIA","EIA",{"v":49.083,"d":"49"},{"v":20.347,"d":"20"},{"v":0.374,"d":"0"},{"v":4126.851,"d":"4,127"},{"v":151.167,"d":"151"},{"v":15.117,"d":"15"},{"$nulls":8},{"v":10610.612245,"d":"10,610.612"},0,0,0,0,0,{"v":6125,"d":"6,125"},0,0,0,0,0,0,{"v":6125,"d":"6,125"},{"v":6125,"d":"6,125"},{"v":6125,"d":"6,125"},0,{"v":0,"d":"0.0%"},{"v":0,"d":"0.0%"},{"v":0,"d":"0.0%"},{"v":0,"d":"0.0%"},{"v":0,"d":"0.0%"},{"v":1,"d":"100.0%"},{"v":0,"d":"0.0%"},{"v":0,"d":"0.0%"},{"v":0,"d":"0.0%"},{"v":0,"d":"0.0%"},{"v":0,"d":"0.0%"},{"v":0,"d":"0.0%"},{"v":1,"d":"100.0%"},{"v":1,"d":"100.0%"},{"v":1,"d":"100.0%"},{"v":0,"d":"0.0%"}]
[9453,2019,"OR","Star Point Wind Project LLC",57096,"Bonneville Power Administration",1738,"Avangrid Renewables LLC",15399,"IPP Non-CHP","Avangrid Renewables LLC","AVRN","WECC","NWPP","WECC Northwest",null,"41","055","Sherman",45.51,-120.48,1,1,"WND","WIND",null,{"v":0.24499,"d":"0.2450"},98.7,{"$nulls":9},{"v":1886255,"d":"1,886,255"},{"v":1098432,"d":"1,098,432"},{"v":211820,"d":"211,820"},{"v":123350,"d":"123,350"},{"$nulls":41},{"v":1886255,"d":"1,886,255"},{"v":1098432,"d":"1,098,432"},{"$nulls":6},"--","EIA","EIA",{"$nulls":15},0,0,0,0,0,0,{"v":211820,"d":"211,820"},0,0,0,0,0,{"v":211820,"d":"211,820"},{"v":211820,"d":"211,820"},0,{"v":211820,"d":"211,820"},{"v":0,"d":"0.0%"},{"v":0,"d":"0.0%"},{"v":0,"d":"0.0%"},{"v":0,"d":"0.0%"},{"v":0,"d":"0.0%"},{"v":0,"d":"0.0%"},{"v":1,"d":"100.0%"},{"v":0,"d":"0.0%"},{"v":0,"d":"0.0%"},{"v":0,"d":"0.0%"},{"v":0,"d":"0.0%"},{"v":0,"d":"0.0%"},{"v":1,"d":"100.0%"},{"v":1,"d":"100.0%"},{"v":0,"d":"0.0%"},{"v":1,"d":"100.0%"}]
[9476,2019,"OR","Vansycle II Wind Energy Center",58324,"PacifiCorp",14354,"FPL Energy Stateline II Inc",58298,"IPP Non-CHP","PacifiCorp - West","PACW","WECC","NWPP","WECC Northwest",null,"41","059","Umatilla",45.899167,-118.591389,1,1,"WND","WIND",null,{"v":0.23795,"d":"0.2380"},98.9,{"$nulls":9},{"v":1835740,"d":"1,835,740"},{"v":1069015,"d":"1,069,015"},{"v":206147,"d":"206,147"},{"v":120047,"d":"120,047"},{"$nulls":41},{"v":1835740,"d":"1,835,740"},{"v":1069015,"d":"1,069,015"},{"$nulls":6},"--","EIA","EIA",{"$nulls":15},0,0,0,0,0,0,{"v":206147,"d":"206,147"},0,0,0,0,0,{"v":206147,"d":"206,147"},{"v":206147,"d":"206,147"},0,{"v":206147,"d":"206,147"},{"v":0,"d":"0.0%"},{"v":0,"d":"0.0%"},{"v":0,"d":"0.0%"},{"v":0,"d":"0.0%"},{"v":0,"d":"0.0%"},{"v":0,"d":"0.0%"},{"v":1,"d":"100.0%"},{"v":0,"d":"0.0%"},{"v":0,"d":"0.0%"},{"v":0,"d":"0.0%"},{"v":0,"d":"0.0%"},{"v":0,"d":"0.0%"},{"v":1,"d":"100.0%"},{"v":1,"d":"100.0%"},{"v":0,"d":"0.0%"},{"v":1,"d":"100.0%"}]
[9496,2019,"PA","Allegheny No 6 Hydro Station",50894,"West Penn Power Company",20387,"All Dams Generation, LLC",59925,"IPP Non-CHP","PJM Interconnection, LLC","PJM","RFC","RFCW","RFC West","PJM","42","005","Armstrong",40.716389,-79.577222,2,2,"WAT","HYDRO",null,{"v":0.52015,"d":"0.5202"},9.2,{"$nulls":9},{"v":373299,"d":"373,299"},{"v":159705,"d":"159,705"},{"v":41920,"d":"41,920"},{"v":17934,"d":"17,934"},{"$nulls":41},{"v":373299,"d":"373,299"},{"v":159705,"d":"159,705"},{"$nulls":6},"--","EIA","EIA",{"$nulls":15},0,0,0,0,{"v":41920,"d":"41,920"},0,0,0,0,0,0,0,{"v":41920,"d":"41,920"},0,0,{"v":41920,"d":"41,920"},{"v":0,"d":"0.0%"},{"v":0,"d":"0.0%"},{"v":0,"d":"0.0%"},{"v":0,"d":"0.0%"},{"v":1,"d":"100.0%"},{"v":0,"d":"0.0%"},{"v":0,"d":"0.0%"},{"v":0,"d":"0.0%"},{"v":0,"d":"0.0%"},{"v":0,"d":"0.0%"},{"v":0,"d":"0.0%"},{"v":0,"d":"0.0%"},{"v":1,"d":"100.0%"},{"v":0,"d":"0.0%"},{"v":0,"d":"0.0%"},{"v":1,"d":"100.0%"}]
[9515,2019,"PA","Blossburg",3120,"Pennsylvania Electric Co",14711,"Blossburg Power, LLC",63043,"IPP Non-CHP","PJM Interconnection, LLC","PJM","RFC","RFCE","RFC East","PJM","42","117","Tioga",41.706475,-77.08184,1,1,"NG","GAS",null,{"v":0.00372,"d":"0.0037"},{"v":24,"d":"24.0"},{"v":1,"d":"1.0000"},{"$nulls":6},{"v":50251,"d":"50,251"},{"v":23364,"d":"23,364"},{"v":50251,"d":"50,251"},{"v":23364,"d":"23,364"},783,364,{"v":7.798,"d":"8"},{"v":3.626,"d":"4"},{"v":0.08,"d":"0"},{"v":2936.896,"d":"2,937"},{"v":110.785,"d":"111"},{"v":11.078,"d":"11"},{"v":2939.931,"d":"2,940"},null,19.918,19.923,0.205,{"v":7501.65,"d":"7,501.650"},0.141,0.014,{"v":7509.404,"d":"7,509.404"},null,{"v":0.31,"d":"0.310"},{"v":0.31,"d":"0.310"},0.003,116.889,{"v":2E-3,"d":"0.002"},{"v":0,"d":"0.000"},{"v":117.01,"d":"117.010"},null,19.918,19.923,0.205,{"v":7501.65,"d":"7,501.650"},0.141,0.014,{"v":7509.404,"d":"7,509.404"},null,{"v":7.798,"d":"8"},{"v":3.626,"d":"4"},{"v":0.08,"d":"0"},{"v":2936.896,"d":"2,937"},{"v":110.785,"d":"111"},{"v":11.078,"d":"11"},null,{"v":50251,"d":"50,251"},{"v":23364,"d":"23,364"},{"v":50251,"d":"50,251"},{"v":23364,"d":"23,364"},"EIA","EIA","EIA","EIA","EIA","EIA","--","EIA","EIA",{"$nulls":14},{"v":64177.52235,"d":"64,177.522"},0,0,783,0,0,0,0,0,0,0,0,783,0,0,783,0,{"v":0,"d":"0.0%"},{"v":0,"d":"0.0%"},{"v":1,"d":"100.0%"},{"v":0,"d":"0.0%"},{"v":0,"d":"0.0%"},{"v":0,"d":"0.0%"},{"v":0,"d":"0.0%"},{"v":0,"d":"0.0%"},{"v":0,"d":"0.0%"},{"v":0,"d":"0.0%"},{"v":0,"d":"0.0%"},{"v":1,"d":"100.0%"},{"v":0,"d":"0.0%"},{"v":0,"d":"0.0%"},{"v":1,"d":"100.0%"},{"v":0,"d":"0.0%"}]
[9551,2019,"PA","Elizabethtown Solar",60985,"PPL Electric Utilities Corp",14715,"Elizabethtown Solar LLC",60620,"IPP Non-CHP","PJM Interconnection, LLC","PJM","RFC","RFCE","RFC East","PJM","42","071","Lancaster",40.152693,-76.581401,1,1,"SUN","SOLAR",null,{"v":0.13442,"d":"0.1344"},{"v":2,"d":"2.0"},{"$nulls":9},{"v":20972,"d":"20,972"},{"v":10993,"d":"10,993"},{"v":2355,"d":"2,355"},{"v":1234,"d":"1,234"},{"$nulls":41},{"v":20972,"d":"20,972"},{"v":10993,"d":"10,993"},{"$nulls":6},"--","EIA","EIA",{"$nulls":15},0,0,0,0,0,0,0,{"v":2355,"d":"2,355"},0,0,0,0,{"v":2355,"d":"2,355"},{"v":2355,"d":"2,355"},0,{"v":2355,"d":"2,355"},{"v":0,"d":"0.0%"},{"v":0,"d":"0.0%"},{"v":0,"d":"0.0%"},{"v":0,"d":"0.0%"},{"v":0,"d":"0.0%"},{"v":0,"d":"0.0%"},{"v":0,"d":"0.0%"},{"v":1,"d":"100.0%"},{"v":0,"d":"0.0%"},{"v":0,"d":"0.0%"},{"v":0,"d":"0.0%"},{"v":0,"d":"0.0%"},{"v":1,"d":"100.0%"},{"v":1,"d":"100.0%"},{"v":0,"d":"0.0%"},{"v":1,"d":"100.0%"}]
[9572,2019,"PA","General Electric Diesel Engine Plant",10058,"Pennsylvania Power Co",14716,"General Electric Co",7075,"Industrial Non-CHP","PJM Interconnection, LLC","PJM","RFC","RFCW","RFC West","PJM","42","085","Mercer",41.1694,-80.1055,1,1,"DFO","OIL",null,{"v":0.16856,"d":"0.1686"},4.4,{"v":1,"d":"1.0000"},null,"Yes",0,null,{"v":1,"d":"1.0000"},null,{"v":122600,"d":"122,600"},{"v":54218,"d":"54,218"},{"v":122600,"d":"122,600"},{"v":54218,"d":"54,218"},{"v":6497,"d":"6,497"},{"v":3297,"d":"3,297"},{"v":197.002,"d":"197"},{"v":87.121,"d":"87"},{"v":17.777,"d":"18"},{"v":10011.868,"d":"10,012"},{"v":810.861,"d":"811"},{"v":162.172,"d":"162"},{"v":10046.168,"d":"10,046"},null,60.644,52.849,5.472,{"v":3081.997,"d":"3,081.997"},0.125,0.025,{"v":3092.556,"d":"3,092.556"},null,3.214,3.214,{"v":0.29,"d":"0.290"},163.326,0.007,{"v":1E-3,"d":"0.001"},163.885,null,{"v":60.64,"d":"60.640"},52.845,5.472,{"v":3081.808,"d":"3,081.808"},0.125,0.025,{"v":3092.365,"d":"3,092.365"},null,{"v":197.002,"d":"197"},{"v":87.121,"d":"87"},{"v":17.777,"d":"18"},{"v":10011.868,"d":"10,012"},{"v":810.861,"d":"811"},{"v":162.172,"d":"162"},null,{"v":122600,"d":"122,600"},{"v":54218,"d":"54,218"},{"v":122600,"d":"122,600"},{"v":54218,"d":"54,218"},"EIA","EIA","EIA","EIA","EIA","EIA","--","EIA","EIA",{"$nulls":6},0,0,0,0,0,0,0,0,{"v":18869.086096,"d":"18,869.086"},0,{"v":6497.4,"d":"6,497"},0,0,0,0,0,0,0,0,0,{"v":6497.4,"d":"6,497"},0,0,{"v":6497.4,"d":"6,497"},0,{"v":0,"d":"0.0%"},{"v":1,"d":"100.0%"},{"v":0,"d":"0.0%"},{"v":0,"d":"0.0%"},{"v":0,"d":"0.0%"},{"v":0,"d":"0.0%"},{"v":0,"d":"0.0%"},{"v":0,"d":"0.0%"},{"v":0,"d":"0.0%"},{"v":0,"d":"0.0%"},{"v":0,"d":"0.0%"},{"v":1,"d":"100.0%"},{"v":0,"d":"0.0%"},{"v":0,"d":"0.0%"},{"v":1,"d":"100.0%"},{"v":0,"d":"0.0%"}]
[9583,2019,"PA","Hamilton Liberty Generation Plant",58420,"Pennsylvania Electric Co",14711,"Panda Liberty O&M LLC",58417,"IPP Non-CHP","PJM Interconnection, LLC","PJM","RFC","RFCE","RFC East","PJM","42","015","Bradford",41.7675,-76.39,2,2,"NG","GAS",null,{"v":0.62715,"d":"0.6272"},{"v":870,"d":"870.0"},{"v":0.28807908640809,"d":"0.2881"},{"$nulls":6},{"v":34162584,"d":"34,162,584"},{"v":13589341.5,"d":"13,589,342"},{"v":34162584,"d":"34,162,584"},{"v":13589341.5,"d":"13,589,342"},{"v":4779655,"d":"4,779,655"},{"v":1897301,"d":"1,897,301"},{"v":105.988,"d":"106"},{"v":41.638,"d":"42"},{"v":10.249,"d":"10"},{"v":2030237.688,"d":"2,030,238"},{"v":69452.325,"d":"69,452"},{"v":6945.232,"d":"6,945"},{"v":2032140.681,"d":"2,032,141"},null,0.044,0.044,0.004,849.533,0.015,{"v":1E-3,"d":"0.001"},850.329,null,0.006,0.006,{"v":1E-3,"d":"0.001"},118.857,{"v":2E-3,"d":"0.002"},{"v":0,"d":"0.000"},118.969,null,0.044,0.044,0.004,849.533,0.015,{"v":1E-3,"d":"0.001"},850.329,null,{"v":105.988,"d":"106"},{"v":41.638,"d":"42"},{"v":10.249,"d":"10"},{"v":2030237.688,"d":"2,030,238"},{"v":69452.325,"d":"69,452"},{"v":6945.232,"d":"6,945"},null,{"v":34162584,"d":"34,162,584"},{"v":13589341.5,"d":"13,589,342"},{"v":34162584,"d":"34,162,584"},{"v":13589341.5,"d":"13,589,342"},"EPA/CAMD","EPA/CAMD","EPA/CAMD","EPA/CAMD","EIA","EIA","--","EPA/CAMD","EPA/CAMD",{"$nulls":14},{"v":7147.499976,"d":"7,147.500"},0,0,{"v":4779655,"d":"4,779,655"},0,0,0,0,0,0,0,0,{"v":4779655,"d":"4,779,655"},0,0,{"v":4779655,"d":"4,779,655"},0,{"v":0,"d":"0.0%"},{"v":0,"d":"0.0%"},{"v":1,"d":"100.0%"},{"v":0,"d":"0.0%"},{"v":0,"d":"0.0%"},{"v":0,"d":"0.0%"},{"v":0,"d":"0.0%"},{"v":0,"d":"0.0%"},{"v":0,"d":"0.0%"},{"v":0,"d":"0.0%"},{"v":0,"d":"0.0%"},{"v":1,"d":"100.0%"},{"v":0,"d":"0.0%"},{"v":0,"d":"0.0%"},{"v":1,"d":"100.0%"},{"v":0,"d":"0.0%"}]
[9611,2019,"PA","Keystone Solar",58091,"PPL Electric Utilities Corp",14715,"Keystone Solar, LLC",57465,"IPP Non-CHP","PJM Interconnection, LLC","PJM","RFC","RFCE","RFC East","PJM","42","071","Lancaster",39.861111,-76.221111,1,1,"SUN","SOLAR",null,{"v":0.17959,"d":"0.1796"},{"v":5,"d":"5.0"},{"$nulls":9},{"v":70048,"d":"70,048"},{"v":36717,"d":"36,717"},{"v":7866,"d":"7,866"},{"v":4123,"d":"4,123"},{"$nulls":41},{"v":70048,"d":"70,048"},{"v":36717,"d":"36,717"},{"$nulls":6},"--","EIA","EIA",{"$nulls":15},0,0,0,0,0,0,0,{"v":7866,"d":"7,866"},0,0,0,0,{"v":7866,"d":"7,866"},{"v":7866,"d":"7,866"},0,{"v":7866,"d":"7,866"},{"v":0,"d":"0.0%"},{"v":0,"d":"0.0%"},{"v":0,"d":"0.0%"},{"v":0,"d":"0.0%"},{"v":0,"d":"0.0%"},{"v":0,"d":"0.0%"},{"v":0,"d":"0.0%"},{"v":1,"d":"100.0%"},{"v":0,"d":"0.0%"},{"v":0,"d":"0.0%"},{"v":0,"d":"0.0%"},{"v":0,"d":"0.0%"},{"v":1,"d":"100.0%"},{"v":1,"d":"100.0%"},{"v":0,"d":"0.0%"},{"v":1,"d":"100.0%"}]
[9632,2019,"PA","Marcus Hook 50, L.P.",50074,"PECO Energy Co",14940,"Marcus Hook 50 L.P",60771,"IPP CHP","PJM Interconnection, LLC","PJM","RFC","RFCE","RFC East","PJM","42","045","Delaware",39.8103,-75.4281,1,1,"NG","GAS",null,{"v":0.00068,"d":"0.0007"},50.5,{"v":1,"d":"1.0000"},null,"Yes",0,null,{"v":1,"d":"1.0000"},null,{"v":10905.795,"d":"10,906"},{"v":6213.996,"d":"6,214"},{"v":10905.795,"d":"10,906"},{"v":6213.996,"d":"6,214"},300,107,{"v":1.05,"d":"1"},{"v":0.399,"d":"0"},{"v":1E-3,"d":"0"},{"v":637.384,"d":"637"},{"v":8.395,"d":"8"},{"v":0.84,"d":"1"},{"v":637.614,"d":"638"},null,{"v":7,"d":"7.000"},7.458,0.007,{"v":4249.226,"d":"4,249.226"},0.028,0.003,{"v":4250.76,"d":"4,250.760"},null,0.193,0.128,{"v":0,"d":"0.000"},116.889,{"v":1E-3,"d":"0.001"},{"v":0,"d":"0.000"},116.931,null,{"v":7,"d":"7.000"},7.458,0.007,{"v":4249.226,"d":"4,249.226"},0.028,0.003,{"v":4250.76,"d":"4,250.760"},null,{"v":1.05,"d":"1"},{"v":0.399,"d":"0"},{"v":1E-3,"d":"0"},{"v":637.384,"d":"637"},{"v":8.395,"d":"8"},{"v":0.84,"d":"1"},null,{"v":10905.795,"d":"10,906"},{"v":6213.996,"d":"6,214"},{"v":10905.795,"d":"10,906"},{"v":6213.996,"d":"6,214"},"EPA/CAMD","EPA/CAMD","EIA","EIA","EIA","EIA","--","EPA/CAMD","EPA/CAMD",{"$nulls":6},0,0,0,0,0,0,0,0,{"v":36352.64974,"d":"36,352.650"},0,0,300,0,0,0,0,0,0,0,0,300,0,0,300,0,{"v":0,"d":"0.0%"},{"v":0,"d":"0.0%"},{"v":1,"d":"100.0%"},{"v":0,"d":"0.0%"},{"v":0,"d":"0.0%"},{"v":0,"d":"0.0%"},{"v":0,"d":"0.0%"},{"v":0,"d":"0.0%"},{"v":0,"d":"0.0%"},{"v":0,"d":"0.0%"},{"v":0,"d":"0.0%"},{"v":1,"d":"100.0%"},{"v":0,"d":"0.0%"},{"v":0,"d":"0.0%"},{"v":1,"d":"100.0%"},{"v":0,"d":"0.0%"}]
[9659,2019,"PA","Mt. Carmel Cogeneration",10343,"PPL Electric Utilities Corp",14715,"Mount Carmel Cogen Inc",49889,"IPP CHP","PJM Interconnection, LLC","PJM","RFC","RFCE","RFC East","PJM","42","097","Northumberland",40.811189,-76.452951,1,1,"WC","COAL","Yes",{"v":0.19596,"d":"0.1960"},47.3,{"v":1,"d":"1.0000"},null,"Yes",{"v":58928.8,"d":"58,929"},{"v":4.703,"d":"5"},{"v":0.862451,"d":"0.8625"},null,{"v":1263936.706,"d":"1,263,937"},{"v":575515.927,"d":"575,516"},{"v":1263936.706,"d":"1,263,937"},{"v":575515.927,"d":"575,516"},{"v":81195,"d":"81,195"},{"v":35965,"d":"35,965"},{"v":43.822,"d":"44"},{"v":19.816,"d":"20"},{"v":125.694,"d":"126"},{"v":148769.698,"d":"148,770"},{"v":29439.704,"d":"29,440"},{"v":4275.272,"d":"4,275"},{"v":149774.71,"d":"149,775"},null,1.079,1.102,3.096,{"v":3664.504,"d":"3,664.504"},0.363,0.053,{"v":3689.259,"d":"3,689.259"},null,0.069,0.069,0.199,235.407,0.023,0.003,236.997,null,1.079,1.102,3.096,{"v":3664.504,"d":"3,664.504"},0.363,0.053,{"v":3689.259,"d":"3,689.259"},null,{"v":50.811,"d":"51"},{"v":22.976,"d":"23"},{"v":145.74,"d":"146"},{"v":172496.422,"d":"172,496"},{"v":34134.933,"d":"34,135"},{"v":4957.12,"d":"4,957"},null,{"v":1465517.25,"d":"1,465,517"},{"v":667302.812,"d":"667,303"},{"v":1465517.25,"d":"1,465,517"},{"v":667302.812,"d":"667,303"},"EPA/CAMD","EPA/CAMD","EPA/CAMD","EPA/CAMD","EIA","EIA","--","EPA/CAMD","EPA/CAMD",{"$nulls":6},{"v":201580.544,"d":"201,581"},{"v":91786.885,"d":"91,787"},{"v":6.989,"d":"7"},{"v":3.16,"d":"3"},{"v":20.046,"d":"20"},{"v":23726.723,"d":"23,727"},{"v":4695.228,"d":"4,695"},{"v":681.847,"d":"682"},{"v":15566.68152,"d":"15,566.682"},{"v":77302.514,"d":"77,303"},0,{"v":3892.486,"d":"3,892"},0,0,0,0,0,0,0,0,{"v":81195,"d":"81,195"},0,0,{"v":81195,"d":"81,195"},0,{"v":0.952060028326867,"d":"95.2%"},{"v":0,"d":"0.0%"},{"v":0.0479399716731326,"d":"4.8%"},{"v":0,"d":"0.0%"},{"v":0,"d":"0.0%"},{"v":0,"d":"0.0%"},{"v":0,"d":"0.0%"},{"v":0,"d":"0.0%"},{"v":0,"d":"0.0%"},{"v":0,"d":"0.0%"},{"v":0,"d":"0.0%"},{"v":1,"d":"100.0%"},{"v":0,"d":"0.0%"},{"v":0,"d":"0.0%"},{"v":1,"d":"100.0%"},{"v":0,"d":"0.0%"}]
[9689,2019,"PA","Point Marion L&D Hydroelectric Project",62384,null,-9999,"Rye Development",61906,"IPP Non-CHP","PJM Interconnection, LLC","PJM","RFC","RFCW","RFC West","PJM","42","051","Fayette",39.726855,-79.910126,2,2,"WAT","HYDRO",null,null,{"v":5,"d":"5.0"},{"$nulls":62},"--"]
[9714,2019,"PA","Somerset Windpower LLC",55803,"Pennsylvania Electric Co",14711,"GlidePath Power Operations LLC",61728,"IPP Non-CHP","PJM Interconnection, LLC","PJM","RFC","RFCE","RFC East","PJM","42","111","Somerset",39.979167,-79.012778,1,1,"WND","WIND",null,{"v":0.09864,"d":"0.0986"},{"v":9,"d":"9.0"},{"$nulls":9},{"v":69255,"d":"69,255"},{"v":21665,"d":"21,665"},{"v":7777,"d":"7,777"},{"v":2433,"d":"2,433"},{"$nulls":41},{"v":69255,"d":"69,255"},{"v":21665,"d":"21,665"},{"$nulls":6},"--","EIA","EIA",{"$nulls":15},0,0,0,0,0,0,{"v":7777,"d":"7,777"},0,0,0,0,0,{"v":7777,"d":"7,777"},{"v":7777,"d":"7,777"},0,{"v":7777,"d":"7,777"},{"v":0,"d":"0.0%"},{"v":0,"d":"0.0%"},{"v":0,"d":"0.0%"},{"v":0,"d":"0.0%"},{"v":0,"d":"0.0%"},{"v":0,"d":"0.0%"},{"v":1,"d":"100.0%"},{"v":0,"d":"0.0%"},{"v":0,"d":"0.0%"},{"v":0,"d":"0.0%"},{"v":0,"d":"0.0%"},{"v":0,"d":"0.0%"},{"v":1,"d":"100.0%"},{"v":1,"d":"100.0%"},{"v":0,"d":"0.0%"},{"v":1,"d":"100.0%"}]
[9728,2019,"PA","TalenEnergy Martins Creek LLC Harrisburg",3143,"PPL Electric Utilities Corp",14715,"TalenEnergy Martins Creek LLC",15276,"IPP Non-CHP","PJM Interconnection, LLC","PJM","RFC","RFCE","RFC East","PJM","42","043","Dauphin",40.257865,-76.857897,4,4,"DFO","OIL",null,{"v":0.00039,"d":"0.0004"},{"v":64,"d":"64.0"},{"v":1,"d":"1.0000"},{"$nulls":6},{"v":3432.999,"d":"3,433"},{"v":1581.999,"d":"1,582"},{"v":3432.999,"d":"3,433"},{"v":1581.999,"d":"1,582"},216,99,{"v":1.563,"d":"2"},{"v":0.72,"d":"1"},{"v":0.867,"d":"1"},{"v":280.35,"d":"280"},{"v":22.705,"d":"23"},{"v":4.541,"d":"5"},{"v":281.31,"d":"281"},null,14.472,14.545,8.025,{"v":2595.833,"d":"2,595.833"},0.105,0.021,{"v":2604.726,"d":"2,604.726"},null,0.911,{"v":0.91,"d":"0.910"},0.505,163.327,0.007,{"v":1E-3,"d":"0.001"},163.886,null,14.472,14.545,8.025,{"v":2595.833,"d":"2,595.833"},0.105,0.021,{"v":2604.726,"d":"2,604.726"},null,{"v":1.563,"d":"2"},{"v":0.72,"d":"1"},{"v":0.867,"d":"1"},{"v":280.35,"d":"280"},{"v":22.705,"d":"23"},{"v":4.541,"d":"5"},null,{"v":3432.999,"d":"3,433"},{"v":1581.999,"d":"1,582"},{"v":3432.999,"d":"3,433"},{"v":1581.999,"d":"1,582"},"EIA","EIA","EIA","EIA","EIA","EIA","--","EIA","EIA",{"$nulls":14},{"v":15893.513997,"d":"15,893.514"},0,216,0,0,0,0,0,0,0,0,0,216,0,0,216,0,{"v":0,"d":"0.0%"},{"v":1,"d":"100.0%"},{"v":0,"d":"0.0%"},{"v":0,"d":"0.0%"},{"v":0,"d":"0.0%"},{"v":0,"d":"0.0%"},{"v":0,"d":"0.0%"},{"v":0,"d":"0.0%"},{"v":0,"d":"0.0%"},{"v":0,"d":"0.0%"},{"v":0,"d":"0.0%"},{"v":1,"d":"100.0%"},{"v":0,"d":"0.0%"},{"v":0,"d":"0.0%"},{"v":1,"d":"100.0%"},{"v":0,"d":"0.0%"}]
[9757,2019,"PA","West Campus Steam Plant",58194,"West Penn Power Company",20387,"Penn State University",58159,"Commercial CHP","PJM Interconnection, LLC","PJM","RFC","RFCW","RFC West","PJM","42","027","Centre",40.792778,-77.864722,5,5,"NG","GAS",null,{"v":0.08494,"d":"0.0849"},17.2,{"v":1,"d":"1.0000"},null,"Yes",{"v":730353.6,"d":"730,354"},{"v":0.06,"d":"0"},{"v":0.073853,"d":"0.0739"},null,{"v":71289.769,"d":"71,290"},{"v":14571.993,"d":"14,572"},{"v":71289.769,"d":"71,290"},{"v":14571.993,"d":"14,572"},{"v":12798.18,"d":"12,798"},{"v":2129.15,"d":"2,129"},{"v":5.906,"d":"6"},{"v":1.207,"d":"1"},{"v":0.114,"d":"0"},{"v":4166.497,"d":"4,166"},{"v":157.175,"d":"157"},{"v":15.719,"d":"16"},{"v":4170.804,"d":"4,171"},null,0.923,1.134,0.018,651.108,0.012,{"v":1E-3,"d":"0.001"},651.781,null,0.166,0.166,0.003,116.889,{"v":2E-3,"d":"0.002"},{"v":0,"d":"0.000"},{"v":117.01,"d":"117.010"},null,0.923,1.134,0.018,651.108,0.012,{"v":1E-3,"d":"0.001"},651.781,null,{"v":79.968,"d":"80"},{"v":16.345,"d":"16"},{"v":1.543,"d":"2"},{"v":56415.861,"d":"56,416"},{"v":2128.201,"d":"2,128"},{"v":212.835,"d":"213"},null,{"v":965289,"d":"965,289"},{"v":197310,"d":"197,310"},{"v":965289,"d":"965,289"},{"v":197310,"d":"197,310"},"EIA","EIA","EIA","EIA","EIA","EIA","--","EIA","EIA",{"$nulls":6},{"v":893999.231,"d":"893,999"},{"v":182738.007,"d":"182,738"},{"v":74.062,"d":"74"},{"v":15.138,"d":"15"},{"v":1.429,"d":"1"},{"v":52249.364,"d":"52,249"},{"v":1971.026,"d":"1,971"},{"v":197.117,"d":"197"},{"v":5570.305259,"d":"5,570.305"},0,{"v":0.245,"d":"0"},{"v":12797.935,"d":"12,798"},0,0,0,0,0,0,0,0,{"v":12798.18,"d":"12,798"},0,0,{"v":12798.18,"d":"12,798"},0,{"v":0,"d":"0.0%"},{"v":1.91433469446437e-05,"d":"0.0%"},{"v":0.999980856653055,"d":"100.0%"},{"v":0,"d":"0.0%"},{"v":0,"d":"0.0%"},{"v":0,"d":"0.0%"},{"v":0,"d":"0.0%"},{"v":0,"d":"0.0%"},{"v":0,"d":"0.0%"},{"v":0,"d":"0.0%"},{"v":0,"d":"0.0%"},{"v":1,"d":"100.0%"},{"v":0,"d":"0.0%"},{"v":0,"d":"0.0%"},{"v":1,"d":"100.0%"},{"v":0,"d":"0.0%"}]
[9767,2019,"PA","WPS Westwood Generation, LLC",50611,"PPL Electric Utilities Corp",14715,"Rausch Creek Generation, LLC",58224,"IPP Non-CHP","PJM Interconnection, LLC","PJM","RFC","RFCE","RFC East","PJM","42","107","Schuylkill",40.6191,-76.45,1,1,"WC","COAL","Yes",{"v":0.40394,"d":"0.4039"},{"v":36,"d":"36.0"},{"v":0.660092169795366,"d":"0.6601"},{"$nulls":6},{"v":2602119.5,"d":"2,602,120"},{"v":923291.188,"d":"923,291"},{"v":2602119.5,"d":"2,602,120"},{"v":923291.188,"d":"923,291"},{"v":127388,"d":"127,388"},{"v":45334,"d":"45,334"},{"v":175.969,"d":"176"},{"v":61.138,"d":"61"},{"v":217.97,"d":"218"},{"v":306972.5,"d":"306,973"},{"v":53734.942,"d":"53,735"},{"v":7823.366,"d":"7,823"},{"v":308809.868,"d":"308,810"},null,2.763,2.697,3.422,{"v":4819.488,"d":"4,819.488"},0.422,0.061,{"v":4848.335,"d":"4,848.335"},null,0.135,0.132,0.168,{"v":235.94,"d":"235.940"},0.021,0.003,237.353,null,2.763,2.697,3.422,{"v":4819.488,"d":"4,819.488"},0.422,0.061,{"v":4848.335,"d":"4,848.335"},null,{"v":175.969,"d":"176"},{"v":61.138,"d":"61"},{"v":217.97,"d":"218"},{"v":306972.5,"d":"306,973"},{"v":53734.942,"d":"53,735"},{"v":7823.366,"d":"7,823"},null,{"v":2602119.5,"d":"2,602,120"},{"v":923291.188,"d":"923,291"},{"v":2602119.5,"d":"2,602,120"},{"v":923291.188,"d":"923,291"},"EPA/CAMD","EPA/CAMD","EPA/CAMD","EPA/CAMD","EIA","EIA","--","EPA/CAMD","EPA/CAMD",{"$nulls":14},{"v":20426.723867,"d":"20,426.724"},{"v":126088.8,"d":"126,089"},{"v":1299.2,"d":"1,299"},0,0,0,0,0,0,0,0,0,{"v":127388,"d":"127,388"},0,0,{"v":127388,"d":"127,388"},0,{"v":0.989801237165196,"d":"99.0%"},{"v":0.0101987628348039,"d":"1.0%"},{"v":0,"d":"0.0%"},{"v":0,"d":"0.0%"},{"v":0,"d":"0.0%"},{"v":0,"d":"0.0%"},{"v":0,"d":"0.0%"},{"v":0,"d":"0.0%"},{"v":0,"d":"0.0%"},{"v":0,"d":"0.0%"},{"v":0,"d":"0.0%"},{"v":1,"d":"100.0%"},{"v":0,"d":"0.0%"},{"v":0,"d":"0.0%"},{"v":1,"d":"100.0%"},{"v":0,"d":"0.0%"}]
[9789,2019,"PR","El Yunque Filtration Plant",61112,null,-9999,"PV Properties, Inc.",60689,null,"Puerto Rico Miscellaneous","NA","PR","PRMS","Puerto Rico Miscellaneous",null,"72","119","Rio Grande",18.37739,-65.81755,1,1,"SUN","SOLAR",null,{"v":0.21273,"d":"0.2127"},{"v":2,"d":"2.0"},{"$nulls":9},{"v":33189,"d":"33,189"},{"v":14501,"d":"14,501"},{"v":3727,"d":"3,727"},{"v":1628,"d":"1,628"},{"$nulls":41},{"v":33189,"d":"33,189"},{"v":14501,"d":"14,501"},{"$nulls":6},"--","EIA","EIA",{"$nulls":15},0,0,0,0,0,0,0,{"v":3727,"d":"3,727"},0,0,0,0,{"v":3727,"d":"3,727"},{"v":3727,"d":"3,727"},0,{"v":3727,"d":"3,727"},{"v":0,"d":"0.0%"},{"v":0,"d":"0.0%"},{"v":0,"d":"0.0%"},{"v":0,"d":"0.0%"},{"v":0,"d":"0.0%"},{"v":0,"d":"0.0%"},{"v":0,"d":"0.0%"},{"v":1,"d":"100.0%"},{"v":0,"d":"0.0%"},{"v":0,"d":"0.0%"},{"v":0,"d":"0.0%"},{"v":0,"d":"0.0%"},{"v":1,"d":"100.0%"},{"v":1,"d":"100.0%"},{"v":0,"d":"0.0%"},{"v":1,"d":"100.0%"}]
[9828,2019,"RI","CED Foster",61499,"Municipal Electric Authority",13100,"Consolidated Edison Development Inc.",56769,"IPP Non-CHP","ISO New England Inc.","ISNE","NPCC","NEWE","NPCC New England","ISONE","44","007","Providence",41.795,-71.787,1,1,"SUN","SOLAR",null,{"v":0.18248,"d":"0.1825"},{"v":2,"d":"2.0"},{"$nulls":9},{"v":28470,"d":"28,470"},{"v":15400,"d":"15,400"},{"v":3197,"d":"3,197"},{"v":1729,"d":"1,729"},{"$nulls":41},{"v":28470,"d":"28,470"},{"v":15400,"d":"15,400"},{"$nulls":6},"--","EIA","EIA",{"$nulls":15},0,0,0,0,0,0,0,{"v":3197,"d":"3,197"},0,0,0,0,{"v":3197,"d":"3,197"},{"v":3197,"d":"3,197"},0,{"v":3197,"d":"3,197"},{"v":0,"d":"0.0%"},{"v":0,"d":"0.0%"},{"v":0,"d":"0.0%"},{"v":0,"d":"0.0%"},{"v":0,"d":"0.0%"},{"v":0,"d":"0.0%"},{"v":0,"d":"0.0%"},{"v":1,"d":"100.0%"},{"v":0,"d":"0.0%"},{"v":0,"d":"0.0%"},{"v":0,"d":"0.0%"},{"v":0,"d":"0.0%"},{"v":1,"d":"100.0%"},{"v":1,"d":"100.0%"},{"v":0,"d":"0.0%"},{"v":1,"d":"100.0%"}]
[9844,2019,"RI","King CSG",63135,"Nantucket Electric Co",13206,"TPE King Solar Holdings1 LLC",62919,"IPP Non-CHP","ISO New England Inc.","ISNE","NPCC","NEWE","NPCC New England","ISONE","44","007","Providence",41.979212,-71.581309,2,2,"SUN","SOLAR",null,null,14.8,{"$nulls":62},"--"]
[9863,2019,"RI","University Solar, LLC",63668,"The Narragansett Electric Co",13214,"AES Distributed Energy",61012,"IPP Non-CHP","ISO New England Inc.","ISNE","NPCC","NEWE","NPCC New England","ISONE","44","003","Kent",41.6133,-71.6593,1,1,"SUN","SOLAR",null,{"v":0,"d":"0.0000"},{"v":24,"d":"24.0"},{"$nulls":11},0,0,{"$nulls":49},"--",{"$nulls":17},0,0,0,0,0,0,0,0,0,0,0,0,0,0,0,0]
[9876,2019,"RI","WED Plainfield III, LLC",62108,"The Narragansett Electric Co",13214,"WED Plainfield III, LLC",61650,"IPP Non-CHP","ISO New England Inc.","ISNE","NPCC","NEWE","NPCC New England","ISONE","44","007","Providence",41.793519,-71.530622,1,1,"WND","WIND",null,{"v":0.18851,"d":"0.1885"},{"v":3,"d":"3.0"},{"$nulls":9},{"v":44115,"d":"44,115"},{"v":12394,"d":"12,394"},{"v":4954,"d":"4,954"},{"v":1392,"d":"1,392"},{"$nulls":41},{"v":44115,"d":"44,115"},{"v":12394,"d":"12,394"},{"$nulls":6},"--","EIA","EIA",{"$nulls":15},0,0,0,0,0,0,{"v":4954,"d":"4,954"},0,0,0,0,0,{"v":4954,"d":"4,954"},{"v":4954,"d":"4,954"},0,{"v":4954,"d":"4,954"},{"v":0,"d":"0.0%"},{"v":0,"d":"0.0%"},{"v":0,"d":"0.0%"},{"v":0,"d":"0.0%"},{"v":0,"d":"0.0%"},{"v":0,"d":"0.0%"},{"v":1,"d":"100.0%"},{"v":0,"d":"0.0%"},{"v":0,"d":"0.0%"},{"v":0,"d":"0.0%"},{"v":0,"d":"0.0%"},{"v":0,"d":"0.0%"},{"v":1,"d":"100.0%"},{"v":1,"d":"100.0%"},{"v":0,"d":"0.0%"},{"v":1,"d":"100.0%"}]
[9902,2019,"SC","Barnwell Solar",61327,"South Carolina Electric&Gas Company",17539,"Barnwell Solar, LLC",60966,"IPP Non-CHP","South Carolina Electric & Gas Company","SCEG","SERC","SRVC","SERC Virginia/Carolina",null,"45","011","Barnwell",33.237,-81.351,1,1,"SUN","SOLAR",null,{"v":0.22873,"d":"0.2287"},5.4,{"$nulls":9},{"v":96353,"d":"96,353"},{"v":46696,"d":"46,696"},{"v":10820,"d":"10,820"},{"v":5244,"d":"5,244"},{"$nulls":41},{"v":96353,"d":"96,353"},{"v":46696,"d":"46,696"},{"$nulls":6},"--","EIA","EIA",{"$nulls":15},0,0,0,0,0,0,0,{"v":10820,"d":"10,820"},0,0,0,0,{"v":10820,"d":"10,820"},{"v":10820,"d":"10,820"},0,{"v":10820,"d":"10,820"},{"v":0,"d":"0.0%"},{"v":0,"d":"0.0%"},{"v":0,"d":"0.0%"},{"v":0,"d":"0.0%"},{"v":0,"d":"0.0%"},{"v":0,"d":"0.0%"},{"v":0,"d":"0.0%"},{"v":1,"d":"100.0%"},{"v":0,"d":"0.0%"},{"v":0,"d":"0.0%"},{"v":0,"d":"0.0%"},{"v":0,"d":"0.0%"},{"v":1,"d":"100.0%"},{"v":1,"d":"100.0%"},{"v":0,"d":"0.0%"},{"v":1,"d":"100.0%"}]
[9931,2019,"SC","Central Plant",10280,"Duke Energy Carolinas, LLC",5416,"Bob Jones University",1947,"Commercial Non-CHP","Duke Energy Carolinas","DUK","SERC","SRVC","SERC Virginia/Carolina",null,"45","045","GREENVILLE",34.871811,-82.366035,7,7,"DFO","OIL",null,{"v":0,"d":"0.0000"},7.4,{"$nulls":11},0,0,{"$nulls":49},"--",{"$nulls":17},0,0,0,0,0,0,0,0,0,0,0,0,0,0,0,0]
[9963,2019,"SC","Enoree Phase II Landfill Gas Recovery",56951,"Duke Energy Carolinas, LLC",5416,"Enerdyne Power Systems Inc",58523,"IPP Non-CHP","Duke Energy Carolinas","DUK","SERC","SRVC","SERC Virginia/Carolina",null,"45","045","Greenville",34.8008,-82.1847,2,2,"LFG","BIOMASS",null,{"v":0.32591,"d":"0.3259"},3.2,{"v":0.790144596651446,"d":"0.7901"},"Yes",{"$nulls":5},{"v":122681,"d":"122,681"},{"v":50822,"d":"50,822"},{"v":122681,"d":"122,681"},{"v":50822,"d":"50,822"},{"v":9136,"d":"9,136"},{"v":3785,"d":"3,785"},0,0,{"v":2.055,"d":"2"},0,0,0,0,null,{"v":0,"d":"0.000"},{"v":0,"d":"0.000"},{"v":0.45,"d":"0.450"},{"v":0,"d":"0.000"},{"v":0,"d":"0.000"},{"v":0,"d":"0.000"},{"v":0,"d":"0.000"},null,{"v":0,"d":"0.000"},{"v":0,"d":"0.000"},0.034,{"v":0,"d":"0.000"},{"v":0,"d":"0.000"},{"v":0,"d":"0.000"},{"v":0,"d":"0.000"},null,{"v":0,"d":"0.000"},{"v":0,"d":"0.000"},{"v":0.45,"d":"0.450"},{"v":0,"d":"0.000"},{"v":0,"d":"0.000"},{"v":0,"d":"0.000"},{"v":0,"d":"0.000"},null,{"v":84.546,"d":"85"},{"v":35.024,"d":"35"},{"v":2.76,"d":"3"},{"v":7790.218,"d":"7,790"},{"v":285.356,"d":"285"},{"v":28.536,"d":"29"},null,{"v":122681,"d":"122,681"},{"v":50822,"d":"50,822"},{"v":122681,"d":"122,681"},{"v":50822,"d":"50,822"},"EIA","EIA","EIA","EIA","EIA","EIA","--","EIA","EIA",{"v":84.546,"d":"85"},{"v":35.024,"d":"35"},{"v":0.705,"d":"1"},{"v":7790.218,"d":"7,790"},{"v":285.356,"d":"285"},{"v":28.536,"d":"29"},{"$nulls":8},{"v":13428.305604,"d":"13,428.306"},0,0,0,0,0,{"v":9136,"d":"9,136"},0,0,0,0,0,0,{"v":9136,"d":"9,136"},{"v":9136,"d":"9,136"},{"v":9136,"d":"9,136"},0,{"v":0,"d":"0.0%"},{"v":0,"d":"0.0%"},{"v":0,"d":"0.0%"},{"v":0,"d":"0.0%"},{"v":0,"d":"0.0%"},{"v":1,"d":"100.0%"},{"v":0,"d":"0.0%"},{"v":0,"d":"0.0%"},{"v":0,"d":"0.0%"},{"v":0,"d":"0.0%"},{"v":0,"d":"0.0%"},{"v":0,"d":"0.0%"},{"v":1,"d":"100.0%"},{"v":1,"d":"100.0%"},{"v":1,"d":"100.0%"},{"v":0,"d":"0.0%"}]
[9974,2019,"SC","Gaines Solar",62216,"Duke Energy Progress - (NC)",3046,"Gaines Solar",61736,"IPP Non-CHP","Duke Energy Progress East","CPLE","SERC","SRVC","SERC Virginia/Carolina",null,"45","061","Lee",34.192353,-80.218533,1,1,"SUN","SOLAR",null,null,{"v":2,"d":"2.0"},{"$nulls":62},"--"]
[10002,2019,"SC","Jackson Solar",62232,"South Carolina Electric&Gas Company",17539,"Jackson Solar",61749,"IPP Non-CHP","South Carolina Electric & Gas Company","SCEG","SERC","SRVC","SERC Virginia/Carolina",null,"45","003","Aiken",33.350453,-81.797683,1,1,"SUN","SOLAR",null,null,{"v":14,"d":"14.0"},{"$nulls":62},"--"]
[10029,2019,"SC","Middleton Solar",62281,"Duke Energy Progress - (NC)",3046,"Middleton Solar",61792,"IPP Non-CHP","Duke Energy Progress East","CPLE","SERC","SRVC","SERC Virginia/Carolina",null,"45","031","Darlington",34.336522,-80.078408,1,1,"SUN","SOLAR",null,null,{"v":2,"d":"2.0"},{"$nulls":62},"--"]
[10037,2019,"SC","NA 8",7300,null,-9999,"Dominion Energy South Carolina, Inc",17539,"Electric Utility","South Carolina Electric & Gas Company","SCEG","SERC","SRVC","SERC Virginia/Carolina",null,"45",{"$nulls":4},1,1,"NG","GAS",null,null,{"v":170,"d":"170.0"},{"$nulls":62},"--"]
[10061,2019,"SC","Quest Solar",62299,"South Carolina Electric&Gas Company",17539,"Quest Solar",61807,"IPP Non-CHP","South Carolina Electric & Gas Company","SCEG","SERC","SRVC","SERC Virginia/Carolina",null,"45","005","Allendale",32.976531,-81.226808,1,1,"SUN","SOLAR",null,null,{"v":40,"d":"40.0"},{"$nulls":62},"--"]
[10098,2019,"SC","Southard Solar",62312,"South Carolina Electric&Gas Company",17539,"Southard Solar",61833,"IPP Non-CHP","South Carolina Electric & Gas Company","SCEG","SERC","SRVC","SERC Virginia/Carolina",null,"45","029","Colleton",32.967744,-80.649019,1,1,"SUN","SOLAR",null,null,{"v":6,"d":"6.0"},{"$nulls":62},"--"]
[10116,2019,"SC","Union Renewable Energy Facility",60241,"Lockhart Power Co",11118,"Lockhart Power Co",11118,"Electric Utility","Duke Energy Carolinas","DUK","SERC","SRVC","SERC Virginia/Carolina",null,"45","087","Union",34.61577,-81.818661,2,2,"LFG","BIOMASS",null,{"v":0.63966,"d":"0.6397"},3.2,{"v":0.267230308219178,"d":"0.2672"},"Yes",{"$nulls":5},{"v":174407,"d":"174,407"},{"v":72250,"d":"72,250"},{"v":174407,"d":"174,407"},{"v":72250,"d":"72,250"},{"v":17931,"d":"17,931"},{"v":7428,"d":"7,428"},0,0,{"v":2.921,"d":"3"},0,0,0,0,null,{"v":0,"d":"0.000"},{"v":0,"d":"0.000"},0.326,{"v":0,"d":"0.000"},{"v":0,"d":"0.000"},{"v":0,"d":"0.000"},{"v":0,"d":"0.000"},null,{"v":0,"d":"0.000"},{"v":0,"d":"0.000"},0.034,{"v":0,"d":"0.000"},{"v":0,"d":"0.000"},{"v":0,"d":"0.000"},{"v":0,"d":"0.000"},null,{"v":0,"d":"0.000"},{"v":0,"d":"0.000"},0.326,{"v":0,"d":"0.000"},{"v":0,"d":"0.000"},{"v":0,"d":"0.000"},{"v":0,"d":"0.000"},null,{"v":105.37,"d":"105"},{"v":43.65,"d":"44"},{"v":3.924,"d":"4"},{"v":11074.808,"d":"11,075"},{"v":405.671,"d":"406"},{"v":40.567,"d":"41"},null,{"v":174407,"d":"174,407"},{"v":72250,"d":"72,250"},{"v":174407,"d":"174,407"},{"v":72250,"d":"72,250"},"EIA","EIA","EIA","EIA","EIA","EIA","--","EIA","EIA",{"v":105.37,"d":"105"},{"v":43.65,"d":"44"},{"v":1.003,"d":"1"},{"v":11074.808,"d":"11,075"},{"v":405.671,"d":"406"},{"v":40.567,"d":"41"},{"$nulls":8},{"v":9726.562936,"d":"9,726.563"},0,0,0,0,0,{"v":17931,"d":"17,931"},0,0,0,0,0,0,{"v":17931,"d":"17,931"},{"v":17931,"d":"17,931"},{"v":17931,"d":"17,931"},0,{"v":0,"d":"0.0%"},{"v":0,"d":"0.0%"},{"v":0,"d":"0.0%"},{"v":0,"d":"0.0%"},{"v":0,"d":"0.0%"},{"v":1,"d":"100.0%"},{"v":0,"d":"0.0%"},{"v":0,"d":"0.0%"},{"v":0,"d":"0.0%"},{"v":0,"d":"0.0%"},{"v":0,"d":"0.0%"},{"v":0,"d":"0.0%"},{"v":1,"d":"100.0%"},{"v":1,"d":"100.0%"},{"v":1,"d":"100.0%"},{"v":0,"d":"0.0%"}]
[10137,2019,"SC","Williams",3298,"South Carolina Electric&Gas Company",17539,"South Carolina Genertg Co, Inc",17554,"Electric Utility","South Carolina Electric & Gas Company","SCEG","SERC","SRVC","SERC Virginia/Carolina",null,"45","015","Berkeley",33.0158,-79.9297,3,3,"RC","COAL","Yes",{"v":0.40916,"d":"0.4092"},713.5,{"v":0.651397435200029,"d":"0.6514"},{"$nulls":6},{"v":23948656.4,"d":"23,948,656"},{"v":13392034.1,"d":"13,392,034"},{"v":23948656.4,"d":"23,948,656"},{"v":13392034.1,"d":"13,392,034"},{"v":2557366,"d":"2,557,366"},{"v":1404442,"d":"1,404,442"},{"v":2194.386,"d":"2,194"},{"v":1210.088,"d":"1,210"},{"v":547.764,"d":"548"},{"v":2456996.921,"d":"2,456,997"},{"v":632820.945,"d":"632,821"},{"v":92081.46,"d":"92,081"},{"v":2478627.32,"d":"2,478,627"},null,1.716,1.723,0.428,{"v":1921.506,"d":"1,921.506"},0.247,0.036,{"v":1938.422,"d":"1,938.422"},null,0.183,0.181,0.046,205.189,0.026,0.004,206.995,null,1.716,1.723,0.428,{"v":1921.506,"d":"1,921.506"},0.247,0.036,{"v":1938.422,"d":"1,938.422"},null,{"v":2194.386,"d":"2,194"},{"v":1210.088,"d":"1,210"},{"v":547.764,"d":"548"},{"v":2456996.921,"d":"2,456,997"},{"v":632820.945,"d":"632,821"},{"v":92081.46,"d":"92,081"},null,{"v":23948656.4,"d":"23,948,656"},{"v":13392034.1,"d":"13,392,034"},{"v":23948656.4,"d":"23,948,656"},{"v":13392034.1,"d":"13,392,034"},"EPA/CAMD","EPA/CAMD","EPA/CAMD","EPA/CAMD; EIA","EIA","EIA","--","EPA/CAMD","EPA/CAMD",{"$nulls":14},{"v":9364.579078,"d":"9,364.579"},{"v":2546262.5,"d":"2,546,263"},{"v":10892.496,"d":"10,892"},{"v":211.032,"d":"211"},0,0,0,0,0,0,0,0,{"v":2557366.028,"d":"2,557,366"},0,0,{"v":2557366.028,"d":"2,557,366"},0,{"v":0.995658217134962,"d":"99.6%"},{"v":0.00425926358633869,"d":"0.4%"},{"v":8.25192786990443e-05,"d":"0.0%"},{"v":0,"d":"0.0%"},{"v":0,"d":"0.0%"},{"v":0,"d":"0.0%"},{"v":0,"d":"0.0%"},{"v":0,"d":"0.0%"},{"v":0,"d":"0.0%"},{"v":0,"d":"0.0%"},{"v":0,"d":"0.0%"},{"v":1,"d":"100.0%"},{"v":0,"d":"0.0%"},{"v":0,"d":"0.0%"},{"v":1,"d":"100.0%"},{"v":0,"d":"0.0%"}]
[10159,2019,"SD","Clark (SD)",3341,"NorthWestern Energy - (SD)",13809,"NorthWestern Energy - (SD)",13809,"Electric Utility","Southwest Power Pool","SWPP","MRO","MROW","MRO West",null,"46","025","Clark",44.876484,-97.732102,1,1,"DFO","OIL",null,{"v":0,"d":"0.0000"},2.7,{"$nulls":7},36,18,36,18,{"v":-122,"d":"(122)"},{"v":-51,"d":"(51)"},{"v":0.056,"d":"0"},{"v":0.028,"d":"0"},{"v":0.005,"d":"0"},{"v":2.94,"d":"3"},{"v":0.238,"d":"0"},{"v":0.048,"d":"0"},{"v":2.95,"d":"3"},null,{"v":0,"d":"0.000"},{"v":0,"d":"0.000"},{"v":0,"d":"0.000"},{"v":0,"d":"0.000"},{"v":0,"d":"0.000"},{"v":0,"d":"0.000"},{"v":0,"d":"0.000"},null,3.111,3.111,0.289,163.333,0.007,{"v":1E-3,"d":"0.001"},163.893,null,{"v":0,"d":"0.000"},{"v":0,"d":"0.000"},{"v":0,"d":"0.000"},{"v":0,"d":"0.000"},{"v":0,"d":"0.000"},{"v":0,"d":"0.000"},{"v":0,"d":"0.000"},null,{"v":0.056,"d":"0"},{"v":0.028,"d":"0"},{"v":0.005,"d":"0"},{"v":2.94,"d":"3"},{"v":0.238,"d":"0"},{"v":0.048,"d":"0"},null,36,18,36,18,"EIA","EIA","EIA","EIA","EIA","EIA","--","EIA","EIA",{"$nulls":14},{"v":-295.081967,"d":"(295.082)"},0,{"v":-122,"d":"(122)"},0,0,0,0,0,0,0,0,0,{"v":-122,"d":"(122)"},0,0,{"v":-122,"d":"(122)"},0]
[10176,2019,"SD","Lange",55478,"Black Hills Power Inc",19545,"Black Hills Power, Inc. d/b/a",19545,"Electric Utility","Western Area Power Administration - Rocky Mountain Region","WACM","WECC","RMPA","WECC Rockies",null,"46","103","Pennington",44.1203,-103.26,1,1,"NG","GAS",null,{"v":0.06371,"d":"0.0637"},{"v":40,"d":"40.0"},{"v":1,"d":"1.0000"},{"$nulls":6},{"v":241959.297,"d":"241,959"},{"v":137715.234,"d":"137,715"},{"v":241959.297,"d":"241,959"},{"v":137715.234,"d":"137,715"},{"v":22324,"d":"22,324"},{"v":11416,"d":"11,416"},{"v":8.271,"d":"8"},{"v":4.457,"d":"4"},{"v":0.073,"d":"0"},{"v":14379.205,"d":"14,379"},{"v":557.481,"d":"557"},{"v":55.748,"d":"56"},{"v":14394.48,"d":"14,394"},null,0.741,0.781,0.007,{"v":1288.228,"d":"1,288.228"},0.025,{"v":2E-3,"d":"0.002"},{"v":1289.597,"d":"1,289.597"},null,0.068,0.065,{"v":1E-3,"d":"0.001"},118.856,{"v":2E-3,"d":"0.002"},{"v":0,"d":"0.000"},118.983,null,0.741,0.781,0.007,{"v":1288.228,"d":"1,288.228"},0.025,{"v":2E-3,"d":"0.002"},{"v":1289.597,"d":"1,289.597"},null,{"v":8.271,"d":"8"},{"v":4.457,"d":"4"},{"v":0.073,"d":"0"},{"v":14379.205,"d":"14,379"},{"v":557.481,"d":"557"},{"v":55.748,"d":"56"},null,{"v":241959.297,"d":"241,959"},{"v":137715.234,"d":"137,715"},{"v":241959.297,"d":"241,959"},{"v":137715.234,"d":"137,715"},"EPA/CAMD","EPA/CAMD","EPA/CAMD","EPA/CAMD","EIA","EIA","--","EPA/CAMD","EPA/CAMD",{"$nulls":14},{"v":10838.527902,"d":"10,838.528"},0,0,{"v":22324,"d":"22,324"},0,0,0,0,0,0,0,0,{"v":22324,"d":"22,324"},0,0,{"v":22324,"d":"22,324"},0,{"v":0,"d":"0.0%"},{"v":0,"d":"0.0%"},{"v":1,"d":"100.0%"},{"v":0,"d":"0.0%"},{"v":0,"d":"0.0%"},{"v":0,"d":"0.0%"},{"v":0,"d":"0.0%"},{"v":0,"d":"0.0%"},{"v":0,"d":"0.0%"},{"v":0,"d":"0.0%"},{"v":0,"d":"0.0%"},{"v":1,"d":"100.0%"},{"v":0,"d":"0.0%"},{"v":0,"d":"0.0%"},{"v":1,"d":"100.0%"},{"v":0,"d":"0.0%"}]
[10191,2019,"SD","State Auto Insurance",56244,"Otter Tail Power Co",14232,"State Auto Insurance, Inc.",49989,"Commercial Non-CHP","Midcontinent Independent Transmission System Operator, Inc..","MISO","MRO","MROW","MRO West","MISO","46","051","Grant",45.220717,-96.616781,1,1,"DFO","OIL",null,{"v":0.00099,"d":"0.0010"},1.7,{"v":1,"d":"1.0000"},{"$nulls":6},128,56,128,56,{"v":14.7,"d":"15"},{"v":6.193,"d":"6"},{"v":0.214,"d":"0"},{"v":0.093,"d":"0"},{"v":0.019,"d":"0"},{"v":10.453,"d":"10"},{"v":0.847,"d":"1"},{"v":0.169,"d":"0"},{"v":10.489,"d":"10"},null,29.116,30.034,2.531,{"v":1422.177,"d":"1,422.177"},0.058,0.012,{"v":1427.049,"d":"1,427.049"},null,3.344,3.321,0.291,163.328,0.007,{"v":1E-3,"d":"0.001"},163.888,null,29.116,30.034,2.531,{"v":1422.177,"d":"1,422.177"},0.058,0.012,{"v":1427.049,"d":"1,427.049"},null,{"v":0.214,"d":"0"},{"v":0.093,"d":"0"},{"v":0.019,"d":"0"},{"v":10.453,"d":"10"},{"v":0.847,"d":"1"},{"v":0.169,"d":"0"},null,128,56,128,56,"EIA","EIA","EIA","EIA","EIA","EIA","--","EIA","EIA",{"$nulls":14},{"v":8707.482993,"d":"8,707.483"},0,{"v":14.7,"d":"15"},0,0,0,0,0,0,0,0,0,{"v":14.7,"d":"15"},0,0,{"v":14.7,"d":"15"},0,{"v":0,"d":"0.0%"},{"v":1,"d":"100.0%"},{"v":0,"d":"0.0%"},{"v":0,"d":"0.0%"},{"v":0,"d":"0.0%"},{"v":0,"d":"0.0%"},{"v":0,"d":"0.0%"},{"v":0,"d":"0.0%"},{"v":0,"d":"0.0%"},{"v":0,"d":"0.0%"},{"v":0,"d":"0.0%"},{"v":1,"d":"100.0%"},{"v":0,"d":"0.0%"},{"v":0,"d":"0.0%"},{"v":1,"d":"100.0%"},{"v":0,"d":"0.0%"}]
[10215,2019,"TN","Chilhowee",54901,"Tennessee Valley Authority",18642,"Brookfield Smoky Mountain Hydropower LP",306,"Electric Utility","Tennessee Valley Authority","TVA","SERC","SRTV","SERC Tennessee Valley",null,"47","009","Blount",35.5453,-84.0503,3,3,"WAT","HYDRO",null,{"v":0.50377,"d":"0.5038"},49.8,{"$nulls":9},{"v":1957050.938,"d":"1,957,051"},{"v":855993,"d":"855,993"},{"v":219770.001,"d":"219,770"},{"v":96125.001,"d":"96,125"},{"$nulls":41},{"v":1957050.938,"d":"1,957,051"},{"v":855993,"d":"855,993"},{"$nulls":6},"--","EIA","EIA",{"$nulls":15},0,0,0,0,{"v":219770,"d":"219,770"},0,0,0,0,0,0,0,{"v":219770,"d":"219,770"},0,0,{"v":219770,"d":"219,770"},{"v":0,"d":"0.0%"},{"v":0,"d":"0.0%"},{"v":0,"d":"0.0%"},{"v":0,"d":"0.0%"},{"v":1,"d":"100.0%"},{"v":0,"d":"0.0%"},{"v":0,"d":"0.0%"},{"v":0,"d":"0.0%"},{"v":0,"d":"0.0%"},{"v":0,"d":"0.0%"},{"v":0,"d":"0.0%"},{"v":0,"d":"0.0%"},{"v":1,"d":"100.0%"},{"v":0,"d":"0.0%"},{"v":0,"d":"0.0%"},{"v":1,"d":"100.0%"}]
[10246,2019,"TN","Norris Dam",3411,"Tennessee Valley Authority",18642,"Tennessee Valley Authority",18642,"Electric Utility","Tennessee Valley Authority","TVA","SERC","SRTV","SERC Tennessee Valley",null,"47","001","Anderson",36.2242,-84.0914,2,2,"WAT","HYDRO",null,{"v":0.36436,"d":"0.3644"},131.4,{"$nulls":9},{"v":3734801,"d":"3,734,801"},{"v":1633561,"d":"1,633,561"},{"v":419405,"d":"419,405"},{"v":183443,"d":"183,443"},{"$nulls":41},{"v":3734801,"d":"3,734,801"},{"v":1633561,"d":"1,633,561"},{"$nulls":6},"--","EIA","EIA",{"$nulls":15},0,0,0,0,{"v":419405,"d":"419,405"},0,0,0,0,0,0,0,{"v":419405,"d":"419,405"},0,0,{"v":419405,"d":"419,405"},{"v":0,"d":"0.0%"},{"v":0,"d":"0.0%"},{"v":0,"d":"0.0%"},{"v":0,"d":"0.0%"},{"v":1,"d":"100.0%"},{"v":0,"d":"0.0%"},{"v":0,"d":"0.0%"},{"v":0,"d":"0.0%"},{"v":0,"d":"0.0%"},{"v":0,"d":"0.0%"},{"v":0,"d":"0.0%"},{"v":0,"d":"0.0%"},{"v":1,"d":"100.0%"},{"v":0,"d":"0.0%"},{"v":0,"d":"0.0%"},{"v":1,"d":"100.0%"}]
[10272,2019,"TN","Watts Bar Fossil",3419,"Tennessee Valley Authority",18642,"Tennessee Valley Authority",18642,"Electric Utility","Tennessee Valley Authority","TVA","SERC","SRTV","SERC Tennessee Valley",null,"47","143","Rhea",35.6108,-84.7811,4,4,"BIT","COAL",null,null,{"v":240,"d":"240.0"},{"$nulls":62},"--"]
[10301,2019,"TX","Aviator Wind",63209,"Lower Colorado River Authority",11269,"Aviator Wind, LLC",62993,"IPP Non-CHP","Electric Reliability Council of Texas, Inc.","ERCO","TRE","ERCT","ERCOT All","ERCOT","48","081","Coke",31.79261,-100.69729,1,1,"WND","WIND",null,null,{"v":525,"d":"525.0"},{"$nulls":62},"--"]
[10311,2019,"TX","Baytown",55551,"CenterPoint Energy",8901,"TX LFG Energy, LP",56772,"IPP Non-CHP","Electric Reliability Council of Texas, Inc.","ERCO","TRE","ERCT","ERCOT All","ERCOT","48","071","Chambers",29.6744,-94.9139,5,5,"LFG","BIOMASS",null,null,5.3,{"$nulls":62},"--"]
[10328,2019,"TX","Bluebell Solar II",63351,"Lower Colorado River Authority",11269,"Bluebell Solar II, LLC",63116,"IPP Non-CHP","Electric Reliability Council of Texas, Inc.","ERCO","TRE","ERCT","ERCOT All","ERCOT","48","431","Sterling",31.888,-100.825,1,1,"SUN","SOLAR",null,null,{"v":115,"d":"115.0"},{"$nulls":62},"--"]
[10354,2019,"TX","Buffalo Gap Wind Farm",56240,"AEP Texas Central Company",3278,"AES Wind Generation Inc",19740,"IPP Non-CHP","Electric Reliability Council of Texas, Inc.","ERCO","TRE","ERCT","ERCOT All","ERCOT","48","441","Taylor",32.311556,-100.061589,1,1,"WND","WIND",null,{"v":0.33921,"d":"0.3392"},120.6,{"$nulls":9},{"v":3191167,"d":"3,191,167"},{"v":1276348,"d":"1,276,348"},{"v":358357,"d":"358,357"},{"v":143329,"d":"143,329"},{"$nulls":41},{"v":3191167,"d":"3,191,167"},{"v":1276348,"d":"1,276,348"},{"$nulls":6},"--","EIA","EIA",{"$nulls":15},0,0,0,0,0,0,{"v":358357,"d":"358,357"},0,0,0,0,0,{"v":358357,"d":"358,357"},{"v":358357,"d":"358,357"},0,{"v":358357,"d":"358,357"},{"v":0,"d":"0.0%"},{"v":0,"d":"0.0%"},{"v":0,"d":"0.0%"},{"v":0,"d":"0.0%"},{"v":0,"d":"0.0%"},{"v":0,"d":"0.0%"},{"v":1,"d":"100.0%"},{"v":0,"d":"0.0%"},{"v":0,"d":"0.0%"},{"v":0,"d":"0.0%"},{"v":0,"d":"0.0%"},{"v":0,"d":"0.0%"},{"v":1,"d":"100.0%"},{"v":1,"d":"100.0%"},{"v":0,"d":"0.0%"},{"v":1,"d":"100.0%"}]
[10389,2019,"TX","Coleto Creek",6178,"Oncor Electric Delivery Company LLC",44372,"Coleto Creek Power LP",56570,"IPP Non-CHP","Electric Reliability Council of Texas, Inc.","ERCO","TRE","ERCT","ERCOT All","ERCOT","48","175","Goliad",28.7128,-97.214167,1,1,"SUB","COAL","Yes",{"v":0.59164,"d":"0.5916"},622.4,{"v":0.347258659952342,"d":"0.3473"},{"$nulls":6},{"v":35579056,"d":"35,579,056"},{"v":14910860,"d":"14,910,860"},{"v":35579056,"d":"35,579,056"},{"v":14910860,"d":"14,910,860"},{"v":3225780,"d":"3,225,780"},{"v":1342254,"d":"1,342,254"},{"v":2419.41,"d":"2,419"},{"v":1048.934,"d":"1,049"},{"v":11264.094,"d":"11,264"},{"v":3731527,"d":"3,731,527"},{"v":837562.386,"d":"837,562"},{"v":121830.545,"d":"121,831"},{"v":3760149.281,"d":"3,760,149"},null,{"v":1.5,"d":"1.500"},1.563,6.984,{"v":2313.566,"d":"2,313.566"},{"v":0.26,"d":"0.260"},0.038,{"v":2331.312,"d":"2,331.312"},null,0.136,0.141,0.633,{"v":209.76,"d":"209.760"},0.024,0.003,211.369,null,{"v":1.5,"d":"1.500"},1.563,6.984,{"v":2313.566,"d":"2,313.566"},{"v":0.26,"d":"0.260"},0.038,{"v":2331.312,"d":"2,331.312"},null,{"v":2419.41,"d":"2,419"},{"v":1048.934,"d":"1,049"},{"v":11264.094,"d":"11,264"},{"v":3731527,"d":"3,731,527"},{"v":837562.386,"d":"837,562"},{"v":121830.545,"d":"121,831"},null,{"v":35579056,"d":"35,579,056"},{"v":14910860,"d":"14,910,860"},{"v":35579056,"d":"35,579,056"},{"v":14910860,"d":"14,910,860"},"EPA/CAMD","EPA/CAMD","EPA/CAMD","EPA/CAMD","EIA","EIA","--","EPA/CAMD","EPA/CAMD",{"$nulls":14},{"v":11029.597775,"d":"11,029.598"},{"v":3224597.29,"d":"3,224,597"},{"v":1182.718,"d":"1,183"},0,0,0,0,0,0,0,0,0,{"v":3225780.008,"d":"3,225,780"},0,0,{"v":3225780.008,"d":"3,225,780"},0,{"v":0.999633354414415,"d":"100.0%"},{"v":3.66645585584521E-4,"d":"0.0%"},{"v":0,"d":"0.0%"},{"v":0,"d":"0.0%"},{"v":0,"d":"0.0%"},{"v":0,"d":"0.0%"},{"v":0,"d":"0.0%"},{"v":0,"d":"0.0%"},{"v":0,"d":"0.0%"},{"v":0,"d":"0.0%"},{"v":0,"d":"0.0%"},{"v":1,"d":"100.0%"},{"v":0,"d":"0.0%"},{"v":0,"d":"0.0%"},{"v":1,"d":"100.0%"},{"v":0,"d":"0.0%"}]
[10409,2019,"TX","Crosby County Wind Farm, LLC",60273,"Southwestern Public Service Co",17718,"Tri Global Energy, LLC",59056,"IPP Non-CHP","Electric Reliability Council of Texas, Inc.","ERCO","TRE","ERCT","ERCOT All","ERCOT","48","107","Crosby",33.713671,-101.433811,1,1,"WND","WIND",null,null,{"v":120,"d":"120.0"},{"$nulls":62},"--"]
[10428,2019,"TX","East Blackland Solar Project 1",57659,"Lower Colorado River Authority",11269,"East Blackland Solar Project 1 LLC",56987,"IPP Non-CHP","Electric Reliability Council of Texas, Inc.","ERCO","MRO","ERCT","ERCOT All","ERCOT","48","453","Travis",30.4214,-97.4614,1,1,"SUN","SOLAR",null,null,{"v":144,"d":"144.0"},{"$nulls":62},"--"]
[10452,2019,"TX","ExxonMobil Beaumont Refinery",50625,"Entergy Texas Inc.",55937,"ExxonMobil Oil Corp",6090,"Industrial CHP","Midcontinent Independent Transmission System Operator, Inc..","MISO","SERC","SRMV","SERC Mississippi Valley","MISO","48","245","Jefferson",30.0636,-94.0753,3,12,"NG","GAS",null,{"v":0.66928,"d":"0.6693"},697.8,{"v":0.217858922399295,"d":"0.2179"},null,"Yes",{"v":13572593.6,"d":"13,572,594"},{"v":1.029,"d":"1"},{"v":0.578361,"d":"0.5784"},null,{"v":23039224.234,"d":"23,039,224"},{"v":9790304.529,"d":"9,790,305"},{"v":23039224.234,"d":"23,039,224"},{"v":9790304.529,"d":"9,790,305"},{"v":4091154.999,"d":"4,091,155"},{"v":1704819,"d":"1,704,819"},{"v":94.063,"d":"94"},{"v":39.611,"d":"40"},{"v":7.113,"d":"7"},{"v":1368831.446,"d":"1,368,831"},{"v":57852.54,"d":"57,853"},{"v":5783.896,"d":"5,784"},{"v":1370416.403,"d":"1,370,416"},null,0.046,0.046,0.003,669.166,0.014,{"v":1E-3,"d":"0.001"},669.941,null,0.008,0.008,{"v":1E-3,"d":"0.001"},118.826,0.003,{"v":0,"d":"0.000"},118.964,null,0.046,0.046,0.003,669.166,0.014,{"v":1E-3,"d":"0.001"},669.941,null,{"v":162.637,"d":"163"},{"v":68.488,"d":"68"},{"v":12.298,"d":"12"},{"v":2366742.562,"d":"2,366,743"},{"v":100028.436,"d":"100,028"},{"v":10000.495,"d":"10,000"},null,{"v":39835374,"d":"39,835,374"},{"v":16927672.5,"d":"16,927,673"},{"v":39835374,"d":"39,835,374"},{"v":16927672.5,"d":"16,927,673"},"EPA/CAMD","EPA/CAMD","EPA/CAMD","EPA/CAMD","EIA","EIA","--","EPA/CAMD","EPA/CAMD",{"$nulls":6},{"v":16796149.766,"d":"16,796,150"},{"v":7137367.971,"d":"7,137,368"},{"v":68.574,"d":"69"},{"v":28.877,"d":"29"},{"v":5.185,"d":"5"},{"v":997911.116,"d":"997,911"},{"v":42175.896,"d":"42,176"},{"v":4216.599,"d":"4,217"},{"v":5631.471854,"d":"5,631.472"},0,0,{"v":3974125.04,"d":"3,974,125"},0,0,0,0,0,0,{"v":117029.96,"d":"117,030"},0,{"v":4091155,"d":"4,091,155"},0,0,{"v":4091155,"d":"4,091,155"},0,{"v":0,"d":"0.0%"},{"v":0,"d":"0.0%"},{"v":0.971394395959087,"d":"97.1%"},{"v":0,"d":"0.0%"},{"v":0,"d":"0.0%"},{"v":0,"d":"0.0%"},{"v":0,"d":"0.0%"},{"v":0,"d":"0.0%"},{"v":0,"d":"0.0%"},{"v":0.0286056040409127,"d":"2.9%"},{"v":0,"d":"0.0%"},{"v":1,"d":"100.0%"},{"v":0,"d":"0.0%"},{"v":0,"d":"0.0%"},{"v":1,"d":"100.0%"},{"v":0,"d":"0.0%"}]
[10467,2019,"TX","Fort Bliss (DEA EPIC)",61887,"El Paso Electric Co",5701,"Ameresco Federal Solutions",60146,"IPP Non-CHP","El Paso Electric Company","EPE","TRE","ERCT","ERCOT All",null,"48","141","El Paso",31.829986,-106.372861,1,1,"SUN","SOLAR",null,{"v":0.24532,"d":"0.2453"},{"v":2,"d":"2.0"},{"$nulls":9},{"v":38274,"d":"38,274"},{"v":19836,"d":"19,836"},{"v":4298,"d":"4,298"},{"v":2227,"d":"2,227"},{"$nulls":41},{"v":38274,"d":"38,274"},{"v":19836,"d":"19,836"},{"$nulls":6},"--","EIA","EIA",{"$nulls":15},0,0,0,0,0,0,0,{"v":4298,"d":"4,298"},0,0,0,0,{"v":4298,"d":"4,298"},{"v":4298,"d":"4,298"},0,{"v":4298,"d":"4,298"},{"v":0,"d":"0.0%"},{"v":0,"d":"0.0%"},{"v":0,"d":"0.0%"},{"v":0,"d":"0.0%"},{"v":0,"d":"0.0%"},{"v":0,"d":"0.0%"},{"v":0,"d":"0.0%"},{"v":1,"d":"100.0%"},{"v":0,"d":"0.0%"},{"v":0,"d":"0.0%"},{"v":0,"d":"0.0%"},{"v":0,"d":"0.0%"},{"v":1,"d":"100.0%"},{"v":1,"d":"100.0%"},{"v":0,"d":"0.0%"},{"v":1,"d":"100.0%"}]
[10484,2019,"TX","Goodyear Beaumont Chemical Plant",54321,"Entergy Texas Inc.",55937,"Goodyear Tire & Rubber Co",7375,"Industrial CHP","Midcontinent Independent Transmission System Operator, Inc..","MISO","SERC","SRMV","SERC Mississippi Valley","MISO","48","245","Jefferson",29.9728,-94.2142,12,5,"NG","GAS",null,{"v":0.74775,"d":"0.7478"},34.8,{"v":0.0870783691107262,"d":"0.0871"},null,"Yes",{"v":5884540,"d":"5,884,540"},{"v":0.132,"d":"0"},{"v":0.149863,"d":"0.1499"},null,{"v":1258296.849,"d":"1,258,297"},{"v":495208.174,"d":"495,208"},{"v":1258296.849,"d":"1,258,297"},{"v":495208.174,"d":"495,208"},{"v":227951,"d":"227,951"},{"v":90904,"d":"90,904"},{"v":69.707,"d":"70"},{"v":26.621,"d":"27"},{"v":1.845,"d":"2"},{"v":76322.295,"d":"76,322"},{"v":9787.262,"d":"9,787"},{"v":1220.126,"d":"1,220"},{"v":76626.434,"d":"76,626"},null,0.612,0.586,0.016,669.638,0.043,0.005,672.306,null,0.111,0.108,0.003,{"v":121.31,"d":"121.310"},0.008,{"v":1E-3,"d":"0.001"},121.794,null,0.612,0.586,0.016,669.638,0.043,0.005,672.306,null,{"v":465.137,"d":"465"},{"v":177.639,"d":"178"},{"v":12.311,"d":"12"},{"v":509281.934,"d":"509,282"},{"v":65308.256,"d":"65,308"},{"v":8141.633,"d":"8,142"},null,{"v":8396338.891,"d":"8,396,339"},{"v":3304415.531,"d":"3,304,416"},{"v":8396338.891,"d":"8,396,339"},{"v":3304415.531,"d":"3,304,416"},"EIA","EIA","EPA/CAMD; EIA","EIA","EIA","EIA","--","EIA","EIA",{"$nulls":6},{"v":7138042.042,"d":"7,138,042"},{"v":2809207.357,"d":"2,809,207"},{"v":395.43,"d":"395"},{"v":151.018,"d":"151"},{"v":10.466,"d":"10"},{"v":432959.639,"d":"432,960"},{"v":55520.994,"d":"55,521"},{"v":6921.507,"d":"6,922"},{"v":5520.03215,"d":"5,520.032"},0,{"v":5988.144,"d":"5,988"},{"v":221962.856,"d":"221,963"},0,0,0,0,0,0,0,0,{"v":227951,"d":"227,951"},0,0,{"v":227951,"d":"227,951"},0,{"v":0,"d":"0.0%"},{"v":0.0262694350978938,"d":"2.6%"},{"v":0.973730564902106,"d":"97.4%"},{"v":0,"d":"0.0%"},{"v":0,"d":"0.0%"},{"v":0,"d":"0.0%"},{"v":0,"d":"0.0%"},{"v":0,"d":"0.0%"},{"v":0,"d":"0.0%"},{"v":0,"d":"0.0%"},{"v":0,"d":"0.0%"},{"v":1,"d":"100.0%"},{"v":0,"d":"0.0%"},{"v":0,"d":"0.0%"},{"v":1,"d":"100.0%"},{"v":0,"d":"0.0%"}]
[10524,2019,"TX","HO Clarke Generating",63335,"CenterPoint Energy",8901,"ProEnergy Services",63082,"IPP Non-CHP","Electric Reliability Council of Texas, Inc.","ERCO","TRE","ERCT","ERCOT All","ERCOT","48","201","Harris",29.64536,-95.45169,6,6,"NG","GAS",null,null,{"v":363,"d":"363.0"},{"$nulls":62},"--"]
[10539,2019,"TX","International Paper - Orange",10425,"Entergy Texas Inc.",55937,"International Paper - Orange",54745,"Industrial CHP","Midcontinent Independent Transmission System Operator, Inc..","MISO","SERC","SRMV","SERC Mississippi Valley","MISO","48","361","Orange",30.2178,-93.7422,5,1,"BLQ","BIOMASS",null,0.6018,{"v":48,"d":"48.0"},{"v":0.330332794266869,"d":"0.3303"},"Yes","Yes",{"v":8456892,"d":"8,456,892"},{"v":0.102,"d":"0"},{"v":0.119845,"d":"0.1198"},null,{"v":1448430.061,"d":"1,448,430"},{"v":564056.586,"d":"564,057"},{"v":1448430.061,"d":"1,448,430"},{"v":564056.586,"d":"564,057"},{"v":253045,"d":"253,045"},{"v":98774,"d":"98,774"},{"v":85.341,"d":"85"},{"v":32.745,"d":"33"},{"v":288.538,"d":"289"},{"v":22962.53,"d":"22,963"},{"v":19230.858,"d":"19,231"},{"v":5855.092,"d":"5,855"},{"v":24075.324,"d":"24,075"},null,0.675,0.663,2.281,{"v":181.49,"d":"181.490"},0.076,0.023,190.285,null,0.118,0.116,0.398,31.707,0.013,0.004,33.243,null,0.675,0.663,2.281,{"v":181.49,"d":"181.490"},0.076,0.023,190.285,null,{"v":712.09,"d":"712"},{"v":273.226,"d":"273"},{"v":2407.586,"d":"2,408"},{"v":1162957.625,"d":"1,162,958"},{"v":160464.015,"d":"160,464"},{"v":48855.417,"d":"48,855"},null,{"v":12085831,"d":"12,085,831"},{"v":4706539,"d":"4,706,539"},{"v":12085831,"d":"12,085,831"},{"v":4706539,"d":"4,706,539"},"EIA","EIA","EIA","EIA","EIA","EIA","--","EIA","EIA",{"$nulls":3},{"v":971356.208,"d":"971,356"},null,null,{"v":10637400.939,"d":"10,637,401"},{"v":4142482.414,"d":"4,142,482"},{"v":626.749,"d":"627"},{"v":240.481,"d":"240"},{"v":2119.048,"d":"2,119"},{"v":168638.887,"d":"168,639"},{"v":141233.157,"d":"141,233"},{"v":43000.325,"d":"43,000"},{"v":5724.001922,"d":"5,724.002"},0,0,{"v":65364.145,"d":"65,364"},0,0,{"v":186086.014,"d":"186,086"},0,0,0,{"v":1594.84,"d":"1,595"},0,{"v":66958.985,"d":"66,959"},{"v":186086.014,"d":"186,086"},{"v":186086.014,"d":"186,086"},{"v":253044.999,"d":"253,045"},0,{"v":0,"d":"0.0%"},{"v":0,"d":"0.0%"},{"v":0.258310360838232,"d":"25.8%"},{"v":0,"d":"0.0%"},{"v":0,"d":"0.0%"},{"v":0.735387044736656,"d":"73.5%"},{"v":0,"d":"0.0%"},{"v":0,"d":"0.0%"},{"v":0,"d":"0.0%"},{"v":0.00630259442511251,"d":"0.6%"},{"v":0,"d":"0.0%"},{"v":0.264612955263344,"d":"26.5%"},{"v":0.735387044736656,"d":"73.5%"},{"v":0.735387044736656,"d":"73.5%"},{"v":1,"d":"100.0%"},{"v":0,"d":"0.0%"}]
[10563,2019,"TX","Lake Creek",3502,"Oncor Electric Delivery Company LLC",44372,"Luminant Generation Company LLC",55983,"IPP Non-CHP","Electric Reliability Council of Texas, Inc.","ERCO","TRE","ERCT","ERCOT All","ERCOT","48","309","McLennan",31.4647,-96.985,7,7,{"$nulls":4},{"v":1357.1,"d":"1,357.1"},{"$nulls":62},"--"]
[10571,2019,"TX","Laredo",3439,"AEP Texas Central Company",3278,"Talen Texas, LLC",49979,"IPP Non-CHP","Electric Reliability Council of Texas, Inc.","ERCO","TRE","ERCT","ERCOT All","ERCOT","48","479","Webb",27.5667,-99.5089,2,5,"NG","GAS",null,{"v":0.02826,"d":"0.0283"},450.8,{"v":1,"d":"1.0000"},{"$nulls":6},{"v":1088395.938,"d":"1,088,396"},{"v":676751.844,"d":"676,752"},{"v":1088395.938,"d":"1,088,396"},{"v":676751.844,"d":"676,752"},{"v":111609,"d":"111,609"},{"v":56254,"d":"56,254"},{"v":5.439,"d":"5"},{"v":3.248,"d":"3"},{"v":0.326,"d":"0"},{"v":64679.928,"d":"64,680"},{"v":2420.629,"d":"2,421"},{"v":242.063,"d":"242"},{"v":64746.253,"d":"64,746"},null,0.097,0.115,0.006,{"v":1159.045,"d":"1,159.045"},0.022,{"v":2E-3,"d":"0.002"},{"v":1160.234,"d":"1,160.234"},null,{"v":0.01,"d":"0.010"},{"v":0.01,"d":"0.010"},{"v":1E-3,"d":"0.001"},118.854,{"v":2E-3,"d":"0.002"},{"v":0,"d":"0.000"},118.976,null,0.097,0.115,0.006,{"v":1159.045,"d":"1,159.045"},0.022,{"v":2E-3,"d":"0.002"},{"v":1160.234,"d":"1,160.234"},null,{"v":5.439,"d":"5"},{"v":3.248,"d":"3"},{"v":0.326,"d":"0"},{"v":64679.928,"d":"64,680"},{"v":2420.629,"d":"2,421"},{"v":242.063,"d":"242"},null,{"v":1088395.938,"d":"1,088,396"},{"v":676751.844,"d":"676,752"},{"v":1088395.938,"d":"1,088,396"},{"v":676751.844,"d":"676,752"},"EPA/CAMD","EPA/CAMD","EPA/CAMD","EPA/CAMD","EIA","EIA","--","EPA/CAMD","EPA/CAMD",{"$nulls":14},{"v":9751.865329,"d":"9,751.865"},0,0,{"v":111609,"d":"111,609"},0,0,0,0,0,0,0,0,{"v":111609,"d":"111,609"},0,0,{"v":111609,"d":"111,609"},0,{"v":0,"d":"0.0%"},{"v":0,"d":"0.0%"},{"v":1,"d":"100.0%"},{"v":0,"d":"0.0%"},{"v":0,"d":"0.0%"},{"v":0,"d":"0.0%"},{"v":0,"d":"0.0%"},{"v":0,"d":"0.0%"},{"v":0,"d":"0.0%"},{"v":0,"d":"0.0%"},{"v":0,"d":"0.0%"},{"v":1,"d":"100.0%"},{"v":0,"d":"0.0%"},{"v":0,"d":"0.0%"},{"v":1,"d":"100.0%"},{"v":0,"d":"0.0%"}]
[10602,2019,"TX","Majestic 2 Wind Farm",56658,"Southwestern Public Service Co",17718,"Pattern Operators LP",56545,"IPP Non-CHP","Electric Reliability Council of Texas, Inc.","ERCO","TRE","ERCT","ERCOT All","ERCOT","48","065","Carson",35.392222,-101.585833,1,1,"WND","WIND",null,null,79.2,{"$nulls":62},"--"]
[10637,2019,"TX","Mustang Station (56326)",56326,"Southwestern Public Service Co",17718,"Golden Spread Electric Cooperative, Inc",7349,"Electric Utility","Southwest Power Pool","SWPP","MRO","SPSO","SPP South",null,"48","501","Yoakum",32.974554,-102.743607,3,3,"NG","GAS",null,{"v":0.39338,"d":"0.3934"},{"v":510,"d":"510.0"},{"v":0.677707642805981,"d":"0.6777"},{"$nulls":6},{"v":19639206.25,"d":"19,639,206"},{"v":10345887.875,"d":"10,345,888"},{"v":19639206.25,"d":"19,639,206"},{"v":10345887.875,"d":"10,345,888"},{"v":1757444.001,"d":"1,757,444"},{"v":885798.999,"d":"885,799"},{"v":270.707,"d":"271"},{"v":140.068,"d":"140"},{"v":5.892,"d":"6"},{"v":1167133.516,"d":"1,167,134"},{"v":42623.673,"d":"42,624"},{"v":4262.367,"d":"4,262"},{"v":1168301.404,"d":"1,168,301"},null,0.308,0.316,0.007,{"v":1328.217,"d":"1,328.217"},0.024,{"v":2E-3,"d":"0.002"},{"v":1329.546,"d":"1,329.546"},null,0.028,0.027,{"v":1E-3,"d":"0.001"},118.858,{"v":2E-3,"d":"0.002"},{"v":0,"d":"0.000"},118.976,null,0.308,0.316,0.007,{"v":1328.217,"d":"1,328.217"},0.024,{"v":2E-3,"d":"0.002"},{"v":1329.546,"d":"1,329.546"},null,{"v":270.707,"d":"271"},{"v":140.068,"d":"140"},{"v":5.892,"d":"6"},{"v":1167133.516,"d":"1,167,134"},{"v":42623.673,"d":"42,624"},{"v":4262.367,"d":"4,262"},null,{"v":19639206.25,"d":"19,639,206"},{"v":10345887.875,"d":"10,345,888"},{"v":19639206.25,"d":"19,639,206"},{"v":10345887.875,"d":"10,345,888"},"EPA/CAMD","EPA/CAMD","EPA/CAMD","EPA/CAMD","EIA","EIA","--","EPA/CAMD","EPA/CAMD",{"$nulls":14},{"v":11174.868872,"d":"11,174.869"},0,0,{"v":1757444,"d":"1,757,444"},0,0,0,0,0,0,0,0,{"v":1757444,"d":"1,757,444"},0,0,{"v":1757444,"d":"1,757,444"},0,{"v":0,"d":"0.0%"},{"v":0,"d":"0.0%"},{"v":1,"d":"100.0%"},{"v":0,"d":"0.0%"},{"v":0,"d":"0.0%"},{"v":0,"d":"0.0%"},{"v":0,"d":"0.0%"},{"v":0,"d":"0.0%"},{"v":0,"d":"0.0%"},{"v":0,"d":"0.0%"},{"v":0,"d":"0.0%"},{"v":1,"d":"100.0%"},{"v":0,"d":"0.0%"},{"v":0,"d":"0.0%"},{"v":1,"d":"100.0%"},{"v":0,"d":"0.0%"}]
[10641,2019,"TX","Nelson Gardens Landfill Gas to Energy",59649,"City of San Antonio - (TX)",16604,"Nelson Gardens Energy, LLC",59414,"IPP Non-CHP","Electric Reliability Council of Texas, Inc.","ERCO","TRE","ERCT","ERCOT All","ERCOT","48","029","Bexar",29.33,-98.66,4,4,"LFG","BIOMASS",null,{"v":0.38963,"d":"0.3896"},4.4,{"v":0.683945620589456,"d":"0.6839"},"Yes",{"$nulls":5},{"v":232588,"d":"232,588"},{"v":98305,"d":"98,305"},{"v":232588,"d":"232,588"},{"v":98305,"d":"98,305"},{"v":15018,"d":"15,018"},{"v":6347,"d":"6,347"},0,0,{"v":3.896,"d":"4"},0,0,0,0,null,{"v":0,"d":"0.000"},{"v":0,"d":"0.000"},0.519,{"v":0,"d":"0.000"},{"v":0,"d":"0.000"},{"v":0,"d":"0.000"},{"v":0,"d":"0.000"},null,{"v":0,"d":"0.000"},{"v":0,"d":"0.000"},0.033,{"v":0,"d":"0.000"},{"v":0,"d":"0.000"},{"v":0,"d":"0.000"},{"v":0,"d":"0.000"},null,{"v":0,"d":"0.000"},{"v":0,"d":"0.000"},0.519,{"v":0,"d":"0.000"},{"v":0,"d":"0.000"},{"v":0,"d":"0.000"},{"v":0,"d":"0.000"},null,{"v":213.452,"d":"213"},{"v":90.216,"d":"90"},{"v":5.233,"d":"5"},{"v":14769.288,"d":"14,769"},541,{"v":54.1,"d":"54"},null,{"v":232588,"d":"232,588"},{"v":98305,"d":"98,305"},{"v":232588,"d":"232,588"},{"v":98305,"d":"98,305"},"EIA","EIA","EIA","EIA","EIA","EIA","--","EIA","EIA",{"v":213.452,"d":"213"},{"v":90.216,"d":"90"},{"v":1.337,"d":"1"},{"v":14769.288,"d":"14,769"},541,{"v":54.1,"d":"54"},{"$nulls":8},{"v":15487.281928,"d":"15,487.282"},0,0,0,0,0,{"v":15018,"d":"15,018"},0,0,0,0,0,0,{"v":15018,"d":"15,018"},{"v":15018,"d":"15,018"},{"v":15018,"d":"15,018"},0,{"v":0,"d":"0.0%"},{"v":0,"d":"0.0%"},{"v":0,"d":"0.0%"},{"v":0,"d":"0.0%"},{"v":0,"d":"0.0%"},{"v":1,"d":"100.0%"},{"v":0,"d":"0.0%"},{"v":0,"d":"0.0%"},{"v":0,"d":"0.0%"},{"v":0,"d":"0.0%"},{"v":0,"d":"0.0%"},{"v":0,"d":"0.0%"},{"v":1,"d":"100.0%"},{"v":1,"d":"100.0%"},{"v":1,"d":"100.0%"},{"v":0,"d":"0.0%"}]
[10669,2019,"TX","Oklaunion Power Station",127,"Public Service Co of Oklahoma",15474,"Public Service Co of Oklahoma",15474,"Electric Utility","Southwest Power Pool","SWPP","TRE","ERCT","ERCOT All",null,"48","487","Wilbarger",34.0825,-99.1753,1,1,"SUB","COAL","Yes",{"v":0.41253,"d":"0.4125"},{"v":720,"d":"720.0"},{"v":0.645779690935227,"d":"0.6458"},{"$nulls":6},{"v":30952286,"d":"30,952,286"},{"v":17485856,"d":"17,485,856"},{"v":30952286,"d":"30,952,286"},{"v":17485856,"d":"17,485,856"},{"v":2601923,"d":"2,601,923"},{"v":1472936,"d":"1,472,936"},{"v":5215.359,"d":"5,215"},{"v":2839.49,"d":"2,839"},{"v":1778.89,"d":"1,779"},{"v":3246275.5,"d":"3,246,276"},{"v":674517.273,"d":"674,517"},{"v":98135.14,"d":"98,135"},{"v":3269329.102,"d":"3,269,329"},null,4.009,3.856,1.367,{"v":2495.289,"d":"2,495.289"},0.259,0.038,{"v":2513.01,"d":"2,513.010"},null,0.337,0.325,0.115,{"v":209.76,"d":"209.760"},0.022,0.003,{"v":211.25,"d":"211.250"},null,4.009,3.856,1.367,{"v":2495.289,"d":"2,495.289"},0.259,0.038,{"v":2513.01,"d":"2,513.010"},null,{"v":5215.359,"d":"5,215"},{"v":2839.49,"d":"2,839"},{"v":1778.89,"d":"1,779"},{"v":3246275.5,"d":"3,246,276"},{"v":674517.273,"d":"674,517"},{"v":98135.14,"d":"98,135"},null,{"v":30952286,"d":"30,952,286"},{"v":17485856,"d":"17,485,856"},{"v":30952286,"d":"30,952,286"},{"v":17485856,"d":"17,485,856"},"EPA/CAMD","EPA/CAMD","EPA/CAMD","EPA/CAMD","EIA","EIA","--","EPA/CAMD","EPA/CAMD",{"$nulls":14},{"v":11895.926791,"d":"11,895.927"},{"v":2595885.9,"d":"2,595,886"},{"v":6037.14,"d":"6,037"},0,0,0,0,0,0,0,0,0,{"v":2601923.04,"d":"2,601,923"},0,0,{"v":2601923.04,"d":"2,601,923"},0,{"v":0.997679739213194,"d":"99.8%"},{"v":0.00232026078680636,"d":"0.2%"},{"v":0,"d":"0.0%"},{"v":0,"d":"0.0%"},{"v":0,"d":"0.0%"},{"v":0,"d":"0.0%"},{"v":0,"d":"0.0%"},{"v":0,"d":"0.0%"},{"v":0,"d":"0.0%"},{"v":0,"d":"0.0%"},{"v":0,"d":"0.0%"},{"v":1,"d":"100.0%"},{"v":0,"d":"0.0%"},{"v":0,"d":"0.0%"},{"v":1,"d":"100.0%"},{"v":0,"d":"0.0%"}]
[10702,2019,"TX","Phantom Solar",60774,"Oncor Electric Delivery Company LLC",44372,"Phantom Solar, LLC",60400,"IPP Non-CHP","Electric Reliability Council of Texas, Inc.","ERCO","TRE","ERCT","ERCOT All","ERCOT","48","027","Bell",31.114983,-97.845111,1,1,"SUN","SOLAR",null,{"v":0.15325,"d":"0.1533"},15.4,{"$nulls":9},{"v":184102,"d":"184,102"},{"v":95409,"d":"95,409"},{"v":20674,"d":"20,674"},{"v":10714,"d":"10,714"},{"$nulls":41},{"v":184102,"d":"184,102"},{"v":95409,"d":"95,409"},{"$nulls":6},"--","EIA","EIA",{"$nulls":15},0,0,0,0,0,0,0,{"v":20674,"d":"20,674"},0,0,0,0,{"v":20674,"d":"20,674"},{"v":20674,"d":"20,674"},0,{"v":20674,"d":"20,674"},{"v":0,"d":"0.0%"},{"v":0,"d":"0.0%"},{"v":0,"d":"0.0%"},{"v":0,"d":"0.0%"},{"v":0,"d":"0.0%"},{"v":0,"d":"0.0%"},{"v":0,"d":"0.0%"},{"v":1,"d":"100.0%"},{"v":0,"d":"0.0%"},{"v":0,"d":"0.0%"},{"v":0,"d":"0.0%"},{"v":0,"d":"0.0%"},{"v":1,"d":"100.0%"},{"v":1,"d":"100.0%"},{"v":0,"d":"0.0%"},{"v":1,"d":"100.0%"}]
[10724,2019,"TX","PRSI FCC Generator",58069,"CenterPoint Energy",8901,"Pasadena Refining System Inc",57445,"Industrial CHP","Electric Reliability Council of Texas, Inc.","ERCO","TRE","ERCT","ERCOT All","ERCOT","48","201","Harris",29.723333,-95.210278,1,1,"PC","OIL",null,{"v":0.01527,"d":"0.0153"},4.7,{"v":1,"d":"1.0000"},null,"Yes",{"v":975296.8,"d":"975,297"},{"v":2E-3,"d":"0"},{"v":0.002924,"d":"0.0029"},null,{"v":3581.16,"d":"3,581"},{"v":1526.729,"d":"1,527"},{"v":3581.16,"d":"3,581"},{"v":1526.729,"d":"1,527"},{"v":628.56,"d":"629"},{"v":267.971,"d":"268"},{"v":1.447,"d":"1"},{"v":0.617,"d":"1"},{"v":3.07,"d":"3"},{"v":404.269,"d":"404"},{"v":23.685,"d":"24"},{"v":4.737,"d":"5"},{"v":405.271,"d":"405"},null,4.605,4.605,9.768,{"v":1286.333,"d":"1,286.333"},0.038,0.008,{"v":1289.521,"d":"1,289.521"},null,0.808,0.808,1.714,225.775,0.007,{"v":1E-3,"d":"0.001"},226.335,null,4.605,4.605,9.768,{"v":1286.333,"d":"1,286.333"},0.038,0.008,{"v":1289.521,"d":"1,289.521"},null,{"v":494.949,"d":"495"},{"v":211.008,"d":"211"},{"v":1049.8,"d":"1,050"},{"v":138247.438,"d":"138,247"},{"v":8099.653,"d":"8,100"},{"v":1619.931,"d":"1,620"},null,{"v":1224646,"d":"1,224,646"},{"v":522094,"d":"522,094"},{"v":1224646,"d":"1,224,646"},{"v":522094,"d":"522,094"},"EIA","EIA","EIA","EIA","EIA","EIA","--","EIA","EIA",{"$nulls":6},{"v":1221064.84,"d":"1,221,065"},{"v":520567.271,"d":"520,567"},{"v":493.502,"d":"494"},{"v":210.391,"d":"210"},{"v":1046.731,"d":"1,047"},{"v":137843.169,"d":"137,843"},{"v":8075.968,"d":"8,076"},{"v":1615.194,"d":"1,615"},{"v":5697.403156,"d":"5,697.403"},0,{"v":628.56,"d":"629"},0,0,0,0,0,0,0,0,0,{"v":628.56,"d":"629"},0,0,{"v":628.56,"d":"629"},0,{"v":0,"d":"0.0%"},{"v":1,"d":"100.0%"},{"v":0,"d":"0.0%"},{"v":0,"d":"0.0%"},{"v":0,"d":"0.0%"},{"v":0,"d":"0.0%"},{"v":0,"d":"0.0%"},{"v":0,"d":"0.0%"},{"v":0,"d":"0.0%"},{"v":0,"d":"0.0%"},{"v":0,"d":"0.0%"},{"v":1,"d":"100.0%"},{"v":0,"d":"0.0%"},{"v":0,"d":"0.0%"},{"v":1,"d":"100.0%"},{"v":0,"d":"0.0%"}]
[10737,2019,"TX","Raymond, LLC",60362,"AEP Texas Central Company",3278,"RWE Renewables Americas LLC",56215,"IPP Non-CHP","Electric Reliability Council of Texas, Inc.","ERCO","TRE","ERCT","ERCOT All","ERCOT","48","489","Willacy",26.49,-97.81,1,1,"WND","WIND",null,null,{"v":200,"d":"200.0"},{"$nulls":62},"--"]
[10756,2019,"TX","Rocksprings",60217,"AEP Texas Central Company",3278,"Rocksprings Val Verde Wind, LLC",59999,"IPP Non-CHP","Electric Reliability Council of Texas, Inc.","ERCO","TRE","ERCT","ERCOT All","ERCOT","48","465","Val Verde",29.72753,-100.79431,1,1,"WND","WIND",null,{"v":0.39232,"d":"0.3923"},149.3,{"$nulls":9},{"v":4569200,"d":"4,569,200"},{"v":2003055,"d":"2,003,055"},{"v":513105,"d":"513,105"},{"v":224936,"d":"224,936"},{"$nulls":41},{"v":4569200,"d":"4,569,200"},{"v":2003055,"d":"2,003,055"},{"$nulls":6},"--","EIA","EIA",{"$nulls":15},0,0,0,0,0,0,{"v":513105,"d":"513,105"},0,0,0,0,0,{"v":513105,"d":"513,105"},{"v":513105,"d":"513,105"},0,{"v":513105,"d":"513,105"},{"v":0,"d":"0.0%"},{"v":0,"d":"0.0%"},{"v":0,"d":"0.0%"},{"v":0,"d":"0.0%"},{"v":0,"d":"0.0%"},{"v":0,"d":"0.0%"},{"v":1,"d":"100.0%"},{"v":0,"d":"0.0%"},{"v":0,"d":"0.0%"},{"v":0,"d":"0.0%"},{"v":0,"d":"0.0%"},{"v":0,"d":"0.0%"},{"v":1,"d":"100.0%"},{"v":1,"d":"100.0%"},{"v":0,"d":"0.0%"},{"v":1,"d":"100.0%"}]
[10776,2019,"TX","Sand Hill Energy Center",7900,"Austin Energy",1015,"Austin Energy",1015,"Electric Utility","Electric Reliability Council of Texas, Inc.","ERCO","TRE","ERCT","ERCOT All","ERCOT","48","453","Travis",30.2098,-97.6129,7,8,"NG","GAS",null,{"v":0.24875,"d":"0.2488"},696.4,{"v":0.918746836852628,"d":"0.9187"},{"$nulls":6},{"v":12549660.812,"d":"12,549,661"},{"v":7255807.5,"d":"7,255,808"},{"v":12549660.812,"d":"12,549,661"},{"v":7255807.5,"d":"7,255,808"},{"v":1517501.998,"d":"1,517,502"},{"v":873664.998,"d":"873,665"},{"v":83.954,"d":"84"},{"v":46.809,"d":"47"},{"v":3.766,"d":"4"},{"v":745816.756,"d":"745,817"},{"v":27955.44,"d":"27,955"},{"v":2795.544,"d":"2,796"},{"v":746582.735,"d":"746,583"},null,0.111,0.107,0.005,982.953,0.018,{"v":2E-3,"d":"0.002"},983.963,null,0.013,0.013,{"v":1E-3,"d":"0.001"},118.858,{"v":2E-3,"d":"0.002"},{"v":0,"d":"0.000"},118.981,null,0.111,0.107,0.005,982.953,0.018,{"v":2E-3,"d":"0.002"},983.963,null,{"v":83.954,"d":"84"},{"v":46.809,"d":"47"},{"v":3.766,"d":"4"},{"v":745816.756,"d":"745,817"},{"v":27955.44,"d":"27,955"},{"v":2795.544,"d":"2,796"},null,{"v":12549660.812,"d":"12,549,661"},{"v":7255807.5,"d":"7,255,808"},{"v":12549660.812,"d":"12,549,661"},{"v":7255807.5,"d":"7,255,808"},"EPA/CAMD","EPA/CAMD","EPA/CAMD","EPA/CAMD","EIA","EIA","--","EPA/CAMD","EPA/CAMD",{"$nulls":14},{"v":8269.946802,"d":"8,269.947"},0,0,{"v":1517502,"d":"1,517,502"},0,0,0,0,0,0,0,0,{"v":1517502,"d":"1,517,502"},0,0,{"v":1517502,"d":"1,517,502"},0,{"v":0,"d":"0.0%"},{"v":0,"d":"0.0%"},{"v":1,"d":"100.0%"},{"v":0,"d":"0.0%"},{"v":0,"d":"0.0%"},{"v":0,"d":"0.0%"},{"v":0,"d":"0.0%"},{"v":0,"d":"0.0%"},{"v":0,"d":"0.0%"},{"v":0,"d":"0.0%"},{"v":0,"d":"0.0%"},{"v":1,"d":"100.0%"},{"v":0,"d":"0.0%"},{"v":0,"d":"0.0%"},{"v":1,"d":"100.0%"},{"v":0,"d":"0.0%"}]
[10799,2019,"TX","Sky Global Power One",59938,"San Bernard Electric Coop, Inc",16638,"Sky Global Power One Pledgor, LLC",59698,"IPP Non-CHP","Electric Reliability Council of Texas, Inc.","ERCO","TRE","ERCT","ERCOT All","ERCOT","48","089","Colorado",29.550278,-96.537778,6,6,"NG","GAS",null,{"v":0.05932,"d":"0.0593"},{"v":51,"d":"51.0"},{"v":1,"d":"1.0000"},{"$nulls":6},{"v":271369.992,"d":"271,370"},{"v":136778.004,"d":"136,778"},{"v":271369.992,"d":"271,370"},{"v":136778.004,"d":"136,778"},{"v":26500.002,"d":"26,500"},{"v":13357.002,"d":"13,357"},{"v":357.69,"d":"358"},{"v":180.288,"d":"180"},{"v":0.434,"d":"0"},{"v":15860.095,"d":"15,860"},{"v":598.269,"d":"598"},{"v":59.827,"d":"60"},{"v":15876.487,"d":"15,876"},null,26.995,26.995,0.033,{"v":1196.988,"d":"1,196.988"},0.023,{"v":2E-3,"d":"0.002"},{"v":1198.225,"d":"1,198.225"},null,2.636,2.636,0.003,116.889,{"v":2E-3,"d":"0.002"},{"v":0,"d":"0.000"},{"v":117.01,"d":"117.010"},null,26.995,26.995,0.033,{"v":1196.988,"d":"1,196.988"},0.023,{"v":2E-3,"d":"0.002"},{"v":1198.225,"d":"1,198.225"},null,{"v":357.69,"d":"358"},{"v":180.288,"d":"180"},{"v":0.434,"d":"0"},{"v":15860.095,"d":"15,860"},{"v":598.269,"d":"598"},{"v":59.827,"d":"60"},null,{"v":271369.992,"d":"271,370"},{"v":136778.004,"d":"136,778"},{"v":271369.992,"d":"271,370"},{"v":136778.004,"d":"136,778"},"EIA","EIA","EIA","EIA","EIA","EIA","--","EIA","EIA",{"$nulls":14},{"v":10240.377064,"d":"10,240.377"},0,0,{"v":26500,"d":"26,500"},0,0,0,0,0,0,0,0,{"v":26500,"d":"26,500"},0,0,{"v":26500,"d":"26,500"},0,{"v":0,"d":"0.0%"},{"v":0,"d":"0.0%"},{"v":1,"d":"100.0%"},{"v":0,"d":"0.0%"},{"v":0,"d":"0.0%"},{"v":0,"d":"0.0%"},{"v":0,"d":"0.0%"},{"v":0,"d":"0.0%"},{"v":0,"d":"0.0%"},{"v":0,"d":"0.0%"},{"v":0,"d":"0.0%"},{"v":1,"d":"100.0%"},{"v":0,"d":"0.0%"},{"v":0,"d":"0.0%"},{"v":1,"d":"100.0%"},{"v":0,"d":"0.0%"}]
[10837,2019,"TX","Tahoka Wind",61921,"Oncor Electric Delivery Company LLC",44372,"RWE Renewables Americas LLC",56215,"IPP Non-CHP","Electric Reliability Council of Texas, Inc.","ERCO","TRE","ERCT","ERCOT All","ERCOT","48","305","Lynn",33.150904,-101.679188,1,1,"WND","WIND",null,{"v":0.43808,"d":"0.4381"},{"v":300,"d":"300.0"},{"$nulls":9},{"v":10252069,"d":"10,252,069"},{"v":3622029,"d":"3,622,029"},{"v":1151271,"d":"1,151,271"},{"v":406741,"d":"406,741"},{"$nulls":41},{"v":10252069,"d":"10,252,069"},{"v":3622029,"d":"3,622,029"},{"$nulls":6},"--","EIA","EIA",{"$nulls":15},0,0,0,0,0,0,{"v":1151271,"d":"1,151,271"},0,0,0,0,0,{"v":1151271,"d":"1,151,271"},{"v":1151271,"d":"1,151,271"},0,{"v":1151271,"d":"1,151,271"},{"v":0,"d":"0.0%"},{"v":0,"d":"0.0%"},{"v":0,"d":"0.0%"},{"v":0,"d":"0.0%"},{"v":0,"d":"0.0%"},{"v":0,"d":"0.0%"},{"v":1,"d":"100.0%"},{"v":0,"d":"0.0%"},{"v":0,"d":"0.0%"},{"v":0,"d":"0.0%"},{"v":0,"d":"0.0%"},{"v":0,"d":"0.0%"},{"v":1,"d":"100.0%"},{"v":1,"d":"100.0%"},{"v":0,"d":"0.0%"},{"v":1,"d":"100.0%"}]
[10854,2019,"TX","Titan Solar Project",63320,"Lower Colorado River Authority",11269,"SE Titan, LLC",63092,"IPP Non-CHP","Electric Reliability Council of Texas, Inc.","ERCO","TRE","ERCT","ERCOT All","ERCOT","48","109","Culberson",31.68,-104.46,1,1,"SUN","SOLAR",null,null,{"v":260,"d":"260.0"},{"$nulls":62},"--"]
[10876,2019,"TX","TXU Sweetwater Generating Plant",50615,null,-9999,"Luminant Generation Company LLC",55983,"IPP CHP","Electric Reliability Council of Texas, Inc.","ERCO","TRE","ERCT","ERCOT All","ERCOT","48","353","Nolan",32.492831,-100.364973,4,4,"NG","GAS",null,null,{"v":344,"d":"344.0"},{"$nulls":62},"--"]
[10886,2019,"TX","Valero Refinery Corpus Christi West",50121,"AEP Texas Central Company",3278,"Valero Refining Co",19685,"Industrial Non-CHP","Electric Reliability Council of Texas, Inc.","ERCO","TRE","ERCT","ERCOT All","ERCOT","48","355","Nueces",27.8175,-97.4814,3,4,"PC","OIL",null,{"v":0.28425,"d":"0.2843"},76.7,{"v":0.859586560538499,"d":"0.8596"},null,"Yes",0,null,{"v":1,"d":"1.0000"},null,{"v":2756437.75,"d":"2,756,438"},{"v":1192661.125,"d":"1,192,661"},{"v":3234473.875,"d":"3,234,474"},{"v":1399498.297,"d":"1,399,498"},{"v":190984,"d":"190,984"},{"v":82524,"d":"82,524"},{"v":358.543,"d":"359"},{"v":155.137,"d":"155"},{"v":1000.51,"d":"1,001"},{"v":224642.234,"d":"224,642"},{"v":11223.567,"d":"11,224"},{"v":1893.743,"d":"1,894"},{"v":225064.697,"d":"225,065"},null,3.755,{"v":3.76,"d":"3.760"},10.477,{"v":2352.472,"d":"2,352.472"},0.059,{"v":0.01,"d":"0.010"},{"v":2356.896,"d":"2,356.896"},null,{"v":0.26,"d":"0.260"},{"v":0.26,"d":"0.260"},0.726,162.995,0.004,{"v":1E-3,"d":"0.001"},163.301,null,3.755,{"v":3.76,"d":"3.760"},10.477,{"v":2352.472,"d":"2,352.472"},0.059,{"v":0.01,"d":"0.010"},{"v":2356.896,"d":"2,356.896"},null,{"v":358.543,"d":"359"},{"v":155.137,"d":"155"},{"v":1000.51,"d":"1,001"},{"v":224642.234,"d":"224,642"},{"v":11223.567,"d":"11,224"},{"v":1893.743,"d":"1,894"},null,{"v":2756437.75,"d":"2,756,438"},{"v":1192661.125,"d":"1,192,661"},{"v":3234473.875,"d":"3,234,474"},{"v":1399498.297,"d":"1,399,498"},"EIA","EIA","EIA","EIA","EIA","EIA","--","EIA","EIA",{"$nulls":6},0,0,0,0,0,0,0,0,{"v":14432.820289,"d":"14,432.820"},0,{"v":80856.374,"d":"80,856"},{"v":34052.119,"d":"34,052"},0,0,0,0,0,0,{"v":76049.507,"d":"76,050"},26,{"v":190984,"d":"190,984"},0,0,{"v":190984,"d":"190,984"},0,{"v":0,"d":"0.0%"},{"v":0.423367266367863,"d":"42.3%"},{"v":0.178298281531437,"d":"17.8%"},{"v":0,"d":"0.0%"},{"v":0,"d":"0.0%"},{"v":0,"d":"0.0%"},{"v":0,"d":"0.0%"},{"v":0,"d":"0.0%"},{"v":0,"d":"0.0%"},{"v":0.398198315042098,"d":"39.8%"},{"v":0.000136137058601768,"d":"0.0%"},{"v":1,"d":"100.0%"},{"v":0,"d":"0.0%"},{"v":0,"d":"0.0%"},{"v":1,"d":"100.0%"},{"v":0,"d":"0.0%"}]
[10911,2019,"TX","Westside Landfill Gas Recovery",57020,"Oncor Electric Delivery Company LLC",44372,"WM Renewable Energy LLC",54842,"IPP Non-CHP","Electric Reliability Council of Texas, Inc.","ERCO","TRE","ERCT","ERCOT All","ERCOT","48","367","Parker",32.724553,-97.537118,3,3,"LFG","BIOMASS",null,{"v":0.57917,"d":"0.5792"},4.8,{"v":0.36804762810756,"d":"0.3680"},"Yes",{"$nulls":5},{"v":271781,"d":"271,781"},{"v":114870,"d":"114,870"},{"v":271781,"d":"271,781"},{"v":114870,"d":"114,870"},{"v":24353,"d":"24,353"},{"v":10293,"d":"10,293"},0,0,{"v":4.552,"d":"5"},{"v":1E-3,"d":"0"},0,0,{"v":1E-3,"d":"0"},null,{"v":0,"d":"0.000"},{"v":0,"d":"0.000"},0.374,{"v":0,"d":"0.000"},{"v":0,"d":"0.000"},{"v":0,"d":"0.000"},{"v":0,"d":"0.000"},null,{"v":0,"d":"0.000"},{"v":0,"d":"0.000"},0.033,{"v":0,"d":"0.000"},{"v":0,"d":"0.000"},{"v":0,"d":"0.000"},{"v":0,"d":"0.000"},null,{"v":0,"d":"0.000"},{"v":0,"d":"0.000"},0.374,{"v":0,"d":"0.000"},{"v":0,"d":"0.000"},{"v":0,"d":"0.000"},{"v":0,"d":"0.000"},null,{"v":170.45,"d":"170"},{"v":72.042,"d":"72"},{"v":6.115,"d":"6"},{"v":17258.037,"d":"17,258"},{"v":632.163,"d":"632"},{"v":63.216,"d":"63"},null,{"v":271781,"d":"271,781"},{"v":114870,"d":"114,870"},{"v":271781,"d":"271,781"},{"v":114870,"d":"114,870"},"EIA","EIA","EIA","EIA","EIA","EIA","--","EIA","EIA",{"v":170.45,"d":"170"},{"v":72.042,"d":"72"},{"v":1.563,"d":"2"},{"v":17258.036,"d":"17,258"},{"v":632.163,"d":"632"},{"v":63.216,"d":"63"},{"$nulls":8},{"v":11160.062415,"d":"11,160.062"},0,0,0,0,0,{"v":24353,"d":"24,353"},0,0,0,0,0,0,{"v":24353,"d":"24,353"},{"v":24353,"d":"24,353"},{"v":24353,"d":"24,353"},0,{"v":0,"d":"0.0%"},{"v":0,"d":"0.0%"},{"v":0,"d":"0.0%"},{"v":0,"d":"0.0%"},{"v":0,"d":"0.0%"},{"v":1,"d":"100.0%"},{"v":0,"d":"0.0%"},{"v":0,"d":"0.0%"},{"v":0,"d":"0.0%"},{"v":0,"d":"0.0%"},{"v":0,"d":"0.0%"},{"v":0,"d":"0.0%"},{"v":1,"d":"100.0%"},{"v":1,"d":"100.0%"},{"v":1,"d":"100.0%"},{"v":0,"d":"0.0%"}]
[10941,2019,"UT","Bloomington Solar I",62805,"City of St George",17874,"Bloomington Solar I",62703,"IPP Non-CHP","PacifiCorp - East","PACE","WECC","NWPP","WECC Northwest",null,"49","053","Washington",37.043828,-113.627523,1,1,"SUN","SOLAR",null,{"v":0.21752,"d":"0.2175"},{"v":2,"d":"2.0"},{"$nulls":9},{"v":33938,"d":"33,938"},{"v":17945,"d":"17,945"},{"v":3811,"d":"3,811"},{"v":2015,"d":"2,015"},{"$nulls":41},{"v":33938,"d":"33,938"},{"v":17945,"d":"17,945"},{"$nulls":6},"--","EIA","EIA",{"$nulls":15},0,0,0,0,0,0,0,{"v":3811,"d":"3,811"},0,0,0,0,{"v":3811,"d":"3,811"},{"v":3811,"d":"3,811"},0,{"v":3811,"d":"3,811"},{"v":0,"d":"0.0%"},{"v":0,"d":"0.0%"},{"v":0,"d":"0.0%"},{"v":0,"d":"0.0%"},{"v":0,"d":"0.0%"},{"v":0,"d":"0.0%"},{"v":0,"d":"0.0%"},{"v":1,"d":"100.0%"},{"v":0,"d":"0.0%"},{"v":0,"d":"0.0%"},{"v":0,"d":"0.0%"},{"v":0,"d":"0.0%"},{"v":1,"d":"100.0%"},{"v":1,"d":"100.0%"},{"v":0,"d":"0.0%"},{"v":1,"d":"100.0%"}]
[10972,2019,"UT","Gateway",3697,"PacifiCorp",14354,"Weber Basin Water Conserv Dist",20255,"Electric Utility","PacifiCorp - East","PACE","WECC","NWPP","WECC Northwest",null,"49","029","Morgan",41.136547,-111.831441,2,2,"WAT","HYDRO",null,{"v":0.39264,"d":"0.3926"},{"v":4,"d":"4.0"},{"$nulls":9},{"v":122517,"d":"122,517"},{"v":58870,"d":"58,870"},{"v":13758,"d":"13,758"},{"v":6611,"d":"6,611"},{"$nulls":41},{"v":122517,"d":"122,517"},{"v":58870,"d":"58,870"},{"$nulls":6},"--","EIA","EIA",{"$nulls":15},0,0,0,0,{"v":13758,"d":"13,758"},0,0,0,0,0,0,0,{"v":13758,"d":"13,758"},0,0,{"v":13758,"d":"13,758"},{"v":0,"d":"0.0%"},{"v":0,"d":"0.0%"},{"v":0,"d":"0.0%"},{"v":0,"d":"0.0%"},{"v":1,"d":"100.0%"},{"v":0,"d":"0.0%"},{"v":0,"d":"0.0%"},{"v":0,"d":"0.0%"},{"v":0,"d":"0.0%"},{"v":0,"d":"0.0%"},{"v":0,"d":"0.0%"},{"v":0,"d":"0.0%"},{"v":1,"d":"100.0%"},{"v":0,"d":"0.0%"},{"v":0,"d":"0.0%"},{"v":1,"d":"100.0%"}]
[10984,2019,"UT","Hurricane City Power",57899,"Hurricane City Power",9128,"Hurricane City Power",9128,"Electric Utility","PacifiCorp - East","PACE","WECC","NWPP","WECC Northwest",null,"49","053","Washington",37.185556,-113.2975,9,9,"NG","GAS",null,{"v":0.02032,"d":"0.0203"},{"v":16,"d":"16.0"},{"v":1,"d":"1.0000"},{"$nulls":6},{"v":32266.999,"d":"32,267"},{"v":14338.997,"d":"14,339"},{"v":32266.999,"d":"32,267"},{"v":14338.997,"d":"14,339"},{"v":2848.003,"d":"2,848"},{"v":1265.001,"d":"1,265"},{"v":40.647,"d":"41"},{"v":18.061,"d":"18"},{"v":0.083,"d":"0"},{"v":2138.866,"d":"2,139"},{"v":72.098,"d":"72"},{"v":7.354,"d":"7"},{"v":2140.863,"d":"2,141"},null,28.544,28.555,0.058,{"v":1502.011,"d":"1,502.011"},0.025,0.003,{"v":1503.413,"d":"1,503.413"},null,2.519,2.519,0.005,132.573,{"v":2E-3,"d":"0.002"},{"v":0,"d":"0.000"},132.697,null,28.544,28.555,0.058,{"v":1502.013,"d":"1,502.013"},0.025,0.003,{"v":1503.415,"d":"1,503.415"},null,{"v":40.647,"d":"41"},{"v":18.061,"d":"18"},{"v":0.083,"d":"0"},{"v":2138.866,"d":"2,139"},{"v":72.098,"d":"72"},{"v":7.354,"d":"7"},null,{"v":32266.999,"d":"32,267"},{"v":14338.997,"d":"14,339"},{"v":32266.999,"d":"32,267"},{"v":14338.997,"d":"14,339"},"EIA","EIA","EIA","EIA","EIA","EIA","--","EIA","EIA",{"$nulls":14},{"v":11329.704542,"d":"11,329.705"},0,{"v":19.155,"d":"19"},{"v":2828.845,"d":"2,829"},0,0,0,0,0,0,0,0,{"v":2848,"d":"2,848"},0,0,{"v":2848,"d":"2,848"},0,{"v":0,"d":"0.0%"},{"v":0.00672577247191011,"d":"0.7%"},{"v":0.99327422752809,"d":"99.3%"},{"v":0,"d":"0.0%"},{"v":0,"d":"0.0%"},{"v":0,"d":"0.0%"},{"v":0,"d":"0.0%"},{"v":0,"d":"0.0%"},{"v":0,"d":"0.0%"},{"v":0,"d":"0.0%"},{"v":0,"d":"0.0%"},{"v":1,"d":"100.0%"},{"v":0,"d":"0.0%"},{"v":0,"d":"0.0%"},{"v":1,"d":"100.0%"},{"v":0,"d":"0.0%"}]
[11011,2019,"UT","Murray City",3683,"City of Murray",13137,"City of Murray - (UT)",13137,"Electric Utility","PacifiCorp - East","PACE","WECC","NWPP","WECC Northwest",null,"49","035","Salt Lake",40.67,-111.89,4,4,"NG","GAS",null,null,7.2,{"$nulls":62},"--"]
[11028,2019,"UT","Salt Palace Solar Gen Plant",58006,"PacifiCorp",14354,"Wasatch View Solar LLC",57383,"IPP Non-CHP","PacifiCorp - East","PACE","WECC","NWPP","WECC Northwest",null,"49","035","Salt Lake",40.767222,-111.895,2,2,"SUN","SOLAR",null,{"v":0.18748,"d":"0.1875"},1.3,{"$nulls":9},{"v":19011,"d":"19,011"},{"v":10052,"d":"10,052"},{"v":2135,"d":"2,135"},{"v":1129,"d":"1,129"},{"$nulls":41},{"v":19011,"d":"19,011"},{"v":10052,"d":"10,052"},{"$nulls":6},"--","EIA","EIA",{"$nulls":15},0,0,0,0,0,0,0,{"v":2135,"d":"2,135"},0,0,0,0,{"v":2135,"d":"2,135"},{"v":2135,"d":"2,135"},0,{"v":2135,"d":"2,135"},{"v":0,"d":"0.0%"},{"v":0,"d":"0.0%"},{"v":0,"d":"0.0%"},{"v":0,"d":"0.0%"},{"v":0,"d":"0.0%"},{"v":0,"d":"0.0%"},{"v":0,"d":"0.0%"},{"v":1,"d":"100.0%"},{"v":0,"d":"0.0%"},{"v":0,"d":"0.0%"},{"v":0,"d":"0.0%"},{"v":0,"d":"0.0%"},{"v":1,"d":"100.0%"},{"v":1,"d":"100.0%"},{"v":0,"d":"0.0%"},{"v":1,"d":"100.0%"}]
[11049,2019,"UT","Veyo Heat Recovery Project",60421,"PacifiCorp",14354,"Utah Associated Mun Power Sys",40575,"Electric Utility","PacifiCorp - East","PACE","WECC","NWPP","WECC Northwest",null,"49","053","Washington",37.348,-113.765,1,1,"WH","OTHF",null,{"v":0.58718,"d":"0.5872"},9.5,{"v":0.35470239525755,"d":"0.3547"},null,"Yes",0,null,{"v":1,"d":"1.0000"},{"$nulls":3},{"v":435143,"d":"435,143"},null,{"v":48865,"d":"48,865"},{"v":20087,"d":"20,087"},{"$nulls":41},{"v":435143,"d":"435,143"},{"v":178879,"d":"178,879"},{"$nulls":6},"--","EIA","EIA",{"$nulls":15},0,0,0,0,0,0,0,0,0,0,{"v":48865,"d":"48,865"},{"v":48865,"d":"48,865"},0,0,{"v":48865,"d":"48,865"},0,{"v":0,"d":"0.0%"},{"v":0,"d":"0.0%"},{"v":0,"d":"0.0%"},{"v":0,"d":"0.0%"},{"v":0,"d":"0.0%"},{"v":0,"d":"0.0%"},{"v":0,"d":"0.0%"},{"v":0,"d":"0.0%"},{"v":0,"d":"0.0%"},{"v":0,"d":"0.0%"},{"v":1,"d":"100.0%"},{"v":1,"d":"100.0%"},{"v":0,"d":"0.0%"},{"v":0,"d":"0.0%"},{"v":1,"d":"100.0%"},{"v":0,"d":"0.0%"}]
[11067,2019,"VA","Boydton Plank Road Cogen Plant",54766,"Virginia Electric & Power Co",19876,"Dinwiddie Power Inc",5178,"IPP Non-CHP","PJM Interconnection, LLC","PJM","SERC","SRVC","SERC Virginia/Carolina","PJM","51","053","Dinwiddie",37.193584,-77.467185,34,34,"DFO","OIL",null,{"v":1.49E-3,"d":"0.0015"},10.2,{"v":1,"d":"1.0000"},{"$nulls":6},{"v":1253.988,"d":"1,254"},{"v":631.006,"d":"631"},{"v":1253.988,"d":"1,254"},{"v":631.006,"d":"631"},{"v":133.008,"d":"133"},{"v":65.994,"d":"66"},{"v":2.006,"d":"2"},{"v":1.02,"d":"1"},{"v":0.18,"d":"0"},{"v":102.408,"d":"102"},{"v":8.294,"d":"8"},{"v":1.659,"d":"2"},{"v":102.759,"d":"103"},null,30.164,30.912,{"v":2.71,"d":"2.710"},{"v":1539.877,"d":"1,539.877"},0.062,0.012,{"v":1545.153,"d":"1,545.153"},null,3.199,3.233,0.287,163.332,0.007,{"v":1E-3,"d":"0.001"},163.891,null,30.165,30.914,{"v":2.71,"d":"2.710"},{"v":1539.97,"d":"1,539.970"},0.062,0.012,{"v":1545.246,"d":"1,545.246"},null,{"v":2.006,"d":"2"},{"v":1.02,"d":"1"},{"v":0.18,"d":"0"},{"v":102.408,"d":"102"},{"v":8.294,"d":"8"},{"v":1.659,"d":"2"},null,{"v":1253.988,"d":"1,254"},{"v":631.006,"d":"631"},{"v":1253.988,"d":"1,254"},{"v":631.006,"d":"631"},"EIA","EIA","EIA","EIA","EIA","EIA","--","EIA","EIA",{"$nulls":14},{"v":9428.481195,"d":"9,428.481"},0,133,0,0,0,0,0,0,0,0,0,133,0,0,133,0,{"v":0,"d":"0.0%"},{"v":1,"d":"100.0%"},{"v":0,"d":"0.0%"},{"v":0,"d":"0.0%"},{"v":0,"d":"0.0%"},{"v":0,"d":"0.0%"},{"v":0,"d":"0.0%"},{"v":0,"d":"0.0%"},{"v":0,"d":"0.0%"},{"v":0,"d":"0.0%"},{"v":0,"d":"0.0%"},{"v":1,"d":"100.0%"},{"v":0,"d":"0.0%"},{"v":0,"d":"0.0%"},{"v":1,"d":"100.0%"},{"v":0,"d":"0.0%"}]
[11092,2019,"VA","Claytor",3774,"Appalachian Power Co",733,"Appalachian Power Co",733,"Electric Utility","PJM Interconnection, LLC","PJM","RFC","RFCW","RFC West","PJM","51","155","Pulaski",37.075,-80.5847,4,4,"WAT","HYDRO",null,{"v":0.43195,"d":"0.4320"},74.8,{"$nulls":9},{"v":2520435,"d":"2,520,435"},{"v":880302,"d":"880,302"},{"v":283036,"d":"283,036"},{"v":98855,"d":"98,855"},{"$nulls":41},{"v":2520435,"d":"2,520,435"},{"v":880302,"d":"880,302"},{"$nulls":6},"--","EIA","EIA",{"$nulls":15},0,0,0,0,{"v":283036,"d":"283,036"},0,0,0,0,0,0,0,{"v":283036,"d":"283,036"},0,0,{"v":283036,"d":"283,036"},{"v":0,"d":"0.0%"},{"v":0,"d":"0.0%"},{"v":0,"d":"0.0%"},{"v":0,"d":"0.0%"},{"v":1,"d":"100.0%"},{"v":0,"d":"0.0%"},{"v":0,"d":"0.0%"},{"v":0,"d":"0.0%"},{"v":0,"d":"0.0%"},{"v":0,"d":"0.0%"},{"v":0,"d":"0.0%"},{"v":0,"d":"0.0%"},{"v":1,"d":"100.0%"},{"v":0,"d":"0.0%"},{"v":0,"d":"0.0%"},{"v":1,"d":"100.0%"}]
[11128,2019,"VA","Gordonsville Power Station",54844,"Virginia Electric & Power Co",19876,"Virginia Electric & Power Co",19876,"Electric Utility","PJM Interconnection, LLC","PJM","SERC","SRVC","SERC Virginia/Carolina","PJM","51","109","Louisa",38.124688,-78.203543,2,4,"NG","GAS",null,{"v":0.45734,"d":"0.4573"},300.4,{"v":0.571102558334195,"d":"0.5711"},{"$nulls":6},{"v":10179909.5,"d":"10,179,910"},{"v":5534295,"d":"5,534,295"},{"v":10179909.5,"d":"10,179,910"},{"v":5534295,"d":"5,534,295"},{"v":1203488,"d":"1,203,488"},{"v":652455,"d":"652,455"},{"v":135.451,"d":"135"},{"v":72.331,"d":"72"},{"v":3.784,"d":"4"},{"v":605724.594,"d":"605,725"},{"v":21982.736,"d":"21,983"},{"v":2222.301,"d":"2,222"},{"v":606330.501,"d":"606,331"},null,0.225,0.222,0.006,{"v":1006.615,"d":"1,006.615"},0.018,{"v":2E-3,"d":"0.002"},{"v":1007.622,"d":"1,007.622"},null,0.027,0.026,{"v":1E-3,"d":"0.001"},119.004,{"v":2E-3,"d":"0.002"},{"v":0,"d":"0.000"},119.123,null,0.225,0.222,0.006,{"v":1006.615,"d":"1,006.615"},0.018,{"v":2E-3,"d":"0.002"},{"v":1007.622,"d":"1,007.622"},null,{"v":135.451,"d":"135"},{"v":72.331,"d":"72"},{"v":3.784,"d":"4"},{"v":605724.594,"d":"605,725"},{"v":21982.736,"d":"21,983"},{"v":2222.301,"d":"2,222"},null,{"v":10179909.5,"d":"10,179,910"},{"v":5534295,"d":"5,534,295"},{"v":10179909.5,"d":"10,179,910"},{"v":5534295,"d":"5,534,295"},"EPA/CAMD","EPA/CAMD","EPA/CAMD","EPA/CAMD","EIA","EIA","--","EPA/CAMD","EPA/CAMD",{"$nulls":14},{"v":8458.671484,"d":"8,458.671"},0,{"v":4403.085,"d":"4,403"},{"v":1199084.9,"d":"1,199,085"},0,0,0,0,0,0,0,0,{"v":1203487.985,"d":"1,203,488"},0,0,{"v":1203487.985,"d":"1,203,488"},0,{"v":0,"d":"0.0%"},{"v":0.00365860320574783,"d":"0.4%"},{"v":0.996341396794252,"d":"99.6%"},{"v":0,"d":"0.0%"},{"v":0,"d":"0.0%"},{"v":0,"d":"0.0%"},{"v":0,"d":"0.0%"},{"v":0,"d":"0.0%"},{"v":0,"d":"0.0%"},{"v":0,"d":"0.0%"},{"v":0,"d":"0.0%"},{"v":1,"d":"100.0%"},{"v":0,"d":"0.0%"},{"v":0,"d":"0.0%"},{"v":1,"d":"100.0%"},{"v":0,"d":"0.0%"}]
[11147,2019,"VA","IKEA Norfolk Rooftop PV System",62355,"Virginia Electric & Power Co",19876,"IKEA Property Inc",57389,"Commercial Non-CHP","PJM Interconnection, LLC","PJM","SERC","SRVC","SERC Virginia/Carolina","PJM","51","710","Norfolk City",36.875877,-76.200935,1,1,"SUN","SOLAR",null,0.1448,1.3,{"$nulls":9},{"v":14686,"d":"14,686"},{"v":8100,"d":"8,100"},{"v":1649,"d":"1,649"},910,{"$nulls":41},{"v":14686,"d":"14,686"},{"v":8100,"d":"8,100"},{"$nulls":6},"--","EIA","EIA",{"$nulls":15},0,0,0,0,0,0,0,{"v":1649,"d":"1,649"},0,0,0,0,{"v":1649,"d":"1,649"},{"v":1649,"d":"1,649"},0,{"v":1649,"d":"1,649"},{"v":0,"d":"0.0%"},{"v":0,"d":"0.0%"},{"v":0,"d":"0.0%"},{"v":0,"d":"0.0%"},{"v":0,"d":"0.0%"},{"v":0,"d":"0.0%"},{"v":0,"d":"0.0%"},{"v":1,"d":"100.0%"},{"v":0,"d":"0.0%"},{"v":0,"d":"0.0%"},{"v":0,"d":"0.0%"},{"v":0,"d":"0.0%"},{"v":1,"d":"100.0%"},{"v":1,"d":"100.0%"},{"v":0,"d":"0.0%"},{"v":1,"d":"100.0%"}]
[11167,2019,"VA","Mount Clinton",56004,"City of Harrisonburg - (VA)",8198,"City of Harrisonburg - (VA)",8198,"Electric Utility","PJM Interconnection, LLC","PJM","SERC","SRVC","SERC Virginia/Carolina","PJM","51","165","Rockingham",38.4681,-78.865,6,6,"DFO","OIL",null,{"v":0.00293,"d":"0.0029"},{"v":24,"d":"24.0"},{"v":1,"d":"1.0000"},{"$nulls":6},{"v":8211,"d":"8,211"},{"v":4095,"d":"4,095"},{"v":8211,"d":"8,211"},{"v":4095,"d":"4,095"},{"v":615.44,"d":"615"},{"v":307.377,"d":"307"},{"v":7.202,"d":"7"},{"v":3.592,"d":"4"},{"v":1.743,"d":"2"},{"v":670.534,"d":"671"},{"v":54.307,"d":"54"},{"v":10.861,"d":"11"},{"v":672.831,"d":"673"},null,23.404,23.372,5.666,{"v":2179.039,"d":"2,179.039"},0.088,0.018,{"v":2186.505,"d":"2,186.505"},null,1.754,1.754,0.425,163.326,0.007,{"v":1E-3,"d":"0.001"},163.885,null,23.404,23.372,5.666,{"v":2179.039,"d":"2,179.039"},0.088,0.018,{"v":2186.505,"d":"2,186.505"},null,{"v":7.202,"d":"7"},{"v":3.592,"d":"4"},{"v":1.743,"d":"2"},{"v":670.534,"d":"671"},{"v":54.307,"d":"54"},{"v":10.861,"d":"11"},null,{"v":8211,"d":"8,211"},{"v":4095,"d":"4,095"},{"v":8211,"d":"8,211"},{"v":4095,"d":"4,095"},"EIA","EIA","EIA","EIA","EIA","EIA","--","EIA","EIA",{"$nulls":14},{"v":13341.674448,"d":"13,341.674"},0,{"v":615.44,"d":"615"},0,0,0,0,0,0,0,0,0,{"v":615.44,"d":"615"},0,0,{"v":615.44,"d":"615"},0,{"v":0,"d":"0.0%"},{"v":1,"d":"100.0%"},{"v":0,"d":"0.0%"},{"v":0,"d":"0.0%"},{"v":0,"d":"0.0%"},{"v":0,"d":"0.0%"},{"v":0,"d":"0.0%"},{"v":0,"d":"0.0%"},{"v":0,"d":"0.0%"},{"v":0,"d":"0.0%"},{"v":0,"d":"0.0%"},{"v":1,"d":"100.0%"},{"v":0,"d":"0.0%"},{"v":0,"d":"0.0%"},{"v":1,"d":"100.0%"},{"v":0,"d":"0.0%"}]
[11179,2019,"VA","Onancock Diesel Generation Facility",60236,"A & N Electric Coop",84,"Old Dominion Electric Coop",40229,"Electric Utility","PJM Interconnection, LLC","PJM","RFC","RFCE","RFC East","PJM","51","001","Accomack",37.74542,-75.720487,2,2,"DFO","OIL",null,{"v":7.11E-3,"d":"0.0071"},{"v":4,"d":"4.0"},{"v":1,"d":"1.0000"},{"$nulls":6},{"v":2408,"d":"2,408"},{"v":1200,"d":"1,200"},{"v":2408,"d":"2,408"},{"v":1200,"d":"1,200"},249,124,{"v":3.886,"d":"4"},{"v":1.938,"d":"2"},{"v":0.349,"d":"0"},{"v":196.644,"d":"197"},{"v":15.926,"d":"16"},{"v":3.185,"d":"3"},{"v":197.318,"d":"197"},null,31.213,31.258,2.805,{"v":1579.47,"d":"1,579.470"},0.064,0.013,{"v":1584.881,"d":"1,584.881"},null,3.228,{"v":3.23,"d":"3.230"},{"v":0.29,"d":"0.290"},163.326,0.007,{"v":1E-3,"d":"0.001"},163.885,null,31.213,31.258,2.805,{"v":1579.47,"d":"1,579.470"},0.064,0.013,{"v":1584.881,"d":"1,584.881"},null,{"v":3.886,"d":"4"},{"v":1.938,"d":"2"},{"v":0.349,"d":"0"},{"v":196.644,"d":"197"},{"v":15.926,"d":"16"},{"v":3.185,"d":"3"},null,{"v":2408,"d":"2,408"},{"v":1200,"d":"1,200"},{"v":2408,"d":"2,408"},{"v":1200,"d":"1,200"},"EIA","EIA","EIA","EIA","EIA","EIA","--","EIA","EIA",{"$nulls":14},{"v":9670.682731,"d":"9,670.683"},0,249,0,0,0,0,0,0,0,0,0,249,0,0,249,0,{"v":0,"d":"0.0%"},{"v":1,"d":"100.0%"},{"v":0,"d":"0.0%"},{"v":0,"d":"0.0%"},{"v":0,"d":"0.0%"},{"v":0,"d":"0.0%"},{"v":0,"d":"0.0%"},{"v":0,"d":"0.0%"},{"v":0,"d":"0.0%"},{"v":0,"d":"0.0%"},{"v":0,"d":"0.0%"},{"v":1,"d":"100.0%"},{"v":0,"d":"0.0%"},{"v":0,"d":"0.0%"},{"v":1,"d":"100.0%"},{"v":0,"d":"0.0%"}]
[11202,2019,"VA","Remington Solar Facility",59685,"Virginia Electric & Power Co",19876,"Virginia Electric & Power Co",19876,"Electric Utility","PJM Interconnection, LLC","PJM","SERC","SRVC","SERC Virginia/Carolina","PJM","51","061","Fauquier",38.548333,-77.776389,1,1,"SUN","SOLAR",null,{"v":0.19514,"d":"0.1951"},{"v":20,"d":"20.0"},{"$nulls":9},{"v":304443,"d":"304,443"},{"v":147543,"d":"147,543"},{"v":34188,"d":"34,188"},{"v":16569,"d":"16,569"},{"$nulls":41},{"v":304443,"d":"304,443"},{"v":147543,"d":"147,543"},{"$nulls":6},"--","EIA","EIA",{"$nulls":15},0,0,0,0,0,0,0,{"v":34188,"d":"34,188"},0,0,0,0,{"v":34188,"d":"34,188"},{"v":34188,"d":"34,188"},0,{"v":34188,"d":"34,188"},{"v":0,"d":"0.0%"},{"v":0,"d":"0.0%"},{"v":0,"d":"0.0%"},{"v":0,"d":"0.0%"},{"v":0,"d":"0.0%"},{"v":0,"d":"0.0%"},{"v":0,"d":"0.0%"},{"v":1,"d":"100.0%"},{"v":0,"d":"0.0%"},{"v":0,"d":"0.0%"},{"v":0,"d":"0.0%"},{"v":0,"d":"0.0%"},{"v":1,"d":"100.0%"},{"v":1,"d":"100.0%"},{"v":0,"d":"0.0%"},{"v":1,"d":"100.0%"}]
[11234,2019,"VA","VMEA Peaking Gen",7441,"City of Manassas - (VA)",11560,"City of Manassas - (VA)",11560,"Electric Utility","PJM Interconnection, LLC","PJM","SERC","SRVC","SERC Virginia/Carolina","PJM","51","153","Prince William",38.74054,-77.508061,4,4,"DFO","OIL",null,{"v":0.00341,"d":"0.0034"},6.4,{"v":1,"d":"1.0000"},{"$nulls":6},{"v":1297,"d":"1,297"},649,{"v":1297,"d":"1,297"},649,191,95,{"v":2.088,"d":"2"},{"v":1.044,"d":"1"},{"v":0.188,"d":"0"},{"v":105.916,"d":"106"},{"v":8.578,"d":"9"},{"v":1.716,"d":"2"},{"v":106.279,"d":"106"},null,21.864,21.979,1.969,{"v":1109.068,"d":"1,109.068"},0.045,0.009,{"v":1112.868,"d":"1,112.868"},null,{"v":3.22,"d":"3.220"},3.217,{"v":0.29,"d":"0.290"},163.325,0.007,{"v":1E-3,"d":"0.001"},163.884,null,21.864,21.979,1.969,{"v":1109.068,"d":"1,109.068"},0.045,0.009,{"v":1112.868,"d":"1,112.868"},null,{"v":2.088,"d":"2"},{"v":1.044,"d":"1"},{"v":0.188,"d":"0"},{"v":105.916,"d":"106"},{"v":8.578,"d":"9"},{"v":1.716,"d":"2"},null,{"v":1297,"d":"1,297"},649,{"v":1297,"d":"1,297"},649,"EIA","EIA","EIA","EIA","EIA","EIA","--","EIA","EIA",{"$nulls":14},{"v":6790.575916,"d":"6,790.576"},0,191,0,0,0,0,0,0,0,0,0,191,0,0,191,0,{"v":0,"d":"0.0%"},{"v":1,"d":"100.0%"},{"v":0,"d":"0.0%"},{"v":0,"d":"0.0%"},{"v":0,"d":"0.0%"},{"v":0,"d":"0.0%"},{"v":0,"d":"0.0%"},{"v":0,"d":"0.0%"},{"v":0,"d":"0.0%"},{"v":0,"d":"0.0%"},{"v":0,"d":"0.0%"},{"v":1,"d":"100.0%"},{"v":0,"d":"0.0%"},{"v":0,"d":"0.0%"},{"v":1,"d":"100.0%"},{"v":0,"d":"0.0%"}]
[11263,2019,"VT","Canaan",3750,"Public Service Co of NH",15472,"Central Rivers Power NH, LLC",62775,"Electric Utility","ISO New England Inc.","ISNE","NPCC","NEWE","NPCC New England","ISONE","50","009","Essex",44.999274,-71.530164,1,1,"WAT","HYDRO",null,{"v":0.63367,"d":"0.6337"},1.1,{"$nulls":9},{"v":54374,"d":"54,374"},{"v":17813,"d":"17,813"},{"v":6106,"d":"6,106"},{"v":2000,"d":"2,000"},{"$nulls":41},{"v":54374,"d":"54,374"},{"v":17813,"d":"17,813"},{"$nulls":6},"--","EIA","EIA",{"$nulls":15},0,0,0,0,{"v":6106,"d":"6,106"},0,0,0,0,0,0,0,{"v":6106,"d":"6,106"},0,0,{"v":6106,"d":"6,106"},{"v":0,"d":"0.0%"},{"v":0,"d":"0.0%"},{"v":0,"d":"0.0%"},{"v":0,"d":"0.0%"},{"v":1,"d":"100.0%"},{"v":0,"d":"0.0%"},{"v":0,"d":"0.0%"},{"v":0,"d":"0.0%"},{"v":0,"d":"0.0%"},{"v":0,"d":"0.0%"},{"v":0,"d":"0.0%"},{"v":0,"d":"0.0%"},{"v":1,"d":"100.0%"},{"v":0,"d":"0.0%"},{"v":0,"d":"0.0%"},{"v":1,"d":"100.0%"}]
[11277,2019,"VT","Deerfield Wind LLC",61039,"Green Mountain Power Corp",7601,"Avangrid Renewables LLC",15399,"IPP Non-CHP","ISO New England Inc.","ISNE","NPCC","NEWE","NPCC New England","ISONE","50","003","Bennington",42.877215,-72.993721,1,1,"WND","WIND",null,{"v":0.39204,"d":"0.3920"},{"v":30,"d":"30.0"},{"$nulls":9},{"v":917455,"d":"917,455"},{"v":310054,"d":"310,054"},{"v":103027,"d":"103,027"},{"v":34818,"d":"34,818"},{"$nulls":41},{"v":917455,"d":"917,455"},{"v":310054,"d":"310,054"},{"$nulls":6},"--","EIA","EIA",{"$nulls":15},0,0,0,0,0,0,{"v":103027,"d":"103,027"},0,0,0,0,0,{"v":103027,"d":"103,027"},{"v":103027,"d":"103,027"},0,{"v":103027,"d":"103,027"},{"v":0,"d":"0.0%"},{"v":0,"d":"0.0%"},{"v":0,"d":"0.0%"},{"v":0,"d":"0.0%"},{"v":0,"d":"0.0%"},{"v":0,"d":"0.0%"},{"v":1,"d":"100.0%"},{"v":0,"d":"0.0%"},{"v":0,"d":"0.0%"},{"v":0,"d":"0.0%"},{"v":0,"d":"0.0%"},{"v":0,"d":"0.0%"},{"v":1,"d":"100.0%"},{"v":1,"d":"100.0%"},{"v":0,"d":"0.0%"},{"v":1,"d":"100.0%"}]
[11302,2019,"VT","J C McNeil",589,"Green Mountain Power Corp",7601,"City of Burlington Electric - (VT)",2548,"Electric Utility","ISO New England Inc.","ISNE","NPCC","NEWE","NPCC New England","ISONE","50","007","Chittenden",44.4917,-73.208056,1,1,"WDS","BIOMASS",null,{"v":0.43599,"d":"0.4360"},59.5,{"v":0.606682398986992,"d":"0.6067"},"Yes",{"$nulls":5},{"v":3860691.75,"d":"3,860,692"},{"v":1462651.375,"d":"1,462,651"},{"v":3860691.75,"d":"3,860,692"},{"v":1462651.375,"d":"1,462,651"},{"v":227247,"d":"227,247"},{"v":88668,"d":"88,668"},{"v":132.694,"d":"133"},{"v":51.183,"d":"51"},{"v":1.159,"d":"1"},{"v":44292.495,"d":"44,292"},{"v":245502.76,"d":"245,503"},{"v":32221.353,"d":"32,221"},{"v":52162.261,"d":"52,162"},null,1.168,1.154,{"v":0.01,"d":"0.010"},389.818,{"v":1.08,"d":"1.080"},0.142,{"v":459.08,"d":"459.080"},null,0.069,{"v":0.07,"d":"0.070"},{"v":1E-3,"d":"0.001"},22.945,0.064,0.008,27.022,null,1.168,1.154,{"v":0.01,"d":"0.010"},389.818,{"v":1.08,"d":"1.080"},0.142,{"v":459.08,"d":"459.080"},null,{"v":132.694,"d":"133"},{"v":51.183,"d":"51"},{"v":1.159,"d":"1"},{"v":404065.594,"d":"404,066"},{"v":245502.76,"d":"245,503"},{"v":32221.353,"d":"32,221"},null,{"v":3860691.75,"d":"3,860,692"},{"v":1462651.375,"d":"1,462,651"},{"v":3860691.75,"d":"3,860,692"},{"v":1462651.375,"d":"1,462,651"},"EPA/CAMD","EPA/CAMD","EPA/CAMD","EPA/CAMD","EIA","EIA","--","EPA/CAMD","EPA/CAMD",{"$nulls":3},{"v":359773.098,"d":"359,773"},{"$nulls":10},{"v":16988.966702,"d":"16,988.967"},0,0,{"v":789.472,"d":"789"},0,0,{"v":226457.53,"d":"226,458"},0,0,0,0,0,{"v":789.472,"d":"789"},{"v":226457.53,"d":"226,458"},{"v":226457.53,"d":"226,458"},{"v":227247.002,"d":"227,247"},0,{"v":0,"d":"0.0%"},{"v":0,"d":"0.0%"},{"v":0.00347407003415605,"d":"0.3%"},{"v":0,"d":"0.0%"},{"v":0,"d":"0.0%"},{"v":0.996525929965844,"d":"99.7%"},{"v":0,"d":"0.0%"},{"v":0,"d":"0.0%"},{"v":0,"d":"0.0%"},{"v":0,"d":"0.0%"},{"v":0,"d":"0.0%"},{"v":0.00347407003415605,"d":"0.3%"},{"v":0.996525929965844,"d":"99.7%"},{"v":0.996525929965844,"d":"99.7%"},{"v":1,"d":"100.0%"},{"v":0,"d":"0.0%"}]
[11332,2019,"VT","Sheffield Wind",57080,"Vermont Electric Power Co, Inc",19792,"First Wind O&M, LLC",59155,"IPP Non-CHP","ISO New England Inc.","ISNE","NPCC","NEWE","NPCC New England","ISONE","50","005","Caledonia",44.67598,-72.1013,1,1,"WND","WIND",null,{"v":0.21298,"d":"0.2130"},{"v":40,"d":"40.0"},{"$nulls":9},{"v":664574,"d":"664,574"},{"v":186722,"d":"186,722"},{"v":74629,"d":"74,629"},{"v":20968,"d":"20,968"},{"$nulls":41},{"v":664574,"d":"664,574"},{"v":186722,"d":"186,722"},{"$nulls":6},"--","EIA","EIA",{"$nulls":15},0,0,0,0,0,0,{"v":74629,"d":"74,629"},0,0,0,0,0,{"v":74629,"d":"74,629"},{"v":74629,"d":"74,629"},0,{"v":74629,"d":"74,629"},{"v":0,"d":"0.0%"},{"v":0,"d":"0.0%"},{"v":0,"d":"0.0%"},{"v":0,"d":"0.0%"},{"v":0,"d":"0.0%"},{"v":0,"d":"0.0%"},{"v":1,"d":"100.0%"},{"v":0,"d":"0.0%"},{"v":0,"d":"0.0%"},{"v":0,"d":"0.0%"},{"v":0,"d":"0.0%"},{"v":0,"d":"0.0%"},{"v":1,"d":"100.0%"},{"v":1,"d":"100.0%"},{"v":0,"d":"0.0%"},{"v":1,"d":"100.0%"}]
[11341,2019,"VT","SVEP Solar Project Company",58144,"Green Mountain Power Corp",7601,"CleanCapital",62060,"IPP Non-CHP","ISO New England Inc.","ISNE","NPCC","NEWE","NPCC New England","ISONE","50","003","Bennington",42.753611,-73.226111,1,1,"SUN","SOLAR",null,{"v":0.10582,"d":"0.1058"},{"v":2,"d":"2.0"},{"$nulls":9},{"v":16510,"d":"16,510"},{"v":8930,"d":"8,930"},{"v":1854,"d":"1,854"},{"v":1003,"d":"1,003"},{"$nulls":41},{"v":16510,"d":"16,510"},{"v":8930,"d":"8,930"},{"$nulls":6},"--","EIA","EIA",{"$nulls":15},0,0,0,0,0,0,0,{"v":1854,"d":"1,854"},0,0,0,0,{"v":1854,"d":"1,854"},{"v":1854,"d":"1,854"},0,{"v":1854,"d":"1,854"},{"v":0,"d":"0.0%"},{"v":0,"d":"0.0%"},{"v":0,"d":"0.0%"},{"v":0,"d":"0.0%"},{"v":0,"d":"0.0%"},{"v":0,"d":"0.0%"},{"v":0,"d":"0.0%"},{"v":1,"d":"100.0%"},{"v":0,"d":"0.0%"},{"v":0,"d":"0.0%"},{"v":0,"d":"0.0%"},{"v":0,"d":"0.0%"},{"v":1,"d":"100.0%"},{"v":1,"d":"100.0%"},{"v":0,"d":"0.0%"},{"v":1,"d":"100.0%"}]
[11364,2019,"WA","Black Creek",54860,"Puget Sound Energy Inc",15500,"Black Creek Hydro Inc",1784,"IPP Non-CHP","Puget Sound Energy","PSEI","WECC","NWPP","WECC Northwest",null,"53","033","King",47.549652,-121.710517,1,1,"WAT","HYDRO",null,{"v":0.24775,"d":"0.2478"},3.7,{"$nulls":9},{"v":71507,"d":"71,507"},{"v":31931,"d":"31,931"},{"v":8030,"d":"8,030"},{"v":3586,"d":"3,586"},{"$nulls":41},{"v":71507,"d":"71,507"},{"v":31931,"d":"31,931"},{"$nulls":6},"--","EIA","EIA",{"$nulls":15},0,0,0,0,{"v":8030,"d":"8,030"},0,0,0,0,0,0,0,{"v":8030,"d":"8,030"},0,0,{"v":8030,"d":"8,030"},{"v":0,"d":"0.0%"},{"v":0,"d":"0.0%"},{"v":0,"d":"0.0%"},{"v":0,"d":"0.0%"},{"v":1,"d":"100.0%"},{"v":0,"d":"0.0%"},{"v":0,"d":"0.0%"},{"v":0,"d":"0.0%"},{"v":0,"d":"0.0%"},{"v":0,"d":"0.0%"},{"v":0,"d":"0.0%"},{"v":0,"d":"0.0%"},{"v":1,"d":"100.0%"},{"v":0,"d":"0.0%"},{"v":0,"d":"0.0%"},{"v":1,"d":"100.0%"}]
[11398,2019,"WA","FPL Energy Vansycle LLC (WA)",55560,"Bonneville Power Administration",1738,"FPL Energy Vansycle LLC",6607,"IPP Non-CHP","Bonneville Power Administration","BPAT","WECC","NWPP","WECC Northwest",null,"53","071","Walla Walla",46.06,-118.917,1,1,"WND","WIND",null,{"v":0.20819,"d":"0.2082"},176.9,{"$nulls":9},{"v":2872949,"d":"2,872,949"},{"v":1673018,"d":"1,673,018"},{"v":322622,"d":"322,622"},{"v":187874,"d":"187,874"},{"$nulls":41},{"v":2872949,"d":"2,872,949"},{"v":1673018,"d":"1,673,018"},{"$nulls":6},"--","EIA","EIA",{"$nulls":15},0,0,0,0,0,0,{"v":322622,"d":"322,622"},0,0,0,0,0,{"v":322622,"d":"322,622"},{"v":322622,"d":"322,622"},0,{"v":322622,"d":"322,622"},{"v":0,"d":"0.0%"},{"v":0,"d":"0.0%"},{"v":0,"d":"0.0%"},{"v":0,"d":"0.0%"},{"v":0,"d":"0.0%"},{"v":0,"d":"0.0%"},{"v":1,"d":"100.0%"},{"v":0,"d":"0.0%"},{"v":0,"d":"0.0%"},{"v":0,"d":"0.0%"},{"v":0,"d":"0.0%"},{"v":0,"d":"0.0%"},{"v":1,"d":"100.0%"},{"v":1,"d":"100.0%"},{"v":0,"d":"0.0%"},{"v":1,"d":"100.0%"}]
[11419,2019,"WA","LaGrande",3916,"City of Tacoma  - (WA)",18429,"City of Tacoma - (WA)",18429,"Electric Utility","City of Tacoma, Department of Public Utilities, Light Division","TPWR","WECC","NWPP","WECC Northwest",null,"53","053","Pierce",46.8328,-122.3196,5,5,"WAT","HYDRO",null,{"v":0.43627,"d":"0.4363"},{"v":64,"d":"64.0"},{"$nulls":9},{"v":2178054,"d":"2,178,054"},{"v":972598,"d":"972,598"},{"v":244588,"d":"244,588"},{"v":109218.999,"d":"109,219"},{"$nulls":41},{"v":2178054,"d":"2,178,054"},{"v":972598,"d":"972,598"},{"$nulls":6},"--","EIA","EIA",{"$nulls":15},0,0,0,0,{"v":244588,"d":"244,588"},0,0,0,0,0,0,0,{"v":244588,"d":"244,588"},0,0,{"v":244588,"d":"244,588"},{"v":0,"d":"0.0%"},{"v":0,"d":"0.0%"},{"v":0,"d":"0.0%"},{"v":0,"d":"0.0%"},{"v":1,"d":"100.0%"},{"v":0,"d":"0.0%"},{"v":0,"d":"0.0%"},{"v":0,"d":"0.0%"},{"v":0,"d":"0.0%"},{"v":0,"d":"0.0%"},{"v":0,"d":"0.0%"},{"v":0,"d":"0.0%"},{"v":1,"d":"100.0%"},{"v":0,"d":"0.0%"},{"v":0,"d":"0.0%"},{"v":1,"d":"100.0%"}]
[11437,2019,"WA","McKinley Paper Co. - Washington Mill",58352,"Bonneville Power Administration",1738,"McKinley Paper Co. - Washington Mill",58341,"Industrial CHP","Bonneville Power Administration","BPAT","WECC","NWPP","WECC Northwest",null,"53","009","Clallam",48.134722,-123.465556,1,1,"WDS","BIOMASS",null,{"v":0,"d":"0.0000"},{"v":20,"d":"20.0"},null,"Yes","Yes",0,null,{"v":1,"d":"1.0000"},null,0,0,0,0,0,0,0,0,0,0,0,0,0,{"$nulls":25},0,0,0,0,0,0,null,0,0,0,0,"EIA","EIA","EIA","EIA","EIA","EIA","--","EIA","EIA",{"$nulls":3},0,null,null,0,0,0,0,0,0,0,0,null,0,0,0,0,0,0,0,0,0,0,0,0,0,0,0,0]
[11451,2019,"WA","Northeast (WA)",6210,"Avista Corp",20169,"Avista Corp",20169,"Electric Utility","Avista Corporation","AVA","WECC","NWPP","WECC Northwest",null,"53","063","Spokane",47.73511,-117.370538,1,1,"NG","GAS",null,{"v":0.00639,"d":"0.0064"},61.8,{"v":1,"d":"1.0000"},{"$nulls":6},{"v":42719,"d":"42,719"},{"v":19544,"d":"19,544"},{"v":42719,"d":"42,719"},{"v":19544,"d":"19,544"},{"v":3459,"d":"3,459"},{"v":1582,"d":"1,582"},{"v":6.701,"d":"7"},{"v":3.066,"d":"3"},{"v":0.068,"d":"0"},{"v":2496.692,"d":"2,497"},{"v":94.179,"d":"94"},{"v":9.418,"d":"9"},{"v":2499.272,"d":"2,499"},null,3.875,3.876,0.039,{"v":1443.592,"d":"1,443.592"},0.027,0.003,{"v":1445.084,"d":"1,445.084"},null,0.314,0.314,0.003,116.889,{"v":2E-3,"d":"0.002"},{"v":0,"d":"0.000"},{"v":117.01,"d":"117.010"},null,3.875,3.876,0.039,{"v":1443.592,"d":"1,443.592"},0.027,0.003,{"v":1445.084,"d":"1,445.084"},null,{"v":6.701,"d":"7"},{"v":3.066,"d":"3"},{"v":0.068,"d":"0"},{"v":2496.692,"d":"2,497"},{"v":94.179,"d":"94"},{"v":9.418,"d":"9"},null,{"v":42719,"d":"42,719"},{"v":19544,"d":"19,544"},{"v":42719,"d":"42,719"},{"v":19544,"d":"19,544"},"EIA","EIA","EIA","EIA","EIA","EIA","--","EIA","EIA",{"$nulls":14},{"v":12350.101185,"d":"12,350.101"},0,0,{"v":3459,"d":"3,459"},0,0,0,0,0,0,0,0,{"v":3459,"d":"3,459"},0,0,{"v":3459,"d":"3,459"},0,{"v":0,"d":"0.0%"},{"v":0,"d":"0.0%"},{"v":1,"d":"100.0%"},{"v":0,"d":"0.0%"},{"v":0,"d":"0.0%"},{"v":0,"d":"0.0%"},{"v":0,"d":"0.0%"},{"v":0,"d":"0.0%"},{"v":0,"d":"0.0%"},{"v":0,"d":"0.0%"},{"v":0,"d":"0.0%"},{"v":1,"d":"100.0%"},{"v":0,"d":"0.0%"},{"v":0,"d":"0.0%"},{"v":1,"d":"100.0%"},{"v":0,"d":"0.0%"}]
[11476,2019,"WA","Sierra Pacific Burlington Facility",56406,"Puget Sound Energy Inc",15500,"Sierra Pacific Industries Inc",17164,"Industrial CHP","Puget Sound Energy","PSEI","WECC","NWPP","WECC Northwest",null,"53","057","Skagit",48.4481,-122.4331,1,1,"WDS","BIOMASS",null,{"v":0.67049,"d":"0.6705"},{"v":28,"d":"28.0"},{"v":0.21584175907806,"d":"0.2158"},"Yes","Yes",{"v":2039197.6,"d":"2,039,198"},{"v":0.275,"d":"0"},{"v":0.268474,"d":"0.2685"},null,{"v":884808.943,"d":"884,809"},{"v":355133.645,"d":"355,134"},{"v":884808.943,"d":"884,809"},{"v":355133.645,"d":"355,134"},{"v":164459,"d":"164,459"},{"v":66399,"d":"66,399"},{"v":53.089,"d":"53"},{"v":21.308,"d":"21"},{"v":11.06,"d":"11"},0,{"v":62421.485,"d":"62,421"},{"v":8192.82,"d":"8,193"},{"v":2000.997,"d":"2,001"},null,0.646,0.642,0.135,{"v":0,"d":"0.000"},{"v":0.38,"d":"0.380"},{"v":0.05,"d":"0.050"},24.334,null,{"v":0.12,"d":"0.120"},{"v":0.12,"d":"0.120"},0.025,{"v":0,"d":"0.000"},0.071,0.009,4.523,null,0.646,0.642,0.135,{"v":0,"d":"0.000"},{"v":0.38,"d":"0.380"},{"v":0.05,"d":"0.050"},24.334,null,{"v":197.742,"d":"198"},{"v":79.367,"d":"79"},{"v":41.196,"d":"41"},{"v":340763.906,"d":"340,764"},{"v":232504.418,"d":"232,504"},{"v":30516.205,"d":"30,516"},null,{"v":3295692,"d":"3,295,692"},{"v":1322784,"d":"1,322,784"},{"v":3295692,"d":"3,295,692"},{"v":1322784,"d":"1,322,784"},"EIA","EIA","EIA","EIA","EIA","EIA","--","EIA","EIA",{"$nulls":3},{"v":340763.906,"d":"340,764"},null,null,{"v":2410883.057,"d":"2,410,883"},{"v":967650.355,"d":"967,650"},{"v":144.653,"d":"145"},{"v":58.059,"d":"58"},{"v":30.136,"d":"30"},{"v":340763.906,"d":"340,764"},{"v":170082.933,"d":"170,083"},{"v":22323.385,"d":"22,323"},{"v":5380.118711,"d":"5,380.119"},0,0,0,0,0,{"v":164459,"d":"164,459"},0,0,0,0,0,0,{"v":164459,"d":"164,459"},{"v":164459,"d":"164,459"},{"v":164459,"d":"164,459"},0,{"v":0,"d":"0.0%"},{"v":0,"d":"0.0%"},{"v":0,"d":"0.0%"},{"v":0,"d":"0.0%"},{"v":0,"d":"0.0%"},{"v":1,"d":"100.0%"},{"v":0,"d":"0.0%"},{"v":0,"d":"0.0%"},{"v":0,"d":"0.0%"},{"v":0,"d":"0.0%"},{"v":0,"d":"0.0%"},{"v":0,"d":"0.0%"},{"v":1,"d":"100.0%"},{"v":1,"d":"100.0%"},{"v":1,"d":"100.0%"},{"v":0,"d":"0.0%"}]
[11494,2019,"WA","Tuolumne Wind Project",56702,"Bonneville Power Administration",1738,"Turlock Irrigation District",19281,"Electric Utility","Bonneville Power Administration","BPAT","WECC","NWPP","WECC Northwest",null,"53","039","Klickitat",45.8797,-120.8072,1,1,"WND","WIND",null,{"v":0.30396,"d":"0.3040"},136.3,{"$nulls":9},{"v":3231864,"d":"3,231,864"},{"v":1882027,"d":"1,882,027"},{"v":362927,"d":"362,927"},{"v":211345,"d":"211,345"},{"$nulls":41},{"v":3231864,"d":"3,231,864"},{"v":1882027,"d":"1,882,027"},{"$nulls":6},"--","EIA","EIA",{"$nulls":15},0,0,0,0,0,0,{"v":362927,"d":"362,927"},0,0,0,0,0,{"v":362927,"d":"362,927"},{"v":362927,"d":"362,927"},0,{"v":362927,"d":"362,927"},{"v":0,"d":"0.0%"},{"v":0,"d":"0.0%"},{"v":0,"d":"0.0%"},{"v":0,"d":"0.0%"},{"v":0,"d":"0.0%"},{"v":0,"d":"0.0%"},{"v":1,"d":"100.0%"},{"v":0,"d":"0.0%"},{"v":0,"d":"0.0%"},{"v":0,"d":"0.0%"},{"v":0,"d":"0.0%"},{"v":0,"d":"0.0%"},{"v":1,"d":"100.0%"},{"v":1,"d":"100.0%"},{"v":0,"d":"0.0%"},{"v":1,"d":"100.0%"}]
[11537,2019,"WI","Biron Mill",10234,"Consolidated Water Power Co",4247,"ND Paper, Inc.",61813,"Industrial CHP","Midcontinent Independent Transmission System Operator, Inc..","MISO","MRO","MROE","MRO East","MISO","55","141","Wood",44.43,-89.78,5,4,"SUB","COAL","Yes",{"v":0.30425,"d":"0.3043"},61.6,{"v":0.826247430271403,"d":"0.8262"},null,"Yes",{"v":1133603.2,"d":"1,133,603"},{"v":0.494,"d":"0"},{"v":0.397253,"d":"0.3973"},null,{"v":1335350.372,"d":"1,335,350"},{"v":533473.37,"d":"533,473"},{"v":1335350.372,"d":"1,335,350"},{"v":533473.37,"d":"533,473"},{"v":164179,"d":"164,179"},{"v":68492,"d":"68,492"},{"v":216.33,"d":"216"},{"v":88.401,"d":"88"},{"v":257.655,"d":"258"},{"v":110219.236,"d":"110,219"},{"v":17569.102,"d":"17,569"},{"v":2488.168,"d":"2,488"},{"v":110809.587,"d":"110,810"},null,2.635,2.581,3.139,{"v":1342.672,"d":"1,342.672"},0.107,0.015,{"v":1349.863,"d":"1,349.863"},null,0.324,0.331,0.386,165.079,0.013,{"v":2E-3,"d":"0.002"},165.963,null,2.635,2.581,3.139,{"v":1342.672,"d":"1,342.672"},0.107,0.015,{"v":1349.863,"d":"1,349.863"},null,{"v":544.564,"d":"545"},{"v":222.53,"d":"223"},{"v":648.593,"d":"649"},{"v":277453.718,"d":"277,454"},{"v":44226.514,"d":"44,227"},{"v":6263.439,"d":"6,263"},null,{"v":3361463.375,"d":"3,361,463"},{"v":1342906.875,"d":"1,342,907"},{"v":3361463.375,"d":"3,361,463"},{"v":1342906.875,"d":"1,342,907"},"EIA","EIA","EPA/CAMD; EIA","EIA","EIA","EIA","--","EIA","EIA",{"$nulls":6},{"v":2026113.003,"d":"2,026,113"},{"v":809433.505,"d":"809,434"},{"v":328.234,"d":"328"},{"v":134.129,"d":"134"},{"v":390.938,"d":"391"},{"v":167234.482,"d":"167,234"},{"v":26657.412,"d":"26,657"},{"v":3775.271,"d":"3,775"},{"v":8133.502894,"d":"8,133.503"},{"v":83530.346,"d":"83,530"},0,{"v":80648.654,"d":"80,649"},0,0,0,0,0,0,0,0,{"v":164179,"d":"164,179"},0,0,{"v":164179,"d":"164,179"},0,{"v":0.50877606758477,"d":"50.9%"},{"v":0,"d":"0.0%"},{"v":0.49122393241523,"d":"49.1%"},{"v":0,"d":"0.0%"},{"v":0,"d":"0.0%"},{"v":0,"d":"0.0%"},{"v":0,"d":"0.0%"},{"v":0,"d":"0.0%"},{"v":0,"d":"0.0%"},{"v":0,"d":"0.0%"},{"v":0,"d":"0.0%"},{"v":1,"d":"100.0%"},{"v":0,"d":"0.0%"},{"v":0,"d":"0.0%"},{"v":1,"d":"100.0%"},{"v":0,"d":"0.0%"}]
[11549,2019,"WI","Castle Rock",4079,"American Transmission Co",659,"Wisconsin River Power Company",20863,"Electric Utility","Midcontinent Independent Transmission System Operator, Inc..","MISO","MRO","MROE","MRO East","MISO","55","001","Adams",43.8656,-89.9514,5,5,"WAT","HYDRO",null,{"v":0.83332,"d":"0.8333"},{"v":15,"d":"15.0"},{"$nulls":9},{"v":975081.016,"d":"975,081"},{"v":384751.016,"d":"384,751"},{"v":109498,"d":"109,498"},{"v":43206,"d":"43,206"},{"$nulls":41},{"v":975081.016,"d":"975,081"},{"v":384751.016,"d":"384,751"},{"$nulls":6},"--","EIA","EIA",{"$nulls":15},0,0,0,0,{"v":109498,"d":"109,498"},0,0,0,0,0,0,0,{"v":109498,"d":"109,498"},0,0,{"v":109498,"d":"109,498"},{"v":0,"d":"0.0%"},{"v":0,"d":"0.0%"},{"v":0,"d":"0.0%"},{"v":0,"d":"0.0%"},{"v":1,"d":"100.0%"},{"v":0,"d":"0.0%"},{"v":0,"d":"0.0%"},{"v":0,"d":"0.0%"},{"v":0,"d":"0.0%"},{"v":0,"d":"0.0%"},{"v":0,"d":"0.0%"},{"v":0,"d":"0.0%"},{"v":1,"d":"100.0%"},{"v":0,"d":"0.0%"},{"v":0,"d":"0.0%"},{"v":1,"d":"100.0%"}]
[11572,2019,"WI","Domtar Paper Company Rothschild",50190,"Wisconsin Public Service Corp",20860,"Domtar Paper Company Rothschild",55997,"Industrial Non-CHP","Midcontinent Independent Transmission System Operator, Inc..","MISO","MRO","MROE","MRO East","MISO","55","073","Marathon",44.8867,-89.6272,8,8,"WAT","HYDRO",null,{"v":0.05461,"d":"0.0546"},9.4,null,null,"Yes",0,null,{"v":1,"d":"1.0000"},{"$nulls":3},{"v":40041,"d":"40,041"},null,{"v":4497,"d":"4,497"},{"v":1774,"d":"1,774"},{"$nulls":4},0,0,{"$nulls":6},{"v":0,"d":"0.000"},{"v":0,"d":"0.000"},{"$nulls":22},0,0,{"$nulls":3},{"v":40041,"d":"40,041"},{"v":15800,"d":"15,800"},{"$nulls":4},"EIA","EIA","--","EIA","EIA",{"$nulls":12},0,0,null,0,0,0,0,{"v":4496.58,"d":"4,497"},0,0,0,0,0,0,0,{"v":4496.58,"d":"4,497"},0,0,{"v":4496.58,"d":"4,497"},{"v":0,"d":"0.0%"},{"v":0,"d":"0.0%"},{"v":0,"d":"0.0%"},{"v":0,"d":"0.0%"},{"v":1,"d":"100.0%"},{"v":0,"d":"0.0%"},{"v":0,"d":"0.0%"},{"v":0,"d":"0.0%"},{"v":0,"d":"0.0%"},{"v":0,"d":"0.0%"},{"v":0,"d":"0.0%"},{"v":0,"d":"0.0%"},{"v":1,"d":"100.0%"},{"v":0,"d":"0.0%"},{"v":0,"d":"0.0%"},{"v":1,"d":"100.0%"}]
[11604,2019,"WI","Gordon",3976,"Dahlberg Light & Power Co",4715,"Dahlberg Light & Power Co",4715,"Electric Utility","Midcontinent Independent Transmission System Operator, Inc..","MISO","MRO","MROW","MRO West","MISO","55","031","Douglas",46.23669,-91.785532,4,4,"DFO","OIL",null,{"v":0,"d":"0.0000"},{"v":7,"d":"7.0"},{"$nulls":11},0,0,{"$nulls":49},"--",{"$nulls":17},0,0,0,0,0,0,0,0,0,0,0,0,0,0,0,0]
[11611,2019,"WI","Holcombe",4007,"Northern States Power Co",13780,"Northern States Power Co - Minnesota",13781,"Electric Utility","Midcontinent Independent Transmission System Operator, Inc..","MISO","MRO","MROW","MRO West","MISO","55","017","Chippewa",45.223611,-91.127222,3,3,"WAT","HYDRO",null,{"v":0.50623,"d":"0.5062"},33.9,{"$nulls":9},{"v":1338697.031,"d":"1,338,697"},{"v":528227.016,"d":"528,227"},{"v":150330.999,"d":"150,331"},{"v":59318.001,"d":"59,318"},{"$nulls":41},{"v":1338697.031,"d":"1,338,697"},{"v":528227.016,"d":"528,227"},{"$nulls":6},"--","EIA","EIA",{"$nulls":15},0,0,0,0,{"v":150331,"d":"150,331"},0,0,0,0,0,0,0,{"v":150331,"d":"150,331"},0,0,{"v":150331,"d":"150,331"},{"v":0,"d":"0.0%"},{"v":0,"d":"0.0%"},{"v":0,"d":"0.0%"},{"v":0,"d":"0.0%"},{"v":1,"d":"100.0%"},{"v":0,"d":"0.0%"},{"v":0,"d":"0.0%"},{"v":0,"d":"0.0%"},{"v":0,"d":"0.0%"},{"v":0,"d":"0.0%"},{"v":0,"d":"0.0%"},{"v":0,"d":"0.0%"},{"v":1,"d":"100.0%"},{"v":0,"d":"0.0%"},{"v":0,"d":"0.0%"},{"v":1,"d":"100.0%"}]
[11636,2019,"WI","Manitowoc",4125,"American Transmission Co",659,"Manitowoc Public Utilities",11571,"Electric Utility","Midcontinent Independent Transmission System Operator, Inc..","MISO","MRO","MROE","MRO East","MISO","55","071","Manitowoc",44.082,-87.6558,2,9,"PC","OIL","Yes",{"v":0.07061,"d":"0.0706"},213.4,{"v":1,"d":"1.0000"},"Yes","Yes",{"v":323144.8,"d":"323,145"},{"v":1.394,"d":"1"},{"v":0.650208,"d":"0.6502"},null,{"v":1292753.624,"d":"1,292,754"},{"v":598130.675,"d":"598,131"},{"v":1292753.624,"d":"1,292,754"},{"v":598130.675,"d":"598,131"},{"v":131997,"d":"131,997"},{"v":63750,"d":"63,750"},{"v":31.274,"d":"31"},{"v":13.788,"d":"14"},{"v":160.114,"d":"160"},{"v":110892.648,"d":"110,893"},{"v":26678.929,"d":"26,679"},{"v":3964.077,"d":"3,964"},{"v":111816.782,"d":"111,817"},null,0.474,0.433,2.426,{"v":1680.23,"d":"1,680.230"},0.202,{"v":0.03,"d":"0.030"},{"v":1694.232,"d":"1,694.232"},null,0.048,0.046,0.248,{"v":171.56,"d":"171.560"},0.021,0.003,{"v":172.99,"d":"172.990"},null,0.474,0.433,2.426,{"v":1680.23,"d":"1,680.230"},0.202,{"v":0.03,"d":"0.030"},{"v":1694.232,"d":"1,694.232"},null,{"v":48.099,"d":"48"},{"v":21.206,"d":"21"},{"v":246.25,"d":"246"},{"v":207820.694,"d":"207,821"},{"v":41031.394,"d":"41,031"},{"v":6096.631,"d":"6,097"},null,{"v":1988216.336,"d":"1,988,216"},{"v":919907.055,"d":"919,907"},{"v":1988216.336,"d":"1,988,216"},{"v":919907.055,"d":"919,907"},"EPA/CAMD","EPA/CAMD","EPA/CAMD","EPA/CAMD","EIA","EIA","--","EPA/CAMD","EPA/CAMD",{"$nulls":3},{"v":37271.124,"d":"37,271"},null,null,{"v":695462.712,"d":"695,463"},{"v":321776.38,"d":"321,776"},{"v":16.825,"d":"17"},{"v":7.418,"d":"7"},{"v":86.136,"d":"86"},{"v":59656.922,"d":"59,657"},{"v":14352.465,"d":"14,352"},{"v":2132.554,"d":"2,133"},{"v":9793.810645,"d":"9,793.811"},{"v":18005.131,"d":"18,005"},{"v":89686.683,"d":"89,687"},{"v":566.922,"d":"567"},0,0,{"v":23738.264,"d":"23,738"},0,0,0,0,0,{"v":108258.736,"d":"108,259"},{"v":23738.264,"d":"23,738"},{"v":23738.264,"d":"23,738"},{"v":131997,"d":"131,997"},0,{"v":0.136405607703205,"d":"13.6%"},{"v":0.679460010454783,"d":"67.9%"},{"v":0.0042949612491193,"d":"0.4%"},{"v":0,"d":"0.0%"},{"v":0,"d":"0.0%"},{"v":0.179839420592892,"d":"18.0%"},{"v":0,"d":"0.0%"},{"v":0,"d":"0.0%"},{"v":0,"d":"0.0%"},{"v":0,"d":"0.0%"},{"v":0,"d":"0.0%"},{"v":0.820160579407108,"d":"82.0%"},{"v":0.179839420592892,"d":"18.0%"},{"v":0.179839420592892,"d":"18.0%"},{"v":1,"d":"100.0%"},{"v":0,"d":"0.0%"}]
[11672,2019,"WI","Pine",4045,"American Transmission Co",659,"Wisconsin Electric Power Co",20847,"Electric Utility","Midcontinent Independent Transmission System Operator, Inc..","MISO","RFC","RFCW","RFC West","MISO","55","037","Florence",45.8275,-88.2483,2,2,"WAT","HYDRO",null,{"v":0.05918,"d":"0.0592"},3.2,{"$nulls":9},{"v":14772,"d":"14,772"},{"v":5829,"d":"5,829"},{"v":1659,"d":"1,659"},655,{"$nulls":41},{"v":14772,"d":"14,772"},{"v":5829,"d":"5,829"},{"$nulls":6},"--","EIA","EIA",{"$nulls":15},0,0,0,0,{"v":1659,"d":"1,659"},0,0,0,0,0,0,0,{"v":1659,"d":"1,659"},0,0,{"v":1659,"d":"1,659"},{"v":0,"d":"0.0%"},{"v":0,"d":"0.0%"},{"v":0,"d":"0.0%"},{"v":0,"d":"0.0%"},{"v":1,"d":"100.0%"},{"v":0,"d":"0.0%"},{"v":0,"d":"0.0%"},{"v":0,"d":"0.0%"},{"v":0,"d":"0.0%"},{"v":0,"d":"0.0%"},{"v":0,"d":"0.0%"},{"v":0,"d":"0.0%"},{"v":1,"d":"100.0%"},{"v":0,"d":"0.0%"},{"v":0,"d":"0.0%"},{"v":1,"d":"100.0%"}]
[11679,2019,"WI","Pulliam",4072,"American Transmission Co",659,"Wisconsin Public Service Corp",20860,"Electric Utility","Midcontinent Independent Transmission System Operator, Inc..","MISO","MRO","MROE","MRO East","MISO","55","009","Brown",44.54,-88.0086,1,9,"NG","GAS",null,{"v":0.00915,"d":"0.0092"},671.2,{"v":1,"d":"1.0000"},{"$nulls":6},{"v":677967.312,"d":"677,967"},{"v":300447.25,"d":"300,447"},{"v":677967.312,"d":"677,967"},{"v":300447.25,"d":"300,447"},{"v":53774,"d":"53,774"},{"v":23369,"d":"23,369"},{"v":8.679,"d":"9"},{"v":3.226,"d":"3"},{"v":0.203,"d":"0"},{"v":40289.879,"d":"40,290"},{"v":1504.352,"d":"1,504"},{"v":150.435,"d":"150"},{"v":40331.098,"d":"40,331"},null,0.323,0.276,0.008,{"v":1498.489,"d":"1,498.489"},0.028,0.003,{"v":1500.022,"d":"1,500.022"},null,0.026,0.021,{"v":1E-3,"d":"0.001"},118.855,{"v":2E-3,"d":"0.002"},{"v":0,"d":"0.000"},118.977,null,0.323,0.276,0.008,{"v":1498.489,"d":"1,498.489"},0.028,0.003,{"v":1500.022,"d":"1,500.022"},null,{"v":8.679,"d":"9"},{"v":3.226,"d":"3"},{"v":0.203,"d":"0"},{"v":40289.879,"d":"40,290"},{"v":1504.352,"d":"1,504"},{"v":150.435,"d":"150"},null,{"v":677967.312,"d":"677,967"},{"v":300447.25,"d":"300,447"},{"v":677967.312,"d":"677,967"},{"v":300447.25,"d":"300,447"},"EPA/CAMD","EPA/CAMD","EPA/CAMD","EPA/CAMD","EIA","EIA","--","EPA/CAMD","EPA/CAMD",{"$nulls":14},{"v":12607.715857,"d":"12,607.716"},0,0,{"v":53774,"d":"53,774"},0,0,0,0,0,0,0,0,{"v":53774,"d":"53,774"},0,0,{"v":53774,"d":"53,774"},0,{"v":0,"d":"0.0%"},{"v":0,"d":"0.0%"},{"v":1,"d":"100.0%"},{"v":0,"d":"0.0%"},{"v":0,"d":"0.0%"},{"v":0,"d":"0.0%"},{"v":0,"d":"0.0%"},{"v":0,"d":"0.0%"},{"v":0,"d":"0.0%"},{"v":0,"d":"0.0%"},{"v":0,"d":"0.0%"},{"v":1,"d":"100.0%"},{"v":0,"d":"0.0%"},{"v":0,"d":"0.0%"},{"v":1,"d":"100.0%"},{"v":0,"d":"0.0%"}]
[11711,2019,"WI","Trego",4012,"Northern States Power Co",13780,"Northern States Power Co - Minnesota",13781,"Electric Utility","Midcontinent Independent Transmission System Operator, Inc..","MISO","MRO","MROW","MRO West","MISO","55","129","Washburn",45.94794,-91.888374,2,2,"WAT","HYDRO",null,{"v":0.93246,"d":"0.9325"},1.2,{"$nulls":9},{"v":87287,"d":"87,287"},{"v":34441.999,"d":"34,442"},{"v":9802,"d":"9,802"},{"v":3868,"d":"3,868"},{"$nulls":41},{"v":87287,"d":"87,287"},{"v":34441.999,"d":"34,442"},{"$nulls":6},"--","EIA","EIA",{"$nulls":15},0,0,0,0,{"v":9802,"d":"9,802"},0,0,0,0,0,0,0,{"v":9802,"d":"9,802"},0,0,{"v":9802,"d":"9,802"},{"v":0,"d":"0.0%"},{"v":0,"d":"0.0%"},{"v":0,"d":"0.0%"},{"v":0,"d":"0.0%"},{"v":1,"d":"100.0%"},{"v":0,"d":"0.0%"},{"v":0,"d":"0.0%"},{"v":0,"d":"0.0%"},{"v":0,"d":"0.0%"},{"v":0,"d":"0.0%"},{"v":0,"d":"0.0%"},{"v":0,"d":"0.0%"},{"v":1,"d":"100.0%"},{"v":0,"d":"0.0%"},{"v":0,"d":"0.0%"},{"v":1,"d":"100.0%"}]
[11734,2019,"WI","Winter",8013,"North Central Power Co Inc",13697,"North Central Power Co Inc",13697,"Electric Utility","Midcontinent Independent Transmission System Operator, Inc..","MISO","MRO","MROW","MRO West","MISO","55","113","Sawyer",45.836675,-90.97352,2,2,"DFO","OIL",null,{"v":0,"d":"0.0000"},5.6,{"$nulls":7},695,283,695,283,{"v":-38,"d":"(38)"},{"v":-16,"d":"(16)"},{"v":1.118,"d":"1"},{"v":0.456,"d":"0"},{"v":0.101,"d":"0"},{"v":56.756,"d":"57"},{"v":4.597,"d":"5"},{"v":0.919,"d":"1"},{"v":56.95,"d":"57"},null,{"v":0,"d":"0.000"},{"v":0,"d":"0.000"},{"v":0,"d":"0.000"},{"v":0,"d":"0.000"},{"v":0,"d":"0.000"},{"v":0,"d":"0.000"},{"v":0,"d":"0.000"},null,3.217,3.223,{"v":0.29,"d":"0.290"},163.327,0.007,{"v":1E-3,"d":"0.001"},163.886,null,{"v":0,"d":"0.000"},{"v":0,"d":"0.000"},{"v":0,"d":"0.000"},{"v":0,"d":"0.000"},{"v":0,"d":"0.000"},{"v":0,"d":"0.000"},{"v":0,"d":"0.000"},null,{"v":1.118,"d":"1"},{"v":0.456,"d":"0"},{"v":0.101,"d":"0"},{"v":56.756,"d":"57"},{"v":4.597,"d":"5"},{"v":0.919,"d":"1"},null,695,283,695,283,"EIA","EIA","EIA","EIA","EIA","EIA","--","EIA","EIA",{"$nulls":14},{"v":-18289.473684,"d":"(18,289.474)"},0,{"v":-38,"d":"(38)"},0,0,0,0,0,0,0,0,0,{"v":-38,"d":"(38)"},0,0,{"v":-38,"d":"(38)"},0]
[11741,2019,"WV","Axiall Corporation Natrium Plant",50491,"Wheeling Power Co",20521,"Westlake Chemical Natrium Plant",60586,"Industrial CHP","PJM Interconnection, LLC","PJM","RFC","RFCW","RFC West","PJM","54","051","Marshall",39.7475,-80.8547,3,4,"NG","GAS",null,0.6338,{"v":123,"d":"123.0"},{"v":0.276995605486877,"d":"0.2770"},null,"Yes",{"v":4353574.4,"d":"4,353,574"},{"v":0.535,"d":"1"},{"v":0.41651,"d":"0.4165"},null,{"v":4426921.728,"d":"4,426,922"},{"v":2166054.093,"d":"2,166,054"},{"v":4426921.728,"d":"4,426,922"},{"v":2166054.093,"d":"2,166,054"},{"v":682909.665,"d":"682,910"},{"v":332989.786,"d":"332,990"},{"v":239.442,"d":"239"},{"v":112.566,"d":"113"},{"v":6.134,"d":"6"},{"v":223841.055,"d":"223,841"},{"v":7681.561,"d":"7,682"},{"v":768.051,"d":"768"},{"v":224051.514,"d":"224,052"},null,0.701,0.676,0.018,655.551,0.011,{"v":1E-3,"d":"0.001"},656.167,null,0.108,0.104,0.003,101.127,{"v":2E-3,"d":"0.002"},{"v":0,"d":"0.000"},101.222,null,0.701,0.676,0.018,655.551,0.011,{"v":1E-3,"d":"0.001"},656.167,null,{"v":574.877,"d":"575"},{"v":270.261,"d":"270"},{"v":14.726,"d":"15"},{"v":537420.387,"d":"537,420"},{"v":18442.673,"d":"18,443"},{"v":1844.015,"d":"1,844"},null,{"v":10628604.25,"d":"10,628,604"},{"v":5200483.125,"d":"5,200,483"},{"v":10628604.25,"d":"10,628,604"},{"v":5200483.125,"d":"5,200,483"},"EPA/CAMD","EPA/CAMD","EIA","EPA/CAMD","EIA","EIA","--","EPA/CAMD","EPA/CAMD",{"$nulls":6},{"v":6201682.522,"d":"6,201,683"},{"v":3034429.032,"d":"3,034,429"},{"v":335.435,"d":"335"},{"v":157.695,"d":"158"},{"v":8.593,"d":"9"},{"v":313579.332,"d":"313,579"},{"v":10761.112,"d":"10,761"},{"v":1075.964,"d":"1,076"},{"v":6482.441161,"d":"6,482.441"},0,0,{"v":641330.56,"d":"641,331"},0,0,0,0,0,0,{"v":41579.106,"d":"41,579"},0,{"v":682909.666,"d":"682,910"},0,0,{"v":682909.666,"d":"682,910"},0,{"v":0,"d":"0.0%"},{"v":0,"d":"0.0%"},{"v":0.939114778908401,"d":"93.9%"},{"v":0,"d":"0.0%"},{"v":0,"d":"0.0%"},{"v":0,"d":"0.0%"},{"v":0,"d":"0.0%"},{"v":0,"d":"0.0%"},{"v":0,"d":"0.0%"},{"v":0.0608852210915989,"d":"6.1%"},{"v":0,"d":"0.0%"},{"v":1,"d":"100.0%"},{"v":0,"d":"0.0%"},{"v":0,"d":"0.0%"},{"v":1,"d":"100.0%"},{"v":0,"d":"0.0%"}]
[11742,2019,"WV","Beech Ridge Energy LLC",57151,"Monongahela Power Co",12796,"Invenergy Services LLC",49893,"IPP Non-CHP","PJM Interconnection, LLC","PJM","RFC","RFCW","RFC West","PJM","54","025","Greenbrier",38.0878,-80.4925,1,1,"WND","WIND",null,0.2621,100.5,{"$nulls":9},{"v":2054784,"d":"2,054,784"},{"v":787824,"d":"787,824"},{"v":230745,"d":"230,745"},{"v":88470,"d":"88,470"},{"$nulls":41},{"v":2054784,"d":"2,054,784"},{"v":787824,"d":"787,824"},{"$nulls":6},"--","EIA","EIA",{"$nulls":15},0,0,0,0,0,0,{"v":230745,"d":"230,745"},0,0,0,0,0,{"v":230745,"d":"230,745"},{"v":230745,"d":"230,745"},0,{"v":230745,"d":"230,745"},{"v":0,"d":"0.0%"},{"v":0,"d":"0.0%"},{"v":0,"d":"0.0%"},{"v":0,"d":"0.0%"},{"v":0,"d":"0.0%"},{"v":0,"d":"0.0%"},{"v":1,"d":"100.0%"},{"v":0,"d":"0.0%"},{"v":0,"d":"0.0%"},{"v":0,"d":"0.0%"},{"v":0,"d":"0.0%"},{"v":0,"d":"0.0%"},{"v":1,"d":"100.0%"},{"v":1,"d":"100.0%"},{"v":0,"d":"0.0%"},{"v":1,"d":"100.0%"}]
[11743,2019,"WV","Beech Ridge Energy Storage",60390,"Monongahela Power Co",12796,"Invenergy Services LLC",49893,"IPP Non-CHP","PJM Interconnection, LLC","PJM","RFC","RFCW","RFC West","PJM","54","025","Greenbrier",38.0878,-80.4925,1,1,"MWH","OTHF",null,{"v":0,"d":"0.0000"},31.5,{"$nulls":7},0,0,0,0,{"v":-1565,"d":"(1,565)"},{"v":-457,"d":"(457)"},{"$nulls":8},{"v":0,"d":"0.000"},{"v":0,"d":"0.000"},{"v":0,"d":"0.000"},{"v":0,"d":"0.000"},{"v":0,"d":"0.000"},{"v":0,"d":"0.000"},{"v":0,"d":"0.000"},{"$nulls":9},{"v":0,"d":"0.000"},null,{"v":0,"d":"0.000"},{"v":0,"d":"0.000"},{"v":0,"d":"0.000"},{"v":0,"d":"0.000"},{"v":0,"d":"0.000"},{"$nulls":8},0,0,0,0,{"$nulls":6},"--","EIA","EIA",{"$nulls":15},0,0,0,0,0,0,0,0,0,0,{"v":-1565,"d":"(1,565)"},{"v":-1565,"d":"(1,565)"},0,0,{"v":-1565,"d":"(1,565)"},0]
[11744,2019,"WV","Beech Ridge II Wind Energy Center",62482,"Monongahela Power Co",12796,"Invenergy Services LLC",49893,"IPP Non-CHP","PJM Interconnection, LLC","PJM","RFC","RFCW","RFC West","PJM","54","025","Greenbrier",38.112222,-80.613055,1,1,"WND","WIND",null,null,56.2,{"$nulls":62},"--"]
[11745,2019,"WV","Belleville Dam",7594,"Ohio Power Co",14006,"American Mun Power-Ohio, Inc",40577,"Electric Utility","PJM Interconnection, LLC","PJM","RFC","RFCW","RFC West","PJM","54","107","Wood",39.1192,-81.7375,2,2,"WAT","HYDRO",null,{"v":0.72667,"d":"0.7267"},{"v":42,"d":"42.0"},{"$nulls":9},{"v":2380804,"d":"2,380,804"},{"v":831532,"d":"831,532"},{"v":267356,"d":"267,356"},{"v":93378,"d":"93,378"},{"$nulls":41},{"v":2380804,"d":"2,380,804"},{"v":831532,"d":"831,532"},{"$nulls":6},"--","EIA","EIA",{"$nulls":15},0,0,0,0,{"v":267356,"d":"267,356"},0,0,0,0,0,0,0,{"v":267356,"d":"267,356"},0,0,{"v":267356,"d":"267,356"},{"v":0,"d":"0.0%"},{"v":0,"d":"0.0%"},{"v":0,"d":"0.0%"},{"v":0,"d":"0.0%"},{"v":1,"d":"100.0%"},{"v":0,"d":"0.0%"},{"v":0,"d":"0.0%"},{"v":0,"d":"0.0%"},{"v":0,"d":"0.0%"},{"v":0,"d":"0.0%"},{"v":0,"d":"0.0%"},{"v":0,"d":"0.0%"},{"v":1,"d":"100.0%"},{"v":0,"d":"0.0%"},{"v":0,"d":"0.0%"},{"v":1,"d":"100.0%"}]
[11746,2019,"WV","Big Sandy Peaker Plant",55284,"Appalachian Power Co",733,"Middle River Power II, LLC",60432,"IPP Non-CHP","PJM Interconnection, LLC","PJM","RFC","RFCW","RFC West","PJM","54","099","Wayne",38.3441,-82.5938,12,6,"NG","GAS",null,{"v":0.07938,"d":"0.0794"},353.4,{"v":1,"d":"1.0000"},{"$nulls":6},{"v":2699924.484,"d":"2,699,924"},{"v":1272381.898,"d":"1,272,382"},{"v":2699924.484,"d":"2,699,924"},{"v":1272381.898,"d":"1,272,382"},{"v":245748,"d":"245,748"},{"v":131524.002,"d":"131,524"},{"v":267.573,"d":"268"},{"v":139.403,"d":"139"},{"v":0.831,"d":"1"},{"v":159246.1,"d":"159,246"},{"v":6053.788,"d":"6,054"},{"v":605.379,"d":"605"},{"v":159411.973,"d":"159,412"},null,2.178,{"v":2.12,"d":"2.120"},0.007,{"v":1296.011,"d":"1,296.011"},0.025,{"v":2E-3,"d":"0.002"},{"v":1297.361,"d":"1,297.361"},null,0.198,0.219,{"v":1E-3,"d":"0.001"},117.963,{"v":2E-3,"d":"0.002"},{"v":0,"d":"0.000"},118.086,null,2.178,{"v":2.12,"d":"2.120"},0.007,{"v":1296.011,"d":"1,296.011"},0.025,{"v":2E-3,"d":"0.002"},{"v":1297.361,"d":"1,297.361"},null,{"v":267.573,"d":"268"},{"v":139.403,"d":"139"},{"v":0.831,"d":"1"},{"v":159246.1,"d":"159,246"},{"v":6053.788,"d":"6,054"},{"v":605.379,"d":"605"},null,{"v":2699924.484,"d":"2,699,924"},{"v":1272381.898,"d":"1,272,382"},{"v":2699924.484,"d":"2,699,924"},{"v":1272381.898,"d":"1,272,382"},"EPA/CAMD","EPA/CAMD","EPA/CAMD","EPA/CAMD","EIA","EIA","--","EPA/CAMD","EPA/CAMD",{"$nulls":14},{"v":10986.557304,"d":"10,986.557"},0,0,{"v":245748,"d":"245,748"},0,0,0,0,0,0,0,0,{"v":245748,"d":"245,748"},0,0,{"v":245748,"d":"245,748"},0,{"v":0,"d":"0.0%"},{"v":0,"d":"0.0%"},{"v":1,"d":"100.0%"},{"v":0,"d":"0.0%"},{"v":0,"d":"0.0%"},{"v":0,"d":"0.0%"},{"v":0,"d":"0.0%"},{"v":0,"d":"0.0%"},{"v":0,"d":"0.0%"},{"v":0,"d":"0.0%"},{"v":0,"d":"0.0%"},{"v":1,"d":"100.0%"},{"v":0,"d":"0.0%"},{"v":0,"d":"0.0%"},{"v":1,"d":"100.0%"},{"v":0,"d":"0.0%"}]
[11747,2019,"WV","Ceredo Generating Station",55276,"Appalachian Power Co",733,"Appalachian Power Co",733,"Electric Utility","PJM Interconnection, LLC","PJM","RFC","RFCW","RFC West","PJM","54","099","Wayne",38.3681,-82.5339,6,6,"NG","GAS",null,{"v":0.07998,"d":"0.0800"},{"v":519,"d":"519.0"},{"v":1,"d":"1.0000"},{"$nulls":6},{"v":4373504.562,"d":"4,373,505"},{"v":1781107.969,"d":"1,781,108"},{"v":4373504.562,"d":"4,373,505"},{"v":1781107.969,"d":"1,781,108"},{"v":363634.998,"d":"363,635"},{"v":145945.002,"d":"145,945"},{"v":70.189,"d":"70"},{"v":29.325,"d":"29"},{"v":1.341,"d":"1"},{"v":258037.602,"d":"258,038"},{"v":9659.361,"d":"9,659"},{"v":965.936,"d":"966"},{"v":258302.268,"d":"258,302"},null,0.386,0.402,0.007,{"v":1419.212,"d":"1,419.212"},0.027,0.003,{"v":1420.668,"d":"1,420.668"},null,0.032,0.033,{"v":1E-3,"d":"0.001"},{"v":118,"d":"118.000"},{"v":2E-3,"d":"0.002"},{"v":0,"d":"0.000"},118.121,null,0.386,0.402,0.007,{"v":1419.212,"d":"1,419.212"},0.027,0.003,{"v":1420.668,"d":"1,420.668"},null,{"v":70.189,"d":"70"},{"v":29.325,"d":"29"},{"v":1.341,"d":"1"},{"v":258037.602,"d":"258,038"},{"v":9659.361,"d":"9,659"},{"v":965.936,"d":"966"},null,{"v":4373504.562,"d":"4,373,505"},{"v":1781107.969,"d":"1,781,108"},{"v":4373504.562,"d":"4,373,505"},{"v":1781107.969,"d":"1,781,108"},"EPA/CAMD","EPA/CAMD","EPA/CAMD","EPA/CAMD","EIA","EIA","--","EPA/CAMD","EPA/CAMD",{"$nulls":14},{"v":12027.182649,"d":"12,027.183"},0,0,{"v":363635,"d":"363,635"},0,0,0,0,0,0,0,0,{"v":363635,"d":"363,635"},0,0,{"v":363635,"d":"363,635"},0,{"v":0,"d":"0.0%"},{"v":0,"d":"0.0%"},{"v":1,"d":"100.0%"},{"v":0,"d":"0.0%"},{"v":0,"d":"0.0%"},{"v":0,"d":"0.0%"},{"v":0,"d":"0.0%"},{"v":0,"d":"0.0%"},{"v":0,"d":"0.0%"},{"v":0,"d":"0.0%"},{"v":0,"d":"0.0%"},{"v":1,"d":"100.0%"},{"v":0,"d":"0.0%"},{"v":0,"d":"0.0%"},{"v":1,"d":"100.0%"},{"v":0,"d":"0.0%"}]
[11748,2019,"WV","Dam No. 4 Hydro Station",6543,"West Penn Power Company",20387,"PE Hydro Generation, LLC",59927,"IPP Non-CHP","PJM Interconnection, LLC","PJM","RFC","RFCW","RFC West","PJM","54","037","Jefferson",39.493056,-77.826944,3,3,"WAT","HYDRO",null,0.4529,1.9,{"$nulls":9},{"v":67125.998,"d":"67,126"},{"v":23445,"d":"23,445"},{"v":7538,"d":"7,538"},{"v":2633.001,"d":"2,633"},{"$nulls":41},{"v":67125.998,"d":"67,126"},{"v":23445,"d":"23,445"},{"$nulls":6},"--","EIA","EIA",{"$nulls":15},0,0,0,0,{"v":7538,"d":"7,538"},0,0,0,0,0,0,0,{"v":7538,"d":"7,538"},0,0,{"v":7538,"d":"7,538"},{"v":0,"d":"0.0%"},{"v":0,"d":"0.0%"},{"v":0,"d":"0.0%"},{"v":0,"d":"0.0%"},{"v":1,"d":"100.0%"},{"v":0,"d":"0.0%"},{"v":0,"d":"0.0%"},{"v":0,"d":"0.0%"},{"v":0,"d":"0.0%"},{"v":0,"d":"0.0%"},{"v":0,"d":"0.0%"},{"v":0,"d":"0.0%"},{"v":1,"d":"100.0%"},{"v":0,"d":"0.0%"},{"v":0,"d":"0.0%"},{"v":1,"d":"100.0%"}]
[11749,2019,"WV","Dam No. 5 Hydro Station",6544,"West Penn Power Company",20387,"PE Hydro Generation, LLC",59927,"IPP Non-CHP","PJM Interconnection, LLC","PJM","RFC","RFCW","RFC West","PJM","54","003","Berkeley",39.605,-77.923055,2,2,"WAT","HYDRO",null,{"v":0.88128,"d":"0.8813"},{"v":1,"d":"1.0"},{"$nulls":9},{"v":68748,"d":"68,748"},{"v":24012,"d":"24,012"},{"v":7720,"d":"7,720"},{"v":2696,"d":"2,696"},{"$nulls":41},{"v":68748,"d":"68,748"},{"v":24012,"d":"24,012"},{"$nulls":6},"--","EIA","EIA",{"$nulls":15},0,0,0,0,{"v":7720,"d":"7,720"},0,0,0,0,0,0,0,{"v":7720,"d":"7,720"},0,0,{"v":7720,"d":"7,720"},{"v":0,"d":"0.0%"},{"v":0,"d":"0.0%"},{"v":0,"d":"0.0%"},{"v":0,"d":"0.0%"},{"v":1,"d":"100.0%"},{"v":0,"d":"0.0%"},{"v":0,"d":"0.0%"},{"v":0,"d":"0.0%"},{"v":0,"d":"0.0%"},{"v":0,"d":"0.0%"},{"v":0,"d":"0.0%"},{"v":0,"d":"0.0%"},{"v":1,"d":"100.0%"},{"v":0,"d":"0.0%"},{"v":0,"d":"0.0%"},{"v":1,"d":"100.0%"}]
[11750,2019,"WV","ESC Brooke County Power I",60202,"Monongahela Power Co",12796,"ESC Brooke County Power I",59964,"IPP Non-CHP","PJM Interconnection, LLC","PJM","RFC","RFCW","RFC West","PJM","54","009","Brooke",40.34045,-80.525963,3,3,"NG","GAS",null,null,841.5,{"$nulls":62},"--"]
[11751,2019,"WV","ESC Harrison County Power",60206,"Monongahela Power Co",12796,"ESC Harrison County Power",59966,"IPP Non-CHP","PJM Interconnection, LLC","PJM","RFC","RFCW","RFC West","PJM","54","033","Harrison",39.287039,-80.322869,2,2,"NG","GAS",null,null,578.9,{"$nulls":62},"--"]
[11752,2019,"WV","FirstEnergy Albright",3942,"Monongahela Power Co",12796,"Monongahela Power Co",12796,"Electric Utility","PJM Interconnection, LLC","PJM","RFC","RFCW","RFC West","PJM","54","077","Preston",39.488611,-79.636944,3,3,"BIT","COAL",null,null,278.2,{"$nulls":62},"--"]
[11753,2019,"WV","FirstEnergy Rivesville",3945,"Monongahela Power Co",12796,"Monongahela Power Co",12796,"Electric Utility","PJM Interconnection, LLC","PJM","RFC","RFCW","RFC West","PJM","54","049","Marion",39.531389,-80.113056,2,2,"BIT","COAL",null,null,109.7,{"$nulls":62},"--"]
[11754,2019,"WV","Fort Martin Power Station",3943,"Monongahela Power Co",12796,"Monongahela Power Co",12796,"Electric Utility","PJM Interconnection, LLC","PJM","RFC","RFCW","RFC West","PJM","54","061","Monongalia",39.710833,-79.9275,2,2,"BIT","COAL","Yes",{"v":0.66403,"d":"0.6640"},{"v":1152,"d":"1,152.0"},{"v":0.226624268032302,"d":"0.2266"},{"$nulls":6},{"v":65632054,"d":"65,632,054"},{"v":26943183,"d":"26,943,183"},{"v":65632054,"d":"65,632,054"},{"v":26943183,"d":"26,943,183"},{"v":6701026,"d":"6,701,026"},{"v":2687016,"d":"2,687,016"},{"v":9388.3,"d":"9,388"},{"v":3734.619,"d":"3,735"},{"v":4234.159,"d":"4,234"},{"v":6733848,"d":"6,733,848"},{"v":1679648.607,"d":"1,679,649"},{"v":244364.894,"d":"244,365"},{"v":6791253.977,"d":"6,791,254"},null,2.802,{"v":2.78,"d":"2.780"},1.264,{"v":2009.796,"d":"2,009.796"},0.251,0.036,{"v":2026.93,"d":"2,026.930"},null,0.286,0.277,0.129,{"v":205.2,"d":"205.200"},0.026,0.004,206.949,null,2.802,{"v":2.78,"d":"2.780"},1.264,{"v":2009.796,"d":"2,009.796"},0.251,0.036,{"v":2026.93,"d":"2,026.930"},null,{"v":9388.3,"d":"9,388"},{"v":3734.619,"d":"3,735"},{"v":4234.159,"d":"4,234"},{"v":6733848,"d":"6,733,848"},{"v":1679648.607,"d":"1,679,649"},{"v":244364.894,"d":"244,365"},null,{"v":65632054,"d":"65,632,054"},{"v":26943183,"d":"26,943,183"},{"v":65632054,"d":"65,632,054"},{"v":26943183,"d":"26,943,183"},"EPA/CAMD","EPA/CAMD","EPA/CAMD","EPA/CAMD","EIA","EIA","--","EPA/CAMD","EPA/CAMD",{"$nulls":14},{"v":9794.329177,"d":"9,794.329"},{"v":6687089.1,"d":"6,687,089"},{"v":13936.852,"d":"13,937"},0,0,0,0,0,0,0,0,0,{"v":6701025.952,"d":"6,701,026"},0,0,{"v":6701025.952,"d":"6,701,026"},0,{"v":0.997920191311027,"d":"99.8%"},{"v":0.00207980868897253,"d":"0.2%"},{"v":0,"d":"0.0%"},{"v":0,"d":"0.0%"},{"v":0,"d":"0.0%"},{"v":0,"d":"0.0%"},{"v":0,"d":"0.0%"},{"v":0,"d":"0.0%"},{"v":0,"d":"0.0%"},{"v":0,"d":"0.0%"},{"v":0,"d":"0.0%"},{"v":1,"d":"100.0%"},{"v":0,"d":"0.0%"},{"v":0,"d":"0.0%"},{"v":1,"d":"100.0%"},{"v":0,"d":"0.0%"}]
[11755,2019,"WV","Gauley River Power Partners",56333,"Appalachian Power Co",733,"Gauley River Power Partners LP",54686,"IPP Non-CHP","PJM Interconnection, LLC","PJM","RFC","RFCW","RFC West","PJM","54","067","Nicholas",38.21921,-80.89061,2,2,"WAT","HYDRO",null,{"v":0.24949,"d":"0.2495"},{"v":80,"d":"80.0"},{"$nulls":9},{"v":1556986,"d":"1,556,986"},{"v":543802,"d":"543,802"},{"v":174844,"d":"174,844"},{"v":61067,"d":"61,067"},{"$nulls":41},{"v":1556986,"d":"1,556,986"},{"v":543802,"d":"543,802"},{"$nulls":6},"--","EIA","EIA",{"$nulls":15},0,0,0,0,{"v":174844,"d":"174,844"},0,0,0,0,0,0,0,{"v":174844,"d":"174,844"},0,0,{"v":174844,"d":"174,844"},{"v":0,"d":"0.0%"},{"v":0,"d":"0.0%"},{"v":0,"d":"0.0%"},{"v":0,"d":"0.0%"},{"v":1,"d":"100.0%"},{"v":0,"d":"0.0%"},{"v":0,"d":"0.0%"},{"v":0,"d":"0.0%"},{"v":0,"d":"0.0%"},{"v":0,"d":"0.0%"},{"v":0,"d":"0.0%"},{"v":0,"d":"0.0%"},{"v":1,"d":"100.0%"},{"v":0,"d":"0.0%"},{"v":0,"d":"0.0%"},{"v":1,"d":"100.0%"}]
[11756,2019,"WV","Glen Ferris Hydro",50010,"Appalachian Power Co",733,"Hawks Nest Hydro LLC",55698,"Industrial Non-CHP","PJM Interconnection, LLC","PJM","RFC","RFCW","RFC West","PJM","54","019","Fayette",38.1483,-81.2147,8,8,"WAT","HYDRO",null,0.2108,6.2,{"$nulls":9},{"v":101951.998,"d":"101,952"},{"v":35607.998,"d":"35,608"},{"v":11449,"d":"11,449"},{"v":3999,"d":"3,999"},{"$nulls":41},{"v":101951.998,"d":"101,952"},{"v":35607.998,"d":"35,608"},{"$nulls":6},"--","EIA","EIA",{"$nulls":15},0,0,0,0,{"v":11449,"d":"11,449"},0,0,0,0,0,0,0,{"v":11449,"d":"11,449"},0,0,{"v":11449,"d":"11,449"},{"v":0,"d":"0.0%"},{"v":0,"d":"0.0%"},{"v":0,"d":"0.0%"},{"v":0,"d":"0.0%"},{"v":1,"d":"100.0%"},{"v":0,"d":"0.0%"},{"v":0,"d":"0.0%"},{"v":0,"d":"0.0%"},{"v":0,"d":"0.0%"},{"v":0,"d":"0.0%"},{"v":0,"d":"0.0%"},{"v":0,"d":"0.0%"},{"v":1,"d":"100.0%"},{"v":0,"d":"0.0%"},{"v":0,"d":"0.0%"},{"v":1,"d":"100.0%"}]
[11757,2019,"WV","Grant Town Power Plant",10151,"Monongahela Power Co",12796,"American Bituminous Power LP",563,"IPP Non-CHP","PJM Interconnection, LLC","PJM","RFC","RFCW","RFC West","PJM","54","049","Marion",39.561831,-80.163138,2,1,"WC","COAL","Yes",{"v":0.71334,"d":"0.7133"},95.7,{"v":0.144432834088006,"d":"0.1444"},null,"Yes",0,null,{"v":1,"d":"1.0000"},null,{"v":8916528.5,"d":"8,916,529"},{"v":3790227.75,"d":"3,790,228"},{"v":8916528.5,"d":"8,916,529"},{"v":3790227.75,"d":"3,790,228"},{"v":598016,"d":"598,016"},{"v":246445,"d":"246,445"},{"v":1431.644,"d":"1,432"},{"v":586.036,"d":"586"},{"v":1555.985,"d":"1,556"},{"v":914839.406,"d":"914,839"},{"v":192298.9,"d":"192,299"},{"v":27928.853,"d":"27,929"},{"v":921404.542,"d":"921,405"},null,4.788,4.756,5.204,{"v":3059.582,"d":"3,059.582"},0.322,0.047,{"v":3081.538,"d":"3,081.538"},null,0.321,0.309,0.349,205.201,0.022,0.003,206.673,null,4.788,4.756,5.204,{"v":3059.582,"d":"3,059.582"},0.322,0.047,{"v":3081.538,"d":"3,081.538"},null,{"v":1431.644,"d":"1,432"},{"v":586.036,"d":"586"},{"v":1555.985,"d":"1,556"},{"v":914839.406,"d":"914,839"},{"v":192298.9,"d":"192,299"},{"v":27928.853,"d":"27,929"},null,{"v":8916528.5,"d":"8,916,529"},{"v":3790227.75,"d":"3,790,228"},{"v":8916528.5,"d":"8,916,529"},{"v":3790227.75,"d":"3,790,228"},"EPA/CAMD","EPA/CAMD","EPA/CAMD","EPA/CAMD","EIA","EIA","--","EPA/CAMD","EPA/CAMD",{"$nulls":6},0,0,0,0,0,0,0,0,{"v":14910.183742,"d":"14,910.184"},{"v":570034.66,"d":"570,035"},0,{"v":27981.344,"d":"27,981"},0,0,0,0,0,0,0,0,{"v":598016.004,"d":"598,016"},0,0,{"v":598016.004,"d":"598,016"},0,{"v":0.953209707076669,"d":"95.3%"},{"v":0,"d":"0.0%"},{"v":0.0467902929233312,"d":"4.7%"},{"v":0,"d":"0.0%"},{"v":0,"d":"0.0%"},{"v":0,"d":"0.0%"},{"v":0,"d":"0.0%"},{"v":0,"d":"0.0%"},{"v":0,"d":"0.0%"},{"v":0,"d":"0.0%"},{"v":0,"d":"0.0%"},{"v":1,"d":"100.0%"},{"v":0,"d":"0.0%"},{"v":0,"d":"0.0%"},{"v":1,"d":"100.0%"},{"v":0,"d":"0.0%"}]
[11758,2019,"WV","Harrison Power Station",3944,"West Penn Power Company",20387,"Monongahela Power Co",12796,"Electric Utility","PJM Interconnection, LLC","PJM","RFC","RFCW","RFC West","PJM","54","033","Harrison",39.384167,-80.3325,3,3,"BIT","COAL","Yes",{"v":0.71732,"d":"0.7173"},{"v":2052,"d":"2,052.0"},{"v":0.137799536999949,"d":"0.1378"},{"$nulls":6},{"v":125969676,"d":"125,969,676"},{"v":57504260,"d":"57,504,260"},{"v":125969676,"d":"125,969,676"},{"v":57504260,"d":"57,504,260"},{"v":12894205,"d":"12,894,205"},{"v":5792160,"d":"5,792,160"},{"v":5669.277,"d":"5,669"},{"v":2106.306,"d":"2,106"},{"v":11152.548,"d":"11,153"},{"v":12924492.75,"d":"12,924,493"},{"v":3166307.324,"d":"3,166,307"},{"v":460486.144,"d":"460,486"},{"v":13032684.027,"d":"13,032,684"},null,0.879,0.727,{"v":1.73,"d":"1.730"},{"v":2004.698,"d":"2,004.698"},0.246,0.036,{"v":2021.479,"d":"2,021.479"},null,{"v":0.09,"d":"0.090"},0.073,0.177,{"v":205.2,"d":"205.200"},0.025,0.004,206.918,null,0.879,0.727,{"v":1.73,"d":"1.730"},{"v":2004.698,"d":"2,004.698"},0.246,0.036,{"v":2021.479,"d":"2,021.479"},null,{"v":5669.277,"d":"5,669"},{"v":2106.306,"d":"2,106"},{"v":11152.548,"d":"11,153"},{"v":12924492.75,"d":"12,924,493"},{"v":3166307.324,"d":"3,166,307"},{"v":460486.144,"d":"460,486"},null,{"v":125969676,"d":"125,969,676"},{"v":57504260,"d":"57,504,260"},{"v":125969676,"d":"125,969,676"},{"v":57504260,"d":"57,504,260"},"EPA/CAMD","EPA/CAMD","EPA/CAMD","EPA/CAMD","EIA","EIA","--","EPA/CAMD","EPA/CAMD",{"$nulls":14},{"v":9769.479682,"d":"9,769.480"},{"v":12881313,"d":"12,881,313"},0,{"v":12892.229,"d":"12,892"},0,0,0,0,0,0,0,0,{"v":12894205.229,"d":"12,894,205"},0,0,{"v":12894205.229,"d":"12,894,205"},0,{"v":0.999000153264894,"d":"99.9%"},{"v":0,"d":"0.0%"},{"v":0.000999846735105817,"d":"0.1%"},{"v":0,"d":"0.0%"},{"v":0,"d":"0.0%"},{"v":0,"d":"0.0%"},{"v":0,"d":"0.0%"},{"v":0,"d":"0.0%"},{"v":0,"d":"0.0%"},{"v":0,"d":"0.0%"},{"v":0,"d":"0.0%"},{"v":1,"d":"100.0%"},{"v":0,"d":"0.0%"},{"v":0,"d":"0.0%"},{"v":1,"d":"100.0%"},{"v":0,"d":"0.0%"}]
[11759,2019,"WV","Hawks Nest Hydro",50011,"Appalachian Power Co",733,"Hawks Nest Hydro LLC",55698,"Industrial Non-CHP","PJM Interconnection, LLC","PJM","RFC","RFCW","RFC West","PJM","54","019","Fayette",38.1478,-81.1753,4,4,"WAT","HYDRO",null,{"v":0.61739,"d":"0.6174"},{"v":102,"d":"102.0"},{"$nulls":9},{"v":4912442,"d":"4,912,442"},{"v":1715747,"d":"1,715,747"},{"v":551650,"d":"551,650"},{"v":192672,"d":"192,672"},{"$nulls":41},{"v":4912442,"d":"4,912,442"},{"v":1715747,"d":"1,715,747"},{"$nulls":6},"--","EIA","EIA",{"$nulls":15},0,0,0,0,{"v":551650,"d":"551,650"},0,0,0,0,0,0,0,{"v":551650,"d":"551,650"},0,0,{"v":551650,"d":"551,650"},{"v":0,"d":"0.0%"},{"v":0,"d":"0.0%"},{"v":0,"d":"0.0%"},{"v":0,"d":"0.0%"},{"v":1,"d":"100.0%"},{"v":0,"d":"0.0%"},{"v":0,"d":"0.0%"},{"v":0,"d":"0.0%"},{"v":0,"d":"0.0%"},{"v":0,"d":"0.0%"},{"v":0,"d":"0.0%"},{"v":0,"d":"0.0%"},{"v":1,"d":"100.0%"},{"v":0,"d":"0.0%"},{"v":0,"d":"0.0%"},{"v":1,"d":"100.0%"}]
[11760,2019,"WV","John E Amos",3935,"Appalachian Power Co",733,"Appalachian Power Co",733,"Electric Utility","PJM Interconnection, LLC","PJM","RFC","RFCW","RFC West","PJM","54","079","Putnam",38.4731,-81.8233,5,3,"BIT","COAL","Yes",{"v":0.38133,"d":"0.3813"},{"v":2932.6,"d":"2,932.6"},{"v":0.697783269499401,"d":"0.6978"},{"$nulls":6},{"v":101302103.9,"d":"101,302,104"},{"v":52676809.9,"d":"52,676,810"},{"v":101302103.9,"d":"101,302,104"},{"v":52676809.9,"d":"52,676,810"},{"v":9796207,"d":"9,796,207"},{"v":5069069,"d":"5,069,069"},{"v":16093.224,"d":"16,093"},{"v":2344.775,"d":"2,345"},{"v":3629.578,"d":"3,630"},{"v":10393185.631,"d":"10,393,186"},{"v":2352843.26,"d":"2,352,843"},{"v":342389.541,"d":"342,390"},{"v":10473612.213,"d":"10,473,612"},null,3.286,0.925,0.741,{"v":2121.88,"d":"2,121.880"},{"v":0.24,"d":"0.240"},0.035,{"v":2138.299,"d":"2,138.299"},null,0.318,0.089,0.072,205.192,0.023,0.003,{"v":206.78,"d":"206.780"},null,3.286,0.925,0.741,{"v":2121.88,"d":"2,121.880"},{"v":0.24,"d":"0.240"},0.035,{"v":2138.299,"d":"2,138.299"},null,{"v":16093.224,"d":"16,093"},{"v":2344.775,"d":"2,345"},{"v":3629.578,"d":"3,630"},{"v":10393185.631,"d":"10,393,186"},{"v":2352843.26,"d":"2,352,843"},{"v":342389.541,"d":"342,390"},null,{"v":101302103.9,"d":"101,302,104"},{"v":52676809.9,"d":"52,676,810"},{"v":101302103.9,"d":"101,302,104"},{"v":52676809.9,"d":"52,676,810"},"EPA/CAMD; EIA","EPA/CAMD","EPA/CAMD; EIA","EPA/CAMD; EIA","EIA","EIA","--","EPA/CAMD","EPA/CAMD",{"$nulls":14},{"v":10340.951727,"d":"10,340.952"},{"v":9752419.7,"d":"9,752,420"},{"v":43787.32,"d":"43,787"},0,0,0,0,0,0,0,0,0,{"v":9796207.02,"d":"9,796,207"},0,0,{"v":9796207.02,"d":"9,796,207"},0,{"v":0.995530176127291,"d":"99.6%"},{"v":0.00446982387270946,"d":"0.4%"},{"v":0,"d":"0.0%"},{"v":0,"d":"0.0%"},{"v":0,"d":"0.0%"},{"v":0,"d":"0.0%"},{"v":0,"d":"0.0%"},{"v":0,"d":"0.0%"},{"v":0,"d":"0.0%"},{"v":0,"d":"0.0%"},{"v":0,"d":"0.0%"},{"v":1,"d":"100.0%"},{"v":0,"d":"0.0%"},{"v":0,"d":"0.0%"},{"v":1,"d":"100.0%"},{"v":0,"d":"0.0%"}]
[11761,2019,"WV","Kammer",3947,"Ohio Power Co",14006,"AEP Generation Resources Inc",58620,"IPP Non-CHP","PJM Interconnection, LLC","PJM","RFC","RFCW","RFC West","PJM","54","051","Marshall",39.8461,-80.8186,3,3,"BIT","COAL",null,null,712.5,{"$nulls":62},"--"]
[11762,2019,"WV","Kanawha River",3936,"Appalachian Power Co",733,"Appalachian Power Co",733,"Electric Utility","PJM Interconnection, LLC","PJM","RFC","RFCW","RFC West","PJM","54","039","Kanawha",38.2056,-81.4211,2,2,"BIT","COAL",null,null,439.2,{"$nulls":62},"--"]
[11763,2019,"WV","Laurel Mountain Hybrid",57447,"Monongahela Power Co",12796,"AES Wind Generation Inc",19740,"IPP Non-CHP","PJM Interconnection, LLC","PJM","RFC","RFCW","RFC West","PJM","54","001","Barbour",39.0072,-79.8866,2,2,"WND","WIND",null,{"v":0.22819,"d":"0.2282"},113.6,{"$nulls":7},0,0,{"v":2064357,"d":"2,064,357"},{"v":556793,"d":"556,793"},{"v":227084,"d":"227,084"},{"v":60406,"d":"60,406"},{"$nulls":24},{"v":0,"d":"0.000"},null,{"v":0,"d":"0.000"},{"v":0,"d":"0.000"},{"v":0,"d":"0.000"},{"v":0,"d":"0.000"},{"v":0,"d":"0.000"},{"$nulls":8},0,0,{"v":2064357,"d":"2,064,357"},{"v":556793,"d":"556,793"},{"$nulls":6},"--","EIA","EIA",{"$nulls":15},0,0,0,0,0,0,{"v":231820,"d":"231,820"},0,0,0,{"v":-4736,"d":"(4,736)"},{"v":-4736,"d":"(4,736)"},{"v":231820,"d":"231,820"},{"v":231820,"d":"231,820"},{"v":-4736,"d":"(4,736)"},{"v":231820,"d":"231,820"},{"v":0,"d":"0.0%"},{"v":0,"d":"0.0%"},{"v":0,"d":"0.0%"},{"v":0,"d":"0.0%"},{"v":0,"d":"0.0%"},{"v":0,"d":"0.0%"},{"v":1,"d":"100.0%"},{"v":0,"d":"0.0%"},{"v":0,"d":"0.0%"},{"v":0,"d":"0.0%"},{"v":0,"d":"0.0%"},{"v":0,"d":"0.0%"},{"v":1,"d":"100.0%"},{"v":1,"d":"100.0%"},{"v":0,"d":"0.0%"},{"v":1,"d":"100.0%"}]
[11764,2019,"WV","London",6560,"Appalachian Power Co",733,"Appalachian Power Co",733,"Electric Utility","PJM Interconnection, LLC","PJM","RFC","RFCW","RFC West","PJM","54","039","Kanawha",38.1944,-81.3706,3,3,"WAT","HYDRO",null,{"v":0.53969,"d":"0.5397"},14.4,{"$nulls":9},{"v":606243.984,"d":"606,244"},{"v":211738.992,"d":"211,739"},{"v":68079,"d":"68,079"},{"v":23778,"d":"23,778"},{"$nulls":41},{"v":606243.984,"d":"606,244"},{"v":211738.992,"d":"211,739"},{"$nulls":6},"--","EIA","EIA",{"$nulls":15},0,0,0,0,{"v":68079,"d":"68,079"},0,0,0,0,0,0,0,{"v":68079,"d":"68,079"},0,0,{"v":68079,"d":"68,079"},{"v":0,"d":"0.0%"},{"v":0,"d":"0.0%"},{"v":0,"d":"0.0%"},{"v":0,"d":"0.0%"},{"v":1,"d":"100.0%"},{"v":0,"d":"0.0%"},{"v":0,"d":"0.0%"},{"v":0,"d":"0.0%"},{"v":0,"d":"0.0%"},{"v":0,"d":"0.0%"},{"v":0,"d":"0.0%"},{"v":0,"d":"0.0%"},{"v":1,"d":"100.0%"},{"v":0,"d":"0.0%"},{"v":0,"d":"0.0%"},{"v":1,"d":"100.0%"}]
[11765,2019,"WV","Longview Power",56671,"Monongahela Power Co",12796,"Longview Power, LLC",55924,"IPP Non-CHP","PJM Interconnection, LLC","PJM","RFC","RFCW","RFC West","PJM","54","061","Monongalia",39.707893,-79.958974,1,1,"BIT","COAL","Yes",{"v":0.74426,"d":"0.7443"},807.5,{"v":0.0929044677231621,"d":"0.0929"},{"$nulls":6},{"v":48599656,"d":"48,599,656"},{"v":17418712,"d":"17,418,712"},{"v":48599656,"d":"48,599,656"},{"v":17418712,"d":"17,418,712"},{"v":5264653,"d":"5,264,653"},{"v":1876967,"d":"1,876,967"},{"v":1531.855,"d":"1,532"},{"v":549.876,"d":"550"},{"v":2157.928,"d":"2,158"},{"v":4986320.5,"d":"4,986,321"},{"v":1124370.293,"d":"1,124,370"},{"v":163530.801,"d":"163,531"},{"v":5024741.218,"d":"5,024,741"},null,0.582,0.586,{"v":0.82,"d":"0.820"},{"v":1894.264,"d":"1,894.264"},0.214,0.031,{"v":1908.859,"d":"1,908.859"},null,0.063,0.063,0.089,{"v":205.2,"d":"205.200"},0.023,0.003,206.781,null,0.582,0.586,{"v":0.82,"d":"0.820"},{"v":1894.264,"d":"1,894.264"},0.214,0.031,{"v":1908.859,"d":"1,908.859"},null,{"v":1531.855,"d":"1,532"},{"v":549.876,"d":"550"},{"v":2157.928,"d":"2,158"},{"v":4986320.5,"d":"4,986,321"},{"v":1124370.293,"d":"1,124,370"},{"v":163530.801,"d":"163,531"},null,{"v":48599656,"d":"48,599,656"},{"v":17418712,"d":"17,418,712"},{"v":48599656,"d":"48,599,656"},{"v":17418712,"d":"17,418,712"},"EPA/CAMD","EPA/CAMD","EPA/CAMD","EPA/CAMD","EIA","EIA","--","EPA/CAMD","EPA/CAMD",{"$nulls":14},{"v":9231.312336,"d":"9,231.312"},{"v":5248694.2,"d":"5,248,694"},0,{"v":15958.78,"d":"15,959"},0,0,0,0,0,0,0,0,{"v":5264652.98,"d":"5,264,653"},0,0,{"v":5264652.98,"d":"5,264,653"},0,{"v":0.996968692891891,"d":"99.7%"},{"v":0,"d":"0.0%"},{"v":0.00303130710810877,"d":"0.3%"},{"v":0,"d":"0.0%"},{"v":0,"d":"0.0%"},{"v":0,"d":"0.0%"},{"v":0,"d":"0.0%"},{"v":0,"d":"0.0%"},{"v":0,"d":"0.0%"},{"v":0,"d":"0.0%"},{"v":0,"d":"0.0%"},{"v":1,"d":"100.0%"},{"v":0,"d":"0.0%"},{"v":0,"d":"0.0%"},{"v":1,"d":"100.0%"},{"v":0,"d":"0.0%"}]
[11766,2019,"WV","Marmet",6561,"Appalachian Power Co",733,"Appalachian Power Co",733,"Electric Utility","PJM Interconnection, LLC","PJM","RFC","RFCW","RFC West","PJM","54","039","Kanawha",38.2526,-81.5695,3,3,"WAT","HYDRO",null,{"v":0.51526,"d":"0.5153"},14.4,{"$nulls":9},{"v":578796.984,"d":"578,797"},{"v":202153.008,"d":"202,153"},{"v":64997.001,"d":"64,997"},{"v":22701,"d":"22,701"},{"$nulls":41},{"v":578796.984,"d":"578,797"},{"v":202153.008,"d":"202,153"},{"$nulls":6},"--","EIA","EIA",{"$nulls":15},0,0,0,0,{"v":64997,"d":"64,997"},0,0,0,0,0,0,0,{"v":64997,"d":"64,997"},0,0,{"v":64997,"d":"64,997"},{"v":0,"d":"0.0%"},{"v":0,"d":"0.0%"},{"v":0,"d":"0.0%"},{"v":0,"d":"0.0%"},{"v":1,"d":"100.0%"},{"v":0,"d":"0.0%"},{"v":0,"d":"0.0%"},{"v":0,"d":"0.0%"},{"v":0,"d":"0.0%"},{"v":0,"d":"0.0%"},{"v":0,"d":"0.0%"},{"v":0,"d":"0.0%"},{"v":1,"d":"100.0%"},{"v":0,"d":"0.0%"},{"v":0,"d":"0.0%"},{"v":1,"d":"100.0%"}]
[11767,2019,"WV","Millville Hydro Station",6546,"West Penn Power Company",20387,"PE Hydro Generation, LLC",59927,"IPP Non-CHP","PJM Interconnection, LLC","PJM","RFC","RFCW","RFC West","PJM","54","037","Jefferson",39.273056,-77.784444,3,3,"WAT","HYDRO",null,{"v":0.42193,"d":"0.4219"},2.8,{"$nulls":9},{"v":92157.998,"d":"92,158"},{"v":32187.999,"d":"32,188"},{"v":10348.999,"d":"10,349"},{"v":3614.999,"d":"3,615"},{"$nulls":41},{"v":92157.998,"d":"92,158"},{"v":32187.999,"d":"32,188"},{"$nulls":6},"--","EIA","EIA",{"$nulls":15},0,0,0,0,{"v":10349,"d":"10,349"},0,0,0,0,0,0,0,{"v":10349,"d":"10,349"},0,0,{"v":10349,"d":"10,349"},{"v":0,"d":"0.0%"},{"v":0,"d":"0.0%"},{"v":0,"d":"0.0%"},{"v":0,"d":"0.0%"},{"v":1,"d":"100.0%"},{"v":0,"d":"0.0%"},{"v":0,"d":"0.0%"},{"v":0,"d":"0.0%"},{"v":0,"d":"0.0%"},{"v":0,"d":"0.0%"},{"v":0,"d":"0.0%"},{"v":0,"d":"0.0%"},{"v":1,"d":"100.0%"},{"v":0,"d":"0.0%"},{"v":0,"d":"0.0%"},{"v":1,"d":"100.0%"}]
[11768,2019,"WV","Mitchell (WV)",3948,"Ohio Power Co",14006,"Kentucky Power Co",22053,"Electric Utility","PJM Interconnection, LLC","PJM","RFC","RFCW","RFC West","PJM","54","051","Marshall",39.8297,-80.8153,3,2,"BIT","COAL","Yes",{"v":0.35246,"d":"0.3525"},{"v":1632.6,"d":"1,632.6"},{"v":0.745903085552716,"d":"0.7459"},{"$nulls":6},{"v":54266047.602,"d":"54,266,048"},{"v":26473076.602,"d":"26,473,077"},{"v":54266047.602,"d":"54,266,048"},{"v":26473076.602,"d":"26,473,077"},{"v":5040707,"d":"5,040,707"},{"v":2410099,"d":"2,410,099"},{"v":8949.622,"d":"8,950"},{"v":1098.566,"d":"1,099"},{"v":2151.003,"d":"2,151"},{"v":5565467.261,"d":"5,565,467"},{"v":1303347.925,"d":"1,303,348"},{"v":189704.284,"d":"189,704"},{"v":5610025.048,"d":"5,610,025"},null,3.551,0.912,0.853,{"v":2208.209,"d":"2,208.209"},0.259,0.038,{"v":2225.888,"d":"2,225.888"},null,{"v":0.33,"d":"0.330"},0.083,0.079,205.118,0.024,0.003,{"v":206.76,"d":"206.760"},null,3.551,0.912,0.853,{"v":2208.209,"d":"2,208.209"},0.259,0.038,{"v":2225.888,"d":"2,225.888"},null,{"v":8949.622,"d":"8,950"},{"v":1098.566,"d":"1,099"},{"v":2151.003,"d":"2,151"},{"v":5565467.261,"d":"5,565,467"},{"v":1303347.925,"d":"1,303,348"},{"v":189704.284,"d":"189,704"},null,{"v":54266047.602,"d":"54,266,048"},{"v":26473076.602,"d":"26,473,077"},{"v":54266047.602,"d":"54,266,048"},{"v":26473076.602,"d":"26,473,077"},"EPA/CAMD; EIA","EPA/CAMD","EPA/CAMD; EIA","EPA/CAMD; EIA","EIA","EIA","--","EPA/CAMD","EPA/CAMD",{"$nulls":14},{"v":10765.562872,"d":"10,765.563"},{"v":5008423.4,"d":"5,008,423"},{"v":32283.551,"d":"32,284"},0,0,0,0,0,0,0,0,0,{"v":5040706.951,"d":"5,040,707"},0,0,{"v":5040706.951,"d":"5,040,707"},0,{"v":0.993595431888062,"d":"99.4%"},{"v":0.00640456811193823,"d":"0.6%"},{"v":0,"d":"0.0%"},{"v":0,"d":"0.0%"},{"v":0,"d":"0.0%"},{"v":0,"d":"0.0%"},{"v":0,"d":"0.0%"},{"v":0,"d":"0.0%"},{"v":0,"d":"0.0%"},{"v":0,"d":"0.0%"},{"v":0,"d":"0.0%"},{"v":1,"d":"100.0%"},{"v":0,"d":"0.0%"},{"v":0,"d":"0.0%"},{"v":1,"d":"100.0%"},{"v":0,"d":"0.0%"}]
[11769,2019,"WV","Morgantown Energy Facility",10743,"Monongahela Power Co",12796,"Morgantown Energy Associates",12949,"IPP CHP","PJM Interconnection, LLC","PJM","RFC","RFCW","RFC West","PJM","54","061","Monongalia",39.6397,-79.960556,2,1,"WC","COAL","Yes",{"v":0.57016,"d":"0.5702"},68.9,{"v":0.383061282647739,"d":"0.3831"},null,"Yes",{"v":1667343.2,"d":"1,667,343"},{"v":0.704,"d":"1"},{"v":0.484332,"d":"0.4843"},null,{"v":2999933.457,"d":"2,999,933"},{"v":1239433.538,"d":"1,239,434"},{"v":2999933.457,"d":"2,999,933"},{"v":1239433.538,"d":"1,239,434"},{"v":344130,"d":"344,130"},{"v":146187,"d":"146,187"},{"v":524.144,"d":"524"},{"v":217.815,"d":"218"},{"v":261.923,"d":"262"},{"v":315859.921,"d":"315,860"},{"v":64815.509,"d":"64,816"},{"v":9424.546,"d":"9,425"},{"v":318074.372,"d":"318,074"},null,3.046,{"v":2.98,"d":"2.980"},1.522,{"v":1835.701,"d":"1,835.701"},0.188,0.027,{"v":1848.571,"d":"1,848.571"},null,0.349,0.351,0.175,210.578,0.022,0.003,212.054,null,3.046,{"v":2.98,"d":"2.980"},1.522,{"v":1835.701,"d":"1,835.701"},0.188,0.027,{"v":1848.571,"d":"1,848.571"},null,{"v":1082.201,"d":"1,082"},{"v":449.722,"d":"450"},{"v":540.793,"d":"541"},{"v":652156.125,"d":"652,156"},{"v":133824.612,"d":"133,825"},{"v":19458.865,"d":"19,459"},null,{"v":6193964,"d":"6,193,964"},{"v":2559059,"d":"2,559,059"},{"v":6193964,"d":"6,193,964"},{"v":2559059,"d":"2,559,059"},"EPA/CAMD","EPA/CAMD","EPA/CAMD","EIA","EIA","EIA","--","EPA/CAMD","EPA/CAMD",{"$nulls":6},{"v":3194030.543,"d":"3,194,031"},{"v":1319625.462,"d":"1,319,625"},{"v":558.057,"d":"558"},{"v":231.907,"d":"232"},{"v":278.87,"d":"279"},{"v":336296.204,"d":"336,296"},{"v":69009.103,"d":"69,009"},{"v":10034.319,"d":"10,034"},{"v":8717.442411,"d":"8,717.442"},{"v":341489.08,"d":"341,489"},0,{"v":2640.92,"d":"2,641"},0,0,0,0,0,0,0,0,{"v":344130,"d":"344,130"},0,0,{"v":344130,"d":"344,130"},0,{"v":0.992325807107779,"d":"99.2%"},{"v":0,"d":"0.0%"},{"v":0.00767419289222096,"d":"0.8%"},{"v":0,"d":"0.0%"},{"v":0,"d":"0.0%"},{"v":0,"d":"0.0%"},{"v":0,"d":"0.0%"},{"v":0,"d":"0.0%"},{"v":0,"d":"0.0%"},{"v":0,"d":"0.0%"},{"v":0,"d":"0.0%"},{"v":1,"d":"100.0%"},{"v":0,"d":"0.0%"},{"v":0,"d":"0.0%"},{"v":1,"d":"100.0%"},{"v":0,"d":"0.0%"}]
[11770,2019,"WV","Morgantown L&D Hydroelectric Project",62387,null,-9999,"Rye Development",61906,"IPP Non-CHP","PJM Interconnection, LLC","PJM","RFC","RFCW","RFC West","PJM","54","061","Monongalia",39.619589,-79.968111,2,2,"WAT","HYDRO",null,null,{"v":5,"d":"5.0"},{"$nulls":62},"--"]
[11771,2019,"WV","Moundsville Power",59720,"Wheeling Power Co",20521,"Moundsville Power, LLC",59487,"IPP Non-CHP","PJM Interconnection, LLC","PJM","RFC","RFCW","RFC West","PJM","54","051","Marshall",39.9039,-80.7966,3,3,"NG","GAS",null,null,712.6,{"$nulls":62},"--"]
[11772,2019,"WV","Mount Storm Power Station",3954,"Virginia Electric & Power Co",19876,"Virginia Electric & Power Co",19876,"Electric Utility","PJM Interconnection, LLC","PJM","RFC","SRVC","SERC Virginia/Carolina","PJM","54","023","Grant",39.2008,-79.2636,3,4,"BIT","COAL","Yes",{"v":0.30786,"d":"0.3079"},{"v":1680.9,"d":"1,680.9"},{"v":0.820237545788193,"d":"0.8202"},{"$nulls":6},{"v":47839572,"d":"47,839,572"},{"v":25803431,"d":"25,803,431"},{"v":47839572,"d":"47,839,572"},{"v":25803431,"d":"25,803,431"},{"v":4533104,"d":"4,533,104"},{"v":2420474,"d":"2,420,474"},{"v":1789.381,"d":"1,789"},{"v":952.366,"d":"952"},{"v":1874.273,"d":"1,874"},{"v":4908337,"d":"4,908,337"},{"v":1165738.478,"d":"1,165,738"},{"v":169646.515,"d":"169,647"},{"v":4948186.062,"d":"4,948,186"},null,0.789,0.787,0.827,{"v":2165.552,"d":"2,165.552"},0.257,0.037,{"v":2183.134,"d":"2,183.134"},null,0.075,0.074,0.078,{"v":205.2,"d":"205.200"},0.024,0.004,206.866,null,0.789,0.787,0.827,{"v":2165.552,"d":"2,165.552"},0.257,0.037,{"v":2183.134,"d":"2,183.134"},null,{"v":1789.381,"d":"1,789"},{"v":952.366,"d":"952"},{"v":1874.273,"d":"1,874"},{"v":4908337,"d":"4,908,337"},{"v":1165738.478,"d":"1,165,738"},{"v":169646.515,"d":"169,647"},null,{"v":47839572,"d":"47,839,572"},{"v":25803431,"d":"25,803,431"},{"v":47839572,"d":"47,839,572"},{"v":25803431,"d":"25,803,431"},"EPA/CAMD","EPA/CAMD","EPA/CAMD","EPA/CAMD","EIA","EIA","--","EPA/CAMD","EPA/CAMD",{"$nulls":14},{"v":10553.380548,"d":"10,553.381"},{"v":4511310.1,"d":"4,511,310"},{"v":21793.94,"d":"21,794"},0,0,0,0,0,0,0,0,0,{"v":4533104.04,"d":"4,533,104"},0,0,{"v":4533104.04,"d":"4,533,104"},0,{"v":0.995192270063142,"d":"99.5%"},{"v":0.00480772993685801,"d":"0.5%"},{"v":0,"d":"0.0%"},{"v":0,"d":"0.0%"},{"v":0,"d":"0.0%"},{"v":0,"d":"0.0%"},{"v":0,"d":"0.0%"},{"v":0,"d":"0.0%"},{"v":0,"d":"0.0%"},{"v":0,"d":"0.0%"},{"v":0,"d":"0.0%"},{"v":1,"d":"100.0%"},{"v":0,"d":"0.0%"},{"v":0,"d":"0.0%"},{"v":1,"d":"100.0%"},{"v":0,"d":"0.0%"}]
[11773,2019,"WV","Mountaineer (1301)",6264,"Appalachian Power Co",733,"Appalachian Power Co",733,"Electric Utility","PJM Interconnection, LLC","PJM","RFC","RFCW","RFC West","PJM","54","053","Mason",38.9794,-81.9344,3,1,"BIT","COAL","Yes",{"v":0.72491,"d":"0.7249"},{"v":1300,"d":"1,300.0"},{"v":0.125156597588104,"d":"0.1252"},{"$nulls":6},{"v":82341338.6,"d":"82,341,339"},{"v":40345862.6,"d":"40,345,863"},{"v":82341338.6,"d":"82,341,339"},{"v":40345862.6,"d":"40,345,863"},{"v":8255230,"d":"8,255,230"},{"v":3992929,"d":"3,992,929"},{"v":13777.994,"d":"13,778"},{"v":1776.626,"d":"1,777"},{"v":4639.627,"d":"4,640"},{"v":8447285.949,"d":"8,447,286"},{"v":1996110.624,"d":"1,996,111"},{"v":290399.481,"d":"290,399"},{"v":8515506.854,"d":"8,515,507"},null,3.338,{"v":0.89,"d":"0.890"},1.124,{"v":2046.53,"d":"2,046.530"},0.242,0.035,{"v":2063.057,"d":"2,063.057"},null,0.335,0.088,0.113,205.177,0.024,0.004,206.834,null,3.338,{"v":0.89,"d":"0.890"},1.124,{"v":2046.53,"d":"2,046.530"},0.242,0.035,{"v":2063.057,"d":"2,063.057"},null,{"v":13777.994,"d":"13,778"},{"v":1776.626,"d":"1,777"},{"v":4639.627,"d":"4,640"},{"v":8447285.949,"d":"8,447,286"},{"v":1996110.624,"d":"1,996,111"},{"v":290399.481,"d":"290,399"},null,{"v":82341338.6,"d":"82,341,339"},{"v":40345862.6,"d":"40,345,863"},{"v":82341338.6,"d":"82,341,339"},{"v":40345862.6,"d":"40,345,863"},"EPA/CAMD; EIA","EPA/CAMD","EPA/CAMD; EIA","EPA/CAMD; EIA","EIA","EIA","--","EPA/CAMD","EPA/CAMD",{"$nulls":14},{"v":9974.445117,"d":"9,974.445"},{"v":8239574.8,"d":"8,239,575"},{"v":15655.204,"d":"15,655"},0,0,0,0,0,0,0,0,0,{"v":8255230.004,"d":"8,255,230"},0,0,{"v":8255230.004,"d":"8,255,230"},0,{"v":0.998103601717649,"d":"99.8%"},{"v":0.00189639828235124,"d":"0.2%"},{"v":0,"d":"0.0%"},{"v":0,"d":"0.0%"},{"v":0,"d":"0.0%"},{"v":0,"d":"0.0%"},{"v":0,"d":"0.0%"},{"v":0,"d":"0.0%"},{"v":0,"d":"0.0%"},{"v":0,"d":"0.0%"},{"v":0,"d":"0.0%"},{"v":1,"d":"100.0%"},{"v":0,"d":"0.0%"},{"v":0,"d":"0.0%"},{"v":1,"d":"100.0%"},{"v":0,"d":"0.0%"}]
[11774,2019,"WV","Mountaineer Wind Energy Center",55986,"Monongahela Power Co",12796,"GlidePath Power Operations LLC",61728,"IPP Non-CHP","PJM Interconnection, LLC","PJM","RFC","RFCW","RFC West","PJM","54","093","Tucker",39.1828,-79.5372,1,1,"WND","WIND",null,{"v":0.22596,"d":"0.2260"},{"v":66,"d":"66.0"},{"$nulls":9},{"v":1163368,"d":"1,163,368"},{"v":446047,"d":"446,047"},{"v":130642,"d":"130,642"},{"v":50089,"d":"50,089"},{"$nulls":41},{"v":1163368,"d":"1,163,368"},{"v":446047,"d":"446,047"},{"$nulls":6},"--","EIA","EIA",{"$nulls":15},0,0,0,0,0,0,{"v":130642,"d":"130,642"},0,0,0,0,0,{"v":130642,"d":"130,642"},{"v":130642,"d":"130,642"},0,{"v":130642,"d":"130,642"},{"v":0,"d":"0.0%"},{"v":0,"d":"0.0%"},{"v":0,"d":"0.0%"},{"v":0,"d":"0.0%"},{"v":0,"d":"0.0%"},{"v":0,"d":"0.0%"},{"v":1,"d":"100.0%"},{"v":0,"d":"0.0%"},{"v":0,"d":"0.0%"},{"v":0,"d":"0.0%"},{"v":0,"d":"0.0%"},{"v":0,"d":"0.0%"},{"v":1,"d":"100.0%"},{"v":1,"d":"100.0%"},{"v":0,"d":"0.0%"},{"v":1,"d":"100.0%"}]
[11775,2019,"WV","NedPower Mount Storm",56495,"Virginia Electric & Power Co",19876,"NedPower Mt Storm LLC",62810,"IPP Non-CHP","PJM Interconnection, LLC","PJM","RFC","SRVC","SERC Virginia/Carolina","PJM","54","023","Grant",39.2175,-79.2094,2,2,"WND","WIND",null,{"v":0.25066,"d":"0.2507"},{"v":264,"d":"264.0"},{"$nulls":9},{"v":5162140,"d":"5,162,140"},{"v":1979217.062,"d":"1,979,217"},{"v":579690,"d":"579,690"},{"v":222259,"d":"222,259"},{"$nulls":41},{"v":5162140,"d":"5,162,140"},{"v":1979217.062,"d":"1,979,217"},{"$nulls":6},"--","EIA","EIA",{"$nulls":15},0,0,0,0,0,0,{"v":579690,"d":"579,690"},0,0,0,0,0,{"v":579690,"d":"579,690"},{"v":579690,"d":"579,690"},0,{"v":579690,"d":"579,690"},{"v":0,"d":"0.0%"},{"v":0,"d":"0.0%"},{"v":0,"d":"0.0%"},{"v":0,"d":"0.0%"},{"v":0,"d":"0.0%"},{"v":0,"d":"0.0%"},{"v":1,"d":"100.0%"},{"v":0,"d":"0.0%"},{"v":0,"d":"0.0%"},{"v":0,"d":"0.0%"},{"v":0,"d":"0.0%"},{"v":0,"d":"0.0%"},{"v":1,"d":"100.0%"},{"v":1,"d":"100.0%"},{"v":0,"d":"0.0%"},{"v":1,"d":"100.0%"}]
[11776,2019,"WV","New Creek Wind",60132,"Virginia Electric & Power Co",19876,"New Creek Wind, LLC",62967,"IPP Non-CHP","PJM Interconnection, LLC","PJM","RFC","SRVC","SERC Virginia/Carolina","PJM","54","023","Grant",39.200639,-79.140639,1,1,"WND","WIND",null,{"v":0.33419,"d":"0.3342"},{"v":103,"d":"103.0"},{"$nulls":9},{"v":2685134,"d":"2,685,134"},{"v":899477,"d":"899,477"},{"v":301531,"d":"301,531"},{"v":101008,"d":"101,008"},{"$nulls":41},{"v":2685134,"d":"2,685,134"},{"v":899477,"d":"899,477"},{"$nulls":6},"--","EIA","EIA",{"$nulls":15},0,0,0,0,0,0,{"v":301531,"d":"301,531"},0,0,0,0,0,{"v":301531,"d":"301,531"},{"v":301531,"d":"301,531"},0,{"v":301531,"d":"301,531"},{"v":0,"d":"0.0%"},{"v":0,"d":"0.0%"},{"v":0,"d":"0.0%"},{"v":0,"d":"0.0%"},{"v":0,"d":"0.0%"},{"v":0,"d":"0.0%"},{"v":1,"d":"100.0%"},{"v":0,"d":"0.0%"},{"v":0,"d":"0.0%"},{"v":0,"d":"0.0%"},{"v":0,"d":"0.0%"},{"v":0,"d":"0.0%"},{"v":1,"d":"100.0%"},{"v":1,"d":"100.0%"},{"v":0,"d":"0.0%"},{"v":1,"d":"100.0%"}]
[11777,2019,"WV","New Martinsville Hannibal Hydro",50036,"Monongahela Power Co",12796,"New Martinsville Hannibal Hydro",4434,"IPP Non-CHP","PJM Interconnection, LLC","PJM","RFC","RFCW","RFC West","PJM","54","103","Wetzel",39.6672,-80.8642,2,2,"WAT","HYDRO",null,{"v":0.65391,"d":"0.6539"},37.4,{"$nulls":9},{"v":1907773,"d":"1,907,773"},{"v":666320,"d":"666,320"},{"v":214236,"d":"214,236"},{"v":74825,"d":"74,825"},{"$nulls":41},{"v":1907773,"d":"1,907,773"},{"v":666320,"d":"666,320"},{"$nulls":6},"--","EIA","EIA",{"$nulls":15},0,0,0,0,{"v":214236,"d":"214,236"},0,0,0,0,0,0,0,{"v":214236,"d":"214,236"},0,0,{"v":214236,"d":"214,236"},{"v":0,"d":"0.0%"},{"v":0,"d":"0.0%"},{"v":0,"d":"0.0%"},{"v":0,"d":"0.0%"},{"v":1,"d":"100.0%"},{"v":0,"d":"0.0%"},{"v":0,"d":"0.0%"},{"v":0,"d":"0.0%"},{"v":0,"d":"0.0%"},{"v":0,"d":"0.0%"},{"v":0,"d":"0.0%"},{"v":0,"d":"0.0%"},{"v":1,"d":"100.0%"},{"v":0,"d":"0.0%"},{"v":0,"d":"0.0%"},{"v":1,"d":"100.0%"}]
[11778,2019,"WV","New River Clean Energy",63246,"Appalachian Power Co",733,"Cox Enterprises",62998,"IPP Non-CHP","PJM Interconnection, LLC","PJM","RFC","RFCW","RFC West","PJM","54","081","Raleigh",37.81577,-81.16193,2,2,"LFG","BIOMASS",null,null,3.2,{"$nulls":62},"--"]
[11779,2019,"WV","North Branch (WV)",7537,"Virginia Electric & Power Co",19876,"Virginia Electric & Power Co",19876,"Electric Utility","PJM Interconnection, LLC","PJM","RFC","SRVC","SERC Virginia/Carolina","PJM","54","023","Grant",39.2633,-79.3308,1,1,"WC","COAL",null,null,{"v":80,"d":"80.0"},{"$nulls":62},"--"]
[11780,2019,"WV","Opekiska L&D Hydroelectric Project",62386,null,-9999,"Rye Development",61906,"IPP Non-CHP","PJM Interconnection, LLC","PJM","RFC","RFCW","RFC West","PJM","54","061","Monongalia",39.564917,-80.051137,2,2,"WAT","HYDRO",null,null,{"v":6,"d":"6.0"},{"$nulls":62},"--"]
[11781,2019,"WV","Philip Sporn",3938,"Appalachian Power Co",733,"Appalachian Power Co",733,"Electric Utility","PJM Interconnection, LLC","PJM","RFC","RFCW","RFC West","PJM","54","053","Mason",38.9669,-81.9231,5,5,"BIT","COAL",null,null,{"v":1105.5,"d":"1,105.5"},{"$nulls":62},"--"]
[11782,2019,"WV","Pinnacle Wind Force LLC",57595,"The Potomac Edison Company",15263,"NRG Energy Gas & Wind Holdings Inc",59883,"IPP Non-CHP","PJM Interconnection, LLC","PJM","RFC","RFCW","RFC West","PJM","54","057","Mineral",39.445,-79.03,1,1,"WND","WIND",null,{"v":0.324,"d":"0.3240"},55.2,{"$nulls":9},{"v":1395145,"d":"1,395,145"},{"v":534913,"d":"534,913"},{"v":156670,"d":"156,670"},{"v":60069,"d":"60,069"},{"$nulls":41},{"v":1395145,"d":"1,395,145"},{"v":534913,"d":"534,913"},{"$nulls":6},"--","EIA","EIA",{"$nulls":15},0,0,0,0,0,0,{"v":156670,"d":"156,670"},0,0,0,0,0,{"v":156670,"d":"156,670"},{"v":156670,"d":"156,670"},0,{"v":156670,"d":"156,670"},{"v":0,"d":"0.0%"},{"v":0,"d":"0.0%"},{"v":0,"d":"0.0%"},{"v":0,"d":"0.0%"},{"v":0,"d":"0.0%"},{"v":0,"d":"0.0%"},{"v":1,"d":"100.0%"},{"v":0,"d":"0.0%"},{"v":0,"d":"0.0%"},{"v":0,"d":"0.0%"},{"v":0,"d":"0.0%"},{"v":0,"d":"0.0%"},{"v":1,"d":"100.0%"},{"v":1,"d":"100.0%"},{"v":0,"d":"0.0%"},{"v":1,"d":"100.0%"}]
[11783,2019,"WV","Pleasants Energy, LLC",55349,"Monongahela Power Co",12796,"Pleasants Energy LLC",55749,"IPP Non-CHP","PJM Interconnection, LLC","PJM","RFC","RFCW","RFC West","PJM","54","073","Pleasants",39.3325,-81.3642,2,2,"NG","GAS",null,{"v":0.30205,"d":"0.3021"},{"v":344,"d":"344.0"},{"v":0.82991973735443,"d":"0.8299"},{"$nulls":6},{"v":9508955.5,"d":"9,508,956"},{"v":6193010.75,"d":"6,193,011"},{"v":9508955.5,"d":"9,508,956"},{"v":6193010.75,"d":"6,193,011"},{"v":910204,"d":"910,204"},{"v":589530,"d":"589,530"},{"v":149.879,"d":"150"},{"v":97.97,"d":"98"},{"v":2.855,"d":"3"},{"v":565321.438,"d":"565,321"},{"v":20918.107,"d":"20,918"},{"v":2098.165,"d":"2,098"},{"v":565895.54,"d":"565,896"},null,0.329,0.332,0.006,{"v":1242.186,"d":"1,242.186"},0.023,{"v":2E-3,"d":"0.002"},{"v":1243.448,"d":"1,243.448"},null,0.032,0.032,{"v":1E-3,"d":"0.001"},118.903,{"v":2E-3,"d":"0.002"},{"v":0,"d":"0.000"},119.024,null,0.329,0.332,0.006,{"v":1242.186,"d":"1,242.186"},0.023,{"v":2E-3,"d":"0.002"},{"v":1243.448,"d":"1,243.448"},null,{"v":149.879,"d":"150"},{"v":97.97,"d":"98"},{"v":2.855,"d":"3"},{"v":565321.438,"d":"565,321"},{"v":20918.107,"d":"20,918"},{"v":2098.165,"d":"2,098"},null,{"v":9508955.5,"d":"9,508,956"},{"v":6193010.75,"d":"6,193,011"},{"v":9508955.5,"d":"9,508,956"},{"v":6193010.75,"d":"6,193,011"},"EPA/CAMD","EPA/CAMD","EPA/CAMD","EPA/CAMD","EIA","EIA","--","EPA/CAMD","EPA/CAMD",{"$nulls":14},{"v":10447.059693,"d":"10,447.060"},0,{"v":928.928,"d":"929"},{"v":909275.07,"d":"909,275"},0,0,0,0,0,0,0,0,{"v":910203.998,"d":"910,204"},0,0,{"v":910203.998,"d":"910,204"},0,{"v":0,"d":"0.0%"},{"v":0.00102057121484979,"d":"0.1%"},{"v":0.99897942878515,"d":"99.9%"},{"v":0,"d":"0.0%"},{"v":0,"d":"0.0%"},{"v":0,"d":"0.0%"},{"v":0,"d":"0.0%"},{"v":0,"d":"0.0%"},{"v":0,"d":"0.0%"},{"v":0,"d":"0.0%"},{"v":0,"d":"0.0%"},{"v":1,"d":"100.0%"},{"v":0,"d":"0.0%"},{"v":0,"d":"0.0%"},{"v":1,"d":"100.0%"},{"v":0,"d":"0.0%"}]
[11784,2019,"WV","Pleasants Power Station",6004,"West Penn Power Company",20387,"Allegheny Energy Supply Co LLC",23279,"IPP Non-CHP","PJM Interconnection, LLC","PJM","RFC","RFCW","RFC West","PJM","54","073","Pleasants",39.366667,-81.294444,2,2,"RC","COAL","Yes",{"v":0.41433,"d":"0.4143"},{"v":1368,"d":"1,368.0"},{"v":0.642786828976296,"d":"0.6428"},{"$nulls":6},{"v":51541770,"d":"51,541,770"},{"v":25312148,"d":"25,312,148"},{"v":51541770,"d":"51,541,770"},{"v":25312148,"d":"25,312,148"},{"v":4965173,"d":"4,965,173"},{"v":2393811,"d":"2,393,811"},{"v":4513.54,"d":"4,514"},{"v":1758.388,"d":"1,758"},{"v":7043.725,"d":"7,044"},{"v":5288183.75,"d":"5,288,184"},{"v":1290175.477,"d":"1,290,175"},{"v":187613.493,"d":"187,613"},{"v":5332265.354,"d":"5,332,265"},null,1.818,1.469,2.837,{"v":2130.111,"d":"2,130.111"},{"v":0.26,"d":"0.260"},0.038,{"v":2147.867,"d":"2,147.867"},null,0.175,0.139,0.273,{"v":205.2,"d":"205.200"},0.025,0.004,{"v":206.91,"d":"206.910"},null,1.818,1.469,2.837,{"v":2130.111,"d":"2,130.111"},{"v":0.26,"d":"0.260"},0.038,{"v":2147.867,"d":"2,147.867"},null,{"v":4513.54,"d":"4,514"},{"v":1758.388,"d":"1,758"},{"v":7043.725,"d":"7,044"},{"v":5288183.75,"d":"5,288,184"},{"v":1290175.477,"d":"1,290,175"},{"v":187613.493,"d":"187,613"},null,{"v":51541770,"d":"51,541,770"},{"v":25312148,"d":"25,312,148"},{"v":51541770,"d":"51,541,770"},{"v":25312148,"d":"25,312,148"},"EPA/CAMD","EPA/CAMD","EPA/CAMD","EPA/CAMD","EIA","EIA","--","EPA/CAMD","EPA/CAMD",{"$nulls":14},{"v":10380.65936,"d":"10,380.659"},{"v":4941281.3,"d":"4,941,281"},0,{"v":23891.741,"d":"23,892"},0,0,0,0,0,0,0,0,{"v":4965173.041,"d":"4,965,173"},0,0,{"v":4965173.041,"d":"4,965,173"},0,{"v":0.995188135276915,"d":"99.5%"},{"v":0,"d":"0.0%"},{"v":0.00481186472308489,"d":"0.5%"},{"v":0,"d":"0.0%"},{"v":0,"d":"0.0%"},{"v":0,"d":"0.0%"},{"v":0,"d":"0.0%"},{"v":0,"d":"0.0%"},{"v":0,"d":"0.0%"},{"v":0,"d":"0.0%"},{"v":0,"d":"0.0%"},{"v":1,"d":"100.0%"},{"v":0,"d":"0.0%"},{"v":0,"d":"0.0%"},{"v":1,"d":"100.0%"},{"v":0,"d":"0.0%"}]
[11785,2019,"WV","Willow Island Hydroelectric Plant",57401,"American Transmission Systems Inc",56162,"American Mun Power-Ohio, Inc",40577,"Electric Utility","PJM Interconnection, LLC","PJM","RFC","RFCW","RFC West","PJM","54","073","Pleasants",39.35776,-81.31795,2,2,"WAT","HYDRO",null,{"v":0.63198,"d":"0.6320"},{"v":44,"d":"44.0"},{"$nulls":9},{"v":2169170,"d":"2,169,170"},{"v":757617,"d":"757,617"},{"v":243590,"d":"243,590"},{"v":85078,"d":"85,078"},{"$nulls":41},{"v":2169170,"d":"2,169,170"},{"v":757617,"d":"757,617"},{"$nulls":6},"--","EIA","EIA",{"$nulls":15},0,0,0,0,{"v":243590,"d":"243,590"},0,0,0,0,0,0,0,{"v":243590,"d":"243,590"},0,0,{"v":243590,"d":"243,590"},{"v":0,"d":"0.0%"},{"v":0,"d":"0.0%"},{"v":0,"d":"0.0%"},{"v":0,"d":"0.0%"},{"v":1,"d":"100.0%"},{"v":0,"d":"0.0%"},{"v":0,"d":"0.0%"},{"v":0,"d":"0.0%"},{"v":0,"d":"0.0%"},{"v":0,"d":"0.0%"},{"v":0,"d":"0.0%"},{"v":0,"d":"0.0%"},{"v":1,"d":"100.0%"},{"v":0,"d":"0.0%"},{"v":0,"d":"0.0%"},{"v":1,"d":"100.0%"}]
[11786,2019,"WV","Willow Island Power Station",3946,"Monongahela Power Co",12796,"Monongahela Power Co",12796,"Electric Utility","PJM Interconnection, LLC","PJM","RFC","RFCW","RFC West","PJM","54","073","Pleasants",39.367222,-81.3,2,2,"BIT","COAL",null,null,213.2,{"$nulls":62},"--"]
[11787,2019,"WV","Winfield",6562,"Appalachian Power Co",733,"Appalachian Power Co",733,"Electric Utility","PJM Interconnection, LLC","PJM","RFC","RFCW","RFC West","PJM","54","079","Putnam",38.5274,-81.91392,3,3,"WAT","HYDRO",null,{"v":0.39234,"d":"0.3923"},24.5,{"$nulls":9},{"v":749829,"d":"749,829"},{"v":261890,"d":"261,890"},{"v":84203,"d":"84,203"},{"v":29409,"d":"29,409"},{"$nulls":41},{"v":749829,"d":"749,829"},{"v":261890,"d":"261,890"},{"$nulls":6},"--","EIA","EIA",{"$nulls":15},0,0,0,0,{"v":84203,"d":"84,203"},0,0,0,0,0,0,0,{"v":84203,"d":"84,203"},0,0,{"v":84203,"d":"84,203"},{"v":0,"d":"0.0%"},{"v":0,"d":"0.0%"},{"v":0,"d":"0.0%"},{"v":0,"d":"0.0%"},{"v":1,"d":"100.0%"},{"v":0,"d":"0.0%"},{"v":0,"d":"0.0%"},{"v":0,"d":"0.0%"},{"v":0,"d":"0.0%"},{"v":0,"d":"0.0%"},{"v":0,"d":"0.0%"},{"v":0,"d":"0.0%"},{"v":1,"d":"100.0%"},{"v":0,"d":"0.0%"},{"v":0,"d":"0.0%"},{"v":1,"d":"100.0%"}]
[11788,2019,"WY","Alcova",6409,"WAPA-- Western Area Power Administration",27000,"U S Bureau of Reclamation",2518,"Electric Utility","Western Area Power Administration UGP West","WAUW","WECC","RMPA","WECC Rockies",null,"56","025","Natrona",42.548412,-106.717536,2,2,"WAT","HYDRO",null,0.2553,41.4,{"$nulls":9},{"v":824488,"d":"824,488"},{"v":396176,"d":"396,176"},{"v":92587,"d":"92,587"},{"v":44489,"d":"44,489"},{"$nulls":41},{"v":824488,"d":"824,488"},{"v":396176,"d":"396,176"},{"$nulls":6},"--","EIA","EIA",{"$nulls":15},0,0,0,0,{"v":92587,"d":"92,587"},0,0,0,0,0,0,0,{"v":92587,"d":"92,587"},0,0,{"v":92587,"d":"92,587"},{"v":0,"d":"0.0%"},{"v":0,"d":"0.0%"},{"v":0,"d":"0.0%"},{"v":0,"d":"0.0%"},{"v":1,"d":"100.0%"},{"v":0,"d":"0.0%"},{"v":0,"d":"0.0%"},{"v":0,"d":"0.0%"},{"v":0,"d":"0.0%"},{"v":0,"d":"0.0%"},{"v":0,"d":"0.0%"},{"v":0,"d":"0.0%"},{"v":1,"d":"100.0%"},{"v":0,"d":"0.0%"},{"v":0,"d":"0.0%"},{"v":1,"d":"100.0%"}]
[11789,2019,"WY","Arvada",8028,"Powder River Energy Corp",19156,"Basin Electric Power Coop",1307,"Electric Utility","Western Area Power Administration - Rocky Mountain Region","WACM","WECC","RMPA","WECC Rockies",null,"56","033","Sheridan",44.69,-106.1092,3,3,"NG","GAS",null,{"v":0.00079,"d":"0.0008"},22.5,{"v":1,"d":"1.0000"},{"$nulls":6},{"v":3204.999,"d":"3,205"},{"v":1248,"d":"1,248"},{"v":3204.999,"d":"3,205"},{"v":1248,"d":"1,248"},156,{"v":60.999,"d":"61"},{"v":0.534,"d":"1"},{"v":0.207,"d":"0"},{"v":0.005,"d":"0"},{"v":187.314,"d":"187"},{"v":7.066,"d":"7"},{"v":0.707,"d":"1"},{"v":187.508,"d":"188"},null,6.846,6.787,0.065,{"v":2401.462,"d":"2,401.462"},0.045,0.005,{"v":2403.944,"d":"2,403.944"},null,0.333,0.332,0.003,116.889,{"v":2E-3,"d":"0.002"},{"v":0,"d":"0.000"},117.009,null,6.846,6.787,0.065,{"v":2401.462,"d":"2,401.462"},0.045,0.005,{"v":2403.944,"d":"2,403.944"},null,{"v":0.534,"d":"1"},{"v":0.207,"d":"0"},{"v":0.005,"d":"0"},{"v":187.314,"d":"187"},{"v":7.066,"d":"7"},{"v":0.707,"d":"1"},null,{"v":3204.999,"d":"3,205"},{"v":1248,"d":"1,248"},{"v":3204.999,"d":"3,205"},{"v":1248,"d":"1,248"},"EIA","EIA","EIA","EIA","EIA","EIA","--","EIA","EIA",{"$nulls":14},{"v":20544.865535,"d":"20,544.866"},0,0,156,0,0,0,0,0,0,0,0,156,0,0,156,0,{"v":0,"d":"0.0%"},{"v":0,"d":"0.0%"},{"v":1,"d":"100.0%"},{"v":0,"d":"0.0%"},{"v":0,"d":"0.0%"},{"v":0,"d":"0.0%"},{"v":0,"d":"0.0%"},{"v":0,"d":"0.0%"},{"v":0,"d":"0.0%"},{"v":0,"d":"0.0%"},{"v":0,"d":"0.0%"},{"v":1,"d":"100.0%"},{"v":0,"d":"0.0%"},{"v":0,"d":"0.0%"},{"v":1,"d":"100.0%"},{"v":0,"d":"0.0%"}]
[11790,2019,"WY","Barber Creek",8030,"Powder River Energy Corp",19156,"Basin Electric Power Coop",1307,"Electric Utility","Western Area Power Administration - Rocky Mountain Region","WACM","WECC","RMPA","WECC Rockies",null,"56","005","Campbell",43.7219,-105.7689,3,3,"NG","GAS",null,{"v":0.00067,"d":"0.0007"},22.5,{"v":1,"d":"1.0000"},{"$nulls":6},{"v":2592,"d":"2,592"},{"v":1008.999,"d":"1,009"},{"v":2592,"d":"2,592"},{"v":1008.999,"d":"1,009"},{"v":132.999,"d":"133"},{"v":51.999,"d":"52"},{"v":0.432,"d":"0"},{"v":0.168,"d":"0"},{"v":0.004,"d":"0"},{"v":151.488,"d":"151"},{"v":5.714,"d":"6"},{"v":0.571,"d":"1"},{"v":151.645,"d":"152"},null,6.496,6.462,0.063,{"v":2278.032,"d":"2,278.032"},0.043,0.004,{"v":2280.387,"d":"2,280.387"},null,0.333,0.333,0.003,116.889,{"v":2E-3,"d":"0.002"},{"v":0,"d":"0.000"},{"v":117.01,"d":"117.010"},null,6.496,6.462,0.063,{"v":2278.015,"d":"2,278.015"},0.043,0.004,{"v":2280.369,"d":"2,280.369"},null,{"v":0.432,"d":"0"},{"v":0.168,"d":"0"},{"v":0.004,"d":"0"},{"v":151.488,"d":"151"},{"v":5.714,"d":"6"},{"v":0.571,"d":"1"},null,{"v":2592,"d":"2,592"},{"v":1008.999,"d":"1,009"},{"v":2592,"d":"2,592"},{"v":1008.999,"d":"1,009"},"EIA","EIA","EIA","EIA","EIA","EIA","--","EIA","EIA",{"$nulls":14},{"v":19488.721805,"d":"19,488.722"},0,0,133,0,0,0,0,0,0,0,0,133,0,0,133,0,{"v":0,"d":"0.0%"},{"v":0,"d":"0.0%"},{"v":1,"d":"100.0%"},{"v":0,"d":"0.0%"},{"v":0,"d":"0.0%"},{"v":0,"d":"0.0%"},{"v":0,"d":"0.0%"},{"v":0,"d":"0.0%"},{"v":0,"d":"0.0%"},{"v":0,"d":"0.0%"},{"v":0,"d":"0.0%"},{"v":1,"d":"100.0%"},{"v":0,"d":"0.0%"},{"v":0,"d":"0.0%"},{"v":1,"d":"100.0%"},{"v":0,"d":"0.0%"}]
[11791,2019,"WY","Beaver Creek Gas Plant",55278,"High Plains Power Inc",8566,"Devon Energy Production Co",5199,"Industrial CHP","Western Area Power Administration - Rocky Mountain Region","WACM","WECC","RMPA","WECC Rockies",null,"56","013","Fremont",42.8475,-108.3136,3,3,"NG","GAS",null,{"v":0.58887,"d":"0.5889"},5.9,{"v":0.351888398730748,"d":"0.3519"},null,"Yes",{"v":236999.2,"d":"236,999"},{"v":0.438,"d":"0"},{"v":0.368842,"d":"0.3688"},null,{"v":187436.427,"d":"187,436"},{"v":73010.711,"d":"73,011"},{"v":187436.427,"d":"187,436"},{"v":73010.711,"d":"73,011"},{"v":30435,"d":"30,435"},{"v":11855,"d":"11,855"},{"v":27.066,"d":"27"},{"v":10.543,"d":"11"},{"v":0.299,"d":"0"},{"v":10954.634,"d":"10,955"},{"v":413.227,"d":"413"},{"v":41.323,"d":"41"},{"v":10965.956,"d":"10,966"},null,1.779,1.779,{"v":0.02,"d":"0.020"},719.871,0.014,{"v":1E-3,"d":"0.001"},720.615,null,0.289,0.289,0.003,116.889,{"v":2E-3,"d":"0.002"},{"v":0,"d":"0.000"},{"v":117.01,"d":"117.010"},null,1.779,1.779,{"v":0.02,"d":"0.020"},719.874,0.014,{"v":1E-3,"d":"0.001"},720.618,null,{"v":73.382,"d":"73"},{"v":28.584,"d":"29"},{"v":0.812,"d":"1"},{"v":29700.107,"d":"29,700"},{"v":1120.337,"d":"1,120"},{"v":112.034,"d":"112"},null,{"v":508176,"d":"508,176"},{"v":197946,"d":"197,946"},{"v":508176,"d":"508,176"},{"v":197946,"d":"197,946"},"EIA","EIA","EIA","EIA","EIA","EIA","--","EIA","EIA",{"$nulls":6},{"v":320739.573,"d":"320,740"},{"v":124935.289,"d":"124,935"},{"v":46.316,"d":"46"},{"v":18.041,"d":"18"},{"v":0.513,"d":"1"},{"v":18745.474,"d":"18,745"},{"v":707.11,"d":"707"},{"v":70.711,"d":"71"},{"v":6158.605757,"d":"6,158.606"},0,0,{"v":30434.88,"d":"30,435"},0,0,0,0,0,0,0,0,{"v":30434.88,"d":"30,435"},0,0,{"v":30434.88,"d":"30,435"},0,{"v":0,"d":"0.0%"},{"v":0,"d":"0.0%"},{"v":1,"d":"100.0%"},{"v":0,"d":"0.0%"},{"v":0,"d":"0.0%"},{"v":0,"d":"0.0%"},{"v":0,"d":"0.0%"},{"v":0,"d":"0.0%"},{"v":0,"d":"0.0%"},{"v":0,"d":"0.0%"},{"v":0,"d":"0.0%"},{"v":1,"d":"100.0%"},{"v":0,"d":"0.0%"},{"v":0,"d":"0.0%"},{"v":1,"d":"100.0%"},{"v":0,"d":"0.0%"}]
[11792,2019,"WY","Big Sand Draw Plant",60130,"High Plains Power Inc",8566,"Devon Energy Production Co",5199,"Industrial Non-CHP","Western Area Power Administration - Rocky Mountain Region","WACM","WECC","RMPA","WECC Rockies",null,"56","013","Fremont",42.7527,-108.1697,5,5,"NG","GAS",null,{"v":0.38078,"d":"0.3808"},{"v":8,"d":"8.0"},{"v":0.698701484018265,"d":"0.6987"},{"$nulls":6},{"v":278913.008,"d":"278,913"},{"v":112034.004,"d":"112,034"},{"v":278913.008,"d":"278,913"},{"v":112034.004,"d":"112,034"},{"v":26685,"d":"26,685"},{"v":10719,"d":"10,719"},{"v":387.955,"d":"388"},{"v":155.835,"d":"156"},{"v":0.446,"d":"0"},{"v":16300.94,"d":"16,301"},{"v":614.898,"d":"615"},{"v":61.49,"d":"61"},{"v":16317.788,"d":"16,318"},null,29.077,29.076,0.033,{"v":1221.731,"d":"1,221.731"},0.023,{"v":2E-3,"d":"0.002"},{"v":1222.993,"d":"1,222.993"},null,2.782,2.782,0.003,116.889,{"v":2E-3,"d":"0.002"},{"v":0,"d":"0.000"},{"v":117.01,"d":"117.010"},null,29.077,29.076,0.033,{"v":1221.731,"d":"1,221.731"},0.023,{"v":2E-3,"d":"0.002"},{"v":1222.993,"d":"1,222.993"},null,{"v":387.955,"d":"388"},{"v":155.835,"d":"156"},{"v":0.446,"d":"0"},{"v":16300.94,"d":"16,301"},{"v":614.898,"d":"615"},{"v":61.49,"d":"61"},null,{"v":278913.008,"d":"278,913"},{"v":112034.004,"d":"112,034"},{"v":278913.008,"d":"278,913"},{"v":112034.004,"d":"112,034"},"EIA","EIA","EIA","EIA","EIA","EIA","--","EIA","EIA",{"$nulls":14},{"v":10452.052007,"d":"10,452.052"},0,0,{"v":26685,"d":"26,685"},0,0,0,0,0,0,0,0,{"v":26685,"d":"26,685"},0,0,{"v":26685,"d":"26,685"},0,{"v":0,"d":"0.0%"},{"v":0,"d":"0.0%"},{"v":1,"d":"100.0%"},{"v":0,"d":"0.0%"},{"v":0,"d":"0.0%"},{"v":0,"d":"0.0%"},{"v":0,"d":"0.0%"},{"v":0,"d":"0.0%"},{"v":0,"d":"0.0%"},{"v":0,"d":"0.0%"},{"v":0,"d":"0.0%"},{"v":1,"d":"100.0%"},{"v":0,"d":"0.0%"},{"v":0,"d":"0.0%"},{"v":1,"d":"100.0%"},{"v":0,"d":"0.0%"}]
[11793,2019,"WY","Boswell Wind I",61393,"PacifiCorp",14354,"Boswell Wind Project I, LLC",61033,"IPP Non-CHP","PacifiCorp - East","PACE","WECC","NWPP","WECC Northwest",null,"56","001","Albany",41.919,-105.869,1,1,"WND","WIND",null,null,{"v":80,"d":"80.0"},{"$nulls":62},"--"]
[11794,2019,"WY","Boswell Wind II",61394,"PacifiCorp",14354,"Boswell Wind Project II, LLC",61034,"IPP Non-CHP","PacifiCorp - East","PACE","WECC","NWPP","WECC Northwest",null,"56","001","Albany",41.869,-105.832,1,1,"WND","WIND",null,null,{"v":80,"d":"80.0"},{"$nulls":62},"--"]
[11795,2019,"WY","Boswell Wind III",61395,"PacifiCorp",14354,"Boswell Wind Project III, LLC",61035,"IPP Non-CHP","PacifiCorp - East","PACE","WECC","NWPP","WECC Northwest",null,"56","001","Albany",41.923,-105.792,1,1,"WND","WIND",null,null,{"v":80,"d":"80.0"},{"$nulls":62},"--"]
[11796,2019,"WY","Boswell Wind IV",61396,"PacifiCorp",14354,"Boswell Wind Project IV, LLC",61036,"IPP Non-CHP","PacifiCorp - East","PACE","WECC","NWPP","WECC Northwest",null,"56","001","Albany",41.912,-105.752,1,1,"WND","WIND",null,null,{"v":80,"d":"80.0"},{"$nulls":62},"--"]
[11797,2019,"WY","Boysen",505,"WAPA-- Western Area Power Administration",27000,"U S Bureau of Reclamation",2518,"Electric Utility","Western Area Power Administration UGP West","WAUW","WECC","RMPA","WECC Rockies",null,"56","013","Fremont",43.417872,-108.177545,2,2,"WAT","HYDRO",null,{"v":0.53046,"d":"0.5305"},{"v":15,"d":"15.0"},{"$nulls":9},{"v":620697,"d":"620,697"},{"v":298251,"d":"298,251"},{"v":69702,"d":"69,702"},{"v":33493,"d":"33,493"},{"$nulls":41},{"v":620697,"d":"620,697"},{"v":298251,"d":"298,251"},{"$nulls":6},"--","EIA","EIA",{"$nulls":15},0,0,0,0,{"v":69702,"d":"69,702"},0,0,0,0,0,0,0,{"v":69702,"d":"69,702"},0,0,{"v":69702,"d":"69,702"},{"v":0,"d":"0.0%"},{"v":0,"d":"0.0%"},{"v":0,"d":"0.0%"},{"v":0,"d":"0.0%"},{"v":1,"d":"100.0%"},{"v":0,"d":"0.0%"},{"v":0,"d":"0.0%"},{"v":0,"d":"0.0%"},{"v":0,"d":"0.0%"},{"v":0,"d":"0.0%"},{"v":0,"d":"0.0%"},{"v":0,"d":"0.0%"},{"v":1,"d":"100.0%"},{"v":0,"d":"0.0%"},{"v":0,"d":"0.0%"},{"v":1,"d":"100.0%"}]
[11798,2019,"WY","Buffalo Bill",7317,"WAPA-- Western Area Power Administration",27000,"U S Bureau of Reclamation",2518,"Electric Utility","Western Area Power Administration UGP West","WAUW","WECC","RMPA","WECC Rockies",null,"56","029","Park",44.508169,-109.170661,3,3,"WAT","HYDRO",null,{"v":0.57893,"d":"0.5789"},{"v":18,"d":"18.0"},{"$nulls":9},{"v":812893.031,"d":"812,893"},{"v":390603,"d":"390,603"},{"v":91284.999,"d":"91,285"},{"v":43863,"d":"43,863"},{"$nulls":41},{"v":812893.031,"d":"812,893"},{"v":390603,"d":"390,603"},{"$nulls":6},"--","EIA","EIA",{"$nulls":15},0,0,0,0,{"v":91285,"d":"91,285"},0,0,0,0,0,0,0,{"v":91285,"d":"91,285"},0,0,{"v":91285,"d":"91,285"},{"v":0,"d":"0.0%"},{"v":0,"d":"0.0%"},{"v":0,"d":"0.0%"},{"v":0,"d":"0.0%"},{"v":1,"d":"100.0%"},{"v":0,"d":"0.0%"},{"v":0,"d":"0.0%"},{"v":0,"d":"0.0%"},{"v":0,"d":"0.0%"},{"v":0,"d":"0.0%"},{"v":0,"d":"0.0%"},{"v":0,"d":"0.0%"},{"v":1,"d":"100.0%"},{"v":0,"d":"0.0%"},{"v":0,"d":"0.0%"},{"v":1,"d":"100.0%"}]
[11799,2019,"WY","Campbell Hill Windpower",57090,"PacifiCorp",14354,"Duke Energy DEGS Campbell Hill",56378,"IPP Non-CHP","PacifiCorp - East","PACE","WECC","NWPP","WECC Northwest",null,"56","009","Converse",43.01455,-105.999,1,1,"WND","WIND",null,{"v":0.37356,"d":"0.3736"},{"v":99,"d":"99.0"},{"$nulls":9},{"v":2884891,"d":"2,884,891"},{"v":1137284,"d":"1,137,284"},{"v":323963,"d":"323,963"},{"v":127713,"d":"127,713"},{"$nulls":41},{"v":2884891,"d":"2,884,891"},{"v":1137284,"d":"1,137,284"},{"$nulls":6},"--","EIA","EIA",{"$nulls":15},0,0,0,0,0,0,{"v":323963,"d":"323,963"},0,0,0,0,0,{"v":323963,"d":"323,963"},{"v":323963,"d":"323,963"},0,{"v":323963,"d":"323,963"},{"v":0,"d":"0.0%"},{"v":0,"d":"0.0%"},{"v":0,"d":"0.0%"},{"v":0,"d":"0.0%"},{"v":0,"d":"0.0%"},{"v":0,"d":"0.0%"},{"v":1,"d":"100.0%"},{"v":0,"d":"0.0%"},{"v":0,"d":"0.0%"},{"v":0,"d":"0.0%"},{"v":0,"d":"0.0%"},{"v":0,"d":"0.0%"},{"v":1,"d":"100.0%"},{"v":1,"d":"100.0%"},{"v":0,"d":"0.0%"},{"v":1,"d":"100.0%"}]
[11800,2019,"WY","Casper Wind Farm",57093,"PacifiCorp",14354,"Chevron USA",56394,"IPP Non-CHP","PacifiCorp - East","PACE","WECC","NWPP","WECC Northwest",null,"56","025","Natrona",42.884703,-106.221442,1,1,"WND","WIND",null,0.0745,{"v":17,"d":"17.0"},{"$nulls":9},{"v":98800,"d":"98,800"},{"v":38949,"d":"38,949"},{"v":11095,"d":"11,095"},{"v":4374,"d":"4,374"},{"$nulls":41},{"v":98800,"d":"98,800"},{"v":38949,"d":"38,949"},{"$nulls":6},"--","EIA","EIA",{"$nulls":15},0,0,0,0,0,0,{"v":11095,"d":"11,095"},0,0,0,0,0,{"v":11095,"d":"11,095"},{"v":11095,"d":"11,095"},0,{"v":11095,"d":"11,095"},{"v":0,"d":"0.0%"},{"v":0,"d":"0.0%"},{"v":0,"d":"0.0%"},{"v":0,"d":"0.0%"},{"v":0,"d":"0.0%"},{"v":0,"d":"0.0%"},{"v":1,"d":"100.0%"},{"v":0,"d":"0.0%"},{"v":0,"d":"0.0%"},{"v":0,"d":"0.0%"},{"v":0,"d":"0.0%"},{"v":0,"d":"0.0%"},{"v":1,"d":"100.0%"},{"v":1,"d":"100.0%"},{"v":0,"d":"0.0%"},{"v":1,"d":"100.0%"}]
[11801,2019,"WY","Cedar Springs I",63914,"PacifiCorp",14354,"Cedar Springs Wind, LLC",63580,"IPP Non-CHP","PacifiCorp - East","PACE","WECC","NWPP","WECC Northwest",null,"56","009","Converse",43.019714,-105.472139,1,1,"WND","WIND",null,null,{"v":200,"d":"200.0"},{"$nulls":62},"--"]
[11802,2019,"WY","Cedar Springs II",63915,"PacifiCorp",14354,"Cedar Springs Transmission, LLC",63581,"IPP Non-CHP","PacifiCorp - East","PACE","WECC","NWPP","WECC Northwest",null,"56","009","Converse",42.969007,-105.365616,1,1,"WND","WIND",null,null,{"v":200,"d":"200.0"},{"$nulls":62},"--"]
[11803,2019,"WY","Cedar Springs III",63916,"PacifiCorp",14354,"Cedar Springs Wind III, LLC",63582,"IPP Non-CHP","PacifiCorp - East","PACE","WECC","NWPP","WECC Northwest",null,"56","009","Converse",43.076692,-105.584352,1,1,"WND","WIND",null,null,{"v":133,"d":"133.0"},{"$nulls":62},"--"]
[11804,2019,"WY","Cheyenne Prairie Generating Station",57703,"Cheyenne Light Fuel & Power Co",3461,"Black Hills Service Company LLC",56771,"Electric Utility","Western Area Power Administration - Rocky Mountain Region","WACM","WECC","RMPA","WECC Rockies",null,"56","021","Laramie",41.123611,-104.72,3,6,"NG","GAS",null,{"v":0.16248,"d":"0.1625"},{"v":220,"d":"220.0"},{"v":1,"d":"1.0000"},{"$nulls":6},{"v":2473881.469,"d":"2,473,881"},{"v":1055390.844,"d":"1,055,391"},{"v":2473881.469,"d":"2,473,881"},{"v":1055390.844,"d":"1,055,391"},{"v":313140.001,"d":"313,140"},{"v":133610,"d":"133,610"},{"v":9.216,"d":"9"},{"v":3.737,"d":"4"},{"v":0.743,"d":"1"},{"v":147013.724,"d":"147,014"},{"v":5379.974,"d":"5,380"},{"v":537.997,"d":"538"},{"v":147161.135,"d":"147,161"},null,0.059,0.056,0.005,938.965,0.017,{"v":2E-3,"d":"0.002"},939.906,null,0.007,0.007,{"v":1E-3,"d":"0.001"},118.853,{"v":2E-3,"d":"0.002"},{"v":0,"d":"0.000"},118.972,null,0.059,0.056,0.005,938.965,0.017,{"v":2E-3,"d":"0.002"},939.906,null,{"v":9.216,"d":"9"},{"v":3.737,"d":"4"},{"v":0.743,"d":"1"},{"v":147013.724,"d":"147,014"},{"v":5379.974,"d":"5,380"},{"v":537.997,"d":"538"},null,{"v":2473881.469,"d":"2,473,881"},{"v":1055390.844,"d":"1,055,391"},{"v":2473881.469,"d":"2,473,881"},{"v":1055390.844,"d":"1,055,391"},"EPA/CAMD","EPA/CAMD","EPA/CAMD","EPA/CAMD","EIA","EIA","--","EPA/CAMD","EPA/CAMD",{"$nulls":14},{"v":7900.241006,"d":"7,900.241"},0,0,{"v":313140,"d":"313,140"},0,0,0,0,0,0,0,0,{"v":313140,"d":"313,140"},0,0,{"v":313140,"d":"313,140"},0,{"v":0,"d":"0.0%"},{"v":0,"d":"0.0%"},{"v":1,"d":"100.0%"},{"v":0,"d":"0.0%"},{"v":0,"d":"0.0%"},{"v":0,"d":"0.0%"},{"v":0,"d":"0.0%"},{"v":0,"d":"0.0%"},{"v":0,"d":"0.0%"},{"v":0,"d":"0.0%"},{"v":0,"d":"0.0%"},{"v":1,"d":"100.0%"},{"v":0,"d":"0.0%"},{"v":0,"d":"0.0%"},{"v":1,"d":"100.0%"},{"v":0,"d":"0.0%"}]
[11805,2019,"WY","Chokecherry and Sierra Madre Wind",58987,"PacifiCorp",14354,"Power Company of Wyoming LLC",58842,"IPP Non-CHP","PacifiCorp - East","PACE","WECC","NWPP","WECC Northwest",null,"56","007","Carbon",41.683056,-107.2,5,5,"WND","WIND",null,null,{"v":3000,"d":"3,000.0"},{"$nulls":62},"--"]
[11806,2019,"WY","Corriedale Wind Energy",63436,"Cheyenne Light Fuel & Power d/b/a Black",3461,"Black Hills Service Company LLC",56771,"Electric Utility","Western Area Power Administration - Rocky Mountain Region","WACM","WECC","RMPA","WECC Rockies",null,"56","021","Laramie",41.1133,-104.984011,1,1,"WND","WIND",null,null,52.5,{"$nulls":62},"--"]
[11807,2019,"WY","Dave Johnston",4158,"PacifiCorp",14354,"PacifiCorp",14354,"Electric Utility","PacifiCorp - East","PACE","WECC","NWPP","WECC Northwest",null,"56","009","Converse",42.8378,-105.7769,4,4,"RC","COAL","Yes",{"v":0.58011,"d":"0.5801"},922.2,{"v":0.366488159311975,"d":"0.3665"},{"$nulls":6},{"v":55053093,"d":"55,053,093"},{"v":24185925,"d":"24,185,925"},{"v":55053093,"d":"55,053,093"},{"v":24185925,"d":"24,185,925"},{"v":4686379,"d":"4,686,379"},{"v":2049309,"d":"2,049,309"},{"v":6315.625,"d":"6,316"},{"v":2785.709,"d":"2,786"},{"v":7367.393,"d":"7,367"},{"v":5773964.25,"d":"5,773,964"},{"v":1267603.802,"d":"1,267,604"},{"v":184392.942,"d":"184,393"},{"v":5817283.846,"d":"5,817,284"},null,2.695,2.719,3.144,{"v":2464.147,"d":"2,464.147"},{"v":0.27,"d":"0.270"},0.039,{"v":2482.635,"d":"2,482.635"},null,0.229,{"v":0.23,"d":"0.230"},0.268,{"v":209.76,"d":"209.760"},0.023,0.003,211.334,null,2.695,2.719,3.144,{"v":2464.147,"d":"2,464.147"},{"v":0.27,"d":"0.270"},0.039,{"v":2482.635,"d":"2,482.635"},null,{"v":6315.625,"d":"6,316"},{"v":2785.709,"d":"2,786"},{"v":7367.393,"d":"7,367"},{"v":5773964.25,"d":"5,773,964"},{"v":1267603.802,"d":"1,267,604"},{"v":184392.942,"d":"184,393"},null,{"v":55053093,"d":"55,053,093"},{"v":24185925,"d":"24,185,925"},{"v":55053093,"d":"55,053,093"},{"v":24185925,"d":"24,185,925"},"EPA/CAMD","EPA/CAMD","EPA/CAMD","EPA/CAMD","EIA","EIA","--","EPA/CAMD","EPA/CAMD",{"$nulls":14},{"v":11747.46914,"d":"11,747.469"},{"v":4678988.7,"d":"4,678,989"},{"v":7390.327,"d":"7,390"},0,0,0,0,0,0,0,0,0,{"v":4686379.027,"d":"4,686,379"},0,0,{"v":4686379.027,"d":"4,686,379"},0,{"v":0.998423019786189,"d":"99.8%"},{"v":1.57698021381146E-3,"d":"0.2%"},{"v":0,"d":"0.0%"},{"v":0,"d":"0.0%"},{"v":0,"d":"0.0%"},{"v":0,"d":"0.0%"},{"v":0,"d":"0.0%"},{"v":0,"d":"0.0%"},{"v":0,"d":"0.0%"},{"v":0,"d":"0.0%"},{"v":0,"d":"0.0%"},{"v":1,"d":"100.0%"},{"v":0,"d":"0.0%"},{"v":0,"d":"0.0%"},{"v":1,"d":"100.0%"},{"v":0,"d":"0.0%"}]
[11808,2019,"WY","Dry Fork Station",56609,"Basin Electric Power Coop",1307,"Basin Electric Power Coop",1307,"Electric Utility","Western Area Power Administration - Rocky Mountain Region","WACM","WECC","MROW","MRO West",null,"56","005","Campbell",44.388889,-105.460833,1,1,"SUB","COAL","Yes",{"v":0.60548,"d":"0.6055"},483.7,{"v":0.324199654552726,"d":"0.3242"},{"$nulls":6},{"v":28431434,"d":"28,431,434"},{"v":12226300,"d":"12,226,300"},{"v":28431434,"d":"28,431,434"},{"v":12226300,"d":"12,226,300"},{"v":2565548,"d":"2,565,548"},{"v":1103474,"d":"1,103,474"},{"v":594.093,"d":"594"},{"v":240.213,"d":"240"},{"v":809.538,"d":"810"},{"v":2981890.25,"d":"2,981,890"},{"v":651107.066,"d":"651,107"},{"v":94674.459,"d":"94,674"},{"v":3004135.583,"d":"3,004,136"},null,0.463,0.435,0.631,{"v":2324.564,"d":"2,324.564"},0.254,0.037,{"v":2341.906,"d":"2,341.906"},null,0.042,0.039,0.057,{"v":209.76,"d":"209.760"},0.023,0.003,211.325,null,0.463,0.435,0.631,{"v":2324.564,"d":"2,324.564"},0.254,0.037,{"v":2341.906,"d":"2,341.906"},null,{"v":594.093,"d":"594"},{"v":240.213,"d":"240"},{"v":809.538,"d":"810"},{"v":2981890.25,"d":"2,981,890"},{"v":651107.066,"d":"651,107"},{"v":94674.459,"d":"94,674"},null,{"v":28431434,"d":"28,431,434"},{"v":12226300,"d":"12,226,300"},{"v":28431434,"d":"28,431,434"},{"v":12226300,"d":"12,226,300"},"EPA/CAMD","EPA/CAMD","EPA/CAMD","EPA/CAMD","EIA","EIA","--","EPA/CAMD","EPA/CAMD",{"$nulls":14},{"v":11082.012199,"d":"11,082.012"},{"v":2561900.2,"d":"2,561,900"},{"v":3647.779,"d":"3,648"},0,0,0,0,0,0,0,0,0,{"v":2565547.979,"d":"2,565,548"},0,0,{"v":2565547.979,"d":"2,565,548"},0,{"v":0.998578167693663,"d":"99.9%"},{"v":0.00142183230633708,"d":"0.1%"},{"v":0,"d":"0.0%"},{"v":0,"d":"0.0%"},{"v":0,"d":"0.0%"},{"v":0,"d":"0.0%"},{"v":0,"d":"0.0%"},{"v":0,"d":"0.0%"},{"v":0,"d":"0.0%"},{"v":0,"d":"0.0%"},{"v":0,"d":"0.0%"},{"v":1,"d":"100.0%"},{"v":0,"d":"0.0%"},{"v":0,"d":"0.0%"},{"v":1,"d":"100.0%"},{"v":0,"d":"0.0%"}]
[11809,2019,"WY","Dunlap",57299,"PacifiCorp",14354,"PacifiCorp",14354,"Electric Utility","PacifiCorp - East","PACE","WECC","NWPP","WECC Northwest",null,"56","007","Carbon",42.043611,-106.160278,1,1,"WND","WIND",null,{"v":0.39577,"d":"0.3958"},{"v":111,"d":"111.0"},{"$nulls":9},{"v":3426939,"d":"3,426,939"},{"v":1350971,"d":"1,350,971"},{"v":384833,"d":"384,833"},{"v":151709,"d":"151,709"},{"$nulls":41},{"v":3426939,"d":"3,426,939"},{"v":1350971,"d":"1,350,971"},{"$nulls":6},"--","EIA","EIA",{"$nulls":15},0,0,0,0,0,0,{"v":384833,"d":"384,833"},0,0,0,0,0,{"v":384833,"d":"384,833"},{"v":384833,"d":"384,833"},0,{"v":384833,"d":"384,833"},{"v":0,"d":"0.0%"},{"v":0,"d":"0.0%"},{"v":0,"d":"0.0%"},{"v":0,"d":"0.0%"},{"v":0,"d":"0.0%"},{"v":0,"d":"0.0%"},{"v":1,"d":"100.0%"},{"v":0,"d":"0.0%"},{"v":0,"d":"0.0%"},{"v":0,"d":"0.0%"},{"v":0,"d":"0.0%"},{"v":0,"d":"0.0%"},{"v":1,"d":"100.0%"},{"v":1,"d":"100.0%"},{"v":0,"d":"0.0%"},{"v":1,"d":"100.0%"}]
[11810,2019,"WY","Ekola Flats",62591,"PacifiCorp",14354,"PacifiCorp",14354,"Electric Utility","PacifiCorp - East","PACE","WECC","NWPP","WECC Northwest",null,"56","007","Carbon",41.932405,-106.35843,1,1,"WND","WIND",null,null,250.9,{"$nulls":62},"--"]
[11811,2019,"WY","Elk Basin Gasoline Plant",52127,"PacifiCorp",14354,"Vanguard Natural Resources LLC",56079,"Industrial CHP","PacifiCorp - East","PACE","WECC","NWPP","WECC Northwest",null,"56","029","Park",44.9806,-108.8428,3,3,"OG","OFSL",null,{"v":0.41945,"d":"0.4195"},2.5,{"v":0.634246575342466,"d":"0.6342"},null,"Yes",{"v":447554.4,"d":"447,554"},{"v":0.07,"d":"0"},{"v":0.085423,"d":"0.0854"},null,{"v":51266.56,"d":"51,267"},{"v":21291.732,"d":"21,292"},{"v":51266.56,"d":"51,267"},{"v":21291.732,"d":"21,292"},{"v":9186,"d":"9,186"},{"v":3815.08,"d":"3,815"},{"v":6.719,"d":"7"},{"v":2.791,"d":"3"},{"v":0.026,"d":"0"},{"v":2996.274,"d":"2,996"},{"v":113.043,"d":"113"},{"v":11.279,"d":"11"},{"v":2999.368,"d":"2,999"},null,1.463,1.463,0.006,652.357,0.012,{"v":1E-3,"d":"0.001"},{"v":653.03,"d":"653.030"},null,0.262,0.262,{"v":1E-3,"d":"0.001"},{"v":116.89,"d":"116.890"},{"v":2E-3,"d":"0.002"},{"v":0,"d":"0.000"},117.011,null,1.463,1.463,0.006,652.357,0.012,{"v":1E-3,"d":"0.001"},{"v":653.03,"d":"653.030"},null,{"v":78.658,"d":"79"},{"v":32.668,"d":"33"},{"v":0.309,"d":"0"},{"v":35075.648,"d":"35,076"},{"v":1323.326,"d":"1,323"},{"v":132.033,"d":"132"},null,{"v":600148,"d":"600,148"},{"v":249250,"d":"249,250"},{"v":600148,"d":"600,148"},{"v":249250,"d":"249,250"},"EIA","EIA","EIA","EIA","EIA","EIA","--","EIA","EIA",{"$nulls":6},{"v":548881.44,"d":"548,881"},{"v":227958.268,"d":"227,958"},{"v":71.939,"d":"72"},{"v":29.877,"d":"30"},{"v":0.282,"d":"0"},{"v":32079.374,"d":"32,079"},{"v":1210.284,"d":"1,210"},{"v":120.754,"d":"121"},{"v":5580.944956,"d":"5,580.945"},0,0,0,0,0,0,0,0,0,{"v":9186,"d":"9,186"},0,{"v":9186,"d":"9,186"},0,0,{"v":9186,"d":"9,186"},0,{"v":0,"d":"0.0%"},{"v":0,"d":"0.0%"},{"v":0,"d":"0.0%"},{"v":0,"d":"0.0%"},{"v":0,"d":"0.0%"},{"v":0,"d":"0.0%"},{"v":0,"d":"0.0%"},{"v":0,"d":"0.0%"},{"v":0,"d":"0.0%"},{"v":1,"d":"100.0%"},{"v":0,"d":"0.0%"},{"v":1,"d":"100.0%"},{"v":0,"d":"0.0%"},{"v":0,"d":"0.0%"},{"v":1,"d":"100.0%"},{"v":0,"d":"0.0%"}]
[11812,2019,"WY","Fontenelle",4185,"WAPA-- Western Area Power Administration",27000,"U S Bureau of Reclamation",2518,"Electric Utility","Western Area Power Administration UGP West","WAUW","WECC","RMPA","WECC Rockies",null,"56","023","Lincoln",42.027013,-110.063973,1,1,"WAT","HYDRO",null,{"v":0.64911,"d":"0.6491"},{"v":10,"d":"10.0"},{"$nulls":9},{"v":506357,"d":"506,357"},{"v":243310,"d":"243,310"},{"v":56862,"d":"56,862"},{"v":27323,"d":"27,323"},{"$nulls":41},{"v":506357,"d":"506,357"},{"v":243310,"d":"243,310"},{"$nulls":6},"--","EIA","EIA",{"$nulls":15},0,0,0,0,{"v":56862,"d":"56,862"},0,0,0,0,0,0,0,{"v":56862,"d":"56,862"},0,0,{"v":56862,"d":"56,862"},{"v":0,"d":"0.0%"},{"v":0,"d":"0.0%"},{"v":0,"d":"0.0%"},{"v":0,"d":"0.0%"},{"v":1,"d":"100.0%"},{"v":0,"d":"0.0%"},{"v":0,"d":"0.0%"},{"v":0,"d":"0.0%"},{"v":0,"d":"0.0%"},{"v":0,"d":"0.0%"},{"v":0,"d":"0.0%"},{"v":0,"d":"0.0%"},{"v":1,"d":"100.0%"},{"v":0,"d":"0.0%"},{"v":0,"d":"0.0%"},{"v":1,"d":"100.0%"}]
[11813,2019,"WY","Foote Creek I",55607,"PacifiCorp",14354,"PacifiCorp",14354,"Electric Utility","PacifiCorp - East","PACE","WECC","NWPP","WECC Northwest",null,"56","007","Carbon",41.6283,-106.2013,1,1,"WND","WIND",null,{"v":0.33449,"d":"0.3345"},41.4,{"$nulls":9},{"v":1080238,"d":"1,080,238"},{"v":425852,"d":"425,852"},{"v":121307,"d":"121,307"},{"v":47822,"d":"47,822"},{"$nulls":41},{"v":1080238,"d":"1,080,238"},{"v":425852,"d":"425,852"},{"$nulls":6},"--","EIA","EIA",{"$nulls":15},0,0,0,0,0,0,{"v":121307,"d":"121,307"},0,0,0,0,0,{"v":121307,"d":"121,307"},{"v":121307,"d":"121,307"},0,{"v":121307,"d":"121,307"},{"v":0,"d":"0.0%"},{"v":0,"d":"0.0%"},{"v":0,"d":"0.0%"},{"v":0,"d":"0.0%"},{"v":0,"d":"0.0%"},{"v":0,"d":"0.0%"},{"v":1,"d":"100.0%"},{"v":0,"d":"0.0%"},{"v":0,"d":"0.0%"},{"v":0,"d":"0.0%"},{"v":0,"d":"0.0%"},{"v":0,"d":"0.0%"},{"v":1,"d":"100.0%"},{"v":1,"d":"100.0%"},{"v":0,"d":"0.0%"},{"v":1,"d":"100.0%"}]
[11814,2019,"WY","Foote Creek II",55608,"PacifiCorp",14354,"Terra-Gen Operating Co-Wind",2770,"IPP Non-CHP","PacifiCorp - East","PACE","WECC","NWPP","WECC Northwest",null,"56","001","Albany",41.657539,-106.189183,1,1,"WND","WIND",null,{"v":0.33777,"d":"0.3378"},1.8,{"$nulls":9},{"v":47429,"d":"47,429"},{"v":18697,"d":"18,697"},{"v":5326,"d":"5,326"},{"v":2100,"d":"2,100"},{"$nulls":41},{"v":47429,"d":"47,429"},{"v":18697,"d":"18,697"},{"$nulls":6},"--","EIA","EIA",{"$nulls":15},0,0,0,0,0,0,{"v":5326,"d":"5,326"},0,0,0,0,0,{"v":5326,"d":"5,326"},{"v":5326,"d":"5,326"},0,{"v":5326,"d":"5,326"},{"v":0,"d":"0.0%"},{"v":0,"d":"0.0%"},{"v":0,"d":"0.0%"},{"v":0,"d":"0.0%"},{"v":0,"d":"0.0%"},{"v":0,"d":"0.0%"},{"v":1,"d":"100.0%"},{"v":0,"d":"0.0%"},{"v":0,"d":"0.0%"},{"v":0,"d":"0.0%"},{"v":0,"d":"0.0%"},{"v":0,"d":"0.0%"},{"v":1,"d":"100.0%"},{"v":1,"d":"100.0%"},{"v":0,"d":"0.0%"},{"v":1,"d":"100.0%"}]
[11815,2019,"WY","Foote Creek III",55609,"PacifiCorp",14354,"Terra-Gen Operating Co-Wind",2770,"IPP Non-CHP","PacifiCorp - East","PACE","WECC","NWPP","WECC Northwest",null,"56","001","Albany",41.666469,-106.183278,1,1,"WND","WIND",null,{"v":0.17127,"d":"0.1713"},24.8,{"$nulls":9},{"v":331346,"d":"331,346"},{"v":130623,"d":"130,623"},{"v":37209,"d":"37,209"},{"v":14669,"d":"14,669"},{"$nulls":41},{"v":331346,"d":"331,346"},{"v":130623,"d":"130,623"},{"$nulls":6},"--","EIA","EIA",{"$nulls":15},0,0,0,0,0,0,{"v":37209,"d":"37,209"},0,0,0,0,0,{"v":37209,"d":"37,209"},{"v":37209,"d":"37,209"},0,{"v":37209,"d":"37,209"},{"v":0,"d":"0.0%"},{"v":0,"d":"0.0%"},{"v":0,"d":"0.0%"},{"v":0,"d":"0.0%"},{"v":0,"d":"0.0%"},{"v":0,"d":"0.0%"},{"v":1,"d":"100.0%"},{"v":0,"d":"0.0%"},{"v":0,"d":"0.0%"},{"v":0,"d":"0.0%"},{"v":0,"d":"0.0%"},{"v":0,"d":"0.0%"},{"v":1,"d":"100.0%"},{"v":1,"d":"100.0%"},{"v":0,"d":"0.0%"},{"v":1,"d":"100.0%"}]
[11816,2019,"WY","Foote Creek IV",55610,"PacifiCorp",14354,"Terra-Gen Operating Co-Wind",2770,"IPP Non-CHP","PacifiCorp - East","PACE","WECC","NWPP","WECC Northwest",null,"56","007","Carbon",41.6744,-106.1805,1,1,"WND","WIND",null,{"v":0.34906,"d":"0.3491"},16.8,{"$nulls":9},{"v":457448,"d":"457,448"},{"v":180336,"d":"180,336"},{"v":51370,"d":"51,370"},{"v":20251,"d":"20,251"},{"$nulls":41},{"v":457448,"d":"457,448"},{"v":180336,"d":"180,336"},{"$nulls":6},"--","EIA","EIA",{"$nulls":15},0,0,0,0,0,0,{"v":51370,"d":"51,370"},0,0,0,0,0,{"v":51370,"d":"51,370"},{"v":51370,"d":"51,370"},0,{"v":51370,"d":"51,370"},{"v":0,"d":"0.0%"},{"v":0,"d":"0.0%"},{"v":0,"d":"0.0%"},{"v":0,"d":"0.0%"},{"v":0,"d":"0.0%"},{"v":0,"d":"0.0%"},{"v":1,"d":"100.0%"},{"v":0,"d":"0.0%"},{"v":0,"d":"0.0%"},{"v":0,"d":"0.0%"},{"v":0,"d":"0.0%"},{"v":0,"d":"0.0%"},{"v":1,"d":"100.0%"},{"v":1,"d":"100.0%"},{"v":0,"d":"0.0%"},{"v":1,"d":"100.0%"}]
[11817,2019,"WY","Fremont Canyon",4176,"WAPA-- Western Area Power Administration",27000,"U S Bureau of Reclamation",2518,"Electric Utility","Western Area Power Administration UGP West","WAUW","WECC","RMPA","WECC Rockies",null,"56","025","Natrona",42.4766,-106.795901,2,2,"WAT","HYDRO",null,{"v":0.34497,"d":"0.3450"},66.8,{"$nulls":9},{"v":1797625,"d":"1,797,625"},{"v":863776,"d":"863,776"},{"v":201867,"d":"201,867"},{"v":96999,"d":"96,999"},{"$nulls":41},{"v":1797625,"d":"1,797,625"},{"v":863776,"d":"863,776"},{"$nulls":6},"--","EIA","EIA",{"$nulls":15},0,0,0,0,{"v":201867,"d":"201,867"},0,0,0,0,0,0,0,{"v":201867,"d":"201,867"},0,0,{"v":201867,"d":"201,867"},{"v":0,"d":"0.0%"},{"v":0,"d":"0.0%"},{"v":0,"d":"0.0%"},{"v":0,"d":"0.0%"},{"v":1,"d":"100.0%"},{"v":0,"d":"0.0%"},{"v":0,"d":"0.0%"},{"v":0,"d":"0.0%"},{"v":0,"d":"0.0%"},{"v":0,"d":"0.0%"},{"v":0,"d":"0.0%"},{"v":0,"d":"0.0%"},{"v":1,"d":"100.0%"},{"v":0,"d":"0.0%"},{"v":0,"d":"0.0%"},{"v":1,"d":"100.0%"}]
[11818,2019,"WY","Garland Canal Power Plant",57551,"WAPA-- Western Area Power Administration",27000,"Shoshone Irrigation District",56880,"IPP Non-CHP","PacifiCorp - East","PACE","WECC","NWPP","WECC Northwest",null,"56","029","Park",44.7264,-108.8644,1,1,"WAT","HYDRO",null,{"v":0.31121,"d":"0.3112"},2.9,{"$nulls":9},{"v":70402,"d":"70,402"},{"v":67900,"d":"67,900"},{"v":7906,"d":"7,906"},{"v":7625,"d":"7,625"},{"$nulls":41},{"v":70402,"d":"70,402"},{"v":67900,"d":"67,900"},{"$nulls":6},"--","EIA","EIA",{"$nulls":15},0,0,0,0,{"v":7906,"d":"7,906"},0,0,0,0,0,0,0,{"v":7906,"d":"7,906"},0,0,{"v":7906,"d":"7,906"},{"v":0,"d":"0.0%"},{"v":0,"d":"0.0%"},{"v":0,"d":"0.0%"},{"v":0,"d":"0.0%"},{"v":1,"d":"100.0%"},{"v":0,"d":"0.0%"},{"v":0,"d":"0.0%"},{"v":0,"d":"0.0%"},{"v":0,"d":"0.0%"},{"v":0,"d":"0.0%"},{"v":0,"d":"0.0%"},{"v":0,"d":"0.0%"},{"v":1,"d":"100.0%"},{"v":0,"d":"0.0%"},{"v":0,"d":"0.0%"},{"v":1,"d":"100.0%"}]
[11819,2019,"WY","General Chemical",54318,"PacifiCorp",14354,"Tata Chemicals Partners",7067,"Industrial CHP","PacifiCorp - East","PACE","WECC","NWPP","WECC Northwest",null,"56","037","Sweetwater",41.5933,-109.7542,3,2,"BIT","COAL","Yes",{"v":0.83319,"d":"0.8332"},{"v":30,"d":"30.0"},{"v":0,"d":"0.0000"},null,"Yes",{"v":8463269.6,"d":"8,463,270"},{"v":0.088,"d":"0"},{"v":0.105334,"d":"0.1053"},null,{"v":1225848.449,"d":"1,225,848"},{"v":485031.608,"d":"485,032"},{"v":1225848.449,"d":"1,225,848"},{"v":485031.608,"d":"485,032"},{"v":218963,"d":"218,963"},{"v":82972,"d":"82,972"},{"v":151.138,"d":"151"},{"v":65.99,"d":"66"},{"v":14.262,"d":"14"},{"v":109737.423,"d":"109,737"},{"v":21569.978,"d":"21,570"},{"v":3100.369,"d":"3,100"},{"v":110469.003,"d":"110,469"},null,{"v":1.38,"d":"1.380"},1.591,{"v":0.13,"d":"0.130"},{"v":1002.338,"d":"1,002.338"},0.099,0.014,{"v":1009.02,"d":"1,009.020"},null,0.247,0.272,0.023,179.039,0.018,0.003,180.233,null,{"v":1.38,"d":"1.380"},1.591,{"v":0.13,"d":"0.130"},{"v":1002.338,"d":"1,002.338"},0.099,0.014,{"v":1009.02,"d":"1,009.020"},null,{"v":1434.843,"d":"1,435"},{"v":626.486,"d":"626"},{"v":135.395,"d":"135"},{"v":1041804.516,"d":"1,041,805"},{"v":204777,"d":"204,777"},{"v":29433.7,"d":"29,434"},null,{"v":11637729.5,"d":"11,637,730"},{"v":4604701.875,"d":"4,604,702"},{"v":11637729.5,"d":"11,637,730"},{"v":4604701.875,"d":"4,604,702"},"EIA","EIA","EIA","EIA","EIA","EIA","--","EIA","EIA",{"$nulls":6},{"v":10411881.051,"d":"10,411,881"},{"v":4119670.267,"d":"4,119,670"},{"v":1283.705,"d":"1,284"},{"v":560.496,"d":"560"},{"v":121.133,"d":"121"},{"v":932067.092,"d":"932,067"},{"v":183207.022,"d":"183,207"},{"v":26333.331,"d":"26,333"},{"v":5598.427457,"d":"5,598.427"},{"v":152345.46,"d":"152,345"},0,{"v":66617.536,"d":"66,618"},0,0,0,0,0,0,0,0,{"v":218962.996,"d":"218,963"},0,0,{"v":218962.996,"d":"218,963"},0,{"v":0.695758930883463,"d":"69.6%"},{"v":0,"d":"0.0%"},{"v":0.304241069116537,"d":"30.4%"},{"v":0,"d":"0.0%"},{"v":0,"d":"0.0%"},{"v":0,"d":"0.0%"},{"v":0,"d":"0.0%"},{"v":0,"d":"0.0%"},{"v":0,"d":"0.0%"},{"v":0,"d":"0.0%"},{"v":0,"d":"0.0%"},{"v":1,"d":"100.0%"},{"v":0,"d":"0.0%"},{"v":0,"d":"0.0%"},{"v":1,"d":"100.0%"},{"v":0,"d":"0.0%"}]
[11820,2019,"WY","Genesis Alkali",57915,"PacifiCorp",14354,"Genesis Alkali, LLC",61167,"Industrial CHP","PacifiCorp - East","PACE","WECC","NWPP","WECC Northwest",null,"56","037","Sweetwater",41.621667,-109.811944,7,6,"SUB","COAL","Yes",{"v":0.79754,"d":"0.7975"},{"v":41,"d":"41.0"},{"v":0.00409752385195072,"d":"0.0041"},null,"Yes",{"v":10283800,"d":"10,283,800"},{"v":0.095,"d":"0"},{"v":0.112495,"d":"0.1125"},null,{"v":1585269.123,"d":"1,585,269"},{"v":640127.05,"d":"640,127"},{"v":1585269.123,"d":"1,585,269"},{"v":640127.05,"d":"640,127"},{"v":286445,"d":"286,445"},{"v":112142,"d":"112,142"},{"v":218.814,"d":"219"},{"v":89.478,"d":"89"},{"v":7.916,"d":"8"},{"v":148476.647,"d":"148,477"},{"v":28870.563,"d":"28,871"},{"v":4155.838,"d":"4,156"},{"v":149456.748,"d":"149,457"},null,1.528,1.596,0.055,{"v":1036.685,"d":"1,036.685"},0.101,0.015,{"v":1043.528,"d":"1,043.528"},null,0.276,{"v":0.28,"d":"0.280"},{"v":0.01,"d":"0.010"},{"v":187.32,"d":"187.320"},0.018,0.003,188.557,null,1.528,1.596,0.055,{"v":1036.685,"d":"1,036.685"},0.101,0.015,{"v":1043.528,"d":"1,043.528"},null,{"v":1945.101,"d":"1,945"},{"v":795.393,"d":"795"},{"v":70.365,"d":"70"},{"v":1319850.434,"d":"1,319,850"},{"v":256638.506,"d":"256,639"},{"v":36942.408,"d":"36,942"},null,{"v":14091900.562,"d":"14,091,901"},{"v":5690268.367,"d":"5,690,268"},{"v":14091900.562,"d":"14,091,901"},{"v":5690268.367,"d":"5,690,268"},"EIA","EIA","EIA","EIA","EIA","EIA","--","EIA","EIA",{"$nulls":6},{"v":12506631.44,"d":"12,506,631"},{"v":5050141.317,"d":"5,050,141"},{"v":1726.287,"d":"1,726"},{"v":705.915,"d":"706"},{"v":62.449,"d":"62"},{"v":1171373.787,"d":"1,171,374"},{"v":227767.943,"d":"227,768"},{"v":32786.57,"d":"32,787"},{"v":5534.287891,"d":"5,534.288"},{"v":207836.64,"d":"207,837"},0,{"v":78608.365,"d":"78,608"},0,0,0,0,0,0,0,0,{"v":286445.005,"d":"286,445"},0,0,{"v":286445.005,"d":"286,445"},0,{"v":0.72557257544079,"d":"72.6%"},{"v":0,"d":"0.0%"},{"v":0.27442742455921,"d":"27.4%"},{"v":0,"d":"0.0%"},{"v":0,"d":"0.0%"},{"v":0,"d":"0.0%"},{"v":0,"d":"0.0%"},{"v":0,"d":"0.0%"},{"v":0,"d":"0.0%"},{"v":0,"d":"0.0%"},{"v":0,"d":"0.0%"},{"v":1,"d":"100.0%"},{"v":0,"d":"0.0%"},{"v":0,"d":"0.0%"},{"v":1,"d":"100.0%"},{"v":0,"d":"0.0%"}]
[11821,2019,"WY","Glendo",4177,"WAPA-- Western Area Power Administration",27000,"U S Bureau of Reclamation",2518,"Electric Utility","Western Area Power Administration UGP West","WAUW","WECC","RMPA","WECC Rockies",null,"56","031","Platte",42.467254,-104.955526,2,2,"WAT","HYDRO",null,{"v":0.25509,"d":"0.2551"},{"v":38,"d":"38.0"},{"$nulls":9},{"v":756177,"d":"756,177"},{"v":363350,"d":"363,350"},{"v":84916,"d":"84,916"},{"v":40803,"d":"40,803"},{"$nulls":41},{"v":756177,"d":"756,177"},{"v":363350,"d":"363,350"},{"$nulls":6},"--","EIA","EIA",{"$nulls":15},0,0,0,0,{"v":84916,"d":"84,916"},0,0,0,0,0,0,0,{"v":84916,"d":"84,916"},0,0,{"v":84916,"d":"84,916"},{"v":0,"d":"0.0%"},{"v":0,"d":"0.0%"},{"v":0,"d":"0.0%"},{"v":0,"d":"0.0%"},{"v":1,"d":"100.0%"},{"v":0,"d":"0.0%"},{"v":0,"d":"0.0%"},{"v":0,"d":"0.0%"},{"v":0,"d":"0.0%"},{"v":0,"d":"0.0%"},{"v":0,"d":"0.0%"},{"v":0,"d":"0.0%"},{"v":1,"d":"100.0%"},{"v":0,"d":"0.0%"},{"v":0,"d":"0.0%"},{"v":1,"d":"100.0%"}]
[11822,2019,"WY","Glenrock",56841,"PacifiCorp",14354,"PacifiCorp",14354,"Electric Utility","PacifiCorp - East","PACE","WECC","NWPP","WECC Northwest",null,"56","009","Converse",43.0181,-105.835278,2,2,"WND","WIND",null,{"v":0.26399,"d":"0.2640"},165.6,{"$nulls":9},{"v":3410294.938,"d":"3,410,295"},{"v":1344409.969,"d":"1,344,410"},{"v":382964,"d":"382,964"},{"v":150972,"d":"150,972"},{"$nulls":41},{"v":3410294.938,"d":"3,410,295"},{"v":1344409.969,"d":"1,344,410"},{"$nulls":6},"--","EIA","EIA",{"$nulls":15},0,0,0,0,0,0,{"v":382964,"d":"382,964"},0,0,0,0,0,{"v":382964,"d":"382,964"},{"v":382964,"d":"382,964"},0,{"v":382964,"d":"382,964"},{"v":0,"d":"0.0%"},{"v":0,"d":"0.0%"},{"v":0,"d":"0.0%"},{"v":0,"d":"0.0%"},{"v":0,"d":"0.0%"},{"v":0,"d":"0.0%"},{"v":1,"d":"100.0%"},{"v":0,"d":"0.0%"},{"v":0,"d":"0.0%"},{"v":0,"d":"0.0%"},{"v":0,"d":"0.0%"},{"v":0,"d":"0.0%"},{"v":1,"d":"100.0%"},{"v":1,"d":"100.0%"},{"v":0,"d":"0.0%"},{"v":1,"d":"100.0%"}]
[11823,2019,"WY","Guernsey",4178,"WAPA-- Western Area Power Administration",27000,"U S Bureau of Reclamation",2518,"Electric Utility","Western Area Power Administration UGP West","WAUW","WECC","RMPA","WECC Rockies",null,"56","031","Platte",42.289868,-104.760634,2,2,"WAT","HYDRO",null,{"v":0.36246,"d":"0.3625"},6.4,{"$nulls":9},{"v":180957,"d":"180,957"},{"v":86952,"d":"86,952"},{"v":20321,"d":"20,321"},{"v":9764,"d":"9,764"},{"$nulls":41},{"v":180957,"d":"180,957"},{"v":86952,"d":"86,952"},{"$nulls":6},"--","EIA","EIA",{"$nulls":15},0,0,0,0,{"v":20321,"d":"20,321"},0,0,0,0,0,0,0,{"v":20321,"d":"20,321"},0,0,{"v":20321,"d":"20,321"},{"v":0,"d":"0.0%"},{"v":0,"d":"0.0%"},{"v":0,"d":"0.0%"},{"v":0,"d":"0.0%"},{"v":1,"d":"100.0%"},{"v":0,"d":"0.0%"},{"v":0,"d":"0.0%"},{"v":0,"d":"0.0%"},{"v":0,"d":"0.0%"},{"v":0,"d":"0.0%"},{"v":0,"d":"0.0%"},{"v":0,"d":"0.0%"},{"v":1,"d":"100.0%"},{"v":0,"d":"0.0%"},{"v":0,"d":"0.0%"},{"v":1,"d":"100.0%"}]
[11824,2019,"WY","Happy Jack Windpower Project",56960,"WAPA-- Western Area Power Administration",27000,"Duke Energy DEGS Happy Jack",56271,"IPP Non-CHP","Western Area Power Administration UGP West","WAUW","WECC","RMPA","WECC Rockies",null,"56","021","Laramie",41.139722,-104.997778,1,1,"WND","WIND",null,{"v":0.29817,"d":"0.2982"},29.4,{"$nulls":9},{"v":683841,"d":"683,841"},{"v":269584,"d":"269,584"},{"v":76793,"d":"76,793"},{"v":30273,"d":"30,273"},{"$nulls":41},{"v":683841,"d":"683,841"},{"v":269584,"d":"269,584"},{"$nulls":6},"--","EIA","EIA",{"$nulls":15},0,0,0,0,0,0,{"v":76793,"d":"76,793"},0,0,0,0,0,{"v":76793,"d":"76,793"},{"v":76793,"d":"76,793"},0,{"v":76793,"d":"76,793"},{"v":0,"d":"0.0%"},{"v":0,"d":"0.0%"},{"v":0,"d":"0.0%"},{"v":0,"d":"0.0%"},{"v":0,"d":"0.0%"},{"v":0,"d":"0.0%"},{"v":1,"d":"100.0%"},{"v":0,"d":"0.0%"},{"v":0,"d":"0.0%"},{"v":0,"d":"0.0%"},{"v":0,"d":"0.0%"},{"v":0,"d":"0.0%"},{"v":1,"d":"100.0%"},{"v":1,"d":"100.0%"},{"v":0,"d":"0.0%"},{"v":1,"d":"100.0%"}]
[11825,2019,"WY","Hartzog",8026,"Powder River Energy Corp",19156,"Basin Electric Power Coop",1307,"Electric Utility","Western Area Power Administration - Rocky Mountain Region","WACM","WECC","RMPA","WECC Rockies",null,"56","005","Campbell",43.8294,-105.5322,3,3,"NG","GAS",null,{"v":1.17E-3,"d":"0.0012"},22.5,{"v":1,"d":"1.0000"},{"$nulls":6},{"v":3534,"d":"3,534"},{"v":1376.001,"d":"1,376"},{"v":3534,"d":"3,534"},{"v":1376.001,"d":"1,376"},231,90,{"v":0.588,"d":"1"},{"v":0.228,"d":"0"},{"v":0.006,"d":"0"},{"v":206.544,"d":"207"},{"v":7.791,"d":"8"},{"v":0.779,"d":"1"},{"v":206.757,"d":"207"},null,5.091,5.067,0.049,{"v":1788.26,"d":"1,788.260"},0.034,0.003,{"v":1790.108,"d":"1,790.108"},null,0.333,0.331,0.003,{"v":116.89,"d":"116.890"},{"v":2E-3,"d":"0.002"},{"v":0,"d":"0.000"},{"v":117.01,"d":"117.010"},null,5.091,5.067,0.049,{"v":1788.26,"d":"1,788.260"},0.034,0.003,{"v":1790.108,"d":"1,790.108"},null,{"v":0.588,"d":"1"},{"v":0.228,"d":"0"},{"v":0.006,"d":"0"},{"v":206.544,"d":"207"},{"v":7.791,"d":"8"},{"v":0.779,"d":"1"},null,{"v":3534,"d":"3,534"},{"v":1376.001,"d":"1,376"},{"v":3534,"d":"3,534"},{"v":1376.001,"d":"1,376"},"EIA","EIA","EIA","EIA","EIA","EIA","--","EIA","EIA",{"$nulls":14},{"v":15298.701299,"d":"15,298.701"},0,0,231,0,0,0,0,0,0,0,0,231,0,0,231,0,{"v":0,"d":"0.0%"},{"v":0,"d":"0.0%"},{"v":1,"d":"100.0%"},{"v":0,"d":"0.0%"},{"v":0,"d":"0.0%"},{"v":0,"d":"0.0%"},{"v":0,"d":"0.0%"},{"v":0,"d":"0.0%"},{"v":0,"d":"0.0%"},{"v":0,"d":"0.0%"},{"v":0,"d":"0.0%"},{"v":1,"d":"100.0%"},{"v":0,"d":"0.0%"},{"v":0,"d":"0.0%"},{"v":1,"d":"100.0%"},{"v":0,"d":"0.0%"}]
[11826,2019,"WY","Heart Mountain",6408,"WAPA-- Western Area Power Administration",27000,"U S Bureau of Reclamation",2518,"Electric Utility","Western Area Power Administration UGP West","WAUW","WECC","RMPA","WECC Rockies",null,"56","029","Park",44.513767,-109.129588,1,1,"WAT","HYDRO",null,{"v":0.50689,"d":"0.5069"},{"v":5,"d":"5.0"},{"$nulls":9},{"v":197710,"d":"197,710"},{"v":95002,"d":"95,002"},{"v":22202,"d":"22,202"},{"v":10668,"d":"10,668"},{"$nulls":41},{"v":197710,"d":"197,710"},{"v":95002,"d":"95,002"},{"$nulls":6},"--","EIA","EIA",{"$nulls":15},0,0,0,0,{"v":22202,"d":"22,202"},0,0,0,0,0,0,0,{"v":22202,"d":"22,202"},0,0,{"v":22202,"d":"22,202"},{"v":0,"d":"0.0%"},{"v":0,"d":"0.0%"},{"v":0,"d":"0.0%"},{"v":0,"d":"0.0%"},{"v":1,"d":"100.0%"},{"v":0,"d":"0.0%"},{"v":0,"d":"0.0%"},{"v":0,"d":"0.0%"},{"v":0,"d":"0.0%"},{"v":0,"d":"0.0%"},{"v":0,"d":"0.0%"},{"v":0,"d":"0.0%"},{"v":1,"d":"100.0%"},{"v":0,"d":"0.0%"},{"v":0,"d":"0.0%"},{"v":1,"d":"100.0%"}]
[11827,2019,"WY","High Plains",57040,"PacifiCorp",14354,"PacifiCorp",14354,"Electric Utility","PacifiCorp - East","PACE","WECC","NWPP","WECC Northwest",null,"56","001","Albany",41.675052,-106.011124,1,1,"WND","WIND",null,{"v":0.22023,"d":"0.2202"},122.1,{"$nulls":9},{"v":2097679,"d":"2,097,679"},{"v":826948,"d":"826,948"},{"v":235562,"d":"235,562"},{"v":92863,"d":"92,863"},{"$nulls":41},{"v":2097679,"d":"2,097,679"},{"v":826948,"d":"826,948"},{"$nulls":6},"--","EIA","EIA",{"$nulls":15},0,0,0,0,0,0,{"v":235562,"d":"235,562"},0,0,0,0,0,{"v":235562,"d":"235,562"},{"v":235562,"d":"235,562"},0,{"v":235562,"d":"235,562"},{"v":0,"d":"0.0%"},{"v":0,"d":"0.0%"},{"v":0,"d":"0.0%"},{"v":0,"d":"0.0%"},{"v":0,"d":"0.0%"},{"v":0,"d":"0.0%"},{"v":1,"d":"100.0%"},{"v":0,"d":"0.0%"},{"v":0,"d":"0.0%"},{"v":0,"d":"0.0%"},{"v":0,"d":"0.0%"},{"v":0,"d":"0.0%"},{"v":1,"d":"100.0%"},{"v":1,"d":"100.0%"},{"v":0,"d":"0.0%"},{"v":1,"d":"100.0%"}]
[11828,2019,"WY","Jim Bridger",8066,"PacifiCorp",14354,"PacifiCorp",14354,"Electric Utility","PacifiCorp - East","PACE","WECC","NWPP","WECC Northwest",null,"56","037","Sweetwater",41.7378,-108.7875,4,4,"SUB","COAL","Yes",{"v":0.52615,"d":"0.5262"},{"v":2441.9,"d":"2,441.9"},{"v":0.456409560935876,"d":"0.4564"},{"$nulls":6},{"v":120678750,"d":"120,678,750"},{"v":43573342,"d":"43,573,342"},{"v":120678750,"d":"120,678,750"},{"v":43573342,"d":"43,573,342"},{"v":11254989,"d":"11,254,989"},{"v":4046730,"d":"4,046,730"},{"v":7112.294,"d":"7,112"},{"v":2467.565,"d":"2,468"},{"v":8891.646,"d":"8,892"},{"v":12656779.75,"d":"12,656,780"},{"v":2882702.4,"d":"2,882,702"},{"v":419337.547,"d":"419,338"},{"v":12755294.825,"d":"12,755,295"},null,1.264,{"v":1.22,"d":"1.220"},{"v":1.58,"d":"1.580"},{"v":2249.097,"d":"2,249.097"},0.256,0.037,{"v":2266.603,"d":"2,266.603"},null,0.118,0.113,0.147,{"v":209.76,"d":"209.760"},0.024,0.003,211.393,null,1.264,{"v":1.22,"d":"1.220"},{"v":1.58,"d":"1.580"},{"v":2249.097,"d":"2,249.097"},0.256,0.037,{"v":2266.603,"d":"2,266.603"},null,{"v":7112.294,"d":"7,112"},{"v":2467.565,"d":"2,468"},{"v":8891.646,"d":"8,892"},{"v":12656779.75,"d":"12,656,780"},{"v":2882702.4,"d":"2,882,702"},{"v":419337.547,"d":"419,338"},null,{"v":120678750,"d":"120,678,750"},{"v":43573342,"d":"43,573,342"},{"v":120678750,"d":"120,678,750"},{"v":43573342,"d":"43,573,342"},"EPA/CAMD","EPA/CAMD","EPA/CAMD","EPA/CAMD","EIA","EIA","--","EPA/CAMD","EPA/CAMD",{"$nulls":14},{"v":10722.244687,"d":"10,722.245"},{"v":11245848,"d":"11,245,848"},{"v":9141.372,"d":"9,141"},0,0,0,0,0,0,0,0,0,{"v":11254989.372,"d":"11,254,989"},0,0,{"v":11254989.372,"d":"11,254,989"},0,{"v":0.999187793813227,"d":"99.9%"},{"v":0.000812206186772755,"d":"0.1%"},{"v":0,"d":"0.0%"},{"v":0,"d":"0.0%"},{"v":0,"d":"0.0%"},{"v":0,"d":"0.0%"},{"v":0,"d":"0.0%"},{"v":0,"d":"0.0%"},{"v":0,"d":"0.0%"},{"v":0,"d":"0.0%"},{"v":0,"d":"0.0%"},{"v":1,"d":"100.0%"},{"v":0,"d":"0.0%"},{"v":0,"d":"0.0%"},{"v":1,"d":"100.0%"},{"v":0,"d":"0.0%"}]
[11829,2019,"WY","Kortes",4180,"WAPA-- Western Area Power Administration",27000,"U S Bureau of Reclamation",2518,"Electric Utility","Western Area Power Administration UGP West","WAUW","WECC","RMPA","WECC Rockies",null,"56","007","Carbon",42.174301,-106.880543,3,3,"WAT","HYDRO",null,{"v":0.47376,"d":"0.4738"},{"v":36,"d":"36.0"},{"$nulls":9},{"v":1330441.969,"d":"1,330,442"},{"v":639291,"d":"639,291"},{"v":149403.999,"d":"149,404"},{"v":71790,"d":"71,790"},{"$nulls":41},{"v":1330441.969,"d":"1,330,442"},{"v":639291,"d":"639,291"},{"$nulls":6},"--","EIA","EIA",{"$nulls":15},0,0,0,0,{"v":149404,"d":"149,404"},0,0,0,0,0,0,0,{"v":149404,"d":"149,404"},0,0,{"v":149404,"d":"149,404"},{"v":0,"d":"0.0%"},{"v":0,"d":"0.0%"},{"v":0,"d":"0.0%"},{"v":0,"d":"0.0%"},{"v":1,"d":"100.0%"},{"v":0,"d":"0.0%"},{"v":0,"d":"0.0%"},{"v":0,"d":"0.0%"},{"v":0,"d":"0.0%"},{"v":0,"d":"0.0%"},{"v":0,"d":"0.0%"},{"v":0,"d":"0.0%"},{"v":1,"d":"100.0%"},{"v":0,"d":"0.0%"},{"v":0,"d":"0.0%"},{"v":1,"d":"100.0%"}]
[11830,2019,"WY","Lake (WY)",7039,"NorthWestern Energy LLC - (MT)",12825,"NorthWestern Energy",13902,"Electric Utility","NorthWestern Energy (NWMT)","NWMT","WECC","NWPP","WECC Northwest",null,"56","039","Teton",44.415,-110.5739,1,1,"DFO","OIL",null,{"v":0.00617,"d":"0.0062"},2.7,{"v":1,"d":"1.0000"},{"$nulls":6},{"v":1748,"d":"1,748"},706,{"v":1748,"d":"1,748"},706,146,59,{"v":2.796,"d":"3"},{"v":1.128,"d":"1"},{"v":0.254,"d":"0"},{"v":142.747,"d":"143"},{"v":11.561,"d":"12"},{"v":2.312,"d":"2"},{"v":143.236,"d":"143"},null,38.301,38.237,3.473,{"v":1955.438,"d":"1,955.438"},0.079,0.016,{"v":1962.137,"d":"1,962.137"},null,3.199,3.195,{"v":0.29,"d":"0.290"},163.326,0.007,{"v":1E-3,"d":"0.001"},163.886,null,38.301,38.237,3.473,{"v":1955.438,"d":"1,955.438"},0.079,0.016,{"v":1962.137,"d":"1,962.137"},null,{"v":2.796,"d":"3"},{"v":1.128,"d":"1"},{"v":0.254,"d":"0"},{"v":142.747,"d":"143"},{"v":11.561,"d":"12"},{"v":2.312,"d":"2"},null,{"v":1748,"d":"1,748"},706,{"v":1748,"d":"1,748"},706,"EIA","EIA","EIA","EIA","EIA","EIA","--","EIA","EIA",{"$nulls":14},{"v":11972.60274,"d":"11,972.603"},0,146,0,0,0,0,0,0,0,0,0,146,0,0,146,0,{"v":0,"d":"0.0%"},{"v":1,"d":"100.0%"},{"v":0,"d":"0.0%"},{"v":0,"d":"0.0%"},{"v":0,"d":"0.0%"},{"v":0,"d":"0.0%"},{"v":0,"d":"0.0%"},{"v":0,"d":"0.0%"},{"v":0,"d":"0.0%"},{"v":0,"d":"0.0%"},{"v":0,"d":"0.0%"},{"v":1,"d":"100.0%"},{"v":0,"d":"0.0%"},{"v":0,"d":"0.0%"},{"v":1,"d":"100.0%"},{"v":0,"d":"0.0%"}]
[11831,2019,"WY","Laramie River",6204,"Basin Electric Power Coop",1307,"Basin Electric Power Coop",1307,"Electric Utility","Western Area Power Administration - Rocky Mountain Region","WACM","WECC","MROW","MRO West",null,"56","031","Platte",42.108889,-104.8825,3,3,"RC","COAL","Yes",{"v":0.60296,"d":"0.6030"},{"v":1710,"d":"1,710.0"},{"v":0.328396285615103,"d":"0.3284"},{"$nulls":6},{"v":110969112,"d":"110,969,112"},{"v":47190042,"d":"47,190,042"},{"v":110969112,"d":"110,969,112"},{"v":47190042,"d":"47,190,042"},{"v":9032133,"d":"9,032,133"},{"v":3840948,"d":"3,840,948"},{"v":7191.448,"d":"7,191"},{"v":2893.258,"d":"2,893"},{"v":6132.334,"d":"6,132"},{"v":11638441.75,"d":"11,638,442"},{"v":2235642.581,"d":"2,235,643"},{"v":325237.014,"d":"325,237"},{"v":11714847.597,"d":"11,714,848"},null,1.592,1.507,1.358,{"v":2577.119,"d":"2,577.119"},0.248,0.036,{"v":2594.038,"d":"2,594.038"},null,{"v":0.13,"d":"0.130"},0.123,0.111,{"v":209.76,"d":"209.760"},{"v":0.02,"d":"0.020"},0.003,211.137,null,1.592,1.507,1.358,{"v":2577.119,"d":"2,577.119"},0.248,0.036,{"v":2594.038,"d":"2,594.038"},null,{"v":7191.448,"d":"7,191"},{"v":2893.258,"d":"2,893"},{"v":6132.334,"d":"6,132"},{"v":11638441.75,"d":"11,638,442"},{"v":2235642.581,"d":"2,235,643"},{"v":325237.014,"d":"325,237"},null,{"v":110969112,"d":"110,969,112"},{"v":47190042,"d":"47,190,042"},{"v":110969112,"d":"110,969,112"},{"v":47190042,"d":"47,190,042"},"EPA/CAMD","EPA/CAMD","EPA/CAMD","EPA/CAMD","EIA","EIA","--","EPA/CAMD","EPA/CAMD",{"$nulls":14},{"v":12286.036097,"d":"12,286.036"},{"v":9011611.4,"d":"9,011,611"},{"v":20521.594,"d":"20,522"},0,0,0,0,0,0,0,0,0,{"v":9032132.994,"d":"9,032,133"},0,0,{"v":9032132.994,"d":"9,032,133"},0,{"v":0.997727934917075,"d":"99.8%"},{"v":0.00227206508292475,"d":"0.2%"},{"v":0,"d":"0.0%"},{"v":0,"d":"0.0%"},{"v":0,"d":"0.0%"},{"v":0,"d":"0.0%"},{"v":0,"d":"0.0%"},{"v":0,"d":"0.0%"},{"v":0,"d":"0.0%"},{"v":0,"d":"0.0%"},{"v":0,"d":"0.0%"},{"v":1,"d":"100.0%"},{"v":0,"d":"0.0%"},{"v":0,"d":"0.0%"},{"v":1,"d":"100.0%"},{"v":0,"d":"0.0%"}]
[11832,2019,"WY","McFadden Ridge",57039,"PacifiCorp",14354,"PacifiCorp",14354,"Electric Utility","PacifiCorp - East","PACE","WECC","NWPP","WECC Northwest",null,"56","001","Albany",41.7244,-105.9906,1,1,"WND","WIND",null,{"v":0.24389,"d":"0.2439"},35.2,{"$nulls":9},{"v":669691,"d":"669,691"},{"v":264006,"d":"264,006"},{"v":75204,"d":"75,204"},{"v":29647,"d":"29,647"},{"$nulls":41},{"v":669691,"d":"669,691"},{"v":264006,"d":"264,006"},{"$nulls":6},"--","EIA","EIA",{"$nulls":15},0,0,0,0,0,0,{"v":75204,"d":"75,204"},0,0,0,0,0,{"v":75204,"d":"75,204"},{"v":75204,"d":"75,204"},0,{"v":75204,"d":"75,204"},{"v":0,"d":"0.0%"},{"v":0,"d":"0.0%"},{"v":0,"d":"0.0%"},{"v":0,"d":"0.0%"},{"v":0,"d":"0.0%"},{"v":0,"d":"0.0%"},{"v":1,"d":"100.0%"},{"v":0,"d":"0.0%"},{"v":0,"d":"0.0%"},{"v":0,"d":"0.0%"},{"v":0,"d":"0.0%"},{"v":0,"d":"0.0%"},{"v":1,"d":"100.0%"},{"v":1,"d":"100.0%"},{"v":0,"d":"0.0%"},{"v":1,"d":"100.0%"}]
[11833,2019,"WY","Medicine Bow",692,"WAPA-- Western Area Power Administration",27000,"SRIV Partnership LLC",62042,"IPP Non-CHP","Western Area Power Administration UGP West","WAUW","WECC","RMPA","WECC Rockies",null,"56","007","Carbon",41.835278,-106.242778,6,6,"WND","WIND",null,{"v":0.17385,"d":"0.1739"},10.2,{"$nulls":9},{"v":138330.996,"d":"138,331"},{"v":54532.999,"d":"54,533"},{"v":15534,"d":"15,534"},{"v":6124,"d":"6,124"},{"$nulls":41},{"v":138330.996,"d":"138,331"},{"v":54532.999,"d":"54,533"},{"$nulls":6},"--","EIA","EIA",{"$nulls":15},0,0,0,0,0,0,{"v":15534,"d":"15,534"},0,0,0,0,0,{"v":15534,"d":"15,534"},{"v":15534,"d":"15,534"},0,{"v":15534,"d":"15,534"},{"v":0,"d":"0.0%"},{"v":0,"d":"0.0%"},{"v":0,"d":"0.0%"},{"v":0,"d":"0.0%"},{"v":0,"d":"0.0%"},{"v":0,"d":"0.0%"},{"v":1,"d":"100.0%"},{"v":0,"d":"0.0%"},{"v":0,"d":"0.0%"},{"v":0,"d":"0.0%"},{"v":0,"d":"0.0%"},{"v":0,"d":"0.0%"},{"v":1,"d":"100.0%"},{"v":1,"d":"100.0%"},{"v":0,"d":"0.0%"},{"v":1,"d":"100.0%"}]
[11834,2019,"WY","Mountain Wind Power II LLC",56753,"PacifiCorp",14354,"NRG Energy Gas & Wind Holdings Inc",59883,"IPP Non-CHP","PacifiCorp - East","PACE","WECC","NWPP","WECC Northwest",null,"56","041","Uinta",41.263889,-110.544444,1,1,"WND","WIND",null,0.2838,{"v":80,"d":"80.0"},{"$nulls":9},{"v":1771080,"d":"1,771,080"},{"v":698197,"d":"698,197"},{"v":198886,"d":"198,886"},{"v":78405,"d":"78,405"},{"$nulls":41},{"v":1771080,"d":"1,771,080"},{"v":698197,"d":"698,197"},{"$nulls":6},"--","EIA","EIA",{"$nulls":15},0,0,0,0,0,0,{"v":198886,"d":"198,886"},0,0,0,0,0,{"v":198886,"d":"198,886"},{"v":198886,"d":"198,886"},0,{"v":198886,"d":"198,886"},{"v":0,"d":"0.0%"},{"v":0,"d":"0.0%"},{"v":0,"d":"0.0%"},{"v":0,"d":"0.0%"},{"v":0,"d":"0.0%"},{"v":0,"d":"0.0%"},{"v":1,"d":"100.0%"},{"v":0,"d":"0.0%"},{"v":0,"d":"0.0%"},{"v":0,"d":"0.0%"},{"v":0,"d":"0.0%"},{"v":0,"d":"0.0%"},{"v":1,"d":"100.0%"},{"v":1,"d":"100.0%"},{"v":0,"d":"0.0%"},{"v":1,"d":"100.0%"}]
[11835,2019,"WY","Mountain Wind Power LLC",56752,"PacifiCorp",14354,"NRG Energy Gas & Wind Holdings Inc",59883,"IPP Non-CHP","PacifiCorp - East","PACE","WECC","NWPP","WECC Northwest",null,"56","041","Uinta",41.288056,-110.480741,1,1,"WND","WIND",null,{"v":0.29682,"d":"0.2968"},{"v":61,"d":"61.0"},{"$nulls":9},{"v":1412403,"d":"1,412,403"},{"v":556799,"d":"556,799"},{"v":158608,"d":"158,608"},{"v":62527,"d":"62,527"},{"$nulls":41},{"v":1412403,"d":"1,412,403"},{"v":556799,"d":"556,799"},{"$nulls":6},"--","EIA","EIA",{"$nulls":15},0,0,0,0,0,0,{"v":158608,"d":"158,608"},0,0,0,0,0,{"v":158608,"d":"158,608"},{"v":158608,"d":"158,608"},0,{"v":158608,"d":"158,608"},{"v":0,"d":"0.0%"},{"v":0,"d":"0.0%"},{"v":0,"d":"0.0%"},{"v":0,"d":"0.0%"},{"v":0,"d":"0.0%"},{"v":0,"d":"0.0%"},{"v":1,"d":"100.0%"},{"v":0,"d":"0.0%"},{"v":0,"d":"0.0%"},{"v":0,"d":"0.0%"},{"v":0,"d":"0.0%"},{"v":0,"d":"0.0%"},{"v":1,"d":"100.0%"},{"v":1,"d":"100.0%"},{"v":0,"d":"0.0%"},{"v":1,"d":"100.0%"}]
[11836,2019,"WY","Naughton",4162,"PacifiCorp",14354,"PacifiCorp",14354,"Electric Utility","PacifiCorp - East","PACE","WECC","NWPP","WECC Northwest",null,"56","023","Lincoln",41.7581,-110.5983,3,3,"SUB","COAL","Yes",{"v":0.38976,"d":"0.3898"},{"v":832,"d":"832.0"},{"v":0.683739188180541,"d":"0.6837"},{"$nulls":6},{"v":32439999,"d":"32,439,999"},{"v":12520081.453,"d":"12,520,081"},{"v":32439999,"d":"32,439,999"},{"v":12520081.453,"d":"12,520,081"},{"v":2840670,"d":"2,840,670"},{"v":1076858,"d":"1,076,858"},{"v":3526.98,"d":"3,527"},{"v":1322.491,"d":"1,322"},{"v":2565.834,"d":"2,566"},{"v":3388491,"d":"3,388,491"},{"v":758671.101,"d":"758,671"},{"v":110321.032,"d":"110,321"},{"v":3414412.223,"d":"3,414,412"},null,2.483,2.456,1.806,{"v":2385.698,"d":"2,385.698"},0.267,0.039,{"v":2403.949,"d":"2,403.949"},null,0.217,0.211,0.158,208.908,0.023,0.003,210.506,null,2.483,2.456,1.806,{"v":2385.698,"d":"2,385.698"},0.267,0.039,{"v":2403.949,"d":"2,403.949"},null,{"v":3526.98,"d":"3,527"},{"v":1322.491,"d":"1,322"},{"v":2565.834,"d":"2,566"},{"v":3388491,"d":"3,388,491"},{"v":758671.101,"d":"758,671"},{"v":110321.032,"d":"110,321"},null,{"v":32439999,"d":"32,439,999"},{"v":12520081.453,"d":"12,520,081"},{"v":32439999,"d":"32,439,999"},{"v":12520081.453,"d":"12,520,081"},"EPA/CAMD","EPA/CAMD","EPA/CAMD","EPA/CAMD","EIA","EIA","--","EPA/CAMD","EPA/CAMD",{"$nulls":14},{"v":11419.840673,"d":"11,419.841"},{"v":2813174.1,"d":"2,813,174"},0,{"v":27495.917,"d":"27,496"},0,0,0,0,0,0,0,0,{"v":2840670.017,"d":"2,840,670"},0,0,{"v":2840670.017,"d":"2,840,670"},0,{"v":0.990320622657524,"d":"99.0%"},{"v":0,"d":"0.0%"},{"v":0.00967937734247575,"d":"1.0%"},{"v":0,"d":"0.0%"},{"v":0,"d":"0.0%"},{"v":0,"d":"0.0%"},{"v":0,"d":"0.0%"},{"v":0,"d":"0.0%"},{"v":0,"d":"0.0%"},{"v":0,"d":"0.0%"},{"v":0,"d":"0.0%"},{"v":1,"d":"100.0%"},{"v":0,"d":"0.0%"},{"v":0,"d":"0.0%"},{"v":1,"d":"100.0%"},{"v":0,"d":"0.0%"}]
[11837,2019,"WY","Neil Simpson",4150,"Black Hills Power Inc",19545,"Black Hills Power, Inc. d/b/a",19545,"Electric Utility","Western Area Power Administration - Rocky Mountain Region","WACM","WECC","RMPA","WECC Rockies",null,"56","005","Campbell",44.2872,-105.3878,1,1,"SUB","COAL",null,null,21.7,{"$nulls":62},"--"]
[11838,2019,"WY","Neil Simpson II",7504,"Black Hills Power Inc",19545,"Black Hills Power, Inc. d/b/a",19545,"Electric Utility","Western Area Power Administration - Rocky Mountain Region","WACM","WECC","RMPA","WECC Rockies",null,"56","005","Campbell",44.2856,-105.3833,2,2,"SUB","COAL","Yes",{"v":0.62772,"d":"0.6277"},{"v":130,"d":"130.0"},{"v":0.287125336611638,"d":"0.2871"},{"$nulls":6},{"v":9291064.719,"d":"9,291,065"},{"v":4109226.562,"d":"4,109,227"},{"v":9291064.719,"d":"9,291,065"},{"v":4109226.562,"d":"4,109,227"},{"v":714853,"d":"714,853"},{"v":311430,"d":"311,430"},{"v":689.421,"d":"689"},{"v":314.239,"d":"314"},{"v":374.173,"d":"374"},{"v":951753.861,"d":"951,754"},{"v":199978.355,"d":"199,978"},{"v":29042.821,"d":"29,043"},{"v":958580.971,"d":"958,581"},null,1.929,2.018,1.047,{"v":2662.796,"d":"2,662.796"},{"v":0.28,"d":"0.280"},0.041,{"v":2681.897,"d":"2,681.897"},null,0.148,0.153,0.081,204.875,0.022,0.003,206.345,null,1.929,2.018,1.047,{"v":2662.796,"d":"2,662.796"},{"v":0.28,"d":"0.280"},0.041,{"v":2681.897,"d":"2,681.897"},null,{"v":689.421,"d":"689"},{"v":314.239,"d":"314"},{"v":374.173,"d":"374"},{"v":951753.861,"d":"951,754"},{"v":199978.355,"d":"199,978"},{"v":29042.821,"d":"29,043"},null,{"v":9291064.719,"d":"9,291,065"},{"v":4109226.562,"d":"4,109,227"},{"v":9291064.719,"d":"9,291,065"},{"v":4109226.562,"d":"4,109,227"},"EPA/CAMD","EPA/CAMD","EPA/CAMD","EPA/CAMD","EIA","EIA","--","EPA/CAMD","EPA/CAMD",{"$nulls":14},{"v":12997.168328,"d":"12,997.168"},{"v":663779.59,"d":"663,780"},0,{"v":51073.406,"d":"51,073"},0,0,0,0,0,0,0,0,{"v":714852.996,"d":"714,853"},0,0,{"v":714852.996,"d":"714,853"},0,{"v":0.928553973634042,"d":"92.9%"},{"v":0,"d":"0.0%"},{"v":0.0714460263659579,"d":"7.1%"},{"v":0,"d":"0.0%"},{"v":0,"d":"0.0%"},{"v":0,"d":"0.0%"},{"v":0,"d":"0.0%"},{"v":0,"d":"0.0%"},{"v":0,"d":"0.0%"},{"v":0,"d":"0.0%"},{"v":0,"d":"0.0%"},{"v":1,"d":"100.0%"},{"v":0,"d":"0.0%"},{"v":0,"d":"0.0%"},{"v":1,"d":"100.0%"},{"v":0,"d":"0.0%"}]
[11839,2019,"WY","Neil Simpson II (CT2)",55477,"Black Hills Power Inc",19545,"Black Hills Power, Inc. d/b/a",19545,"Electric Utility","Western Area Power Administration - Rocky Mountain Region","WACM","WECC","RMPA","WECC Rockies",null,"56","005","Campbell",44.285,-105.3786,1,1,"NG","GAS",null,{"v":0.04688,"d":"0.0469"},{"v":40,"d":"40.0"},{"v":1,"d":"1.0000"},{"$nulls":6},{"v":180710.859,"d":"180,711"},{"v":94634.516,"d":"94,635"},{"v":180710.859,"d":"180,711"},{"v":94634.516,"d":"94,635"},{"v":16426,"d":"16,426"},{"v":6398,"d":"6,398"},{"v":4.035,"d":"4"},{"v":1.928,"d":"2"},{"v":0.054,"d":"0"},{"v":10738.103,"d":"10,738"},{"v":412.582,"d":"413"},{"v":41.258,"d":"41"},{"v":10749.407,"d":"10,749"},null,0.491,0.603,0.007,{"v":1307.452,"d":"1,307.452"},0.025,0.003,{"v":1308.828,"d":"1,308.828"},null,0.045,0.041,{"v":1E-3,"d":"0.001"},118.843,{"v":2E-3,"d":"0.002"},{"v":0,"d":"0.000"},118.968,null,0.491,0.603,0.007,{"v":1307.452,"d":"1,307.452"},0.025,0.003,{"v":1308.828,"d":"1,308.828"},null,{"v":4.035,"d":"4"},{"v":1.928,"d":"2"},{"v":0.054,"d":"0"},{"v":10738.103,"d":"10,738"},{"v":412.582,"d":"413"},{"v":41.258,"d":"41"},null,{"v":180710.859,"d":"180,711"},{"v":94634.516,"d":"94,635"},{"v":180710.859,"d":"180,711"},{"v":94634.516,"d":"94,635"},"EPA/CAMD","EPA/CAMD","EPA/CAMD","EPA/CAMD","EIA","EIA","--","EPA/CAMD","EPA/CAMD",{"$nulls":14},{"v":11001.513416,"d":"11,001.513"},0,0,{"v":16426,"d":"16,426"},0,0,0,0,0,0,0,0,{"v":16426,"d":"16,426"},0,0,{"v":16426,"d":"16,426"},0,{"v":0,"d":"0.0%"},{"v":0,"d":"0.0%"},{"v":1,"d":"100.0%"},{"v":0,"d":"0.0%"},{"v":0,"d":"0.0%"},{"v":0,"d":"0.0%"},{"v":0,"d":"0.0%"},{"v":0,"d":"0.0%"},{"v":0,"d":"0.0%"},{"v":0,"d":"0.0%"},{"v":0,"d":"0.0%"},{"v":1,"d":"100.0%"},{"v":0,"d":"0.0%"},{"v":0,"d":"0.0%"},{"v":1,"d":"100.0%"},{"v":0,"d":"0.0%"}]
[11840,2019,"WY","Old Faithful",2196,"NorthWestern Energy LLC - (MT)",12825,"NorthWestern Energy",13902,"Electric Utility","NorthWestern Energy (NWMT)","NWMT","WECC","NWPP","WECC Northwest",null,"56","039","Teton",44.4533,-110.8347,2,2,"DFO","OIL",null,{"v":0.00845,"d":"0.0085"},{"v":2,"d":"2.0"},{"v":1,"d":"1.0000"},{"$nulls":6},{"v":1726,"d":"1,726"},706,{"v":1726,"d":"1,726"},706,148,60,{"v":2.758,"d":"3"},{"v":1.128,"d":"1"},{"v":0.25,"d":"0"},{"v":140.95,"d":"141"},{"v":11.416,"d":"11"},{"v":2.283,"d":"2"},{"v":141.433,"d":"141"},null,{"v":37.27,"d":"37.270"},{"v":37.6,"d":"37.600"},3.381,{"v":1904.73,"d":"1,904.730"},0.077,0.015,{"v":1911.255,"d":"1,911.255"},null,3.196,3.195,{"v":0.29,"d":"0.290"},163.326,0.007,{"v":1E-3,"d":"0.001"},163.885,null,{"v":37.27,"d":"37.270"},{"v":37.6,"d":"37.600"},3.381,{"v":1904.73,"d":"1,904.730"},0.077,0.015,{"v":1911.255,"d":"1,911.255"},null,{"v":2.758,"d":"3"},{"v":1.128,"d":"1"},{"v":0.25,"d":"0"},{"v":140.95,"d":"141"},{"v":11.416,"d":"11"},{"v":2.283,"d":"2"},null,{"v":1726,"d":"1,726"},706,{"v":1726,"d":"1,726"},706,"EIA","EIA","EIA","EIA","EIA","EIA","--","EIA","EIA",{"$nulls":14},{"v":11662.162162,"d":"11,662.162"},0,148,0,0,0,0,0,0,0,0,0,148,0,0,148,0,{"v":0,"d":"0.0%"},{"v":1,"d":"100.0%"},{"v":0,"d":"0.0%"},{"v":0,"d":"0.0%"},{"v":0,"d":"0.0%"},{"v":0,"d":"0.0%"},{"v":0,"d":"0.0%"},{"v":0,"d":"0.0%"},{"v":0,"d":"0.0%"},{"v":0,"d":"0.0%"},{"v":0,"d":"0.0%"},{"v":1,"d":"100.0%"},{"v":0,"d":"0.0%"},{"v":0,"d":"0.0%"},{"v":1,"d":"100.0%"},{"v":0,"d":"0.0%"}]
[11841,2019,"WY","Osage (WY)",4151,"Black Hills Power Inc",19545,"Black Hills Power, Inc. d/b/a",19545,"Electric Utility","Western Area Power Administration - Rocky Mountain Region","WACM","WECC","RMPA","WECC Rockies",null,"56","045","Weston",43.9703,-104.4106,3,3,"SUB","COAL",null,null,34.5,{"$nulls":62},"--"]
[11842,2019,"WY","Pilot Butte",674,"WAPA-- Western Area Power Administration",27000,"U S Bureau of Reclamation",2518,"Electric Utility","Western Area Power Administration UGP West","WAUW","WECC","RMPA","WECC Rockies",null,"56","013","Fremont",43.219017,-108.787681,2,2,"WAT","HYDRO",null,null,1.6,{"$nulls":62},"--"]
[11843,2019,"WY","Pioneer Wind Park, LLC",60259,"PacifiCorp",14354,"Sustainable Power Group, LLC",58661,"IPP Non-CHP","PacifiCorp - East","PACE","WECC","NWPP","WECC Northwest",null,"56","009","Converse",42.728198,-105.866765,1,1,"WND","WIND",null,{"v":0.40259,"d":"0.4026"},{"v":80,"d":"80.0"},{"$nulls":9},{"v":2512431,"d":"2,512,431"},{"v":990452,"d":"990,452"},{"v":282137,"d":"282,137"},{"v":111224,"d":"111,224"},{"$nulls":41},{"v":2512431,"d":"2,512,431"},{"v":990452,"d":"990,452"},{"$nulls":6},"--","EIA","EIA",{"$nulls":15},0,0,0,0,0,0,{"v":282137,"d":"282,137"},0,0,0,0,0,{"v":282137,"d":"282,137"},{"v":282137,"d":"282,137"},0,{"v":282137,"d":"282,137"},{"v":0,"d":"0.0%"},{"v":0,"d":"0.0%"},{"v":0,"d":"0.0%"},{"v":0,"d":"0.0%"},{"v":0,"d":"0.0%"},{"v":0,"d":"0.0%"},{"v":1,"d":"100.0%"},{"v":0,"d":"0.0%"},{"v":0,"d":"0.0%"},{"v":0,"d":"0.0%"},{"v":0,"d":"0.0%"},{"v":0,"d":"0.0%"},{"v":1,"d":"100.0%"},{"v":1,"d":"100.0%"},{"v":0,"d":"0.0%"},{"v":1,"d":"100.0%"}]
[11844,2019,"WY","Rock River I LLC",55740,"PacifiCorp",14354,"Shell Wind Energy Inc.",17058,"IPP Non-CHP","PacifiCorp - East","PACE","WECC","NWPP","WECC Northwest",null,"56","007","Carbon",41.7172,-106.1077,1,1,"WND","WIND",null,{"v":0.31106,"d":"0.3111"},{"v":50,"d":"50.0"},{"$nulls":9},{"v":1213252,"d":"1,213,252"},{"v":478289,"d":"478,289"},{"v":136244,"d":"136,244"},{"v":53710,"d":"53,710"},{"$nulls":41},{"v":1213252,"d":"1,213,252"},{"v":478289,"d":"478,289"},{"$nulls":6},"--","EIA","EIA",{"$nulls":15},0,0,0,0,0,0,{"v":136244,"d":"136,244"},0,0,0,0,0,{"v":136244,"d":"136,244"},{"v":136244,"d":"136,244"},0,{"v":136244,"d":"136,244"},{"v":0,"d":"0.0%"},{"v":0,"d":"0.0%"},{"v":0,"d":"0.0%"},{"v":0,"d":"0.0%"},{"v":0,"d":"0.0%"},{"v":0,"d":"0.0%"},{"v":1,"d":"100.0%"},{"v":0,"d":"0.0%"},{"v":0,"d":"0.0%"},{"v":0,"d":"0.0%"},{"v":0,"d":"0.0%"},{"v":0,"d":"0.0%"},{"v":1,"d":"100.0%"},{"v":1,"d":"100.0%"},{"v":0,"d":"0.0%"},{"v":1,"d":"100.0%"}]
[11845,2019,"WY","Rolling Hills",56842,"PacifiCorp",14354,"PacifiCorp",14354,"Electric Utility","PacifiCorp - East","PACE","WECC","NWPP","WECC Northwest",null,"56","009","Converse",43.0572,-105.8543,1,1,"WND","WIND",null,{"v":0.26373,"d":"0.2637"},115.8,{"$nulls":9},{"v":2382337,"d":"2,382,337"},{"v":939167,"d":"939,167"},{"v":267528,"d":"267,528"},{"v":105465,"d":"105,465"},{"$nulls":41},{"v":2382337,"d":"2,382,337"},{"v":939167,"d":"939,167"},{"$nulls":6},"--","EIA","EIA",{"$nulls":15},0,0,0,0,0,0,{"v":267528,"d":"267,528"},0,0,0,0,0,{"v":267528,"d":"267,528"},{"v":267528,"d":"267,528"},0,{"v":267528,"d":"267,528"},{"v":0,"d":"0.0%"},{"v":0,"d":"0.0%"},{"v":0,"d":"0.0%"},{"v":0,"d":"0.0%"},{"v":0,"d":"0.0%"},{"v":0,"d":"0.0%"},{"v":1,"d":"100.0%"},{"v":0,"d":"0.0%"},{"v":0,"d":"0.0%"},{"v":0,"d":"0.0%"},{"v":0,"d":"0.0%"},{"v":0,"d":"0.0%"},{"v":1,"d":"100.0%"},{"v":1,"d":"100.0%"},{"v":0,"d":"0.0%"},{"v":1,"d":"100.0%"}]
[11846,2019,"WY","Roundhouse Wind Energy Project",63133,"Platte River Power Authority",15143,"Roundhouse Renewable Energy, LLC",62913,"Industrial Non-CHP","Western Area Power Administration - Rocky Mountain Region","WACM","WECC",{"$nulls":3},"56","021","Laramie",41.095126,-105.107423,3,3,"WND","WIND",null,null,{"v":226,"d":"226.0"},{"$nulls":62},"--"]
[11847,2019,"WY","Seminoe",4182,"WAPA-- Western Area Power Administration",27000,"U S Bureau of Reclamation",2518,"Electric Utility","Western Area Power Administration UGP West","WAUW","WECC","RMPA","WECC Rockies",null,"56","007","Carbon",42.156127,-106.908483,3,3,"WAT","HYDRO",null,{"v":0.31239,"d":"0.3124"},51.6,{"$nulls":9},{"v":1257430.969,"d":"1,257,431"},{"v":604208.016,"d":"604,208"},{"v":141204.999,"d":"141,205"},{"v":67850.001,"d":"67,850"},{"$nulls":41},{"v":1257430.969,"d":"1,257,431"},{"v":604208.016,"d":"604,208"},{"$nulls":6},"--","EIA","EIA",{"$nulls":15},0,0,0,0,{"v":141205,"d":"141,205"},0,0,0,0,0,0,0,{"v":141205,"d":"141,205"},0,0,{"v":141205,"d":"141,205"},{"v":0,"d":"0.0%"},{"v":0,"d":"0.0%"},{"v":0,"d":"0.0%"},{"v":0,"d":"0.0%"},{"v":1,"d":"100.0%"},{"v":0,"d":"0.0%"},{"v":0,"d":"0.0%"},{"v":0,"d":"0.0%"},{"v":0,"d":"0.0%"},{"v":0,"d":"0.0%"},{"v":0,"d":"0.0%"},{"v":0,"d":"0.0%"},{"v":1,"d":"100.0%"},{"v":0,"d":"0.0%"},{"v":0,"d":"0.0%"},{"v":1,"d":"100.0%"}]
[11848,2019,"WY","Seven Mile Hill",56843,"PacifiCorp",14354,"PacifiCorp",14354,"Electric Utility","PacifiCorp - East","PACE","WECC","NWPP","WECC Northwest",null,"56","007","Carbon",41.9203,-106.3758,2,2,"WND","WIND",null,{"v":0.30135,"d":"0.3014"},146.2,{"$nulls":9},{"v":3436821.062,"d":"3,436,821"},{"v":1354866,"d":"1,354,866"},{"v":385943,"d":"385,943"},{"v":152147,"d":"152,147"},{"$nulls":41},{"v":3436821.062,"d":"3,436,821"},{"v":1354866,"d":"1,354,866"},{"$nulls":6},"--","EIA","EIA",{"$nulls":15},0,0,0,0,0,0,{"v":385943,"d":"385,943"},0,0,0,0,0,{"v":385943,"d":"385,943"},{"v":385943,"d":"385,943"},0,{"v":385943,"d":"385,943"},{"v":0,"d":"0.0%"},{"v":0,"d":"0.0%"},{"v":0,"d":"0.0%"},{"v":0,"d":"0.0%"},{"v":0,"d":"0.0%"},{"v":0,"d":"0.0%"},{"v":1,"d":"100.0%"},{"v":0,"d":"0.0%"},{"v":0,"d":"0.0%"},{"v":0,"d":"0.0%"},{"v":0,"d":"0.0%"},{"v":0,"d":"0.0%"},{"v":1,"d":"100.0%"},{"v":1,"d":"100.0%"},{"v":0,"d":"0.0%"},{"v":1,"d":"100.0%"}]
[11849,2019,"WY","Shoshone (WY)",4183,"WAPA-- Western Area Power Administration",27000,"U S Bureau of Reclamation",2518,"Electric Utility","Western Area Power Administration UGP West","WAUW","WECC","RMPA","WECC Rockies",null,"56","029","Park",44.502897,-109.181228,1,1,"WAT","HYDRO",null,{"v":0.76199,"d":"0.7620"},{"v":3,"d":"3.0"},{"$nulls":9},{"v":178323,"d":"178,323"},{"v":85686,"d":"85,686"},{"v":20025,"d":"20,025"},{"v":9622,"d":"9,622"},{"$nulls":41},{"v":178323,"d":"178,323"},{"v":85686,"d":"85,686"},{"$nulls":6},"--","EIA","EIA",{"$nulls":15},0,0,0,0,{"v":20025,"d":"20,025"},0,0,0,0,0,0,0,{"v":20025,"d":"20,025"},0,0,{"v":20025,"d":"20,025"},{"v":0,"d":"0.0%"},{"v":0,"d":"0.0%"},{"v":0,"d":"0.0%"},{"v":0,"d":"0.0%"},{"v":1,"d":"100.0%"},{"v":0,"d":"0.0%"},{"v":0,"d":"0.0%"},{"v":0,"d":"0.0%"},{"v":0,"d":"0.0%"},{"v":0,"d":"0.0%"},{"v":0,"d":"0.0%"},{"v":0,"d":"0.0%"},{"v":1,"d":"100.0%"},{"v":0,"d":"0.0%"},{"v":0,"d":"0.0%"},{"v":1,"d":"100.0%"}]
[11850,2019,"WY","Shute Creek Facility",56312,"PacifiCorp",14354,"Exxon Mobil Production Co",6529,"Industrial CHP","PacifiCorp - East","PACE","WECC","NWPP","WECC Northwest",null,"56","023","Lincoln",41.8805,-110.0904,3,3,"OG","OFSL",null,{"v":0.53657,"d":"0.5366"},{"v":144,"d":"144.0"},{"v":0.439053779807204,"d":"0.4391"},null,"Yes",{"v":2970697.6,"d":"2,970,698"},{"v":0.778,"d":"1"},{"v":0.509041,"d":"0.5090"},null,{"v":4159832.032,"d":"4,159,832"},{"v":1331283.031,"d":"1,331,283"},{"v":4159832.032,"d":"4,159,832"},{"v":1331283.031,"d":"1,331,283"},{"v":676848,"d":"676,848"},{"v":213996.999,"d":"213,997"},{"v":1280.23,"d":"1,280"},{"v":380.968,"d":"381"},{"v":2.912,"d":"3"},{"v":243121.375,"d":"243,121"},{"v":9171.504,"d":"9,172"},{"v":916.303,"d":"916"},{"v":243372.548,"d":"243,373"},null,3.783,3.561,0.009,718.393,0.014,{"v":1E-3,"d":"0.001"},719.135,null,0.616,0.572,{"v":1E-3,"d":"0.001"},{"v":116.89,"d":"116.890"},{"v":2E-3,"d":"0.002"},{"v":0,"d":"0.000"},117.011,null,3.783,3.561,0.009,718.393,0.014,{"v":1E-3,"d":"0.001"},719.135,null,{"v":2514.984,"d":"2,515"},{"v":748.404,"d":"748"},{"v":5.72,"d":"6"},{"v":477606.562,"d":"477,607"},{"v":18017.216,"d":"18,017"},{"v":1800.057,"d":"1,800"},null,{"v":8171898,"d":"8,171,898"},{"v":2615276.062,"d":"2,615,276"},{"v":8171898,"d":"8,171,898"},{"v":2615276.062,"d":"2,615,276"},"EIA","EIA","EIA","EIA","EIA","EIA","--","EIA","EIA",{"$nulls":6},{"v":4012065.968,"d":"4,012,066"},{"v":1283993.032,"d":"1,283,993"},{"v":1234.754,"d":"1,235"},{"v":367.436,"d":"367"},{"v":2.808,"d":"3"},{"v":234485.188,"d":"234,485"},{"v":8845.712,"d":"8,846"},{"v":883.754,"d":"884"},{"v":6145.888045,"d":"6,145.888"},0,0,{"v":400335.38,"d":"400,335"},0,0,0,0,0,0,{"v":276512.62,"d":"276,513"},0,{"v":676848,"d":"676,848"},0,0,{"v":676848,"d":"676,848"},0,{"v":0,"d":"0.0%"},{"v":0,"d":"0.0%"},{"v":0.591470138051675,"d":"59.1%"},{"v":0,"d":"0.0%"},{"v":0,"d":"0.0%"},{"v":0,"d":"0.0%"},{"v":0,"d":"0.0%"},{"v":0,"d":"0.0%"},{"v":0,"d":"0.0%"},{"v":0.408529861948325,"d":"40.9%"},{"v":0,"d":"0.0%"},{"v":1,"d":"100.0%"},{"v":0,"d":"0.0%"},{"v":0,"d":"0.0%"},{"v":1,"d":"100.0%"},{"v":0,"d":"0.0%"}]
[11851,2019,"WY","Silver Sage Windpower",57091,"WAPA-- Western Area Power Administration",27000,"Duke Energy DEGS Silver Sage Wndpwr LLC",56377,"IPP Non-CHP","Western Area Power Administration UGP West","WAUW","WECC","RMPA","WECC Rockies",null,"56","021","Laramie",41.12968,-105.024,1,1,"WND","WIND",null,{"v":0.32609,"d":"0.3261"},{"v":42,"d":"42.0"},{"$nulls":9},{"v":1068385,"d":"1,068,385"},{"v":421180,"d":"421,180"},{"v":119976,"d":"119,976"},{"v":47297,"d":"47,297"},{"$nulls":41},{"v":1068385,"d":"1,068,385"},{"v":421180,"d":"421,180"},{"$nulls":6},"--","EIA","EIA",{"$nulls":15},0,0,0,0,0,0,{"v":119976,"d":"119,976"},0,0,0,0,0,{"v":119976,"d":"119,976"},{"v":119976,"d":"119,976"},0,{"v":119976,"d":"119,976"},{"v":0,"d":"0.0%"},{"v":0,"d":"0.0%"},{"v":0,"d":"0.0%"},{"v":0,"d":"0.0%"},{"v":0,"d":"0.0%"},{"v":0,"d":"0.0%"},{"v":1,"d":"100.0%"},{"v":0,"d":"0.0%"},{"v":0,"d":"0.0%"},{"v":0,"d":"0.0%"},{"v":0,"d":"0.0%"},{"v":0,"d":"0.0%"},{"v":1,"d":"100.0%"},{"v":1,"d":"100.0%"},{"v":0,"d":"0.0%"},{"v":1,"d":"100.0%"}]
[11852,2019,"WY","Simplot Phosphates",54472,"PacifiCorp",14354,"Simplot Phosphates LLC",16968,"Industrial CHP","PacifiCorp - East","PACE","WECC","NWPP","WECC Northwest",null,"56","037","Sweetwater",41.5417,-109.1328,4,1,"OTH","OTHF",null,{"v":0.80111,"d":"0.8011"},11.5,{"v":0,"d":"0.0000"},null,"Yes",{"v":2015352,"d":"2,015,352"},{"v":0.137,"d":"0"},{"v":0.154141,"d":"0.1541"},null,{"v":439190.163,"d":"439,190"},{"v":168873.384,"d":"168,873"},{"v":439190.163,"d":"439,190"},{"v":168873.384,"d":"168,873"},{"v":80704,"d":"80,704"},{"v":30988.59,"d":"30,989"},{"v":11.227,"d":"11"},{"v":4.968,"d":"5"},{"v":71.769,"d":"72"},{"v":1780.968,"d":"1,781"},{"v":67.181,"d":"67"},{"v":6.718,"d":"7"},{"v":1782.809,"d":"1,783"},null,0.278,0.321,1.779,44.136,{"v":1E-3,"d":"0.001"},{"v":0,"d":"0.000"},44.181,null,0.051,0.059,0.327,{"v":8.11,"d":"8.110"},{"v":0,"d":"0.000"},{"v":0,"d":"0.000"},8.119,null,0.278,0.321,1.779,44.136,{"v":1E-3,"d":"0.001"},{"v":0,"d":"0.000"},44.181,null,{"v":72.833,"d":"73"},{"v":32.233,"d":"32"},{"v":465.606,"d":"466"},{"v":11554.172,"d":"11,554"},{"v":435.843,"d":"436"},{"v":43.584,"d":"44"},null,{"v":2849281.102,"d":"2,849,281"},{"v":1095579.501,"d":"1,095,580"},{"v":2849281.102,"d":"2,849,281"},{"v":1095579.501,"d":"1,095,580"},"EIA","EIA","EIA","EIA","EIA","EIA","--","EIA","EIA",{"$nulls":6},{"v":2410090.938,"d":"2,410,091"},{"v":926706.118,"d":"926,706"},{"v":61.606,"d":"62"},{"v":27.265,"d":"27"},{"v":393.837,"d":"394"},{"v":9773.204,"d":"9,773"},{"v":368.662,"d":"369"},{"v":36.866,"d":"37"},{"v":5441.987552,"d":"5,441.988"},0,0,{"v":5216.418,"d":"5,216"},0,0,0,0,0,0,0,{"v":75487.582,"d":"75,488"},{"v":80704,"d":"80,704"},0,0,{"v":80704,"d":"80,704"},0,{"v":0,"d":"0.0%"},{"v":0,"d":"0.0%"},{"v":0.0646364244647105,"d":"6.5%"},{"v":0,"d":"0.0%"},{"v":0,"d":"0.0%"},{"v":0,"d":"0.0%"},{"v":0,"d":"0.0%"},{"v":0,"d":"0.0%"},{"v":0,"d":"0.0%"},{"v":0,"d":"0.0%"},{"v":0.935363575535289,"d":"93.5%"},{"v":1,"d":"100.0%"},{"v":0,"d":"0.0%"},{"v":0,"d":"0.0%"},{"v":1,"d":"100.0%"},{"v":0,"d":"0.0%"}]
[11853,2019,"WY","Sinclair Oil Refinery",54374,"PacifiCorp",14354,"Sinclair Oil Corp",24205,"Industrial CHP","PacifiCorp - East","PACE","WECC","NWPP","WECC Northwest",null,"56","007","Carbon",41.77952,-107.10972,8,8,"OG","OFSL",null,{"v":0.11896,"d":"0.1190"},8.4,{"v":1,"d":"1.0000"},null,"Yes",{"v":2396702.4,"d":"2,396,702"},{"v":0.012,"d":"0"},{"v":0.016349,"d":"0.0163"},null,{"v":50640.02,"d":"50,640"},{"v":17644.122,"d":"17,644"},{"v":50640.02,"d":"50,640"},{"v":17644.122,"d":"17,644"},{"v":8753.48,"d":"8,753"},{"v":3776,"d":"3,776"},{"v":7.495,"d":"7"},3,{"v":0.028,"d":"0"},{"v":2976.095,"d":"2,976"},{"v":111.969,"d":"112"},{"v":11.22,"d":"11"},{"v":2979.166,"d":"2,979"},null,1.712,1.589,0.006,{"v":679.98,"d":"679.980"},0.013,{"v":1E-3,"d":"0.001"},680.682,null,0.296,{"v":0.34,"d":"0.340"},{"v":1E-3,"d":"0.001"},117.539,{"v":2E-3,"d":"0.002"},{"v":0,"d":"0.000"},117.661,null,1.712,1.589,0.006,679.981,0.013,{"v":1E-3,"d":"0.001"},680.683,null,{"v":458.454,"d":"458"},{"v":183.513,"d":"184"},{"v":1.735,"d":"2"},{"v":182038.799,"d":"182,039"},{"v":6848.803,"d":"6,849"},{"v":686.264,"d":"686"},null,{"v":3097498.004,"d":"3,097,498"},{"v":1079238,"d":"1,079,238"},{"v":3097498.004,"d":"3,097,498"},{"v":1079238,"d":"1,079,238"},"EIA","EIA","EIA","EIA","EIA","EIA","--","EIA","EIA",{"$nulls":6},{"v":3046857.984,"d":"3,046,858"},{"v":1061593.878,"d":"1,061,594"},{"v":450.959,"d":"451"},{"v":180.513,"d":"181"},{"v":1.706,"d":"2"},{"v":179062.704,"d":"179,063"},{"v":6736.834,"d":"6,737"},{"v":675.044,"d":"675"},{"v":5785.143264,"d":"5,785.143"},0,{"v":182.633,"d":"183"},{"v":8295.347,"d":"8,295"},0,0,0,0,0,0,{"v":275.48,"d":"275"},0,{"v":8753.46,"d":"8,753"},0,0,{"v":8753.46,"d":"8,753"},0,{"v":0,"d":"0.0%"},{"v":0.0208640925988124,"d":"2.1%"},{"v":0.947664923356022,"d":"94.8%"},{"v":0,"d":"0.0%"},{"v":0,"d":"0.0%"},{"v":0,"d":"0.0%"},{"v":0,"d":"0.0%"},{"v":0,"d":"0.0%"},{"v":0,"d":"0.0%"},{"v":0.0314709840451661,"d":"3.1%"},{"v":0,"d":"0.0%"},{"v":1,"d":"100.0%"},{"v":0,"d":"0.0%"},{"v":0,"d":"0.0%"},{"v":1,"d":"100.0%"},{"v":0,"d":"0.0%"}]
[11854,2019,"WY","Spirit Mountain",7541,"WAPA-- Western Area Power Administration",27000,"U S Bureau of Reclamation",2518,"Electric Utility","Western Area Power Administration UGP West","WAUW","WECC","RMPA","WECC Rockies",null,"56","029","Park",44.512699,-109.129878,1,1,"WAT","HYDRO",null,{"v":0.43257,"d":"0.4326"},4.5,{"$nulls":9},{"v":151847,"d":"151,847"},{"v":72964,"d":"72,964"},{"v":17052,"d":"17,052"},{"v":8194,"d":"8,194"},{"$nulls":41},{"v":151847,"d":"151,847"},{"v":72964,"d":"72,964"},{"$nulls":6},"--","EIA","EIA",{"$nulls":15},0,0,0,0,{"v":17052,"d":"17,052"},0,0,0,0,0,0,0,{"v":17052,"d":"17,052"},0,0,{"v":17052,"d":"17,052"},{"v":0,"d":"0.0%"},{"v":0,"d":"0.0%"},{"v":0,"d":"0.0%"},{"v":0,"d":"0.0%"},{"v":1,"d":"100.0%"},{"v":0,"d":"0.0%"},{"v":0,"d":"0.0%"},{"v":0,"d":"0.0%"},{"v":0,"d":"0.0%"},{"v":0,"d":"0.0%"},{"v":0,"d":"0.0%"},{"v":0,"d":"0.0%"},{"v":1,"d":"100.0%"},{"v":0,"d":"0.0%"},{"v":0,"d":"0.0%"},{"v":1,"d":"100.0%"}]
[11855,2019,"WY","Strawberry Creek",6393,"Lower Valley Energy Inc",11273,"Lower Valley Energy Inc",11273,"Electric Utility","Bonneville Power Administration","BPAT","WECC","NWPP","WECC Northwest",null,"56","023","Lincoln",42.905142,-110.893422,3,3,"WAT","HYDRO",null,0.7468,1.5,{"$nulls":9},{"v":87384,"d":"87,384"},{"v":41988.999,"d":"41,989"},{"v":9813,"d":"9,813"},{"v":4715.001,"d":"4,715"},{"$nulls":41},{"v":87384,"d":"87,384"},{"v":41988.999,"d":"41,989"},{"$nulls":6},"--","EIA","EIA",{"$nulls":15},0,0,0,0,{"v":9813,"d":"9,813"},0,0,0,0,0,0,0,{"v":9813,"d":"9,813"},0,0,{"v":9813,"d":"9,813"},{"v":0,"d":"0.0%"},{"v":0,"d":"0.0%"},{"v":0,"d":"0.0%"},{"v":0,"d":"0.0%"},{"v":1,"d":"100.0%"},{"v":0,"d":"0.0%"},{"v":0,"d":"0.0%"},{"v":0,"d":"0.0%"},{"v":0,"d":"0.0%"},{"v":0,"d":"0.0%"},{"v":0,"d":"0.0%"},{"v":0,"d":"0.0%"},{"v":1,"d":"100.0%"},{"v":0,"d":"0.0%"},{"v":0,"d":"0.0%"},{"v":1,"d":"100.0%"}]
[11856,2019,"WY","Sweetwater Solar",61369,"Oncor Electric Delivery Company LLC",44372,"Sweetwater Solar LLC",61005,"IPP Non-CHP","PacifiCorp - East","PACE","WECC","NWPP","WECC Northwest",null,"56","037","Sweetwater",41.629056,-109.683472,1,1,"SUN","SOLAR",null,{"v":0.22352,"d":"0.2235"},{"v":92,"d":"92.0"},{"$nulls":9},{"v":1604130,"d":"1,604,130"},{"v":932693,"d":"932,693"},{"v":180138,"d":"180,138"},{"v":104738,"d":"104,738"},{"$nulls":41},{"v":1604130,"d":"1,604,130"},{"v":932693,"d":"932,693"},{"$nulls":6},"--","EIA","EIA",{"$nulls":15},0,0,0,0,0,0,0,{"v":180138,"d":"180,138"},0,0,0,0,{"v":180138,"d":"180,138"},{"v":180138,"d":"180,138"},0,{"v":180138,"d":"180,138"},{"v":0,"d":"0.0%"},{"v":0,"d":"0.0%"},{"v":0,"d":"0.0%"},{"v":0,"d":"0.0%"},{"v":0,"d":"0.0%"},{"v":0,"d":"0.0%"},{"v":0,"d":"0.0%"},{"v":1,"d":"100.0%"},{"v":0,"d":"0.0%"},{"v":0,"d":"0.0%"},{"v":0,"d":"0.0%"},{"v":0,"d":"0.0%"},{"v":1,"d":"100.0%"},{"v":1,"d":"100.0%"},{"v":0,"d":"0.0%"},{"v":1,"d":"100.0%"}]
[11857,2019,"WY","Swift Creek",6394,"Lower Valley Energy Inc",11273,"Lower Valley Energy Inc",11273,"Electric Utility","Bonneville Power Administration","BPAT","WECC","NWPP","WECC Northwest",null,"56","023","Lincoln",42.728439,-110.916592,5,5,"WAT","HYDRO",null,{"v":0.33242,"d":"0.3324"},2.5,{"$nulls":9},{"v":64827,"d":"64,827"},{"v":31150,"d":"31,150"},{"v":7280,"d":"7,280"},{"v":3498,"d":"3,498"},{"$nulls":41},{"v":64827,"d":"64,827"},{"v":31150,"d":"31,150"},{"$nulls":6},"--","EIA","EIA",{"$nulls":15},0,0,0,0,{"v":7280,"d":"7,280"},0,0,0,0,0,0,0,{"v":7280,"d":"7,280"},0,0,{"v":7280,"d":"7,280"},{"v":0,"d":"0.0%"},{"v":0,"d":"0.0%"},{"v":0,"d":"0.0%"},{"v":0,"d":"0.0%"},{"v":1,"d":"100.0%"},{"v":0,"d":"0.0%"},{"v":0,"d":"0.0%"},{"v":0,"d":"0.0%"},{"v":0,"d":"0.0%"},{"v":0,"d":"0.0%"},{"v":0,"d":"0.0%"},{"v":0,"d":"0.0%"},{"v":1,"d":"100.0%"},{"v":0,"d":"0.0%"},{"v":0,"d":"0.0%"},{"v":1,"d":"100.0%"}]
[11858,2019,"WY","TB Flats",62516,"PacifiCorp",14354,"PacifiCorp",14354,"Electric Utility","PacifiCorp - East","PACE","WECC","NWPP","WECC Northwest",null,"56","007","Carbon",42.177245,-106.234141,1,1,"WND","WIND",null,null,503.2,{"$nulls":62},"--"]
[11859,2019,"WY","Top of the World Windpower Project",57327,"PacifiCorp",14354,"Duke Energy Top Of the World WindPower",56682,"IPP Non-CHP","PacifiCorp - East","PACE","WECC","NWPP","WECC Northwest",null,"56","009","Converse",42.9258,-105.7872,1,1,"WND","WIND",null,{"v":0.31329,"d":"0.3133"},{"v":200,"d":"200.0"},{"$nulls":9},{"v":4887758,"d":"4,887,758"},{"v":1926856,"d":"1,926,856"},{"v":548878,"d":"548,878"},{"v":216379,"d":"216,379"},{"$nulls":41},{"v":4887758,"d":"4,887,758"},{"v":1926856,"d":"1,926,856"},{"$nulls":6},"--","EIA","EIA",{"$nulls":15},0,0,0,0,0,0,{"v":548878,"d":"548,878"},0,0,0,0,0,{"v":548878,"d":"548,878"},{"v":548878,"d":"548,878"},0,{"v":548878,"d":"548,878"},{"v":0,"d":"0.0%"},{"v":0,"d":"0.0%"},{"v":0,"d":"0.0%"},{"v":0,"d":"0.0%"},{"v":0,"d":"0.0%"},{"v":0,"d":"0.0%"},{"v":1,"d":"100.0%"},{"v":0,"d":"0.0%"},{"v":0,"d":"0.0%"},{"v":0,"d":"0.0%"},{"v":0,"d":"0.0%"},{"v":0,"d":"0.0%"},{"v":1,"d":"100.0%"},{"v":1,"d":"100.0%"},{"v":0,"d":"0.0%"},{"v":1,"d":"100.0%"}]
[11860,2019,"WY","TransAlta Wyoming Wind",56093,"PacifiCorp",14354,"NextEra Energy Operating Services LLC",58528,"IPP Non-CHP","PacifiCorp - East","PACE","WECC","NWPP","WECC Northwest",null,"56","041","Uinta",41.2874,-110.5556,1,1,"WND","WIND",null,{"v":0.27227,"d":"0.2723"},{"v":144,"d":"144.0"},{"$nulls":9},{"v":3058493,"d":"3,058,493"},{"v":1205722,"d":"1,205,722"},{"v":343458,"d":"343,458"},{"v":135398,"d":"135,398"},{"$nulls":41},{"v":3058493,"d":"3,058,493"},{"v":1205722,"d":"1,205,722"},{"$nulls":6},"--","EIA","EIA",{"$nulls":15},0,0,0,0,0,0,{"v":343458,"d":"343,458"},0,0,0,0,0,{"v":343458,"d":"343,458"},{"v":343458,"d":"343,458"},0,{"v":343458,"d":"343,458"},{"v":0,"d":"0.0%"},{"v":0,"d":"0.0%"},{"v":0,"d":"0.0%"},{"v":0,"d":"0.0%"},{"v":0,"d":"0.0%"},{"v":0,"d":"0.0%"},{"v":1,"d":"100.0%"},{"v":0,"d":"0.0%"},{"v":0,"d":"0.0%"},{"v":0,"d":"0.0%"},{"v":0,"d":"0.0%"},{"v":0,"d":"0.0%"},{"v":1,"d":"100.0%"},{"v":1,"d":"100.0%"},{"v":0,"d":"0.0%"},{"v":1,"d":"100.0%"}]
[11861,2019,"WY","Western Sugar Coop - Torrington",57967,"City of Torrington - (WY)",19032,"Western Sugar Cooperative",57315,"Industrial CHP","Western Area Power Administration - Rocky Mountain Region","WACM","WECC","RMPA","WECC Rockies",null,"56","015","Goshen",42.0469,-104.1863,1,1,"NG","GAS",null,{"v":0,"d":"0.0000"},{"v":2,"d":"2.0"},null,null,"Yes",{"v":214136,"d":"214,136"},0,{"v":0,"d":"0.0000"},{"$nulls":5},0,0,{"$nulls":49},"--",{"$nulls":17},0,0,0,0,0,0,0,0,0,0,0,0,0,0,0,0]
[11862,2019,"WY","Wygen I",55479,"Black Hills Power Inc",19545,"Black Hills Power, Inc. d/b/a",19545,"IPP Non-CHP","Western Area Power Administration - Rocky Mountain Region","WACM","WECC","RMPA","WECC Rockies",null,"56","005","Campbell",44.2858,-105.3833,1,1,"SUB","COAL","Yes",{"v":0.89216,"d":"0.8922"},{"v":90,"d":"90.0"},{"v":0,"d":"0.0000"},{"$nulls":6},{"v":8523099,"d":"8,523,099"},{"v":3638729.25,"d":"3,638,729"},{"v":8523099,"d":"8,523,099"},{"v":3638729.25,"d":"3,638,729"},{"v":703377,"d":"703,377"},{"v":300688,"d":"300,688"},{"v":603.666,"d":"604"},{"v":259.45,"d":"259"},{"v":443.885,"d":"444"},{"v":893911.375,"d":"893,911"},{"v":206281.16,"d":"206,281"},{"v":30002.791,"d":"30,003"},{"v":900960.305,"d":"900,960"},null,1.716,1.726,1.262,{"v":2541.77,"d":"2,541.770"},0.293,0.043,{"v":2561.813,"d":"2,561.813"},null,0.142,0.143,0.104,209.762,0.024,0.004,211.416,null,1.716,1.726,1.262,{"v":2541.77,"d":"2,541.770"},0.293,0.043,{"v":2561.813,"d":"2,561.813"},null,{"v":603.666,"d":"604"},{"v":259.45,"d":"259"},{"v":443.885,"d":"444"},{"v":893911.375,"d":"893,911"},{"v":206281.16,"d":"206,281"},{"v":30002.791,"d":"30,003"},null,{"v":8523099,"d":"8,523,099"},{"v":3638729.25,"d":"3,638,729"},{"v":8523099,"d":"8,523,099"},{"v":3638729.25,"d":"3,638,729"},"EPA/CAMD","EPA/CAMD","EPA/CAMD","EPA/CAMD","EIA","EIA","--","EPA/CAMD","EPA/CAMD",{"$nulls":14},{"v":12117.397907,"d":"12,117.398"},{"v":701956.42,"d":"701,956"},0,{"v":1420.581,"d":"1,421"},0,0,0,0,0,0,0,0,{"v":703377.001,"d":"703,377"},0,0,{"v":703377.001,"d":"703,377"},0,{"v":0.99798034198164,"d":"99.8%"},{"v":0,"d":"0.0%"},{"v":0.00201965801836048,"d":"0.2%"},{"v":0,"d":"0.0%"},{"v":0,"d":"0.0%"},{"v":0,"d":"0.0%"},{"v":0,"d":"0.0%"},{"v":0,"d":"0.0%"},{"v":0,"d":"0.0%"},{"v":0,"d":"0.0%"},{"v":0,"d":"0.0%"},{"v":1,"d":"100.0%"},{"v":0,"d":"0.0%"},{"v":0,"d":"0.0%"},{"v":1,"d":"100.0%"},{"v":0,"d":"0.0%"}]
[11863,2019,"WY","Wygen II",56319,"Black Hills Power Inc",19545,"Black Hills Power, Inc. d/b/a",19545,"Electric Utility","Western Area Power Administration - Rocky Mountain Region","WACM","WECC","RMPA","WECC Rockies",null,"56","005","Campbell",44.2919,-105.3811,1,1,"SUB","COAL","Yes",{"v":0.87806,"d":"0.8781"},{"v":95,"d":"95.0"},{"v":0,"d":"0.0000"},{"$nulls":6},{"v":8922852,"d":"8,922,852"},{"v":3613005.25,"d":"3,613,005"},{"v":8922852,"d":"8,922,852"},{"v":3613005.25,"d":"3,613,005"},{"v":730720,"d":"730,720"},{"v":294086,"d":"294,086"},{"v":259.308,"d":"259"},{"v":105.715,"d":"106"},{"v":225.013,"d":"225"},{"v":935828.688,"d":"935,829"},{"v":211372.978,"d":"211,373"},{"v":30743.037,"d":"30,743"},{"v":943051.562,"d":"943,052"},null,{"v":0.71,"d":"0.710"},0.719,0.616,{"v":2561.388,"d":"2,561.388"},0.289,0.042,{"v":2581.157,"d":"2,581.157"},null,0.058,0.059,{"v":0.05,"d":"0.050"},{"v":209.76,"d":"209.760"},0.024,0.003,211.379,null,{"v":0.71,"d":"0.710"},0.719,0.616,{"v":2561.388,"d":"2,561.388"},0.289,0.042,{"v":2581.157,"d":"2,581.157"},null,{"v":259.308,"d":"259"},{"v":105.715,"d":"106"},{"v":225.013,"d":"225"},{"v":935828.688,"d":"935,829"},{"v":211372.978,"d":"211,373"},{"v":30743.037,"d":"30,743"},null,{"v":8922852,"d":"8,922,852"},{"v":3613005.25,"d":"3,613,005"},{"v":8922852,"d":"8,922,852"},{"v":3613005.25,"d":"3,613,005"},"EPA/CAMD","EPA/CAMD","EPA/CAMD","EPA/CAMD","EIA","EIA","--","EPA/CAMD","EPA/CAMD",{"$nulls":14},{"v":12211.041098,"d":"12,211.041"},{"v":728938.43,"d":"728,938"},0,{"v":1781.574,"d":"1,782"},0,0,0,0,0,0,0,0,{"v":730720.004,"d":"730,720"},0,0,{"v":730720.004,"d":"730,720"},0,{"v":0.997561892393464,"d":"99.8%"},{"v":0,"d":"0.0%"},{"v":0.00243810760653543,"d":"0.2%"},{"v":0,"d":"0.0%"},{"v":0,"d":"0.0%"},{"v":0,"d":"0.0%"},{"v":0,"d":"0.0%"},{"v":0,"d":"0.0%"},{"v":0,"d":"0.0%"},{"v":0,"d":"0.0%"},{"v":0,"d":"0.0%"},{"v":1,"d":"100.0%"},{"v":0,"d":"0.0%"},{"v":0,"d":"0.0%"},{"v":1,"d":"100.0%"},{"v":0,"d":"0.0%"}]
[11864,2019,"WY","Wygen III",56596,"Black Hills Power Inc",19545,"Black Hills Power, Inc. d/b/a",19545,"Electric Utility","Western Area Power Administration - Rocky Mountain Region","WACM","WECC","RMPA","WECC Rockies",null,"56","005","Campbell",44.2919,-105.3806,1,1,"SUB","COAL","Yes",{"v":0.75021,"d":"0.7502"},{"v":116,"d":"116.0"},{"v":0.082982338739306,"d":"0.0830"},{"$nulls":6},{"v":8750568,"d":"8,750,568"},{"v":2904058,"d":"2,904,058"},{"v":8750568,"d":"8,750,568"},{"v":2904058,"d":"2,904,058"},{"v":762334,"d":"762,334"},{"v":250068,"d":"250,068"},{"v":186.418,"d":"186"},{"v":59.075,"d":"59"},{"v":270.613,"d":"271"},{"v":917753.5,"d":"917,754"},{"v":211585.557,"d":"211,586"},{"v":30774.691,"d":"30,775"},{"v":924983.748,"d":"924,984"},null,0.489,0.472,{"v":0.71,"d":"0.710"},{"v":2407.746,"d":"2,407.746"},0.278,{"v":0.04,"d":"0.040"},{"v":2426.715,"d":"2,426.715"},null,0.043,0.041,0.062,209.759,0.024,0.004,211.411,null,0.489,0.472,{"v":0.71,"d":"0.710"},{"v":2407.746,"d":"2,407.746"},0.278,{"v":0.04,"d":"0.040"},{"v":2426.715,"d":"2,426.715"},null,{"v":186.418,"d":"186"},{"v":59.075,"d":"59"},{"v":270.613,"d":"271"},{"v":917753.5,"d":"917,754"},{"v":211585.557,"d":"211,586"},{"v":30774.691,"d":"30,775"},null,{"v":8750568,"d":"8,750,568"},{"v":2904058,"d":"2,904,058"},{"v":8750568,"d":"8,750,568"},{"v":2904058,"d":"2,904,058"},"EPA/CAMD","EPA/CAMD","EPA/CAMD","EPA/CAMD","EIA","EIA","--","EPA/CAMD","EPA/CAMD",{"$nulls":14},{"v":11478.653653,"d":"11,478.654"},{"v":761130.61,"d":"761,131"},0,{"v":1203.394,"d":"1,203"},0,0,0,0,0,0,0,0,{"v":762334.004,"d":"762,334"},0,0,{"v":762334.004,"d":"762,334"},0,{"v":0.998421434707509,"d":"99.8%"},{"v":0,"d":"0.0%"},{"v":0.00157856529249088,"d":"0.2%"},{"v":0,"d":"0.0%"},{"v":0,"d":"0.0%"},{"v":0,"d":"0.0%"},{"v":0,"d":"0.0%"},{"v":0,"d":"0.0%"},{"v":0,"d":"0.0%"},{"v":0,"d":"0.0%"},{"v":0,"d":"0.0%"},{"v":1,"d":"100.0%"},{"v":0,"d":"0.0%"},{"v":0,"d":"0.0%"},{"v":1,"d":"100.0%"},{"v":0,"d":"0.0%"}]
[11865,2019,"WY","Wyodak",6101,"PacifiCorp",14354,"PacifiCorp",14354,"Electric Utility","PacifiCorp - East","PACE","WECC","NWPP","WECC Northwest",null,"56","005","Campbell",44.290128,-105.381482,1,1,"SUB","COAL","Yes",0.5252,402.3,{"v":0.458005452665438,"d":"0.4580"},{"$nulls":6},{"v":23351140,"d":"23,351,140"},{"v":9061505,"d":"9,061,505"},{"v":23351140,"d":"23,351,140"},{"v":9061505,"d":"9,061,505"},{"v":1850871,"d":"1,850,871"},{"v":729818,"d":"729,818"},{"v":2641.989,"d":"2,642"},{"v":1026.389,"d":"1,026"},{"v":1751.721,"d":"1,752"},{"v":2449066.25,"d":"2,449,066"},{"v":579460.859,"d":"579,461"},{"v":84297.256,"d":"84,297"},{"v":2468869.802,"d":"2,468,870"},null,2.855,2.813,1.893,{"v":2646.393,"d":"2,646.393"},0.313,0.046,{"v":2667.792,"d":"2,667.792"},null,0.226,0.227,{"v":0.15,"d":"0.150"},{"v":209.76,"d":"209.760"},0.025,0.004,211.456,null,2.855,2.813,1.893,{"v":2646.393,"d":"2,646.393"},0.313,0.046,{"v":2667.792,"d":"2,667.792"},null,{"v":2641.989,"d":"2,642"},{"v":1026.389,"d":"1,026"},{"v":1751.721,"d":"1,752"},{"v":2449066.25,"d":"2,449,066"},{"v":579460.859,"d":"579,461"},{"v":84297.256,"d":"84,297"},null,{"v":23351140,"d":"23,351,140"},{"v":9061505,"d":"9,061,505"},{"v":23351140,"d":"23,351,140"},{"v":9061505,"d":"9,061,505"},"EPA/CAMD","EPA/CAMD","EPA/CAMD","EPA/CAMD","EIA","EIA","--","EPA/CAMD","EPA/CAMD",{"$nulls":14},{"v":12616.298146,"d":"12,616.298"},{"v":1848319,"d":"1,848,319"},{"v":2551.971,"d":"2,552"},0,0,0,0,0,0,0,0,0,{"v":1850870.971,"d":"1,850,871"},0,0,{"v":1850870.971,"d":"1,850,871"},0,{"v":0.998621205346032,"d":"99.9%"},{"v":1.37879465396835E-3,"d":"0.1%"},{"v":0,"d":"0.0%"},{"v":0,"d":"0.0%"},{"v":0,"d":"0.0%"},{"v":0,"d":"0.0%"},{"v":0,"d":"0.0%"},{"v":0,"d":"0.0%"},{"v":0,"d":"0.0%"},{"v":0,"d":"0.0%"},{"v":0,"d":"0.0%"},{"v":1,"d":"100.0%"},{"v":0,"d":"0.0%"},{"v":0,"d":"0.0%"},{"v":1,"d":"100.0%"},{"v":0,"d":"0.0%"}]

{"sheet":"ST19","index":4,"n_rows":54,"n_cols":164,"rows_kept":54}
["Data Year","State abbreviation","FIPS State code","State nameplate capacity (MW)","State annual heat input from combustion (MMBtu)","State ozone season heat input from combustion (MMBtu)","State total annual heat input (MMBtu)","State total ozone season heat input (MMBtu)","State annual net generation (MWh)","State ozone season net generation (MWh)","State annual NOx emissions (tons)","State ozone season NOx emissions (tons)","State annual SO2 emissions (tons)","State annual CO2 emissions (tons)","State annual CH4 emissions (lbs)","State annual N2O emissions (lbs)","State annual CO2 equivalent emissions (tons)","State annual Hg emissions (lbs)","State annual NOx total output emission rate (lb/MWh)","State ozone season NOx total output emission rate (lb/MWh)","State annual SO2 total output emission rate (lb/MWh)","State annual CO2 total output emission rate (lb/MWh)","State annual CH4 total output emission rate (lb/MWh)","State annual N2O total output emission rate (lb/MWh)","State annual CO2 equivalent total output emission rate (lb/MWh)","State annual Hg total output emission rate (lb/MWh)","State annual NOx input emission rate (lb/MMBtu)","State ozone season NOx input emission rate (lb/MMBtu)","State annual SO2 input emission rate (lb/MMBtu)","State annual CO2 input emission rate (lb/MMBtu)","State annual CH4 input emission rate (lb/MMBtu)","State annual N2O input emission rate (lb/MMBtu)","State annual CO2 equivalent input emission rate (lb/MMBtu)","State annual Hg input emission rate (lb/MMBtu)","State annual NOx combustion output emission rate (lb/MWh)","State ozone season NOx combustion output emission rate (lb/MWh)","State annual SO2 combustion output emission rate (lb/MWh)","State annual CO2 combustion output emission rate (lb/MWh)","State annual CH4 combustion output emission rate (lb/MWh)","State annual N2O combustion output emission rate (lb/MWh)","State annual CO2 equivalent combustion output emission rate (lb/MWh)","State annual Hg combustion output emission rate (lb/MWh)","State annual NOx coal output emission rate (lb/MWh)","State annual NOx oil output emission rate (lb/MWh)","State annual NOx gas output emission rate (lb/MWh)","State annual NOx fossil fuel output emission rate (lb/MWh)","State ozone season NOx coal output emission rate (lb/MWh)","State ozone season NOx oil output emission rate (lb/MWh)","State ozone season NOx gas output emission rate (lb/MWh)","State ozone season Nox fossil fuel output emission rate (lb/MWh)","State annual SO2 coal output emission rate (lb/MWh)","State annual SO2 oil output emission rate (lb/MWh)","State annual SO2 gas output emission rate (lb/MWh)","State annual SO2 fossil fuel output emission rate (lb/MWh)","State annual CO2 coal output emission rate (lb/MWh)","State annual CO2 oil output emission rate (lb/MWh)","State annual CO2 gas output emission rate (lb/MWh)","State annual CO2 fossil fuel output emission rate (lb/MWh)","State annual CH4 coal output emission rate (lb/MWh)","State annual CH4 oil output emission rate (lb/MWh)","State annual CH4 gas output emission rate (lb/MWh)","State annual CH4 fossil fuel output emission rate (lb/MWh)","State annual N2O coal output emission rate (lb/MWh)","State annual N2O oil output emission rate (lb/MWh)","State annual N2O gas output emission rate (lb/MWh)","State annual N2O fossil fuel output emission rate (lb/MWh)","State annual CO2 equivalent coal output emission rate (lb/MWh)","State annual CO2 equivalent oil output emission rate (lb/MWh)","State annual CO2 equivalent gas output emission rate (lb/MWh)","State annual CO2 equivalent fossil fuel output emission rate (lb/MWh)","State annual Hg coal output emission rate (lb/MWh)","State annual Hg fossil fuel output emission rate (lb/MWh)","State annual NOx coal input emission rate (lb/MMBtu)","State annual NOx oil input emission rate (lb/MMBtu)","State annual NOx gas input emission rate (lb/MMBtu)","State annual NOx fossil fuel input emission rate (lb/MMBtu)","State ozone season NOx coal input emission rate (lb/MMBtu)","State ozone season NOx oil input emission rate (lb/MMBtu)","State ozone season NOx gas input emission rate (lb/MMBtu)","State ozone season NOx fossil fuel input emission rate (lb/MMBtu)","State annual SO2 coal input emission rate (lb/MMBtu)","State annual SO2 oil input emission rate (lb/MMBtu)","State annual SO2 gas input emission rate (lb/MMBtu)","State annual SO2 fossil fuel input emission rate (lb/MMBtu)","State annual CO2 coal input emission rate (lb/MMBtu)","State annual CO2 oil input emission rate (lb/MMBtu)","State annual CO2 gas input emission rate (lb/MMBtu)","State annual CO2 fossil fuel input emission rate (lb/MMBtu)","State annual CH4 coal input emission rate (lb/MMBtu)","State annual CH4 oil input emission rate (lb/MMBtu)","State annual CH4 gas input emission rate (lb/MMBtu)","State annual CH4 fossil fuel input emission rate (lb/MMBtu)","State annual N2O coal input emission rate (lb/MMBtu)","State annual N2O oil input emission rate (lb/MMBtu)","State annual N2O gas input emission rate (lb/MMBtu)","State annual N2O fossil fuel input emission rate (lb/MMBtu)","State annual CO2 equivalent coal input emission rate (lb/MMBtu)","State annual CO2 equivalent oil input emission rate (lb/MMBtu)","State annual CO2 equivalent gas input emission rate (lb/MMBtu)","State annual CO2 equivalent fossil fuel input emission rate (lb/MMBtu)","State annual Hg coal input emission rate (lb/MMBtu)","State annual Hg fossil fuel input emission rate (lb/MMBtu)","State annual NOx non-baseload output emission rate (lb/MWh)","State ozone season NOx non-baseload output emission rate (lb/MWh)","State annual SO2 non-baseload output emission rate (lb/MWh) ","State annual CO2 non-baseload output emission rate (lb/MWh) ","State annual CH4 non-baseload output emission rate (lb/MWh)","State annual N2O non-baseload output emission rate (lb/MWh)","State annual CO2 equivalent non-baseload output emission rate (lb/MWh)","State annual Hg non-baseload output emission rate (lb/MWh)","State annual coal net generation (MWh)","State annual oil net generation (MWh)","State annual gas net generation (MWh)","State annual nuclear net generation (MWh)","State annual hydro net generation (MWh)","State annual biomass net generation (MWh)","State annual wind net generation (MWh)","State annual solar net generation (MWh)","State annual geothermal net generation (MWh)","State annual other fossil net generation (MWh)","State annual other unknown/ purchased fuel net generation (MWh)","State annual total nonrenewables net generation (MWh)","State annual total renewables net generation (MWh)","State annual total nonhydro renewables net generation (MWh)","State annual total combustion net generation (MWh)","State annual total noncombustion net generation (MWh)","State coal generation percent (resource mix)","State oil generation percent (resource mix)","State gas generation percent (resource mix)","State nuclear generation percent (resource mix)","State hydro generation percent (resource mix)","State biomass generation percent (resource mix)","State wind generation percent (resource mix)","State solar generation percent (resource mix)","State geothermal generation percent (resource mix)","State other fossil generation percent (resource mix)","State other unknown/ purchased fuel generation percent (resource mix)","State total nonrenewables generation percent (resource mix)","State total renewables generation percent (resource mix)","State total nonhydro renewables generation percent (resource mix)","State total combustion generation percent (resource mix)","State total noncombustion generation percent (resource mix)","State annual nonbaseload coal net generation (MWh)","State annual nonbaseload oil net generation (MWh)","State annual nonbaseload gas net generation (MWh)","State annual nonbaseload nuclear net generation (MWh)","State annual nonbaseload hydro net generation (MWh)","State annual nonbaseload biomass net generation (MWh)","State annual nonbaseload wind net generation (MWh)","State annual nonbaseload solar net generation (MWh)","State annual nonbaseload geothermal net generation (MWh)","State annual nonbaseload other fossil net generation (MWh)","State annual nonbaseload other unknown/ purchased fuel net generation (MWh)","State nonbaseload coal generation percent (resource mix)","State nonbaseload oil generation percent (resource mix)","State nonbaseload gas generation percent (resource mix)","State nonbaseload nuclear generation percent (resource mix)","State nonbaseload hydro generation percent (resource mix)","State nonbaseload biomass generation percent (resource mix)","State nonbaseload wind generation percent (resource mix)","State nonbaseload solar generation percent (resource mix)","State nonbaseload geothermal generation percent (resource mix)","State nonbaseload other fossil generation percent (resource mix)","State nonbaseload other unknown/ purchased fuel generation percent (resource mix)"]
["YEAR","PSTATABB","FIPSST","STNAMEPCAP","STHTIAN","STHTIOZ","STHTIANT","STHTIOZT","STNGENAN","STNGENOZ","STNOXAN","STNOXOZ","STSO2AN","STCO2AN","STCH4AN","STN2OAN","STCO2EQA","STHGAN","STNOXRTA","STNOXRTO","STSO2RTA","STCO2RTA","STCH4RTA","STN2ORTA","STC2ERTA","STHGRTA","STNOXRA","STNOXRO","STSO2RA","STCO2RA","STCH4RA","STN2ORA","STC2ERA","STHGRA","STNOXCRT","STNOXCRO","STSO2CRT","STCO2CRT","STCH4CRT","STN2OCRT","STC2ECRT","STHGCRT","STCNOXRT","STONOXRT","STGNOXRT","STFSNXRT","STCNXORT","STONXORT","STGNXORT","STFSNORT","STCSO2RT","STOSO2RT","STGSO2RT","STFSS2RT","STCCO2RT","STOCO2RT","STGCO2RT","STFSC2RT","STCCH4RT","STOCH4RT","STGCH4RT","STFCH4RT","STCN2ORT","STON2ORT","STGN2ORT","STFN2ORT","STCC2ERT","STOC2ERT","STGC2ERT","STFSC2ERT","STCHGRT","STFSHGRT","STCNOXR","STONOXR","STGNOXR","STFSNXR","STCNXOR","STONXOR","STGNXOR","STFSNOR","STCSO2R","STOSO2R","STGSO2R","STFSS2R","STCCO2R","STOCO2R","STGCO2R","STFSC2R","STCCH4R","STOCH4R","STGCH4R","STFCH4R","STCN2OR","STON2OR","STGN2OR","STFN2OR","STCC2ER","STOC2ER","STGC2ER","STFSC2ER","STCHGR","STFSHGR","STNBNOX","STNBNXO","STNBSO2","STNBCO2","STNBCH4","STNBN2O","STNBC2E","STNBHG","STGENACL","STGENAOL","STGENAGS","STGENANC","STGENAHY","STGENABM","STGENAWI","STGENASO","STGENAGT","STGENAOF","STGENAOP","STGENATN","STGENATR","STGENATH","STGENACY","STGENACN","STCLPR","STOLPR","STGSPR","STNCPR","STHYPR","STBMPR","STWIPR","STSOPR","STGTPR","STOFPR","STOPPR","STTNPR","STTRPR","STTHPR","STCYPR","STCNPR","STNBGNCL","STNBGNOL","STNBGNGS","STNBGNNC","STNBGNHY","STNBGNBM","STNBGNWI","STNBGNSO","STNBGNGT","STNBGNOF","STNBGNOP","STNBCLPR","STNBOLPR","STNBGSPR","STNBNCPR","STNBHYPR","STNBBMPR","STNBWIPR","STNBSOPR","STNBGTPR","STNBOFPR","STNBOPPR"]
[2019,"AK","02",{"v":3577.1,"d":"3,577"},{"v":41091936.109,"d":"41,091,936"},{"v":15785365.699,"d":"15,785,366"},{"v":56817777.19,"d":"56,817,777"},{"v":22595128.702,"d":"22,595,129"},{"v":6068242.558,"d":"6,068,243"},{"v":2410625.389,"d":"2,410,625"},{"v":20241.128,"d":"20,241"},{"v":7885.701,"d":"7,886"},{"v":2167.876,"d":"2,168"},{"v":2942056.568,"d":"2,942,057"},{"v":481476.933,"d":"481,477"},{"v":66981.627,"d":"66,982"},{"v":2958055.296,"d":"2,958,055"},"--",6.671,6.542,0.714,969.657,0.079,0.011,{"v":974.93,"d":"974.930"},"--",0.985,0.999,0.106,143.194,0.012,{"v":2E-3,"d":"0.002"},143.973,"--",9.409,9.228,1.008,{"v":1367.672,"d":"1,367.672"},0.112,0.016,{"v":1375.109,"d":"1,375.109"},"--",2.068,17.408,8.713,9.431,2.035,17.536,8.757,9.607,2.702,2.628,0.029,1.008,{"v":2283.79,"d":"2,283.790"},{"v":1560.441,"d":"1,560.441"},{"v":1077.247,"d":"1,077.247"},{"v":1375.556,"d":"1,375.556"},0.2574,0.2775,0.0203,0.1127,0.0375,0.0396,{"v":2E-3,"d":"0.0020"},0.0157,{"v":2301.409,"d":"2,301.409"},{"v":1579.185,"d":"1,579.185"},{"v":1078.361,"d":"1,078.361"},{"v":1383.041,"d":"1,383.041"},"--","--",0.191,1.847,0.945,0.991,0.186,1.855,0.949,1.005,{"v":0.25,"d":"0.250"},0.279,0.003,0.106,211.407,165.531,116.889,144.491,0.0238,0.0294,0.0022,0.0118,0.0035,{"v":8.405,"d":"8.4050"},0.0002,0.0016,213.038,167.519,{"v":117.01,"d":"117.010"},145.277,"--","--",9.257,9.574,1.027,{"v":1363.836,"d":"1,363.836"},0.113,0.016,{"v":1371.377,"d":"1,371.377"},"--",{"v":683055.02,"d":"683,055"},{"v":898595.188,"d":"898,595"},{"v":2686989.915,"d":"2,686,990"},0,{"v":1623366,"d":"1,623,366"},{"v":37547.133,"d":"37,547"},{"v":142590.93,"d":"142,591"},0,0,0,{"v":-3902,"d":"(3,902)"},{"v":4264738.123,"d":"4,264,738"},{"v":1803504.063,"d":"1,803,504"},{"v":180138.063,"d":"180,138"},{"v":4302285.256,"d":"4,302,285"},{"v":1765956.93,"d":"1,765,957"},{"v":0.112489921035614,"d":"11.2%"},{"v":0.147986470754731,"d":"14.8%"},{"v":0.442510887866456,"d":"44.3%"},{"v":0,"d":"0.0%"},{"v":0.267346418377688,"d":"26.7%"},{"v":0.00618350484604253,"d":"0.6%"},{"v":0.0234827971194688,"d":"2.3%"},{"v":0,"d":"0.0%"},{"v":0,"d":"0.0%"},{"v":0,"d":"0.0%"},{"v":0,"d":"0.0%"},{"v":0.702796294590738,"d":"70.3%"},{"v":0.297203705409262,"d":"29.7%"},{"v":0.0296663019655113,"d":"3.0%"},{"v":0.708983775552956,"d":"70.9%"},{"v":0.291016224447044,"d":"29.1%"},{"v":396420.297970455,"d":"396,420"},{"v":812096.751025729,"d":"812,097"},{"v":1915622.52673682,"d":"1,915,623"},0,0,{"v":26672.9735292171,"d":"26,673"},0,0,0,0,0,{"v":0.125815259325179,"d":"12.6%"},{"v":0.257742007285037,"d":"25.8%"},{"v":0.607977306420648,"d":"60.8%"},{"v":0,"d":"0.0%"},{"v":0,"d":"0.0%"},{"v":0.00846542696913617,"d":"0.8%"},{"v":0,"d":"0.0%"},{"v":0,"d":"0.0%"},{"v":0,"d":"0.0%"},{"v":0,"d":"0.0%"},{"v":0,"d":"0.0%"}]
[2019,"AL","01",{"v":39620.5,"d":"39,621"},{"v":734684668.94,"d":"734,684,669"},{"v":346456511.86,"d":"346,456,512"},{"v":1295527860.02,"d":"1,295,527,860"},{"v":589517936.78,"d":"589,517,937"},{"v":142679432.855,"d":"142,679,433"},{"v":64623509.485,"d":"64,623,509"},{"v":21325.024,"d":"21,325"},{"v":9801.024,"d":"9,801"},{"v":9889.93,"d":"9,890"},{"v":55780845.917,"d":"55,780,846"},{"v":7897601.566,"d":"7,897,602"},{"v":1158990.042,"d":"1,158,990"},{"v":56042549.223,"d":"56,042,549"},"--",0.299,0.303,0.139,781.905,0.055,0.008,785.573,"--",0.058,0.057,0.027,{"v":151.85,"d":"151.850"},0.011,{"v":2E-3,"d":"0.002"},152.562,"--",0.489,0.496,0.227,{"v":1278.902,"d":"1,278.902"},0.091,0.013,{"v":1284.902,"d":"1,284.902"},"--",0.807,38.533,0.204,0.478,0.808,38.567,0.206,0.471,0.331,3.657,0.005,0.153,{"v":1900.988,"d":"1,900.988"},{"v":2059.677,"d":"2,059.677"},844.632,{"v":1323.638,"d":"1,323.638"},0.1762,0.0834,{"v":0.019,"d":"0.0190"},0.0903,0.0254,0.0167,{"v":2.3E-3,"d":"0.0023"},0.0128,{"v":1912.958,"d":"1,912.958"},{"v":2066.734,"d":"2,066.734"},845.494,{"v":1329.537,"d":"1,329.537"},"--","--",{"v":0.08,"d":"0.080"},3.056,0.028,0.056,0.079,3.055,0.028,0.055,0.033,{"v":0.29,"d":"0.290"},{"v":1E-3,"d":"0.001"},0.018,187.487,163.326,{"v":117.1,"d":"117.100"},154.995,0.0174,{"v":6.6E-3,"d":"0.0066"},0.0026,0.0106,0.0025,2.6456,0.0003,{"v":1.5E-3,"d":"0.0015"},188.667,163.885,{"v":117.22,"d":"117.220"},155.686,"--","--",0.553,0.563,0.236,{"v":1158.089,"d":"1,158.089"},0.063,0.009,{"v":1162.299,"d":"1,162.299"},"--",{"v":26655067.362,"d":"26,655,067"},{"v":19919.854,"d":"19,920"},{"v":57197370.161,"d":"57,197,370"},{"v":43656862,"d":"43,656,862"},{"v":11405216,"d":"11,405,216"},{"v":3357457.174,"d":"3,357,457"},0,{"v":384939,"d":"384,939"},0,{"v":2657.108,"d":"2,657"},{"v":-56,"d":"(56)"},{"v":127531820.485,"d":"127,531,820"},{"v":15147612.174,"d":"15,147,612"},{"v":3742396.174,"d":"3,742,396"},{"v":87232415.659,"d":"87,232,416"},{"v":55447017,"d":"55,447,017"},{"v":0.186817794292106,"d":"18.7%"},{"v":0.000139612597348228,"d":"0.0%"},{"v":0.400880117377629,"d":"40.1%"},{"v":0.305978542608452,"d":"30.6%"},{"v":0.0799359186607274,"d":"8.0%"},{"v":0.0235314634609059,"d":"2.4%"},{"v":0,"d":"0.0%"},{"v":2.69792808775754E-3,"d":"0.3%"},{"v":0,"d":"0.0%"},{"v":1.8622915073311e-05,"d":"0.0%"},{"v":0,"d":"0.0%"},{"v":0.893834648121973,"d":"89.4%"},{"v":0.106165351878027,"d":"10.6%"},{"v":0.0262293915486635,"d":"2.6%"},{"v":0.611387458117268,"d":"61.1%"},{"v":0.388612541882732,"d":"38.9%"},{"v":13820941.9696811,"d":"13,820,942"},{"v":978.998,"d":"979"},{"v":24165390.7088897,"d":"24,165,391"},0,0,{"v":1127253.92483467,"d":"1,127,254"},0,0,0,{"v":3031,"d":"3,031"},0,{"v":0.353317769251308,"d":"35.3%"},{"v":2.50270488234654e-05,"d":"0.0%"},{"v":0.617762664591245,"d":"61.8%"},{"v":0,"d":"0.0%"},{"v":0,"d":"0.0%"},{"v":0.028817054798151,"d":"2.9%"},{"v":0,"d":"0.0%"},{"v":0,"d":"0.0%"},{"v":0,"d":"0.0%"},{"v":7.74843104724664e-05,"d":"0.0%"},{"v":0,"d":"0.0%"}]
[2019,"AR","05",{"v":19856.8,"d":"19,857"},{"v":419256649.876,"d":"419,256,650"},{"v":204675966.898,"d":"204,675,967"},{"v":599795549.923,"d":"599,795,550"},{"v":275548694.929,"d":"275,548,695"},{"v":63857738.721,"d":"63,857,739"},{"v":28711640.496,"d":"28,711,640"},{"v":18346.78,"d":"18,347"},{"v":9317.871,"d":"9,318"},{"v":41351.871,"d":"41,352"},{"v":35806587.136,"d":"35,806,587"},{"v":6043674.209,"d":"6,043,674"},{"v":884622.405,"d":"884,622"},{"v":36013941.795,"d":"36,013,942"},"--",0.575,0.649,1.295,{"v":1121.449,"d":"1,121.449"},0.095,0.014,{"v":1127.943,"d":"1,127.943"},"--",0.088,0.091,0.197,{"v":170.81,"d":"170.810"},0.014,{"v":2E-3,"d":"0.002"},171.799,"--",{"v":0.8,"d":"0.800"},0.903,1.802,{"v":1560.559,"d":"1,560.559"},0.132,0.019,{"v":1569.596,"d":"1,569.596"},"--",1.382,37.333,0.162,0.789,1.515,37.009,0.201,0.858,3.455,3.333,0.006,{"v":1.78,"d":"1.780"},{"v":2315.563,"d":"2,315.563"},{"v":1923.556,"d":"1,923.556"},871.535,{"v":1614.231,"d":"1,614.231"},0.2452,0.0779,0.0162,{"v":0.134,"d":"0.1340"},0.0357,0.0156,0.0016,0.0191,{"v":2332.324,"d":"2,332.324"},{"v":1930.222,"d":"1,930.222"},872.424,{"v":1623.284,"d":"1,623.284"},"--","--",0.125,{"v":3.17,"d":"3.170"},0.022,0.085,0.131,3.149,0.026,{"v":0.09,"d":"0.090"},0.312,0.283,{"v":1E-3,"d":"0.001"},0.192,208.948,163.322,118.855,174.303,0.0221,{"v":6.6E-3,"d":"0.0066"},0.0022,0.0145,0.0032,2.6415,0.0002,0.0021,{"v":210.46,"d":"210.460"},163.888,118.977,{"v":175.28,"d":"175.280"},"--","--",0.901,{"v":0.95,"d":"0.950"},2.141,{"v":1557.186,"d":"1,557.186"},0.126,0.018,{"v":1565.806,"d":"1,565.806"},"--",{"v":22731353.211,"d":"22,731,353"},{"v":46234.388,"d":"46,234"},{"v":21772400.165,"d":"21,772,400"},{"v":13574947,"d":"13,574,947"},{"v":4185420,"d":"4,185,420"},{"v":1334615.132,"d":"1,334,615"},0,{"v":207930,"d":"207,930"},0,{"v":5067.868,"d":"5,068"},{"v":-229,"d":"(229)"},{"v":58129773.632,"d":"58,129,774"},{"v":5727965.132,"d":"5,727,965"},{"v":1542545.132,"d":"1,542,545"},{"v":45889441.764,"d":"45,889,442"},{"v":17968297,"d":"17,968,297"},{"v":0.355967375833323,"d":"35.6%"},{"v":0.00072401909454539,"d":"0.1%"},{"v":0.340950408028397,"d":"34.1%"},{"v":0.212580316526341,"d":"21.3%"},{"v":0.0655426432527271,"d":"6.6%"},{"v":0.0208997432698193,"d":"2.1%"},{"v":0,"d":"0.0%"},{"v":0.00325613243391095,"d":"0.3%"},{"v":0,"d":"0.0%"},{"v":7.93615609367547e-05,"d":"0.0%"},{"v":0,"d":"0.0%"},{"v":0.910301159376017,"d":"91.0%"},{"v":0.0896988406239834,"d":"9.0%"},{"v":0.0241558757037303,"d":"2.4%"},{"v":0.718619898734503,"d":"71.9%"},{"v":0.281380101265497,"d":"28.1%"},{"v":11052432.99036,"d":"11,052,433"},9,{"v":12334499.980382,"d":"12,334,500"},0,0,{"v":818267.636490536,"d":"818,268"},0,0,0,0,0,{"v":0.456613810402928,"d":"45.7%"},{"v":3.71820783461044e-07,"d":"0.0%"},{"v":0.509580382922875,"d":"51.0%"},{"v":0,"d":"0.0%"},{"v":0,"d":"0.0%"},{"v":0.0338054348534142,"d":"3.4%"},{"v":0,"d":"0.0%"},{"v":0,"d":"0.0%"},{"v":0,"d":"0.0%"},{"v":0,"d":"0.0%"},{"v":0,"d":"0.0%"}]
[2019,"AZ","04",{"v":41605.9,"d":"41,606"},{"v":633812937.478,"d":"633,812,937"},{"v":311406688.218,"d":"311,406,688"},{"v":1074295700.629,"d":"1,074,295,701"},{"v":511440060.688,"d":"511,440,061"},{"v":113368628.098,"d":"113,368,628"},{"v":54003898.993,"d":"54,003,899"},{"v":29340.647,"d":"29,341"},{"v":14888.38,"d":"14,888"},{"v":12169.717,"d":"12,170"},{"v":49268865.878,"d":"49,268,866"},{"v":7024692.467,"d":"7,024,692"},{"v":987299.869,"d":"987,300"},{"v":49503782.212,"d":"49,503,782"},"--",0.518,0.551,0.215,{"v":869.18,"d":"869.180"},0.062,0.009,873.324,"--",0.093,0.096,0.038,155.468,0.011,{"v":2E-3,"d":"0.002"},156.209,"--",0.845,0.901,0.351,{"v":1419.645,"d":"1,419.645"},0.101,0.014,{"v":1426.414,"d":"1,426.414"},"--",1.911,42.644,0.315,{"v":0.84,"d":"0.840"},1.988,42.667,0.337,0.874,1.045,24.475,{"v":0.01,"d":"0.010"},{"v":0.35,"d":"0.350"},{"v":2387.495,"d":"2,387.495"},{"v":7911.593,"d":"7,911.593"},951.883,{"v":1423.89,"d":"1,423.890"},0.2614,0.3204,{"v":0.018,"d":"0.0180"},{"v":0.098,"d":"0.0980"},{"v":0.038,"d":"0.0380"},0.0641,{"v":1.9E-3,"d":"0.0019"},0.0138,{"v":2405.361,"d":"2,405.361"},{"v":7938.712,"d":"7,938.712"},952.915,{"v":1430.457,"d":"1,430.457"},"--","--",0.166,{"v":0.88,"d":"0.880"},{"v":0.04,"d":"0.040"},0.092,0.171,0.879,0.042,0.095,0.091,0.505,{"v":1E-3,"d":"0.001"},0.038,207.104,163.325,120.244,156.406,0.0227,{"v":6.6E-3,"d":"0.0066"},{"v":2.3E-3,"d":"0.0023"},0.0108,{"v":3.3E-3,"d":"0.0033"},2.6452,0.0002,{"v":1.5E-3,"d":"0.0015"},208.654,163.885,120.374,157.128,"--","--",0.875,{"v":0.91,"d":"0.910"},0.359,{"v":1460.706,"d":"1,460.706"},0.101,0.014,{"v":1467.457,"d":"1,467.457"},"--",{"v":23217974.384,"d":"23,217,974"},{"v":63747.912,"d":"63,748"},{"v":45902153.34,"d":"45,902,153"},{"v":31920368,"d":"31,920,368"},{"v":6206912,"d":"6,206,912"},{"v":230667.42,"d":"230,667"},{"v":554374,"d":"554,374"},{"v":5276873.09,"d":"5,276,873"},0,0,{"v":-4442,"d":"(4,442)"},{"v":101099801.636,"d":"101,099,802"},{"v":12268826.51,"d":"12,268,827"},{"v":6061914.51,"d":"6,061,915"},{"v":69410101.056,"d":"69,410,101"},{"v":43958527.09,"d":"43,958,527"},{"v":0.204792675668924,"d":"20.5%"},{"v":0.000562284428902794,"d":"0.1%"},{"v":0.404877042501257,"d":"40.5%"},{"v":0.28155158856414,"d":"28.2%"},{"v":0.0547476750167111,"d":"5.5%"},{"v":2.03458739983799E-3,"d":"0.2%"},{"v":0.00488982083034433,"d":"0.5%"},{"v":0.0465443255898824,"d":"4.7%"},{"v":0,"d":"0.0%"},{"v":0,"d":"0.0%"},{"v":0,"d":"0.0%"},{"v":0.891779351037045,"d":"89.2%"},{"v":0.108220648962955,"d":"10.8%"},{"v":0.0534687338200647,"d":"5.3%"},{"v":0.612251397861243,"d":"61.2%"},{"v":0.387748602138757,"d":"38.8%"},{"v":14705924.5802275,"d":"14,705,925"},59,{"v":29064536.3215888,"d":"29,064,536"},0,0,{"v":7990.48807485322,"d":"7,990"},0,0,0,0,0,{"v":0.335916513587527,"d":"33.6%"},{"v":1.34769318267219E-6,"d":"0.0%"},{"v":0.663899617934465,"d":"66.4%"},{"v":0,"d":"0.0%"},{"v":0,"d":"0.0%"},{"v":0.000182520784825477,"d":"0.0%"},{"v":0,"d":"0.0%"},{"v":0,"d":"0.0%"},{"v":0,"d":"0.0%"},{"v":0,"d":"0.0%"},{"v":0,"d":"0.0%"}]
[2019,"CA","06",{"v":109745.3,"d":"109,745"},{"v":722844592.903,"d":"722,844,593"},{"v":304105644.154,"d":"304,105,644"},{"v":1707003763.432,"d":"1,707,003,763"},{"v":815311317.89,"d":"815,311,318"},{"v":201747828.474,"d":"201,747,828"},{"v":95130826.015,"d":"95,130,826"},{"v":35485.852,"d":"35,486"},{"v":15183.877,"d":"15,184"},{"v":3400.458,"d":"3,400"},{"v":38896098.411,"d":"38,896,098"},{"v":5367466.59,"d":"5,367,467"},{"v":660410.35,"d":"660,410"},{"v":39056658.438,"d":"39,056,658"},"--",0.352,0.319,0.034,385.591,0.027,0.003,387.183,"--",0.098,{"v":0.1,"d":"0.100"},0.009,{"v":107.62,"d":"107.620"},0.007,{"v":1E-3,"d":"0.001"},108.064,"--",0.753,0.683,0.072,{"v":825.04,"d":"825.040"},0.057,0.007,828.446,"--",1.241,10.546,0.611,{"v":0.61,"d":"0.610"},1.386,9.663,0.645,0.638,0.003,0.773,0.008,0.009,{"v":1148.629,"d":"1,148.629"},{"v":1864.378,"d":"1,864.378"},851.005,853.099,0.1292,0.0228,0.0162,0.0165,0.0188,0.0044,0.0016,0.0017,{"v":1157.449,"d":"1,157.449"},{"v":1866.259,"d":"1,866.259"},851.887,854.004,"--","--",0.222,1.077,0.084,0.084,0.223,1.016,0.087,0.086,{"v":1E-3,"d":"0.001"},0.079,{"v":1E-3,"d":"0.001"},{"v":1E-3,"d":"0.001"},{"v":205.81,"d":"205.810"},190.446,116.775,117.125,0.0231,{"v":2.3E-3,"d":"0.0023"},0.0022,{"v":2.3E-3,"d":"0.0023"},0.0034,0.8983,0.0002,0.0002,207.391,190.638,116.896,{"v":117.25,"d":"117.250"},"--","--",0.651,0.679,0.021,{"v":861.84,"d":"861.840"},0.041,0.005,864.334,"--",{"v":240455.873,"d":"240,456"},{"v":49582.572,"d":"49,583"},{"v":85839065.513,"d":"85,839,066"},{"v":16165384,"d":"16,165,384"},{"v":38324153.69,"d":"38,324,154"},{"v":6091066.137,"d":"6,091,066"},{"v":13730984,"d":"13,730,984"},{"v":28324248.61,"d":"28,324,249"},{"v":10914107,"d":"10,914,107"},{"v":1476204.746,"d":"1,476,205"},{"v":592575.65,"d":"592,576"},{"v":104363268.354,"d":"104,363,268"},{"v":97384559.437,"d":"97,384,559"},{"v":59060405.747,"d":"59,060,406"},{"v":94288950.491,"d":"94,288,950"},{"v":107458877.3,"d":"107,458,877"},{"v":0.00119186350422122,"d":"0.1%"},{"v":0.000245765084773874,"d":"0.0%"},{"v":0.425477024723779,"d":"42.5%"},{"v":0.0801266817938009,"d":"8.0%"},{"v":0.189960675708993,"d":"19.0%"},{"v":0.0301914831187676,"d":"3.0%"},{"v":0.0680601330400671,"d":"6.8%"},{"v":0.140394317600001,"d":"14.0%"},{"v":0.0540977670961912,"d":"5.4%"},{"v":0.0073170787619546,"d":"0.7%"},{"v":2.9372095674501E-3,"d":"0.3%"},{"v":0.51729562343598,"d":"51.7%"},{"v":0.48270437656402,"d":"48.3%"},{"v":0.292743700855027,"d":"29.3%"},{"v":0.467360424760946,"d":"46.7%"},{"v":0.532639575239054,"d":"53.3%"},{"v":143110.894219178,"d":"143,111"},{"v":104620.317102927,"d":"104,620"},{"v":51980806.6124083,"d":"51,980,807"},0,0,{"v":1916113.09378881,"d":"1,916,113"},0,0,0,{"v":1081916.86030217,"d":"1,081,917"},0,{"v":0.00259134144991445,"d":"0.3%"},{"v":1.8943838321407E-3,"d":"0.2%"},{"v":0.941228265742117,"d":"94.1%"},{"v":0,"d":"0.0%"},{"v":0,"d":"0.0%"},{"v":0.0346954947752214,"d":"3.5%"},{"v":0,"d":"0.0%"},{"v":0,"d":"0.0%"},{"v":0,"d":"0.0%"},{"v":0.0195905142006066,"d":"2.0%"},{"v":0,"d":"0.0%"}]
[2019,"CO","08",{"v":22303.6,"d":"22,304"},{"v":421446883.099,"d":"421,446,883"},{"v":176473604.691,"d":"176,473,605"},{"v":545610682.255,"d":"545,610,682"},{"v":229210527.703,"d":"229,210,528"},{"v":56336872.925,"d":"56,336,873"},{"v":23730754.776,"d":"23,730,755"},{"v":20009.472,"d":"20,009"},{"v":7930.872,"d":"7,931"},{"v":11414.025,"d":"11,414"},{"v":37259671.825,"d":"37,259,672"},{"v":6932269.655,"d":"6,932,270"},{"v":992750.228,"d":"992,750"},{"v":37494244.983,"d":"37,494,245"},"--",{"v":0.71,"d":"0.710"},0.668,0.405,{"v":1322.745,"d":"1,322.745"},0.123,0.018,{"v":1331.073,"d":"1,331.073"},"--",0.095,{"v":0.09,"d":"0.090"},0.054,176.818,0.016,{"v":2E-3,"d":"0.002"},177.931,"--",0.938,0.883,0.535,{"v":1747.346,"d":"1,747.346"},0.163,0.023,{"v":1758.347,"d":"1,758.347"},"--",1.352,{"v":28.57,"d":"28.570"},0.299,0.937,1.313,19.631,0.302,0.884,0.884,12.233,0.005,0.537,{"v":2240.805,"d":"2,240.805"},{"v":4106.082,"d":"4,106.082"},{"v":1016.407,"d":"1,016.407"},{"v":1756.534,"d":"1,756.534"},0.2549,0.1663,0.0183,0.1613,0.0371,0.0333,{"v":1.8E-3,"d":"0.0018"},0.0231,{"v":2258.22,"d":"2,258.220"},{"v":4120.15,"d":"4,120.150"},{"v":1017.411,"d":"1,017.411"},{"v":1767.457,"d":"1,767.457"},"--","--",0.126,1.136,0.035,0.095,0.122,1.128,0.035,{"v":0.09,"d":"0.090"},0.082,0.487,{"v":1E-3,"d":"0.001"},0.054,208.287,163.326,118.813,177.658,0.0237,{"v":6.6E-3,"d":"0.0066"},0.0021,0.0163,0.0034,2.6456,0.0002,{"v":2.3E-3,"d":"0.0023"},209.906,163.885,{"v":118.93,"d":"118.930"},178.763,"--","--",0.797,0.765,0.403,{"v":1576.425,"d":"1,576.425"},0.126,0.018,{"v":1584.879,"d":"1,584.879"},"--",{"v":25319641.41,"d":"25,319,641"},{"v":7961.966,"d":"7,962"},{"v":17097115.927,"d":"17,097,116"},0,{"v":1619119,"d":"1,619,119"},{"v":162042.625,"d":"162,043"},{"v":10852375.76,"d":"10,852,376"},{"v":1218220.37,"d":"1,218,220"},0,0,{"v":60396,"d":"60,396"},{"v":42485115.303,"d":"42,485,115"},{"v":13851757.755,"d":"13,851,758"},{"v":12232638.755,"d":"12,232,639"},{"v":42647157.928,"d":"42,647,158"},{"v":13689715.13,"d":"13,689,715"},{"v":0.44943284984832,"d":"44.9%"},{"v":1.41327794174927E-4,"d":"0.0%"},{"v":0.303480030022223,"d":"30.3%"},{"v":0,"d":"0.0%"},{"v":0.028739951511563,"d":"2.9%"},{"v":0.00287631556748231,"d":"0.3%"},{"v":0.192633619349573,"d":"19.3%"},{"v":0.0216238549261656,"d":"2.2%"},{"v":0,"d":"0.0%"},{"v":0,"d":"0.0%"},{"v":0.00107205098049764,"d":"0.1%"},{"v":0.754126258645216,"d":"75.4%"},{"v":0.245873741354784,"d":"24.6%"},{"v":0.217133789843221,"d":"21.7%"},{"v":0.757002574212698,"d":"75.7%"},{"v":0.242997425787302,"d":"24.3%"},{"v":10065824.3964565,"d":"10,065,824"},{"v":2967,"d":"2,967"},{"v":12071172.5208184,"d":"12,071,173"},0,0,{"v":43628.7912037037,"d":"43,629"},0,0,0,0,0,{"v":0.453750865729217,"d":"45.4%"},{"v":1.33747497034869E-4,"d":"0.0%"},{"v":0.544148672374641,"d":"54.4%"},{"v":0,"d":"0.0%"},{"v":0,"d":"0.0%"},{"v":0.00196671439910762,"d":"0.2%"},{"v":0,"d":"0.0%"},{"v":0,"d":"0.0%"},{"v":0,"d":"0.0%"},{"v":0,"d":"0.0%"},{"v":0,"d":"0.0%"}]
[2019,"CT","09",{"v":12814.8,"d":"12,815"},{"v":166386788.631,"d":"166,386,789"},{"v":70423454.982,"d":"70,423,455"},{"v":346263246.651,"d":"346,263,247"},{"v":146449848.989,"d":"146,449,849"},{"v":40050037.539,"d":"40,050,038"},{"v":17499602.949,"d":"17,499,603"},{"v":4690.635,"d":"4,691"},{"v":2104.57,"d":"2,105"},{"v":426.104,"d":"426"},{"v":9499416.5,"d":"9,499,417"},{"v":1952481.14,"d":"1,952,481"},{"v":246374.103,"d":"246,374"},{"v":9560384.776,"d":"9,560,385"},"--",0.234,0.241,0.021,474.377,0.049,0.006,477.422,"--",0.056,{"v":0.06,"d":"0.060"},0.005,114.185,0.012,{"v":1E-3,"d":"0.001"},114.918,"--",0.413,0.424,0.037,835.631,0.086,0.011,840.995,"--",{"v":0,"d":"0.000"},20.762,0.196,0.208,{"v":0,"d":"0.000"},6.529,0.203,0.214,{"v":0,"d":"0.000"},6.186,0.013,0.017,{"v":0,"d":"0.000"},{"v":5778.195,"d":"5,778.195"},783.955,786.898,{"v":0,"d":"0.0000"},0.1837,0.0165,0.0166,{"v":0,"d":"0.0000"},0.0315,0.0017,0.0017,{"v":0,"d":"0.000"},{"v":5792.174,"d":"5,792.174"},784.862,787.812,"--","--",{"v":0,"d":"0.000"},0.499,0.029,0.031,{"v":0,"d":"0.000"},0.283,0.032,0.034,{"v":0,"d":"0.000"},0.149,{"v":2E-3,"d":"0.002"},{"v":2E-3,"d":"0.002"},{"v":0,"d":"0.000"},138.767,117.252,117.331,{"v":0,"d":"0.0000"},0.0044,0.0025,0.0025,{"v":0,"d":"0.0000"},1.5129,0.0003,0.0003,{"v":0,"d":"0.000"},139.103,117.388,117.467,"--","--",0.359,0.353,0.048,768.234,0.059,0.007,771.868,"--",{"v":53051.734,"d":"53,052"},{"v":12195.707,"d":"12,196"},{"v":21343095.176,"d":"21,343,095"},{"v":16733398,"d":"16,733,398"},{"v":430072.28,"d":"430,072"},{"v":1327557.133,"d":"1,327,557"},{"v":12215,"d":"12,215"},{"v":138453,"d":"138,453"},0,0,0,{"v":38141740.617,"d":"38,141,741"},{"v":1908297.413,"d":"1,908,297"},{"v":1478225.133,"d":"1,478,225"},{"v":22735899.75,"d":"22,735,900"},{"v":17314138.28,"d":"17,314,138"},{"v":0.001324636295233,"d":"0.1%"},{"v":0.000304511745803204,"d":"0.0%"},{"v":0.532910734317223,"d":"53.3%"},{"v":0.417812287405711,"d":"41.8%"},{"v":0.0107383738232121,"d":"1.1%"},{"v":0.0331474624819476,"d":"3.3%"},{"v":3.0499346819222E-4,"d":"0.0%"},{"v":0.00345700046267846,"d":"0.3%"},{"v":0,"d":"0.0%"},{"v":0,"d":"0.0%"},{"v":0,"d":"0.0%"},{"v":0.95235216976397,"d":"95.2%"},{"v":0.0476478302360304,"d":"4.8%"},{"v":0.0369094564128183,"d":"3.7%"},{"v":0.567687344840207,"d":"56.8%"},{"v":0.432312655159793,"d":"43.2%"},0,{"v":18886.999,"d":"18,887"},{"v":8400559.75265561,"d":"8,400,560"},0,0,{"v":265108.375180738,"d":"265,108"},0,0,0,0,0,{"v":0,"d":"0.0%"},{"v":0.00217478025346823,"d":"0.2%"},{"v":0.967298799992281,"d":"96.7%"},{"v":0,"d":"0.0%"},{"v":0,"d":"0.0%"},{"v":0.0305264197542508,"d":"3.1%"},{"v":0,"d":"0.0%"},{"v":0,"d":"0.0%"},{"v":0,"d":"0.0%"},{"v":0,"d":"0.0%"},{"v":0,"d":"0.0%"}]
[2019,"DC","11",{"v":49.9,"d":"50"},{"v":1594084.387,"d":"1,594,084"},{"v":714864.581,"d":"714,865"},{"v":1672708.387,"d":"1,672,708"},{"v":756318.581,"d":"756,319"},{"v":174080,"d":"174,080"},{"v":71929.999,"d":"71,930"},{"v":279.49,"d":"279"},{"v":122.562,"d":"123"},{"v":3.221,"d":"3"},{"v":69333.42,"d":"69,333"},{"v":3563.851,"d":"3,564"},{"v":356.385,"d":"356"},{"v":69431.069,"d":"69,431"},"--",3.211,3.408,0.037,{"v":796.57,"d":"796.570"},{"v":0.02,"d":"0.020"},{"v":2E-3,"d":"0.002"},797.692,"--",0.351,0.343,0.004,86.988,{"v":2E-3,"d":"0.002"},{"v":0,"d":"0.000"},87.111,"--",3.383,{"v":3.59,"d":"3.590"},0.039,839.128,0.022,{"v":2E-3,"d":"0.002"},{"v":840.31,"d":"840.310"},"--",{"v":0,"d":"0.000"},{"v":0,"d":"0.000"},3.117,3.117,{"v":0,"d":"0.000"},{"v":0,"d":"0.000"},3.553,3.553,{"v":0,"d":"0.000"},{"v":0,"d":"0.000"},0.034,0.034,{"v":0,"d":"0.000"},{"v":0,"d":"0.000"},{"v":1259.2,"d":"1,259.200"},{"v":1259.2,"d":"1,259.200"},{"v":0,"d":"0.0000"},{"v":0,"d":"0.0000"},0.0237,0.0237,{"v":0,"d":"0.0000"},{"v":0,"d":"0.0000"},0.0024,0.0024,{"v":0,"d":"0.000"},{"v":0,"d":"0.000"},{"v":1260.501,"d":"1,260.501"},{"v":1260.501,"d":"1,260.501"},"--","--",{"v":0,"d":"0.000"},{"v":0,"d":"0.000"},0.289,0.289,{"v":0,"d":"0.000"},{"v":0,"d":"0.000"},0.289,0.289,{"v":0,"d":"0.000"},{"v":0,"d":"0.000"},0.003,0.003,{"v":0,"d":"0.000"},{"v":0,"d":"0.000"},116.889,116.889,{"v":0,"d":"0.0000"},{"v":0,"d":"0.0000"},0.0022,0.0022,{"v":0,"d":"0.0000"},{"v":0,"d":"0.0000"},0.0002,0.0002,{"v":0,"d":"0.000"},{"v":0,"d":"0.000"},{"v":117.01,"d":"117.010"},{"v":117.01,"d":"117.010"},"--","--",3.867,{"v":4.91,"d":"4.910"},0.044,663.082,0.022,{"v":2E-3,"d":"0.002"},{"v":664.27,"d":"664.270"},"--",0,0,{"v":110123.04,"d":"110,123"},0,0,{"v":55128,"d":"55,128"},0,{"v":8829,"d":"8,829"},0,0,0,{"v":110123.04,"d":"110,123"},{"v":63957,"d":"63,957"},{"v":63957,"d":"63,957"},{"v":165251.04,"d":"165,251"},{"v":8829,"d":"8,829"},{"v":0,"d":"0.0%"},{"v":0,"d":"0.0%"},{"v":0.632600038465065,"d":"63.3%"},{"v":0,"d":"0.0%"},{"v":0,"d":"0.0%"},{"v":0.316681912527134,"d":"31.7%"},{"v":0,"d":"0.0%"},{"v":0.0507180490078012,"d":"5.1%"},{"v":0,"d":"0.0%"},{"v":0,"d":"0.0%"},{"v":0,"d":"0.0%"},{"v":0.632600038465065,"d":"63.3%"},{"v":0.367399961534935,"d":"36.7%"},{"v":0.367399961534935,"d":"36.7%"},{"v":0.949281950992199,"d":"94.9%"},{"v":0.0507180490078012,"d":"5.1%"},0,0,{"v":28353.5352350936,"d":"28,354"},0,0,{"v":32495.8663169144,"d":"32,496"},0,0,0,0,0,{"v":0,"d":"0.0%"},{"v":0,"d":"0.0%"},{"v":0.465962433679152,"d":"46.6%"},{"v":0,"d":"0.0%"},{"v":0,"d":"0.0%"},{"v":0.534037566320848,"d":"53.4%"},{"v":0,"d":"0.0%"},{"v":0,"d":"0.0%"},{"v":0,"d":"0.0%"},{"v":0,"d":"0.0%"},{"v":0,"d":"0.0%"}]
[2019,"DE","10",{"v":4066.9,"d":"4,067"},{"v":32362464.848,"d":"32,362,465"},{"v":19688841.771,"d":"19,688,842"},{"v":32888542.848,"d":"32,888,543"},{"v":19934979.771,"d":"19,934,980"},{"v":5258538.001,"d":"5,258,538"},{"v":2979775,"d":"2,979,775"},{"v":449.625,"d":"450"},{"v":283.557,"d":"284"},{"v":305.777,"d":"306"},{"v":1866711.569,"d":"1,866,712"},{"v":134177.472,"d":"134,177"},{"v":15959.005,"d":"15,959"},{"v":1870668.162,"d":"1,870,668"},"--",0.171,{"v":0.19,"d":"0.190"},0.116,709.974,0.026,0.003,711.478,"--",0.028,0.029,0.019,115.363,0.004,{"v":0,"d":"0.000"},115.607,"--",0.173,0.192,0.118,{"v":718.04,"d":"718.040"},0.026,0.003,719.562,"--",1.223,0.365,0.057,0.224,1.042,0.337,0.056,0.236,{"v":4.07,"d":"4.070"},0.053,0.004,0.154,{"v":2976.955,"d":"2,976.955"},{"v":1043.037,"d":"1,043.037"},753.241,946.215,0.4394,0.0196,0.0159,0.0309,0.0641,{"v":2E-3,"d":"0.0020"},0.0016,{"v":3.8E-3,"d":"0.0038"},{"v":3007.032,"d":"3,007.032"},{"v":1044.127,"d":"1,044.127"},754.022,948.056,"--","--",0.084,0.042,0.008,0.028,0.082,0.039,0.008,0.029,0.281,0.006,{"v":1E-3,"d":"0.001"},0.019,{"v":205.18,"d":"205.180"},119.259,105.847,117.698,0.0303,0.0022,0.0022,{"v":3.8E-3,"d":"0.0038"},0.0044,0.4605,0.0002,0.0005,207.253,119.383,105.956,117.927,"--","--",0.248,0.262,0.176,847.844,0.032,0.004,849.823,"--",{"v":119120.1,"d":"119,120"},{"v":18718.334,"d":"18,718"},{"v":4806239.158,"d":"4,806,239"},0,0,{"v":61389,"d":"61,389"},{"v":5270,"d":"5,270"},{"v":53807.01,"d":"53,807"},0,{"v":193994.38,"d":"193,994"},0,{"v":5138071.972,"d":"5,138,072"},{"v":120466.01,"d":"120,466"},{"v":120466.01,"d":"120,466"},{"v":5199460.972,"d":"5,199,461"},{"v":59077.01,"d":"59,077"},{"v":0.0226527031672584,"d":"2.3%"},{"v":0.00355960802490596,"d":"0.4%"},{"v":0.913987723289587,"d":"91.4%"},{"v":0,"d":"0.0%"},{"v":0,"d":"0.0%"},{"v":0.0116741573817922,"d":"1.2%"},{"v":1.00217969672164E-3,"d":"0.1%"},{"v":0.0102323136552748,"d":"1.0%"},{"v":0,"d":"0.0%"},{"v":0.0368913147844598,"d":"3.7%"},{"v":0,"d":"0.0%"},{"v":0.977091349266211,"d":"97.7%"},{"v":0.0229086507337887,"d":"2.3%"},{"v":0.0229086507337887,"d":"2.3%"},{"v":0.988765506648004,"d":"98.9%"},{"v":0.0112344933519965,"d":"1.1%"},{"v":121056,"d":"121,056"},{"v":1612165,"d":"1,612,165"},{"v":868488.033316363,"d":"868,488"},0,0,{"v":26162.2713057911,"d":"26,162"},0,0,0,0,0,{"v":0.0460661828404896,"d":"4.6%"},{"v":0.613487044500379,"d":"61.3%"},{"v":0.330491082949451,"d":"33.0%"},{"v":0,"d":"0.0%"},{"v":0,"d":"0.0%"},{"v":0.00995568970968035,"d":"1.0%"},{"v":0,"d":"0.0%"},{"v":0,"d":"0.0%"},{"v":0,"d":"0.0%"},{"v":0,"d":"0.0%"},{"v":0,"d":"0.0%"}]
[2019,"FL","12",{"v":108054.7,"d":"108,055"},{"v":1649071242.351,"d":"1,649,071,242"},{"v":804732401.329,"d":"804,732,401"},{"v":2001477421.351,"d":"2,001,477,421"},{"v":944944651.329,"d":"944,944,651"},{"v":244949921.388,"d":"244,949,921"},{"v":117046082.075,"d":"117,046,082"},{"v":40368.821,"d":"40,369"},{"v":19570.778,"d":"19,571"},{"v":21423.446,"d":"21,423"},{"v":107001638.708,"d":"107,001,639"},{"v":13757339.674,"d":"13,757,340"},{"v":1819770.047,"d":"1,819,770"},{"v":107444751.185,"d":"107,444,751"},"--",{"v":0.33,"d":"0.330"},0.334,0.175,873.661,0.056,0.007,877.279,"--",0.049,0.049,0.026,129.772,0.008,{"v":1E-3,"d":"0.001"},130.309,"--",0.381,0.387,0.202,{"v":1010.488,"d":"1,010.488"},0.065,0.009,{"v":1014.673,"d":"1,014.673"},"--",{"v":0.7,"d":"0.700"},8.823,0.185,0.287,0.734,8.773,0.188,0.291,0.777,4.458,{"v":0.03,"d":"0.030"},0.178,{"v":1675.129,"d":"1,675.129"},{"v":1829.273,"d":"1,829.273"},855.425,{"v":1017.925,"d":"1,017.925"},0.1414,0.1045,{"v":0.018,"d":"0.0180"},0.0425,0.0203,0.0209,{"v":1.9E-3,"d":"0.0019"},0.0056,{"v":1684.719,"d":"1,684.719"},{"v":1838.11,"d":"1,838.110"},856.452,{"v":1020.65,"d":"1,020.650"},"--","--",0.072,0.787,0.026,0.037,0.075,0.808,0.026,0.038,{"v":0.08,"d":"0.080"},0.398,0.004,0.023,173.093,163.113,119.399,132.842,0.0146,0.0093,0.0025,0.0055,0.0021,3.7258,0.0003,0.0007,174.084,163.901,119.543,133.198,"--","--",0.368,{"v":0.37,"d":"0.370"},0.212,{"v":1046.782,"d":"1,046.782"},0.057,0.007,{"v":1050.429,"d":"1,050.429"},"--",{"v":21248194.327,"d":"21,248,194"},{"v":1525202.159,"d":"1,525,202"},{"v":181445757.798,"d":"181,445,758"},{"v":29108066,"d":"29,108,066"},{"v":209882,"d":"209,882"},{"v":6062832.156,"d":"6,062,832"},0,{"v":3849893.04,"d":"3,849,893"},0,{"v":4403.773,"d":"4,404"},{"v":1495690.166,"d":"1,495,690"},{"v":234827314.223,"d":"234,827,314"},{"v":10122607.196,"d":"10,122,607"},{"v":9912725.196,"d":"9,912,725"},{"v":211782080.379,"d":"211,782,080"},{"v":33167841.04,"d":"33,167,841"},{"v":0.0867450546785595,"d":"8.7%"},{"v":0.00622658766397831,"d":"0.6%"},{"v":0.740746340096298,"d":"74.1%"},{"v":0.118832722343312,"d":"11.9%"},{"v":0.000856836363874498,"d":"0.1%"},{"v":0.024751312925017,"d":"2.5%"},{"v":0,"d":"0.0%"},{"v":0.0157170617475502,"d":"1.6%"},{"v":0,"d":"0.0%"},{"v":1.79782584721352e-05,"d":"0.0%"},{"v":0.00610610592293901,"d":"0.6%"},{"v":0.958674788963558,"d":"95.9%"},{"v":0.0413252110364417,"d":"4.1%"},{"v":0.0404683746725673,"d":"4.0%"},{"v":0.864593379545264,"d":"86.5%"},{"v":0.135406620454736,"d":"13.5%"},{"v":31395020.0691956,"d":"31,395,020"},{"v":6021,"d":"6,021"},{"v":110294977.166969,"d":"110,294,977"},0,0,{"v":2229292.07679887,"d":"2,229,292"},0,0,0,0,0,{"v":0.218134114152178,"d":"21.8%"},{"v":4.18341984943957e-05,"d":"0.0%"},{"v":0.766334822743367,"d":"76.6%"},{"v":0,"d":"0.0%"},{"v":0,"d":"0.0%"},{"v":0.0154892289059604,"d":"1.5%"},{"v":0,"d":"0.0%"},{"v":0,"d":"0.0%"},{"v":0,"d":"0.0%"},{"v":0,"d":"0.0%"},{"v":0,"d":"0.0%"}]
[2019,"GA","13",{"v":53593.9,"d":"53,594"},{"v":769505620.073,"d":"769,505,620"},{"v":408799293.992,"d":"408,799,294"},{"v":1174724542.534,"d":"1,174,724,543"},{"v":582024470.965,"d":"582,024,471"},{"v":128595116.561,"d":"128,595,117"},{"v":60623535.11,"d":"60,623,535"},{"v":24658.74,"d":"24,659"},{"v":9328.177,"d":"9,328"},{"v":18952.85,"d":"18,953"},{"v":56338061.488,"d":"56,338,061"},{"v":8917129.629,"d":"8,917,130"},{"v":1296687.432,"d":"1,296,687"},{"v":56642731.866,"d":"56,642,732"},"--",0.384,0.308,0.295,876.208,0.069,{"v":0.01,"d":"0.010"},880.947,"--",0.064,0.046,0.049,146.427,0.012,{"v":2E-3,"d":"0.002"},147.219,"--",0.551,0.442,0.424,{"v":1259.153,"d":"1,259.153"},{"v":0.1,"d":"0.100"},0.014,{"v":1265.963,"d":"1,265.963"},"--",1.383,2.407,0.127,0.511,0.741,3.237,0.175,0.378,0.975,1.569,0.006,0.301,{"v":2384.204,"d":"2,384.204"},{"v":1357.716,"d":"1,357.716"},889.318,{"v":1339.956,"d":"1,339.956"},0.2558,0.0654,0.0166,0.0887,0.0372,0.0112,0.0017,0.0124,{"v":2401.688,"d":"2,401.688"},{"v":1362.694,"d":"1,362.694"},890.229,{"v":1345.86,"d":"1,345.860"},"--","--",{"v":0.12,"d":"0.120"},0.362,0.017,0.059,0.065,0.464,0.021,{"v":0.04,"d":"0.040"},0.085,0.236,{"v":1E-3,"d":"0.001"},0.035,207.262,203.999,118.908,154.251,0.0222,0.0098,0.0022,0.0102,0.0032,3.3726,0.0002,{"v":1.4E-3,"d":"0.0014"},208.782,204.747,{"v":119.03,"d":"119.030"},154.931,"--","--",0.858,0.629,0.595,{"v":1621.054,"d":"1,621.054"},{"v":0.14,"d":"0.140"},{"v":0.02,"d":"0.020"},{"v":1630.601,"d":"1,630.601"},"--",{"v":25149599.664,"d":"25,149,600"},{"v":246563.485,"d":"246,563"},{"v":58619996.64,"d":"58,619,997"},{"v":33591181,"d":"33,591,181"},{"v":3357534.98,"d":"3,357,535"},{"v":5375691.202,"d":"5,375,691"},0,{"v":2160770,"d":"2,160,770"},0,{"v":93007.975,"d":"93,008"},{"v":771.552,"d":"772"},{"v":117701120.316,"d":"117,701,120"},{"v":10893996.182,"d":"10,893,996"},{"v":7536461.202,"d":"7,536,461"},{"v":89485630.518,"d":"89,485,631"},{"v":39109485.98,"d":"39,109,486"},{"v":0.19557196531947,"d":"19.6%"},{"v":0.00191736274062814,"d":"0.2%"},{"v":0.455849321781296,"d":"45.6%"},{"v":0.2612166147112,"d":"26.1%"},{"v":0.0261093505837154,"d":"2.6%"},{"v":0.0418032297679329,"d":"4.2%"},{"v":0,"d":"0.0%"},{"v":0.0168028931334543,"d":"1.7%"},{"v":0,"d":"0.0%"},{"v":0.000723262107713449,"d":"0.1%"},{"v":5.99985459021688E-6,"d":"0.0%"},{"v":0.915284526514897,"d":"91.5%"},{"v":0.0847154734851026,"d":"8.5%"},{"v":0.0586061229013872,"d":"5.9%"},{"v":0.69587114157163,"d":"69.6%"},{"v":0.30412885842837,"d":"30.4%"},{"v":18467382.1793986,"d":"18,467,382"},{"v":212785.642,"d":"212,786"},{"v":18653262.3782598,"d":"18,653,262"},0,0,{"v":1981806.54038304,"d":"1,981,807"},0,0,0,0,0,{"v":0.469725829237856,"d":"47.0%"},{"v":0.00541229456169811,"d":"0.5%"},{"v":0.474453772251153,"d":"47.4%"},{"v":0,"d":"0.0%"},{"v":0,"d":"0.0%"},{"v":0.0504081039492923,"d":"5.0%"},{"v":0,"d":"0.0%"},{"v":0,"d":"0.0%"},{"v":0,"d":"0.0%"},{"v":0,"d":"0.0%"},{"v":0,"d":"0.0%"}]
[2019,"HI","15",{"v":3871.9,"d":"3,872"},{"v":93487363.671,"d":"93,487,364"},{"v":40945169.641,"d":"40,945,170"},{"v":101430532.667,"d":"101,430,533"},{"v":44146601.644,"d":"44,146,602"},{"v":9749998.355,"d":"9,749,998"},{"v":4288009.201,"d":"4,288,009"},{"v":24199.921,"d":"24,200"},{"v":11275.74,"d":"11,276"},{"v":29970.498,"d":"29,970"},{"v":7558872.251,"d":"7,558,872"},{"v":1689631.857,"d":"1,689,632"},{"v":256711.483,"d":"256,711"},{"v":7618235.319,"d":"7,618,235"},"--",4.964,5.259,6.148,{"v":1550.538,"d":"1,550.538"},0.173,0.026,{"v":1562.715,"d":"1,562.715"},"--",0.518,0.551,0.641,161.709,0.018,0.003,162.979,"--",5.464,5.789,6.767,{"v":1706.675,"d":"1,706.675"},0.191,0.029,{"v":1720.079,"d":"1,720.079"},"--",0.986,6.339,{"v":0,"d":"0.000"},5.475,2.337,6.432,{"v":0,"d":"0.000"},5.804,4.952,7.528,{"v":0,"d":"0.000"},7.112,{"v":2321.874,"d":"2,321.874"},{"v":1632.134,"d":"1,632.134"},{"v":0,"d":"0.000"},{"v":1743.369,"d":"1,743.369"},0.2684,0.1063,{"v":0,"d":"0.0000"},0.1324,{"v":0.039,"d":"0.0390"},0.0183,{"v":0,"d":"0.0000"},0.0216,{"v":2340.194,"d":"2,340.194"},{"v":1640.242,"d":"1,640.242"},{"v":0,"d":"0.000"},{"v":1753.124,"d":"1,753.124"},"--","--",0.091,0.635,{"v":0,"d":"0.000"},{"v":0.54,"d":"0.540"},0.216,0.645,{"v":0,"d":"0.000"},0.575,0.455,0.754,{"v":0,"d":"0.000"},0.702,213.195,163.401,{"v":0,"d":"0.000"},172.031,0.0246,0.0106,{"v":0,"d":"0.0000"},0.0131,0.0036,3.6626,{"v":0,"d":"0.0000"},0.0021,214.877,164.213,{"v":0,"d":"0.000"},172.994,"--","--",6.569,6.676,7.397,{"v":1663.577,"d":"1,663.577"},0.145,0.023,{"v":1674.126,"d":"1,674.126"},"--",{"v":1301945.987,"d":"1,301,946"},{"v":6864169.335,"d":"6,864,169"},0,0,{"v":94542,"d":"94,542"},{"v":515563.023,"d":"515,563"},{"v":529310,"d":"529,310"},{"v":268138.14,"d":"268,138"},0,{"v":5624.437,"d":"5,624"},{"v":170705.17,"d":"170,705"},{"v":8342444.929,"d":"8,342,445"},{"v":1407553.163,"d":"1,407,553"},{"v":1313011.163,"d":"1,313,011"},{"v":8858007.952,"d":"8,858,008"},{"v":891990.14,"d":"891,990"},{"v":0.13353294787496,"d":"13.4%"},{"v":0.704017505463118,"d":"70.4%"},{"v":0,"d":"0.0%"},{"v":0,"d":"0.0%"},{"v":0.0096966172821688,"d":"1.0%"},{"v":0.0528782691171013,"d":"5.3%"},{"v":0.0542882157519913,"d":"5.4%"},{"v":0.0275013530741109,"d":"2.8%"},{"v":0,"d":"0.0%"},{"v":0.000576865446221464,"d":"0.1%"},{"v":0.0175082259903277,"d":"1.8%"},{"v":0.855635544774628,"d":"85.6%"},{"v":0.144364455225372,"d":"14.4%"},{"v":0.134667837943204,"d":"13.5%"},{"v":0.908513813891729,"d":"90.9%"},{"v":0.0914861861082711,"d":"9.1%"},{"v":130006.715454446,"d":"130,007"},{"v":4301472.87559902,"d":"4,301,473"},0,0,0,{"v":295177.574656829,"d":"295,178"},0,0,0,0,0,{"v":0.0275050021392677,"d":"2.8%"},{"v":0.910045455973454,"d":"91.0%"},{"v":0,"d":"0.0%"},{"v":0,"d":"0.0%"},{"v":0,"d":"0.0%"},{"v":0.0624495418872783,"d":"6.2%"},{"v":0,"d":"0.0%"},{"v":0,"d":"0.0%"},{"v":0,"d":"0.0%"},{"v":0,"d":"0.0%"},{"v":0,"d":"0.0%"}]
[2019,"IA","19",{"v":26354,"d":"26,354"},{"v":281967925.336,"d":"281,967,925"},{"v":134259739.475,"d":"134,259,739"},{"v":578111575.604,"d":"578,111,576"},{"v":238226180.432,"d":"238,226,180"},{"v":62649563.58,"d":"62,649,564"},{"v":25727993.14,"d":"25,727,993"},{"v":17477.755,"d":"17,478"},{"v":8269.987,"d":"8,270"},{"v":27330.984,"d":"27,331"},{"v":26798117.65,"d":"26,798,118"},{"v":5492118.158,"d":"5,492,118"},{"v":793350.604,"d":"793,351"},{"v":26984978.362,"d":"26,984,978"},"--",0.558,0.643,0.873,855.493,0.088,0.013,861.458,"--",0.124,0.123,0.194,190.079,0.019,0.003,191.405,"--",1.154,1.329,1.804,{"v":1769.019,"d":"1,769.019"},0.181,0.026,{"v":1781.354,"d":"1,781.354"},"--",1.436,4.085,0.155,1.147,1.481,{"v":1.72,"d":"1.720"},0.168,{"v":1.14,"d":"1.140"},2.373,3.468,0.007,1.811,{"v":2067.31,"d":"2,067.310"},{"v":1054.016,"d":"1,054.016"},893.832,{"v":1776.474,"d":"1,776.474"},0.2363,0.0461,0.0173,{"v":0.182,"d":"0.1820"},0.0344,0.0077,{"v":1.8E-3,"d":"0.0018"},0.0263,{"v":2083.458,"d":"2,083.458"},{"v":1057.457,"d":"1,057.457"},894.797,{"v":1788.862,"d":"1,788.862"},"--","--",0.145,0.709,{"v":0.02,"d":"0.020"},0.123,0.149,0.403,0.022,0.123,{"v":0.24,"d":"0.240"},0.602,{"v":1E-3,"d":"0.001"},0.195,208.899,182.851,118.134,190.964,0.0239,{"v":0.008,"d":"0.0080"},{"v":2.3E-3,"d":"0.0023"},0.0196,0.0035,2.6625,0.0002,{"v":2.8E-3,"d":"0.0028"},210.531,183.448,118.261,192.296,"--","--",1.301,1.257,2.058,{"v":1789.597,"d":"1,789.597"},0.187,0.027,{"v":1802.295,"d":"1,802.295"},"--",{"v":22159202.504,"d":"22,159,203"},{"v":140758.316,"d":"140,758"},{"v":7781686.133,"d":"7,781,686"},{"v":5235716,"d":"5,235,716"},{"v":796268,"d":"796,268"},{"v":215599.786,"d":"215,600"},{"v":26304990,"d":"26,304,990"},{"v":15436,"d":"15,436"},0,0,{"v":-94,"d":"(94)"},{"v":35317268.953,"d":"35,317,269"},{"v":27332293.786,"d":"27,332,294"},{"v":26536025.786,"d":"26,536,026"},{"v":30297152.739,"d":"30,297,153"},{"v":32352410,"d":"32,352,410"},{"v":0.353700301923693,"d":"35.4%"},{"v":0.00224675318791295,"d":"0.2%"},{"v":0.124209557371059,"d":"12.4%"},{"v":0.0835713437634961,"d":"8.4%"},{"v":0.0127098541547845,"d":"1.3%"},{"v":0.0034413562216022,"d":"0.3%"},{"v":0.419874447350721,"d":"42.0%"},{"v":0.000246386026731268,"d":"0.0%"},{"v":0,"d":"0.0%"},{"v":0,"d":"0.0%"},{"v":0,"d":"0.0%"},{"v":0.563727301659436,"d":"56.4%"},{"v":0.436272698340564,"d":"43.6%"},{"v":0.423562189599055,"d":"42.4%"},{"v":0.483597193889746,"d":"48.4%"},{"v":0.516402806110254,"d":"51.6%"},{"v":13097084.5469365,"d":"13,097,085"},{"v":195417.966983997,"d":"195,418"},{"v":3453122.92847023,"d":"3,453,123"},0,0,{"v":32476.3180856596,"d":"32,476"},0,0,0,0,0,{"v":0.780605859584715,"d":"78.1%"},{"v":0.011647203585589,"d":"1.2%"},{"v":0.205811299619403,"d":"20.6%"},{"v":0,"d":"0.0%"},{"v":0,"d":"0.0%"},{"v":1.93563721029295E-3,"d":"0.2%"},{"v":0,"d":"0.0%"},{"v":0,"d":"0.0%"},{"v":0,"d":"0.0%"},{"v":0,"d":"0.0%"},{"v":0,"d":"0.0%"}]
[2019,"ID","16",{"v":6316.8,"d":"6,317"},{"v":35607911.957,"d":"35,607,912"},{"v":16201170.916,"d":"16,201,171"},{"v":156678615.39,"d":"156,678,615"},{"v":72436006.174,"d":"72,436,006"},{"v":18384353.737,"d":"18,384,354"},{"v":8222528.925,"d":"8,222,529"},{"v":1642.619,"d":"1,643"},{"v":725.622,"d":"726"},{"v":501.425,"d":"501"},{"v":1938123.771,"d":"1,938,124"},{"v":140532.616,"d":"140,533"},{"v":21703.533,"d":"21,704"},{"v":1943114.251,"d":"1,943,114"},"--",0.179,0.176,0.055,210.845,0.008,{"v":1E-3,"d":"0.001"},211.388,"--",0.092,{"v":0.09,"d":"0.090"},0.028,108.859,0.004,{"v":1E-3,"d":"0.001"},109.139,"--",0.677,0.668,0.207,798.535,0.029,0.004,800.591,"--",{"v":0,"d":"0.000"},36.121,0.208,0.208,{"v":0,"d":"0.000"},{"v":37.2,"d":"37.200"},0.287,0.288,{"v":0,"d":"0.000"},3.333,0.024,0.024,{"v":0,"d":"0.000"},{"v":1865.818,"d":"1,865.818"},907.841,907.848,{"v":0,"d":"0.0000"},0.0755,0.0177,0.0177,{"v":0,"d":"0.0000"},0.0151,{"v":1.8E-3,"d":"0.0018"},{"v":1.8E-3,"d":"0.0018"},{"v":0,"d":"0.000"},{"v":1872.182,"d":"1,872.182"},908.818,908.825,"--","--",{"v":0,"d":"0.000"},3.162,0.027,0.027,{"v":0,"d":"0.000"},3.153,0.032,0.032,{"v":0,"d":"0.000"},0.292,0.003,0.003,{"v":0,"d":"0.000"},163.321,119.121,119.122,{"v":0,"d":"0.0000"},{"v":6.6E-3,"d":"0.0066"},{"v":2.3E-3,"d":"0.0023"},{"v":2.3E-3,"d":"0.0023"},{"v":0,"d":"0.0000"},2.6472,0.0002,0.0002,{"v":0,"d":"0.000"},163.878,119.249,{"v":119.25,"d":"119.250"},"--","--",0.805,0.951,0.278,857.542,0.033,0.005,859.966,"--",{"v":21008.467,"d":"21,008"},{"v":231.315,"d":"231"},{"v":4266684.298,"d":"4,266,684"},0,{"v":10326893.17,"d":"10,326,893"},{"v":500617.662,"d":"500,618"},{"v":2550811,"d":"2,550,811"},{"v":556839,"d":"556,839"},{"v":95614,"d":"95,614"},0,{"v":65655,"d":"65,655"},{"v":4353579.08,"d":"4,353,579"},{"v":14030774.832,"d":"14,030,775"},{"v":3703881.662,"d":"3,703,882"},{"v":4854196.742,"d":"4,854,197"},{"v":13530157.17,"d":"13,530,157"},{"v":0.00114273621474874,"d":"0.1%"},{"v":1.25821663957967E-5,"d":"0.0%"},{"v":0.232082362993187,"d":"23.2%"},{"v":0,"d":"0.0%"},{"v":0.56172184344533,"d":"56.2%"},{"v":0.0272306366814029,"d":"2.7%"},{"v":0.138749015179424,"d":"13.9%"},{"v":0.0302887445849557,"d":"3.0%"},{"v":0.0052008354744297,"d":"0.5%"},{"v":0,"d":"0.0%"},{"v":0.00357124326012594,"d":"0.4%"},{"v":0.236808924634457,"d":"23.7%"},{"v":0.763191075365543,"d":"76.3%"},{"v":0.201469231920213,"d":"20.1%"},{"v":0.26403956131586,"d":"26.4%"},{"v":0.73596043868414,"d":"73.6%"},0,33,{"v":1836367.65799642,"d":"1,836,368"},0,0,{"v":328508.449816456,"d":"328,508"},0,0,0,0,0,{"v":0,"d":"0.0%"},{"v":1.52431341717337E-5,"d":"0.0%"},{"v":0.848242381802177,"d":"84.8%"},{"v":0,"d":"0.0%"},{"v":0,"d":"0.0%"},{"v":0.151742375063652,"d":"15.2%"},{"v":0,"d":"0.0%"},{"v":0,"d":"0.0%"},{"v":0,"d":"0.0%"},{"v":0,"d":"0.0%"},{"v":0,"d":"0.0%"}]
[2019,"IL","17",{"v":67357.5,"d":"67,358"},{"v":716069147.507,"d":"716,069,148"},{"v":320264322.354,"d":"320,264,322"},{"v":1877445247.508,"d":"1,877,445,248"},{"v":795738688.367,"d":"795,738,688"},{"v":184292979.459,"d":"184,292,979"},{"v":77221020.202,"d":"77,221,020"},{"v":29437.61,"d":"29,438"},{"v":12795.536,"d":"12,796"},{"v":68582.968,"d":"68,583"},{"v":66437064.887,"d":"66,437,065"},{"v":12967062.824,"d":"12,967,063"},{"v":1868653.898,"d":"1,868,654"},{"v":66877582.602,"d":"66,877,583"},"--",0.319,0.331,0.744,720.994,{"v":0.07,"d":"0.070"},{"v":0.01,"d":"0.010"},725.775,"--",0.082,{"v":0.08,"d":"0.080"},0.192,{"v":185.56,"d":"185.560"},0.018,0.003,186.791,"--",{"v":0.83,"d":"0.830"},0.861,1.934,{"v":1873.781,"d":"1,873.781"},0.183,0.026,{"v":1886.206,"d":"1,886.206"},"--",1.025,27.586,0.394,0.833,1.012,17.917,0.483,0.826,2.793,{"v":7.17,"d":"7.170"},0.018,1.947,{"v":2281.824,"d":"2,281.824"},{"v":2619.849,"d":"2,619.849"},978.248,{"v":1889.318,"d":"1,889.318"},0.2573,0.1167,0.0184,0.1844,0.0374,0.0233,{"v":1.8E-3,"d":"0.0018"},0.0266,{"v":2299.41,"d":"2,299.410"},{"v":2629.719,"d":"2,629.719"},979.259,{"v":1901.845,"d":"1,901.845"},"--","--",0.094,1.711,0.048,0.083,0.092,{"v":2.23,"d":"2.230"},0.053,{"v":0.08,"d":"0.080"},0.255,0.445,{"v":2E-3,"d":"0.002"},0.193,208.463,{"v":162.48,"d":"162.480"},118.738,{"v":187.18,"d":"187.180"},0.0235,0.0072,0.0022,0.0183,0.0034,2.8942,0.0002,0.0026,210.069,163.092,118.861,188.421,"--","--",0.924,0.914,1.939,{"v":1876.487,"d":"1,876.487"},0.188,0.027,{"v":1889.278,"d":"1,889.278"},"--",{"v":48611424.626,"d":"48,611,425"},{"v":43555.671,"d":"43,556"},{"v":21345587.885,"d":"21,345,588"},{"v":98735488,"d":"98,735,488"},{"v":123811,"d":"123,811"},{"v":412147.769,"d":"412,148"},{"v":14459597.01,"d":"14,459,597"},{"v":61788,"d":"61,788"},0,{"v":263328.218,"d":"263,328"},{"v":236252.12,"d":"236,252"},{"v":169235636.52,"d":"169,235,637"},{"v":15057343.779,"d":"15,057,344"},{"v":14933532.779,"d":"14,933,533"},{"v":70912296.289,"d":"70,912,296"},{"v":113380684.01,"d":"113,380,684"},{"v":0.263772524309564,"d":"26.4%"},{"v":0.000236339283945241,"d":"0.0%"},{"v":0.115824204754671,"d":"11.6%"},{"v":0.535752842239622,"d":"53.6%"},{"v":0.00067181614730592,"d":"0.1%"},{"v":0.00223637258636398,"d":"0.2%"},{"v":0.0784598359988563,"d":"7.8%"},{"v":0.000335270501891901,"d":"0.0%"},{"v":0,"d":"0.0%"},{"v":0.00142885647392957,"d":"0.1%"},{"v":0.00128193770384906,"d":"0.1%"},{"v":0.918296704765582,"d":"91.8%"},{"v":0.0817032952344181,"d":"8.2%"},{"v":0.0810314790871122,"d":"8.1%"},{"v":0.384780235112323,"d":"38.5%"},{"v":0.615219764887677,"d":"61.5%"},{"v":27288167.0774956,"d":"27,288,167"},{"v":6076.005,"d":"6,076"},{"v":12294163.6696638,"d":"12,294,164"},0,0,{"v":186494.29256844,"d":"186,494"},0,0,0,{"v":55396.7364379659,"d":"55,397"},0,{"v":0.685110797499463,"d":"68.5%"},{"v":0.000152547315447717,"d":"0.0%"},{"v":0.308663614246871,"d":"30.9%"},{"v":0,"d":"0.0%"},{"v":0,"d":"0.0%"},{"v":0.00468222190035009,"d":"0.5%"},{"v":0,"d":"0.0%"},{"v":0,"d":"0.0%"},{"v":0,"d":"0.0%"},{"v":0.00139081903786722,"d":"0.1%"},{"v":0,"d":"0.0%"}]
[2019,"IN","18",{"v":42398.5,"d":"42,399"},{"v":905296427.431,"d":"905,296,427"},{"v":383105323.949,"d":"383,105,324"},{"v":968559679.177,"d":"968,559,679"},{"v":401315359.875,"d":"401,315,360"},{"v":102127767.394,"d":"102,127,767"},{"v":41476531.574,"d":"41,476,532"},{"v":60301.741,"d":"60,302"},{"v":20409.698,"d":"20,410"},{"v":50964.516,"d":"50,965"},{"v":82909217.984,"d":"82,909,218"},{"v":15871885.784,"d":"15,871,886"},{"v":2286421.301,"d":"2,286,421"},{"v":83448293.332,"d":"83,448,293"},"--",1.181,0.984,0.998,{"v":1623.637,"d":"1,623.637"},0.155,0.022,{"v":1634.194,"d":"1,634.194"},"--",0.133,0.107,0.113,183.165,0.018,0.003,184.356,"--",1.265,1.054,1.069,{"v":1739.358,"d":"1,739.358"},0.166,0.024,{"v":1750.667,"d":"1,750.667"},"--",1.703,34.889,{"v":0.27,"d":"0.270"},1.229,1.397,34.075,0.283,1.022,1.633,{"v":3.3,"d":"3.300"},0.037,1.105,{"v":2216.278,"d":"2,216.278"},{"v":1857.388,"d":"1,857.388"},899.243,{"v":1779.605,"d":"1,779.605"},0.2491,0.0752,0.0165,0.1721,0.0362,{"v":0.015,"d":"0.0150"},0.0017,0.0248,{"v":2233.296,"d":"2,233.296"},{"v":1863.744,"d":"1,863.744"},900.153,{"v":1791.294,"d":"1,791.294"},"--","--",{"v":0.16,"d":"0.160"},3.068,0.036,0.128,0.128,3.077,0.037,0.104,0.153,{"v":0.29,"d":"0.290"},0.005,0.115,207.802,163.326,120.836,185.553,0.0234,{"v":6.6E-3,"d":"0.0066"},0.0022,0.0179,0.0034,2.6458,0.0002,0.0026,209.397,163.885,120.958,186.771,"--","--",1.332,1.077,1.185,{"v":1836.263,"d":"1,836.263"},0.181,0.026,{"v":1848.58,"d":"1,848.580"},"--",{"v":60390469.278,"d":"60,390,469"},{"v":126088.446,"d":"126,088"},{"v":32036275.242,"d":"32,036,275"},0,{"v":255983,"d":"255,983"},{"v":486599.327,"d":"486,599"},{"v":6216030,"d":"6,216,030"},{"v":322600.8,"d":"322,601"},0,{"v":1984109.266,"d":"1,984,109"},{"v":309612,"d":"309,612"},{"v":94846554.232,"d":"94,846,554"},{"v":7281213.127,"d":"7,281,213"},{"v":7025230.127,"d":"7,025,230"},{"v":95333153.559,"d":"95,333,154"},{"v":6794613.8,"d":"6,794,614"},{"v":0.59132272093754,"d":"59.1%"},{"v":0.0012346147307497,"d":"0.1%"},{"v":0.313688197347798,"d":"31.4%"},{"v":0,"d":"0.0%"},{"v":0.00250649756300035,"d":"0.3%"},{"v":0.00476461338168202,"d":"0.5%"},{"v":0.0608652295134327,"d":"6.1%"},{"v":0.00315879616623746,"d":"0.3%"},{"v":0,"d":"0.0%"},{"v":0.0194277160590954,"d":"1.9%"},{"v":0.00303161430046395,"d":"0.3%"},{"v":0.928704863375647,"d":"92.9%"},{"v":0.0712951366243526,"d":"7.1%"},{"v":0.0687886390613522,"d":"6.9%"},{"v":0.933469476757329,"d":"93.3%"},{"v":0.0665305232426705,"d":"6.7%"},{"v":38769544.4528267,"d":"38,769,544"},{"v":179.999,"d":"180"},{"v":14852108.1987764,"d":"14,852,108"},0,0,{"v":58737.9100290968,"d":"58,738"},0,0,0,{"v":37876.3917427702,"d":"37,876"},0,{"v":0.721717522608175,"d":"72.2%"},{"v":3.35078562787903e-06,"d":"0.0%"},{"v":0.276480595426442,"d":"27.6%"},{"v":0,"d":"0.0%"},{"v":0,"d":"0.0%"},{"v":1.09344021209645E-3,"d":"0.1%"},{"v":0,"d":"0.0%"},{"v":0,"d":"0.0%"},{"v":0,"d":"0.0%"},{"v":0.000705090967658655,"d":"0.1%"},{"v":0,"d":"0.0%"}]
[2019,"KS","20",{"v":21508.1,"d":"21,508"},{"v":229189921.013,"d":"229,189,921"},{"v":109581091.311,"d":"109,581,091"},{"v":514264411.888,"d":"514,264,412"},{"v":226151701.341,"d":"226,151,701"},{"v":50887993.408,"d":"50,887,993"},{"v":21952641.053,"d":"21,952,641"},{"v":15576.761,"d":"15,577"},{"v":7595.336,"d":"7,595"},{"v":4887.963,"d":"4,888"},{"v":22573281.791,"d":"22,573,282"},{"v":4823359.378,"d":"4,823,359"},{"v":699008.786,"d":"699,009"},{"v":22737726.092,"d":"22,737,726"},"--",0.612,0.692,0.192,887.175,0.095,0.014,893.638,"--",0.136,0.139,0.043,196.983,0.021,0.003,198.418,"--",1.521,1.719,0.477,{"v":2203.892,"d":"2,203.892"},0.235,0.034,{"v":2219.947,"d":"2,219.947"},"--",1.344,119.039,2.431,1.526,1.394,83.244,{"v":2.4,"d":"2.400"},1.591,0.556,4.732,0.011,0.478,{"v":2384.993,"d":"2,384.993"},{"v":10868.218,"d":"10,868.218"},{"v":1183.961,"d":"1,183.961"},{"v":2211.202,"d":"2,211.202"},{"v":0.273,"d":"0.2730"},0.3201,0.0214,0.2362,0.0397,0.0626,0.0022,0.0342,{"v":2403.654,"d":"2,403.654"},{"v":10894.891,"d":"10,894.891"},{"v":1185.14,"d":"1,185.140"},{"v":2227.31,"d":"2,227.310"},"--","--",0.118,1.777,0.244,0.136,0.119,1.736,{"v":0.24,"d":"0.240"},0.139,0.049,0.071,{"v":1E-3,"d":"0.001"},0.043,{"v":209.49,"d":"209.490"},162.217,118.702,197.614,{"v":0.024,"d":"0.0240"},0.0048,0.0021,0.0211,0.0035,1.8702,0.0002,0.0031,211.129,162.615,{"v":118.82,"d":"118.820"},199.053,"--","--",1.611,1.681,0.476,{"v":2176.98,"d":"2,176.980"},0.227,0.033,{"v":2192.467,"d":"2,192.467"},"--",{"v":17314600.5,"d":"17,314,601"},{"v":78140.335,"d":"78,140"},{"v":3024463.128,"d":"3,024,463"},{"v":9247734,"d":"9,247,734"},{"v":20473,"d":"20,473"},{"v":62723,"d":"62,723"},{"v":21123538.74,"d":"21,123,539"},{"v":11323,"d":"11,323"},0,0,{"v":4996,"d":"4,996"},{"v":29669933.963,"d":"29,669,934"},{"v":21218057.74,"d":"21,218,058"},{"v":21197584.74,"d":"21,197,585"},{"v":20484922.963,"d":"20,484,923"},{"v":30403068.74,"d":"30,403,069"},{"v":0.340249239959282,"d":"34.0%"},{"v":1.53553583831828E-3,"d":"0.2%"},{"v":0.0594337293884934,"d":"5.9%"},{"v":0.181727234471602,"d":"18.2%"},{"v":0.000402314953191463,"d":"0.0%"},{"v":0.00123256976549739,"d":"0.1%"},{"v":0.41509869093055,"d":"41.5%"},{"v":0.000222508289697989,"d":"0.0%"},{"v":0,"d":"0.0%"},{"v":0,"d":"0.0%"},{"v":9.81764033675841e-05,"d":"0.0%"},{"v":0.583043916061063,"d":"58.3%"},{"v":0.416956083938937,"d":"41.7%"},{"v":0.416553768985746,"d":"41.7%"},{"v":0.402549251354959,"d":"40.3%"},{"v":0.597450748645041,"d":"59.7%"},{"v":11887345.934821,"d":"11,887,346"},{"v":6309.178,"d":"6,309"},{"v":2682983.71132242,"d":"2,682,984"},0,0,{"v":8155.0618446643,"d":"8,155"},0,0,0,0,0,{"v":0.81505066357101,"d":"81.5%"},{"v":0.000432586024137192,"d":"0.0%"},{"v":0.183957602163992,"d":"18.4%"},{"v":0,"d":"0.0%"},{"v":0,"d":"0.0%"},{"v":0.000559148240860576,"d":"0.1%"},{"v":0,"d":"0.0%"},{"v":0,"d":"0.0%"},{"v":0,"d":"0.0%"},{"v":0,"d":"0.0%"},{"v":0,"d":"0.0%"}]
[2019,"KY","21",{"v":29955.3,"d":"29,955"},{"v":669058740.171,"d":"669,058,740"},{"v":312255647.584,"d":"312,255,648"},{"v":707141333.075,"d":"707,141,333"},{"v":329616328.538,"d":"329,616,329"},{"v":71804253.994,"d":"71,804,254"},{"v":33071316.998,"d":"33,071,317"},{"v":41240.603,"d":"41,241"},{"v":19108.308,"d":"19,108"},{"v":49974.815,"d":"49,975"},{"v":63463476.27,"d":"63,463,476"},{"v":13643871.217,"d":"13,643,871"},{"v":1976430.47,"d":"1,976,430"},{"v":63928512.799,"d":"63,928,513"},"--",1.149,1.156,1.392,{"v":1767.68,"d":"1,767.680"},{"v":0.19,"d":"0.190"},0.028,{"v":1780.633,"d":"1,780.633"},"--",0.123,0.122,0.149,{"v":189.71,"d":"189.710"},{"v":0.02,"d":"0.020"},0.003,{"v":191.1,"d":"191.100"},"--",1.221,1.229,{"v":1.48,"d":"1.480"},{"v":1879.628,"d":"1,879.628"},0.202,0.029,{"v":1893.401,"d":"1,893.401"},"--",1.316,{"v":39.5,"d":"39.500"},0.486,1.225,1.314,34.672,0.517,1.231,1.661,{"v":3.75,"d":"3.750"},0.011,1.477,{"v":2007.667,"d":"2,007.667"},{"v":2082.375,"d":"2,082.375"},947.324,{"v":1890.022,"d":"1,890.022"},0.2259,0.0843,0.0176,0.2027,0.0328,0.0169,{"v":1.8E-3,"d":"0.0018"},0.0293,{"v":2023.074,"d":"2,023.074"},{"v":2089.5,"d":"2,089.500"},{"v":948.29,"d":"948.290"},{"v":1903.823,"d":"1,903.823"},"--","--",{"v":0.13,"d":"0.130"},3.098,0.061,0.123,0.128,3.152,0.063,0.123,0.163,0.294,{"v":1E-3,"d":"0.001"},0.149,197.568,163.324,{"v":118.84,"d":"118.840"},{"v":190.51,"d":"190.510"},0.0222,{"v":6.6E-3,"d":"0.0066"},0.0022,0.0204,0.0032,2.6471,0.0002,{"v":0.003,"d":"0.0030"},199.084,163.883,118.961,191.901,"--","--",1.189,1.225,{"v":1.41,"d":"1.410"},{"v":1815.409,"d":"1,815.409"},0.188,0.027,{"v":1828.187,"d":"1,828.187"},"--",{"v":51714429.621,"d":"51,714,430"},{"v":50158.698,"d":"50,159"},{"v":15341667.752,"d":"15,341,668"},0,{"v":4231542,"d":"4,231,542"},{"v":374055.473,"d":"374,055"},0,{"v":44999,"d":"44,999"},0,{"v":47401.221,"d":"47,401"},0,{"v":67153657.292,"d":"67,153,657"},{"v":4650596.473,"d":"4,650,596"},{"v":419054.473,"d":"419,054"},{"v":67527712.765,"d":"67,527,713"},{"v":4276541,"d":"4,276,541"},{"v":0.720214011139929,"d":"72.0%"},{"v":0.000698547723428179,"d":"0.1%"},{"v":0.213659594628057,"d":"21.4%"},{"v":0,"d":"0.0%"},{"v":0.0589316339648753,"d":"5.9%"},{"v":0.00520937762579086,"d":"0.5%"},{"v":0,"d":"0.0%"},{"v":0.000626689891482921,"d":"0.1%"},{"v":0,"d":"0.0%"},{"v":0.000660145026437209,"d":"0.1%"},{"v":0,"d":"0.0%"},{"v":0.935232298517851,"d":"93.5%"},{"v":0.0647677014821491,"d":"6.5%"},{"v":0.00583606751727378,"d":"0.6%"},{"v":0.940441676143642,"d":"94.0%"},{"v":0.0595583238563582,"d":"6.0%"},{"v":36756805.0292291,"d":"36,756,805"},16,{"v":5532476.11235626,"d":"5,532,476"},0,0,{"v":239917.503634182,"d":"239,918"},0,0,0,0,0,{"v":0.864271897232429,"d":"86.4%"},{"v":3.76211978835552e-07,"d":"0.0%"},{"v":0.130086486630623,"d":"13.0%"},{"v":0,"d":"0.0%"},{"v":0,"d":"0.0%"},{"v":5.64123992496883E-3,"d":"0.6%"},{"v":0,"d":"0.0%"},{"v":0,"d":"0.0%"},{"v":0,"d":"0.0%"},{"v":0,"d":"0.0%"},{"v":0,"d":"0.0%"}]
[2019,"LA","22",{"v":37153.1,"d":"37,153"},{"v":630072233.796,"d":"630,072,234"},{"v":307380293.482,"d":"307,380,293"},{"v":791889094.796,"d":"791,889,095"},{"v":381702719.482,"d":"381,702,719"},{"v":99469963.984,"d":"99,469,964"},{"v":47714346.512,"d":"47,714,347"},{"v":35964.581,"d":"35,965"},{"v":17541.093,"d":"17,541"},{"v":34683.56,"d":"34,684"},{"v":40963691.01,"d":"40,963,691"},{"v":3943943.45,"d":"3,943,943"},{"v":562232.346,"d":"562,232"},{"v":41096762.919,"d":"41,096,763"},"--",0.723,0.735,0.697,823.639,{"v":0.04,"d":"0.040"},0.006,826.315,"--",0.114,0.114,{"v":0.11,"d":"0.110"},130.029,0.006,{"v":1E-3,"d":"0.001"},130.451,"--",0.855,0.869,0.825,973.918,0.047,0.007,977.082,"--",1.486,0.605,{"v":0.8,"d":"0.800"},0.875,1.395,{"v":0.36,"d":"0.360"},0.827,0.885,3.355,9.605,0.022,0.823,{"v":2201.883,"d":"2,201.883"},{"v":1264.826,"d":"1,264.826"},{"v":838.44,"d":"838.440"},{"v":1021.868,"d":"1,021.868"},0.1867,0.1982,{"v":0.017,"d":"0.0170"},0.0451,0.0276,0.0308,{"v":1.8E-3,"d":"0.0018"},0.0062,{"v":2214.78,"d":"2,214.780"},{"v":1278.964,"d":"1,278.964"},839.407,{"v":1024.83,"d":"1,024.830"},"--","--",{"v":0.13,"d":"0.130"},0.108,0.112,0.115,0.124,{"v":0.08,"d":"0.080"},0.114,0.115,0.294,1.714,0.003,0.108,192.665,225.775,117.651,134.691,0.0163,0.0354,0.0024,0.0059,0.0024,10.9997,0.0003,0.0008,193.794,228.299,117.787,135.081,"--","--",1.027,1.018,1.358,{"v":1148.483,"d":"1,148.483"},0.064,0.009,{"v":1152.779,"d":"1,152.779"},"--",{"v":7418814.03,"d":"7,418,814"},{"v":3183125.83,"d":"3,183,126"},{"v":68846096.564,"d":"68,846,097"},{"v":13981335,"d":"13,981,335"},{"v":1365664,"d":"1,365,664"},{"v":2225473.347,"d":"2,225,473"},0,{"v":1506,"d":"1,506"},0,{"v":1895432.048,"d":"1,895,432"},{"v":552515.13,"d":"552,515"},{"v":95877318.602,"d":"95,877,319"},{"v":3592643.347,"d":"3,592,643"},{"v":2226979.347,"d":"2,226,979"},{"v":84121456.949,"d":"84,121,457"},{"v":15348505,"d":"15,348,505"},{"v":0.0745834610231756,"d":"7.5%"},{"v":0.0320008751147612,"d":"3.2%"},{"v":0.692129515434002,"d":"69.2%"},{"v":0.140558362806738,"d":"14.1%"},{"v":0.0137294111030242,"d":"1.4%"},{"v":0.0223733205823587,"d":"2.2%"},{"v":0,"d":"0.0%"},{"v":1.51402490811463E-5,"d":"0.0%"},{"v":0,"d":"0.0%"},{"v":0.0190553209316781,"d":"1.9%"},{"v":0.00555459275518055,"d":"0.6%"},{"v":0.963882128065536,"d":"96.4%"},{"v":0.0361178719344641,"d":"3.6%"},{"v":0.0223884608314399,"d":"2.2%"},{"v":0.845697085841156,"d":"84.6%"},{"v":0.154302914158844,"d":"15.4%"},{"v":8324353.93566903,"d":"8,324,354"},{"v":3052975.4445329,"d":"3,052,975"},{"v":32775028.5280946,"d":"32,775,029"},0,0,{"v":692520.547573993,"d":"692,521"},0,0,0,0,0,{"v":0.185625521180988,"d":"18.6%"},{"v":0.0680785755175404,"d":"6.8%"},{"v":0.730853324986637,"d":"73.1%"},{"v":0,"d":"0.0%"},{"v":0,"d":"0.0%"},{"v":0.015442578314834,"d":"1.5%"},{"v":0,"d":"0.0%"},{"v":0,"d":"0.0%"},{"v":0,"d":"0.0%"},{"v":0,"d":"0.0%"},{"v":0,"d":"0.0%"}]
[2019,"MA","25",{"v":20025.6,"d":"20,026"},{"v":145649896.59,"d":"145,649,897"},{"v":64773594.529,"d":"64,773,595"},{"v":189224314.578,"d":"189,224,315"},{"v":76835419.565,"d":"76,835,420"},{"v":21513219.546,"d":"21,513,220"},{"v":8937096.4,"d":"8,937,096"},{"v":6732.462,"d":"6,732"},{"v":2863.546,"d":"2,864"},{"v":2131.065,"d":"2,131"},{"v":8315961.033,"d":"8,315,961"},{"v":2543572.263,"d":"2,543,572"},{"v":326429.312,"d":"326,429"},{"v":8396393.413,"d":"8,396,393"},"--",0.626,0.641,0.198,773.102,0.118,0.015,{"v":780.58,"d":"780.580"},"--",0.092,0.088,0.029,114.191,0.017,{"v":2E-3,"d":"0.002"},115.296,"--",0.773,0.791,0.245,954.505,0.146,0.019,963.737,"--",{"v":0,"d":"0.000"},{"v":3.49,"d":"3.490"},{"v":0.18,"d":"0.180"},0.235,{"v":0,"d":"0.000"},2.006,0.183,0.236,{"v":0,"d":"0.000"},0.881,0.016,{"v":0.03,"d":"0.030"},{"v":0,"d":"0.000"},764.676,856.776,{"v":855.24,"d":"855.240"},{"v":0,"d":"0.0000"},0.0333,0.0165,0.0168,{"v":0,"d":"0.0000"},0.0049,0.0017,0.0017,{"v":0,"d":"0.000"},766.957,857.687,856.173,"--","--",{"v":0,"d":"0.000"},0.635,0.025,0.033,{"v":0,"d":"0.000"},0.541,0.025,0.033,{"v":0,"d":"0.000"},{"v":0.16,"d":"0.160"},{"v":2E-3,"d":"0.002"},0.004,{"v":0,"d":"0.000"},139.183,118.954,119.212,{"v":0,"d":"0.0000"},0.0061,{"v":2.3E-3,"d":"0.0023"},{"v":2.3E-3,"d":"0.0023"},{"v":0,"d":"0.0000"},1.7709,0.0002,0.0002,{"v":0,"d":"0.000"},139.599,{"v":119.08,"d":"119.080"},119.343,"--","--",0.469,0.442,{"v":0.11,"d":"0.110"},899.516,0.067,0.008,903.664,"--",0,{"v":103609.724,"d":"103,610"},{"v":15406573.427,"d":"15,406,573"},{"v":2177204,"d":"2,177,204"},{"v":539182.34,"d":"539,182"},{"v":1916197.355,"d":"1,916,197"},{"v":210816.92,"d":"210,817"},{"v":1161359.84,"d":"1,161,360"},0,{"v":116.796,"d":"117"},{"v":-1840,"d":"(1,840)"},{"v":17685663.947,"d":"17,685,664"},{"v":3827556.455,"d":"3,827,556"},{"v":3288374.115,"d":"3,288,374"},{"v":17424657.302,"d":"17,424,657"},{"v":4088563.1,"d":"4,088,563"},{"v":0,"d":"0.0%"},{"v":0.00481568362180237,"d":"0.5%"},{"v":0.716083205862989,"d":"71.6%"},{"v":0.101194417274218,"d":"10.1%"},{"v":0.0250606937617465,"d":"2.5%"},{"v":0.0890630711323439,"d":"8.9%"},{"v":0.00979857439677013,"d":"1.0%"},{"v":0.0539789253806623,"d":"5.4%"},{"v":0,"d":"0.0%"},{"v":5.42856946797802e-06,"d":"0.0%"},{"v":0,"d":"0.0%"},{"v":0.822083519646172,"d":"82.2%"},{"v":0.177916480353828,"d":"17.8%"},{"v":0.152840570909776,"d":"15.3%"},{"v":0.809951135924778,"d":"81.0%"},{"v":0.190048864075222,"d":"19.0%"},0,{"v":258586,"d":"258,586"},{"v":10491722.5745336,"d":"10,491,723"},0,0,{"v":495576.846325345,"d":"495,577"},0,0,0,0,0,{"v":0,"d":"0.0%"},{"v":0.0229938319947999,"d":"2.3%"},{"v":0.932938775551944,"d":"93.3%"},{"v":0,"d":"0.0%"},{"v":0,"d":"0.0%"},{"v":0.0440673924532564,"d":"4.4%"},{"v":0,"d":"0.0%"},{"v":0,"d":"0.0%"},{"v":0,"d":"0.0%"},{"v":0,"d":"0.0%"},{"v":0,"d":"0.0%"}]
[2019,"MD","24",{"v":18010.3,"d":"18,010"},{"v":198254541.51,"d":"198,254,542"},{"v":95901539.459,"d":"95,901,539"},{"v":383533537.76,"d":"383,533,538"},{"v":173734266.397,"d":"173,734,266"},{"v":39325595.561,"d":"39,325,596"},{"v":17665876.905,"d":"17,665,877"},{"v":5089.859,"d":"5,090"},{"v":2392.072,"d":"2,392"},{"v":5779.443,"d":"5,779"},{"v":14444893.213,"d":"14,444,893"},{"v":2422174.231,"d":"2,422,174"},{"v":333695.419,"d":"333,695"},{"v":14524891.009,"d":"14,524,891"},"--",0.259,0.271,0.294,734.631,0.062,0.008,738.699,"--",0.051,{"v":0.05,"d":"0.050"},0.058,145.721,0.012,{"v":2E-3,"d":"0.002"},146.528,"--",0.482,0.504,0.548,{"v":1368.533,"d":"1,368.533"},0.115,0.016,{"v":1376.112,"d":"1,376.112"},"--",0.864,92.321,0.217,0.407,0.779,{"v":31.26,"d":"31.260"},0.226,0.412,1.785,64.044,0.016,0.519,{"v":2292.951,"d":"2,292.951"},{"v":13529.351,"d":"13,529.351"},{"v":1006.522,"d":"1,006.522"},{"v":1369.738,"d":"1,369.738"},0.2629,0.4638,0.0188,0.0876,0.0383,0.0928,{"v":2E-3,"d":"0.0020"},0.0122,{"v":2310.923,"d":"2,310.923"},{"v":13568.589,"d":"13,568.589"},{"v":1007.588,"d":"1,007.588"},{"v":1375.567,"d":"1,375.567"},"--","--",0.077,1.111,0.026,0.044,0.068,0.805,0.027,0.044,0.158,0.771,{"v":2E-3,"d":"0.002"},0.056,203.195,162.819,119.787,148.561,0.0233,0.0056,0.0022,0.0095,0.0034,2.2326,0.0002,0.0013,204.788,163.291,119.914,149.194,"--","--",0.658,{"v":0.63,"d":"0.630"},0.848,{"v":1637.135,"d":"1,637.135"},{"v":0.15,"d":"0.150"},0.021,{"v":1647.189,"d":"1,647.189"},"--",{"v":5721573.365,"d":"5,721,573"},{"v":67268.529,"d":"67,269"},{"v":14605261.357,"d":"14,605,261"},{"v":15012922,"d":"15,012,922"},{"v":2188051,"d":"2,188,051"},{"v":718207.568,"d":"718,208"},{"v":520269,"d":"520,269"},{"v":494311.48,"d":"494,311"},0,0,{"v":-2269,"d":"(2,269)"},{"v":35404756.251,"d":"35,404,756"},{"v":3920839.048,"d":"3,920,839"},{"v":1732788.048,"d":"1,732,788"},{"v":21110041.819,"d":"21,110,042"},{"v":18215553.48,"d":"18,215,553"},{"v":0.145483958180396,"d":"14.5%"},{"v":0.00171045466615156,"d":"0.2%"},{"v":0.371371840737646,"d":"37.1%"},{"v":0.381737535653105,"d":"38.2%"},{"v":0.0556361510852659,"d":"5.6%"},{"v":0.0182620536558926,"d":"1.8%"},{"v":0.0132290173716153,"d":"1.3%"},{"v":0.012568988649927,"d":"1.3%"},{"v":0,"d":"0.0%"},{"v":0,"d":"0.0%"},{"v":0,"d":"0.0%"},{"v":0.900298036986113,"d":"90.0%"},{"v":0.0997019630138874,"d":"10.0%"},{"v":0.0440600596774349,"d":"4.4%"},{"v":0.536801583256307,"d":"53.7%"},{"v":0.463198416743693,"d":"46.3%"},{"v":5082405.30214419,"d":"5,082,405"},{"v":2989,"d":"2,989"},{"v":6921238.99519276,"d":"6,921,239"},0,0,{"v":422190.539643192,"d":"422,191"},0,0,0,0,0,{"v":0.408920857581249,"d":"40.9%"},{"v":0.000240489368841697,"d":"0.0%"},{"v":0.556869989145685,"d":"55.7%"},{"v":0,"d":"0.0%"},{"v":0,"d":"0.0%"},{"v":0.0339686639042245,"d":"3.4%"},{"v":0,"d":"0.0%"},{"v":0,"d":"0.0%"},{"v":0,"d":"0.0%"},{"v":0,"d":"0.0%"},{"v":0,"d":"0.0%"}]
[2019,"ME","23",{"v":5932,"d":"5,932"},{"v":36584971.03,"d":"36,584,971"},{"v":14964385.314,"d":"14,964,385"},{"v":90017834.111,"d":"90,017,834"},{"v":30985506.331,"d":"30,985,506"},{"v":10490562.004,"d":"10,490,562"},{"v":3772943.989,"d":"3,772,944"},{"v":2483.99,"d":"2,484"},{"v":932.741,"d":"933"},{"v":2140.52,"d":"2,141"},{"v":1076499.6,"d":"1,076,500"},{"v":1258620.044,"d":"1,258,620"},{"v":187741.922,"d":"187,742"},{"v":1120205.896,"d":"1,120,206"},"--",0.474,0.494,0.408,205.232,{"v":0.12,"d":"0.120"},0.018,213.565,"--",0.136,0.125,0.117,58.849,0.034,0.005,61.239,"--",1.106,1.155,0.953,479.484,{"v":0.28,"d":"0.280"},0.042,498.952,"--",{"v":0,"d":"0.000"},7.349,0.158,0.189,{"v":0,"d":"0.000"},3.906,0.153,0.184,{"v":0,"d":"0.000"},14.675,0.004,0.069,{"v":0,"d":"0.000"},{"v":3511.067,"d":"3,511.067"},{"v":778.45,"d":"778.450"},790.419,{"v":0,"d":"0.0000"},{"v":0.143,"d":"0.1430"},0.0155,0.0161,{"v":0,"d":"0.0000"},0.0286,0.0016,0.0017,{"v":0,"d":"0.000"},{"v":3523.169,"d":"3,523.169"},779.301,{"v":791.32,"d":"791.320"},"--","--",{"v":0,"d":"0.000"},0.346,0.024,0.029,{"v":0,"d":"0.000"},0.268,0.024,0.029,{"v":0,"d":"0.000"},0.691,{"v":1E-3,"d":"0.001"},{"v":0.01,"d":"0.010"},{"v":0,"d":"0.000"},165.292,118.851,119.504,{"v":0,"d":"0.0000"},0.0067,0.0024,0.0024,{"v":0,"d":"0.0000"},2.6937,0.0002,0.0003,{"v":0,"d":"0.000"},165.861,118.981,{"v":119.64,"d":"119.640"},"--","--",0.859,0.673,0.604,608.181,0.213,{"v":0.03,"d":"0.030"},622.581,"--",{"v":71053.538,"d":"71,054"},{"v":34636.375,"d":"34,636"},{"v":1797336.8,"d":"1,797,337"},0,{"v":3499341,"d":"3,499,341"},{"v":2346164.664,"d":"2,346,165"},{"v":2493932,"d":"2,493,932"},{"v":7050,"d":"7,050"},0,{"v":146602.633,"d":"146,603"},{"v":94445,"d":"94,445"},{"v":2144074.346,"d":"2,144,074"},{"v":8346487.664,"d":"8,346,488"},{"v":4847146.664,"d":"4,847,147"},{"v":4490239.01,"d":"4,490,239"},{"v":6000323,"d":"6,000,323"},{"v":0.00677309165440985,"d":"0.7%"},{"v":0.00330167010756748,"d":"0.3%"},{"v":0.171328933405733,"d":"17.1%"},{"v":0,"d":"0.0%"},{"v":0.333570403250493,"d":"33.4%"},{"v":0.223645278657478,"d":"22.4%"},{"v":0.237731019331728,"d":"23.8%"},{"v":0.000672032632120155,"d":"0.1%"},{"v":0,"d":"0.0%"},{"v":0.0139747167845014,"d":"1.4%"},{"v":0.00900285417596993,"d":"0.9%"},{"v":0.204381266128181,"d":"20.4%"},{"v":0.795618733871819,"d":"79.6%"},{"v":0.462048330621326,"d":"46.2%"},{"v":0.428026544785659,"d":"42.8%"},{"v":0.571973455214341,"d":"57.2%"},0,{"v":7430,"d":"7,430"},{"v":1625751.02361652,"d":"1,625,751"},0,0,{"v":1081940.59128253,"d":"1,081,941"},0,0,0,0,0,{"v":0,"d":"0.0%"},{"v":0.00273652567134686,"d":"0.3%"},{"v":0.598776502199872,"d":"59.9%"},{"v":0,"d":"0.0%"},{"v":0,"d":"0.0%"},{"v":0.398486972128781,"d":"39.8%"},{"v":0,"d":"0.0%"},{"v":0,"d":"0.0%"},{"v":0,"d":"0.0%"},{"v":0,"d":"0.0%"},{"v":0,"d":"0.0%"}]
[2019,"MI","26",{"v":41945.7,"d":"41,946"},{"v":701691322.102,"d":"701,691,322"},{"v":317588927.253,"d":"317,588,927"},{"v":1113051309.203,"d":"1,113,051,309"},{"v":490515577.218,"d":"490,515,577"},{"v":116689224.485,"d":"116,689,224"},{"v":50613132.053,"d":"50,613,132"},{"v":42173.896,"d":"42,174"},{"v":19094.871,"d":"19,095"},{"v":52307.231,"d":"52,307"},{"v":58743607.206,"d":"58,743,607"},{"v":11379311.625,"d":"11,379,312"},{"v":1626473.774,"d":"1,626,474"},{"v":59128193.194,"d":"59,128,193"},"--",0.723,0.755,0.897,{"v":1006.839,"d":"1,006.839"},0.098,0.014,{"v":1013.43,"d":"1,013.430"},"--",{"v":0.12,"d":"0.120"},{"v":0.12,"d":"0.120"},0.149,167.434,0.016,{"v":2E-3,"d":"0.002"},{"v":168.53,"d":"168.530"},"--",1.097,1.145,1.361,{"v":1528.383,"d":"1,528.383"},0.148,0.021,{"v":1538.39,"d":"1,538.390"},"--",1.226,5.984,0.896,1.082,1.206,6.795,0.963,1.105,2.558,8.737,0.034,1.378,{"v":2223.21,"d":"2,223.210"},{"v":1387.815,"d":"1,387.815"},859.002,{"v":1574.422,"d":"1,574.422"},0.2499,0.0907,0.0161,0.1387,0.0364,0.0145,0.0017,0.0199,{"v":2240.302,"d":"2,240.302"},{"v":1394.413,"d":"1,394.413"},859.897,{"v":1583.81,"d":"1,583.810"},"--","--",0.115,0.887,0.123,{"v":0.12,"d":"0.120"},0.113,0.867,0.127,{"v":0.12,"d":"0.120"},{"v":0.24,"d":"0.240"},1.296,0.005,0.152,208.275,205.784,{"v":118.02,"d":"118.020"},173.885,0.0234,0.0135,0.0022,0.0153,0.0034,4.3094,0.0002,0.0022,209.876,206.762,118.143,174.922,"--","--",{"v":1.54,"d":"1.540"},1.556,2.059,{"v":1744.47,"d":"1,744.470"},0.175,0.025,{"v":1756.348,"d":"1,756.348"},"--",{"v":37341489.704,"d":"37,341,490"},{"v":915188.45,"d":"915,188"},{"v":34429525.39,"d":"34,429,525"},{"v":32909275,"d":"32,909,275"},{"v":953301,"d":"953,301"},{"v":2381674.046,"d":"2,381,674"},{"v":5813440,"d":"5,813,440"},{"v":142961,"d":"142,961"},0,{"v":1802067.413,"d":"1,802,067"},{"v":301.503,"d":"302"},{"v":107397847.46,"d":"107,397,847"},{"v":9291376.046,"d":"9,291,376"},{"v":8338075.046,"d":"8,338,075"},{"v":76870246.506,"d":"76,870,247"},{"v":39818977,"d":"39,818,977"},{"v":0.320008040006196,"d":"32.0%"},{"v":0.00784295603743513,"d":"0.8%"},{"v":0.295053170768847,"d":"29.5%"},{"v":0.282024972068718,"d":"28.2%"},{"v":0.00816957188810998,"d":"0.8%"},{"v":0.0204104027299276,"d":"2.0%"},{"v":0.0498198533277675,"d":"5.0%"},{"v":1.22514312551449E-3,"d":"0.1%"},{"v":0,"d":"0.0%"},{"v":0.0154433062356212,"d":"1.5%"},{"v":2.58381186317944e-06,"d":"0.0%"},{"v":0.92037502892868,"d":"92.0%"},{"v":0.0796249710713196,"d":"8.0%"},{"v":0.0714553991832096,"d":"7.1%"},{"v":0.65876045958989,"d":"65.9%"},{"v":0.34123954041011,"d":"34.1%"},{"v":22209064.0385741,"d":"22,209,064"},{"v":140040.310351463,"d":"140,040"},{"v":12767619.0873656,"d":"12,767,619"},0,0,{"v":898081.031842737,"d":"898,081"},0,0,0,0,0,{"v":0.616664851206532,"d":"61.7%"},{"v":0.00388840956988594,"d":"0.4%"},{"v":0.354510298637396,"d":"35.5%"},{"v":0,"d":"0.0%"},{"v":0,"d":"0.0%"},{"v":0.0249364405861863,"d":"2.5%"},{"v":0,"d":"0.0%"},{"v":0,"d":"0.0%"},{"v":0,"d":"0.0%"},{"v":0,"d":"0.0%"},{"v":0,"d":"0.0%"}]
[2019,"MN","27",{"v":23482.1,"d":"23,482"},{"v":300888172.437,"d":"300,888,172"},{"v":135226716.73,"d":"135,226,717"},{"v":566667483.39,"d":"566,667,483"},{"v":242883819.748,"d":"242,883,820"},{"v":59379024.545,"d":"59,379,025"},{"v":25392083.672,"d":"25,392,084"},{"v":16365.809,"d":"16,366"},{"v":7218.734,"d":"7,219"},{"v":9686.633,"d":"9,687"},{"v":25971446.231,"d":"25,971,446"},{"v":5401178.051,"d":"5,401,178"},{"v":775927.883,"d":"775,928"},{"v":26154306.11,"d":"26,154,306"},"--",0.551,0.569,0.326,874.768,0.091,0.013,880.927,"--",0.109,0.107,0.064,172.632,0.018,0.003,173.847,"--",1.023,1.055,0.605,{"v":1622.956,"d":"1,622.956"},0.169,0.024,{"v":1634.383,"d":"1,634.383"},"--",{"v":1.27,"d":"1.270"},5.263,0.396,0.917,1.292,4.224,0.386,0.906,0.936,0.727,0.009,0.556,{"v":2202.529,"d":"2,202.529"},598.685,917.171,{"v":1674.777,"d":"1,674.777"},0.2449,0.0164,0.0171,0.1514,0.0356,0.0031,0.0017,0.0217,{"v":2219.267,"d":"2,219.267"},600.015,{"v":918.12,"d":"918.120"},{"v":1685.037,"d":"1,685.037"},"--","--",0.121,{"v":0.48,"d":"0.480"},0.051,0.098,0.123,{"v":0.46,"d":"0.460"},0.049,0.096,0.089,0.066,{"v":1E-3,"d":"0.001"},0.059,209.764,54.657,118.878,178.903,0.0233,{"v":1.5E-3,"d":"0.0015"},0.0022,0.0162,0.0034,0.5635,0.0002,{"v":2.3E-3,"d":"0.0023"},211.358,54.779,119.001,179.999,"--","--",0.996,0.969,0.601,{"v":1544.001,"d":"1,544.001"},0.147,0.021,{"v":1553.885,"d":"1,553.885"},"--",{"v":17804537.551,"d":"17,804,538"},{"v":50645.457,"d":"50,645"},{"v":12607034.931,"d":"12,607,035"},{"v":14104547,"d":"14,104,547"},{"v":1056034.21,"d":"1,056,034"},{"v":1444675.056,"d":"1,444,675"},{"v":10964868.6,"d":"10,964,869"},{"v":1248467,"d":"1,248,467"},0,0,{"v":98213.411,"d":"98,213"},{"v":44664978.35,"d":"44,664,978"},{"v":14714044.866,"d":"14,714,045"},{"v":13658010.656,"d":"13,658,011"},{"v":32005106.406,"d":"32,005,106"},{"v":27373916.81,"d":"27,373,917"},{"v":0.29984557823111,"d":"30.0%"},{"v":0.000852918324637468,"d":"0.1%"},{"v":0.212314623046931,"d":"21.2%"},{"v":0.237534170083813,"d":"23.8%"},{"v":0.0177846342496831,"d":"1.8%"},{"v":0.0243297207962613,"d":"2.4%"},{"v":0.18465895877259,"d":"18.5%"},{"v":0.0210253879633304,"d":"2.1%"},{"v":0,"d":"0.0%"},{"v":0,"d":"0.0%"},{"v":1.65400853164482E-3,"d":"0.2%"},{"v":0.752201298218135,"d":"75.2%"},{"v":0.247798701781865,"d":"24.8%"},{"v":0.230014067532182,"d":"23.0%"},{"v":0.538996848930584,"d":"53.9%"},{"v":0.461003151069416,"d":"46.1%"},{"v":9600334.25711872,"d":"9,600,334"},{"v":35209.5145551126,"d":"35,210"},{"v":9213389.45870073,"d":"9,213,389"},0,0,{"v":793085.969102706,"d":"793,086"},0,0,0,0,0,{"v":0.488765139653983,"d":"48.9%"},{"v":1.79256084608907E-3,"d":"0.2%"},{"v":0.46906529135996,"d":"46.9%"},{"v":0,"d":"0.0%"},{"v":0,"d":"0.0%"},{"v":0.0403770081399683,"d":"4.0%"},{"v":0,"d":"0.0%"},{"v":0,"d":"0.0%"},{"v":0,"d":"0.0%"},{"v":0,"d":"0.0%"},{"v":0,"d":"0.0%"}]
[2019,"MO","29",{"v":26367.6,"d":"26,368"},{"v":612034051.337,"d":"612,034,051"},{"v":270103202.735,"d":"270,103,203"},{"v":754133455.591,"d":"754,133,456"},{"v":327859430.797,"d":"327,859,431"},{"v":77222857.994,"d":"77,222,858"},{"v":33688190.995,"d":"33,688,191"},{"v":44484.842,"d":"44,485"},{"v":12892.775,"d":"12,893"},{"v":89104.939,"d":"89,105"},{"v":61269178.273,"d":"61,269,178"},{"v":13592865.845,"d":"13,592,866"},{"v":1970715.291,"d":"1,970,715"},{"v":61732725.676,"d":"61,732,726"},"--",1.152,0.765,2.308,{"v":1586.815,"d":"1,586.815"},0.176,0.026,{"v":1598.82,"d":"1,598.820"},"--",0.145,0.095,0.291,200.215,0.022,0.003,{"v":201.73,"d":"201.730"},"--",1.423,0.945,{"v":2.85,"d":"2.850"},{"v":1959.906,"d":"1,959.906"},0.217,0.032,{"v":1974.734,"d":"1,974.734"},"--",1.561,38.962,0.361,1.426,1.024,42.822,0.347,0.931,3.235,8.067,0.007,2.856,{"v":2103.453,"d":"2,103.453"},{"v":5401.833,"d":"5,401.833"},932.683,{"v":1966.17,"d":"1,966.170"},0.2444,0.2368,0.0188,0.2179,0.0355,0.0473,{"v":1.9E-3,"d":"0.0019"},0.0316,{"v":2120.156,"d":"2,120.156"},{"v":5421.856,"d":"5,421.856"},933.724,{"v":1981.031,"d":"1,981.031"},"--","--",0.155,1.178,0.046,0.145,0.102,1.351,0.043,0.095,0.322,0.244,{"v":1E-3,"d":"0.001"},0.291,209.261,163.326,118.476,200.655,0.0243,0.0072,0.0024,0.0222,0.0035,2.8619,0.0002,0.0032,210.923,163.931,118.608,202.172,"--","--",1.241,0.947,2.051,{"v":1861.015,"d":"1,861.015"},0.201,0.029,{"v":1874.669,"d":"1,874.669"},"--",{"v":54630633.179,"d":"54,630,633"},{"v":96903.595,"d":"96,904"},{"v":7674804.321,"d":"7,674,804"},{"v":9189863,"d":"9,189,863"},{"v":2552742,"d":"2,552,742"},{"v":120150.79,"d":"120,151"},{"v":2857890.3,"d":"2,857,890"},{"v":99782,"d":"99,782"},0,0,89,{"v":71592293.095,"d":"71,592,293"},{"v":5630565.09,"d":"5,630,565"},{"v":3077823.09,"d":"3,077,823"},{"v":62522580.885,"d":"62,522,581"},{"v":14700277.3,"d":"14,700,277"},{"v":0.7074412222366,"d":"70.7%"},{"v":0.00125485636348569,"d":"0.1%"},{"v":0.09938513675075,"d":"9.9%"},{"v":0.119004440084103,"d":"11.9%"},{"v":0.0330568184084107,"d":"3.3%"},{"v":0.00155589669722091,"d":"0.2%"},{"v":0.0370083465850675,"d":"3.7%"},{"v":0.00129213036586856,"d":"0.1%"},{"v":0,"d":"0.0%"},{"v":0,"d":"0.0%"},{"v":1.15250849414024e-06,"d":"0.0%"},{"v":0.927086807943432,"d":"92.7%"},{"v":0.0729131920565678,"d":"7.3%"},{"v":0.039856373648157,"d":"4.0%"},{"v":0.80963826455655,"d":"81.0%"},{"v":0.19036173544345,"d":"19.0%"},{"v":19029845.0629469,"d":"19,029,845"},{"v":9387.995,"d":"9,388"},{"v":4929195.14495137,"d":"4,929,195"},0,0,{"v":196109.42107353,"d":"196,109"},0,0,0,0,0,{"v":0.787511243089908,"d":"78.8%"},{"v":3.88502985080373E-4,"d":"0.0%"},{"v":0.203984666359248,"d":"20.4%"},{"v":0,"d":"0.0%"},{"v":0,"d":"0.0%"},{"v":0.00811558756576351,"d":"0.8%"},{"v":0,"d":"0.0%"},{"v":0,"d":"0.0%"},{"v":0,"d":"0.0%"},{"v":0,"d":"0.0%"},{"v":0,"d":"0.0%"}]
[2019,"MS","28",{"v":19839.9,"d":"19,840"},{"v":427319644.498,"d":"427,319,644"},{"v":214455696.93,"d":"214,455,697"},{"v":545387652.498,"d":"545,387,652"},{"v":265668607.93,"d":"265,668,608"},{"v":65958759.738,"d":"65,958,760"},{"v":31566329.473,"d":"31,566,329"},{"v":14664.121,"d":"14,664"},{"v":8489,"d":"8,489"},{"v":4896.637,"d":"4,897"},{"v":27542800.31,"d":"27,542,800"},{"v":2205761.994,"d":"2,205,762"},{"v":303146.887,"d":"303,147"},{"v":27615541.22,"d":"27,615,541"},"--",0.445,0.538,0.148,835.152,0.033,0.005,837.358,"--",0.069,0.079,0.023,{"v":128.91,"d":"128.910"},0.005,{"v":1E-3,"d":"0.001"},{"v":129.25,"d":"129.250"},"--",0.537,{"v":0.65,"d":"0.650"},0.179,{"v":1008.822,"d":"1,008.822"},{"v":0.04,"d":"0.040"},0.006,{"v":1011.486,"d":"1,011.486"},"--",1.472,0.396,0.485,0.529,{"v":1.51,"d":"1.510"},0.401,0.592,0.632,2.228,0.009,{"v":0.02,"d":"0.020"},0.119,{"v":2735.562,"d":"2,735.562"},{"v":1444.322,"d":"1,444.322"},955.496,{"v":1037.336,"d":"1,037.336"},0.2767,0.0316,0.0273,0.0385,0.0402,0.0032,0.0032,0.0049,{"v":2754.474,"d":"2,754.474"},{"v":1446.056,"d":"1,446.056"},957.147,{"v":1039.76,"d":"1,039.760"},"--","--",0.117,0.033,0.063,0.067,0.121,0.029,0.075,0.078,0.177,{"v":1E-3,"d":"0.001"},0.003,0.015,216.926,118.933,124.787,131.322,0.0219,0.0026,0.0036,0.0049,0.0032,{"v":0.521,"d":"0.5210"},0.0004,0.0006,218.425,119.075,125.003,131.628,"--","--",0.707,0.834,0.144,{"v":1049.475,"d":"1,049.475"},0.037,0.005,{"v":1051.861,"d":"1,051.861"},"--",{"v":4414339.96,"d":"4,414,340"},{"v":13703.241,"d":"13,703"},{"v":48780504.712,"d":"48,780,505"},{"v":11032514,"d":"11,032,514"},0,{"v":1395357.786,"d":"1,395,358"},0,{"v":322340,"d":"322,340"},0,0,0,{"v":64241061.913,"d":"64,241,062"},{"v":1717697.786,"d":"1,717,698"},{"v":1717697.786,"d":"1,717,698"},{"v":54603905.699,"d":"54,603,906"},{"v":11354854,"d":"11,354,854"},{"v":0.0669257575513041,"d":"6.7%"},{"v":0.000207754679780732,"d":"0.0%"},{"v":0.739560672981235,"d":"74.0%"},{"v":0.167263818336585,"d":"16.7%"},{"v":0,"d":"0.0%"},{"v":0.0211550034046676,"d":"2.1%"},{"v":0,"d":"0.0%"},{"v":0.00488699304642757,"d":"0.5%"},{"v":0,"d":"0.0%"},{"v":0,"d":"0.0%"},{"v":0,"d":"0.0%"},{"v":0.973958003548905,"d":"97.4%"},{"v":0.0260419964510952,"d":"2.6%"},{"v":0.0260419964510952,"d":"2.6%"},{"v":0.827849188616987,"d":"82.8%"},{"v":0.172150811383013,"d":"17.2%"},{"v":1080991.80622837,"d":"1,080,992"},{"v":244745,"d":"244,745"},{"v":26872470.4499417,"d":"26,872,470"},0,0,{"v":499255.511005823,"d":"499,256"},0,0,0,0,0,{"v":0.0376685498295969,"d":"3.8%"},{"v":0.00852845430920599,"d":"0.9%"},{"v":0.936405795451659,"d":"93.6%"},{"v":0,"d":"0.0%"},{"v":0,"d":"0.0%"},{"v":0.0173972004095383,"d":"1.7%"},{"v":0,"d":"0.0%"},{"v":0,"d":"0.0%"},{"v":0,"d":"0.0%"},{"v":0,"d":"0.0%"},{"v":0,"d":"0.0%"}]
[2019,"MT","30",{"v":8545.3,"d":"8,545"},{"v":168286714.854,"d":"168,286,715"},{"v":65057601.215,"d":"65,057,601"},{"v":281330636.623,"d":"281,330,637"},{"v":117125319.362,"d":"117,125,319"},{"v":27797079.004,"d":"27,797,079"},{"v":11681880.903,"d":"11,681,881"},{"v":17389.166,"d":"17,389"},{"v":6484.011,"d":"6,484"},{"v":13948.244,"d":"13,948"},{"v":17419287.46,"d":"17,419,287"},{"v":3825519.351,"d":"3,825,519"},{"v":557016.611,"d":"557,017"},{"v":17550101.927,"d":"17,550,102"},"--",1.251,{"v":1.11,"d":"1.110"},1.004,{"v":1253.318,"d":"1,253.318"},0.138,{"v":0.02,"d":"0.020"},{"v":1262.73,"d":"1,262.730"},"--",0.207,0.199,0.166,207.019,0.023,0.003,208.574,"--",{"v":2.26,"d":"2.260"},2.005,1.813,{"v":2263.744,"d":"2,263.744"},0.249,0.036,{"v":2280.744,"d":"2,280.744"},"--",2.148,{"v":0.85,"d":"0.850"},7.943,2.304,2.135,0.921,5.905,2.223,{"v":1.42,"d":"1.420"},17.012,0.068,1.849,{"v":2363.045,"d":"2,363.045"},{"v":1789.682,"d":"1,789.682"},{"v":1303.694,"d":"1,303.694"},{"v":2309.866,"d":"2,309.866"},0.2677,0.0522,0.0259,0.2529,0.0389,0.0104,0.0027,0.0368,{"v":2381.338,"d":"2,381.338"},{"v":1794.09,"d":"1,794.090"},{"v":1305.137,"d":"1,305.137"},{"v":2327.168,"d":"2,327.168"},"--","--",0.191,0.106,0.724,0.207,0.189,0.114,0.547,0.199,0.126,2.123,0.006,0.166,209.927,223.294,118.899,207.202,0.0238,0.0065,0.0024,0.0227,0.0035,2.5971,0.0002,{"v":3.3E-3,"d":"0.0033"},211.552,223.844,119.031,208.754,"--","--",2.597,2.438,1.254,{"v":2209.437,"d":"2,209.437"},0.234,0.034,{"v":2225.371,"d":"2,225.371"},"--",{"v":14100661.316,"d":"14,100,661"},{"v":464604.091,"d":"464,604"},{"v":507212.82,"d":"507,213"},0,{"v":10004523,"d":"10,004,523"},{"v":20140,"d":"20,140"},{"v":2373356,"d":"2,373,356"},{"v":29393,"d":"29,393"},0,{"v":10028.438,"d":"10,028"},{"v":287160,"d":"287,160"},{"v":15369666.665,"d":"15,369,667"},{"v":12427412,"d":"12,427,412"},{"v":2422889,"d":"2,422,889"},{"v":15389806.665,"d":"15,389,807"},{"v":12407272,"d":"12,407,272"},{"v":0.507271339047383,"d":"50.7%"},{"v":0.0167141337620127,"d":"1.7%"},{"v":0.0182469829334492,"d":"1.8%"},{"v":0,"d":"0.0%"},{"v":0.359912749126294,"d":"36.0%"},{"v":0.000724536568850265,"d":"0.1%"},{"v":0.0853814902135148,"d":"8.5%"},{"v":1.05741327548241E-3,"d":"0.1%"},{"v":0,"d":"0.0%"},{"v":0.000360773091333049,"d":"0.0%"},{"v":0.0103305819816803,"d":"1.0%"},{"v":0.552923810815859,"d":"55.3%"},{"v":0.447076189184141,"d":"44.7%"},{"v":0.0871634400578475,"d":"8.7%"},{"v":0.553648347384709,"d":"55.4%"},{"v":0.446351652615291,"d":"44.6%"},{"v":3732175.95441069,"d":"3,732,176"},{"v":21641.2955921524,"d":"21,641"},{"v":475654.191620303,"d":"475,654"},0,0,0,0,0,0,0,0,{"v":0.882421363029323,"d":"88.2%"},{"v":5.11678489637635E-3,"d":"0.5%"},{"v":0.112461852074301,"d":"11.2%"},{"v":0,"d":"0.0%"},{"v":0,"d":"0.0%"},{"v":0,"d":"0.0%"},{"v":0,"d":"0.0%"},{"v":0,"d":"0.0%"},{"v":0,"d":"0.0%"},{"v":0,"d":"0.0%"},{"v":0,"d":"0.0%"}]
[2019,"NC","37",{"v":50569.4000000001,"d":"50,569"},{"v":649366339.106,"d":"649,366,339"},{"v":328510831.773,"d":"328,510,832"},{"v":1214537962.152,"d":"1,214,537,962"},{"v":577954791.562,"d":"577,954,792"},{"v":131004605.112,"d":"131,004,605"},{"v":61587568.432,"d":"61,587,568"},{"v":31041.401,"d":"31,041"},{"v":16851.424,"d":"16,851"},{"v":21690.856,"d":"21,691"},{"v":50764914.421,"d":"50,764,914"},{"v":9130929.146,"d":"9,130,929"},{"v":1307134.935,"d":"1,307,135"},{"v":51061641.827,"d":"51,061,642"},"--",0.474,0.547,0.331,{"v":775.01,"d":"775.010"},{"v":0.07,"d":"0.070"},{"v":0.01,"d":"0.010"},{"v":779.54,"d":"779.540"},"--",0.096,0.103,0.067,156.352,0.014,{"v":2E-3,"d":"0.002"},157.266,"--",0.828,0.956,0.579,{"v":1354.014,"d":"1,354.014"},0.122,0.017,{"v":1361.928,"d":"1,361.928"},"--",1.577,8.206,0.175,0.806,1.605,6.394,0.176,0.901,1.001,{"v":1.16,"d":"1.160"},0.005,0.451,{"v":2043.425,"d":"2,043.425"},{"v":2327.925,"d":"2,327.925"},888.915,{"v":1406.166,"d":"1,406.166"},{"v":0.232,"d":"0.2320"},0.0567,{"v":0.014,"d":"0.0140"},0.1116,0.0337,0.0083,{"v":1.4E-3,"d":"0.0014"},0.0159,{"v":2059.274,"d":"2,059.274"},{"v":2331.823,"d":"2,331.823"},889.682,{"v":1413.683,"d":"1,413.683"},"--","--",0.155,0.456,0.023,0.093,0.158,0.384,0.023,0.101,0.099,0.065,{"v":1E-3,"d":"0.001"},0.052,201.196,129.439,118.875,161.985,0.0228,0.0032,{"v":1.9E-3,"d":"0.0019"},0.0129,{"v":3.3E-3,"d":"0.0033"},0.9257,0.0002,{"v":1.8E-3,"d":"0.0018"},202.757,129.656,118.978,162.851,"--","--",0.882,0.977,0.578,{"v":1441.637,"d":"1,441.637"},0.128,0.018,{"v":1450.284,"d":"1,450.284"},"--",{"v":30600350.337,"d":"30,600,350"},{"v":190957.859,"d":"190,958"},{"v":41118116.728,"d":"41,118,117"},{"v":41915605,"d":"41,915,605"},{"v":6154713.4,"d":"6,154,713"},{"v":2537134.701,"d":"2,537,135"},{"v":523139,"d":"523,139"},{"v":7426814.87,"d":"7,426,815"},0,{"v":324921.63,"d":"324,922"},{"v":212853,"d":"212,853"},{"v":114362804.554,"d":"114,362,805"},{"v":16641801.971,"d":"16,641,802"},{"v":10487088.571,"d":"10,487,089"},{"v":74984334.255,"d":"74,984,334"},{"v":56020272.27,"d":"56,020,272"},{"v":0.233582246828553,"d":"23.4%"},{"v":0.00145764232316181,"d":"0.1%"},{"v":0.313867716706231,"d":"31.4%"},{"v":0.31995519937691,"d":"32.0%"},{"v":0.046980892987343,"d":"4.7%"},{"v":0.0193667594468583,"d":"1.9%"},{"v":0.00399328705972006,"d":"0.4%"},{"v":0.0566912497735926,"d":"5.7%"},{"v":0,"d":"0.0%"},{"v":0.0024802305706555,"d":"0.2%"},{"v":0.00162477492697465,"d":"0.2%"},{"v":0.872967810732486,"d":"87.3%"},{"v":0.127032189267514,"d":"12.7%"},{"v":0.080051296280171,"d":"8.0%"},{"v":0.572379370802435,"d":"57.2%"},{"v":0.427620629197566,"d":"42.8%"},{"v":25425087.1723429,"d":"25,425,087"},{"v":31816.007,"d":"31,816"},{"v":25283649.7057675,"d":"25,283,650"},0,0,{"v":1376973.09777532,"d":"1,376,973"},0,0,0,0,0,{"v":0.487841406376272,"d":"48.8%"},{"v":0.000610466563789841,"d":"0.1%"},{"v":0.485127588636309,"d":"48.5%"},{"v":0,"d":"0.0%"},{"v":0,"d":"0.0%"},{"v":0.0264205384236292,"d":"2.6%"},{"v":0,"d":"0.0%"},{"v":0,"d":"0.0%"},{"v":0,"d":"0.0%"},{"v":0,"d":"0.0%"},{"v":0,"d":"0.0%"}]
[2019,"ND","38",{"v":10397.7,"d":"10,398"},{"v":277407501.939,"d":"277,407,502"},{"v":112326254.571,"d":"112,326,255"},{"v":405947354.903,"d":"405,947,355"},{"v":160213968.635,"d":"160,213,969"},{"v":41147324.005,"d":"41,147,324"},{"v":16254943.409,"d":"16,254,943"},{"v":29244.561,"d":"29,245"},{"v":11852.129,"d":"11,852"},{"v":32045.02,"d":"32,045"},{"v":29552934.998,"d":"29,552,935"},{"v":6657474.109,"d":"6,657,474"},{"v":966836.688,"d":"966,837"},{"v":29780212.089,"d":"29,780,212"},"--",1.421,1.458,1.558,{"v":1436.445,"d":"1,436.445"},0.162,0.023,{"v":1447.492,"d":"1,447.492"},"--",0.211,0.211,0.231,213.065,0.024,0.003,214.704,"--",2.186,2.243,2.395,{"v":2209.152,"d":"2,209.152"},0.249,0.036,{"v":2226.141,"d":"2,226.141"},"--",2.304,25.863,0.119,2.192,2.325,27.638,0.095,2.182,2.534,13.726,0.005,2.405,{"v":2278.772,"d":"2,278.772"},{"v":4508.378,"d":"4,508.378"},{"v":1055.927,"d":"1,055.927"},{"v":2216.016,"d":"2,216.016"},0.2621,0.1826,0.0222,0.2498,0.0381,0.0365,0.0022,0.0363,{"v":2296.683,"d":"2,296.683"},{"v":4523.82,"d":"4,523.820"},{"v":1057.143,"d":"1,057.143"},{"v":2233.069,"d":"2,233.069"},"--","--",{"v":0.22,"d":"0.220"},0.937,0.013,0.211,{"v":0.22,"d":"0.220"},0.876,0.013,0.211,0.242,0.497,{"v":1E-3,"d":"0.001"},0.231,217.527,163.326,118.857,213.192,{"v":0.025,"d":"0.0250"},{"v":6.6E-3,"d":"0.0066"},0.0025,{"v":0.024,"d":"0.0240"},0.0036,2.6454,0.0002,0.0035,219.236,163.885,118.994,214.833,"--","--",2.441,2.284,{"v":2.99,"d":"2.990"},{"v":2055.066,"d":"2,055.066"},0.219,0.032,{"v":2069.934,"d":"2,069.934"},"--",{"v":25151437.186,"d":"25,151,437"},{"v":33550.883,"d":"33,551"},{"v":1470620.471,"d":"1,470,620"},0,{"v":3179292,"d":"3,179,292"},185,{"v":11213024.61,"d":"11,213,025"},0,0,{"v":56959.356,"d":"56,959"},{"v":42254,"d":"42,254"},{"v":26754821.896,"d":"26,754,822"},{"v":14392501.61,"d":"14,392,502"},{"v":11213209.61,"d":"11,213,210"},{"v":26755006.896,"d":"26,755,007"},{"v":14392316.61,"d":"14,392,317"},{"v":0.611253297734723,"d":"61.1%"},{"v":0.000815384334660496,"d":"0.1%"},{"v":0.0357403676762975,"d":"3.6%"},{"v":0,"d":"0.0%"},{"v":0.0772660705267113,"d":"7.7%"},{"v":4.49603969922913E-6,"d":"0.0%"},{"v":0.272509209702666,"d":"27.3%"},{"v":0,"d":"0.0%"},{"v":0,"d":"0.0%"},{"v":0.00138427851793797,"d":"0.1%"},{"v":1.02689546730393E-3,"d":"0.1%"},{"v":0.650220223730923,"d":"65.0%"},{"v":0.349779776269077,"d":"35.0%"},{"v":0.272513705742365,"d":"27.3%"},{"v":0.650224719770623,"d":"65.0%"},{"v":0.349775280229377,"d":"35.0%"},{"v":4295249.59242887,"d":"4,295,250"},555,{"v":1188895.01138644,"d":"1,188,895"},0,0,185,0,0,0,0,0,{"v":0.783106647210239,"d":"78.3%"},{"v":0.000101187178963426,"d":"0.0%"},{"v":0.216758436551143,"d":"21.7%"},{"v":0,"d":"0.0%"},{"v":0,"d":"0.0%"},{"v":3.37290596544753e-05,"d":"0.0%"},{"v":0,"d":"0.0%"},{"v":0,"d":"0.0%"},{"v":0,"d":"0.0%"},{"v":0,"d":"0.0%"},{"v":0,"d":"0.0%"}]
[2019,"NE","31",{"v":11375.7,"d":"11,376"},{"v":229714522.683,"d":"229,714,523"},{"v":100417956.107,"d":"100,417,956"},{"v":378732705.808,"d":"378,732,706"},{"v":158642083.095,"d":"158,642,083"},{"v":37297615.002,"d":"37,297,615"},{"v":15667059.324,"d":"15,667,059"},{"v":20319.011,"d":"20,319"},{"v":8609.498,"d":"8,609"},{"v":45778.131,"d":"45,778"},{"v":23413253.098,"d":"23,413,253"},{"v":5542748.959,"d":"5,542,749"},{"v":804986.497,"d":"804,986"},{"v":23602480.448,"d":"23,602,480"},"--",{"v":1.09,"d":"1.090"},1.099,2.455,{"v":1255.483,"d":"1,255.483"},0.149,0.022,{"v":1265.629,"d":"1,265.629"},"--",0.177,0.171,0.399,203.847,0.024,0.004,205.494,"--",1.867,1.884,4.207,{"v":2151.66,"d":"2,151.660"},0.255,0.037,{"v":2169.05,"d":"2,169.050"},"--",1.849,38.072,1.355,1.832,1.789,54.514,{"v":1.35,"d":"1.350"},1.765,4.411,3.699,0.009,{"v":4.18,"d":"4.180"},{"v":2189.294,"d":"2,189.294"},{"v":4913.557,"d":"4,913.557"},{"v":1202.302,"d":"1,202.302"},{"v":2138.174,"d":"2,138.174"},0.2659,0.1089,{"v":0.022,"d":"0.0220"},0.2531,0.0387,0.0218,{"v":2.3E-3,"d":"0.0023"},0.0368,{"v":2207.467,"d":"2,207.467"},{"v":4922.768,"d":"4,922.768"},{"v":1203.523,"d":"1,203.523"},{"v":2155.456,"d":"2,155.456"},"--","--",0.177,1.266,0.131,0.175,0.173,{"v":1.25,"d":"1.250"},{"v":0.13,"d":"0.130"},{"v":0.17,"d":"0.170"},0.422,0.123,{"v":1E-3,"d":"0.001"},{"v":0.4,"d":"0.400"},209.284,163.326,116.586,204.457,0.0254,0.0036,0.0021,0.0242,0.0037,1.4472,0.0002,0.0035,211.021,163.632,116.704,{"v":206.11,"d":"206.110"},"--","--",2.072,2.002,3.662,{"v":2101.276,"d":"2,101.276"},0.243,0.035,{"v":2117.833,"d":"2,117.833"},"--",{"v":20385422.8,"d":"20,385,423"},{"v":16168.365,"d":"16,168"},{"v":1276855.56,"d":"1,276,856"},{"v":6951600,"d":"6,951,600"},{"v":1340252,"d":"1,340,252"},{"v":84518.304,"d":"84,518"},{"v":7211092.4,"d":"7,211,092"},{"v":31706,"d":"31,706"},0,0,0,{"v":28630046.725,"d":"28,630,047"},{"v":8667568.704,"d":"8,667,569"},{"v":7327316.704,"d":"7,327,317"},{"v":21762965.029,"d":"21,762,965"},{"v":15534650.4,"d":"15,534,650"},{"v":0.546561021811323,"d":"54.7%"},{"v":0.000433495943749493,"d":"0.0%"},{"v":0.0342342411254315,"d":"3.4%"},{"v":0.186381888494537,"d":"18.6%"},{"v":0.0359339862504431,"d":"3.6%"},{"v":0.00226605114101435,"d":"0.2%"},{"v":0.193339234078572,"d":"19.3%"},{"v":0.000850081154929482,"d":"0.1%"},{"v":0,"d":"0.0%"},{"v":0,"d":"0.0%"},{"v":0,"d":"0.0%"},{"v":0.767610647375041,"d":"76.8%"},{"v":0.232389352624959,"d":"23.2%"},{"v":0.196455366374516,"d":"19.6%"},{"v":0.583494810021518,"d":"58.3%"},{"v":0.416505189978482,"d":"41.7%"},{"v":7689306.63765958,"d":"7,689,307"},{"v":5237.998,"d":"5,238"},{"v":1050311.44008877,"d":"1,050,311"},0,0,{"v":10198.0026697106,"d":"10,198"},0,0,0,0,0,{"v":0.878270604474548,"d":"87.8%"},{"v":5.98282769367708E-4,"d":"0.1%"},{"v":0.11996629954324,"d":"12.0%"},{"v":0,"d":"0.0%"},{"v":0,"d":"0.0%"},{"v":0.00116481321284463,"d":"0.1%"},{"v":0,"d":"0.0%"},{"v":0,"d":"0.0%"},{"v":0,"d":"0.0%"},{"v":0,"d":"0.0%"},{"v":0,"d":"0.0%"}]
[2019,"NH","33",{"v":4744.1,"d":"4,744"},{"v":51175788.064,"d":"51,175,788"},{"v":22776315.431,"d":"22,776,315"},{"v":181940942.247,"d":"181,940,942"},{"v":75878443.461,"d":"75,878,443"},{"v":18026594.829,"d":"18,026,595"},{"v":7626286.555,"d":"7,626,287"},{"v":1516.429,"d":"1,516"},{"v":552.953,"d":"553"},{"v":538.245,"d":"538"},{"v":2262796.046,"d":"2,262,796"},{"v":1459149.266,"d":"1,459,149"},{"v":191259.245,"d":"191,259"},{"v":2309532.575,"d":"2,309,533"},"--",0.168,0.145,{"v":0.06,"d":"0.060"},251.051,0.081,0.011,256.236,"--",0.059,0.049,0.021,88.432,0.029,0.004,90.259,"--",0.581,{"v":0.5,"d":"0.500"},0.206,866.271,0.279,0.037,884.163,"--",2.851,{"v":2.58,"d":"2.580"},0.082,0.308,3.044,2.927,0.075,0.219,1.325,4.303,0.005,0.128,{"v":2405.384,"d":"2,405.384"},{"v":1429.473,"d":"1,429.473"},854.446,977.385,0.2752,0.0422,0.0164,0.0365,{"v":0.04,"d":"0.0400"},0.0077,0.0016,0.0047,{"v":2424.197,"d":"2,424.197"},{"v":1432.826,"d":"1,432.826"},855.346,979.684,"--","--",0.243,0.264,0.011,0.041,0.239,0.212,{"v":0.01,"d":"0.010"},{"v":0.03,"d":"0.030"},0.113,{"v":0.44,"d":"0.440"},{"v":1E-3,"d":"0.001"},0.017,205.128,146.183,118.929,129.473,0.0235,{"v":4.3E-3,"d":"0.0043"},{"v":2.3E-3,"d":"0.0023"},0.0048,0.0034,1.5772,0.0002,0.0006,206.732,146.526,119.054,129.778,"--","--",0.542,0.394,{"v":0.3,"d":"0.300"},944.987,0.196,0.026,957.585,"--",{"v":343015.434,"d":"343,015"},{"v":30089.94,"d":"30,090"},{"v":3582516.348,"d":"3,582,516"},{"v":10906923,"d":"10,906,923"},{"v":1462043,"d":"1,462,043"},{"v":1268602.103,"d":"1,268,602"},{"v":433405,"d":"433,405"},0,0,0,0,{"v":14862544.722,"d":"14,862,545"},{"v":3164050.103,"d":"3,164,050"},{"v":1702007.103,"d":"1,702,007"},{"v":5224223.825,"d":"5,224,224"},{"v":12802371,"d":"12,802,371"},{"v":0.0190282988734119,"d":"1.9%"},{"v":0.00166919711083039,"d":"0.2%"},{"v":0.198735056885598,"d":"19.9%"},{"v":0.605046216763792,"d":"60.5%"},{"v":0.0811047795877888,"d":"8.1%"},{"v":0.0703739178317056,"d":"7.0%"},{"v":0.0240425329468734,"d":"2.4%"},{"v":0,"d":"0.0%"},{"v":0,"d":"0.0%"},{"v":0,"d":"0.0%"},{"v":0,"d":"0.0%"},{"v":0.824478769633632,"d":"82.4%"},{"v":0.175521230366368,"d":"17.6%"},{"v":0.094416450778579,"d":"9.4%"},{"v":0.289806470701546,"d":"29.0%"},{"v":0.710193529298454,"d":"71.0%"},{"v":301655,"d":"301,655"},{"v":18726.88238669,"d":"18,727"},{"v":2367823.57114791,"d":"2,367,824"},0,0,{"v":488733.94748256,"d":"488,734"},0,0,0,0,0,{"v":0.094951449153679,"d":"9.5%"},{"v":0.00589463002684102,"d":"0.6%"},{"v":0.745315938475189,"d":"74.5%"},{"v":0,"d":"0.0%"},{"v":0,"d":"0.0%"},{"v":0.153837982344291,"d":"15.4%"},{"v":0,"d":"0.0%"},{"v":0,"d":"0.0%"},{"v":0,"d":"0.0%"},{"v":0,"d":"0.0%"},{"v":0,"d":"0.0%"}]
[2019,"NJ","34",{"v":28708.1,"d":"28,708"},{"v":320810488.176,"d":"320,810,488"},{"v":148563652.186,"d":"148,563,652"},{"v":610397317.172,"d":"610,397,317"},{"v":267636737.188,"d":"267,636,737"},{"v":70988175.659,"d":"70,988,176"},{"v":31288064.654,"d":"31,288,065"},{"v":8628.44,"d":"8,628"},{"v":3892.754,"d":"3,893"},{"v":1965.946,"d":"1,966"},{"v":19278326.464,"d":"19,278,326"},{"v":2341118.141,"d":"2,341,118"},{"v":291160.105,"d":"291,160"},{"v":19350948.25,"d":"19,350,948"},"--",0.243,0.249,0.055,543.142,0.033,0.004,545.188,"--",0.054,0.052,0.012,120.185,0.007,{"v":1E-3,"d":"0.001"},120.638,"--",0.399,0.409,0.091,891.865,0.054,0.007,895.225,"--",1.299,44.122,{"v":0.15,"d":"0.150"},0.254,1.233,{"v":45.04,"d":"45.040"},0.161,{"v":0.26,"d":"0.260"},1.611,0.491,0.005,0.047,{"v":2309.375,"d":"2,309.375"},{"v":1385.023,"d":"1,385.023"},831.331,867.009,0.2353,0.0269,0.0158,0.0213,0.0342,0.0029,0.0016,0.0024,{"v":2325.461,"d":"2,325.461"},{"v":1386.564,"d":"1,386.564"},832.201,868.259,"--","--",0.115,3.984,0.021,0.036,0.109,3.127,0.023,0.036,0.143,0.044,{"v":1E-3,"d":"0.001"},0.007,205.041,125.051,118.721,122.161,0.0209,0.0024,{"v":2.3E-3,"d":"0.0023"},{"v":0.003,"d":"0.0030"},{"v":0.003,"d":"0.0030"},0.5265,0.0002,0.0003,206.469,{"v":125.19,"d":"125.190"},118.845,122.337,"--","--",0.497,0.477,0.125,972.842,{"v":0.04,"d":"0.040"},0.005,975.324,"--",{"v":1041528.5,"d":"1,041,529"},{"v":142423.275,"d":"142,423"},{"v":40448602.049,"d":"40,448,602"},{"v":26637324,"d":"26,637,324"},{"v":-67361,"d":"(67,361)"},{"v":1334585.022,"d":"1,334,585"},{"v":21996,"d":"21,996"},{"v":1164721.06,"d":"1,164,721"},0,{"v":216377.05,"d":"216,377"},{"v":47979,"d":"47,979"},{"v":68534233.874,"d":"68,534,234"},{"v":2453941.082,"d":"2,453,941"},{"v":2521302.082,"d":"2,521,302"},{"v":43231494.896,"d":"43,231,495"},{"v":27756680.06,"d":"27,756,680"},{"v":0.0146579500947674,"d":"1.5%"},{"v":0.00200439378978428,"d":"0.2%"},{"v":0.569253352392517,"d":"56.9%"},{"v":0.374880347345416,"d":"37.5%"},{"v":0,"d":"0.0%"},{"v":0.0187822807054248,"d":"1.9%"},{"v":0.000309560679601666,"d":"0.0%"},{"v":0.0163917004400788,"d":"1.6%"},{"v":0,"d":"0.0%"},{"v":0.00304518215349171,"d":"0.3%"},{"v":0.000675232398918365,"d":"0.1%"},{"v":0.965431692200553,"d":"96.5%"},{"v":0.034568307799447,"d":"3.5%"},{"v":0.0354835418251053,"d":"3.5%"},{"v":0.608995722495977,"d":"60.9%"},{"v":0.391004277504024,"d":"39.1%"},{"v":1000546.67542344,"d":"1,000,547"},{"v":64571.4241796043,"d":"64,571"},{"v":16329713.7270299,"d":"16,329,714"},0,0,{"v":257519.721138737,"d":"257,520"},0,0,0,{"v":41097.6106626297,"d":"41,098"},0,{"v":0.0565489897681419,"d":"5.7%"},{"v":0.00364945373857894,"d":"0.4%"},{"v":0.922924274447963,"d":"92.3%"},{"v":0,"d":"0.0%"},{"v":0,"d":"0.0%"},{"v":0.0145545234754853,"d":"1.5%"},{"v":0,"d":"0.0%"},{"v":0,"d":"0.0%"},{"v":0,"d":"0.0%"},{"v":0.00232275856983142,"d":"0.2%"},{"v":0,"d":"0.0%"}]
[2019,"NM","35",{"v":14995.6,"d":"14,996"},{"v":268636682.216,"d":"268,636,682"},{"v":124885739.989,"d":"124,885,740"},{"v":344100055.217,"d":"344,100,055"},{"v":155634964.003,"d":"155,634,964"},{"v":35174510.001,"d":"35,174,510"},{"v":15704492.724,"d":"15,704,493"},{"v":16092.002,"d":"16,092"},{"v":7299.843,"d":"7,300"},{"v":4179.237,"d":"4,179"},{"v":23204139.905,"d":"23,204,140"},{"v":3900060.25,"d":"3,900,060"},{"v":557904.673,"d":"557,905"},{"v":23336018.455,"d":"23,336,018"},"--",0.915,{"v":0.93,"d":"0.930"},0.238,{"v":1319.372,"d":"1,319.372"},0.111,0.016,{"v":1326.871,"d":"1,326.871"},"--",{"v":0.12,"d":"0.120"},0.117,0.031,172.755,0.015,{"v":2E-3,"d":"0.002"},173.737,"--",1.205,1.225,0.313,{"v":1738.122,"d":"1,738.122"},0.146,0.021,{"v":1748.001,"d":"1,748.001"},"--",1.564,17.082,0.757,1.206,1.476,{"v":17,"d":"17.000"},0.843,1.192,0.559,9.636,0.005,0.313,{"v":2295.01,"d":"2,295.010"},{"v":3115.913,"d":"3,115.913"},{"v":1042.316,"d":"1,042.316"},{"v":1739.091,"d":"1,739.091"},0.2454,0.1262,0.0217,0.1461,0.0357,0.0252,0.0024,0.0209,{"v":2311.784,"d":"2,311.784"},{"v":3126.589,"d":"3,126.589"},{"v":1043.565,"d":"1,043.565"},{"v":1748.975,"d":"1,748.975"},"--","--",0.141,0.895,0.086,{"v":0.12,"d":"0.120"},0.133,0.895,0.092,0.117,{"v":0.05,"d":"0.050"},0.505,{"v":1E-3,"d":"0.001"},0.031,207.108,163.326,{"v":118.73,"d":"118.730"},172.879,0.0221,{"v":6.6E-3,"d":"0.0066"},0.0025,0.0145,0.0032,2.6453,0.0003,0.0021,208.621,163.885,118.872,173.862,"--","--",1.362,1.341,0.321,{"v":1804.046,"d":"1,804.046"},0.154,0.022,{"v":1814.461,"d":"1,814.461"},"--",{"v":14691665,"d":"14,691,665"},{"v":183601.221,"d":"183,601"},{"v":11803191.831,"d":"11,803,192"},0,{"v":158180,"d":"158,180"},{"v":22582.428,"d":"22,582"},{"v":6892087,"d":"6,892,087"},{"v":1365900.4,"d":"1,365,900"},{"v":58102,"d":"58,102"},0,{"v":-800,"d":"(800)"},{"v":26677658.052,"d":"26,677,658"},{"v":8496851.828,"d":"8,496,852"},{"v":8338671.828,"d":"8,338,672"},{"v":26700240.48,"d":"26,700,240"},{"v":8474269.4,"d":"8,474,269"},{"v":0.417669810162878,"d":"41.8%"},{"v":0.00521960493386846,"d":"0.5%"},{"v":0.335553314846874,"d":"33.6%"},{"v":0,"d":"0.0%"},{"v":0.00449690423594358,"d":"0.4%"},{"v":0.000641996561708755,"d":"0.1%"},{"v":0.195935359873509,"d":"19.6%"},{"v":0.0388312257847833,"d":"3.9%"},{"v":0.00165178360043491,"d":"0.2%"},{"v":0,"d":"0.0%"},{"v":0,"d":"0.0%"},{"v":0.758437236027239,"d":"75.8%"},{"v":0.241562763972761,"d":"24.2%"},{"v":0.237060365820436,"d":"23.7%"},{"v":0.759079247190352,"d":"75.9%"},{"v":0.240920752809648,"d":"24.1%"},{"v":9751800.1835915,"d":"9,751,800"},231,{"v":7127695.66315906,"d":"7,127,696"},0,0,{"v":6294.54227311644,"d":"6,295"},0,0,0,0,0,{"v":0.577507274148688,"d":"57.8%"},{"v":1.36799542460698E-5,"d":"0.0%"},{"v":0.422106279445568,"d":"42.2%"},{"v":0,"d":"0.0%"},{"v":0,"d":"0.0%"},{"v":3.72766451498637E-4,"d":"0.0%"},{"v":0,"d":"0.0%"},{"v":0,"d":"0.0%"},{"v":0,"d":"0.0%"},{"v":0,"d":"0.0%"},{"v":0,"d":"0.0%"}]
[2019,"NV","32",{"v":24504.2,"d":"24,504"},{"v":225354274.398,"d":"225,354,274"},{"v":106392188.378,"d":"106,392,188"},{"v":324897894.492,"d":"324,897,894"},{"v":152872768.147,"d":"152,872,768"},{"v":39889659.989,"d":"39,889,660"},{"v":18855565.989,"d":"18,855,566"},{"v":10968.926,"d":"10,969"},{"v":5101.687,"d":"5,102"},{"v":5228.067,"d":"5,228"},{"v":14708365.728,"d":"14,708,366"},{"v":1179511.705,"d":"1,179,512"},{"v":151664.751,"d":"151,665"},{"v":14745707.673,"d":"14,745,708"},"--",{"v":0.55,"d":"0.550"},0.541,0.262,737.453,{"v":0.03,"d":"0.030"},0.004,739.325,"--",0.097,0.096,0.046,130.535,0.005,{"v":1E-3,"d":"0.001"},130.867,"--",0.767,0.755,0.366,{"v":1028.609,"d":"1,028.609"},0.041,0.005,{"v":1031.22,"d":"1,031.220"},"--",2.379,{"v":0,"d":"0.000"},0.595,0.766,2.636,{"v":0,"d":"0.000"},0.581,0.749,3.444,{"v":0,"d":"0.000"},0.006,0.336,{"v":2216.343,"d":"2,216.343"},{"v":0,"d":"0.000"},895.791,{"v":1022.509,"d":"1,022.509"},0.2695,{"v":0,"d":"0.0000"},{"v":0.017,"d":"0.0170"},0.0412,0.0392,{"v":0,"d":"0.0000"},0.0017,{"v":5.3E-3,"d":"0.0053"},{"v":2234.768,"d":"2,234.768"},{"v":0,"d":"0.000"},{"v":896.72,"d":"896.720"},{"v":1025.117,"d":"1,025.117"},"--","--",0.225,{"v":0,"d":"0.000"},0.079,0.098,0.244,{"v":0,"d":"0.000"},0.077,0.096,0.326,{"v":0,"d":"0.000"},{"v":1E-3,"d":"0.001"},0.043,209.669,{"v":0,"d":"0.000"},118.677,130.452,0.0255,{"v":0,"d":"0.0000"},0.0022,{"v":5.3E-3,"d":"0.0053"},0.0037,{"v":0,"d":"0.0000"},0.0002,0.0007,211.412,{"v":0,"d":"0.000"},{"v":118.8,"d":"118.800"},130.785,"--","--",0.814,0.794,0.425,{"v":1066.351,"d":"1,066.351"},0.049,0.006,{"v":1069.497,"d":"1,069.497"},"--",{"v":2735456.77,"d":"2,735,457"},{"v":12345.191,"d":"12,345"},{"v":25774965.6,"d":"25,774,966"},0,{"v":2242057,"d":"2,242,057"},{"v":54282,"d":"54,282"},{"v":329399,"d":"329,399"},{"v":4810511.21,"d":"4,810,511"},{"v":3909124,"d":"3,909,124"},0,{"v":21519,"d":"21,519"},{"v":28544286.561,"d":"28,544,287"},{"v":11345373.21,"d":"11,345,373"},{"v":9103316.21,"d":"9,103,316"},{"v":28598568.561,"d":"28,598,569"},{"v":11291091.21,"d":"11,291,091"},{"v":0.0685755853949071,"d":"6.9%"},{"v":0.000309483486970601,"d":"0.0%"},{"v":0.64615656658818,"d":"64.6%"},{"v":0,"d":"0.0%"},{"v":0.0562064708716816,"d":"5.6%"},{"v":0.00136080378503161,"d":"0.1%"},{"v":8.25775406185527E-3,"d":"0.8%"},{"v":0.120595443471224,"d":"12.1%"},{"v":0.0979984292280666,"d":"9.8%"},{"v":0,"d":"0.0%"},{"v":0.000539463112083108,"d":"0.1%"},{"v":0.715581098582141,"d":"71.6%"},{"v":0.284418901417859,"d":"28.4%"},{"v":0.228212430546178,"d":"22.8%"},{"v":0.716941902367172,"d":"71.7%"},{"v":0.283058097632828,"d":"28.3%"},{"v":2184231.44466647,"d":"2,184,231"},0,{"v":15077778.2969489,"d":"15,077,778"},0,0,{"v":26022.1528253425,"d":"26,022"},0,0,0,0,0,{"v":0.126343557092166,"d":"12.6%"},{"v":0,"d":"0.0%"},{"v":0.872151230921632,"d":"87.2%"},{"v":0,"d":"0.0%"},{"v":0,"d":"0.0%"},{"v":0.00150521198620129,"d":"0.2%"},{"v":0,"d":"0.0%"},{"v":0,"d":"0.0%"},{"v":0,"d":"0.0%"},{"v":0,"d":"0.0%"},{"v":0,"d":"0.0%"}]
[2019,"NY","36",{"v":53439,"d":"53,439"},{"v":429226155.858,"d":"429,226,156"},{"v":206919474.72,"d":"206,919,475"},{"v":1214655255.776,"d":"1,214,655,256"},{"v":542083545.222,"d":"542,083,545"},{"v":131568022.702,"d":"131,568,023"},{"v":58583048.943,"d":"58,583,049"},{"v":13266.879,"d":"13,267"},{"v":5998.707,"d":"5,999"},{"v":2907.662,"d":"2,908"},{"v":24782290.186,"d":"24,782,290"},{"v":3619070.631,"d":"3,619,071"},{"v":456631.615,"d":"456,632"},{"v":24882589.19,"d":"24,882,589"},"--",0.202,0.205,0.044,376.722,0.028,0.003,378.247,"--",0.062,0.058,0.014,115.474,0.008,{"v":1E-3,"d":"0.001"},115.942,"--",0.516,0.524,0.113,{"v":963.83,"d":"963.830"},{"v":0.07,"d":"0.070"},0.009,967.731,"--",2.499,3.223,0.318,0.365,3.588,3.238,0.315,0.352,6.057,1.058,0.027,{"v":0.09,"d":"0.090"},{"v":2208.646,"d":"2,208.646"},{"v":1200.873,"d":"1,200.873"},932.075,945.883,{"v":0.271,"d":"0.2710"},0.0578,0.0177,0.0203,0.0395,0.0123,{"v":1.9E-3,"d":"0.0019"},{"v":2.3E-3,"d":"0.0023"},{"v":2227.185,"d":"2,227.185"},{"v":1205.982,"d":"1,205.982"},{"v":933.07,"d":"933.070"},947.072,"--","--",0.232,0.328,0.041,0.046,0.283,0.228,0.039,0.044,0.563,0.108,0.003,0.011,{"v":205.2,"d":"205.200"},122.062,118.972,120.043,0.0252,0.0059,{"v":2.3E-3,"d":"0.0023"},0.0026,0.0037,2.5003,0.0002,0.0003,206.923,122.581,119.099,120.194,"--","--",0.527,0.504,0.147,{"v":1019.173,"d":"1,019.173"},0.038,0.005,{"v":1021.243,"d":"1,021.243"},"--",{"v":421951.398,"d":"421,951"},{"v":502503.731,"d":"502,504"},{"v":47592540.224,"d":"47,592,540"},{"v":44865018,"d":"44,865,018"},{"v":30298896,"d":"30,298,896"},{"v":2917938.48,"d":"2,917,938"},{"v":4455881,"d":"4,455,881"},{"v":523640,"d":"523,640"},0,{"v":4376.242,"d":"4,376"},{"v":-14723,"d":"(14,723)"},{"v":93371666.595,"d":"93,371,667"},{"v":38196355.48,"d":"38,196,355"},{"v":7897459.48,"d":"7,897,459"},{"v":51424587.075,"d":"51,424,587"},{"v":80143435,"d":"80,143,435"},{"v":0.00320673807009798,"d":"0.3%"},{"v":0.0038189181318081,"d":"0.4%"},{"v":0.361692866316727,"d":"36.2%"},{"v":0.340964295694148,"d":"34.1%"},{"v":0.230264963561371,"d":"23.0%"},{"v":0.0221756924005258,"d":"2.2%"},{"v":0.0338637182060628,"d":"3.4%"},{"v":0.00397954913998438,"d":"0.4%"},{"v":0,"d":"0.0%"},{"v":3.32584792748138e-05,"d":"0.0%"},{"v":0,"d":"0.0%"},{"v":0.709683592733299,"d":"71.0%"},{"v":0.290316407266701,"d":"29.0%"},{"v":0.060018959746573,"d":"6.0%"},{"v":0.390859315690598,"d":"39.1%"},{"v":0.609140684309402,"d":"60.9%"},{"v":427383,"d":"427,383"},{"v":369759.421788488,"d":"369,759"},{"v":28827375.7818556,"d":"28,827,376"},0,0,{"v":558894.368561329,"d":"558,894"},0,0,0,0,0,{"v":0.0141595321263825,"d":"1.4%"},{"v":0.0122504180368586,"d":"1.2%"},{"v":0.955073443497952,"d":"95.5%"},{"v":0,"d":"0.0%"},{"v":0,"d":"0.0%"},{"v":0.0185166063388071,"d":"1.9%"},{"v":0,"d":"0.0%"},{"v":0,"d":"0.0%"},{"v":0,"d":"0.0%"},{"v":0,"d":"0.0%"},{"v":0,"d":"0.0%"}]
[2019,"OH","39",{"v":47891.4,"d":"47,891"},{"v":888485444.229,"d":"888,485,444"},{"v":397900084.041,"d":"397,900,084"},{"v":1089087173.176,"d":"1,089,087,173"},{"v":482778164.071,"d":"482,778,164"},{"v":119407794.239,"d":"119,407,794"},{"v":51157515.23,"d":"51,157,515"},{"v":59789.262,"d":"59,789"},{"v":17065.381,"d":"17,065"},{"v":70967.264,"d":"70,967"},{"v":73758798.23,"d":"73,758,798"},{"v":12498703.688,"d":"12,498,704"},{"v":1785693.538,"d":"1,785,694"},{"v":74179531.504,"d":"74,179,532"},"--",1.001,0.667,1.189,{"v":1235.41,"d":"1,235.410"},0.105,0.015,{"v":1242.457,"d":"1,242.457"},"--",0.135,0.086,{"v":0.16,"d":"0.160"},166.033,0.014,{"v":2E-3,"d":"0.002"},{"v":166.98,"d":"166.980"},"--",1.198,0.798,1.422,{"v":1477.891,"d":"1,477.891"},0.125,0.018,{"v":1486.322,"d":"1,486.322"},"--",2.346,1.218,0.133,{"v":1.19,"d":"1.190"},1.471,1.033,{"v":0.15,"d":"0.150"},0.786,{"v":2.94,"d":"2.940"},{"v":4.5,"d":"4.500"},0.005,1.429,{"v":2125.061,"d":"2,125.061"},{"v":2775.061,"d":"2,775.061"},883.866,{"v":1485.749,"d":"1,485.749"},0.2454,0.0852,0.0172,0.1259,0.0357,{"v":0.017,"d":"0.0170"},{"v":1.8E-3,"d":"0.0018"},{"v":0.018,"d":"0.0180"},{"v":2141.833,"d":"2,141.833"},{"v":2782.261,"d":"2,782.261"},884.772,{"v":1494.223,"d":"1,494.223"},"--","--",0.226,0.092,0.018,0.134,0.137,0.082,0.019,0.085,0.283,0.339,{"v":1E-3,"d":"0.001"},0.161,204.862,209.312,118.372,167.206,0.0237,0.0064,{"v":2.3E-3,"d":"0.0023"},0.0142,0.0034,2.5665,0.0002,{"v":2E-3,"d":"0.0020"},206.479,209.855,118.494,{"v":168.16,"d":"168.160"},"--","--",1.796,1.232,2.017,{"v":1844.807,"d":"1,844.807"},0.175,0.025,{"v":1856.679,"d":"1,856.679"},"--",{"v":46181532.217,"d":"46,181,532"},{"v":844482.365,"d":"844,482"},{"v":51321272.147,"d":"51,321,272"},{"v":17010561,"d":"17,010,561"},{"v":402631,"d":"402,631"},{"v":685300.621,"d":"685,301"},{"v":2042913,"d":"2,042,913"},{"v":135425.61,"d":"135,426"},0,{"v":789021.182,"d":"789,021"},{"v":-5344,"d":"(5,344)"},{"v":116141524.911,"d":"116,141,525"},{"v":3266270.231,"d":"3,266,270"},{"v":2863639.231,"d":"2,863,639"},{"v":99816264.532,"d":"99,816,265"},{"v":19591530.61,"d":"19,591,531"},{"v":0.386737444043601,"d":"38.7%"},{"v":0.00707193840701051,"d":"0.7%"},{"v":0.42977910568092,"d":"43.0%"},{"v":0.142451334268768,"d":"14.2%"},{"v":0.00337174789049982,"d":"0.3%"},{"v":0.00573890466261904,"d":"0.6%"},{"v":0.0171079415102778,"d":"1.7%"},{"v":1.13409304012148E-3,"d":"0.1%"},{"v":0,"d":"0.0%"},{"v":0.0066074904961818,"d":"0.7%"},{"v":0,"d":"0.0%"},{"v":0.972646088748932,"d":"97.3%"},{"v":0.0273539112510682,"d":"2.7%"},{"v":0.0239809392130183,"d":"2.4%"},{"v":0.835927540687761,"d":"83.6%"},{"v":0.164072459312239,"d":"16.4%"},{"v":22916270.9611901,"d":"22,916,271"},{"v":698773.748,"d":"698,774"},{"v":10471130.8502338,"d":"10,471,131"},0,0,{"v":156287.814549736,"d":"156,288"},0,0,0,0,0,{"v":0.669235466821228,"d":"66.9%"},{"v":0.0204066436566918,"d":"2.0%"},{"v":0.305793737321846,"d":"30.6%"},{"v":0,"d":"0.0%"},{"v":0,"d":"0.0%"},{"v":0.00456415220023346,"d":"0.5%"},{"v":0,"d":"0.0%"},{"v":0,"d":"0.0%"},{"v":0,"d":"0.0%"},{"v":0,"d":"0.0%"},{"v":0,"d":"0.0%"}]
[2019,"OK","40",{"v":37914.4,"d":"37,914"},{"v":461002443.102,"d":"461,002,443"},{"v":238593268.726,"d":"238,593,269"},{"v":754609062.991,"d":"754,609,063"},{"v":354164070.728,"d":"354,164,071"},{"v":85216500.998,"d":"85,216,501"},{"v":39836478.923,"d":"39,836,479"},{"v":18378.928,"d":"18,379"},{"v":9661.876,"d":"9,662"},{"v":9347.598,"d":"9,348"},{"v":31187211.924,"d":"31,187,212"},{"v":2991919.774,"d":"2,991,920"},{"v":404670.724,"d":"404,671"},{"v":31284906.863,"d":"31,284,907"},"--",0.431,0.485,0.219,731.952,0.035,0.005,734.245,"--",{"v":0.08,"d":"0.080"},0.081,0.041,135.302,0.006,{"v":1E-3,"d":"0.001"},135.726,"--",0.702,{"v":0.79,"d":"0.790"},0.357,{"v":1191.498,"d":"1,191.498"},0.057,0.008,{"v":1195.231,"d":"1,195.231"},"--",{"v":1.4,"d":"1.400"},30.715,0.515,0.702,1.293,30.715,0.571,0.718,1.551,2.766,0.022,0.344,{"v":1989.78,"d":"1,989.780"},{"v":1568.019,"d":"1,568.019"},989.453,{"v":1199.865,"d":"1,199.865"},0.2009,0.0632,0.0186,0.0569,0.0289,0.0126,{"v":1.9E-3,"d":"0.0019"},{"v":7.6E-3,"d":"0.0076"},{"v":2003.43,"d":"2,003.430"},{"v":1573.362,"d":"1,573.362"},{"v":990.49,"d":"990.490"},{"v":1203.555,"d":"1,203.555"},"--","--",0.129,3.199,0.062,0.079,0.119,3.197,0.068,0.081,0.143,0.288,0.003,0.039,183.162,163.325,119.404,135.906,0.0185,{"v":6.6E-3,"d":"0.0066"},0.0022,0.0065,0.0027,2.6309,0.0002,0.0009,184.419,163.882,119.529,136.324,"--","--",1.022,1.007,0.529,{"v":1395.396,"d":"1,395.396"},0.081,0.011,{"v":1400.752,"d":"1,400.752"},"--",{"v":7826056.881,"d":"7,826,057"},{"v":17503.525,"d":"17,504"},{"v":44187963.026,"d":"44,187,963"},0,{"v":3799172,"d":"3,799,172"},{"v":317233.73,"d":"317,234"},{"v":29008130.74,"d":"29,008,131"},{"v":59623,"d":"59,623"},0,{"v":818.266,"d":"818"},0,{"v":52032341.698,"d":"52,032,342"},{"v":33184159.47,"d":"33,184,159"},{"v":29384987.47,"d":"29,384,987"},{"v":52349575.428,"d":"52,349,575"},{"v":32866925.74,"d":"32,866,926"},{"v":0.091837341051721,"d":"9.2%"},{"v":0.000205400653160973,"d":"0.0%"},{"v":0.518537635555885,"d":"51.9%"},{"v":0,"d":"0.0%"},{"v":0.0445825860945655,"d":"4.5%"},{"v":0.00372267959434981,"d":"0.4%"},{"v":0.340405089887602,"d":"34.0%"},{"v":6.99664961395872E-4,"d":"0.1%"},{"v":0,"d":"0.0%"},{"v":9.60220131998649e-06,"d":"0.0%"},{"v":0,"d":"0.0%"},{"v":0.610589979462087,"d":"61.1%"},{"v":0.389410020537913,"d":"38.9%"},{"v":0.344827434443348,"d":"34.5%"},{"v":0.614312659056436,"d":"61.4%"},{"v":0.385687340943564,"d":"38.6%"},{"v":10362632.4662064,"d":"10,362,632"},{"v":1695.001,"d":"1,695"},{"v":21242404.3336797,"d":"21,242,404"},0,0,{"v":85678.63234548,"d":"85,679"},0,0,0,0,0,{"v":0.326975207141093,"d":"32.7%"},{"v":5.34828678800235e-05,"d":"0.0%"},{"v":0.670267866763634,"d":"67.0%"},{"v":0,"d":"0.0%"},{"v":0,"d":"0.0%"},{"v":2.70344322739303E-3,"d":"0.3%"},{"v":0,"d":"0.0%"},{"v":0,"d":"0.0%"},{"v":0,"d":"0.0%"},{"v":0,"d":"0.0%"},{"v":0,"d":"0.0%"}]
[2019,"OR","41",{"v":20309.8,"d":"20,310"},{"v":202466178.257,"d":"202,466,178"},{"v":77647172.895,"d":"77,647,173"},{"v":538653819.799,"d":"538,653,820"},{"v":223099987.385,"d":"223,099,987"},{"v":62258378.2,"d":"62,258,378"},{"v":25707895.305,"d":"25,707,895"},{"v":11577.759,"d":"11,578"},{"v":4662.304,"d":"4,662"},{"v":4419.879,"d":"4,420"},{"v":12345550.255,"d":"12,345,550"},{"v":1486395.456,"d":"1,486,395"},{"v":197043.115,"d":"197,043"},{"v":12393489.621,"d":"12,393,490"},"--",0.372,0.363,0.142,396.591,0.024,0.003,398.131,"--",0.114,{"v":0.12,"d":"0.120"},0.044,121.952,0.007,{"v":1E-3,"d":"0.001"},122.425,"--",0.945,0.921,0.361,{"v":1007.566,"d":"1,007.566"},0.061,0.008,{"v":1011.478,"d":"1,011.478"},"--",1.876,{"v":0,"d":"0.000"},0.743,0.867,1.847,{"v":0,"d":"0.000"},0.816,0.926,3.046,{"v":0,"d":"0.000"},0.009,0.343,{"v":2161.918,"d":"2,161.918"},{"v":0,"d":"0.000"},905.774,{"v":1043.822,"d":"1,043.822"},0.2474,{"v":0,"d":"0.0000"},0.0159,0.0414,{"v":0.036,"d":"0.0360"},{"v":0,"d":"0.0000"},0.0016,0.0054,{"v":2178.829,"d":"2,178.829"},{"v":0,"d":"0.000"},906.648,{"v":1046.458,"d":"1,046.458"},"--","--",0.182,{"v":0,"d":"0.000"},0.094,0.106,0.176,{"v":0,"d":"0.000"},0.103,0.113,0.296,{"v":0,"d":"0.000"},{"v":1E-3,"d":"0.001"},0.042,{"v":209.76,"d":"209.760"},{"v":0,"d":"0.000"},114.976,128.157,{"v":0.024,"d":"0.0240"},{"v":0,"d":"0.0000"},{"v":2E-3,"d":"0.0020"},0.0051,0.0035,{"v":0,"d":"0.0000"},0.0002,0.0007,211.401,{"v":0,"d":"0.000"},115.087,128.481,"--","--",{"v":2.04,"d":"2.040"},2.119,0.728,{"v":1078.667,"d":"1,078.667"},0.103,0.014,{"v":1085.509,"d":"1,085.509"},"--",{"v":2569159.5,"d":"2,569,160"},{"v":6623.284,"d":"6,623"},{"v":20932334.147,"d":"20,932,334"},0,{"v":30322003,"d":"30,322,003"},{"v":998102.005,"d":"998,102"},{"v":6568889,"d":"6,568,889"},{"v":676337,"d":"676,337"},{"v":185456,"d":"185,456"},0,{"v":-526,"d":"(526)"},{"v":23507590.931,"d":"23,507,591"},{"v":38750787.005,"d":"38,750,787"},{"v":8428784.005,"d":"8,428,784"},{"v":24505692.936,"d":"24,505,693"},{"v":37752685,"d":"37,752,685"},{"v":0.0412657361048471,"d":"4.1%"},{"v":1.06382920052825E-4,"d":"0.0%"},{"v":0.336214305483401,"d":"33.6%"},{"v":0,"d":"0.0%"},{"v":0.487030787293814,"d":"48.7%"},{"v":0.0160314740848315,"d":"1.6%"},{"v":0.105509229760174,"d":"10.6%"},{"v":0.010863297572589,"d":"1.1%"},{"v":0.00297878678029158,"d":"0.3%"},{"v":0,"d":"0.0%"},{"v":0,"d":"0.0%"},{"v":0.377581165946296,"d":"37.8%"},{"v":0.622418834053704,"d":"62.2%"},{"v":0.135382788197886,"d":"13.5%"},{"v":0.393612775475635,"d":"39.4%"},{"v":0.606387224524365,"d":"60.6%"},{"v":1469141.62191207,"d":"1,469,142"},0,{"v":4922399.02651074,"d":"4,922,399"},0,0,{"v":521555.931568806,"d":"521,556"},0,0,0,0,0,{"v":0.212515709120016,"d":"21.3%"},{"v":0,"d":"0.0%"},{"v":0.712039672750631,"d":"71.2%"},{"v":0,"d":"0.0%"},{"v":0,"d":"0.0%"},{"v":0.0754446181293534,"d":"7.5%"},{"v":0,"d":"0.0%"},{"v":0,"d":"0.0%"},{"v":0,"d":"0.0%"},{"v":0,"d":"0.0%"},{"v":0,"d":"0.0%"}]
[2019,"PA","42",{"v":69279.6,"d":"69,280"},{"v":1160180546.017,"d":"1,160,180,546"},{"v":507133841.02,"d":"507,133,841"},{"v":2090113001.941,"d":"2,090,113,002"},{"v":905437986,"d":"905,437,986"},{"v":228994206.68,"d":"228,994,207"},{"v":99545050.099,"d":"99,545,050"},{"v":40236.765,"d":"40,237"},{"v":15330.062,"d":"15,330"},{"v":54264.793,"d":"54,265"},{"v":86435642.741,"d":"86,435,643"},{"v":13274481.676,"d":"13,274,482"},{"v":1838299.044,"d":"1,838,299"},{"v":86875480.312,"d":"86,875,480"},"--",0.351,0.308,0.474,754.916,0.058,0.008,758.757,"--",0.069,{"v":0.06,"d":"0.060"},0.094,149.004,0.011,{"v":2E-3,"d":"0.002"},149.762,"--",0.577,0.506,0.778,{"v":1239.276,"d":"1,239.276"},0.095,0.013,{"v":1245.582,"d":"1,245.582"},"--",1.427,{"v":2.3,"d":"2.300"},0.151,0.528,1.358,1.801,0.147,0.459,2.627,0.349,0.004,0.766,{"v":2213.862,"d":"2,213.862"},{"v":1536.53,"d":"1,536.530"},832.757,{"v":1234.017,"d":"1,234.017"},0.2448,0.0336,0.0155,{"v":0.082,"d":"0.0820"},0.0356,0.0039,0.0016,0.0114,{"v":2230.582,"d":"2,230.582"},{"v":1538.538,"d":"1,538.538"},833.609,{"v":1239.468,"d":"1,239.468"},"--","--",0.132,0.183,0.022,0.065,0.124,{"v":0.15,"d":"0.150"},0.021,0.057,0.243,0.028,{"v":1E-3,"d":"0.001"},0.094,204.653,122.365,118.841,{"v":151.56,"d":"151.560"},0.0226,0.0027,0.0022,0.0101,{"v":3.3E-3,"d":"0.0033"},0.6244,0.0002,{"v":1.4E-3,"d":"0.0014"},206.199,122.525,118.962,{"v":152.23,"d":"152.230"},"--","--",0.791,0.661,1.092,{"v":1355.628,"d":"1,355.628"},0.109,0.015,{"v":1362.902,"d":"1,362.902"},"--",{"v":37928929.172,"d":"37,928,929"},{"v":184365.129,"d":"184,365"},{"v":98040850.606,"d":"98,040,851"},{"v":83229652,"d":"83,229,652"},{"v":2937494,"d":"2,937,494"},{"v":2843458.064,"d":"2,843,458"},{"v":3250499,"d":"3,250,499"},{"v":82784.24,"d":"82,784"},0,{"v":515235.658,"d":"515,236"},{"v":-19061,"d":"(19,061)"},{"v":219879971.565,"d":"219,879,972"},{"v":9114235.304,"d":"9,114,235"},{"v":6176741.304,"d":"6,176,741"},{"v":139493777.629,"d":"139,493,778"},{"v":89500429.24,"d":"89,500,429"},{"v":0.165618915990911,"d":"16.6%"},{"v":0.000805041256847444,"d":"0.1%"},{"v":0.42810118172752,"d":"42.8%"},{"v":0.363427205656962,"d":"36.3%"},{"v":0.0128267415566521,"d":"1.3%"},{"v":0.0124161280717871,"d":"1.2%"},{"v":0.0141934964303437,"d":"1.4%"},{"v":0.000361482287774498,"d":"0.0%"},{"v":0,"d":"0.0%"},{"v":0.0022498070212016,"d":"0.2%"},{"v":0,"d":"0.0%"},{"v":0.960198838963582,"d":"96.0%"},{"v":0.0398011610364185,"d":"4.0%"},{"v":0.0269711067899054,"d":"2.7%"},{"v":0.609158543948668,"d":"60.9%"},{"v":0.390841456051332,"d":"39.1%"},{"v":18114840.9589691,"d":"18,114,841"},{"v":442853.242,"d":"442,853"},{"v":29716636.6868949,"d":"29,716,637"},0,0,{"v":913048.635577728,"d":"913,049"},0,0,0,{"v":139713.595176941,"d":"139,714"},0,{"v":0.367239174532496,"d":"36.7%"},{"v":0.00897789052630884,"d":"0.9%"},{"v":0.602440460365954,"d":"60.2%"},{"v":0,"d":"0.0%"},{"v":0,"d":"0.0%"},{"v":0.0185100839691098,"d":"1.9%"},{"v":0,"d":"0.0%"},{"v":0,"d":"0.0%"},{"v":0,"d":"0.0%"},{"v":0.00283239060613133,"d":"0.3%"},{"v":0,"d":"0.0%"}]
[2019,"PR","72",{"v":6441.6,"d":"6,442"},{"v":179724865.068,"d":"179,724,865"},{"v":80998601.9,"d":"80,998,602"},{"v":183395878.068,"d":"183,395,878"},{"v":82676825.9,"d":"82,676,826"},{"v":18166187.703,"d":"18,166,188"},{"v":8096637.002,"d":"8,096,637"},{"v":31972.072,"d":"31,972"},{"v":15925.092,"d":"15,925"},{"v":29425.657,"d":"29,426"},{"v":13963513.632,"d":"13,963,514"},{"v":1523991.242,"d":"1,523,991"},{"v":239832.584,"d":"239,833"},{"v":14018298.579,"d":"14,018,299"},"--",{"v":3.52,"d":"3.520"},3.934,{"v":3.24,"d":"3.240"},{"v":1537.308,"d":"1,537.308"},0.084,0.013,{"v":1543.34,"d":"1,543.340"},"--",0.356,0.393,0.327,155.388,0.008,{"v":1E-3,"d":"0.001"},155.997,"--",3.605,4.029,3.318,{"v":1574.448,"d":"1,574.448"},0.086,0.014,{"v":1580.625,"d":"1,580.625"},"--",2.452,5.764,2.126,3.591,2.445,6.467,2.154,4.016,2.223,7.411,0.057,3.318,{"v":2161.105,"d":"2,161.105"},{"v":1677.694,"d":"1,677.694"},{"v":1197.522,"d":"1,197.522"},{"v":1574.22,"d":"1,574.220"},0.2545,{"v":0.068,"d":"0.0680"},0.0218,0.0859,{"v":0.037,"d":"0.0370"},0.0136,0.0022,0.0135,{"v":2178.5,"d":"2,178.500"},{"v":1683.445,"d":"1,683.445"},{"v":1198.721,"d":"1,198.721"},{"v":1580.397,"d":"1,580.397"},"--","--",0.234,0.561,0.216,0.354,0.234,0.615,0.218,0.392,0.212,0.721,0.006,0.327,205.912,{"v":163.24,"d":"163.240"},121.928,155.384,0.0243,{"v":6.6E-3,"d":"0.0066"},0.0022,0.0085,0.0035,2.6455,0.0002,0.0013,207.569,163.799,122.051,155.994,"--","--",{"v":4.45,"d":"4.450"},5.125,4.993,{"v":1587.907,"d":"1,587.907"},0.055,{"v":0.01,"d":"0.010"},{"v":1592.279,"d":"1,592.279"},"--",{"v":3532311,"d":"3,532,311"},{"v":6848525.688,"d":"6,848,526"},{"v":7359675,"d":"7,359,675"},0,0,0,{"v":156110,"d":"156,110"},{"v":272410.6,"d":"272,411"},0,0,{"v":-2845,"d":"(2,845)"},{"v":17737666.688,"d":"17,737,667"},{"v":428520.6,"d":"428,521"},{"v":428520.6,"d":"428,521"},{"v":17737666.688,"d":"17,737,667"},{"v":428520.6,"d":"428,521"},{"v":0.194413821496314,"d":"19.4%"},{"v":0.376933981922813,"d":"37.7%"},{"v":0.405066977885267,"d":"40.5%"},{"v":0,"d":"0.0%"},{"v":0,"d":"0.0%"},{"v":0,"d":"0.0%"},{"v":0.00859209216679664,"d":"0.9%"},{"v":0.014993126528809,"d":"1.5%"},{"v":0,"d":"0.0%"},{"v":0,"d":"0.0%"},{"v":0,"d":"0.0%"},{"v":0.976411087631852,"d":"97.6%"},{"v":0.0235889123681482,"d":"2.4%"},{"v":0.0235852186956056,"d":"2.4%"},{"v":0.976411087631852,"d":"97.6%"},{"v":0.0235889123681482,"d":"2.4%"},{"v":55041.1474315067,"d":"55,041"},{"v":6312911.95106537,"d":"6,312,912"},{"v":3231008.11201572,"d":"3,231,008"},0,0,0,0,0,0,0,0,{"v":0.00573407332568723,"d":"0.6%"},{"v":0.657666159141428,"d":"65.8%"},{"v":0.336599767532885,"d":"33.7%"},{"v":0,"d":"0.0%"},{"v":0,"d":"0.0%"},{"v":0,"d":"0.0%"},{"v":0,"d":"0.0%"},{"v":0,"d":"0.0%"},{"v":0,"d":"0.0%"},{"v":0,"d":"0.0%"},{"v":0,"d":"0.0%"}]
[2019,"RI","44",{"v":2612,"d":"2,612"},{"v":56680516.312,"d":"56,680,516"},{"v":28961333.127,"d":"28,961,333"},{"v":59034847.312,"d":"59,034,847"},{"v":29790773.126,"d":"29,790,773"},{"v":7624238.487,"d":"7,624,238"},{"v":3825975.952,"d":"3,825,976"},{"v":1543.499,"d":"1,543"},{"v":790.685,"d":"791"},{"v":56.42,"d":"56"},{"v":3245680.346,"d":"3,245,680"},{"v":121131.402,"d":"121,131"},{"v":12176.648,"d":"12,177"},{"v":3249008.81,"d":"3,249,009"},"--",0.405,0.413,0.015,851.411,0.016,{"v":2E-3,"d":"0.002"},852.284,"--",0.054,0.055,{"v":2E-3,"d":"0.002"},114.525,{"v":2E-3,"d":"0.002"},{"v":0,"d":"0.000"},114.643,"--",0.419,0.428,0.015,881.996,0.016,{"v":2E-3,"d":"0.002"},{"v":882.9,"d":"882.900"},"--",{"v":0,"d":"0.000"},43.109,0.431,0.432,{"v":0,"d":"0.000"},43.425,0.433,0.434,{"v":0,"d":"0.000"},3.952,0.006,0.006,{"v":0,"d":"0.000"},{"v":2227.545,"d":"2,227.545"},907.606,907.621,{"v":0,"d":"0.0000"},0.0902,0.0169,0.0169,{"v":0,"d":"0.0000"},{"v":0.018,"d":"0.0180"},0.0017,0.0017,{"v":0,"d":"0.000"},{"v":2235.184,"d":"2,235.184"},908.537,908.552,"--","--",{"v":0,"d":"0.000"},3.161,0.056,0.056,{"v":0,"d":"0.000"},3.161,0.056,0.056,{"v":0,"d":"0.000"},{"v":0.29,"d":"0.290"},{"v":1E-3,"d":"0.001"},{"v":1E-3,"d":"0.001"},{"v":0,"d":"0.000"},163.325,118.791,118.792,{"v":0,"d":"0.0000"},{"v":6.6E-3,"d":"0.0066"},0.0022,0.0022,{"v":0,"d":"0.0000"},2.6449,0.0002,0.0002,{"v":0,"d":"0.000"},163.885,118.913,118.914,"--","--",0.164,0.163,{"v":0.01,"d":"0.010"},914.145,0.017,{"v":2E-3,"d":"0.002"},915.083,"--",0,{"v":11033.126,"d":"11,033"},{"v":7141025.512,"d":"7,141,026"},0,{"v":3640,"d":"3,640"},{"v":207796.49,"d":"207,796"},{"v":206195,"d":"206,195"},{"v":54548,"d":"54,548"},0,0,0,{"v":7152058.638,"d":"7,152,059"},{"v":472179.49,"d":"472,179"},{"v":468539.49,"d":"468,539"},{"v":7359855.128,"d":"7,359,855"},{"v":264383,"d":"264,383"},{"v":0,"d":"0.0%"},{"v":1.44711193627083E-3,"d":"0.1%"},{"v":0.936621521011338,"d":"93.7%"},{"v":0,"d":"0.0%"},{"v":0.000477424752334546,"d":"0.0%"},{"v":0.0272547219159994,"d":"2.7%"},{"v":0.0270446694526433,"d":"2.7%"},{"v":0.00715455093141341,"d":"0.7%"},{"v":0,"d":"0.0%"},{"v":0,"d":"0.0%"},{"v":0,"d":"0.0%"},{"v":0.938068632947609,"d":"93.8%"},{"v":0.0619313670523907,"d":"6.2%"},{"v":0.0614539423000561,"d":"6.1%"},{"v":0.965323354863609,"d":"96.5%"},{"v":0.0346766451363913,"d":"3.5%"},0,{"v":82.999,"d":"83"},{"v":4442821.5272039,"d":"4,442,822"},0,0,{"v":46954.0827060864,"d":"46,954"},0,0,0,0,0,{"v":0,"d":"0.0%"},{"v":1.84858827926766e-05,"d":"0.0%"},{"v":0.989523705353941,"d":"99.0%"},{"v":0,"d":"0.0%"},{"v":0,"d":"0.0%"},{"v":0.0104578087632665,"d":"1.0%"},{"v":0,"d":"0.0%"},{"v":0,"d":"0.0%"},{"v":0,"d":"0.0%"},{"v":0,"d":"0.0%"},{"v":0,"d":"0.0%"}]
[2019,"SC","45",{"v":33820.5,"d":"33,821"},{"v":354448571.412,"d":"354,448,571"},{"v":174328481.815,"d":"174,328,482"},{"v":974405438.573,"d":"974,405,439"},{"v":431224813.894,"d":"431,224,814"},{"v":99994165.303,"d":"99,994,165"},{"v":44525835.825,"d":"44,525,836"},{"v":11573.33,"d":"11,573"},{"v":5589.826,"d":"5,590"},{"v":6869.457,"d":"6,869"},{"v":26754618.398,"d":"26,754,618"},{"v":4811131.374,"d":"4,811,131"},{"v":693128.367,"d":"693,128"},{"v":26918033.608,"d":"26,918,034"},"--",0.231,0.251,0.137,535.124,0.048,0.007,538.392,"--",0.065,0.064,0.039,150.965,0.014,{"v":2E-3,"d":"0.002"},151.887,"--",0.565,0.613,0.335,{"v":1306.217,"d":"1,306.217"},0.117,0.017,{"v":1314.195,"d":"1,314.195"},"--",1.077,{"v":835.35,"d":"835.350"},0.163,0.541,1.079,{"v":934.29,"d":"934.290"},0.141,0.533,0.738,{"v":109.35,"d":"109.350"},{"v":0.01,"d":"0.010"},{"v":0.31,"d":"0.310"},{"v":2014.325,"d":"2,014.325"},{"v":51509.268,"d":"51,509.268"},869.239,{"v":1340.475,"d":"1,340.475"},{"v":0.237,"d":"0.2370"},2.0236,0.0173,0.1077,0.0345,0.4047,0.0022,0.0155,{"v":2030.527,"d":"2,030.527"},{"v":51680.423,"d":"51,680.423"},870.335,{"v":1347.786,"d":"1,347.786"},"--","--",0.105,2.649,0.022,0.063,0.105,{"v":2.34,"d":"2.340"},0.019,0.062,0.072,0.347,{"v":1E-3,"d":"0.001"},0.036,196.701,163.326,116.285,155.621,0.0231,0.0064,{"v":2.3E-3,"d":"0.0023"},0.0125,0.0034,2.5666,0.0003,{"v":1.8E-3,"d":"0.0018"},198.283,163.869,116.431,{"v":156.47,"d":"156.470"},"--","--",0.602,{"v":0.6,"d":"0.600"},{"v":0.36,"d":"0.360"},{"v":1409.845,"d":"1,409.845"},0.121,0.017,{"v":1418.033,"d":"1,418.033"},"--",{"v":14774001.267,"d":"14,774,001"},{"v":76989.12,"d":"76,989"},{"v":23925644.514,"d":"23,925,645"},{"v":56103043,"d":"56,103,043"},{"v":2067532.08,"d":"2,067,532"},{"v":2143800.218,"d":"2,143,800"},0,{"v":858546,"d":"858,546"},0,{"v":42300.133,"d":"42,300"},{"v":2309,"d":"2,309"},{"v":94924287.034,"d":"94,924,287"},{"v":5069878.298,"d":"5,069,878"},{"v":3002346.218,"d":"3,002,346"},{"v":40965044.252,"d":"40,965,044"},{"v":59029121.08,"d":"59,029,121"},{"v":0.147748633312228,"d":"14.8%"},{"v":7.69936123216602E-4,"d":"0.1%"},{"v":0.239270405773799,"d":"23.9%"},{"v":0.561063166173017,"d":"56.1%"},{"v":0.0206765272067164,"d":"2.1%"},{"v":0.0214392530892394,"d":"2.1%"},{"v":0,"d":"0.0%"},{"v":0.00858596096231676,"d":"0.9%"},{"v":0,"d":"0.0%"},{"v":0.000423026012163363,"d":"0.0%"},{"v":2.30913473034519E-5,"d":"0.0%"},{"v":0.949298258741727,"d":"94.9%"},{"v":0.0507017412582726,"d":"5.1%"},{"v":0.0300252140515562,"d":"3.0%"},{"v":0.40967434565795,"d":"41.0%"},{"v":0.59032565434205,"d":"59.0%"},{"v":11009686.3442038,"d":"11,009,686"},{"v":2109.001,"d":"2,109"},{"v":13288326.6896736,"d":"13,288,327"},0,0,{"v":413112.377491595,"d":"413,112"},0,0,0,0,0,{"v":0.445497588882718,"d":"44.5%"},{"v":8.53389307449145e-05,"d":"0.0%"},{"v":0.537700831382183,"d":"53.8%"},{"v":0,"d":"0.0%"},{"v":0,"d":"0.0%"},{"v":0.0167162408043534,"d":"1.7%"},{"v":0,"d":"0.0%"},{"v":0,"d":"0.0%"},{"v":0,"d":"0.0%"},{"v":0,"d":"0.0%"},{"v":0,"d":"0.0%"}]
[2019,"SD","46",{"v":6846.9,"d":"6,847"},{"v":38414340.588,"d":"38,414,341"},{"v":15766970.482,"d":"15,766,970"},{"v":133754054.268,"d":"133,754,054"},{"v":53658253.366,"d":"53,658,253"},{"v":14506646.702,"d":"14,506,647"},{"v":5770760.576,"d":"5,770,761"},{"v":1367.685,"d":"1,368"},{"v":606.435,"d":"606"},{"v":1060.262,"d":"1,060"},{"v":3547234.581,"d":"3,547,235"},{"v":655089.067,"d":"655,089"},{"v":94356.85,"d":"94,357"},{"v":3569482.365,"d":"3,569,482"},"--",0.189,{"v":0.21,"d":"0.210"},0.146,{"v":489.05,"d":"489.050"},0.045,0.007,492.117,"--",0.071,0.077,0.055,184.683,0.017,{"v":2E-3,"d":"0.002"},185.841,"--",{"v":0.72,"d":"0.720"},0.802,0.558,{"v":1866.802,"d":"1,866.802"},0.172,0.025,{"v":1878.51,"d":"1,878.510"},"--",0.778,13.962,0.507,{"v":0.72,"d":"0.720"},0.876,14.103,0.567,{"v":0.8,"d":"0.800"},0.785,7.743,0.006,0.558,{"v":2221.926,"d":"2,221.926"},{"v":2515.227,"d":"2,515.227"},{"v":1070.423,"d":"1,070.423"},{"v":1866.802,"d":"1,866.802"},0.2413,0.1019,0.0191,0.1724,0.0351,0.0204,{"v":1.9E-3,"d":"0.0019"},0.0248,{"v":2238.418,"d":"2,238.418"},{"v":2523.844,"d":"2,523.844"},{"v":1071.478,"d":"1,071.478"},{"v":1878.51,"d":"1,878.510"},"--","--",0.073,0.907,0.056,0.071,{"v":0.08,"d":"0.080"},0.905,0.061,0.077,0.074,0.503,{"v":1E-3,"d":"0.001"},0.055,{"v":209.76,"d":"209.760"},163.326,119.016,184.683,0.0228,{"v":6.6E-3,"d":"0.0066"},0.0021,0.0171,{"v":3.3E-3,"d":"0.0033"},2.6456,0.0002,0.0025,211.317,163.885,119.134,185.841,"--","--",0.696,0.776,0.327,{"v":1508.739,"d":"1,508.739"},0.101,0.014,{"v":1515.503,"d":"1,515.503"},"--",{"v":2617071.3,"d":"2,617,071"},{"v":13637.772,"d":"13,638"},{"v":1169624.636,"d":"1,169,625"},0,{"v":7915155,"d":"7,915,155"},0,{"v":2789329,"d":"2,789,329"},{"v":1829,"d":"1,829"},0,0,0,{"v":3800333.708,"d":"3,800,334"},{"v":10706313,"d":"10,706,313"},{"v":2791158,"d":"2,791,158"},{"v":3800333.708,"d":"3,800,334"},{"v":10706313,"d":"10,706,313"},{"v":0.180404979364167,"d":"18.0%"},{"v":9.40105061804473E-4,"d":"0.1%"},{"v":0.0806268091822341,"d":"8.1%"},{"v":0,"d":"0.0%"},{"v":0.545622648660425,"d":"54.6%"},{"v":0,"d":"0.0%"},{"v":0.192279377594669,"d":"19.2%"},{"v":1.26080136699776E-4,"d":"0.0%"},{"v":0,"d":"0.0%"},{"v":0,"d":"0.0%"},{"v":0,"d":"0.0%"},{"v":0.261971893608205,"d":"26.2%"},{"v":0.738028106391795,"d":"73.8%"},{"v":0.192405457731369,"d":"19.2%"},{"v":0.261971893608205,"d":"26.2%"},{"v":0.738028106391795,"d":"73.8%"},{"v":598318.860911149,"d":"598,319"},{"v":7703.698,"d":"7,704"},{"v":1024819.1340995,"d":"1,024,819"},0,0,0,0,0,0,0,0,{"v":0.366877339152772,"d":"36.7%"},{"v":4.72375585749124E-3,"d":"0.5%"},{"v":0.628398904989737,"d":"62.8%"},{"v":0,"d":"0.0%"},{"v":0,"d":"0.0%"},{"v":0,"d":"0.0%"},{"v":0,"d":"0.0%"},{"v":0,"d":"0.0%"},{"v":0,"d":"0.0%"},{"v":0,"d":"0.0%"},{"v":0,"d":"0.0%"}]
[2019,"TN","47",{"v":28363,"d":"28,363"},{"v":338357561.606,"d":"338,357,562"},{"v":175527064.984,"d":"175,527,065"},{"v":805050172.255,"d":"805,050,172"},{"v":372900436.906,"d":"372,900,437"},{"v":82232332.683,"d":"82,232,333"},{"v":37875911.91,"d":"37,875,912"},{"v":10458.039,"d":"10,458"},{"v":5426.777,"d":"5,427"},{"v":12702.973,"d":"12,703"},{"v":28794176.699,"d":"28,794,177"},{"v":4953672.944,"d":"4,953,673"},{"v":718619.826,"d":"718,620"},{"v":28961332.466,"d":"28,961,332"},"--",0.254,0.287,0.309,700.313,{"v":0.06,"d":"0.060"},0.009,704.378,"--",0.062,0.062,0.075,{"v":170.2,"d":"170.200"},0.015,{"v":2E-3,"d":"0.002"},171.188,"--",0.571,0.643,0.694,{"v":1572.028,"d":"1,572.028"},0.135,{"v":0.02,"d":"0.020"},{"v":1581.154,"d":"1,581.154"},"--",0.811,32.127,0.261,0.563,0.841,32.446,0.258,0.587,1.173,2.963,0.008,0.646,{"v":2193.261,"d":"2,193.261"},{"v":1683.284,"d":"1,683.284"},906.507,{"v":1611.332,"d":"1,611.332"},0.2337,0.0677,0.0169,0.1357,{"v":0.034,"d":"0.0340"},0.0135,0.0017,0.0194,{"v":2209.234,"d":"2,209.234"},{"v":1689.009,"d":"1,689.009"},907.435,{"v":1620.501,"d":"1,620.501"},"--","--",0.076,{"v":3.14,"d":"3.140"},0.034,{"v":0.06,"d":"0.060"},0.077,{"v":3.15,"d":"3.150"},0.033,0.061,0.109,{"v":0.29,"d":"0.290"},{"v":1E-3,"d":"0.001"},0.069,204.446,164.501,118.825,172.772,0.0218,{"v":6.6E-3,"d":"0.0066"},0.0022,0.0145,0.0032,2.6453,0.0002,0.0021,205.935,{"v":165.06,"d":"165.060"},118.947,173.755,"--","--",0.503,0.525,0.619,{"v":1585.98,"d":"1,585.980"},0.134,0.019,{"v":1595.009,"d":"1,595.009"},"--",{"v":18641185.172,"d":"18,641,185"},{"v":139600.365,"d":"139,600"},{"v":16912987.292,"d":"16,912,987"},{"v":35720405,"d":"35,720,405"},{"v":9514464,"d":"9,514,464"},{"v":918041.629,"d":"918,042"},{"v":37976,"d":"37,976"},{"v":326324.08,"d":"326,324"},0,{"v":21079.763,"d":"21,080"},{"v":269.354,"d":"269"},{"v":71435526.946,"d":"71,435,527"},{"v":10796805.709,"d":"10,796,806"},{"v":1282341.709,"d":"1,282,342"},{"v":36633163.575,"d":"36,633,164"},{"v":45599169.08,"d":"45,599,169"},{"v":0.226689242176892,"d":"22.7%"},{"v":1.69763352799055E-3,"d":"0.2%"},{"v":0.205673203543395,"d":"20.6%"},{"v":0.434383944206745,"d":"43.4%"},{"v":0.115702226761793,"d":"11.6%"},{"v":0.0111639983855448,"d":"1.1%"},{"v":4.61813483503206E-4,"d":"0.0%"},{"v":0.00396831841520378,"d":"0.4%"},{"v":0,"d":"0.0%"},{"v":0.000256343974680114,"d":"0.0%"},{"v":3.27552425309465E-6,"d":"0.0%"},{"v":0.868703642953955,"d":"86.9%"},{"v":0.131296357046045,"d":"13.1%"},{"v":0.0155941302842518,"d":"1.6%"},{"v":0.445483697132755,"d":"44.5%"},{"v":0.554516302867245,"d":"55.5%"},{"v":14960324.4172954,"d":"14,960,324"},{"v":189.002,"d":"189"},{"v":13985305.9314737,"d":"13,985,306"},0,0,{"v":410158.150019424,"d":"410,158"},0,0,0,0,0,{"v":0.509617655105967,"d":"51.0%"},{"v":6.43827990380913e-06,"d":"0.0%"},{"v":0.476404028143777,"d":"47.6%"},{"v":0,"d":"0.0%"},{"v":0,"d":"0.0%"},{"v":0.0139718784703526,"d":"1.4%"},{"v":0,"d":"0.0%"},{"v":0,"d":"0.0%"},{"v":0,"d":"0.0%"},{"v":0,"d":"0.0%"},{"v":0,"d":"0.0%"}]
[2019,"TX","48",{"v":201308.5,"d":"201,309"},{"v":2955999525.977,"d":"2,955,999,526"},{"v":1491165475.679,"d":"1,491,165,476"},{"v":4185430139.579,"d":"4,185,430,140"},{"v":1999964624.722,"d":"1,999,964,625"},{"v":483079821.375,"d":"483,079,821"},{"v":229314371.657,"d":"229,314,372"},{"v":136891.326,"d":"136,891"},{"v":67012.889,"d":"67,013"},{"v":151949.954,"d":"151,950"},{"v":219689748.959,"d":"219,689,749"},{"v":28351094.848,"d":"28,351,095"},{"v":3942391.172,"d":"3,942,391"},{"v":220628238.805,"d":"220,628,239"},"--",0.567,0.584,0.629,909.538,0.059,0.008,913.424,"--",0.093,{"v":0.09,"d":"0.090"},0.103,{"v":148.64,"d":"148.640"},{"v":0.01,"d":"0.010"},{"v":1E-3,"d":"0.001"},149.275,"--",0.777,0.801,0.862,{"v":1246.819,"d":"1,246.819"},{"v":0.08,"d":"0.080"},0.011,{"v":1252.145,"d":"1,252.145"},"--",1.318,{"v":3.91,"d":"3.910"},0.582,0.775,1.303,3.799,0.586,0.763,3.181,10.491,0.008,0.863,{"v":2244.845,"d":"2,244.845"},{"v":2295.324,"d":"2,295.324"},897.849,{"v":1254.858,"d":"1,254.858"},0.2559,0.0572,0.0165,0.0805,0.0372,0.0098,0.0017,0.0112,{"v":2262.327,"d":"2,262.327"},{"v":2299.664,"d":"2,299.664"},898.754,{"v":1260.197,"d":"1,260.197"},"--","--",0.122,0.286,0.077,0.092,{"v":0.12,"d":"0.120"},0.283,0.075,{"v":0.09,"d":"0.090"},0.295,0.767,{"v":1E-3,"d":"0.001"},0.103,207.993,167.706,{"v":118.65,"d":"118.650"},149.495,0.0237,0.0042,0.0022,0.0096,0.0034,1.4274,0.0002,0.0013,209.612,168.023,118.769,150.131,"--","--",0.924,0.899,1.008,{"v":1320.429,"d":"1,320.429"},0.086,0.012,{"v":1326.109,"d":"1,326.109"},"--",{"v":91816735.13,"d":"91,816,735"},{"v":154386.524,"d":"154,387"},{"v":255598747.46,"d":"255,598,747"},{"v":41298007,"d":"41,298,007"},{"v":1475490.86,"d":"1,475,491"},{"v":1451043.232,"d":"1,451,043"},{"v":83540699,"d":"83,540,699"},{"v":4365125,"d":"4,365,125"},0,{"v":2870779.252,"d":"2,870,779"},{"v":508807.92,"d":"508,808"},{"v":392247463.286,"d":"392,247,463"},{"v":90832358.092,"d":"90,832,358"},{"v":89356867.232,"d":"89,356,867"},{"v":352400499.518,"d":"352,400,500"},{"v":130679321.86,"d":"130,679,322"},{"v":0.190065349589825,"d":"19.0%"},{"v":3.19588020794592E-4,"d":"0.0%"},{"v":0.529102512977869,"d":"52.9%"},{"v":0.08548899203075,"d":"8.5%"},{"v":0.00305434173547369,"d":"0.3%"},{"v":0.00300373389197018,"d":"0.3%"},{"v":0.17293353044989,"d":"17.3%"},{"v":0.00903603257024553,"d":"0.9%"},{"v":0,"d":"0.0%"},{"v":0.0059426602498341,"d":"0.6%"},{"v":0.00105325848334673,"d":"0.1%"},{"v":0.81197236135242,"d":"81.2%"},{"v":0.18802763864758,"d":"18.8%"},{"v":0.184973296912106,"d":"18.5%"},{"v":0.72948710321364,"d":"72.9%"},{"v":0.27051289678636,"d":"27.1%"},{"v":51695449.5392276,"d":"51,695,450"},{"v":182749.660730877,"d":"182,750"},{"v":127224139.187648,"d":"127,224,139"},0,0,{"v":332031.203801135,"d":"332,031"},0,0,0,{"v":2046047.66546088,"d":"2,046,048"},0,{"v":0.284854147464614,"d":"28.5%"},{"v":0.00100699383158356,"d":"0.1%"},{"v":0.701035081970162,"d":"70.1%"},{"v":0,"d":"0.0%"},{"v":0,"d":"0.0%"},{"v":0.00182957042318883,"d":"0.2%"},{"v":0,"d":"0.0%"},{"v":0,"d":"0.0%"},{"v":0,"d":"0.0%"},{"v":0.0112742063104522,"d":"1.1%"},{"v":0,"d":"0.0%"}]
[2019,"UT","49",{"v":12430.8,"d":"12,431"},{"v":335501538.257,"d":"335,501,538"},{"v":138028984.676,"d":"138,028,985"},{"v":374397637.258,"d":"374,397,637"},{"v":156693924.676,"d":"156,693,925"},{"v":39105762.001,"d":"39,105,762"},{"v":16404378,"d":"16,404,378"},{"v":32078.928,"d":"32,079"},{"v":12697.011,"d":"12,697"},{"v":13448.518,"d":"13,449"},{"v":31101613.849,"d":"31,101,614"},{"v":6430761.741,"d":"6,430,762"},{"v":928026.747,"d":"928,027"},{"v":31320216.855,"d":"31,320,217"},"--",1.641,1.548,0.688,{"v":1590.641,"d":"1,590.641"},0.164,0.024,{"v":1601.821,"d":"1,601.821"},"--",0.191,0.184,{"v":0.08,"d":"0.080"},185.404,0.019,0.003,186.707,"--",1.837,1.733,{"v":0.77,"d":"0.770"},{"v":1780.975,"d":"1,780.975"},0.184,0.027,{"v":1793.493,"d":"1,793.493"},"--",{"v":2.41,"d":"2.410"},27.844,0.332,1.849,2.382,27.613,0.323,1.779,1.056,{"v":2.39,"d":"2.390"},0.006,0.773,{"v":2116.916,"d":"2,116.916"},{"v":1349.039,"d":"1,349.039"},922.676,{"v":1794.237,"d":"1,794.237"},0.2479,0.0546,0.0175,0.1856,0.0361,0.0109,0.0017,0.0268,{"v":2133.859,"d":"2,133.859"},{"v":1353.662,"d":"1,353.662"},923.622,{"v":1806.858,"d":"1,806.858"},"--","--",0.234,3.371,0.042,0.192,0.231,{"v":3.37,"d":"3.370"},{"v":0.04,"d":"0.040"},0.184,0.102,0.289,{"v":1E-3,"d":"0.001"},{"v":0.08,"d":"0.080"},205.297,163.327,117.203,185.884,{"v":0.024,"d":"0.0240"},{"v":6.6E-3,"d":"0.0066"},0.0022,0.0192,0.0035,2.6447,0.0002,{"v":2.8E-3,"d":"0.0028"},{"v":206.94,"d":"206.940"},163.887,117.323,187.191,"--","--",1.689,1.589,0.455,{"v":1666.161,"d":"1,666.161"},0.167,0.024,{"v":1677.47,"d":"1,677.470"},"--",{"v":25241025.726,"d":"25,241,026"},{"v":39777.154,"d":"39,777"},{"v":9369352.396,"d":"9,369,352"},0,{"v":875111.14,"d":"875,111"},{"v":70736,"d":"70,736"},{"v":818684,"d":"818,684"},{"v":2175153.35,"d":"2,175,153"},{"v":310314,"d":"310,314"},{"v":17022.38,"d":"17,022"},{"v":188587,"d":"188,587"},{"v":34855764.656,"d":"34,855,765"},{"v":4249998.49,"d":"4,249,998"},{"v":3374887.35,"d":"3,374,887"},{"v":34926500.656,"d":"34,926,501"},{"v":4179262.49,"d":"4,179,262"},{"v":0.645455393154291,"d":"64.5%"},{"v":0.00101716859102055,"d":"0.1%"},{"v":0.239590066584811,"d":"24.0%"},{"v":0,"d":"0.0%"},{"v":0.0223780606641738,"d":"2.2%"},{"v":1.80883824555244E-3,"d":"0.2%"},{"v":0.0209351239852671,"d":"2.1%"},{"v":0.0556223220060721,"d":"5.6%"},{"v":7.93524982088838E-3,"d":"0.8%"},{"v":0.000435290827504057,"d":"0.0%"},{"v":0.00482248612041957,"d":"0.5%"},{"v":0.891320405278046,"d":"89.1%"},{"v":0.108679594721954,"d":"10.9%"},{"v":0.0863015340577801,"d":"8.6%"},{"v":0.893129243523598,"d":"89.3%"},{"v":0.106870756476401,"d":"10.7%"},{"v":10940090.8115095,"d":"10,940,091"},77,{"v":5594532.14995606,"d":"5,594,532"},0,0,{"v":5771.54124478856,"d":"5,772"},0,0,0,0,0,{"v":0.661413479640943,"d":"66.1%"},{"v":4.65524818850434e-06,"d":"0.0%"},{"v":0.338232930605354,"d":"33.8%"},{"v":0,"d":"0.0%"},{"v":0,"d":"0.0%"},{"v":0.000348934505515325,"d":"0.0%"},{"v":0,"d":"0.0%"},{"v":0,"d":"0.0%"},{"v":0,"d":"0.0%"},{"v":0,"d":"0.0%"},{"v":0,"d":"0.0%"}]
[2019,"VA","51",{"v":38303.1,"d":"38,303"},{"v":524492804.812,"d":"524,492,805"},{"v":252523760.317,"d":"252,523,760"},{"v":854476366.803,"d":"854,476,367"},{"v":393777889.402,"d":"393,777,889"},{"v":96827639.664,"d":"96,827,640"},{"v":44165486.762,"d":"44,165,487"},{"v":13439.278,"d":"13,439"},{"v":6330.997,"d":"6,331"},{"v":5438.495,"d":"5,438"},{"v":30655077.949,"d":"30,655,078"},{"v":4534938.144,"d":"4,534,938"},{"v":604789.049,"d":"604,789"},{"v":30783812.548,"d":"30,783,813"},"--",0.278,0.287,0.112,633.189,0.047,0.006,635.848,"--",0.051,{"v":0.05,"d":"0.050"},0.021,116.894,0.009,{"v":1E-3,"d":"0.001"},117.385,"--",0.407,0.421,0.165,929.421,0.069,0.009,933.325,"--",1.826,5.452,0.187,0.277,1.643,4.163,0.186,0.275,0.699,6.738,0.026,0.069,{"v":1791.741,"d":"1,791.741"},{"v":2222.525,"d":"2,222.525"},907.566,954.072,0.2667,0.0676,0.0204,{"v":0.033,"d":"0.0330"},0.0397,0.0128,0.0022,0.0041,{"v":1810.242,"d":"1,810.242"},{"v":2228.039,"d":"2,228.039"},908.745,956.133,"--","--",0.176,0.403,0.025,0.036,0.161,0.321,0.024,0.035,0.067,0.498,0.003,0.009,{"v":172.67,"d":"172.670"},{"v":164.27,"d":"164.270"},{"v":120.73,"d":"120.730"},124.387,0.0257,{"v":0.005,"d":"0.0050"},0.0027,{"v":4.3E-3,"d":"0.0043"},{"v":3.8E-3,"d":"0.0038"},{"v":1.897,"d":"1.8970"},0.0003,0.0005,174.453,164.677,120.887,124.656,"--","--",0.607,0.594,0.223,{"v":1057.604,"d":"1,057.604"},0.089,0.012,{"v":1062.64,"d":"1,062.640"},"--",{"v":3418110.788,"d":"3,418,111"},{"v":257962.8,"d":"257,963"},{"v":57985150.707,"d":"57,985,151"},{"v":29497516,"d":"29,497,516"},{"v":415079.6,"d":"415,080"},{"v":4304708.395,"d":"4,304,708"},0,{"v":949111,"d":"949,111"},0,0,0,{"v":91158740.295,"d":"91,158,740"},{"v":5668898.995,"d":"5,668,899"},{"v":5253819.395,"d":"5,253,819"},{"v":65965932.69,"d":"65,965,933"},{"v":30861706.6,"d":"30,861,707"},{"v":0.0353009823751121,"d":"3.5%"},{"v":2.66414426595074E-3,"d":"0.3%"},{"v":0.598849162617027,"d":"59.9%"},{"v":0.304639421308771,"d":"30.5%"},{"v":0.00428678839062503,"d":"0.4%"},{"v":0.0444574341227854,"d":"4.4%"},{"v":0,"d":"0.0%"},{"v":0.0098020669197294,"d":"1.0%"},{"v":0,"d":"0.0%"},{"v":0,"d":"0.0%"},{"v":0,"d":"0.0%"},{"v":0.94145371056686,"d":"94.1%"},{"v":0.0585462894331398,"d":"5.9%"},{"v":0.0542595010425148,"d":"5.4%"},{"v":0.681271723380875,"d":"68.1%"},{"v":0.318728276619125,"d":"31.9%"},{"v":2686506.67022816,"d":"2,686,507"},{"v":85470.732,"d":"85,471"},{"v":23992581.6673697,"d":"23,992,582"},0,0,{"v":1902258.07460105,"d":"1,902,258"},0,0,0,0,0,{"v":0.0937148570318979,"d":"9.4%"},{"v":2.98152151213955E-3,"d":"0.3%"},{"v":0.83694612996912,"d":"83.7%"},{"v":0,"d":"0.0%"},{"v":0,"d":"0.0%"},{"v":0.0663574914868425,"d":"6.6%"},{"v":0,"d":"0.0%"},{"v":0,"d":"0.0%"},{"v":0,"d":"0.0%"},{"v":0,"d":"0.0%"},{"v":0,"d":"0.0%"}]
[2019,"VT","50",{"v":917.4,"d":"917"},{"v":6304454.089,"d":"6,304,454"},{"v":2616236.053,"d":"2,616,236"},{"v":22883629.978,"d":"22,883,630"},{"v":8228921.037,"d":"8,228,921"},{"v":2289797.993,"d":"2,289,798"},{"v":812378.669,"d":"812,379"},{"v":196.707,"d":"197"},{"v":85.572,"d":"86"},{"v":38.392,"d":"38"},{"v":46778.815,"d":"46,779"},{"v":371560.105,"d":"371,560"},{"v":48775.853,"d":"48,776"},{"v":58690.721,"d":"58,691"},"--",0.172,0.211,0.034,40.858,0.162,0.021,51.263,"--",0.062,0.065,0.012,{"v":14.84,"d":"14.840"},0.059,0.008,18.619,"--",0.919,1.127,0.179,218.584,0.868,0.114,274.245,"--",{"v":0,"d":"0.000"},15.718,{"v":0,"d":"0.000"},15.718,{"v":0,"d":"0.000"},10.807,{"v":0,"d":"0.000"},10.807,{"v":0,"d":"0.000"},9.004,{"v":0,"d":"0.000"},9.004,{"v":0,"d":"0.000"},{"v":3801.863,"d":"3,801.863"},{"v":0,"d":"0.000"},{"v":3801.863,"d":"3,801.863"},{"v":0,"d":"0.0000"},0.1465,{"v":0,"d":"0.0000"},0.1465,{"v":0,"d":"0.0000"},0.0293,{"v":0,"d":"0.0000"},0.0293,{"v":0,"d":"0.000"},{"v":3814.255,"d":"3,814.255"},{"v":0,"d":"0.000"},{"v":3814.255,"d":"3,814.255"},"--","--",{"v":0,"d":"0.000"},0.673,{"v":0,"d":"0.000"},0.673,{"v":0,"d":"0.000"},0.514,{"v":0,"d":"0.000"},0.514,{"v":0,"d":"0.000"},0.386,{"v":0,"d":"0.000"},0.386,{"v":0,"d":"0.000"},162.899,{"v":0,"d":"0.000"},162.899,{"v":0,"d":"0.0000"},{"v":6.3E-3,"d":"0.0063"},{"v":0,"d":"0.0000"},{"v":6.3E-3,"d":"0.0063"},{"v":0,"d":"0.0000"},2.5099,{"v":0,"d":"0.0000"},0.0013,{"v":0,"d":"0.000"},{"v":163.43,"d":"163.430"},{"v":0,"d":"0.000"},{"v":163.43,"d":"163.430"},"--","--",1.144,1.123,{"v":0.12,"d":"0.120"},338.645,0.994,0.131,402.414,"--",0,{"v":1029.03,"d":"1,029"},{"v":1850.655,"d":"1,851"},0,{"v":1337017,"d":"1,337,017"},{"v":426103.317,"d":"426,103"},{"v":377478,"d":"377,478"},{"v":147287,"d":"147,287"},0,0,{"v":-967,"d":"(967)"},{"v":1912.685,"d":"1,913"},{"v":2287885.317,"d":"2,287,885"},{"v":950868.317,"d":"950,868"},{"v":428016.002,"d":"428,016"},{"v":1861782,"d":"1,861,782"},{"v":0,"d":"0.0%"},{"v":0.000449208015270699,"d":"0.0%"},{"v":0.000807876407394144,"d":"0.1%"},{"v":0,"d":"0.0%"},{"v":0.583655241298295,"d":"58.4%"},{"v":0.186009178867314,"d":"18.6%"},{"v":0.164782507009857,"d":"16.5%"},{"v":0.0642959884018692,"d":"6.4%"},{"v":0,"d":"0.0%"},{"v":0,"d":"0.0%"},{"v":0,"d":"0.0%"},{"v":0.000835307305853785,"d":"0.1%"},{"v":0.999164692694146,"d":"99.9%"},{"v":0.41508767427904,"d":"41.5%"},{"v":0.186923039336288,"d":"18.7%"},{"v":0.813076960663712,"d":"81.3%"},0,950,0,0,0,{"v":171869.763072537,"d":"171,870"},0,0,0,0,0,{"v":0,"d":"0.0%"},{"v":0.00549705648885343,"d":"0.5%"},{"v":0,"d":"0.0%"},{"v":0,"d":"0.0%"},{"v":0,"d":"0.0%"},{"v":0.994502943511147,"d":"99.5%"},{"v":0,"d":"0.0%"},{"v":0,"d":"0.0%"},{"v":0,"d":"0.0%"},{"v":0,"d":"0.0%"},{"v":0,"d":"0.0%"}]
[2019,"WA","53",{"v":34584.5,"d":"34,585"},{"v":214177013.605,"d":"214,177,014"},{"v":88174994.193,"d":"88,174,994"},{"v":954502071.941,"d":"954,502,072"},{"v":415734464.293,"d":"415,734,464"},{"v":106463608.2,"d":"106,463,608"},{"v":46856573.928,"d":"46,856,574"},{"v":11798.073,"d":"11,798"},{"v":4350.544,"d":"4,351"},{"v":3389.112,"d":"3,389"},{"v":15823020.43,"d":"15,823,020"},{"v":2926541.291,"d":"2,926,541"},{"v":415013.014,"d":"415,013"},{"v":15921439.132,"d":"15,921,439"},"--",0.222,0.186,0.064,297.247,0.027,0.004,299.096,"--",{"v":0.11,"d":"0.110"},0.099,0.032,147.756,0.014,{"v":2E-3,"d":"0.002"},148.676,"--",{"v":0.95,"d":"0.950"},0.796,0.273,{"v":1273.52,"d":"1,273.520"},0.118,0.017,{"v":1281.442,"d":"1,281.442"},"--",2.284,38.077,0.275,0.898,2.288,{"v":41.2,"d":"41.200"},0.259,0.766,0.636,2.111,0.007,0.202,{"v":2445.5,"d":"2,445.500"},{"v":1865.325,"d":"1,865.325"},{"v":861.96,"d":"861.960"},{"v":1352.38,"d":"1,352.380"},0.2691,0.0602,0.0165,0.0947,0.0391,0.0108,0.0016,0.0133,{"v":2463.889,"d":"2,463.889"},{"v":1870.049,"d":"1,870.049"},862.863,{"v":1358.699,"d":"1,358.699"},"--","--",0.196,2.959,0.038,0.104,0.197,2.848,0.036,0.092,0.055,0.164,{"v":1E-3,"d":"0.001"},0.023,209.761,{"v":144.98,"d":"144.980"},118.731,{"v":156.85,"d":"156.850"},0.0231,0.0047,{"v":2.3E-3,"d":"0.0023"},{"v":0.011,"d":"0.0110"},0.0034,1.6783,0.0002,{"v":1.5E-3,"d":"0.0015"},211.338,145.347,118.855,157.583,"--","--",1.194,1.018,0.354,{"v":1417.637,"d":"1,417.637"},0.132,0.019,{"v":1426.656,"d":"1,426.656"},"--",{"v":7170101.615,"d":"7,170,102"},{"v":19783.789,"d":"19,784"},{"v":15728749.217,"d":"15,728,749"},{"v":8866499,"d":"8,866,499"},{"v":66026861,"d":"66,026,861"},{"v":1608806.934,"d":"1,608,807"},{"v":6677261,"d":"6,677,261"},{"v":43728,"d":"43,728"},0,{"v":322189.67,"d":"322,190"},{"v":-372,"d":"(372)"},{"v":32106951.291,"d":"32,106,951"},{"v":74356656.934,"d":"74,356,657"},{"v":8329795.934,"d":"8,329,796"},{"v":24849259.225,"d":"24,849,259"},{"v":81614349,"d":"81,614,349"},{"v":0.0673476757101019,"d":"6.7%"},{"v":1.85826125964755E-4,"d":"0.0%"},{"v":0.147737753029325,"d":"14.8%"},{"v":0.0832816787542756,"d":"8.3%"},{"v":0.620180279381434,"d":"62.0%"},{"v":0.0151112792382923,"d":"1.5%"},{"v":0.0627184986498564,"d":"6.3%"},{"v":0.000410730464027229,"d":"0.0%"},{"v":0,"d":"0.0%"},{"v":0.00302627864672246,"d":"0.3%"},{"v":0,"d":"0.0%"},{"v":0.301576771878192,"d":"30.2%"},{"v":0.698423228121808,"d":"69.8%"},{"v":0.0782405083521759,"d":"7.8%"},{"v":0.23340613416449,"d":"23.3%"},{"v":0.76659386583551,"d":"76.7%"},{"v":4073573.32800504,"d":"4,073,573"},575,{"v":6144446.72583106,"d":"6,144,447"},0,0,{"v":724901.472673434,"d":"724,901"},0,0,0,0,0,{"v":0.372236909669338,"d":"37.2%"},{"v":5.25426218765748e-05,"d":"0.0%"},{"v":0.561470158184521,"d":"56.1%"},{"v":0,"d":"0.0%"},{"v":0,"d":"0.0%"},{"v":0.0662403895242651,"d":"6.6%"},{"v":0,"d":"0.0%"},{"v":0,"d":"0.0%"},{"v":0,"d":"0.0%"},{"v":0,"d":"0.0%"},{"v":0,"d":"0.0%"}]
[2019,"WI","55",{"v":23949.2,"d":"23,949"},{"v":439453154.282,"d":"439,453,154"},{"v":193298844.86,"d":"193,298,845"},{"v":584763557.177,"d":"584,763,557"},{"v":253139291.872,"d":"253,139,292"},{"v":62021340.696,"d":"62,021,341"},{"v":25589421.709,"d":"25,589,422"},{"v":14212.88,"d":"14,213"},{"v":6146.536,"d":"6,147"},{"v":6998.825,"d":"6,999"},{"v":37999728.13,"d":"37,999,728"},{"v":6989650.302,"d":"6,989,650"},{"v":1004549.971,"d":"1,004,550"},{"v":38235744.983,"d":"38,235,745"},"--",0.458,{"v":0.48,"d":"0.480"},0.226,{"v":1225.376,"d":"1,225.376"},0.113,0.016,{"v":1232.987,"d":"1,232.987"},"--",0.065,0.064,0.032,172.941,0.016,{"v":2E-3,"d":"0.002"},174.015,"--",0.599,0.628,0.295,{"v":1602.204,"d":"1,602.204"},0.147,0.021,{"v":1612.155,"d":"1,612.155"},"--",0.781,0.741,0.159,0.508,0.836,0.605,0.183,0.545,0.422,2.443,0.027,0.255,{"v":2262.125,"d":"2,262.125"},{"v":1689.467,"d":"1,689.467"},860.136,{"v":1646.039,"d":"1,646.039"},0.2417,0.2022,0.0166,{"v":0.143,"d":"0.1430"},0.0352,0.0301,0.0017,0.0205,{"v":2278.664,"d":"2,278.664"},{"v":1703.48,"d":"1,703.480"},861.058,{"v":1655.726,"d":"1,655.726"},"--","--",0.072,0.075,0.022,0.055,0.072,0.064,0.024,0.055,0.039,0.248,0.004,0.028,208.977,171.463,119.119,178.095,0.0223,0.0205,{"v":2.3E-3,"d":"0.0023"},0.0155,{"v":3.3E-3,"d":"0.0033"},6.1022,0.0002,0.0022,210.505,172.885,119.247,179.143,"--","--",0.666,0.678,0.324,{"v":1673.769,"d":"1,673.769"},{"v":0.16,"d":"0.160"},0.023,{"v":1684.541,"d":"1,684.541"},"--",{"v":25589331.494,"d":"25,589,331"},{"v":142827.595,"d":"142,828"},{"v":20327591.146,"d":"20,327,591"},{"v":10030305,"d":"10,030,305"},{"v":2641014.28,"d":"2,641,014"},{"v":1347073.257,"d":"1,347,073"},{"v":1877809,"d":"1,877,809"},{"v":37892,"d":"37,892"},0,{"v":8701.44,"d":"8,701"},{"v":18794.72,"d":"18,795"},{"v":56117551.395,"d":"56,117,551"},{"v":5903788.537,"d":"5,903,789"},{"v":3262774.257,"d":"3,262,774"},{"v":47434319.652,"d":"47,434,320"},{"v":14587020.28,"d":"14,587,020"},{"v":0.412589143060374,"d":"41.3%"},{"v":0.00230287825378484,"d":"0.2%"},{"v":0.327751563708348,"d":"32.8%"},{"v":0.161723448912861,"d":"16.2%"},{"v":0.0425823479933778,"d":"4.3%"},{"v":0.0217195123239344,"d":"2.2%"},{"v":0.0302768208822774,"d":"3.0%"},{"v":0.000610951005598148,"d":"0.1%"},{"v":0,"d":"0.0%"},{"v":0.000140297517105245,"d":"0.0%"},{"v":0.000303036342339693,"d":"0.0%"},{"v":0.904810367794812,"d":"90.5%"},{"v":0.0951896322051877,"d":"9.5%"},{"v":0.0526072842118099,"d":"5.3%"},{"v":0.764806431205886,"d":"76.5%"},{"v":0.235193568794114,"d":"23.5%"},{"v":13484596.4590487,"d":"13,484,596"},{"v":133037,"d":"133,037"},{"v":9530808.26161443,"d":"9,530,808"},0,0,{"v":803211.744960627,"d":"803,212"},0,0,0,0,0,{"v":0.562992299400217,"d":"56.3%"},{"v":0.00555439732755567,"d":"0.6%"},{"v":0.397918593607468,"d":"39.8%"},{"v":0,"d":"0.0%"},{"v":0,"d":"0.0%"},{"v":0.0335347096647597,"d":"3.4%"},{"v":0,"d":"0.0%"},{"v":0,"d":"0.0%"},{"v":0,"d":"0.0%"},{"v":0,"d":"0.0%"},{"v":0,"d":"0.0%"}]
[2019,"WV","54",{"v":20677.7,"d":"20,678"},{"v":610417986.333,"d":"610,417,986"},{"v":288919699.1,"d":"288,919,699"},{"v":640134943.295,"d":"640,134,943"},{"v":299430023.159,"d":"299,430,023"},{"v":63925638.663,"d":"63,925,639"},{"v":29412790.79,"d":"29,412,791"},{"v":64396.064,"d":"64,396"},{"v":15504.637,"d":"15,505"},{"v":38711.91,"d":"38,712"},{"v":61684266.363,"d":"61,684,266"},{"v":14379969.214,"d":"14,379,969"},{"v":2089926.083,"d":"2,089,926"},{"v":62175414.962,"d":"62,175,415"},"--",2.015,1.054,1.211,{"v":1929.876,"d":"1,929.876"},0.225,0.033,{"v":1945.242,"d":"1,945.242"},"--",0.211,0.107,0.127,202.105,0.024,0.003,203.714,"--",2.126,1.112,1.278,{"v":2036.17,"d":"2,036.170"},0.237,0.034,{"v":2052.382,"d":"2,052.382"},"--",2.181,{"v":0,"d":"0.000"},{"v":0.66,"d":"0.660"},2.125,1.119,{"v":0,"d":"0.000"},0.632,1.098,1.326,{"v":0,"d":"0.000"},{"v":0.01,"d":"0.010"},1.278,{"v":2071.426,"d":"2,071.426"},{"v":0,"d":"0.000"},{"v":1095.526,"d":"1,095.526"},{"v":2035.954,"d":"2,035.954"},0.2455,{"v":0,"d":"0.0000"},0.0201,0.2373,0.0357,{"v":0,"d":"0.0000"},{"v":2E-3,"d":"0.0020"},0.0345,{"v":2088.207,"d":"2,088.207"},{"v":0,"d":"0.000"},{"v":1096.629,"d":"1,096.629"},{"v":2052.165,"d":"2,052.165"},"--","--",0.216,{"v":0,"d":"0.000"},0.069,0.211,0.109,{"v":0,"d":"0.000"},0.066,0.107,0.131,{"v":0,"d":"0.000"},{"v":1E-3,"d":"0.001"},0.127,205.215,{"v":0,"d":"0.000"},114.849,202.105,0.0243,{"v":0,"d":"0.0000"},0.0021,0.0236,0.0035,{"v":0,"d":"0.0000"},0.0002,0.0034,206.878,{"v":0,"d":"0.000"},114.964,203.714,"--","--",2.323,1.047,1.146,{"v":2063.301,"d":"2,063.301"},0.235,0.034,{"v":2079.335,"d":"2,079.335"},"--",{"v":58181629.34,"d":"58,181,629"},{"v":128385.795,"d":"128,386"},{"v":2243353.644,"d":"2,243,354"},0,{"v":1706011,"d":"1,706,011"},0,{"v":1631098,"d":"1,631,098"},0,0,{"v":41579.106,"d":"41,579"},{"v":-6418,"d":"(6,418)"},{"v":60588529.885,"d":"60,588,530"},{"v":3337109,"d":"3,337,109"},{"v":1631098,"d":"1,631,098"},{"v":60588529.885,"d":"60,588,530"},{"v":3337109,"d":"3,337,109"},{"v":0.910054082017981,"d":"91.0%"},{"v":0.00200815993189361,"d":"0.2%"},{"v":0.0350896522543504,"d":"3.5%"},{"v":0,"d":"0.0%"},{"v":0.0266847507044666,"d":"2.7%"},{"v":0,"d":"0.0%"},{"v":0.0255129911264077,"d":"2.6%"},{"v":0,"d":"0.0%"},{"v":0,"d":"0.0%"},{"v":0.000650363964900924,"d":"0.1%"},{"v":0,"d":"0.0%"},{"v":0.94779701762538,"d":"94.8%"},{"v":0.0522029823746204,"d":"5.2%"},{"v":0.0255129911264077,"d":"2.6%"},{"v":0.94779701762538,"d":"94.8%"},{"v":0.0522029823746204,"d":"5.2%"},{"v":22541211.0615962,"d":"22,541,211"},0,{"v":1553942.23876847,"d":"1,553,942"},0,0,0,0,0,0,0,0,{"v":0.935508099102032,"d":"93.6%"},{"v":0,"d":"0.0%"},{"v":0.064491900897968,"d":"6.4%"},{"v":0,"d":"0.0%"},{"v":0,"d":"0.0%"},{"v":0,"d":"0.0%"},{"v":0,"d":"0.0%"},{"v":0,"d":"0.0%"},{"v":0,"d":"0.0%"},{"v":0,"d":"0.0%"},{"v":0,"d":"0.0%"}]
[2019,"WY","56",{"v":14739.9,"d":"14,740"},{"v":417056904.828,"d":"417,056,905"},{"v":167026580.517,"d":"167,026,581"},{"v":464568482.793,"d":"464,568,483"},{"v":186853602.5,"d":"186,853,603"},{"v":42145656.477,"d":"42,145,656"},{"v":16840506.669,"d":"16,840,507"},{"v":31232.245,"d":"31,232"},{"v":12196.201,"d":"12,196"},{"v":28931.124,"d":"28,931"},{"v":43282805.9,"d":"43,282,806"},{"v":9271174.326,"d":"9,271,174"},{"v":1347714.037,"d":"1,347,714"},{"v":43599504.969,"d":"43,599,505"},"--",1.482,1.448,1.373,{"v":2053.963,"d":"2,053.963"},{"v":0.22,"d":"0.220"},0.032,{"v":2068.992,"d":"2,068.992"},"--",{"v":0.15,"d":"0.150"},0.146,0.139,207.563,0.022,0.003,209.082,"--",1.697,1.658,1.572,{"v":2351.67,"d":"2,351.670"},0.252,0.037,{"v":2368.877,"d":"2,368.877"},"--",1.655,37.782,{"v":2.22,"d":"2.220"},{"v":1.7,"d":"1.700"},1.638,37.916,2.121,1.672,1.619,3.429,0.008,1.571,{"v":2403.891,"d":"2,403.891"},{"v":1929.912,"d":"1,929.912"},958.419,{"v":2356.74,"d":"2,356.740"},0.2596,0.0782,0.0177,0.2524,0.0378,0.0156,{"v":1.8E-3,"d":"0.0018"},0.0367,{"v":2421.635,"d":"2,421.635"},{"v":1936.524,"d":"1,936.524"},959.387,{"v":2373.985,"d":"2,373.985"},"--","--",0.144,3.197,0.275,{"v":0.15,"d":"0.150"},0.142,3.195,0.258,0.146,0.141,{"v":0.29,"d":"0.290"},{"v":1E-3,"d":"0.001"},0.139,209.403,163.326,118.554,207.773,0.0226,{"v":6.6E-3,"d":"0.0066"},0.0022,0.0223,{"v":3.3E-3,"d":"0.0033"},2.6454,0.0002,0.0032,210.948,163.885,118.673,209.294,"--","--",1.783,1.748,{"v":1.63,"d":"1.630"},{"v":2329.84,"d":"2,329.840"},{"v":0.25,"d":"0.250"},0.036,{"v":2346.914,"d":"2,346.914"},"--",{"v":35375828.55,"d":"35,375,829"},{"v":43729.676,"d":"43,730"},{"v":1029253.798,"d":"1,029,254"},0,{"v":992427,"d":"992,427"},0,{"v":4162818,"d":"4,162,818"},{"v":180138,"d":"180,138"},0,{"v":285974.1,"d":"285,974"},{"v":75487.582,"d":"75,488"},{"v":36810273.706,"d":"36,810,274"},{"v":5335383,"d":"5,335,383"},{"v":4342956,"d":"4,342,956"},{"v":36810273.706,"d":"36,810,274"},{"v":5335383,"d":"5,335,383"},{"v":0.839370680513415,"d":"83.9%"},{"v":1.03758440175816E-3,"d":"0.1%"},{"v":0.0244213491601252,"d":"2.4%"},{"v":0,"d":"0.0%"},{"v":0.0235475509830818,"d":"2.4%"},{"v":0,"d":"0.0%"},{"v":0.0987721707372842,"d":"9.9%"},{"v":0.00427417708203263,"d":"0.4%"},{"v":0,"d":"0.0%"},{"v":6.78537534709449E-3,"d":"0.7%"},{"v":0.00179111177520822,"d":"0.2%"},{"v":0.873406101197601,"d":"87.3%"},{"v":0.126593898802399,"d":"12.7%"},{"v":0.103046347819317,"d":"10.3%"},{"v":0.873406101197601,"d":"87.3%"},{"v":0.126593898802399,"d":"12.7%"},{"v":13711928.4966587,"d":"13,711,928"},294,{"v":359440.572516398,"d":"359,441"},0,0,0,0,0,0,{"v":311752.341796043,"d":"311,752"},0,{"v":0.953315197042821,"d":"95.3%"},{"v":2.0440207808762E-5,"d":"0.0%"},{"v":0.0249899319630461,"d":"2.5%"},{"v":0,"d":"0.0%"},{"v":0,"d":"0.0%"},{"v":0,"d":"0.0%"},{"v":0,"d":"0.0%"},{"v":0,"d":"0.0%"},{"v":0,"d":"0.0%"},{"v":0.0216744307863242,"d":"2.2%"},{"v":0,"d":"0.0%"}]

{"sheet":"BA19","index":5,"n_rows":78,"n_cols":164,"rows_kept":78}
["Data Year","Balancing Authority Name","Balancing Authority Code","BA nameplate capacity (MW)","BA annual heat input from combustion (MMBtu)","BA ozone season heat input from combustion (MMBtu)","BA total annual heat input (MMBtu)","BA total ozone season heat input (MMBtu)","BA annual net generation (MWh)","BA ozone season net generation (MWh)","BA annual NOx emissions (tons)","BA ozone season NOx emissions (tons)","BA annual SO2 emissions (tons)","BA annual CO2 emissions (tons)","BA annual CH4 emissions (lbs)","BA annual N2O emissions (lbs)","BA annual CO2 equivalent emissions (tons)","BA annual Hg emissions (lbs)","BA annual NOx total output emission rate (lb/MWh)","BA ozone season NOx total output emission rate (lb/MWh)","BA annual SO2 total output emission rate (lb/MWh)","BA annual CO2 total output emission rate (lb/MWh)","BA annual CH4 total output emission rate (lb/MWh)","BA annual N2O total output emission rate (lb/MWh)","BA annual CO2 equivalent total output emission rate (lb/MWh)","BA annual Hg total output emission rate (lb/MWh)","BA annual NOx input emission rate (lb/MMBtu)","BA ozone season NOx input emission rate (lb/MMBtu)","BA annual SO2 input emission rate (lb/MMBtu)","BA annual CO2 input emission rate (lb/MMBtu)","BA annual CH4 input emission rate (lb/MMBtu)","BA annual N2O input emission rate (lb/MMBtu)","BA annual CO2 equivalent input emission rate (lb/MMBtu)","BA annual Hg input emission rate (lb/MMBtu)","BA annual NOx combustion output emission rate (lb/MWh)","BA ozone season NOx combustion output emission rate (lb/MWh)","BA annual SO2 combustion output emission rate (lb/MWh)","BA annual CO2 combustion output emission rate (lb/MWh)","BA annual CH4 combustion output emission rate (lb/MWh)","BA annual N2O combustion output emission rate (lb/MWh)","BA annual CO2 equivalent combustion output emission rate (lb/MWh)","BA annual Hg combustion output emission rate (lb/MWh)","BA annual NOx coal output emission rate (lb/MWh)","BA annual NOx oil output emission rate (lb/MWh)","BA annual NOx gas output emission rate (lb/MWh)","BA annual NOx fossil fuel output emission rate (lb/MWh)","BA ozone season NOx coal output emission rate (lb/MWh)","BA ozone season NOx oil output emission rate (lb/MWh)","BA ozone season NOx gas output emission rate (lb/MWh)","BA ozone season NOx fossil fuel output emission rate (lb/MWh)","BA annual SO2 coal output emission rate (lb/MWh)","BA annual SO2 oil output emission rate (lb/MWh)","BA annual SO2 gas output emission rate (lb/MWh)","BA annual SO2 fossil fuel output emission rate (lb/MWh)","BA annual CO2 coal output emission rate (lb/MWh)","BA annual CO2 oil output emission rate (lb/MWh)","BA annual CO2 gas output emission rate (lb/MWh)","BA annual CO2 fossil fuel output emission rate (lb/MWh)","BA annual CH4 coal output emission rate (lb/MWh)","BA annual CH4 oil output emission rate (lb/MWh)","BA annual CH4 gas output emission rate (lb/MWh)","BA annual CH4 fossil fuel output emission rate (lb/MWh)","BA annual N2O coal output emission rate (lb/MWh)","BA annual N2O oil output emission rate (lb/MWh)","BA annual N2O gas output emission rate (lb/MWh)","BA annual N2O fossil fuel output emission rate (lb/MWh)","BA annual CO2 equivalent coal output emission rate (lb/MWh)","BA annual CO2 equivalent oil output emission rate (lb/MWh)","BA annual CO2 equivalent gas output emission rate (lb/MWh)","BA annual CO2 equivalent fossil fuel output emission rate (lb/MWh)","BA annual Hg coal output emission rate (lb/MWh)","BA annual Hg fossil fuel output emission rate (lb/MWh)","BA annual NOx coal input emission rate (lb/MMBtu)","BA annual NOx oil input emission rate (lb/MMBtu)","BA annual NOx gas input emission rate (lb/MMBtu)","BA annual NOx fossil fuel input emission rate (lb/MMBtu)","BA ozone season NOx coal input emission rate (lb/MMBtu)","BA ozone season NOx oil input emission rate (lb/MMBtu)","BA ozone season NOx gas input emission rate (lb/MMBtu)","BA ozone season NOx fossil fuel input emission rate (lb/MMBtu)","BA annual SO2 coal input emission rate (lb/MMBtu)","BA annual SO2 oil input emission rate (lb/MMBtu)","BA annual SO2 gas input emission rate (lb/MMBtu)","BA annual SO2 fossil fuel input emission rate (lb/MMBtu)","BA annual CO2 coal input emission rate (lb/MMBtu)","BA annual CO2 oil input emission rate (lb/MMBtu)","BA annual CO2 gas input emission rate (lb/MMBtu)","BA annual CO2 fossil fuel input emission rate (lb/MMBtu)","BA annual CH4 coal input emission rate (lb/MMBtu)","BA annual CH4 oil input emission rate (lb/MMBtu)","BA annual CH4 gas input emission rate (lb/MMBtu)","BA annual CH4 fossil fuel input emission rate (lb/MMBtu)","BA annual N2O coal input emission rate (lb/MMBtu)","BA annual N2O oil input emission rate (lb/MMBtu)","BA annual N2O gas input emission rate (lb/MMBtu)","BA annual N2O fossil fuel input emission rate (lb/MMBtu)","BA annual CO2 equivalent coal input emission rate (lb/MMBtu)","BA annual CO2 equivalent oil input emission rate (lb/MMBtu)","BA annual CO2 equivalent gas input emission rate (lb/MMBtu)","BA annual CO2 equivalent fossil fuel input emission rate (lb/MMBtu)","BA annual Hg coal input emission rate (lb/MMBtu)","BA annual Hg fossil fuel input emission rate (lb/MMBtu)","BA annual NOx non-baseload output emission rate (lb/MWh)","BA ozone season NOx non-baseload output emission rate (lb/MWh)","BA annual SO2 non-baseload output emission rate (lb/MWh) ","BA annual CO2 non-baseload output emission rate (lb/MWh) ","BA annual CH4 non-baseload output emission rate (lb/GWh)","BA annual N2O non-baseload output emission rate (lb/MWh)","BA annual CO2 equivalent non-baseload output emission rate (lb/MWh)","BA annual Hg non-baseload output emission rate (lb/MWh)","BA annual coal net generation (MWh)","BA annual oil net generation (MWh)","BA annual gas net generation (MWh)","BA annual nuclear net generation (MWh)","BA annual hydro net generation (MWh)","BA annual biomass net generation (MWh)","BA annual wind net generation (MWh)","BA annual solar net generation (MWh)","BA annual geothermal net generation (MWh)","BA annual other fossil net generation (MWh)","BA annual other unknown/ purchased fuel net generation (MWh)","BA annual total nonrenewables net generation (MWh)","BA annual total renewables net generation (MWh)","BA annual total nonhydro renewables net generation (MWh)","BA annual total combustion net generation (MWh)","BA annual total noncombustion net generation (MWh)","BA coal generation percent (resource mix)","BA oil generation percent (resource mix)","BA gas generation percent (resource mix)","BA nuclear generation percent (resource mix)","BA hydro generation percent (resource mix)","BA biomass generation percent (resource mix)","BA wind generation percent (resource mix)","BA solar generation percent (resource mix)","BA geothermal generation percent (resource mix)","BA other fossil generation percent (resource mix)","BA other unknown/ purchased fuel generation percent (resource mix)","BA total nonrenewables generation percent (resource mix)","BA total renewables generation percent (resource mix)","BA total nonhydro renewables generation percent (resource mix)","BA total combustion generation percent (resource mix)","BA total noncombustion generation percent (resource mix)","BA annual nonbaseload coal net generation (MWh)","BA annual nonbaseload oil net generation (MWh)","BA annual nonbaseload gas net generation (MWh)","BA annual nonbaseload nuclear net generation (MWh)","BA annual nonbaseload hydro net generation (MWh)","BA annual nonbaseload biomass net generation (MWh)","BA annual nonbaseload wind net generation (MWh)","BA annual nonbaseload solar net generation (MWh)","BA annual nonbaseload geothermal net generation (MWh)","BA annual nonbaseload other fossil net generation (MWh)","BA annual nonbaseload other unknown/ purchased fuel net generation (MWh)","BA nonbaseload coal generation percent (resource mix)","BA nonbaseload oil generation percent (resource mix)","BA nonbaseload gas generation percent (resource mix)","BA nonbaseload nuclear generation percent (resource mix)","BA nonbaseload hydro generation percent (resource mix)","BA nonbaseload biomass generation percent (resource mix)","BA nonbaseload wind generation percent (resource mix)","BA nonbaseload solar generation percent (resource mix)","BA nonbaseload geothermal generation percent (resource mix)","BA nonbaseload other fossil generation percent (resource mix)","BA nonbaseload other unknown/ purchased fuel generation percent (resource mix)"]
["YEAR","BANAME","BACODE","BANAMEPCAP","BAHTIAN","BAHTIOZ","BAHTIANT","BAHTIOZT","BANGENAN","BANGENOZ","BANOXAN","BANOXOZ","BASO2AN","BACO2AN","BACH4AN","BAN2OAN","BACO2EQA","BAHGAN","BANOXRTA","BANOXRTO","BASO2RTA","BACO2RTA","BACH4RTA","BAN2ORTA","BAC2ERTA","BAHGRTA","BANOXRA","BANOXRO","BASO2RA","BACO2RA","BACH4RA","BAN2ORA","BAC2ERA","BAHGRA","BANOXCRT","BANOXCRO","BASO2CRT","BACO2CRT","BACH4CRT","BAN2OCRT","BAC2ECRT","BAHGCRT","BACNOXRT","BAONOXRT","BAGNOXRT","BAFSNXRT","BACNXORT","BAONXORT","BAGNXORT","BAFSNORT","BACSO2RT","BAOSO2RT","BAGSO2RT","BAFSS2RT","BACCO2RT","BAOCO2RT","BAGCO2RT","BAFSC2RT","BACCH4RT","BAOCH4RT","BAGCH4RT","BAFCH4RT","BACN2ORT","BAON2ORT","BAGN2ORT","BAFN2ORT","BACC2ERT","BAOC2ERT","BAGC2ERT","BAFSC2ERT","BACHGRT","BAFSHGRT","BACNOXR","BAONOXR","BAGNOXR","BAFSNXR","BACNXOR","BAONXOR","BAGNXOR","BAFSNOR","BACSO2R","BAOSO2R","BAGSO2R","BAFSS2R","BACCO2R","BAOCO2R","BAGCO2R","BAFSC2R","BACCH4R","BAOCH4R","BAGCH4R","BAFCH4R","BACN2OR","BAON2OR","BAGN2OR","BAFN2OR","BACC2ER","BAOC2ER","BAGC2ER","BAFSC2ER","BACHGR","BAFSHGR","BANBNOX","BANBNXO","BANBSO2","BANBCO2","BANBCH4","BANBN2O","BANBC2E","BANBHG","BAGENACL","BAGENAOL","BAGENAGS","BAGENANC","BAGENAHY","BAGENABM","BAGENAWI","BAGENASO","BAGENAGT","BAGENAOF","BAGENAOP","BAGENATN","BAGENATR","BAGENATH","BAGENACY","BAGENACN","BACLPR","BAOLPR","BAGSPR","BANCPR","BAHYPR","BABMPR","BAWIPR","BASOPR","BAGTPR","BAOFPR","BAOPPR","BATNPR","BATRPR","BATHPR","BACYPR","BACNPR","BANBGNCL","BANBGNOL","BANBGNGS","BANBGNNC","BANBGNHY","BANBGNBM","BANBGNWI","BANBGNSO","BANBGNGT","BANBGNOF","BANBGNOP","BANBCLPR","BANBOLPR","BANBGSPR","BANBNCPR","BANBHYPR","BANBBMPR","BANBWIPR","BANBSOPR","BANBGTPR","BANBOFPR","BANBOPPR"]
[2019,"Alaska Miscellaneous","NA",{"v":2319.8,"d":"2,320"},{"v":27681024.624,"d":"27,681,025"},{"v":10666769.726,"d":"10,666,770"},{"v":40866322.705,"d":"40,866,323"},{"v":16388506.729,"d":"16,388,507"},{"v":4252136.659,"d":"4,252,137"},{"v":1713768.396,"d":"1,713,768"},{"v":18164.768,"d":"18,165"},{"v":7094.996,"d":"7,095"},{"v":2140.713,"d":"2,141"},{"v":2180325.542,"d":"2,180,326"},{"v":452739.316,"d":"452,739"},{"v":64107.268,"d":"64,107"},{"v":2195536.77,"d":"2,195,537"},"--",8.544,{"v":8.28,"d":"8.280"},1.007,{"v":1025.52,"d":"1,025.520"},0.106,0.015,{"v":1032.675,"d":"1,032.675"},"--",1.312,{"v":1.33,"d":"1.330"},0.155,157.532,{"v":0.0163555837310829,"d":"0.016"},{"v":2.31592828917242E-3,"d":"0.002"},{"v":158.631177842776,"d":"158.631"},"--",13.108,12.704,1.545,{"v":1573.405,"d":"1,573.405"},0.163,0.023,{"v":1584.382,"d":"1,584.382"},"--",2.388,7.886,4.075,5.413,2.385,8.259,3.943,{"v":5.66,"d":"5.660"},2.302,6.455,0.053,3.253,{"v":2181.4,"d":"2,181.400"},{"v":1655.368,"d":"1,655.368"},{"v":1190.867,"d":"1,190.867"},{"v":1577.886,"d":"1,577.886"},{"v":0.255,"d":"0.2550"},{"v":0.113,"d":"0.1130"},0.0218,{"v":0.105,"d":"0.1050"},0.0371,0.0192,0.0022,0.0161,{"v":2198.832,"d":"2,198.832"},{"v":1663.913,"d":"1,663.913"},{"v":1192.064,"d":"1,192.064"},{"v":1585.312,"d":"1,585.312"},"--","--",0.226,{"v":0.78,"d":"0.780"},0.415,0.537,0.227,0.802,0.401,0.556,0.218,0.639,0.005,0.323,206.843,163.744,121.229,156.492,0.0242,0.0112,0.0022,0.0104,0.0035,{"v":1.9E-3,"d":"0.0019"},0.0002,0.0016,208.496,164.589,121.351,157.229,"--","--",6.563,6.969,4.509,{"v":1581.188,"d":"1,581.188"},0.078,0.013,{"v":1587.016,"d":"1,587.016"},"--",{"v":683055.02,"d":"683,055"},{"v":898537.765,"d":"898,538"},{"v":1193119.905,"d":"1,193,120"},0,{"v":1386293,"d":"1,386,293"},{"v":662.672,"d":"663"},{"v":94369.93,"d":"94,370"},0,0,0,{"v":-3902,"d":"(3,902)"},{"v":2770810.69,"d":"2,770,811"},{"v":1481325.602,"d":"1,481,326"},{"v":95032.602,"d":"95,033"},{"v":2771473.362,"d":"2,771,473"},{"v":1480662.93,"d":"1,480,663"},{"v":0.160490806975099,"d":"16.0%"},{"v":0.211120695668779,"d":"21.1%"},{"v":0.280335801311442,"d":"28.0%"},{"v":0,"d":"0.0%"},{"v":0.325723808125926,"d":"32.6%"},{"v":0.000155701606643345,"d":"0.0%"},{"v":0.0221731863121122,"d":"2.2%"},{"v":0,"d":"0.0%"},{"v":0,"d":"0.0%"},{"v":0,"d":"0.0%"},{"v":0,"d":"0.0%"},{"v":0.65162791117797,"d":"65.2%"},{"v":0.34837208882203,"d":"34.8%"},{"v":0.0223288879187556,"d":"2.2%"},{"v":0.651783755665186,"d":"65.2%"},{"v":0.348216244334813,"d":"34.8%"},{"v":451461.445401962,"d":"451,461"},{"v":8282863.24077723,"d":"8,282,863"},{"v":3980812.31782357,"d":"3,980,812"},0,0,{"v":19634.3220104328,"d":"19,634"},0,0,0,0,0,{"v":0.0354510837960448,"d":"3.5%"},{"v":0.650413189898267,"d":"65.0%"},{"v":0.312593937960394,"d":"31.3%"},{"v":0,"d":"0.0%"},{"v":0,"d":"0.0%"},{"v":1.54178834529412E-3,"d":"0.2%"},{"v":0,"d":"0.0%"},{"v":0,"d":"0.0%"},{"v":0,"d":"0.0%"},{"v":0,"d":"0.0%"},{"v":0,"d":"0.0%"}]
[2019,"Alcoa Power Generating, Inc. - Yadkin Division","YAD",{"v":215.2,"d":"215"},0,0,{"v":9140288.844,"d":"9,140,289"},{"v":3140861.953,"d":"3,140,862"},{"v":1026422.001,"d":"1,026,422"},{"v":352708.001,"d":"352,708"},0,0,0,0,0,0,0,"--",{"v":0,"d":"0.000"},{"v":0,"d":"0.000"},{"v":0,"d":"0.000"},{"v":0,"d":"0.000"},{"v":0,"d":"0.000"},{"v":0,"d":"0.000"},{"v":0,"d":"0.000"},"--",{"v":0,"d":"0.000"},{"v":0,"d":"0.000"},{"v":0,"d":"0.000"},{"v":0,"d":"0.000"},{"v":0,"d":"0.000"},{"v":0,"d":"0.000"},{"v":0,"d":"0.000"},"--",{"$nulls":7},"--",{"v":0,"d":"0.000"},{"v":0,"d":"0.000"},{"v":0,"d":"0.000"},{"v":0,"d":"0.000"},{"v":0,"d":"0.000"},{"v":0,"d":"0.000"},{"v":0,"d":"0.000"},{"v":0,"d":"0.000"},{"v":0,"d":"0.000"},{"v":0,"d":"0.000"},{"v":0,"d":"0.000"},{"v":0,"d":"0.000"},{"v":0,"d":"0.000"},{"v":0,"d":"0.000"},{"v":0,"d":"0.000"},{"v":0,"d":"0.000"},{"v":0,"d":"0.0000"},{"v":0,"d":"0.0000"},{"v":0,"d":"0.0000"},{"v":0,"d":"0.0000"},{"v":0,"d":"0.0000"},{"v":0,"d":"0.0000"},{"v":0,"d":"0.0000"},{"v":0,"d":"0.0000"},{"v":0,"d":"0.000"},{"v":0,"d":"0.000"},{"v":0,"d":"0.000"},{"v":0,"d":"0.000"},"--","--",{"v":0,"d":"0.000"},{"v":0,"d":"0.000"},{"v":0,"d":"0.000"},{"v":0,"d":"0.000"},{"v":0,"d":"0.000"},{"v":0,"d":"0.000"},{"v":0,"d":"0.000"},{"v":0,"d":"0.000"},{"v":0,"d":"0.000"},{"v":0,"d":"0.000"},{"v":0,"d":"0.000"},{"v":0,"d":"0.000"},{"v":0,"d":"0.000"},{"v":0,"d":"0.000"},{"v":0,"d":"0.000"},{"v":0,"d":"0.000"},{"v":0,"d":"0.0000"},{"v":0,"d":"0.0000"},{"v":0,"d":"0.0000"},{"v":0,"d":"0.0000"},{"v":0,"d":"0.0000"},{"v":0,"d":"0.0000"},{"v":0,"d":"0.0000"},{"v":0,"d":"0.0000"},{"v":0,"d":"0.000"},{"v":0,"d":"0.000"},{"v":0,"d":"0.000"},{"v":0,"d":"0.000"},"--","--",{"v":0,"d":"0.000"},{"v":0,"d":"0.000"},{"v":0,"d":"0.000"},{"v":0,"d":"0.000"},{"v":0,"d":"0.000"},{"v":0,"d":"0.000"},{"v":0,"d":"0.000"},"--",0,0,0,0,{"v":1026422,"d":"1,026,422"},0,0,0,0,0,0,0,{"v":1026422,"d":"1,026,422"},0,0,{"v":1026422,"d":"1,026,422"},{"v":0,"d":"0.0%"},{"v":0,"d":"0.0%"},{"v":0,"d":"0.0%"},{"v":0,"d":"0.0%"},{"v":1,"d":"100.0%"},{"v":0,"d":"0.0%"},{"v":0,"d":"0.0%"},{"v":0,"d":"0.0%"},{"v":0,"d":"0.0%"},{"v":0,"d":"0.0%"},{"v":0,"d":"0.0%"},{"v":0,"d":"0.0%"},{"v":1,"d":"100.0%"},{"v":0,"d":"0.0%"},{"v":0,"d":"0.0%"},{"v":1,"d":"100.0%"},0,0,0,0,0,0,0,0,0,0,0,{"v":0,"d":"0.0%"},{"v":0,"d":"0.0%"},{"v":0,"d":"0.0%"},{"v":0,"d":"0.0%"},{"v":0,"d":"0.0%"},{"v":0,"d":"0.0%"},{"v":0,"d":"0.0%"},{"v":0,"d":"0.0%"},{"v":0,"d":"0.0%"},{"v":0,"d":"0.0%"},{"v":0,"d":"0.0%"}]
[2019,"Anchorage Municipal Light & Power","AMPL",{"v":595.3,"d":"595"},{"v":6034107.508,"d":"6,034,108"},{"v":2192371.973,"d":"2,192,372"},{"v":7734704.508,"d":"7,734,705"},{"v":2936193.973,"d":"2,936,194"},{"v":868794.9,"d":"868,795"},{"v":321840.995,"d":"321,841"},{"v":896.072,"d":"896"},{"v":322.511,"d":"323"},{"v":15.375,"d":"15"},{"v":330597.192,"d":"330,597"},{"v":12474.534,"d":"12,475"},{"v":1248.05,"d":"1,248"},{"v":330939.083,"d":"330,939"},"--",2.063,2.004,0.035,761.048,0.014,{"v":1E-3,"d":"0.001"},761.835,"--",0.297,0.294,0.005,109.576,{"v":0.00206733704751884,"d":"0.002"},{"v":0.000206832576042992,"d":"0.000"},{"v":109.689488482345,"d":"109.689"},"--",2.644,2.569,0.045,975.466,0.018,{"v":2E-3,"d":"0.002"},976.475,"--",{"v":0,"d":"0.000"},{"v":0,"d":"0.000"},2.796,2.796,{"v":0,"d":"0.000"},{"v":0,"d":"0.000"},2.892,2.892,{"v":0,"d":"0.000"},{"v":0,"d":"0.000"},0.028,0.028,{"v":0,"d":"0.000"},{"v":0,"d":"0.000"},{"v":1031.596,"d":"1,031.596"},{"v":1031.596,"d":"1,031.596"},{"v":0,"d":"0.0000"},{"v":0,"d":"0.0000"},0.0195,0.0195,{"v":0,"d":"0.0000"},{"v":0,"d":"0.0000"},{"v":1.9E-3,"d":"0.0019"},{"v":1.9E-3,"d":"0.0019"},{"v":0,"d":"0.000"},{"v":0,"d":"0.000"},{"v":1032.663,"d":"1,032.663"},{"v":1032.663,"d":"1,032.663"},"--","--",{"v":0,"d":"0.000"},{"v":0,"d":"0.000"},0.317,0.317,{"v":0,"d":"0.000"},{"v":0,"d":"0.000"},0.317,0.317,{"v":0,"d":"0.000"},{"v":0,"d":"0.000"},0.003,0.003,{"v":0,"d":"0.000"},{"v":0,"d":"0.000"},{"v":116.89,"d":"116.890"},{"v":116.89,"d":"116.890"},{"v":0,"d":"0.0000"},{"v":0,"d":"0.0000"},0.0022,0.0022,{"v":0,"d":"0.0000"},{"v":0,"d":"0.0000"},0.0002,0.0002,{"v":0,"d":"0.000"},{"v":0,"d":"0.000"},117.011,117.011,"--","--",2.684,2.755,0.041,990.399,0.019,{"v":2E-3,"d":"0.002"},991.424,"--",0,{"v":57.423,"d":"57"},{"v":640882.01,"d":"640,882"},0,{"v":190971,"d":"190,971"},{"v":36884.461,"d":"36,884"},0,0,0,0,0,{"v":640939.433,"d":"640,939"},{"v":227855.461,"d":"227,855"},{"v":36884.461,"d":"36,884"},{"v":677823.894,"d":"677,824"},{"v":190971,"d":"190,971"},{"v":0,"d":"0.0%"},{"v":6.60950017047407e-05,"d":"0.0%"},{"v":0.737667790667287,"d":"73.8%"},{"v":0,"d":"0.0%"},{"v":0.219811374720165,"d":"22.0%"},{"v":0.0424547396108431,"d":"4.2%"},{"v":0,"d":"0.0%"},{"v":0,"d":"0.0%"},{"v":0,"d":"0.0%"},{"v":0,"d":"0.0%"},{"v":0,"d":"0.0%"},{"v":0.737733885668992,"d":"73.8%"},{"v":0.262266114331008,"d":"26.2%"},{"v":0.0424547396108431,"d":"4.2%"},{"v":0.780188625279835,"d":"78.0%"},{"v":0.219811374720165,"d":"22.0%"},0,0,{"v":640925.9,"d":"640,926"},0,0,{"v":26672.9735292171,"d":"26,673"},0,0,0,0,0,{"v":0,"d":"0.0%"},{"v":0,"d":"0.0%"},{"v":0.960046407226225,"d":"96.0%"},{"v":0,"d":"0.0%"},{"v":0,"d":"0.0%"},{"v":0.0399535927737748,"d":"4.0%"},{"v":0,"d":"0.0%"},{"v":0,"d":"0.0%"},{"v":0,"d":"0.0%"},{"v":0,"d":"0.0%"},{"v":0,"d":"0.0%"}]
[2019,"Arizona Public Service Company","AZPS",{"v":10359,"d":"10,359"},{"v":160524294.945,"d":"160,524,295"},{"v":74271694.029,"d":"74,271,694"},{"v":181816217.062,"d":"181,816,217"},{"v":85437827.006,"d":"85,437,827"},{"v":18542270.005,"d":"18,542,270"},{"v":8715085.998,"d":"8,715,086"},{"v":6670.74,"d":"6,671"},{"v":2940.298,"d":"2,940"},{"v":3459.728,"d":"3,460"},{"v":14861445.695,"d":"14,861,446"},{"v":3135275.771,"d":"3,135,276"},{"v":448579.383,"d":"448,579"},{"v":14967474.97,"d":"14,967,475"},"--",{"v":0.72,"d":"0.720"},0.675,0.373,{"v":1602.98,"d":"1,602.980"},0.169,0.024,{"v":1614.417,"d":"1,614.417"},"--",0.083,0.079,0.043,185.161,{"v":0.0195314719935336,"d":"0.020"},{"v":0.00279446412241646,"d":"0.003"},{"v":186.482363621385,"d":"186.482"},"--",0.826,0.775,0.428,{"v":1840.283,"d":"1,840.283"},0.194,0.028,{"v":1853.412,"d":"1,853.412"},"--",1.022,42.644,0.196,0.803,0.978,42.667,0.177,0.766,0.581,24.475,0.004,0.428,{"v":2253.775,"d":"2,253.775"},{"v":7911.593,"d":"7,911.593"},794.423,{"v":1866.945,"d":"1,866.945"},{"v":0.24,"d":"0.2400"},0.3204,0.0207,0.1819,0.0349,0.0641,0.0021,0.0262,{"v":2270.173,"d":"2,270.173"},{"v":7938.712,"d":"7,938.712"},795.559,{"v":1879.298,"d":"1,879.298"},"--","--",0.093,{"v":0.88,"d":"0.880"},0.029,0.082,0.089,0.879,0.026,0.078,0.053,0.505,{"v":1E-3,"d":"0.001"},0.044,{"v":205.2,"d":"205.200"},163.325,118.842,189.654,0.0218,{"v":6.6E-3,"d":"0.0066"},0.0031,0.0185,0.0032,0.0013,0.0003,0.0027,206.693,163.885,119.012,190.909,"--","--",0.823,0.784,0.419,{"v":1776.972,"d":"1,776.972"},0.167,0.024,{"v":1788.3,"d":"1,788.300"},"--",{"v":11577711.4,"d":"11,577,711"},{"v":6927.106,"d":"6,927"},{"v":4335956.116,"d":"4,335,956"},0,0,{"v":230667.42,"d":"230,667"},{"v":371155,"d":"371,155"},{"v":2019853.49,"d":"2,019,853"},0,0,0,{"v":15920594.622,"d":"15,920,595"},{"v":2621675.91,"d":"2,621,676"},{"v":2621675.91,"d":"2,621,676"},{"v":16151262.042,"d":"16,151,262"},{"v":2391008.49,"d":"2,391,008"},{"v":0.624395560404501,"d":"62.4%"},{"v":3.73584561181183E-4,"d":"0.0%"},{"v":0.233841702854948,"d":"23.4%"},{"v":0,"d":"0.0%"},{"v":0,"d":"0.0%"},{"v":0.0124400849185065,"d":"1.2%"},{"v":0.0200166964104782,"d":"2.0%"},{"v":0.108932370850386,"d":"10.9%"},{"v":0,"d":"0.0%"},{"v":0,"d":"0.0%"},{"v":0,"d":"0.0%"},{"v":0.85861084782063,"d":"85.9%"},{"v":0.14138915217937,"d":"14.1%"},{"v":0.14138915217937,"d":"14.1%"},{"v":0.871050932739136,"d":"87.1%"},{"v":0.128949067260864,"d":"12.9%"},{"v":7628923.91059204,"d":"7,628,924"},59,{"v":3941364.76478652,"d":"3,941,365"},0,0,{"v":7990.48807485322,"d":"7,990"},0,0,0,0,0,{"v":0.65889627707303,"d":"65.9%"},{"v":5.09572264750664e-06,"d":"0.0%"},{"v":0.34040850328826,"d":"34.0%"},{"v":0,"d":"0.0%"},{"v":0,"d":"0.0%"},{"v":0.000690123916062056,"d":"0.1%"},{"v":0,"d":"0.0%"},{"v":0,"d":"0.0%"},{"v":0,"d":"0.0%"},{"v":0,"d":"0.0%"},{"v":0,"d":"0.0%"}]
[2019,"Arlington Valley, LLC - AVBA","DEAA",713,{"v":21426908,"d":"21,426,908"},{"v":10316086,"d":"10,316,086"},{"v":21426908,"d":"21,426,908"},{"v":10316086,"d":"10,316,086"},{"v":2928495,"d":"2,928,495"},{"v":1398136,"d":"1,398,136"},{"v":81.435,"d":"81"},{"v":38.973,"d":"39"},{"v":6.429,"d":"6"},{"v":1273371.125,"d":"1,273,371"},{"v":47388.424,"d":"47,388"},{"v":4738.842,"d":"4,739"},{"v":1274669.568,"d":"1,274,670"},"--",0.056,0.056,0.004,869.642,0.016,{"v":2E-3,"d":"0.002"},870.529,"--",0.008,0.008,{"v":1E-3,"d":"0.001"},118.857,{"v":0.00221163146824544,"d":"0.002"},{"v":0.000221163128156428,"d":"0.000"},{"v":118.978395576254,"d":"118.978"},"--",0.056,0.056,0.004,869.642,0.016,{"v":2E-3,"d":"0.002"},870.529,"--",{"v":0,"d":"0.000"},{"v":0,"d":"0.000"},0.056,0.056,{"v":0,"d":"0.000"},{"v":0,"d":"0.000"},0.056,0.056,{"v":0,"d":"0.000"},{"v":0,"d":"0.000"},0.004,0.004,{"v":0,"d":"0.000"},{"v":0,"d":"0.000"},869.642,869.642,{"v":0,"d":"0.0000"},{"v":0,"d":"0.0000"},0.0162,0.0162,{"v":0,"d":"0.0000"},{"v":0,"d":"0.0000"},0.0016,0.0016,{"v":0,"d":"0.000"},{"v":0,"d":"0.000"},870.529,870.529,"--","--",{"v":0,"d":"0.000"},{"v":0,"d":"0.000"},0.008,0.008,{"v":0,"d":"0.000"},{"v":0,"d":"0.000"},0.008,0.008,{"v":0,"d":"0.000"},{"v":0,"d":"0.000"},{"v":1E-3,"d":"0.001"},{"v":1E-3,"d":"0.001"},{"v":0,"d":"0.000"},{"v":0,"d":"0.000"},118.857,118.857,{"v":0,"d":"0.0000"},{"v":0,"d":"0.0000"},0.0022,0.0022,{"v":0,"d":"0.0000"},{"v":0,"d":"0.0000"},0.0002,0.0002,{"v":0,"d":"0.000"},{"v":0,"d":"0.000"},118.978,118.978,"--","--",0.056,0.056,0.004,869.642,0.016,{"v":2E-3,"d":"0.002"},870.529,"--",0,0,{"v":2928495,"d":"2,928,495"},0,0,0,0,0,0,0,0,{"v":2928495,"d":"2,928,495"},0,0,{"v":2928495,"d":"2,928,495"},0,{"v":0,"d":"0.0%"},{"v":0,"d":"0.0%"},{"v":1,"d":"100.0%"},{"v":0,"d":"0.0%"},{"v":0,"d":"0.0%"},{"v":0,"d":"0.0%"},{"v":0,"d":"0.0%"},{"v":0,"d":"0.0%"},{"v":0,"d":"0.0%"},{"v":0,"d":"0.0%"},{"v":0,"d":"0.0%"},{"v":1,"d":"100.0%"},{"v":0,"d":"0.0%"},{"v":0,"d":"0.0%"},{"v":1,"d":"100.0%"},{"v":0,"d":"0.0%"},0,0,{"v":1616195.98718275,"d":"1,616,196"},0,0,0,0,0,0,0,0,{"v":0,"d":"0.0%"},{"v":0,"d":"0.0%"},{"v":1,"d":"100.0%"},{"v":0,"d":"0.0%"},{"v":0,"d":"0.0%"},{"v":0,"d":"0.0%"},{"v":0,"d":"0.0%"},{"v":0,"d":"0.0%"},{"v":0,"d":"0.0%"},{"v":0,"d":"0.0%"},{"v":0,"d":"0.0%"}]
[2019,"Associated Electric Cooperative, Inc.","AECI",{"v":6858.7,"d":"6,859"},{"v":231599402.239,"d":"231,599,402"},{"v":99164515.336,"d":"99,164,515"},{"v":243687974.239,"d":"243,687,974"},{"v":103712789.336,"d":"103,712,789"},{"v":27774414.995,"d":"27,774,415"},{"v":11565415,"d":"11,565,415"},{"v":23686.868,"d":"23,687"},{"v":3798.648,"d":"3,799"},{"v":29980.857,"d":"29,981"},{"v":20452605.587,"d":"20,452,606"},{"v":3788997.849,"d":"3,788,998"},{"v":542841.004,"d":"542,841"},{"v":20580851.372,"d":"20,580,851"},"--",1.706,0.657,2.159,{"v":1472.766,"d":"1,472.766"},0.136,{"v":0.02,"d":"0.020"},{"v":1482.001,"d":"1,482.001"},"--",0.205,0.077,0.259,176.621,{"v":0.0163601365649896,"d":"0.016"},{"v":0.00234387912383216,"d":"0.002"},{"v":177.728018060785,"d":"177.728"},"--",{"v":1.8,"d":"1.800"},0.693,2.278,{"v":1554.102,"d":"1,554.102"},0.144,0.021,{"v":1563.846,"d":"1,563.846"},"--",3.075,29.747,0.109,1.801,1.132,{"v":29.67,"d":"29.670"},0.114,0.691,3.993,{"v":2.65,"d":"2.650"},0.005,{"v":2.28,"d":"2.280"},{"v":2063.105,"d":"2,063.105"},{"v":1490.921,"d":"1,490.921"},881.027,{"v":1555.372,"d":"1,555.372"},0.2404,0.0604,0.0161,0.1441,{"v":0.035,"d":"0.0350"},0.0121,0.0016,0.0206,{"v":2079.538,"d":"2,079.538"},{"v":1496.03,"d":"1,496.030"},881.908,{"v":1565.125,"d":"1,565.125"},"--","--",0.313,3.259,0.015,0.205,0.112,3.266,0.015,0.077,0.406,{"v":0.29,"d":"0.290"},{"v":1E-3,"d":"0.001"},0.259,209.757,163.326,118.847,176.845,0.0244,{"v":6.6E-3,"d":"0.0066"},0.0022,0.0164,0.0036,0.0013,0.0002,{"v":2.3E-3,"d":"0.0023"},211.428,163.886,118.966,177.953,"--","--",{"v":1.7,"d":"1.700"},0.568,1.615,{"v":1372.544,"d":"1,372.544"},0.111,0.016,{"v":1379.981,"d":"1,379.981"},"--",{"v":14995013.2,"d":"14,995,013"},{"v":8648.521,"d":"8,649"},{"v":11295651.24,"d":"11,295,651"},0,{"v":154580,"d":"154,580"},{"v":21497,"d":"21,497"},{"v":1295297,"d":"1,295,297"},{"v":3728,"d":"3,728"},0,0,0,{"v":26299312.961,"d":"26,299,313"},{"v":1475102,"d":"1,475,102"},{"v":1320522,"d":"1,320,522"},{"v":26320809.961,"d":"26,320,810"},{"v":1453605,"d":"1,453,605"},{"v":0.539885834537129,"d":"54.0%"},{"v":0.00031138445263902,"d":"0.0%"},{"v":0.406692679426768,"d":"40.7%"},{"v":0,"d":"0.0%"},{"v":0.00556555377375389,"d":"0.6%"},{"v":0.000773985699795493,"d":"0.1%"},{"v":0.0466363378605388,"d":"4.7%"},{"v":0.00013422424937608,"d":"0.0%"},{"v":0,"d":"0.0%"},{"v":0,"d":"0.0%"},{"v":0,"d":"0.0%"},{"v":0.946889898416536,"d":"94.7%"},{"v":0.0531101015834643,"d":"5.3%"},{"v":0.0475445478097104,"d":"4.8%"},{"v":0.947663884116331,"d":"94.8%"},{"v":0.0523361158836688,"d":"5.2%"},{"v":2453490.84507853,"d":"2,453,491"},{"v":513.995,"d":"514"},{"v":3438461.24475816,"d":"3,438,461"},0,0,{"v":6682.02506659056,"d":"6,682"},0,0,0,0,0,{"v":0.415905957838166,"d":"41.6%"},{"v":8.71303772043159e-05,"d":"0.0%"},{"v":0.582874201613245,"d":"58.3%"},{"v":0,"d":"0.0%"},{"v":0,"d":"0.0%"},{"v":1.13271017138441E-3,"d":"0.1%"},{"v":0,"d":"0.0%"},{"v":0,"d":"0.0%"},{"v":0,"d":"0.0%"},{"v":0,"d":"0.0%"},{"v":0,"d":"0.0%"}]
[2019,"Avangrid Renewables LLC","AVRN",{"v":2325.5,"d":"2,326"},{"v":25862609.856,"d":"25,862,610"},{"v":8627974.352,"d":"8,627,974"},{"v":51421430.106,"d":"51,421,430"},{"v":23678098.29,"d":"23,678,098"},{"v":6263909.6,"d":"6,263,910"},{"v":2824837.72,"d":"2,824,838"},{"v":204.711,"d":"205"},{"v":69.225,"d":"69"},{"v":7.759,"d":"8"},{"v":1536983.31,"d":"1,536,983"},{"v":54880.389,"d":"54,880"},{"v":5488.039,"d":"5,488"},{"v":1538487.032,"d":"1,538,487"},"--",0.065,0.049,{"v":2E-3,"d":"0.002"},490.742,0.009,{"v":1E-3,"d":"0.001"},491.223,"--",0.016,0.016,{"v":1E-3,"d":"0.001"},118.858,{"v":2.12199732763119E-3,"d":"0.002"},{"v":0.000212199736629705,"d":"0.000"},{"v":118.973842204334,"d":"118.974"},"--",0.121,{"v":0.09,"d":"0.090"},0.005,905.774,0.016,{"v":2E-3,"d":"0.002"},906.661,"--",{"v":0,"d":"0.000"},{"v":0,"d":"0.000"},0.121,0.121,{"v":0,"d":"0.000"},{"v":0,"d":"0.000"},0.122,0.122,{"v":0,"d":"0.000"},{"v":0,"d":"0.000"},0.005,0.005,{"v":0,"d":"0.000"},{"v":0,"d":"0.000"},905.774,905.774,{"v":0,"d":"0.0000"},{"v":0,"d":"0.0000"},0.0162,0.0162,{"v":0,"d":"0.0000"},{"v":0,"d":"0.0000"},0.0016,0.0016,{"v":0,"d":"0.000"},{"v":0,"d":"0.000"},{"v":906.66,"d":"906.660"},{"v":906.66,"d":"906.660"},"--","--",{"v":0,"d":"0.000"},{"v":0,"d":"0.000"},0.016,0.016,{"v":0,"d":"0.000"},{"v":0,"d":"0.000"},0.016,0.016,{"v":0,"d":"0.000"},{"v":0,"d":"0.000"},{"v":1E-3,"d":"0.001"},{"v":1E-3,"d":"0.001"},{"v":0,"d":"0.000"},{"v":0,"d":"0.000"},118.858,118.858,{"v":0,"d":"0.0000"},{"v":0,"d":"0.0000"},0.0021,0.0021,{"v":0,"d":"0.0000"},{"v":0,"d":"0.0000"},0.0002,0.0002,{"v":0,"d":"0.000"},{"v":0,"d":"0.000"},118.974,118.974,"--","--",0.142,0.139,0.005,{"v":1002.155,"d":"1,002.155"},0.018,{"v":2E-3,"d":"0.002"},{"v":1003.158,"d":"1,003.158"},"--",0,0,{"v":3393744.36,"d":"3,393,744"},0,0,0,{"v":2851339,"d":"2,851,339"},{"v":18826,"d":"18,826"},0,0,0,{"v":3393744.36,"d":"3,393,744"},{"v":2870165,"d":"2,870,165"},{"v":2870165,"d":"2,870,165"},{"v":3393744.36,"d":"3,393,744"},{"v":2870165,"d":"2,870,165"},{"v":0,"d":"0.0%"},{"v":0,"d":"0.0%"},{"v":0.54179333782697,"d":"54.2%"},{"v":0,"d":"0.0%"},{"v":0,"d":"0.0%"},{"v":0,"d":"0.0%"},{"v":0.455201190842263,"d":"45.5%"},{"v":0.00300547133076651,"d":"0.3%"},{"v":0,"d":"0.0%"},{"v":0,"d":"0.0%"},{"v":0,"d":"0.0%"},{"v":0.54179333782697,"d":"54.2%"},{"v":0.45820666217303,"d":"45.8%"},{"v":0.45820666217303,"d":"45.8%"},{"v":0.54179333782697,"d":"54.2%"},{"v":0.45820666217303,"d":"45.8%"},0,0,{"v":336948.107489343,"d":"336,948"},0,0,0,0,0,0,0,0,{"v":0,"d":"0.0%"},{"v":0,"d":"0.0%"},{"v":1,"d":"100.0%"},{"v":0,"d":"0.0%"},{"v":0,"d":"0.0%"},{"v":0,"d":"0.0%"},{"v":0,"d":"0.0%"},{"v":0,"d":"0.0%"},{"v":0,"d":"0.0%"},{"v":0,"d":"0.0%"},{"v":0,"d":"0.0%"}]
[2019,"Avista Corporation","AVA",{"v":2419.7,"d":"2,420"},{"v":24919246.659,"d":"24,919,247"},{"v":9389254.523,"d":"9,389,255"},{"v":67721834.392,"d":"67,721,834"},{"v":29712224.534,"d":"29,712,225"},{"v":7775968.001,"d":"7,775,968"},{"v":3362243.999,"d":"3,362,244"},{"v":1957.683,"d":"1,958"},{"v":807.72,"d":"808"},{"v":509.988,"d":"510"},{"v":1067319.847,"d":"1,067,320"},{"v":586560.999,"d":"586,561"},{"v":81398.408,"d":"81,398"},{"v":1086780.221,"d":"1,086,780"},"--",0.504,{"v":0.48,"d":"0.480"},0.131,274.518,0.075,{"v":0.01,"d":"0.010"},279.523,"--",0.157,0.172,0.041,85.662,{"v":0.0235384723714412,"d":"0.024"},{"v":3.26648751119455E-3,"d":"0.003"},{"v":87.2241633843687,"d":"87.224"},"--",1.319,1.258,0.343,718.882,0.198,0.027,731.989,"--",{"v":0,"d":"0.000"},{"v":39.08,"d":"39.080"},0.915,0.922,{"v":0,"d":"0.000"},40.088,1.176,1.184,{"v":0,"d":"0.000"},1.568,0.005,0.006,{"v":0,"d":"0.000"},{"v":1882.242,"d":"1,882.242"},870.151,870.344,{"v":0,"d":"0.0000"},0.0536,0.0167,0.0167,{"v":0,"d":"0.0000"},0.0089,0.0017,0.0017,{"v":0,"d":"0.000"},{"v":1886.226,"d":"1,886.226"},871.067,{"v":871.26,"d":"871.260"},"--","--",{"v":0,"d":"0.000"},2.861,0.125,0.126,{"v":0,"d":"0.000"},2.831,0.152,0.153,{"v":0,"d":"0.000"},0.115,{"v":1E-3,"d":"0.001"},{"v":1E-3,"d":"0.001"},{"v":0,"d":"0.000"},137.785,118.772,118.779,{"v":0,"d":"0.0000"},0.0039,{"v":2.3E-3,"d":"0.0023"},{"v":2.3E-3,"d":"0.0023"},{"v":0,"d":"0.0000"},0.0006,0.0002,0.0002,{"v":0,"d":"0.000"},138.077,118.897,118.904,"--","--",{"v":2.25,"d":"2.250"},2.537,0.602,{"v":720.92,"d":"720.920"},0.196,0.029,{"v":734.41,"d":"734.410"},"--",0,{"v":149.886,"d":"150"},{"v":2134365.433,"d":"2,134,365"},0,{"v":4454319,"d":"4,454,319"},{"v":834872.682,"d":"834,873"},{"v":308922,"d":"308,922"},{"v":43339,"d":"43,339"},0,0,0,{"v":2134515.319,"d":"2,134,515"},{"v":5641452.682,"d":"5,641,453"},{"v":1187133.682,"d":"1,187,134"},{"v":2969388.001,"d":"2,969,388"},{"v":4806580,"d":"4,806,580"},{"v":0,"d":"0.0%"},{"v":1.92755422837034E-5,"d":"0.0%"},{"v":0.274482280884582,"d":"27.4%"},{"v":0,"d":"0.0%"},{"v":0.572831446763563,"d":"57.3%"},{"v":0.107365755863789,"d":"10.7%"},{"v":0.0397277869405162,"d":"4.0%"},{"v":0.00557345400526681,"d":"0.6%"},{"v":0,"d":"0.0%"},{"v":0,"d":"0.0%"},{"v":0,"d":"0.0%"},{"v":0.274501556426865,"d":"27.5%"},{"v":0.725498443573135,"d":"72.5%"},{"v":0.152666996809572,"d":"15.3%"},{"v":0.381867312290654,"d":"38.2%"},{"v":0.618132687709346,"d":"61.8%"},0,389,{"v":588369.657054389,"d":"588,370"},0,0,{"v":411581.65260532,"d":"411,582"},0,0,0,0,0,{"v":0,"d":"0.0%"},{"v":0.000388867664577396,"d":"0.0%"},{"v":0.588169497292914,"d":"58.8%"},{"v":0,"d":"0.0%"},{"v":0,"d":"0.0%"},{"v":0.411441635042509,"d":"41.1%"},{"v":0,"d":"0.0%"},{"v":0,"d":"0.0%"},{"v":0,"d":"0.0%"},{"v":0,"d":"0.0%"},{"v":0,"d":"0.0%"}]
[2019,"Balancing Authority of Northern California","BANC",{"v":3066,"d":"3,066"},{"v":40954539.193,"d":"40,954,539"},{"v":17999569.662,"d":"17,999,570"},{"v":63185912.427,"d":"63,185,912"},{"v":29700369.62,"d":"29,700,370"},{"v":8017607.998,"d":"8,017,608"},{"v":3718815.995,"d":"3,718,816"},{"v":151.743,"d":"152"},{"v":63.771,"d":"64"},{"v":32.921,"d":"33"},{"v":2355731.982,"d":"2,355,732"},{"v":87239.245,"d":"87,239"},{"v":8740.67,"d":"8,741"},{"v":2358124.833,"d":"2,358,125"},"--",0.038,0.034,0.008,{"v":587.64,"d":"587.640"},0.011,{"v":1E-3,"d":"0.001"},588.236,"--",0.007,0.007,{"v":2E-3,"d":"0.002"},115.041,{"v":0.00213014837229352,"d":"0.002"},{"v":2.13423717425051E-4,"d":"0.000"},{"v":115.158167053827,"d":"115.158"},"--",0.055,{"v":0.05,"d":"0.050"},0.012,853.356,0.016,{"v":2E-3,"d":"0.002"},854.222,"--",{"v":0,"d":"0.000"},10.979,0.064,0.056,{"v":0,"d":"0.000"},10.482,0.065,0.054,{"v":0,"d":"0.000"},{"v":4.83,"d":"4.830"},0.005,0.007,{"v":0,"d":"0.000"},{"v":2525.99,"d":"2,525.990"},885.123,864.149,{"v":0,"d":"0.0000"},0.0817,{"v":0.017,"d":"0.0170"},{"v":0.016,"d":"0.0160"},{"v":0,"d":"0.0000"},0.0145,0.0017,0.0016,{"v":0,"d":"0.000"},{"v":2532.341,"d":"2,532.341"},886.056,865.027,"--","--",{"v":0,"d":"0.000"},0.609,0.009,0.008,{"v":0,"d":"0.000"},0.582,0.008,0.007,{"v":0,"d":"0.000"},0.268,{"v":1E-3,"d":"0.001"},{"v":1E-3,"d":"0.001"},{"v":0,"d":"0.000"},140.107,118.003,117.507,{"v":0,"d":"0.0000"},0.0045,{"v":2.3E-3,"d":"0.0023"},0.0022,{"v":0,"d":"0.0000"},0.0008,0.0002,0.0002,{"v":0,"d":"0.000"},{"v":140.46,"d":"140.460"},118.128,117.627,"--","--",0.064,0.062,0.009,875.451,0.016,{"v":2E-3,"d":"0.002"},876.356,"--",0,{"v":1404.341,"d":"1,404"},{"v":5396745.562,"d":"5,396,746"},0,{"v":2220854,"d":"2,220,854"},{"v":122953.105,"d":"122,953"},0,{"v":275650.81,"d":"275,651"},0,0,0,{"v":5398149.903,"d":"5,398,150"},{"v":2619457.915,"d":"2,619,458"},{"v":398603.915,"d":"398,604"},{"v":5521103.008,"d":"5,521,103"},{"v":2496504.81,"d":"2,496,505"},{"v":0,"d":"0.0%"},{"v":0.000175157108189699,"d":"0.0%"},{"v":0.673111691729794,"d":"67.3%"},{"v":0,"d":"0.0%"},{"v":0.276997085716023,"d":"27.7%"},{"v":0.0153353852908548,"d":"1.5%"},{"v":0,"d":"0.0%"},{"v":0.034380680155139,"d":"3.4%"},{"v":0,"d":"0.0%"},{"v":0,"d":"0.0%"},{"v":0,"d":"0.0%"},{"v":0.673286848837983,"d":"67.3%"},{"v":0.326713151162017,"d":"32.7%"},{"v":0.0497160654459939,"d":"5.0%"},{"v":0.688622234128838,"d":"68.9%"},{"v":0.311377765871162,"d":"31.1%"},0,{"v":2659,"d":"2,659"},{"v":2078696.30855963,"d":"2,078,696"},0,0,0,0,0,0,{"v":1081916.86030217,"d":"1,081,917"},0,{"v":0,"d":"0.0%"},{"v":0.000840585273115073,"d":"0.1%"},{"v":0.657134826722033,"d":"65.7%"},{"v":0,"d":"0.0%"},{"v":0,"d":"0.0%"},{"v":0,"d":"0.0%"},{"v":0,"d":"0.0%"},{"v":0,"d":"0.0%"},{"v":0,"d":"0.0%"},{"v":0.342024588004852,"d":"34.2%"},{"v":0,"d":"0.0%"}]
[2019,"Bonneville Power Administration","BPAT",{"v":33545,"d":"33,545"},{"v":171146010.719,"d":"171,146,011"},{"v":65647307.604,"d":"65,647,308"},{"v":930209151.653,"d":"930,209,152"},{"v":391777706.384,"d":"391,777,706"},{"v":103112539.702,"d":"103,112,540"},{"v":43717969.446,"d":"43,717,969"},{"v":10982.023,"d":"10,982"},{"v":3811.07,"d":"3,811"},{"v":3234.096,"d":"3,234"},{"v":13454323.538,"d":"13,454,324"},{"v":2331943.184,"d":"2,331,943"},{"v":338135.166,"d":"338,135"},{"v":13533854.967,"d":"13,533,855"},"--",0.213,0.174,0.063,260.964,0.023,0.003,262.506,"--",0.128,0.116,0.038,157.226,{"v":0.0136254603551862,"d":"0.014"},{"v":1.97571164282161E-3,"d":"0.002"},{"v":158.155657968807,"d":"158.156"},"--",1.133,0.927,0.334,{"v":1387.48,"d":"1,387.480"},{"v":0.12,"d":"0.120"},0.017,{"v":1395.682,"d":"1,395.682"},"--",2.284,{"v":0,"d":"0.000"},0.432,1.167,2.288,{"v":0,"d":"0.000"},0.353,1.026,0.636,{"v":0,"d":"0.000"},0.008,0.257,{"v":2445.5,"d":"2,445.500"},{"v":0,"d":"0.000"},854.083,{"v":1486.036,"d":"1,486.036"},0.2691,{"v":0,"d":"0.0000"},0.0162,0.1166,0.0391,{"v":0,"d":"0.0000"},0.0016,0.0165,{"v":2463.889,"d":"2,463.889"},{"v":0,"d":"0.000"},854.973,{"v":1493.875,"d":"1,493.875"},"--","--",0.196,{"v":0,"d":"0.000"},{"v":0.06,"d":"0.060"},{"v":0.13,"d":"0.130"},0.197,{"v":0,"d":"0.000"},0.049,0.117,0.055,{"v":0,"d":"0.000"},{"v":1E-3,"d":"0.001"},0.029,209.761,{"v":0,"d":"0.000"},118.526,165.593,0.0231,{"v":0,"d":"0.0000"},{"v":2.3E-3,"d":"0.0023"},{"v":0.013,"d":"0.0130"},0.0034,{"v":0,"d":"0.0000"},0.0002,{"v":1.8E-3,"d":"0.0018"},211.338,{"v":0,"d":"0.000"},{"v":118.65,"d":"118.650"},166.467,"--","--",1.205,{"v":1.06,"d":"1.060"},0.449,{"v":1562.707,"d":"1,562.707"},0.145,0.021,{"v":1572.706,"d":"1,572.706"},"--",{"v":7170101.615,"d":"7,170,102"},{"v":17500.457,"d":"17,500"},{"v":11010641.935,"d":"11,010,642"},{"v":8866499,"d":"8,866,499"},{"v":68253800.17,"d":"68,253,800"},{"v":1195763.716,"d":"1,195,764"},{"v":6367040,"d":"6,367,040"},{"v":135693,"d":"135,693"},{"v":95614,"d":"95,614"},0,{"v":-114,"d":"(114)"},{"v":27064629.007,"d":"27,064,629"},{"v":76047910.886,"d":"76,047,911"},{"v":7794110.716,"d":"7,794,111"},{"v":19393893.723,"d":"19,393,894"},{"v":83718646.17,"d":"83,718,646"},{"v":0.069536582992427,"d":"7.0%"},{"v":0.000169721720266847,"d":"0.0%"},{"v":0.106782645187522,"d":"10.7%"},{"v":0.08598846664543,"d":"8.6%"},{"v":0.661934278607812,"d":"66.2%"},{"v":0.0115966728704398,"d":"1.2%"},{"v":0.0617483864454413,"d":"6.2%"},{"v":0.00131596845660484,"d":"0.1%"},{"v":0.000927277074055514,"d":"0.1%"},{"v":0,"d":"0.0%"},{"v":0,"d":"0.0%"},{"v":0.262476601149433,"d":"26.2%"},{"v":0.737523398850567,"d":"73.8%"},{"v":0.0755883048465414,"d":"7.6%"},{"v":0.188084725127759,"d":"18.8%"},{"v":0.811915274872241,"d":"81.2%"},{"v":4073573.32800504,"d":"4,073,573"},0,{"v":3875728.63219271,"d":"3,875,729"},0,0,{"v":627005.636594211,"d":"627,006"},0,0,0,0,0,{"v":0.47497985374601,"d":"47.5%"},{"v":0,"d":"0.0%"},{"v":0.451911103753142,"d":"45.2%"},{"v":0,"d":"0.0%"},{"v":0,"d":"0.0%"},{"v":0.0731090425008482,"d":"7.3%"},{"v":0,"d":"0.0%"},{"v":0,"d":"0.0%"},{"v":0,"d":"0.0%"},{"v":0,"d":"0.0%"},{"v":0,"d":"0.0%"}]
[2019,"California Independent System Operator","CISO",{"v":96367.6000000001,"d":"96,368"},{"v":589448533.2,"d":"589,448,533"},{"v":243465924.646,"d":"243,465,925"},{"v":1461509575.427,"d":"1,461,509,575"},{"v":697822483.259,"d":"697,822,483"},{"v":171873306.358,"d":"171,873,306"},{"v":80905449.004,"d":"80,905,449"},{"v":33333.143,"d":"33,333"},{"v":14242.331,"d":"14,242"},{"v":2143.109,"d":"2,143"},{"v":31384375.572,"d":"31,384,376"},{"v":4654678.993,"d":"4,654,679"},{"v":575482.805,"d":"575,483"},{"v":31523394.888,"d":"31,523,395"},"--",0.388,0.352,0.025,365.204,0.027,0.003,366.821,"--",0.113,0.117,0.007,106.487,{"v":0.00789666736081379,"d":"0.008"},{"v":9.76307128759516E-4,"d":"0.001"},{"v":106.958939118453,"d":"106.959"},"--",0.867,0.787,0.056,815.842,{"v":0.06,"d":"0.060"},0.007,819.456,"--",1.241,10.376,0.694,0.713,1.386,9.524,0.742,0.761,0.003,0.674,0.008,0.009,{"v":1148.629,"d":"1,148.629"},{"v":1845.251,"d":"1,845.251"},840.707,843.595,0.1292,0.0213,0.0161,0.0165,0.0188,0.0041,0.0016,0.0017,{"v":1157.449,"d":"1,157.449"},{"v":1847.011,"d":"1,847.011"},841.579,844.497,"--","--",0.222,1.083,0.096,0.099,0.223,{"v":1.02,"d":"1.020"},0.101,0.104,{"v":1E-3,"d":"0.001"},{"v":0.07,"d":"0.070"},{"v":1E-3,"d":"0.001"},{"v":1E-3,"d":"0.001"},{"v":205.81,"d":"205.810"},192.588,116.712,117.137,0.0231,0.0022,0.0022,{"v":2.3E-3,"d":"0.0023"},0.0034,0.0004,0.0002,0.0002,207.391,192.771,116.833,117.262,"--","--",0.797,{"v":0.85,"d":"0.850"},0.024,854.099,0.046,0.006,856.887,"--",{"v":240455.873,"d":"240,456"},{"v":47616.761,"d":"47,617"},{"v":69827484.386,"d":"69,827,484"},{"v":16165384,"d":"16,165,384"},{"v":28829084.69,"d":"28,829,085"},{"v":5423131.772,"d":"5,423,132"},{"v":13473161,"d":"13,473,161"},{"v":28727805.27,"d":"28,727,805"},{"v":7740498,"d":"7,740,498"},{"v":997596.866,"d":"997,597"},{"v":401087.65,"d":"401,088"},{"v":87679625.536,"d":"87,679,626"},{"v":84193680.732,"d":"84,193,681"},{"v":55364596.042,"d":"55,364,596"},{"v":76937373.308,"d":"76,937,373"},{"v":94935932.96,"d":"94,935,933"},{"v":0.00139902977501963,"d":"0.1%"},{"v":0.00027704570322137,"d":"0.0%"},{"v":0.406273003657234,"d":"40.6%"},{"v":0.0940540701229865,"d":"9.4%"},{"v":0.167734509307962,"d":"16.8%"},{"v":0.0315530776113876,"d":"3.2%"},{"v":0.0783900728539629,"d":"7.8%"},{"v":0.167145241421056,"d":"16.7%"},{"v":0.0450360685325407,"d":"4.5%"},{"v":0.00580425714534437,"d":"0.6%"},{"v":0.00233362386928537,"d":"0.2%"},{"v":0.510141030273091,"d":"51.0%"},{"v":0.489858969726909,"d":"49.0%"},{"v":0.322124460418947,"d":"32.2%"},{"v":0.447640037761492,"d":"44.8%"},{"v":0.552359962238508,"d":"55.2%"},{"v":143110.894219178,"d":"143,111"},{"v":101681.315102927,"d":"101,681"},{"v":41044578.7146253,"d":"41,044,579"},0,0,{"v":1733805.23912015,"d":"1,733,805"},0,0,0,0,0,{"v":3.32636748334794E-3,"d":"0.3%"},{"v":0.00236340791571344,"d":"0.2%"},{"v":0.954010893083697,"d":"95.4%"},{"v":0,"d":"0.0%"},{"v":0,"d":"0.0%"},{"v":0.0402993315172418,"d":"4.0%"},{"v":0,"d":"0.0%"},{"v":0,"d":"0.0%"},{"v":0,"d":"0.0%"},{"v":0,"d":"0.0%"},{"v":0,"d":"0.0%"}]
[2019,"Chugach Electric Assn Inc","CEA",662,{"v":7376803.977,"d":"7,376,804"},{"v":2926224,"d":"2,926,224"},{"v":8216749.977,"d":"8,216,750"},{"v":3270428,"d":"3,270,428"},{"v":947310.999,"d":"947,311"},{"v":375015.998,"d":"375,016"},{"v":1180.288,"d":"1,180"},{"v":468.194,"d":"468"},{"v":11.788,"d":"12"},{"v":431133.834,"d":"431,134"},{"v":16263.083,"d":"16,263"},{"v":1626.309,"d":"1,626"},{"v":431579.443,"d":"431,579"},"--",2.492,2.497,0.025,910.227,0.017,{"v":2E-3,"d":"0.002"},911.167,"--",{"v":0.32,"d":"0.320"},{"v":0.32,"d":"0.320"},0.003,116.889,{"v":0.00220462452990568,"d":"0.002"},{"v":0.000220462547882611,"d":"0.000"},{"v":117.009871577343,"d":"117.010"},"--",2.767,2.773,0.028,{"v":1010.879,"d":"1,010.879"},0.019,{"v":2E-3,"d":"0.002"},{"v":1011.924,"d":"1,011.924"},"--",{"v":0,"d":"0.000"},{"v":0,"d":"0.000"},2.767,2.767,{"v":0,"d":"0.000"},{"v":0,"d":"0.000"},2.784,2.784,{"v":0,"d":"0.000"},{"v":0,"d":"0.000"},0.028,0.028,{"v":0,"d":"0.000"},{"v":0,"d":"0.000"},{"v":1010.879,"d":"1,010.879"},{"v":1010.879,"d":"1,010.879"},{"v":0,"d":"0.0000"},{"v":0,"d":"0.0000"},0.0191,0.0191,{"v":0,"d":"0.0000"},{"v":0,"d":"0.0000"},{"v":1.9E-3,"d":"0.0019"},{"v":1.9E-3,"d":"0.0019"},{"v":0,"d":"0.000"},{"v":0,"d":"0.000"},{"v":1011.924,"d":"1,011.924"},{"v":1011.924,"d":"1,011.924"},"--","--",{"v":0,"d":"0.000"},{"v":0,"d":"0.000"},{"v":0.32,"d":"0.320"},{"v":0.32,"d":"0.320"},{"v":0,"d":"0.000"},{"v":0,"d":"0.000"},{"v":0.32,"d":"0.320"},{"v":0.32,"d":"0.320"},{"v":0,"d":"0.000"},{"v":0,"d":"0.000"},0.003,0.003,{"v":0,"d":"0.000"},{"v":0,"d":"0.000"},116.889,116.889,{"v":0,"d":"0.0000"},{"v":0,"d":"0.0000"},0.0022,0.0022,{"v":0,"d":"0.0000"},{"v":0,"d":"0.0000"},0.0002,0.0002,{"v":0,"d":"0.000"},{"v":0,"d":"0.000"},{"v":117.01,"d":"117.010"},{"v":117.01,"d":"117.010"},"--","--",2.942,2.958,0.029,{"v":1074.644,"d":"1,074.644"},{"v":0.02,"d":"0.020"},{"v":2E-3,"d":"0.002"},{"v":1075.755,"d":"1,075.755"},"--",0,0,{"v":852988,"d":"852,988"},0,{"v":46102,"d":"46,102"},0,{"v":48221,"d":"48,221"},0,0,0,0,{"v":852988,"d":"852,988"},{"v":94323,"d":"94,323"},{"v":48221,"d":"48,221"},{"v":852988,"d":"852,988"},{"v":94323,"d":"94,323"},{"v":0,"d":"0.0%"},{"v":0,"d":"0.0%"},{"v":0.900430798333388,"d":"90.0%"},{"v":0,"d":"0.0%"},{"v":0.0486661719329766,"d":"4.9%"},{"v":0,"d":"0.0%"},{"v":0.0509030297336355,"d":"5.1%"},{"v":0,"d":"0.0%"},{"v":0,"d":"0.0%"},{"v":0,"d":"0.0%"},{"v":0,"d":"0.0%"},{"v":0.900430798333388,"d":"90.0%"},{"v":0.0995692016666121,"d":"10.0%"},{"v":0.0509030297336355,"d":"5.1%"},{"v":0.900430798333388,"d":"90.0%"},{"v":0.0995692016666121,"d":"10.0%"},0,0,{"v":524892.420928968,"d":"524,892"},0,0,0,0,0,0,0,0,{"v":0,"d":"0.0%"},{"v":0,"d":"0.0%"},{"v":1,"d":"100.0%"},{"v":0,"d":"0.0%"},{"v":0,"d":"0.0%"},{"v":0,"d":"0.0%"},{"v":0,"d":"0.0%"},{"v":0,"d":"0.0%"},{"v":0,"d":"0.0%"},{"v":0,"d":"0.0%"},{"v":0,"d":"0.0%"}]
[2019,"City of Homestead","HST",{"v":58.4,"d":"58"},{"v":794.002,"d":"794"},{"v":409.997,"d":"410"},{"v":794.002,"d":"794"},{"v":409.997,"d":"410"},{"v":-511.996,"d":"(512)"},{"v":-266,"d":"(266)"},{"v":1.28,"d":"1"},{"v":0.662,"d":"1"},{"v":0.115,"d":"0"},{"v":46.459,"d":"46"},{"v":5.238,"d":"5"},{"v":1.047,"d":"1"},{"v":46.68,"d":"47"},"--",{"v":-5,"d":"(5.000)"},{"v":-4.977,"d":"(4.977)"},{"v":-0.449,"d":"(0.449)"},{"v":-181.482,"d":"(181.482)"},{"v":-0.01,"d":"(0.010)"},{"v":-2E-3,"d":"(0.002)"},{"v":-182.345,"d":"(182.345)"},"--",3.224,3.229,{"v":0.29,"d":"0.290"},117.025,{"v":0.00659696071294531,"d":"0.007"},{"v":0.0013186364769862,"d":"0.001"},{"v":117.581567804615,"d":"117.582"},"--",{"v":-5,"d":"(5.000)"},{"v":-4.977,"d":"(4.977)"},{"v":-0.449,"d":"(0.449)"},{"v":-181.48,"d":"(181.480)"},{"v":-0.01,"d":"(0.010)"},{"v":-2E-3,"d":"(0.002)"},{"v":-182.344,"d":"(182.344)"},"--",{"v":0,"d":"0.000"},{"v":0,"d":"0.000"},{"v":-5,"d":"(5.000)"},{"v":-5,"d":"(5.000)"},{"v":0,"d":"0.000"},{"v":0,"d":"0.000"},{"v":-4.977,"d":"(4.977)"},{"v":-4.977,"d":"(4.977)"},{"v":0,"d":"0.000"},{"v":0,"d":"0.000"},{"v":-0.449,"d":"(0.449)"},{"v":-0.449,"d":"(0.449)"},{"v":0,"d":"0.000"},{"v":0,"d":"0.000"},{"v":-181.482,"d":"(181.482)"},{"v":-181.482,"d":"(181.482)"},{"v":0,"d":"0.0000"},{"v":0,"d":"0.0000"},{"v":-0.0102,"d":"(0.0102)"},{"v":-0.0102,"d":"(0.0102)"},{"v":0,"d":"0.0000"},{"v":0,"d":"0.0000"},{"v":-2E-3,"d":"(0.0020)"},{"v":-2E-3,"d":"(0.0020)"},{"v":0,"d":"0.000"},{"v":0,"d":"0.000"},{"v":-182.345,"d":"(182.345)"},{"v":-182.345,"d":"(182.345)"},"--","--",{"v":0,"d":"0.000"},{"v":0,"d":"0.000"},3.224,3.224,{"v":0,"d":"0.000"},{"v":0,"d":"0.000"},3.229,3.229,{"v":0,"d":"0.000"},{"v":0,"d":"0.000"},{"v":0.29,"d":"0.290"},{"v":0.29,"d":"0.290"},{"v":0,"d":"0.000"},{"v":0,"d":"0.000"},117.025,117.025,{"v":0,"d":"0.0000"},{"v":0,"d":"0.0000"},{"v":6.6E-3,"d":"0.0066"},{"v":6.6E-3,"d":"0.0066"},{"v":0,"d":"0.0000"},{"v":0,"d":"0.0000"},0.0013,0.0013,{"v":0,"d":"0.000"},{"v":0,"d":"0.000"},117.582,117.582,"--","--",{"v":0,"d":"0.000"},{"v":0,"d":"0.000"},{"v":0,"d":"0.000"},{"v":0,"d":"0.000"},{"v":0,"d":"0.000"},{"v":0,"d":"0.000"},{"v":0,"d":"0.000"},"--",0,{"v":-510.026,"d":"(510)"},{"v":-1.974,"d":"(2)"},0,0,0,0,0,0,0,0,{"v":-512,"d":"(512)"},0,0,{"v":-512,"d":"(512)"},0,{"$nulls":16},0,0,0,0,0,0,0,0,0,0,0]
[2019,"City of Tacoma, Department of Public Utilities, Light Division","TPWR",{"v":830.6,"d":"831"},{"v":1984057.952,"d":"1,984,058"},{"v":916834.318,"d":"916,834"},{"v":16340413.979,"d":"16,340,414"},{"v":6808774.324,"d":"6,808,774"},{"v":1899956,"d":"1,899,956"},{"v":803631.998,"d":"803,632"},{"v":144.033,"d":"144"},{"v":67.112,"d":"67"},{"v":385.02,"d":"385"},{"v":2089.392,"d":"2,089"},{"v":56124.574,"d":"56,125"},{"v":12179.852,"d":"12,180"},{"v":4605.747,"d":"4,606"},"--",0.152,0.167,0.405,2.199,{"v":0.03,"d":"0.030"},0.006,4.848,"--",0.145,0.146,0.388,2.106,{"v":0.0282877694895073,"d":"0.028"},{"v":0.00613885899236072,"d":"0.006"},{"v":4.64275450760624,"d":"4.643"},"--",1.001,1.103,2.676,{"v":14.52,"d":"14.520"},0.195,0.042,32.008,"--",{"v":0,"d":"0.000"},{"v":0,"d":"0.000"},{"v":0,"d":"0.000"},{"v":0,"d":"0.000"},{"v":0,"d":"0.000"},{"v":0,"d":"0.000"},{"v":0,"d":"0.000"},{"v":0,"d":"0.000"},{"v":0,"d":"0.000"},{"v":0,"d":"0.000"},{"v":0,"d":"0.000"},{"v":0,"d":"0.000"},{"v":0,"d":"0.000"},{"v":0,"d":"0.000"},{"v":0,"d":"0.000"},{"v":0,"d":"0.000"},{"v":0,"d":"0.0000"},{"v":0,"d":"0.0000"},{"v":0,"d":"0.0000"},{"v":0,"d":"0.0000"},{"v":0,"d":"0.0000"},{"v":0,"d":"0.0000"},{"v":0,"d":"0.0000"},{"v":0,"d":"0.0000"},{"v":0,"d":"0.000"},{"v":0,"d":"0.000"},{"v":0,"d":"0.000"},{"v":0,"d":"0.000"},"--","--",{"v":0,"d":"0.000"},{"v":0,"d":"0.000"},{"v":0,"d":"0.000"},{"v":0,"d":"0.000"},{"v":0,"d":"0.000"},{"v":0,"d":"0.000"},{"v":0,"d":"0.000"},{"v":0,"d":"0.000"},{"v":0,"d":"0.000"},{"v":0,"d":"0.000"},{"v":0,"d":"0.000"},{"v":0,"d":"0.000"},{"v":0,"d":"0.000"},{"v":0,"d":"0.000"},{"v":0,"d":"0.000"},{"v":0,"d":"0.000"},{"v":0,"d":"0.0000"},{"v":0,"d":"0.0000"},{"v":0,"d":"0.0000"},{"v":0,"d":"0.0000"},{"v":0,"d":"0.0000"},{"v":0,"d":"0.0000"},{"v":0,"d":"0.0000"},{"v":0,"d":"0.0000"},{"v":0,"d":"0.000"},{"v":0,"d":"0.000"},{"v":0,"d":"0.000"},{"v":0,"d":"0.000"},"--","--",1.001,0.945,2.676,{"v":14.52,"d":"14.520"},0.195,0.042,32.008,"--",0,{"v":729.799,"d":"730"},{"v":3994.528,"d":"3,995"},0,{"v":1612168,"d":"1,612,168"},{"v":283063.671,"d":"283,064"},0,0,0,0,0,{"v":4724.327,"d":"4,724"},{"v":1895231.671,"d":"1,895,232"},{"v":283063.671,"d":"283,064"},{"v":287787.998,"d":"287,788"},{"v":1612168,"d":"1,612,168"},{"v":0,"d":"0.0%"},{"v":0.000384113632509504,"d":"0.0%"},{"v":0.00210243184800325,"d":"0.2%"},{"v":0,"d":"0.0%"},{"v":0.848529124725551,"d":"84.9%"},{"v":0.148984329793937,"d":"14.9%"},{"v":0,"d":"0.0%"},{"v":0,"d":"0.0%"},{"v":0,"d":"0.0%"},{"v":0,"d":"0.0%"},{"v":0,"d":"0.0%"},{"v":2.48654548051275E-3,"d":"0.2%"},{"v":0.997513454519487,"d":"99.8%"},{"v":0.148984329793937,"d":"14.9%"},{"v":0.151470875274449,"d":"15.1%"},{"v":0.848529124725551,"d":"84.9%"},0,0,0,0,0,{"v":137504.870957001,"d":"137,505"},0,0,0,0,0,{"v":0,"d":"0.0%"},{"v":0,"d":"0.0%"},{"v":0,"d":"0.0%"},{"v":0,"d":"0.0%"},{"v":0,"d":"0.0%"},{"v":1,"d":"100.0%"},{"v":0,"d":"0.0%"},{"v":0,"d":"0.0%"},{"v":0,"d":"0.0%"},{"v":0,"d":"0.0%"},{"v":0,"d":"0.0%"}]
[2019,"City of Tallahassee","TAL",{"v":1544.6,"d":"1,545"},{"v":19987831.844,"d":"19,987,832"},{"v":9315590.156,"d":"9,315,590"},{"v":20339507.844,"d":"20,339,508"},{"v":9470115.156,"d":"9,470,115"},{"v":2940845,"d":"2,940,845"},{"v":1395035.999,"d":"1,395,036"},{"v":484.854,"d":"485"},{"v":230.891,"d":"231"},{"v":6.25,"d":"6"},{"v":1187646.039,"d":"1,187,646"},{"v":51223.926,"d":"51,224"},{"v":5122.393,"d":"5,122"},{"v":1189049.574,"d":"1,189,050"},"--",{"v":0.33,"d":"0.330"},0.331,0.004,{"v":807.69,"d":"807.690"},0.017,{"v":2E-3,"d":"0.002"},808.645,"--",0.049,{"v":0.05,"d":"0.050"},{"v":1E-3,"d":"0.001"},118.837,{"v":0.00256275550043596,"d":"0.003"},{"v":0.000256275570055771,"d":"0.000"},{"v":118.977344144201,"d":"118.977"},"--",0.334,0.336,0.004,818.684,0.018,{"v":2E-3,"d":"0.002"},819.652,"--",{"v":0,"d":"0.000"},{"v":0,"d":"0.000"},0.334,0.334,{"v":0,"d":"0.000"},{"v":0,"d":"0.000"},0.335,0.335,{"v":0,"d":"0.000"},{"v":0,"d":"0.000"},0.004,0.004,{"v":0,"d":"0.000"},{"v":0,"d":"0.000"},818.684,818.684,{"v":0,"d":"0.0000"},{"v":0,"d":"0.0000"},0.0177,0.0177,{"v":0,"d":"0.0000"},{"v":0,"d":"0.0000"},{"v":1.8E-3,"d":"0.0018"},{"v":1.8E-3,"d":"0.0018"},{"v":0,"d":"0.000"},{"v":0,"d":"0.000"},819.652,819.652,"--","--",{"v":0,"d":"0.000"},{"v":0,"d":"0.000"},0.049,0.049,{"v":0,"d":"0.000"},{"v":0,"d":"0.000"},{"v":0.05,"d":"0.050"},{"v":0.05,"d":"0.050"},{"v":0,"d":"0.000"},{"v":0,"d":"0.000"},{"v":1E-3,"d":"0.001"},{"v":1E-3,"d":"0.001"},{"v":0,"d":"0.000"},{"v":0,"d":"0.000"},118.837,118.837,{"v":0,"d":"0.0000"},{"v":0,"d":"0.0000"},0.0026,0.0026,{"v":0,"d":"0.0000"},{"v":0,"d":"0.0000"},0.0003,0.0003,{"v":0,"d":"0.000"},{"v":0,"d":"0.000"},118.977,118.977,"--","--",0.363,0.362,0.004,827.609,0.018,{"v":2E-3,"d":"0.002"},828.581,"--",0,0,{"v":2901353,"d":"2,901,353"},0,0,0,0,{"v":39492,"d":"39,492"},0,0,0,{"v":2901353,"d":"2,901,353"},{"v":39492,"d":"39,492"},{"v":39492,"d":"39,492"},{"v":2901353,"d":"2,901,353"},{"v":39492,"d":"39,492"},{"v":0,"d":"0.0%"},{"v":0,"d":"0.0%"},{"v":0.986571206574981,"d":"98.7%"},{"v":0,"d":"0.0%"},{"v":0,"d":"0.0%"},{"v":0,"d":"0.0%"},{"v":0,"d":"0.0%"},{"v":0.013428793425019,"d":"1.3%"},{"v":0,"d":"0.0%"},{"v":0,"d":"0.0%"},{"v":0,"d":"0.0%"},{"v":0.986571206574981,"d":"98.7%"},{"v":0.013428793425019,"d":"1.3%"},{"v":0.013428793425019,"d":"1.3%"},{"v":0.986571206574981,"d":"98.7%"},{"v":0.013428793425019,"d":"1.3%"},0,0,{"v":2416090.45366588,"d":"2,416,090"},0,0,0,0,0,0,0,0,{"v":0,"d":"0.0%"},{"v":0,"d":"0.0%"},{"v":1,"d":"100.0%"},{"v":0,"d":"0.0%"},{"v":0,"d":"0.0%"},{"v":0,"d":"0.0%"},{"v":0,"d":"0.0%"},{"v":0,"d":"0.0%"},{"v":0,"d":"0.0%"},{"v":0,"d":"0.0%"},{"v":0,"d":"0.0%"}]
[2019,"Constellation Energy Control and Dispatch, LLC","CSTO",{"v":689.4,"d":"689"},{"v":31517371,"d":"31,517,371"},{"v":12002982,"d":"12,002,982"},{"v":31517371,"d":"31,517,371"},{"v":12002982,"d":"12,002,982"},{"v":4298264,"d":"4,298,264"},{"v":1632155,"d":"1,632,155"},{"v":240.503,"d":"241"},{"v":91.303,"d":"91"},{"v":9.455,"d":"9"},{"v":1873029.438,"d":"1,873,029"},{"v":68514.848,"d":"68,515"},{"v":6851.485,"d":"6,851"},{"v":1874906.744,"d":"1,874,907"},"--",0.112,0.112,0.004,871.528,0.016,{"v":2E-3,"d":"0.002"},872.402,"--",0.015,0.015,{"v":1E-3,"d":"0.001"},118.857,{"v":2.17387573348044E-3,"d":"0.002"},{"v":0.00021738757969375,"d":"0.000"},{"v":118.976087440796,"d":"118.976"},"--",0.112,0.112,0.004,871.528,0.016,{"v":2E-3,"d":"0.002"},872.402,"--",{"v":0,"d":"0.000"},{"v":0,"d":"0.000"},0.112,0.112,{"v":0,"d":"0.000"},{"v":0,"d":"0.000"},0.112,0.112,{"v":0,"d":"0.000"},{"v":0,"d":"0.000"},0.004,0.004,{"v":0,"d":"0.000"},{"v":0,"d":"0.000"},871.528,871.528,{"v":0,"d":"0.0000"},{"v":0,"d":"0.0000"},0.0159,0.0159,{"v":0,"d":"0.0000"},{"v":0,"d":"0.0000"},0.0016,0.0016,{"v":0,"d":"0.000"},{"v":0,"d":"0.000"},872.402,872.402,"--","--",{"v":0,"d":"0.000"},{"v":0,"d":"0.000"},0.015,0.015,{"v":0,"d":"0.000"},{"v":0,"d":"0.000"},0.015,0.015,{"v":0,"d":"0.000"},{"v":0,"d":"0.000"},{"v":1E-3,"d":"0.001"},{"v":1E-3,"d":"0.001"},{"v":0,"d":"0.000"},{"v":0,"d":"0.000"},118.857,118.857,{"v":0,"d":"0.0000"},{"v":0,"d":"0.0000"},0.0022,0.0022,{"v":0,"d":"0.0000"},{"v":0,"d":"0.0000"},0.0002,0.0002,{"v":0,"d":"0.000"},{"v":0,"d":"0.000"},118.976,118.976,"--","--",0.112,0.112,0.004,871.528,0.016,{"v":2E-3,"d":"0.002"},872.402,"--",0,0,{"v":4298264,"d":"4,298,264"},0,0,0,0,0,0,0,0,{"v":4298264,"d":"4,298,264"},0,0,{"v":4298264,"d":"4,298,264"},0,{"v":0,"d":"0.0%"},{"v":0,"d":"0.0%"},{"v":1,"d":"100.0%"},{"v":0,"d":"0.0%"},{"v":0,"d":"0.0%"},{"v":0,"d":"0.0%"},{"v":0,"d":"0.0%"},{"v":0,"d":"0.0%"},{"v":0,"d":"0.0%"},{"v":0,"d":"0.0%"},{"v":0,"d":"0.0%"},{"v":1,"d":"100.0%"},{"v":0,"d":"0.0%"},{"v":0,"d":"0.0%"},{"v":1,"d":"100.0%"},{"v":0,"d":"0.0%"},0,0,{"v":632317.754281291,"d":"632,318"},0,0,0,0,0,0,0,0,{"v":0,"d":"0.0%"},{"v":0,"d":"0.0%"},{"v":1,"d":"100.0%"},{"v":0,"d":"0.0%"},{"v":0,"d":"0.0%"},{"v":0,"d":"0.0%"},{"v":0,"d":"0.0%"},{"v":0,"d":"0.0%"},{"v":0,"d":"0.0%"},{"v":0,"d":"0.0%"},{"v":0,"d":"0.0%"}]
[2019,"Duke Energy Carolinas","DUK",{"v":38899.2,"d":"38,899"},{"v":455925102.07,"d":"455,925,102"},{"v":235678172.896,"d":"235,678,173"},{"v":1148055715.091,"d":"1,148,055,715"},{"v":530037057.908,"d":"530,037,058"},{"v":120675584.841,"d":"120,675,585"},{"v":55360929.304,"d":"55,360,929"},{"v":20882.282,"d":"20,882"},{"v":11561.956,"d":"11,562"},{"v":10202.027,"d":"10,202"},{"v":35698407.282,"d":"35,698,407"},{"v":5335069.034,"d":"5,335,069"},{"v":756250.806,"d":"756,251"},{"v":35877748.831,"d":"35,877,749"},"--",0.346,0.418,0.169,591.643,0.044,0.006,594.615,"--",0.092,0.098,0.045,156.598,{"v":0.0117016347855769,"d":"0.012"},{"v":1.65871719404449E-3,"d":"0.002"},{"v":157.384397867576,"d":"157.384"},"--",{"v":0.77,"d":"0.770"},{"v":0.93,"d":"0.930"},0.376,{"v":1317.058,"d":"1,317.058"},0.098,0.014,{"v":1323.674,"d":"1,323.674"},"--",1.646,7.556,0.152,0.774,1.681,6.026,{"v":0.15,"d":"0.150"},0.855,0.904,0.594,0.004,0.377,{"v":1961.431,"d":"1,961.431"},{"v":2185.902,"d":"2,185.902"},880.117,{"v":1327.869,"d":"1,327.869"},0.2207,0.0498,0.0131,0.0989,0.0321,0.0067,0.0013,{"v":0.014,"d":"0.0140"},{"v":1976.503,"d":"1,976.503"},{"v":2189.135,"d":"2,189.135"},880.835,{"v":1334.523,"d":"1,334.523"},"--","--",0.169,0.433,0.021,0.092,0.171,{"v":0.37,"d":"0.370"},{"v":0.02,"d":"0.020"},0.099,0.093,0.034,{"v":1E-3,"d":"0.001"},0.045,200.791,{"v":125.26,"d":"125.260"},118.891,158.342,0.0226,0.0029,{"v":1.8E-3,"d":"0.0018"},0.0118,{"v":3.3E-3,"d":"0.0033"},0.0004,0.0002,0.0017,202.334,125.445,118.988,159.136,"--","--",0.829,{"v":0.92,"d":"0.920"},0.397,{"v":1374.091,"d":"1,374.091"},0.106,0.015,{"v":1381.268,"d":"1,381.268"},"--",{"v":20920865.933,"d":"20,920,866"},{"v":113381.147,"d":"113,381"},{"v":32732374.826,"d":"32,732,375"},{"v":61066543,"d":"61,066,543"},{"v":1999344.48,"d":"1,999,344"},{"v":442712.275,"d":"442,712"},0,{"v":3400364.31,"d":"3,400,364"},0,0,0,{"v":114833164.906,"d":"114,833,165"},{"v":5842421.065,"d":"5,842,421"},{"v":3843076.585,"d":"3,843,077"},{"v":54209334.181,"d":"54,209,334"},{"v":66466251.79,"d":"66,466,252"},{"v":0.17336452742005,"d":"17.3%"},{"v":0.0009395533163373,"d":"0.1%"},{"v":0.271242725383294,"d":"27.1%"},{"v":0.506038918383004,"d":"50.6%"},{"v":0.0165679284994769,"d":"1.7%"},{"v":0.0036686150843004,"d":"0.4%"},{"v":0,"d":"0.0%"},{"v":0.0281777319135385,"d":"2.8%"},{"v":0,"d":"0.0%"},{"v":0,"d":"0.0%"},{"v":0,"d":"0.0%"},{"v":0.951585724502684,"d":"95.2%"},{"v":0.0484142754973157,"d":"4.8%"},{"v":0.0318463469978389,"d":"3.2%"},{"v":0.449215421203981,"d":"44.9%"},{"v":0.550784578796019,"d":"55.1%"},{"v":16961049.7802451,"d":"16,961,050"},{"v":28238.006,"d":"28,238"},{"v":20291015.7508992,"d":"20,291,016"},0,0,{"v":156430.141679413,"d":"156,430"},0,0,0,0,0,{"v":0.453059017534941,"d":"45.3%"},{"v":0.000754286050761232,"d":"0.1%"},{"v":0.542008176380434,"d":"54.2%"},{"v":0,"d":"0.0%"},{"v":0,"d":"0.0%"},{"v":0.00417852003386446,"d":"0.4%"},{"v":0,"d":"0.0%"},{"v":0,"d":"0.0%"},{"v":0,"d":"0.0%"},{"v":0,"d":"0.0%"},{"v":0,"d":"0.0%"}]
[2019,"Duke Energy Florida Inc","FPC",{"v":22917.5,"d":"22,918"},{"v":350926745.043,"d":"350,926,745"},{"v":175979670.164,"d":"175,979,670"},{"v":354161525.043,"d":"354,161,525"},{"v":177493145.164,"d":"177,493,145"},{"v":42696390.153,"d":"42,696,390"},{"v":21515753.565,"d":"21,515,754"},{"v":10404.753,"d":"10,405"},{"v":5429.156,"d":"5,429"},{"v":4106.95,"d":"4,107"},{"v":22531155.651,"d":"22,531,156"},{"v":2962502.072,"d":"2,962,502"},{"v":389760.841,"d":"389,761"},{"v":22626261.293,"d":"22,626,261"},"--",0.487,0.505,0.192,{"v":1055.413,"d":"1,055.413"},0.069,0.009,{"v":1059.868,"d":"1,059.868"},"--",0.059,0.062,0.023,128.409,{"v":0.00844193870614506,"d":"0.008"},{"v":0.00111066154548079,"d":"0.001"},{"v":128.951478407424,"d":"128.951"},"--",0.492,0.509,0.194,{"v":1064.469,"d":"1,064.469"},{"v":0.07,"d":"0.070"},0.009,{"v":1068.962,"d":"1,068.962"},"--",0.391,12.982,0.313,0.343,0.438,{"v":12.98,"d":"12.980"},0.296,0.345,0.425,7.309,0.011,0.164,{"v":1212.931,"d":"1,212.931"},{"v":2363.708,"d":"2,363.708"},{"v":980.12,"d":"980.120"},{"v":1066.1,"d":"1,066.100"},0.0819,0.0957,{"v":0.018,"d":"0.0180"},0.0416,0.0114,0.0191,{"v":1.8E-3,"d":"0.0018"},0.0054,{"v":1218.387,"d":"1,218.387"},{"v":2371.806,"d":"2,371.806"},{"v":981.11,"d":"981.110"},{"v":1068.738,"d":"1,068.738"},"--","--",{"v":0.05,"d":"0.050"},0.897,0.038,0.042,0.053,0.897,0.037,0.043,0.054,0.505,{"v":1E-3,"d":"0.001"},{"v":0.02,"d":"0.020"},154.722,163.326,{"v":118.96,"d":"118.960"},131.744,0.0105,{"v":6.6E-3,"d":"0.0066"},0.0022,0.0051,{"v":1.5E-3,"d":"0.0015"},0.0013,0.0002,0.0007,155.418,163.885,{"v":119.08,"d":"119.080"},{"v":132.07,"d":"132.070"},"--","--",0.408,0.413,0.189,{"v":1075.721,"d":"1,075.721"},0.053,0.007,{"v":1079.144,"d":"1,079.144"},"--",{"v":4298914.9,"d":"4,298,915"},{"v":62377.88,"d":"62,378"},{"v":36476606.174,"d":"36,476,606"},0,{"v":6685,"d":"6,685"},{"v":1397917.336,"d":"1,397,917"},0,{"v":356569,"d":"356,569"},0,0,{"v":97320.166,"d":"97,320"},{"v":40935219.12,"d":"40,935,219"},{"v":1761171.336,"d":"1,761,171"},{"v":1754486.336,"d":"1,754,486"},{"v":42333136.456,"d":"42,333,136"},{"v":363254,"d":"363,254"},{"v":0.100685675160999,"d":"10.1%"},{"v":1.46096378016503E-3,"d":"0.1%"},{"v":0.854325290368288,"d":"85.4%"},{"v":0,"d":"0.0%"},{"v":1.56570612377388E-4,"d":"0.0%"},{"v":0.0327408785864603,"d":"3.3%"},{"v":0,"d":"0.0%"},{"v":0.00835126801567584,"d":"0.8%"},{"v":0,"d":"0.0%"},{"v":0,"d":"0.0%"},{"v":0.00227935347603427,"d":"0.2%"},{"v":0.958751282785486,"d":"95.9%"},{"v":0.0412487172145136,"d":"4.1%"},{"v":0.0410921466021362,"d":"4.1%"},{"v":0.991492161371947,"d":"99.1%"},{"v":0.00850783862805323,"d":"0.9%"},{"v":11939892.6355085,"d":"11,939,893"},{"v":3292,"d":"3,292"},{"v":18825526.4294472,"d":"18,825,526"},0,0,{"v":551291.530423135,"d":"551,292"},0,0,0,0,0,{"v":0.381222594064221,"d":"38.1%"},{"v":1.05108548122717E-4,"d":"0.0%"},{"v":0.601070398130327,"d":"60.1%"},{"v":0,"d":"0.0%"},{"v":0,"d":"0.0%"},{"v":0.0176018992573288,"d":"1.8%"},{"v":0,"d":"0.0%"},{"v":0,"d":"0.0%"},{"v":0,"d":"0.0%"},{"v":0,"d":"0.0%"},{"v":0,"d":"0.0%"}]
[2019,"Duke Energy Progress East","CPLE",{"v":23042.3,"d":"23,042"},{"v":242832836.212,"d":"242,832,836"},{"v":117776386.751,"d":"117,776,387"},{"v":572134614.056,"d":"572,134,614"},{"v":262005027.737,"d":"262,005,028"},{"v":58947761.433,"d":"58,947,761"},{"v":27005621.629,"d":"27,005,622"},{"v":10638.839,"d":"10,639"},{"v":5518.692,"d":"5,519"},{"v":11381.585,"d":"11,382"},{"v":18002515.983,"d":"18,002,516"},{"v":3930025.814,"d":"3,930,026"},{"v":562413.659,"d":"562,414"},{"v":18123296.806,"d":"18,123,297"},"--",0.361,0.409,0.386,610.796,0.067,{"v":0.01,"d":"0.010"},614.893,"--",0.088,0.094,0.094,148.271,{"v":0.0161840790368605,"d":"0.016"},{"v":0.00231605275370995,"d":"0.002"},{"v":149.265619005313,"d":"149.266"},"--",0.784,0.888,0.839,{"v":1326.886,"d":"1,326.886"},0.145,0.021,{"v":1335.788,"d":"1,335.788"},"--",1.426,125.527,0.202,0.712,1.432,99.815,0.199,0.794,1.252,32.095,0.005,0.522,{"v":2176.872,"d":"2,176.872"},{"v":11815.61,"d":"11,815.610"},908.334,{"v":1434.062,"d":"1,434.062"},0.2557,0.3528,{"v":0.017,"d":"0.0170"},0.1159,0.0375,0.0706,0.0017,0.0165,{"v":2194.425,"d":"2,194.425"},{"v":11845.452,"d":"11,845.452"},909.269,{"v":1441.881,"d":"1,441.881"},"--","--",{"v":0.13,"d":"0.130"},1.725,0.026,0.079,0.133,{"v":1.94,"d":"1.940"},0.026,0.087,0.114,0.441,{"v":1E-3,"d":"0.001"},0.058,{"v":198.58,"d":"198.580"},162.344,118.869,159.012,0.0233,0.0048,0.0022,0.0128,0.0034,{"v":1E-3,"d":"0.0010"},0.0002,{"v":1.8E-3,"d":"0.0018"},200.181,162.754,118.992,159.879,"--","--",0.838,{"v":0.91,"d":"0.910"},0.814,{"v":1471.564,"d":"1,471.564"},{"v":0.15,"d":"0.150"},0.021,{"v":1481.559,"d":"1,481.559"},"--",{"v":9656809.769,"d":"9,656,810"},{"v":78680.371,"d":"78,680"},{"v":14726234.034,"d":"14,726,234"},{"v":28703669,"d":"28,703,669"},{"v":683687,"d":"683,687"},{"v":2135486.452,"d":"2,135,486"},0,{"v":2425411.56,"d":"2,425,412"},0,{"v":324921.63,"d":"324,922"},{"v":212862,"d":"212,862"},{"v":53703176.804,"d":"53,703,177"},{"v":5244585.012,"d":"5,244,585"},{"v":4560898.012,"d":"4,560,898"},{"v":27134994.256,"d":"27,134,994"},{"v":31812767.56,"d":"31,812,768"},{"v":0.163819786731561,"d":"16.4%"},{"v":1.33474738609404E-3,"d":"0.1%"},{"v":0.249818374444251,"d":"25.0%"},{"v":0.486933992330292,"d":"48.7%"},{"v":0.0115981842047552,"d":"1.2%"},{"v":0.0362267605454763,"d":"3.6%"},{"v":0,"d":"0.0%"},{"v":0.0411451000899864,"d":"4.1%"},{"v":0,"d":"0.0%"},{"v":5.5120265806565E-3,"d":"0.6%"},{"v":3.61102768692778E-3,"d":"0.4%"},{"v":0.911029955159782,"d":"91.1%"},{"v":0.0889700448402178,"d":"8.9%"},{"v":0.0773718606354627,"d":"7.7%"},{"v":0.460322723374967,"d":"46.0%"},{"v":0.539677276625033,"d":"54.0%"},{"v":8706493.74981304,"d":"8,706,494"},{"v":1683.001,"d":"1,683"},{"v":8925620.57008151,"d":"8,925,621"},0,0,{"v":1017643.74003045,"d":"1,017,644"},0,0,0,0,0,{"v":0.466800056970035,"d":"46.7%"},{"v":9.02343681918449e-05,"d":"0.0%"},{"v":0.478548576537649,"d":"47.9%"},{"v":0,"d":"0.0%"},{"v":0,"d":"0.0%"},{"v":0.0545611321241246,"d":"5.5%"},{"v":0,"d":"0.0%"},{"v":0,"d":"0.0%"},{"v":0,"d":"0.0%"},{"v":0,"d":"0.0%"},{"v":0,"d":"0.0%"}]
[2019,"Duke Energy Progress West","CPLW",{"v":35.3,"d":"35"},0,0,{"v":291014,"d":"291,014"},{"v":162431,"d":"162,431"},{"v":32680,"d":"32,680"},{"v":18240,"d":"18,240"},0,0,0,0,0,0,0,"--",{"v":0,"d":"0.000"},{"v":0,"d":"0.000"},{"v":0,"d":"0.000"},{"v":0,"d":"0.000"},{"v":0,"d":"0.000"},{"v":0,"d":"0.000"},{"v":0,"d":"0.000"},"--",{"v":0,"d":"0.000"},{"v":0,"d":"0.000"},{"v":0,"d":"0.000"},{"v":0,"d":"0.000"},{"v":0,"d":"0.000"},{"v":0,"d":"0.000"},{"v":0,"d":"0.000"},"--",{"$nulls":7},"--",{"v":0,"d":"0.000"},{"v":0,"d":"0.000"},{"v":0,"d":"0.000"},{"v":0,"d":"0.000"},{"v":0,"d":"0.000"},{"v":0,"d":"0.000"},{"v":0,"d":"0.000"},{"v":0,"d":"0.000"},{"v":0,"d":"0.000"},{"v":0,"d":"0.000"},{"v":0,"d":"0.000"},{"v":0,"d":"0.000"},{"v":0,"d":"0.000"},{"v":0,"d":"0.000"},{"v":0,"d":"0.000"},{"v":0,"d":"0.000"},{"v":0,"d":"0.0000"},{"v":0,"d":"0.0000"},{"v":0,"d":"0.0000"},{"v":0,"d":"0.0000"},{"v":0,"d":"0.0000"},{"v":0,"d":"0.0000"},{"v":0,"d":"0.0000"},{"v":0,"d":"0.0000"},{"v":0,"d":"0.000"},{"v":0,"d":"0.000"},{"v":0,"d":"0.000"},{"v":0,"d":"0.000"},"--","--",{"v":0,"d":"0.000"},{"v":0,"d":"0.000"},{"v":0,"d":"0.000"},{"v":0,"d":"0.000"},{"v":0,"d":"0.000"},{"v":0,"d":"0.000"},{"v":0,"d":"0.000"},{"v":0,"d":"0.000"},{"v":0,"d":"0.000"},{"v":0,"d":"0.000"},{"v":0,"d":"0.000"},{"v":0,"d":"0.000"},{"v":0,"d":"0.000"},{"v":0,"d":"0.000"},{"v":0,"d":"0.000"},{"v":0,"d":"0.000"},{"v":0,"d":"0.0000"},{"v":0,"d":"0.0000"},{"v":0,"d":"0.0000"},{"v":0,"d":"0.0000"},{"v":0,"d":"0.0000"},{"v":0,"d":"0.0000"},{"v":0,"d":"0.0000"},{"v":0,"d":"0.0000"},{"v":0,"d":"0.000"},{"v":0,"d":"0.000"},{"v":0,"d":"0.000"},{"v":0,"d":"0.000"},"--","--",{"v":0,"d":"0.000"},{"v":0,"d":"0.000"},{"v":0,"d":"0.000"},{"v":0,"d":"0.000"},{"v":0,"d":"0.000"},{"v":0,"d":"0.000"},{"v":0,"d":"0.000"},"--",0,0,0,0,0,0,0,{"v":32680,"d":"32,680"},0,0,0,0,{"v":32680,"d":"32,680"},{"v":32680,"d":"32,680"},0,{"v":32680,"d":"32,680"},{"v":0,"d":"0.0%"},{"v":0,"d":"0.0%"},{"v":0,"d":"0.0%"},{"v":0,"d":"0.0%"},{"v":0,"d":"0.0%"},{"v":0,"d":"0.0%"},{"v":0,"d":"0.0%"},{"v":1,"d":"100.0%"},{"v":0,"d":"0.0%"},{"v":0,"d":"0.0%"},{"v":0,"d":"0.0%"},{"v":0,"d":"0.0%"},{"v":1,"d":"100.0%"},{"v":1,"d":"100.0%"},{"v":0,"d":"0.0%"},{"v":1,"d":"100.0%"},0,0,0,0,0,0,0,0,0,0,0,{"v":0,"d":"0.0%"},{"v":0,"d":"0.0%"},{"v":0,"d":"0.0%"},{"v":0,"d":"0.0%"},{"v":0,"d":"0.0%"},{"v":0,"d":"0.0%"},{"v":0,"d":"0.0%"},{"v":0,"d":"0.0%"},{"v":0,"d":"0.0%"},{"v":0,"d":"0.0%"},{"v":0,"d":"0.0%"}]
[2019,"El Paso Electric Company","EPE",{"v":2705.7,"d":"2,706"},{"v":52434516.953,"d":"52,434,517"},{"v":27297552.714,"d":"27,297,553"},{"v":56416790.953,"d":"56,416,791"},{"v":29224788.714,"d":"29,224,789"},{"v":5730088.001,"d":"5,730,088"},{"v":3056977.999,"d":"3,056,978"},{"v":2856.851,"d":"2,857"},{"v":1529.118,"d":"1,529"},{"v":19.641,"d":"20"},{"v":3103405.791,"d":"3,103,406"},{"v":115856.325,"d":"115,856"},{"v":11588.842,"d":"11,589"},{"v":3106580.732,"d":"3,106,581"},"--",0.997,{"v":1,"d":"1.000"},0.007,{"v":1083.197,"d":"1,083.197"},{"v":0.02,"d":"0.020"},{"v":2E-3,"d":"0.002"},{"v":1084.305,"d":"1,084.305"},"--",0.109,0.112,{"v":1E-3,"d":"0.001"},118.373,{"v":2.20954309741899E-3,"d":"0.002"},{"v":2.21015519421829E-4,"d":"0.000"},{"v":118.493729418147,"d":"118.494"},"--",1.082,1.085,0.007,{"v":1174.889,"d":"1,174.889"},0.022,{"v":2E-3,"d":"0.002"},{"v":1176.091,"d":"1,176.091"},"--",{"v":0,"d":"0.000"},{"v":20,"d":"20.000"},1.085,1.085,{"v":0,"d":"0.000"},12.857,1.079,1.079,{"v":0,"d":"0.000"},1.824,0.006,0.006,{"v":0,"d":"0.000"},874.882,{"v":1178.388,"d":"1,178.388"},{"v":1178.384,"d":"1,178.384"},{"v":0,"d":"0.0000"},0.0413,{"v":0.022,"d":"0.0220"},{"v":0.022,"d":"0.0220"},{"v":0,"d":"0.0000"},0.0083,0.0022,0.0022,{"v":0,"d":"0.000"},878.382,{"v":1179.593,"d":"1,179.593"},{"v":1179.589,"d":"1,179.589"},"--","--",{"v":0,"d":"0.000"},3.203,0.109,0.109,{"v":0,"d":"0.000"},3.209,0.112,0.112,{"v":0,"d":"0.000"},0.292,{"v":1E-3,"d":"0.001"},{"v":1E-3,"d":"0.001"},{"v":0,"d":"0.000"},140.105,118.811,118.811,{"v":0,"d":"0.0000"},{"v":6.6E-3,"d":"0.0066"},0.0022,0.0022,{"v":0,"d":"0.0000"},0.0013,0.0002,0.0002,{"v":0,"d":"0.000"},140.666,118.933,118.933,"--","--",1.058,1.058,0.007,{"v":1181.8,"d":"1,181.800"},0.022,{"v":2E-3,"d":"0.002"},{"v":1183.01,"d":"1,183.010"},"--",0,{"v":458.663,"d":"459"},{"v":5266765.48,"d":"5,266,765"},0,0,{"v":15669,"d":"15,669"},{"v":132292,"d":"132,292"},{"v":314903,"d":"314,903"},0,0,0,{"v":5267224.143,"d":"5,267,224"},{"v":462864,"d":"462,864"},{"v":462864,"d":"462,864"},{"v":5282893.143,"d":"5,282,893"},{"v":447195,"d":"447,195"},{"v":0,"d":"0.0%"},{"v":8.00446674734511e-05,"d":"0.0%"},{"v":0.919142140323617,"d":"91.9%"},{"v":0,"d":"0.0%"},{"v":0,"d":"0.0%"},{"v":2.73451290956869E-3,"d":"0.3%"},{"v":0.0230872539302228,"d":"2.3%"},{"v":0.054956048169118,"d":"5.5%"},{"v":0,"d":"0.0%"},{"v":0,"d":"0.0%"},{"v":0,"d":"0.0%"},{"v":0.91922218499109,"d":"91.9%"},{"v":0.0807778150089096,"d":"8.1%"},{"v":0.0807778150089096,"d":"8.1%"},{"v":0.921956697900659,"d":"92.2%"},{"v":0.0780433020993409,"d":"7.8%"},0,68,{"v":4412644.18362697,"d":"4,412,644"},0,0,{"v":6294.54227311644,"d":"6,295"},0,0,0,0,0,{"v":0,"d":"0.0%"},{"v":1.53880734332101E-5,"d":"0.0%"},{"v":0.998560187239403,"d":"99.9%"},{"v":0,"d":"0.0%"},{"v":0,"d":"0.0%"},{"v":0.00142442468716414,"d":"0.1%"},{"v":0,"d":"0.0%"},{"v":0,"d":"0.0%"},{"v":0,"d":"0.0%"},{"v":0,"d":"0.0%"},{"v":0,"d":"0.0%"}]
[2019,"Electric Energy, Inc.","EEI",{"v":1401.3,"d":"1,401"},{"v":47840873.036,"d":"47,840,873"},{"v":20083639.88,"d":"20,083,640"},{"v":47840873.036,"d":"47,840,873"},{"v":20083639.88,"d":"20,083,640"},{"v":4420336.999,"d":"4,420,337"},{"v":1855218,"d":"1,855,218"},{"v":2705.107,"d":"2,705"},{"v":1130.975,"d":"1,131"},{"v":10436.224,"d":"10,436"},{"v":5002726.682,"d":"5,002,727"},{"v":1182981.839,"d":"1,182,982"},{"v":171984.649,"d":"171,985"},{"v":5043139.668,"d":"5,043,140"},"--",1.224,1.219,4.722,{"v":2263.505,"d":"2,263.505"},0.268,0.039,{"v":2281.79,"d":"2,281.790"},"--",0.113,0.113,0.436,{"v":209.14,"d":"209.140"},{"v":0.0247274299971452,"d":"0.025"},{"v":3.59493123945674E-3,"d":"0.004"},{"v":210.829750711492,"d":"210.830"},"--",1.224,1.219,4.722,{"v":2263.505,"d":"2,263.505"},0.268,0.039,{"v":2281.79,"d":"2,281.790"},"--",1.223,{"v":0,"d":"0.000"},1.887,1.224,1.215,{"v":0,"d":"0.000"},3.306,1.219,{"v":4.73,"d":"4.730"},{"v":0,"d":"0.000"},0.009,4.722,{"v":2264.384,"d":"2,264.384"},{"v":0,"d":"0.000"},{"v":1756.244,"d":"1,756.244"},{"v":2263.505,"d":"2,263.505"},{"v":0.268,"d":"0.2680"},{"v":0,"d":"0.0000"},0.0301,0.2676,{"v":0.039,"d":"0.0390"},{"v":0,"d":"0.0000"},{"v":0.003,"d":"0.0030"},0.0389,{"v":2282.697,"d":"2,282.697"},{"v":0,"d":"0.000"},{"v":1757.895,"d":"1,757.895"},{"v":2281.79,"d":"2,281.790"},"--","--",0.113,{"v":0,"d":"0.000"},0.128,0.113,0.113,{"v":0,"d":"0.000"},0.127,0.113,0.437,{"v":0,"d":"0.000"},{"v":1E-3,"d":"0.001"},0.436,209.354,{"v":0,"d":"0.000"},118.859,{"v":209.14,"d":"209.140"},0.0248,{"v":0,"d":"0.0000"},{"v":2E-3,"d":"0.0020"},0.0247,0.0036,{"v":0,"d":"0.0000"},0.0002,0.0036,211.047,{"v":0,"d":"0.000"},118.971,{"v":210.83,"d":"210.830"},"--","--",1.225,1.222,4.716,{"v":2262.844,"d":"2,262.844"},0.267,0.039,{"v":2281.107,"d":"2,281.107"},"--",{"v":4364289.9,"d":"4,364,290"},0,{"v":56047.119,"d":"56,047"},0,0,0,0,0,0,0,0,{"v":4420337.019,"d":"4,420,337"},0,0,{"v":4420337.019,"d":"4,420,337"},0,{"v":0.987320623120117,"d":"98.7%"},{"v":0,"d":"0.0%"},{"v":0.0126793768798831,"d":"1.3%"},{"v":0,"d":"0.0%"},{"v":0,"d":"0.0%"},{"v":0,"d":"0.0%"},{"v":0,"d":"0.0%"},{"v":0,"d":"0.0%"},{"v":0,"d":"0.0%"},{"v":0,"d":"0.0%"},{"v":0,"d":"0.0%"},{"v":1,"d":"100.0%"},{"v":0,"d":"0.0%"},{"v":0,"d":"0.0%"},{"v":1,"d":"100.0%"},{"v":0,"d":"0.0%"},{"v":2515077.06182039,"d":"2,515,077"},0,{"v":7645.999,"d":"7,646"},0,0,0,0,0,0,0,0,{"v":0.996969148489286,"d":"99.7%"},{"v":0,"d":"0.0%"},{"v":3.03085151071379E-3,"d":"0.3%"},{"v":0,"d":"0.0%"},{"v":0,"d":"0.0%"},{"v":0,"d":"0.0%"},{"v":0,"d":"0.0%"},{"v":0,"d":"0.0%"},{"v":0,"d":"0.0%"},{"v":0,"d":"0.0%"},{"v":0,"d":"0.0%"}]
[2019,"Electric Reliability Council of Texas, Inc.","ERCO",{"v":175107,"d":"175,107"},{"v":2388511008.787,"d":"2,388,511,009"},{"v":1213667524.02,"d":"1,213,667,524"},{"v":3546284840.388,"d":"3,546,284,840"},{"v":1693176713.063,"d":"1,693,176,713"},{"v":412623347.769,"d":"412,623,348"},{"v":196363754.176,"d":"196,363,754"},{"v":102120.03,"d":"102,120"},{"v":49957.399,"d":"49,957"},{"v":116643.708,"d":"116,644"},{"v":177618978.089,"d":"177,618,978"},{"v":22977546.678,"d":"22,977,547"},{"v":3185028.131,"d":"3,185,028"},{"v":178377451.489,"d":"178,377,451"},"--",0.495,0.509,0.565,860.925,0.056,0.008,864.602,"--",0.086,0.082,0.098,148.728,{"v":0.0096200296307904,"d":"0.010"},{"v":0.00133347852251161,"d":"0.001"},{"v":149.362888287116,"d":"149.363"},"--",0.704,0.724,0.804,{"v":1224.997,"d":"1,224.997"},0.079,0.011,{"v":1230.228,"d":"1,230.228"},"--",1.125,3.905,0.556,0.702,1.094,3.799,0.554,0.684,2.994,10.494,0.007,0.811,{"v":2216.479,"d":"2,216.479"},{"v":2295.767,"d":"2,295.767"},877.705,{"v":1229.918,"d":"1,229.918"},{"v":0.254,"d":"0.2540"},0.0572,0.0161,0.0794,0.0369,0.0098,0.0016,{"v":0.011,"d":"0.0110"},{"v":2233.834,"d":"2,233.834"},{"v":2300.108,"d":"2,300.108"},878.586,{"v":1235.187,"d":"1,235.187"},"--","--",0.105,0.285,0.075,0.085,0.102,0.283,0.073,0.082,{"v":0.28,"d":"0.280"},0.767,{"v":1E-3,"d":"0.001"},0.098,207.332,{"v":167.71,"d":"167.710"},118.578,149.319,0.0238,0.0042,0.0022,0.0096,0.0035,0.0007,0.0002,0.0013,208.955,168.027,118.698,149.959,"--","--",0.827,{"v":0.8,"d":"0.800"},0.908,{"v":1269.123,"d":"1,269.123"},0.082,0.011,{"v":1274.538,"d":"1,274.538"},"--",{"v":75242944.43,"d":"75,242,944"},{"v":133153.502,"d":"133,154"},{"v":211592942.519,"d":"211,592,943"},{"v":41298007,"d":"41,298,007"},{"v":852037.86,"d":"852,038"},{"v":380057.488,"d":"380,057"},{"v":76156992,"d":"76,156,992"},{"v":4325481,"d":"4,325,481"},0,{"v":2132924.058,"d":"2,132,924"},{"v":508807.92,"d":"508,808"},{"v":330908779.429,"d":"330,908,779"},{"v":81714568.348,"d":"81,714,568"},{"v":80862530.488,"d":"80,862,530"},{"v":289990829.917,"d":"289,990,830"},{"v":122632517.86,"d":"122,632,518"},{"v":0.182352610038598,"d":"18.2%"},{"v":0.000322699873183042,"d":"0.0%"},{"v":0.512799248173795,"d":"51.3%"},{"v":0.100086452263286,"d":"10.0%"},{"v":2.06492886209745E-3,"d":"0.2%"},{"v":0.000921076061370623,"d":"0.1%"},{"v":0.18456782053244,"d":"18.5%"},{"v":0.0104828799031937,"d":"1.0%"},{"v":0,"d":"0.0%"},{"v":0.00516917927570285,"d":"0.5%"},{"v":1.23310501633316E-3,"d":"0.1%"},{"v":0.801963294640898,"d":"80.2%"},{"v":0.198036705359102,"d":"19.8%"},{"v":0.195971776497004,"d":"19.6%"},{"v":0.702797918438983,"d":"70.3%"},{"v":0.297202081561017,"d":"29.7%"},{"v":39778194.4780297,"d":"39,778,194"},{"v":182681.660730877,"d":"182,682"},{"v":102980586.078954,"d":"102,980,586"},0,0,{"v":144262.981675852,"d":"144,263"},0,0,0,{"v":1976308.07248269,"d":"1,976,308"},0,{"v":0.27421506221051,"d":"27.4%"},{"v":1.25933475914058E-3,"d":"0.1%"},{"v":0.70990722904007,"d":"71.0%"},{"v":0,"d":"0.0%"},{"v":0,"d":"0.0%"},{"v":0.000994491655893696,"d":"0.1%"},{"v":0,"d":"0.0%"},{"v":0,"d":"0.0%"},{"v":0,"d":"0.0%"},{"v":0.0136238823343854,"d":"1.4%"},{"v":0,"d":"0.0%"}]
[2019,"Florida Municipal Power Pool","FMPP",{"v":5560,"d":"5,560"},{"v":125084004.922,"d":"125,084,005"},{"v":59255041.887,"d":"59,255,042"},{"v":125385729.922,"d":"125,385,730"},{"v":59392572.887,"d":"59,392,573"},{"v":14976930,"d":"14,976,930"},{"v":7009780,"d":"7,009,780"},{"v":1368.622,"d":"1,369"},{"v":753.578,"d":"754"},{"v":3497.109,"d":"3,497"},{"v":9635189.531,"d":"9,635,190"},{"v":1540055.486,"d":"1,540,055"},{"v":216057.243,"d":"216,057"},{"v":9686632.752,"d":"9,686,633"},"--",0.183,0.215,0.467,{"v":1286.671,"d":"1,286.671"},0.103,0.014,{"v":1293.54,"d":"1,293.540"},"--",0.022,0.025,0.056,154.059,{"v":0.0123121696252079,"d":"0.012"},{"v":0.00172729713231303,"d":"0.002"},{"v":154.882037204364,"d":"154.882"},"--",0.183,0.215,0.468,{"v":1289.588,"d":"1,289.588"},0.103,0.014,{"v":1296.474,"d":"1,296.474"},"--",{"v":0,"d":"0.000"},{"v":0,"d":"0.000"},0.313,0.183,{"v":0,"d":"0.000"},{"v":0,"d":"0.000"},0.362,0.215,0.851,{"v":0,"d":"0.000"},0.197,0.468,{"v":1689.755,"d":"1,689.755"},{"v":0,"d":"0.000"},{"v":1007.95,"d":"1,007.950"},{"v":1290.204,"d":"1,290.204"},0.1842,{"v":0,"d":"0.0000"},0.0418,0.1008,0.0266,{"v":0,"d":"0.0000"},0.0054,0.0142,{"v":1702.272,"d":"1,702.272"},{"v":0,"d":"0.000"},{"v":1010.606,"d":"1,010.606"},{"v":1296.942,"d":"1,296.942"},"--","--",{"v":0,"d":"0.000"},{"v":0,"d":"0.000"},0.041,0.022,{"v":0,"d":"0.000"},{"v":0,"d":"0.000"},0.046,0.025,0.092,{"v":0,"d":"0.000"},0.026,0.056,182.941,{"v":0,"d":"0.000"},130.664,154.619,0.0199,{"v":0,"d":"0.0000"},0.0054,0.0121,0.0029,{"v":0,"d":"0.0000"},0.0007,0.0017,184.296,{"v":0,"d":"0.000"},131.008,155.427,"--","--",0.304,0.362,0.478,{"v":1280.941,"d":"1,280.941"},0.102,0.014,{"v":1287.708,"d":"1,287.708"},"--",{"v":5042723.83,"d":"5,042,724"},{"v":249.286,"d":"249"},{"v":9831330.514,"d":"9,831,331"},0,0,{"v":67135.389,"d":"67,135"},0,{"v":33883,"d":"33,883"},0,{"v":1607.948,"d":"1,608"},0,{"v":14875911.578,"d":"14,875,912"},{"v":101018.389,"d":"101,018"},{"v":101018.389,"d":"101,018"},{"v":14943046.967,"d":"14,943,047"},{"v":33883,"d":"33,883"},{"v":0.336699433135568,"d":"33.7%"},{"v":1.66446661999004e-05,"d":"0.0%"},{"v":0.656431627553994,"d":"65.6%"},{"v":0,"d":"0.0%"},{"v":0,"d":"0.0%"},{"v":0.00448258682840378,"d":"0.4%"},{"v":0,"d":"0.0%"},{"v":2.26234616003797E-3,"d":"0.2%"},{"v":0,"d":"0.0%"},{"v":0.000107361655796143,"d":"0.0%"},{"v":0,"d":"0.0%"},{"v":0.993255067011558,"d":"99.3%"},{"v":0.00674493298844174,"d":"0.7%"},{"v":0.00674493298844174,"d":"0.7%"},{"v":0.997737653839962,"d":"99.8%"},{"v":2.26234616003797E-3,"d":"0.2%"},{"v":2482212.90112756,"d":"2,482,213"},0,{"v":5199607.7986354,"d":"5,199,608"},0,0,{"v":15210,"d":"15,210"},0,0,0,0,0,{"v":0.322489671400688,"d":"32.2%"},{"v":0,"d":"0.0%"},{"v":0.675534241898701,"d":"67.6%"},{"v":0,"d":"0.0%"},{"v":0,"d":"0.0%"},{"v":1.9760867006115E-3,"d":"0.2%"},{"v":0,"d":"0.0%"},{"v":0,"d":"0.0%"},{"v":0,"d":"0.0%"},{"v":0,"d":"0.0%"},{"v":0,"d":"0.0%"}]
[2019,"Florida Power & Light Company","FPL",{"v":46544.5,"d":"46,545"},{"v":686754250.972,"d":"686,754,251"},{"v":337068039.137,"d":"337,068,039"},{"v":1013720855.91,"d":"1,013,720,856"},{"v":471288189.137,"d":"471,288,189"},{"v":128080567.647,"d":"128,080,568"},{"v":60263124.172,"d":"60,263,124"},{"v":11464.168,"d":"11,464"},{"v":5294.827,"d":"5,295"},{"v":2620.482,"d":"2,620"},{"v":40456217.581,"d":"40,456,218"},{"v":4066745.251,"d":"4,066,745"},{"v":492078.766,"d":"492,079"},{"v":40580371.63,"d":"40,580,372"},"--",0.179,0.176,0.041,631.731,0.032,0.004,633.669,"--",0.033,0.031,0.008,117.819,{"v":0.00592168922907156,"d":"0.006"},{"v":7.16528168997184E-4,"d":"0.001"},{"v":118.180183297197,"d":"118.180"},"--",0.238,0.234,0.054,839.607,0.042,0.005,842.184,"--",{"v":0,"d":"0.000"},2.318,{"v":0.11,"d":"0.110"},{"v":0.11,"d":"0.110"},{"v":0,"d":"0.000"},2.202,0.115,0.115,{"v":0,"d":"0.000"},0.145,0.013,0.013,{"v":0,"d":"0.000"},{"v":927.3,"d":"927.300"},818.263,818.266,{"v":0,"d":"0.0000"},0.1066,0.0158,0.0158,{"v":0,"d":"0.0000"},0.0213,0.0016,0.0016,{"v":0,"d":"0.000"},936.318,819.134,819.137,"--","--",{"v":0,"d":"0.000"},0.406,0.016,0.016,{"v":0,"d":"0.000"},0.451,0.017,0.017,{"v":0,"d":"0.000"},0.025,{"v":2E-3,"d":"0.002"},{"v":2E-3,"d":"0.002"},{"v":0,"d":"0.000"},162.376,118.989,{"v":118.99,"d":"118.990"},{"v":0,"d":"0.0000"},0.0187,{"v":2.3E-3,"d":"0.0023"},{"v":2.3E-3,"d":"0.0023"},{"v":0,"d":"0.0000"},0.0037,0.0002,0.0002,{"v":0,"d":"0.000"},163.955,119.116,119.117,"--","--",0.186,0.182,0.042,833.967,0.029,0.003,835.695,"--",0,{"v":224181.014,"d":"224,181"},{"v":93805549.648,"d":"93,805,550"},{"v":29108066,"d":"29,108,066"},{"v":203197,"d":"203,197"},{"v":2341398.886,"d":"2,341,399"},0,{"v":2399916,"d":"2,399,916"},0,0,{"v":-1741,"d":"(1,741)"},{"v":123136055.662,"d":"123,136,056"},{"v":4944511.886,"d":"4,944,512"},{"v":4741314.886,"d":"4,741,315"},{"v":96369388.548,"d":"96,369,389"},{"v":31711179,"d":"31,711,179"},{"v":0,"d":"0.0%"},{"v":0.00175028867406763,"d":"0.2%"},{"v":0.732384907107179,"d":"73.2%"},{"v":0.227260628965721,"d":"22.7%"},{"v":1.5864564146566E-3,"d":"0.2%"},{"v":0.0182804238348229,"d":"1.8%"},{"v":0,"d":"0.0%"},{"v":0.0187372950035532,"d":"1.9%"},{"v":0,"d":"0.0%"},{"v":0,"d":"0.0%"},{"v":0,"d":"0.0%"},{"v":0.961395300000158,"d":"96.1%"},{"v":0.0386046999998417,"d":"3.9%"},{"v":0.0370177188383761,"d":"3.7%"},{"v":0.752412254199953,"d":"75.2%"},{"v":0.247587745800047,"d":"24.8%"},0,{"v":2729,"d":"2,729"},{"v":59656508.007653,"d":"59,656,508"},0,0,{"v":974352.696194335,"d":"974,353"},0,0,0,0,0,{"v":0,"d":"0.0%"},{"v":4.50080559856221e-05,"d":"0.0%"},{"v":0.983885471716804,"d":"98.4%"},{"v":0,"d":"0.0%"},{"v":0,"d":"0.0%"},{"v":0.0160695202272101,"d":"1.6%"},{"v":0,"d":"0.0%"},{"v":0,"d":"0.0%"},{"v":0,"d":"0.0%"},{"v":0,"d":"0.0%"},{"v":0,"d":"0.0%"}]
[2019,"Gainesville Regional Utilities","GVL",{"v":890.1,"d":"890"},{"v":22722034.885,"d":"22,722,035"},{"v":11294238.604,"d":"11,294,239"},{"v":22753300.885,"d":"22,753,301"},{"v":11308489.604,"d":"11,308,490"},{"v":1902104,"d":"1,902,104"},{"v":927247.999,"d":"927,248"},{"v":1961.582,"d":"1,962"},{"v":925.224,"d":"925"},{"v":618.469,"d":"618"},{"v":1191062.915,"d":"1,191,063"},{"v":738149.225,"d":"738,149"},{"v":98308.114,"d":"98,308"},{"v":1214937.689,"d":"1,214,938"},"--",2.063,1.996,{"v":0.65,"d":"0.650"},{"v":1252.364,"d":"1,252.364"},0.388,0.052,{"v":1277.467,"d":"1,277.467"},"--",0.173,0.164,0.054,104.838,{"v":0.0324860528001077,"d":"0.032"},{"v":0.00432655413555844,"d":"0.004"},{"v":106.939162372473,"d":"106.939"},"--",2.066,1.999,0.652,{"v":1254.68,"d":"1,254.680"},0.389,0.052,{"v":1279.83,"d":"1,279.830"},"--",3.532,{"v":0,"d":"0.000"},1.142,2.582,{"v":3.49,"d":"3.490"},{"v":0,"d":"0.000"},1.128,2.509,1.526,{"v":0,"d":"0.000"},0.006,0.922,{"v":2133.009,"d":"2,133.009"},{"v":0,"d":"0.000"},985.731,{"v":1676.891,"d":"1,676.891"},{"v":0.197,"d":"0.1970"},{"v":0,"d":"0.0000"},0.0185,{"v":0.126,"d":"0.1260"},0.0281,{"v":0,"d":"0.0000"},{"v":1.8E-3,"d":"0.0018"},0.0176,{"v":2146.295,"d":"2,146.295"},{"v":0,"d":"0.000"},986.743,{"v":1685.297,"d":"1,685.297"},"--","--",0.295,{"v":0,"d":"0.000"},0.138,0.245,{"v":0.28,"d":"0.280"},{"v":0,"d":"0.000"},0.135,0.233,0.127,{"v":0,"d":"0.000"},{"v":1E-3,"d":"0.001"},0.088,177.869,{"v":0,"d":"0.000"},118.768,159.339,0.0164,{"v":0,"d":"0.0000"},0.0022,{"v":0.012,"d":"0.0120"},{"v":2.3E-3,"d":"0.0023"},{"v":0,"d":"0.0000"},0.0002,0.0017,178.977,{"v":0,"d":"0.000"},{"v":118.89,"d":"118.890"},160.138,"--","--",2.292,2.218,0.804,{"v":1490.548,"d":"1,490.548"},0.246,0.033,{"v":1506.571,"d":"1,506.571"},"--",{"v":439024.37,"d":"439,024"},{"v":519.878,"d":"520"},{"v":866005.936,"d":"866,006"},0,0,{"v":593042.81,"d":"593,043"},0,{"v":3511.04,"d":"3,511"},0,0,0,{"v":1305550.184,"d":"1,305,550"},{"v":596553.85,"d":"596,554"},{"v":596553.85,"d":"596,554"},{"v":1898592.994,"d":"1,898,593"},{"v":3511.04,"d":"3,511"},{"v":0.230809862211774,"d":"23.1%"},{"v":0.000273317332126535,"d":"0.0%"},{"v":0.455288417731204,"d":"45.5%"},{"v":0,"d":"0.0%"},{"v":0,"d":"0.0%"},{"v":0.311782531028479,"d":"31.2%"},{"v":0,"d":"0.0%"},{"v":0.00184587169641637,"d":"0.2%"},{"v":0,"d":"0.0%"},{"v":0,"d":"0.0%"},{"v":0,"d":"0.0%"},{"v":0.686371597275105,"d":"68.6%"},{"v":0.313628402724895,"d":"31.4%"},{"v":0.313628402724895,"d":"31.4%"},{"v":0.998154128303584,"d":"99.8%"},{"v":0.00184587169641637,"d":"0.2%"},{"v":786117,"d":"786,117"},0,{"v":511436.29936801,"d":"511,436"},0,0,{"v":213978.569276145,"d":"213,979"},0,0,0,0,0,{"v":0.520079673017511,"d":"52.0%"},{"v":0,"d":"0.0%"},{"v":0.338356279465526,"d":"33.8%"},{"v":0,"d":"0.0%"},{"v":0,"d":"0.0%"},{"v":0.141564047516963,"d":"14.2%"},{"v":0,"d":"0.0%"},{"v":0,"d":"0.0%"},{"v":0,"d":"0.0%"},{"v":0,"d":"0.0%"},{"v":0,"d":"0.0%"}]
[2019,"Gila River Power, LLC","GRMA",{"v":1857,"d":"1,857"},{"v":63772087.25,"d":"63,772,087"},{"v":31664340.875,"d":"31,664,341"},{"v":63772087.25,"d":"63,772,087"},{"v":31664340.875,"d":"31,664,341"},{"v":5761071,"d":"5,761,071"},{"v":2654535,"d":"2,654,535"},{"v":273.561,"d":"274"},{"v":127.328,"d":"127"},{"v":19.132,"d":"19"},{"v":3789888.078,"d":"3,789,888"},{"v":28735.485,"d":"28,735"},{"v":2873.548,"d":"2,874"},{"v":3790675.43,"d":"3,790,675"},"--",0.095,0.096,0.007,{"v":1315.689,"d":"1,315.689"},0.005,{"v":0,"d":"0.000"},{"v":1315.962,"d":"1,315.962"},"--",0.009,0.008,{"v":1E-3,"d":"0.001"},118.857,{"v":0.000450596589184087,"d":"0.000"},{"v":4.50596510779879E-5,"d":"0.000"},{"v":118.88196210796,"d":"118.882"},"--",0.095,0.096,0.007,{"v":1315.689,"d":"1,315.689"},0.005,{"v":0,"d":"0.000"},{"v":1315.962,"d":"1,315.962"},"--",{"v":0,"d":"0.000"},{"v":0,"d":"0.000"},0.095,0.095,{"v":0,"d":"0.000"},{"v":0,"d":"0.000"},0.096,0.096,{"v":0,"d":"0.000"},{"v":0,"d":"0.000"},0.007,0.007,{"v":0,"d":"0.000"},{"v":0,"d":"0.000"},{"v":1315.689,"d":"1,315.689"},{"v":1315.689,"d":"1,315.689"},{"v":0,"d":"0.0000"},{"v":0,"d":"0.0000"},{"v":0.005,"d":"0.0050"},{"v":0.005,"d":"0.0050"},{"v":0,"d":"0.0000"},{"v":0,"d":"0.0000"},0.0005,0.0005,{"v":0,"d":"0.000"},{"v":0,"d":"0.000"},{"v":1315.962,"d":"1,315.962"},{"v":1315.962,"d":"1,315.962"},"--","--",{"v":0,"d":"0.000"},{"v":0,"d":"0.000"},0.009,0.009,{"v":0,"d":"0.000"},{"v":0,"d":"0.000"},0.008,0.008,{"v":0,"d":"0.000"},{"v":0,"d":"0.000"},{"v":1E-3,"d":"0.001"},{"v":1E-3,"d":"0.001"},{"v":0,"d":"0.000"},{"v":0,"d":"0.000"},118.857,118.857,{"v":0,"d":"0.0000"},{"v":0,"d":"0.0000"},0.0005,0.0005,{"v":0,"d":"0.0000"},{"v":0,"d":"0.0000"},{"v":0,"d":"0.0000"},{"v":0,"d":"0.0000"},{"v":0,"d":"0.000"},{"v":0,"d":"0.000"},118.882,118.882,"--","--",0.095,0.096,0.007,{"v":1315.689,"d":"1,315.689"},0.005,{"v":0,"d":"0.000"},{"v":1315.962,"d":"1,315.962"},"--",0,0,{"v":5761071,"d":"5,761,071"},0,0,0,0,0,0,0,0,{"v":5761071,"d":"5,761,071"},0,0,{"v":5761071,"d":"5,761,071"},0,{"v":0,"d":"0.0%"},{"v":0,"d":"0.0%"},{"v":1,"d":"100.0%"},{"v":0,"d":"0.0%"},{"v":0,"d":"0.0%"},{"v":0,"d":"0.0%"},{"v":0,"d":"0.0%"},{"v":0,"d":"0.0%"},{"v":0,"d":"0.0%"},{"v":0,"d":"0.0%"},{"v":0,"d":"0.0%"},{"v":1,"d":"100.0%"},{"v":0,"d":"0.0%"},{"v":0,"d":"0.0%"},{"v":1,"d":"100.0%"},{"v":0,"d":"0.0%"},0,0,{"v":4280956.06536448,"d":"4,280,956"},0,0,0,0,0,0,0,0,{"v":0,"d":"0.0%"},{"v":0,"d":"0.0%"},{"v":1,"d":"100.0%"},{"v":0,"d":"0.0%"},{"v":0,"d":"0.0%"},{"v":0,"d":"0.0%"},{"v":0,"d":"0.0%"},{"v":0,"d":"0.0%"},{"v":0,"d":"0.0%"},{"v":0,"d":"0.0%"},{"v":0,"d":"0.0%"}]
[2019,"Gridforce South","GRIS",{"v":324.3,"d":"324"},0,0,{"v":11071862,"d":"11,071,862"},{"v":4627750,"d":"4,627,750"},{"v":1243331,"d":"1,243,331"},{"v":519680,"d":"519,680"},0,0,0,0,0,0,0,"--",{"v":0,"d":"0.000"},{"v":0,"d":"0.000"},{"v":0,"d":"0.000"},{"v":0,"d":"0.000"},{"v":0,"d":"0.000"},{"v":0,"d":"0.000"},{"v":0,"d":"0.000"},"--",{"v":0,"d":"0.000"},{"v":0,"d":"0.000"},{"v":0,"d":"0.000"},{"v":0,"d":"0.000"},{"v":0,"d":"0.000"},{"v":0,"d":"0.000"},{"v":0,"d":"0.000"},"--",{"$nulls":7},"--",{"v":0,"d":"0.000"},{"v":0,"d":"0.000"},{"v":0,"d":"0.000"},{"v":0,"d":"0.000"},{"v":0,"d":"0.000"},{"v":0,"d":"0.000"},{"v":0,"d":"0.000"},{"v":0,"d":"0.000"},{"v":0,"d":"0.000"},{"v":0,"d":"0.000"},{"v":0,"d":"0.000"},{"v":0,"d":"0.000"},{"v":0,"d":"0.000"},{"v":0,"d":"0.000"},{"v":0,"d":"0.000"},{"v":0,"d":"0.000"},{"v":0,"d":"0.0000"},{"v":0,"d":"0.0000"},{"v":0,"d":"0.0000"},{"v":0,"d":"0.0000"},{"v":0,"d":"0.0000"},{"v":0,"d":"0.0000"},{"v":0,"d":"0.0000"},{"v":0,"d":"0.0000"},{"v":0,"d":"0.000"},{"v":0,"d":"0.000"},{"v":0,"d":"0.000"},{"v":0,"d":"0.000"},"--","--",{"v":0,"d":"0.000"},{"v":0,"d":"0.000"},{"v":0,"d":"0.000"},{"v":0,"d":"0.000"},{"v":0,"d":"0.000"},{"v":0,"d":"0.000"},{"v":0,"d":"0.000"},{"v":0,"d":"0.000"},{"v":0,"d":"0.000"},{"v":0,"d":"0.000"},{"v":0,"d":"0.000"},{"v":0,"d":"0.000"},{"v":0,"d":"0.000"},{"v":0,"d":"0.000"},{"v":0,"d":"0.000"},{"v":0,"d":"0.000"},{"v":0,"d":"0.0000"},{"v":0,"d":"0.0000"},{"v":0,"d":"0.0000"},{"v":0,"d":"0.0000"},{"v":0,"d":"0.0000"},{"v":0,"d":"0.0000"},{"v":0,"d":"0.0000"},{"v":0,"d":"0.0000"},{"v":0,"d":"0.000"},{"v":0,"d":"0.000"},{"v":0,"d":"0.000"},{"v":0,"d":"0.000"},"--","--",{"v":0,"d":"0.000"},{"v":0,"d":"0.000"},{"v":0,"d":"0.000"},{"v":0,"d":"0.000"},{"v":0,"d":"0.000"},{"v":0,"d":"0.000"},{"v":0,"d":"0.000"},"--",0,0,0,0,0,0,{"v":1243331,"d":"1,243,331"},0,0,0,0,0,{"v":1243331,"d":"1,243,331"},{"v":1243331,"d":"1,243,331"},0,{"v":1243331,"d":"1,243,331"},{"v":0,"d":"0.0%"},{"v":0,"d":"0.0%"},{"v":0,"d":"0.0%"},{"v":0,"d":"0.0%"},{"v":0,"d":"0.0%"},{"v":0,"d":"0.0%"},{"v":1,"d":"100.0%"},{"v":0,"d":"0.0%"},{"v":0,"d":"0.0%"},{"v":0,"d":"0.0%"},{"v":0,"d":"0.0%"},{"v":0,"d":"0.0%"},{"v":1,"d":"100.0%"},{"v":1,"d":"100.0%"},{"v":0,"d":"0.0%"},{"v":1,"d":"100.0%"},0,0,0,0,0,0,0,0,0,0,0,{"v":0,"d":"0.0%"},{"v":0,"d":"0.0%"},{"v":0,"d":"0.0%"},{"v":0,"d":"0.0%"},{"v":0,"d":"0.0%"},{"v":0,"d":"0.0%"},{"v":0,"d":"0.0%"},{"v":0,"d":"0.0%"},{"v":0,"d":"0.0%"},{"v":0,"d":"0.0%"},{"v":0,"d":"0.0%"}]
[2019,"Griffith Energy, LLC","GRIF",655,{"v":23289252,"d":"23,289,252"},{"v":10941860,"d":"10,941,860"},{"v":23289252,"d":"23,289,252"},{"v":10941860,"d":"10,941,860"},{"v":2981217,"d":"2,981,217"},{"v":1501331,"d":"1,501,331"},{"v":112.914,"d":"113"},{"v":49.903,"d":"50"},{"v":6.987,"d":"7"},{"v":1384047.5,"d":"1,384,048"},{"v":47665.19,"d":"47,665"},{"v":4766.519,"d":"4,767"},{"v":1385353.526,"d":"1,385,354"},"--",0.076,0.066,0.005,928.512,0.016,{"v":2E-3,"d":"0.002"},929.388,"--",{"v":0.01,"d":"0.010"},0.009,{"v":1E-3,"d":"0.001"},118.857,{"v":0.00204666040798562,"d":"0.002"},{"v":0.000204666040798562,"d":"0.000"},{"v":118.969344829108,"d":"118.969"},"--",0.076,0.066,0.005,928.512,0.016,{"v":2E-3,"d":"0.002"},929.388,"--",{"v":0,"d":"0.000"},{"v":0,"d":"0.000"},0.076,0.076,{"v":0,"d":"0.000"},{"v":0,"d":"0.000"},0.066,0.066,{"v":0,"d":"0.000"},{"v":0,"d":"0.000"},0.005,0.005,{"v":0,"d":"0.000"},{"v":0,"d":"0.000"},928.512,928.512,{"v":0,"d":"0.0000"},{"v":0,"d":"0.0000"},{"v":0.016,"d":"0.0160"},{"v":0.016,"d":"0.0160"},{"v":0,"d":"0.0000"},{"v":0,"d":"0.0000"},0.0016,0.0016,{"v":0,"d":"0.000"},{"v":0,"d":"0.000"},929.388,929.388,"--","--",{"v":0,"d":"0.000"},{"v":0,"d":"0.000"},{"v":0.01,"d":"0.010"},{"v":0.01,"d":"0.010"},{"v":0,"d":"0.000"},{"v":0,"d":"0.000"},0.009,0.009,{"v":0,"d":"0.000"},{"v":0,"d":"0.000"},{"v":1E-3,"d":"0.001"},{"v":1E-3,"d":"0.001"},{"v":0,"d":"0.000"},{"v":0,"d":"0.000"},118.857,118.857,{"v":0,"d":"0.0000"},{"v":0,"d":"0.0000"},{"v":2E-3,"d":"0.0020"},{"v":2E-3,"d":"0.0020"},{"v":0,"d":"0.0000"},{"v":0,"d":"0.0000"},0.0002,0.0002,{"v":0,"d":"0.000"},{"v":0,"d":"0.000"},118.969,118.969,"--","--",0.076,0.066,0.005,928.512,0.016,{"v":2E-3,"d":"0.002"},929.388,"--",0,0,{"v":2981217,"d":"2,981,217"},0,0,0,0,0,0,0,0,{"v":2981217,"d":"2,981,217"},0,0,{"v":2981217,"d":"2,981,217"},0,{"v":0,"d":"0.0%"},{"v":0,"d":"0.0%"},{"v":1,"d":"100.0%"},{"v":0,"d":"0.0%"},{"v":0,"d":"0.0%"},{"v":0,"d":"0.0%"},{"v":0,"d":"0.0%"},{"v":0,"d":"0.0%"},{"v":0,"d":"0.0%"},{"v":0,"d":"0.0%"},{"v":0,"d":"0.0%"},{"v":1,"d":"100.0%"},{"v":0,"d":"0.0%"},{"v":0,"d":"0.0%"},{"v":1,"d":"100.0%"},{"v":0,"d":"0.0%"},0,0,{"v":1393346.67206682,"d":"1,393,347"},0,0,0,0,0,0,0,0,{"v":0,"d":"0.0%"},{"v":0,"d":"0.0%"},{"v":1,"d":"100.0%"},{"v":0,"d":"0.0%"},{"v":0,"d":"0.0%"},{"v":0,"d":"0.0%"},{"v":0,"d":"0.0%"},{"v":0,"d":"0.0%"},{"v":0,"d":"0.0%"},{"v":0,"d":"0.0%"},{"v":0,"d":"0.0%"}]
[2019,"Hawaii Miscellaneous","NA",{"v":1112.9,"d":"1,113"},{"v":23091877.66,"d":"23,091,878"},{"v":9677125.924,"d":"9,677,126"},{"v":28306944.656,"d":"28,306,945"},{"v":11812834.926,"d":"11,812,835"},{"v":2916351.355,"d":"2,916,351"},{"v":1251835.2,"d":"1,251,835"},{"v":11461.791,"d":"11,462"},{"v":5124.848,"d":"5,125"},{"v":5676.127,"d":"5,676"},{"v":1708855.633,"d":"1,708,856"},{"v":452170.318,"d":"452,170"},{"v":67511.871,"d":"67,512"},{"v":1724559.689,"d":"1,724,560"},"--",{"v":7.86,"d":"7.860"},8.188,3.893,{"v":1171.913,"d":"1,171.913"},0.155,0.023,{"v":1182.683,"d":"1,182.683"},"--",0.993,1.059,0.492,148.005,{"v":0.0195813577682015,"d":"0.020"},{"v":0.00292361981100155,"d":"0.003"},{"v":149.365046393547,"d":"149.365"},"--",9.835,10.245,4.871,{"v":1466.378,"d":"1,466.378"},0.194,0.029,{"v":1479.853,"d":"1,479.853"},"--",2.388,7.886,4.075,5.413,2.385,8.259,3.943,{"v":5.66,"d":"5.660"},2.302,6.455,0.053,3.253,{"v":2181.4,"d":"2,181.400"},{"v":1655.368,"d":"1,655.368"},{"v":1190.867,"d":"1,190.867"},{"v":1577.886,"d":"1,577.886"},{"v":0.255,"d":"0.2550"},{"v":0.113,"d":"0.1130"},0.0218,{"v":0.105,"d":"0.1050"},0.0371,0.0192,0.0022,0.0161,{"v":2198.832,"d":"2,198.832"},{"v":1663.913,"d":"1,663.913"},{"v":1192.064,"d":"1,192.064"},{"v":1585.312,"d":"1,585.312"},"--","--",0.226,{"v":0.78,"d":"0.780"},0.415,0.537,0.227,0.802,0.401,0.556,0.218,0.639,0.005,0.323,206.843,163.744,121.229,156.492,0.0242,0.0112,0.0022,0.0104,0.0035,{"v":1.9E-3,"d":"0.0019"},0.0002,0.0016,208.496,164.589,121.351,157.229,"--","--",6.563,6.969,4.509,{"v":1581.188,"d":"1,581.188"},0.078,0.013,{"v":1587.016,"d":"1,587.016"},"--",0,{"v":2108614.785,"d":"2,108,615"},0,0,{"v":93717,"d":"93,717"},{"v":51393,"d":"51,393"},{"v":381925,"d":"381,925"},{"v":109992,"d":"109,992"},0,0,{"v":170709.17,"d":"170,709"},{"v":2279323.955,"d":"2,279,324"},{"v":637027,"d":"637,027"},{"v":543310,"d":"543,310"},{"v":2330716.955,"d":"2,330,717"},{"v":585634,"d":"585,634"},{"v":0,"d":"0.0%"},{"v":0.723031904436892,"d":"72.3%"},{"v":0,"d":"0.0%"},{"v":0,"d":"0.0%"},{"v":0.0321350212803863,"d":"3.2%"},{"v":0.0176223646580972,"d":"1.8%"},{"v":0.130959889908037,"d":"13.1%"},{"v":0.0377156253472929,"d":"3.8%"},{"v":0,"d":"0.0%"},{"v":0,"d":"0.0%"},{"v":0.0585351943692936,"d":"5.9%"},{"v":0.781567098806186,"d":"78.2%"},{"v":0.218432901193814,"d":"21.8%"},{"v":0.186297879913428,"d":"18.6%"},{"v":0.799189463464283,"d":"79.9%"},{"v":0.200810536535717,"d":"20.1%"},{"v":451461.445401962,"d":"451,461"},{"v":8282863.24077723,"d":"8,282,863"},{"v":3980812.31782357,"d":"3,980,812"},0,0,{"v":19634.3220104328,"d":"19,634"},0,0,0,0,0,{"v":0.0354510837960448,"d":"3.5%"},{"v":0.650413189898267,"d":"65.0%"},{"v":0.312593937960394,"d":"31.3%"},{"v":0,"d":"0.0%"},{"v":0,"d":"0.0%"},{"v":1.54178834529412E-3,"d":"0.2%"},{"v":0,"d":"0.0%"},{"v":0,"d":"0.0%"},{"v":0,"d":"0.0%"},{"v":0,"d":"0.0%"},{"v":0,"d":"0.0%"}]
[2019,"Hawaiian Electric Co Inc","HECO",{"v":2759,"d":"2,759"},{"v":70395486.011,"d":"70,395,486"},{"v":31268043.717,"d":"31,268,044"},{"v":73123588.011,"d":"73,123,588"},{"v":32333766.718,"d":"32,333,767"},{"v":6833647,"d":"6,833,647"},{"v":3036174.001,"d":"3,036,174"},{"v":12738.13,"d":"12,738"},{"v":6150.892,"d":"6,151"},{"v":24294.371,"d":"24,294"},{"v":5850016.618,"d":"5,850,017"},{"v":1237461.539,"d":"1,237,462"},{"v":189199.612,"d":"189,200"},{"v":5893675.63,"d":"5,893,676"},"--",3.728,4.052,{"v":7.11,"d":"7.110"},{"v":1712.121,"d":"1,712.121"},0.181,0.028,{"v":1724.899,"d":"1,724.899"},"--",0.362,0.393,{"v":0.69,"d":"0.690"},166.204,{"v":0.0175787058108617,"d":"0.018"},{"v":0.00268766681958039,"d":"0.003"},{"v":167.444703175401,"d":"167.445"},"--",3.903,4.242,7.444,{"v":1792.479,"d":"1,792.479"},{"v":0.19,"d":"0.190"},0.029,{"v":1805.857,"d":"1,805.857"},"--",0.986,4.384,{"v":0,"d":"0.000"},3.646,2.337,4.463,{"v":0,"d":"0.000"},4.028,4.952,8.661,{"v":0,"d":"0.000"},7.855,{"v":2321.874,"d":"2,321.874"},{"v":1636.175,"d":"1,636.175"},{"v":0,"d":"0.000"},{"v":1785.163,"d":"1,785.163"},0.2684,0.0694,{"v":0,"d":"0.0000"},0.1126,{"v":0.039,"d":"0.0390"},0.0137,{"v":0,"d":"0.0000"},0.0192,{"v":2340.194,"d":"2,340.194"},{"v":1641.979,"d":"1,641.979"},{"v":0,"d":"0.000"},{"v":1793.686,"d":"1,793.686"},"--","--",0.091,0.436,{"v":0,"d":"0.000"},0.356,0.216,0.445,{"v":0,"d":"0.000"},0.395,0.455,0.862,{"v":0,"d":"0.000"},0.768,213.195,162.825,{"v":0,"d":"0.000"},174.474,0.0246,0.0069,{"v":0,"d":"0.0000"},{"v":0.011,"d":"0.0110"},0.0036,{"v":1.4E-3,"d":"0.0014"},{"v":0,"d":"0.0000"},{"v":1.9E-3,"d":"0.0019"},214.877,163.402,{"v":0,"d":"0.000"},175.307,"--","--",4.515,4.613,8.146,{"v":1704.143,"d":"1,704.143"},0.158,0.025,{"v":1715.554,"d":"1,715.554"},"--",{"v":1301945.987,"d":"1,301,946"},{"v":4755554.55,"d":"4,755,555"},0,0,825,{"v":464170.023,"d":"464,170"},{"v":147385,"d":"147,385"},{"v":158146.14,"d":"158,146"},0,{"v":5624.437,"d":"5,624"},{"v":-4,"d":"(4)"},{"v":6063120.974,"d":"6,063,121"},{"v":770526.163,"d":"770,526"},{"v":769701.163,"d":"769,701"},{"v":6527290.997,"d":"6,527,291"},{"v":306356.14,"d":"306,356"},{"v":0.190519820356466,"d":"19.1%"},{"v":0.695902447265944,"d":"69.6%"},{"v":0,"d":"0.0%"},{"v":0,"d":"0.0%"},{"v":1.20726092605626E-4,"d":"0.0%"},{"v":0.0679241614320646,"d":"6.8%"},{"v":0.0215675335256729,"d":"2.2%"},{"v":0.0231422612640754,"d":"2.3%"},{"v":0,"d":"0.0%"},{"v":8.23050063171523E-4,"d":"0.1%"},{"v":0,"d":"0.0%"},{"v":0.887245251685872,"d":"88.7%"},{"v":0.112754748314129,"d":"11.3%"},{"v":0.112633956221813,"d":"11.3%"},{"v":0.955169452876595,"d":"95.5%"},{"v":0.044830547123405,"d":"4.5%"},{"v":130006.715454446,"d":"130,007"},{"v":3143701.33591289,"d":"3,143,701"},0,0,0,{"v":275543.252646396,"d":"275,543"},0,0,0,0,0,{"v":0.0366293351241221,"d":"3.7%"},{"v":0.885736474156614,"d":"88.6%"},{"v":0,"d":"0.0%"},{"v":0,"d":"0.0%"},{"v":0,"d":"0.0%"},{"v":0.0776341907192633,"d":"7.8%"},{"v":0,"d":"0.0%"},{"v":0,"d":"0.0%"},{"v":0,"d":"0.0%"},{"v":0,"d":"0.0%"},{"v":0,"d":"0.0%"}]
[2019,"Idaho Power Company","IPCO",{"v":4257.2,"d":"4,257"},{"v":18341931.749,"d":"18,341,932"},{"v":9799784.67,"d":"9,799,785"},{"v":123896263.721,"d":"123,896,264"},{"v":58817774.661,"d":"58,817,775"},{"v":14152441.741,"d":"14,152,442"},{"v":6519690.923,"d":"6,519,691"},{"v":1169.254,"d":"1,169"},{"v":546.135,"d":"546"},{"v":53.419,"d":"53"},{"v":1050778.483,"d":"1,050,778"},{"v":50893.583,"d":"50,894"},{"v":5483.5,"d":"5,484"},{"v":1052231.691,"d":"1,052,232"},"--",0.165,0.168,0.008,148.494,0.004,{"v":0,"d":"0.000"},{"v":148.7,"d":"148.700"},"--",0.127,0.111,0.006,114.577,{"v":0.00277471226566824,"d":"0.003"},{"v":0.000298959786517522,"d":"0.000"},{"v":114.73510046807,"d":"114.735"},"--",0.989,1.003,0.045,888.713,0.022,{"v":2E-3,"d":"0.002"},889.942,"--",{"v":0,"d":"0.000"},36.121,0.272,0.272,{"v":0,"d":"0.000"},{"v":37.2,"d":"37.200"},0.385,0.386,{"v":0,"d":"0.000"},3.333,0.042,0.042,{"v":0,"d":"0.000"},{"v":1865.818,"d":"1,865.818"},953.764,953.778,{"v":0,"d":"0.0000"},0.0755,0.0188,0.0188,{"v":0,"d":"0.0000"},0.0151,{"v":1.9E-3,"d":"0.0019"},{"v":1.9E-3,"d":"0.0019"},{"v":0,"d":"0.000"},{"v":1872.182,"d":"1,872.182"},954.808,954.822,"--","--",{"v":0,"d":"0.000"},3.162,0.034,0.034,{"v":0,"d":"0.000"},3.153,0.038,0.039,{"v":0,"d":"0.000"},0.292,0.005,0.005,{"v":0,"d":"0.000"},163.321,119.362,119.363,{"v":0,"d":"0.0000"},{"v":6.6E-3,"d":"0.0066"},{"v":2.3E-3,"d":"0.0023"},{"v":2.3E-3,"d":"0.0023"},{"v":0,"d":"0.0000"},0.0013,0.0002,0.0002,{"v":0,"d":"0.000"},163.878,119.492,119.493,"--","--",0.915,1.115,0.031,981.482,0.023,{"v":2E-3,"d":"0.002"},982.799,"--",{"v":21008.467,"d":"21,008"},33,{"v":2182362.276,"d":"2,182,362"},0,{"v":9069824,"d":"9,069,824"},{"v":95660,"d":"95,660"},{"v":1864577,"d":"1,864,577"},{"v":667866,"d":"667,866"},{"v":185456,"d":"185,456"},0,{"v":65655,"d":"65,655"},{"v":2269058.743,"d":"2,269,059"},{"v":11883383,"d":"11,883,383"},{"v":2813559,"d":"2,813,559"},{"v":2364718.743,"d":"2,364,719"},{"v":11787723,"d":"11,787,723"},{"v":0.00148444115732828,"d":"0.1%"},{"v":2.33175310658475e-06,"d":"0.0%"},{"v":0.154203939901708,"d":"15.4%"},{"v":0,"d":"0.0%"},{"v":0.640866372368999,"d":"64.1%"},{"v":0.00675925764169386,"d":"0.7%"},{"v":0.131749491279287,"d":"13.2%"},{"v":0.0471908672812828,"d":"4.7%"},{"v":0.0131041698222661,"d":"1.3%"},{"v":0,"d":"0.0%"},{"v":0.00463912879432794,"d":"0.5%"},{"v":0.160329841606471,"d":"16.0%"},{"v":0.839670158393529,"d":"84.0%"},{"v":0.19880378602453,"d":"19.9%"},{"v":0.167089099248165,"d":"16.7%"},{"v":0.832910900751835,"d":"83.3%"},0,33,{"v":1306045.19024448,"d":"1,306,045"},0,0,{"v":45373.0607580841,"d":"45,373"},0,0,0,0,0,{"v":0,"d":"0.0%"},{"v":2.44181948668286e-05,"d":"0.0%"},{"v":0.966401998796183,"d":"96.6%"},{"v":0,"d":"0.0%"},{"v":0,"d":"0.0%"},{"v":0.03357358300895,"d":"3.4%"},{"v":0,"d":"0.0%"},{"v":0,"d":"0.0%"},{"v":0,"d":"0.0%"},{"v":0,"d":"0.0%"},{"v":0,"d":"0.0%"}]
[2019,"Imperial Irrigation District","IID",{"v":2262.3,"d":"2,262"},{"v":11883580.44,"d":"11,883,580"},{"v":6898817.699,"d":"6,898,818"},{"v":54033300.436,"d":"54,033,300"},{"v":26370867.713,"d":"26,370,868"},{"v":5827102.719,"d":"5,827,103"},{"v":2850035.673,"d":"2,850,036"},{"v":317.972,"d":"318"},{"v":154.864,"d":"155"},{"v":1405.506,"d":"1,406"},{"v":612931.575,"d":"612,932"},{"v":396148.292,"d":"396,148"},{"v":51559.927,"d":"51,560"},{"v":625565.858,"d":"625,566"},"--",0.109,0.109,0.482,210.373,0.068,0.009,214.709,"--",0.054,0.045,0.237,103.156,{"v":0.0333357689629103,"d":"0.033"},{"v":0.00433875356508295,"d":"0.004"},{"v":105.28238709848,"d":"105.282"},"--",0.581,0.579,{"v":2.57,"d":"2.570"},{"v":1120.698,"d":"1,120.698"},0.362,0.047,{"v":1143.799,"d":"1,143.799"},"--",{"v":0,"d":"0.000"},{"v":0,"d":"0.000"},0.206,0.206,{"v":0,"d":"0.000"},{"v":0,"d":"0.000"},0.204,0.204,{"v":0,"d":"0.000"},{"v":0,"d":"0.000"},0.009,0.009,{"v":0,"d":"0.000"},{"v":0,"d":"0.000"},{"v":1012.594,"d":"1,012.594"},{"v":1012.594,"d":"1,012.594"},{"v":0,"d":"0.0000"},{"v":0,"d":"0.0000"},0.0185,0.0185,{"v":0,"d":"0.0000"},{"v":0,"d":"0.0000"},{"v":1.9E-3,"d":"0.0019"},{"v":1.9E-3,"d":"0.0019"},{"v":0,"d":"0.000"},{"v":0,"d":"0.000"},{"v":1013.608,"d":"1,013.608"},{"v":1013.608,"d":"1,013.608"},"--","--",{"v":0,"d":"0.000"},{"v":0,"d":"0.000"},0.024,0.024,{"v":0,"d":"0.000"},{"v":0,"d":"0.000"},0.023,0.023,{"v":0,"d":"0.000"},{"v":0,"d":"0.000"},{"v":1E-3,"d":"0.001"},{"v":1E-3,"d":"0.001"},{"v":0,"d":"0.000"},{"v":0,"d":"0.000"},118.839,118.839,{"v":0,"d":"0.0000"},{"v":0,"d":"0.0000"},0.0022,0.0022,{"v":0,"d":"0.0000"},{"v":0,"d":"0.0000"},0.0002,0.0002,{"v":0,"d":"0.000"},{"v":0,"d":"0.000"},118.958,118.958,"--","--",0.285,0.254,0.036,{"v":946.4,"d":"946.400"},0.093,0.012,952.224,"--",0,{"v":361.69,"d":"362"},{"v":758286.329,"d":"758,286"},0,{"v":211252,"d":"211,252"},{"v":338363.7,"d":"338,364"},0,{"v":856695.52,"d":"856,696"},{"v":3665316,"d":"3,665,316"},0,{"v":-3173,"d":"(3,173)"},{"v":755475.019,"d":"755,475"},{"v":5071627.22,"d":"5,071,627"},{"v":4860375.22,"d":"4,860,375"},{"v":1093838.719,"d":"1,093,839"},{"v":4733263.52,"d":"4,733,264"},{"v":0,"d":"0.0%"},{"v":6.20365223206918e-05,"d":"0.0%"},{"v":0.130060125451309,"d":"13.0%"},{"v":0,"d":"0.0%"},{"v":0.0362336238582509,"d":"3.6%"},{"v":0.0580356305885201,"d":"5.8%"},{"v":0,"d":"0.0%"},{"v":0.146939121204669,"d":"14.7%"},{"v":0.628669462374931,"d":"62.9%"},{"v":0,"d":"0.0%"},{"v":0,"d":"0.0%"},{"v":0.129648492168836,"d":"13.0%"},{"v":0.870351507831164,"d":"87.0%"},{"v":0.833644214168119,"d":"83.4%"},{"v":0.187715724580751,"d":"18.8%"},{"v":0.812284275419249,"d":"81.2%"},0,0,{"v":748588.682811417,"d":"748,589"},0,0,{"v":54735.6689154908,"d":"54,736"},0,0,0,0,0,{"v":0,"d":"0.0%"},{"v":0,"d":"0.0%"},{"v":0.931863550759011,"d":"93.2%"},{"v":0,"d":"0.0%"},{"v":0,"d":"0.0%"},{"v":0.0681364492409889,"d":"6.8%"},{"v":0,"d":"0.0%"},{"v":0,"d":"0.0%"},{"v":0,"d":"0.0%"},{"v":0,"d":"0.0%"},{"v":0,"d":"0.0%"}]
[2019,"ISO New England Inc.","ISNE",{"v":46010.3,"d":"46,010"},{"v":458867985.352,"d":"458,867,985"},{"v":203262935.96,"d":"203,262,936"},{"v":883685783.515,"d":"883,685,784"},{"v":366424024.027,"d":"366,424,024"},{"v":99302794.401,"d":"99,302,794"},{"v":42231626.514,"d":"42,231,627"},{"v":16886.939,"d":"16,887"},{"v":7260.229,"d":"7,260"},{"v":4922.08,"d":"4,922"},{"v":24424104.789,"d":"24,424,105"},{"v":7604622.325,"d":"7,604,622"},{"v":994327.292,"d":"994,327"},{"v":24667168.952,"d":"24,667,169"},"--",{"v":0.34,"d":"0.340"},0.344,0.099,491.912,0.077,{"v":0.01,"d":"0.010"},496.807,"--",0.074,0.071,0.021,106.454,{"v":0.0165725711266748,"d":"0.017"},{"v":0.00216691363037072,"d":"0.002"},{"v":107.513139898299,"d":"107.513"},"--",0.591,0.597,0.172,854.447,0.133,0.017,{"v":862.95,"d":"862.950"},"--",2.851,4.313,0.216,0.256,3.044,2.416,0.222,0.255,1.325,1.691,0.012,{"v":0.03,"d":"0.030"},{"v":2405.384,"d":"2,405.384"},{"v":1096.94,"d":"1,096.940"},829.556,840.738,0.2752,0.0433,0.0165,0.0183,{"v":0.04,"d":"0.0400"},0.0068,0.0017,{"v":1.9E-3,"d":"0.0019"},{"v":2424.197,"d":"2,424.197"},{"v":1100.061,"d":"1,100.061"},830.465,841.769,"--","--",0.243,0.557,0.031,0.036,0.239,0.424,0.032,0.037,0.113,0.218,{"v":2E-3,"d":"0.002"},0.004,205.128,141.674,118.216,119.249,0.0235,0.0056,0.0024,0.0026,0.0034,0.0009,0.0002,0.0003,206.732,142.077,118.345,119.395,"--","--",0.431,0.387,0.136,843.579,0.087,0.011,849.105,"--",{"v":467120.706,"d":"467,121"},{"v":192663.902,"d":"192,664"},{"v":49210684.909,"d":"49,210,685"},{"v":29817525,"d":"29,817,525"},{"v":7203127.62,"d":"7,203,128"},{"v":7157376.07,"d":"7,157,376"},{"v":3594723.92,"d":"3,594,724"},{"v":1518024.84,"d":"1,518,025"},0,{"v":146719.429,"d":"146,719"},{"v":-5171,"d":"(5,171)"},{"v":79829542.946,"d":"79,829,543"},{"v":19473252.45,"d":"19,473,252"},{"v":12270124.83,"d":"12,270,125"},{"v":57169394.016,"d":"57,169,394"},{"v":42133401.38,"d":"42,133,401"},{"v":0.0047037586505126,"d":"0.5%"},{"v":1.94006492119408E-3,"d":"0.2%"},{"v":0.495536125599105,"d":"49.6%"},{"v":0.300253102365421,"d":"30.0%"},{"v":0.0725332305293297,"d":"7.3%"},{"v":0.0720725268047407,"d":"7.2%"},{"v":0.03619773972277,"d":"3.6%"},{"v":0.0152860328842777,"d":"1.5%"},{"v":0,"d":"0.0%"},{"v":1.47741852264845E-3,"d":"0.1%"},{"v":0,"d":"0.0%"},{"v":0.803900259077859,"d":"80.4%"},{"v":0.196099740922141,"d":"19.6%"},{"v":0.123556299411788,"d":"12.4%"},{"v":0.575707801457348,"d":"57.6%"},{"v":0.424292198542652,"d":"42.4%"},{"v":301655,"d":"301,655"},{"v":304732.88138669,"d":"304,733"},{"v":27328678.4491575,"d":"27,328,678"},0,0,{"v":2405828.66803267,"d":"2,405,829"},0,0,0,0,0,{"v":0.00994219188373147,"d":"1.0%"},{"v":0.0100436352125072,"d":"1.0%"},{"v":0.900720906566512,"d":"90.1%"},{"v":0,"d":"0.0%"},{"v":0,"d":"0.0%"},{"v":0.0792932663372491,"d":"7.9%"},{"v":0,"d":"0.0%"},{"v":0,"d":"0.0%"},{"v":0,"d":"0.0%"},{"v":0,"d":"0.0%"},{"v":0,"d":"0.0%"}]
[2019,"JEA","JEA",{"v":5218.4,"d":"5,218"},{"v":87895127.902,"d":"87,895,128"},{"v":43206649.046,"d":"43,206,649"},{"v":88366938.902,"d":"88,366,939"},{"v":43416936.046,"d":"43,416,936"},{"v":9695615.67,"d":"9,695,616"},{"v":4688923.712,"d":"4,688,924"},{"v":3913.472,"d":"3,913"},{"v":1886.146,"d":"1,886"},{"v":2660.511,"d":"2,661"},{"v":6077723.121,"d":"6,077,723"},{"v":487700.969,"d":"487,701"},{"v":75301.811,"d":"75,302"},{"v":6095039.353,"d":"6,095,039"},"--",0.807,0.805,0.549,{"v":1253.705,"d":"1,253.705"},{"v":0.05,"d":"0.050"},0.008,{"v":1257.277,"d":"1,257.277"},"--",0.089,0.087,0.061,138.295,{"v":0.00554866897222983,"d":"0.006"},{"v":0.000856723379297643,"d":"0.001"},{"v":138.688901159476,"d":"138.689"},"--",0.812,0.809,0.552,{"v":1260.594,"d":"1,260.594"},0.051,0.008,{"v":1264.186,"d":"1,264.186"},"--",1.477,{"v":0,"d":"0.000"},0.342,0.812,1.498,{"v":0,"d":"0.000"},0.343,0.809,0.989,{"v":0,"d":"0.000"},0.261,0.563,{"v":1981.464,"d":"1,981.464"},{"v":0,"d":"0.000"},813.457,{"v":1297.449,"d":"1,297.449"},0.0767,{"v":0,"d":"0.0000"},0.0258,0.0469,0.0118,{"v":0,"d":"0.0000"},0.0042,0.0073,{"v":1986.893,"d":"1,986.893"},{"v":0,"d":"0.000"},815.343,{"v":1300.803,"d":"1,300.803"},"--","--",0.124,{"v":0,"d":"0.000"},0.047,0.088,0.126,{"v":0,"d":"0.000"},0.045,0.087,0.083,{"v":0,"d":"0.000"},0.036,0.061,166.419,{"v":0,"d":"0.000"},112.173,141.326,0.0064,{"v":0,"d":"0.0000"},0.0036,0.0051,{"v":1E-3,"d":"0.0010"},{"v":0,"d":"0.0000"},0.0006,0.0008,166.875,{"v":0,"d":"0.000"},112.433,141.691,"--","--",0.921,0.924,0.596,{"v":1476.458,"d":"1,476.458"},0.056,0.008,{"v":1480.326,"d":"1,480.326"},"--",{"v":738847.443,"d":"738,847"},{"v":1211485.569,"d":"1,211,486"},{"v":6994722.993,"d":"6,994,723"},0,0,{"v":694940.863,"d":"694,941"},0,{"v":52982,"d":"52,982"},0,{"v":2636.756,"d":"2,637"},0,{"v":8947692.761,"d":"8,947,693"},{"v":747922.863,"d":"747,923"},{"v":747922.863,"d":"747,923"},{"v":9642633.624,"d":"9,642,634"},{"v":52982,"d":"52,982"},{"v":0.0762042836321912,"d":"7.6%"},{"v":0.124951897433016,"d":"12.5%"},{"v":0.7214315484708,"d":"72.1%"},{"v":0,"d":"0.0%"},{"v":0,"d":"0.0%"},{"v":0.0716757852157197,"d":"7.2%"},{"v":0,"d":"0.0%"},{"v":0.00546453181052797,"d":"0.5%"},{"v":0,"d":"0.0%"},{"v":0.000271953437744904,"d":"0.0%"},{"v":0,"d":"0.0%"},{"v":0.922859682973752,"d":"92.3%"},{"v":0.0771403170262477,"d":"7.7%"},{"v":0.0771403170262477,"d":"7.7%"},{"v":0.994535468189472,"d":"99.5%"},{"v":0.00546453181052797,"d":"0.5%"},{"v":3137276.29323681,"d":"3,137,276"},0,{"v":2451592.83034003,"d":"2,451,593"},0,0,{"v":138339.407884806,"d":"138,339"},0,0,0,0,0,{"v":0.547784540409626,"d":"54.8%"},{"v":0,"d":"0.0%"},{"v":0.428060689055154,"d":"42.8%"},{"v":0,"d":"0.0%"},{"v":0,"d":"0.0%"},{"v":0.0241547705352193,"d":"2.4%"},{"v":0,"d":"0.0%"},{"v":0,"d":"0.0%"},{"v":0,"d":"0.0%"},{"v":0,"d":"0.0%"},{"v":0,"d":"0.0%"}]
[2019,"LG&E and KU Services Company as agent for Louisville Gas and Electric Company and Kentucky Utilities","LGEE",{"v":13431.6,"d":"13,432"},{"v":345841976.905,"d":"345,841,977"},{"v":153315969.319,"d":"153,315,969"},{"v":349175901.874,"d":"349,175,902"},{"v":154791379.335,"d":"154,791,379"},{"v":36038410.001,"d":"36,038,410"},{"v":15865036.998,"d":"15,865,037"},{"v":19199.352,"d":"19,199"},{"v":8018.551,"d":"8,019"},{"v":17836.482,"d":"17,836"},{"v":33260720.084,"d":"33,260,720"},{"v":7577179.141,"d":"7,577,179"},{"v":1096755.078,"d":"1,096,755"},{"v":33518851.327,"d":"33,518,851"},"--",1.065,1.011,{"v":0.99,"d":"0.990"},{"v":1845.848,"d":"1,845.848"},{"v":0.21,"d":"0.210"},{"v":0.03,"d":"0.030"},{"v":1860.174,"d":"1,860.174"},"--",0.111,0.105,0.103,192.346,{"v":0.0219093679975158,"d":"0.022"},{"v":0.0031712607237995,"d":"0.003"},{"v":193.839114771238,"d":"193.839"},"--",1.077,1.021,{"v":1,"d":"1.000"},{"v":1865.225,"d":"1,865.225"},0.212,0.031,{"v":1879.701,"d":"1,879.701"},"--",1.231,{"v":39.5,"d":"39.500"},0.206,1.076,1.154,34.672,{"v":0.21,"d":"0.210"},1.021,1.177,{"v":3.75,"d":"3.750"},0.004,{"v":1,"d":"1.000"},{"v":2046.266,"d":"2,046.266"},{"v":2082.375,"d":"2,082.375"},844.561,{"v":1864.436,"d":"1,864.436"},0.2475,0.0843,0.0154,0.2124,0.0359,0.0169,{"v":1.5E-3,"d":"0.0015"},0.0307,{"v":2063.165,"d":"2,063.165"},{"v":2089.5,"d":"2,089.500"},845.406,{"v":1878.906,"d":"1,878.906"},"--","--",0.121,3.098,0.029,0.111,0.114,3.152,0.029,0.105,0.116,0.294,{"v":1E-3,"d":"0.001"},0.103,201.534,163.324,118.857,192.362,0.0244,{"v":6.6E-3,"d":"0.0066"},0.0022,0.0219,0.0035,0.0013,0.0002,0.0032,203.198,163.883,118.976,193.855,"--","--",0.983,0.932,0.944,{"v":1816.964,"d":"1,816.964"},0.201,0.029,{"v":1830.679,"d":"1,830.679"},"--",{"v":28855219.769,"d":"28,855,220"},{"v":18491.452,"d":"18,491"},{"v":6787925.764,"d":"6,787,926"},0,{"v":356903,"d":"356,903"},{"v":2385,"d":"2,385"},0,{"v":17485,"d":"17,485"},0,0,0,{"v":35661636.985,"d":"35,661,637"},{"v":376773,"d":"376,773"},{"v":19870,"d":"19,870"},{"v":35664021.985,"d":"35,664,022"},{"v":374388,"d":"374,388"},{"v":0.800679602152542,"d":"80.1%"},{"v":0.000513103991205399,"d":"0.1%"},{"v":0.188352531835486,"d":"18.8%"},{"v":0,"d":"0.0%"},{"v":0.0099034058425039,"d":"1.0%"},{"v":6.6179390294763e-05,"d":"0.0%"},{"v":0,"d":"0.0%"},{"v":0.000485176787968105,"d":"0.0%"},{"v":0,"d":"0.0%"},{"v":0,"d":"0.0%"},{"v":0,"d":"0.0%"},{"v":0.989545237979233,"d":"99.0%"},{"v":0.0104547620207668,"d":"1.0%"},{"v":0.000551356178262868,"d":"0.1%"},{"v":0.989611417369528,"d":"99.0%"},{"v":0.010388582630472,"d":"1.0%"},{"v":16700699.0721986,"d":"16,700,699"},16,{"v":3664326.11735626,"d":"3,664,326"},0,0,{"v":2385,"d":"2,385"},0,0,0,0,0,{"v":0.819971012378742,"d":"82.0%"},{"v":7.855680855839e-07,"d":"0.0%"},{"v":0.179911103310415,"d":"18.0%"},{"v":0,"d":"0.0%"},{"v":0,"d":"0.0%"},{"v":0.00011709874275735,"d":"0.0%"},{"v":0,"d":"0.0%"},{"v":0,"d":"0.0%"},{"v":0,"d":"0.0%"},{"v":0,"d":"0.0%"},{"v":0,"d":"0.0%"}]
[2019,"Los Angeles Department of Water and Power","LDWP",{"v":14272.7,"d":"14,273"},{"v":145626882.401,"d":"145,626,882"},{"v":59674829.431,"d":"59,674,829"},{"v":181064062.463,"d":"181,064,062"},{"v":77088394.493,"d":"77,088,394"},{"v":21534206.398,"d":"21,534,206"},{"v":9252790.347,"d":"9,252,790"},{"v":10638.538,"d":"10,639"},{"v":3988.52,"d":"3,989"},{"v":2052.12,"d":"2,052"},{"v":11614224.512,"d":"11,614,225"},{"v":1975813.325,"d":"1,975,813"},{"v":280108.736,"d":"280,109"},{"v":11680635.404,"d":"11,680,635"},"--",0.988,0.862,0.191,{"v":1078.677,"d":"1,078.677"},0.092,0.013,{"v":1084.845,"d":"1,084.845"},"--",0.146,0.134,0.028,159.507,{"v":0.013567641443833,"d":"0.014"},{"v":1.92346860264913E-3,"d":"0.002"},{"v":160.418670116635,"d":"160.419"},"--",1.212,1.057,0.234,{"v":1322.999,"d":"1,322.999"},0.113,0.016,{"v":1330.564,"d":"1,330.564"},"--",2.394,{"v":0,"d":"0.000"},0.201,1.209,2.251,{"v":0,"d":"0.000"},{"v":0.2,"d":"0.200"},1.098,0.535,{"v":0,"d":"0.000"},0.006,0.249,{"v":1961.453,"d":"1,961.453"},{"v":0,"d":"0.000"},{"v":886.15,"d":"886.150"},{"v":1380.383,"d":"1,380.383"},0.2399,{"v":0,"d":"0.0000"},0.0168,0.1193,0.0349,{"v":0,"d":"0.0000"},0.0017,0.0169,{"v":1977.85,"d":"1,977.850"},{"v":0,"d":"0.000"},887.064,{"v":1388.414,"d":"1,388.414"},"--","--",{"v":0.25,"d":"0.250"},{"v":0,"d":"0.000"},0.026,0.142,0.238,{"v":0,"d":"0.000"},0.026,0.129,0.056,{"v":0,"d":"0.000"},{"v":1E-3,"d":"0.001"},0.029,{"v":205.2,"d":"205.200"},{"v":0,"d":"0.000"},116.482,162.314,0.0251,{"v":0,"d":"0.0000"},0.0022,{"v":0.014,"d":"0.0140"},0.0037,{"v":0,"d":"0.0000"},0.0002,{"v":2E-3,"d":"0.0020"},206.915,{"v":0,"d":"0.000"},116.602,163.258,"--","--",1.083,0.978,0.225,{"v":1328.133,"d":"1,328.133"},{"v":0.11,"d":"0.110"},0.016,{"v":1335.491,"d":"1,335.491"},"--",{"v":7539612.18,"d":"7,539,612"},{"v":22231.631,"d":"22,232"},{"v":9192019.194,"d":"9,192,019"},0,{"v":835803,"d":"835,803"},{"v":130285.56,"d":"130,286"},{"v":859178,"d":"859,178"},{"v":2281808.01,"d":"2,281,808"},0,{"v":478607.88,"d":"478,608"},{"v":194661,"d":"194,661"},{"v":17427131.885,"d":"17,427,132"},{"v":4107074.57,"d":"4,107,075"},{"v":3271271.57,"d":"3,271,272"},{"v":17557417.445,"d":"17,557,417"},{"v":3976789.01,"d":"3,976,789"},{"v":0.350122591968063,"d":"35.0%"},{"v":1.03238682356173E-3,"d":"0.1%"},{"v":0.426856648430884,"d":"42.7%"},{"v":0,"d":"0.0%"},{"v":0.0388128070447628,"d":"3.9%"},{"v":0.00605016768424959,"d":"0.6%"},{"v":0.0398982893470174,"d":"4.0%"},{"v":0.105962019764615,"d":"10.6%"},{"v":0,"d":"0.0%"},{"v":0.0222254709501437,"d":"2.2%"},{"v":9.03961798670329E-3,"d":"0.9%"},{"v":0.809276716159356,"d":"80.9%"},{"v":0.190723283840644,"d":"19.1%"},{"v":0.151910476795882,"d":"15.2%"},{"v":0.815326883843605,"d":"81.5%"},{"v":0.184673116156395,"d":"18.5%"},{"v":5695653.05891761,"d":"5,695,653"},0,{"v":7611048.34680465,"d":"7,611,048"},0,0,{"v":66609.9196777247,"d":"66,610"},0,0,0,0,0,{"v":0.425896991427982,"d":"42.6%"},{"v":0,"d":"0.0%"},{"v":0.569122198804192,"d":"56.9%"},{"v":0,"d":"0.0%"},{"v":0,"d":"0.0%"},{"v":0.00498080976782558,"d":"0.5%"},{"v":0,"d":"0.0%"},{"v":0,"d":"0.0%"},{"v":0,"d":"0.0%"},{"v":0,"d":"0.0%"},{"v":0,"d":"0.0%"}]
[2019,"Midcontinent Independent Transmission System Operator, Inc..","MISO",{"v":252594.6,"d":"252,595"},{"v":4489526860.416,"d":"4,489,526,860"},{"v":2041662699.943,"d":"2,041,662,700"},{"v":6204252439.93,"d":"6,204,252,440"},{"v":2718538648.052,"d":"2,718,538,648"},{"v":663756186.199,"d":"663,756,186"},{"v":287658930.017,"d":"287,658,930"},{"v":257170.848,"d":"257,171"},{"v":113215.234,"d":"113,215"},{"v":333773.952,"d":"333,774"},{"v":388985726.927,"d":"388,985,727"},{"v":71795218.349,"d":"71,795,218"},{"v":10355914.541,"d":"10,355,915"},{"v":391424898.58,"d":"391,424,899"},"--",0.775,0.787,1.006,{"v":1172.074,"d":"1,172.074"},0.108,0.016,{"v":1179.424,"d":"1,179.424"},"--",0.115,0.111,0.149,173.286,{"v":0.0159917115057304,"d":"0.016"},{"v":2.3066828338433E-3,"d":"0.002"},{"v":174.372449814781,"d":"174.372"},"--",1.049,1.066,1.361,{"v":1586.619,"d":"1,586.619"},0.146,0.021,{"v":1596.568,"d":"1,596.568"},"--",1.359,1.181,0.607,{"v":1.03,"d":"1.030"},1.337,0.749,0.647,{"v":1.02,"d":"1.020"},{"v":2.32,"d":"2.320"},8.857,0.026,1.376,{"v":2229.326,"d":"2,229.326"},{"v":1269.92,"d":"1,269.920"},876.198,{"v":1634.108,"d":"1,634.108"},0.2457,0.1817,0.0169,0.1458,0.0358,0.0283,{"v":1.8E-3,"d":"0.0018"},0.0209,{"v":2246.128,"d":"2,246.128"},{"v":1282.885,"d":"1,282.885"},877.143,{"v":1643.986,"d":"1,643.986"},"--","--",0.127,0.201,0.082,0.112,0.123,0.155,0.084,0.109,0.217,1.503,0.004,0.149,208.373,215.549,118.672,177.343,{"v":0.023,"d":"0.0230"},0.0308,{"v":2.3E-3,"d":"0.0023"},0.0158,{"v":3.3E-3,"d":"0.0033"},0.0048,0.0002,{"v":2.3E-3,"d":"0.0023"},209.943,217.749,{"v":118.8,"d":"118.800"},178.415,"--","--",1.158,1.127,1.521,{"v":1636.609,"d":"1,636.609"},{"v":0.15,"d":"0.150"},0.022,{"v":1646.766,"d":"1,646.766"},"--",{"v":257173852.472,"d":"257,173,852"},{"v":4676878.203,"d":"4,676,878"},{"v":210697842.331,"d":"210,697,842"},{"v":102263943,"d":"102,263,943"},{"v":10411475.49,"d":"10,411,475"},{"v":10346517.898,"d":"10,346,518"},{"v":58759478.6,"d":"58,759,479"},{"v":1988472.8,"d":"1,988,473"},0,{"v":6169438.239,"d":"6,169,438"},{"v":1268281.884,"d":"1,268,282"},{"v":582250236.129,"d":"582,250,236"},{"v":81505944.788,"d":"81,505,945"},{"v":71094469.298,"d":"71,094,469"},{"v":490332811.027,"d":"490,332,811"},{"v":173423369.89,"d":"173,423,370"},{"v":0.387452290262226,"d":"38.7%"},{"v":0.00704607857140968,"d":"0.7%"},{"v":0.317432588032422,"d":"31.7%"},{"v":0.154068535917389,"d":"15.4%"},{"v":0.0156856927126708,"d":"1.6%"},{"v":0.0155878290786023,"d":"1.6%"},{"v":0.088525697069701,"d":"8.9%"},{"v":0.00299578799741324,"d":"0.3%"},{"v":0,"d":"0.0%"},{"v":0.00929473565199307,"d":"0.9%"},{"v":0.00191076470617242,"d":"0.2%"},{"v":0.877204993141613,"d":"87.7%"},{"v":0.122795006858387,"d":"12.3%"},{"v":0.107109314145717,"d":"10.7%"},{"v":0.738724286302826,"d":"73.9%"},{"v":0.261275713697174,"d":"26.1%"},{"v":137948256.915363,"d":"137,948,257"},{"v":3563287.94542347,"d":"3,563,288"},{"v":106249844.52533,"d":"106,249,845"},0,0,{"v":4436511.1757419,"d":"4,436,511"},0,0,0,{"v":93273.1281807361,"d":"93,273"},0,{"v":0.546781938098415,"d":"54.7%"},{"v":0.0141237122698603,"d":"1.4%"},{"v":0.421139760742746,"d":"42.1%"},{"v":0,"d":"0.0%"},{"v":0,"d":"0.0%"},{"v":0.0175848846031868,"d":"1.8%"},{"v":0,"d":"0.0%"},{"v":0,"d":"0.0%"},{"v":0,"d":"0.0%"},{"v":3.69704285792138E-4,"d":"0.0%"},{"v":0,"d":"0.0%"}]
[2019,"NaturEner Power Watch, LLC (GWA)","GWA",210,0,0,{"v":4622338,"d":"4,622,338"},{"v":1822221,"d":"1,822,221"},{"v":519072,"d":"519,072"},{"v":204629,"d":"204,629"},0,0,0,0,0,0,0,"--",{"v":0,"d":"0.000"},{"v":0,"d":"0.000"},{"v":0,"d":"0.000"},{"v":0,"d":"0.000"},{"v":0,"d":"0.000"},{"v":0,"d":"0.000"},{"v":0,"d":"0.000"},"--",{"v":0,"d":"0.000"},{"v":0,"d":"0.000"},{"v":0,"d":"0.000"},{"v":0,"d":"0.000"},{"v":0,"d":"0.000"},{"v":0,"d":"0.000"},{"v":0,"d":"0.000"},"--",{"$nulls":7},"--",{"v":0,"d":"0.000"},{"v":0,"d":"0.000"},{"v":0,"d":"0.000"},{"v":0,"d":"0.000"},{"v":0,"d":"0.000"},{"v":0,"d":"0.000"},{"v":0,"d":"0.000"},{"v":0,"d":"0.000"},{"v":0,"d":"0.000"},{"v":0,"d":"0.000"},{"v":0,"d":"0.000"},{"v":0,"d":"0.000"},{"v":0,"d":"0.000"},{"v":0,"d":"0.000"},{"v":0,"d":"0.000"},{"v":0,"d":"0.000"},{"v":0,"d":"0.0000"},{"v":0,"d":"0.0000"},{"v":0,"d":"0.0000"},{"v":0,"d":"0.0000"},{"v":0,"d":"0.0000"},{"v":0,"d":"0.0000"},{"v":0,"d":"0.0000"},{"v":0,"d":"0.0000"},{"v":0,"d":"0.000"},{"v":0,"d":"0.000"},{"v":0,"d":"0.000"},{"v":0,"d":"0.000"},"--","--",{"v":0,"d":"0.000"},{"v":0,"d":"0.000"},{"v":0,"d":"0.000"},{"v":0,"d":"0.000"},{"v":0,"d":"0.000"},{"v":0,"d":"0.000"},{"v":0,"d":"0.000"},{"v":0,"d":"0.000"},{"v":0,"d":"0.000"},{"v":0,"d":"0.000"},{"v":0,"d":"0.000"},{"v":0,"d":"0.000"},{"v":0,"d":"0.000"},{"v":0,"d":"0.000"},{"v":0,"d":"0.000"},{"v":0,"d":"0.000"},{"v":0,"d":"0.0000"},{"v":0,"d":"0.0000"},{"v":0,"d":"0.0000"},{"v":0,"d":"0.0000"},{"v":0,"d":"0.0000"},{"v":0,"d":"0.0000"},{"v":0,"d":"0.0000"},{"v":0,"d":"0.0000"},{"v":0,"d":"0.000"},{"v":0,"d":"0.000"},{"v":0,"d":"0.000"},{"v":0,"d":"0.000"},"--","--",{"v":0,"d":"0.000"},{"v":0,"d":"0.000"},{"v":0,"d":"0.000"},{"v":0,"d":"0.000"},{"v":0,"d":"0.000"},{"v":0,"d":"0.000"},{"v":0,"d":"0.000"},"--",0,0,0,0,0,0,{"v":519072,"d":"519,072"},0,0,0,0,0,{"v":519072,"d":"519,072"},{"v":519072,"d":"519,072"},0,{"v":519072,"d":"519,072"},{"v":0,"d":"0.0%"},{"v":0,"d":"0.0%"},{"v":0,"d":"0.0%"},{"v":0,"d":"0.0%"},{"v":0,"d":"0.0%"},{"v":0,"d":"0.0%"},{"v":1,"d":"100.0%"},{"v":0,"d":"0.0%"},{"v":0,"d":"0.0%"},{"v":0,"d":"0.0%"},{"v":0,"d":"0.0%"},{"v":0,"d":"0.0%"},{"v":1,"d":"100.0%"},{"v":1,"d":"100.0%"},{"v":0,"d":"0.0%"},{"v":1,"d":"100.0%"},0,0,0,0,0,0,0,0,0,0,0,{"v":0,"d":"0.0%"},{"v":0,"d":"0.0%"},{"v":0,"d":"0.0%"},{"v":0,"d":"0.0%"},{"v":0,"d":"0.0%"},{"v":0,"d":"0.0%"},{"v":0,"d":"0.0%"},{"v":0,"d":"0.0%"},{"v":0,"d":"0.0%"},{"v":0,"d":"0.0%"},{"v":0,"d":"0.0%"}]
[2019,"NaturEner Wind Watch, LLC","WWA",189,0,0,{"v":5317737,"d":"5,317,737"},{"v":2096363,"d":"2,096,363"},{"v":597163,"d":"597,163"},{"v":235414,"d":"235,414"},0,0,0,0,0,0,0,"--",{"v":0,"d":"0.000"},{"v":0,"d":"0.000"},{"v":0,"d":"0.000"},{"v":0,"d":"0.000"},{"v":0,"d":"0.000"},{"v":0,"d":"0.000"},{"v":0,"d":"0.000"},"--",{"v":0,"d":"0.000"},{"v":0,"d":"0.000"},{"v":0,"d":"0.000"},{"v":0,"d":"0.000"},{"v":0,"d":"0.000"},{"v":0,"d":"0.000"},{"v":0,"d":"0.000"},"--",{"$nulls":7},"--",{"v":0,"d":"0.000"},{"v":0,"d":"0.000"},{"v":0,"d":"0.000"},{"v":0,"d":"0.000"},{"v":0,"d":"0.000"},{"v":0,"d":"0.000"},{"v":0,"d":"0.000"},{"v":0,"d":"0.000"},{"v":0,"d":"0.000"},{"v":0,"d":"0.000"},{"v":0,"d":"0.000"},{"v":0,"d":"0.000"},{"v":0,"d":"0.000"},{"v":0,"d":"0.000"},{"v":0,"d":"0.000"},{"v":0,"d":"0.000"},{"v":0,"d":"0.0000"},{"v":0,"d":"0.0000"},{"v":0,"d":"0.0000"},{"v":0,"d":"0.0000"},{"v":0,"d":"0.0000"},{"v":0,"d":"0.0000"},{"v":0,"d":"0.0000"},{"v":0,"d":"0.0000"},{"v":0,"d":"0.000"},{"v":0,"d":"0.000"},{"v":0,"d":"0.000"},{"v":0,"d":"0.000"},"--","--",{"v":0,"d":"0.000"},{"v":0,"d":"0.000"},{"v":0,"d":"0.000"},{"v":0,"d":"0.000"},{"v":0,"d":"0.000"},{"v":0,"d":"0.000"},{"v":0,"d":"0.000"},{"v":0,"d":"0.000"},{"v":0,"d":"0.000"},{"v":0,"d":"0.000"},{"v":0,"d":"0.000"},{"v":0,"d":"0.000"},{"v":0,"d":"0.000"},{"v":0,"d":"0.000"},{"v":0,"d":"0.000"},{"v":0,"d":"0.000"},{"v":0,"d":"0.0000"},{"v":0,"d":"0.0000"},{"v":0,"d":"0.0000"},{"v":0,"d":"0.0000"},{"v":0,"d":"0.0000"},{"v":0,"d":"0.0000"},{"v":0,"d":"0.0000"},{"v":0,"d":"0.0000"},{"v":0,"d":"0.000"},{"v":0,"d":"0.000"},{"v":0,"d":"0.000"},{"v":0,"d":"0.000"},"--","--",{"v":0,"d":"0.000"},{"v":0,"d":"0.000"},{"v":0,"d":"0.000"},{"v":0,"d":"0.000"},{"v":0,"d":"0.000"},{"v":0,"d":"0.000"},{"v":0,"d":"0.000"},"--",0,0,0,0,0,0,{"v":597163,"d":"597,163"},0,0,0,0,0,{"v":597163,"d":"597,163"},{"v":597163,"d":"597,163"},0,{"v":597163,"d":"597,163"},{"v":0,"d":"0.0%"},{"v":0,"d":"0.0%"},{"v":0,"d":"0.0%"},{"v":0,"d":"0.0%"},{"v":0,"d":"0.0%"},{"v":0,"d":"0.0%"},{"v":1,"d":"100.0%"},{"v":0,"d":"0.0%"},{"v":0,"d":"0.0%"},{"v":0,"d":"0.0%"},{"v":0,"d":"0.0%"},{"v":0,"d":"0.0%"},{"v":1,"d":"100.0%"},{"v":1,"d":"100.0%"},{"v":0,"d":"0.0%"},{"v":1,"d":"100.0%"},0,0,0,0,0,0,0,0,0,0,0,{"v":0,"d":"0.0%"},{"v":0,"d":"0.0%"},{"v":0,"d":"0.0%"},{"v":0,"d":"0.0%"},{"v":0,"d":"0.0%"},{"v":0,"d":"0.0%"},{"v":0,"d":"0.0%"},{"v":0,"d":"0.0%"},{"v":0,"d":"0.0%"},{"v":0,"d":"0.0%"},{"v":0,"d":"0.0%"}]
[2019,"Nevada Power Company","NEVP",{"v":17775.5,"d":"17,776"},{"v":215768060.396,"d":"215,768,060"},{"v":104145454.001,"d":"104,145,454"},{"v":273753996.657,"d":"273,753,997"},{"v":130743573.938,"d":"130,743,574"},{"v":33938318.991,"d":"33,938,319"},{"v":16332288.992,"d":"16,332,289"},{"v":10968.847,"d":"10,969"},{"v":5113.57,"d":"5,114"},{"v":5007.798,"d":"5,008"},{"v":14070493.727,"d":"14,070,494"},{"v":1192738.656,"d":"1,192,739"},{"v":154099.265,"d":"154,099"},{"v":14108363.388,"d":"14,108,363"},"--",0.646,0.626,0.295,{"v":829.18,"d":"829.180"},0.035,0.005,831.412,"--",0.102,0.098,0.046,130.422,{"v":5.5278740227398E-3,"d":"0.006"},{"v":0.000714189415788329,"d":"0.001"},{"v":130.773418105598,"d":"130.773"},"--",0.803,0.778,0.367,{"v":1030.277,"d":"1,030.277"},0.044,0.006,{"v":1033.05,"d":"1,033.050"},"--",2.379,84.128,0.621,0.798,2.636,84.516,0.592,0.764,3.444,7.593,0.006,0.352,{"v":2216.343,"d":"2,216.343"},{"v":4276.169,"d":"4,276.169"},894.879,{"v":1027.818,"d":"1,027.818"},0.2695,0.1732,{"v":0.017,"d":"0.0170"},0.0424,0.0392,0.0346,0.0017,0.0055,{"v":2234.768,"d":"2,234.768"},{"v":4290.819,"d":"4,290.819"},895.808,{"v":1030.507,"d":"1,030.507"},"--","--",0.225,3.213,0.082,0.102,0.244,3.212,0.079,0.098,0.326,{"v":0.29,"d":"0.290"},{"v":1E-3,"d":"0.001"},0.045,209.669,163.325,118.667,130.999,0.0255,{"v":6.6E-3,"d":"0.0066"},0.0022,0.0054,0.0037,0.0013,0.0002,0.0007,211.412,163.885,{"v":118.79,"d":"118.790"},131.342,"--","--",0.871,0.822,0.454,{"v":1075.252,"d":"1,075.252"},0.053,0.007,{"v":1078.689,"d":"1,078.689"},"--",{"v":2735456.77,"d":"2,735,457"},{"v":12625.191,"d":"12,625"},{"v":24460463.6,"d":"24,460,464"},0,{"v":66342,"d":"66,342"},{"v":83943,"d":"83,943"},{"v":329399,"d":"329,399"},{"v":2811153.21,"d":"2,811,153"},{"v":3417417,"d":"3,417,417"},0,{"v":21519,"d":"21,519"},{"v":27230064.561,"d":"27,230,065"},{"v":6708254.21,"d":"6,708,254"},{"v":6641912.21,"d":"6,641,912"},{"v":27314007.561,"d":"27,314,008"},{"v":6624311.21,"d":"6,624,311"},{"v":0.0806008331896931,"d":"8.1%"},{"v":0.00037200401956234,"d":"0.0%"},{"v":0.72073292036202,"d":"72.1%"},{"v":0,"d":"0.0%"},{"v":1.95478156851684E-3,"d":"0.2%"},{"v":0.00247339889068779,"d":"0.2%"},{"v":9.70581372114015E-3,"d":"1.0%"},{"v":0.0828312453827886,"d":"8.3%"},{"v":0.10069494081481,"d":"10.1%"},{"v":0,"d":"0.0%"},{"v":0.000634062050781013,"d":"0.1%"},{"v":0.802339819622057,"d":"80.2%"},{"v":0.197660180377943,"d":"19.8%"},{"v":0.195705398809427,"d":"19.6%"},{"v":0.804813218512744,"d":"80.5%"},{"v":0.195186781487256,"d":"19.5%"},{"v":2184231.44466647,"d":"2,184,231"},{"v":280.002,"d":"280"},{"v":13938450.4709775,"d":"13,938,450"},0,0,{"v":55683.1528253425,"d":"55,683"},0,0,0,0,0,{"v":0.135007068586561,"d":"13.5%"},{"v":1.73068881096282e-05,"d":"0.0%"},{"v":0.861533855911036,"d":"86.2%"},{"v":0,"d":"0.0%"},{"v":0,"d":"0.0%"},{"v":3.44176861429393E-3,"d":"0.3%"},{"v":0,"d":"0.0%"},{"v":0,"d":"0.0%"},{"v":0,"d":"0.0%"},{"v":0,"d":"0.0%"},{"v":0,"d":"0.0%"}]
[2019,"New Brunswick System Operator","NBSO",{"v":244.3,"d":"244"},{"v":3914915.363,"d":"3,914,915"},{"v":1251392.476,"d":"1,251,392"},{"v":5832578.361,"d":"5,832,578"},{"v":1821768.481,"d":"1,821,768"},{"v":708913.998,"d":"708,914"},{"v":251331,"d":"251,331"},{"v":277.585,"d":"278"},{"v":68.272,"d":"68"},{"v":408.737,"d":"409"},{"v":23067.24,"d":"23,067"},{"v":101895.109,"d":"101,895"},{"v":18430.434,"d":"18,430"},{"v":27087.064,"d":"27,087"},"--",0.783,0.543,1.153,65.078,0.144,0.026,76.418,"--",0.142,0.109,0.209,11.784,{"v":0.0260274104423851,"d":"0.026"},{"v":0.0047077477521447,"d":"0.005"},{"v":13.8378797437108,"d":"13.838"},"--",1.125,{"v":0.78,"d":"0.780"},1.656,93.472,0.206,0.037,{"v":109.76,"d":"109.760"},"--",{"v":0,"d":"0.000"},null,{"v":0,"d":"0.000"},null,{"v":0,"d":"0.000"},null,{"v":0,"d":"0.000"},null,{"v":0,"d":"0.000"},{"v":0,"d":"0.000"},{"v":0,"d":"0.000"},{"v":0,"d":"0.000"},{"v":0,"d":"0.000"},null,{"v":0,"d":"0.000"},null,{"v":0,"d":"0.0000"},null,{"v":0,"d":"0.0000"},null,{"v":0,"d":"0.0000"},null,{"v":0,"d":"0.0000"},null,{"v":0,"d":"0.000"},null,{"v":0,"d":"0.000"},null,"--","--",{"v":0,"d":"0.000"},null,{"v":0,"d":"0.000"},null,{"v":0,"d":"0.000"},null,{"v":0,"d":"0.000"},null,{"v":0,"d":"0.000"},{"v":0,"d":"0.000"},{"v":0,"d":"0.000"},{"v":0,"d":"0.000"},{"v":0,"d":"0.000"},null,{"v":0,"d":"0.000"},null,{"v":0,"d":"0.0000"},null,{"v":0,"d":"0.0000"},null,{"v":0,"d":"0.0000"},null,{"v":0,"d":"0.0000"},null,{"v":0,"d":"0.000"},null,{"v":0,"d":"0.000"},null,"--","--",2.035,0.796,1.245,63.075,0.499,0.072,97.154,"--",0,0,{"v":61713.009,"d":"61,713"},0,{"v":76029,"d":"76,029"},{"v":335044.992,"d":"335,045"},{"v":139318,"d":"139,318"},0,0,0,{"v":96809,"d":"96,809"},{"v":158522.009,"d":"158,522"},{"v":550391.992,"d":"550,392"},{"v":474362.992,"d":"474,363"},{"v":493567.001,"d":"493,567"},{"v":215347,"d":"215,347"},{"v":0,"d":"0.0%"},{"v":0,"d":"0.0%"},{"v":0.0870528849944381,"d":"8.7%"},{"v":0,"d":"0.0%"},{"v":0.107247141250917,"d":"10.7%"},{"v":0.472617258972714,"d":"47.3%"},{"v":0.196523132288933,"d":"19.7%"},{"v":0,"d":"0.0%"},{"v":0,"d":"0.0%"},{"v":0,"d":"0.0%"},{"v":0.136559582492997,"d":"13.7%"},{"v":0.223612467487435,"d":"22.4%"},{"v":0.776387532512565,"d":"77.6%"},{"v":0.669140391261648,"d":"66.9%"},{"v":0.696229726460149,"d":"69.6%"},{"v":0.303770273539851,"d":"30.4%"},0,0,0,0,0,{"v":144354.938017128,"d":"144,355"},0,0,0,0,0,{"v":0,"d":"0.0%"},{"v":0,"d":"0.0%"},{"v":0,"d":"0.0%"},{"v":0,"d":"0.0%"},{"v":0,"d":"0.0%"},{"v":1,"d":"100.0%"},{"v":0,"d":"0.0%"},{"v":0,"d":"0.0%"},{"v":0,"d":"0.0%"},{"v":0,"d":"0.0%"},{"v":0,"d":"0.0%"}]
[2019,"New Harquahala Generating Company, LLC - HGBA","HGMA",{"v":1325.1,"d":"1,325"},0,0,null,null,0,0,0,0,0,0,0,0,0,"--",{"$nulls":7},"--",{"v":0,"d":"0.000"},{"v":0,"d":"0.000"},{"v":0,"d":"0.000"},{"v":0,"d":"0.000"},{"v":0,"d":"0.000"},{"v":0,"d":"0.000"},{"v":0,"d":"0.000"},"--",{"$nulls":7},"--",{"v":0,"d":"0.000"},{"v":0,"d":"0.000"},{"v":0,"d":"0.000"},{"v":0,"d":"0.000"},{"v":0,"d":"0.000"},{"v":0,"d":"0.000"},{"v":0,"d":"0.000"},{"v":0,"d":"0.000"},{"v":0,"d":"0.000"},{"v":0,"d":"0.000"},{"v":0,"d":"0.000"},{"v":0,"d":"0.000"},{"v":0,"d":"0.000"},{"v":0,"d":"0.000"},{"v":0,"d":"0.000"},{"v":0,"d":"0.000"},{"v":0,"d":"0.0000"},{"v":0,"d":"0.0000"},{"v":0,"d":"0.0000"},{"v":0,"d":"0.0000"},{"v":0,"d":"0.0000"},{"v":0,"d":"0.0000"},{"v":0,"d":"0.0000"},{"v":0,"d":"0.0000"},{"v":0,"d":"0.000"},{"v":0,"d":"0.000"},{"v":0,"d":"0.000"},{"v":0,"d":"0.000"},"--","--",{"v":0,"d":"0.000"},{"v":0,"d":"0.000"},{"v":0,"d":"0.000"},{"v":0,"d":"0.000"},{"v":0,"d":"0.000"},{"v":0,"d":"0.000"},{"v":0,"d":"0.000"},{"v":0,"d":"0.000"},{"v":0,"d":"0.000"},{"v":0,"d":"0.000"},{"v":0,"d":"0.000"},{"v":0,"d":"0.000"},{"v":0,"d":"0.000"},{"v":0,"d":"0.000"},{"v":0,"d":"0.000"},{"v":0,"d":"0.000"},{"v":0,"d":"0.0000"},{"v":0,"d":"0.0000"},{"v":0,"d":"0.0000"},{"v":0,"d":"0.0000"},{"v":0,"d":"0.0000"},{"v":0,"d":"0.0000"},{"v":0,"d":"0.0000"},{"v":0,"d":"0.0000"},{"v":0,"d":"0.000"},{"v":0,"d":"0.000"},{"v":0,"d":"0.000"},{"v":0,"d":"0.000"},"--","--",{"v":0,"d":"0.000"},{"v":0,"d":"0.000"},{"v":0,"d":"0.000"},{"v":0,"d":"0.000"},{"v":0,"d":"0.000"},{"v":0,"d":"0.000"},{"v":0,"d":"0.000"},"--",0,0,0,0,0,0,0,0,0,0,0,0,0,0,0,0,{"$nulls":16},0,0,0,0,0,0,0,0,0,0,0,{"v":0,"d":"0.0%"},{"v":0,"d":"0.0%"},{"v":0,"d":"0.0%"},{"v":0,"d":"0.0%"},{"v":0,"d":"0.0%"},{"v":0,"d":"0.0%"},{"v":0,"d":"0.0%"},{"v":0,"d":"0.0%"},{"v":0,"d":"0.0%"},{"v":0,"d":"0.0%"},{"v":0,"d":"0.0%"}]
[2019,"New Smyrna Beach, Utilities Commission of","NSB",{"v":65.6,"d":"66"},{"v":1183,"d":"1,183"},621,{"v":1183,"d":"1,183"},621,{"v":-150,"d":"(150)"},{"v":-78,"d":"(78)"},{"v":0.522,"d":"1"},{"v":0.274,"d":"0"},{"v":0.299,"d":"0"},{"v":96.608,"d":"97"},{"v":7.824,"d":"8"},{"v":1.565,"d":"2"},{"v":96.939,"d":"97"},"--",{"v":-6.96,"d":"(6.960)"},{"v":-7.026,"d":"(7.026)"},{"v":-3.987,"d":"(3.987)"},{"v":-1288.107,"d":"(1,288.107)"},{"v":-0.052,"d":"(0.052)"},{"v":-0.01,"d":"(0.010)"},{"v":-1292.52,"d":"(1,292.520)"},"--",0.883,0.882,0.505,163.327,{"v":6.61369399830938E-3,"d":"0.007"},{"v":1.3229078613694E-3,"d":"0.001"},{"v":163.886728655959,"d":"163.887"},"--",{"v":-6.96,"d":"(6.960)"},{"v":-7.026,"d":"(7.026)"},{"v":-3.987,"d":"(3.987)"},{"v":-1288.107,"d":"(1,288.107)"},{"v":-0.052,"d":"(0.052)"},{"v":-0.01,"d":"(0.010)"},{"v":-1292.52,"d":"(1,292.520)"},"--",{"v":0,"d":"0.000"},{"v":-6.96,"d":"(6.960)"},{"v":0,"d":"0.000"},{"v":-6.96,"d":"(6.960)"},{"v":0,"d":"0.000"},{"v":-7.026,"d":"(7.026)"},{"v":0,"d":"0.000"},{"v":-7.026,"d":"(7.026)"},{"v":0,"d":"0.000"},{"v":-3.987,"d":"(3.987)"},{"v":0,"d":"0.000"},{"v":-3.987,"d":"(3.987)"},{"v":0,"d":"0.000"},{"v":-1288.107,"d":"(1,288.107)"},{"v":0,"d":"0.000"},{"v":-1288.107,"d":"(1,288.107)"},{"v":0,"d":"0.0000"},{"v":-0.0522,"d":"(0.0522)"},{"v":0,"d":"0.0000"},{"v":-0.0522,"d":"(0.0522)"},{"v":0,"d":"0.0000"},{"v":-0.0104,"d":"(0.0104)"},{"v":0,"d":"0.0000"},{"v":-0.0104,"d":"(0.0104)"},{"v":0,"d":"0.000"},{"v":-1292.52,"d":"(1,292.520)"},{"v":0,"d":"0.000"},{"v":-1292.52,"d":"(1,292.520)"},"--","--",{"v":0,"d":"0.000"},0.883,{"v":0,"d":"0.000"},0.883,{"v":0,"d":"0.000"},0.882,{"v":0,"d":"0.000"},0.882,{"v":0,"d":"0.000"},0.505,{"v":0,"d":"0.000"},0.505,{"v":0,"d":"0.000"},163.327,{"v":0,"d":"0.000"},163.327,{"v":0,"d":"0.0000"},{"v":6.6E-3,"d":"0.0066"},{"v":0,"d":"0.0000"},{"v":6.6E-3,"d":"0.0066"},{"v":0,"d":"0.0000"},0.0013,{"v":0,"d":"0.0000"},0.0013,{"v":0,"d":"0.000"},163.887,{"v":0,"d":"0.000"},163.887,"--","--",{"v":0,"d":"0.000"},{"v":0,"d":"0.000"},{"v":0,"d":"0.000"},{"v":0,"d":"0.000"},{"v":0,"d":"0.000"},{"v":0,"d":"0.000"},{"v":0,"d":"0.000"},"--",0,{"v":-150,"d":"(150)"},0,0,0,0,0,0,0,0,0,{"v":-150,"d":"(150)"},0,0,{"v":-150,"d":"(150)"},0,{"$nulls":16},0,0,0,0,0,0,0,0,0,0,0]
[2019,"New York Independent System Operator","NYIS",{"v":55935.5,"d":"55,936"},{"v":467554550.207,"d":"467,554,550"},{"v":224268464.413,"d":"224,268,464"},{"v":1252830589.125,"d":"1,252,830,589"},{"v":559354663.916,"d":"559,354,664"},{"v":137707450.704,"d":"137,707,451"},{"v":61313880.941,"d":"61,313,881"},{"v":13608.773,"d":"13,609"},{"v":6153.116,"d":"6,153"},{"v":2918.898,"d":"2,919"},{"v":27061023.844,"d":"27,061,024"},{"v":3711299.69,"d":"3,711,300"},{"v":466041.474,"d":"466,041"},{"v":27163877.78,"d":"27,163,878"},"--",0.198,0.201,0.042,393.022,0.027,0.003,394.516,"--",0.058,0.055,0.012,115.756,{"v":0.00793768275457249,"d":"0.008"},{"v":0.000996763850963851,"d":"0.001"},{"v":116.195544532606,"d":"116.196"},"--",0.473,{"v":0.48,"d":"0.480"},0.101,939.926,0.064,0.008,943.498,"--",2.499,3.213,0.295,0.337,3.588,3.238,0.293,0.327,6.057,1.057,0.025,{"v":0.08,"d":"0.080"},{"v":2208.646,"d":"2,208.646"},{"v":1200.702,"d":"1,200.702"},910.196,922.811,{"v":0.271,"d":"0.2710"},0.0577,0.0174,0.0197,0.0395,0.0123,{"v":1.8E-3,"d":"0.0018"},0.0022,{"v":2227.185,"d":"2,227.185"},{"v":1205.811,"d":"1,205.811"},911.172,{"v":923.96,"d":"923.960"},"--","--",0.232,0.327,0.038,0.044,0.283,0.228,0.038,0.042,0.563,0.107,0.003,{"v":0.01,"d":"0.010"},{"v":205.2,"d":"205.200"},122.048,118.966,{"v":119.94,"d":"119.940"},0.0252,0.0059,{"v":2.3E-3,"d":"0.0023"},0.0026,0.0037,0.0013,0.0002,0.0003,206.923,122.567,119.094,120.089,"--","--",{"v":0.5,"d":"0.500"},0.479,0.137,{"v":1007.55,"d":"1,007.550"},0.037,0.004,{"v":1009.547,"d":"1,009.547"},"--",{"v":421951.398,"d":"421,951"},{"v":516472.029,"d":"516,472"},{"v":53735187.954,"d":"53,735,188"},{"v":44865018,"d":"44,865,018"},{"v":30291035,"d":"30,291,035"},{"v":2917938.48,"d":"2,917,938"},{"v":4455881,"d":"4,455,881"},{"v":514313,"d":"514,313"},0,{"v":4376.242,"d":"4,376"},{"v":-14723,"d":"(14,723)"},{"v":99528282.623,"d":"99,528,283"},{"v":38179167.48,"d":"38,179,167"},{"v":7888132.48,"d":"7,888,132"},{"v":57581203.103,"d":"57,581,203"},{"v":80126247,"d":"80,126,247"},{"v":0.00306378695959459,"d":"0.3%"},{"v":3.75010078162025E-3,"d":"0.4%"},{"v":0.390170927043189,"d":"39.0%"},{"v":0.325764668020786,"d":"32.6%"},{"v":0.219943051416607,"d":"22.0%"},{"v":0.0211871364955716,"d":"2.1%"},{"v":0.0323541293286704,"d":"3.2%"},{"v":0.00373442408300771,"d":"0.4%"},{"v":0,"d":"0.0%"},{"v":3.17758709538157E-5,"d":"0.0%"},{"v":0,"d":"0.0%"},{"v":0.722751619818365,"d":"72.3%"},{"v":0.277248380181634,"d":"27.7%"},{"v":0.0572756899072497,"d":"5.7%"},{"v":0.418141524368735,"d":"41.8%"},{"v":0.581858475631265,"d":"58.2%"},{"v":427383,"d":"427,383"},{"v":369606.421788488,"d":"369,606"},{"v":30909075.5043757,"d":"30,909,076"},0,0,{"v":558894.368561329,"d":"558,894"},0,0,0,0,0,{"v":0.0132460418157064,"d":"1.3%"},{"v":0.0114553506301466,"d":"1.1%"},{"v":0.957976584505673,"d":"95.8%"},{"v":0,"d":"0.0%"},{"v":0,"d":"0.0%"},{"v":0.0173220230484745,"d":"1.7%"},{"v":0,"d":"0.0%"},{"v":0,"d":"0.0%"},{"v":0,"d":"0.0%"},{"v":0,"d":"0.0%"},{"v":0,"d":"0.0%"}]
[2019,"No balancing authority","NA",{"v":12124.1,"d":"12,124"},{"v":1132.001,"d":"1,132"},{"v":1003,"d":"1,003"},{"v":1132.001,"d":"1,132"},{"v":1003,"d":"1,003"},{"v":82.999,"d":"83"},73,{"v":1.789,"d":"2"},{"v":1.585,"d":"2"},{"v":0.164,"d":"0"},{"v":92.442,"d":"92"},{"v":7.487,"d":"7"},{"v":1.497,"d":"1"},{"v":92.759,"d":"93"},"--",43.109,43.425,3.952,{"v":2227.545,"d":"2,227.545"},{"v":0.09,"d":"0.090"},0.018,{"v":2235.184,"d":"2,235.184"},"--",3.161,3.161,{"v":0.29,"d":"0.290"},163.325,{"v":0.00661395175445958,"d":"0.007"},{"v":0.00132243699431361,"d":"0.001"},{"v":163.885014235853,"d":"163.885"},"--",43.108,43.424,3.952,{"v":2227.518,"d":"2,227.518"},{"v":0.09,"d":"0.090"},0.018,{"v":2235.157,"d":"2,235.157"},"--",2.388,7.886,4.075,5.413,2.385,8.259,3.943,{"v":5.66,"d":"5.660"},2.302,6.455,0.053,3.253,{"v":2181.4,"d":"2,181.400"},{"v":1655.368,"d":"1,655.368"},{"v":1190.867,"d":"1,190.867"},{"v":1577.886,"d":"1,577.886"},{"v":0.255,"d":"0.2550"},{"v":0.113,"d":"0.1130"},0.0218,{"v":0.105,"d":"0.1050"},0.0371,0.0192,0.0022,0.0161,{"v":2198.832,"d":"2,198.832"},{"v":1663.913,"d":"1,663.913"},{"v":1192.064,"d":"1,192.064"},{"v":1585.312,"d":"1,585.312"},"--","--",0.226,{"v":0.78,"d":"0.780"},0.415,0.537,0.227,0.802,0.401,0.556,0.218,0.639,0.005,0.323,206.843,163.744,121.229,156.492,0.0242,0.0112,0.0022,0.0104,0.0035,{"v":1.9E-3,"d":"0.0019"},0.0002,0.0016,208.496,164.589,121.351,157.229,"--","--",6.563,6.969,4.509,{"v":1581.188,"d":"1,581.188"},0.078,0.013,{"v":1587.016,"d":"1,587.016"},"--",0,83,0,0,0,0,0,0,0,0,0,83,0,0,83,0,{"v":0,"d":"0.0%"},{"v":1,"d":"100.0%"},{"v":0,"d":"0.0%"},{"v":0,"d":"0.0%"},{"v":0,"d":"0.0%"},{"v":0,"d":"0.0%"},{"v":0,"d":"0.0%"},{"v":0,"d":"0.0%"},{"v":0,"d":"0.0%"},{"v":0,"d":"0.0%"},{"v":0,"d":"0.0%"},{"v":1,"d":"100.0%"},{"v":0,"d":"0.0%"},{"v":0,"d":"0.0%"},{"v":1,"d":"100.0%"},{"v":0,"d":"0.0%"},{"v":451461.445401962,"d":"451,461"},{"v":8282863.24077723,"d":"8,282,863"},{"v":3980812.31782357,"d":"3,980,812"},0,0,{"v":19634.3220104328,"d":"19,634"},0,0,0,0,0,{"v":0.0354510837960448,"d":"3.5%"},{"v":0.650413189898267,"d":"65.0%"},{"v":0.312593937960394,"d":"31.3%"},{"v":0,"d":"0.0%"},{"v":0,"d":"0.0%"},{"v":1.54178834529412E-3,"d":"0.2%"},{"v":0,"d":"0.0%"},{"v":0,"d":"0.0%"},{"v":0,"d":"0.0%"},{"v":0,"d":"0.0%"},{"v":0,"d":"0.0%"}]
[2019,"NorthWestern Energy (NWMT)","NWMT",{"v":5437.9,"d":"5,438"},{"v":163356465.691,"d":"163,356,466"},{"v":62967799.866,"d":"62,967,800"},{"v":206822310.706,"d":"206,822,311"},{"v":82719808.978,"d":"82,719,809"},{"v":19582351.006,"d":"19,582,351"},{"v":7876058.903,"d":"7,876,059"},{"v":16640.656,"d":"16,641"},{"v":6152.843,"d":"6,153"},{"v":13928.12,"d":"13,928"},{"v":16961049.813,"d":"16,961,050"},{"v":3727700.065,"d":"3,727,700"},{"v":543076.523,"d":"543,077"},{"v":17088564.465,"d":"17,088,564"},"--",{"v":1.7,"d":"1.700"},1.562,1.423,{"v":1732.279,"d":"1,732.279"},{"v":0.19,"d":"0.190"},0.028,{"v":1745.303,"d":"1,745.303"},"--",0.204,0.195,0.171,207.657,{"v":0.0228194216202694,"d":"0.023"},{"v":0.0033244874679602,"d":"0.003"},{"v":209.218097278429,"d":"209.218"},"--",2.264,2.081,1.895,{"v":2307.423,"d":"2,307.423"},0.254,0.037,{"v":2324.771,"d":"2,324.771"},"--",2.091,0.873,10.044,2.264,2.065,0.944,7.897,2.175,1.444,17.003,0.087,1.895,{"v":2352.608,"d":"2,352.608"},{"v":1789.772,"d":"1,789.772"},{"v":1313.924,"d":"1,313.924"},{"v":2307.423,"d":"2,307.423"},0.2667,0.0522,0.0259,0.2536,0.0388,0.0104,0.0027,0.0369,{"v":2370.833,"d":"2,370.833"},{"v":1794.181,"d":"1,794.181"},{"v":1315.371,"d":"1,315.371"},{"v":2324.771,"d":"2,324.771"},"--","--",0.186,0.109,0.909,0.204,0.184,0.117,0.676,0.195,0.129,2.121,0.008,0.171,209.753,223.237,{"v":118.85,"d":"118.850"},207.657,0.0238,0.0065,{"v":2.3E-3,"d":"0.0023"},0.0228,0.0035,0.0013,0.0002,{"v":3.3E-3,"d":"0.0033"},211.378,223.787,118.981,209.218,"--","--",2.623,2.446,1.374,{"v":2275.94,"d":"2,275.940"},0.243,0.035,{"v":2292.549,"d":"2,292.549"},"--",{"v":13839746.536,"d":"13,839,747"},{"v":464619.694,"d":"464,620"},{"v":386896.001,"d":"386,896"},0,{"v":3689494,"d":"3,689,494"},0,{"v":1162173,"d":"1,162,173"},{"v":29393,"d":"29,393"},0,{"v":10028.438,"d":"10,028"},0,{"v":14701290.669,"d":"14,701,291"},{"v":4881060,"d":"4,881,060"},{"v":1191566,"d":"1,191,566"},{"v":14701290.669,"d":"14,701,291"},{"v":4881060,"d":"4,881,060"},{"v":0.706745924936842,"d":"70.7%"},{"v":0.0237264515304345,"d":"2.4%"},{"v":0.0197573829383251,"d":"2.0%"},{"v":0,"d":"0.0%"},{"v":0.188409147725083,"d":"18.8%"},{"v":0,"d":"0.0%"},{"v":0.059347982254234,"d":"5.9%"},{"v":1.50099446674351E-3,"d":"0.2%"},{"v":0,"d":"0.0%"},{"v":0.00051211614833737,"d":"0.1%"},{"v":0,"d":"0.0%"},{"v":0.750741875553939,"d":"75.1%"},{"v":0.249258124446061,"d":"24.9%"},{"v":0.0608489767209775,"d":"6.1%"},{"v":0.750741875553939,"d":"75.1%"},{"v":0.249258124446061,"d":"24.9%"},{"v":3573404.32310497,"d":"3,573,404"},{"v":21935.2955921524,"d":"21,935"},{"v":357603.191620303,"d":"357,603"},0,0,0,0,0,0,0,0,{"v":0.903985839050887,"d":"90.4%"},{"v":0.00554910522229158,"d":"0.6%"},{"v":0.0904650557268212,"d":"9.0%"},{"v":0,"d":"0.0%"},{"v":0,"d":"0.0%"},{"v":0,"d":"0.0%"},{"v":0,"d":"0.0%"},{"v":0,"d":"0.0%"},{"v":0,"d":"0.0%"},{"v":0,"d":"0.0%"},{"v":0,"d":"0.0%"}]
[2019,"Ohio Valley Electric Corporation","OVEC",{"v":2390.3,"d":"2,390"},{"v":122813381,"d":"122,813,381"},{"v":50627522.875,"d":"50,627,523"},{"v":122813381,"d":"122,813,381"},{"v":50627522.875,"d":"50,627,523"},{"v":11237989,"d":"11,237,989"},{"v":4548107,"d":"4,548,107"},{"v":10750.149,"d":"10,750"},{"v":2199.136,"d":"2,199"},{"v":7937.82,"d":"7,938"},{"v":12600635.062,"d":"12,600,635"},{"v":2964684.876,"d":"2,964,685"},{"v":431283.777,"d":"431,284"},{"v":12701954.906,"d":"12,701,955"},"--",1.913,0.967,1.413,{"v":2242.507,"d":"2,242.507"},0.264,0.038,{"v":2260.539,"d":"2,260.539"},"--",0.175,0.087,0.129,{"v":205.2,"d":"205.200"},{"v":0.0241397545760913,"d":"0.024"},{"v":0.00351170021937593,"d":"0.004"},{"v":206.849690197846,"d":"206.850"},"--",1.913,0.967,1.413,{"v":2242.507,"d":"2,242.507"},0.264,0.038,{"v":2260.539,"d":"2,260.539"},"--",1.913,{"v":0,"d":"0.000"},{"v":0,"d":"0.000"},1.913,0.967,{"v":0,"d":"0.000"},{"v":0,"d":"0.000"},0.967,1.413,{"v":0,"d":"0.000"},{"v":0,"d":"0.000"},1.413,{"v":2242.507,"d":"2,242.507"},{"v":0,"d":"0.000"},{"v":0,"d":"0.000"},{"v":2242.507,"d":"2,242.507"},0.2638,{"v":0,"d":"0.0000"},{"v":0,"d":"0.0000"},0.2638,0.0384,{"v":0,"d":"0.0000"},{"v":0,"d":"0.0000"},0.0384,{"v":2260.539,"d":"2,260.539"},{"v":0,"d":"0.000"},{"v":0,"d":"0.000"},{"v":2260.539,"d":"2,260.539"},"--","--",0.175,{"v":0,"d":"0.000"},{"v":0,"d":"0.000"},0.175,0.087,{"v":0,"d":"0.000"},{"v":0,"d":"0.000"},0.087,0.129,{"v":0,"d":"0.000"},{"v":0,"d":"0.000"},0.129,{"v":205.2,"d":"205.200"},{"v":0,"d":"0.000"},{"v":0,"d":"0.000"},{"v":205.2,"d":"205.200"},0.0241,{"v":0,"d":"0.0000"},{"v":0,"d":"0.0000"},0.0241,0.0035,{"v":0,"d":"0.0000"},{"v":0,"d":"0.0000"},0.0035,{"v":206.85,"d":"206.850"},{"v":0,"d":"0.000"},{"v":0,"d":"0.000"},{"v":206.85,"d":"206.850"},"--","--",1.908,0.981,1.421,{"v":2240.265,"d":"2,240.265"},0.264,0.038,{"v":2258.309,"d":"2,258.309"},"--",{"v":11223612.11,"d":"11,223,612"},{"v":14376.954,"d":"14,377"},0,0,0,0,0,0,0,0,0,{"v":11237989.064,"d":"11,237,989"},0,0,{"v":11237989.064,"d":"11,237,989"},0,{"v":0.998720682684587,"d":"99.9%"},{"v":1.27931731541326E-3,"d":"0.1%"},{"v":0,"d":"0.0%"},{"v":0,"d":"0.0%"},{"v":0,"d":"0.0%"},{"v":0,"d":"0.0%"},{"v":0,"d":"0.0%"},{"v":0,"d":"0.0%"},{"v":0,"d":"0.0%"},{"v":0,"d":"0.0%"},{"v":0,"d":"0.0%"},{"v":1,"d":"100.0%"},{"v":0,"d":"0.0%"},{"v":0,"d":"0.0%"},{"v":1,"d":"100.0%"},{"v":0,"d":"0.0%"},{"v":4878456.80996524,"d":"4,878,457"},0,0,0,0,0,0,0,0,0,0,{"v":1,"d":"100.0%"},{"v":0,"d":"0.0%"},{"v":0,"d":"0.0%"},{"v":0,"d":"0.0%"},{"v":0,"d":"0.0%"},{"v":0,"d":"0.0%"},{"v":0,"d":"0.0%"},{"v":0,"d":"0.0%"},{"v":0,"d":"0.0%"},{"v":0,"d":"0.0%"},{"v":0,"d":"0.0%"}]
[2019,"PacifiCorp - East","PACE",{"v":21598.8,"d":"21,599"},{"v":502498445.544,"d":"502,498,446"},{"v":202233791.006,"d":"202,233,791"},{"v":581738295.589,"d":"581,738,296"},{"v":236956868.979,"d":"236,956,869"},{"v":58034452.479,"d":"58,034,452"},{"v":23628342.669,"d":"23,628,343"},{"v":44422.949,"d":"44,423"},{"v":17578.467,"d":"17,578"},{"v":32101.322,"d":"32,101"},{"v":48474743.305,"d":"48,474,743"},{"v":10165782.419,"d":"10,165,782"},{"v":1470717.018,"d":"1,470,717"},{"v":48820894.922,"d":"48,820,895"},"--",1.531,1.488,1.106,{"v":1670.551,"d":"1,670.551"},0.175,0.025,{"v":1682.48,"d":"1,682.480"},"--",0.177,0.174,0.128,192.935,{"v":0.0202304753559877,"d":"0.020"},{"v":0.00292680908974318,"d":"0.003"},{"v":194.312620685411,"d":"194.313"},"--",1.801,1.751,1.302,{"v":1965.535,"d":"1,965.535"},0.206,{"v":0.03,"d":"0.030"},{"v":1979.571,"d":"1,979.571"},"--",{"v":2.13,"d":"2.130"},27.844,0.337,1.809,{"v":2.16,"d":"2.160"},27.613,0.328,1.784,1.644,{"v":2.39,"d":"2.390"},0.006,1.306,{"v":2257.962,"d":"2,257.962"},{"v":1349.039,"d":"1,349.039"},921.334,{"v":1979.447,"d":"1,979.447"},0.2571,0.0546,0.0175,0.2077,0.0374,0.0109,0.0017,{"v":0.03,"d":"0.0300"},{"v":2275.536,"d":"2,275.536"},{"v":1353.662,"d":"1,353.662"},922.278,{"v":1993.59,"d":"1,993.590"},"--","--",0.196,3.371,0.043,0.177,0.198,{"v":3.37,"d":"3.370"},0.041,0.174,0.151,0.289,{"v":1E-3,"d":"0.001"},0.128,207.549,163.327,117.202,193.451,0.0236,{"v":6.6E-3,"d":"0.0066"},0.0022,0.0203,0.0034,0.0013,0.0002,0.0029,209.165,163.887,117.322,194.833,"--","--",1.631,1.586,1.105,{"v":1885.675,"d":"1,885.675"},{"v":0.19,"d":"0.190"},0.027,{"v":1898.597,"d":"1,898.597"},"--",{"v":38647925.446,"d":"38,647,925"},{"v":37009.963,"d":"37,010"},{"v":9995062.044,"d":"9,995,062"},0,{"v":900129.14,"d":"900,129"},{"v":77662,"d":"77,662"},{"v":5146215,"d":"5,146,215"},{"v":2353065.35,"d":"2,353,065"},{"v":310314,"d":"310,314"},{"v":302996.48,"d":"302,996"},{"v":264074.582,"d":"264,075"},{"v":49247068.515,"d":"49,247,069"},{"v":8787385.49,"d":"8,787,385"},{"v":7887256.35,"d":"7,887,256"},{"v":49324730.515,"d":"49,324,731"},{"v":8709723.49,"d":"8,709,723"},{"v":0.665947946071316,"d":"66.6%"},{"v":0.000637723980255098,"d":"0.1%"},{"v":0.172226347526917,"d":"17.2%"},{"v":0,"d":"0.0%"},{"v":0.0155102543038046,"d":"1.6%"},{"v":1.33820505993403E-3,"d":"0.1%"},{"v":0.0886751687119624,"d":"8.9%"},{"v":0.0405460065118778,"d":"4.1%"},{"v":0.00534706503783536,"d":"0.5%"},{"v":0.00522097580126962,"d":"0.5%"},{"v":0.00455030699482842,"d":"0.5%"},{"v":0.848583300374586,"d":"84.9%"},{"v":0.151416699625414,"d":"15.1%"},{"v":0.13590644532161,"d":"13.6%"},{"v":0.84992150543452,"d":"85.0%"},{"v":0.15007849456548,"d":"15.0%"},{"v":14889984.8790572,"d":"14,889,985"},77,{"v":5594532.14995606,"d":"5,594,532"},0,0,{"v":9935.86755968794,"d":"9,936"},0,0,0,{"v":311752.341796043,"d":"311,752"},0,{"v":0.715648509833174,"d":"71.6%"},{"v":3.70080532013566E-6,"d":"0.0%"},{"v":0.26888667979516,"d":"26.9%"},{"v":0,"d":"0.0%"},{"v":0,"d":"0.0%"},{"v":4.77541708117615E-4,"d":"0.0%"},{"v":0,"d":"0.0%"},{"v":0,"d":"0.0%"},{"v":0,"d":"0.0%"},{"v":0.0149835678582278,"d":"1.5%"},{"v":0,"d":"0.0%"}]
[2019,"PacifiCorp - West","PACW",{"v":3067.3,"d":"3,067"},{"v":26604613.617,"d":"26,604,614"},{"v":10099957.791,"d":"10,099,958"},{"v":63974300.555,"d":"63,974,301"},{"v":27796619.786,"d":"27,796,620"},{"v":7547361.845,"d":"7,547,362"},{"v":3263247.684,"d":"3,263,248"},{"v":907.122,"d":"907"},{"v":347.74,"d":"348"},{"v":72.256,"d":"72"},{"v":1274927.739,"d":"1,274,928"},{"v":367439.19,"d":"367,439"},{"v":46752.805,"d":"46,753"},{"v":1286486.896,"d":"1,286,487"},"--",{"v":0.24,"d":"0.240"},0.213,0.019,337.847,0.049,0.006,{"v":340.91,"d":"340.910"},"--",0.068,0.069,0.005,95.843,{"v":0.0138111079262287,"d":"0.014"},{"v":0.00175731945116939,"d":"0.002"},{"v":96.7115639806136,"d":"96.712"},"--",0.541,{"v":0.48,"d":"0.480"},0.043,760.952,{"v":0.11,"d":"0.110"},0.014,767.851,"--",{"v":0,"d":"0.000"},{"v":0,"d":"0.000"},0.107,0.107,{"v":0,"d":"0.000"},{"v":0,"d":"0.000"},{"v":0.11,"d":"0.110"},{"v":0.11,"d":"0.110"},{"v":0,"d":"0.000"},{"v":0,"d":"0.000"},0.004,0.004,{"v":0,"d":"0.000"},{"v":0,"d":"0.000"},885.752,885.752,{"v":0,"d":"0.0000"},{"v":0,"d":"0.0000"},0.0163,0.0163,{"v":0,"d":"0.0000"},{"v":0,"d":"0.0000"},0.0016,0.0016,{"v":0,"d":"0.000"},{"v":0,"d":"0.000"},886.646,886.646,"--","--",{"v":0,"d":"0.000"},{"v":0,"d":"0.000"},0.014,0.014,{"v":0,"d":"0.000"},{"v":0,"d":"0.000"},0.015,0.015,{"v":0,"d":"0.000"},{"v":0,"d":"0.000"},{"v":1E-3,"d":"0.001"},{"v":1E-3,"d":"0.001"},{"v":0,"d":"0.000"},{"v":0,"d":"0.000"},118.857,118.857,{"v":0,"d":"0.0000"},{"v":0,"d":"0.0000"},0.0022,0.0022,{"v":0,"d":"0.0000"},{"v":0,"d":"0.0000"},0.0002,0.0002,{"v":0,"d":"0.000"},{"v":0,"d":"0.000"},118.977,118.977,"--","--",0.527,0.515,0.053,718.383,0.141,0.018,{"v":727.31,"d":"727.310"},"--",0,0,{"v":2882688.564,"d":"2,882,689"},0,{"v":2970499,"d":"2,970,499"},{"v":468188.278,"d":"468,188"},{"v":858555,"d":"858,555"},{"v":367431,"d":"367,431"},0,0,0,{"v":2882688.564,"d":"2,882,689"},{"v":4664673.278,"d":"4,664,673"},{"v":1694174.278,"d":"1,694,174"},{"v":3350876.842,"d":"3,350,877"},{"v":4196485,"d":"4,196,485"},{"v":0,"d":"0.0%"},{"v":0,"d":"0.0%"},{"v":0.381946516458009,"d":"38.2%"},{"v":0,"d":"0.0%"},{"v":0.393581103196828,"d":"39.4%"},{"v":0.0620333684539409,"d":"6.2%"},{"v":0.113755643094023,"d":"11.4%"},{"v":0.0486833687971999,"d":"4.9%"},{"v":0,"d":"0.0%"},{"v":0,"d":"0.0%"},{"v":0,"d":"0.0%"},{"v":0.381946516458009,"d":"38.2%"},{"v":0.618053483541991,"d":"61.8%"},{"v":0.224472380345164,"d":"22.4%"},{"v":0.44397988491195,"d":"44.4%"},{"v":0.55602011508805,"d":"55.6%"},0,0,{"v":1307013.88985305,"d":"1,307,014"},0,0,{"v":309627.220565156,"d":"309,627"},0,0,0,0,0,{"v":0,"d":"0.0%"},{"v":0,"d":"0.0%"},{"v":0.808474980272486,"d":"80.8%"},{"v":0,"d":"0.0%"},{"v":0,"d":"0.0%"},{"v":0.191525019727514,"d":"19.2%"},{"v":0,"d":"0.0%"},{"v":0,"d":"0.0%"},{"v":0,"d":"0.0%"},{"v":0,"d":"0.0%"},{"v":0,"d":"0.0%"}]
[2019,"PJM Interconnection, LLC","PJM",{"v":288105.4,"d":"288,105"},{"v":4229364031.476,"d":"4,229,364,031"},{"v":1939502502.407,"d":"1,939,502,502"},{"v":7484018693.414,"d":"7,484,018,693"},{"v":3307535735.446,"d":"3,307,535,735"},{"v":807741174.358,"d":"807,741,174"},{"v":353793314.933,"d":"353,793,315"},{"v":209205.355,"d":"209,205"},{"v":68896.205,"d":"68,896"},{"v":202714.93,"d":"202,715"},{"v":325995247.653,"d":"325,995,248"},{"v":55337068.561,"d":"55,337,069"},{"v":7775717.071,"d":"7,775,717"},{"v":327825784.727,"d":"327,825,785"},"--",0.518,0.389,0.502,807.177,0.069,{"v":0.01,"d":"0.010"},{"v":811.71,"d":"811.710"},"--",0.099,0.071,0.096,154.158,{"v":0.0130840164500307,"d":"0.013"},{"v":0.00183850740043447,"d":"0.002"},{"v":155.023678400458,"d":"155.024"},"--",{"v":0.85,"d":"0.850"},0.639,0.824,{"v":1325.053,"d":"1,325.053"},0.112,0.016,{"v":1332.494,"d":"1,332.494"},"--",1.879,2.105,0.175,0.811,1.263,1.563,0.187,{"v":0.58,"d":"0.580"},2.179,1.418,{"v":0.01,"d":"0.010"},0.813,{"v":2123.128,"d":"2,123.128"},{"v":1586.061,"d":"1,586.061"},879.228,{"v":1338.729,"d":"1,338.729"},0.2461,0.0395,0.0172,0.1012,0.0358,{"v":6.3E-3,"d":"0.0063"},{"v":1.8E-3,"d":"0.0018"},0.0143,{"v":2139.951,"d":"2,139.951"},{"v":1588.936,"d":"1,588.936"},{"v":880.18,"d":"880.180"},{"v":1345.508,"d":"1,345.508"},"--","--",0.181,0.198,0.024,0.095,{"v":0.12,"d":"0.120"},0.152,0.025,0.067,{"v":0.21,"d":"0.210"},0.133,{"v":1E-3,"d":"0.001"},0.096,204.608,148.829,{"v":119.04,"d":"119.040"},157.439,0.0237,0.0037,{"v":2.3E-3,"d":"0.0023"},0.0119,0.0035,0.0006,0.0002,0.0017,{"v":206.23,"d":"206.230"},149.098,119.169,158.236,"--","--",1.089,0.794,1.029,{"v":1492.871,"d":"1,492.871"},0.133,0.019,{"v":1501.688,"d":"1,501.688"},"--",{"v":172409735.247,"d":"172,409,735"},{"v":1692047.749,"d":"1,692,048"},{"v":304760153.174,"d":"304,760,153"},{"v":277918022,"d":"277,918,022"},{"v":9034743.6,"d":"9,034,744"},{"v":11185704.823,"d":"11,185,705"},{"v":24048296.01,"d":"24,048,296"},{"v":4691547.4,"d":"4,691,547"},0,{"v":1996210.184,"d":"1,996,210"},{"v":4714.354,"d":"4,714"},{"v":758780882.708,"d":"758,780,883"},{"v":48960291.833,"d":"48,960,292"},{"v":39925548.233,"d":"39,925,548"},{"v":492048565.531,"d":"492,048,566"},{"v":315692609.01,"d":"315,692,609"},{"v":0.213446758294787,"d":"21.3%"},{"v":0.00209478952210342,"d":"0.2%"},{"v":0.377299267116326,"d":"37.7%"},{"v":0.344068162871513,"d":"34.4%"},{"v":0.01118519630392,"d":"1.1%"},{"v":0.0138481300391258,"d":"1.4%"},{"v":0.0297722794974089,"d":"3.0%"},{"v":0.00580823108672896,"d":"0.6%"},{"v":0,"d":"0.0%"},{"v":0.00247134880196537,"d":"0.2%"},{"v":5.83646612131533e-06,"d":"0.0%"},{"v":0.939386163072816,"d":"93.9%"},{"v":0.0606138369271838,"d":"6.1%"},{"v":0.0494286406232637,"d":"4.9%"},{"v":0.609166130240429,"d":"60.9%"},{"v":0.390833869759571,"d":"39.1%"},{"v":89646786.1277218,"d":"89,646,786"},{"v":2913185.1431796,"d":"2,913,185"},{"v":105492520.537934,"d":"105,492,521"},0,0,{"v":4433761.28941009,"d":"4,433,761"},0,0,0,{"v":180811.20583957,"d":"180,811"},0,{"v":0.442335247888203,"d":"44.2%"},{"v":0.0143742405959392,"d":"1.4%"},{"v":0.520521284009183,"d":"52.1%"},{"v":0,"d":"0.0%"},{"v":0,"d":"0.0%"},{"v":0.021877068701985,"d":"2.2%"},{"v":0,"d":"0.0%"},{"v":0,"d":"0.0%"},{"v":0,"d":"0.0%"},{"v":0.000892158804690032,"d":"0.1%"},{"v":0,"d":"0.0%"}]
[2019,"Portland General Electric Company","PGE",{"v":4324.2,"d":"4,324"},{"v":100682044.296,"d":"100,682,044"},{"v":40647189.479,"d":"40,647,189"},{"v":133465724.335,"d":"133,465,724"},{"v":58074927.594,"d":"58,074,928"},{"v":14692014.002,"d":"14,692,014"},{"v":6442421.998,"d":"6,442,422"},{"v":8039.931,"d":"8,040"},{"v":3415.76,"d":"3,416"},{"v":3991.819,"d":"3,992"},{"v":6867708.021,"d":"6,867,708"},{"v":888844.7,"d":"888,845"},{"v":121583.47,"d":"121,583"},{"v":6896934.518,"d":"6,896,935"},"--",1.094,{"v":1.06,"d":"1.060"},0.543,{"v":934.89,"d":"934.890"},{"v":0.06,"d":"0.060"},0.008,938.868,"--",{"v":0.16,"d":"0.160"},0.168,0.079,136.424,{"v":0.00882823452995097,"d":"0.009"},{"v":1.20759834437361E-3,"d":"0.001"},{"v":137.004260615197,"d":"137.004"},"--",{"v":1.46,"d":"1.460"},1.415,0.725,{"v":1247.481,"d":"1,247.481"},0.081,0.011,{"v":1252.79,"d":"1,252.790"},"--",1.876,{"v":0,"d":"0.000"},1.225,1.378,1.847,{"v":0,"d":"0.000"},1.354,{"v":1.46,"d":"1.460"},3.046,{"v":0,"d":"0.000"},0.012,0.726,{"v":2161.918,"d":"2,161.918"},{"v":0,"d":"0.000"},955.419,{"v":1239.487,"d":"1,239.487"},0.2474,{"v":0,"d":"0.0000"},0.0159,0.0704,{"v":0.036,"d":"0.0360"},{"v":0,"d":"0.0000"},0.0016,0.0097,{"v":2178.829,"d":"2,178.829"},{"v":0,"d":"0.000"},956.291,{"v":1244.135,"d":"1,244.135"},"--","--",0.182,{"v":0,"d":"0.000"},0.142,0.152,0.176,{"v":0,"d":"0.000"},0.158,0.163,0.296,{"v":0,"d":"0.000"},{"v":1E-3,"d":"0.001"},{"v":0.08,"d":"0.080"},{"v":209.76,"d":"209.760"},{"v":0,"d":"0.000"},110.403,137.065,{"v":0.024,"d":"0.0240"},{"v":0,"d":"0.0000"},{"v":1.8E-3,"d":"0.0018"},0.0078,0.0035,{"v":0,"d":"0.0000"},0.0002,0.0011,211.401,{"v":0,"d":"0.000"},110.504,137.579,"--","--",3.173,3.114,1.138,{"v":1317.405,"d":"1,317.405"},0.113,0.016,{"v":1324.955,"d":"1,324.955"},"--",{"v":2569159.5,"d":"2,569,160"},{"v":6523.754,"d":"6,524"},{"v":8356404.466,"d":"8,356,404"},0,{"v":1924659,"d":"1,924,659"},{"v":78960.254,"d":"78,960"},{"v":1706630,"d":"1,706,630"},{"v":50203,"d":"50,203"},0,0,{"v":-526,"d":"(526)"},{"v":10931561.72,"d":"10,931,562"},{"v":3760452.254,"d":"3,760,452"},{"v":1835793.254,"d":"1,835,793"},{"v":11010521.974,"d":"11,010,522"},{"v":3681492,"d":"3,681,492"},{"v":0.174861494646018,"d":"17.5%"},{"v":0.000444018121546341,"d":"0.0%"},{"v":0.568751521574046,"d":"56.9%"},{"v":0,"d":"0.0%"},{"v":0.130995661975798,"d":"13.1%"},{"v":0.00537417316132735,"d":"0.5%"},{"v":0.116156226426476,"d":"11.6%"},{"v":3.41690409478821E-3,"d":"0.3%"},{"v":0,"d":"0.0%"},{"v":0,"d":"0.0%"},{"v":0,"d":"0.0%"},{"v":0.744047871132252,"d":"74.4%"},{"v":0.255952128867748,"d":"25.6%"},{"v":0.124947303682592,"d":"12.5%"},{"v":0.749422236698453,"d":"74.9%"},{"v":0.250577763301548,"d":"25.1%"},{"v":1469141.62191207,"d":"1,469,142"},0,{"v":2491013.1797416,"d":"2,491,013"},0,0,{"v":24738.2526258612,"d":"24,738"},0,0,0,0,0,{"v":0.368677804372768,"d":"36.9%"},{"v":0,"d":"0.0%"},{"v":0.625114186456372,"d":"62.5%"},{"v":0,"d":"0.0%"},{"v":0,"d":"0.0%"},{"v":6.2080091708594E-3,"d":"0.6%"},{"v":0,"d":"0.0%"},{"v":0,"d":"0.0%"},{"v":0,"d":"0.0%"},{"v":0,"d":"0.0%"},{"v":0,"d":"0.0%"}]
[2019,"PowerSouth Energy Cooperative","AEC",{"v":2618.7,"d":"2,619"},{"v":44111246.305,"d":"44,111,246"},{"v":23701753.728,"d":"23,701,754"},{"v":44233288.305,"d":"44,233,288"},{"v":23755134.727,"d":"23,755,135"},{"v":5226626.002,"d":"5,226,626"},{"v":2687041.999,"d":"2,687,042"},{"v":2598.82,"d":"2,599"},{"v":1357.434,"d":"1,357"},{"v":574.774,"d":"575"},{"v":3047141.766,"d":"3,047,142"},{"v":345930.158,"d":"345,930"},{"v":46893.179,"d":"46,893"},{"v":3058452.977,"d":"3,058,453"},"--",0.994,{"v":1.01,"d":"1.010"},{"v":0.22,"d":"0.220"},{"v":1166.007,"d":"1,166.007"},0.066,0.009,{"v":1170.335,"d":"1,170.335"},"--",0.118,0.115,0.026,138.157,{"v":0.00784222136024275,"d":"0.008"},{"v":0.00106306629098087,"d":"0.001"},{"v":138.669987052863,"d":"138.670"},"--",0.997,1.013,0.221,{"v":1169.073,"d":"1,169.073"},0.066,0.009,{"v":1173.412,"d":"1,173.412"},"--",4.707,{"v":0,"d":"0.000"},0.166,1.004,{"v":4.74,"d":"4.740"},{"v":0,"d":"0.000"},{"v":0.17,"d":"0.170"},1.018,1.168,{"v":0,"d":"0.000"},0.005,0.219,{"v":2246.619,"d":"2,246.619"},{"v":0,"d":"0.000"},935.301,{"v":1177.205,"d":"1,177.205"},0.2825,{"v":0,"d":"0.0000"},{"v":0.018,"d":"0.0180"},0.0668,0.0411,{"v":0,"d":"0.0000"},{"v":1.8E-3,"d":"0.0018"},0.0091,{"v":2265.934,"d":"2,265.934"},{"v":0,"d":"0.000"},936.291,{"v":1181.575,"d":"1,181.575"},"--","--",{"v":0.43,"d":"0.430"},{"v":0,"d":"0.000"},0.021,0.119,0.439,{"v":0,"d":"0.000"},{"v":0.02,"d":"0.020"},0.115,0.107,{"v":0,"d":"0.000"},{"v":1E-3,"d":"0.001"},0.026,205.199,{"v":0,"d":"0.000"},118.858,139.527,0.0258,{"v":0,"d":"0.0000"},{"v":2.3E-3,"d":"0.0023"},0.0079,{"v":3.8E-3,"d":"0.0038"},{"v":0,"d":"0.0000"},0.0002,0.0011,206.964,{"v":0,"d":"0.000"},118.984,140.045,"--","--",1.834,1.891,{"v":0.42,"d":"0.420"},{"v":1460.668,"d":"1,460.668"},0.114,0.016,{"v":1468.262,"d":"1,468.262"},"--",{"v":947434.56,"d":"947,435"},{"v":8757.896,"d":"8,758"},{"v":4220715.59,"d":"4,220,716"},0,{"v":13705,"d":"13,705"},{"v":36013,"d":"36,013"},0,0,0,0,0,{"v":5176908.046,"d":"5,176,908"},{"v":49718,"d":"49,718"},{"v":36013,"d":"36,013"},{"v":5212921.046,"d":"5,212,921"},{"v":13705,"d":"13,705"},{"v":0.181270776149192,"d":"18.1%"},{"v":0.00167563087982974,"d":"0.2%"},{"v":0.807541146593062,"d":"80.8%"},{"v":0,"d":"0.0%"},{"v":2.62215048089936E-3,"d":"0.3%"},{"v":0.00689029589701777,"d":"0.7%"},{"v":0,"d":"0.0%"},{"v":0,"d":"0.0%"},{"v":0,"d":"0.0%"},{"v":0,"d":"0.0%"},{"v":0,"d":"0.0%"},{"v":0.990487553622083,"d":"99.0%"},{"v":0.00951244637791712,"d":"1.0%"},{"v":0.00689029589701777,"d":"0.7%"},{"v":0.997377849519101,"d":"99.7%"},{"v":2.62215048089936E-3,"d":"0.3%"},{"v":955004,"d":"955,004"},0,{"v":1720455.63965574,"d":"1,720,456"},0,0,0,0,0,0,0,0,{"v":0.35694950723416,"d":"35.7%"},{"v":0,"d":"0.0%"},{"v":0.64305049276584,"d":"64.3%"},{"v":0,"d":"0.0%"},{"v":0,"d":"0.0%"},{"v":0,"d":"0.0%"},{"v":0,"d":"0.0%"},{"v":0,"d":"0.0%"},{"v":0,"d":"0.0%"},{"v":0,"d":"0.0%"},{"v":0,"d":"0.0%"}]
[2019,"Public Service Company of Colorado","PSCO",{"v":15696.5,"d":"15,697"},{"v":191405884.158,"d":"191,405,884"},{"v":83069056.654,"d":"83,069,057"},{"v":292112119.226,"d":"292,112,119"},{"v":124955661.639,"d":"124,955,662"},{"v":31370848.923,"d":"31,370,849"},{"v":13400411.775,"d":"13,400,412"},{"v":4915.967,"d":"4,916"},{"v":2056.845,"d":"2,057"},{"v":4016.159,"d":"4,016"},{"v":14749945.475,"d":"14,749,945"},{"v":2168831.374,"d":"2,168,831"},{"v":303209.872,"d":"303,210"},{"v":14822234.14,"d":"14,822,234"},"--",0.313,0.307,0.256,{"v":940.36,"d":"940.360"},0.069,{"v":0.01,"d":"0.010"},944.969,"--",0.051,{"v":0.05,"d":"0.050"},0.042,154.122,{"v":0.011331059040012,"d":"0.011"},{"v":0.00158411991007397,"d":"0.002"},{"v":154.87751805754,"d":"154.878"},"--",0.487,0.477,0.398,{"v":1462.597,"d":"1,462.597"},0.108,0.015,{"v":1469.765,"d":"1,469.765"},"--",0.754,{"v":-9.124,"d":"(9.124)"},0.323,0.477,0.719,{"v":-21.045,"d":"(21.045)"},{"v":0.33,"d":"0.330"},{"v":0.46,"d":"0.460"},1.111,{"v":-0.796,"d":"(0.796)"},0.006,0.399,{"v":2294.925,"d":"2,294.925"},{"v":-447.841,"d":"(447.841)"},{"v":1018.799,"d":"1,018.799"},{"v":1472.91,"d":"1,472.910"},0.2582,{"v":-0.0181,"d":"(0.0181)"},0.0185,0.1038,0.0375,{"v":-0.0036,"d":"(0.0036)"},{"v":1.9E-3,"d":"0.0019"},0.0146,{"v":2312.565,"d":"2,312.565"},{"v":-449.377,"d":"(449.377)"},{"v":1019.816,"d":"1,019.816"},{"v":1479.841,"d":"1,479.841"},"--","--",0.068,3.327,0.038,{"v":0.05,"d":"0.050"},0.065,3.329,0.038,0.049,{"v":0.1,"d":"0.100"},{"v":0.29,"d":"0.290"},{"v":1E-3,"d":"0.001"},0.042,207.002,163.324,{"v":118.8,"d":"118.800"},155.539,0.0233,{"v":6.6E-3,"d":"0.0066"},0.0022,{"v":0.011,"d":"0.0110"},0.0034,0.0013,0.0002,{"v":1.5E-3,"d":"0.0015"},208.593,163.884,118.919,{"v":156.27,"d":"156.270"},"--","--",0.498,0.482,0.272,{"v":1355.18,"d":"1,355.180"},0.082,0.011,{"v":1360.603,"d":"1,360.603"},"--",{"v":7041351.2,"d":"7,041,351"},{"v":1453.833,"d":"1,454"},{"v":12986016.238,"d":"12,986,016"},0,{"v":88559,"d":"88,559"},{"v":141652.625,"d":"141,653"},{"v":10009577,"d":"10,009,577"},{"v":1103184,"d":"1,103,184"},0,0,{"v":-945,"d":"(945)"},{"v":20027876.271,"d":"20,027,876"},{"v":11342972.625,"d":"11,342,973"},{"v":11254413.625,"d":"11,254,414"},{"v":20169528.896,"d":"20,169,529"},{"v":11201320,"d":"11,201,320"},{"v":0.224448471877083,"d":"22.4%"},{"v":4.63420423077996e-05,"d":"0.0%"},{"v":0.413939230923475,"d":"41.4%"},{"v":0,"d":"0.0%"},{"v":0.00282288607063976,"d":"0.3%"},{"v":0.00451528610284735,"d":"0.5%"},{"v":0.319062946581332,"d":"31.9%"},{"v":0.0351648364023155,"d":"3.5%"},{"v":0,"d":"0.0%"},{"v":0,"d":"0.0%"},{"v":0,"d":"0.0%"},{"v":0.638423153208127,"d":"63.8%"},{"v":0.361576846791873,"d":"36.2%"},{"v":0.358743069086495,"d":"35.9%"},{"v":0.642938575327229,"d":"64.3%"},{"v":0.357061424672771,"d":"35.7%"},{"v":3638278.45943545,"d":"3,638,278"},0,{"v":9806914.28849996,"d":"9,806,914"},0,0,{"v":32921.3902968036,"d":"32,921"},0,0,0,0,0,{"v":0.269939727629628,"d":"27.0%"},{"v":0,"d":"0.0%"},{"v":0.727617691015209,"d":"72.8%"},{"v":0,"d":"0.0%"},{"v":0,"d":"0.0%"},{"v":2.44258135516291E-3,"d":"0.2%"},{"v":0,"d":"0.0%"},{"v":0,"d":"0.0%"},{"v":0,"d":"0.0%"},{"v":0,"d":"0.0%"},{"v":0,"d":"0.0%"}]
[2019,"Public Service Company of New Mexico","PNM",{"v":7153.1,"d":"7,153"},{"v":95827062.83,"d":"95,827,063"},{"v":45635559.387,"d":"45,635,559"},{"v":128476136.826,"d":"128,476,137"},{"v":58193312.389,"d":"58,193,312"},{"v":12937165.001,"d":"12,937,165"},{"v":5798084.725,"d":"5,798,085"},{"v":7863.111,"d":"7,863"},{"v":3527.958,"d":"3,528"},{"v":1485.74,"d":"1,486"},{"v":8224309.313,"d":"8,224,309"},{"v":1389595.462,"d":"1,389,595"},{"v":199767.85,"d":"199,768"},{"v":8271444.667,"d":"8,271,445"},"--",1.216,1.217,{"v":0.23,"d":"0.230"},{"v":1271.424,"d":"1,271.424"},0.107,0.015,{"v":1278.711,"d":"1,278.711"},"--",0.164,0.155,0.031,171.649,{"v":0.0145010753847813,"d":"0.015"},{"v":0.00208467048973831,"d":"0.002"},{"v":172.632749511978,"d":"172.633"},"--",1.696,1.698,0.321,{"v":1774.242,"d":"1,774.242"},{"v":0.15,"d":"0.150"},0.022,{"v":1784.41,"d":"1,784.410"},"--",2.747,{"v":0,"d":"0.000"},{"v":0.62,"d":"0.620"},1.712,2.804,{"v":0,"d":"0.000"},0.559,1.621,0.616,{"v":0,"d":"0.000"},0.006,0.319,{"v":2552.209,"d":"2,552.209"},{"v":0,"d":"0.000"},987.047,{"v":1790.553,"d":"1,790.553"},0.2723,{"v":0,"d":"0.0000"},0.0236,0.1513,0.0396,{"v":0,"d":"0.0000"},0.0029,0.0217,{"v":2570.826,"d":"2,570.826"},{"v":0,"d":"0.000"},988.495,{"v":1800.815,"d":"1,800.815"},"--","--",0.226,{"v":0,"d":"0.000"},0.074,0.166,0.225,{"v":0,"d":"0.000"},0.066,0.156,0.051,{"v":0,"d":"0.000"},{"v":1E-3,"d":"0.001"},0.031,209.645,{"v":0,"d":"0.000"},{"v":118.54,"d":"118.540"},173.811,0.0224,{"v":0,"d":"0.0000"},{"v":2.8E-3,"d":"0.0028"},0.0147,{"v":3.3E-3,"d":"0.0033"},{"v":0,"d":"0.0000"},0.0003,0.0021,211.174,{"v":0,"d":"0.000"},118.714,174.807,"--","--",1.792,1.741,0.343,{"v":1869.134,"d":"1,869.134"},0.162,0.023,{"v":1880.157,"d":"1,880.157"},"--",{"v":4686468.7,"d":"4,686,469"},{"v":183370.221,"d":"183,370"},{"v":4309582.152,"d":"4,309,582"},0,0,{"v":92167.428,"d":"92,167"},{"v":3089889,"d":"3,089,889"},{"v":518385.4,"d":"518,385"},{"v":58102,"d":"58,102"},0,{"v":-800,"d":"(800)"},{"v":9178621.073,"d":"9,178,621"},{"v":3758543.828,"d":"3,758,544"},{"v":3758543.828,"d":"3,758,544"},{"v":9270788.501,"d":"9,270,789"},{"v":3666376.4,"d":"3,666,376"},{"v":0.362226110200513,"d":"36.2%"},{"v":0.0141730343530169,"d":"1.4%"},{"v":0.333095829597351,"d":"33.3%"},{"v":0,"d":"0.0%"},{"v":0,"d":"0.0%"},{"v":0.00712379641661234,"d":"0.7%"},{"v":0.238823418029305,"d":"23.9%"},{"v":0.0400669969324104,"d":"4.0%"},{"v":0.00449081447079124,"d":"0.4%"},{"v":0,"d":"0.0%"},{"v":0,"d":"0.0%"},{"v":0.709477010089786,"d":"70.9%"},{"v":0.290522989910214,"d":"29.1%"},{"v":0.290505025849119,"d":"29.1%"},{"v":0.716601247023094,"d":"71.7%"},{"v":0.283398752976906,"d":"28.3%"},{"v":3998231.50853189,"d":"3,998,232"},0,{"v":3237574.46931711,"d":"3,237,574"},0,0,{"v":2152.07015024302,"d":"2,152"},0,0,0,0,0,{"v":0.552397717977531,"d":"55.2%"},{"v":0,"d":"0.0%"},{"v":0.447304950905603,"d":"44.7%"},{"v":0,"d":"0.0%"},{"v":0,"d":"0.0%"},{"v":0.000297331116866297,"d":"0.0%"},{"v":0,"d":"0.0%"},{"v":0,"d":"0.0%"},{"v":0,"d":"0.0%"},{"v":0,"d":"0.0%"},{"v":0,"d":"0.0%"}]
[2019,"Public Utility District No. 1 of Chelan County","CHPD",{"v":1988.2,"d":"1,988"},0,0,{"v":67722719.777,"d":"67,722,720"},{"v":29712159.616,"d":"29,712,160"},{"v":7605021.997,"d":"7,605,022"},{"v":3336570.993,"d":"3,336,571"},0,0,0,0,0,0,0,"--",{"v":0,"d":"0.000"},{"v":0,"d":"0.000"},{"v":0,"d":"0.000"},{"v":0,"d":"0.000"},{"v":0,"d":"0.000"},{"v":0,"d":"0.000"},{"v":0,"d":"0.000"},"--",{"v":0,"d":"0.000"},{"v":0,"d":"0.000"},{"v":0,"d":"0.000"},{"v":0,"d":"0.000"},{"v":0,"d":"0.000"},{"v":0,"d":"0.000"},{"v":0,"d":"0.000"},"--",{"$nulls":7},"--",{"v":0,"d":"0.000"},{"v":0,"d":"0.000"},{"v":0,"d":"0.000"},{"v":0,"d":"0.000"},{"v":0,"d":"0.000"},{"v":0,"d":"0.000"},{"v":0,"d":"0.000"},{"v":0,"d":"0.000"},{"v":0,"d":"0.000"},{"v":0,"d":"0.000"},{"v":0,"d":"0.000"},{"v":0,"d":"0.000"},{"v":0,"d":"0.000"},{"v":0,"d":"0.000"},{"v":0,"d":"0.000"},{"v":0,"d":"0.000"},{"v":0,"d":"0.0000"},{"v":0,"d":"0.0000"},{"v":0,"d":"0.0000"},{"v":0,"d":"0.0000"},{"v":0,"d":"0.0000"},{"v":0,"d":"0.0000"},{"v":0,"d":"0.0000"},{"v":0,"d":"0.0000"},{"v":0,"d":"0.000"},{"v":0,"d":"0.000"},{"v":0,"d":"0.000"},{"v":0,"d":"0.000"},"--","--",{"v":0,"d":"0.000"},{"v":0,"d":"0.000"},{"v":0,"d":"0.000"},{"v":0,"d":"0.000"},{"v":0,"d":"0.000"},{"v":0,"d":"0.000"},{"v":0,"d":"0.000"},{"v":0,"d":"0.000"},{"v":0,"d":"0.000"},{"v":0,"d":"0.000"},{"v":0,"d":"0.000"},{"v":0,"d":"0.000"},{"v":0,"d":"0.000"},{"v":0,"d":"0.000"},{"v":0,"d":"0.000"},{"v":0,"d":"0.000"},{"v":0,"d":"0.0000"},{"v":0,"d":"0.0000"},{"v":0,"d":"0.0000"},{"v":0,"d":"0.0000"},{"v":0,"d":"0.0000"},{"v":0,"d":"0.0000"},{"v":0,"d":"0.0000"},{"v":0,"d":"0.0000"},{"v":0,"d":"0.000"},{"v":0,"d":"0.000"},{"v":0,"d":"0.000"},{"v":0,"d":"0.000"},"--","--",{"v":0,"d":"0.000"},{"v":0,"d":"0.000"},{"v":0,"d":"0.000"},{"v":0,"d":"0.000"},{"v":0,"d":"0.000"},{"v":0,"d":"0.000"},{"v":0,"d":"0.000"},"--",0,0,0,0,{"v":7605022,"d":"7,605,022"},0,0,0,0,0,0,0,{"v":7605022,"d":"7,605,022"},0,0,{"v":7605022,"d":"7,605,022"},{"v":0,"d":"0.0%"},{"v":0,"d":"0.0%"},{"v":0,"d":"0.0%"},{"v":0,"d":"0.0%"},{"v":1,"d":"100.0%"},{"v":0,"d":"0.0%"},{"v":0,"d":"0.0%"},{"v":0,"d":"0.0%"},{"v":0,"d":"0.0%"},{"v":0,"d":"0.0%"},{"v":0,"d":"0.0%"},{"v":0,"d":"0.0%"},{"v":1,"d":"100.0%"},{"v":0,"d":"0.0%"},{"v":0,"d":"0.0%"},{"v":1,"d":"100.0%"},0,0,0,0,0,0,0,0,0,0,0,{"v":0,"d":"0.0%"},{"v":0,"d":"0.0%"},{"v":0,"d":"0.0%"},{"v":0,"d":"0.0%"},{"v":0,"d":"0.0%"},{"v":0,"d":"0.0%"},{"v":0,"d":"0.0%"},{"v":0,"d":"0.0%"},{"v":0,"d":"0.0%"},{"v":0,"d":"0.0%"},{"v":0,"d":"0.0%"}]
[2019,"Public Utility District No. 2 of Grant County, Washington","GCPD",{"v":2306,"d":"2,306"},0,0,{"v":38287600.5,"d":"38,287,601"},{"v":16304263.375,"d":"16,304,263"},{"v":4299562,"d":"4,299,562"},{"v":1830910.996,"d":"1,830,911"},0,0,0,0,0,0,0,"--",{"v":0,"d":"0.000"},{"v":0,"d":"0.000"},{"v":0,"d":"0.000"},{"v":0,"d":"0.000"},{"v":0,"d":"0.000"},{"v":0,"d":"0.000"},{"v":0,"d":"0.000"},"--",{"v":0,"d":"0.000"},{"v":0,"d":"0.000"},{"v":0,"d":"0.000"},{"v":0,"d":"0.000"},{"v":0,"d":"0.000"},{"v":0,"d":"0.000"},{"v":0,"d":"0.000"},"--",{"$nulls":7},"--",{"v":0,"d":"0.000"},{"v":0,"d":"0.000"},{"v":0,"d":"0.000"},{"v":0,"d":"0.000"},{"v":0,"d":"0.000"},{"v":0,"d":"0.000"},{"v":0,"d":"0.000"},{"v":0,"d":"0.000"},{"v":0,"d":"0.000"},{"v":0,"d":"0.000"},{"v":0,"d":"0.000"},{"v":0,"d":"0.000"},{"v":0,"d":"0.000"},{"v":0,"d":"0.000"},{"v":0,"d":"0.000"},{"v":0,"d":"0.000"},{"v":0,"d":"0.0000"},{"v":0,"d":"0.0000"},{"v":0,"d":"0.0000"},{"v":0,"d":"0.0000"},{"v":0,"d":"0.0000"},{"v":0,"d":"0.0000"},{"v":0,"d":"0.0000"},{"v":0,"d":"0.0000"},{"v":0,"d":"0.000"},{"v":0,"d":"0.000"},{"v":0,"d":"0.000"},{"v":0,"d":"0.000"},"--","--",{"v":0,"d":"0.000"},{"v":0,"d":"0.000"},{"v":0,"d":"0.000"},{"v":0,"d":"0.000"},{"v":0,"d":"0.000"},{"v":0,"d":"0.000"},{"v":0,"d":"0.000"},{"v":0,"d":"0.000"},{"v":0,"d":"0.000"},{"v":0,"d":"0.000"},{"v":0,"d":"0.000"},{"v":0,"d":"0.000"},{"v":0,"d":"0.000"},{"v":0,"d":"0.000"},{"v":0,"d":"0.000"},{"v":0,"d":"0.000"},{"v":0,"d":"0.0000"},{"v":0,"d":"0.0000"},{"v":0,"d":"0.0000"},{"v":0,"d":"0.0000"},{"v":0,"d":"0.0000"},{"v":0,"d":"0.0000"},{"v":0,"d":"0.0000"},{"v":0,"d":"0.0000"},{"v":0,"d":"0.000"},{"v":0,"d":"0.000"},{"v":0,"d":"0.000"},{"v":0,"d":"0.000"},"--","--",{"v":0,"d":"0.000"},{"v":0,"d":"0.000"},{"v":0,"d":"0.000"},{"v":0,"d":"0.000"},{"v":0,"d":"0.000"},{"v":0,"d":"0.000"},{"v":0,"d":"0.000"},"--",0,0,0,0,{"v":4299562,"d":"4,299,562"},0,0,0,0,0,0,0,{"v":4299562,"d":"4,299,562"},0,0,{"v":4299562,"d":"4,299,562"},{"v":0,"d":"0.0%"},{"v":0,"d":"0.0%"},{"v":0,"d":"0.0%"},{"v":0,"d":"0.0%"},{"v":1,"d":"100.0%"},{"v":0,"d":"0.0%"},{"v":0,"d":"0.0%"},{"v":0,"d":"0.0%"},{"v":0,"d":"0.0%"},{"v":0,"d":"0.0%"},{"v":0,"d":"0.0%"},{"v":0,"d":"0.0%"},{"v":1,"d":"100.0%"},{"v":0,"d":"0.0%"},{"v":0,"d":"0.0%"},{"v":1,"d":"100.0%"},0,0,0,0,0,0,0,0,0,0,0,{"v":0,"d":"0.0%"},{"v":0,"d":"0.0%"},{"v":0,"d":"0.0%"},{"v":0,"d":"0.0%"},{"v":0,"d":"0.0%"},{"v":0,"d":"0.0%"},{"v":0,"d":"0.0%"},{"v":0,"d":"0.0%"},{"v":0,"d":"0.0%"},{"v":0,"d":"0.0%"},{"v":0,"d":"0.0%"}]
[2019,"PUD No. 1 of Douglas County","DOPD",774,0,0,{"v":32833020,"d":"32,833,020"},{"v":14554795,"d":"14,554,795"},{"v":3687032,"d":"3,687,032"},{"v":1634452,"d":"1,634,452"},0,0,0,0,0,0,0,"--",{"v":0,"d":"0.000"},{"v":0,"d":"0.000"},{"v":0,"d":"0.000"},{"v":0,"d":"0.000"},{"v":0,"d":"0.000"},{"v":0,"d":"0.000"},{"v":0,"d":"0.000"},"--",{"v":0,"d":"0.000"},{"v":0,"d":"0.000"},{"v":0,"d":"0.000"},{"v":0,"d":"0.000"},{"v":0,"d":"0.000"},{"v":0,"d":"0.000"},{"v":0,"d":"0.000"},"--",{"$nulls":7},"--",{"v":0,"d":"0.000"},{"v":0,"d":"0.000"},{"v":0,"d":"0.000"},{"v":0,"d":"0.000"},{"v":0,"d":"0.000"},{"v":0,"d":"0.000"},{"v":0,"d":"0.000"},{"v":0,"d":"0.000"},{"v":0,"d":"0.000"},{"v":0,"d":"0.000"},{"v":0,"d":"0.000"},{"v":0,"d":"0.000"},{"v":0,"d":"0.000"},{"v":0,"d":"0.000"},{"v":0,"d":"0.000"},{"v":0,"d":"0.000"},{"v":0,"d":"0.0000"},{"v":0,"d":"0.0000"},{"v":0,"d":"0.0000"},{"v":0,"d":"0.0000"},{"v":0,"d":"0.0000"},{"v":0,"d":"0.0000"},{"v":0,"d":"0.0000"},{"v":0,"d":"0.0000"},{"v":0,"d":"0.000"},{"v":0,"d":"0.000"},{"v":0,"d":"0.000"},{"v":0,"d":"0.000"},"--","--",{"v":0,"d":"0.000"},{"v":0,"d":"0.000"},{"v":0,"d":"0.000"},{"v":0,"d":"0.000"},{"v":0,"d":"0.000"},{"v":0,"d":"0.000"},{"v":0,"d":"0.000"},{"v":0,"d":"0.000"},{"v":0,"d":"0.000"},{"v":0,"d":"0.000"},{"v":0,"d":"0.000"},{"v":0,"d":"0.000"},{"v":0,"d":"0.000"},{"v":0,"d":"0.000"},{"v":0,"d":"0.000"},{"v":0,"d":"0.000"},{"v":0,"d":"0.0000"},{"v":0,"d":"0.0000"},{"v":0,"d":"0.0000"},{"v":0,"d":"0.0000"},{"v":0,"d":"0.0000"},{"v":0,"d":"0.0000"},{"v":0,"d":"0.0000"},{"v":0,"d":"0.0000"},{"v":0,"d":"0.000"},{"v":0,"d":"0.000"},{"v":0,"d":"0.000"},{"v":0,"d":"0.000"},"--","--",{"v":0,"d":"0.000"},{"v":0,"d":"0.000"},{"v":0,"d":"0.000"},{"v":0,"d":"0.000"},{"v":0,"d":"0.000"},{"v":0,"d":"0.000"},{"v":0,"d":"0.000"},"--",0,0,0,0,{"v":3687032,"d":"3,687,032"},0,0,0,0,0,0,0,{"v":3687032,"d":"3,687,032"},0,0,{"v":3687032,"d":"3,687,032"},{"v":0,"d":"0.0%"},{"v":0,"d":"0.0%"},{"v":0,"d":"0.0%"},{"v":0,"d":"0.0%"},{"v":1,"d":"100.0%"},{"v":0,"d":"0.0%"},{"v":0,"d":"0.0%"},{"v":0,"d":"0.0%"},{"v":0,"d":"0.0%"},{"v":0,"d":"0.0%"},{"v":0,"d":"0.0%"},{"v":0,"d":"0.0%"},{"v":1,"d":"100.0%"},{"v":0,"d":"0.0%"},{"v":0,"d":"0.0%"},{"v":1,"d":"100.0%"},0,0,0,0,0,0,0,0,0,0,0,{"v":0,"d":"0.0%"},{"v":0,"d":"0.0%"},{"v":0,"d":"0.0%"},{"v":0,"d":"0.0%"},{"v":0,"d":"0.0%"},{"v":0,"d":"0.0%"},{"v":0,"d":"0.0%"},{"v":0,"d":"0.0%"},{"v":0,"d":"0.0%"},{"v":0,"d":"0.0%"},{"v":0,"d":"0.0%"}]
[2019,"Puerto Rico Miscellaneous","NA",{"v":6441.6,"d":"6,442"},{"v":179724865.068,"d":"179,724,865"},{"v":80998601.9,"d":"80,998,602"},{"v":183395878.068,"d":"183,395,878"},{"v":82676825.9,"d":"82,676,826"},{"v":18166187.703,"d":"18,166,188"},{"v":8096637.002,"d":"8,096,637"},{"v":31972.072,"d":"31,972"},{"v":15925.092,"d":"15,925"},{"v":29425.657,"d":"29,426"},{"v":13963513.632,"d":"13,963,514"},{"v":1523991.242,"d":"1,523,991"},{"v":239832.584,"d":"239,833"},{"v":14018298.579,"d":"14,018,299"},"--",{"v":3.52,"d":"3.520"},3.934,{"v":3.24,"d":"3.240"},{"v":1537.308,"d":"1,537.308"},0.084,0.013,{"v":1543.34,"d":"1,543.340"},"--",0.356,0.393,0.327,155.388,{"v":0.00847957928038165,"d":"0.008"},{"v":0.00133444297709868,"d":"0.001"},{"v":155.997319276841,"d":"155.997"},"--",3.605,4.029,3.318,{"v":1574.448,"d":"1,574.448"},0.086,0.014,{"v":1580.625,"d":"1,580.625"},"--",2.388,7.886,4.075,5.413,2.385,8.259,3.943,{"v":5.66,"d":"5.660"},2.302,6.455,0.053,3.253,{"v":2181.4,"d":"2,181.400"},{"v":1655.368,"d":"1,655.368"},{"v":1190.867,"d":"1,190.867"},{"v":1577.886,"d":"1,577.886"},{"v":0.255,"d":"0.2550"},{"v":0.113,"d":"0.1130"},0.0218,{"v":0.105,"d":"0.1050"},0.0371,0.0192,0.0022,0.0161,{"v":2198.832,"d":"2,198.832"},{"v":1663.913,"d":"1,663.913"},{"v":1192.064,"d":"1,192.064"},{"v":1585.312,"d":"1,585.312"},"--","--",0.226,{"v":0.78,"d":"0.780"},0.415,0.537,0.227,0.802,0.401,0.556,0.218,0.639,0.005,0.323,206.843,163.744,121.229,156.492,0.0242,0.0112,0.0022,0.0104,0.0035,{"v":1.9E-3,"d":"0.0019"},0.0002,0.0016,208.496,164.589,121.351,157.229,"--","--",6.563,6.969,4.509,{"v":1581.188,"d":"1,581.188"},0.078,0.013,{"v":1587.016,"d":"1,587.016"},"--",{"v":3532311,"d":"3,532,311"},{"v":6848525.688,"d":"6,848,526"},{"v":7359675,"d":"7,359,675"},0,0,0,{"v":156110,"d":"156,110"},{"v":272410.6,"d":"272,411"},0,0,{"v":-2845,"d":"(2,845)"},{"v":17737666.688,"d":"17,737,667"},{"v":428520.6,"d":"428,521"},{"v":428520.6,"d":"428,521"},{"v":17737666.688,"d":"17,737,667"},{"v":428520.6,"d":"428,521"},{"v":0.194413821496314,"d":"19.4%"},{"v":0.376933981922813,"d":"37.7%"},{"v":0.405066977885267,"d":"40.5%"},{"v":0,"d":"0.0%"},{"v":0,"d":"0.0%"},{"v":0,"d":"0.0%"},{"v":0.00859209216679664,"d":"0.9%"},{"v":0.014993126528809,"d":"1.5%"},{"v":0,"d":"0.0%"},{"v":0,"d":"0.0%"},{"v":0,"d":"0.0%"},{"v":0.976411087631852,"d":"97.6%"},{"v":0.0235889123681482,"d":"2.4%"},{"v":0.0235852186956056,"d":"2.4%"},{"v":0.976411087631852,"d":"97.6%"},{"v":0.0235889123681482,"d":"2.4%"},{"v":451461.445401962,"d":"451,461"},{"v":8282863.24077723,"d":"8,282,863"},{"v":3980812.31782357,"d":"3,980,812"},0,0,{"v":19634.3220104328,"d":"19,634"},0,0,0,0,0,{"v":0.0354510837960448,"d":"3.5%"},{"v":0.650413189898267,"d":"65.0%"},{"v":0.312593937960394,"d":"31.3%"},{"v":0,"d":"0.0%"},{"v":0,"d":"0.0%"},{"v":1.54178834529412E-3,"d":"0.2%"},{"v":0,"d":"0.0%"},{"v":0,"d":"0.0%"},{"v":0,"d":"0.0%"},{"v":0,"d":"0.0%"},{"v":0,"d":"0.0%"}]
[2019,"Puget Sound Energy","PSEI",{"v":3014.7,"d":"3,015"},{"v":51231384.04,"d":"51,231,384"},{"v":24894534.2,"d":"24,894,534"},{"v":67820824.009,"d":"67,820,824"},{"v":32589992.231,"d":"32,589,992"},{"v":9001449.001,"d":"9,001,449"},{"v":4354586.001,"d":"4,354,586"},{"v":1091.658,"d":"1,092"},{"v":464.441,"d":"464"},{"v":50.915,"d":"51"},{"v":2965375.906,"d":"2,965,376"},{"v":176316.667,"d":"176,317"},{"v":19593.87,"d":"19,594"},{"v":2970499.348,"d":"2,970,499"},"--",0.243,0.213,0.011,658.866,{"v":0.02,"d":"0.020"},{"v":2E-3,"d":"0.002"},660.005,"--",0.043,0.037,{"v":2E-3,"d":"0.002"},115.764,{"v":3.44157532153215E-3,"d":"0.003"},{"v":3.82458338129254E-4,"d":"0.000"},{"v":115.964048352889,"d":"115.964"},"--",0.306,0.269,0.014,{"v":830.81,"d":"830.810"},0.025,0.003,832.246,"--",{"v":0,"d":"0.000"},35.978,0.298,0.299,{"v":0,"d":"0.000"},{"v":79,"d":"79.000"},{"v":0.26,"d":"0.260"},{"v":0.26,"d":"0.260"},{"v":0,"d":"0.000"},3.247,{"v":0.01,"d":"0.010"},{"v":0.01,"d":"0.010"},{"v":0,"d":"0.000"},{"v":1829.946,"d":"1,829.946"},854.199,854.226,{"v":0,"d":"0.0000"},0.0741,0.0164,0.0164,{"v":0,"d":"0.0000"},0.0148,0.0016,0.0016,{"v":0,"d":"0.000"},{"v":1836.215,"d":"1,836.215"},855.099,855.125,"--","--",{"v":0,"d":"0.000"},3.211,0.041,0.042,{"v":0,"d":"0.000"},3.192,0.036,0.036,{"v":0,"d":"0.000"},{"v":0.29,"d":"0.290"},{"v":1E-3,"d":"0.001"},{"v":1E-3,"d":"0.001"},{"v":0,"d":"0.000"},163.325,118.592,118.594,{"v":0,"d":"0.0000"},{"v":6.6E-3,"d":"0.0066"},{"v":2.3E-3,"d":"0.0023"},{"v":2.3E-3,"d":"0.0023"},{"v":0,"d":"0.0000"},0.0013,0.0002,0.0002,{"v":0,"d":"0.000"},163.885,118.717,118.719,"--","--",0.404,{"v":0.33,"d":"0.330"},0.014,863.032,0.024,0.003,864.378,"--",0,{"v":1390.477,"d":"1,390"},{"v":6619259.865,"d":"6,619,260"},0,{"v":1001019,"d":"1,001,019"},{"v":195932,"d":"195,932"},{"v":861527,"d":"861,527"},389,0,{"v":322189.67,"d":"322,190"},{"v":-258,"d":"(258)"},{"v":6942582.012,"d":"6,942,582"},{"v":2058867,"d":"2,058,867"},{"v":1057848,"d":"1,057,848"},{"v":7138514.012,"d":"7,138,514"},{"v":1862935,"d":"1,862,935"},{"v":0,"d":"0.0%"},{"v":0.000154468146779981,"d":"0.0%"},{"v":0.735333849032855,"d":"73.5%"},{"v":0,"d":"0.0%"},{"v":0.111203241636899,"d":"11.1%"},{"v":0.0217660938907262,"d":"2.2%"},{"v":0.0957070696537351,"d":"9.6%"},{"v":4.3214025904357e-05,"d":"0.0%"},{"v":0,"d":"0.0%"},{"v":0.0357920636131009,"d":"3.6%"},{"v":0,"d":"0.0%"},{"v":0.771273825219108,"d":"77.1%"},{"v":0.228726174780892,"d":"22.9%"},{"v":0.117516377570366,"d":"11.8%"},{"v":0.79304054297075,"d":"79.3%"},{"v":0.20695945702925,"d":"20.7%"},0,186,{"v":2358762.74948135,"d":"2,358,763"},0,0,{"v":35580.9520479995,"d":"35,581"},0,0,0,0,0,{"v":0,"d":"0.0%"},{"v":7.76770486000673e-05,"d":"0.0%"},{"v":0.985063057674684,"d":"98.5%"},{"v":0,"d":"0.0%"},{"v":0,"d":"0.0%"},{"v":0.0148592652767157,"d":"1.5%"},{"v":0,"d":"0.0%"},{"v":0,"d":"0.0%"},{"v":0,"d":"0.0%"},{"v":0,"d":"0.0%"},{"v":0,"d":"0.0%"}]
[2019,"Salt River Project","SRP",{"v":16870.1,"d":"16,870"},{"v":314867104.624,"d":"314,867,105"},{"v":159818645.82,"d":"159,818,646"},{"v":653420931.625,"d":"653,420,932"},{"v":309168505.82,"d":"309,168,506"},{"v":69059550.001,"d":"69,059,550"},{"v":32768625.998,"d":"32,768,626"},{"v":16110.718,"d":"16,111"},{"v":8885.765,"d":"8,886"},{"v":3208.117,"d":"3,208"},{"v":24917111.479,"d":"24,917,111"},{"v":3518943.244,"d":"3,518,943"},{"v":495881.276,"d":"495,881"},{"v":25034984.58,"d":"25,034,985"},"--",0.467,0.542,0.093,721.612,0.051,0.007,725.026,"--",0.102,0.111,{"v":0.02,"d":"0.020"},158.271,{"v":0.0111759634217813,"d":"0.011"},{"v":1.57489070378488E-3,"d":"0.002"},{"v":159.019371743489,"d":"159.019"},"--",0.883,1.026,0.176,{"v":1365.768,"d":"1,365.768"},0.096,0.014,{"v":1372.229,"d":"1,372.229"},"--",2.147,{"v":0,"d":"0.000"},0.262,0.883,2.237,{"v":0,"d":"0.000"},0.295,0.968,0.522,{"v":0,"d":"0.000"},0.006,0.176,{"v":2447.209,"d":"2,447.209"},{"v":0,"d":"0.000"},834.078,{"v":1365.622,"d":"1,365.622"},0.2632,{"v":0,"d":"0.0000"},0.0145,0.0964,0.0383,{"v":0,"d":"0.0000"},{"v":1.4E-3,"d":"0.0014"},0.0136,{"v":2465.202,"d":"2,465.202"},{"v":0,"d":"0.000"},{"v":834.87,"d":"834.870"},{"v":1372.082,"d":"1,372.082"},"--","--",0.181,{"v":0,"d":"0.000"},0.037,0.102,0.188,{"v":0,"d":"0.000"},0.042,0.111,0.044,{"v":0,"d":"0.000"},{"v":1E-3,"d":"0.001"},{"v":0.02,"d":"0.020"},206.051,{"v":0,"d":"0.000"},118.611,158.271,0.0222,{"v":0,"d":"0.0000"},0.0021,0.0112,0.0032,{"v":0,"d":"0.0000"},0.0002,0.0016,207.566,{"v":0,"d":"0.000"},118.724,159.019,"--","--",0.941,1.039,0.178,{"v":1433.755,"d":"1,433.755"},0.105,0.015,{"v":1440.787,"d":"1,440.787"},"--",{"v":11993205.629,"d":"11,993,206"},{"v":31345.377,"d":"31,345"},{"v":24467278.74,"d":"24,467,279"},{"v":31920368,"d":"31,920,368"},{"v":111632,"d":"111,632"},0,{"v":118868,"d":"118,868"},{"v":420627,"d":"420,627"},0,0,{"v":-3775,"d":"(3,775)"},{"v":68408422.746,"d":"68,408,423"},{"v":651127,"d":"651,127"},{"v":539495,"d":"539,495"},{"v":36488054.746,"d":"36,488,055"},{"v":32571495,"d":"32,571,495"},{"v":0.173655202281506,"d":"17.4%"},{"v":0.000453864292159138,"d":"0.0%"},{"v":0.354273108483922,"d":"35.4%"},{"v":0.462189854273541,"d":"46.2%"},{"v":0.001616371647478,"d":"0.2%"},{"v":0,"d":"0.0%"},{"v":1.72114505690496E-3,"d":"0.2%"},{"v":0.00609045396448803,"d":"0.6%"},{"v":0,"d":"0.0%"},{"v":0,"d":"0.0%"},{"v":0,"d":"0.0%"},{"v":0.990571513970264,"d":"99.1%"},{"v":0.00942848602973572,"d":"0.9%"},{"v":0.00781159902139299,"d":"0.8%"},{"v":0.528356395027227,"d":"52.8%"},{"v":0.471643604972773,"d":"47.2%"},{"v":7218523.32550575,"d":"7,218,523"},0,{"v":12786573.4474949,"d":"12,786,573"},0,0,0,0,0,0,0,0,{"v":0.360834211771875,"d":"36.1%"},{"v":0,"d":"0.0%"},{"v":0.639165788228125,"d":"63.9%"},{"v":0,"d":"0.0%"},{"v":0,"d":"0.0%"},{"v":0,"d":"0.0%"},{"v":0,"d":"0.0%"},{"v":0,"d":"0.0%"},{"v":0,"d":"0.0%"},{"v":0,"d":"0.0%"},{"v":0,"d":"0.0%"}]
[2019,"Seattle City Light","SCL",{"v":2027,"d":"2,027"},{"v":127745.376,"d":"127,745"},{"v":48242.29,"d":"48,242"},{"v":47636534.759,"d":"47,636,535"},{"v":21311836.404,"d":"21,311,836"},{"v":5356978.25,"d":"5,356,978"},{"v":2394160.4,"d":"2,394,160"},{"v":197.323,"d":"197"},{"v":81.438,"d":"81"},{"v":0.353,"d":"0"},{"v":2319.635,"d":"2,320"},{"v":292.442,"d":"292"},{"v":29.262,"d":"29"},{"v":2327.65,"d":"2,328"},"--",0.074,0.068,{"v":0,"d":"0.000"},0.866,{"v":0,"d":"0.000"},{"v":0,"d":"0.000"},0.869,"--",3.089,3.376,0.006,36.317,{"v":2.28925702954602E-3,"d":"0.002"},{"v":0.000229065042636064,"d":"0.000"},{"v":36.4420235453376,"d":"36.442"},"--",{"v":17.95,"d":"17.950"},16.576,0.032,211.017,0.013,{"v":1E-3,"d":"0.001"},211.747,"--",{"v":0,"d":"0.000"},{"v":0,"d":"0.000"},0.884,0.884,{"v":0,"d":"0.000"},{"v":0,"d":"0.000"},11.413,11.413,{"v":0,"d":"0.000"},{"v":0,"d":"0.000"},0.019,0.019,{"v":0,"d":"0.000"},{"v":0,"d":"0.000"},661.406,661.406,{"v":0,"d":"0.0000"},{"v":0,"d":"0.0000"},0.0125,0.0125,{"v":0,"d":"0.0000"},{"v":0,"d":"0.0000"},0.0013,0.0013,{"v":0,"d":"0.000"},{"v":0,"d":"0.000"},662.092,662.092,"--","--",{"v":0,"d":"0.000"},{"v":0,"d":"0.000"},0.156,0.156,{"v":0,"d":"0.000"},{"v":0,"d":"0.000"},0.157,0.157,{"v":0,"d":"0.000"},{"v":0,"d":"0.000"},0.003,0.003,{"v":0,"d":"0.000"},{"v":0,"d":"0.000"},116.921,116.921,{"v":0,"d":"0.0000"},{"v":0,"d":"0.0000"},0.0022,0.0022,{"v":0,"d":"0.0000"},{"v":0,"d":"0.0000"},0.0002,0.0002,{"v":0,"d":"0.000"},{"v":0,"d":"0.000"},117.042,117.042,"--","--",16.018,25.437,0.031,262.026,0.013,{"v":1E-3,"d":"0.001"},{"v":262.75,"d":"262.750"},"--",0,{"v":112.7,"d":"113"},{"v":6901.55,"d":"6,902"},0,{"v":5334993,"d":"5,334,993"},{"v":14971,"d":"14,971"},0,0,0,0,0,{"v":7014.25,"d":"7,014"},{"v":5349964,"d":"5,349,964"},{"v":14971,"d":"14,971"},{"v":21985.25,"d":"21,985"},{"v":5334993,"d":"5,334,993"},{"v":0,"d":"0.0%"},{"v":2.10379797603248E-5,"d":"0.0%"},{"v":0.0012883289193866,"d":"0.1%"},{"v":0,"d":"0.0%"},{"v":0.995895960563215,"d":"99.6%"},{"v":0.00279467253763817,"d":"0.3%"},{"v":0,"d":"0.0%"},{"v":0,"d":"0.0%"},{"v":0,"d":"0.0%"},{"v":0,"d":"0.0%"},{"v":0,"d":"0.0%"},{"v":0.00130936689914692,"d":"0.1%"},{"v":0.998690633100853,"d":"99.9%"},{"v":0.00279467253763817,"d":"0.3%"},{"v":0.00410403943678509,"d":"0.4%"},{"v":0.995895960563215,"d":"99.6%"},0,0,{"v":7014.25,"d":"7,014"},0,0,{"v":10691.1476656078,"d":"10,691"},0,0,0,0,0,{"v":0,"d":"0.0%"},{"v":0,"d":"0.0%"},{"v":0.396164499237707,"d":"39.6%"},{"v":0,"d":"0.0%"},{"v":0,"d":"0.0%"},{"v":0.603835500762293,"d":"60.4%"},{"v":0,"d":"0.0%"},{"v":0,"d":"0.0%"},{"v":0,"d":"0.0%"},{"v":0,"d":"0.0%"},{"v":0,"d":"0.0%"}]
[2019,"Seminole Electric Cooperative","SEC",{"v":6137.6,"d":"6,138"},{"v":99543720.828,"d":"99,543,721"},{"v":47129909.422,"d":"47,129,909"},{"v":99543720.828,"d":"99,543,721"},{"v":47129909.422,"d":"47,129,909"},{"v":10813451,"d":"10,813,451"},{"v":5085391,"d":"5,085,391"},{"v":2654.144,"d":"2,654"},{"v":1311.347,"d":"1,311"},{"v":4573.289,"d":"4,573"},{"v":9020509.062,"d":"9,020,509"},{"v":1769054.844,"d":"1,769,055"},{"v":254645.49,"d":"254,645"},{"v":9080564.426,"d":"9,080,564"},"--",0.491,0.516,0.846,{"v":1668.387,"d":"1,668.387"},0.164,0.024,{"v":1679.494,"d":"1,679.494"},"--",0.053,0.056,0.092,181.237,{"v":0.0177716367168625,"d":"0.018"},{"v":2.55812710115586E-3,"d":"0.003"},{"v":182.443741312225,"d":"182.444"},"--",0.491,0.516,0.846,{"v":1668.387,"d":"1,668.387"},0.164,0.024,{"v":1679.494,"d":"1,679.494"},"--",0.625,{"v":0,"d":"0.000"},{"v":0.24,"d":"0.240"},0.491,0.653,{"v":0,"d":"0.000"},{"v":0.25,"d":"0.250"},0.516,1.294,{"v":0,"d":"0.000"},0.004,0.846,{"v":2096.8,"d":"2,096.800"},{"v":0,"d":"0.000"},866.845,{"v":1669.963,"d":"1,669.963"},0.2422,{"v":0,"d":"0.0000"},0.0161,0.1638,0.0352,{"v":0,"d":"0.0000"},0.0016,0.0236,{"v":2113.359,"d":"2,113.359"},{"v":0,"d":"0.000"},867.726,{"v":1681.081,"d":"1,681.081"},"--","--",0.061,{"v":0,"d":"0.000"},0.033,0.053,0.064,{"v":0,"d":"0.000"},0.034,0.056,0.127,{"v":0,"d":"0.000"},{"v":1E-3,"d":"0.001"},0.092,{"v":205.2,"d":"205.200"},{"v":0,"d":"0.000"},118.859,181.455,0.0237,{"v":0,"d":"0.0000"},0.0022,0.0178,0.0034,{"v":0,"d":"0.0000"},0.0002,0.0026,{"v":206.82,"d":"206.820"},{"v":0,"d":"0.000"},118.979,182.663,"--","--",0.502,0.527,0.881,{"v":1702.832,"d":"1,702.832"},{"v":0.17,"d":"0.170"},0.024,{"v":1714.37,"d":"1,714.370"},"--",{"v":7036179.3,"d":"7,036,179"},{"v":18087.826,"d":"18,088"},{"v":3748975.81,"d":"3,748,976"},0,0,{"v":10208,"d":"10,208"},0,0,0,0,0,{"v":10803242.936,"d":"10,803,243"},{"v":10208,"d":"10,208"},{"v":10208,"d":"10,208"},{"v":10813450.936,"d":"10,813,451"},0,{"v":0.650687679783633,"d":"65.1%"},{"v":0.00167271540852719,"d":"0.2%"},{"v":0.346695595345882,"d":"34.7%"},{"v":0,"d":"0.0%"},{"v":0,"d":"0.0%"},{"v":0.00094400946195776,"d":"0.1%"},{"v":0,"d":"0.0%"},{"v":0,"d":"0.0%"},{"v":0,"d":"0.0%"},{"v":0,"d":"0.0%"},{"v":0,"d":"0.0%"},{"v":0.999055990538042,"d":"99.9%"},{"v":0.00094400946195776,"d":"0.1%"},{"v":0.00094400946195776,"d":"0.1%"},{"v":1,"d":"100.0%"},{"v":0,"d":"0.0%"},{"v":6704395.58814197,"d":"6,704,396"},0,{"v":3157044.42371712,"d":"3,157,044"},0,0,{"v":1219.67732115677,"d":"1,220"},0,0,0,0,0,{"v":0.679775618284485,"d":"68.0%"},{"v":0,"d":"0.0%"},{"v":0.320100715548416,"d":"32.0%"},{"v":0,"d":"0.0%"},{"v":0,"d":"0.0%"},{"v":0.000123666167098395,"d":"0.0%"},{"v":0,"d":"0.0%"},{"v":0,"d":"0.0%"},{"v":0,"d":"0.0%"},{"v":0,"d":"0.0%"},{"v":0,"d":"0.0%"}]
[2019,"South Carolina Electric & Gas Company","SCEG",{"v":11653.7,"d":"11,654"},{"v":146515737.499,"d":"146,515,737"},{"v":72274539.831,"d":"72,274,540"},{"v":241959291.482,"d":"241,959,291"},{"v":114131625.835,"d":"114,131,626"},{"v":27640978.84,"d":"27,640,979"},{"v":13123256.554,"d":"13,123,257"},{"v":6043.22,"d":"6,043"},{"v":2953.321,"d":"2,953"},{"v":1881.262,"d":"1,881"},{"v":10692902.327,"d":"10,692,902"},{"v":1766556.221,"d":"1,766,556"},{"v":256560.162,"d":"256,560"},{"v":10753211.743,"d":"10,753,212"},"--",0.437,{"v":0.45,"d":"0.450"},0.136,773.699,0.064,0.009,778.063,"--",0.082,0.082,0.026,145.963,{"v":0.0120571090256571,"d":"0.012"},{"v":1.75107579826878E-3,"d":"0.002"},{"v":146.785757305742,"d":"146.786"},"--",0.652,0.671,0.203,{"v":1153.799,"d":"1,153.799"},0.095,0.014,{"v":1160.306,"d":"1,160.306"},"--",{"v":1.43,"d":"1.430"},{"v":-5.015,"d":"(5.015)"},0.179,{"v":0.65,"d":"0.650"},1.439,{"v":-5.052,"d":"(5.052)"},{"v":0.16,"d":"0.160"},0.643,0.515,{"v":-0.468,"d":"(0.468)"},0.015,0.203,{"v":1739.463,"d":"1,739.463"},{"v":-263.464,"d":"(263.464)"},806.332,{"v":1157.484,"d":"1,157.484"},0.2197,{"v":-0.0107,"d":"(0.0107)"},0.0172,0.0934,0.0316,{"v":-0.0021,"d":"(0.0021)"},0.0027,0.0136,{"v":1754.369,"d":"1,754.369"},{"v":-264.367,"d":"(264.367)"},807.578,{"v":1163.869,"d":"1,163.869"},"--","--",0.155,3.109,0.025,0.082,0.153,3.109,0.023,0.082,0.056,{"v":0.29,"d":"0.290"},{"v":2E-3,"d":"0.002"},0.026,189.013,163.326,113.328,146.497,0.0239,{"v":6.6E-3,"d":"0.0066"},0.0024,0.0118,0.0034,0.0013,0.0004,0.0017,190.632,163.886,113.503,147.305,"--","--",0.786,0.787,0.243,{"v":1279.93,"d":"1,279.930"},0.113,0.016,{"v":1287.59,"d":"1,287.590"},"--",{"v":5712147.45,"d":"5,712,147"},{"v":32240.81,"d":"32,241"},{"v":11947261.219,"d":"11,947,261"},{"v":8248436,"d":"8,248,436"},{"v":99401,"d":"99,401"},{"v":835739.102,"d":"835,739"},0,{"v":758017,"d":"758,017"},0,{"v":5427.231,"d":"5,427"},{"v":2309,"d":"2,309"},{"v":25947821.71,"d":"25,947,822"},{"v":1693157.102,"d":"1,693,157"},{"v":1593756.102,"d":"1,593,756"},{"v":18535124.812,"d":"18,535,125"},{"v":9105854,"d":"9,105,854"},{"v":0.206655035223287,"d":"20.7%"},{"v":1.16641346962731E-3,"d":"0.1%"},{"v":0.432230034263954,"d":"43.2%"},{"v":0.298413310762318,"d":"29.8%"},{"v":0.0035961461667503,"d":"0.4%"},{"v":0.0302355103878295,"d":"3.0%"},{"v":0,"d":"0.0%"},{"v":0.0274236670544719,"d":"2.7%"},{"v":0,"d":"0.0%"},{"v":0.000196347279773024,"d":"0.0%"},{"v":8.35353919882741e-05,"d":"0.0%"},{"v":0.938744676390948,"d":"93.9%"},{"v":0.0612553236090516,"d":"6.1%"},{"v":0.0576591774423013,"d":"5.8%"},{"v":0.67056687601646,"d":"67.1%"},{"v":0.32943312398354,"d":"32.9%"},{"v":4471645.40643704,"d":"4,471,645"},0,{"v":5545159.77877813,"d":"5,545,160"},0,0,{"v":48588.7411657739,"d":"48,589"},0,0,0,0,0,{"v":0.444259354292837,"d":"44.4%"},{"v":0,"d":"0.0%"},{"v":0.55091333924294,"d":"55.1%"},{"v":0,"d":"0.0%"},{"v":0,"d":"0.0%"},{"v":0.00482730646422342,"d":"0.5%"},{"v":0,"d":"0.0%"},{"v":0,"d":"0.0%"},{"v":0,"d":"0.0%"},{"v":0,"d":"0.0%"},{"v":0,"d":"0.0%"}]
[2019,"South Carolina Public Service Authority","SC",{"v":6937.2,"d":"6,937"},{"v":155457602.019,"d":"155,457,602"},{"v":76000898.429,"d":"76,000,898"},{"v":160483780.034,"d":"160,483,780"},{"v":77768001.468,"d":"77,768,001"},{"v":16086796,"d":"16,086,796"},{"v":7706969.002,"d":"7,706,969"},{"v":4766.004,"d":"4,766"},{"v":2311.61,"d":"2,312"},{"v":4567.972,"d":"4,568"},{"v":13089447.316,"d":"13,089,447"},{"v":2831544.507,"d":"2,831,545"},{"v":408086.898,"d":"408,087"},{"v":13185646.516,"d":"13,185,647"},"--",0.593,{"v":0.6,"d":"0.600"},0.568,{"v":1627.353,"d":"1,627.353"},0.176,0.025,{"v":1639.313,"d":"1,639.313"},"--",0.061,0.061,0.059,168.399,{"v":0.0182142556570114,"d":"0.018"},{"v":2.62506878209869E-3,"d":"0.003"},{"v":169.636561284259,"d":"169.637"},"--",0.614,0.622,0.589,{"v":1686.526,"d":"1,686.526"},0.182,0.026,{"v":1698.921,"d":"1,698.921"},"--",0.785,{"v":-19.968,"d":"(19.968)"},0.178,0.555,0.798,{"v":-39.878,"d":"(39.878)"},0.144,0.562,0.855,{"v":-8.321,"d":"(8.321)"},0.005,0.532,{"v":2274.849,"d":"2,274.849"},{"v":-2718.051,"d":"(2,718.051)"},976.387,{"v":1780.96,"d":"1,780.960"},0.2517,{"v":-0.0979,"d":"(0.0979)"},0.0184,0.1629,0.0366,{"v":-0.0196,"d":"(0.0196)"},{"v":1.8E-3,"d":"0.0018"},0.0234,{"v":2292.05,"d":"2,292.050"},{"v":-2726.333,"d":"(2,726.333)"},977.392,{"v":1791.999,"d":"1,791.999"},"--","--",0.071,{"v":1.2,"d":"1.200"},0.022,0.055,0.072,{"v":1.2,"d":"1.200"},0.017,0.056,0.077,{"v":0.5,"d":"0.500"},{"v":1E-3,"d":"0.001"},0.053,{"v":205.2,"d":"205.200"},163.326,118.817,178.173,0.0227,0.0059,0.0022,0.0163,{"v":3.3E-3,"d":"0.0033"},0.0012,0.0002,{"v":2.3E-3,"d":"0.0023"},206.751,163.823,118.939,179.277,"--","--",{"v":0.57,"d":"0.570"},0.577,{"v":0.57,"d":"0.570"},{"v":1758.485,"d":"1,758.485"},0.164,0.024,{"v":1769.688,"d":"1,769.688"},"--",{"v":9053269.974,"d":"9,053,270"},{"v":36760.97,"d":"36,761"},{"v":5596877.314,"d":"5,596,877"},0,{"v":556113,"d":"556,113"},{"v":798592.82,"d":"798,593"},0,{"v":8309,"d":"8,309"},0,{"v":36872.902,"d":"36,873"},0,{"v":14723781.16,"d":"14,723,781"},{"v":1363014.82,"d":"1,363,015"},{"v":806901.82,"d":"806,902"},{"v":15522373.98,"d":"15,522,374"},{"v":564422,"d":"564,422"},{"v":0.562776452517675,"d":"56.3%"},{"v":2.28516418345227E-3,"d":"0.2%"},{"v":0.347917467279274,"d":"34.8%"},{"v":0,"d":"0.0%"},{"v":0.0345695314773303,"d":"3.5%"},{"v":0.0496427517942575,"d":"5.0%"},{"v":0,"d":"0.0%"},{"v":0.000516510559985358,"d":"0.1%"},{"v":0,"d":"0.0%"},{"v":0.00229212218802566,"d":"0.2%"},{"v":0,"d":"0.0%"},{"v":0.915271206168427,"d":"91.5%"},{"v":0.0847287938315732,"d":"8.5%"},{"v":0.0501592623542429,"d":"5.0%"},{"v":0.964913957962684,"d":"96.5%"},{"v":0.0350860420373156,"d":"3.5%"},{"v":6295584.5800515,"d":"6,295,585"},{"v":196.001,"d":"196"},{"v":3810180.29568226,"d":"3,810,180"},0,0,{"v":229269.455630814,"d":"229,269"},0,0,0,0,0,{"v":0.609138294706117,"d":"60.9%"},{"v":1.89643572225214E-5,"d":"0.0%"},{"v":0.368659446684101,"d":"36.9%"},{"v":0,"d":"0.0%"},{"v":0,"d":"0.0%"},{"v":0.0221832942525588,"d":"2.2%"},{"v":0,"d":"0.0%"},{"v":0,"d":"0.0%"},{"v":0,"d":"0.0%"},{"v":0,"d":"0.0%"},{"v":0,"d":"0.0%"}]
[2019,"Southeastern Power Administration","SEPA",{"v":1437,"d":"1,437"},{"v":1613.412,"d":"1,613"},{"v":387.668,"d":"388"},{"v":18200324.787,"d":"18,200,325"},{"v":6686639.637,"d":"6,686,640"},{"v":2085845,"d":"2,085,845"},{"v":674356.161,"d":"674,356"},{"v":0.095,"d":"0"},{"v":0.023,"d":"0"},{"v":0.02,"d":"0"},0,{"v":113.823,"d":"114"},{"v":14.939,"d":"15"},{"v":3.649,"d":"4"},"--",{"v":0,"d":"0.000"},{"v":0,"d":"0.000"},{"v":0,"d":"0.000"},{"v":0,"d":"0.000"},{"v":0,"d":"0.000"},{"v":0,"d":"0.000"},0.003,"--",0.118,0.119,0.025,{"v":0,"d":"0.000"},{"v":0.0705480063368811,"d":"0.071"},{"v":0.00925925925925926,"d":"0.009"},{"v":4.52333315978808,"d":"4.523"},"--",0.722,0.541,0.152,{"v":0,"d":"0.000"},0.433,0.057,27.749,"--",{"v":0,"d":"0.000"},{"v":0,"d":"0.000"},{"v":0,"d":"0.000"},{"v":0,"d":"0.000"},{"v":0,"d":"0.000"},{"v":0,"d":"0.000"},{"v":0,"d":"0.000"},{"v":0,"d":"0.000"},{"v":0,"d":"0.000"},{"v":0,"d":"0.000"},{"v":0,"d":"0.000"},{"v":0,"d":"0.000"},{"v":0,"d":"0.000"},{"v":0,"d":"0.000"},{"v":0,"d":"0.000"},{"v":0,"d":"0.000"},{"v":0,"d":"0.0000"},{"v":0,"d":"0.0000"},{"v":0,"d":"0.0000"},{"v":0,"d":"0.0000"},{"v":0,"d":"0.0000"},{"v":0,"d":"0.0000"},{"v":0,"d":"0.0000"},{"v":0,"d":"0.0000"},{"v":0,"d":"0.000"},{"v":0,"d":"0.000"},{"v":0,"d":"0.000"},{"v":0,"d":"0.000"},"--","--",{"v":0,"d":"0.000"},{"v":0,"d":"0.000"},{"v":0,"d":"0.000"},{"v":0,"d":"0.000"},{"v":0,"d":"0.000"},{"v":0,"d":"0.000"},{"v":0,"d":"0.000"},{"v":0,"d":"0.000"},{"v":0,"d":"0.000"},{"v":0,"d":"0.000"},{"v":0,"d":"0.000"},{"v":0,"d":"0.000"},{"v":0,"d":"0.000"},{"v":0,"d":"0.000"},{"v":0,"d":"0.000"},{"v":0,"d":"0.000"},{"v":0,"d":"0.0000"},{"v":0,"d":"0.0000"},{"v":0,"d":"0.0000"},{"v":0,"d":"0.0000"},{"v":0,"d":"0.0000"},{"v":0,"d":"0.0000"},{"v":0,"d":"0.0000"},{"v":0,"d":"0.0000"},{"v":0,"d":"0.000"},{"v":0,"d":"0.000"},{"v":0,"d":"0.000"},{"v":0,"d":"0.000"},"--","--",0.722,0.728,0.152,{"v":0,"d":"0.000"},0.433,0.057,27.749,"--",0,0,0,0,{"v":2034830,"d":"2,034,830"},263,0,{"v":50752,"d":"50,752"},0,0,0,0,{"v":2085845,"d":"2,085,845"},{"v":51015,"d":"51,015"},263,{"v":2085582,"d":"2,085,582"},{"v":0,"d":"0.0%"},{"v":0,"d":"0.0%"},{"v":0,"d":"0.0%"},{"v":0,"d":"0.0%"},{"v":0.975542286219733,"d":"97.6%"},{"v":1.2608798832128E-4,"d":"0.0%"},{"v":0,"d":"0.0%"},{"v":0.0243316257919452,"d":"2.4%"},{"v":0,"d":"0.0%"},{"v":0,"d":"0.0%"},{"v":0,"d":"0.0%"},{"v":0,"d":"0.0%"},{"v":1,"d":"100.0%"},{"v":0.0244577137802665,"d":"2.4%"},{"v":1.2608798832128E-4,"d":"0.0%"},{"v":0.999873912011679,"d":"100.0%"},0,0,0,0,0,263,0,0,0,0,0,{"v":0,"d":"0.0%"},{"v":0,"d":"0.0%"},{"v":0,"d":"0.0%"},{"v":0,"d":"0.0%"},{"v":0,"d":"0.0%"},{"v":1,"d":"100.0%"},{"v":0,"d":"0.0%"},{"v":0,"d":"0.0%"},{"v":0,"d":"0.0%"},{"v":0,"d":"0.0%"},{"v":0,"d":"0.0%"}]
[2019,"Southern Company Services, Inc. - Trans","SOCO",{"v":86126.9,"d":"86,127"},{"v":1649036210.665,"d":"1,649,036,211"},{"v":825892960.156,"d":"825,892,960"},{"v":2249733580.819,"d":"2,249,733,581"},{"v":1086742689.289,"d":"1,086,742,689"},{"v":253250463.569,"d":"253,250,464"},{"v":118558580.7,"d":"118,558,581"},{"v":54944.316,"d":"54,944"},{"v":24274.933,"d":"24,275"},{"v":31048.499,"d":"31,048"},{"v":122395415.454,"d":"122,395,415"},{"v":18165292.415,"d":"18,165,292"},{"v":2654367.653,"d":"2,654,368"},{"v":123008275.989,"d":"123,008,276"},"--",0.434,{"v":0.41,"d":"0.410"},0.245,966.596,0.072,{"v":0.01,"d":"0.010"},971.436,"--",0.067,0.059,0.038,148.445,{"v":0.011015702564636,"d":"0.011"},{"v":0.00160964788755584,"d":"0.002"},{"v":149.188083552629,"d":"149.188"},"--",0.564,0.533,0.319,{"v":1257.458,"d":"1,257.458"},0.093,0.014,{"v":1263.755,"d":"1,263.755"},"--",1.005,2.573,0.284,{"v":0.54,"d":"0.540"},0.754,3.391,0.341,0.496,0.593,1.579,0.009,0.216,{"v":2098.946,"d":"2,098.946"},{"v":1360.931,"d":"1,360.931"},896.401,{"v":1320.334,"d":"1,320.334"},0.2084,0.0654,0.0221,0.0877,0.0302,0.0112,0.0026,0.0123,{"v":2113.145,"d":"2,113.145"},{"v":1365.919,"d":"1,365.919"},897.606,{"v":1326.119,"d":"1,326.119"},"--","--",0.094,0.385,0.038,0.063,{"v":0.07,"d":"0.070"},0.485,0.043,0.055,0.055,0.236,{"v":1E-3,"d":"0.001"},0.025,{"v":196.17,"d":"196.170"},203.648,120.783,153.977,0.0195,0.0098,{"v":0.003,"d":"0.0030"},0.0102,{"v":2.8E-3,"d":"0.0028"},0.0017,0.0003,{"v":1.4E-3,"d":"0.0014"},197.497,204.394,120.945,154.652,"--","--",0.771,0.694,0.401,{"v":1393.198,"d":"1,393.198"},0.102,0.015,{"v":1400.075,"d":"1,400.075"},"--",{"v":55479657.38,"d":"55,479,657"},{"v":276491.964,"d":"276,492"},{"v":129147610.818,"d":"129,147,611"},{"v":47728143,"d":"47,728,143"},{"v":8096299.98,"d":"8,096,300"},{"v":9670765.29,"d":"9,670,765"},0,{"v":2754899,"d":"2,754,899"},0,{"v":95824.152,"d":"95,824"},{"v":771.552,"d":"772"},{"v":232728498.866,"d":"232,728,499"},{"v":20521964.27,"d":"20,521,964"},{"v":12425664.29,"d":"12,425,664"},{"v":194671121.156,"d":"194,671,121"},{"v":58579341.98,"d":"58,579,342"},{"v":0.21907030965707,"d":"21.9%"},{"v":1.09177278720915E-3,"d":"0.1%"},{"v":0.50996001831059,"d":"51.0%"},{"v":0.188462214082385,"d":"18.8%"},{"v":0.0319695367176965,"d":"3.2%"},{"v":0.0381865650717749,"d":"3.8%"},{"v":0,"d":"0.0%"},{"v":0.0108781597707111,"d":"1.1%"},{"v":0,"d":"0.0%"},{"v":3.78377005962436E-4,"d":"0.0%"},{"v":3.04659660024259e-06,"d":"0.0%"},{"v":0.918965738439817,"d":"91.9%"},{"v":0.0810342615601825,"d":"8.1%"},{"v":0.0490647248424861,"d":"4.9%"},{"v":0.768690089429207,"d":"76.9%"},{"v":0.231309910570793,"d":"23.1%"},{"v":33788522.8002605,"d":"33,788,523"},{"v":213764.64,"d":"213,765"},{"v":48555545.4650059,"d":"48,555,545"},0,0,{"v":3322746.79696077,"d":"3,322,747"},0,0,0,{"v":3031,"d":"3,031"},0,{"v":0.393422243475661,"d":"39.3%"},{"v":0.00248900387689984,"d":"0.2%"},{"v":0.565364509805673,"d":"56.5%"},{"v":0,"d":"0.0%"},{"v":0,"d":"0.0%"},{"v":0.0386889508928692,"d":"3.9%"},{"v":0,"d":"0.0%"},{"v":0,"d":"0.0%"},{"v":0,"d":"0.0%"},{"v":3.52919488970833e-05,"d":"0.0%"},{"v":0,"d":"0.0%"}]
[2019,"Southwest Power Pool","SWPP",{"v":108286.1,"d":"108,286"},{"v":1647075305.294,"d":"1,647,075,305"},{"v":789015617.377,"d":"789,015,617"},{"v":2591900081.881,"d":"2,591,900,082"},{"v":1165940929.353,"d":"1,165,940,929"},{"v":269277677.775,"d":"269,277,678"},{"v":120165099.22,"d":"120,165,099"},{"v":100930.086,"d":"100,930"},{"v":47696.726,"d":"47,697"},{"v":113631.444,"d":"113,631"},{"v":143176239.27,"d":"143,176,239"},{"v":25959809.841,"d":"25,959,810"},{"v":3733012.343,"d":"3,733,012"},{"v":144056955.739,"d":"144,056,956"},"--",{"v":0.75,"d":"0.750"},0.794,0.844,{"v":1063.41,"d":"1,063.410"},0.096,0.014,{"v":1069.951,"d":"1,069.951"},"--",0.123,0.121,0.138,173.855,{"v":0.0157611553992464,"d":"0.016"},{"v":2.26644909980826E-3,"d":"0.002"},{"v":174.924552964852,"d":"174.925"},"--",1.213,1.285,1.366,{"v":1721.098,"d":"1,721.098"},0.156,0.022,{"v":1731.685,"d":"1,731.685"},"--",1.526,47.123,0.753,1.211,1.528,49.358,0.797,1.204,2.309,5.813,0.017,1.358,{"v":2224.254,"d":"2,224.254"},{"v":5448.72,"d":"5,448.720"},{"v":1050.698,"d":"1,050.698"},{"v":1738.318,"d":"1,738.318"},0.2543,{"v":0.192,"d":"0.1920"},0.0196,0.1568,{"v":0.037,"d":"0.0370"},0.0382,{"v":2E-3,"d":"0.0020"},0.0224,{"v":2241.624,"d":"2,241.624"},{"v":5464.893,"d":"5,464.893"},{"v":1051.785,"d":"1,051.785"},{"v":1748.925,"d":"1,748.925"},"--","--",0.142,1.409,0.085,0.122,0.141,1.366,0.089,{"v":0.12,"d":"0.120"},0.215,0.174,{"v":2E-3,"d":"0.002"},0.137,207.353,162.949,119.073,174.908,0.0237,0.0057,0.0022,0.0158,0.0034,0.0011,0.0002,{"v":2.3E-3,"d":"0.0023"},208.972,163.432,119.196,175.975,"--","--",1.342,1.329,1.217,{"v":1725.793,"d":"1,725.793"},0.148,0.021,{"v":1735.769,"d":"1,735.769"},"--",{"v":92199581.308,"d":"92,199,581"},{"v":207129.77,"d":"207,130"},{"v":71851468.218,"d":"71,851,468"},{"v":16199334,"d":"16,199,334"},{"v":14633425,"d":"14,633,425"},{"v":1424103.204,"d":"1,424,103"},{"v":71355913.79,"d":"71,355,914"},{"v":711235,"d":"711,235"},0,{"v":403470.287,"d":"403,470"},{"v":292016,"d":"292,016"},{"v":181152999.583,"d":"181,153,000"},{"v":88124676.994,"d":"88,124,677"},{"v":73491251.994,"d":"73,491,252"},{"v":166377768.787,"d":"166,377,769"},{"v":102899907.79,"d":"102,899,908"},{"v":0.342395933001284,"d":"34.2%"},{"v":0.000769205129192249,"d":"0.1%"},{"v":0.266830392817409,"d":"26.7%"},{"v":0.060158473609556,"d":"6.0%"},{"v":0.0543432533510277,"d":"5.4%"},{"v":0.00528860476703043,"d":"0.5%"},{"v":0.264990082717071,"d":"26.5%"},{"v":0.00264126981872789,"d":"0.3%"},{"v":0,"d":"0.0%"},{"v":0.00149834287093096,"d":"0.1%"},{"v":0.0010844419177707,"d":"0.1%"},{"v":0.672736789346143,"d":"67.3%"},{"v":0.327263210653857,"d":"32.7%"},{"v":0.27291995730283,"d":"27.3%"},{"v":0.617866920503617,"d":"61.8%"},{"v":0.382133079496383,"d":"38.2%"},{"v":52798212.2872011,"d":"52,798,212"},{"v":26254.173,"d":"26,254"},{"v":43407580.2220821,"d":"43,407,580"},0,0,{"v":552127.865001998,"d":"552,128"},0,0,0,{"v":69739.5929781836,"d":"69,740"},0,{"v":0.545132458051607,"d":"54.5%"},{"v":0.000271069819253549,"d":"0.0%"},{"v":0.448175797616392,"d":"44.8%"},{"v":0,"d":"0.0%"},{"v":0,"d":"0.0%"},{"v":0.00570062521378753,"d":"0.6%"},{"v":0,"d":"0.0%"},{"v":0,"d":"0.0%"},{"v":0,"d":"0.0%"},{"v":0.000720049298959535,"d":"0.1%"},{"v":0,"d":"0.0%"}]
[2019,"Southwestern Power Administration","SPA",{"v":2501.7,"d":"2,502"},{"v":16303827,"d":"16,303,827"},{"v":7015204.002,"d":"7,015,204"},{"v":82173134.016,"d":"82,173,134"},{"v":35075837.924,"d":"35,075,838"},{"v":9277832.001,"d":"9,277,832"},{"v":3945413.997,"d":"3,945,414"},{"v":841.035,"d":"841"},{"v":364.433,"d":"364"},{"v":3670.051,"d":"3,670"},{"v":1709342.851,"d":"1,709,343"},{"v":418378.509,"d":"418,379"},{"v":60867.681,"d":"60,868"},{"v":1723641.867,"d":"1,723,642"},"--",0.181,0.185,0.791,368.479,0.045,0.007,371.561,"--",0.103,0.104,{"v":0.45,"d":"0.450"},209.686,{"v":0.0256613682787483,"d":"0.026"},{"v":0.00373333702571795,"d":"0.004"},{"v":211.440156596362,"d":"211.440"},"--",1.038,1.058,4.529,{"v":2109.403,"d":"2,109.403"},0.258,0.038,{"v":2127.049,"d":"2,127.049"},"--",1.003,30.837,{"v":24.19,"d":"24.190"},1.038,1.014,{"v":30.82,"d":"30.820"},24.193,1.061,4.532,2.792,0.032,4.529,{"v":2110.184,"d":"2,110.184"},{"v":1572.752,"d":"1,572.752"},{"v":1239.402,"d":"1,239.402"},{"v":2109.403,"d":"2,109.403"},0.2584,0.0637,0.0234,0.2581,0.0376,0.0127,{"v":2.3E-3,"d":"0.0023"},0.0376,{"v":2127.847,"d":"2,127.847"},{"v":1578.14,"d":"1,578.140"},{"v":1240.684,"d":"1,240.684"},{"v":2127.048,"d":"2,127.048"},"--","--",{"v":0.1,"d":"0.100"},3.202,2.281,0.103,0.099,3.202,2.282,0.104,0.451,{"v":0.29,"d":"0.290"},0.003,{"v":0.45,"d":"0.450"},{"v":209.76,"d":"209.760"},163.326,116.889,209.686,0.0257,{"v":6.6E-3,"d":"0.0066"},0.0022,0.0257,0.0037,0.0013,0.0002,0.0037,211.515,163.885,{"v":117.01,"d":"117.010"},{"v":211.44,"d":"211.440"},"--","--",1.228,{"v":1.32,"d":"1.320"},4.512,{"v":2105.122,"d":"2,105.122"},0.257,0.037,{"v":2122.677,"d":"2,122.677"},"--",{"v":1616578.4,"d":"1,616,578"},{"v":3553.085,"d":"3,553"},557,0,{"v":5998570,"d":"5,998,570"},0,{"v":1622393,"d":"1,622,393"},{"v":36180,"d":"36,180"},0,0,0,{"v":1620688.485,"d":"1,620,688"},{"v":7657143,"d":"7,657,143"},{"v":1658573,"d":"1,658,573"},{"v":1620688.485,"d":"1,620,688"},{"v":7657143,"d":"7,657,143"},{"v":0.174240974586962,"d":"17.4%"},{"v":0.000382965028600107,"d":"0.0%"},{"v":6.00355806095997e-05,"d":"0.0%"},{"v":0,"d":"0.0%"},{"v":0.646548712347086,"d":"64.7%"},{"v":0,"d":"0.0%"},{"v":0.174867694312299,"d":"17.5%"},{"v":0.00389961814444402,"d":"0.4%"},{"v":0,"d":"0.0%"},{"v":0,"d":"0.0%"},{"v":0,"d":"0.0%"},{"v":0.174683975196172,"d":"17.5%"},{"v":0.825316024803828,"d":"82.5%"},{"v":0.178767312456743,"d":"17.9%"},{"v":0.174683975196172,"d":"17.5%"},{"v":0.825316024803828,"d":"82.5%"},{"v":248274.875236183,"d":"248,275"},{"v":1455,"d":"1,455"},{"v":557.001,"d":"557"},0,0,0,0,0,0,0,0,{"v":0.991961220539181,"d":"99.2%"},{"v":0.00581332917602515,"d":"0.6%"},{"v":0.00222545028479394,"d":"0.2%"},{"v":0,"d":"0.0%"},{"v":0,"d":"0.0%"},{"v":0,"d":"0.0%"},{"v":0,"d":"0.0%"},{"v":0,"d":"0.0%"},{"v":0,"d":"0.0%"},{"v":0,"d":"0.0%"},{"v":0,"d":"0.0%"}]
[2019,"Tampa Electric Company","TEC",{"v":14398.2,"d":"14,398"},{"v":178317134.35,"d":"178,317,134"},{"v":84777429.607,"d":"84,777,430"},{"v":197296176.412,"d":"197,296,176"},{"v":87699052.607,"d":"87,699,053"},{"v":24215518.998,"d":"24,215,519"},{"v":11742136.001,"d":"11,742,136"},{"v":4335.889,"d":"4,336"},{"v":1894.595,"d":"1,895"},{"v":1321.859,"d":"1,322"},{"v":11209270.002,"d":"11,209,270"},{"v":1256876.283,"d":"1,256,876"},{"v":158143.105,"d":"158,143"},{"v":11248544.278,"d":"11,248,544"},"--",0.358,0.323,0.109,925.792,0.052,0.007,929.036,"--",0.049,0.045,0.015,125.723,{"v":0.00704854464817166,"d":"0.007"},{"v":0.000886864325049086,"d":"0.001"},{"v":126.163358546593,"d":"126.163"},"--",0.369,0.333,0.113,954.616,0.054,0.007,957.961,"--",{"v":1.17,"d":"1.170"},{"v":0,"d":"0.000"},{"v":0.12,"d":"0.120"},0.308,1.192,{"v":0,"d":"0.000"},0.119,0.274,0.594,{"v":0,"d":"0.000"},0.004,{"v":0.11,"d":"0.110"},{"v":1848.745,"d":"1,848.745"},{"v":0,"d":"0.000"},801.375,988.511,0.1003,{"v":0,"d":"0.0000"},0.0163,0.0313,0.0137,{"v":0,"d":"0.0000"},0.0016,{"v":3.8E-3,"d":"0.0038"},{"v":1855.348,"d":"1,855.348"},{"v":0,"d":"0.000"},802.268,990.424,"--","--",0.092,{"v":0,"d":"0.000"},0.018,0.039,0.094,{"v":0,"d":"0.000"},0.018,0.036,0.047,{"v":0,"d":"0.000"},{"v":1E-3,"d":"0.001"},0.014,145.061,{"v":0,"d":"0.000"},118.838,126.478,0.0079,{"v":0,"d":"0.0000"},0.0024,{"v":0.004,"d":"0.0040"},0.0011,{"v":0,"d":"0.0000"},0.0002,0.0005,145.579,{"v":0,"d":"0.000"},{"v":118.97,"d":"118.970"},126.723,"--","--",{"v":0.36,"d":"0.360"},0.325,0.123,982.369,0.042,0.005,984.959,"--",{"v":1121880.3,"d":"1,121,880"},{"v":1194.472,"d":"1,194"},{"v":20608264.284,"d":"20,608,264"},0,0,{"v":352901.004,"d":"352,901"},0,{"v":731168,"d":"731,168"},0,0,{"v":1400111,"d":"1,400,111"},{"v":23131450.056,"d":"23,131,450"},{"v":1084069.004,"d":"1,084,069"},{"v":1084069.004,"d":"1,084,069"},{"v":23484351.06,"d":"23,484,351"},{"v":731168,"d":"731,168"},{"v":0.0463289800734918,"d":"4.6%"},{"v":4.93267147006181E-5,"d":"0.0%"},{"v":0.851035413816151,"d":"85.1%"},{"v":0,"d":"0.0%"},{"v":0,"d":"0.0%"},{"v":0.0145733404733386,"d":"1.5%"},{"v":0,"d":"0.0%"},{"v":0.0301941906836004,"d":"3.0%"},{"v":0,"d":"0.0%"},{"v":0,"d":"0.0%"},{"v":0.0578187482387173,"d":"5.8%"},{"v":0.955232468843061,"d":"95.5%"},{"v":0.044767531156939,"d":"4.5%"},{"v":0.044767531156939,"d":"4.5%"},{"v":0.9698058093164,"d":"97.0%"},{"v":0.0301941906836004,"d":"3.0%"},{"v":3889923,"d":"3,889,923"},0,{"v":15144608.5275181,"d":"15,144,609"},0,0,{"v":114884.591426446,"d":"114,885"},0,0,0,0,0,{"v":0.203135331951541,"d":"20.3%"},{"v":0,"d":"0.0%"},{"v":0.790865289753431,"d":"79.1%"},{"v":0,"d":"0.0%"},{"v":0,"d":"0.0%"},{"v":0.00599937829502753,"d":"0.6%"},{"v":0,"d":"0.0%"},{"v":0,"d":"0.0%"},{"v":0,"d":"0.0%"},{"v":0,"d":"0.0%"},{"v":0,"d":"0.0%"}]
[2019,"Tennessee Valley Authority","TVA",{"v":52988.8,"d":"52,989"},{"v":719085269.794,"d":"719,085,270"},{"v":362724149.751,"d":"362,724,150"},{"v":1589328442.705,"d":"1,589,328,443"},{"v":731856091.277,"d":"731,856,091"},{"v":167963180.19,"d":"167,963,180"},{"v":76943665.905,"d":"76,943,666"},{"v":25640.04,"d":"25,640"},{"v":13396.316,"d":"13,396"},{"v":34218.298,"d":"34,218"},{"v":57289653.527,"d":"57,289,654"},{"v":8384551.072,"d":"8,384,551"},{"v":1197548.409,"d":"1,197,548"},{"v":57571055.63,"d":"57,571,056"},"--",0.305,0.348,0.407,682.169,{"v":0.05,"d":"0.050"},0.007,{"v":685.52,"d":"685.520"},"--",0.071,0.074,0.095,{"v":159.34,"d":"159.340"},{"v":0.011660023399453,"d":"0.012"},{"v":1.66537747233102E-3,"d":"0.002"},{"v":160.123028654147,"d":"160.123"},"--",0.624,0.712,0.833,{"v":1394.916,"d":"1,394.916"},0.102,0.015,{"v":1401.768,"d":"1,401.768"},"--",1.193,0.421,0.161,0.622,1.255,0.423,0.156,0.662,1.809,0.011,0.006,0.809,{"v":2086.977,"d":"2,086.977"},{"v":1444.507,"d":"1,444.507"},872.853,{"v":1415.583,"d":"1,415.583"},0.2088,0.0317,0.0161,{"v":0.102,"d":"0.1020"},0.0303,0.0032,0.0016,0.0144,{"v":2101.213,"d":"2,101.213"},{"v":1446.243,"d":"1,446.243"},873.734,{"v":1422.418,"d":"1,422.418"},"--","--",0.113,0.035,0.022,0.071,0.116,{"v":0.03,"d":"0.030"},0.021,0.074,0.171,{"v":1E-3,"d":"0.001"},{"v":1E-3,"d":"0.001"},0.092,197.389,118.962,118.844,160.905,0.0197,0.0026,0.0022,0.0116,0.0029,0.0003,0.0002,0.0016,198.735,119.105,118.963,161.682,"--","--",0.622,0.667,0.811,{"v":1429.571,"d":"1,429.571"},0.106,0.015,{"v":1436.709,"d":"1,436.709"},"--",{"v":29310503.301,"d":"29,310,503"},{"v":133589.601,"d":"133,590"},{"v":51458480.123,"d":"51,458,480"},{"v":65240305,"d":"65,240,305"},{"v":20018292,"d":"20,018,292"},{"v":1228223.145,"d":"1,228,223"},{"v":37976,"d":"37,976"},{"v":525958.08,"d":"525,958"},0,{"v":9908.719,"d":"9,909"},{"v":-56,"d":"(56)"},{"v":146152730.744,"d":"146,152,731"},{"v":21810449.225,"d":"21,810,449"},{"v":1792157.225,"d":"1,792,157"},{"v":82140648.889,"d":"82,140,649"},{"v":85822531.08,"d":"85,822,531"},{"v":0.174505469199282,"d":"17.5%"},{"v":0.000795350245720771,"d":"0.1%"},{"v":0.306367520404866,"d":"30.6%"},{"v":0.388420148156951,"d":"38.8%"},{"v":0.119182581143499,"d":"11.9%"},{"v":7.31245226322435E-3,"d":"0.7%"},{"v":0.000226097096670661,"d":"0.0%"},{"v":0.0031313881098187,"d":"0.3%"},{"v":0,"d":"0.0%"},{"v":5.89933799669637e-05,"d":"0.0%"},{"v":0,"d":"0.0%"},{"v":0.870147438093126,"d":"87.0%"},{"v":0.129852561906874,"d":"13.0%"},{"v":0.0106699374697137,"d":"1.1%"},{"v":0.489039615135652,"d":"48.9%"},{"v":0.510960384864348,"d":"51.1%"},{"v":27836007.8932255,"d":"27,836,008"},{"v":244934.002,"d":"244,934"},{"v":30471875.7275814,"d":"30,471,876"},0,0,{"v":540864.122424477,"d":"540,864"},0,0,0,0,0,{"v":0.471048800330871,"d":"47.1%"},{"v":0.00414484247327787,"d":"0.4%"},{"v":0.515653701506597,"d":"51.6%"},{"v":0,"d":"0.0%"},{"v":0,"d":"0.0%"},{"v":0.00915265568925435,"d":"0.9%"},{"v":0,"d":"0.0%"},{"v":0,"d":"0.0%"},{"v":0,"d":"0.0%"},{"v":0,"d":"0.0%"},{"v":0,"d":"0.0%"}]
[2019,"Tucson Electric Power Company","TEPC",{"v":3725.4,"d":"3,725"},{"v":104028829.159,"d":"104,028,829"},{"v":48015734.634,"d":"48,015,735"},{"v":111620608.161,"d":"111,620,608"},{"v":51896709.629,"d":"51,896,710"},{"v":10677622.09,"d":"10,677,622"},{"v":4976897,"d":"4,976,897"},{"v":7603.219,"d":"7,603"},{"v":3520.205,"d":"3,520"},{"v":7262.142,"d":"7,262"},{"v":10053901.498,"d":"10,053,901"},{"v":2080526.728,"d":"2,080,527"},{"v":300538.315,"d":"300,538"},{"v":10124688.29,"d":"10,124,688"},"--",1.424,1.415,{"v":1.36,"d":"1.360"},{"v":1883.172,"d":"1,883.172"},0.195,0.028,{"v":1896.431,"d":"1,896.431"},"--",0.146,0.147,{"v":0.14,"d":"0.140"},193.291,{"v":0.0199995207561173,"d":"0.020"},{"v":0.00288899065220325,"d":"0.003"},{"v":194.651585946915,"d":"194.652"},"--",1.548,1.537,1.478,{"v":2046.577,"d":"2,046.577"},0.212,0.031,{"v":2060.986,"d":"2,060.986"},"--",1.445,{"v":0,"d":"0.000"},{"v":1.96,"d":"1.960"},1.545,1.425,{"v":0,"d":"0.000"},1.954,1.548,{"v":1.82,"d":"1.820"},{"v":0,"d":"0.000"},0.035,1.475,{"v":2247.935,"d":"2,247.935"},{"v":0,"d":"0.000"},{"v":1183.041,"d":"1,183.041"},{"v":2042.468,"d":"2,042.468"},0.2558,{"v":0,"d":"0.0000"},0.0253,0.2113,0.0372,{"v":0,"d":"0.0000"},0.0025,0.0305,{"v":2265.422,"d":"2,265.422"},{"v":0,"d":"0.000"},{"v":1184.426,"d":"1,184.426"},{"v":2056.849,"d":"2,056.849"},"--","--",0.135,{"v":0,"d":"0.000"},0.198,0.146,0.132,{"v":0,"d":"0.000"},0.199,0.147,{"v":0.17,"d":"0.170"},{"v":0,"d":"0.000"},0.004,{"v":0.14,"d":"0.140"},209.635,{"v":0,"d":"0.000"},{"v":119.34,"d":"119.340"},193.291,0.0239,{"v":0,"d":"0.0000"},0.0026,{"v":0.02,"d":"0.0200"},0.0035,{"v":0,"d":"0.0000"},0.0003,0.0029,211.266,{"v":0,"d":"0.000"},{"v":119.48,"d":"119.480"},194.652,"--","--",1.576,1.584,1.379,{"v":1991.849,"d":"1,991.849"},0.199,0.029,{"v":2005.365,"d":"2,005.365"},"--",{"v":7900771.1,"d":"7,900,771"},{"v":25465.863,"d":"25,466"},{"v":1899521.37,"d":"1,899,521"},0,0,0,{"v":64351,"d":"64,351"},{"v":788179.6,"d":"788,180"},0,0,{"v":-667,"d":"(667)"},{"v":9825091.333,"d":"9,825,091"},{"v":852530.6,"d":"852,531"},{"v":852530.6,"d":"852,531"},{"v":9825091.333,"d":"9,825,091"},{"v":852530.6,"d":"852,531"},{"v":0.739891114538359,"d":"74.0%"},{"v":0.00238482617952964,"d":"0.2%"},{"v":0.177886305747895,"d":"17.8%"},{"v":0,"d":"0.0%"},{"v":0,"d":"0.0%"},{"v":0,"d":"0.0%"},{"v":0.00602634002542587,"d":"0.6%"},{"v":0.0738114135087901,"d":"7.4%"},{"v":0,"d":"0.0%"},{"v":0,"d":"0.0%"},{"v":0,"d":"0.0%"},{"v":0.920157259233426,"d":"92.0%"},{"v":0.0798427407665736,"d":"8.0%"},{"v":0.079837753534216,"d":"8.0%"},{"v":0.920157259233426,"d":"92.0%"},{"v":0.0798427407665736,"d":"8.0%"},{"v":5082252.54391338,"d":"5,082,253"},0,{"v":1668686.62929031,"d":"1,668,687"},0,0,0,0,0,0,0,0,{"v":0.752821557641375,"d":"75.3%"},{"v":0,"d":"0.0%"},{"v":0.247178442358625,"d":"24.7%"},{"v":0,"d":"0.0%"},{"v":0,"d":"0.0%"},{"v":0,"d":"0.0%"},{"v":0,"d":"0.0%"},{"v":0,"d":"0.0%"},{"v":0,"d":"0.0%"},{"v":0,"d":"0.0%"},{"v":0,"d":"0.0%"}]
[2019,"Turlock Irrigation District","TIDC",{"v":761.9,"d":"762"},{"v":11686308.531,"d":"11,686,309"},{"v":4464058.07,"d":"4,464,058"},{"v":15202216.463,"d":"15,202,216"},{"v":6953403.038,"d":"6,953,403"},{"v":1720574.002,"d":"1,720,574"},{"v":785222.999,"d":"785,223"},{"v":44.05,"d":"44"},{"v":17.228,"d":"17"},{"v":3.512,"d":"4"},{"v":694473.749,"d":"694,474"},{"v":24691.211,"d":"24,691"},{"v":2470.462,"d":"2,470"},{"v":695150.488,"d":"695,150"},"--",0.051,0.044,0.004,807.258,0.014,{"v":1E-3,"d":"0.001"},808.045,"--",0.008,0.008,{"v":1E-3,"d":"0.001"},118.853,{"v":0.00211283237426962,"d":"0.002"},{"v":2.11397978535879E-4,"d":"0.000"},{"v":118.968361336001,"d":"118.968"},"--",0.066,0.057,0.005,{"v":1047.567,"d":"1,047.567"},0.019,{"v":2E-3,"d":"0.002"},{"v":1048.588,"d":"1,048.588"},"--",{"v":0,"d":"0.000"},{"v":0,"d":"0.000"},0.066,0.066,{"v":0,"d":"0.000"},{"v":0,"d":"0.000"},0.068,0.068,{"v":0,"d":"0.000"},{"v":0,"d":"0.000"},0.005,0.005,{"v":0,"d":"0.000"},{"v":0,"d":"0.000"},{"v":1047.567,"d":"1,047.567"},{"v":1047.567,"d":"1,047.567"},{"v":0,"d":"0.0000"},{"v":0,"d":"0.0000"},0.0186,0.0186,{"v":0,"d":"0.0000"},{"v":0,"d":"0.0000"},{"v":1.9E-3,"d":"0.0019"},{"v":1.9E-3,"d":"0.0019"},{"v":0,"d":"0.000"},{"v":0,"d":"0.000"},{"v":1048.588,"d":"1,048.588"},{"v":1048.588,"d":"1,048.588"},"--","--",{"v":0,"d":"0.000"},{"v":0,"d":"0.000"},0.008,0.008,{"v":0,"d":"0.000"},{"v":0,"d":"0.000"},0.008,0.008,{"v":0,"d":"0.000"},{"v":0,"d":"0.000"},{"v":1E-3,"d":"0.001"},{"v":1E-3,"d":"0.001"},{"v":0,"d":"0.000"},{"v":0,"d":"0.000"},118.853,118.853,{"v":0,"d":"0.0000"},{"v":0,"d":"0.0000"},0.0021,0.0021,{"v":0,"d":"0.0000"},{"v":0,"d":"0.0000"},0.0002,0.0002,{"v":0,"d":"0.000"},{"v":0,"d":"0.000"},118.968,118.968,"--","--",0.068,{"v":0.07,"d":"0.070"},0.005,{"v":1066.435,"d":"1,066.435"},0.019,{"v":2E-3,"d":"0.002"},{"v":1067.481,"d":"1,067.481"},"--",0,{"v":-80.042,"d":"(80)"},{"v":1325959.042,"d":"1,325,959"},0,{"v":394695,"d":"394,695"},0,0,0,0,0,0,{"v":1325879,"d":"1,325,879"},{"v":394695,"d":"394,695"},0,{"v":1325879,"d":"1,325,879"},{"v":394695,"d":"394,695"},{"v":0,"d":"0.0%"},{"v":0,"d":"0.0%"},{"v":0.770613388650035,"d":"77.1%"},{"v":0,"d":"0.0%"},{"v":0.229386611349965,"d":"22.9%"},{"v":0,"d":"0.0%"},{"v":0,"d":"0.0%"},{"v":0,"d":"0.0%"},{"v":0,"d":"0.0%"},{"v":0,"d":"0.0%"},{"v":0,"d":"0.0%"},{"v":0.770602717465218,"d":"77.1%"},{"v":0.229397282534782,"d":"22.9%"},{"v":0,"d":"0.0%"},{"v":0.770602717465218,"d":"77.1%"},{"v":0.229397282534782,"d":"22.9%"},0,0,{"v":984149.385578762,"d":"984,149"},0,0,0,0,0,0,0,0,{"v":0,"d":"0.0%"},{"v":0,"d":"0.0%"},{"v":1,"d":"100.0%"},{"v":0,"d":"0.0%"},{"v":0,"d":"0.0%"},{"v":0,"d":"0.0%"},{"v":0,"d":"0.0%"},{"v":0,"d":"0.0%"},{"v":0,"d":"0.0%"},{"v":0,"d":"0.0%"},{"v":0,"d":"0.0%"}]
[2019,"Western Area Power Administration - Desert Southwest Region","WALC",{"v":10430.3,"d":"10,430"},{"v":44980222.453,"d":"44,980,222"},{"v":22685906.485,"d":"22,685,906"},{"v":170766969.394,"d":"170,766,969"},{"v":84784878.936,"d":"84,784,879"},{"v":18849039.999,"d":"18,849,040"},{"v":9424443.992,"d":"9,424,444"},{"v":1400.013,"d":"1,400"},{"v":661.723,"d":"662"},{"v":91.684,"d":"92"},{"v":2944813.748,"d":"2,944,814"},{"v":235971.294,"d":"235,971"},{"v":30362.338,"d":"30,362"},{"v":2952287.377,"d":"2,952,287"},"--",0.149,{"v":0.14,"d":"0.140"},{"v":0.01,"d":"0.010"},312.463,0.013,{"v":2E-3,"d":"0.002"},313.256,"--",0.062,0.058,0.004,130.938,{"v":5.24611220512676E-3,"d":"0.005"},{"v":0.000675015292148137,"d":"0.001"},{"v":131.270465817943,"d":"131.270"},"--",0.578,0.546,0.038,{"v":1215.526,"d":"1,215.526"},0.049,0.006,{"v":1218.611,"d":"1,218.611"},"--",{"v":0,"d":"0.000"},{"v":0,"d":"0.000"},0.578,0.578,{"v":0,"d":"0.000"},{"v":0,"d":"0.000"},0.538,0.538,{"v":0,"d":"0.000"},{"v":0,"d":"0.000"},0.038,0.038,{"v":0,"d":"0.000"},{"v":0,"d":"0.000"},{"v":1215.526,"d":"1,215.526"},{"v":1215.526,"d":"1,215.526"},{"v":0,"d":"0.0000"},{"v":0,"d":"0.0000"},0.0487,0.0487,{"v":0,"d":"0.0000"},{"v":0,"d":"0.0000"},{"v":6.3E-3,"d":"0.0063"},{"v":6.3E-3,"d":"0.0063"},{"v":0,"d":"0.000"},{"v":0,"d":"0.000"},{"v":1218.611,"d":"1,218.611"},{"v":1218.611,"d":"1,218.611"},"--","--",{"v":0,"d":"0.000"},{"v":0,"d":"0.000"},0.062,0.062,{"v":0,"d":"0.000"},{"v":0,"d":"0.000"},0.058,0.058,{"v":0,"d":"0.000"},{"v":0,"d":"0.000"},0.004,0.004,{"v":0,"d":"0.000"},{"v":0,"d":"0.000"},130.938,130.938,{"v":0,"d":"0.0000"},{"v":0,"d":"0.0000"},0.0052,0.0052,{"v":0,"d":"0.0000"},{"v":0,"d":"0.0000"},0.0007,0.0007,{"v":0,"d":"0.000"},{"v":0,"d":"0.000"},{"v":131.27,"d":"131.270"},{"v":131.27,"d":"131.270"},"--","--",0.536,0.506,0.035,{"v":1194.687,"d":"1,194.687"},0.046,0.006,{"v":1197.585,"d":"1,197.585"},"--",{"v":545361.855,"d":"545,362"},{"v":9.566,"d":"10"},{"v":4299959.534,"d":"4,299,960"},0,{"v":13780692,"d":"13,780,692"},0,0,{"v":223017,"d":"223,017"},0,0,0,{"v":4845330.955,"d":"4,845,331"},{"v":14003709,"d":"14,003,709"},{"v":223017,"d":"223,017"},{"v":4845330.955,"d":"4,845,331"},{"v":14003709,"d":"14,003,709"},{"v":0.0289331369821482,"d":"2.9%"},{"v":5.07505953769411e-07,"d":"0.0%"},{"v":0.228126182779902,"d":"22.8%"},{"v":0,"d":"0.0%"},{"v":0.73110842954866,"d":"73.1%"},{"v":0,"d":"0.0%"},{"v":0,"d":"0.0%"},{"v":0.011831743183336,"d":"1.2%"},{"v":0,"d":"0.0%"},{"v":0,"d":"0.0%"},{"v":0,"d":"0.0%"},{"v":0.257059827268004,"d":"25.7%"},{"v":0.742940172731996,"d":"74.3%"},{"v":0.011831743183336,"d":"1.2%"},{"v":0.257059827268004,"d":"25.7%"},{"v":0.742940172731996,"d":"74.3%"},0,0,{"v":4030485.75540301,"d":"4,030,486"},0,0,0,0,0,0,0,0,{"v":0,"d":"0.0%"},{"v":0,"d":"0.0%"},{"v":1,"d":"100.0%"},{"v":0,"d":"0.0%"},{"v":0,"d":"0.0%"},{"v":0,"d":"0.0%"},{"v":0,"d":"0.0%"},{"v":0,"d":"0.0%"},{"v":0,"d":"0.0%"},{"v":0,"d":"0.0%"},{"v":0,"d":"0.0%"}]
[2019,"Western Area Power Administration - Rocky Mountain Region","WACM",{"v":10865.2,"d":"10,865"},{"v":424458602.469,"d":"424,458,602"},{"v":174445149.908,"d":"174,445,150"},{"v":456016354.561,"d":"456,016,355"},{"v":188511286.947,"d":"188,511,287"},{"v":42411133.002,"d":"42,411,133"},{"v":17574595,"d":"17,574,595"},{"v":27401.832,"d":"27,402"},{"v":10748.578,"d":"10,749"},{"v":16466.118,"d":"16,466"},{"v":42572821.566,"d":"42,572,822"},{"v":8793964.148,"d":"8,793,964"},{"v":1275101.35,"d":"1,275,101"},{"v":42872736.217,"d":"42,872,736"},"--",1.292,1.223,0.776,{"v":2007.625,"d":"2,007.625"},0.207,{"v":0.03,"d":"0.030"},{"v":2021.768,"d":"2,021.768"},"--",0.129,0.123,0.078,200.598,{"v":0.0207180726149666,"d":"0.021"},{"v":3.00406527888223E-3,"d":"0.003"},{"v":202.011390357585,"d":"202.011"},"--",1.405,{"v":1.33,"d":"1.330"},0.844,{"v":2182.488,"d":"2,182.488"},0.225,0.033,{"v":2197.863,"d":"2,197.863"},"--",1.544,{"v":12.22,"d":"12.220"},0.408,1.408,{"v":1.49,"d":"1.490"},12.295,0.384,1.343,{"v":0.96,"d":"0.960"},6.582,0.006,0.846,{"v":2349.619,"d":"2,349.619"},{"v":2130.72,"d":"2,130.720"},{"v":1002.041,"d":"1,002.041"},{"v":2187.069,"d":"2,187.069"},0.2545,0.0863,0.0176,0.2259,{"v":0.037,"d":"0.0370"},0.0173,{"v":1.8E-3,"d":"0.0018"},0.0328,{"v":2367.009,"d":"2,367.009"},{"v":2138.02,"d":"2,138.020"},{"v":1003.005,"d":"1,003.005"},{"v":2202.477,"d":"2,202.477"},"--","--",0.137,0.937,0.048,0.129,0.132,0.937,0.046,0.123,0.085,0.505,{"v":1E-3,"d":"0.001"},0.078,209.152,163.326,118.825,200.717,0.0227,{"v":6.6E-3,"d":"0.0066"},0.0021,0.0207,{"v":3.3E-3,"d":"0.0033"},0.0013,0.0002,{"v":0.003,"d":"0.0030"},{"v":210.7,"d":"210.700"},163.885,{"v":118.94,"d":"118.940"},202.131,"--","--",1.391,1.331,0.784,{"v":2078.592,"d":"2,078.592"},0.206,{"v":0.03,"d":"0.030"},{"v":2092.648,"d":"2,092.648"},"--",{"v":33913727.56,"d":"33,913,728"},{"v":30405.208,"d":"30,405"},{"v":4987252.081,"d":"4,987,252"},0,{"v":1723025,"d":"1,723,025"},{"v":20390,"d":"20,390"},{"v":1501574.76,"d":"1,501,575"},{"v":173417.37,"d":"173,417"},0,0,{"v":61341,"d":"61,341"},{"v":38992725.849,"d":"38,992,726"},{"v":3418407.13,"d":"3,418,407"},{"v":1695382.13,"d":"1,695,382"},{"v":39013115.849,"d":"39,013,116"},{"v":3398017.13,"d":"3,398,017"},{"v":0.799642102859938,"d":"80.0%"},{"v":0.00071691572151716,"d":"0.1%"},{"v":0.117592993412118,"d":"11.8%"},{"v":0,"d":"0.0%"},{"v":0.0406267147084508,"d":"4.1%"},{"v":0.000480769990513957,"d":"0.0%"},{"v":0.0354052027033447,"d":"3.5%"},{"v":0.00408895867238133,"d":"0.4%"},{"v":0,"d":"0.0%"},{"v":0,"d":"0.0%"},{"v":1.44634193173696E-3,"d":"0.1%"},{"v":0.919398353925309,"d":"91.9%"},{"v":0.0806016460746907,"d":"8.1%"},{"v":0.0399749313662399,"d":"4.0%"},{"v":0.919879123915823,"d":"92.0%"},{"v":0.0801208760841767,"d":"8.0%"},{"v":11023720.7824904,"d":"11,023,721"},{"v":2967,"d":"2,967"},{"v":2735170.32170257,"d":"2,735,170"},0,0,{"v":10707.4009069001,"d":"10,707"},0,0,0,0,0,{"v":0.800411570263246,"d":"80.0%"},{"v":0.000215428272887962,"d":"0.0%"},{"v":0.198595557283046,"d":"19.9%"},{"v":0,"d":"0.0%"},{"v":0,"d":"0.0%"},{"v":0.000777444180819844,"d":"0.1%"},{"v":0,"d":"0.0%"},{"v":0,"d":"0.0%"},{"v":0,"d":"0.0%"},{"v":0,"d":"0.0%"},{"v":0,"d":"0.0%"}]
[2019,"Western Area Power Administration UGP West","WAUW",{"v":1116.3,"d":"1,116"},0,0,{"v":37839439.465,"d":"37,839,439"},{"v":18019094.921,"d":"18,019,095"},{"v":4249234.996,"d":"4,249,235"},{"v":2023480,"d":"2,023,480"},0,0,0,0,0,0,0,"--",{"v":0,"d":"0.000"},{"v":0,"d":"0.000"},{"v":0,"d":"0.000"},{"v":0,"d":"0.000"},{"v":0,"d":"0.000"},{"v":0,"d":"0.000"},{"v":0,"d":"0.000"},"--",{"v":0,"d":"0.000"},{"v":0,"d":"0.000"},{"v":0,"d":"0.000"},{"v":0,"d":"0.000"},{"v":0,"d":"0.000"},{"v":0,"d":"0.000"},{"v":0,"d":"0.000"},"--",{"$nulls":7},"--",{"v":0,"d":"0.000"},{"v":0,"d":"0.000"},{"v":0,"d":"0.000"},{"v":0,"d":"0.000"},{"v":0,"d":"0.000"},{"v":0,"d":"0.000"},{"v":0,"d":"0.000"},{"v":0,"d":"0.000"},{"v":0,"d":"0.000"},{"v":0,"d":"0.000"},{"v":0,"d":"0.000"},{"v":0,"d":"0.000"},{"v":0,"d":"0.000"},{"v":0,"d":"0.000"},{"v":0,"d":"0.000"},{"v":0,"d":"0.000"},{"v":0,"d":"0.0000"},{"v":0,"d":"0.0000"},{"v":0,"d":"0.0000"},{"v":0,"d":"0.0000"},{"v":0,"d":"0.0000"},{"v":0,"d":"0.0000"},{"v":0,"d":"0.0000"},{"v":0,"d":"0.0000"},{"v":0,"d":"0.000"},{"v":0,"d":"0.000"},{"v":0,"d":"0.000"},{"v":0,"d":"0.000"},"--","--",{"v":0,"d":"0.000"},{"v":0,"d":"0.000"},{"v":0,"d":"0.000"},{"v":0,"d":"0.000"},{"v":0,"d":"0.000"},{"v":0,"d":"0.000"},{"v":0,"d":"0.000"},{"v":0,"d":"0.000"},{"v":0,"d":"0.000"},{"v":0,"d":"0.000"},{"v":0,"d":"0.000"},{"v":0,"d":"0.000"},{"v":0,"d":"0.000"},{"v":0,"d":"0.000"},{"v":0,"d":"0.000"},{"v":0,"d":"0.000"},{"v":0,"d":"0.0000"},{"v":0,"d":"0.0000"},{"v":0,"d":"0.0000"},{"v":0,"d":"0.0000"},{"v":0,"d":"0.0000"},{"v":0,"d":"0.0000"},{"v":0,"d":"0.0000"},{"v":0,"d":"0.0000"},{"v":0,"d":"0.000"},{"v":0,"d":"0.000"},{"v":0,"d":"0.000"},{"v":0,"d":"0.000"},"--","--",{"v":0,"d":"0.000"},{"v":0,"d":"0.000"},{"v":0,"d":"0.000"},{"v":0,"d":"0.000"},{"v":0,"d":"0.000"},{"v":0,"d":"0.000"},{"v":0,"d":"0.000"},"--",0,0,0,0,{"v":4036932,"d":"4,036,932"},0,{"v":212303,"d":"212,303"},0,0,0,0,0,{"v":4249235,"d":"4,249,235"},{"v":212303,"d":"212,303"},0,{"v":4249235,"d":"4,249,235"},{"v":0,"d":"0.0%"},{"v":0,"d":"0.0%"},{"v":0,"d":"0.0%"},{"v":0,"d":"0.0%"},{"v":0.950037359665916,"d":"95.0%"},{"v":0,"d":"0.0%"},{"v":0.0499626403340837,"d":"5.0%"},{"v":0,"d":"0.0%"},{"v":0,"d":"0.0%"},{"v":0,"d":"0.0%"},{"v":0,"d":"0.0%"},{"v":0,"d":"0.0%"},{"v":1,"d":"100.0%"},{"v":0.0499626403340837,"d":"5.0%"},{"v":0,"d":"0.0%"},{"v":1,"d":"100.0%"},0,0,0,0,0,0,0,0,0,0,0,{"v":0,"d":"0.0%"},{"v":0,"d":"0.0%"},{"v":0,"d":"0.0%"},{"v":0,"d":"0.0%"},{"v":0,"d":"0.0%"},{"v":0,"d":"0.0%"},{"v":0,"d":"0.0%"},{"v":0,"d":"0.0%"},{"v":0,"d":"0.0%"},{"v":0,"d":"0.0%"},{"v":0,"d":"0.0%"}]

{"sheet":"SRL19","index":6,"n_rows":29,"n_cols":164,"rows_kept":29}
["Data Year","eGRID subregion acronym","eGRID subregion name","eGRID subregion nameplate capacity (MW)","eGRID subregion annual heat input from combustion (MMBtu)","eGRID subregion ozone season heat input from combustion (MMBtu)","eGRID subregion total annual heat input (MMBtu)","eGRID subregion total ozone season heat input (MMBtu)","eGRID subregion annual net generation (MWh)","eGRID subregion ozone season net generation (MWh)","eGRID subregion annual NOx emissions (tons)","eGRID subregion ozone season NOx emissions (tons)","eGRID subregion annual SO2 emissions (tons)","eGRID subregion annual CO2 emissions (tons)","eGRID subregion annual CH4 emissions (lbs)","eGRID subregion annual N2O emissions (lbs)","eGRID subregion annual CO2 equivalent emissions (tons)","eGRID subregion annual Hg emissions (lbs)","eGRID subregion annual NOx total output emission rate (lb/MWh)","eGRID subregion ozone season NOx total output emission rate (lb/MWh)","eGRID subregion annual SO2 total output emission rate (lb/MWh)","eGRID subregion annual CO2 total output emission rate (lb/MWh)","eGRID subregion annual CH4 total output emission rate (lb/MWh)","eGRID subregion annual N2O total output emission rate (lb/MWh)","eGRID subregion annual CO2 equivalent total output emission rate (lb/MWh)","eGRID subregion annual Hg total output emission rate (lb/MWh)","eGRID subregion annual NOx input emission rate (lb/MMBtu)","eGRID subregion ozone season NOx input emission rate (lb/MMBtu)","eGRID subregion annual SO2 input emission rate (lb/MMBtu)","eGRID subregion annual CO2 input emission rate (lb/MMBtu)","eGRID subregion annual CH4 input emission rate (lb/MMBtu)","eGRID subregion annual N2O input emission rate (lb/MMBtu)","eGRID subregion annual CO2 equivalent input emission rate (lb/MMBtu)","eGRID subregion annual Hg input emission rate (lb/MMBtu)","eGRID subregion annual NOx combustion output emission rate (lb/MWh)","eGRID subregion ozone season NOx combustion output emission rate (lb/MWh)","eGRID subregion annual SO2 combustion output emission rate (lb/MWh)","eGRID subregion annual CO2 combustion output emission rate (lb/MWh)","eGRID subregion annual CH4 combustion output emission rate (lb/MWh)","eGRID subregion annual N2O combustion output emission rate (lb/MWh)","eGRID subregion annual CO2 equivalent combustion output emission rate (lb/MWh)","eGRID subregion annual Hg combustion output emission rate (lb/MWh)","eGRID subregion annual NOx coal output emission rate (lb/MWh)","eGRID subregion annual NOx oil output emission rate (lb/MWh)","eGRID subregion annual NOx gas output emission rate (lb/MWh)","eGRID subregion annual NOx fossil fuel output emission rate (lb/MWh)","eGRID subregion ozone season NOx coal output emission rate (lb/MWh)","eGRID subregion ozone season NOx oil output emission rate (lb/MWh)","eGRID subregion ozone season NOx gas output emission rate (lb/MWh)","eGRID subregion ozone season NOx fossil fuel output emission rate (lb/MWh)","eGRID subregion annual SO2 coal output emission rate (lb/MWh)","eGRID subregion annual SO2 oil output emission rate (lb/MWh)","eGRID subregion annual SO2 gas output emission rate (lb/MWh)","eGRID subregion annual SO2 fossil fuel output emission rate (lb/MWh)","eGRID subregion annual CO2 coal output emission rate (lb/MWh)","eGRID subregion annual CO2 oil output emission rate (lb/MWh)","eGRID subregion annual CO2 gas output emission rate (lb/MWh)","eGRID subregion annual CO2 fossil fuel output emission rate (lb/MWh)","eGRID subregion annual CH4 coal output emission rate (lb/MWh)","eGRID subregion annual CH4 oil output emission rate (lb/MWh)","eGRID subregion annual CH4 gas output emission rate (lb/MWh)","eGRID subregion annual CH4 fossil fuel output emission rate (lb/MWh)","eGRID subregion annual N2O coal output emission rate (lb/MWh)","eGRID subregion annual N2O oil output emission rate (lb/MWh)","eGRID subregion annual N2O gas output emission rate (lb/MWh)","eGRID subregion annual N2O fossil fuel output emission rate (lb/MWh)","eGRID subregion annual CO2 equivalent coal output emission rate (lb/MWh)","eGRID subregion annual CO2 equivalent oil output emission rate (lb/MWh)","eGRID subregion annual CO2 equivalent gas output emission rate (lb/MWh)","eGRID subregion annual CO2 equivalent fossil fuel output emission rate (lb/MWh)","eGRID subregion annual Hg coal output emission rate (lb/MWh)","eGRID subregion annual Hg fossil fuel output emission rate (lb/MWh)","eGRID subregion annual NOx coal input emission rate (lb/MMBtu)","eGRID subregion annual NOx oil input emission rate (lb/MMBtu)","eGRID subregion annual NOx gas input emission rate (lb/MMBtu)","eGRID subregion annual NOx fossil fuel input emission rate (lb/MMBtu)","eGRID subregion ozone season NOx coal input emission rate (lb/MMBtu)","eGRID subregion ozone season NOx oil input emission rate (lb/MMBtu)","eGRID subregion ozone season NOx gas input emission rate (lb/MMBtu)","eGRID subregion ozone season NOx fossil fuel input emission rate (lb/MMBtu)","eGRID subregion annual SO2 coal input emission rate (lb/MMBtu)","eGRID subregion annual SO2 oil input emission rate (lb/MMBtu)","eGRID subregion annual SO2 gas input emission rate (lb/MMBtu)","eGRID subregion annual SO2 fossil fuel input emission rate (lb/MMBtu)","eGRID subregion annual CO2 coal input emission rate (lb/MMBtu)","eGRID subregion annual CO2 oil input emission rate (lb/MMBtu)","eGRID subregion annual CO2 gas input emission rate (lb/MMBtu)","eGRID subregion annual CO2 fossil fuel input emission rate (lb/MMBtu)","eGRID subregion annual CH4 coal input emission rate (lb/MMBtu)","eGRID subregion annual CH4 oil input emission rate (lb/MMBtu)","eGRID subregion annual CH4 gas input emission rate (lb/MMBtu)","eGRID subregion annual CH4 fossil fuel input emission rate (lb/MMBtu)","eGRID subregion annual N2O coal input emission rate (lb/MMBtu)","eGRID subregion annual N2O oil input emission rate (lb/MMBtu)","eGRID subregion annual N2O gas input emission rate (lb/MMBtu)","eGRID subregion annual N2O fossil fuel input emission rate (lb/MMBtu)","eGRID subregion annual CO2 equivalent coal input emission rate (lb/MMBtu)","eGRID subregion annual CO2 equivalent oil input emission rate (lb/MMBtu)","eGRID subregion annual CO2 equivalent gas input emission rate (lb/MMBtu)","eGRID subregion annual CO2 equivalent fossil fuel input emission rate (lb/MMBtu)","eGRID subregion annual Hg coal input emission rate (lb/MMBtu)","eGRID subregion annual Hg fossil fuel input emission rate (lb/MMBtu)","eGRID subregion annual NOx non-baseload output emission rate (lb/MWh)","eGRID subregion ozone season NOx non-baseload output emission rate (lb/MWh)","eGRID subregion annual SO2 non-baseload output emission rate (lb/MWh) ","eGRID subregion annual CO2 non-baseload output emission rate (lb/MWh) ","eGRID subregion annual CH4 non-baseload output emission rate (lb/MWh)","eGRID subregion annual N2O non-baseload output emission rate (lb/MWh)","eGRID subregion annual CO2e non-baseload output emission rate (lb/MWh)","eGRID subregion annual Hg non-baseload output emission rate (lb/MWh)","eGRID subregion annual coal net generation (MWh)","eGRID subregion annual oil net generation (MWh)","eGRID subregion annual gas net generation (MWh)","eGRID subregion annual nuclear net generation (MWh)","eGRID subregion annual hydro net generation (MWh)","eGRID subregion annual biomass net generation (MWh)","eGRID subregion annual wind net generation (MWh)","eGRID subregion annual solar net generation (MWh)","eGRID subregion annual geothermal net generation (MWh)","eGRID subregion annual other fossil net generation (MWh)","eGRID subregion annual other unknown/ purchased fuel net generation (MWh)","eGRID subregion annual total nonrenewables net generation (MWh)","eGRID subregion annual total renewables net generation (MWh)","eGRID subregion annual total nonhydro renewables net generation (MWh)","eGRID subregion annual total combustion net generation (MWh)","eGRID subregion annual total noncombustion net generation (MWh)","eGRID subregion coal generation percent (resource mix)","eGRID subregion oil generation percent (resource mix)","eGRID subregion gas generation percent (resource mix)","eGRID subregion nuclear generation percent (resource mix)","eGRID subregion hydro generation percent (resource mix)","eGRID subregion biomass generation percent (resource mix)","eGRID subregion wind generation percent (resource mix)","eGRID subregion solar generation percent (resource mix)","eGRID subregion geothermal generation percent (resource mix)","eGRID subregion other fossil generation percent (resource mix)","eGRID subregion other unknown/ purchased fuel generation percent (resource mix)","eGRID subregion total nonrenewables generation percent (resource mix)","eGRID subregion total renewables generation percent (resource mix)","eGRID subregion total nonhydro renewables generation percent (resource mix)","eGRID subregion total combustion generation percent (resource mix)","eGRID subregion total noncombustion generation percent (resource mix)","eGRID subregion annual nonbaseload coal net generation (MWh)","eGRID subregion annual nonbaseload oil net generation (MWh)","eGRID subregion annual nonbaseload gas net generation (MWh)","eGRID subregion annual nonbaseload nuclear net generation (MWh)","eGRID subregion annual nonbaseload hydro net generation (MWh)","eGRID subregion annual nonbaseload biomass net generation (MWh)","eGRID subregion annual nonbaseload wind net generation (MWh)","eGRID subregion annual nonbaseload solar net generation (MWh)","eGRID subregion annual nonbaseload geothermal net generation (MWh)","eGRID subregion annual nonbaseload other fossil net generation (MWh)","eGRID subregion annual nonbaseload other unknown/ purchased fuel net generation (MWh)","eGRID subregion nonbaseload coal generation percent (resource mix)","eGRID subregion nonbaseload oil generation percent (resource mix)","eGRID subregion nonbaseload gas generation percent (resource mix)","eGRID subregion nonbaseload nuclear generation percent (resource mix)","eGRID subregion nonbaseload hydro generation percent (resource mix)","eGRID subregion nonbaseload biomass generation percent (resource mix)","eGRID subregion nonbaseload wind generation percent (resource mix)","eGRID subregion nonbaseload solar generation percent (resource mix)","eGRID subregion nonbaseload geothermal generation percent (resource mix)","eGRID subregion nonbaseload other fossil generation percent (resource mix)","eGRID subregion nonbaseload other unknown/ purchased fuel generation percent (resource mix)"]
["YEAR","SUBRGN","SRNAME","SRNAMEPCAP","SRHTIAN","SRHTIOZ","SRHTIANT","SRHTIOZT","SRNGENAN","SRNGENOZ","SRNOXAN","SRNOXOZ","SRSO2AN","SRCO2AN","SRCH4AN","SRN2OAN","SRCO2EQA","SRHGAN","SRNOXRTA","SRNOXRTO","SRSO2RTA","SRCO2RTA","SRCH4RTA","SRN2ORTA","SRC2ERTA","SRHGRTA","SRNOXRA","SRNOXRO","SRSO2RA","SRCO2RA","SRCH4RA","SRN2ORA","SRC2ERA","SRHGRA","SRNOXCRT","SRNOXCRO","SRSO2CRT","SRCO2CRT","SRCH4CRT","SRN2OCRT","SRC2ECRT","SRHGCRT","SRCNOXRT","SRONOXRT","SRGNOXRT","SRFSNXRT","SRCNXORT","SRONXORT","SRGNXORT","SRFSNORT","SRCSO2RT","SROSO2RT","SRGSO2RT","SRFSS2RT","SRCCO2RT","SROCO2RT","SRGCO2RT","SRFSC2RT","SRCCH4RT","SROCH4RT","SRGCH4RT","SRFCH4RT","SRCN2ORT","SRON2ORT","SRGN2ORT","SRFN2ORT","SRCC2ERT","SROC2ERT","SRGC2ERT","SRFSC2ERT","SRCHGRT","SRFSHGRT","SRCNOXR","SRONOXR","SRGNOXR","SRFSNXR","SRCNXOR","SRONXOR","SRGNXOR","SRFSNOR","SRCSO2R","SROSO2R","SRGSO2R","SRFSS2R","SRCCO2R","SROCO2R","SRGCO2R","SRFSC2R","SRCCH4R","SROCH4R","SRGCH4R","SRFCH4R","SRCN2OR","SRON2OR","SRGN2OR","SRFN2OR","SRCC2ER","SROC2ER","SRGC2ER","SRFSC2ER","SRCHGR","SRFSHGR","SRNBNOX","SRNBNXO","SRNBSO2","SRNBCO2","SRNBCH4","SRNBN2O","SRNBC2E","SRNBHG","SRGENACL","SRGENAOL","SRGENAGS","SRGENANC","SRGENAHY","SRGENABM","SRGENAWI","SRGENASO","SRGENAGT","SRGENAOF","SRGENAOP","SRGENATN","SRGENATR","SRGENATH","SRGENACY","SRGENACN","SRCLPR","SROLPR","SRGSPR","SRNCPR","SRHYPR","SRBMPR","SRWIPR","SRSOPR","SRGTPR","SROFPR","SROPPR","SRTNPR","SRTRPR","SRTHPR","SRCYPR","SRCNPR","SRNBGNCL","SRNBGNOL","SRNBGNGS","SRNBGNNC","SRNBGNHY","SRNBGNBM","SRNBGNWI","SRNBGNSO","SRNBGNGT","SRNBGNOF","SRNBGNOP","SRNBCLPR","SRNBOLPR","SRNBGSPR","SRNBNCPR","SRNBHYPR","SRNBBMPR","SRNBWIPR","SRNBSOPR","SRNBGTPR","SRNBOFPR","SRNBOPPR"]
[2019,"AKGD","ASCC Alaska Grid",{"v":2507.3,"d":"2,507"},{"v":35424078.626,"d":"35,424,079"},{"v":13498659.507,"d":"13,498,660"},{"v":42218256.626,"d":"42,218,257"},{"v":16416376.507,"d":"16,416,377"},{"v":4513905.558,"d":"4,513,906"},{"v":1748905.392,"d":"1,748,905"},{"v":13943.466,"d":"13,943"},{"v":5294.559,"d":"5,295"},{"v":1615.755,"d":"1,616"},{"v":2515148.841,"d":"2,515,149"},{"v":441826.948,"d":"441,827"},{"v":60063.917,"d":"60,064"},{"v":2529621.202,"d":"2,529,621"},"--",6.178,6.055,0.716,{"v":1114.4,"d":"1,114.400"},0.098,0.013,{"v":1120.813,"d":"1,120.813"},"--",0.787,0.784,0.091,142.002,{"v":0.0124725035946514,"d":"0.012"},{"v":0.00169556751593012,"d":"0.002"},{"v":142.819308228576,"d":"142.819"},"--",7.435,7.286,0.862,{"v":1341.075,"d":"1,341.075"},0.118,0.016,{"v":1348.792,"d":"1,348.792"},"--",2.068,8.136,{"v":8.87,"d":"8.870"},7.502,2.035,8.084,8.917,7.523,2.702,2.853,0.029,0.866,{"v":2283.79,"d":"2,283.790"},{"v":1634.091,"d":"1,634.091"},{"v":1052.612,"d":"1,052.612"},{"v":1353.199,"d":"1,353.199"},0.2574,0.4791,0.0199,0.1189,0.0375,0.0653,{"v":2E-3,"d":"0.0020"},0.0162,{"v":2301.409,"d":"2,301.409"},{"v":1665.521,"d":"1,665.521"},{"v":1053.7,"d":"1,053.700"},{"v":1360.985,"d":"1,360.985"},"--","--",0.191,0.837,0.985,0.796,0.186,0.823,0.989,0.794,{"v":0.25,"d":"0.250"},0.294,0.003,0.092,211.407,168.172,116.889,143.532,0.0238,0.0493,0.0022,0.0126,0.0035,0.0067,0.0002,0.0017,213.038,171.407,{"v":117.01,"d":"117.010"},144.358,"--","--",6.634,{"v":6.73,"d":"6.730"},0.841,{"v":1333.043,"d":"1,333.043"},0.123,0.017,{"v":1341.044,"d":"1,341.044"},"--",{"v":683055.02,"d":"683,055"},{"v":456335.985,"d":"456,336"},{"v":2577948.09,"d":"2,577,948"},0,{"v":650665,"d":"650,665"},{"v":36884.461,"d":"36,884"},{"v":112297,"d":"112,297"},0,0,0,{"v":-3280,"d":"(3,280)"},{"v":3714059.095,"d":"3,714,059"},{"v":799846.461,"d":"799,846"},{"v":149181.461,"d":"149,181"},{"v":3750943.556,"d":"3,750,944"},{"v":762962,"d":"762,962"},{"v":0.151322399533164,"d":"15.1%"},{"v":0.101095598775527,"d":"10.1%"},{"v":0.57111254500514,"d":"57.1%"},{"v":0,"d":"0.0%"},{"v":0.144146790828426,"d":"14.4%"},{"v":8.17129657286963E-3,"d":"0.8%"},{"v":0.0248780127556572,"d":"2.5%"},{"v":0,"d":"0.0%"},{"v":0,"d":"0.0%"},{"v":0,"d":"0.0%"},{"v":0,"d":"0.0%"},{"v":0.822803899843048,"d":"82.3%"},{"v":0.177196100156952,"d":"17.7%"},{"v":0.0330493093285269,"d":"3.3%"},{"v":0.830975196415917,"d":"83.1%"},{"v":0.169024803584083,"d":"16.9%"},{"v":396420.298,"d":"396,420"},{"v":387561.404,"d":"387,561"},{"v":1821748.302,"d":"1,821,748"},0,0,{"v":26672.974,"d":"26,673"},0,0,0,0,0,{"v":0.150592557925308,"d":"15.1%"},{"v":0.147227232188051,"d":"14.7%"},{"v":0.69204765277036,"d":"69.2%"},{"v":0,"d":"0.0%"},{"v":0,"d":"0.0%"},{"v":0.0101325571162812,"d":"1.0%"},{"v":0,"d":"0.0%"},{"v":0,"d":"0.0%"},{"v":0,"d":"0.0%"},{"v":0,"d":"0.0%"},{"v":0,"d":"0.0%"}]
[2019,"AKMS","ASCC Miscellaneous",{"v":1069.8,"d":"1,070"},{"v":5667857.483,"d":"5,667,857"},{"v":2286706.192,"d":"2,286,706"},{"v":14599520.564,"d":"14,599,521"},{"v":6178752.195,"d":"6,178,752"},{"v":1554337,"d":"1,554,337"},{"v":661719.997,"d":"661,720"},{"v":6297.662,"d":"6,298"},{"v":2591.142,"d":"2,591"},{"v":552.121,"d":"552"},{"v":426907.727,"d":"426,908"},{"v":39649.985,"d":"39,650"},{"v":6917.71,"d":"6,918"},{"v":428434.094,"d":"428,434"},"--",8.103,7.832,{"v":0.71,"d":"0.710"},549.312,0.026,0.004,551.276,"--",2.222,2.266,0.195,150.642,{"v":0.00699558609561461,"d":"0.007"},{"v":0.00122051586878265,"d":"0.001"},{"v":151.180263542276,"d":"151.180"},"--",22.845,22.079,2.003,{"v":1548.614,"d":"1,548.614"},0.072,0.013,{"v":1554.151,"d":"1,554.151"},"--",{"v":0,"d":"0.000"},26.489,4.815,22.415,{"v":0,"d":"0.000"},26.425,4.815,22.649,{"v":0,"d":"0.000"},2.408,0.046,1.964,{"v":0,"d":"0.000"},{"v":1488.313,"d":"1,488.313"},{"v":1688.992,"d":"1,688.992"},{"v":1526.037,"d":"1,526.037"},{"v":0,"d":"0.0000"},{"v":0.08,"d":"0.0800"},0.0319,{"v":0.071,"d":"0.0710"},{"v":0,"d":"0.0000"},0.0145,0.0032,0.0124,{"v":0,"d":"0.000"},{"v":1494.632,"d":"1,494.632"},{"v":1690.737,"d":"1,690.737"},{"v":1531.496,"d":"1,531.496"},"--","--",{"v":0,"d":"0.000"},2.897,0.333,{"v":2.21,"d":"2.210"},{"v":0,"d":"0.000"},{"v":2.9,"d":"2.900"},0.333,2.255,{"v":0,"d":"0.000"},0.263,0.003,0.194,{"v":0,"d":"0.000"},162.782,116.889,150.489,{"v":0,"d":"0.0000"},0.0088,0.0022,{"v":0.007,"d":"0.0070"},{"v":0,"d":"0.0000"},0.0016,0.0002,0.0012,{"v":0,"d":"0.000"},163.473,{"v":117.01,"d":"117.010"},151.027,"--","--",22.575,22.811,1.971,{"v":1520.199,"d":"1,520.199"},0.067,0.012,{"v":1525.401,"d":"1,525.401"},"--",0,{"v":442259.203,"d":"442,259"},{"v":109041.825,"d":"109,042"},0,{"v":972701,"d":"972,701"},{"v":662.672,"d":"663"},{"v":30293.93,"d":"30,294"},0,0,0,{"v":-622,"d":"(622)"},{"v":550679.028,"d":"550,679"},{"v":1003657.602,"d":"1,003,658"},{"v":30956.602,"d":"30,957"},{"v":551341.7,"d":"551,342"},{"v":1002994.93,"d":"1,002,995"},{"v":0,"d":"0.0%"},{"v":0.284532445844759,"d":"28.5%"},{"v":0.0701532878370112,"d":"7.0%"},{"v":0,"d":"0.0%"},{"v":0.625798158021921,"d":"62.6%"},{"v":0.000426337504508274,"d":"0.0%"},{"v":0.019489941506429,"d":"1.9%"},{"v":0,"d":"0.0%"},{"v":0,"d":"0.0%"},{"v":0,"d":"0.0%"},{"v":0,"d":"0.0%"},{"v":0.354285562967142,"d":"35.4%"},{"v":0.645714437032858,"d":"64.6%"},{"v":0.0199162790109373,"d":"2.0%"},{"v":0.35471190047165,"d":"35.5%"},{"v":0.64528809952835,"d":"64.5%"},0,{"v":424535.347,"d":"424,535"},{"v":93874.225,"d":"93,874"},0,0,0,0,0,0,0,0,{"v":0,"d":"0.0%"},{"v":0.818918805147042,"d":"81.9%"},{"v":0.181081194852958,"d":"18.1%"},{"v":0,"d":"0.0%"},{"v":0,"d":"0.0%"},{"v":0,"d":"0.0%"},{"v":0,"d":"0.0%"},{"v":0,"d":"0.0%"},{"v":0,"d":"0.0%"},{"v":0,"d":"0.0%"},{"v":0,"d":"0.0%"}]
[2019,"AZNM","WECC Southwest",{"v":68588.5,"d":"68,589"},{"v":1046594329.851,"d":"1,046,594,330"},{"v":513037619.784,"d":"513,037,620"},{"v":1581950960.604,"d":"1,581,950,961"},{"v":754983135.698,"d":"754,983,136"},{"v":169846255.807,"d":"169,846,256"},{"v":81416497.382,"d":"81,416,497"},{"v":52048.985,"d":"52,049"},{"v":25252,"d":"25,252"},{"v":17835.522,"d":"17,836"},{"v":80874064.989,"d":"80,874,065"},{"v":11614044.482,"d":"11,614,044"},{"v":1626078.828,"d":"1,626,079"},{"v":81261526.29,"d":"81,261,526"},"--",0.613,{"v":0.62,"d":"0.620"},{"v":0.21,"d":"0.210"},952.321,0.068,{"v":0.01,"d":"0.010"},956.883,"--",0.099,0.098,0.034,154.547,{"v":0.0110969877733366,"d":"0.011"},{"v":0.00155368587581733,"d":"0.002"},{"v":155.287533999098,"d":"155.288"},"--",0.904,0.915,{"v":0.31,"d":"0.310"},{"v":1404.734,"d":"1,404.734"},0.101,0.014,{"v":1411.464,"d":"1,411.464"},"--",1.774,42.644,0.472,0.899,1.793,42.667,0.472,0.889,0.853,24.475,0.009,0.286,{"v":2350.982,"d":"2,350.982"},{"v":7911.593,"d":"7,911.593"},946.438,{"v":1407.14,"d":"1,407.140"},0.2551,0.3204,0.0182,0.0959,0.0371,0.0641,{"v":1.9E-3,"d":"0.0019"},0.0135,{"v":2368.417,"d":"2,368.417"},{"v":7938.712,"d":"7,938.712"},947.471,{"v":1413.553,"d":"1,413.553"},"--","--",0.156,{"v":0.88,"d":"0.880"},{"v":0.06,"d":"0.060"},0.099,0.157,0.879,{"v":0.06,"d":"0.060"},0.098,0.075,0.505,{"v":1E-3,"d":"0.001"},0.032,207.105,163.325,119.612,155.647,0.0225,{"v":6.6E-3,"d":"0.0066"},{"v":2.3E-3,"d":"0.0023"},0.0106,{"v":3.3E-3,"d":"0.0033"},0.0013,0.0002,{"v":1.5E-3,"d":"0.0015"},208.641,163.885,119.743,156.356,"--","--",0.946,0.934,0.292,{"v":1445.257,"d":"1,445.257"},{"v":0.1,"d":"0.100"},0.014,{"v":1451.943,"d":"1,451.943"},"--",{"v":37909639.384,"d":"37,909,639"},{"v":247870.486,"d":"247,870"},{"v":76328497.58,"d":"76,328,498"},{"v":31920368,"d":"31,920,368"},{"v":5298672,"d":"5,298,672"},{"v":645895.548,"d":"645,896"},{"v":3776555,"d":"3,776,555"},{"v":7655246.22,"d":"7,655,246"},{"v":6050407,"d":"6,050,407"},0,{"v":13104,"d":"13,104"},{"v":146419479.45,"d":"146,419,479"},{"v":23426775.768,"d":"23,426,776"},{"v":18128103.768,"d":"18,128,104"},{"v":115145006.998,"d":"115,145,007"},{"v":54701248.22,"d":"54,701,248"},{"v":0.223199736345923,"d":"22.3%"},{"v":1.45938151937383E-3,"d":"0.1%"},{"v":0.44939758890787,"d":"44.9%"},{"v":0.18793683710618,"d":"18.8%"},{"v":0.031196872684647,"d":"3.1%"},{"v":0.00380282477921567,"d":"0.4%"},{"v":0.0222351384500809,"d":"2.2%"},{"v":0.0450716220394402,"d":"4.5%"},{"v":0.0356228460394032,"d":"3.6%"},{"v":0,"d":"0.0%"},{"v":7.71521278651733e-05,"d":"0.0%"},{"v":0.862070696007213,"d":"86.2%"},{"v":0.137929303992787,"d":"13.8%"},{"v":0.10673243130814,"d":"10.7%"},{"v":0.677936683680248,"d":"67.8%"},{"v":0.322063316319752,"d":"32.2%"},{"v":24457724.764,"d":"24,457,725"},59,{"v":48206776.624,"d":"48,206,777"},0,0,{"v":95042.852,"d":"95,043"},0,0,0,0,0,{"v":0.336144284392963,"d":"33.6%"},{"v":8.10889523481906E-7,"d":"0.0%"},{"v":0.6625486461914,"d":"66.3%"},{"v":0,"d":"0.0%"},{"v":0,"d":"0.0%"},{"v":1.30625852611272E-3,"d":"0.1%"},{"v":0,"d":"0.0%"},{"v":0,"d":"0.0%"},{"v":0,"d":"0.0%"},{"v":0,"d":"0.0%"},{"v":0,"d":"0.0%"}]
[2019,"CAMX","WECC California",{"v":115879.8,"d":"115,880"},{"v":792568048.278,"d":"792,568,048"},{"v":327264581.434,"d":"327,264,581"},{"v":1732478553.733,"d":"1,732,478,554"},{"v":816558980.035,"d":"816,558,980"},{"v":204484754.756,"d":"204,484,755"},{"v":95233417.343,"d":"95,233,417"},{"v":44198.143,"d":"44,198"},{"v":18328.778,"d":"18,329"},{"v":4233.118,"d":"4,233"},{"v":46337138.56,"d":"46,337,139"},{"v":6753556.147,"d":"6,753,556"},{"v":867916.01,"d":"867,916"},{"v":46545943.413,"d":"46,545,943"},"--",0.432,0.385,0.041,453.209,0.033,0.004,455.251,"--",0.112,0.112,0.011,116.929,{"v":0.00852110574186449,"d":"0.009"},{"v":0.00109506812933692,"d":"0.001"},{"v":117.456017850151,"d":"117.456"},"--",0.867,0.772,0.083,908.617,0.066,0.009,912.712,"--",2.357,10.388,0.607,0.748,2.232,9.541,0.647,0.764,0.518,0.759,0.008,0.051,{"v":1935.46,"d":"1,935.460"},{"v":1859.181,"d":"1,859.181"},850.528,941.085,0.2363,0.0225,0.0162,0.0343,0.0344,{"v":4.3E-3,"d":"0.0043"},0.0016,{"v":4.3E-3,"d":"0.0043"},{"v":1951.615,"d":"1,951.615"},{"v":1861.035,"d":"1,861.035"},851.409,943.225,"--","--",{"v":0.25,"d":"0.250"},1.065,0.083,{"v":0.1,"d":"0.100"},0.238,1.006,0.087,0.101,0.055,0.078,{"v":1E-3,"d":"0.001"},0.007,205.212,190.603,116.787,126.137,0.0251,{"v":2.3E-3,"d":"0.0023"},0.0022,0.0046,0.0036,0.0004,0.0002,0.0006,206.924,190.793,116.908,126.424,"--","--",0.804,0.819,0.068,963.977,0.058,0.007,967.635,"--",{"v":7780068.053,"d":"7,780,068"},{"v":71172.691,"d":"71,173"},{"v":86395281.184,"d":"86,395,281"},{"v":16165384,"d":"16,165,384"},{"v":32966423.69,"d":"32,966,424"},{"v":5676370.437,"d":"5,676,370"},{"v":14332339,"d":"14,332,339"},{"v":31285264.09,"d":"31,285,264"},{"v":7740498,"d":"7,740,498"},{"v":1476204.746,"d":"1,476,205"},{"v":595748.65,"d":"595,749"},{"v":112483859.324,"d":"112,483,859"},{"v":92000895.217,"d":"92,000,895"},{"v":59034471.527,"d":"59,034,472"},{"v":101994845.761,"d":"101,994,846"},{"v":102489908.78,"d":"102,489,909"},{"v":0.0380471789716727,"d":"3.8%"},{"v":0.000348058666572767,"d":"0.0%"},{"v":0.422502310149862,"d":"42.3%"},{"v":0.0790542260047009,"d":"7.9%"},{"v":0.161217024535636,"d":"16.1%"},{"v":0.0277593821101312,"d":"2.8%"},{"v":0.0700900124910109,"d":"7.0%"},{"v":0.152995582287907,"d":"15.3%"},{"v":0.0378536679537545,"d":"3.8%"},{"v":0.00721914330148273,"d":"0.7%"},{"v":0.00291341352726885,"d":"0.3%"},{"v":0.55008433062156,"d":"55.0%"},{"v":0.44991566937844,"d":"45.0%"},{"v":0.288698644842803,"d":"28.9%"},{"v":0.49878948672699,"d":"49.9%"},{"v":0.50121051327301,"d":"50.1%"},{"v":5838763.953,"d":"5,838,764"},{"v":104340.315,"d":"104,340"},{"v":52371545.756,"d":"52,371,546"},0,0,{"v":1800415.159,"d":"1,800,415"},0,0,0,{"v":1081916.86,"d":"1,081,917"},0,{"v":0.0954093446804772,"d":"9.5%"},{"v":0.00170499118779697,"d":"0.2%"},{"v":0.855786413108545,"d":"85.6%"},{"v":0,"d":"0.0%"},{"v":0,"d":"0.0%"},{"v":0.0294199991355051,"d":"2.9%"},{"v":0,"d":"0.0%"},{"v":0,"d":"0.0%"},{"v":0,"d":"0.0%"},{"v":0.0176792518876762,"d":"1.8%"},{"v":0,"d":"0.0%"}]
[2019,"ERCT","ERCOT All",{"v":178155.6,"d":"178,156"},{"v":2440331756.995,"d":"2,440,331,757"},{"v":1243181276.468,"d":"1,243,181,276"},{"v":3604602622.596,"d":"3,604,602,623"},{"v":1725376729.511,"d":"1,725,376,730"},{"v":418830336.769,"d":"418,830,337"},{"v":199798141.176,"d":"199,798,141"},{"v":107627.968,"d":"107,628"},{"v":52935.247,"d":"52,935"},{"v":118946.848,"d":"118,947"},{"v":181906476.397,"d":"181,906,476"},{"v":23740683.91,"d":"23,740,684"},{"v":3299593.856,"d":"3,299,594"},{"v":182691559.305,"d":"182,691,559"},"--",0.514,{"v":0.53,"d":"0.530"},0.568,{"v":868.64,"d":"868.640"},0.057,0.008,872.389,"--",0.088,0.085,0.097,149.083,{"v":0.00972846574731054,"d":"0.010"},{"v":1.35210872314471E-3,"d":"0.001"},{"v":149.726822003878,"d":"149.727"},"--",0.729,0.751,0.805,{"v":1231.31,"d":"1,231.310"},{"v":0.08,"d":"0.080"},0.011,{"v":1236.624,"d":"1,236.624"},"--",{"v":1.22,"d":"1.220"},{"v":3.91,"d":"3.910"},0.551,0.727,1.203,3.799,0.548,{"v":0.71,"d":"0.710"},{"v":2.94,"d":"2.940"},10.491,0.007,0.809,{"v":2225.637,"d":"2,225.637"},{"v":2295.324,"d":"2,295.324"},{"v":877.64,"d":"877.640"},{"v":1238.306,"d":"1,238.306"},0.2542,0.0572,0.0161,0.0805,{"v":0.037,"d":"0.0370"},0.0098,0.0016,0.0112,{"v":2243.004,"d":"2,243.004"},{"v":2299.664,"d":"2,299.664"},878.522,{"v":1243.65,"d":"1,243.650"},"--","--",0.114,0.286,0.074,0.088,0.112,0.283,0.072,0.085,0.274,0.767,{"v":1E-3,"d":"0.001"},0.098,{"v":207.42,"d":"207.420"},167.706,118.582,149.877,0.0237,0.0042,0.0022,0.0097,0.0034,0.0007,0.0002,{"v":1.4E-3,"d":"0.0014"},209.039,168.023,118.701,150.523,"--","--",0.852,0.825,0.901,{"v":1277.172,"d":"1,277.172"},0.083,0.012,{"v":1282.661,"d":"1,282.661"},"--",{"v":77838830.33,"d":"77,838,830"},{"v":139258.642,"d":"139,259"},{"v":213996937.706,"d":"213,996,938"},{"v":41298007,"d":"41,298,007"},{"v":1072289.86,"d":"1,072,290"},{"v":851466.298,"d":"851,466"},{"v":76662036,"d":"76,662,036"},{"v":4329779,"d":"4,329,779"},0,{"v":2132924.058,"d":"2,132,924"},{"v":508807.92,"d":"508,808"},{"v":335914765.656,"d":"335,914,766"},{"v":82915571.158,"d":"82,915,571"},{"v":81843281.298,"d":"81,843,281"},{"v":295468224.954,"d":"295,468,225"},{"v":123362111.86,"d":"123,362,112"},{"v":0.185848119126499,"d":"18.6%"},{"v":0.000332494162336297,"d":"0.0%"},{"v":0.51093943990269,"d":"51.1%"},{"v":0.098603189334731,"d":"9.9%"},{"v":2.56020103070088E-3,"d":"0.3%"},{"v":0.00203296233142283,"d":"0.2%"},{"v":0.183038403051604,"d":"18.3%"},{"v":0.0103377874509669,"d":"1.0%"},{"v":0,"d":"0.0%"},{"v":0.00509257298366909,"d":"0.5%"},{"v":0.00121483062538032,"d":"0.1%"},{"v":0.802030646135305,"d":"80.2%"},{"v":0.197969353864695,"d":"19.8%"},{"v":0.195409152833994,"d":"19.5%"},{"v":0.705460419131997,"d":"70.5%"},{"v":0.294539580868003,"d":"29.5%"},{"v":41458463.509,"d":"41,458,464"},{"v":182749.661,"d":"182,750"},{"v":105132742.662,"d":"105,132,743"},0,0,{"v":146415.052,"d":"146,415"},0,0,0,{"v":1976308.072,"d":"1,976,308"},0,{"v":0.278437798609325,"d":"27.8%"},{"v":1.22735887739055E-3,"d":"0.1%"},{"v":0.706078492813685,"d":"70.6%"},{"v":0,"d":"0.0%"},{"v":0,"d":"0.0%"},{"v":0.000983333227124247,"d":"0.1%"},{"v":0,"d":"0.0%"},{"v":0,"d":"0.0%"},{"v":0,"d":"0.0%"},{"v":0.0132730164724755,"d":"1.3%"},{"v":0,"d":"0.0%"}]
[2019,"FRCC","FRCC All",{"v":103334.9,"d":"103,335"},{"v":1571232827.748,"d":"1,571,232,828"},{"v":768027599.02,"d":"768,027,599"},{"v":1921569732.748,"d":"1,921,569,733"},{"v":907199441.02,"d":"907,199,441"},{"v":235320760.472,"d":"235,320,760"},{"v":112627048.448,"d":"112,627,048"},{"v":36589.286,"d":"36,589"},{"v":17726.7,"d":"17,727"},{"v":19405.333,"d":"19,405"},{"v":101308916.969,"d":"101,308,917"},{"v":12872321.118,"d":"12,872,321"},{"v":1689420.375,"d":"1,689,420"},{"v":101721544.614,"d":"101,721,545"},"--",0.311,0.315,0.165,861.028,0.055,0.007,864.535,"--",0.047,0.046,0.025,128.955,{"v":0.00819249756667158,"d":"0.008"},{"v":0.00107521962701186,"d":"0.001"},{"v":129.47991261078,"d":"129.480"},"--",0.362,0.366,0.192,{"v":1001.149,"d":"1,001.149"},0.064,0.008,{"v":1005.227,"d":"1,005.227"},"--",0.634,8.823,0.176,0.265,0.658,8.773,{"v":0.18,"d":"0.180"},0.267,0.764,4.458,0.031,0.172,{"v":1629.921,"d":"1,629.921"},{"v":1829.273,"d":"1,829.273"},{"v":855.77,"d":"855.770"},{"v":1005.379,"d":"1,005.379"},0.1336,0.1045,0.0181,0.0404,0.0192,0.0209,{"v":1.9E-3,"d":"0.0019"},{"v":5.3E-3,"d":"0.0053"},{"v":1638.974,"d":"1,638.974"},{"v":1838.11,"d":"1,838.110"},856.804,{"v":1007.962,"d":"1,007.962"},"--","--",0.066,0.787,0.025,0.035,0.068,0.808,0.025,0.035,{"v":0.08,"d":"0.080"},0.398,0.004,0.023,170.416,163.113,119.429,131.781,{"v":0.014,"d":"0.0140"},0.0093,0.0025,{"v":5.3E-3,"d":"0.0053"},{"v":2E-3,"d":"0.0020"},{"v":1.9E-3,"d":"0.0019"},0.0003,0.0007,171.362,163.901,119.573,{"v":132.12,"d":"132.120"},"--","--",0.346,0.345,0.201,{"v":1029.519,"d":"1,029.519"},0.054,0.007,{"v":1032.958,"d":"1,032.958"},"--",{"v":18677570.143,"d":"18,677,570"},{"v":1517435.899,"d":"1,517,436"},{"v":175232806.385,"d":"175,232,806"},{"v":29108066,"d":"29,108,066"},{"v":209882,"d":"209,882"},{"v":5457544.288,"d":"5,457,544"},0,{"v":3617521.04,"d":"3,617,521"},0,{"v":4244.704,"d":"4,245"},{"v":1495690.166,"d":"1,495,690"},{"v":226035813.297,"d":"226,035,813"},{"v":9284947.328,"d":"9,284,947"},{"v":9075065.328,"d":"9,075,065"},{"v":202385291.585,"d":"202,385,292"},{"v":32935469.04,"d":"32,935,469"},{"v":0.0793706857541737,"d":"7.9%"},{"v":0.00644837240441416,"d":"0.6%"},{"v":0.744655107860397,"d":"74.5%"},{"v":0.123695274155542,"d":"12.4%"},{"v":0.000891897508076058,"d":"0.1%"},{"v":0.0231919371393541,"d":"2.3%"},{"v":0,"d":"0.0%"},{"v":0.0153727237256587,"d":"1.5%"},{"v":0,"d":"0.0%"},{"v":1.80379495150631E-5,"d":"0.0%"},{"v":0.00635596350286954,"d":"0.6%"},{"v":0.960543441626911,"d":"96.1%"},{"v":0.0394565583730889,"d":"3.9%"},{"v":0.0385646608650129,"d":"3.9%"},{"v":0.860040104610723,"d":"86.0%"},{"v":0.139959895389277,"d":"14.0%"},{"v":28939817.418,"d":"28,939,817"},{"v":6021,"d":"6,021"},{"v":107362414.77,"d":"107,362,415"},0,0,{"v":2009276.473,"d":"2,009,276"},0,0,0,0,0,{"v":0.209227402260341,"d":"20.9%"},{"v":4.35302742520181E-5,"d":"0.0%"},{"v":0.776202517739915,"d":"77.6%"},{"v":0,"d":"0.0%"},{"v":0,"d":"0.0%"},{"v":0.0145265497254917,"d":"1.5%"},{"v":0,"d":"0.0%"},{"v":0,"d":"0.0%"},{"v":0,"d":"0.0%"},{"v":0,"d":"0.0%"},{"v":0,"d":"0.0%"}]
[2019,"HIMS","HICC Miscellaneous",{"v":1230.5,"d":"1,231"},{"v":22229622.312,"d":"22,229,622"},{"v":9308159.128,"d":"9,308,159"},{"v":27520630.308,"d":"27,520,630"},{"v":11483093.13,"d":"11,483,093"},{"v":2758699.355,"d":"2,758,699"},{"v":1185918.199,"d":"1,185,918"},{"v":11104.266,"d":"11,104"},{"v":4967.926,"d":"4,968"},{"v":5590.565,"d":"5,591"},{"v":1635350.188,"d":"1,635,350"},{"v":393323.209,"d":"393,323"},{"v":59656.368,"d":"59,656"},{"v":1649148.185,"d":"1,649,148"},"--",{"v":8.05,"d":"8.050"},8.378,4.053,{"v":1185.595,"d":"1,185.595"},0.143,0.022,{"v":1195.598,"d":"1,195.598"},"--",0.999,1.067,0.503,147.133,{"v":0.017693652347286,"d":"0.018"},{"v":2.68364289607369E-3,"d":"0.003"},{"v":148.373927532701,"d":"148.374"},"--",{"v":10.26,"d":"10.260"},10.678,5.166,{"v":1511.039,"d":"1,511.039"},0.182,0.028,{"v":1523.788,"d":"1,523.788"},"--",{"v":0,"d":"0.000"},11.296,{"v":0,"d":"0.000"},11.296,{"v":0,"d":"0.000"},11.642,{"v":0,"d":"0.000"},11.642,{"v":0,"d":"0.000"},5.312,{"v":0,"d":"0.000"},5.312,{"v":0,"d":"0.000"},{"v":1686.296,"d":"1,686.296"},{"v":0,"d":"0.000"},{"v":1686.296,"d":"1,686.296"},{"v":0,"d":"0.0000"},0.1753,{"v":0,"d":"0.0000"},0.1753,{"v":0,"d":"0.0000"},0.0271,{"v":0,"d":"0.0000"},0.0271,{"v":0,"d":"0.000"},{"v":1698.77,"d":"1,698.770"},{"v":0,"d":"0.000"},{"v":1698.77,"d":"1,698.770"},"--","--",{"v":0,"d":"0.000"},1.102,{"v":0,"d":"0.000"},1.102,{"v":0,"d":"0.000"},{"v":1.14,"d":"1.140"},{"v":0,"d":"0.000"},{"v":1.14,"d":"1.140"},{"v":0,"d":"0.000"},0.518,{"v":0,"d":"0.000"},0.518,{"v":0,"d":"0.000"},164.476,{"v":0,"d":"0.000"},164.476,{"v":0,"d":"0.0000"},0.0171,{"v":0,"d":"0.0000"},0.0171,{"v":0,"d":"0.0000"},0.0026,{"v":0,"d":"0.0000"},0.0026,{"v":0,"d":"0.000"},165.693,{"v":0,"d":"0.000"},165.693,"--","--",12.345,12.786,5.291,{"v":1549.487,"d":"1,549.487"},0.107,0.018,{"v":1557.61,"d":"1,557.610"},"--",0,{"v":1942435.201,"d":"1,942,435"},0,0,{"v":94542,"d":"94,542"},{"v":51393,"d":"51,393"},{"v":381925,"d":"381,925"},{"v":117695,"d":"117,695"},0,0,{"v":170709.17,"d":"170,709"},{"v":2113144.371,"d":"2,113,144"},{"v":645555,"d":"645,555"},{"v":551013,"d":"551,013"},{"v":2164537.371,"d":"2,164,537"},{"v":594162,"d":"594,162"},{"v":0,"d":"0.0%"},{"v":0.704112677669509,"d":"70.4%"},{"v":0,"d":"0.0%"},{"v":0,"d":"0.0%"},{"v":0.0342704975372976,"d":"3.4%"},{"v":0.0186294311515976,"d":"1.9%"},{"v":0.138443863805847,"d":"13.8%"},{"v":0.0426632206601536,"d":"4.3%"},{"v":0,"d":"0.0%"},{"v":0,"d":"0.0%"},{"v":0.0618803091755952,"d":"6.2%"},{"v":0.765992986845104,"d":"76.6%"},{"v":0.234007013154896,"d":"23.4%"},{"v":0.199736515617598,"d":"20.0%"},{"v":0.784622417996702,"d":"78.5%"},{"v":0.215377582003298,"d":"21.5%"},0,{"v":1157771.54,"d":"1,157,772"},0,0,0,{"v":19634.322,"d":"19,634"},0,0,0,0,0,{"v":0,"d":"0.0%"},{"v":0.983324083352073,"d":"98.3%"},{"v":0,"d":"0.0%"},{"v":0,"d":"0.0%"},{"v":0,"d":"0.0%"},{"v":0.0166759166479273,"d":"1.7%"},{"v":0,"d":"0.0%"},{"v":0,"d":"0.0%"},{"v":0,"d":"0.0%"},{"v":0,"d":"0.0%"},{"v":0,"d":"0.0%"}]
[2019,"HIOA","HICC Oahu",{"v":2357.4,"d":"2,357"},{"v":71257741.359,"d":"71,257,741"},{"v":31637010.513,"d":"31,637,011"},{"v":73909902.359,"d":"73,909,902"},{"v":32663508.514,"d":"32,663,509"},{"v":6991299,"d":"6,991,299"},{"v":3102091.002,"d":"3,102,091"},{"v":13095.655,"d":"13,096"},{"v":6307.814,"d":"6,308"},{"v":24379.933,"d":"24,380"},{"v":5923522.063,"d":"5,923,522"},{"v":1296308.648,"d":"1,296,309"},{"v":197055.115,"d":"197,055"},{"v":5969087.134,"d":"5,969,087"},"--",3.746,4.067,6.974,{"v":1694.541,"d":"1,694.541"},0.185,0.028,{"v":1707.576,"d":"1,707.576"},"--",0.368,0.399,0.684,166.256,{"v":0.018191829031868,"d":"0.018"},{"v":0.00276538536363687,"d":"0.003"},{"v":167.535120259494,"d":"167.535"},"--",3.913,4.248,7.285,{"v":1769.94,"d":"1,769.940"},0.194,0.029,{"v":1783.555,"d":"1,783.555"},"--",0.986,4.381,{"v":0,"d":"0.000"},3.663,2.337,4.463,{"v":0,"d":"0.000"},4.039,4.952,8.402,{"v":0,"d":"0.000"},7.673,{"v":2321.874,"d":"2,321.874"},{"v":1610.748,"d":"1,610.748"},{"v":0,"d":"0.000"},{"v":1761.139,"d":"1,761.139"},0.2684,{"v":0.079,"d":"0.0790"},{"v":0,"d":"0.0000"},0.1191,{"v":0.039,"d":"0.0390"},0.0148,{"v":0,"d":"0.0000"},0.0199,{"v":2340.194,"d":"2,340.194"},{"v":1617.132,"d":"1,617.132"},{"v":0,"d":"0.000"},{"v":1770.047,"d":"1,770.047"},"--","--",0.091,0.443,{"v":0,"d":"0.000"},0.363,0.216,0.452,{"v":0,"d":"0.000"},0.401,0.455,{"v":0.85,"d":"0.850"},{"v":0,"d":"0.000"},{"v":0.76,"d":"0.760"},213.195,162.961,{"v":0,"d":"0.000"},174.419,0.0246,{"v":0.008,"d":"0.0080"},{"v":0,"d":"0.0000"},0.0118,0.0036,{"v":1.5E-3,"d":"0.0015"},{"v":0,"d":"0.0000"},{"v":2E-3,"d":"0.0020"},214.877,163.607,{"v":0,"d":"0.000"},175.302,"--","--",4.515,4.613,8.146,{"v":1704.143,"d":"1,704.143"},0.158,0.025,{"v":1715.554,"d":"1,715.554"},"--",{"v":1301945.987,"d":"1,301,946"},{"v":4921734.134,"d":"4,921,734"},0,0,0,{"v":464170.023,"d":"464,170"},{"v":147385,"d":"147,385"},{"v":150443.14,"d":"150,443"},0,{"v":5624.437,"d":"5,624"},{"v":-4,"d":"(4)"},{"v":6229300.558,"d":"6,229,301"},{"v":761998.163,"d":"761,998"},{"v":761998.163,"d":"761,998"},{"v":6693470.581,"d":"6,693,471"},{"v":297828.14,"d":"297,828"},{"v":0.186223767422396,"d":"18.6%"},{"v":0.703979951423964,"d":"70.4%"},{"v":0,"d":"0.0%"},{"v":0,"d":"0.0%"},{"v":0,"d":"0.0%"},{"v":0.0663925318490192,"d":"6.6%"},{"v":0.0210812047777754,"d":"2.1%"},{"v":0.0215186256522138,"d":"2.2%"},{"v":0,"d":"0.0%"},{"v":0.000804491014395607,"d":"0.1%"},{"v":0,"d":"0.0%"},{"v":0.891007637720992,"d":"89.1%"},{"v":0.108992362279008,"d":"10.9%"},{"v":0.108992362279008,"d":"10.9%"},{"v":0.957400169570011,"d":"95.7%"},{"v":0.0425998304299892,"d":"4.3%"},{"v":130006.715,"d":"130,007"},{"v":3143701.336,"d":"3,143,701"},0,0,0,{"v":275543.253,"d":"275,543"},0,0,0,0,0,{"v":0.0366293351241221,"d":"3.7%"},{"v":0.885736474156614,"d":"88.6%"},{"v":0,"d":"0.0%"},{"v":0,"d":"0.0%"},{"v":0,"d":"0.0%"},{"v":0.0776341907192633,"d":"7.8%"},{"v":0,"d":"0.0%"},{"v":0,"d":"0.0%"},{"v":0,"d":"0.0%"},{"v":0,"d":"0.0%"},{"v":0,"d":"0.0%"}]
[2019,"MROE","MRO East",{"v":11668.5,"d":"11,669"},{"v":176976010.846,"d":"176,976,011"},{"v":80627172.007,"d":"80,627,172"},{"v":195287003.854,"d":"195,287,004"},{"v":87267657.015,"d":"87,267,657"},{"v":20844887.685,"d":"20,844,888"},{"v":8964286.793,"d":"8,964,287"},{"v":8636.428,"d":"8,636"},{"v":3860.297,"d":"3,860"},{"v":4648.38,"d":"4,648"},{"v":15660338.363,"d":"15,660,338"},{"v":3072996.211,"d":"3,072,996"},{"v":451423.512,"d":"451,424"},{"v":15764981.198,"d":"15,764,981"},"--",0.829,0.861,0.446,{"v":1502.559,"d":"1,502.559"},0.147,0.022,{"v":1512.599,"d":"1,512.599"},"--",0.098,0.096,0.053,176.977,{"v":0.0173639138791191,"d":"0.017"},{"v":0.00255076103163393,"d":"0.003"},{"v":178.15952707532,"d":"178.160"},"--",0.919,0.956,0.495,{"v":1667.002,"d":"1,667.002"},0.164,0.024,{"v":1678.141,"d":"1,678.141"},"--",0.757,0.701,0.847,0.787,0.783,0.573,0.887,0.816,0.526,2.457,0.075,0.387,{"v":2197.806,"d":"2,197.806"},{"v":1690.77,"d":"1,690.770"},966.704,{"v":1775.097,"d":"1,775.097"},0.2445,{"v":0.202,"d":"0.2020"},0.0195,0.1676,0.0355,0.0301,{"v":2E-3,"d":"0.0020"},0.0241,{"v":2214.51,"d":"2,214.510"},{"v":1704.777,"d":"1,704.777"},967.797,{"v":1786.47,"d":"1,786.470"},"--","--",0.072,0.071,0.105,0.081,0.074,0.061,0.101,0.081,{"v":0.05,"d":"0.050"},0.249,0.009,{"v":0.04,"d":"0.040"},209.131,171.474,119.711,183.449,0.0233,0.0205,0.0024,0.0173,0.0034,{"v":0.003,"d":"0.0030"},0.0003,0.0025,{"v":210.72,"d":"210.720"},172.894,119.846,184.625,"--","--",0.848,0.864,{"v":0.43,"d":"0.430"},{"v":1577.667,"d":"1,577.667"},0.145,0.021,{"v":1587.439,"d":"1,587.439"},"--",{"v":11454897.419,"d":"11,454,897"},{"v":112385.027,"d":"112,385"},{"v":6274977.564,"d":"6,274,978"},0,{"v":1265851.28,"d":"1,265,851"},{"v":906996.685,"d":"906,997"},{"v":782356,"d":"782,356"},{"v":8053,"d":"8,053"},0,{"v":20574.901,"d":"20,575"},{"v":18794.72,"d":"18,795"},{"v":17881629.631,"d":"17,881,630"},{"v":2963256.965,"d":"2,963,257"},{"v":1697405.685,"d":"1,697,406"},{"v":18788626.316,"d":"18,788,626"},{"v":2056260.28,"d":"2,056,260"},{"v":0.54953033043596,"d":"55.0%"},{"v":0.00539149140881227,"d":"0.5%"},{"v":0.301031983796167,"d":"30.1%"},{"v":0,"d":"0.0%"},{"v":0.0607271847783959,"d":"6.1%"},{"v":0.0435117111730436,"d":"4.4%"},{"v":0.0375322742293129,"d":"3.8%"},{"v":0.000386329758279679,"d":"0.0%"},{"v":0,"d":"0.0%"},{"v":0.000987047874079017,"d":"0.1%"},{"v":0.000901646545949863,"d":"0.1%"},{"v":0.857842500060968,"d":"85.8%"},{"v":0.142157499939032,"d":"14.2%"},{"v":0.0814303151606362,"d":"8.1%"},{"v":0.901354211234011,"d":"90.1%"},{"v":0.0986457887659884,"d":"9.9%"},{"v":6490817.642,"d":"6,490,818"},{"v":132721,"d":"132,721"},{"v":4998397.911,"d":"4,998,398"},0,0,{"v":725928.534,"d":"725,929"},0,0,0,0,0,{"v":0.525663148731163,"d":"52.6%"},{"v":0.0107484977412428,"d":"1.1%"},{"v":0.404798552269616,"d":"40.5%"},{"v":0,"d":"0.0%"},{"v":0,"d":"0.0%"},{"v":0.0587898012579782,"d":"5.9%"},{"v":0,"d":"0.0%"},{"v":0,"d":"0.0%"},{"v":0,"d":"0.0%"},{"v":0,"d":"0.0%"},{"v":0,"d":"0.0%"}]
[2019,"MROW","MRO West",{"v":84198.5,"d":"84,199"},{"v":1320269255.787,"d":"1,320,269,256"},{"v":581386187.893,"d":"581,386,188"},{"v":2274507679.214,"d":"2,274,507,679"},{"v":945547458.743,"d":"945,547,459"},{"v":233802442.84,"d":"233,802,443"},{"v":97162327.124,"d":"97,162,327"},{"v":95509.049,"d":"95,509"},{"v":40827.538,"d":"40,828"},{"v":124103.156,"d":"124,103"},{"v":128398756.941,"d":"128,398,757"},{"v":27809553.48,"d":"27,809,553"},{"v":4020482.601,"d":"4,020,483"},{"v":129345160.158,"d":"129,345,160"},"--",0.817,{"v":0.84,"d":"0.840"},1.062,{"v":1098.353,"d":"1,098.353"},0.119,0.017,{"v":1106.448,"d":"1,106.448"},"--",0.145,{"v":0.14,"d":"0.140"},0.188,194.504,{"v":0.0210635469682455,"d":"0.021"},{"v":0.00304519898753791,"d":"0.003"},{"v":195.937547725291,"d":"195.938"},"--",1.452,1.494,1.887,{"v":1952.099,"d":"1,952.099"},0.211,0.031,{"v":1966.487,"d":"1,966.487"},"--",1.673,{"v":5.18,"d":"5.180"},0.345,1.422,1.665,3.057,0.348,1.375,2.353,3.258,0.009,1.899,{"v":2232.728,"d":"2,232.728"},{"v":1115.491,"d":"1,115.491"},932.364,{"v":1977.286,"d":"1,977.286"},0.2527,0.0453,0.0177,0.2065,0.0368,0.0078,{"v":1.8E-3,"d":"0.0018"},0.0299,{"v":2249.999,"d":"2,249.999"},{"v":1118.933,"d":"1,118.933"},933.345,{"v":1991.358,"d":"1,991.358"},"--","--",0.158,0.718,0.044,0.142,0.157,0.538,0.044,0.138,0.223,0.452,{"v":1E-3,"d":"0.001"},0.189,211.393,154.642,118.545,197.137,0.0239,{"v":6.3E-3,"d":"0.0063"},0.0022,0.0206,0.0035,0.0011,0.0002,{"v":0.003,"d":"0.0030"},213.028,155.119,118.669,{"v":198.54,"d":"198.540"},"--","--",1.394,1.322,1.698,{"v":1806.788,"d":"1,806.788"},0.188,0.027,{"v":1819.561,"d":"1,819.561"},"--",{"v":102670253.828,"d":"102,670,254"},{"v":288898.698,"d":"288,899"},{"v":26088188.288,"d":"26,088,188"},{"v":26291863,"d":"26,291,863"},{"v":16019077.21,"d":"16,019,077"},{"v":2011120.234,"d":"2,011,120"},{"v":58617673.61,"d":"58,617,674"},{"v":1324374,"d":"1,324,374"},0,{"v":63458.586,"d":"63,459"},{"v":427533.411,"d":"427,533"},{"v":155830195.811,"d":"155,830,196"},{"v":77972245.054,"d":"77,972,245"},{"v":61953167.844,"d":"61,953,168"},{"v":131549453.045,"d":"131,549,453"},{"v":102252987.82,"d":"102,252,988"},{"v":0.439132514819565,"d":"43.9%"},{"v":1.23565304507156E-3,"d":"0.1%"},{"v":0.111582189610516,"d":"11.2%"},{"v":0.112453329840047,"d":"11.2%"},{"v":0.0685154404322476,"d":"6.9%"},{"v":8.60179314877744E-3,"d":"0.9%"},{"v":0.250714549399621,"d":"25.1%"},{"v":0.00566450031530983,"d":"0.6%"},{"v":0,"d":"0.0%"},{"v":2.71419689910943E-4,"d":"0.0%"},{"v":1.82860969893322E-3,"d":"0.2%"},{"v":0.666503716704044,"d":"66.7%"},{"v":0.333496283295956,"d":"33.3%"},{"v":0.264980842863708,"d":"26.5%"},{"v":0.562652180012774,"d":"56.3%"},{"v":0.437347819987226,"d":"43.7%"},{"v":40932297.044,"d":"40,932,297"},{"v":243906.183,"d":"243,906"},{"v":17396605.921,"d":"17,396,606"},0,0,{"v":1066860.674,"d":"1,066,861"},0,0,0,0,0,{"v":0.686326687699953,"d":"68.6%"},{"v":0.00408966352883476,"d":"0.4%"},{"v":0.291695208462546,"d":"29.2%"},{"v":0,"d":"0.0%"},{"v":0,"d":"0.0%"},{"v":0.0178884403086664,"d":"1.8%"},{"v":0,"d":"0.0%"},{"v":0,"d":"0.0%"},{"v":0,"d":"0.0%"},{"v":0,"d":"0.0%"},{"v":0,"d":"0.0%"}]
[2019,"NEWE","NPCC New England",{"v":47060,"d":"47,060"},{"v":462784032.716,"d":"462,784,033"},{"v":204515331.436,"d":"204,515,331"},{"v":889519493.877,"d":"889,519,494"},{"v":368246795.508,"d":"368,246,796"},{"v":100011791.398,"d":"100,011,791"},{"v":42483030.514,"d":"42,483,031"},{"v":17166.313,"d":"17,166"},{"v":7330.086,"d":"7,330"},{"v":5330.981,"d":"5,331"},{"v":24447264.471,"d":"24,447,264"},{"v":7706524.921,"d":"7,706,525"},{"v":1012759.223,"d":"1,012,759"},{"v":24694348.775,"d":"24,694,349"},"--",0.343,0.345,0.107,488.888,0.077,{"v":0.01,"d":"0.010"},493.829,"--",0.074,0.072,0.023,105.653,{"v":0.0166525298545236,"d":"0.017"},{"v":2.18840571714692E-3,"d":"0.002"},{"v":106.720833171677,"d":"106.721"},"--",0.595,0.599,0.185,847.935,0.134,0.018,856.505,"--",2.851,4.324,0.216,0.256,3.044,2.429,0.222,0.255,1.325,1.692,0.012,{"v":0.03,"d":"0.030"},{"v":2405.384,"d":"2,405.384"},{"v":1097.254,"d":"1,097.254"},829.556,840.741,0.2752,0.0433,0.0165,0.0183,{"v":0.04,"d":"0.0400"},0.0068,0.0017,{"v":1.9E-3,"d":"0.0019"},{"v":2424.197,"d":"2,424.197"},{"v":1100.377,"d":"1,100.377"},830.465,841.772,"--","--",0.243,0.558,0.031,0.036,0.239,0.426,0.032,0.037,0.113,0.218,{"v":2E-3,"d":"0.002"},0.004,205.128,141.684,118.216,119.249,0.0235,0.0056,0.0024,0.0026,0.0034,0.0009,0.0002,0.0003,206.732,142.088,118.345,119.395,"--","--",0.439,0.388,0.141,839.887,0.089,0.012,845.548,"--",{"v":467120.706,"d":"467,121"},{"v":192746.902,"d":"192,747"},{"v":49272397.918,"d":"49,272,398"},{"v":29817525,"d":"29,817,525"},{"v":7279156.62,"d":"7,279,157"},{"v":7492421.062,"d":"7,492,421"},{"v":3734041.92,"d":"3,734,042"},{"v":1518024.84,"d":"1,518,025"},0,{"v":146719.429,"d":"146,719"},{"v":91638,"d":"91,638"},{"v":79988147.955,"d":"79,988,148"},{"v":20023644.442,"d":"20,023,644"},{"v":12744487.822,"d":"12,744,488"},{"v":57663044.017,"d":"57,663,044"},{"v":42348748.38,"d":"42,348,748"},{"v":0.00467065627766923,"d":"0.5%"},{"v":0.00192724175200145,"d":"0.2%"},{"v":0.492665882063303,"d":"49.3%"},{"v":0.298140092136719,"d":"29.8%"},{"v":0.0727829833416559,"d":"7.3%"},{"v":0.0749153763014125,"d":"7.5%"},{"v":0.0373360163887234,"d":"3.7%"},{"v":0.0151784584959157,"d":"1.5%"},{"v":0,"d":"0.0%"},{"v":1.46702129302505E-3,"d":"0.1%"},{"v":0.000916271949574106,"d":"0.1%"},{"v":0.799787165472292,"d":"80.0%"},{"v":0.200212834527708,"d":"20.0%"},{"v":0.127429851186052,"d":"12.7%"},{"v":0.576562449636986,"d":"57.7%"},{"v":0.423437550363014,"d":"42.3%"},{"v":301655,"d":"301,655"},{"v":304815.88,"d":"304,816"},{"v":27328678.449,"d":"27,328,678"},0,0,{"v":2550183.606,"d":"2,550,184"},0,0,0,0,0,{"v":0.00989508629075178,"d":"1.0%"},{"v":0.00999877157420819,"d":"1.0%"},{"v":0.89645333731124,"d":"89.6%"},{"v":0,"d":"0.0%"},{"v":0,"d":"0.0%"},{"v":0.0836528048237996,"d":"8.4%"},{"v":0,"d":"0.0%"},{"v":0,"d":"0.0%"},{"v":0,"d":"0.0%"},{"v":0,"d":"0.0%"},{"v":0,"d":"0.0%"}]
[2019,"NWPP","WECC Northwest",{"v":95395.5000000001,"d":"95,396"},{"v":1190449301.872,"d":"1,190,449,302"},{"v":479563904.784,"d":"479,563,905"},{"v":2603132258.144,"d":"2,603,132,258"},{"v":1108324234.065,"d":"1,108,324,234"},{"v":282811234.622,"d":"282,811,235"},{"v":120717218.729,"d":"120,717,219"},{"v":90499.135,"d":"90,499"},{"v":35525.935,"d":"35,526"},{"v":59271.041,"d":"59,271"},{"v":101139102.31,"d":"101,139,102"},{"v":19345787.563,"d":"19,345,788"},{"v":2773164.249,"d":"2,773,164"},{"v":101794068.254,"d":"101,794,068"},"--",{"v":0.64,"d":"0.640"},0.589,0.419,715.241,0.068,{"v":0.01,"d":"0.010"},719.873,"--",0.152,0.148,{"v":0.1,"d":"0.100"},169.918,{"v":0.0162508286010823,"d":"0.016"},{"v":0.00232951058448197,"d":"0.002"},{"v":171.017897350063,"d":"171.018"},"--",1.437,1.322,0.941,{"v":1606.354,"d":"1,606.354"},0.154,0.022,{"v":1616.757,"d":"1,616.757"},"--",2.139,0.977,{"v":0.54,"d":"0.540"},1.414,2.162,1.021,0.533,{"v":1.38,"d":"1.380"},1.622,16.975,0.009,0.935,{"v":2293.111,"d":"2,293.111"},{"v":1791.308,"d":"1,791.308"},910.514,{"v":1651.482,"d":"1,651.482"},0.2606,0.0523,0.0168,0.1472,0.0379,0.0104,0.0017,0.0211,{"v":2310.923,"d":"2,310.923"},{"v":1795.724,"d":"1,795.724"},911.436,{"v":1661.441,"d":"1,661.441"},"--","--",0.194,0.122,{"v":0.07,"d":"0.070"},0.149,0.196,0.126,0.067,0.145,0.147,2.113,{"v":1E-3,"d":"0.001"},0.099,208.452,222.946,117.088,{"v":174.01,"d":"174.010"},0.0237,0.0065,0.0022,0.0155,0.0034,0.0013,0.0002,0.0022,210.071,223.495,117.207,175.059,"--","--",{"v":1.59,"d":"1.590"},1.531,0.899,{"v":1617.477,"d":"1,617.477"},0.156,0.022,{"v":1628.065,"d":"1,628.065"},"--",{"v":64983398.334,"d":"64,983,398"},{"v":540694.921,"d":"540,695"},{"v":56160910.022,"d":"56,160,910"},{"v":8866499,"d":"8,866,499"},{"v":119743117.31,"d":"119,743,117"},{"v":3274734.601,"d":"3,274,735"},{"v":22572612,"d":"22,572,612"},{"v":4023411.35,"d":"4,023,411"},{"v":1681812,"d":"1,681,812"},{"v":635214.588,"d":"635,215"},{"v":328831.582,"d":"328,832"},{"v":131515548.447,"d":"131,515,548"},{"v":151295687.261,"d":"151,295,687"},{"v":31552569.951,"d":"31,552,570"},{"v":125923784.048,"d":"125,923,784"},{"v":156887451.66,"d":"156,887,452"},{"v":0.229776579319128,"d":"23.0%"},{"v":0.00191185799123717,"d":"0.2%"},{"v":0.198580901078434,"d":"19.9%"},{"v":0.0313512968386962,"d":"3.1%"},{"v":0.423402970572335,"d":"42.3%"},{"v":0.0115792238338831,"d":"1.2%"},{"v":0.0798151174704601,"d":"8.0%"},{"v":0.0142264904713833,"d":"1.4%"},{"v":0.00594676514810202,"d":"0.6%"},{"v":2.24607267250108E-3,"d":"0.2%"},{"v":1.1627246038397E-3,"d":"0.1%"},{"v":0.465029432503837,"d":"46.5%"},{"v":0.534970567496163,"d":"53.5%"},{"v":0.111567596923829,"d":"11.2%"},{"v":0.445257359499023,"d":"44.5%"},{"v":0.554742640500977,"d":"55.5%"},{"v":26190335.597,"d":"26,190,336"},{"v":22900.298,"d":"22,900"},{"v":22131941.773,"d":"22,131,942"},0,0,{"v":1641699.661,"d":"1,641,700"},0,0,0,{"v":311752.342,"d":"311,752"},0,{"v":0.520696801648317,"d":"52.1%"},{"v":0.000455286709442166,"d":"0.0%"},{"v":0.440010829678576,"d":"44.0%"},{"v":0,"d":"0.0%"},{"v":0,"d":"0.0%"},{"v":0.0326390534321122,"d":"3.3%"},{"v":0,"d":"0.0%"},{"v":0,"d":"0.0%"},{"v":0,"d":"0.0%"},{"v":0.00619802853155277,"d":"0.6%"},{"v":0,"d":"0.0%"}]
[2019,"NYCW","NPCC NYC/Westchester",{"v":17391.5,"d":"17,392"},{"v":193637578.406,"d":"193,637,578"},{"v":93597472.596,"d":"93,597,473"},{"v":368033314.406,"d":"368,033,314"},{"v":171712085.596,"d":"171,712,086"},{"v":41509809.196,"d":"41,509,809"},{"v":19170293.293,"d":"19,170,293"},{"v":4665.679,"d":"4,666"},{"v":2162.745,"d":"2,163"},{"v":257.182,"d":"257"},{"v":11494096.038,"d":"11,494,096"},{"v":860860.776,"d":"860,861"},{"v":102645.211,"d":"102,645"},{"v":11520128.458,"d":"11,520,128"},"--",0.225,0.226,0.012,553.801,0.021,{"v":2E-3,"d":"0.002"},555.056,"--",0.048,0.046,0.003,118.718,{"v":0.00444573198594249,"d":"0.004"},{"v":5.30089313473977E-4,"d":"0.001"},{"v":118.986495832392,"d":"118.986"},"--",0.376,0.378,0.021,926.695,0.035,0.004,928.794,"--",{"v":0,"d":"0.000"},21.607,0.291,{"v":0.3,"d":"0.300"},{"v":0,"d":"0.000"},18.012,0.297,0.302,{"v":0,"d":"0.000"},2.296,0.011,0.011,{"v":0,"d":"0.000"},{"v":3311.947,"d":"3,311.947"},908.553,{"v":909.55,"d":"909.550"},{"v":0,"d":"0.0000"},0.0588,{"v":0.015,"d":"0.0150"},0.0151,{"v":0,"d":"0.0000"},0.0094,0.0016,0.0016,{"v":0,"d":"0.000"},{"v":3316.207,"d":"3,316.207"},909.389,910.388,"--","--",{"v":0,"d":"0.000"},1.067,0.038,0.039,{"v":0,"d":"0.000"},0.573,0.038,0.038,{"v":0,"d":"0.000"},0.113,{"v":1E-3,"d":"0.001"},{"v":2E-3,"d":"0.002"},{"v":0,"d":"0.000"},163.554,118.996,119.045,{"v":0,"d":"0.0000"},0.0029,{"v":2E-3,"d":"0.0020"},{"v":2E-3,"d":"0.0020"},{"v":0,"d":"0.0000"},0.0005,0.0002,0.0002,{"v":0,"d":"0.000"},163.764,119.105,119.154,"--","--",0.449,0.437,0.019,{"v":1016.222,"d":"1,016.222"},0.022,{"v":2E-3,"d":"0.002"},{"v":1017.507,"d":"1,017.507"},"--",0,{"v":228197.163,"d":"228,197"},{"v":24201437.252,"d":"24,201,437"},{"v":16694843,"d":"16,694,843"},0,{"v":377003,"d":"377,003"},0,{"v":8328,"d":"8,328"},0,0,0,{"v":41124477.415,"d":"41,124,477"},{"v":385331,"d":"385,331"},{"v":385331,"d":"385,331"},{"v":24806637.415,"d":"24,806,637"},{"v":16703171,"d":"16,703,171"},{"v":0,"d":"0.0%"},{"v":0.005497427516855,"d":"0.5%"},{"v":0.583029365253697,"d":"58.3%"},{"v":0.402190316878628,"d":"40.2%"},{"v":0,"d":"0.0%"},{"v":0.00908226306975115,"d":"0.9%"},{"v":0,"d":"0.0%"},{"v":0.000200627281069083,"d":"0.0%"},{"v":0,"d":"0.0%"},{"v":0,"d":"0.0%"},{"v":0,"d":"0.0%"},{"v":0.99071710964918,"d":"99.1%"},{"v":0.00928289035082023,"d":"0.9%"},{"v":0.00928289035082023,"d":"0.9%"},{"v":0.597609055840303,"d":"59.8%"},{"v":0.402390944159697,"d":"40.2%"},0,{"v":10140,"d":"10,140"},{"v":12557305.478,"d":"12,557,305"},0,0,{"v":49710.591,"d":"49,711"},0,0,0,0,0,{"v":0,"d":"0.0%"},{"v":0.000803667636700051,"d":"0.1%"},{"v":0.995256411929067,"d":"99.5%"},{"v":0,"d":"0.0%"},{"v":0,"d":"0.0%"},{"v":0.00393992043423252,"d":"0.4%"},{"v":0,"d":"0.0%"},{"v":0,"d":"0.0%"},{"v":0,"d":"0.0%"},{"v":0,"d":"0.0%"},{"v":0,"d":"0.0%"}]
[2019,"NYLI","NPCC Long Island",{"v":6334.8,"d":"6,335"},{"v":91298701.33,"d":"91,298,701"},{"v":46712023.455,"d":"46,712,023"},{"v":92977260.33,"d":"92,977,260"},{"v":47607798.455,"d":"47,607,798"},{"v":8943357.221,"d":"8,943,357"},{"v":4494985.114,"d":"4,494,985"},{"v":4112.515,"d":"4,113"},{"v":1945.195,"d":"1,945"},{"v":734.903,"d":"735"},{"v":5406147.758,"d":"5,406,148"},{"v":1406013.086,"d":"1,406,013"},{"v":180823.35,"d":"180,823"},{"v":5450662.244,"d":"5,450,662"},"--",{"v":0.92,"d":"0.920"},0.865,0.164,{"v":1208.975,"d":"1,208.975"},0.157,{"v":0.02,"d":"0.020"},{"v":1218.93,"d":"1,218.930"},"--",{"v":0.09,"d":"0.090"},0.083,0.016,118.428,{"v":0.0154001433264418,"d":"0.015"},{"v":1.98056869775631E-3,"d":"0.002"},{"v":119.402842857502,"d":"119.403"},"--",0.939,0.884,0.168,{"v":1235.005,"d":"1,235.005"},0.161,0.021,{"v":1245.174,"d":"1,245.174"},"--",{"v":0,"d":"0.000"},5.354,0.538,0.598,{"v":0,"d":"0.000"},216.001,0.532,0.587,{"v":0,"d":"0.000"},1.936,0.089,0.112,{"v":0,"d":"0.000"},{"v":2165.876,"d":"2,165.876"},{"v":1117.095,"d":"1,117.095"},{"v":1130.029,"d":"1,130.029"},{"v":0,"d":"0.0000"},0.0883,0.0215,0.0223,{"v":0,"d":"0.0000"},0.0177,{"v":2.3E-3,"d":"0.0023"},0.0025,{"v":0,"d":"0.000"},{"v":2173.346,"d":"2,173.346"},{"v":1118.306,"d":"1,118.306"},{"v":1131.318,"d":"1,131.318"},"--","--",{"v":0,"d":"0.000"},0.402,0.058,0.064,{"v":0,"d":"0.000"},{"v":0.27,"d":"0.270"},0.056,{"v":0.06,"d":"0.060"},{"v":0,"d":"0.000"},0.145,{"v":0.01,"d":"0.010"},0.012,{"v":0,"d":"0.000"},162.522,119.661,120.412,{"v":0,"d":"0.0000"},{"v":6.6E-3,"d":"0.0066"},{"v":2.3E-3,"d":"0.0023"},0.0024,{"v":0,"d":"0.0000"},0.0013,0.0002,0.0003,{"v":0,"d":"0.000"},163.083,119.791,120.549,"--","--",0.827,0.784,0.168,{"v":1300.642,"d":"1,300.642"},0.044,0.005,{"v":1303.344,"d":"1,303.344"},"--",0,{"v":220868.554,"d":"220,869"},{"v":7645240.438,"d":"7,645,240"},0,0,{"v":889945.027,"d":"889,945"},0,{"v":188496,"d":"188,496"},0,0,{"v":-1193,"d":"(1,193)"},{"v":7864915.992,"d":"7,864,916"},{"v":1078441.027,"d":"1,078,441"},{"v":1078441.027,"d":"1,078,441"},{"v":8754861.019,"d":"8,754,861"},{"v":188496,"d":"188,496"},{"v":0,"d":"0.0%"},{"v":0.0246963811833486,"d":"2.5%"},{"v":0.854851307149857,"d":"85.5%"},{"v":0,"d":"0.0%"},{"v":0,"d":"0.0%"},{"v":0.0995090574053264,"d":"10.0%"},{"v":0,"d":"0.0%"},{"v":0.0210766493610334,"d":"2.1%"},{"v":0,"d":"0.0%"},{"v":0,"d":"0.0%"},{"v":0,"d":"0.0%"},{"v":0.87941429323364,"d":"87.9%"},{"v":0.12058570676636,"d":"12.1%"},{"v":0.12058570676636,"d":"12.1%"},{"v":0.978923350638967,"d":"97.9%"},{"v":0.0210766493610334,"d":"2.1%"},0,{"v":96982,"d":"96,982"},{"v":5193935.41,"d":"5,193,935"},0,0,{"v":59670.647,"d":"59,671"},0,0,0,0,0,{"v":0,"d":"0.0%"},{"v":0.0181254843315111,"d":"1.8%"},{"v":0.970722349447196,"d":"97.1%"},{"v":0,"d":"0.0%"},{"v":0,"d":"0.0%"},{"v":0.0111521662212926,"d":"1.1%"},{"v":0,"d":"0.0%"},{"v":0,"d":"0.0%"},{"v":0,"d":"0.0%"},{"v":0,"d":"0.0%"},{"v":0,"d":"0.0%"}]
[2019,"NYUP","NPCC Upstate NY",{"v":32312.6,"d":"32,313"},{"v":182618270.471,"d":"182,618,270"},{"v":83958968.362,"d":"83,958,968"},{"v":793811074.389,"d":"793,811,074"},{"v":340886590.865,"d":"340,886,591"},{"v":87477873.287,"d":"87,477,873"},{"v":37744257.534,"d":"37,744,258"},{"v":4830.579,"d":"4,831"},{"v":2045.176,"d":"2,045"},{"v":1926.813,"d":"1,927"},{"v":10160780.048,"d":"10,160,780"},{"v":1444425.828,"d":"1,444,426"},{"v":182572.913,"d":"182,573"},{"v":10193087.078,"d":"10,193,087"},"--",{"v":0.11,"d":"0.110"},0.108,0.044,232.305,0.017,{"v":2E-3,"d":"0.002"},233.044,"--",0.053,0.049,0.021,111.279,{"v":0.00790953623793834,"d":"0.008"},{"v":0.000999751626872366,"d":"0.001"},{"v":111.632719461317,"d":"111.633"},"--",0.402,0.395,{"v":0.16,"d":"0.160"},846.037,{"v":0.06,"d":"0.060"},0.008,848.727,"--",2.499,2.134,0.212,0.286,3.588,1.946,0.195,0.255,6.057,{"v":0.79,"d":"0.790"},0.017,0.144,{"v":2208.646,"d":"2,208.646"},886.018,838.272,864.986,{"v":0.271,"d":"0.2710"},0.0496,0.0186,0.0239,0.0395,{"v":0.011,"d":"0.0110"},{"v":2E-3,"d":"0.0020"},{"v":2.8E-3,"d":"0.0028"},{"v":2227.185,"d":"2,227.185"},890.524,839.321,866.421,"--","--",0.232,0.247,{"v":0.03,"d":"0.030"},{"v":0.04,"d":"0.040"},0.283,0.195,0.028,0.036,0.563,0.092,{"v":2E-3,"d":"0.002"},{"v":0.02,"d":"0.020"},{"v":205.2,"d":"205.200"},102.746,118.603,120.757,0.0252,0.0058,0.0026,{"v":3.3E-3,"d":"0.0033"},0.0037,0.0013,0.0003,0.0004,206.923,103.269,118.752,120.958,"--","--",0.422,0.393,{"v":0.23,"d":"0.230"},890.211,0.047,0.006,892.571,"--",{"v":421951.398,"d":"421,951"},{"v":67406.312,"d":"67,406"},{"v":21888510.264,"d":"21,888,510"},{"v":28170175,"d":"28,170,175"},{"v":30514624,"d":"30,514,624"},{"v":1650990.453,"d":"1,650,990"},{"v":4455881,"d":"4,455,881"},{"v":317489,"d":"317,489"},0,{"v":4376.242,"d":"4,376"},{"v":-13530,"d":"(13,530)"},{"v":50538889.216,"d":"50,538,889"},{"v":36938984.453,"d":"36,938,984"},{"v":6424360.453,"d":"6,424,360"},{"v":24019704.669,"d":"24,019,705"},{"v":63458169,"d":"63,458,169"},{"v":0.00482352142664768,"d":"0.5%"},{"v":0.000770552702904656,"d":"0.1%"},{"v":0.250217676149995,"d":"25.0%"},{"v":0.32202628868862,"d":"32.2%"},{"v":0.348826768646225,"d":"34.9%"},{"v":0.0188732348393268,"d":"1.9%"},{"v":0.0509372349042253,"d":"5.1%"},{"v":0.00362936347997345,"d":"0.4%"},{"v":0,"d":"0.0%"},{"v":5.0026844691709e-05,"d":"0.0%"},{"v":0,"d":"0.0%"},{"v":0.577733398130249,"d":"57.8%"},{"v":0.422266601869751,"d":"42.2%"},{"v":0.0734398332235256,"d":"7.3%"},{"v":0.274580344280956,"d":"27.5%"},{"v":0.725419655719044,"d":"72.5%"},{"v":427383,"d":"427,383"},{"v":262484.422,"d":"262,484"},{"v":13157834.616,"d":"13,157,835"},0,0,{"v":449513.13,"d":"449,513"},0,0,0,0,0,{"v":0.0298927444943597,"d":"3.0%"},{"v":0.0183591292921642,"d":"1.8%"},{"v":0.92030751873435,"d":"92.0%"},{"v":0,"d":"0.0%"},{"v":0,"d":"0.0%"},{"v":0.0314406074791258,"d":"3.1%"},{"v":0,"d":"0.0%"},{"v":0,"d":"0.0%"},{"v":0,"d":"0.0%"},{"v":0,"d":"0.0%"},{"v":0,"d":"0.0%"}]
[2019,"PRMS","Puerto Rico Miscellaneous",{"v":6441.6,"d":"6,442"},{"v":179724865.068,"d":"179,724,865"},{"v":80998601.9,"d":"80,998,602"},{"v":183395878.068,"d":"183,395,878"},{"v":82676825.9,"d":"82,676,826"},{"v":18166187.703,"d":"18,166,188"},{"v":8096637.002,"d":"8,096,637"},{"v":31972.072,"d":"31,972"},{"v":15925.092,"d":"15,925"},{"v":29425.657,"d":"29,426"},{"v":13963513.632,"d":"13,963,514"},{"v":1523991.242,"d":"1,523,991"},{"v":239832.584,"d":"239,833"},{"v":14018298.579,"d":"14,018,299"},"--",{"v":3.52,"d":"3.520"},3.934,{"v":3.24,"d":"3.240"},{"v":1537.308,"d":"1,537.308"},0.084,0.013,{"v":1543.34,"d":"1,543.340"},"--",0.356,0.393,0.327,155.388,{"v":0.00847957928038165,"d":"0.008"},{"v":0.00133444297709868,"d":"0.001"},{"v":155.997319276841,"d":"155.997"},"--",3.605,4.029,3.318,{"v":1574.448,"d":"1,574.448"},0.086,0.014,{"v":1580.625,"d":"1,580.625"},"--",2.452,5.764,2.126,3.591,2.445,6.467,2.154,4.016,2.223,7.411,0.057,3.318,{"v":2161.105,"d":"2,161.105"},{"v":1677.694,"d":"1,677.694"},{"v":1197.522,"d":"1,197.522"},{"v":1574.22,"d":"1,574.220"},0.2545,{"v":0.068,"d":"0.0680"},0.0218,0.0859,{"v":0.037,"d":"0.0370"},0.0136,0.0022,0.0135,{"v":2178.5,"d":"2,178.500"},{"v":1683.445,"d":"1,683.445"},{"v":1198.721,"d":"1,198.721"},{"v":1580.397,"d":"1,580.397"},"--","--",0.234,0.561,0.216,0.354,0.234,0.615,0.218,0.392,0.212,0.721,0.006,0.327,205.912,{"v":163.24,"d":"163.240"},121.928,155.384,0.0243,{"v":6.6E-3,"d":"0.0066"},0.0022,0.0085,0.0035,0.0013,0.0002,0.0013,207.569,163.799,122.051,155.994,"--","--",{"v":4.45,"d":"4.450"},5.125,4.993,{"v":1587.907,"d":"1,587.907"},0.055,{"v":0.01,"d":"0.010"},{"v":1592.279,"d":"1,592.279"},"--",{"v":3532311,"d":"3,532,311"},{"v":6848525.688,"d":"6,848,526"},{"v":7359675,"d":"7,359,675"},0,0,0,{"v":156110,"d":"156,110"},{"v":272410.6,"d":"272,411"},0,0,{"v":-2845,"d":"(2,845)"},{"v":17737666.688,"d":"17,737,667"},{"v":428520.6,"d":"428,521"},{"v":428520.6,"d":"428,521"},{"v":17737666.688,"d":"17,737,667"},{"v":428520.6,"d":"428,521"},{"v":0.19444426857436,"d":"19.4%"},{"v":0.37699301341696,"d":"37.7%"},{"v":0.405130415277705,"d":"40.5%"},{"v":0,"d":"0.0%"},{"v":0,"d":"0.0%"},{"v":0,"d":"0.0%"},{"v":0.00859343777123344,"d":"0.9%"},{"v":0.0149954745969148,"d":"1.5%"},{"v":0,"d":"0.0%"},{"v":0,"d":"0.0%"},{"v":0,"d":"0.0%"},{"v":0.976411087631852,"d":"97.6%"},{"v":0.0235889123681482,"d":"2.4%"},{"v":0.0235889123681482,"d":"2.4%"},{"v":0.976411087631852,"d":"97.6%"},{"v":0.0235889123681482,"d":"2.4%"},{"v":55041.147,"d":"55,041"},{"v":6312911.951,"d":"6,312,912"},{"v":3231008.112,"d":"3,231,008"},0,0,0,0,0,0,0,0,{"v":0.00573407332568723,"d":"0.6%"},{"v":0.657666159141428,"d":"65.8%"},{"v":0.336599767532885,"d":"33.7%"},{"v":0,"d":"0.0%"},{"v":0,"d":"0.0%"},{"v":0,"d":"0.0%"},{"v":0,"d":"0.0%"},{"v":0,"d":"0.0%"},{"v":0,"d":"0.0%"},{"v":0,"d":"0.0%"},{"v":0,"d":"0.0%"}]
[2019,"RFCE","RFC East",{"v":98665.9000000001,"d":"98,666"},{"v":1456434624.693,"d":"1,456,434,625"},{"v":658789797.731,"d":"658,789,798"},{"v":2687182264.862,"d":"2,687,182,265"},{"v":1180239679.652,"d":"1,180,239,680"},{"v":296156270.724,"d":"296,156,271"},{"v":130549971.512,"d":"130,549,972"},{"v":47372.931,"d":"47,373"},{"v":19337.501,"d":"19,338"},{"v":51684.019,"d":"51,684"},{"v":102919396.415,"d":"102,919,396"},{"v":15611901.136,"d":"15,611,901"},{"v":2120087.799,"d":"2,120,088"},{"v":103430314.69,"d":"103,430,315"},"--",{"v":0.32,"d":"0.320"},0.296,0.349,695.034,0.053,0.007,698.485,"--",0.065,0.059,0.071,141.331,{"v":0.0107192598083768,"d":"0.011"},{"v":0.00145566973144908,"d":"0.001"},{"v":142.032210627788,"d":"142.032"},"--",0.534,0.494,0.582,{"v":1159.252,"d":"1,159.252"},0.088,0.012,{"v":1165.007,"d":"1,165.007"},"--",1.352,2.088,0.165,0.453,1.256,1.506,0.165,0.411,2.531,0.165,0.006,0.568,{"v":2216.764,"d":"2,216.764"},{"v":1168.405,"d":"1,168.405"},850.061,{"v":1155.199,"d":"1,155.199"},0.2443,0.0232,0.0159,0.0666,0.0355,0.0025,0.0016,0.0091,{"v":2233.45,"d":"2,233.450"},{"v":1169.743,"d":"1,169.743"},850.938,{"v":1159.582,"d":"1,159.582"},"--","--",0.125,0.216,0.023,0.057,0.114,0.158,0.023,0.051,0.233,0.017,{"v":1E-3,"d":"0.001"},0.071,204.519,120.823,118.713,{"v":144.19,"d":"144.190"},0.0225,0.0024,0.0022,0.0083,{"v":3.3E-3,"d":"0.0033"},0.0003,0.0002,0.0011,206.059,120.961,118.835,144.737,"--","--",0.663,0.576,0.724,{"v":1237.859,"d":"1,237.859"},0.089,0.012,{"v":1243.756,"d":"1,243.756"},"--",{"v":36555988.666,"d":"36,555,989"},{"v":368358.285,"d":"368,358"},{"v":135348229.128,"d":"135,348,229"},{"v":109423428,"d":"109,423,428"},{"v":4591708,"d":"4,591,708"},{"v":4828647.423,"d":"4,828,647"},{"v":2680390,"d":"2,680,390"},{"v":1899026.02,"d":"1,899,026"},0,{"v":431805.406,"d":"431,805"},{"v":28689,"d":"28,689"},{"v":282156498.485,"d":"282,156,498"},{"v":13999771.443,"d":"13,999,771"},{"v":9408063.443,"d":"9,408,063"},{"v":177561717.908,"d":"177,561,718"},{"v":118594552.02,"d":"118,594,552"},{"v":0.123434795673538,"d":"12.3%"},{"v":0.0012437970166546,"d":"0.1%"},{"v":0.457016254158337,"d":"45.7%"},{"v":0.369478681057816,"d":"36.9%"},{"v":0.0155043416812223,"d":"1.6%"},{"v":0.0163043903280316,"d":"1.6%"},{"v":0.00905059346084972,"d":"0.9%"},{"v":0.00641224317304402,"d":"0.6%"},{"v":0,"d":"0.0%"},{"v":1.45803229526418E-3,"d":"0.1%"},{"v":9.68711552417064E-5,"d":"0.0%"},{"v":0.952728431356852,"d":"95.3%"},{"v":0.0472715686431476,"d":"4.7%"},{"v":0.0317672269619253,"d":"3.2%"},{"v":0.599554140627068,"d":"60.0%"},{"v":0.400445859372932,"d":"40.0%"},{"v":18113563.834,"d":"18,113,564"},{"v":2134154.668,"d":"2,134,155"},{"v":47628718.917,"d":"47,628,719"},0,0,{"v":1462496.034,"d":"1,462,496"},0,0,0,{"v":180811.206,"d":"180,811"},0,{"v":0.260552795794054,"d":"26.1%"},{"v":0.0306985400858253,"d":"3.1%"},{"v":0.68511067108842,"d":"68.5%"},{"v":0,"d":"0.0%"},{"v":0,"d":"0.0%"},{"v":0.021037131841463,"d":"2.1%"},{"v":0,"d":"0.0%"},{"v":0,"d":"0.0%"},{"v":0,"d":"0.0%"},{"v":0.00260086119023747,"d":"0.3%"},{"v":0,"d":"0.0%"}]
[2019,"RFCM","RFC Michigan",{"v":35695.7,"d":"35,696"},{"v":685193320.771,"d":"685,193,321"},{"v":311687979.93,"d":"311,687,980"},{"v":917893411.893,"d":"917,893,412"},{"v":402181739.923,"d":"402,181,740"},{"v":97428153.524,"d":"97,428,154"},{"v":41893050.359,"d":"41,893,050"},{"v":32218.392,"d":"32,218"},{"v":14499.423,"d":"14,499"},{"v":50630.636,"d":"50,631"},{"v":57937336.288,"d":"57,937,336"},{"v":11072679.359,"d":"11,072,679"},{"v":1576397.086,"d":"1,576,397"},{"v":58310627.947,"d":"58,310,628"},"--",0.661,0.692,1.039,{"v":1189.335,"d":"1,189.335"},0.114,0.016,{"v":1196.997,"d":"1,196.997"},"--",0.094,0.093,0.148,169.112,{"v":0.0161599347561367,"d":"0.016"},{"v":0.002300660322004,"d":"0.002"},{"v":170.201974185584,"d":"170.202"},"--",{"v":0.86,"d":"0.860"},0.901,1.352,{"v":1547.392,"d":"1,547.392"},0.148,0.021,{"v":1557.362,"d":"1,557.362"},"--",1.206,5.602,0.406,0.842,1.206,{"v":6.34,"d":"6.340"},0.414,0.851,2.529,8.734,0.034,1.374,{"v":2219.488,"d":"2,219.488"},{"v":1370.002,"d":"1,370.002"},856.116,{"v":1576.656,"d":"1,576.656"},0.2495,0.0902,0.0161,0.1394,0.0363,0.0144,0.0016,{"v":0.02,"d":"0.0200"},{"v":2236.554,"d":"2,236.554"},{"v":1376.551,"d":"1,376.551"},857.009,{"v":1586.095,"d":"1,586.095"},"--","--",0.113,0.845,0.056,0.093,0.113,0.823,0.055,0.092,0.237,1.318,0.005,0.152,208.263,206.775,{"v":118.05,"d":"118.050"},174.284,0.0234,0.0136,0.0022,0.0154,0.0034,0.0022,0.0002,0.0022,209.864,207.764,118.173,175.327,"--","--",1.191,1.195,2.062,{"v":1766.868,"d":"1,766.868"},0.177,0.025,{"v":1778.827,"d":"1,778.827"},"--",{"v":37102883.529,"d":"37,102,884"},{"v":908883.801,"d":"908,884"},{"v":33454653.493,"d":"33,454,653"},{"v":16751427,"d":"16,751,427"},{"v":-83657,"d":"(83,657)"},{"v":1639696.803,"d":"1,639,697"},{"v":5739688,"d":"5,739,688"},{"v":136834,"d":"136,834"},0,{"v":1777441.398,"d":"1,777,441"},{"v":301.503,"d":"302"},{"v":89995590.724,"d":"89,995,591"},{"v":7432561.803,"d":"7,432,562"},{"v":7516218.803,"d":"7,516,219"},{"v":74883860.527,"d":"74,883,861"},{"v":22544292,"d":"22,544,292"},{"v":0.380496308180258,"d":"38.0%"},{"v":0.00932075617721297,"d":"0.9%"},{"v":0.343083095835041,"d":"34.3%"},{"v":0.171788700068802,"d":"17.2%"},{"v":0,"d":"0.0%"},{"v":0.0168153663741209,"d":"1.7%"},{"v":0.0588614653736965,"d":"5.9%"},{"v":0.0014032556739921,"d":"0.1%"},{"v":0,"d":"0.0%"},{"v":0.0182279603529237,"d":"1.8%"},{"v":3.09196395249456E-6,"d":"0.0%"},{"v":0.923712380762427,"d":"92.4%"},{"v":0.0762876192375734,"d":"7.6%"},{"v":0.0770800874218095,"d":"7.7%"},{"v":0.768605978710801,"d":"76.9%"},{"v":0.231394021289199,"d":"23.1%"},{"v":21969630.039,"d":"21,969,630"},{"v":138691.31,"d":"138,691"},{"v":12213749.777,"d":"12,213,750"},0,0,{"v":497401.827,"d":"497,402"},0,0,0,0,0,{"v":0.630958144253559,"d":"63.1%"},{"v":0.00398315363753539,"d":"0.4%"},{"v":0.350773539668057,"d":"35.1%"},{"v":0,"d":"0.0%"},{"v":0,"d":"0.0%"},{"v":0.0142851624408487,"d":"1.4%"},{"v":0,"d":"0.0%"},{"v":0,"d":"0.0%"},{"v":0,"d":"0.0%"},{"v":0,"d":"0.0%"},{"v":0,"d":"0.0%"}]
[2019,"RFCW","RFC West",{"v":192931.4,"d":"192,931"},{"v":3132141865.179,"d":"3,132,141,865"},{"v":1394755020.601,"d":"1,394,755,021"},{"v":4945779211.876,"d":"4,945,779,212"},{"v":2147951829.548,"d":"2,147,951,830"},{"v":514164801.988,"d":"514,164,802"},{"v":218247546.724,"d":"218,247,547"},{"v":215021.865,"d":"215,022"},{"v":66402.231,"d":"66,402"},{"v":182994.153,"d":"182,994"},{"v":274481540.893,"d":"274,481,541"},{"v":51070332.318,"d":"51,070,332"},{"v":7339380.273,"d":"7,339,380"},{"v":276211918.851,"d":"276,211,919"},"--",0.836,0.609,0.712,{"v":1067.679,"d":"1,067.679"},0.099,0.014,{"v":1074.41,"d":"1,074.410"},"--",0.137,0.095,0.117,175.268,{"v":0.01630524239204,"d":"0.016"},{"v":0.00234324643931177,"d":"0.002"},{"v":176.372546800472,"d":"176.373"},"--",1.277,0.929,1.087,{"v":1629.699,"d":"1,629.699"},0.152,0.022,{"v":1639.973,"d":"1,639.973"},"--",1.909,1.998,0.326,1.267,1.285,1.555,0.376,0.909,1.826,4.532,0.014,1.097,{"v":2161.958,"d":"2,161.958"},{"v":2779.759,"d":"2,779.759"},903.853,{"v":1652.52,"d":"1,652.520"},0.2474,0.0859,0.0172,0.1536,{"v":0.036,"d":"0.0360"},0.0172,{"v":1.8E-3,"d":"0.0018"},0.0221,{"v":2178.865,"d":"2,178.865"},{"v":2787.019,"d":"2,787.019"},904.785,{"v":1662.924,"d":"1,662.924"},"--","--",0.182,{"v":0.15,"d":"0.150"},0.043,0.136,0.119,0.123,0.047,0.094,0.174,{"v":0.34,"d":"0.340"},{"v":2E-3,"d":"0.002"},0.118,205.974,208.275,118.966,177.235,0.0236,0.0064,{"v":2.3E-3,"d":"0.0023"},0.0165,0.0034,0.0013,0.0002,0.0024,207.584,208.819,119.089,178.351,"--","--",1.537,1.124,1.275,{"v":1831.612,"d":"1,831.612"},0.178,0.026,{"v":1843.691,"d":"1,843.691"},"--",{"v":192275825.601,"d":"192,275,826"},{"v":1177611.038,"d":"1,177,611"},{"v":136503010.745,"d":"136,503,011"},{"v":149027383,"d":"149,027,383"},{"v":5216243.6,"d":"5,216,244"},{"v":3099861.117,"d":"3,099,861"},{"v":22421316.01,"d":"22,421,316"},{"v":650539.18,"d":"650,539"},0,{"v":3507366.147,"d":"3,507,366"},{"v":285646.354,"d":"285,646"},{"v":482776842.885,"d":"482,776,843"},{"v":31387959.907,"d":"31,387,960"},{"v":26171716.307,"d":"26,171,716"},{"v":336849321.002,"d":"336,849,321"},{"v":177315481.79,"d":"177,315,482"},{"v":0.373957580442906,"d":"37.4%"},{"v":0.00229033771196585,"d":"0.2%"},{"v":0.265484937910503,"d":"26.5%"},{"v":0.289843610824305,"d":"29.0%"},{"v":0.0101450810550915,"d":"1.0%"},{"v":6.02892516206329E-3,"d":"0.6%"},{"v":0.0436072556663711,"d":"4.4%"},{"v":1.26523475832547E-3,"d":"0.1%"},{"v":0,"d":"0.0%"},{"v":0.00682148238843737,"d":"0.7%"},{"v":0.000555554080032108,"d":"0.1%"},{"v":0.938953503358149,"d":"93.9%"},{"v":0.0610464966418513,"d":"6.1%"},{"v":0.0509014155867598,"d":"5.1%"},{"v":0.655138817695907,"d":"65.5%"},{"v":0.344861182304093,"d":"34.5%"},{"v":102680522.52,"d":"102,680,523"},{"v":710080.744,"d":"710,081"},{"v":46120469.963,"d":"46,120,470"},0,0,{"v":1009734.238,"d":"1,009,734"},0,0,0,{"v":37876.392,"d":"37,876"},0,{"v":0.681996679897043,"d":"68.2%"},{"v":0.00471630546845343,"d":"0.5%"},{"v":0.306328859826955,"d":"30.6%"},{"v":0,"d":"0.0%"},{"v":0,"d":"0.0%"},{"v":0.00670658252508467,"d":"0.7%"},{"v":0,"d":"0.0%"},{"v":0,"d":"0.0%"},{"v":0,"d":"0.0%"},{"v":0.000251572282463853,"d":"0.0%"},{"v":0,"d":"0.0%"}]
[2019,"RMPA","WECC Rockies",{"v":25521,"d":"25,521"},{"v":460450770.876,"d":"460,450,771"},{"v":192304505.061,"d":"192,304,505"},{"v":643334601.997,"d":"643,334,602"},{"v":271841766.338,"d":"271,841,766"},{"v":66259359.922,"d":"66,259,360"},{"v":28076103.774,"d":"28,076,104"},{"v":22210.939,"d":"22,211"},{"v":8860.386,"d":"8,860"},{"v":12729.873,"d":"12,730"},{"v":41167320.899,"d":"41,167,321"},{"v":7769219.443,"d":"7,769,219"},{"v":1114089.049,"d":"1,114,089"},{"v":41430435.41,"d":"41,430,435"},"--",{"v":0.67,"d":"0.670"},0.631,0.384,{"v":1242.611,"d":"1,242.611"},0.117,0.017,{"v":1250.553,"d":"1,250.553"},"--",0.096,0.092,0.055,178.813,{"v":0.0168730729415855,"d":"0.017"},{"v":0.00241956169794322,"d":"0.002"},{"v":179.955982400374,"d":"179.956"},"--",0.966,{"v":0.91,"d":"0.910"},0.554,{"v":1790.834,"d":"1,790.834"},0.169,0.024,{"v":1802.28,"d":"1,802.280"},"--",1.336,28.828,0.345,0.965,1.309,19.971,0.344,0.919,0.886,11.985,0.006,0.555,{"v":2271.447,"d":"2,271.447"},{"v":4044.885,"d":"4,044.885"},{"v":1015.987,"d":"1,015.987"},{"v":1799.566,"d":"1,799.566"},0.2579,0.1638,0.0183,0.1678,0.0375,0.0328,{"v":1.8E-3,"d":"0.0018"},0.0241,{"v":2289.071,"d":"2,289.071"},{"v":4058.743,"d":"4,058.743"},{"v":1016.99,"d":"1,016.990"},{"v":1810.941,"d":"1,810.941"},"--","--",0.123,1.164,{"v":0.04,"d":"0.040"},0.096,{"v":0.12,"d":"0.120"},1.156,{"v":0.04,"d":"0.040"},0.092,0.081,0.484,{"v":1E-3,"d":"0.001"},0.055,208.309,163.326,118.806,179.591,0.0237,{"v":6.6E-3,"d":"0.0066"},0.0021,0.0168,0.0034,0.0013,0.0002,0.0024,209.926,163.885,118.923,180.726,"--","--",0.821,0.791,0.403,{"v":1578.81,"d":"1,578.810"},0.126,0.018,{"v":1587.263,"d":"1,587.263"},"--",{"v":28175446.46,"d":"28,175,446"},{"v":7738.668,"d":"7,739"},{"v":17569969.06,"d":"17,569,969"},0,{"v":7884712,"d":"7,884,712"},{"v":162042.625,"d":"162,043"},{"v":11180834.76,"d":"11,180,835"},{"v":1218220.37,"d":"1,218,220"},0,0,{"v":60396,"d":"60,396"},{"v":45813550.188,"d":"45,813,550"},{"v":20445809.755,"d":"20,445,810"},{"v":12561097.755,"d":"12,561,098"},{"v":45975592.813,"d":"45,975,593"},{"v":20283767.13,"d":"20,283,767"},{"v":0.425229680519674,"d":"42.5%"},{"v":1.16793582169481E-4,"d":"0.0%"},{"v":0.26516961641517,"d":"26.5%"},{"v":0,"d":"0.0%"},{"v":0.118997708501604,"d":"11.9%"},{"v":0.00244558089814629,"d":"0.2%"},{"v":0.168743476689458,"d":"16.9%"},{"v":0.0183856344378814,"d":"1.8%"},{"v":0,"d":"0.0%"},{"v":0,"d":"0.0%"},{"v":9.11508955896284E-4,"d":"0.1%"},{"v":0.69142759947291,"d":"69.1%"},{"v":0.30857240052709,"d":"30.9%"},{"v":0.189574692025485,"d":"19.0%"},{"v":0.693873180371057,"d":"69.4%"},{"v":0.306126819628943,"d":"30.6%"},{"v":10334337.063,"d":"10,334,337"},{"v":3015.999,"d":"3,016"},{"v":12460509.093,"d":"12,460,509"},0,0,{"v":43628.791,"d":"43,629"},0,0,0,0,0,{"v":0.452437062324414,"d":"45.2%"},{"v":1.32040373680875E-4,"d":"0.0%"},{"v":0.545520829727684,"d":"54.6%"},{"v":0,"d":"0.0%"},{"v":0,"d":"0.0%"},{"v":0.00191006757422064,"d":"0.2%"},{"v":0,"d":"0.0%"},{"v":0,"d":"0.0%"},{"v":0,"d":"0.0%"},{"v":0,"d":"0.0%"},{"v":0,"d":"0.0%"}]
[2019,"SPNO","SPP North",{"v":30264.5,"d":"30,265"},{"v":390788565.797,"d":"390,788,566"},{"v":185468262.074,"d":"185,468,262"},{"v":685772782.676,"d":"685,772,783"},{"v":305358485.104,"d":"305,358,485"},{"v":70052261.403,"d":"70,052,261"},{"v":30824208.053,"d":"30,824,208"},{"v":19698.734,"d":"19,699"},{"v":9346.963,"d":"9,347"},{"v":7426.291,"d":"7,426"},{"v":37476955.17,"d":"37,476,955"},{"v":7847529.498,"d":"7,847,529"},{"v":1134340.058,"d":"1,134,340"},{"v":37744065.957,"d":"37,744,066"},"--",0.562,0.606,0.212,{"v":1069.971,"d":"1,069.971"},0.112,0.016,{"v":1077.597,"d":"1,077.597"},"--",0.101,0.101,0.038,191.802,{"v":0.0200812669173041,"d":"0.020"},{"v":0.00290269510748492,"d":"0.003"},{"v":193.168732457779,"d":"193.169"},"--",1.022,1.102,0.385,{"v":1945.018,"d":"1,945.018"},0.204,0.029,{"v":1958.88,"d":"1,958.880"},"--",1.056,81.503,0.829,1.024,1.084,75.597,0.817,1.036,0.491,{"v":6.08,"d":"6.080"},0.009,0.385,{"v":2214.797,"d":"2,214.797"},{"v":8924.798,"d":"8,924.798"},{"v":1008.945,"d":"1,008.945"},{"v":1948.53,"d":"1,948.530"},0.2566,0.3395,0.0198,{"v":0.204,"d":"0.2040"},0.0373,0.0673,{"v":2E-3,"d":"0.0020"},0.0295,{"v":2232.335,"d":"2,232.335"},{"v":8953.337,"d":"8,953.337"},{"v":1010.039,"d":"1,010.039"},{"v":1962.418,"d":"1,962.418"},"--","--",{"v":0.1,"d":"0.100"},1.486,0.098,0.101,{"v":0.1,"d":"0.100"},1.444,0.095,0.101,0.046,0.111,{"v":1E-3,"d":"0.001"},0.038,209.032,162.724,118.881,192.211,0.0242,0.0062,{"v":2.3E-3,"d":"0.0023"},0.0201,0.0035,0.0012,0.0002,0.0029,210.687,163.245,{"v":119.01,"d":"119.010"},193.581,"--","--",1.138,1.151,0.426,{"v":1958.609,"d":"1,958.609"},{"v":0.2,"d":"0.200"},0.029,{"v":1972.231,"d":"1,972.231"},"--",{"v":29578662.274,"d":"29,578,662"},{"v":133958.367,"d":"133,958"},{"v":8749731.37,"d":"8,749,731"},{"v":9247734,"d":"9,247,734"},{"v":141671,"d":"141,671"},{"v":69017,"d":"69,017"},{"v":22078334.32,"d":"22,078,334"},{"v":48156,"d":"48,156"},0,0,{"v":4996,"d":"4,996"},{"v":47715082.011,"d":"47,715,082"},{"v":22337178.32,"d":"22,337,178"},{"v":22195507.32,"d":"22,195,507"},{"v":38536365.011,"d":"38,536,365"},{"v":31515895.32,"d":"31,515,895"},{"v":0.422237086058887,"d":"42.2%"},{"v":0.00191226330695171,"d":"0.2%"},{"v":0.124902912891849,"d":"12.5%"},{"v":0.132011928755818,"d":"13.2%"},{"v":2.02236158163346E-3,"d":"0.2%"},{"v":0.000985221599901154,"d":"0.1%"},{"v":0.315169477982279,"d":"31.5%"},{"v":0.000687429638564991,"d":"0.1%"},{"v":0,"d":"0.0%"},{"v":0,"d":"0.0%"},{"v":7.13181841155971e-05,"d":"0.0%"},{"v":0.681135509197621,"d":"68.1%"},{"v":0.318864490802379,"d":"31.9%"},{"v":0.316842129220745,"d":"31.7%"},{"v":0.550108802041704,"d":"55.0%"},{"v":0.449891197958296,"d":"45.0%"},{"v":18142324.129,"d":"18,142,324"},{"v":11268.174,"d":"11,268"},{"v":6086212.187,"d":"6,086,212"},0,0,{"v":11836.441,"d":"11,836"},0,0,0,0,0,{"v":0.748086456510352,"d":"74.8%"},{"v":0.000464635528455576,"d":"0.0%"},{"v":0.250960840322428,"d":"25.1%"},{"v":0,"d":"0.0%"},{"v":0,"d":"0.0%"},{"v":4.88067638765038E-4,"d":"0.0%"},{"v":0,"d":"0.0%"},{"v":0,"d":"0.0%"},{"v":0,"d":"0.0%"},{"v":0,"d":"0.0%"},{"v":0,"d":"0.0%"}]
[2019,"SPSO","SPP South",{"v":65063.4,"d":"65,063"},{"v":1037661570.907,"d":"1,037,661,571"},{"v":521294390.718,"d":"521,294,391"},{"v":1469177086.83,"d":"1,469,177,087"},{"v":694088341.712,"d":"694,088,342"},{"v":158740887.516,"d":"158,740,888"},{"v":74033188.591,"d":"74,033,189"},{"v":56185.926,"d":"56,186"},{"v":28158.284,"d":"28,158"},{"v":60622.539,"d":"60,623"},{"v":79528032.566,"d":"79,528,033"},{"v":11100472.294,"d":"11,100,472"},{"v":1591823.45,"d":"1,591,823"},{"v":79903970.17,"d":"79,903,970"},"--",0.708,0.761,0.764,{"v":1001.985,"d":"1,001.985"},{"v":0.07,"d":"0.070"},{"v":0.01,"d":"0.010"},{"v":1006.722,"d":"1,006.722"},"--",0.108,0.108,0.117,153.283,{"v":0.0106975844583868,"d":"0.011"},{"v":1.53404876371071E-3,"d":"0.002"},{"v":154.00776594272,"d":"154.008"},"--",1.019,1.095,{"v":1.1,"d":"1.100"},{"v":1442.439,"d":"1,442.439"},0.101,0.014,{"v":1449.258,"d":"1,449.258"},"--",1.487,{"v":29.24,"d":"29.240"},0.728,1.018,1.473,29.618,0.774,1.031,2.773,3.565,{"v":0.03,"d":"0.030"},1.074,{"v":2189.319,"d":"2,189.319"},{"v":1750.822,"d":"1,750.822"},{"v":1029.586,"d":"1,029.586"},{"v":1472.558,"d":"1,472.558"},{"v":0.232,"d":"0.2320"},0.0707,0.0199,0.1006,0.0338,0.0141,0.0021,0.0142,{"v":2205.198,"d":"2,205.198"},{"v":1756.796,"d":"1,756.796"},{"v":1030.716,"d":"1,030.716"},{"v":1479.303,"d":"1,479.303"},"--","--",0.137,2.728,0.084,0.107,0.135,2.843,0.087,0.107,0.256,0.333,0.003,0.113,202.013,163.326,118.741,{"v":155.11,"d":"155.110"},0.0214,{"v":6.6E-3,"d":"0.0066"},{"v":2.3E-3,"d":"0.0023"},0.0106,0.0031,0.0013,0.0002,{"v":1.5E-3,"d":"0.0015"},203.478,163.883,118.872,{"v":155.82,"d":"155.820"},"--","--",1.233,1.229,1.261,{"v":1543.666,"d":"1,543.666"},0.108,0.015,{"v":1550.914,"d":"1,550.914"},"--",{"v":35439390.092,"d":"35,439,390"},{"v":1766740.784,"d":"1,766,741"},{"v":70207841.971,"d":"70,207,842"},0,{"v":8009027,"d":"8,009,027"},{"v":2324877.962,"d":"2,324,878"},{"v":39867103.46,"d":"39,867,103"},{"v":595930,"d":"595,930"},0,{"v":374239.674,"d":"374,240"},{"v":155736,"d":"155,736"},{"v":107943948.521,"d":"107,943,949"},{"v":50796938.422,"d":"50,796,938"},{"v":42787911.422,"d":"42,787,911"},{"v":110268826.483,"d":"110,268,826"},{"v":48472060.46,"d":"48,472,060"},{"v":0.223253068409057,"d":"22.3%"},{"v":0.0111297147069261,"d":"1.1%"},{"v":0.442279511744255,"d":"44.2%"},{"v":0,"d":"0.0%"},{"v":0.0504534600646136,"d":"5.0%"},{"v":0.0146457412880325,"d":"1.5%"},{"v":0.251145777422267,"d":"25.1%"},{"v":0.0037541052685058,"d":"0.4%"},{"v":0,"d":"0.0%"},{"v":0.00235755060468057,"d":"0.2%"},{"v":0.000981070491661805,"d":"0.1%"},{"v":0.680000915956581,"d":"68.0%"},{"v":0.319999084043419,"d":"32.0%"},{"v":0.269545623978806,"d":"27.0%"},{"v":0.694646657244613,"d":"69.5%"},{"v":0.305353342755387,"d":"30.5%"},{"v":28833015.439,"d":"28,833,015"},{"v":2006.002,"d":"2,006"},{"v":41053155.404,"d":"41,053,155"},0,0,{"v":731664.353,"d":"731,664"},0,0,0,{"v":69739.593,"d":"69,740"},0,{"v":0.407882111005197,"d":"40.8%"},{"v":2.83776191281331e-05,"d":"0.0%"},{"v":0.580752565575524,"d":"58.1%"},{"v":0,"d":"0.0%"},{"v":0,"d":"0.0%"},{"v":0.0103503846662707,"d":"1.0%"},{"v":0,"d":"0.0%"},{"v":0,"d":"0.0%"},{"v":0,"d":"0.0%"},{"v":0.000986561133880187,"d":"0.1%"},{"v":0,"d":"0.0%"}]
[2019,"SRMV","SERC Mississippi Valley",{"v":59471.2,"d":"59,471"},{"v":1028121740.724,"d":"1,028,121,741"},{"v":502807161.794,"d":"502,807,162"},{"v":1459975458.739,"d":"1,459,975,459"},{"v":686638083.833,"d":"686,638,084"},{"v":173700419.794,"d":"173,700,420"},{"v":80749227.817,"d":"80,749,228"},{"v":51330.107,"d":"51,330"},{"v":25740.826,"d":"25,741"},{"v":63418.342,"d":"63,418"},{"v":70066808.281,"d":"70,066,808"},{"v":7395609.225,"d":"7,395,609"},{"v":1035877.51,"d":"1,035,878"},{"v":70313599.133,"d":"70,313,599"},"--",0.591,0.638,{"v":0.73,"d":"0.730"},806.755,0.043,0.006,809.596,"--",{"v":0.1,"d":"0.100"},0.102,0.123,136.301,{"v":0.00719332053010768,"d":"0.007"},{"v":1.00754362928902E-3,"d":"0.001"},{"v":136.780687243293,"d":"136.781"},"--",0.777,0.838,{"v":0.96,"d":"0.960"},{"v":1060.853,"d":"1,060.853"},0.056,0.008,{"v":1064.589,"d":"1,064.589"},"--",1.489,0.605,0.655,0.784,1.565,{"v":0.36,"d":"0.360"},0.704,0.828,{"v":4.48,"d":"4.480"},9.605,0.012,0.958,{"v":2337.79,"d":"2,337.790"},{"v":1264.828,"d":"1,264.828"},855.948,{"v":1098.618,"d":"1,098.618"},0.2357,0.1982,0.0165,0.0555,0.0342,0.0308,0.0017,0.0075,{"v":2353.877,"d":"2,353.877"},{"v":1278.965,"d":"1,278.965"},856.856,{"v":1102.243,"d":"1,102.243"},"--","--",0.129,0.108,0.091,{"v":0.1,"d":"0.100"},0.131,{"v":0.08,"d":"0.080"},0.094,0.103,0.388,1.714,{"v":2E-3,"d":"0.002"},0.122,202.555,225.775,118.508,139.812,0.0204,0.0354,{"v":2.3E-3,"d":"0.0023"},0.0071,{"v":0.003,"d":"0.0030"},0.0055,0.0002,{"v":1E-3,"d":"0.0010"},203.949,228.299,118.634,140.273,"--","--",0.948,0.977,1.403,{"v":1200.137,"d":"1,200.137"},0.068,{"v":0.01,"d":"0.010"},{"v":1204.702,"d":"1,204.702"},"--",{"v":19863848.73,"d":"19,863,849"},{"v":1505081.817,"d":"1,505,082"},{"v":105720309.372,"d":"105,720,309"},{"v":38588796,"d":"38,588,796"},{"v":2825045,"d":"2,825,045"},{"v":2344465.31,"d":"2,344,465"},0,{"v":191299,"d":"191,299"},0,{"v":2264933.702,"d":"2,264,934"},{"v":396639.13,"d":"396,639"},{"v":168339608.751,"d":"168,339,609"},{"v":5360809.31,"d":"5,360,809"},{"v":2535764.31,"d":"2,535,764"},{"v":132095278.061,"d":"132,095,278"},{"v":41605140,"d":"41,605,140"},{"v":0.114356942555108,"d":"11.4%"},{"v":0.00866481401599993,"d":"0.9%"},{"v":0.608635894790266,"d":"60.9%"},{"v":0.222157185519544,"d":"22.2%"},{"v":0.0162638929228593,"d":"1.6%"},{"v":0.013497177129284,"d":"1.3%"},{"v":0,"d":"0.0%"},{"v":1.10131571435147E-3,"d":"0.1%"},{"v":0,"d":"0.0%"},{"v":0.0130393105974253,"d":"1.3%"},{"v":0.0022834667551618,"d":"0.2%"},{"v":0.969137614233505,"d":"96.9%"},{"v":0.0308623857664948,"d":"3.1%"},{"v":0.0145984928436355,"d":"1.5%"},{"v":0.760477605843245,"d":"76.0%"},{"v":0.239522394156755,"d":"24.0%"},{"v":12766348.823,"d":"12,766,349"},{"v":3052984.445,"d":"3,052,984"},{"v":49543083.762,"d":"49,543,084"},0,0,{"v":1167054.537,"d":"1,167,055"},0,0,0,0,0,{"v":0.191890128127456,"d":"19.2%"},{"v":0.0458892032762277,"d":"4.6%"},{"v":0.744678750570489,"d":"74.5%"},{"v":0,"d":"0.0%"},{"v":0,"d":"0.0%"},{"v":0.0175419180258271,"d":"1.8%"},{"v":0,"d":"0.0%"},{"v":0,"d":"0.0%"},{"v":0,"d":"0.0%"},{"v":0,"d":"0.0%"},{"v":0,"d":"0.0%"}]
[2019,"SRMW","SERC Midwest",{"v":40518,"d":"40,518"},{"v":962170749.256,"d":"962,170,749"},{"v":414894939.266,"d":"414,894,939"},{"v":1207421326.381,"d":"1,207,421,326"},{"v":512031308.297,"d":"512,031,308"},{"v":120436544.907,"d":"120,436,545"},{"v":50820688.824,"d":"50,820,689"},{"v":60494.875,"d":"60,495"},{"v":19609.841,"d":"19,610"},{"v":142023.956,"d":"142,024"},{"v":95409301.711,"d":"95,409,302"},{"v":20401789.503,"d":"20,401,790"},{"v":2956100.66,"d":"2,956,101"},{"v":96104783.079,"d":"96,104,783"},"--",1.005,0.772,2.358,{"v":1584.391,"d":"1,584.391"},0.169,0.025,{"v":1595.941,"d":"1,595.941"},"--",0.126,0.095,0.295,198.321,{"v":0.0212039178272419,"d":"0.021"},{"v":0.00307232438970506,"d":"0.003"},{"v":199.766586446976,"d":"199.767"},"--",1.262,{"v":0.97,"d":"0.970"},2.963,{"v":1990.676,"d":"1,990.676"},0.213,0.031,{"v":2005.187,"d":"2,005.187"},"--",1.456,26.255,0.244,1.264,1.087,19.785,0.286,0.955,3.529,6.808,0.022,2.969,{"v":2200.213,"d":"2,200.213"},{"v":2520.614,"d":"2,520.614"},897.008,{"v":1995.848,"d":"1,995.848"},0.2508,0.0881,0.0166,0.2132,0.0365,0.0176,0.0017,0.0309,{"v":2217.351,"d":"2,217.351"},{"v":2528.059,"d":"2,528.059"},897.919,{"v":2010.387,"d":"2,010.387"},"--","--",0.138,1.701,0.032,0.126,0.103,4.082,0.036,0.095,0.335,0.441,0.003,0.296,208.828,163.326,118.573,198.699,0.0238,0.0057,0.0022,0.0212,0.0035,0.0011,0.0002,0.0031,210.455,163.808,118.694,200.146,"--","--",1.227,1.051,2.828,{"v":1960.862,"d":"1,960.862"},0.216,0.031,{"v":1975.607,"d":"1,975.607"},"--",{"v":80079186.451,"d":"80,079,186"},{"v":72081.183,"d":"72,081"},{"v":15212144.152,"d":"15,212,144"},{"v":17553152,"d":"17,553,152"},{"v":2190245,"d":"2,190,245"},{"v":164178.79,"d":"164,179"},{"v":4771064,"d":"4,771,064"},{"v":65911,"d":"65,911"},0,{"v":81897.675,"d":"81,898"},{"v":246685.12,"d":"246,685"},{"v":113245146.581,"d":"113,245,147"},{"v":7191398.79,"d":"7,191,399"},{"v":5001153.79,"d":"5,001,154"},{"v":95856173.371,"d":"95,856,173"},{"v":24580372,"d":"24,580,372"},{"v":0.664907700601335,"d":"66.5%"},{"v":0.00059849925766267,"d":"0.1%"},{"v":0.126308373468697,"d":"12.6%"},{"v":0.145746060267074,"d":"14.6%"},{"v":0.0181858836389988,"d":"1.8%"},{"v":0.00136319743724178,"d":"0.1%"},{"v":0.0396147530245319,"d":"4.0%"},{"v":0.000547267441099076,"d":"0.1%"},{"v":0,"d":"0.0%"},{"v":0.000680006843003653,"d":"0.1%"},{"v":0.002048258020355,"d":"0.2%"},{"v":0.940288898458128,"d":"94.0%"},{"v":0.0597111015418715,"d":"6.0%"},{"v":0.0415252179028728,"d":"4.2%"},{"v":0.795906035628296,"d":"79.6%"},{"v":0.204093964371704,"d":"20.4%"},{"v":31262346.468,"d":"31,262,346"},{"v":8349.002,"d":"8,349"},{"v":6738101.759,"d":"6,738,102"},0,0,{"v":187839.639,"d":"187,840"},0,0,0,{"v":55396.736,"d":"55,397"},0,{"v":0.817272796279264,"d":"81.7%"},{"v":0.000218262957887363,"d":"0.0%"},{"v":0.176150157896048,"d":"17.6%"},{"v":0,"d":"0.0%"},{"v":0,"d":"0.0%"},{"v":0.00491057917104679,"d":"0.5%"},{"v":0,"d":"0.0%"},{"v":0,"d":"0.0%"},{"v":0,"d":"0.0%"},{"v":1.44820369575395E-3,"d":"0.1%"},{"v":0,"d":"0.0%"}]
[2019,"SRSO","SERC South",{"v":91431.5,"d":"91,432"},{"v":1706353883.765,"d":"1,706,353,884"},{"v":855534922.305,"d":"855,534,922"},{"v":2308074260.919,"d":"2,308,074,261"},{"v":1116908484.437,"d":"1,116,908,484"},{"v":260293359.571,"d":"260,293,360"},{"v":122034190.699,"d":"122,034,191"},{"v":57848.111,"d":"57,848"},{"v":25772.235,"d":"25,772"},{"v":31996.014,"d":"31,996"},{"v":126133629.707,"d":"126,133,630"},{"v":18575957.632,"d":"18,575,958"},{"v":2713131.191,"d":"2,713,131"},{"v":126760379.324,"d":"126,760,379"},"--",0.444,0.422,0.246,969.165,0.071,{"v":0.01,"d":"0.010"},973.981,"--",0.068,{"v":0.06,"d":"0.060"},0.038,{"v":147.84,"d":"147.840"},{"v":0.0108863453289144,"d":"0.011"},{"v":0.00159001671154731,"d":"0.002"},{"v":148.574548960862,"d":"148.575"},"--",0.574,0.545,0.317,{"v":1251.331,"d":"1,251.331"},0.092,0.013,{"v":1257.549,"d":"1,257.549"},"--",1.059,2.573,0.278,{"v":0.55,"d":"0.550"},0.814,3.391,0.333,0.509,0.602,1.579,0.008,0.215,{"v":2101.088,"d":"2,101.088"},{"v":1360.931,"d":"1,360.931"},899.035,{"v":1314.563,"d":"1,314.563"},0.2095,0.0654,0.0219,0.0867,0.0303,0.0112,0.0025,0.0121,{"v":2115.362,"d":"2,115.362"},{"v":1365.919,"d":"1,365.919"},900.231,{"v":1320.279,"d":"1,320.279"},"--","--",0.099,0.385,0.037,0.064,0.075,0.485,0.042,0.057,0.056,0.236,{"v":1E-3,"d":"0.001"},0.025,196.304,203.648,120.691,153.361,0.0196,0.0098,0.0029,0.0101,{"v":2.8E-3,"d":"0.0028"},0.0017,0.0003,{"v":1.4E-3,"d":"0.0014"},197.638,204.394,120.852,154.028,"--","--",0.795,0.725,0.398,{"v":1389.53,"d":"1,389.530"},0.101,0.015,{"v":1396.36,"d":"1,396.360"},"--",{"v":56427091.94,"d":"56,427,092"},{"v":285249.86,"d":"285,250"},{"v":134785671.428,"d":"134,785,671"},{"v":47728143,"d":"47,728,143"},{"v":8110004.98,"d":"8,110,005"},{"v":10004528.271,"d":"10,004,528"},0,{"v":2856074,"d":"2,856,074"},0,{"v":95824.152,"d":"95,824"},{"v":771.552,"d":"772"},{"v":239322751.932,"d":"239,322,752"},{"v":20970607.251,"d":"20,970,607"},{"v":12860602.271,"d":"12,860,602"},{"v":201599137.203,"d":"201,599,137"},{"v":58694221.98,"d":"58,694,222"},{"v":0.216782679808319,"d":"21.7%"},{"v":0.00109587836161219,"d":"0.1%"},{"v":0.517822167461593,"d":"51.8%"},{"v":0.183362891584355,"d":"18.3%"},{"v":0.0311571720671454,"d":"3.1%"},{"v":0.0384355878398199,"d":"3.8%"},{"v":0,"d":"0.0%"},{"v":0.010972519656147,"d":"1.1%"},{"v":0,"d":"0.0%"},{"v":3.68139057795288E-4,"d":"0.0%"},{"v":2.964163213467E-6,"d":"0.0%"},{"v":0.919434720436888,"d":"91.9%"},{"v":0.0805652795631123,"d":"8.1%"},{"v":0.0494081074959669,"d":"4.9%"},{"v":0.774507416692353,"d":"77.5%"},{"v":0.225492583307647,"d":"22.5%"},{"v":34743526.8,"d":"34,743,527"},{"v":213764.64,"d":"213,765"},{"v":51353837.255,"d":"51,353,837"},0,0,{"v":3423934.41,"d":"3,423,934"},0,0,0,{"v":3031,"d":"3,031"},0,{"v":0.387165864694162,"d":"38.7%"},{"v":2.38209471831788E-3,"d":"0.2%"},{"v":0.572263516030073,"d":"57.2%"},{"v":0,"d":"0.0%"},{"v":0,"d":"0.0%"},{"v":0.0381547484890982,"d":"3.8%"},{"v":0,"d":"0.0%"},{"v":0,"d":"0.0%"},{"v":0,"d":"0.0%"},{"v":3.37760683489163e-05,"d":"0.0%"},{"v":0,"d":"0.0%"}]
[2019,"SRTV","SERC Tennessee Valley",{"v":72856.1,"d":"72,856"},{"v":1187281909.802,"d":"1,187,281,910"},{"v":571668059.458,"d":"571,668,059"},{"v":2063778269.742,"d":"2,063,778,270"},{"v":943688655.001,"d":"943,688,655"},{"v":216125641.184,"d":"216,125,641"},{"v":98314967.902,"d":"98,314,968"},{"v":51489.017,"d":"51,489"},{"v":24268.261,"d":"24,268"},{"v":63286.252,"d":"63,286"},{"v":102626734.044,"d":"102,626,734"},{"v":18790447.351,"d":"18,790,447"},{"v":2709026.381,"d":"2,709,026"},{"v":103263420.066,"d":"103,263,420"},"--",0.476,0.494,0.586,949.695,0.087,0.013,955.587,"--",0.087,0.085,0.107,172.877,{"v":0.0158264412149037,"d":"0.016"},{"v":2.28170441967888E-3,"d":"0.002"},{"v":173.949285697819,"d":"173.949"},"--",0.795,0.823,0.977,{"v":1583.735,"d":"1,583.735"},0.145,0.021,{"v":1593.56,"d":"1,593.560"},"--",1.203,0.423,0.168,0.795,1.197,0.425,0.162,{"v":0.79,"d":"0.790"},1.584,0.011,0.006,{"v":0.96,"d":"0.960"},{"v":2077.994,"d":"2,077.994"},{"v":1444.548,"d":"1,444.548"},873.879,{"v":1603.422,"d":"1,603.422"},0.2301,0.0317,0.0161,0.1456,0.0334,0.0032,0.0016,0.0208,{"v":2093.699,"d":"2,093.699"},{"v":1446.285,"d":"1,446.285"},874.761,{"v":1613.272,"d":"1,613.272"},"--","--",0.116,0.035,0.023,0.086,0.114,0.031,0.022,0.085,0.152,{"v":1E-3,"d":"0.001"},{"v":1E-3,"d":"0.001"},0.104,200.095,118.965,118.845,174.334,0.0222,0.0026,0.0022,0.0158,0.0032,0.0003,0.0002,{"v":2.3E-3,"d":"0.0023"},201.607,119.108,118.965,175.405,"--","--",0.746,0.753,0.907,{"v":1565.172,"d":"1,565.172"},0.139,{"v":0.02,"d":"0.020"},{"v":1574.562,"d":"1,574.562"},"--",{"v":69131089.053,"d":"69,131,089"},{"v":181434.336,"d":"181,434"},{"v":58628842.937,"d":"58,628,843"},{"v":65240305,"d":"65,240,305"},{"v":20677036,"d":"20,677,036"},{"v":1602278.618,"d":"1,602,279"},{"v":37976,"d":"37,976"},{"v":569425.08,"d":"569,425"},0,{"v":57309.94,"d":"57,310"},{"v":-56,"d":"(56)"},{"v":193238925.266,"d":"193,238,925"},{"v":22886715.698,"d":"22,886,716"},{"v":2209679.698,"d":"2,209,680"},{"v":129600898.884,"d":"129,600,899"},{"v":86524742.08,"d":"86,524,742"},{"v":0.319865281808534,"d":"32.0%"},{"v":8.39485473314207E-4,"d":"0.1%"},{"v":0.271272037299664,"d":"27.1%"},{"v":0.301862864160884,"d":"30.2%"},{"v":0.0956713692450965,"d":"9.6%"},{"v":0.00741364426198227,"d":"0.7%"},{"v":0.000175712607863709,"d":"0.0%"},{"v":0.00263469469638195,"d":"0.3%"},{"v":0,"d":"0.0%"},{"v":0.0002651695548218,"d":"0.0%"},{"v":0,"d":"0.0%"},{"v":0.894104579188675,"d":"89.4%"},{"v":0.105895420811324,"d":"10.6%"},{"v":0.0102240515662279,"d":"1.0%"},{"v":0.599655359289773,"d":"60.0%"},{"v":0.400344640710227,"d":"40.0%"},{"v":50727370.271,"d":"50,727,370"},{"v":244950.002,"d":"244,950"},{"v":34491851.84,"d":"34,491,852"},0,0,{"v":780781.626,"d":"780,782"},0,0,0,0,0,{"v":0.588177836172644,"d":"58.8%"},{"v":0.002840166193853,"d":"0.3%"},{"v":0.399928927370154,"d":"40.0%"},{"v":0,"d":"0.0%"},{"v":0,"d":"0.0%"},{"v":0.00905307026334859,"d":"0.9%"},{"v":0,"d":"0.0%"},{"v":0,"d":"0.0%"},{"v":0,"d":"0.0%"},{"v":0,"d":"0.0%"},{"v":0,"d":"0.0%"}]
[2019,"SRVC","SERC Virginia/Carolina",{"v":121609,"d":"121,609"},{"v":1548709174.231,"d":"1,548,709,174"},{"v":765924555.175,"d":"765,924,555"},{"v":3051511456.318,"d":"3,051,511,456"},{"v":1409088987.276,"d":"1,409,088,987"},{"v":328960224.069,"d":"328,960,224"},{"v":150979182.021,"d":"150,979,182"},{"v":56474.341,"d":"56,474"},{"v":29026.078,"d":"29,026"},{"v":35681.13,"d":"35,681"},{"v":111092713.138,"d":"111,092,713"},{"v":19157745.362,"d":"19,157,745"},{"v":2707786.865,"d":"2,707,787"},{"v":111705407.128,"d":"111,705,407"},"--",0.343,0.385,0.217,675.417,0.058,0.008,679.142,"--",0.073,0.076,0.046,143.465,{"v":0.0123701374543175,"d":"0.012"},{"v":1.7484153319777E-3,"d":"0.002"},{"v":144.25614439001,"d":"144.256"},"--",0.614,0.687,0.388,{"v":1207.099,"d":"1,207.099"},0.104,0.015,{"v":1213.756,"d":"1,213.756"},"--",1.392,6.605,0.168,0.554,1.413,{"v":4.62,"d":"4.620"},0.163,0.596,{"v":0.91,"d":"0.910"},6.298,0.014,0.298,{"v":2030.171,"d":"2,030.171"},{"v":2339.198,"d":"2,339.198"},890.314,{"v":1247.841,"d":"1,247.841"},0.2345,0.0655,0.0175,0.0855,0.0342,0.0116,{"v":1.9E-3,"d":"0.0019"},{"v":0.012,"d":"0.0120"},{"v":2046.225,"d":"2,046.225"},{"v":2344.282,"d":"2,344.282"},891.332,{"v":1253.567,"d":"1,253.567"},"--","--",0.137,0.429,0.022,0.067,0.139,0.329,0.021,{"v":0.07,"d":"0.070"},0.089,0.409,{"v":2E-3,"d":"0.002"},0.036,199.265,151.872,119.313,149.988,{"v":0.023,"d":"0.0230"},{"v":4.3E-3,"d":"0.0043"},0.0024,0.0103,0.0034,0.0008,0.0003,{"v":1.4E-3,"d":"0.0014"},200.841,152.202,119.449,150.676,"--","--",0.736,0.778,0.449,{"v":1349.17,"d":"1,349.170"},0.118,0.017,{"v":1356.929,"d":"1,356.929"},"--",{"v":52317078.89,"d":"52,317,079"},{"v":518428.53,"d":"518,429"},{"v":121901603.135,"d":"121,901,603"},{"v":127516164,"d":"127,516,164"},{"v":6920164.48,"d":"6,920,164"},{"v":8746179.986,"d":"8,746,180"},{"v":1404360,"d":"1,404,360"},{"v":9053862.87,"d":"9,053,863"},0,{"v":367221.763,"d":"367,222"},{"v":215162,"d":"215,162"},{"v":302835658.318,"d":"302,835,658"},{"v":26124567.336,"d":"26,124,567"},{"v":19204402.856,"d":"19,204,403"},{"v":184065674.304,"d":"184,065,674"},{"v":144894551.35,"d":"144,894,551"},{"v":0.159037703679797,"d":"15.9%"},{"v":0.00157596113320181,"d":"0.2%"},{"v":0.370566389576885,"d":"37.1%"},{"v":0.387633987502554,"d":"38.8%"},{"v":0.0210364777876783,"d":"2.1%"},{"v":0.0265873479646722,"d":"2.7%"},{"v":0.00426908753849502,"d":"0.4%"},{"v":0.0275226673741489,"d":"2.8%"},{"v":0,"d":"0.0%"},{"v":0.00111631052741994,"d":"0.1%"},{"v":0.000654066915148299,"d":"0.1%"},{"v":0.920584419335006,"d":"92.1%"},{"v":0.0794155806649944,"d":"7.9%"},{"v":0.0583791028773161,"d":"5.8%"},{"v":0.559537779797124,"d":"56.0%"},{"v":0.440462220202876,"d":"44.0%"},{"v":41659398.869,"d":"41,659,399"},{"v":100602.738,"d":"100,603"},{"v":61804447.596,"d":"61,804,448"},0,0,{"v":3681741.039,"d":"3,681,741"},0,0,0,0,0,{"v":0.388446421965763,"d":"38.8%"},{"v":0.000938054188906961,"d":"0.1%"},{"v":0.576285716598428,"d":"57.6%"},{"v":0,"d":"0.0%"},{"v":0,"d":"0.0%"},{"v":0.0343298072469023,"d":"3.4%"},{"v":0,"d":"0.0%"},{"v":0,"d":"0.0%"},{"v":0,"d":"0.0%"},{"v":0,"d":"0.0%"},{"v":0,"d":"0.0%"}]

{"sheet":"NRL19","index":7,"n_rows":12,"n_cols":164,"rows_kept":12}
["Data Year","NERC region acronym","NERC region name","NERC region nameplate capacity (MW)","NERC region annual heat input from combustion (MMBtu)","NERC region ozone season heat input from combustion (MMBtu)","NERC region total annual heat input (MMBtu)","NERC region total ozone season heat input (MMBtu)","NERC region annual net generation (MWh)","NERC region ozone season net generation (MWh)","NERC region annual NOx emissions (tons)","NERC region ozone season NOx emissions (tons)","NERC region annual SO2 emissions (tons)","NERC region annual CO2 emissions (tons)","NERC region annual CH4 emissions (lbs)","NERC region annual N2O emissions (lbs)","NERC region annual CO2 equivalent emissions (tons)","NERC region annual Hg emissions (lbs)","NERC region annual NOx total output emission rate (lb/MWh)","NERC region ozone season NOx total output emission rate (lb/MWh)","NERC region annual SO2 total output emission rate (lb/MWh)","NERC region annual CO2 total output emission rate (lb/MWh)","NERC region annual CH4 total output emission rate (lb/MWh)","NERC region annual N2O total output emission rate (lb/MWh)","NERC region annual CO2 equivalent total output emission rate (lb/MWh)","NERC region annual Hg total output emission rate (lb/MWh)","NERC region annual NOx input emission rate (lb/MMBtu)","NERC region ozone season NOx input emission rate (lb/MMBtu)","NERC region annual SO2 input emission rate (lb/MMBtu)","NERC region annual CO2 input emission rate (lb/MMBtu)","NERC region annual CH4 input emission rate (lb/MMBtu)","NERC region annual N2O input emission rate (lb/MMBtu)","NERC region annual CO2 equivalent input emission rate (lb/MMBtu)","NERC region annual Hg input emission rate (lb/MMBtu)","NERC region annual NOx combustion output emission rate (lb/MWh)","NERC region ozone season NOx combustion output emission rate (lb/MWh)","NERC region annual SO2 combustion output emission rate (lb/MWh)","NERC region annual CO2 combustion output emission rate (lb/MWh)","NERC region annual CH4 combustion output emission rate (lb/GWh)","NERC region annual N2O combustion output emission rate (lb/MWh)","NERC region annual CO2 equivalent combustion output emission rate (lb/MWh)","NERC region annual Hg combustion output emission rate (lb/MWh)","NERC region annual NOx coal output emission rate (lb/MWh)","NERC region annual NOx oil output emission rate (lb/MWh)","NERC region annual NOx gas output emission rate (lb/MWh)","NERC region annual NOx fossil fuel output emission rate (lb/MWh)","NERC region ozone season NOx coal output emission rate (lb/MWh)","NERC region ozone season NOx oil output emission rate (lb/MWh)","NERC region ozone season NOx gas output emission rate (lb/MWh)","NERC region ozone season NOx fossil fuel output emission rate (lb/MWh)","NERC region annual SO2 coal output emission rate (lb/MWh)","NERC region annual SO2 oil output emission rate (lb/MWh)","NERC region annual SO2 gas output emission rate (lb/MWh)","NERC region annual SO2 fossil fuel output emission rate (lb/MWh)","NERC region annual CO2 coal output emission rate (lb/MWh)","NERC region annual CO2 oil output emission rate (lb/MWh)","NERC region annual CO2 gas output emission rate (lb/MWh)","NERC region annual CO2 fossil fuel output emission rate (lb/MWh)","NERC region annual CH4 coal output emission rate (lb/MWh)","NERC region annual CH4 oil output emission rate (lb/MWh)","NERC region annual CH4 gas output emission rate (lb/MWh)","NERC region annual CH4 fossil fuel output emission rate (lb/MWh)","NERC region annual N2O coal output emission rate (lb/MWh)","NERC region annual N2O oil output emission rate (lb/MWh)","NERC region annual N2O gas output emission rate (lb/MWh)","NERC region annual N2O fossil fuel output emission rate (lb/MWh)","NERC region annual CO2 equivalent coal output emission rate (lb/MWh)","NERC region annual CO2 equivalent oil output emission rate (lb/MWh)","NERC region annual CO2 equivalent gas output emission rate (lb/MWh)","NERC region annual CO2 equivalent fossil fuel output emission rate (lb/MWh)","NERC region annual Hg coal output emission rate (lb/MWh)","NERC region annual Hg fossil fuel output emission rate (lb/MWh)","NERC region annual NOx coal input emission rate (lb/MMBtu)","NERC region annual NOx oil input emission rate (lb/MMBtu)","NERC region annual NOx gas input emission rate (lb/MMBtu)","NERC region annual NOx fossil fuel input emission rate (lb/MMBtu)","NERC region ozone season NOx coal input emission rate (lb/MMBtu)","NERC region ozone season NOx oil input emission rate (lb/MMBtu)","NERC region ozone season NOx gas input emission rate (lb/MMBtu)","NERC region ozone season NOx fossil fuel input emission rate (lb/MMBtu)","NERC region annual SO2 coal input emission rate (lb/MMBtu)","NERC region annual SO2 oil input emission rate (lb/MMBtu)","NERC region annual SO2 gas input emission rate (lb/MMBtu)","NERC region annual SO2 fossil fuel input emission rate (lb/MMBtu)","NERC region annual CO2 coal input emission rate (lb/MMBtu)","NERC region annual CO2 oil input emission rate (lb/MMBtu)","NERC region annual CO2 gas input emission rate (lb/MMBtu)","NERC region annual CO2 fossil fuel input emission rate (lb/MMBtu)","NERC region annual CH4 coal input emission rate (lb/MMBtu)","NERC region annual CH4 oil input emission rate (lb/MMBtu)","NERC region annual CH4 gas input emission rate (lb/MMBtu)","NERC region annual CH4 fossil fuel input emission rate (lb/MMBtu)","NERC region annual N2O coal input emission rate (lb/MMBtu)","NERC region annual N2O oil input emission rate (lb/MMBtu)","NERC region annual N2O gas input emission rate (lb/MMBtu)","NERC region annual N2O fossil fuel input emission rate (lb/MMBtu)","NERC region annual CO2 equivalent coal input emission rate (lb/MMBtu)","NERC region annual CO2 equivalent oil input emission rate (lb/MMBtu)","NERC region annual CO2 equivalent gas input emission rate (lb/MMBtu)","NERC region annual CO2 equivalent fossil fuel input emission rate (lb/MMBtu)","NERC region annual Hg coal input emission rate (lb/BBtu)","NERC region annual Hg fossil fuel input emission rate (lb/MMBtu)","NERC region annual NOx non-baseload output emission rate (lb/MWh)","NERC region ozone season NOx non-baseload output emission rate (lb/MWh)","NERC region annual SO2 non-baseload output emission rate (lb/MWh) ","NERC region annual CO2 non-baseload output emission rate (lb/MWh) ","NERC region annual CH4 non-baseload output emission rate (lb/MWh)","NERC region annual N2O non-baseload output emission rate (lb/MWh)","NERC region annual CO2 equivalent non-baseload output emission rate (lb/MWh)","NERC region annual Hg non-baseload output emission rate (lb/MWh)","NERC region annual coal net generation (MWh)","NERC region annual oil net generation (MWh)","NERC region annual gas net generation (MWh)","NERC region annual nuclear net generation (MWh)","NERC region annual hydro net generation (MWh)","NERC region annual biomass net generation (MWh)","NERC region annual wind net generation (MWh)","NERC region annual solar net generation (MWh)","NERC region annual geothermal net generation (MWh)","NERC region annual other fossil net generation (MWh)","NERC region annual other unknown/ purchased fuel net generation (MWh)","NERC region annual total nonrenewables net generation (MWh)","NERC region annual total renewables net generation (MWh)","NERC region annual total nonhydro renewables net generation (MWh)","NERC region annual total combustion net generation (MWh)","NERC region annual total noncombustion net generation (MWh)","NERC region coal generation percent (resource mix)","NERC region oil generation percent (resource mix)","NERC region gas generation percent (resource mix)","NERC region nuclear generation percent (resource mix)","NERC region hydro generation percent (resource mix)","NERC region biomass generation percent (resource mix)","NERC region wind generation percent (resource mix)","NERC region solar generation percent (resource mix)","NERC region geothermal generation percent (resource mix)","NERC region other fossil generation percent (resource mix)","NERC region other unknown/ purchased fuel generation percent (resource mix)","NERC region total nonrenewables generation percent (resource mix)","NERC region total renewables generation percent (resource mix)","NERC region total nonhydro renewables generation percent (resource mix)","NERC region total combustion generation percent (resource mix)","NERC region total noncombustion generation percent (resource mix)","NERC region annual nonbaseload coal net generation (MWh)","NERC region annual nonbaseload oil net generation (MWh)","NERC region annual nonbaseload gas net generation (MWh)","NERC region annual nonbaseload nuclear net generation (MWh)","NERC region annual nonbaseload hydro net generation (MWh)","NERC region annual nonbaseload biomass net generation (MWh)","NERC region annual nonbaseload wind net generation (MWh)","NERC region annual nonbaseload solar net generation (MWh)","NERC region annual nonbaseload geothermal net generation (MWh)","NERC region annual nonbaseload other fossil net generation (MWh)","NERC region annual nonbaseload other unknown/ purchased fuel net generation (MWh)","NERC region nonbaseload coal generation percent (resource mix)","NERC region nonbaseload oil generation percent (resource mix)","NERC region nonbaseload gas generation percent (resource mix)","NERC region nonbaseload nuclear generation percent (resource mix)","NERC region nonbaseload hydro generation percent (resource mix)","NERC region nonbaseload biomass generation percent (resource mix)","NERC region nonbaseload wind generation percent (resource mix)","NERC region nonbaseload solar generation percent (resource mix)","NERC region nonbaseload geothermal generation percent (resource mix)","NERC region nonbaseload other fossil generation percent (resource mix)","NERC region nonbaseload other unknown/ purchased fuel generation percent (resource mix)"]
["YEAR","NERC","NERCNAME","NRNAMEPCAP","NRHTIAN","NRHTIOZ","NRHTIANT","NRHTIOZT","NRNGENAN","NRNGENOZ","NRNOXAN","NRNOXOZ","NRSO2AN","NRCO2AN","NRCH4AN","NRN2OAN","NRCO2EQA","NRHGAN","NRNOXRTA","NRNOXRTO","NRSO2RTA","NRCO2RTA","NRCH4RTA","NRN2ORTA","NRC2ERTA","NRHGRTA","NRNOXRA","NRNOXRO","NRSO2RA","NRCO2RA","NRCH4RA","NRN2ORA","NRC2ERA","NRHGRA","NRNOXCRT","NRNOXCRO","NRSO2CRT","NRCO2CRT","NRCH4CRT","NRN2OCRT","NRC2ECRT","NRHGCRT","NRCNOXRT","NRONOXRT","NRGNOXRT","NRFSNXRT","NRCNXORT","NRONXORT","NRGNXORT","NRFSNORT","NRCSO2RT","NROSO2RT","NRGSO2RT","NRFSS2RT","NRCCO2RT","NROCO2RT","NRGCO2RT","NRFSC2RT","NRCCH4RT","NROCH4RT","NRGCH4RT","NRFCH4RT","NRCN2ORT","NRON2ORT","NRGN2ORT","NRFN2ORT","NRCC2ERT","NROC2ERT","NRGC2ERT","NRFSC2ERT","NRCHGRT","NRFSHGRT","NRCNOXR","NRONOXR","NRGNOXR","NRFSNXR","NRCNXOR","NRONXOR","NRGNXOR","NRFSNOR","NRCSO2R","NROSO2R","NRGSO2R","NRFSS2R","NRCCO2R","NROCO2R","NRGCO2R","NRFSC2R","NRCCH4R","NROCH4R","NRGCH4R","NRFCH4R","NRCN2OR","NRON2OR","NRGN2OR","NRFN2OR","NRCC2ER","NROC2ER","NRGC2ER","NRFSC2ER","NRCHGR","NRFSHGR","NRNBNOX","NRNBNXO","NRNBSO2","NRNBCO2","NRNBCH4","NRNBN2O","NRNBC2E","NRNBHG","NRGENACL","NRGENAOL","NRGENAGS","NRGENANC","NRGENAHY","NRGENABM","NRGENAWI","NRGENAOP","NRGENAGT","NRGENAOF","SumOfPLGENAOP","NRGENATN","NRGENATR","NRGENATH","NRGENACY","NRGENACN","NRCLPR","NROLPR","NRGSPR","NRNCPR","NRHYPR","NRBMPR","NRWIPR","NRSOPR","NRGTPR","NROFPR","NROPPR","NRTNPR","NRTRPR","NRTHPR","NRCYPR","NRCNPR","NRNBGNCL","NRNBGNOL","NRNBGNGS","NRNBGNNC","NRNBGNHY","NRNBGNBM","NRNBGNWI","NRNBGNSO","NRNBGNGT","NRNBGNOF","NRNBGNOP","NRNBCLPR","NRNBOLPR","NRNBGSPR","NRNBNCPR","NRNBHYPR","NRNBBMPR","NRNBWIPR","NRNBSOPR","NRNBGTPR","NRNBOFPR","NRNBOPPR"]
[2019,"ASCC","Alaska Systems Coordinating Council",{"v":3266.9,"d":"3,267"},{"v":34266769.359,"d":"34,266,769"},{"v":13184295.671,"d":"13,184,296"},{"v":48117575.44,"d":"48,117,575"},{"v":19197608.674,"d":"19,197,609"},{"v":5085325.558,"d":"5,085,326"},{"v":2027188.389,"d":"2,027,188"},{"v":11295.543,"d":"11,296"},{"v":4493.17,"d":"4,493"},{"v":2132.993,"d":"2,133"},{"v":2562272.924,"d":"2,562,273"},{"v":466701.096,"d":"466,701"},{"v":65419.851,"d":"65,420"},{"v":2577854.249,"d":"2,577,854"},"--",4.442,4.433,0.839,{"v":1007.712,"d":"1,007.712"},0.092,0.013,{"v":1013.84,"d":"1,013.840"},"--",0.659,0.682,0.124,149.549,{"v":0.0136196409737536,"d":"0.014"},{"v":1.90913389921941E-3,"d":"0.002"},{"v":150.457968301172,"d":"150.458"},"--",{"v":6.4,"d":"6.400"},6.386,1.209,{"v":1451.742,"d":"1,451.742"},0.132,0.019,{"v":1460.57,"d":"1,460.570"},"--",2.068,17.211,3.008,6.339,2.035,{"v":17.34,"d":"17.340"},3.015,6.582,2.702,2.626,{"v":0.03,"d":"0.030"},1.202,{"v":2283.79,"d":"2,283.790"},{"v":1560.53,"d":"1,560.530"},{"v":1098.172,"d":"1,098.172"},{"v":1447.624,"d":"1,447.624"},0.2574,0.2806,0.0207,{"v":0.132,"d":"0.1320"},0.0375,{"v":0.04,"d":"0.0400"},0.0021,0.0185,{"v":2301.409,"d":"2,301.409"},{"v":1579.468,"d":"1,579.468"},{"v":1099.307,"d":"1,099.307"},{"v":1456.434,"d":"1,456.434"},"--","--",0.191,1.826,{"v":0.32,"d":"0.320"},0.655,0.186,1.834,{"v":0.32,"d":"0.320"},0.677,{"v":0.25,"d":"0.250"},0.279,0.003,0.124,211.407,165.563,116.889,149.524,0.0238,0.0298,0.0022,0.0136,0.0035,0.0042,0.0002,{"v":1.9E-3,"d":"0.0019"},213.038,167.572,{"v":117.01,"d":"117.010"},150.434,"--","--",7.162,7.527,1.165,{"v":1424.332,"d":"1,424.332"},0.128,0.018,{"v":1432.865,"d":"1,432.865"},"--",{"v":683055.02,"d":"683,055"},{"v":886336.188,"d":"886,336"},{"v":1963161.376,"d":"1,963,161"},0,{"v":1462049,"d":"1,462,049"},{"v":662.672,"d":"663"},{"v":93347.93,"d":"93,348"},0,0,0,{"v":-3287,"d":"(3,287)"},{"v":3529265.584,"d":"3,529,266"},{"v":1556059.602,"d":"1,556,060"},{"v":94010.602,"d":"94,011"},{"v":3529928.256,"d":"3,529,928"},{"v":1555396.93,"d":"1,555,397"},{"v":0.134232084315494,"d":"13.4%"},{"v":0.174180337507056,"d":"17.4%"},{"v":0.385795046712565,"d":"38.6%"},{"v":0,"d":"0.0%"},{"v":0.287317827839671,"d":"28.7%"},{"v":0.000130226469571246,"d":"0.0%"},{"v":0.0183444771556423,"d":"1.8%"},{"v":0,"d":"0.0%"},{"v":0,"d":"0.0%"},{"v":0,"d":"0.0%"},{"v":0,"d":"0.0%"},{"v":0.694009813515198,"d":"69.4%"},{"v":0.305990186484802,"d":"30.6%"},{"v":0.0184747036252135,"d":"1.8%"},{"v":0.69414012415921,"d":"69.4%"},{"v":0.30585987584079,"d":"30.6%"},{"v":396420.297970455,"d":"396,420"},{"v":799441.751025729,"d":"799,442"},{"v":1533448.79302008,"d":"1,533,449"},0,0,0,0,0,0,0,0,{"v":0.145245565975036,"d":"14.5%"},{"v":0.292909748028241,"d":"29.3%"},{"v":0.561844685996723,"d":"56.2%"},{"v":0,"d":"0.0%"},{"v":0,"d":"0.0%"},{"v":0,"d":"0.0%"},{"v":0,"d":"0.0%"},{"v":0,"d":"0.0%"},{"v":0,"d":"0.0%"},{"v":0,"d":"0.0%"},{"v":0,"d":"0.0%"}]
[2019,"HICC","Hawaiian Islands Coordinating Council",{"v":3072.8,"d":"3,073"},{"v":92296369.843,"d":"92,296,370"},{"v":40751889.637,"d":"40,751,890"},{"v":98194214.84,"d":"98,194,215"},{"v":43064351.639,"d":"43,064,352"},{"v":9418398.995,"d":"9,418,399"},{"v":4144335.998,"d":"4,144,336"},{"v":23441.745,"d":"23,442"},{"v":10941.914,"d":"10,942"},{"v":29959.373,"d":"29,959"},{"v":7558702.582,"d":"7,558,703"},{"v":1633493.009,"d":"1,633,493"},{"v":249132.892,"d":"249,133"},{"v":7616234.705,"d":"7,616,235"},"--",4.978,{"v":5.28,"d":"5.280"},6.362,{"v":1605.093,"d":"1,605.093"},0.173,0.026,{"v":1617.31,"d":"1,617.310"},"--",0.508,0.537,0.649,163.792,{"v":0.0176983451437867,"d":"0.018"},{"v":0.00269927075597649,"d":"0.003"},{"v":165.038662256284,"d":"165.039"},"--",5.354,{"v":5.68,"d":"5.680"},6.843,{"v":1726.501,"d":"1,726.501"},0.187,0.028,{"v":1739.643,"d":"1,739.643"},"--",0.986,6.339,{"v":0,"d":"0.000"},5.475,2.337,6.432,{"v":0,"d":"0.000"},5.804,4.952,7.528,{"v":0,"d":"0.000"},7.112,{"v":2321.874,"d":"2,321.874"},{"v":1632.134,"d":"1,632.134"},{"v":0,"d":"0.000"},{"v":1743.369,"d":"1,743.369"},0.2684,0.1063,{"v":0,"d":"0.0000"},0.1324,{"v":0.039,"d":"0.0390"},0.0183,{"v":0,"d":"0.0000"},0.0216,{"v":2340.194,"d":"2,340.194"},{"v":1640.242,"d":"1,640.242"},{"v":0,"d":"0.000"},{"v":1753.124,"d":"1,753.124"},"--","--",0.091,0.635,{"v":0,"d":"0.000"},{"v":0.54,"d":"0.540"},0.216,0.645,{"v":0,"d":"0.000"},0.575,0.455,0.754,{"v":0,"d":"0.000"},0.702,213.195,163.401,{"v":0,"d":"0.000"},172.031,0.0246,0.0106,{"v":0,"d":"0.0000"},0.0131,0.0036,{"v":1.8E-3,"d":"0.0018"},{"v":0,"d":"0.0000"},0.0021,214.877,164.213,{"v":0,"d":"0.000"},172.994,"--","--",{"v":6.36,"d":"6.360"},6.471,7.505,{"v":1688.23,"d":"1,688.230"},0.142,0.023,{"v":1698.607,"d":"1,698.607"},"--",{"v":1301945.987,"d":"1,301,946"},{"v":6863990.975,"d":"6,863,991"},0,0,{"v":94542,"d":"94,542"},{"v":413470.023,"d":"413,470"},{"v":529310,"d":"529,310"},{"v":38455,"d":"38,455"},0,{"v":5624.437,"d":"5,624"},{"v":171060.17,"d":"171,060"},{"v":8342621.569,"d":"8,342,622"},{"v":1075777.023,"d":"1,075,777"},{"v":981235.023,"d":"981,235"},{"v":8756091.592,"d":"8,756,092"},{"v":662307,"d":"662,307"},{"v":0.138234326598353,"d":"13.8%"},{"v":0.728785356443746,"d":"72.9%"},{"v":0,"d":"0.0%"},{"v":0,"d":"0.0%"},{"v":0.0100380122030835,"d":"1.0%"},{"v":0.0439002468372067,"d":"4.4%"},{"v":0.0561995752069356,"d":"5.6%"},{"v":0.00408296586987343,"d":"0.4%"},{"v":0,"d":"0.0%"},{"v":0.000597175511851601,"d":"0.1%"},{"v":0.0181623413289494,"d":"1.8%"},{"v":0.885779199882901,"d":"88.6%"},{"v":0.114220800117099,"d":"11.4%"},{"v":0.104182787914016,"d":"10.4%"},{"v":0.929679446720108,"d":"93.0%"},{"v":0.0703205532798925,"d":"7.0%"},{"v":130006.715454446,"d":"130,007"},{"v":4301472.87559902,"d":"4,301,473"},0,0,0,{"v":224843.252646396,"d":"224,843"},0,0,0,0,0,{"v":0.0279204685367445,"d":"2.8%"},{"v":0.923791803100388,"d":"92.4%"},{"v":0,"d":"0.0%"},{"v":0,"d":"0.0%"},{"v":0,"d":"0.0%"},{"v":0.048287728362868,"d":"4.8%"},{"v":0,"d":"0.0%"},{"v":0,"d":"0.0%"},{"v":0,"d":"0.0%"},{"v":0,"d":"0.0%"},{"v":0,"d":"0.0%"}]
[2019,"MRO","Midwest Reliability Organization",{"v":183297.1,"d":"183,297"},{"v":2594248654.419,"d":"2,594,248,654"},{"v":1208990050.342,"d":"1,208,990,050"},{"v":4274199824.179,"d":"4,274,199,824"},{"v":1863377148.288,"d":"1,863,377,148"},{"v":448028439.951,"d":"448,028,440"},{"v":193752375.738,"d":"193,752,376"},{"v":160436.129,"d":"160,436"},{"v":73074.315,"d":"73,074"},{"v":175211.539,"d":"175,212"},{"v":231690594.484,"d":"231,690,594"},{"v":44925138.608,"d":"44,925,139"},{"v":6473817.658,"d":"6,473,818"},{"v":233216489.439,"d":"233,216,489"},"--",0.716,0.754,0.782,{"v":1034.267,"d":"1,034.267"},{"v":0.1,"d":"0.100"},0.014,{"v":1041.079,"d":"1,041.079"},"--",0.124,0.121,0.135,178.619,{"v":0.0173172060941326,"d":"0.017"},{"v":2.49544994346344E-3,"d":"0.002"},{"v":179.795016211528,"d":"179.795"},"--",1.207,1.272,1.319,{"v":1743.778,"d":"1,743.778"},0.169,0.024,{"v":1755.262,"d":"1,755.262"},"--",1.487,5.497,0.626,1.185,1.486,{"v":4.03,"d":"4.030"},0.668,1.169,2.032,3.057,{"v":0.02,"d":"0.020"},1.313,{"v":2191.891,"d":"2,191.891"},{"v":1461.954,"d":"1,461.954"},{"v":1015.335,"d":"1,015.335"},{"v":1769.652,"d":"1,769.652"},0.2499,0.1008,0.0191,{"v":0.167,"d":"0.1670"},0.0363,{"v":0.016,"d":"0.0160"},{"v":2E-3,"d":"0.0020"},{"v":0.024,"d":"0.0240"},{"v":2208.969,"d":"2,208.969"},{"v":1469.254,"d":"1,469.254"},{"v":1016.395,"d":"1,016.395"},{"v":1780.973,"d":"1,780.973"},"--","--",0.142,0.607,0.073,0.121,{"v":0.14,"d":"0.140"},0.521,0.076,0.119,0.194,0.338,{"v":2E-3,"d":"0.002"},0.134,208.805,161.479,119.036,{"v":180.78,"d":"180.780"},0.0238,0.0111,0.0022,0.0171,0.0035,{"v":1.8E-3,"d":"0.0018"},0.0002,0.0025,210.432,162.286,{"v":119.16,"d":"119.160"},181.936,"--","--",1.249,1.228,1.226,{"v":1710.466,"d":"1,710.466"},0.156,0.022,{"v":1721.044,"d":"1,721.044"},"--",{"v":162123869.985,"d":"162,123,870"},{"v":547341.87,"d":"547,342"},{"v":98108244.428,"d":"98,108,244"},{"v":35539597,"d":"35,539,597"},{"v":24351886.49,"d":"24,351,886"},{"v":4068435.865,"d":"4,068,436"},{"v":120541294.39,"d":"120,541,294"},{"v":1861590,"d":"1,861,590"},0,{"v":434991.042,"d":"434,991"},{"v":451184.131,"d":"451,184"},{"v":297205228.456,"d":"297,205,228"},{"v":150823206.745,"d":"150,823,207"},{"v":126471320.255,"d":"126,471,320"},{"v":265734067.321,"d":"265,734,067"},{"v":182294367.88,"d":"182,294,368"},{"v":0.361860670544864,"d":"36.2%"},{"v":1.22166770453854E-3,"d":"0.1%"},{"v":0.218977718197698,"d":"21.9%"},{"v":0.0793244227546758,"d":"7.9%"},{"v":0.0543534395960269,"d":"5.4%"},{"v":0.00908075368737426,"d":"0.9%"},{"v":0.269048312382051,"d":"26.9%"},{"v":0.0041550710931212,"d":"0.4%"},{"v":0,"d":"0.0%"},{"v":0.000970900522876074,"d":"0.1%"},{"v":1.00704351677497E-3,"d":"0.1%"},{"v":0.663362423241427,"d":"66.3%"},{"v":0.336637576758573,"d":"33.7%"},{"v":0.282284137162546,"d":"28.2%"},{"v":0.593118754174125,"d":"59.3%"},{"v":0.406881245825875,"d":"40.7%"},{"v":85399845.0832096,"d":"85,399,845"},{"v":389934.355539109,"d":"389,934"},{"v":60660118.8429491,"d":"60,660,119"},0,0,{"v":2030789.04288629,"d":"2,030,789"},0,0,0,{"v":69739.5929781836,"d":"69,740"},0,{"v":0.574887914193623,"d":"57.5%"},{"v":0.00262492921515131,"d":"0.3%"},{"v":0.408346984264221,"d":"40.8%"},{"v":0,"d":"0.0%"},{"v":0,"d":"0.0%"},{"v":0.0136707048577738,"d":"1.4%"},{"v":0,"d":"0.0%"},{"v":0,"d":"0.0%"},{"v":0,"d":"0.0%"},{"v":0.000469467469231074,"d":"0.0%"},{"v":0,"d":"0.0%"}]
[2019,"NA","No NERC region",{"v":885.3,"d":"885"},{"v":8016160.578,"d":"8,016,161"},{"v":2794350.032,"d":"2,794,350"},{"v":11936519.577,"d":"11,936,520"},{"v":4479770.033,"d":"4,479,770"},{"v":1314516.36,"d":"1,314,516"},{"v":527110.203,"d":"527,110"},{"v":9703.761,"d":"9,704"},{"v":3726.357,"d":"3,726"},{"v":46.008,"d":"46"},{"v":379953.313,"d":"379,953"},{"v":70914.685,"d":"70,915"},{"v":9140.367,"d":"9,140"},{"v":382201.661,"d":"382,202"},"--",14.764,14.139,{"v":0.07,"d":"0.070"},578.088,0.054,0.007,581.509,"--",2.421,2.667,0.011,94.797,{"v":0.00884646512628779,"d":"0.009"},{"v":0.0011402425027619,"d":"0.001"},{"v":95.3577856334205,"d":"95.358"},"--",22.198,21.258,0.105,869.187,0.081,{"v":0.01,"d":"0.010"},{"v":874.33,"d":"874.330"},"--",{"v":0,"d":"0.000"},31.012,24.145,24.263,{"v":0,"d":"0.000"},31.165,24.145,24.274,{"v":0,"d":"0.000"},{"v":2.76,"d":"2.760"},0.028,0.075,{"v":0,"d":"0.000"},{"v":1554.286,"d":"1,554.286"},{"v":1020.646,"d":"1,020.646"},{"v":1029.815,"d":"1,029.815"},{"v":0,"d":"0.0000"},0.0629,0.0193,{"v":0.02,"d":"0.0200"},{"v":0,"d":"0.0000"},0.0126,{"v":1.9E-3,"d":"0.0019"},0.0021,{"v":0,"d":"0.000"},{"v":1559.611,"d":"1,559.611"},{"v":1021.701,"d":"1,021.701"},{"v":1030.944,"d":"1,030.944"},"--","--",{"v":0,"d":"0.000"},3.259,2.765,2.774,{"v":0,"d":"0.000"},3.259,2.765,2.775,{"v":0,"d":"0.000"},{"v":0.29,"d":"0.290"},0.003,0.009,{"v":0,"d":"0.000"},163.326,116.889,117.757,{"v":0,"d":"0.0000"},{"v":6.6E-3,"d":"0.0066"},0.0022,{"v":2.3E-3,"d":"0.0023"},{"v":0,"d":"0.0000"},0.0013,0.0002,0.0002,{"v":0,"d":"0.000"},163.885,{"v":117.01,"d":"117.010"},117.886,"--","--",22.516,22.431,0.132,833.358,0.064,0.008,837.474,"--",0,{"v":12437.36,"d":"12,437"},{"v":723828.539,"d":"723,829"},0,{"v":161317,"d":"161,317"},{"v":138977.461,"d":"138,977"},{"v":49243,"d":"49,243"},{"v":229683.14,"d":"229,683"},0,0,{"v":-970,"d":"(970)"},{"v":735295.899,"d":"735,296"},{"v":579220.601,"d":"579,221"},{"v":417903.601,"d":"417,904"},{"v":874273.36,"d":"874,273"},{"v":440243.14,"d":"440,243"},{"v":0,"d":"0.0%"},{"v":0.00945457060942853,"d":"0.9%"},{"v":0.550236387070487,"d":"55.0%"},{"v":0,"d":"0.0%"},{"v":0.122629156589596,"d":"12.3%"},{"v":0.105647196683508,"d":"10.6%"},{"v":0.0374332993915179,"d":"3.7%"},{"v":0.174599389655462,"d":"17.5%"},{"v":0,"d":"0.0%"},{"v":0,"d":"0.0%"},{"v":0,"d":"0.0%"},{"v":0.55936604751633,"d":"55.9%"},{"v":0.44063395248367,"d":"44.1%"},{"v":0.317679885730488,"d":"31.8%"},{"v":0.665091202734998,"d":"66.5%"},{"v":0.334908797265002,"d":"33.5%"},0,{"v":12655,"d":"12,655"},{"v":382173.733716744,"d":"382,174"},0,0,{"v":97007.2955396499,"d":"97,007"},0,0,0,0,0,{"v":0,"d":"0.0%"},{"v":0.0257301198920565,"d":"2.6%"},{"v":0.777034846947979,"d":"77.7%"},{"v":0,"d":"0.0%"},{"v":0,"d":"0.0%"},{"v":0.197235033159964,"d":"19.7%"},{"v":0,"d":"0.0%"},{"v":0,"d":"0.0%"},{"v":0,"d":"0.0%"},{"v":0,"d":"0.0%"},{"v":0,"d":"0.0%"}]
[2019,"NPCC","Northeast Power Coordinating Council",{"v":103001.9,"d":"103,002"},{"v":892141729.29,"d":"892,141,729"},{"v":411484364.943,"d":"411,484,365"},{"v":2104421273.369,"d":"2,104,421,273"},{"v":910437042.518,"d":"910,437,043"},{"v":231592734.1,"d":"231,592,734"},{"v":101071179.457,"d":"101,071,179"},{"v":30657.844,"d":"30,658"},{"v":13434.023,"d":"13,434"},{"v":8238.427,"d":"8,238"},{"v":49230129.922,"d":"49,230,130"},{"v":11325878.416,"d":"11,325,878"},{"v":1469418.054,"d":"1,469,418"},{"v":49577513.508,"d":"49,577,514"},"--",0.265,0.266,0.071,425.144,0.049,0.006,428.144,"--",0.069,0.065,0.018,110.364,{"v":0.0126951559871698,"d":"0.013"},{"v":0.00164706795541267,"d":"0.002"},{"v":111.142684800667,"d":"111.143"},"--",0.562,0.564,0.151,902.579,0.104,0.013,908.948,"--",2.645,3.643,0.271,0.315,3.306,2.807,0.273,0.308,4.099,1.303,{"v":0.02,"d":"0.020"},{"v":0.06,"d":"0.060"},{"v":2290.05,"d":"2,290.050"},{"v":1160.643,"d":"1,160.643"},880.176,892.824,0.2728,0.0522,0.0171,0.0193,0.0397,0.0102,{"v":1.8E-3,"d":"0.0018"},0.0021,{"v":2308.703,"d":"2,308.703"},{"v":1164.982,"d":"1,164.982"},881.127,893.934,"--","--",0.237,0.404,0.036,0.042,{"v":0.26,"d":"0.260"},0.291,0.037,0.041,0.367,0.144,0.003,0.008,205.169,128.571,{"v":118.59,"d":"118.590"},119.644,0.0244,0.0058,{"v":2.3E-3,"d":"0.0023"},0.0026,0.0036,0.0011,0.0002,0.0003,{"v":206.84,"d":"206.840"},129.052,118.718,119.793,"--","--",0.485,0.449,0.144,929.144,0.064,0.008,933.018,"--",{"v":889072.104,"d":"889,072"},{"v":695097.633,"d":"695,098"},{"v":96865099.142,"d":"96,865,099"},{"v":74682543,"d":"74,682,543"},{"v":37570191.62,"d":"37,570,192"},{"v":10410359.542,"d":"10,410,360"},{"v":8189922.92,"d":"8,189,923"},{"v":2062437.84,"d":"2,062,438"},0,{"v":151095.671,"d":"151,096"},{"v":76915,"d":"76,915"},{"v":173359822.55,"d":"173,359,823"},{"v":58232911.922,"d":"58,232,912"},{"v":20662720.302,"d":"20,662,720"},{"v":109087639.092,"d":"109,087,639"},{"v":122505095.38,"d":"122,505,095"},{"v":0.00383894644202446,"d":"0.4%"},{"v":0.0030013792729065,"d":"0.3%"},{"v":0.418256208955947,"d":"41.8%"},{"v":0.322473600781415,"d":"32.2%"},{"v":0.162225260242533,"d":"16.2%"},{"v":0.044951149118448,"d":"4.5%"},{"v":0.0353634708734361,"d":"3.5%"},{"v":8.90545139381025E-3,"d":"0.9%"},{"v":0,"d":"0.0%"},{"v":0.000652419737365585,"d":"0.1%"},{"v":0.000332113182114092,"d":"0.0%"},{"v":0.748554668371773,"d":"74.9%"},{"v":0.251445331628227,"d":"25.1%"},{"v":0.0892200713856943,"d":"8.9%"},{"v":0.471032216708806,"d":"47.1%"},{"v":0.528967783291194,"d":"52.9%"},{"v":729038,"d":"729,038"},{"v":674422.302175178,"d":"674,422"},{"v":56156976.6185721,"d":"56,156,977"},0,0,{"v":3109077.97461112,"d":"3,109,078"},0,0,0,0,0,{"v":0.0120165457274124,"d":"1.2%"},{"v":0.0111163292361643,"d":"1.1%"},{"v":0.925620992939049,"d":"92.6%"},{"v":0,"d":"0.0%"},{"v":0,"d":"0.0%"},{"v":0.0512461320973738,"d":"5.1%"},{"v":0,"d":"0.0%"},{"v":0,"d":"0.0%"},{"v":0,"d":"0.0%"},{"v":0,"d":"0.0%"},{"v":0,"d":"0.0%"}]
[2019,"PR","Puerto Rico",{"v":6441.6,"d":"6,442"},{"v":179724865.068,"d":"179,724,865"},{"v":80998601.9,"d":"80,998,602"},{"v":183395878.068,"d":"183,395,878"},{"v":82676825.9,"d":"82,676,826"},{"v":18166187.703,"d":"18,166,188"},{"v":8096637.002,"d":"8,096,637"},{"v":31972.072,"d":"31,972"},{"v":15925.092,"d":"15,925"},{"v":29425.657,"d":"29,426"},{"v":13963513.632,"d":"13,963,514"},{"v":1523991.242,"d":"1,523,991"},{"v":239832.584,"d":"239,833"},{"v":14018298.579,"d":"14,018,299"},"--",{"v":3.52,"d":"3.520"},3.934,{"v":3.24,"d":"3.240"},{"v":1537.308,"d":"1,537.308"},0.084,0.013,{"v":1543.34,"d":"1,543.340"},"--",0.356,0.393,0.327,155.388,{"v":0.00847957928038165,"d":"0.008"},{"v":0.00133444297709868,"d":"0.001"},{"v":155.997319276841,"d":"155.997"},"--",3.605,4.029,3.318,{"v":1574.448,"d":"1,574.448"},0.086,0.014,{"v":1580.625,"d":"1,580.625"},"--",2.452,5.764,2.126,3.591,2.445,6.467,2.154,4.016,2.223,7.411,0.057,3.318,{"v":2161.105,"d":"2,161.105"},{"v":1677.694,"d":"1,677.694"},{"v":1197.522,"d":"1,197.522"},{"v":1574.22,"d":"1,574.220"},0.2545,{"v":0.068,"d":"0.0680"},0.0218,0.0859,{"v":0.037,"d":"0.0370"},0.0136,0.0022,0.0135,{"v":2178.5,"d":"2,178.500"},{"v":1683.445,"d":"1,683.445"},{"v":1198.721,"d":"1,198.721"},{"v":1580.397,"d":"1,580.397"},"--","--",0.234,0.561,0.216,0.354,0.234,0.615,0.218,0.392,0.212,0.721,0.006,0.327,205.912,{"v":163.24,"d":"163.240"},121.928,155.384,0.0243,{"v":6.6E-3,"d":"0.0066"},0.0022,0.0085,0.0035,0.0013,0.0002,0.0013,207.569,163.799,122.051,155.994,"--","--",{"v":4.45,"d":"4.450"},5.125,4.993,{"v":1587.907,"d":"1,587.907"},0.055,{"v":0.01,"d":"0.010"},{"v":1592.279,"d":"1,592.279"},"--",{"v":3532311,"d":"3,532,311"},{"v":6848525.688,"d":"6,848,526"},{"v":7359675,"d":"7,359,675"},0,0,0,{"v":156110,"d":"156,110"},{"v":272410.6,"d":"272,411"},0,0,{"v":-2845,"d":"(2,845)"},{"v":17737666.688,"d":"17,737,667"},{"v":428520.6,"d":"428,521"},{"v":428520.6,"d":"428,521"},{"v":17737666.688,"d":"17,737,667"},{"v":428520.6,"d":"428,521"},{"v":0.194413821496314,"d":"19.4%"},{"v":0.376933981922813,"d":"37.7%"},{"v":0.405066977885267,"d":"40.5%"},{"v":0,"d":"0.0%"},{"v":0,"d":"0.0%"},{"v":0,"d":"0.0%"},{"v":0.00859209216679664,"d":"0.9%"},{"v":0.014993126528809,"d":"1.5%"},{"v":0,"d":"0.0%"},{"v":0,"d":"0.0%"},{"v":0,"d":"0.0%"},{"v":0.976411087631852,"d":"97.6%"},{"v":0.0235889123681482,"d":"2.4%"},{"v":0.0235852186956056,"d":"2.4%"},{"v":0.976411087631852,"d":"97.6%"},{"v":0.0235889123681482,"d":"2.4%"},{"v":55041.1474315067,"d":"55,041"},{"v":6312911.95106537,"d":"6,312,912"},{"v":3231008.11201572,"d":"3,231,008"},0,0,0,0,0,0,0,0,{"v":0.00573407332568723,"d":"0.6%"},{"v":0.657666159141428,"d":"65.8%"},{"v":0.336599767532885,"d":"33.7%"},{"v":0,"d":"0.0%"},{"v":0,"d":"0.0%"},{"v":0,"d":"0.0%"},{"v":0,"d":"0.0%"},{"v":0,"d":"0.0%"},{"v":0,"d":"0.0%"},{"v":0,"d":"0.0%"},{"v":0,"d":"0.0%"}]
[2019,"RFC","Reliability First Corporation",{"v":331072.3,"d":"331,072"},{"v":5376715376.397,"d":"5,376,715,376"},{"v":2418323485.618,"d":"2,418,323,486"},{"v":8640640209.337,"d":"8,640,640,209"},{"v":3778984014.563,"d":"3,778,984,015"},{"v":918956653.25,"d":"918,956,653"},{"v":396600622.331,"d":"396,600,622"},{"v":298601.579,"d":"298,602"},{"v":102171.09,"d":"102,171"},{"v":286541.206,"d":"286,541"},{"v":443225590.67,"d":"443,225,591"},{"v":79430159.017,"d":"79,430,159"},{"v":11266924.506,"d":"11,266,925"},{"v":445894511.886,"d":"445,894,512"},"--",{"v":0.65,"d":"0.650"},0.515,0.624,964.628,0.086,0.012,970.436,"--",0.111,0.084,0.107,164.869,{"v":0.0147729893543718,"d":"0.015"},{"v":0.00209550324264144,"d":"0.002"},{"v":165.861304038302,"d":"165.861"},"--",0.992,0.787,0.952,{"v":1472.559,"d":"1,472.559"},0.132,0.019,{"v":1481.426,"d":"1,481.426"},"--",1.716,2.302,{"v":0.27,"d":"0.270"},0.961,1.258,1.695,{"v":0.29,"d":"0.290"},0.743,2.001,1.744,0.013,0.958,{"v":2178.764,"d":"2,178.764"},{"v":1557.835,"d":"1,557.835"},871.764,{"v":1490.055,"d":"1,490.055"},0.2475,0.0422,0.0165,0.1254,{"v":0.036,"d":"0.0360"},0.0067,0.0017,0.0179,{"v":2195.679,"d":"2,195.679"},{"v":1560.896,"d":"1,560.896"},872.666,{"v":1498.507,"d":"1,498.507"},"--","--",0.162,0.223,0.037,0.108,0.116,0.167,0.038,0.082,0.189,0.169,{"v":2E-3,"d":"0.002"},0.108,206.123,150.786,118.754,167.859,0.0234,0.0041,0.0022,0.0141,0.0034,0.0007,0.0002,{"v":2E-3,"d":"0.0020"},207.723,151.083,118.877,168.811,"--","--",1.239,0.968,1.206,{"v":1656.655,"d":"1,656.655"},0.153,0.022,{"v":1667.004,"d":"1,667.004"},"--",{"v":270376325.253,"d":"270,376,325"},{"v":2492721.919,"d":"2,492,722"},{"v":313274732.705,"d":"313,274,733"},{"v":275202238,"d":"275,202,238"},{"v":8851745.6,"d":"8,851,746"},{"v":9807179.029,"d":"9,807,179"},{"v":30267215.14,"d":"30,267,215"},{"v":2655277.2,"d":"2,655,277"},0,{"v":5714410.741,"d":"5,714,411"},{"v":314806.857,"d":"314,807"},{"v":867375235.475,"d":"867,375,235"},{"v":51581416.969,"d":"51,581,417"},{"v":42729671.369,"d":"42,729,671"},{"v":601980176.504,"d":"601,980,177"},{"v":316976475.94,"d":"316,976,476"},{"v":0.29422097825172,"d":"29.4%"},{"v":2.71255658509083E-3,"d":"0.3%"},{"v":0.34090262241623,"d":"34.1%"},{"v":0.299472491186705,"d":"29.9%"},{"v":0.00963238644223146,"d":"1.0%"},{"v":0.0106720801279554,"d":"1.1%"},{"v":0.0329364993000521,"d":"3.3%"},{"v":0.00288944771544794,"d":"0.3%"},{"v":0,"d":"0.0%"},{"v":0.00621836810887903,"d":"0.6%"},{"v":3.42569865687091E-4,"d":"0.0%"},{"v":0.943869586414313,"d":"94.4%"},{"v":0.0561304135856869,"d":"5.6%"},{"v":0.0464980271434554,"d":"4.6%"},{"v":0.655069175355563,"d":"65.5%"},{"v":0.344930824644437,"d":"34.5%"},{"v":146384004.148254,"d":"146,384,004"},{"v":2983246.72253107,"d":"2,983,247"},{"v":109528501.32569,"d":"109,528,501"},0,0,{"v":3034884.54356651,"d":"3,034,885"},0,0,0,{"v":218687.597582341,"d":"218,688"},0,{"v":0.558399318854339,"d":"55.8%"},{"v":0.0113799519799217,"d":"1.1%"},{"v":0.417809588494789,"d":"41.8%"},{"v":0,"d":"0.0%"},{"v":0,"d":"0.0%"},{"v":0.0115769306338469,"d":"1.2%"},{"v":0,"d":"0.0%"},{"v":0,"d":"0.0%"},{"v":0,"d":"0.0%"},{"v":0.000834210037103477,"d":"0.1%"},{"v":0,"d":"0.0%"}]
[2019,"SERC","SERC Reliability Corporation",{"v":497290.100000001,"d":"497,290"},{"v":8160609160.622,"d":"8,160,609,161"},{"v":3958383513.917,"d":"3,958,383,514"},{"v":12174008976.092,"d":"12,174,008,976"},{"v":5656794868.709,"d":"5,656,794,869"},{"v":1354550826.478,"d":"1,354,550,826"},{"v":625332711.798,"d":"625,332,712"},{"v":322755.419,"d":"322,755"},{"v":146544.367,"d":"146,544"},{"v":369258.453,"d":"369,258"},{"v":617522276.566,"d":"617,522,277"},{"v":97692128.99,"d":"97,692,129"},{"v":13900319.401,"d":"13,900,319"},{"v":620772791.836,"d":"620,772,792"},"--",0.477,0.469,0.545,911.774,0.072,{"v":0.01,"d":"0.010"},916.574,"--",0.079,0.074,{"v":0.09,"d":"0.090"},151.342,{"v":0.0119711809580835,"d":"0.012"},{"v":1.70334335677712E-3,"d":"0.002"},{"v":152.13883660339,"d":"152.139"},"--",0.669,0.658,0.765,{"v":1279.967,"d":"1,279.967"},0.101,0.014,{"v":1286.704,"d":"1,286.704"},"--",1.233,0.921,0.291,0.639,1.113,0.697,0.312,0.607,1.877,8.432,0.018,0.733,{"v":2073.61,"d":"2,073.610"},{"v":1312.976,"d":"1,312.976"},876.058,{"v":1316.588,"d":"1,316.588"},0.2207,0.1762,0.0184,{"v":0.093,"d":"0.0930"},{"v":0.032,"d":"0.0320"},0.0274,{"v":2E-3,"d":"0.0020"},0.0131,{"v":2088.677,"d":"2,088.677"},{"v":1325.539,"d":"1,325.539"},877.091,{"v":1322.804,"d":"1,322.804"},"--","--",0.118,0.145,{"v":0.04,"d":"0.040"},0.075,0.106,0.126,0.041,{"v":0.07,"d":"0.070"},{"v":0.18,"d":"0.180"},1.324,{"v":2E-3,"d":"0.002"},0.087,198.545,{"v":206.2,"d":"206.200"},119.379,155.447,0.0211,0.0277,0.0025,{"v":0.011,"d":"0.0110"},0.0031,{"v":4.3E-3,"d":"0.0043"},0.0003,{"v":1.5E-3,"d":"0.0015"},199.988,208.173,119.519,156.181,"--","--",0.716,0.706,0.759,{"v":1327.866,"d":"1,327.866"},0.101,0.014,{"v":1334.596,"d":"1,334.596"},"--",{"v":297504137.918,"d":"297,504,138"},{"v":5786253.761,"d":"5,786,254"},{"v":626881745.425,"d":"626,881,745"},{"v":325734626,"d":"325,734,626"},{"v":41906940.46,"d":"41,906,940"},{"v":29323777.593,"d":"29,323,778"},{"v":5676323.87,"d":"5,676,324"},{"v":16329506.99,"d":"16,329,507"},0,{"v":2896916.265,"d":"2,896,916"},{"v":2510597.968,"d":"2,510,598"},{"v":1261314277.337,"d":"1,261,314,277"},{"v":93236548.913,"d":"93,236,549"},{"v":51329608.453,"d":"51,329,608"},{"v":964903428.93,"d":"964,903,429"},{"v":389647397.32,"d":"389,647,397"},{"v":0.219633056325855,"d":"22.0%"},{"v":4.27171402421194E-3,"d":"0.4%"},{"v":0.462796768697479,"d":"46.3%"},{"v":0.2404742736024,"d":"24.0%"},{"v":0.0309378870455656,"d":"3.1%"},{"v":0.021648340560377,"d":"2.2%"},{"v":0.00419055805068208,"d":"0.4%"},{"v":0.012055292923343,"d":"1.2%"},{"v":0,"d":"0.0%"},{"v":0.00213865453319308,"d":"0.2%"},{"v":1.85345423689302E-3,"d":"0.2%"},{"v":0.931167921420032,"d":"93.1%"},{"v":0.0688320785799676,"d":"6.9%"},{"v":0.037894191534402,"d":"3.8%"},{"v":0.712341988378009,"d":"71.2%"},{"v":0.287658011621991,"d":"28.8%"},{"v":201679261.360392,"d":"201,679,261"},{"v":3626136.8285329,"d":"3,626,137"},{"v":320788331.43149,"d":"320,788,331"},0,0,{"v":11690876.2391855,"d":"11,690,876"},0,0,0,{"v":58427.7364379659,"d":"58,428"},0,{"v":0.374977918765549,"d":"37.5%"},{"v":0.00674199831926504,"d":"0.7%"},{"v":0.596434854397365,"d":"59.6%"},{"v":0,"d":"0.0%"},{"v":0,"d":"0.0%"},{"v":0.0217365950824349,"d":"2.2%"},{"v":0,"d":"0.0%"},{"v":0,"d":"0.0%"},{"v":0,"d":"0.0%"},{"v":1.08633435386001E-4,"d":"0.0%"},{"v":0,"d":"0.0%"}]
[2019,"TRE","Texas Regional Entity",{"v":176843.5,"d":"176,844"},{"v":2411103405.995,"d":"2,411,103,406"},{"v":1228302902.468,"d":"1,228,302,902"},{"v":3570035840.596,"d":"3,570,035,841"},{"v":1708421754.511,"d":"1,708,421,755"},{"v":414237428.769,"d":"414,237,429"},{"v":197550258.176,"d":"197,550,258"},{"v":107041.116,"d":"107,041"},{"v":52636.945,"d":"52,637"},{"v":118938.08,"d":"118,938"},{"v":180169480.053,"d":"180,169,480"},{"v":23678753.226,"d":"23,678,753"},{"v":3293400.788,"d":"3,293,401"},{"v":180952866.06,"d":"180,952,866"},"--",0.517,0.533,0.574,869.885,0.057,0.008,873.667,"--",0.089,0.086,0.099,{"v":149.45,"d":"149.450"},{"v":0.00982071244523351,"d":"0.010"},{"v":0.00136593095916635,"d":"0.001"},{"v":150.099631239437,"d":"150.100"},"--",0.734,0.757,0.816,{"v":1236.261,"d":"1,236.261"},0.081,0.011,{"v":1241.636,"d":"1,241.636"},"--",{"v":1.22,"d":"1.220"},{"v":3.91,"d":"3.910"},0.556,0.733,1.203,3.799,0.553,0.716,{"v":2.94,"d":"2.940"},10.491,0.007,{"v":0.82,"d":"0.820"},{"v":2225.637,"d":"2,225.637"},{"v":2295.324,"d":"2,295.324"},{"v":877.79,"d":"877.790"},{"v":1243.403,"d":"1,243.403"},0.2542,0.0572,0.0161,0.0814,{"v":0.037,"d":"0.0370"},0.0098,0.0016,0.0113,{"v":2243.004,"d":"2,243.004"},{"v":2299.664,"d":"2,299.664"},878.673,{"v":1248.809,"d":"1,248.809"},"--","--",0.114,0.286,0.075,0.089,0.112,0.283,0.073,0.085,0.274,0.767,{"v":1E-3,"d":"0.001"},0.099,{"v":207.42,"d":"207.420"},167.706,118.576,150.256,0.0237,0.0042,0.0022,0.0098,0.0034,0.0007,0.0002,{"v":1.4E-3,"d":"0.0014"},209.039,168.023,118.695,{"v":150.91,"d":"150.910"},"--","--",{"v":0.86,"d":"0.860"},0.832,0.913,{"v":1282.966,"d":"1,282.966"},0.084,0.012,{"v":1288.52,"d":"1,288.520"},"--",{"v":77838830.33,"d":"77,838,830"},{"v":139258.642,"d":"139,259"},{"v":210003516.706,"d":"210,003,517"},{"v":41298007,"d":"41,298,007"},{"v":1072289.86,"d":"1,072,290"},{"v":851466.298,"d":"851,466"},{"v":76062549,"d":"76,062,549"},{"v":4329779,"d":"4,329,779"},0,{"v":2132924.058,"d":"2,132,924"},{"v":508807.92,"d":"508,808"},{"v":331921344.656,"d":"331,921,345"},{"v":82316084.158,"d":"82,316,084"},{"v":81243794.298,"d":"81,243,794"},{"v":291474803.954,"d":"291,474,804"},{"v":122762624.86,"d":"122,762,625"},{"v":0.1879087328078,"d":"18.8%"},{"v":0.000336180731902258,"d":"0.0%"},{"v":0.506964127571136,"d":"50.7%"},{"v":0.0996964642191798,"d":"10.0%"},{"v":0.00258858757179443,"d":"0.3%"},{"v":0.00205550304915185,"d":"0.2%"},{"v":0.183620657403591,"d":"18.4%"},{"v":0.0104524089298173,"d":"1.0%"},{"v":0,"d":"0.0%"},{"v":5.14903750756362E-3,"d":"0.5%"},{"v":0.00122830020806368,"d":"0.1%"},{"v":0.801282843045645,"d":"80.1%"},{"v":0.198717156954355,"d":"19.9%"},{"v":0.19612856938256,"d":"19.6%"},{"v":0.703641881875617,"d":"70.4%"},{"v":0.296358118124383,"d":"29.6%"},{"v":41458463.508807,"d":"41,458,464"},{"v":182749.660730877,"d":"182,750"},{"v":103037014.538382,"d":"103,037,015"},0,0,{"v":146415.051826095,"d":"146,415"},0,0,0,{"v":1976308.07248269,"d":"1,976,308"},0,{"v":0.282412772354504,"d":"28.2%"},{"v":0.00124488063391178,"d":"0.1%"},{"v":0.701882473882188,"d":"70.2%"},{"v":0,"d":"0.0%"},{"v":0,"d":"0.0%"},{"v":0.000997371277202589,"d":"0.1%"},{"v":0,"d":"0.0%"},{"v":0,"d":"0.0%"},{"v":0,"d":"0.0%"},{"v":0.0134625018521938,"d":"1.3%"},{"v":0,"d":"0.0%"}]
[2019,"WECC","Western Electricity Coordinating Council",{"v":308305.7,"d":"308,306"},{"v":3629249963.578,"d":"3,629,249,964"},{"v":1571517414.064,"d":"1,571,517,414"},{"v":6734463962.555,"d":"6,734,463,963"},{"v":3025713439.043,"d":"3,025,713,439"},{"v":738835346.107,"d":"738,835,346"},{"v":332026682.226,"d":"332,026,682"},{"v":216737.231,"d":"216,737"},{"v":91100.986,"d":"91,101"},{"v":100998.777,"d":"100,999"},{"v":284134780.261,"d":"284,134,780"},{"v":48368392.386,"d":"48,368,392"},{"v":6801040.043,"d":"6,801,040"},{"v":285747758.813,"d":"285,747,759"},"--",0.587,0.549,0.273,769.142,0.065,0.009,773.509,"--",0.119,0.116,0.056,{"v":156.58,"d":"156.580"},{"v":0.0133273797262271,"d":"0.013"},{"v":0.00187395194909501,"d":"0.002"},{"v":157.469318278252,"d":"157.469"},"--",1.082,1.012,0.504,{"v":1418.503,"d":"1,418.503"},0.121,0.017,{"v":1426.555,"d":"1,426.555"},"--",1.846,3.128,0.528,1.045,1.832,3.031,0.534,1.019,1.201,13.406,0.008,0.491,{"v":2302.46,"d":"2,302.460"},{"v":1813.868,"d":"1,813.868"},908.603,{"v":1449.696,"d":"1,449.696"},0.2566,0.0462,0.0172,{"v":0.11,"d":"0.1100"},0.0373,0.0092,{"v":1.8E-3,"d":"0.0018"},0.0156,{"v":2319.994,"d":"2,319.994"},{"v":1817.754,"d":"1,817.754"},909.553,{"v":1457.08,"d":"1,457.080"},"--","--",0.167,0.369,0.069,0.116,0.165,0.359,0.068,0.113,0.108,1.583,{"v":1E-3,"d":"0.001"},0.055,208.047,214.193,{"v":117.99,"d":"117.990"},161.061,0.0232,0.0055,0.0022,0.0122,0.0034,0.0011,0.0002,0.0017,209.631,214.652,118.114,161.881,"--","--",1.052,1.027,{"v":0.4,"d":"0.400"},{"v":1379.772,"d":"1,379.772"},0.107,0.015,{"v":1386.883,"d":"1,386.883"},"--",{"v":150417985.691,"d":"150,417,986"},{"v":891828.139,"d":"891,828"},{"v":236433852.986,"d":"236,433,853"},{"v":56952251,"d":"56,952,251"},{"v":167098240,"d":"167,098,240"},{"v":9759043.211,"d":"9,759,043"},{"v":54377255.76,"d":"54,377,256"},{"v":44322673.03,"d":"44,322,673"},{"v":15472717,"d":"15,472,717"},{"v":2111419.334,"d":"2,111,419"},{"v":998080.232,"d":"998,080"},{"v":447805417.382,"d":"447,805,417"},{"v":291029929.001,"d":"291,029,929"},{"v":123931689.001,"d":"123,931,689"},{"v":400612209.593,"d":"400,612,210"},{"v":338223136.79,"d":"338,223,137"},{"v":0.203587966422259,"d":"20.4%"},{"v":0.0012070729200572,"d":"0.1%"},{"v":0.320008854670357,"d":"32.0%"},{"v":0.077083820202718,"d":"7.7%"},{"v":0.22616438265716,"d":"22.6%"},{"v":0.0132086848020683,"d":"1.3%"},{"v":0.0735986116882553,"d":"7.4%"},{"v":0.0599899196038516,"d":"6.0%"},{"v":0.0209420367822782,"d":"2.1%"},{"v":0.00285776708482688,"d":"0.3%"},{"v":1.35088316616976E-3,"d":"0.1%"},{"v":0.606096364466387,"d":"60.6%"},{"v":0.393903635533613,"d":"39.4%"},{"v":0.167739252876453,"d":"16.8%"},{"v":0.542221229065737,"d":"54.2%"},{"v":0.457778770934263,"d":"45.8%"},{"v":70619030.0803515,"d":"70,619,030"},{"v":130497.61269508,"d":"130,498"},{"v":135161374.1669,"d":"135,161,374"},0,0,{"v":3580786.46346931,"d":"3,580,786"},0,0,0,{"v":1393669.20209821,"d":"1,393,669"},0,{"v":0.334869290637248,"d":"33.5%"},{"v":0.000618808314746515,"d":"0.1%"},{"v":0.640923465492608,"d":"64.1%"},{"v":0,"d":"0.0%"},{"v":0,"d":"0.0%"},{"v":0.0169797775696024,"d":"1.7%"},{"v":0,"d":"0.0%"},{"v":0,"d":"0.0%"},{"v":0,"d":"0.0%"},{"v":6.60865798579494E-3,"d":"0.7%"},{"v":0,"d":"0.0%"}]

{"sheet":"US19","index":8,"n_rows":3,"n_cols":162,"rows_kept":3}
["Data Year","U.S. nameplate capacity (MW)","U.S. annual heat input from combustion (MMBtu)","U.S. ozone season heat input from combustion (MMBtu)","U.S. total annual heat input (MMBtu)","U.S. total ozone season heat input (MMBtu)","U.S. annual net generation (MWh)","U.S. ozone season net generation (MWh)","U.S. annual NOx emissions (tons)","U.S. ozone season NOx emissions (tons)","U.S. annual SO2 emissions (tons)","U.S. annual CO2 emissions (tons)","U.S. annual CH4 emissions (lbs)","U.S. annual N2O emissions (lbs)","U.S. annual CO2 equivalent emissions (tons)","U.S. annual Hg emissions (lbs)","U.S. annual NOx total output emission rate (lb/MWh)","U.S. ozone season NOx total output emission rate (lb/MWh)","U.S. annual SO2 total output emission rate (lb/MWh)","U.S. annual CO2 total output emission rate (lb/MWh)","U.S. annual CH4 total output emission rate (lb/MWh)","U.S. annual N2O total output emission rate (lb/MWh)","U.S. annual CO2 equivalent total output emission rate (lb/MWh)","U.S. annual Hg total output emission rate (lb/MWh)","U.S. annual NOx input emission rate (lb/MMBtu)","U.S. ozone season NOx input emission rate (lb/MMBtu)","U.S. annual SO2 input emission rate (lb/MMBtu)","U.S. annual CO2 input emission rate (lb/MMBtu)","U.S. annual CH4 input emission rate (lb/MMBtu)","U.S. annual N2O input emission rate (lb/MMBtu)","U.S. annual CO2 equivalent input emission rate (lb/MMBtu)","U.S. annual Hg input emission rate (lb/MMBtu)","U.S. annual NOx combustion output emission rate (lb/MWh)","U.S. ozone season NOx combustion output emission rate (lb/MWh)","U.S. annual SO2 combustion output emission rate (lb/MWh)","U.S. annual CO2 combustion output emission rate (lb/MWh)","U.S. annual CH4 combustion output emission rate (lb/MWh)","U.S. annual N2O combustion output emission rate (lb/MWh)","U.S. annual CO2 equivalent combustion output emission rate (lb/MWh)","U.S. annual Hg combustion output emission rate (lb/MWh)","U.S. annual NOx coal output emission rate (lb/MWh)","U.S. annual NOx oil output emission rate (lb/MWh)","U.S. annual NOx gas output emission rate (lb/MWh)","U.S. annual NOx fossil fuel output emission rate (lb/MWh)","U.S. ozone season NOx coal output emission rate (lb/MWh)","U.S. ozone season NOx oil output emission rate (lb/MWh)","U.S. ozone season NOx gas output emission rate (lb/MWh)","U.S. ozone season NOx fossil fuel output emission rate (lb/MWh)","U.S. annual SO2 coal output emission rate (lb/MWh)","U.S. annual SO2 oil output emission rate (lb/MWh)","U.S. annual SO2 gas output emission rate (lb/MWh)","U.S. annual SO2 fossil fuel output emission rate (lb/MWh)","U.S. annual CO2 coal output emission rate (lb/MWh)","U.S. annual CO2 oil output emission rate (lb/MWh)","U.S. annual CO2 gas output emission rate (lb/MWh)","U.S. annual CO2 fossil fuel output emission rate (lb/MWh)","U.S. annual CH4 coal output emission rate (lb/MWh)","U.S. annual CH4 oil output emission rate (lb/MWh)","U.S. annual CH4 gas output emission rate (lb/MWh)","U.S. annual CH4 fossil fuel output emission rate (lb/MWh)","U.S. annual N2O coal output emission rate (lb/MWh)","U.S. annual N2O oil output emission rate (lb/MWh)","U.S. annual N2O gas output emission rate (lb/MWh)","U.S. annual N2O fossil fuel output emission rate (lb/MWh)","U.S. annual CO2 equivalent coal output emission rate (lb/MWh)","U.S. annual CO2 equivalent oil output emission rate (lb/MWh)","U.S. annual CO2 equivalent gas output emission rate (lb/MWh)","U.S. annual CO2 equivalent fossil fuel output emission rate (lb/MWh)","U.S. annual Hg coal output emission rate (lb/MWh)","U.S. annual Hg fossil fuel output emission rate (lb/MWh)","U.S. annual NOx coal input emission rate (lb/MMBtu)","U.S. annual NOx oil input emission rate (lb/MMBtu)","U.S. annual NOx gas input emission rate (lb/MMBtu)","U.S. annual NOx fossil fuel input emission rate (lb/MMBtu)","U.S. ozone season NOx coal input emission rate (lb/MMBtu)","U.S. ozone season NOx oil input emission rate (lb/MMBtu)","U.S. ozone season NOx gas input emission rate (lb/MMBtu)","U.S. ozone season NOx fossil fuel input emission rate (lb/MMBtu)","U.S. annual SO2 coal input emission rate (lb/MMBtu)","U.S. annual SO2 oil input emission rate (lb/MMBtu)","U.S. annual SO2 gas input emission rate (lb/MMBtu)","U.S. annual SO2 fossil fuel input emission rate (lb/MMBtu)","U.S. annual CO2 coal input emission rate (lb/MMBtu)","U.S. annual CO2 oil input emission rate (lb/MMBtu)","U.S. annual CO2 gas input emission rate (lb/MMBtu)","U.S. annual CO2 fossil fuel input emission rate (lb/MMBtu)","U.S. annual CH4 coal input emission rate (lb/MMBtu)","U.S. annual CH4 oil input emission rate (lb/MMBtu)","U.S. annual CH4 gas input emission rate (lb/MMBtu)","U.S. annual CH4 fossil fuel input emission rate (lb/MMBtu)","U.S. annual N2O coal input emission rate (lb/MMBtu)","U.S. annual N2O oil input emission rate (lb/MMBtu)","U.S. annual N2O gas input emission rate (lb/MMBtu)","U.S. annual N2O fossil fuel input emission rate (lb/MMBtu)","U.S. annual CO2 equivalent coal input emission rate (lb/MMBtu)","U.S. annual CO2 equivalent oil input emission rate (lb/MMBtu)","U.S. annual CO2 equivalent gas input emission rate (lb/MMBtu)","U.S. annual CO2 equivalent fossil fuel input emission rate (lb/MMBtu)","U.S. annual Hg coal input emission rate (lb/MMBtu)","U.S. annual Hg fossil fuel input emission rate (lb/MMBtu)","U.S. annual NOx non-baseload output emission rate (lb/MWh)","U.S. ozone season NOx non-baseload output emission rate (lb/MWh)","U.S. annual SO2 non-baseload output emission rate (lb/MWh) ","U.S. annual CO2 non-baseload output emission rate (lb/MWh) ","U.S. annual CH4 non-baseload output emission rate (lb/MWh)","U.S. annual N2O non-baseload output emission rate (lb/MWh)","U.S. annual CO2e non-baseload output emission rate (lb/MWh)","U.S. annual Hg non-baseload output emission rate (lb/MWh)","U.S. annual coal net generation (MWh)","U.S. annual oil net generation (MWh)","U.S. annual gas net generation (MWh)","U.S. annual nuclear net generation (MWh)","U.S. annual hydro net generation (MWh)","U.S. annual biomass net generation (MWh)","U.S. annual wind net generation (MWh)","U.S. annual solar net generation (MWh)","U.S. annual geothermal net generation (MWh)","U.S. annual other fossil net generation (MWh)","U.S. annual other unknown/ purchased fuel net generation (MWh)","U.S. annual total nonrenewables net generation (MWh)","U.S. annual total renewables net generation (MWh)","U.S. annual total nonhydro renewables net generation (MWh)","U.S. annual total combustion net generation (MWh)","U.S. annual total noncombustion net generation (MWh)","U.S. coal generation percent (resource mix)","U.S. oil generation percent (resource mix)","U.S. gas generation percent (resource mix)","U.S. nuclear generation percent (resource mix)","U.S. hydro generation percent (resource mix)","U.S. biomass generation percent (resource mix)","U.S. wind generation percent (resource mix)","U.S. solar generation percent (resource mix)","U.S. geothermal generation percent (resource mix)","U.S. other fossil generation percent (resource mix)","U.S. other unknown/ purchased fuel generation percent (resource mix)","U.S. total nonrenewables generation percent (resource mix)","U.S. total renewables generation percent (resource mix)","U.S. total nonhydro renewables generation percent (resource mix)","U.S. total combustion generation percent (resource mix)","U.S. total noncombustion generation percent (resource mix)","U.S. annual nonbaseload coal net generation (MWh)","U.S. annual nonbaseload oil net generation (MWh)","U.S. annual nonbaseload gas net generation (MWh)","U.S. annual nonbaseload nuclear net generation (MWh)","U.S. annual nonbaseload hydro net generation (MWh)","U.S. annual nonbaseload biomass net generation (MWh)","U.S. annual nonbaseload wind net generation (MWh)","U.S. annual nonbaseload solar net generation (MWh)","U.S. annual nonbaseload geothermal net generation (MWh)","U.S. annual nonbaseload other fossil net generation (MWh)","U.S. annual nonbaseload other unknown/ purchased fuel net generation (MWh)","U.S. nonbaseload coal generation percent (resource mix)","U.S. nonbaseload oil generation percent (resource mix)","U.S. nonbaseload gas generation percent (resource mix)","U.S. nonbaseload nuclear generation percent (resource mix)","U.S. nonbaseload hydro generation percent (resource mix)","U.S. nonbaseload biomass generation percent (resource mix)","U.S. nonbaseload wind generation percent (resource mix)","U.S. nonbaseload solar generation percent (resource mix)","U.S. nonbaseload geothermal generation percent (resource mix)","U.S. nonbaseload other fossil generation percent (resource mix)","U.S. nonbaseload other unknown/ purchased fuel generation percent (resource mix)"]
["YEAR","USNAMEPCAP","USHTIAN","USHTIOZ","USHTIANT","USHTIOZT","USNGENAN","USNGENOZ","USNOXAN","USNOXOZ","USSO2AN","USCO2AN","USCH4AN","USN2OAN","USCO2EQA","USHGAN","USNOXRTA","USNOXRTO","USSO2RTA","USCO2RTA","USCH4RTA","USN2ORTA","USC2ERTA","USHGRTA","USNOXRA","USNOXRO","USSO2RA","USCO2RA","USCH4RA","USN2ORA","USC2ERA","USHGRA","USNOXCRT","USNOXCRO","USSO2CRT","USCO2CRT","USCH4CRT","USN2OCRT","USC2ECRT","USHGCRT","USCNOXRT","USONOXRT","USGNOXRT","USFSNXRT","USCNXORT","USONXORT","USGNXORT","USFSNORT","USCSO2RT","USOSO2RT","USGSO2RT","USFSS2RT","USCCO2RT","USOCO2RT","USGCO2RT","USFSC2RT","USCCH4RT","USOCH4RT","USGCH4RT","USFCH4RT","USCN2ORT","USON2ORT","USGN2ORT","USFN2ORT","USCC2ERT","USOC2ERT","USGC2ERT","USFSC2ERT","USCHGRT","USFSHGRT","USCNOXR","USONOXR","USGNOXR","USFSNXR","USCNXOR","USONXOR","USGNXOR","USFSNOR","USCSO2R","USOSO2R","USGSO2R","USFSS2R","USCCO2R","USOCO2R","USGCO2R","USFSC2R","USCCH4R","USOCH4R","USGCH4R","USFCH4R","USCN2OR","USON2OR","USGN2OR","USFN2OR","USCC2ER","USOC2ER","USGC2ER","USFSC2ER","USCHGR","USFSHGR","USNBNOX","USNBNXO","USNBSO2","USNBCO2","USNBCH4","USNBN2O","USNBC2E","USNBHG","USGENACL","USGENAOL","USGENAGS","USGENANC","USGENAHY","USGENABM","USGENAWI","USGENASO","USGENAGT","USGENAOF","USGENAOP","USGENATN","USGENATR","USGENATH","USGENACY","USGENACN","USCLPR","USOLPR","USGSPR","USNCPR","USHYPR","USBMPR","USWIPR","USSOPR","USGTPR","USOFPR","USOPPR","USTNPR","USTRPR","USTHPR","USCYPR","USCNPR","USNBGNCL","USNBGNOL","USNBGNGS","USNBGNNC","USNBGNHY","USNBGNBM","USNBGNWI","USNBGNSO","USNBGNGT","USNBGNOF","USNBGNOP","USNBCLPR","USNBOLPR","USNBGSPR","USNBNCPR","USNBHYPR","USNBBMPR","USNBWIPR","USNBSOPR","USNBGTPR","USNBOFPR","USNBOPPR"]
[2019,{"v":1613477.2,"d":"1,613,477"},{"v":23378372455.149,"d":"23,378,372,455"},{"v":10934730868.592,"d":"10,934,730,869"},{"v":37839414274.053,"d":"37,839,414,274"},{"v":17093146823.878,"d":"17,093,146,824"},{"v":4140185857.271,"d":"4,140,185,857"},{"v":1861129101.318,"d":"1,861,129,101"},{"v":1212642.439,"d":"1,212,642"},{"v":514048.259,"d":"514,048"},{"v":1120750.513,"d":"1,120,751"},{"v":1830437294.407,"d":"1,830,437,294"},{"v":309115550.675,"d":"309,115,551"},{"v":43768446.144,"d":"43,768,446"},{"v":1840756520.736,"d":"1,840,756,521"},"--",0.586,0.552,0.541,{"v":884.23,"d":"884.230"},0.075,0.011,889.214,"--",0.104,0.094,0.096,156.592,{"v":0.0132222870205371,"d":"0.013"},{"v":1.8721767833911E-3,"d":"0.002"},{"v":157.475164215769,"d":"157.475"},"--",{"v":0.91,"d":"0.910"},0.858,0.841,{"v":1373.846,"d":"1,373.846"},0.116,0.016,{"v":1381.591,"d":"1,381.591"},"--",1.501,4.982,0.402,0.877,1.324,4.715,0.416,0.804,1.926,6.592,0.014,0.829,{"v":2168.237,"d":"2,168.237"},{"v":1573.621,"d":"1,573.621"},891.087,{"v":1400.878,"d":"1,400.878"},0.2409,0.1007,0.0175,0.1064,{"v":0.035,"d":"0.0350"},0.0171,{"v":1.8E-3,"d":"0.0018"},0.0151,{"v":2184.697,"d":"2,184.697"},{"v":1581.228,"d":"1,581.228"},892.058,{"v":1408.024,"d":"1,408.024"},"--","--",0.142,0.527,0.054,{"v":0.1,"d":"0.100"},0.124,0.506,0.054,0.091,0.182,0.697,{"v":2E-3,"d":"0.002"},0.095,{"v":204.49,"d":"204.490"},166.378,118.868,160.389,0.0227,0.0106,{"v":2.3E-3,"d":"0.0023"},0.0122,{"v":3.3E-3,"d":"0.0033"},{"v":1.8E-3,"d":"0.0018"},0.0002,0.0017,206.043,167.182,118.998,161.207,"--","--",0.994,0.922,0.882,{"v":1420.19,"d":"1,420.190"},0.114,0.016,{"v":1427.829,"d":"1,427.829"},"--",{"v":964667533.288,"d":"964,667,533"},{"v":25163792.175,"d":"25,163,792"},{"v":1591613856.307,"d":"1,591,613,856"},{"v":809409262,"d":"809,409,262"},{"v":282569202.03,"d":"282,569,202"},{"v":64773371.694,"d":"64,773,372"},{"v":295942572.01,"d":"295,942,572"},{"v":72101812.8,"d":"72,101,813"},{"v":15472717,"d":"15,472,717"},{"v":13447381.548,"d":"13,447,382"},{"v":5024350.278,"d":"5,024,350"},{"v":3409326175.596,"d":"3,409,326,176"},{"v":730859675.534,"d":"730,859,676"},{"v":448290473.504,"d":"448,290,474"},{"v":2664690285.29,"d":"2,664,690,285"},{"v":1475495565.84,"d":"1,475,495,566"},{"v":0.233001021687157,"d":"23.3%"},{"v":0.00607793782207432,"d":"0.6%"},{"v":0.384430533685485,"d":"38.4%"},{"v":0.195500707239769,"d":"19.6%"},{"v":0.0682503665754225,"d":"6.8%"},{"v":0.0156450396245669,"d":"1.6%"},{"v":0.0714805041733156,"d":"7.1%"},{"v":0.0174151150196122,"d":"1.7%"},{"v":0.00373720348707944,"d":"0.4%"},{"v":3.24801398573201E-3,"d":"0.3%"},{"v":1.21355669978648E-3,"d":"0.1%"},{"v":0.823471771120005,"d":"82.3%"},{"v":0.176528228879996,"d":"17.7%"},{"v":0.108277862304574,"d":"10.8%"},{"v":0.643616103504803,"d":"64.4%"},{"v":0.356383896495199,"d":"35.6%"},{"v":546851110.34187,"d":"546,851,110"},{"v":19413469.0598943,"d":"19,413,469"},{"v":790478947.562736,"d":"790,478,948"},0,0,{"v":23914679.8637308,"d":"23,914,680"},0,0,0,{"v":3716832.2015794,"d":"3,716,832"},0,{"v":0.395016592270481,"d":"39.5%"},{"v":0.0140232729661895,"d":"1.4%"},{"v":0.571000578077971,"d":"57.1%"},{"v":0,"d":"0.0%"},{"v":0,"d":"0.0%"},{"v":0.0172747118298886,"d":"1.7%"},{"v":0,"d":"0.0%"},{"v":0,"d":"0.0%"},{"v":0,"d":"0.0%"},{"v":0.00268484485546937,"d":"0.3%"},{"v":0,"d":"0.0%"}]

{"sheet":"GGL19","index":9,"n_rows":8,"n_cols":6,"rows_kept":8}
["Data Year","One of the three interconnect power grids in the U.S. (plus Alaska, Hawaii, and the entire U.S.)","Estimated losses (MWh)","Total disposition (MWh) without exports","Direct use (MWh)","Grid gross loss [Estimated losses/(Total disposition without exports - Direct use)]"]
["YEAR","REGION","ESTLOSS","TOTDISP","DIRCTUSE","GGRSLOSS"]
[2019,"Alaska",{"v":315518,"d":"315,518"},{"v":6070843,"d":"6,070,843"},{"v":243980,"d":"243,980"},{"v":0.054,"d":"5.4%"}]
[2019,"Eastern",{"v":149290467.578125,"d":"149,290,468"},{"v":3007039816.03125,"d":"3,007,039,816"},{"v":93272853.4145508,"d":"93,272,853"},{"v":0.051,"d":"5.1%"}]
[2019,"ERCOT",{"v":19692962,"d":"19,692,962"},{"v":418434272,"d":"418,434,272"},{"v":31188332,"d":"31,188,332"},{"v":0.051,"d":"5.1%"}]
[2019,"Hawaii",{"v":512572,"d":"512,572"},{"v":9749998,"d":"9,749,998"},{"v":411519,"d":"411,519"},{"v":0.055,"d":"5.5%"}]
[2019,"Western",{"v":36498915.9887695,"d":"36,498,916"},{"v":737874732.601563,"d":"737,874,733"},{"v":18106176.7384644,"d":"18,106,177"},{"v":0.051,"d":"5.1%"}]
[2019,"U.S.",{"v":206310435.566895,"d":"206,310,436"},{"v":4179169661.63281,"d":"4,179,169,662"},{"v":143222861.153015,"d":"143,222,861"},{"v":0.051,"d":"5.1%"}]