{"text_format":"3","workbook":"xlsx","n_sheets":5,"sheets":["NEEDS v6_active","NEEDS v6_Retired_Through2023","NEEDSv6_NewCapacity_Hardwired","NEEDSv6Capacity_Dropped_fr860","Key to Emission Control"],"not_rendered":{"external_links":3,"defined_names":269,"comments":1},"read":"whole","date_system":"1900"}

{"sheet":"NEEDS v6_active","index":0,"n_rows":20075,"n_cols":54,"rows_kept":2250,"cut":true,"bounds":{"rows_first":1000,"rows_last":250,"rows_between":1000,"halvings":1}}
["Plant Name","UniqueID_Final","ORIS Plant Code","Boiler/Generator/Committed Unit","Unit ID","CAMD Database UnitID","PlantType","Combustion Turbine/IC Engine","Region Name","State Name","State Code","County","County Code","FIPS5","Capacity (MW)","Heat Rate (Btu/kWh)","On Line Year","Retirement Year","Firing","Bottom","Cogen?","Modeled Fuels","Wet/DryScrubber","Scrubber_Online_Year","Scrubber Efficiency","NOx Comb Control","NOx Post-Comb Control","SCR_Online_Year","SNCR_Online_Year","PM Control","FlueGasConditioning_Flag","Mercury_Controls","ACI_Online_Year","Mercury_Controls Efficiency","SO2 Permit Rate (lbs/mmBtu)","Mode 1 NOx Rate (lbs/mmBtu)","Mode 2 NOx Rate (lbs/mmBtu)","Mode 3 NOx Rate  (lbs/mmBtu)","Mode 4 NOx Rate  (lbs/mmBtu)","Hg EMF for BIT","Hg EMF for SUB","Hg EMF for LIG","HCL Removal","DSI Unit","DSI Online Year","CCS","CCS Removal","C2G","C2G Online Year","BART Affected Unit","Owner Name","Owner Percent","Holding Company","Holding Company Percent"]
["Greene County","10_B_1",10,"B","1",19,"O/G Steam",null,"S_SOU","Alabama",1,"Greene",63,"01063",258,10471,1965,9999,"cell","dry","N","Natural Gas",{"$nulls":3},"LNCB",{"$nulls":8},4,0.17278,0.17278,0.17278,0.17278,{"$nulls":11},"Alabama Power Co",60,"Southern Co",100]
["Greene County","10_B_2",10,"B","2",20,"O/G Steam",null,"S_SOU","Alabama",1,"Greene",63,"01063",258,10306,1966,9999,"wall","dry","N","Natural Gas",{"$nulls":3},"LNB",{"$nulls":8},4,0.16838,0.16838,0.16838,0.16838,{"$nulls":11},"Alabama Power Co",60,"Southern Co",100]
["Colorado Energy Nations Company","10003_B_BLR1",10003,"B","BLR1",null,"O/G Steam",null,"WECC_CO","Colorado",8,"Jefferson",59,"08059",10,8300,1967,9999,null,null,"Y","Natural Gas",{"$nulls":12},1.5,0.23063,0.23063,0.23063,0.23063,{"$nulls":11},"Colorado Energy Nations Co LLP",100,"ENGIE SA",100]
["Colorado Energy Nations Company","10003_B_BLR2",10003,"B","BLR2",null,"O/G Steam",null,"WECC_CO","Colorado",8,"Jefferson",59,"08059",10,8300,1967,9999,null,null,"Y","Natural Gas",{"$nulls":12},1.5,0.23063,0.23063,0.23063,0.23063,{"$nulls":11},"Colorado Energy Nations Co LLP",100,"ENGIE SA",100]
["Colorado Energy Nations Company","10003_B_BLR4",10003,"B","BLR4",null,"O/G Steam",null,"WECC_CO","Colorado",8,"Jefferson",59,"08059",10,8300,1974,9999,null,null,"Y","Natural Gas",{"$nulls":3},"other",{"$nulls":8},1,0.14526,0.14526,0.14526,0.14526,{"$nulls":11},"Colorado Energy Nations Co LLP",100,"ENGIE SA",100]
["Colorado Energy Nations Company","10003_B_BLR5",10003,"B","BLR5",null,"O/G Steam",null,"WECC_CO","Colorado",8,"Jefferson",59,"08059",10,8300,1979,9999,null,null,"Y","Natural Gas",{"$nulls":3},"other",{"$nulls":8},1,0.14526,0.14526,0.14526,0.14526,{"$nulls":11},"Colorado Energy Nations Co LLP",100,"ENGIE SA",100]
["Cayuga","1001_B_1",1001,"B","1",706,"Coal Steam",null,"MIS_INKY","Indiana",18,"Vermillion",165,"18165",500,10203,1970,9999,"tangential","dry","N","Bituminous","Wet Scrubber",2008,0.97,"LNC2","SCR",2015,null,"ESPC","No",{"$nulls":3},4.4,0.33574,0.08227,0.33574,0.08227,0.05,0.1,0.56,0.99,"Yes",2016,{"$nulls":5},"Duke Energy Indiana",100,"Duke Energy Corp",100]
["Cayuga","1001_B_2",1001,"B","2",707,"Coal Steam",null,"MIS_INKY","Indiana",18,"Vermillion",165,"18165",495,10254,1972,9999,"tangential","dry","N","Bituminous","Wet Scrubber",2008,0.97,"LNC2","SCR",2015,null,"ESPC","No",{"$nulls":3},4.4,0.31928,0.09977,0.31928,0.09977,0.05,0.1,0.56,0.99,{"$nulls":7},"Duke Energy Indiana",100,"Duke Energy Corp",100]
["Covanta Hennepin Energy","10013_B_1",10013,"B","1",null,"Municipal Solid Waste",null,"MIS_MNWI","Minnesota",27,"Hennepin",53,"27053",16.8,18276,1989,9999,null,null,"N","MSW","Dry Scrubber",1989,0.95,"AA","SNCR",null,null,"B","NA","ACI",1994,null,null,0.22,0.22,0.21999999999999997,0.21999999999999997,0.08,0.08,0.08,{"$nulls":8},"Covanta Hennepin Energy Resource Co",100,"Covanta Holding Corp",100]
["Covanta Hennepin Energy","10013_B_2",10013,"B","2",null,"Municipal Solid Waste",null,"MIS_MNWI","Minnesota",27,"Hennepin",53,"27053",16.8,18276,1989,9999,null,null,"N","MSW","Dry Scrubber",1989,0.95,"AA","SNCR",null,null,"B","NA","ACI",1994,null,null,0.22,0.22,0.21999999999999997,0.21999999999999997,0.08,0.08,0.08,{"$nulls":8},"Covanta Hennepin Energy Resource Co",100,"Covanta Holding Corp",100]
["RED-Rochester, LLC","10025_B_41",10025,"B","41",3518,"O/G Steam",null,"NY_Z_B","New York",36,"Monroe",55,"36055",17.3,8300,1964,9999,"cyclone","wet","Y","Natural Gas",{"$nulls":3},"FU + LA",{"$nulls":8},1.1,0.06,0.06,0.06,0.06,{"$nulls":11},"RED Rochester LLC",100,"Recycled Energy Development LLC",100]
["RED-Rochester, LLC","10025_B_42",10025,"B","42",3516,"O/G Steam",null,"NY_Z_B","New York",36,"Monroe",55,"36055",17.3,8300,1968,9999,"cyclone","wet","Y","Natural Gas",{"$nulls":3},"FU + LA",{"$nulls":8},1.1,0.06,0.06,0.06,0.06,{"$nulls":11},"RED Rochester LLC",100,"Recycled Energy Development LLC",100]
["RED-Rochester, LLC","10025_B_43",10025,"B","43",3517,"O/G Steam",null,"NY_Z_B","New York",36,"Monroe",55,"36055",23.8,8300,1969,9999,"cyclone","wet","Y","Natural Gas",{"$nulls":3},"FU + LA",{"$nulls":8},1.1,0.06,0.06,0.06,0.06,{"$nulls":11},"RED Rochester LLC",100,"Recycled Energy Development LLC",100]
["RED-Rochester, LLC","10025_B_44",10025,"B","44",3518,"O/G Steam",null,"NY_Z_B","New York",36,"Monroe",55,"36055",23.8,8300,1948,9999,"tangential","dry","Y","Natural Gas",{"$nulls":3},"FU + LA",{"$nulls":8},1.1,0.05385,0.05385,0.05385,0.05385,{"$nulls":11},"RED Rochester LLC",100,"Recycled Energy Development LLC",100]
["RED-Rochester, LLC","10025_B_45",10025,"B","45",null,"O/G Steam",null,"NY_Z_B","New York",36,"Monroe",55,"36055",0.94,8300,2017,9999,"wall","dry","Y","Natural Gas",{"$nulls":13},0.15,0.15,0.15,0.15,{"$nulls":11},"RED Rochester LLC",100,"Recycled Energy Development LLC",100]
["RED-Rochester, LLC","10025_B_46",10025,"B","46",null,"O/G Steam",null,"NY_Z_B","New York",36,"Monroe",55,"36055",10.9,8300,2017,9999,"wall","dry","Y","Natural Gas",{"$nulls":13},0.05,0.05,0.05,0.05,{"$nulls":11},"RED Rochester LLC",100,"Recycled Energy Development LLC",100]
["RED-Rochester, LLC","10025_B_47",10025,"B","47",null,"O/G Steam",null,"NY_Z_B","New York",36,"Monroe",55,"36055",10.9,8300,2017,9999,"wall","dry","Y","Natural Gas",{"$nulls":13},0.05,0.05,0.05,0.05,{"$nulls":11},"RED Rochester LLC",100,"Recycled Energy Development LLC",100]
["RED-Rochester, LLC","10025_B_48",10025,"B","48",null,"O/G Steam",null,"NY_Z_B","New York",36,"Monroe",55,"36055",10.9,8300,2017,9999,"wall","dry","Y","Natural Gas",{"$nulls":13},0.05,0.05,0.05,0.05,{"$nulls":11},"RED Rochester LLC",100,"Recycled Energy Development LLC",100]
["RED-Rochester, LLC","10025_B_PB1",10025,"B","PB1",null,"O/G Steam",null,"NY_Z_B","New York",36,"Monroe",55,"36055",0.38,8300,1966,9999,"wall",null,"Y","Residual Fuel Oil",{"$nulls":3},"LA",{"$nulls":8},4.99,0.08,0.08,0.08,0.08,{"$nulls":11},"RED Rochester LLC",100,"Recycled Energy Development LLC",100]
["RED-Rochester, LLC","10025_B_PB2",10025,"B","PB2",null,"O/G Steam",null,"NY_Z_B","New York",36,"Monroe",55,"36055",0.38,8300,1966,9999,"wall",null,"Y","Residual Fuel Oil",{"$nulls":3},"LA",{"$nulls":8},4.99,0.08,0.08,0.08,0.08,{"$nulls":11},"RED Rochester LLC",100,"Recycled Energy Development LLC",100]
["RED-Rochester, LLC","10025_B_PB3",10025,"B","PB3",null,"O/G Steam",null,"NY_Z_B","New York",36,"Monroe",55,"36055",0.38,8300,1966,9999,"wall",null,"Y","Residual Fuel Oil",{"$nulls":3},"LA",{"$nulls":8},4.99,0.08,0.08,0.08,0.08,{"$nulls":11},"RED Rochester LLC",100,"Recycled Energy Development LLC",100]
["RED-Rochester, LLC","10025_B_PB4",10025,"B","PB4",null,"O/G Steam",null,"NY_Z_B","New York",36,"Monroe",55,"36055",0.38,8300,1966,9999,"wall",null,"Y","Residual Fuel Oil",{"$nulls":3},"LA",{"$nulls":8},4.99,0.08,0.08,0.08,0.08,{"$nulls":11},"RED Rochester LLC",100,"Recycled Energy Development LLC",100]
["Fairhaven Power","10052_B_BLR1",10052,"B","BLR1",null,"Biomass",null,"WEC_CALN","California",6,"Humboldt",23,"06023",16,17738,1986,9999,null,null,"N","Biomass",{"$nulls":3},"AA + LNB + OFA",{"$nulls":3},"ESPH","No",{"$nulls":4},0.12268,0.12268,0.12268,0.12268,{"$nulls":11},"DG Fairhaven Power LLC",100,"EWP America Inc",100]
["Miami Dade County Resource Recovery Fac","10062_B_BLR1",10062,"B","BLR1",null,"Municipal Solid Waste",null,"FRCC","Florida",12,"Miami Dade",86,"12086",17.9,25743,1983,9999,null,null,"N","MSW","Dry Scrubber",2000,0.389,"other","SNCR",null,null,"B","NA","ACI",2000,null,null,0.6259905660377358,0.23,0.6259905660377358,0.23,0.08,0.08,0.08,{"$nulls":8},"Metro Dade County",100,"Metro Dade County",100]
["Miami Dade County Resource Recovery Fac","10062_B_BLR2",10062,"B","BLR2",null,"Municipal Solid Waste",null,"FRCC","Florida",12,"Miami Dade",86,"12086",17.9,25743,1983,9999,null,null,"N","MSW","Dry Scrubber",2000,0.771,"other","SNCR",null,null,"B","NA","ACI",2000,null,null,0.6259905660377358,0.23,0.6259905660377358,0.23,0.08,0.08,0.08,{"$nulls":8},"Metro Dade County",100,"Metro Dade County",100]
["Miami Dade County Resource Recovery Fac","10062_B_BLR3",10062,"B","BLR3",null,"Municipal Solid Waste",null,"FRCC","Florida",12,"Miami Dade",86,"12086",17.9,25743,1983,9999,null,null,"N","MSW","Dry Scrubber",2000,0.69,"other","SNCR",null,null,"B","NA","ACI",2000,null,null,0.6259905660377358,0.23,0.6259905660377358,0.23,0.08,0.08,0.08,{"$nulls":8},"Metro Dade County",100,"Metro Dade County",100]
["Miami Dade County Resource Recovery Fac","10062_B_BLR4",10062,"B","BLR4",null,"Municipal Solid Waste",null,"FRCC","Florida",12,"Miami Dade",86,"12086",17.9,25743,1983,9999,null,null,"N","MSW","Dry Scrubber",2000,0.869,"other","SNCR",null,null,"B","NA","ACI",2000,null,null,0.6259905660377358,0.23,0.6259905660377358,0.23,0.08,0.08,0.08,{"$nulls":8},"Metro Dade County",100,"Metro Dade County",100]
["Engineered Carbons Borger Cogen","10072_B_WHBOIL",10072,"B","WHBOIL",null,"Fossil Waste",null,"SPP_SPS","Texas",48,"Hutchinson",233,"48233",18.8,10994,1982,9999,null,null,"N","Fossil Waste",{"$nulls":12},1.09,0.02195,0.02195,0.02195,0.02195,{"$nulls":11},"Orion Engineered Carbons LLC",100,"Rhone Group LLC",100]
["John B Rich Memorial Power Station","10113_B_CFB1",10113,"B","CFB1",3527,"Coal Steam",null,"PJM_WMAC","Pennsylvania",42,"Schuylkill",107,"42107",40,13587,1988,9999,"FBC","dry","Y","Waste Coal","Reagent Injection",1988,0.893,"OFA",{"$nulls":3},"B","NA",{"$nulls":3},4,0.09214,0.09214,0.09214,0.09214,0.01,0.01,0.01,0.98,"Yes",1988,{"$nulls":5},"Gilberton Power Co",100,"Gilberton Power Co",100]
["John B Rich Memorial Power Station","10113_B_CFB2",10113,"B","CFB2",3528,"Coal Steam",null,"PJM_WMAC","Pennsylvania",42,"Schuylkill",107,"42107",40,13587,1988,9999,"FBC","dry","Y","Waste Coal","Reagent Injection",1988,0.893,"OFA",{"$nulls":3},"B","NA",{"$nulls":3},4,0.09146,0.09146,0.09146,0.09146,0.01,0.01,0.01,0.98,"Yes",1988,{"$nulls":5},"Gilberton Power Co",100,"Gilberton Power Co",100]
["Harrisburg Facility","10118_B_1",10118,"B","1",null,"Municipal Solid Waste",null,"PJM_WMAC","Pennsylvania",42,"Dauphin",43,"42043",5.6,6464,2005,9999,null,null,"Y","MSW","Dry Scrubber",2006,0.813,"FR + NH3 + OFA","SNCR",null,null,"B","NA","ACI",2006,null,null,0.1993,0.1993,0.1993,0.1993,0.08,0.08,0.08,null,"Yes",2006,{"$nulls":5},"Harrisburg Authority",100,"Harrisburg Authority",100]
["Harrisburg Facility","10118_B_2",10118,"B","2",null,"Municipal Solid Waste",null,"PJM_WMAC","Pennsylvania",42,"Dauphin",43,"42043",5.6,6464,2005,9999,null,null,"Y","MSW","Dry Scrubber",2006,0.813,"FR + NH3 + OFA","SNCR",null,null,"B","NA","ACI",2006,null,null,0.09,0.09,0.09,0.09,0.08,0.08,0.08,null,"Yes",2006,{"$nulls":5},"Harrisburg Authority",100,"Harrisburg Authority",100]
["Harrisburg Facility","10118_B_3",10118,"B","3",null,"Municipal Solid Waste",null,"PJM_WMAC","Pennsylvania",42,"Dauphin",43,"42043",5.6,6464,2005,9999,null,null,"Y","MSW","Dry Scrubber",2006,0.813,"FR + NH3 + OFA","SNCR",null,null,"B","NA","ACI",2006,null,null,0.09,0.09,0.09,0.09,0.08,0.08,0.08,null,"Yes",2006,{"$nulls":5},"Harrisburg Authority",100,"Harrisburg Authority",100]
["F B Culley","1012_B_2",1012,"B","2",727,"Coal Steam",null,"MIS_INKY","Indiana",18,"Warrick",173,"18173",90,11727,1955,2024,"wall","dry","N","Bituminous","Wet Scrubber",1995,0.95,"LNB","SCR",2003,null,"ESPC","No",{"$nulls":3},0.25,0.20563,0.16259,0.20563,0.16259,0.05,0.1,0.56,0.99,"Yes",2016,{"$nulls":5},"Southern Indiana Gas & Electric Co",100,"CenterPoint Energy Inc",100]
["F B Culley","1012_B_3",1012,"B","3",728,"Coal Steam",null,"MIS_INKY","Indiana",18,"Warrick",173,"18173",270,10808,1973,9999,"wall","dry","N","Bituminous","Wet Scrubber",1995,0.95,"LNB","SCR",2003,null,"B","NA","ACI",2015,null,0.25,0.10566,0.10566,0.10566,0.10566,0.05,0.1,0.1,0.99,"Yes",2016,{"$nulls":5},"Southern Indiana Gas & Electric Co",100,"CenterPoint Energy Inc",100]
["Colver Power Project","10143_B_ABB01",10143,"B","ABB01",3529,"Coal Steam",null,"PJM_PENE","Pennsylvania",42,"Cambria",21,"42021",110,11032,1995,9999,"FBC","dry","N","Waste Coal","Reagent Injection",1995,0.893,"NH3","SNCR",null,1995,"B","NA",{"$nulls":3},0.54,0.15758,0.15758,0.15758,0.15758,0.01,0.01,0.01,0.98,"Yes",2016,{"$nulls":5},"Inter-Power/AhlCon Partners, L.P.",100,"Inter-Power/AhlCon Partners, L.P.",100]
["Sierra Pacific Lincoln Facility","10144_B_BLR3",10144,"B","BLR3",null,"Biomass",null,"WEC_CALN","California",6,"Placer",61,"06061",17.5,5019,2005,9999,null,null,"Y","Biomass",{"$nulls":4},"SNCR",null,null,"ESPC + C","No",{"$nulls":4},0.1256,0.1256,0.1256,0.1256,{"$nulls":11},"Sierra Pacific Industries Inc",100,"Sierra Pacific Industries",100]
["Grant Town Power Plant","10151_B_BLR1A",10151,"B","BLR1A",10068,"Coal Steam",null,"PJM_AP","West Virginia",54,"Marion",49,"54049",40,13650,1993,9999,"FBC","dry","N","Waste Coal","Reagent Injection",1992,0.92,"CF + CM + NH3","SNCR",null,2003,"B","NA",{"$nulls":3},0.83,0.32225,0.16112,0.32225,0.16112,0.01,0.01,0.01,0.98,"Yes",1992,{"$nulls":5},"American Bituminous Power LP",100,"NRG Energy Inc",100]
["Grant Town Power Plant","10151_B_BLR1B",10151,"B","BLR1B",10069,"Coal Steam",null,"PJM_AP","West Virginia",54,"Marion",49,"54049",40,13650,1993,9999,"FBC","dry","N","Waste Coal","Reagent Injection",1992,0.92,"CF + CM + NH3","SNCR",null,2003,"B","NA",{"$nulls":3},0.83,0.31997,0.15998,0.31997,0.15998,0.01,0.01,0.01,0.98,"Yes",1992,{"$nulls":5},"American Bituminous Power LP",100,"NRG Energy Inc",100]
["Mosaic Co Tampa Facility","10204_B_7-1",10204,"B","7-1",null,"Non-Fossil Waste",null,"FRCC","Florida",12,"Hillsborough",57,"12057",10.4,9194,1999,9999,null,null,"Y","Non-Fossil Waste",{"$nulls":13},0,0,0,0,{"$nulls":11},"Mosaic Co",100,"Mosaic Co (The)",100]
["Mosaic Co Tampa Facility","10204_B_7-2",10204,"B","7-2",null,"Non-Fossil Waste",null,"FRCC","Florida",12,"Hillsborough",57,"12057",10.4,9194,1999,9999,null,null,"Y","Non-Fossil Waste",{"$nulls":13},0,0,0,0,{"$nulls":11},"Mosaic Co",100,"Mosaic Co (The)",100]
["Mosaic Co Tampa Facility","10204_B_9-1",10204,"B","9-1",null,"Non-Fossil Waste",null,"FRCC","Florida",12,"Hillsborough",57,"12057",10.4,9194,1999,9999,null,null,"Y","Non-Fossil Waste",{"$nulls":13},0,0,0,0,{"$nulls":11},"Mosaic Co",100,"Mosaic Co (The)",100]
["Mosaic Co Tampa Facility","10204_B_9-2",10204,"B","9-2",null,"Non-Fossil Waste",null,"FRCC","Florida",12,"Hillsborough",57,"12057",10.4,9194,2000,9999,null,null,"Y","Non-Fossil Waste",{"$nulls":13},0,0,0,0,{"$nulls":11},"Mosaic Co",100,"Mosaic Co (The)",100]
["Alabama River Pulp","10216_B_PB1",10216,"B","PB1",null,"Non-Fossil Waste",null,"S_SOU","Alabama",1,"Monroe",99,"01099",21.8,11843,1978,9999,null,null,"Y","Non-Fossil Waste","Wet Scrubber",1978,0.829,"STM",{"$nulls":9},0.07,0.07,0.06999999999999999,0.06999999999999999,{"$nulls":11},"Alabama River Pulp Co Inc",100,"Parsons & Whittemore Inc",100]
["Alabama River Pulp","10216_B_RB1",10216,"B","RB1",null,"Non-Fossil Waste",null,"S_SOU","Alabama",1,"Monroe",99,"01099",21.8,11843,1978,9999,null,null,"Y","Non-Fossil Waste",{"$nulls":3},"other",{"$nulls":3},"ESPC","No",{"$nulls":4},0.02,0.02,0.02,0.02,{"$nulls":11},"Alabama River Pulp Co Inc",100,"Parsons & Whittemore Inc",100]
["Leaf River Cellulose LLC","10233_B_PB",10233,"B","PB",null,"Non-Fossil Waste",null,"S_SOU","Mississippi",28,"Perry",111,"28111",26,5075,1984,9999,null,null,"Y","Non-Fossil Waste",{"$nulls":7},"ESPH","No",{"$nulls":4},0,0,0,0,{"$nulls":11},"Leaf River Cellulose LLC",100,"Koch Industries Inc",100]
["Leaf River Cellulose LLC","10233_B_RB",10233,"B","RB",null,"Non-Fossil Waste",null,"S_SOU","Mississippi",28,"Perry",111,"28111",26,5075,1984,9999,null,null,"Y","Non-Fossil Waste",{"$nulls":7},"ESPH","No",{"$nulls":4},0,0,0,0,{"$nulls":11},"Leaf River Cellulose LLC",100,"Koch Industries Inc",100]
["Crawfordsville Power Plant","1024_B_5",1024,"B","5",null,"Coal Steam",null,"MIS_INKY","Indiana",18,"Montgomery",107,"18107",10.6,14500,1956,9999,"stoker/SPR","dry","N","Bituminous",{"$nulls":7},"C","NA",{"$nulls":3},6,0.47486,0.47486,0.47486,0.47486,1,0.1,1,0,{"$nulls":7},"Crawfordsville Energy LLC",100,"Sterling Energy Group LLC",100]
["Crawfordsville Power Plant","1024_B_6",1024,"B","6",null,"Coal Steam",null,"MIS_INKY","Indiana",18,"Montgomery",107,"18107",12.6,14500,1965,9999,"stoker/SPR","dry","N","Bituminous",{"$nulls":7},"ESPC + C","No",{"$nulls":3},6,0.47486,0.47486,0.47486,0.47486,0.64,0.1,1,0,{"$nulls":7},"Crawfordsville Energy LLC",100,"Sterling Energy Group LLC",100]
["Bay County Waste to Energy","10250_B_1",10250,"B","1",null,"Municipal Solid Waste",null,"S_SOU","Florida",12,"Bay",5,"12005",5,24503,1986,9999,null,null,"N","MSW","Dry Scrubber",2005,0.985,"LA",{"$nulls":3},"B","NA","ACI",2005,null,null,0.47052,0.47052,0.47052,0.47052,0.08,0.08,0.08,{"$nulls":8},"Bay County Board County Commission",100,"Bay County Board County Commission",100]
["Bay County Waste to Energy","10250_B_2",10250,"B","2",null,"Municipal Solid Waste",null,"S_SOU","Florida",12,"Bay",5,"12005",5,24503,1986,9999,null,null,"N","MSW","Dry Scrubber",2005,0.985,"LA",{"$nulls":3},"B","NA","ACI",2005,null,null,0.47052,0.47052,0.47052,0.47052,0.08,0.08,0.08,{"$nulls":8},"Bay County Board County Commission",100,"Bay County Board County Commission",100]
["Bridgewater Power LP","10290_B_EU1",10290,"B","EU1",null,"Biomass",null,"NENGREST","New Hampshire",33,"Grafton",9,"33009",16,15710,1987,9999,null,null,"N","Biomass",{"$nulls":3},"LA + OFA","SCR",null,null,"B + C","NA",{"$nulls":3},0.067,0.06032,0.06032,0.06032,0.06032,{"$nulls":11},"Bridgewater Power Co LP",100,"Public Service Enterprise Group Inc",100]
["Desert View Power","10300_B_BLR1",10300,"B","BLR1",null,"Biomass",null,"WECC_IID","California",6,"Riverside",65,"06065",23.5,16026,1992,9999,null,null,"N","Biomass","Dry Scrubber",1992,0.92,null,"SNCR",null,null,"B","NA",{"$nulls":4},0.07882,0.07882,0.07882,0.07882,{"$nulls":4},"Yes",{"$nulls":6},"Greenleaf Power LLC",100,"Greenleaf Power",100]
["Desert View Power","10300_B_BLR2",10300,"B","BLR2",null,"Biomass",null,"WECC_IID","California",6,"Riverside",65,"06065",23.5,16026,1992,9999,null,null,"N","Biomass","Dry Scrubber",1992,0.92,null,"SNCR",null,null,"B","NA",{"$nulls":4},0.07882,0.07882,0.07882,0.07882,{"$nulls":4},"Yes",{"$nulls":6},"Greenleaf Power LLC",100,"Greenleaf Power",100]
["T B Simon Power Plant","10328_B_BLR1",10328,"B","BLR1",89142,"O/G Steam",null,"MIS_LMI","Michigan",26,"Ingham",65,"26065",17,8300,1965,9999,"wall","dry","Y","Natural Gas",{"$nulls":3},"LNB","SNCR",{"$nulls":7},1.67,0.14368,0.14368,0.14368,0.14368,{"$nulls":11},"Michigan State University",100,"Michigan State University",100]
["T B Simon Power Plant","10328_B_BLR2",10328,"B","BLR2",89143,"O/G Steam",null,"MIS_LMI","Michigan",26,"Ingham",65,"26065",17,8300,1965,9999,"wall","dry","Y","Natural Gas",{"$nulls":3},"LNB","SNCR",{"$nulls":7},1.67,0.10818,0.10818,0.10818,0.10818,{"$nulls":11},"Michigan State University",100,"Michigan State University",100]
["T B Simon Power Plant","10328_B_BLR3",10328,"B","BLR3",89144,"O/G Steam",null,"MIS_LMI","Michigan",26,"Ingham",65,"26065",17,8300,1973,9999,"wall","dry","Y","Natural Gas",{"$nulls":3},"LNB","SNCR",{"$nulls":7},1.67,0.1246,0.1246,0.1246,0.1246,{"$nulls":11},"Michigan State University",100,"Michigan State University",100]
["T B Simon Power Plant","10328_B_BLR4",10328,"B","BLR4",89145,"O/G Steam",null,"MIS_LMI","Michigan",26,"Ingham",65,"26065",17,8300,1990,9999,null,"dry","Y","Natural Gas",{"$nulls":3},"CF","SNCR",{"$nulls":7},1.67,0.01436,0.01436,0.01436,0.01436,{"$nulls":11},"Michigan State University",100,"Michigan State University",100]
["T B Simon Power Plant","10328_B_BLR6",10328,"B","BLR6",89142,"O/G Steam",null,"MIS_LMI","Michigan",26,"Ingham",65,"26065",17,8300,2004,9999,"wall","dry","Y","Natural Gas",{"$nulls":3},"LNB","SNCR",{"$nulls":7},1.67,0.143676433845993,0.143676433845993,0.143676433845993,0.143676433845993,{"$nulls":11},"Michigan State University",100,"Michigan State University",100]
["Foster Wheeler Mt Carmel Cogen","10343_B_SG-101",10343,"B","SG-101",3542,"Coal Steam",null,"PJM_WMAC","Pennsylvania",42,"Northumberland",97,"42097",43,14500,1990,9999,"FBC","dry","Y","Waste Coal","Dry Scrubber",1990,0.91,"CF",{"$nulls":3},"B","NA",{"$nulls":3},0.24,0.06934,0.06934,0.06934,0.06934,0.01,0.01,0.01,0.99,"Yes",1990,{"$nulls":5},"Mt Carmel Cogeneration Inc",100,"Foster Wheeler Ag",100]
["Hillman Power LLC","10346_B_BOIL01",10346,"B","BOIL01",null,"Biomass",null,"MIS_LMI","Michigan",26,"Montmorency",119,"26119",17.7,13500,1987,9999,null,null,"N","Biomass",{"$nulls":3},"NH3","SCR",null,null,"ESPC + C","No",{"$nulls":4},0.14958,0.14958,0.14958,0.14958,{"$nulls":11},"Hillman Power Co",100,"Primary Power Management & Development Inc",100]
["ReEnergy Livermore Falls","10354_B_1",10354,"B","1",null,"Biomass",null,"NENG_ME","Maine",23,"Androscoggin",1,"23001",36,13703,1992,9999,null,null,"N","Biomass",{"$nulls":3},"NH3","SNCR",null,null,"ESPH + C","Yes",{"$nulls":4},0.06903,0.06903,0.06903,0.06903,{"$nulls":11},"ReEnergy Livermore Falls LLC",100,"ReEnergy",100]
["Lumberton","10382_B_UNIT1",10382,"B","UNIT1",3545,"Biomass",null,"S_VACA","North Carolina",37,"Robeson",155,"37155",17.4,18075,2015,9999,"stoker/SPR","dry","Y","Biomass",null,null,0.5,"OFA","SNCR",null,null,"B","NA",{"$nulls":3},2.3,0.4414,0.15895,0.4414,0.15895,0.11,0.27,1,null,"Yes",{"$nulls":6},"North Carolina Renewable Energy LLC",100,"North Carolina Renewable Energy LLC",100]
["Lumberton","10382_B_UNIT2",10382,"B","UNIT2",3546,"Biomass",null,"S_VACA","North Carolina",37,"Robeson",155,"37155",17.4,18075,2015,9999,"stoker/SPR","dry","Y","Biomass",{"$nulls":3},"OFA","SNCR",null,null,"B","NA",{"$nulls":3},2.3,0.4474,0.16333,0.4474,0.16333,0.11,0.27,1,{"$nulls":8},"North Carolina Renewable Energy LLC",100,"North Carolina Renewable Energy LLC",100]
["ArcelorMittal Indiana Harbor West","10397_B_5HPB",10397,"B","5HPB",null,"Fossil Waste",null,"MIS_INKY","Indiana",18,"Lake",89,"18089",11.1,5172,1952,9999,"wall",null,"Y","Fossil Waste",{"$nulls":13},0.04795,0.04795,0.04795,0.04795,{"$nulls":11},"ISG Indiana Harbor Inc",100,"Mittal Steel Co N V",100]
["ArcelorMittal Indiana Harbor West","10397_B_6HPB",10397,"B","6HPB",null,"Fossil Waste",null,"MIS_INKY","Indiana",18,"Lake",89,"18089",11.1,5172,1956,9999,"wall",null,"Y","Fossil Waste",{"$nulls":13},0.04795,0.04795,0.04795,0.04795,{"$nulls":11},"ISG Indiana Harbor Inc",100,"Mittal Steel Co N V",100]
["ArcelorMittal Indiana Harbor West","10397_B_7HPB",10397,"B","7HPB",null,"Fossil Waste",null,"MIS_INKY","Indiana",18,"Lake",89,"18089",11.1,5172,1956,9999,"wall",null,"Y","Fossil Waste",{"$nulls":13},0.04795,0.04795,0.04795,0.04795,{"$nulls":11},"ISG Indiana Harbor Inc",100,"Mittal Steel Co N V",100]
["ArcelorMittal Indiana Harbor West","10397_B_8HPB",10397,"B","8HPB",null,"Fossil Waste",null,"MIS_INKY","Indiana",18,"Lake",89,"18089",24,5172,1967,9999,"tangential",null,"Y","Fossil Waste",{"$nulls":13},0.04795,0.04795,0.04795,0.04795,{"$nulls":11},"ISG Indiana Harbor Inc",100,"Mittal Steel Co N V",100]
["ArcelorMittal Indiana Harbor West","10397_B_9HPB",10397,"B","9HPB",null,"Fossil Waste",null,"MIS_INKY","Indiana",18,"Lake",89,"18089",17,5172,2000,9999,"wall",null,"Y","Fossil Waste",{"$nulls":13},0.01,0.01,0.01,0.01,{"$nulls":11},"ISG Indiana Harbor Inc",100,"Mittal Steel Co N V",100]
["Whitewater Valley","1040_B_1",1040,"B","1",729,"Coal Steam",null,"PJM_West","Indiana",18,"Wayne",177,"18177",35,13048,1955,9999,"wall","dry","N","Bituminous",null,null,0.0581,"LA + LNB + NH3 + OFA","SNCR",null,2004,"ESPC + B","No","ACI",2016,null,6,0.37288,0.27966,0.37288,0.27966,0.1,0.1,0.1,0.98,"Yes",2016,{"$nulls":5},"Richmond Power & Light",100,"Richmond Power & Light",100]
["Whitewater Valley","1040_B_2",1040,"B","2",730,"Coal Steam",null,"PJM_West","Indiana",18,"Wayne",177,"18177",65,12947,1973,9999,"tangential","dry","N","Bituminous",null,null,0.078,"LNC2 + NH3 + OFA","SNCR",null,2003,"ESPC + B","No","ACI",2016,null,6,0.39657,0.29743,0.1469,0.11017592606601612,0.1,0.1,0.1,0.98,"Yes",2016,{"$nulls":5},"Richmond Power & Light",100,"Richmond Power & Light",100]
["Pensacola Florida Plant","10416_B_BO4",10416,"B","BO4",null,"O/G Steam",null,"S_SOU","Florida",12,"Escambia",33,"12033",2.7,8300,1953,9999,null,null,"Y","Natural Gas",{"$nulls":13},0.23063,0.23063,0.23063,0.23063,{"$nulls":11},"Solutia Inc Pensacola",100,"Solutia Inc",100]
["Pensacola Florida Plant","10416_B_BO5",10416,"B","BO5",null,"O/G Steam",null,"S_SOU","Florida",12,"Escambia",33,"12033",2.7,8300,1957,9999,null,null,"Y","Natural Gas",{"$nulls":13},0.23063,0.23063,0.23063,0.23063,{"$nulls":11},"Solutia Inc Pensacola",100,"Solutia Inc",100]
["Pensacola Florida Plant","10416_B_BO6",10416,"B","BO6",null,"O/G Steam",null,"S_SOU","Florida",12,"Escambia",33,"12033",2.7,8300,1957,9999,null,null,"Y","Natural Gas",{"$nulls":13},0.23063,0.23063,0.23063,0.23063,{"$nulls":11},"Solutia Inc Pensacola",100,"Solutia Inc",100]
["Pensacola Florida Plant","10416_B_BO7",10416,"B","BO7",null,"O/G Steam",null,"S_SOU","Florida",12,"Escambia",33,"12033",2.7,8300,1953,9999,null,null,"Y","Natural Gas",{"$nulls":13},0.2,0.2,0.19999999999999998,0.19999999999999998,{"$nulls":11},"Solutia Inc Pensacola",100,"Solutia Inc",100]
["Pensacola Florida Plant","10416_B_BO8",10416,"B","BO8",null,"O/G Steam",null,"S_SOU","Florida",12,"Escambia",33,"12033",2.7,8300,1953,9999,null,null,"Y","Natural Gas",{"$nulls":13},0.25,0.25,0.25,0.25,{"$nulls":11},"Solutia Inc Pensacola",100,"Solutia Inc",100]
["Pensacola Florida Plant","10416_B_BO9",10416,"B","BO9",null,"O/G Steam",null,"S_SOU","Florida",12,"Escambia",33,"12033",2.7,8300,2007,9999,null,null,"Y","Natural Gas",{"$nulls":13},0.23063,0.23063,0.23063,0.23063,{"$nulls":11},"Solutia Inc Pensacola",100,"Solutia Inc",100]
["Camden Resource Recovery Facility","10435_B_SG101A",10435,"B","SG101A",null,"Municipal Solid Waste",null,"PJM_EMAC","New Jersey",34,"Camden",7,"34007",11,22061,1991,9999,null,null,"N","MSW","Dry Scrubber",1991,0.8,null,"SNCR",null,null,"ESPC","No","ACI",1995,null,null,0.3,0.3,0.3,0.3,0.08,0.08,0.08,{"$nulls":8},"Camden County Energy Recovery Associates LP",100,"Foster Wheeler Ag",100]
["Camden Resource Recovery Facility","10435_B_SG101B",10435,"B","SG101B",null,"Municipal Solid Waste",null,"PJM_EMAC","New Jersey",34,"Camden",7,"34007",11,22061,1991,9999,null,null,"N","MSW","Dry Scrubber",1991,0.8,null,"SNCR",null,null,"ESPC","No","ACI",1995,null,null,0.3,0.3,0.3,0.3,0.08,0.08,0.08,{"$nulls":8},"Camden County Energy Recovery Associates LP",100,"Foster Wheeler Ag",100]
["Camden Resource Recovery Facility","10435_B_SG101C",10435,"B","SG101C",null,"Municipal Solid Waste",null,"PJM_EMAC","New Jersey",34,"Camden",7,"34007",11,22061,1991,9999,null,null,"N","MSW","Dry Scrubber",1991,0.8,null,"SNCR",null,null,"ESPC","No","ACI",1995,null,null,0.3,0.3,0.3,0.3,0.08,0.08,0.08,{"$nulls":8},"Camden County Energy Recovery Associates LP",100,"Foster Wheeler Ag",100]
["SEGS IX","10446_B_HTFHTR",10446,"B","HTFHTR",null,"Solar Thermal",null,"WECC_SCE","California",6,"San Bernardino",71,"06071",88,9771,1990,9999,null,null,"N","Solar",{"$nulls":13},0,0,0,0,{"$nulls":11},"Luz Solar Partners Ltd IX",100,"NextEra Energy Inc",100]
["ReEnergy Black River","10464_B_E0001",10464,"B","E0001",3547,"Biomass",null,"NY_Z_C&E","New York",36,"Jefferson",45,"36045",18.3,17949,2013,9999,"FBC","dry","N","Biomass","Wet Scrubber",1989,0.999,"CF + FU + LA",{"$nulls":3},"B","NA",{"$nulls":3},3.8,0.12994,0.12994,0.12994,0.12994,0.05,0.43,0.43,{"$nulls":8},"ReEnergy Black River LLC",100,"ReEnergy",100]
["ReEnergy Black River","10464_B_E0002",10464,"B","E0002",3548,"Biomass",null,"NY_Z_C&E","New York",36,"Jefferson",45,"36045",18.3,17949,2013,9999,"FBC","dry","N","Biomass","Wet Scrubber",1989,0.999,"CF + FU + LA",{"$nulls":3},"B","NA",{"$nulls":3},3.8,0.13122,0.13122,0.13122,0.13122,0.05,0.43,0.43,{"$nulls":8},"ReEnergy Black River LLC",100,"ReEnergy",100]
["ReEnergy Black River","10464_B_E0003",10464,"B","E0003",3549,"Biomass",null,"NY_Z_C&E","New York",36,"Jefferson",45,"36045",18.3,17949,2013,9999,"FBC","dry","N","Biomass","Wet Scrubber",1989,0.999,"CF + FU + LA",{"$nulls":3},"B","NA",{"$nulls":3},3.8,0.13123,0.13123,0.13123,0.13123,0.05,0.43,0.43,{"$nulls":8},"ReEnergy Black River LLC",100,"ReEnergy",100]
["Puente Hills Energy Recovery","10472_B_B300",10472,"B","B300",null,"Landfill Gas",null,"WECC_SCE","California",6,"Los Angeles",37,"06037",22.5,14103,1986,9999,null,null,"N","Landfill Gas",{"$nulls":3},"FR",{"$nulls":9},0.0261,0.0261,0.0261,0.0261,{"$nulls":11},"Sanitation Districts of Los Angeles County",100,"Sanitation Districts of Los Angeles County",100]
["Puente Hills Energy Recovery","10472_B_B400",10472,"B","B400",null,"Landfill Gas",null,"WECC_SCE","California",6,"Los Angeles",37,"06037",22.5,14103,1986,9999,null,null,"N","Landfill Gas",{"$nulls":3},"FR",{"$nulls":9},0.0261,0.0261,0.0261,0.0261,{"$nulls":11},"Sanitation Districts of Los Angeles County",100,"Sanitation Districts of Los Angeles County",100]
["Wisconsin Rapids Pulp Mill","10477_B_P1",10477,"B","P1",null,"Non-Fossil Waste",null,"MIS_WUMS","Wisconsin",55,"Wood",141,"55141",10.8,5149,1966,9999,null,null,"Y","Non-Fossil Waste",{"$nulls":7},"ESPC + C","No",{"$nulls":3},3.2,0.53,0.53,0.53,0.53,{"$nulls":11},"Newpage Wisconsin System Inc",100,"Newpage Group Inc",100]
["Wisconsin Rapids Pulp Mill","10477_B_P2",10477,"B","P2",null,"Non-Fossil Waste",null,"MIS_WUMS","Wisconsin",55,"Wood",141,"55141",10.8,5149,1966,9999,null,null,"Y","Non-Fossil Waste",{"$nulls":7},"ESPC + C","No",{"$nulls":3},3.2,0.54,0.54,0.54,0.54,{"$nulls":11},"Newpage Wisconsin System Inc",100,"Newpage Group Inc",100]
["Wisconsin Rapids Pulp Mill","10477_B_P3",10477,"B","P3",null,"Non-Fossil Waste",null,"MIS_WUMS","Wisconsin",55,"Wood",141,"55141",10.8,5149,1991,9999,null,null,"Y","Non-Fossil Waste",{"$nulls":3},"FR + LNB",{"$nulls":8},0.789,0.04,0.04,0.04,0.04,{"$nulls":11},"Newpage Wisconsin System Inc",100,"Newpage Group Inc",100]
["Wisconsin Rapids Pulp Mill","10477_B_R1",10477,"B","R1",null,"Non-Fossil Waste",null,"MIS_WUMS","Wisconsin",55,"Wood",141,"55141",10.8,5149,1966,9999,null,null,"Y","Non-Fossil Waste",{"$nulls":7},"ESPC","No",{"$nulls":4},0,0,0,0,{"$nulls":11},"Newpage Wisconsin System Inc",100,"Newpage Group Inc",100]
["Wisconsin Rapids Pulp Mill","10477_B_R2",10477,"B","R2",null,"Non-Fossil Waste",null,"MIS_WUMS","Wisconsin",55,"Wood",141,"55141",10.8,5149,1975,9999,null,null,"Y","Non-Fossil Waste",{"$nulls":7},"ESPC","No",{"$nulls":4},0,0,0,0,{"$nulls":11},"Newpage Wisconsin System Inc",100,"Newpage Group Inc",100]
["Wisconsin Rapids Pulp Mill","10477_B_R3",10477,"B","R3",null,"Non-Fossil Waste",null,"MIS_WUMS","Wisconsin",55,"Wood",141,"55141",10.8,5149,1989,9999,null,null,"Y","Non-Fossil Waste",{"$nulls":7},"ESPC","No",{"$nulls":4},0,0,0,0,{"$nulls":11},"Newpage Wisconsin System Inc",100,"Newpage Group Inc",100]
["Rumford Cogeneration","10495_B_6",10495,"B","6",null,"Tires",null,"NENG_ME","Maine",23,"Oxford",17,"23017",26,5372,1990,9999,"FBC","dry","Y","Tires","Reagent Injection",1990,0.75,"CF",{"$nulls":3},"ESPH","Yes",{"$nulls":3},1.92,0.28495,0.28495,0.28495,0.28495,{"$nulls":4},"Yes",1990,{"$nulls":5},"Rumford Cogeneration Co LP",100,"Newpage Group Inc",100]
["Rumford Cogeneration","10495_B_7",10495,"B","7",null,"Tires",null,"NENG_ME","Maine",23,"Oxford",17,"23017",26,5372,1990,9999,"FBC","dry","Y","Tires","Reagent Injection",1990,0.75,"CF",{"$nulls":3},"ESPH","Yes",{"$nulls":3},1.92,0.28496,0.28496,0.28496,0.28496,{"$nulls":4},"Yes",1990,{"$nulls":5},"Rumford Cogeneration Co LP",100,"Newpage Group Inc",100]
["Rumford Cogeneration","10495_B_CRECV",10495,"B","CRECV",null,"Non-Fossil Waste",null,"NENG_ME","Maine",23,"Oxford",17,"23017",34,5377,1981,9999,"FBC","dry","Y","Non-Fossil Waste",{"$nulls":3},"other",{"$nulls":9},0.16053,0.16053,0.16053,0.16053,{"$nulls":11},"Rumford Cogeneration Co LP",100,"Newpage Group Inc",100]
["Wheelabrator Hudson Falls","10503_B_SG201A",10503,"B","SG201A",null,"Municipal Solid Waste",null,"NY_Z_F","New York",36,"Washington",115,"36115",5.8,21668,1992,9999,null,null,"N","MSW","Dry Scrubber",1992,0.994,"OFA",{"$nulls":3},"ESPC","Yes","ACI",2001,null,null,0.53,0.53,0.53,0.53,0.08,0.08,0.08,{"$nulls":8},"Foster Wheeler Power System Inc",100,"Foster Wheeler Ag",100]
["Wheelabrator Hudson Falls","10503_B_SG201B",10503,"B","SG201B",null,"Municipal Solid Waste",null,"NY_Z_F","New York",36,"Washington",115,"36115",5.8,21668,1992,9999,null,null,"N","MSW","Dry Scrubber",1992,0.994,"OFA",{"$nulls":3},"ESPC","Yes","ACI",2001,null,null,0.53,0.53,0.53,0.53,0.08,0.08,0.08,{"$nulls":8},"Foster Wheeler Power System Inc",100,"Foster Wheeler Ag",100]
["Craven County Wood Energy LP","10525_B_4A",10525,"B","4A",89655,"Biomass",null,"S_VACA","North Carolina",37,"Craven",49,"37049",47,14638,1990,9999,"stoker/SPR",null,"N","Biomass",{"$nulls":3},"LA + OFA",{"$nulls":3},"ESPC + C","No",{"$nulls":4},0.21205,0.21205,0.21205,0.21205,{"$nulls":11},"Craven County Wood Energy LP",100,"CMS Energy Corp",100]
["Fernandina Plant","10562_B_PB6",10562,"B","PB6",null,"Biomass",null,"FRCC","Florida",12,"Nassau",89,"12089",21,7106,2006,9999,null,null,"Y","Biomass","Wet Scrubber",2007,0.829,"CF + FR + NH3","SNCR",null,null,"ESPH","Yes",{"$nulls":4},0.10744,0.10744,0.10744,0.10744,{"$nulls":11},"Rayonier Performance Fibers LLC",100,"Salem Auger S/N 25",100]
["Fernandina Plant","10562_B_REC5",10562,"B","REC5",null,"Biomass",null,"FRCC","Florida",12,"Nassau",89,"12089",21,7106,1976,9999,null,null,"Y","Biomass","Wet Scrubber",2016,0.829,"other",{"$nulls":3},"WS","NA",{"$nulls":4},0.2,0.2,0.2,0.2,{"$nulls":11},"Plummer Forest Products Inc",100,"Plummer Forest Products Inc",100]
["Agrilectric Power Partners Ltd","10593_B_BLR1",10593,"B","BLR1",null,"Biomass",null,"MIS_WOTA","Louisiana",22,"Calcasieu",19,"22019",10.9,16484,1984,9999,null,null,"N","Biomass",{"$nulls":7},"B","NA",{"$nulls":4},0.22033,0.22033,0.22033,0.22033,{"$nulls":11},"Agrilectric Power Partners Ltd",100,"Powell Group Inc (The)",100]
["Ebensburg Power","10603_B_031",10603,"B","031",3557,"Coal Steam",null,"PJM_PENE","Pennsylvania",42,"Cambria",21,"42021",50,14500,1991,9999,"FBC","dry","Y","Waste Coal","Reagent Injection",1991,0.9,"CF",{"$nulls":3},"B","NA",{"$nulls":3},1,0.09405,0.09405,0.09405,0.09405,0.01,0.01,0.01,0.98,"Yes",1991,{"$nulls":5},"Ebensburg Power Co",100,"McDermott International Inc",100]
["Domtar - Woodland Mill","10613_B_3RB",10613,"B","3RB",null,"Non-Fossil Waste",null,"NENG_ME","Maine",23,"Washington",29,"23029",23,4431,1989,9999,null,null,"Y","Non-Fossil Waste","Wet Scrubber",1989,0.991,"other",{"$nulls":3},"ESPH","No",{"$nulls":3},2.106,0.13579,0.13579,0.13579,0.13579,{"$nulls":11},"Domtar Maine LLC",100,"Domtar Inc",100]
["Domtar - Woodland Mill","10613_B_9PB",10613,"B","9PB",null,"Non-Fossil Waste",null,"NENG_ME","Maine",23,"Washington",29,"23029",23,4431,1969,9999,null,null,"Y","Non-Fossil Waste","Wet Scrubber",1989,0.991,"other",{"$nulls":9},0.28938,0.28938,0.28938,0.28938,{"$nulls":11},"Domtar Maine LLC",100,"Domtar Inc",100]
["Pine Bluff Mill","10627_B_BB1",10627,"B","BB1",null,"O/G Steam",null,"MIS_AR","Arkansas",5,"Jefferson",69,"05069",12.2,8300,1957,9999,null,null,"Y","Natural Gas",{"$nulls":13},0.23063,0.23063,0.23063,0.23063,{"$nulls":11},"International Paper Co",100,"International Paper Co",100]
["Pine Bluff Mill","10627_B_PB1",10627,"B","PB1",null,"O/G Steam",null,"MIS_AR","Arkansas",5,"Jefferson",69,"05069",12.2,8300,1957,9999,null,null,"Y","Natural Gas",{"$nulls":13},0.23063,0.23063,0.23063,0.23063,{"$nulls":11},"International Paper Co",100,"International Paper Co",100]
["Pine Bluff Mill","10627_B_RB2",10627,"B","RB2",null,"Non-Fossil Waste",null,"MIS_AR","Arkansas",5,"Jefferson",69,"05069",12.2,5800,1957,9999,null,null,"Y","Non-Fossil Waste",{"$nulls":7},"ESPH","No",{"$nulls":4},0,0,0,0,{"$nulls":11},"International Paper Co",100,"International Paper Co",100]
["Pine Bluff Mill","10627_B_RB3",10627,"B","RB3",null,"Non-Fossil Waste",null,"MIS_AR","Arkansas",5,"Jefferson",69,"05069",12.2,5800,1957,9999,null,null,"Y","Non-Fossil Waste",{"$nulls":7},"ESPH","No",{"$nulls":4},0,0,0,0,{"$nulls":11},"International Paper Co",100,"International Paper Co",100]
["Pine Bluff Mill","10627_B_RB4",10627,"B","RB4",null,"Non-Fossil Waste",null,"MIS_AR","Arkansas",5,"Jefferson",69,"05069",12.2,5800,1957,9999,null,null,"Y","Non-Fossil Waste",{"$nulls":7},"ESPH","No",{"$nulls":4},0,0,0,0,{"$nulls":11},"International Paper Co",100,"International Paper Co",100]
["Wheelabrator Baltimore Refuse","10629_B_BLR1",10629,"B","BLR1",null,"Municipal Solid Waste",null,"PJM_SMAC","Maryland",24,"Baltimore City",510,"24510",20.4,12756,1985,9999,null,null,"Y","MSW","Dry Scrubber",2000,0.9,null,"SNCR",null,null,"ESPH","Yes","ACI",2000,null,null,0.31,0.31,0.31,0.31,0.08,0.08,0.08,{"$nulls":8},"Wheelabrator Baltimore Inc",100,"Macquarie Bank Limited",100]
["Wheelabrator Baltimore Refuse","10629_B_BLR2",10629,"B","BLR2",null,"Municipal Solid Waste",null,"PJM_SMAC","Maryland",24,"Baltimore City",510,"24510",20.4,12756,1985,9999,null,null,"Y","MSW","Dry Scrubber",2000,0.9,null,"SNCR",null,null,"ESPH","Yes","ACI",2000,null,null,0.31,0.31,0.31,0.31,0.08,0.08,0.08,{"$nulls":8},"Wheelabrator Baltimore Inc",100,"Macquarie Bank Limited",100]
["Wheelabrator Baltimore Refuse","10629_B_BLR3",10629,"B","BLR3",null,"Municipal Solid Waste",null,"PJM_SMAC","Maryland",24,"Baltimore City",510,"24510",20.4,12756,1985,9999,null,null,"Y","MSW","Dry Scrubber",2000,0.9,null,"SNCR",null,null,"ESPH","Yes","ACI",2000,null,null,0.31,0.31,0.31,0.31,0.08,0.08,0.08,{"$nulls":8},"Wheelabrator Baltimore Inc",100,"Macquarie Bank Limited",100]
["Covanta Hempstead","10642_B_1",10642,"B","1",null,"Municipal Solid Waste",null,"NY_Z_K","New York",36,"Nassau",59,"36059",23.9,17909,1989,9999,null,null,"N","MSW","Dry Scrubber",1989,0.85,"LA","SNCR",null,null,"B","NA",{"$nulls":4},0.29,0.29,0.29,0.29,0.08,0.08,0.08,{"$nulls":8},"Covanta Hempstead Co",100,"Covanta Holding Corp",100]
["Covanta Hempstead","10642_B_2",10642,"B","2",null,"Municipal Solid Waste",null,"NY_Z_K","New York",36,"Nassau",59,"36059",23.9,17909,1989,9999,null,null,"N","MSW","Dry Scrubber",1989,0.85,"LA","SNCR",null,null,"B","NA",{"$nulls":4},0.29,0.29,0.29,0.29,0.08,0.08,0.08,{"$nulls":8},"Covanta Hempstead Co",100,"Covanta Holding Corp",100]
["Covanta Hempstead","10642_B_3",10642,"B","3",null,"Municipal Solid Waste",null,"NY_Z_K","New York",36,"Nassau",59,"36059",23.9,17909,1989,9999,null,null,"N","MSW","Dry Scrubber",1989,0.85,null,"SNCR",null,null,"B","NA",{"$nulls":4},0.29,0.29,0.29,0.29,0.08,0.08,0.08,{"$nulls":8},"Covanta Hempstead Co",100,"Covanta Holding Corp",100]
["Covanta Essex Company","10643_B_1",10643,"B","1",null,"Municipal Solid Waste",null,"PJM_EMAC","New Jersey",34,"Essex",13,"34013",20,20422,1990,9999,null,null,"N","MSW","Dry Scrubber",1990,0.7,"NH3","SNCR",null,null,"B","NA","ACI",1995,null,null,0.145,0.145,0.145,0.145,0.08,0.08,0.08,{"$nulls":8},"Covanta Essex Co",100,"Covanta Holding Corp",100]
["Covanta Essex Company","10643_B_2",10643,"B","2",null,"Municipal Solid Waste",null,"PJM_EMAC","New Jersey",34,"Essex",13,"34013",20,20422,1990,9999,null,null,"N","MSW","Dry Scrubber",1990,0.7,"NH3","SNCR",null,null,"B","NA","ACI",1995,null,null,0.145,0.145,0.145,0.145,0.08,0.08,0.08,{"$nulls":8},"Covanta Essex Co",100,"Covanta Holding Corp",100]
["Covanta Essex Company","10643_B_3",10643,"B","3",null,"Municipal Solid Waste",null,"PJM_EMAC","New Jersey",34,"Essex",13,"34013",20,20422,1990,9999,null,null,"N","MSW","Dry Scrubber",1990,0.7,"NH3","SNCR",null,null,"B","NA","ACI",1995,null,null,0.144,0.144,0.144,0.144,0.08,0.08,0.08,{"$nulls":8},"Covanta Essex Co",100,"Covanta Holding Corp",100]
["Covanta Southeastern Connecticut Company","10646_B_BLR1",10646,"B","BLR1",null,"Municipal Solid Waste",null,"NENG_CT","Connecticut",9,"New London",11,"09011",8.2,20141,1991,9999,null,null,"N","MSW","Dry Scrubber",1992,0.75,null,"SNCR",null,null,"B","NA","ACI",2002,null,null,0.35,0.35,0.35,0.35,0.08,0.08,0.08,{"$nulls":8},"Covanta Southeastern Connecticut Co",100,"Covanta Holding Corp",100]
["Covanta Southeastern Connecticut Company","10646_B_BLR2",10646,"B","BLR2",null,"Municipal Solid Waste",null,"NENG_CT","Connecticut",9,"New London",11,"09011",8.2,20141,1991,9999,null,null,"N","MSW","Dry Scrubber",1992,0.75,null,"SNCR",null,null,"B","NA","ACI",2002,null,null,0.35,0.35,0.35,0.35,0.08,0.08,0.08,{"$nulls":8},"Covanta Southeastern Connecticut Co",100,"Covanta Holding Corp",100]
["Burney Forest Products","10652_B_BLR1",10652,"B","BLR1",null,"Biomass",null,"WEC_CALN","California",6,"Shasta",89,"06089",15.5,14869,1989,9999,null,null,"Y","Biomass",{"$nulls":3},"NH3","SNCR",null,null,"ESPH","No",{"$nulls":4},0.104,0.104,0.104,0.104,{"$nulls":11},"Forest Product LP",55.56,"Energy Investors Funds Group",55.56]
["Burney Forest Products","10652_B_BLR2",10652,"B","BLR2",null,"Biomass",null,"WEC_CALN","California",6,"Shasta",89,"06089",15.5,14869,1989,9999,null,null,"Y","Biomass",{"$nulls":3},"NH3","SNCR",null,null,"ESPH","No",{"$nulls":4},0.109,0.109,0.109,0.109,{"$nulls":11},"Forest Product LP",55.56,"Energy Investors Funds Group",55.56]
["River Valley","10671_B_1A",10671,"B","1A",90961,"Coal Steam",null,"SPP_WEST","Oklahoma",40,"Le Flore",79,"40079",80,11851,1991,9999,"FBC","dry","Y","Bituminous, Subbituminous","Reagent Injection",1991,0.852,"CF",{"$nulls":3},"B","NA",{"$nulls":3},1.2,0.1154,0.1154,0.1154,0.1154,0.05,0.1,0.43,0.98,"Yes",1991,{"$nulls":5},"Oklahoma Gas & Electric Co",100,"OGE Energy Corp",100]
["River Valley","10671_B_1B",10671,"B","1B",90962,"Coal Steam",null,"SPP_WEST","Oklahoma",40,"Le Flore",79,"40079",80,11851,1991,9999,"FBC","dry","Y","Bituminous, Subbituminous","Reagent Injection",1991,0.847,"CF",{"$nulls":3},"B","NA",{"$nulls":3},1.2,0.11299,0.11299,0.11299,0.11299,0.05,0.1,0.43,0.98,"Yes",1991,{"$nulls":5},"Oklahoma Gas & Electric Co",100,"OGE Energy Corp",100]
["River Valley","10671_B_2A",10671,"B","2A",90963,"Coal Steam",null,"SPP_WEST","Oklahoma",40,"Le Flore",79,"40079",80,11896,1991,9999,"FBC","dry","Y","Bituminous, Subbituminous","Reagent Injection",1991,0.829,"CF",{"$nulls":3},"B","NA",{"$nulls":3},1.2,0.13255,0.13255,0.13255,0.13255,0.05,0.1,0.43,0.98,"Yes",1991,{"$nulls":5},"Oklahoma Gas & Electric Co",100,"OGE Energy Corp",100]
["River Valley","10671_B_2B",10671,"B","2B",90964,"Coal Steam",null,"SPP_WEST","Oklahoma",40,"Le Flore",79,"40079",80,11896,1991,9999,"FBC","dry","Y","Bituminous, Subbituminous","Reagent Injection",1991,0.846,"CF",{"$nulls":3},"B","NA",{"$nulls":3},1.2,0.13677,0.13677,0.13677,0.13677,0.05,0.1,0.43,0.98,"Yes",1991,{"$nulls":5},"Oklahoma Gas & Electric Co",100,"OGE Energy Corp",100]
["AES Warrior Run Cogeneration Facility","10678_B_BLR1",10678,"B","BLR1",3575,"Coal Steam",null,"PJM_AP","Maryland",24,"Allegany",1,"24001",180,8909,2000,9999,"FBC","dry","Y","Bituminous, Waste Coal","Reagent Injection",2000,0.95,"NH3","SNCR",null,2000,"B","NA",{"$nulls":3},0.42,0.07105,0.07105,0.07105,0.07105,0.01,0.01,0.01,0.98,"Yes",2000,{"$nulls":5},"AES Warrior Run Inc",100,"AES Corp (The)",100]
["Argus Cogen Plant","10684_B_BLR22",10684,"B","BLR22",null,"Coal Steam",null,"WECC_SCE","California",6,"San Bernardino",71,"06071",2.3,8300,1967,9999,null,null,"Y","Bituminous",{"$nulls":12},0.526,0.47486,0.47486,0.47486,0.47486,1,0.1,1,0,{"$nulls":7},"Searles Valley Minerals Operations Inc",100,"Nirma Ltd",100]
["Argus Cogen Plant","10684_B_BLR25",10684,"B","BLR25",null,"Coal Steam",null,"WECC_SCE","California",6,"San Bernardino",71,"06071",27,8300,1978,9999,null,null,"Y","Bituminous","Wet Scrubber",1978,0.983,"LNB + OFA","SNCR",null,1978,"ESPC","Yes",{"$nulls":3},0.526,0.238,0.238,0.238,0.238,0.05,0.1,0.56,0.99,{"$nulls":7},"Searles Valley Minerals Operations Inc",100,"Nirma Ltd",100]
["Argus Cogen Plant","10684_B_BLR26",10684,"B","BLR26",null,"Coal Steam",null,"WECC_SCE","California",6,"San Bernardino",71,"06071",27,8300,1978,9999,null,null,"Y","Bituminous","Wet Scrubber",1978,0.983,"LNB + OFA","SNCR",null,1978,"ESPC","Yes",{"$nulls":3},0.526,0.23,0.23,0.23,0.23,0.05,0.1,0.56,0.99,{"$nulls":7},"Searles Valley Minerals Operations Inc",100,"Nirma Ltd",100]
["Rapids Energy Center","10686_B_5",10686,"B","5",null,"Biomass",null,"MIS_MNWI","Minnesota",27,"Itasca",61,"27061",10.8,4431,1980,9999,null,null,"Y","Biomass",{"$nulls":7},"ESPC + C","No",{"$nulls":3},1.2,0.24339,0.24339,0.24339,0.24339,{"$nulls":11},"ALLETE Inc",100,"ALLETE Inc",100]
["Rapids Energy Center","10686_B_6",10686,"B","6",null,"Biomass",null,"MIS_MNWI","Minnesota",27,"Itasca",61,"27061",10.8,4431,1980,9999,null,null,"Y","Biomass",{"$nulls":7},"ESPC + C","No",{"$nulls":3},1.2,0.26126,0.26126,0.26126,0.26126,{"$nulls":11},"ALLETE Inc",100,"ALLETE Inc",100]
["Rapids Energy Center","10686_B_7",10686,"B","7",null,"Biomass",null,"MIS_MNWI","Minnesota",27,"Itasca",61,"27061",3.3,4431,2001,9999,null,null,"Y","Biomass",{"$nulls":3},"FR + LNB",{"$nulls":3},"ESPC + C","No",{"$nulls":3},4,0.0093,0.0093,0.0093,0.0093,{"$nulls":11},"ALLETE Inc",100,"ALLETE Inc",100]
["Rapids Energy Center","10686_B_8",10686,"B","8",null,"Biomass",null,"MIS_MNWI","Minnesota",27,"Itasca",61,"27061",3.3,4431,2001,9999,null,null,"Y","Biomass",{"$nulls":3},"FR + LNB",{"$nulls":8},4,0.02875,0.02875,0.02875,0.02875,{"$nulls":11},"ALLETE Inc",100,"ALLETE Inc",100]
["Prairie Creek","1073_B_1",1073,"B","1",null,"Coal Steam",null,"MIS_IA","Iowa",19,"Linn",113,"19113",1.7,10908,1950,9999,"stoker/SPR","dry","Y","Subbituminous",{"$nulls":3},"OFA",{"$nulls":3},"ESPC","No",{"$nulls":3},1,0.39146,0.39146,0.39146,0.39146,0.64,0.1,1,0,{"$nulls":4},"C2G",2026,null,"Interstate Power & Light Co",100,"Alliant Energy Corp",100]
["Prairie Creek","1073_B_2",1073,"B","2",null,"Coal Steam",null,"MIS_IA","Iowa",19,"Linn",113,"19113",1.9,10908,1950,9999,"stoker/SPR","dry","Y","Subbituminous",{"$nulls":3},"OFA",{"$nulls":3},"ESPC","No",{"$nulls":3},5,0.47486,0.47486,0.47486,0.47486,0.64,0.1,1,0,{"$nulls":4},"C2G",2026,null,"Interstate Power & Light Co",100,"Alliant Energy Corp",100]
["Prairie Creek","1073_B_3",1073,"B","3",746,"Coal Steam",null,"MIS_IA","Iowa",19,"Linn",113,"19113",26,12146,1958,9999,"wall","dry","Y","Subbituminous",{"$nulls":3},"OFA",{"$nulls":3},"ESPC","Yes","ACI",2014,null,0.7,0.31434,0.31434,0.1987,0.1987,0.1,0.1,0.1,0,{"$nulls":4},"C2G",2026,null,"Interstate Power & Light Co",100,"Alliant Energy Corp",100]
["Prairie Creek","1073_B_4",1073,"B","4",747,"O/G Steam",null,"MIS_IA","Iowa",19,"Linn",113,"19113",110,9822,1967,9999,"wall","dry","Y","Natural Gas",{"$nulls":3},"LNB + OFA",{"$nulls":8},0.7,0.18305,0.18305,0.18305,0.18305,{"$nulls":11},"Interstate Power & Light Co",100,"Alliant Energy Corp",100]
["Covanta Delaware Valley","10746_B_BLR1",10746,"B","BLR1",null,"Municipal Solid Waste",null,"PJM_EMAC","Pennsylvania",42,"Delaware",45,"42045",13.3,18920,1991,9999,null,null,"N","MSW","Dry Scrubber",1991,0.948,{"$nulls":4},"B","NA",{"$nulls":4},0.35016,0.35016,0.35016,0.35016,0.08,0.08,0.08,{"$nulls":8},"Covanta Delaware Valley LP",100,"Covanta Holding Corp",100]
["Covanta Delaware Valley","10746_B_BLR2",10746,"B","BLR2",null,"Municipal Solid Waste",null,"PJM_EMAC","Pennsylvania",42,"Delaware",45,"42045",13.3,18920,1991,9999,null,null,"N","MSW","Dry Scrubber",1991,0.978,{"$nulls":4},"B","NA",{"$nulls":4},0.37871,0.37871,0.37871,0.37871,0.08,0.08,0.08,{"$nulls":8},"Covanta Delaware Valley LP",100,"Covanta Holding Corp",100]
["Covanta Delaware Valley","10746_B_BLR3",10746,"B","BLR3",null,"Municipal Solid Waste",null,"PJM_EMAC","Pennsylvania",42,"Delaware",45,"42045",13.3,18920,1991,9999,null,null,"N","MSW","Dry Scrubber",1991,0.939,{"$nulls":4},"B","NA",{"$nulls":4},0.28241,0.28241,0.28241,0.28241,0.08,0.08,0.08,{"$nulls":8},"Covanta Delaware Valley LP",100,"Covanta Holding Corp",100]
["Covanta Delaware Valley","10746_B_BLR4",10746,"B","BLR4",null,"Municipal Solid Waste",null,"PJM_EMAC","Pennsylvania",42,"Delaware",45,"42045",13.3,18920,1991,9999,null,null,"N","MSW","Dry Scrubber",1991,0.955,{"$nulls":4},"B","NA",{"$nulls":4},0.35046,0.35046,0.35046,0.35046,0.08,0.08,0.08,{"$nulls":8},"Covanta Delaware Valley LP",100,"Covanta Holding Corp",100]
["Covanta Delaware Valley","10746_B_BLR5",10746,"B","BLR5",null,"Municipal Solid Waste",null,"PJM_EMAC","Pennsylvania",42,"Delaware",45,"42045",13.3,18920,1991,9999,null,null,"N","MSW","Dry Scrubber",1991,0.983,{"$nulls":4},"B","NA",{"$nulls":4},0.29946,0.29946,0.29946,0.29946,0.08,0.08,0.08,{"$nulls":8},"Covanta Delaware Valley LP",100,"Covanta Holding Corp",100]
["Covanta Delaware Valley","10746_B_BLR6",10746,"B","BLR6",null,"Municipal Solid Waste",null,"PJM_EMAC","Pennsylvania",42,"Delaware",45,"42045",13.3,18920,1991,9999,null,null,"N","MSW","Dry Scrubber",1991,0.979,{"$nulls":4},"B","NA",{"$nulls":4},0.36536,0.36536,0.36536,0.36536,0.08,0.08,0.08,{"$nulls":8},"Covanta Delaware Valley LP",100,"Covanta Holding Corp",100]
["Blue Lake Power LLC","10764_B_Zurn",10764,"B","Zurn",null,"Biomass",null,"WEC_CALN","California",6,"Humboldt",23,"06023",11.5,17913,1985,9999,null,null,"N","Biomass",{"$nulls":3},"OFA",{"$nulls":3},"ESPH","No",{"$nulls":4},0.15,0.15,0.15,0.15,{"$nulls":11},"Blue Lake Power LLC",100,"Renewable Energy Providers Inc",100]
["Indeck Jonesboro Energy Center","10765_B_CFB002",10765,"B","CFB002",null,"Biomass",null,"NENG_ME","Maine",23,"Washington",29,"23029",20.2,17783,1987,9999,null,null,"N","Biomass",{"$nulls":3},"CF",{"$nulls":3},"ESPH","No",{"$nulls":4},0.12072,0.12072,0.12072,0.12072,{"$nulls":11},"Stored Solar J&WE LLC",100,"Capergy SA",100]
["Indeck West Enfield Energy Center","10766_B_CFB001",10766,"B","CFB001",null,"Biomass",null,"NENG_ME","Maine",23,"Penobscot",19,"23019",20.4,17560,1987,9999,null,null,"N","Biomass",{"$nulls":3},"CF",{"$nulls":3},"ESPH","No",{"$nulls":4},0.10884,0.10884,0.10884,0.10884,{"$nulls":11},"Stored Solar J&WE LLC",100,"Capergy SA",100]
["Rio Bravo Fresno","10767_B_CFB",10767,"B","CFB",null,"Biomass",null,"WEC_CALN","California",6,"Fresno",19,"06019",24.3,14250,1988,9999,null,null,"N","Biomass",{"$nulls":4},"SNCR",null,null,"ESPC","No",{"$nulls":4},0.08,0.08,0.08,0.08,{"$nulls":11},"Rio Bravo Fresno",100,"North American Power Group Ltd",100]
["Hopewell Power Station","10771_B_1",10771,"B","1",3591,"Biomass",null,"PJM_Dom","Virginia",51,"Hopewell City",670,"51670",26,15792,1992,2028,"stoker/SPR","dry","N","Biomass","Dry Scrubber",1992,0.92,"OFA","SNCR",null,null,"B","NA",{"$nulls":3},0.162,0.3061,0.11535,0.3061,0.11535,0.05,0.05,0.05,{"$nulls":8},"Virginia Electric & Power Co",100,"Dominion Energy Inc",100]
["Hopewell Power Station","10771_B_2",10771,"B","2",3592,"Biomass",null,"PJM_Dom","Virginia",51,"Hopewell City",670,"51670",26,15792,1992,9999,"stoker/SPR","dry","N","Biomass","Dry Scrubber",1992,0.92,"OFA","SNCR",null,null,"B","NA",{"$nulls":3},0.162,0.3108,0.11543,0.3108,0.11543,0.05,0.05,0.05,{"$nulls":8},"Virginia Electric & Power Co",100,"Dominion Energy Inc",100]
["Rio Bravo Rocklin","10772_B_CFB",10772,"B","CFB",null,"Biomass",null,"WEC_CALN","California",6,"Placer",61,"06061",24.4,14571,1990,9999,null,null,"N","Biomass",{"$nulls":3},"NH3","SNCR",null,null,"ESPC","No",{"$nulls":4},0.07,0.07,0.07,0.07,{"$nulls":11},"Rio Bravo Rocklin",100,"IHI Corp",100]
["Altavista Power Station","10773_B_1",10773,"B","1",3593,"Biomass",null,"PJM_West","Virginia",51,"Campbell",31,"51031",26,15211,1992,2028,"stoker/SPR","dry","N","Biomass","Dry Scrubber",1992,0.92,"LA + OFA","SNCR",null,null,"B","NA",{"$nulls":3},0.187,0.11772,0.11772,0.11772,0.11772,0.05,0.05,0.05,{"$nulls":8},"Virginia Electric & Power Co",100,"Dominion Energy Inc",100]
["Altavista Power Station","10773_B_2",10773,"B","2",3594,"Biomass",null,"PJM_West","Virginia",51,"Campbell",31,"51031",26,15211,1992,9999,"stoker/SPR","dry","N","Biomass","Dry Scrubber",1992,0.92,"LA + OFA","SNCR",null,null,"B","NA",{"$nulls":3},0.187,0.11753,0.11753,0.11753,0.11753,0.05,0.05,0.05,{"$nulls":8},"Virginia Electric & Power Co",100,"Dominion Energy Inc",100]
["Southampton Power Station","10774_B_1",10774,"B","1",3595,"Biomass",null,"PJM_Dom","Virginia",51,"Southampton",175,"51175",26,14408,1992,2028,"stoker/SPR",null,"N","Biomass","Dry Scrubber",1991,0.92,"OFA","SNCR",null,null,"B","NA",{"$nulls":3},0.162,0.3811,0.12007,0.3811,0.12007,0.05,0.05,0.05,{"$nulls":8},"Virginia Electric & Power Co",100,"Dominion Energy Inc",100]
["Southampton Power Station","10774_B_2",10774,"B","2",3596,"Biomass",null,"PJM_Dom","Virginia",51,"Southampton",175,"51175",26,14408,1992,9999,"stoker/SPR",null,"N","Biomass","Dry Scrubber",1991,0.92,"OFA","SNCR",null,null,"B","NA",{"$nulls":3},0.162,0.3836,0.1201,0.3836,0.1201,0.05,0.05,0.05,{"$nulls":8},"Virginia Electric & Power Co",100,"Dominion Energy Inc",100]
["HL Power","10777_B_ZURN1",10777,"B","ZURN1",null,"Biomass",null,"WEC_CALN","California",6,"Lassen",35,"06035",30,14842,1989,9999,null,null,"N","Biomass",{"$nulls":3},"NH3","SNCR",null,null,"ESPH + C","No",{"$nulls":4},0.1,0.1,0.1,0.1,{"$nulls":11},"HL Power Co LP",100,"Greenleaf Power",100]
["Colstrip Energy LP","10784_B_BLR1",10784,"B","BLR1",null,"Coal Steam",null,"WECC_MT","Montana",30,"Rosebud",87,"30087",38,13936,1990,9999,"FBC","dry","N","Waste Coal","Reagent Injection",1990,0.839,"CF + OFA",{"$nulls":3},"B","NA","ACI",2009,null,2,0.392,0.392,0.392,0.392,0.01,0.01,0.01,0.98,"Yes",1990,{"$nulls":5},"Colstrip Energy LP",100,"National Energy & Gas Transmission Inc",100]
["Holcomb","108_B_SGU1",108,"B","SGU1",60,"Coal Steam",null,"SPP_N","Kansas",20,"Finney",55,"20055",359,10904,1983,9999,"wall","dry","N","Subbituminous","Dry Scrubber",1983,0.8,"LNB + OFA",{"$nulls":3},"B","NA","ACI",2016,null,0.48,0.18468,0.18468,0.18468,0.18468,0.1,0.1,0.1,0.8500000000000001,{"$nulls":7},"Sunflower Electric Power Corp",100,"Victory Electric Coop Association Inc",100]
["Walter Scott Jr Energy Center","1082_B_3",1082,"B","3",756,"Coal Steam",null,"MIS_MIDA","Iowa",19,"Pottawattamie",155,"19155",708,9926,1978,9999,"wall","dry","Y","Subbituminous","Dry Scrubber",2009,0.936,"LNBO",{"$nulls":3},"ESPC + B","Yes","ACI",2015,null,0.1,0.21342,0.21342,0.21342,0.21342,0.1,0.1,0.1,0.9860000000000001,{"$nulls":7},"MidAmerican Energy Co",79.1,"Berkshire Hathaway Inc",79.1]
["Walter Scott Jr Energy Center","1082_B_4",1082,"B","4",89556,"Coal Steam",null,"MIS_MIDA","Iowa",19,"Pottawattamie",155,"19155",814,9977,2007,9999,"wall","dry","N","Subbituminous","Dry Scrubber",2007,0.92,"LNB + OFA","SCR",2007,null,"B","NA","ACI",2007,null,0.1,0.05373,0.05373,0.05373,0.05373,0.1,0.1,0.1,0.9700000000000001,{"$nulls":7},"MidAmerican Energy Co",59.66,"Berkshire Hathaway Inc",59.66]
["Grayling Generating Station","10822_B_BOIL1",10822,"B","BOIL1",90210,"Biomass",null,"MIS_LMI","Michigan",26,"Crawford",39,"26039",38,15541,1992,9999,"stoker/SPR",null,"N","Biomass",{"$nulls":4},"SNCR",null,null,"ESPC + C","No",{"$nulls":4},0.11768,0.11768,0.11768,0.11768,{"$nulls":11},"Grayling Generating Station LP",100,"CMS Energy Corp",100]
["Deer Island Treatment Plant","10823_B_B101",10823,"B","B101",null,"Non-Fossil Waste",null,"NENGREST","Massachusetts",25,"Suffolk",25,"25025",4.5,4138,1997,9999,null,null,"Y","Non-Fossil Waste",{"$nulls":3},"FR + LNB",{"$nulls":9},0.02,0.02,0.02,0.02,{"$nulls":11},"Massachusetts Water Rauth Deer I",100,"Massachusetts Water Resources Authority",100]
["Deer Island Treatment Plant","10823_B_B201",10823,"B","B201",null,"Non-Fossil Waste",null,"NENGREST","Massachusetts",25,"Suffolk",25,"25025",4.5,4138,1997,9999,null,null,"Y","Non-Fossil Waste",{"$nulls":3},"FR + LNB",{"$nulls":9},0.02,0.02,0.02,0.02,{"$nulls":11},"Massachusetts Water Rauth Deer I",100,"Massachusetts Water Resources Authority",100]
["Woodland Biomass Power Ltd","10836_B_BLR1",10836,"B","BLR1",null,"Biomass",null,"WEC_CALN","California",6,"Yolo",113,"06113",25,17113,1989,9999,null,null,"N","Biomass",null,null,0.5,"CF + NH3","SNCR",null,null,"B","NA",{"$nulls":4},0.06505,0.06505,0.06505,0.06505,{"$nulls":4},"Yes",1988,{"$nulls":5},"Woodland Biomass Power Ltd",100,"DTE Energy Co",100]
["Springfield Power LLC","10838_B_BLR1",10838,"B","BLR1",null,"Biomass",null,"NENGREST","New Hampshire",33,"Sullivan",19,"33019",16.1,13500,1987,9999,null,null,"N","Biomass",{"$nulls":3},"LA + OFA","SCR",null,null,"ESPH + C","No",{"$nulls":3},0.025,0.06299,0.06299,0.06299,0.06299,{"$nulls":11},"Springfield Power LLC",100,"EWP America Inc",100]
["DG Whitefield LLC","10839_B_BLR1",10839,"B","BLR1",null,"Biomass",null,"NENGREST","New Hampshire",33,"Coos",7,"33007",17,13568,1986,9999,null,null,"N","Biomass",{"$nulls":4},"SCR",null,null,"ESPC + C","No",{"$nulls":3},0.025,0.07,0.07,0.07,0.07,{"$nulls":11},"DG Whitefield LLC",100,"EWP America Inc",100]
["Silver Bay Power","10849_B_BLR1",10849,"B","BLR1",89908,"Coal Steam",null,"MIS_MNWI","Minnesota",27,"Lake",75,"27075",36,10398,1955,9999,"wall","dry","Y","Subbituminous",{"$nulls":7},"B","NA",{"$nulls":3},1.5,0.31772,0.31772,0.1987,0.1987,0.11,0.1,1,0,{"$nulls":7},"Silver Bay Power Corp",100,"Cliffs Natural Resources Inc",100]
["Silver Bay Power","10849_B_BLR2",10849,"B","BLR2",89909,"Coal Steam",null,"MIS_MNWI","Minnesota",27,"Lake",75,"27075",69,10398,1963,9999,"wall","dry","Y","Subbituminous",{"$nulls":7},"B","NA",{"$nulls":3},1.5,0.84628,0.84628,0.1987,0.1987,0.11,0.1,1,0,{"$nulls":7},"Silver Bay Power Corp",100,"Cliffs Natural Resources Inc",100]
["Archer Daniels Midland Cedar Rapids","10864_B_1",10864,"B","1",null,"Coal Steam",null,"MIS_IA","Iowa",19,"Linn",113,"19113",40,8300,1988,9999,"FBC","dry","Y","Bituminous, Subbituminous","Reagent Injection",1988,0.9,null,"SNCR",null,2012,"B","NA",{"$nulls":3},0.7,0.07043,0.07043,0.07043,0.07043,0.05,0.1,0.43,0.98,"Yes",1988,{"$nulls":5},"Archer Daniels Midland Co",100,"Archer Daniels Midland Co",100]
["Archer Daniels Midland Cedar Rapids","10864_B_2",10864,"B","2",null,"Coal Steam",null,"MIS_IA","Iowa",19,"Linn",113,"19113",40,8300,1988,9999,"FBC","dry","Y","Bituminous, Subbituminous","Reagent Injection",1988,0.9,null,"SNCR",null,2012,"B","NA",{"$nulls":3},0.7,0.06734,0.06734,0.06734,0.06734,0.05,0.1,0.43,0.98,"Yes",1988,{"$nulls":5},"Archer Daniels Midland Co",100,"Archer Daniels Midland Co",100]
["Archer Daniels Midland Cedar Rapids","10864_B_3",10864,"B","3",null,"Coal Steam",null,"MIS_IA","Iowa",19,"Linn",113,"19113",40,8300,1989,9999,"FBC","dry","Y","Bituminous, Subbituminous","Reagent Injection",1989,0.9,null,"SNCR",null,2012,"B","NA",{"$nulls":3},0.7,0.06587,0.06587,0.06587,0.06587,0.05,0.1,0.43,0.98,"Yes",1989,{"$nulls":5},"Archer Daniels Midland Co",100,"Archer Daniels Midland Co",100]
["Archer Daniels Midland Cedar Rapids","10864_B_4",10864,"B","4",null,"Coal Steam",null,"MIS_IA","Iowa",19,"Linn",113,"19113",40,8300,1994,9999,"FBC","wet","Y","Bituminous, Subbituminous","Reagent Injection",1994,0.9,null,"SNCR",null,1994,"B","NA",{"$nulls":3},0.7,0.06556,0.06556,0.06556,0.06556,0.05,0.1,0.43,0.98,"Yes",1994,{"$nulls":5},"Archer Daniels Midland Co",100,"Archer Daniels Midland Co",100]
["Archer Daniels Midland Cedar Rapids","10864_B_5",10864,"B","5",null,"Coal Steam",null,"MIS_IA","Iowa",19,"Linn",113,"19113",100,8300,2001,9999,"FBC","dry","Y","Bituminous, Subbituminous","Reagent Injection",2001,0.92,null,"SNCR",null,2001,"B","NA",{"$nulls":3},0.7,0.06257,0.06257,0.06257,0.06257,0.05,0.1,0.43,0.98,"Yes",2001,{"$nulls":5},"Archer Daniels Midland Co",100,"Archer Daniels Midland Co",100]
["Biomass One LP","10869_B_NORTH",10869,"B","NORTH",null,"Biomass",null,"WECC_PNW","Oregon",41,"Jackson",29,"41029",18.2,19151,1985,9999,null,null,"N","Biomass",{"$nulls":3},"OFA",{"$nulls":3},"ESPH + C","No",{"$nulls":4},0.159,0.159,0.159,0.159,{"$nulls":11},"Biomass One LP",100,"Brookfield Asset Management Inc",100]
["Biomass One LP","10869_B_SOUTH",10869,"B","SOUTH",null,"Biomass",null,"WECC_PNW","Oregon",41,"Jackson",29,"41029",18.2,19151,1985,9999,null,null,"N","Biomass",{"$nulls":3},"OFA",{"$nulls":3},"ESPH + C","No",{"$nulls":4},0.159,0.159,0.159,0.159,{"$nulls":11},"Western Wind Energy Corp",100,"Brookfield Asset Management Inc",100]
["Medical Area Total Energy Plant","10883_B_GTHSG1",10883,"B","GTHSG1",null,"O/G Steam",null,"NENGREST","Massachusetts",25,"Suffolk",25,"25025",2.8,8300,2004,9999,null,null,"Y","Natural Gas",{"$nulls":4},"SCR",{"$nulls":7},0.74,0.00639,0.00639,0.00639,0.00639,{"$nulls":11},"Morgan Stanley Infrastructure Partners",60,"Morgan Stanley",60]
["Medical Area Total Energy Plant","10883_B_GTHSG2",10883,"B","GTHSG2",null,"O/G Steam",null,"NENGREST","Massachusetts",25,"Suffolk",25,"25025",2.8,8300,2004,9999,null,null,"Y","Natural Gas",{"$nulls":4},"SCR",{"$nulls":7},0.74,0.00634,0.00634,0.00634,0.00634,{"$nulls":11},"Morgan Stanley Infrastructure Partners",60,"Morgan Stanley",60]
["Medical Area Total Energy Plant","10883_B_GTHSG3",10883,"B","GTHSG3",null,"O/G Steam",null,"NENGREST","Massachusetts",25,"Suffolk",25,"25025",2.8,8300,2017,9999,null,null,"Y","Natural Gas",{"$nulls":4},"SCR",{"$nulls":8},0.0526,0.01052,0.0526,0.01052,{"$nulls":11},"Morgan Stanley Infrastructure Partners",60,"Morgan Stanley",60]
["Medical Area Total Energy Plant","10883_B_HSG1",10883,"B","HSG1",null,"O/G Steam",null,"NENGREST","Massachusetts",25,"Suffolk",25,"25025",2.8,8300,1979,9999,null,null,"Y","Natural Gas",{"$nulls":4},"SCR",{"$nulls":7},0.74,0.07074,0.07074,0.07074,0.07074,{"$nulls":11},"Morgan Stanley Infrastructure Partners",60,"Morgan Stanley",60]
["Medical Area Total Energy Plant","10883_B_HSG2",10883,"B","HSG2",null,"O/G Steam",null,"NENGREST","Massachusetts",25,"Suffolk",25,"25025",2.8,8300,1979,9999,null,null,"Y","Natural Gas",{"$nulls":4},"SCR",{"$nulls":7},0.74,0.06666,0.06666,0.06666,0.06666,{"$nulls":11},"Morgan Stanley Infrastructure Partners",60,"Morgan Stanley",60]
["Medical Area Total Energy Plant","10883_B_PSG1",10883,"B","PSG1",null,"O/G Steam",null,"NENGREST","Massachusetts",25,"Suffolk",25,"25025",2.8,8300,2010,9999,null,null,"Y","Natural Gas",{"$nulls":3},"FR + LNB",{"$nulls":8},0.74,0.01508,0.01508,0.01508,0.01508,{"$nulls":11},"Morgan Stanley Infrastructure Partners",60,"Morgan Stanley",60]
["Medical Area Total Energy Plant","10883_B_PSG2",10883,"B","PSG2",null,"O/G Steam",null,"NENGREST","Massachusetts",25,"Suffolk",25,"25025",2.8,8300,2004,9999,null,null,"Y","Natural Gas",{"$nulls":12},0.74,0.10025,0.10025,0.10025,0.10025,{"$nulls":11},"Morgan Stanley Infrastructure Partners",60,"Morgan Stanley",60]
["Medical Area Total Energy Plant","10883_B_PSG3",10883,"B","PSG3",null,"O/G Steam",null,"NENGREST","Massachusetts",25,"Suffolk",25,"25025",2.8,8300,2004,9999,null,null,"Y","Natural Gas",{"$nulls":12},0.74,0.09713,0.09713,0.09713,0.09713,{"$nulls":11},"Morgan Stanley Infrastructure Partners",60,"Morgan Stanley",60]
["George Neal North","1091_B_3",1091,"B","3",762,"Coal Steam",null,"MIS_MIDA","Iowa",19,"Woodbury",193,"19193",515,10462,1975,9999,"wall","dry","N","Subbituminous","Dry Scrubber",2014,0.9,"LNBO","SNCR",null,2014,"ESPC + B","No","ACI",2015,null,1.2,0.2048,0.2048,0.2048,0.2048,0.1,0.1,0.1,0.9500000000000001,{"$nulls":7},"MidAmerican Energy Co",72,"Berkshire Hathaway Inc",72]
["Ames Electric Services Power Plant","1122_B_7",1122,"B","7",767,"O/G Steam",null,"MIS_MIDA","Iowa",19,"Story",169,"19169",32,13684,1968,9999,"tangential","dry","N","Natural Gas",{"$nulls":3},"LNC1",{"$nulls":8},1.2,0.09564,0.09564,0.09564,0.09564,{"$nulls":11},"Ames Municipal Electric System",100,"Ames Municipal Electric System",100]
["Ames Electric Services Power Plant","1122_B_8",1122,"B","8",768,"O/G Steam",null,"MIS_MIDA","Iowa",19,"Story",169,"19169",63,12538,1982,9999,"wall","dry","N","Natural Gas",{"$nulls":3},"LNBO",{"$nulls":8},1.2,0.12277,0.12277,0.12277,0.12277,{"$nulls":11},"Ames Municipal Electric System",100,"Ames Municipal Electric System",100]
["Cholla","113_B_1",113,"B","1",62,"Coal Steam",null,"WECC_AZ","Arizona",4,"Navajo",17,"04017",116,10762,1980,2025,"tangential","dry","N","Bituminous, Subbituminous","Wet Scrubber",1973,0.9,"LNC2",{"$nulls":3},"B","NA","ACI",2016,null,1,0.17342,0.17342,0.1469,0.1469,0.05,0.1,0.1,0.9500000000000001,{"$nulls":6},"Yes","Arizona Public Service Co",100,"Pinnacle West Capital Corp",100]
["Cholla","113_B_3",113,"B","3",64,"Coal Steam",null,"WECC_AZ","Arizona",4,"Navajo",17,"04017",271,11027,1980,2025,"tangential","dry","N","Bituminous, Subbituminous","Wet Scrubber",2009,0.94,"LNC3",{"$nulls":3},"B","NA","ACI",2016,null,0.8,0.19068,0.19068,0.19068,0.19068,0.05,0.1,0.1,0.99,{"$nulls":6},"Yes","Arizona Public Service Co",100,"Pinnacle West Capital Corp",100]
["Streeter Station","1131_B_6",1131,"B","6",null,"O/G Steam",null,"MIS_MIDA","Iowa",19,"Black Hawk",13,"19013",19.6,14500,1963,9999,null,null,"N","Natural Gas",{"$nulls":12},6,0.57654,0.57654,0.57654,0.57654,{"$nulls":11},"Cedar Falls Utilities",100,"Cedar Falls Utilities",100]
["Streeter Station","1131_B_7",1131,"B","7",772,"O/G Steam",null,"MIS_MIDA","Iowa",19,"Black Hawk",13,"19013",37,14500,1973,9999,"wall","dry","N","Natural Gas",{"$nulls":12},6,0.29097,0.29097,0.29097,0.29097,{"$nulls":11},"Cedar Falls Utilities",100,"Cedar Falls Utilities",100]
["Muscatine Plant #1","1167_B_9",1167,"B","9",788,"Coal Steam",null,"MIS_IA","Iowa",19,"Muscatine",139,"19139",163,8800,1983,9999,"tangential","dry","N","Subbituminous","Wet Scrubber",1983,0.96,"OFA",{"$nulls":3},"ESPC","No","ACI",2016,null,0.45,0.1654,0.1654,0.1469,0.1469,0.1,0.1,0.1,0.99,{"$nulls":7},"Muscatine Power & Water",100,"Muscatine Power & Water",100]
["Yucca","120_B_1",120,"B","1",74,"O/G Steam",null,"WECC_AZ","Arizona",4,"Yuma",27,"04027",75,11154,1978,9999,"tangential",null,"N","Natural Gas",{"$nulls":12},1,0.10483,0.10483,0.10483,0.10483,{"$nulls":11},"Imperial Irrigation District",100,"Imperial Irrigation District",100]
["Earl F Wisdom","1217_B_1",1217,"B","1",806,"O/G Steam",null,"MIS_MIDA","Iowa",19,"Clay",41,"19041",38,14500,1960,9999,"wall","dry","N","Natural Gas, Distillate Fuel Oil",{"$nulls":3},"LNB",{"$nulls":8},2.7,0.0807,0.0807,0.0807,0.0807,{"$nulls":11},"Corn Belt Power Coop",100,"Corn Belt Power Coop",100]
["Cimarron River","1230_B_1",1230,"B","1",808,"O/G Steam",null,"SPP_N","Kansas",20,"Seward",175,"20175",52,11605,1963,9999,"wall","dry","N","Natural Gas",{"$nulls":12},3,0.1368,0.1368,0.1368,0.1368,{"$nulls":11},"Mid Kansas Electric Co LLC",100,"Wheatland Electric Coop Inc",100]
["Fort Dodge","1233_B_4",1233,"B","4",810,"O/G Steam",null,"SPP_N","Kansas",20,"Ford",57,"20057",147,12673,1969,9999,"wall","dry","N","Natural Gas",{"$nulls":12},3,0.15956,0.15956,0.15956,0.15956,{"$nulls":11},"Mid Kansas Electric Co LLC",100,"Wheatland Electric Coop Inc",100]
["Great Bend - Sunflower","1235_B_3",1235,"B","3",811,"O/G Steam",null,"SPP_N","Kansas",20,"Barton",9,"20009",93,13329,1963,9999,"tangential","dry","N","Natural Gas",{"$nulls":12},3,0.13953,0.13953,0.13953,0.13953,{"$nulls":11},"Mid Kansas Electric Co LLC",100,"Wheatland Electric Coop Inc",100]
["La Cygne","1241_B_1",1241,"B","1",819,"Coal Steam",null,"SPP_N","Kansas",20,"Linn",107,"20107",736,10600,1973,9999,"cyclone","wet","N","Bituminous, Subbituminous","Wet Scrubber",2015,0.98,"OFA","SCR",2007,null,"B","NA","ACI",2015,null,0.1,0.5103,0.0879,0.5103,0.0879,0.05,0.1,0.1,0.99,"Yes",2015,{"$nulls":4},"Yes","Evergy Kansas South Inc",50,"Evergy Inc",100]
["La Cygne","1241_B_2",1241,"B","2",820,"Coal Steam",null,"SPP_N","Kansas",20,"Linn",107,"20107",662,10424,1977,9999,"wall","dry","N","Bituminous, Subbituminous","Wet Scrubber",2015,0.98,"LNB + OFA","SCR",2015,null,"B","NA","ACI",2015,null,0.1,0.2145,0.09606,0.2145,0.09606,0.05,0.1,0.1,0.99,"Yes",2015,{"$nulls":4},"Yes","Evergy Kansas South Inc",50,"Evergy Inc",100]
["Lawrence Energy Center","1250_B_4",1250,"B","4",834,"Coal Steam",null,"SPP_N","Kansas",20,"Douglas",45,"20045",111,11593,1960,9999,"tangential","dry","N","Subbituminous","Wet Scrubber",2012,0.98,"LNC3",{"$nulls":3},"B + WS","NA","ACI",2016,null,0.15,0.13755,0.13755,0.13755,0.13755,0.1,0.1,0.1,0.99,{"$nulls":6},"Yes","Evergy Kansas Central Inc",100,"Evergy Inc",100]
["Lawrence Energy Center","1250_B_5",1250,"B","5",835,"Coal Steam",null,"SPP_N","Kansas",20,"Douglas",45,"20045",373,10930,1971,9999,"tangential","dry","N","Subbituminous","Wet Scrubber",2012,0.98,"LNC3",{"$nulls":3},"B + WS","NA","ACI",2016,null,0.15,0.14024,0.14024,0.14024,0.14024,0.1,0.1,0.1,0.99,{"$nulls":6},"Yes","Evergy Kansas Central Inc",100,"Evergy Inc",100]
["H Wilson Sundt Generating Station","126_B_3",126,"B","3",79,"O/G Steam",null,"WECC_AZ","Arizona",4,"Pima",19,"04019",104,11372,1962,9999,"tangential",null,"N","Natural Gas",{"$nulls":12},1,0.21977,0.21977,0.21977,0.21977,{"$nulls":11},"Tucson Electric Power Co",100,"Uns Energy Corp",100]
["H Wilson Sundt Generating Station","126_B_4",126,"B","4",80,"O/G Steam",null,"WECC_AZ","Arizona",4,"Pima",19,"04019",156,11020,1967,9999,"wall","dry","N","Natural Gas",{"$nulls":3},"LNBO",{"$nulls":8},1,0.15131,0.15131,0.15131,0.15131,{"$nulls":11},"Tucson Electric Power Co",100,"Uns Energy Corp",100]
["Coffeyville","1271_B_4",1271,"B","4",841,"O/G Steam",null,"SPP_N","Kansas",20,"Montgomery",125,"20125",37,12690,1972,9999,"wall","dry","N","Natural Gas",{"$nulls":12},3,0.152,0.152,0.152,0.152,{"$nulls":11},"Coffeyville Municipal Light & Power",100,"Coffeyville Municipal Light & Power",100]
["Cross","130_B_1",130,"B","1",82,"Coal Steam",null,"S_VACA","South Carolina",45,"Berkeley",15,"45015",580,10570,2008,9999,"wall","dry","N","Bituminous","Wet Scrubber",1995,0.977,"LNBO","SCR",2002,null,"ESPC + WS","No",{"$nulls":3},0.26,0.08232,0.08232,0.08232,0.08232,0.05,0.1,0.56,0.99,{"$nulls":7},"Santee Cooper",100,"Santee Cooper",100]
["Cross","130_B_2",130,"B","2",83,"Coal Steam",null,"S_VACA","South Carolina",45,"Berkeley",15,"45015",570,10475,1984,9999,"tangential","dry","N","Bituminous","Wet Scrubber",1983,0.948,"LNC1","SCR",2003,null,"ESPC + WS","No",{"$nulls":3},0.26,0.0692,0.0692,0.0692,0.0692,0.05,0.1,0.56,0.99,{"$nulls":7},"Santee Cooper",100,"Santee Cooper",100]
["Cross","130_B_3",130,"B","3",89490,"Coal Steam",null,"S_VACA","South Carolina",45,"Berkeley",15,"45015",600,9772,2007,9999,"tangential","dry","N","Bituminous","Wet Scrubber",2007,0.983,"LNC3","SCR",2007,null,"ESPC + WS","No",{"$nulls":3},0.26,0.06333,0.06333,0.06333,0.06333,0.05,0.1,0.56,0.99,{"$nulls":7},"Santee Cooper",100,"Santee Cooper",100]
["Cross","130_B_4",130,"B","4",89491,"Coal Steam",null,"S_VACA","South Carolina",45,"Berkeley",15,"45015",600,9801,2008,9999,"tangential","dry","N","Bituminous","Wet Scrubber",2008,0.984,"LNC3","SCR",2008,null,"ESPC + WS","No",{"$nulls":3},0.26,0.06517,0.06517,0.06517,0.06517,0.05,0.1,0.56,0.99,{"$nulls":7},"Santee Cooper",100,"Santee Cooper",100]
["Pratt","1317_B_5",1317,"B","5",null,"O/G Steam",null,"SPP_N","Kansas",20,"Pratt",151,"20151",13,14500,1965,9999,null,null,"N","Natural Gas",{"$nulls":12},3,0.20523,0.20523,0.20523,0.20523,{"$nulls":11},"Pratt KS (City of)",100,"Pratt KS (City of)",100]
["Wellington 1","1330_B_4",1330,"B","4",null,"O/G Steam",null,"SPP_N","Kansas",20,"Sumner",191,"20191",19.5,13544,1970,9999,null,null,"N","Natural Gas",{"$nulls":13},0.13579,0.13579,0.13579,0.13579,{"$nulls":11},"Wellington Municipal Electric Utility",100,"Wellington Municipal Electric Utility",100]
["Garden City","1336_B_S-2",1336,"B","S-2",871,"O/G Steam",null,"SPP_N","Kansas",20,"Finney",55,"20055",93,12360,1973,9999,"tangential","dry","N","Natural Gas",{"$nulls":12},3,0.26924,0.26924,0.26924,0.26924,{"$nulls":11},"Sunflower Electric Power Corp",100,"Victory Electric Coop Association Inc",100]
["Big Sandy","1353_B_BSU1",1353,"B","BSU1",872,"O/G Steam",null,"PJM_West","Kentucky",21,"Lawrence",127,"21127",260,11615,1963,9999,"wall","dry","N","Natural Gas",{"$nulls":3},"LNB + OFA",{"$nulls":8},1.75,0.17073,0.17073,0.17073,0.17073,{"$nulls":11},"Kentucky Power Co",100,"American Electric Power Co Inc",100]
["E W Brown","1355_B_3",1355,"B","3",878,"Coal Steam",null,"S_C_KY","Kentucky",21,"Mercer",167,"21167",409,11543,1971,9999,"tangential","dry","N","Bituminous","Wet Scrubber",2010,0.98,"LNC3","SCR",2012,null,"ESPC + B","No","ACI",2015,null,5.15,0.3008,0.04773,0.3008,0.04773,0.05,0.1,0.1,0.99,"Yes",2012,{"$nulls":5},"Kentucky Utilities Co",100,"PPL Corp",100]
["Ghent","1356_B_1",1356,"B","1",884,"Coal Steam",null,"S_C_KY","Kentucky",21,"Carroll",41,"21041",474,10759,1973,9999,"tangential","dry","N","Bituminous","Wet Scrubber",2009,0.983,"LNC2","SCR",2004,null,"ESPC + B","No","ACI",2015,null,5.67,0.4028,0.06109,0.4028,0.06109,0.05,0.1,0.1,0.99,"Yes",2015,{"$nulls":5},"Kentucky Utilities Co",100,"PPL Corp",100]
["Ghent","1356_B_2",1356,"B","2",885,"Coal Steam",null,"S_C_KY","Kentucky",21,"Carroll",41,"21041",495,10767,1977,9999,"tangential","dry","N","Bituminous","Wet Scrubber",2009,0.93,"LNC3",{"$nulls":3},"ESPH + B","No","ACI",2015,null,1.2,0.30525,0.30525,0.30525,0.30525,0.05,0.1,0.1,0.9800000000000001,"Yes",2015,{"$nulls":5},"Kentucky Utilities Co",100,"PPL Corp",100]
["Ghent","1356_B_3",1356,"B","3",886,"Coal Steam",null,"S_C_KY","Kentucky",21,"Carroll",41,"21041",485,11003,1981,9999,"wall","dry","N","Bituminous","Wet Scrubber",2007,0.983,"LNBO","SCR",2004,null,"ESPH + B","No","ACI",2014,null,1.2,0.075,0.075,0.075,0.075,0.05,0.1,0.1,0.99,"Yes",2008,{"$nulls":5},"Kentucky Utilities Co",100,"PPL Corp",100]
["Ghent","1356_B_4",1356,"B","4",887,"Coal Steam",null,"S_C_KY","Kentucky",21,"Carroll",41,"21041",465,10946,1984,9999,"wall","dry","N","Bituminous","Wet Scrubber",2008,0.983,"LNBO","SCR",2004,null,"ESPH + B","No","ACI",2014,null,1.2,0.2062,0.05175,0.2062,0.05175,0.05,0.1,0.1,0.99,"Yes",2012,{"$nulls":5},"Kentucky Utilities Co",100,"PPL Corp",100]
["Seminole (FL)","136_B_2",136,"B","2",85,"Coal Steam",null,"FRCC","Florida",12,"Putnam",107,"12107",657,9871,1984,9999,"wall","dry","N","Bituminous","Wet Scrubber",1984,0.95,"LNBO","SCR",2009,null,"ESPC","No",{"$nulls":3},0.2,0.4449,0.05939,0.4449,0.05939,0.05,0.1,0.56,0.99,{"$nulls":6},"Yes","Seminole Electric Coop Inc",100,"Seminole Electric Coop Inc",100]
["Mill Creek (KY)","1364_B_1",1364,"B","1",905,"Coal Steam",null,"S_C_KY","Kentucky",21,"Jefferson",111,"21111",300,10761,1972,9999,"tangential","dry","N","Bituminous","Wet Scrubber",2015,0.983,"LNC2",{"$nulls":3},"ESPC + B","No","ACI",2015,null,1.2,0.29691,0.29691,0.1469,0.1469,0.05,0.1,0.1,0.99,"Yes",2015,{"$nulls":5},"Louisville Gas & Electric Co",100,"PPL Corp",100]
["Mill Creek (KY)","1364_B_2",1364,"B","2",906,"Coal Steam",null,"S_C_KY","Kentucky",21,"Jefferson",111,"21111",297,10842,1974,9999,"tangential","dry","N","Bituminous","Wet Scrubber",2015,0.983,"LNC2",{"$nulls":3},"ESPC + B","No","ACI",2015,null,1.2,0.2961,0.2961,0.1469,0.1469,0.05,0.1,0.1,0.99,"Yes",2015,{"$nulls":5},"Louisville Gas & Electric Co",100,"PPL Corp",100]
["Mill Creek (KY)","1364_B_3",1364,"B","3",907,"Coal Steam",null,"S_C_KY","Kentucky",21,"Jefferson",111,"21111",391,10521,1978,9999,"wall","dry","N","Bituminous","Wet Scrubber",2016,0.983,"LA + LNB","SCR",2003,null,"ESPC + B","No","ACI",2016,null,1.2,0.2414,0.07646,0.2414,0.07646,0.05,0.1,0.1,0.99,"Yes",2016,{"$nulls":5},"Louisville Gas & Electric Co",100,"PPL Corp",100]
["Mill Creek (KY)","1364_B_4",1364,"B","4",908,"Coal Steam",null,"S_C_KY","Kentucky",21,"Jefferson",111,"21111",477,10452,1982,9999,"wall","dry","N","Bituminous","Wet Scrubber",2014,0.983,"LA + LNB","SCR",2003,null,"ESPC + B","No","ACI",2014,null,1.2,0.2395,0.07149,0.2395,0.07149,0.05,0.1,0.1,0.99,"Yes",2014,{"$nulls":5},"Louisville Gas & Electric Co",100,"PPL Corp",100]
["Shawnee","1379_B_1",1379,"B","1",916,"Coal Steam",null,"S_C_TVA","Kentucky",21,"McCracken",145,"21145",134,11164,1953,9999,"wall","dry","N","Bituminous, Subbituminous","Dry Scrubber",2017,0.96,"LNB","SCR",2017,null,"B + C","NA",{"$nulls":3},1.2,0.28522,0.182,0.28522,0.182,0.05,0.1,1,0.99,"Yes",2015,{"$nulls":5},"Tennessee Valley Authority",100,"Tennessee Valley Authority",100]
["Shawnee","1379_B_2",1379,"B","2",918,"Coal Steam",null,"S_C_TVA","Kentucky",21,"McCracken",145,"21145",134,11162,1953,9999,"wall","dry","N","Bituminous, Subbituminous",null,null,0.304,"LNB",{"$nulls":3},"B + C","NA",{"$nulls":3},1.2,0.19594,0.19594,0.19594,0.19594,0.11,0.1,1,0.98,"Yes",2015,{"$nulls":5},"Tennessee Valley Authority",100,"Tennessee Valley Authority",100]
["Shawnee","1379_B_3",1379,"B","3",919,"Coal Steam",null,"S_C_TVA","Kentucky",21,"McCracken",145,"21145",134,11191,1953,9999,"wall","dry","N","Bituminous, Subbituminous",null,null,0.3093,"LNB",{"$nulls":3},"B + C","NA",{"$nulls":3},1.2,0.19637,0.19637,0.19637,0.19637,0.11,0.1,1,0.98,"Yes",2015,{"$nulls":5},"Tennessee Valley Authority",100,"Tennessee Valley Authority",100]
["Shawnee","1379_B_4",1379,"B","4",920,"Coal Steam",null,"S_C_TVA","Kentucky",21,"McCracken",145,"21145",134,11152,1954,9999,"wall","dry","N","Bituminous, Subbituminous","Dry Scrubber",2017,0.96,"LNB","SCR",2017,null,"B + C","NA",{"$nulls":3},1.2,0.2705,0.18664,0.2705,0.18664,0.05,0.1,1,0.99,"Yes",2015,{"$nulls":5},"Tennessee Valley Authority",100,"Tennessee Valley Authority",100]
["Shawnee","1379_B_5",1379,"B","5",921,"Coal Steam",null,"S_C_TVA","Kentucky",21,"McCracken",145,"21145",134,11200,1954,9999,"wall","dry","N","Bituminous, Subbituminous",null,null,0.2985,"LNB",{"$nulls":3},"B + C","NA",{"$nulls":3},1.2,0.1952,0.1952,0.1952,0.1952,0.11,0.1,1,0.98,"Yes",2015,{"$nulls":5},"Tennessee Valley Authority",100,"Tennessee Valley Authority",100]
["Shawnee","1379_B_6",1379,"B","6",922,"Coal Steam",null,"S_C_TVA","Kentucky",21,"McCracken",145,"21145",134,11190,1954,9999,"wall","dry","N","Bituminous, Subbituminous",null,null,0.1078,"LNB",{"$nulls":3},"B + C","NA",{"$nulls":3},1.2,0.26001,0.26001,0.1987,0.1987,0.11,0.1,1,0.98,"Yes",2015,{"$nulls":5},"Tennessee Valley Authority",100,"Tennessee Valley Authority",100]
["Shawnee","1379_B_7",1379,"B","7",923,"Coal Steam",null,"S_C_TVA","Kentucky",21,"McCracken",145,"21145",134,11178,1954,9999,"wall","dry","N","Bituminous, Subbituminous",null,null,0.1137,"LNB",{"$nulls":3},"B + C","NA",{"$nulls":3},1.2,0.2546,0.2546,0.1987,0.1987,0.11,0.1,1,0.98,"Yes",2015,{"$nulls":5},"Tennessee Valley Authority",100,"Tennessee Valley Authority",100]
["Shawnee","1379_B_8",1379,"B","8",924,"Coal Steam",null,"S_C_TVA","Kentucky",21,"McCracken",145,"21145",134,11225,1955,9999,"wall","dry","N","Bituminous, Subbituminous",null,null,0.1175,"LNB",{"$nulls":3},"B + C","NA",{"$nulls":3},1.2,0.25617,0.25617,0.1987,0.1987,0.11,0.1,1,0.98,"Yes",2015,{"$nulls":5},"Tennessee Valley Authority",100,"Tennessee Valley Authority",100]
["Shawnee","1379_B_9",1379,"B","9",925,"Coal Steam",null,"S_C_TVA","Kentucky",21,"McCracken",145,"21145",134,11187,1955,9999,"wall","dry","N","Bituminous, Subbituminous",null,null,0.1008,"LNB",{"$nulls":3},"B + C","NA",{"$nulls":3},1.2,0.2566,0.2566,0.1987,0.1987,0.11,0.1,1,0.98,"Yes",2015,{"$nulls":5},"Tennessee Valley Authority",100,"Tennessee Valley Authority",100]
["Cooper","1384_B_1",1384,"B","1",932,"Coal Steam",null,"PJM_West","Kentucky",21,"Pulaski",199,"21199",116,10639,1969,9999,"wall","dry","N","Bituminous","Dry Scrubber",2012,0.961,"LNB",{"$nulls":3},"ESPC + B","No","ACI",2016,null,3.3,0.27252,0.27252,0.1987,0.1987,0.1,0.1,0.1,0.99,{"$nulls":6},"Yes","East Kentucky Power Coop",100,"East Kentucky Power Coop",100]
["Cooper","1384_B_2",1384,"B","2",933,"Coal Steam",null,"PJM_West","Kentucky",21,"Pulaski",199,"21199",225,10681,1969,9999,"wall","dry","N","Bituminous","Dry Scrubber",2012,0.961,"LNB","SCR",2012,null,"B","NA","ACI",2016,null,3.3,0.075,0.075,0.075,0.075,0.1,0.1,0.1,0.99,{"$nulls":6},"Yes","East Kentucky Power Coop",100,"East Kentucky Power Coop",100]
["Louisiana 1","1391_B_1A",1391,"B","1A",936,"Fossil Waste",null,"MIS_LA","Louisiana",22,"East Baton Rouge",33,"22033",21.3,4549,1954,9999,"tangential",null,"Y","Fossil Waste",{"$nulls":3},"LNC1",{"$nulls":9},0.08853,0.08853,0.08853,0.08853,{"$nulls":11},"Entergy Louisiana LLC",100,"Entergy Corp",100]
["Louisiana 1","1391_B_2A",1391,"B","2A",937,"Fossil Waste",null,"MIS_LA","Louisiana",22,"East Baton Rouge",33,"22033",21.3,4549,1954,9999,"tangential",null,"Y","Fossil Waste",{"$nulls":3},"LNC1",{"$nulls":9},0.09582,0.09582,0.09582,0.09582,{"$nulls":11},"Entergy Louisiana LLC",100,"Entergy Corp",100]
["Louisiana 1","1391_B_3A",1391,"B","3A",938,"Fossil Waste",null,"MIS_LA","Louisiana",22,"East Baton Rouge",33,"22033",23.5,4549,1953,9999,"tangential",null,"Y","Fossil Waste",{"$nulls":3},"LNC1",{"$nulls":9},0.09144,0.09144,0.09144,0.09144,{"$nulls":11},"Entergy Louisiana LLC",100,"Entergy Corp",100]
["Louisiana 1","1391_B_4A",1391,"B","4A",939,"Fossil Waste",null,"MIS_LA","Louisiana",22,"East Baton Rouge",33,"22033",21.3,4549,1987,9999,null,null,"Y","Fossil Waste",{"$nulls":3},"H2O",{"$nulls":9},0.14281,0.14281,0.14281,0.14281,{"$nulls":11},"Entergy Louisiana LLC",100,"Entergy Corp",100]
["Louisiana 1","1391_B_5A",1391,"B","5A",940,"Fossil Waste",null,"MIS_LA","Louisiana",22,"East Baton Rouge",33,"22033",36,4549,1999,9999,null,null,"Y","Fossil Waste",{"$nulls":3},"DLNB",{"$nulls":9},0.04188,0.04188,0.04188,0.04188,{"$nulls":11},"ExxonMobil Corp",100,"ExxonMobil Corp",100]
["Louisiana 1","1391_B_9",1391,"B","9",null,"Fossil Waste",null,"MIS_LA","Louisiana",22,"East Baton Rouge",33,"22033",4.4,4549,1949,9999,"wall",null,"Y","Fossil Waste",{"$nulls":13},0.05352,0.05352,0.05352,0.05352,{"$nulls":11},"Entergy Louisiana LLC",100,"Entergy Corp",100]
["R S Nelson","1393_B_1A",1393,"B","1A",90014,"Coal Steam",null,"MIS_WOTA","Louisiana",22,"Calcasieu",19,"22019",104,12292,1992,9999,"FBC","dry","Y","Petroleum Coke","Reagent Injection",1992,0.893,"CF + OFA",{"$nulls":3},"B","NA",{"$nulls":3},0.83,0.11131,0.11131,0.11131,0.11131,0.05,0.05,0.05,0.98,"Yes",1992,{"$nulls":5},"Citgo Petroleum Corp",49.5,"Petróleos de Venezuela SA",49.5]
["R S Nelson","1393_B_2A",1393,"B","2A",90015,"Coal Steam",null,"MIS_WOTA","Louisiana",22,"Calcasieu",19,"22019",100,12292,1992,9999,"FBC","dry","Y","Petroleum Coke","Reagent Injection",1992,0.893,"CF + OFA",{"$nulls":3},"B","NA",{"$nulls":3},0.83,0.1047,0.1047,0.1047,0.1047,0.05,0.05,0.05,0.98,"Yes",1992,{"$nulls":5},"Citgo Petroleum Corp",49.5,"Petróleos de Venezuela SA",49.5]
["R S Nelson","1393_B_6",1393,"B","6",950,"Coal Steam",null,"MIS_WOTA","Louisiana",22,"Calcasieu",19,"22019",550,11854,1982,9999,"tangential","wet","N","Subbituminous, Petroleum Coke",{"$nulls":3},"LNC2",{"$nulls":3},"ESPC","Yes","ACI",2015,null,0.6,0.21498,0.21498,0.1469,0.1469,0.1,0.1,0.1,0.98,{"$nulls":7},"Entergy Louisiana LLC",40.25,"Entergy Corp",80.9]
["Teche","1400_B_3",1400,"B","3",962,"O/G Steam",null,"MIS_LA","Louisiana",22,"St Mary",101,"22101",331,11862,1971,9999,"wall","dry","N","Natural Gas",{"$nulls":12},4.94,0.25101,0.25101,0.25101,0.25101,{"$nulls":11},"CLECO Power LLC",100,"Cleco Corp",100]
["Little Gypsy","1402_B_2",1402,"B","2",964,"O/G Steam",null,"MIS_AMSO","Louisiana",22,"St Charles",89,"22089",416,11277,1966,2026,"wall","dry","N","Natural Gas, Distillate Fuel Oil",{"$nulls":3},"CM + FU",{"$nulls":8},5.261,0.1405,0.1405,0.1405,0.1405,{"$nulls":11},"Entergy Louisiana LLC",100,"Entergy Corp",100]
["Little Gypsy","1402_B_3",1402,"B","3",965,"O/G Steam",null,"MIS_AMSO","Louisiana",22,"St Charles",89,"22089",524,11224,1969,9999,"wall","dry","N","Natural Gas",{"$nulls":3},"CM + FU",{"$nulls":8},5.261,0.29902,0.29902,0.29902,0.29902,{"$nulls":11},"Entergy Louisiana LLC",100,"Entergy Corp",100]
["Nine Mile Point","1403_B_4",1403,"B","4",969,"O/G Steam",null,"MIS_AMSO","Louisiana",22,"Jefferson",51,"22051",737,10561,1971,9999,"tangential",null,"N","Natural Gas",{"$nulls":3},"FR + LA",{"$nulls":8},5.261,0.30011,0.30011,0.30011,0.30011,{"$nulls":11},"Entergy Louisiana LLC",100,"Entergy Corp",100]
["Nine Mile Point","1403_B_5",1403,"B","5",970,"O/G Steam",null,"MIS_AMSO","Louisiana",22,"Jefferson",51,"22051",737,10484,1973,9999,"tangential",null,"N","Natural Gas, Distillate Fuel Oil",{"$nulls":3},"FR + LA",{"$nulls":8},5.261,0.26764,0.26764,0.26764,0.26764,{"$nulls":11},"Entergy Louisiana LLC",100,"Entergy Corp",100]
["Agua Fria","141_B_1",141,"B","1",86,"O/G Steam",null,"WECC_AZ","Arizona",4,"Maricopa",13,"04013",113,12852,1958,9999,"wall","dry","N","Natural Gas",{"$nulls":12},1,0.26731,0.26731,0.26731,0.26731,{"$nulls":11},"Salt River Project",100,"Salt River Project",100]
["Agua Fria","141_B_2",141,"B","2",87,"O/G Steam",null,"WECC_AZ","Arizona",4,"Maricopa",13,"04013",113,12776,1957,9999,"wall","dry","N","Natural Gas",{"$nulls":12},1,0.24557,0.24557,0.24557,0.24557,{"$nulls":11},"Salt River Project",100,"Salt River Project",100]
["Agua Fria","141_B_3",141,"B","3",88,"O/G Steam",null,"WECC_AZ","Arizona",4,"Maricopa",13,"04013",181,11979,1961,9999,"wall","dry","N","Natural Gas",{"$nulls":12},1,0.45588,0.45588,0.45588,0.45588,{"$nulls":11},"Salt River Project",100,"Salt River Project",100]
["Arsenal Hill","1416_B_5A",1416,"B","5A",979,"O/G Steam",null,"SPP_WEST","Louisiana",22,"Caddo",17,"22017",116,13718,1960,2026,"tangential",null,"N","Natural Gas",{"$nulls":13},0.09758,0.09758,0.09758,0.09758,{"$nulls":11},"Southwestern Electric Power Co",100,"American Electric Power Co Inc",100]
["Lieberman","1417_B_3",1417,"B","3",980,"O/G Steam",null,"SPP_WEST","Louisiana",22,"Caddo",17,"22017",109,13044,1957,9999,"tangential",null,"N","Natural Gas, Residual Fuel Oil",{"$nulls":13},0.16597,0.16597,0.16597,0.16597,{"$nulls":11},"Southwestern Electric Power Co",100,"American Electric Power Co Inc",100]
["Lieberman","1417_B_4",1417,"B","4",981,"O/G Steam",null,"SPP_WEST","Louisiana",22,"Caddo",17,"22017",108,13408,1959,9999,"tangential",null,"N","Natural Gas, Residual Fuel Oil",{"$nulls":13},0.17038,0.17038,0.17038,0.17038,{"$nulls":11},"Southwestern Electric Power Co",100,"American Electric Power Co Inc",100]
["Houma","1439_B_14",1439,"B","14",null,"O/G Steam",null,"MIS_AMSO","Louisiana",22,"Terrebonne",109,"22109",10,13548,1994,9999,null,null,"N","Natural Gas",{"$nulls":3},"FR",{"$nulls":8},5.261,0.1,0.1,0.1,0.1,{"$nulls":11},"Terrebonne Parish Consolidated",100,"Terrebonne Parish Consolidated",100]
["Houma","1439_B_15",1439,"B","15",982,"O/G Steam",null,"MIS_AMSO","Louisiana",22,"Terrebonne",109,"22109",23.5,13609,1969,9999,"wall","dry","N","Natural Gas",{"$nulls":12},5.261,0.2556,0.2556,0.2556,0.2556,{"$nulls":11},"Terrebonne Parish Consolidated",100,"Terrebonne Parish Consolidated",100]
["Houma","1439_B_16",1439,"B","16",983,"O/G Steam",null,"MIS_AMSO","Louisiana",22,"Terrebonne",109,"22109",39,14500,1976,9999,"tangential",null,"N","Natural Gas",{"$nulls":3},"OFA",{"$nulls":8},5.261,0.13157,0.13157,0.13157,0.13157,{"$nulls":11},"Terrebonne Parish Consolidated",100,"Terrebonne Parish Consolidated",100]
["Big Cajun 1","1464_B_1B1",1464,"B","1B1",994,"O/G Steam",null,"MIS_LA","Louisiana",22,"Pointe Coupee",77,"22077",110,14500,1972,9999,"wall","dry","N","Natural Gas",{"$nulls":3},"LNB + other",{"$nulls":8},0.8,0.08434,0.08434,0.08434,0.08434,{"$nulls":11},"Louisiana Generating LLC",100,"Cleco Corp",100]
["Big Cajun 1","1464_B_1B2",1464,"B","1B2",995,"O/G Steam",null,"MIS_LA","Louisiana",22,"Pointe Coupee",77,"22077",110,14500,1972,9999,"wall","dry","N","Natural Gas",{"$nulls":3},"LNB + other",{"$nulls":8},0.8,0.08967,0.08967,0.08967,0.08967,{"$nulls":11},"Louisiana Generating LLC",100,"Cleco Corp",100]
["William F Wyman","1507_B_3",1507,"B","3",1002,"O/G Steam",null,"NENG_ME","Maine",23,"Cumberland",5,"23005",111,12234,1965,9999,"tangential","dry","N","Residual Fuel Oil",{"$nulls":3},"LA + LNB + OFA",{"$nulls":3},"C","NA",{"$nulls":3},2.16,0.16709,0.16709,0.16709,0.16709,{"$nulls":11},"FPL Energy Wyman LLC",100,"NextEra Energy Inc",100]
["William F Wyman","1507_B_4",1507,"B","4",1003,"O/G Steam",null,"NENG_ME","Maine",23,"Cumberland",5,"23005",602,11368,1978,9999,"wall","dry","N","Residual Fuel Oil",{"$nulls":3},"FR + LNB + OFA",{"$nulls":3},"ESPC","No",{"$nulls":3},0.8,0.15,0.15,0.15,0.15,{"$nulls":11},"FPL Energy Wyman IV LLC",76.01,"NextEra Energy Inc",76.01]
["Herbert A Wagner","1554_B_1",1554,"B","1",1007,"O/G Steam",null,"PJM_SMAC","Maryland",24,"Anne Arundel",3,"24003",126,10859,1956,9999,"wall","dry","N","Natural Gas, Residual Fuel Oil",{"$nulls":3},"LNB","SNCR",null,null,"ESPC","No",{"$nulls":4},0.09203,0.09203,0.09203,0.09203,{"$nulls":11},"HA Wagner LLC",100,"Talen Energy Corp",100]
["Herbert A Wagner","1554_B_3",1554,"B","3",1009,"Coal Steam",null,"PJM_SMAC","Maryland",24,"Anne Arundel",3,"24003",305,10767,1966,9999,"wall","dry","N","Bituminous",{"$nulls":3},"LNBO","SCR",2002,null,"ESPC","No","ACI",2010,null,1.2,0.3254,0.07951,0.3254,0.07951,0.1,0.1,0.1,0.98,"Yes",2016,null,null,"C2G",2026,null,"Raven Power Holdings",100,"Talen Energy Corp",100]
["Herbert A Wagner","1554_B_4",1554,"B","4",1010,"O/G Steam",null,"PJM_SMAC","Maryland",24,"Anne Arundel",3,"24003",397,10961,1972,9999,"wall","dry","N","Residual Fuel Oil",{"$nulls":3},"BOOS + LA + LNB",{"$nulls":3},"ESPC","No",{"$nulls":3},0.6,0.23528,0.23528,0.23528,0.23528,{"$nulls":11},"Raven Power Holdings",100,"Talen Energy Corp",100]
["Vienna Operations","1564_B_8",1564,"B","8",1043,"O/G Steam",null,"PJM_EMAC","Maryland",24,"Dorchester",19,"24019",153,14500,1971,9999,"tangential","dry","N","Residual Fuel Oil",{"$nulls":7},"C","NA",{"$nulls":3},3.5,0.25684,0.25684,0.25684,0.25684,{"$nulls":11},"Vienna Power LLC",100,"NRG Energy Inc",100]
["Chalk Point LLC","1571_B_3",1571,"B","3",1052,"O/G Steam",null,"PJM_SMAC","Maryland",24,"Prince Georges",33,"24033",582,11892,1975,9999,"tangential","dry","N","Natural Gas",{"$nulls":3},"OFA",{"$nulls":8},0.92,0.12752,0.12752,0.12752,0.12752,{"$nulls":11},"GenOn Chalk Point LLC",100,"GenOn Energy Inc",100]
["Chalk Point LLC","1571_B_4",1571,"B","4",1053,"O/G Steam",null,"PJM_SMAC","Maryland",24,"Prince Georges",33,"24033",582,11720,1981,9999,"tangential","dry","N","Natural Gas",{"$nulls":3},"OFA",{"$nulls":8},0.8,0.11795,0.11795,0.11795,0.11795,{"$nulls":11},"GenOn Chalk Point LLC",100,"GenOn Energy Inc",100]
["Canal","1599_B_1",1599,"B","1",1102,"O/G Steam",null,"NENGREST","Massachusetts",25,"Barnstable",1,"25001",560,10400,1968,9999,"wall","dry","N","Residual Fuel Oil",{"$nulls":3},"LNBO + other","SCR",null,null,"ESPC","No",{"$nulls":3},1.21,0.07384,0.07384,0.07384,0.07384,{"$nulls":11},"Stonepeak Kestrel Holdings LLC",100,"Stonepeak Infrastructure Partners",100]
["Canal","1599_B_2",1599,"B","2",1103,"O/G Steam",null,"NENGREST","Massachusetts",25,"Barnstable",1,"25001",553,11516,1976,9999,"wall","dry","N","Natural Gas, Residual Fuel Oil",{"$nulls":3},"FR + LNBO + OFA","SNCR",null,null,"ESPC","No",{"$nulls":3},1.21,0.14391,0.14391,0.14391,0.14391,{"$nulls":11},"Stonepeak Kestrel Holdings LLC",100,"Stonepeak Infrastructure Partners",100]
["Apache Station","160_B_1",160,"B","1",92,"O/G Steam",null,"WECC_AZ","Arizona",4,"Cochise",3,"04003",72,10915,1979,9999,"wall","dry","N","Natural Gas",{"$nulls":3},"LNB",{"$nulls":8},0.00064,0.04107,0.04107,0.04107,0.04107,{"$nulls":10},"Yes","Arizona Electric Power Coop Inc",100,"Arizona Electric Power Coop Inc",100]
["Apache Station","160_B_2",160,"B","2",93,"O/G Steam",null,"WECC_AZ","Arizona",4,"Cochise",3,"04003",175,11061,1979,9999,"wall","dry","N","Natural Gas",{"$nulls":3},"FR + LNB + OFA",{"$nulls":8},0.00064,0.06674,0.06674,0.06674,0.06674,{"$nulls":10},"Yes","Arizona Electric Power Coop Inc",100,"Arizona Electric Power Coop Inc",100]
["Apache Station","160_B_3",160,"B","3",94,"Coal Steam",null,"WECC_AZ","Arizona",4,"Cochise",3,"04003",175,11040,1979,9999,"wall","dry","N","Bituminous, Subbituminous","Wet Scrubber",1979,0.85,"LNB + OFA","SNCR",null,2017,"ESPH","No","ACI",2016,null,0.15,0.34043,0.18535,0.34043,0.18535,0.05,0.1,0.1,0.9,{"$nulls":6},"Yes","Arizona Electric Power Coop Inc",100,"Arizona Electric Power Coop Inc",100]
["Essential Power Massachusetts LLC","1642_B_3",1642,"B","3",1138,"O/G Steam",null,"NENGREST","Massachusetts",25,"Hampden",13,"25013",94,12883,1957,2024,"tangential","dry","N","Natural Gas, Residual Fuel Oil",{"$nulls":3},"BOOS",{"$nulls":3},"ESPC","No",{"$nulls":3},2.4,0.06992,0.06992,0.06992,0.06992,{"$nulls":11},"EP Energy Massachusetts LLC",100,"Essential Power LLC",100]
["GREC","165_B_2",165,"B","2",96,"Coal Steam",null,"SPP_WEST","Oklahoma",40,"Mayes",97,"40097",492,12314,1982,9999,"wall","dry","N","Subbituminous","Dry Scrubber",1986,0.85,"LNB + LNBO",{"$nulls":3},"B","NA","ACI",2015,null,0.6,0.19884,0.19884,0.19884,0.19884,0.1,0.1,0.1,0.9,{"$nulls":7},"Grand River Dam Authority",61.5,"Grand River Dam Authority",61.5]
["Lake Catherine","170_B_4",170,"B","4",107,"O/G Steam",null,"MIS_AR","Arkansas",5,"Hot Spring",59,"05059",522,11972,1970,2025,"wall","dry","N","Natural Gas",{"$nulls":3},"BOOS",{"$nulls":9},0.21792,0.21792,0.21792,0.21792,{"$nulls":11},"Entergy Arkansas LLC",100,"Entergy Corp",100]
["Dan E Karn","1702_B_3",1702,"B","3",1155,"O/G Steam",null,"MIS_LMI","Michigan",26,"Bay",17,"26017",600,12858,1974,9999,"wall","dry","N","Natural Gas, Residual Fuel Oil",{"$nulls":3},"LNB + OFA",{"$nulls":8},1.11,0.14025,0.14025,0.14025,0.14025,{"$nulls":11},"Consumers Energy Co",100,"CMS Energy Corp",100]
["Dan E Karn","1702_B_4",1702,"B","4",1156,"O/G Steam",null,"MIS_LMI","Michigan",26,"Bay",17,"26017",603,11919,1977,9999,"wall","dry","N","Natural Gas, Residual Fuel Oil",{"$nulls":3},"LNB + OFA",{"$nulls":8},1.11,0.14755,0.14755,0.14755,0.14755,{"$nulls":11},"Consumers Energy Co",100,"CMS Energy Corp",100]
["J H Campbell","1710_B_1",1710,"B","1",1157,"Coal Steam",null,"MIS_LMI","Michigan",26,"Ottawa",139,"26139",260,10347,1962,2025,"tangential","dry","N","Bituminous, Subbituminous",null,null,0.4488,"LNC3",{"$nulls":3},"ESPC + B","No","ACI",2016,null,1.67,0.17949,0.17949,0.17949,0.17949,0.1,0.1,0.1,0.98,"Yes",2016,{"$nulls":4},"Yes","Consumers Energy Co",100,"CMS Energy Corp",100]
["J H Campbell","1710_B_2",1710,"B","2",1158,"Coal Steam",null,"MIS_LMI","Michigan",26,"Ottawa",139,"26139",348,10428,1967,2025,"cell","dry","N","Bituminous, Subbituminous",null,null,0.438,"LNCB","SCR",2013,null,"B","NA","ACI",2016,null,1.67,0.04748,0.04748,0.04748,0.04748,0.1,0.1,0.1,0.98,"Yes",2016,{"$nulls":4},"Yes","Consumers Energy Co",100,"CMS Energy Corp",100]
["J H Campbell","1710_B_3",1710,"B","3",1159,"Coal Steam",null,"MIS_LMI","Michigan",26,"Ottawa",139,"26139",838,10264,1980,2025,"wall","dry","N","Bituminous, Subbituminous","Dry Scrubber",2016,0.95,"LNBO","SCR",2007,null,"ESPC + B","No","ACI",2016,null,0.09,0.2258,0.05074,0.2258,0.05074,0.1,0.1,0.1,0.99,{"$nulls":6},"Yes","Consumers Energy Co",93.31,"CMS Energy Corp",93.31]
["Monroe (MI)","1733_B_1",1733,"B","1",1182,"Coal Steam",null,"MIS_LMI","Michigan",26,"Monroe",115,"26115",758,10181,1972,9999,"cell","dry","N","Bituminous, Subbituminous","Wet Scrubber",2013,0.97,"LNCB","SCR",2002,null,"ESPC","Yes",{"$nulls":3},0.03,0.2873,0.06253,0.2873,0.06253,0.05,0.1,0.56,0.99,{"$nulls":7},"DTE Electric Co",100,"DTE Energy Co",100]
["Monroe (MI)","1733_B_2",1733,"B","2",1183,"Coal Steam",null,"MIS_LMI","Michigan",26,"Monroe",115,"26115",773,10223,1973,9999,"cell","dry","N","Bituminous, Subbituminous","Wet Scrubber",2014,0.97,"LNCB","SCR",2007,null,"ESPC","Yes",{"$nulls":3},0.03,0.2345,0.06068,0.2345,0.06068,0.05,0.1,0.56,0.99,{"$nulls":7},"DTE Electric Co",100,"DTE Energy Co",100]
["Monroe (MI)","1733_B_3",1733,"B","3",1184,"Coal Steam",null,"MIS_LMI","Michigan",26,"Monroe",115,"26115",773,10180,1973,9999,"cell","dry","N","Bituminous, Subbituminous, Petroleum Coke","Wet Scrubber",2009,0.97,"LNCB","SCR",2003,null,"ESPC","Yes",{"$nulls":3},1.6,0.4623,0.06559,0.4623,0.06559,0.05,0.07,0.07,0.99,{"$nulls":7},"DTE Electric Co",100,"DTE Energy Co",100]
["Monroe (MI)","1733_B_4",1733,"B","4",1185,"Coal Steam",null,"MIS_LMI","Michigan",26,"Monroe",115,"26115",762,10154,1974,9999,"cell","dry","N","Bituminous, Subbituminous, Petroleum Coke","Wet Scrubber",2009,0.97,"LNCB","SCR",2014,null,"ESPC","Yes",{"$nulls":3},1.6,0.4615,0.06495,0.4615,0.06495,0.05,0.07,0.07,0.99,{"$nulls":7},"DTE Electric Co",100,"DTE Energy Co",100]
["John H Warden","1772_B_1",1772,"B","1",null,"Biomass",null,"MIS_WUMS","Michigan",26,"Baraga",13,"26013",17.7,17180,2009,9999,null,null,"N","Biomass",{"$nulls":7},"ESPC","No",{"$nulls":3},1.67,0.29981,0.29981,0.29981,0.29981,{"$nulls":11},"Lanse Warden Electric Co",100,"Libra Group (The)",100]
["Erickson Station","1832_B_1",1832,"B","1",1221,"Coal Steam",null,"MIS_LMI","Michigan",26,"Eaton",45,"26045",154,11013,1973,2026,"wall","dry","N","Subbituminous",{"$nulls":3},"LNBO",{"$nulls":3},"ESPC","No","ACI",2016,null,1.67,0.15442,0.15442,0.15442,0.15442,0.1,0.1,0.1,0,{"$nulls":7},"Lansing Board of Water & Light",100,"Lansing Board of Water & Light",100]
["Wyandotte","1866_B_5",1866,"B","5",1223,"O/G Steam",null,"MIS_LMI","Michigan",26,"Wayne",163,"26163",21.25,14500,1958,9999,"stoker/SPR","dry","N","Natural Gas",{"$nulls":3},"LNB",{"$nulls":8},1.67,0.08662,0.08662,0.08662,0.08662,{"$nulls":11},"Wyandotte Dept of Municipal Service",100,"Wyandotte Dept of Municipal Service",100]
["Wyandotte","1866_B_7",1866,"B","7",1224,"O/G Steam",null,"MIS_LMI","Michigan",26,"Wayne",163,"26163",21.25,14500,1958,9999,"wall","dry","N","Natural Gas",{"$nulls":3},"LNB",{"$nulls":8},1.67,0.09745,0.09745,0.09745,0.09745,{"$nulls":11},"Wyandotte Dept of Municipal Service",100,"Wyandotte Dept of Municipal Service",100]
["Syl Laskin","1891_B_1",1891,"B","1",1229,"O/G Steam",null,"MIS_MNWI","Minnesota",27,"St Louis",137,"27137",44,13873,1953,9999,"tangential","dry","N","Natural Gas",{"$nulls":3},"LNC2",{"$nulls":8},2.04,0.10555,0.10555,0.10555,0.10555,{"$nulls":11},"ALLETE Inc",100,"ALLETE Inc",100]
["Syl Laskin","1891_B_2",1891,"B","2",1230,"O/G Steam",null,"MIS_MNWI","Minnesota",27,"St Louis",137,"27137",44,13922,1953,9999,"tangential","dry","N","Natural Gas",{"$nulls":3},"LNC2",{"$nulls":8},2.04,0.10759,0.10759,0.10759,0.10759,{"$nulls":11},"ALLETE Inc",100,"ALLETE Inc",100]
["Clay Boswell","1893_B_3",1893,"B","3",1233,"Coal Steam",null,"MIS_MNWI","Minnesota",27,"Itasca",61,"27061",364,10599,1973,9999,"tangential","dry","N","Subbituminous","Wet Scrubber",2009,0.95,"LNC2 + NH3","SCR",2009,null,"B","NA","ACI",2009,null,0.09,0.3382,0.05684,0.3382,0.05684,0.1,0.1,0.1,0.99,{"$nulls":7},"ALLETE Inc",100,"ALLETE Inc",100]
["Clay Boswell","1893_B_4",1893,"B","4",1234,"Coal Steam",null,"MIS_MNWI","Minnesota",27,"Itasca",61,"27061",584,10639,1980,9999,"tangential","dry","N","Subbituminous","Dry Scrubber",2015,0.961,"LNC3","SNCR",null,2010,"B","NA","ACI",2015,null,0.33,0.3108,0.1037,0.3108,0.1037,0.1,0.1,0.1,0.99,"Yes",2015,{"$nulls":5},"ALLETE Inc",80,"ALLETE Inc",80]
["M L Hibbard","1897_B_3",1897,"B","3",1235,"Biomass",null,"MIS_MNWI","Minnesota",27,"St Louis",137,"27137",30,6336,1988,9999,"stoker/SPR","dry","Y","Biomass",{"$nulls":3},"OFA",{"$nulls":3},"ESPC","No",{"$nulls":3},1.17,0.31781,0.31781,0.31781,0.31781,{"$nulls":11},"ALLETE Inc",100,"ALLETE Inc",100]
["M L Hibbard","1897_B_4",1897,"B","4",1236,"Biomass",null,"MIS_MNWI","Minnesota",27,"St Louis",137,"27137",30,6336,1988,9999,"stoker/SPR","dry","Y","Biomass",{"$nulls":3},"OFA",{"$nulls":3},"ESPC","No",{"$nulls":3},1.17,0.32618,0.32618,0.32618,0.32618,{"$nulls":11},"ALLETE Inc",100,"ALLETE Inc",100]
["Allen S King","1915_B_1",1915,"B","1",1248,"Coal Steam",null,"MIS_MNWI","Minnesota",27,"Washington",163,"27163",511,9792,1968,2028,"cyclone","wet","N","Subbituminous","Dry Scrubber",2007,0.9,"OFA","SCR",2008,null,"ESPC + B","Yes","ACI",2010,null,0.12,0.9185,0.09614,0.9185,0.09614,0.1,0.1,0.1,0.9500000000000001,{"$nulls":7},"Northern States Power Co (Minnesota)",100,"Xcel Energy Inc",100]
["Red Wing","1926_B_1",1926,"B","1",null,"Municipal Solid Waste",null,"MIS_MNWI","Minnesota",27,"Goodhue",49,"27049",9,20944,1986,2027,null,null,"N","MSW","Wet Scrubber",2000,0.75,"other",{"$nulls":3},"B","NA",{"$nulls":4},0.5,0.5,0.5,0.5,0.08,0.08,0.08,{"$nulls":8},"Northern States Power Co (Minnesota)",100,"Xcel Energy Inc",100]
["Red Wing","1926_B_2",1926,"B","2",null,"Municipal Solid Waste",null,"MIS_MNWI","Minnesota",27,"Goodhue",49,"27049",9,20879,1986,2027,null,null,"N","MSW","Wet Scrubber",2001,0.75,"other",{"$nulls":3},"B","NA",{"$nulls":4},0.54,0.54,0.54,0.54,0.08,0.08,0.08,{"$nulls":8},"Northern States Power Co (Minnesota)",100,"Xcel Energy Inc",100]
["Wilmarth","1934_B_1",1934,"B","1",null,"Municipal Solid Waste",null,"MIS_MNWI","Minnesota",27,"Blue Earth",13,"27013",9,21139,1987,2027,null,null,"N","MSW","Wet Scrubber",1991,0.7,"other",{"$nulls":3},"B","NA",{"$nulls":4},0.54,0.54,0.54,0.54,0.08,0.08,0.08,{"$nulls":8},"Northern States Power Co (Minnesota)",100,"Xcel Energy Inc",100]
["Wilmarth","1934_B_2",1934,"B","2",null,"Municipal Solid Waste",null,"MIS_MNWI","Minnesota",27,"Blue Earth",13,"27013",9,21139,1987,2027,null,null,"N","MSW","Wet Scrubber",1991,0.7,"other",{"$nulls":3},"B","NA",{"$nulls":4},0.6,0.6,0.6,0.6,0.08,0.08,0.08,{"$nulls":8},"Northern States Power Co (Minnesota)",100,"Xcel Energy Inc",100]
["Hibbing","1979_B_1",1979,"B","1",null,"Coal Steam",null,"MIS_MNWI","Minnesota",27,"St Louis",137,"27137",7.6,8665,1952,9999,null,null,"Y","Subbituminous",{"$nulls":7},"ESPC","No",{"$nulls":3},4,0.46217,0.46217,0.46217,0.46217,0.64,0.1,1,0,{"$nulls":7},"Hibbing Public Utilities Commission",100,"Hibbing Public Utilities Commission",100]
["Hibbing","1979_B_2",1979,"B","2",null,"Coal Steam",null,"MIS_MNWI","Minnesota",27,"St Louis",137,"27137",7.6,8665,1952,9999,null,null,"Y","Subbituminous",{"$nulls":7},"ESPC","No",{"$nulls":3},4,0.46222,0.46222,0.46222,0.46222,0.64,0.1,1,0,{"$nulls":7},"Hibbing Public Utilities Commission",100,"Hibbing Public Utilities Commission",100]
["Hibbing","1979_B_3",1979,"B","3",null,"Coal Steam",null,"MIS_MNWI","Minnesota",27,"St Louis",137,"27137",7.6,8665,1974,9999,null,null,"Y","Subbituminous",{"$nulls":4},"SNCR",null,2007,"ESPH","No",{"$nulls":3},4,0.46218,0.34663,0.46218,0.34663,0.9,0.1,1,0,{"$nulls":7},"Hibbing Public Utilities Commission",100,"Hibbing Public Utilities Commission",100]
["Hibbing","1979_B_4",1979,"B","4",null,"Coal Steam",null,"MIS_MNWI","Minnesota",27,"St Louis",137,"27137",7.6,8665,2006,9999,null,null,"Y","Subbituminous",{"$nulls":4},"SNCR",null,2007,"ESPC + C","No",{"$nulls":3},3.013,0.1962,0.14715,0.1962,0.14715,0.64,0.1,1,0,{"$nulls":7},"Hibbing Public Utilities Commission",100,"Hibbing Public Utilities Commission",100]
["New Ulm","2001_B_1",2001,"B","1",null,"O/G Steam",null,"MIS_MNWI","Minnesota",27,"Brown",15,"27015",1.6,8300,1941,9999,null,null,"Y","Natural Gas",{"$nulls":13},0.23063,0.23063,0.23063,0.23063,{"$nulls":11},"New Ulm Public Utilities Commission",100,"New Ulm Public Utilities Commission",100]
["New Ulm","2001_B_2",2001,"B","2",null,"O/G Steam",null,"MIS_MNWI","Minnesota",27,"Brown",15,"27015",1.6,8300,1947,9999,null,null,"Y","Natural Gas",{"$nulls":13},0.23063,0.23063,0.23063,0.23063,{"$nulls":11},"New Ulm Public Utilities Commission",100,"New Ulm Public Utilities Commission",100]
["New Ulm","2001_B_4",2001,"B","4",null,"O/G Steam",null,"MIS_MNWI","Minnesota",27,"Brown",15,"27015",14.8,8300,1965,9999,null,null,"Y","Natural Gas",{"$nulls":13},0.27158,0.27158,0.27158,0.27158,{"$nulls":11},"New Ulm Public Utilities Commission",100,"New Ulm Public Utilities Commission",100]
["Virginia","2018_B_10",2018,"B","10",null,"Biomass",null,"MIS_MNWI","Minnesota",27,"St Louis",137,"27137",6.2,18102,1993,9999,null,null,"N","Biomass",{"$nulls":3},"LNB",{"$nulls":8},2,0.07086,0.07086,0.07086,0.07086,{"$nulls":11},"Virginia Dept of Public Utilities",100,"Virginia Dept of Public Utilities",100]
["Virginia","2018_B_11",2018,"B","11",null,"Biomass",null,"MIS_MNWI","Minnesota",27,"St Louis",137,"27137",6.2,18102,2006,9999,null,null,"N","Biomass",{"$nulls":4},"SNCR",null,null,"ESPH + C","No",{"$nulls":3},3.013,0.14683,0.11012,0.14683,0.11012,{"$nulls":11},"Virginia Dept of Public Utilities",100,"Virginia Dept of Public Utilities",100]
["Virginia","2018_B_7",2018,"B","7",null,"Biomass",null,"MIS_MNWI","Minnesota",27,"St Louis",137,"27137",6.2,18102,1954,9999,null,null,"N","Biomass",{"$nulls":3},"OFA",{"$nulls":3},"ESPH + C","No",{"$nulls":3},3.013,0.25684,0.25684,0.25684,0.25684,{"$nulls":11},"Virginia Dept of Public Utilities",100,"Virginia Dept of Public Utilities",100]
["Virginia","2018_B_9",2018,"B","9",null,"Biomass",null,"MIS_MNWI","Minnesota",27,"St Louis",137,"27137",6.2,18102,1975,9999,null,null,"N","Biomass",{"$nulls":3},"OFA",{"$nulls":3},"ESPH + C","No",{"$nulls":3},3.013,0.36355,0.36355,0.36355,0.36355,{"$nulls":11},"Virginia Dept of Public Utilities",100,"Virginia Dept of Public Utilities",100]
["Carl Bailey","202_B_01",202,"B","01",111,"O/G Steam",null,"MIS_AR","Arkansas",5,"Woodruff",147,"05147",122,11635,1966,9999,"wall","dry","N","Natural Gas",{"$nulls":12},3.682,0.17858,0.17858,0.17858,0.17858,{"$nulls":10},"Yes","Arkansas Electric Coop Corp",100,"Arkansas Electric Coop Corp",100]
["McClellan (AR)","203_B_01",203,"B","01",112,"O/G Steam",null,"MIS_AR","Arkansas",5,"Ouachita",103,"05103",134,12180,1972,9999,"wall","dry","N","Natural Gas",{"$nulls":12},3.682,0.19106,0.19106,0.19106,0.19106,{"$nulls":10},"Yes","Arkansas Electric Coop Corp",100,"Arkansas Electric Coop Corp",100]
["Jack Watson","2049_B_4",2049,"B","4",1291,"O/G Steam",null,"S_SOU","Mississippi",28,"Harrison",47,"28047",236,11098,1968,9999,"wall","dry","N","Natural Gas",{"$nulls":3},"LNB + OFA",{"$nulls":8},4.8,0.17601,0.17601,0.17601,0.17601,{"$nulls":11},"Mississippi Power Co",100,"Southern Co",100]
["Jack Watson","2049_B_5",2049,"B","5",1292,"O/G Steam",null,"S_SOU","Mississippi",28,"Harrison",47,"28047",480,10838,1973,9999,"wall","dry","N","Natural Gas",{"$nulls":3},"LNB + OFA",{"$nulls":8},4.8,0.35514,0.35514,0.35514,0.35514,{"$nulls":11},"Mississippi Power Co",100,"Southern Co",100]
["Moselle","2070_B_3",2070,"B","3",1309,"O/G Steam",null,"MIS_MS","Mississippi",28,"Jones",67,"28067",59,13292,1970,2025,"wall","dry","N","Natural Gas, Residual Fuel Oil",{"$nulls":12},4.8,0.30593,0.30593,0.30593,0.30593,{"$nulls":11},"Cooperative Energy",100,"South Mississippi Electric Power Association",100]
["Hawthorn","2079_B_5A",2079,"B","5A",1315,"Coal Steam",null,"SPP_N","Missouri",29,"Jackson",95,"29095",564,10285,2000,9999,"wall","dry","N","Subbituminous","Dry Scrubber",2001,0.94,"LNBO","SCR",2001,null,"B","NA","ACI",2016,null,0.12,0.06448,0.06448,0.06448,0.06448,0.1,0.1,0.1,0.99,{"$nulls":7},"Evergy Metro Inc",100,"Evergy Inc",100]
["Lake Road (MO)","2098_B_1",2098,"B","1",null,"O/G Steam",null,"SPP_N","Missouri",29,"Buchanan",21,"29021",5.6,10957,1961,9999,"wall",null,"Y","Natural Gas",{"$nulls":12},8.6,0.23063,0.23063,0.23063,0.23063,{"$nulls":11},"Evergy Missouri West Inc",100,"Evergy Inc",100]
["Lake Road (MO)","2098_B_2",2098,"B","2",null,"O/G Steam",null,"SPP_N","Missouri",29,"Buchanan",21,"29021",5.6,10957,1961,9999,"wall",null,"Y","Natural Gas",{"$nulls":12},8.6,0.23063,0.23063,0.23063,0.23063,{"$nulls":11},"Evergy Missouri West Inc",100,"Evergy Inc",100]
["Lake Road (MO)","2098_B_3",2098,"B","3",null,"O/G Steam",null,"SPP_N","Missouri",29,"Buchanan",21,"29021",1.1,10957,1938,9999,"wall",null,"Y","Natural Gas",{"$nulls":12},8.6,0.23063,0.23063,0.23063,0.23063,{"$nulls":11},"Evergy Missouri West Inc",100,"Evergy Inc",100]
["Lake Road (MO)","2098_B_4",2098,"B","4",null,"O/G Steam",null,"SPP_N","Missouri",29,"Buchanan",21,"29021",12.4,10957,1951,2024,"wall",null,"Y","Natural Gas",{"$nulls":12},8.6,0.23063,0.23063,0.23063,0.23063,{"$nulls":11},"Evergy Missouri West Inc",100,"Evergy Inc",100]
["Lake Road (MO)","2098_B_5",2098,"B","5",null,"O/G Steam",null,"SPP_N","Missouri",29,"Buchanan",21,"29021",15.5,10957,1957,9999,"wall","dry","Y","Natural Gas",{"$nulls":12},8.6,0.23063,0.23063,0.23063,0.23063,{"$nulls":11},"Evergy Missouri West Inc",100,"Evergy Inc",100]
["Lake Road (MO)","2098_B_8",2098,"B","8",null,"O/G Steam",null,"SPP_N","Missouri",29,"Buchanan",21,"29021",1.9,10957,2006,9999,"wall",null,"Y","Natural Gas",{"$nulls":3},"FR + LNB",{"$nulls":9},0.10042,0.10042,0.10042,0.10042,{"$nulls":11},"Evergy Missouri West Inc",100,"Evergy Inc",100]
["Labadie","2103_B_1",2103,"B","1",1328,"Coal Steam",null,"MIS_MO","Missouri",29,"Franklin",71,"29071",593,10396,1970,9999,"tangential","dry","N","Subbituminous",{"$nulls":3},"LNC3",{"$nulls":3},"ESPC","Yes","ACI",2016,null,4.8,0.09316,0.09316,0.09316,0.09316,0.1,0.1,0.1,0,{"$nulls":7},"Ameren Missouri",100,"Ameren Corp",100]
["Labadie","2103_B_2",2103,"B","2",1329,"Coal Steam",null,"MIS_MO","Missouri",29,"Franklin",71,"29071",593,10397,1971,9999,"tangential","dry","N","Subbituminous",{"$nulls":3},"LNC3",{"$nulls":3},"ESPC","Yes","ACI",2016,null,4.8,0.09289,0.09289,0.09289,0.09289,0.1,0.1,0.1,0,{"$nulls":7},"Ameren Missouri",100,"Ameren Corp",100]
["Labadie","2103_B_3",2103,"B","3",1330,"Coal Steam",null,"MIS_MO","Missouri",29,"Franklin",71,"29071",593,10427,1972,9999,"tangential","dry","N","Subbituminous",{"$nulls":3},"LNC3",{"$nulls":3},"ESPC","Yes","ACI",2016,null,4.8,0.09557,0.09557,0.09557,0.09557,0.1,0.1,0.1,0,{"$nulls":7},"Ameren Missouri",100,"Ameren Corp",100]
["Labadie","2103_B_4",2103,"B","4",1331,"Coal Steam",null,"MIS_MO","Missouri",29,"Franklin",71,"29071",593,10397,1973,9999,"tangential","dry","N","Subbituminous",{"$nulls":3},"LNC3",{"$nulls":3},"ESPC","Yes","ACI",2016,null,4.8,0.09053,0.09053,0.09053,0.09053,0.1,0.1,0.1,0,{"$nulls":7},"Ameren Missouri",100,"Ameren Corp",100]
["Sioux","2107_B_1",2107,"B","1",1336,"Coal Steam",null,"MIS_MO","Missouri",29,"St Charles",183,"29183",487,11127,1967,9999,"cyclone","wet","N","Bituminous, Subbituminous","Wet Scrubber",2010,0.983,"OFA + other","SNCR",null,2007,"ESPC","Yes","ACI",2010,null,4.8,0.22534,0.22534,0.22534,0.22534,0.05,0.1,0.1,0.99,{"$nulls":7},"Ameren Missouri",100,"Ameren Corp",100]
["Sioux","2107_B_2",2107,"B","2",1337,"Coal Steam",null,"MIS_MO","Missouri",29,"St Charles",183,"29183",487,11339,1968,9999,"cyclone","wet","N","Bituminous, Subbituminous","Wet Scrubber",2010,0.983,"OFA + other","SNCR",null,2007,"ESPC","Yes","ACI",2010,null,4.8,0.22072,0.22072,0.22072,0.22072,0.05,0.1,0.1,0.99,{"$nulls":7},"Ameren Missouri",100,"Ameren Corp",100]
["Columbia (MO)","2123_B_8",2123,"B","8",1341,"O/G Steam",null,"MIS_MO","Missouri",29,"Boone",19,"29019",35,13380,1970,9999,"wall","dry","N","Natural Gas",{"$nulls":3},"FR + LNB",{"$nulls":8},8,0.01916,0.01916,0.01916,0.01916,{"$nulls":11},"Columbia Water & Light",100,"Columbia Water & Light",100]
["Blue Valley","2132_B_1",2132,"B","1",null,"O/G Steam",null,"SPP_N","Missouri",29,"Jackson",95,"29095",21,14500,1958,9999,"tangential","dry","N","Natural Gas",{"$nulls":12},6.3,0.23063,0.23063,0.23063,0.23063,{"$nulls":11},"Independence Power & Light",100,"Independence Power & Light",100]
["Blue Valley","2132_B_2",2132,"B","2",null,"O/G Steam",null,"SPP_N","Missouri",29,"Jackson",95,"29095",21,14500,1958,9999,"tangential","dry","N","Natural Gas, Distillate Fuel Oil",{"$nulls":12},6.3,0.23063,0.23063,0.23063,0.23063,{"$nulls":11},"Independence Power & Light",100,"Independence Power & Light",100]
["Blue Valley","2132_B_3",2132,"B","3",1342,"O/G Steam",null,"SPP_N","Missouri",29,"Jackson",95,"29095",51,14500,1965,9999,"tangential","dry","N","Natural Gas, Distillate Fuel Oil",{"$nulls":3},"LNC1",{"$nulls":8},6.3,0.18019,0.18019,0.18019,0.18019,{"$nulls":11},"Independence Power & Light",100,"Independence Power & Light",100]
["New Madrid","2167_B_1",2167,"B","1",1357,"Coal Steam",null,"S_D_AECI","Missouri",29,"New Madrid",143,"29143",579,9859,1972,9999,"cyclone","wet","N","Subbituminous",{"$nulls":3},"LNB + OFA","SCR",2002,null,"ESPC","No","ACI",2016,null,10,0.686,0.11674,0.686,0.11674,0.1,0.1,0.1,0,{"$nulls":7},"Associated Electric Coop Inc",100,"Associated Electric Coop Inc",100]
["New Madrid","2167_B_2",2167,"B","2",1358,"Coal Steam",null,"S_D_AECI","Missouri",29,"New Madrid",143,"29143",575,9814,1977,9999,"cyclone","wet","N","Subbituminous",{"$nulls":3},"LNB + OFA","SCR",2000,null,"ESPC","No","ACI",2016,null,10,0.62441,0.15614,0.62441,0.15614,0.1,0.1,0.1,0,{"$nulls":7},"Associated Electric Coop Inc",100,"Associated Electric Coop Inc",100]
["Thomas Hill","2168_B_MB1",2168,"B","MB1",1359,"Coal Steam",null,"S_D_AECI","Missouri",29,"Randolph",175,"29175",165,9907,1966,9999,"cyclone","wet","N","Subbituminous",{"$nulls":3},"LNB + OFA","SCR",2009,null,"ESPC","No","ACI",2016,null,8,0.52294,0.12123,0.52294,0.12123,0.1,0.1,0.1,0,{"$nulls":7},"Associated Electric Coop Inc",100,"Associated Electric Coop Inc",100]
["Thomas Hill","2168_B_MB2",2168,"B","MB2",1360,"Coal Steam",null,"S_D_AECI","Missouri",29,"Randolph",175,"29175",270,9930,1969,9999,"cyclone","wet","N","Subbituminous",{"$nulls":3},"LNB + OFA","SCR",2009,null,"ESPC","No","ACI",2016,null,8,0.54685,0.10895,0.54685,0.10895,0.1,0.1,0.1,0,{"$nulls":7},"Associated Electric Coop Inc",100,"Associated Electric Coop Inc",100]
["Thomas Hill","2168_B_MB3",2168,"B","MB3",1361,"Coal Steam",null,"S_D_AECI","Missouri",29,"Randolph",175,"29175",699,9903,1982,9999,"wall","dry","N","Subbituminous",{"$nulls":3},"LNB + OFA","SCR",2009,null,"ESPC","No","ACI",2016,null,1.2,0.23309,0.13305,0.23309,0.13305,0.1,0.1,0.1,0,{"$nulls":7},"Associated Electric Coop Inc",100,"Associated Electric Coop Inc",100]
["Canaday","2226_B_1",2226,"B","1",1367,"O/G Steam",null,"SPP_NEBR","Nebraska",31,"Gosper",73,"31073",99,9741,1958,9999,"tangential",null,"N","Natural Gas",{"$nulls":12},2.5,0.25,0.25,0.25,0.25,{"$nulls":11},"Nebraska Public Power District",100,"Nebraska Public Power District",100]
["Lon Wright","2240_B_6",2240,"B","6",null,"Coal Steam",null,"SPP_NEBR","Nebraska",31,"Dodge",53,"31053",15.5,12282,1958,9999,"wall","dry","N","Subbituminous",{"$nulls":7},"B","NA",{"$nulls":3},1.2,0.66506,0.66506,0.1987,0.1987,0.11,0.1,1,0,{"$nulls":7},"Fremont Dept of Public Utilities",100,"Fremont Dept of Public Utilities",100]
["Lon Wright","2240_B_7",2240,"B","7",null,"Coal Steam",null,"SPP_NEBR","Nebraska",31,"Dodge",53,"31053",21,12341,1963,9999,"wall","dry","N","Subbituminous",{"$nulls":7},"B","NA",{"$nulls":3},1.2,0.66506,0.66506,0.1987,0.1987,0.11,0.1,1,0,{"$nulls":7},"Fremont Dept of Public Utilities",100,"Fremont Dept of Public Utilities",100]
["Lon Wright","2240_B_8",2240,"B","8",1371,"Coal Steam",null,"SPP_NEBR","Nebraska",31,"Dodge",53,"31053",82,12240,1976,9999,"wall","dry","N","Subbituminous","Wet Scrubber",2015,0.98,"LNB",{"$nulls":3},"ESPH + B","No","ACI",2016,null,0.651,0.20001,0.20001,0.1987,0.1987,0.1,0.1,0.1,0.99,{"$nulls":7},"Fremont Dept of Public Utilities",100,"Fremont Dept of Public Utilities",100]
["North Denver","2244_B_4",2244,"B","4",null,"O/G Steam",null,"SPP_NEBR","Nebraska",31,"Adams",1,"31001",16,14500,1957,9999,null,null,"N","Natural Gas",{"$nulls":12},2.5,0.23063,0.23063,0.23063,0.23063,{"$nulls":11},"Hastings Utilities (NE)",100,"Hastings Utilities (NE)",100]
["North Denver","2244_B_5",2244,"B","5",null,"O/G Steam",null,"SPP_NEBR","Nebraska",31,"Adams",1,"31001",25,14500,1957,9999,null,null,"N","Natural Gas",{"$nulls":12},2.5,0.23063,0.23063,0.23063,0.23063,{"$nulls":11},"Hastings Utilities (NE)",100,"Hastings Utilities (NE)",100]
["Sheldon","2277_B_1",2277,"B","1",1379,"Coal Steam",null,"SPP_NEBR","Nebraska",31,"Lancaster",109,"31109",104,11681,1968,9999,"cyclone","wet","N","Subbituminous",{"$nulls":3},"OFA",{"$nulls":3},"B","NA",{"$nulls":3},0.59,0.58003,0.58003,0.58003,0.58003,0.11,0.1,1,0,{"$nulls":7},"Nebraska Public Power District",100,"Nebraska Public Power District",100]
["Sheldon","2277_B_2",2277,"B","2",1380,"Coal Steam",null,"SPP_NEBR","Nebraska",31,"Lancaster",109,"31109",115,11706,1961,9999,"cyclone","wet","N","Subbituminous",{"$nulls":3},"OFA",{"$nulls":3},"B","NA",{"$nulls":3},0.567,0.3599,0.3599,0.3599,0.3599,0.11,0.1,1,0,{"$nulls":7},"Nebraska Public Power District",100,"Nebraska Public Power District",100]
["North Omaha","2291_B_1",2291,"B","1",1381,"O/G Steam",null,"SPP_NEBR","Nebraska",31,"Douglas",55,"31055",65,11010,1954,2024,"tangential","dry","N","Natural Gas",{"$nulls":13},0.07403,0.07403,0.07403,0.07403,{"$nulls":11},"Omaha Public Power District",100,"Omaha Public Power District",100]
["North Omaha","2291_B_2",2291,"B","2",1382,"O/G Steam",null,"SPP_NEBR","Nebraska",31,"Douglas",55,"31055",91,10903,1957,2024,"tangential","dry","N","Natural Gas",{"$nulls":3},"LNC1",{"$nulls":9},0.07981,0.07981,0.07981,0.07981,{"$nulls":11},"Omaha Public Power District",100,"Omaha Public Power District",100]
["North Omaha","2291_B_3",2291,"B","3",1383,"O/G Steam",null,"SPP_NEBR","Nebraska",31,"Douglas",55,"31055",86,10960,1959,2024,"tangential","dry","N","Natural Gas",{"$nulls":3},"LNC1",{"$nulls":9},0.07471,0.07471,0.07471,0.07471,{"$nulls":11},"Omaha Public Power District",100,"Omaha Public Power District",100]
["North Omaha","2291_B_4",2291,"B","4",1384,"Coal Steam",null,"SPP_NEBR","Nebraska",31,"Douglas",55,"31055",120,10592,1963,9999,"tangential","dry","N","Subbituminous",null,null,0.0663,{"$nulls":4},"ESPC","No","ACI",2016,null,2.5,0.30844,0.30844,0.1469,0.1469,0.1,0.1,0.1,0.98,"Yes",2016,null,null,"C2G",2024,null,"Omaha Public Power District",100,"Omaha Public Power District",100]
["North Omaha","2291_B_5",2291,"B","5",1385,"Coal Steam",null,"SPP_NEBR","Nebraska",31,"Douglas",55,"31055",216,10811,1968,9999,"wall","dry","N","Subbituminous",null,null,0.0583,"LNB",{"$nulls":3},"ESPC","No","ACI",2016,null,0.721,0.30152,0.30152,0.1987,0.1987,0.1,0.1,0.1,0.98,"Yes",2016,null,null,"C2G",2024,null,"Omaha Public Power District",100,"Omaha Public Power District",100]
["Fort Churchill","2330_B_1",2330,"B","1",1406,"O/G Steam",null,"WECC_NNV","Nevada",32,"Lyon",19,"32019",113,11713,1968,2029,"wall","dry","N","Natural Gas",{"$nulls":3},"LNBO",{"$nulls":8},0.8,0.13855,0.13855,0.13855,0.13855,{"$nulls":11},"Sierra Pacific Power Co",100,"Berkshire Hathaway Inc",100]
["Tracy","2336_B_3",2336,"B","3",1410,"O/G Steam",null,"WECC_NNV","Nevada",32,"Storey",29,"32029",108,12280,1974,9999,"wall","dry","N","Natural Gas",{"$nulls":3},"LNB",{"$nulls":8},0.8,0.13105,0.13105,0.13105,0.13105,{"$nulls":11},"Sierra Pacific Power Co",100,"Berkshire Hathaway Inc",100]
["Merrimack","2364_B_1",2364,"B","1",1417,"Coal Steam",null,"NENGREST","New Hampshire",33,"Merrimack",13,"33013",108,11390,1960,9999,"cyclone","wet","N","Bituminous","Wet Scrubber",2011,0.965,"NH3","SCR",1999,null,"ESPC","No",{"$nulls":3},4,0.2284,0.07,0.2284,0.07,0.05,0.1,0.56,0.99,{"$nulls":7},"GSP Merrimack LLC",100,"Energy Trading Innovations LLC",100]
["Merrimack","2364_B_2",2364,"B","2",1418,"Coal Steam",null,"NENGREST","New Hampshire",33,"Merrimack",13,"33013",330,10988,1968,9999,"cyclone","wet","N","Bituminous","Wet Scrubber",2011,0.965,"NH3","SCR",1995,null,"ESPC","No",{"$nulls":3},4,0.24406,0.07,0.24406,0.07,0.05,0.1,0.56,0.99,{"$nulls":6},"Yes","GSP Merrimack LLC",100,"Energy Trading Innovations LLC",100]
["Schiller","2367_B_4",2367,"B","4",1421,"Coal Steam",null,"NENGREST","New Hampshire",33,"Rockingham",15,"33015",48,14500,1952,9999,"wall","dry","N","Bituminous",null,null,0.5,"LNB + NH3 + OFA","SNCR",null,1999,"ESPC","No","ACI",2016,null,2.6,0.19582,0.19582,0.19582,0.19582,0.1,0.1,0.1,0.98,"Yes",2016,{"$nulls":5},"GSP Schiller LLC",100,"Energy Trading Innovations LLC",100]
["Schiller","2367_B_5W",2367,"B","5W",1422,"Biomass",null,"NENGREST","New Hampshire",33,"Rockingham",15,"33015",43,15792,2006,9999,"vertical","dry","N","Biomass",{"$nulls":3},"NH3","SNCR",null,null,"B + C","NA",{"$nulls":3},0.02,0.0669,0.0669,0.0669,0.0669,{"$nulls":11},"GSP Schiller LLC",100,"Energy Trading Innovations LLC",100]
["Schiller","2367_B_6",2367,"B","6",1423,"Coal Steam",null,"NENGREST","New Hampshire",33,"Rockingham",15,"33015",48,14500,1957,9999,"wall","dry","N","Bituminous",null,null,0.5,"LNB + NH3 + OFA","SNCR",null,1999,"ESPC","No","ACI",2016,null,2.6,0.18216,0.18216,0.18216,0.18216,0.1,0.1,0.1,0.98,"Yes",2016,{"$nulls":5},"GSP Schiller LLC",100,"Energy Trading Innovations LLC",100]
["Four Corners","2442_B_4",2442,"B","4",1584,"Coal Steam",null,"WECC_NM","New Mexico",35,"San Juan",45,"35045",770,9771,1969,9999,"cell","dry","N","Subbituminous","Wet Scrubber",1985,0.92,"LNB + LNCB","SCR",2018,null,"B","NA",{"$nulls":3},0.878,0.48665,0.05819,0.48665,0.05819,0.1,0.1,0.56,0.9700000000000001,{"$nulls":6},"Yes","Arizona Public Service Co",56,"Pinnacle West Capital Corp",56]
["Four Corners","2442_B_5",2442,"B","5",1585,"Coal Steam",null,"WECC_NM","New Mexico",35,"San Juan",45,"35045",770,9766,1963,9999,"cell","dry","N","Subbituminous","Wet Scrubber",1985,0.92,"LNB + LNCB","SCR",2018,null,"B","NA",{"$nulls":3},0.878,0.49979,0.06459,0.49979,0.06459,0.1,0.1,0.56,0.9700000000000001,{"$nulls":6},"Yes","Arizona Public Service Co",56,"Pinnacle West Capital Corp",56]
["Rio Grande","2444_B_8",2444,"B","8",1588,"O/G Steam",null,"WECC_NM","New Mexico",35,"Dona Ana",13,"35013",142,12258,1972,9999,"wall","dry","N","Natural Gas",{"$nulls":3},"FR + LNB",{"$nulls":8},0.68,0.20903,0.20903,0.20903,0.20903,{"$nulls":11},"El Paso Electric Co",100,"El Paso Electric Co",100]
["Maddox","2446_B_051B",2446,"B","051B",1590,"O/G Steam",null,"SPP_SPS","New Mexico",35,"Lea",25,"35025",112,10994,1967,9999,"tangential",null,"N","Natural Gas",{"$nulls":3},"OFA",{"$nulls":8},0.34,0.16667,0.16667,0.16667,0.16667,{"$nulls":11},"Southwestern Public Service Co",100,"Xcel Energy Inc",100]
["Reeves","2450_B_1",2450,"B","1",1593,"O/G Steam",null,"WECC_NM","New Mexico",35,"Bernalillo",1,"35001",44,12772,1959,9999,"wall","dry","N","Natural Gas",{"$nulls":3},"BF + LA",{"$nulls":8},0.34,0.25132,0.25132,0.25132,0.25132,{"$nulls":11},"Public Service Co of New Mexico",100,"PNM Resources Inc",100]
["Reeves","2450_B_2",2450,"B","2",1594,"O/G Steam",null,"WECC_NM","New Mexico",35,"Bernalillo",1,"35001",44,13416,1960,9999,"wall","dry","N","Natural Gas",{"$nulls":3},"BF + LA",{"$nulls":8},0.34,0.2468,0.2468,0.2468,0.2468,{"$nulls":11},"Public Service Co of New Mexico",100,"PNM Resources Inc",100]
["Reeves","2450_B_3",2450,"B","3",1595,"O/G Steam",null,"WECC_NM","New Mexico",35,"Bernalillo",1,"35001",66,12802,1962,9999,"wall","dry","N","Natural Gas",{"$nulls":3},"BF + LA",{"$nulls":8},0.34,0.22754,0.22754,0.22754,0.22754,{"$nulls":11},"Public Service Co of New Mexico",100,"PNM Resources Inc",100]
["Cunningham","2454_B_122B",2454,"B","122B",1601,"O/G Steam",null,"SPP_SPS","New Mexico",35,"Lea",25,"35025",183,10518,1965,2026,"tangential",null,"N","Natural Gas",{"$nulls":3},"OFA",{"$nulls":8},0.789,0.1497,0.1497,0.1497,0.1497,{"$nulls":11},"Southwestern Public Service Co",100,"Xcel Energy Inc",100]
["Danskammer Generating Station","2480_B_1",2480,"B","1",1606,"O/G Steam",null,"NY_Z_G-I","New York",36,"Orange",71,"36071",71,12463,1951,9999,"tangential","dry","N","Natural Gas, Residual Fuel Oil",{"$nulls":3},"BF + LA + LNB",{"$nulls":3},"ESPC","No",{"$nulls":3},2,0.08,0.08,0.08,0.08,{"$nulls":11},"Danskammer Energy LLC",100,"Mercuria Energy Group Ltd",100]
["Danskammer Generating Station","2480_B_2",2480,"B","2",1607,"O/G Steam",null,"NY_Z_G-I","New York",36,"Orange",71,"36071",66,12463,1954,9999,"tangential","dry","N","Natural Gas, Residual Fuel Oil",{"$nulls":3},"BF + LA",{"$nulls":3},"ESPC","No",{"$nulls":3},2,0.08,0.08,0.08,0.08,{"$nulls":11},"Danskammer Energy LLC",100,"Mercuria Energy Group Ltd",100]
["Danskammer Generating Station","2480_B_3",2480,"B","3",1608,"O/G Steam",null,"NY_Z_G-I","New York",36,"Orange",71,"36071",138,11798,1987,9999,"tangential","dry","N","Natural Gas",{"$nulls":3},"LNC2",{"$nulls":8},1.1,0.09,0.09,0.09,0.09,{"$nulls":11},"Danskammer Energy LLC",100,"Mercuria Energy Group Ltd",100]
["Danskammer Generating Station","2480_B_4",2480,"B","4",1609,"O/G Steam",null,"NY_Z_G-I","New York",36,"Orange",71,"36071",222,11798,1987,9999,"tangential","dry","N","Natural Gas",{"$nulls":3},"LNC2",{"$nulls":8},1.1,0.10231,0.10231,0.10231,0.10231,{"$nulls":10},"Yes","Danskammer Energy LLC",100,"Mercuria Energy Group Ltd",100]
["Arthur Kill Generating Station","2490_B_20",2490,"B","20",1610,"O/G Steam",null,"NY_Z_J","New York",36,"Richmond",85,"36085",338,11412,1959,9999,"wall","dry","N","Natural Gas",{"$nulls":3},"LA + LNB + OFA",{"$nulls":8},0.6,0.05652,0.05652,0.05652,0.05652,{"$nulls":11},"Arthur Kill Power LLC",100,"NRG Energy Inc",100]
["Arthur Kill Generating Station","2490_B_30",2490,"B","30",1611,"O/G Steam",null,"NY_Z_J","New York",36,"Richmond",85,"36085",508,11227,1969,9999,"tangential","dry","N","Natural Gas",{"$nulls":3},"LA + LNB + OFA",{"$nulls":8},0.6,0.06829,0.06829,0.06829,0.06829,{"$nulls":10},"Yes","Arthur Kill Power LLC",100,"NRG Energy Inc",100]
["East River","2493_B_60",2493,"B","60",1617,"O/G Steam",null,"NY_Z_J","New York",36,"New York",61,"36061",145,8300,1951,9999,"wall","dry","Y","Natural Gas",{"$nulls":3},"LNB",{"$nulls":8},0.6,0.08,0.08,0.08,0.08,{"$nulls":11},"Consolidated Edison Co of New York Inc",100,"Consolidated Edison Inc",100]
["East River","2493_B_70",2493,"B","70",1618,"O/G Steam",null,"NY_Z_J","New York",36,"New York",61,"36061",182,9437,1955,9999,"wall","dry","N","Natural Gas",{"$nulls":3},"LNB",{"$nulls":8},0.6,0.08,0.08,0.08,0.08,{"$nulls":11},"Consolidated Edison Co of New York Inc",100,"Consolidated Edison Inc",100]
["Ravenswood","2500_B_10",2500,"B","10",1675,"O/G Steam",null,"NY_Z_J","New York",36,"Queens",81,"36081",368,11015,1963,9999,"tangential","dry","N","Natural Gas",{"$nulls":3},"OFA",{"$nulls":8},0.6,0.06421,0.06421,0.06421,0.06421,{"$nulls":10},"Yes","Helix Ravenswood LLC",100,"LS Power Group",100]
["Ravenswood","2500_B_20",2500,"B","20",1676,"O/G Steam",null,"NY_Z_J","New York",36,"Queens",81,"36081",372,11033,1963,9999,"tangential","dry","N","Natural Gas",{"$nulls":3},"OFA",{"$nulls":8},0.6,0.06722,0.06722,0.06722,0.06722,{"$nulls":10},"Yes","Helix Ravenswood LLC",100,"LS Power Group",100]
["Ravenswood","2500_B_30",2500,"B","30",1677,"O/G Steam",null,"NY_Z_J","New York",36,"Queens",81,"36081",973,11031,1965,9999,"tangential","dry","N","Natural Gas",{"$nulls":3},"OFA",{"$nulls":8},0.6,0.07011,0.07011,0.07011,0.07011,{"$nulls":10},"Yes","Helix Ravenswood LLC",100,"LS Power Group",100]
["E F Barrett","2511_B_10",2511,"B","10",1719,"O/G Steam",null,"NY_Z_K","New York",36,"Nassau",59,"36059",193,10937,1956,9999,"tangential","dry","N","Natural Gas, Distillate Fuel Oil",{"$nulls":12},0.74,0.08,0.08,0.08,0.08,{"$nulls":11},"National Grid Generation LLC",100,"National Grid Plc",100]
["E F Barrett","2511_B_20",2511,"B","20",1720,"O/G Steam",null,"NY_Z_K","New York",36,"Nassau",59,"36059",193,11042,1963,9999,"tangential","dry","N","Natural Gas",{"$nulls":3},"OFA",{"$nulls":8},0.74,0.05065,0.05065,0.05065,0.05065,{"$nulls":10},"Yes","National Grid Generation LLC",100,"National Grid Plc",100]
["Northport","2516_B_1",2516,"B","1",1743,"O/G Steam",null,"NY_Z_K","New York",36,"Suffolk",103,"36103",400,10733,1967,9999,"tangential","dry","N","Natural Gas",{"$nulls":3},"OFA + LNC2",{"$nulls":8},0.132,0.06452,0.06452,0.06452,0.06452,{"$nulls":10},"Yes","National Grid Generation LLC",100,"National Grid Plc",100]
["Northport","2516_B_2",2516,"B","2",1744,"O/G Steam",null,"NY_Z_K","New York",36,"Suffolk",103,"36103",399,10794,1968,9999,"tangential",null,"N","Natural Gas, Residual Fuel Oil",{"$nulls":3},"OFA + LNC2",{"$nulls":3},"ESPC","No",{"$nulls":3},0.344,0.06136,0.06136,0.06136,0.06136,{"$nulls":10},"Yes","National Grid Generation LLC",100,"National Grid Plc",100]
["Northport","2516_B_3",2516,"B","3",1745,"O/G Steam",null,"NY_Z_K","New York",36,"Suffolk",103,"36103",390,10707,1972,9999,"tangential","dry","N","Natural Gas, Residual Fuel Oil",{"$nulls":3},"OFA + LNC2",{"$nulls":3},"ESPC","No",{"$nulls":3},0.299,0.06423,0.06423,0.06423,0.06423,{"$nulls":10},"Yes","National Grid Generation LLC",100,"National Grid Plc",100]
["Northport","2516_B_4",2516,"B","4",1746,"O/G Steam",null,"NY_Z_K","New York",36,"Suffolk",103,"36103",392,10605,1977,9999,"tangential","dry","N","Natural Gas, Residual Fuel Oil",{"$nulls":3},"OFA + LNC2",{"$nulls":3},"ESPC","No",{"$nulls":3},0.244,0.04977,0.04977,0.04977,0.04977,{"$nulls":10},"Yes","National Grid Generation LLC",100,"National Grid Plc",100]
["Port Jefferson","2517_B_3",2517,"B","3",1750,"O/G Steam",null,"NY_Z_K","New York",36,"Suffolk",103,"36103",190,11953,1958,9999,"tangential","dry","N","Natural Gas, Residual Fuel Oil",{"$nulls":3},"OFA + LNC2",{"$nulls":3},"ESPC","No",{"$nulls":3},0.294,0.06604,0.06604,0.06604,0.06604,{"$nulls":11},"National Grid Generation LLC",100,"National Grid Plc",100]
["Port Jefferson","2517_B_4",2517,"B","4",1751,"O/G Steam",null,"NY_Z_K","New York",36,"Suffolk",103,"36103",190,11684,1960,9999,"tangential","dry","N","Natural Gas, Residual Fuel Oil",{"$nulls":3},"OFA + LNC2",{"$nulls":3},"ESPC","No",{"$nulls":3},0.305,0.05309,0.05309,0.05309,0.05309,{"$nulls":11},"National Grid Generation LLC",100,"National Grid Plc",100]
["Greenidge Generation LLC","2527_B_6",2527,"B","6",1759,"O/G Steam",null,"NY_Z_C&E","New York",36,"Yates",123,"36123",104,11153,1953,9999,"tangential","wet","N","Natural Gas",{"$nulls":3},"LNC1","SCR",{"$nulls":7},3.8,0.25503,0.0231,0.25503,0.0231,{"$nulls":11},"Atlas Holdings LLC",100,"Atlas Holdings LLC",100]
["Oswego Harbor Power","2594_B_5",2594,"B","5",1791,"O/G Steam",null,"NY_Z_C&E","New York",36,"Oswego",75,"36075",822,11549,1976,9999,"wall","dry","N","Residual Fuel Oil",{"$nulls":3},"OFA",{"$nulls":3},"ESPC","No",{"$nulls":3},1.6,0.08,0.08,0.08,0.08,{"$nulls":10},"Yes","NRG Oswego Harbor Power Operations Inc",100,"NRG Energy Inc",100]
["Oswego Harbor Power","2594_B_6",2594,"B","6",1792,"O/G Steam",null,"NY_Z_C&E","New York",36,"Oswego",75,"36075",816,11480,1980,9999,"wall","dry","N","Residual Fuel Oil",{"$nulls":3},"OFA",{"$nulls":3},"ESPC","No",{"$nulls":3},0.8,0.08,0.08,0.08,0.08,{"$nulls":10},"Yes","NRG Oswego Harbor Power Operations Inc",100,"NRG Energy Inc",100]
["E C Gaston","26_B_1",26,"B","1",30,"O/G Steam",null,"S_SOU","Alabama",1,"Shelby",117,"01117",254,10458,1960,9999,"wall","dry","N","Natural Gas",{"$nulls":3},"LNB",{"$nulls":8},3.8,0.11165,0.11165,0.11165,0.11165,{"$nulls":11},"Southern Electric Generating Co",100,"Southern Co",100]
["E C Gaston","26_B_2",26,"B","2",31,"O/G Steam",null,"S_SOU","Alabama",1,"Shelby",117,"01117",256,10492,1960,9999,"wall","dry","N","Natural Gas",{"$nulls":3},"LNB",{"$nulls":8},3.8,0.11176,0.11176,0.11176,0.11176,{"$nulls":11},"Southern Electric Generating Co",100,"Southern Co",100]
["E C Gaston","26_B_3",26,"B","3",32,"O/G Steam",null,"S_SOU","Alabama",1,"Shelby",117,"01117",254,10542,1961,9999,"wall","dry","N","Natural Gas",{"$nulls":3},"LNB",{"$nulls":8},3.8,0.12418,0.12418,0.12418,0.12418,{"$nulls":11},"Southern Electric Generating Co",100,"Southern Co",100]
["E C Gaston","26_B_4",26,"B","4",33,"O/G Steam",null,"S_SOU","Alabama",1,"Shelby",117,"01117",256,10434,1962,9999,"wall","dry","N","Natural Gas",{"$nulls":3},"LNB",{"$nulls":8},3.8,0.12502,0.12502,0.12502,0.12502,{"$nulls":11},"Southern Electric Generating Co",100,"Southern Co",100]
["E C Gaston","26_B_5",26,"B","5",34,"Coal Steam",null,"S_SOU","Alabama",1,"Shelby",117,"01117",832,10254,1974,9999,"tangential","dry","N","Bituminous","Wet Scrubber",2010,0.95,"LNC2","SCR",2006,null,"ESPH + B + WS","No","ACI",2016,null,3.8,0.2397,0.1004,0.2397,0.1004,0.05,0.1,0.1,0.99,{"$nulls":7},"Alabama Power Co",100,"Southern Co",100]
["Bowline Point","2625_B_1",2625,"B","1",1793,"O/G Steam",null,"NY_Z_G-I","New York",36,"Rockland",87,"36087",575,10814,1972,9999,"tangential","dry","N","Natural Gas, Residual Fuel Oil",{"$nulls":3},"LNC1",{"$nulls":8},0.1,0.08,0.08,0.08,0.08,{"$nulls":10},"Yes","GenOn Bowline LLC",100,"GenOn Energy Inc",100]
["Bowline Point","2625_B_2",2625,"B","2",1794,"O/G Steam",null,"NY_Z_G-I","New York",36,"Rockland",87,"36087",562,11120,1974,9999,"wall","dry","N","Natural Gas, Residual Fuel Oil",{"$nulls":3},"AA + OFA",{"$nulls":8},0.1,0.08,0.08,0.08,0.08,{"$nulls":10},"Yes","GenOn Bowline LLC",100,"GenOn Energy Inc",100]
["S A Carlson","2682_B_10",2682,"B","10",1811,"O/G Steam",null,"NY_Z_A","New York",36,"Chautauqua",13,"36013",15,8300,1945,9999,"wall","dry","N","Natural Gas",{"$nulls":3},"LNB",{"$nulls":9},0.05008,0.05008,0.05008,0.05008,{"$nulls":11},"Jamestown Board of Public Utilities",100,"Jamestown Board of Public Utilities",100]
["S A Carlson","2682_B_9",2682,"B","9",1815,"O/G Steam",null,"NY_Z_A","New York",36,"Chautauqua",13,"36013",15,8300,1945,9999,"wall","dry","N","Natural Gas",{"$nulls":3},"LNB",{"$nulls":9},0.05769,0.05769,0.05769,0.05769,{"$nulls":11},"Jamestown Board of Public Utilities",100,"Jamestown Board of Public Utilities",100]
["S A Carlson","2682_B_HRSG",2682,"B","HRSG",1814,"O/G Steam",null,"NY_Z_A","New York",36,"Chautauqua",13,"36013",15,8300,2001,9999,null,null,"N","Natural Gas",{"$nulls":3},"H2O",{"$nulls":9},0.06,0.06,0.06,0.06,{"$nulls":11},"Jamestown Board of Public Utilities",100,"Jamestown Board of Public Utilities",100]
["Roxboro","2712_B_1",2712,"B","1",1831,"Coal Steam",null,"S_VACA","North Carolina",37,"Person",145,"37145",379,10245,1966,9999,"wall","dry","N","Bituminous","Wet Scrubber",2008,0.97,"LNB + OFA","SCR",2002,null,"ESPC","No",{"$nulls":3},0.206,0.13357,0.13357,0.13357,0.13357,0.05,0.1,0.56,0.99,{"$nulls":7},"Duke Energy Progress",100,"Duke Energy Corp",100]
["Roxboro","2712_B_2",2712,"B","2",1832,"Coal Steam",null,"S_VACA","North Carolina",37,"Person",145,"37145",668,10393,1968,9999,"tangential","dry","N","Bituminous","Wet Scrubber",2007,0.97,"LNC2 + OFA","SCR",2002,null,"ESPC","No",{"$nulls":3},0.21,0.12692,0.12692,0.12692,0.12692,0.05,0.1,0.56,0.99,{"$nulls":7},"Duke Energy Progress",100,"Duke Energy Corp",100]
["Roxboro","2712_B_3A",2712,"B","3A",1833,"Coal Steam",null,"S_VACA","North Carolina",37,"Person",145,"37145",347,10296,1973,9999,"wall","dry","N","Bituminous","Wet Scrubber",2008,0.97,"LNB + OFA","SCR",2003,null,"ESPC","No",{"$nulls":3},0.175,0.2715,0.14493,0.2715,0.14493,0.05,0.1,0.56,0.99,{"$nulls":7},"Duke Energy Progress",100,"Duke Energy Corp",100]
["Roxboro","2712_B_3B",2712,"B","3B",1834,"Coal Steam",null,"S_VACA","North Carolina",37,"Person",145,"37145",347,10296,1973,9999,"wall","dry","N","Bituminous","Wet Scrubber",2008,0.97,"LNB + OFA","SCR",2003,null,"ESPC","No",{"$nulls":3},0.175,0.25832,0.14594,0.25832,0.14594,0.05,0.1,0.56,0.99,{"$nulls":7},"Duke Energy Progress",100,"Duke Energy Corp",100]
["Roxboro","2712_B_4A",2712,"B","4A",1835,"Coal Steam",null,"S_VACA","North Carolina",37,"Person",145,"37145",349,10364,1980,9999,"wall","dry","N","Bituminous","Wet Scrubber",2007,0.97,"LNB + OFA","SCR",2001,null,"ESPH","No",{"$nulls":3},0.175,0.12856,0.12856,0.12856,0.12856,0.05,0.1,1,0.99,{"$nulls":7},"Duke Energy Progress",100,"Duke Energy Corp",100]
["Roxboro","2712_B_4B",2712,"B","4B",1836,"Coal Steam",null,"S_VACA","North Carolina",37,"Person",145,"37145",349,10364,1980,9999,"wall","dry","N","Bituminous","Wet Scrubber",2007,0.97,"LNB + OFA","SCR",2001,null,"ESPH","No",{"$nulls":3},0.175,0.1297,0.1297,0.1297,0.1297,0.05,0.1,1,0.99,{"$nulls":7},"Duke Energy Progress",100,"Duke Energy Corp",100]
["G G Allen","2718_B_1",2718,"B","1",1843,"Coal Steam",null,"S_VACA","North Carolina",37,"Gaston",71,"37071",162,10839,1957,2024,"tangential","dry","N","Bituminous","Wet Scrubber",2009,0.95,"LNC3","SNCR",null,2003,"ESPC","No",{"$nulls":3},0.12,0.30238,0.22833,0.30238,0.22833,0.05,0.1,0.56,0.99,{"$nulls":7},"Duke Energy Carolinas",100,"Duke Energy Corp",100]
["G G Allen","2718_B_5",2718,"B","5",1847,"Coal Steam",null,"S_VACA","North Carolina",37,"Gaston",71,"37071",259,10349,1961,2024,"tangential","dry","N","Bituminous","Wet Scrubber",2009,0.95,"LNC3","SNCR",null,2008,"ESPC","Yes","ACI",2016,null,0.081,0.32341,0.25073,0.32341,0.25073,0.05,0.1,0.1,0.99,{"$nulls":7},"Duke Energy Carolinas",100,"Duke Energy Corp",100]
["James E. Rogers Energy Complex","2721_B_5",2721,"B","5",1857,"Coal Steam",null,"S_VACA","North Carolina",37,"Cleveland",45,"37045",544,9385,1972,2026,"tangential","dry","N","Bituminous, Natural Gas","Wet Scrubber",2010,0.983,"LNC3","SCR",2002,null,"ESPC","Yes",{"$nulls":3},1.6,0.2471,0.13745,0.2471,0.13745,0.05,0.1,0.56,0.99,{"$nulls":7},"Duke Energy Carolinas",100,"Duke Energy Corp",100]
["James E. Rogers Energy Complex","2721_B_6",2721,"B","6",90414,"Coal Steam",null,"S_VACA","North Carolina",37,"Cleveland",45,"37045",844,9090,2012,9999,"wall","dry","N","Bituminous, Natural Gas","Wet Scrubber",2012,0.983,"LNBO","SCR",2012,null,"B","NA",{"$nulls":3},2.2,0.05732,0.05732,0.05732,0.05732,0.05,0.1,0.56,0.99,{"$nulls":7},"Duke Energy Carolinas",100,"Duke Energy Corp",100]
["Marshall (NC)","2727_B_1",2727,"B","1",1861,"Coal Steam",null,"S_VACA","North Carolina",37,"Catawba",35,"37035",370,9477,1965,9999,"tangential","dry","N","Bituminous","Wet Scrubber",2007,0.95,"LNC3","SNCR",null,2006,"ESPC","Yes",{"$nulls":3},0.113,0.24605,0.24605,0.24605,0.24605,0.05,0.1,0.56,0.99,{"$nulls":7},"Duke Energy Carolinas",100,"Duke Energy Corp",100]
["Marshall (NC)","2727_B_2",2727,"B","2",1862,"Coal Steam",null,"S_VACA","North Carolina",37,"Catawba",35,"37035",370,9490,1966,9999,"tangential","dry","N","Bituminous","Wet Scrubber",2007,0.95,"LNC3","SNCR",null,2007,"ESPC","Yes",{"$nulls":3},0.1,0.25402,0.25402,0.25402,0.25402,0.05,0.1,0.56,0.99,{"$nulls":7},"Duke Energy Carolinas",100,"Duke Energy Corp",100]
["Marshall (NC)","2727_B_3",2727,"B","3",1863,"Coal Steam",null,"S_VACA","North Carolina",37,"Catawba",35,"37035",658,9344,1969,9999,"tangential","dry","N","Bituminous","Wet Scrubber",2007,0.95,"LNC3","SCR",2009,null,"ESPC","Yes",{"$nulls":3},0.078,0.2353,0.15182,0.2353,0.15182,0.05,0.1,0.56,0.99,{"$nulls":7},"Duke Energy Carolinas",100,"Duke Energy Corp",100]
["Marshall (NC)","2727_B_4",2727,"B","4",1864,"Coal Steam",null,"S_VACA","North Carolina",37,"Catawba",35,"37035",660,9300,1965,9999,"tangential","dry","N","Bituminous","Wet Scrubber",2006,0.95,"LNC3","SNCR",null,2008,"ESPC","Yes","ACI",2016,null,0.105,0.3454,0.25566,0.3454,0.25566,0.05,0.1,0.1,0.99,{"$nulls":7},"Duke Energy Carolinas",100,"Duke Energy Corp",100]
["Leland Olds","2817_B_1",2817,"B","1",1876,"Coal Steam",null,"SPP_WAUE","North Dakota",38,"Mercer",57,"38057",222,11851,1966,9999,"wall","dry","N","Lignite, Subbituminous","Wet Scrubber",2013,0.97,"LNB + OFA","SNCR",null,2017,"ESPC","No","ACI",2015,null,0.15,0.3084,0.14144,0.3084,0.14144,0.1,0.1,0.1,0.99,{"$nulls":6},"Yes","Basin Electric Power Coop",100,"Basin Electric Power Coop",100]
["Leland Olds","2817_B_2",2817,"B","2",1877,"Coal Steam",null,"SPP_WAUE","North Dakota",38,"Mercer",57,"38057",445,11751,1975,9999,"cyclone","wet","N","Lignite, Subbituminous","Wet Scrubber",2013,0.97,"OFA","SNCR",null,2017,"ESPC","No","ACI",2015,null,0.15,0.36252,0.28867,0.36252,0.28867,0.1,0.1,0.1,0.99,{"$nulls":6},"Yes","Basin Electric Power Coop",100,"Basin Electric Power Coop",100]
["Milton R Young","2823_B_B1",2823,"B","B1",1878,"Coal Steam",null,"MIS_MAPP","North Dakota",38,"Oliver",65,"38065",237,11631,1970,9999,"cyclone","wet","N","Lignite","Wet Scrubber",2011,0.971,"AA + OFA","SNCR",null,2011,"ESPC","No","ACI",2015,null,0.15,0.33404,0.26723,0.33404,0.26723,0.1,0.1,0.1,0.99,{"$nulls":6},"Yes","Minnkota Power Coop",100,"Minnkota Power Coop",100]
["Milton R Young","2823_B_B2",2823,"B","B2",1879,"Coal Steam",null,"MIS_MAPP","North Dakota",38,"Oliver",65,"38065",447,11391,1977,9999,"cyclone","wet","N","Lignite","Wet Scrubber",1978,0.969,"AA + OFA","SNCR",null,2010,"ESPC","No","ACI",2015,null,0.15,0.33356,0.28353,0.33356,0.28353,0.1,0.1,0.1,0.99,{"$nulls":6},"Yes","Square Butte Electric Coop",100,"Square Butte Electric Coop",100]
["Cardinal","2828_B_1",2828,"B","1",1883,"Coal Steam",null,"PJM_West","Ohio",39,"Jefferson",81,"39081",585,9899,1966,9999,"cell","dry","N","Bituminous","Wet Scrubber",2008,0.98,"LNB + LNCB","SCR",2003,null,"ESPC","No",{"$nulls":3},1.056,0.5549,0.07395,0.5549,0.07395,0.05,0.1,0.56,0.99,{"$nulls":7},"AEP Generation Resources Inc",100,"American Electric Power Co Inc",100]
["Cardinal","2828_B_2",2828,"B","2",1884,"Coal Steam",null,"PJM_West","Ohio",39,"Jefferson",81,"39081",585,9906,1967,9999,"cell","dry","N","Bituminous","Wet Scrubber",2007,0.98,"LNB + LNCB","SCR",2003,null,"ESPC","No",{"$nulls":3},1.056,0.5866,0.07665,0.5866,0.07665,0.05,0.1,0.56,0.99,{"$nulls":7},"Buckeye Power Inc",100,"Buckeye Power Inc",100]
["Cardinal","2828_B_3",2828,"B","3",1885,"Coal Steam",null,"PJM_West","Ohio",39,"Jefferson",81,"39081",620,10103,1977,9999,"wall","dry","N","Bituminous","Wet Scrubber",2012,0.98,"LNB","SCR",2003,null,"ESPH","No",{"$nulls":3},0.66,0.4462,0.08468,0.4462,0.08468,0.05,0.1,1,0.99,{"$nulls":7},"Buckeye Power Inc",100,"Buckeye Power Inc",100]
["Miami Fort","2832_B_7",2832,"B","7",1895,"Coal Steam",null,"PJM_West","Ohio",39,"Hamilton",61,"39061",510,10361,1975,2027,"cell","dry","N","Bituminous","Wet Scrubber",2007,0.97,"LNCB","SCR",2004,null,"ESPC","No",{"$nulls":3},2.37,0.34671,0.07,0.34671,0.07,0.05,0.1,0.56,0.99,{"$nulls":7},"Dynegy Miami Fort LLC",64,"Vistra Energy",64]
["Miami Fort","2832_B_8",2832,"B","8",1896,"Coal Steam",null,"PJM_West","Ohio",39,"Hamilton",61,"39061",510,10396,1978,2027,"wall","dry","N","Bituminous","Wet Scrubber",2007,0.97,"LNB + LNCB + OFA","SCR",2004,null,"ESPC","No",{"$nulls":3},1.2,0.32002,0.07,0.32002,0.07,0.05,0.1,0.56,0.99,{"$nulls":7},"Dynegy Miami Fort LLC",64,"Vistra Energy",64]
["FirstEnergy W H Sammis","2866_B_5",2866,"B","5",1960,"Coal Steam",null,"PJM_ATSI","Ohio",39,"Jefferson",81,"39081",290,11309,1967,9999,"wall","dry","N","Bituminous, Subbituminous","Wet Scrubber",2010,0.98,"LNB","SNCR",null,2006,"ESPC","No",{"$nulls":3},1.1,0.24516,0.24516,0.1987,0.1987,0.05,0.1,0.56,0.99,{"$nulls":7},"Energy Harbor Generation LLC",100,"FirstEnergy Corp",100]
["FirstEnergy W H Sammis","2866_B_6",2866,"B","6",1961,"Coal Steam",null,"PJM_ATSI","Ohio",39,"Jefferson",81,"39081",600,10917,1969,9999,"wall","dry","N","Bituminous, Subbituminous","Wet Scrubber",2010,0.98,"LNBO","SCR",2010,null,"ESPC","No",{"$nulls":3},1.1,0.075,0.075,0.075,0.075,0.05,0.1,0.56,0.99,{"$nulls":7},"Energy Harbor Generation LLC",100,"FirstEnergy Corp",100]
["FirstEnergy W H Sammis","2866_B_7",2866,"B","7",1962,"Coal Steam",null,"PJM_ATSI","Ohio",39,"Jefferson",81,"39081",600,11011,1971,9999,"cell","dry","N","Bituminous, Subbituminous","Wet Scrubber",2010,0.98,"LNCB","SCR",2010,null,"ESPC","No",{"$nulls":3},1.1,0.075,0.075,0.075,0.075,0.05,0.1,0.56,0.99,{"$nulls":7},"Energy Harbor Generation LLC",100,"FirstEnergy Corp",100]
["Kyger Creek","2876_B_1",2876,"B","1",1971,"Coal Steam",null,"PJM_West","Ohio",39,"Gallia",53,"39053",194,10558,1955,9999,"wall","wet","N","Bituminous, Subbituminous","Wet Scrubber",2012,0.98,"OFA","SCR",2002,null,"ESPC","No",{"$nulls":3},8.2,0.26905,0.07471,0.26905,0.07471,0.05,0.1,0.56,0.99,{"$nulls":7},"Ohio Valley Electric Corp",100,"American Electric Power Co Inc",100]
["Kyger Creek","2876_B_2",2876,"B","2",1972,"Coal Steam",null,"PJM_West","Ohio",39,"Gallia",53,"39053",192,10547,1955,9999,"wall","wet","N","Bituminous, Subbituminous","Wet Scrubber",2012,0.98,"OFA","SCR",2002,null,"ESPC","No",{"$nulls":3},8.2,0.27596,0.07747,0.27596,0.07747,0.05,0.1,0.56,0.99,{"$nulls":7},"Ohio Valley Electric Corp",100,"American Electric Power Co Inc",100]
["Kyger Creek","2876_B_3",2876,"B","3",1973,"Coal Steam",null,"PJM_West","Ohio",39,"Gallia",53,"39053",192,10579,1955,9999,"wall","wet","N","Bituminous, Subbituminous","Wet Scrubber",2011,0.98,"OFA","SCR",2003,null,"ESPC","No",{"$nulls":3},8.2,0.2383,0.07834,0.2383,0.07834,0.05,0.1,0.56,0.99,{"$nulls":7},"Ohio Valley Electric Corp",100,"American Electric Power Co Inc",100]
["Kyger Creek","2876_B_4",2876,"B","4",1974,"Coal Steam",null,"PJM_West","Ohio",39,"Gallia",53,"39053",192,10472,1955,9999,"wall","wet","N","Bituminous, Subbituminous","Wet Scrubber",2011,0.98,"OFA","SCR",2003,null,"ESPC","No",{"$nulls":3},8.2,0.23067,0.079,0.23067,0.079,0.05,0.1,0.56,0.99,{"$nulls":7},"Ohio Valley Electric Corp",100,"American Electric Power Co Inc",100]
["Kyger Creek","2876_B_5",2876,"B","5",1975,"Coal Steam",null,"PJM_West","Ohio",39,"Gallia",53,"39053",192,10506,1955,9999,"wall","wet","N","Bituminous, Subbituminous","Wet Scrubber",2011,0.98,"OFA","SCR",2003,null,"ESPC","No",{"$nulls":3},8.2,0.24394,0.07864,0.24394,0.07864,0.05,0.1,0.56,0.99,{"$nulls":7},"Ohio Valley Electric Corp",100,"American Electric Power Co Inc",100]
["FirstEnergy Bay Shore","2878_B_1",2878,"B","1",1984,"Coal Steam",null,"PJM_ATSI","Ohio",39,"Lucas",95,"39095",136,12574,2000,9999,"FBC","dry","N","Subbituminous, Petroleum Coke","Dry Scrubber",2000,0.876,"CF + OFA",{"$nulls":3},"B","NA","ACI",2016,null,0.73,0.07084,0.07084,0.07084,0.07084,0.07,0.07,0.07,0.99,{"$nulls":7},"Walleye Power LLC",100,"ArcLight Capital Partners LLC",100]
["Dover","2914_B_4",2914,"B","4",null,"Coal Steam",null,"PJM_West","Ohio",39,"Tuscarawas",157,"39157",23.2,14500,1962,9999,null,null,"N","Bituminous",null,null,0.5,{"$nulls":4},"B + C","NA","ACI",2017,null,4.6,0.5775,0.5775,0.5775,0.5775,0.1,0.1,0.1,0.98,"Yes",2017,{"$nulls":5},"Dover OH (City of)",100,"Dover OH (City of)",100]
["Orrville","2935_B_10",2935,"B","10",null,"Coal Steam",null,"PJM_West","Ohio",39,"Wayne",169,"39169",11.5,14500,1951,9999,null,null,"N","Bituminous",{"$nulls":7},"ESPC","No",{"$nulls":3},7,0.47486,0.47486,0.47486,0.47486,0.64,0.1,1,0,{"$nulls":7},"Orrville OH (City of)",100,"Orrville OH (City of)",100]
["Orrville","2935_B_11",2935,"B","11",null,"Coal Steam",null,"PJM_West","Ohio",39,"Wayne",169,"39169",11.5,14500,1956,9999,null,null,"N","Bituminous",{"$nulls":7},"ESPC","No",{"$nulls":3},7,0.57769,0.57769,0.57769,0.57769,0.64,0.1,1,0,{"$nulls":7},"Orrville OH (City of)",100,"Orrville OH (City of)",100]
["Orrville","2935_B_12",2935,"B","12",null,"Coal Steam",null,"PJM_West","Ohio",39,"Wayne",169,"39169",23,14500,1963,9999,null,null,"N","Bituminous",{"$nulls":7},"ESPC","No",{"$nulls":3},7,1.15175,1.15175,1.15175,1.15175,0.64,0.1,1,0,{"$nulls":4},"C2G",2019,null,"Orrville OH (City of)",100,"Orrville OH (City of)",100]
["Orrville","2935_B_13",2935,"B","13",null,"Coal Steam",null,"PJM_West","Ohio",39,"Wayne",169,"39169",20,14500,1969,9999,null,null,"N","Bituminous",{"$nulls":7},"ESPC","No",{"$nulls":3},7,1.15212,1.15212,1.15212,1.15212,0.64,0.1,1,0,{"$nulls":7},"Orrville OH (City of)",100,"Orrville OH (City of)",100]
["Painesville","2936_B_3",2936,"B","3",null,"Coal Steam",null,"PJM_ATSI","Ohio",39,"Lake",85,"39085",9.8,14500,1954,9999,null,null,"N","Bituminous",{"$nulls":7},"ESPC","No",{"$nulls":3},5.7,0.47486,0.47486,0.47486,0.47486,0.64,0.1,1,0,{"$nulls":7},"Painesville Electric Light Dept",100,"Painesville Electric Light Dept",100]
["Painesville","2936_B_4",2936,"B","4",null,"Coal Steam",null,"PJM_ATSI","Ohio",39,"Lake",85,"39085",18.6,14500,1959,9999,null,null,"N","Bituminous",{"$nulls":7},"ESPC","No",{"$nulls":3},5.7,0.90505,0.90505,0.90505,0.90505,0.64,0.1,1,0,{"$nulls":7},"Painesville Electric Light Dept",100,"Painesville Electric Light Dept",100]
["Painesville","2936_B_5",2936,"B","5",null,"Coal Steam",null,"PJM_ATSI","Ohio",39,"Lake",85,"39085",18.6,14500,1975,9999,null,null,"N","Bituminous",{"$nulls":7},"ESPC","No",{"$nulls":3},5.7,1.00894,1.00894,1.00894,1.00894,0.64,0.1,1,0,{"$nulls":7},"Painesville Electric Light Dept",100,"Painesville Electric Light Dept",100]
["Horseshoe Lake","2951_B_6",2951,"B","6",2000,"O/G Steam",null,"SPP_WEST","Oklahoma",40,"Oklahoma",109,"40109",163,11575,1958,2024,"wall","dry","N","Natural Gas, Residual Fuel Oil",{"$nulls":12},1.315,0.26196,0.26196,0.26196,0.26196,{"$nulls":11},"Oklahoma Gas & Electric Co",100,"OGE Energy Corp",100]
["Horseshoe Lake","2951_B_7",2951,"B","7",2001,"O/G Steam",null,"SPP_WEST","Oklahoma",40,"Oklahoma",109,"40109",211,11199,1963,9999,null,null,"N","Natural Gas",{"$nulls":13},0.17689,0.17689,0.17689,0.17689,{"$nulls":11},"Oklahoma Gas & Electric Co",100,"OGE Energy Corp",100]
["Horseshoe Lake","2951_B_8",2951,"B","8",2002,"O/G Steam",null,"SPP_WEST","Oklahoma",40,"Oklahoma",109,"40109",403,11881,1969,9999,"tangential",null,"N","Natural Gas",{"$nulls":12},1.315,0.16959,0.16959,0.16959,0.16959,{"$nulls":11},"Oklahoma Gas & Electric Co",100,"OGE Energy Corp",100]
["Muskogee","2952_B_4",2952,"B","4",2005,"Coal Steam",null,"SPP_WEST","Oklahoma",40,"Muskogee",101,"40101",493,11271,1977,9999,"tangential","dry","N","Subbituminous",{"$nulls":3},"LNC3",{"$nulls":3},"ESPC","No","ACI",2016,null,1.2,0.10664,0.10664,0.10664,0.10664,0.1,0.1,0.1,0,{"$nulls":4},"C2G",2019,"Yes","Oklahoma Gas & Electric Co",100,"OGE Energy Corp",100]
["Muskogee","2952_B_5",2952,"B","5",2006,"Coal Steam",null,"SPP_WEST","Oklahoma",40,"Muskogee",101,"40101",498,11261,1978,9999,"tangential","dry","N","Subbituminous",{"$nulls":3},"LNC3 + OFA",{"$nulls":3},"ESPC","No","ACI",2016,null,1.2,0.09925,0.09925,0.09925,0.09925,0.1,0.1,0.1,0,{"$nulls":4},"C2G",2019,"Yes","Oklahoma Gas & Electric Co",100,"OGE Energy Corp",100]
["Muskogee","2952_B_6",2952,"B","6",2007,"Coal Steam",null,"SPP_WEST","Oklahoma",40,"Muskogee",101,"40101",503,11137,1984,9999,"tangential","dry","N","Subbituminous",{"$nulls":3},"OFA",{"$nulls":3},"ESPC","No","ACI",2016,null,1.2,0.31089,0.31089,0.1469,0.1469,0.1,0.1,0.1,0,{"$nulls":7},"Oklahoma Gas & Electric Co",100,"OGE Energy Corp",100]
["Seminole (OK)","2956_B_1",2956,"B","1",2012,"O/G Steam",null,"SPP_WEST","Oklahoma",40,"Seminole",133,"40133",426,11687,1971,9999,"wall","dry","N","Natural Gas",{"$nulls":3},"FR + LNB + OFA",{"$nulls":8},1.315,0.12297,0.12297,0.12297,0.12297,{"$nulls":11},"Oklahoma Gas & Electric Co",100,"OGE Energy Corp",100]
["Seminole (OK)","2956_B_2",2956,"B","2",2013,"O/G Steam",null,"SPP_WEST","Oklahoma",40,"Seminole",133,"40133",425,11561,1973,9999,"wall","dry","N","Natural Gas",{"$nulls":3},"FR + LNB + OFA",{"$nulls":8},1.315,0.1121,0.1121,0.1121,0.1121,{"$nulls":11},"Oklahoma Gas & Electric Co",100,"OGE Energy Corp",100]
["Seminole (OK)","2956_B_3",2956,"B","3",2014,"O/G Steam",null,"SPP_WEST","Oklahoma",40,"Seminole",133,"40133",464,11488,1975,9999,"wall","dry","N","Natural Gas",{"$nulls":3},"FR + LNB + OFA",{"$nulls":8},1.315,0.10601,0.10601,0.10601,0.10601,{"$nulls":11},"Oklahoma Gas & Electric Co",100,"OGE Energy Corp",100]
["Northeastern","2963_B_3302",2963,"B","3302",2018,"O/G Steam",null,"SPP_WEST","Oklahoma",40,"Rogers",131,"40131",462,10342,1970,9999,"cell",null,"N","Natural Gas",{"$nulls":3},"LNB + LNCB + OFA",{"$nulls":9},0.17446,0.17446,0.17446,0.17446,{"$nulls":11},"Public Service Co of Oklahoma",100,"American Electric Power Co Inc",100]
["Northeastern","2963_B_3313",2963,"B","3313",2019,"Coal Steam",null,"SPP_WEST","Oklahoma",40,"Rogers",131,"40131",313,10353,1979,2026,"tangential","dry","N","Subbituminous",null,null,0.3066,"OFA + LNC1",{"$nulls":3},"ESPC + B","No","ACI",2016,null,0.8,0.1183,0.1183,0.1183,0.1183,0.1,0.1,0.1,0.98,"Yes",2016,{"$nulls":4},"Yes","Public Service Co of Oklahoma",100,"American Electric Power Co Inc",100]
["Southwestern","2964_B_8002",2964,"B","8002",2021,"O/G Steam",null,"SPP_WEST","Oklahoma",40,"Caddo",15,"40015",78,13258,1954,9999,"wall","dry","N","Natural Gas",{"$nulls":12},0.74,0.30542,0.30542,0.30542,0.30542,{"$nulls":11},"Public Service Co of Oklahoma",100,"American Electric Power Co Inc",100]
["Southwestern","2964_B_8003",2964,"B","8003",2022,"O/G Steam",null,"SPP_WEST","Oklahoma",40,"Caddo",15,"40015",295,12993,1967,9999,"cell",null,"N","Natural Gas",{"$nulls":3},"LNCB + OFA",{"$nulls":8},0.52,0.29123,0.29123,0.29123,0.29123,{"$nulls":11},"Public Service Co of Oklahoma",100,"American Electric Power Co Inc",100]
["Southwestern","2964_B_801N",2964,"B","801N",2023,"O/G Steam",null,"SPP_WEST","Oklahoma",40,"Caddo",15,"40015",39,13009,1952,9999,"wall","dry","N","Natural Gas",{"$nulls":12},0.74,0.18156,0.18156,0.18156,0.18156,{"$nulls":11},"Public Service Co of Oklahoma",100,"American Electric Power Co Inc",100]
["Southwestern","2964_B_801S",2964,"B","801S",2024,"O/G Steam",null,"SPP_WEST","Oklahoma",40,"Caddo",15,"40015",39,13009,1952,9999,"wall","dry","N","Natural Gas",{"$nulls":12},0.74,0.22915,0.22915,0.22915,0.22915,{"$nulls":11},"Public Service Co of Oklahoma",100,"American Electric Power Co Inc",100]
["Tulsa","2965_B_1402",2965,"B","1402",2025,"O/G Steam",null,"SPP_WEST","Oklahoma",40,"Tulsa",143,"40143",150,14220,1956,9999,"wall","dry","N","Natural Gas",{"$nulls":13},0.31129,0.31129,0.31129,0.31129,{"$nulls":11},"Public Service Co of Oklahoma",100,"American Electric Power Co Inc",100]
["Tulsa","2965_B_1404",2965,"B","1404",2027,"O/G Steam",null,"SPP_WEST","Oklahoma",40,"Tulsa",143,"40143",155,14058,1958,9999,"wall","dry","N","Natural Gas",{"$nulls":13},0.25989,0.25989,0.25989,0.25989,{"$nulls":11},"Public Service Co of Oklahoma",100,"American Electric Power Co Inc",100]
["Limestone","298_B_LIM1",298,"B","LIM1",176,"Coal Steam",null,"ERC_REST","Texas",48,"Limestone",293,"48293",831,10605,1985,9999,"tangential","dry","N","Lignite, Subbituminous","Wet Scrubber",1985,0.9,"LNC3","SNCR",null,1997,"ESPC","No","ACI",2016,null,0.6,0.15265,0.15265,0.15265,0.15265,0.1,0.1,0.1,0.9500000000000001,{"$nulls":7},"NRG Texas LLC",100,"NRG Energy Inc",100]
["Limestone","298_B_LIM2",298,"B","LIM2",177,"Coal Steam",null,"ERC_REST","Texas",48,"Limestone",293,"48293",858,10567,1986,9999,"tangential","dry","N","Lignite, Subbituminous","Wet Scrubber",1986,0.9,"OFA","SNCR",null,1997,"ESPC","No","ACI",2016,null,0.6,0.16322,0.16322,0.1469,0.1469,0.1,0.1,0.1,0.9500000000000001,{"$nulls":7},"NRG Texas LLC",100,"NRG Energy Inc",100]
["Blundell","299_B_1",299,"B","1",null,"Geothermal",null,"WECC_UT","Utah",49,"Beaver",1,"49001",23,9771,1984,9999,null,null,"N","Geothermal",{"$nulls":13},0,0,0,0,0.4563,0.4563,0.4563,{"$nulls":8},"PacifiCorp",100,"Berkshire Hathaway Inc",100]
["Blundell","299_B_2",299,"B","2",null,"Geothermal",null,"WECC_UT","Utah",49,"Beaver",1,"49001",11,9771,2007,9999,null,null,"N","Geothermal",{"$nulls":13},0,0,0,0,0.4563,0.4563,0.4563,{"$nulls":8},"PacifiCorp",100,"Berkshire Hathaway Inc",100]
["Barry","3_B_1",3,"B","1",1,"O/G Steam",null,"S_SOU","Alabama",1,"Mobile",97,"01097",56,11267,1954,9999,"tangential","dry","N","Natural Gas",{"$nulls":3},"LNC1","SNCR",{"$nulls":8},0.05876,0.05876,0.05876,0.05876,{"$nulls":11},"Alabama Power Co",100,"Southern Co",100]
["Barry","3_B_2",3,"B","2",2,"O/G Steam",null,"S_SOU","Alabama",1,"Mobile",97,"01097",56,11291,1954,9999,"tangential","dry","N","Natural Gas",{"$nulls":3},"LNC1","SNCR",{"$nulls":8},0.06242,0.06242,0.06242,0.06242,{"$nulls":11},"Alabama Power Co",100,"Southern Co",100]
["Barry","3_B_4",3,"B","4",4,"Coal Steam",null,"S_SOU","Alabama",1,"Mobile",97,"01097",362,10088,1969,9999,"tangential","dry","N","Bituminous",null,null,0.0876,"LNC2","SNCR",null,2006,"ESPC","Yes","ACI",2016,null,1.8,0.32455,0.2575,0.1469,0.11655137883222924,0.1,0.1,0.1,0.98,"Yes",2016,{"$nulls":5},"Alabama Power Co",100,"Southern Co",100]
["Barry","3_B_5",3,"B","5",5,"Coal Steam",null,"S_SOU","Alabama",1,"Mobile",97,"01097",756,10141,1971,9999,"tangential","dry","N","Bituminous","Wet Scrubber",2010,0.95,"LNC2","SCR",2008,null,"ESPC + WS","Yes","ACI",2016,null,1.8,0.3085,0.06842,0.3085,0.06842,0.05,0.1,0.1,0.99,{"$nulls":7},"Alabama Power Co",100,"Southern Co",100]
["Anadarko Plant","3006_B_1",3006,"B","1",null,"O/G Steam",null,"SPP_WEST","Oklahoma",40,"Caddo",15,"40015",12,14500,1953,9999,"wall",null,"N","Natural Gas",{"$nulls":13},0.23494,0.23494,0.23494,0.23494,{"$nulls":11},"Western Farmers Electric Coop",100,"Western Farmers Electric Coop",100]
["Anadarko Plant","3006_B_2",3006,"B","2",null,"O/G Steam",null,"SPP_WEST","Oklahoma",40,"Caddo",15,"40015",12,14500,1953,9999,"wall",null,"N","Natural Gas",{"$nulls":13},0.23494,0.23494,0.23494,0.23494,{"$nulls":11},"Western Farmers Electric Coop",100,"Western Farmers Electric Coop",100]
["Anadarko Plant","3006_B_3",3006,"B","3",2028,"O/G Steam",null,"SPP_WEST","Oklahoma",40,"Caddo",15,"40015",44,14500,1959,9999,"wall","dry","N","Natural Gas",{"$nulls":13},0.08936,0.08936,0.08936,0.08936,{"$nulls":11},"Western Farmers Electric Coop",100,"Western Farmers Electric Coop",100]
["Mooreland","3008_B_1",3008,"B","1",2029,"O/G Steam",null,"SPP_WEST","Oklahoma",40,"Woodward",153,"40153",50,11239,1964,9999,"wall","dry","N","Natural Gas",{"$nulls":13},0.40922,0.40922,0.40922,0.40922,{"$nulls":11},"Western Farmers Electric Coop",100,"Western Farmers Electric Coop",100]
["Mooreland","3008_B_2",3008,"B","2",2030,"O/G Steam",null,"SPP_WEST","Oklahoma",40,"Woodward",153,"40153",132,11362,1968,9999,"wall","dry","N","Natural Gas",{"$nulls":13},0.15562,0.15562,0.15562,0.15562,{"$nulls":11},"Western Farmers Electric Coop",100,"Western Farmers Electric Coop",100]
["Mooreland","3008_B_3",3008,"B","3",2031,"O/G Steam",null,"SPP_WEST","Oklahoma",40,"Woodward",153,"40153",140,11423,1975,9999,"wall","dry","N","Natural Gas",{"$nulls":3},"OFA + other",{"$nulls":9},0.12667,0.12667,0.12667,0.12667,{"$nulls":11},"Western Farmers Electric Coop",100,"Western Farmers Electric Coop",100]
["Conemaugh","3118_B_1",3118,"B","1",2065,"Coal Steam",null,"PJM_PENE","Pennsylvania",42,"Indiana",63,"42063",850,9782,1970,9999,"tangential","dry","N","Bituminous","Wet Scrubber",1994,0.95,"LNC3","SCR",2014,null,"ESPC + WS","No",{"$nulls":3},0.13,0.31211,0.13214,0.31211,0.13214,0.05,0.1,0.56,0.99,{"$nulls":7},"Chief Conemaugh Power LLC",35.11,"ArcLight Capital Partners LLC",57.61]
["Conemaugh","3118_B_2",3118,"B","2",2066,"Coal Steam",null,"PJM_PENE","Pennsylvania",42,"Indiana",63,"42063",850,9704,1971,9999,"tangential","dry","N","Bituminous","Wet Scrubber",1995,0.95,"LNC3","SCR",2014,null,"ESPC + WS","No",{"$nulls":3},0.13,0.28795,0.14209,0.28795,0.14209,0.05,0.1,0.56,0.99,{"$nulls":7},"Chief Conemaugh Power LLC",35.11,"ArcLight Capital Partners LLC",57.61]
["Homer City Generating Station","3122_B_1",3122,"B","1",2072,"Coal Steam",null,"PJM_PENE","Pennsylvania",42,"Indiana",63,"42063",620,10439,1969,9999,"wall","dry","N","Bituminous","Dry Scrubber",2016,0.94,"LNBO","SCR",2001,null,"ESPC + B","Yes","ACI",2016,null,3.7,0.23285,0.11779,0.23285,0.11779,0.1,0.1,0.1,0.99,{"$nulls":7},"Homer City Generation LP",100,"General Electric Co",100]
["Homer City Generating Station","3122_B_2",3122,"B","2",2073,"Coal Steam",null,"PJM_PENE","Pennsylvania",42,"Indiana",63,"42063",616,10362,1969,9999,"wall","dry","N","Bituminous","Dry Scrubber",2016,0.94,"LNBO","SCR",2000,null,"ESPC + B","Yes","ACI",2016,null,3.7,0.25005,0.12,0.25005,0.12,0.1,0.1,0.1,0.99,{"$nulls":7},"Homer City Generation LP",100,"General Electric Co",100]
["Homer City Generating Station","3122_B_3",3122,"B","3",2074,"Coal Steam",null,"PJM_PENE","Pennsylvania",42,"Indiana",63,"42063",657,10385,1977,9999,"wall","dry","N","Bituminous","Wet Scrubber",2001,0.95,"LNBO","SCR",2001,null,"ESPC","Yes",{"$nulls":3},1.2,0.36521,0.09194,0.36521,0.09194,0.05,0.1,0.56,0.99,{"$nulls":7},"Homer City Generation LP",100,"General Electric Co",100]
["Seward (PA)","3130_B_1",3130,"B","1",88264,"Coal Steam",null,"PJM_PENE","Pennsylvania",42,"Indiana",63,"42063",260,10969,2004,9999,"FBC","dry","N","Waste Coal","Dry Scrubber",2004,0.95,"CF + NH3","SNCR",null,2004,"B","NA",{"$nulls":3},0.6,0.10745,0.10745,0.10745,0.10745,0.01,0.01,0.01,0.99,{"$nulls":7},"Seward Generation LLC",100,"Generation Holdings LP",100]
["Seward (PA)","3130_B_2",3130,"B","2",88265,"Coal Steam",null,"PJM_PENE","Pennsylvania",42,"Indiana",63,"42063",260,10969,2004,9999,"FBC","dry","N","Waste Coal","Dry Scrubber",2004,0.95,"CF + NH3","SNCR",null,2004,"B","NA",{"$nulls":3},0.6,0.11085,0.08784,0.11085,0.08784,0.01,0.01,0.01,0.99,{"$nulls":7},"Seward Generation LLC",100,"Generation Holdings LP",100]
["Shawville","3131_B_1",3131,"B","1",2078,"O/G Steam",null,"PJM_PENE","Pennsylvania",42,"Clearfield",33,"42033",118,12463,1954,9999,"wall","dry","N","Natural Gas",{"$nulls":3},"LNB","SNCR",{"$nulls":7},3.7,0.45941,0.07334,0.45941,0.07334,{"$nulls":11},"Shawville Power LLC",100,"GenOn Energy Inc",100]
["Shawville","3131_B_2",3131,"B","2",2079,"O/G Steam",null,"PJM_PENE","Pennsylvania",42,"Clearfield",33,"42033",121,12463,1954,9999,"wall","dry","N","Natural Gas",{"$nulls":3},"LNB","SNCR",{"$nulls":7},3.7,0.45622,0.08051,0.45622,0.08051,{"$nulls":11},"Shawville Power LLC",100,"GenOn Energy Inc",100]
["Shawville","3131_B_3",3131,"B","3",2080,"O/G Steam",null,"PJM_PENE","Pennsylvania",42,"Clearfield",33,"42033",163,11615,1959,9999,"tangential","dry","N","Natural Gas",{"$nulls":3},"LNC3","SNCR",{"$nulls":7},3.7,0.06926,0.05339,0.06926,0.05339,{"$nulls":11},"Shawville Power LLC",100,"GenOn Energy Inc",100]
["Shawville","3131_B_4",3131,"B","4",2081,"O/G Steam",null,"PJM_PENE","Pennsylvania",42,"Clearfield",33,"42033",163,11615,1960,9999,"tangential","dry","N","Natural Gas",{"$nulls":3},"LNC3","SNCR",{"$nulls":7},3.7,0.06753,0.05263,0.06753,0.05263,{"$nulls":11},"Shawville Power LLC",100,"GenOn Energy Inc",100]
["Keystone","3136_B_1",3136,"B","1",2089,"Coal Steam",null,"PJM_PENE","Pennsylvania",42,"Armstrong",5,"42005",850,9828,1967,9999,"tangential","dry","N","Bituminous","Wet Scrubber",2009,0.98,"LNC3","SCR",2003,null,"ESPC","No",{"$nulls":3},3.7,0.32415,0.12734,0.32415,0.12734,0.05,0.1,0.56,0.99,{"$nulls":7},"Chief Keystone Power LLC",44.45,"ArcLight Capital Partners LLC",67.29]
["Keystone","3136_B_2",3136,"B","2",2090,"Coal Steam",null,"PJM_PENE","Pennsylvania",42,"Armstrong",5,"42005",850,9794,1968,9999,"tangential","dry","N","Bituminous","Wet Scrubber",2009,0.98,"LNC3","SCR",2003,null,"ESPC","No",{"$nulls":3},3.7,0.33341,0.12685,0.33341,0.12685,0.05,0.1,0.56,0.99,{"$nulls":7},"Chief Keystone Power LLC",44.45,"ArcLight Capital Partners LLC",67.29]
["New Castle Plant","3138_B_3",3138,"B","3",2093,"O/G Steam",null,"PJM_ATSI","Pennsylvania",42,"Lawrence",73,"42073",88,11532,1952,9999,"wall","dry","N","Natural Gas",{"$nulls":3},"LNB + LNBO","SNCR",{"$nulls":7},2.8,0.32335,0.07097,0.32335,0.07097,{"$nulls":11},"New Castle Power LLC",100,"GenOn Energy Inc",100]
["New Castle Plant","3138_B_4",3138,"B","4",2094,"O/G Steam",null,"PJM_ATSI","Pennsylvania",42,"Lawrence",73,"42073",87,11226,1958,9999,"wall","dry","N","Natural Gas",{"$nulls":3},"LNB + LNBO","SNCR",{"$nulls":7},2.8,0.30569,0.06555,0.30569,0.06555,{"$nulls":11},"New Castle Power LLC",100,"GenOn Energy Inc",100]
["New Castle Plant","3138_B_5",3138,"B","5",2095,"O/G Steam",null,"PJM_ATSI","Pennsylvania",42,"Lawrence",73,"42073",130,11405,1964,9999,"wall","dry","N","Natural Gas",{"$nulls":3},"LNB + LNBO","SNCR",{"$nulls":7},2.8,0.42332,0.06386,0.42332,0.06386,{"$nulls":11},"New Castle Power LLC",100,"GenOn Energy Inc",100]
["Brunner Island","3140_B_1",3140,"B","1",2100,"Coal Steam",null,"PJM_WMAC","Pennsylvania",42,"York",133,"42133",306,11245,1961,9999,"tangential","dry","N","Bituminous, Natural Gas","Wet Scrubber",2009,0.97,"LNC3",{"$nulls":3},"B","NA",{"$nulls":3},0.85,0.18615,0.18615,0.18615,0.18615,0.05,0.1,0.56,0.99,"Yes",2016,null,null,"C2G",2029,null,"Talen Brunner Island LLC",100,"Talen Energy Corp",100]
["Brunner Island","3140_B_2",3140,"B","2",2101,"O/G Steam",null,"PJM_WMAC","Pennsylvania",42,"York",133,"42133",363,10686,1965,9999,"tangential","dry","N","Natural Gas",{"$nulls":3},"LNC3",{"$nulls":8},0.85,0.07973,0.07973,0.07973,0.07973,{"$nulls":11},"Talen Brunner Island LLC",100,"Talen Energy Corp",100]
["Brunner Island","3140_B_3",3140,"B","3",2102,"O/G Steam",null,"PJM_WMAC","Pennsylvania",42,"York",133,"42133",742,10306,1969,9999,"tangential","dry","N","Natural Gas",{"$nulls":3},"LNC3",{"$nulls":8},0.85,0.09583,0.09583,0.09583,0.09583,{"$nulls":11},"Talen Brunner Island LLC",100,"Talen Energy Corp",100]
["TalenEnergy Martins Creek","3148_B_3",3148,"B","3",2117,"O/G Steam",null,"PJM_WMAC","Pennsylvania",42,"Northampton",95,"42095",865,11270,1975,9999,"tangential",null,"N","Natural Gas, Residual Fuel Oil",{"$nulls":3},"FR + OFA",{"$nulls":8},3.7,0.08765,0.08765,0.08765,0.08765,{"$nulls":11},"MC Project Co LLC",100,"Talen Energy Corp",100]
["TalenEnergy Martins Creek","3148_B_4",3148,"B","4",2118,"O/G Steam",null,"PJM_WMAC","Pennsylvania",42,"Northampton",95,"42095",859,11340,1977,9999,"tangential",null,"N","Natural Gas, Residual Fuel Oil",{"$nulls":3},"FR + OFA",{"$nulls":8},3.7,0.086,0.086,0.086,0.086,{"$nulls":11},"MC Project Co LLC",100,"Talen Energy Corp",100]
["TalenEnergy Montour","3149_B_1",3149,"B","1",2124,"Coal Steam",null,"PJM_WMAC","Pennsylvania",42,"Montour",93,"42093",752,10272,1972,2025,"tangential","dry","N","Bituminous","Wet Scrubber",2008,0.97,"LNC3","SCR",2001,null,"ESPC","No",{"$nulls":3},0.85,0.38681,0.11142,0.38681,0.11142,0.05,0.1,0.56,0.99,"Yes",2012,{"$nulls":5},"Talen Montour LLC",100,"Talen Energy Corp",100]
["TalenEnergy Montour","3149_B_2",3149,"B","2",2125,"Coal Steam",null,"PJM_WMAC","Pennsylvania",42,"Montour",93,"42093",752,10097,1973,2025,"tangential","dry","N","Bituminous","Wet Scrubber",2008,0.97,"LNC3","SCR",2000,null,"ESPC","No",{"$nulls":3},0.85,0.36955,0.10525,0.36955,0.10525,0.05,0.1,0.56,0.99,"Yes",2012,{"$nulls":5},"Talen Montour LLC",100,"Talen Energy Corp",100]
["Eddystone Generating Station","3161_B_3",3161,"B","3",2152,"O/G Steam",null,"PJM_EMAC","Pennsylvania",42,"Delaware",45,"42045",380,14500,1974,9999,"tangential","dry","N","Natural Gas, Distillate Fuel Oil",{"$nulls":3},"OFA",{"$nulls":8},1,0.06478,0.06478,0.06478,0.06478,{"$nulls":11},"Exelon Generation Co LLC",100,"Exelon Corp",100]
["Eddystone Generating Station","3161_B_4",3161,"B","4",2154,"O/G Steam",null,"PJM_EMAC","Pennsylvania",42,"Delaware",45,"42045",380,14500,1976,9999,"tangential","dry","N","Natural Gas, Distillate Fuel Oil",{"$nulls":3},"OFA",{"$nulls":8},1,0.06384,0.06384,0.06384,0.06384,{"$nulls":11},"Exelon Generation Co LLC",100,"Exelon Corp",100]
["W S Lee","3264_B_3",3264,"B","3",2218,"O/G Steam",null,"S_VACA","South Carolina",45,"Anderson",7,"45007",170,11765,1958,9999,"tangential","dry","N","Natural Gas",{"$nulls":3},"LNC3",{"$nulls":8},2.3,0.07587,0.07587,0.07587,0.07587,{"$nulls":11},"Duke Energy Carolinas",100,"Duke Energy Corp",100]
["McMeekin","3287_B_MCM1",3287,"B","MCM1",2226,"O/G Steam",null,"S_VACA","South Carolina",45,"Lexington",63,"45063",125,10076,1958,9999,"tangential","dry","N","Natural Gas",{"$nulls":3},"LNC2",{"$nulls":8},3.5,0.07209,0.07209,0.07209,0.07209,{"$nulls":11},"Dominion Energy South Carolina",100,"Dominion Energy Inc",100]
["McMeekin","3287_B_MCM2",3287,"B","MCM2",2227,"O/G Steam",null,"S_VACA","South Carolina",45,"Lexington",63,"45063",125,10226,1958,9999,"tangential","dry","N","Natural Gas",{"$nulls":3},"LNC2",{"$nulls":8},3.5,0.07352,0.07352,0.07352,0.07352,{"$nulls":11},"Dominion Energy South Carolina",100,"Dominion Energy Inc",100]
["Urquhart","3295_B_URQ3",3295,"B","URQ3",2230,"O/G Steam",null,"S_VACA","South Carolina",45,"Aiken",3,"45003",95,11063,1955,9999,"tangential","dry","N","Natural Gas",{"$nulls":3},"LNC2",{"$nulls":9},0.08103,0.08103,0.08103,0.08103,{"$nulls":11},"Dominion Energy South Carolina",100,"Dominion Energy Inc",100]
["Wateree","3297_B_WAT1",3297,"B","WAT1",2232,"Coal Steam",null,"S_VACA","South Carolina",45,"Richland",79,"45079",342,10329,1970,9999,"wall","dry","N","Bituminous","Wet Scrubber",2010,0.978,"LNB","SCR",2003,null,"ESPC + B","No","ACI",2015,null,3.5,0.4972,0.13121,0.4972,0.13121,0.05,0.1,0.1,0.99,{"$nulls":7},"Dominion Energy South Carolina",100,"Dominion Energy Inc",100]
["Wateree","3297_B_WAT2",3297,"B","WAT2",2233,"Coal Steam",null,"S_VACA","South Carolina",45,"Richland",79,"45079",342,10280,1971,9999,"wall","dry","N","Bituminous","Wet Scrubber",2010,0.978,"LNB","SCR",2003,null,"B","NA","ACI",2015,null,3.5,0.4022,0.17532,0.4022,0.17532,0.05,0.1,0.1,0.99,{"$nulls":7},"Dominion Energy South Carolina",100,"Dominion Energy Inc",100]
["Williams","3298_B_WIL1",3298,"B","WIL1",2234,"Coal Steam",null,"S_VACA","South Carolina",45,"Berkeley",15,"45015",605,9833,1973,9999,"tangential","dry","N","Bituminous","Wet Scrubber",2010,0.97,"LNC1","SCR",2004,null,"ESPC","No","ACI",2015,null,2.3,0.5469,0.18288,0.5469,0.18288,0.05,0.1,0.1,0.99,{"$nulls":7},"South Carolina Generating Co Inc",100,"Dominion Energy Inc",100]
["Bull Run","3396_B_1",3396,"B","1",2251,"Coal Steam",null,"S_C_TVA","Tennessee",47,"Anderson",1,"47001",870,9639,1967,2024,"tangential","dry","N","Bituminous","Wet Scrubber",2008,0.98,"CO","SCR",2004,null,"ESPC","No",{"$nulls":3},0.15,0.599,0.10004,0.599,0.10004,0.05,0.1,0.56,0.99,"Yes",2011,{"$nulls":5},"Tennessee Valley Authority",100,"Tennessee Valley Authority",100]
["Cumberland (TN)","3399_B_1",3399,"B","1",2252,"Coal Steam",null,"S_C_TVA","Tennessee",47,"Stewart",161,"47161",1239,10158,1973,9999,"cell","dry","N","Bituminous","Wet Scrubber",1995,0.95,"LNB + LNCB","SCR",2003,null,"ESPC","No",{"$nulls":3},0.5,0.5562,0.08022,0.5562,0.08022,0.05,0.1,0.56,0.99,"Yes",2007,{"$nulls":5},"Tennessee Valley Authority",100,"Tennessee Valley Authority",100]
["Cumberland (TN)","3399_B_2",3399,"B","2",2253,"Coal Steam",null,"S_C_TVA","Tennessee",47,"Stewart",161,"47161",1231,10094,1973,2026,"cell","dry","N","Bituminous","Wet Scrubber",1995,0.95,"LNB + LNCB","SCR",2004,null,"ESPC","No",{"$nulls":3},0.5,0.6775,0.08009,0.6775,0.08009,0.05,0.1,0.56,0.99,"Yes",2007,{"$nulls":5},"Tennessee Valley Authority",100,"Tennessee Valley Authority",100]
["Gallatin (TN)","3403_B_1",3403,"B","1",2254,"Coal Steam",null,"S_C_TVA","Tennessee",47,"Sumner",165,"47165",225,10662,1956,9999,"tangential","dry","N","Bituminous, Subbituminous","Dry Scrubber",2016,0.936,"LNC2","SCR",2017,null,"ESPC + B","No","ACI",2015,null,5,0.21963,0.05766,0.21963,0.05766,0.1,0.1,0.1,0.9860000000000001,{"$nulls":7},"Tennessee Valley Authority",100,"Tennessee Valley Authority",100]
["Gallatin (TN)","3403_B_2",3403,"B","2",2255,"Coal Steam",null,"S_C_TVA","Tennessee",47,"Sumner",165,"47165",225,10633,1957,9999,"tangential","dry","N","Bituminous, Subbituminous","Dry Scrubber",2016,0.936,"LNC2","SCR",2017,null,"ESPC + B","No","ACI",2016,null,5,0.21474,0.06115,0.21474,0.06115,0.1,0.1,0.1,0.9860000000000001,{"$nulls":7},"Tennessee Valley Authority",100,"Tennessee Valley Authority",100]
["Gallatin (TN)","3403_B_3",3403,"B","3",2256,"Coal Steam",null,"S_C_TVA","Tennessee",47,"Sumner",165,"47165",263,10669,1959,9999,"tangential","dry","N","Bituminous, Subbituminous","Dry Scrubber",2016,0.936,"LNC2","SCR",2017,null,"ESPC + B","No","ACI",2015,null,5,0.20411,0.05676,0.20411,0.05676,0.1,0.1,0.1,0.9860000000000001,{"$nulls":7},"Tennessee Valley Authority",100,"Tennessee Valley Authority",100]
["Gallatin (TN)","3403_B_4",3403,"B","4",2257,"Coal Steam",null,"S_C_TVA","Tennessee",47,"Sumner",165,"47165",263,10657,1959,9999,"tangential","dry","N","Bituminous, Subbituminous","Dry Scrubber",2016,0.936,"LNC2","SCR",2017,null,"ESPC + B","No","ACI",2015,null,5,0.20381,0.04435,0.20381,0.04435,0.1,0.1,0.1,0.9860000000000001,{"$nulls":7},"Tennessee Valley Authority",100,"Tennessee Valley Authority",100]
["Kingston","3407_B_1",3407,"B","1",2280,"Coal Steam",null,"S_C_TVA","Tennessee",47,"Roane",145,"47145",132,11201,1954,2027,"tangential","dry","N","Bituminous, Subbituminous","Wet Scrubber",2010,0.98,"other","SCR",2004,null,"ESPC + C","No",{"$nulls":3},0.15,0.4144,0.06339,0.4144,0.06339,0.05,0.1,0.56,0.99,{"$nulls":7},"Tennessee Valley Authority",100,"Tennessee Valley Authority",100]
["Kingston","3407_B_2",3407,"B","2",2281,"Coal Steam",null,"S_C_TVA","Tennessee",47,"Roane",145,"47145",132,11191,1954,2027,"tangential","dry","N","Bituminous, Subbituminous","Wet Scrubber",2010,0.98,"other","SCR",2004,null,"ESPC + C","No",{"$nulls":3},0.15,0.4086,0.05946,0.4086,0.05946,0.05,0.1,0.56,0.99,{"$nulls":7},"Tennessee Valley Authority",100,"Tennessee Valley Authority",100]
["Kingston","3407_B_3",3407,"B","3",2282,"Coal Steam",null,"S_C_TVA","Tennessee",47,"Roane",145,"47145",132,11229,1954,2027,"tangential","dry","N","Bituminous, Subbituminous","Wet Scrubber",2010,0.98,"other","SCR",2003,null,"ESPC + C","No",{"$nulls":3},0.15,0.4303,0.05993,0.4303,0.05993,0.05,0.1,0.56,0.99,{"$nulls":7},"Tennessee Valley Authority",100,"Tennessee Valley Authority",100]
["Kingston","3407_B_4",3407,"B","4",2283,"Coal Steam",null,"S_C_TVA","Tennessee",47,"Roane",145,"47145",132,11231,1954,2027,"tangential","dry","N","Bituminous, Subbituminous","Wet Scrubber",2010,0.98,"other","SCR",2003,null,"ESPC + C","No",{"$nulls":3},0.15,0.4325,0.05891,0.4325,0.05891,0.05,0.1,0.56,0.99,{"$nulls":7},"Tennessee Valley Authority",100,"Tennessee Valley Authority",100]
["Kingston","3407_B_5",3407,"B","5",2284,"Coal Steam",null,"S_C_TVA","Tennessee",47,"Roane",145,"47145",174,11212,1955,2027,"tangential","dry","N","Bituminous, Subbituminous","Wet Scrubber",2010,0.98,"LNC2","SCR",2005,null,"ESPC + C","No",{"$nulls":3},0.15,0.4028,0.06041,0.4028,0.06041,0.05,0.1,0.56,0.99,{"$nulls":7},"Tennessee Valley Authority",100,"Tennessee Valley Authority",100]
["Kingston","3407_B_6",3407,"B","6",2285,"Coal Steam",null,"S_C_TVA","Tennessee",47,"Roane",145,"47145",174,11127,1955,2027,"tangential","dry","N","Bituminous, Subbituminous","Wet Scrubber",2010,0.98,"LNC2","SCR",2005,null,"ESPC + C","No",{"$nulls":3},0.15,0.3517,0.06025,0.3517,0.06025,0.05,0.1,0.56,0.99,{"$nulls":7},"Tennessee Valley Authority",100,"Tennessee Valley Authority",100]
["Kingston","3407_B_7",3407,"B","7",2286,"Coal Steam",null,"S_C_TVA","Tennessee",47,"Roane",145,"47145",174,11173,1955,2026,"tangential","dry","N","Bituminous, Subbituminous","Wet Scrubber",2010,0.98,"LNC2","SCR",2004,null,"ESPC + C","No",{"$nulls":3},0.15,0.3586,0.05963,0.3586,0.05963,0.05,0.1,0.56,0.99,{"$nulls":7},"Tennessee Valley Authority",100,"Tennessee Valley Authority",100]
["Kingston","3407_B_8",3407,"B","8",2287,"Coal Steam",null,"S_C_TVA","Tennessee",47,"Roane",145,"47145",174,11110,1955,2026,"tangential","dry","N","Bituminous, Subbituminous","Wet Scrubber",2010,0.98,"LNC2","SCR",2004,null,"ESPC + C","No",{"$nulls":3},0.15,0.3388,0.05874,0.3388,0.05874,0.05,0.1,0.56,0.99,{"$nulls":7},"Tennessee Valley Authority",100,"Tennessee Valley Authority",100]
["Kingston","3407_B_9",3407,"B","9",2288,"Coal Steam",null,"S_C_TVA","Tennessee",47,"Roane",145,"47145",174,11123,1955,2026,"tangential","dry","N","Bituminous, Subbituminous","Wet Scrubber",2010,0.98,"other","SCR",2006,null,"ESPC + C","No",{"$nulls":3},0.15,0.3777,0.0603,0.3777,0.0603,0.05,0.1,0.56,0.99,{"$nulls":7},"Tennessee Valley Authority",100,"Tennessee Valley Authority",100]
["Lake Hubbard","3452_B_1",3452,"B","1",2313,"O/G Steam",null,"ERC_REST","Texas",48,"Dallas",113,"48113",392,12349,1970,9999,"wall","dry","N","Natural Gas",{"$nulls":3},"CM + FU",{"$nulls":8},1.16,0.12998,0.12998,0.12998,0.12998,{"$nulls":11},"Luminant",100,"Vistra Energy",100]
["Lake Hubbard","3452_B_2",3452,"B","2",2314,"O/G Steam",null,"ERC_REST","Texas",48,"Dallas",113,"48113",523,11923,1973,9999,"wall","dry","N","Natural Gas",{"$nulls":3},"LNBO","SCR",{"$nulls":7},1.16,0.03518,0.03423,0.03518,0.03423,{"$nulls":11},"Luminant",100,"Vistra Energy",100]
["Mountain Creek","3453_B_6",3453,"B","6",2318,"O/G Steam",null,"ERC_REST","Texas",48,"Dallas",113,"48113",122,13953,1956,9999,"wall","dry","N","Natural Gas",{"$nulls":3},"CM + FU + LNB",{"$nulls":8},1.157,0.082,0.082,0.082,0.082,{"$nulls":11},"TXU Mountain Creek Co LP",100,"TexGen Power LLC",100]
["Mountain Creek","3453_B_7",3453,"B","7",2319,"O/G Steam",null,"ERC_REST","Texas",48,"Dallas",113,"48113",118,14393,1958,9999,"wall","dry","N","Natural Gas",{"$nulls":3},"CM + FU + LNB",{"$nulls":8},1.157,0.19607,0.19607,0.19607,0.19607,{"$nulls":11},"TXU Mountain Creek Co LP",100,"TexGen Power LLC",100]
["Mountain Creek","3453_B_8",3453,"B","8",2320,"O/G Steam",null,"ERC_REST","Texas",48,"Dallas",113,"48113",568,12575,1967,9999,"tangential",null,"N","Natural Gas",{"$nulls":3},"NH3","SCR",{"$nulls":7},1.157,0.02503,0.02443,0.02503,0.02443,{"$nulls":11},"TXU Mountain Creek Co LP",100,"TexGen Power LLC",100]
["Newman","3456_B_3",3456,"B","3",2331,"O/G Steam",null,"WECC_NM","Texas",48,"El Paso",141,"48141",97,11927,1966,2026,"wall","dry","N","Natural Gas, Distillate Fuel Oil",{"$nulls":3},"FR + LA",{"$nulls":8},1.1573272930232559,0.15761,0.15761,0.15761,0.15761,{"$nulls":11},"El Paso Electric Co",100,"El Paso Electric Co",100]
["Lewis Creek","3457_B_1",3457,"B","1",2332,"O/G Steam",null,"MIS_WOTA","Texas",48,"Montgomery",339,"48339",252,10793,1970,9999,"wall","dry","N","Natural Gas",{"$nulls":4},"SCR",{"$nulls":7},1.157,0.02473,0.02473,0.02473,0.02473,{"$nulls":11},"Entergy Texas Inc",100,"Entergy Corp",100]
["Lewis Creek","3457_B_2",3457,"B","2",2333,"O/G Steam",null,"MIS_WOTA","Texas",48,"Montgomery",339,"48339",253,10830,1971,9999,"wall","dry","N","Natural Gas",{"$nulls":4},"SCR",{"$nulls":7},1.157,0.02469,0.02469,0.02469,0.02469,{"$nulls":11},"Entergy Texas Inc",100,"Entergy Corp",100]
["Sabine","3459_B_3",3459,"B","3",2340,"O/G Steam",null,"MIS_WOTA","Texas",48,"Orange",361,"48361",411,11357,1966,2026,"tangential",null,"N","Natural Gas",{"$nulls":3},"LNC2",{"$nulls":8},1.157,0.08899,0.08899,0.08899,0.08899,{"$nulls":11},"Entergy Texas Inc",100,"Entergy Corp",100]
["Sabine","3459_B_4",3459,"B","4",2341,"O/G Steam",null,"MIS_WOTA","Texas",48,"Orange",361,"48361",533,11067,1974,2026,"wall","dry","N","Natural Gas",{"$nulls":3},"CM + FU",{"$nulls":8},1.157,0.19369,0.19369,0.19369,0.19369,{"$nulls":11},"Entergy Texas Inc",100,"Entergy Corp",100]
["Sabine","3459_B_5",3459,"B","5",2342,"O/G Steam",null,"MIS_WOTA","Texas",48,"Orange",361,"48361",448,11763,1979,9999,"tangential",null,"N","Natural Gas",{"$nulls":3},"LNC1",{"$nulls":8},1.157,0.08624,0.08624,0.08624,0.08624,{"$nulls":11},"Entergy Texas Inc",100,"Entergy Corp",100]
["Cedar Bayou","3460_B_CBY1",3460,"B","CBY1",2343,"O/G Steam",null,"ERC_REST","Texas",48,"Chambers",71,"48071",746,11328,1970,9999,"wall","dry","N","Natural Gas",{"$nulls":3},"other","SCR",{"$nulls":7},0.51,0.05601,0.05544,0.05601,0.05544,{"$nulls":11},"NRG Texas LLC",100,"NRG Energy Inc",100]
["Cedar Bayou","3460_B_CBY2",3460,"B","CBY2",2344,"O/G Steam",null,"ERC_REST","Texas",48,"Chambers",71,"48071",749,11136,1972,9999,"wall","dry","N","Natural Gas",{"$nulls":3},"other","SCR",{"$nulls":7},0.51,0.07527,0.07299,0.07527,0.07299,{"$nulls":11},"NRG Texas LLC",100,"NRG Energy Inc",100]
["W A Parish","3470_B_WAP1",3470,"B","WAP1",2374,"O/G Steam",null,"ERC_REST","Texas",48,"Fort Bend",157,"48157",169,11346,1958,2026,"wall","dry","N","Natural Gas",{"$nulls":3},"OFA",{"$nulls":8},0.01,0.21455,0.21455,0.21455,0.21455,{"$nulls":11},"NRG Texas LLC",100,"NRG Energy Inc",100]
["W A Parish","3470_B_WAP2",3470,"B","WAP2",2375,"O/G Steam",null,"ERC_REST","Texas",48,"Fort Bend",157,"48157",169,11054,1958,2026,"wall","dry","N","Natural Gas",{"$nulls":3},"OFA",{"$nulls":8},0.01,0.13021,0.13021,0.13021,0.13021,{"$nulls":11},"NRG Texas LLC",100,"NRG Energy Inc",100]
["W A Parish","3470_B_WAP3",3470,"B","WAP3",2376,"O/G Steam",null,"ERC_REST","Texas",48,"Fort Bend",157,"48157",273,11215,1961,2026,"wall","dry","N","Natural Gas",{"$nulls":3},"OFA",{"$nulls":8},0.01,0.35674,0.35674,0.35674,0.35674,{"$nulls":11},"NRG Texas LLC",100,"NRG Energy Inc",100]
["W A Parish","3470_B_WAP4",3470,"B","WAP4",2377,"O/G Steam",null,"ERC_REST","Texas",48,"Fort Bend",157,"48157",552,10864,1968,2026,"tangential",null,"N","Natural Gas",{"$nulls":3},"OFA",{"$nulls":8},0.01,0.13405,0.13405,0.13405,0.13405,{"$nulls":11},"NRG Texas LLC",100,"NRG Energy Inc",100]
["W A Parish","3470_B_WAP5",3470,"B","WAP5",2378,"Coal Steam",null,"ERC_REST","Texas",48,"Fort Bend",157,"48157",659,10451,1977,9999,"wall","dry","N","Subbituminous",{"$nulls":3},"LNB + OFA","SCR",2003,null,"B","NA","ACI",2015,null,1.2,0.06417,0.06417,0.06417,0.06417,0.1,0.1,0.1,0,{"$nulls":7},"NRG Texas LLC",100,"NRG Energy Inc",100]
["W A Parish","3470_B_WAP6",3470,"B","WAP6",2379,"Coal Steam",null,"ERC_REST","Texas",48,"Fort Bend",157,"48157",653,10463,1978,9999,"wall","dry","N","Subbituminous",{"$nulls":3},"LNB + OFA","SCR",2003,null,"B","NA","ACI",2015,null,1.2,0.0568,0.0568,0.0568,0.0568,0.1,0.1,0.1,0,{"$nulls":7},"NRG Texas LLC",100,"NRG Energy Inc",100]
["W A Parish","3470_B_WAP7",3470,"B","WAP7",2380,"Coal Steam",null,"ERC_REST","Texas",48,"Fort Bend",157,"48157",577,10444,1980,9999,"tangential","dry","N","Subbituminous",{"$nulls":3},"LNB","SCR",2004,null,"B","NA","ACI",2015,null,1.2,0.04397,0.04397,0.04397,0.04397,0.1,0.1,0.1,0,{"$nulls":7},"NRG Texas LLC",100,"NRG Energy Inc",100]
["W A Parish","3470_B_WAP8",3470,"B","WAP8",2381,"Coal Steam",null,"ERC_REST","Texas",48,"Fort Bend",157,"48157",610,10480,1982,9999,"tangential","dry","N","Subbituminous","Wet Scrubber",1982,0.85,"LNC3 + NH3","SCR",2004,null,"B","NA","ACI",2015,null,0.36,0.04113,0.04113,0.04113,0.04113,0.1,0.1,0.1,0.9,null,null,"Y","0.354",{"$nulls":3},"NRG Texas LLC",100,"NRG Energy Inc",100]
["Knox Lee","3476_B_5",3476,"B","5",2388,"O/G Steam",null,"SPP_WEST","Texas",48,"Gregg",183,"48183",342,12452,1974,9999,"tangential",null,"N","Natural Gas, Distillate Fuel Oil",{"$nulls":3},"H2O",{"$nulls":8},0.74,0.10297,0.10297,0.10297,0.10297,{"$nulls":11},"Southwestern Electric Power Co",100,"American Electric Power Co Inc",100]
["Wilkes","3478_B_1",3478,"B","1",2390,"O/G Steam",null,"SPP_WEST","Texas",48,"Marion",315,"48315",174,12121,1964,9999,"tangential",null,"N","Natural Gas, Distillate Fuel Oil",{"$nulls":3},"FR",{"$nulls":8},0.74,0.15388,0.15388,0.15388,0.15388,{"$nulls":11},"Southwestern Electric Power Co",100,"American Electric Power Co Inc",100]
["Wilkes","3478_B_2",3478,"B","2",2391,"O/G Steam",null,"SPP_WEST","Texas",48,"Marion",315,"48315",355,12061,1970,9999,"wall","dry","N","Natural Gas",{"$nulls":3},"LNB",{"$nulls":8},3,0.13806,0.13806,0.13806,0.13806,{"$nulls":11},"Southwestern Electric Power Co",100,"American Electric Power Co Inc",100]
["Wilkes","3478_B_3",3478,"B","3",2392,"O/G Steam",null,"SPP_WEST","Texas",48,"Marion",315,"48315",354,11984,1971,9999,"wall","dry","N","Natural Gas",{"$nulls":3},"LNB",{"$nulls":8},3,0.10636,0.10636,0.10636,0.10636,{"$nulls":11},"Southwestern Electric Power Co",100,"American Electric Power Co Inc",100]
["Jones","3482_B_151B",3482,"B","151B",2394,"O/G Steam",null,"SPP_SPS","Texas",48,"Lubbock",303,"48303",243,10998,1971,2031,"tangential",null,"N","Natural Gas",{"$nulls":3},"LNB + OFA",{"$nulls":8},1,0.14318,0.14318,0.14318,0.14318,{"$nulls":11},"Southwestern Public Service Co",100,"Xcel Energy Inc",100]
["Jones","3482_B_152B",3482,"B","152B",2395,"O/G Steam",null,"SPP_SPS","Texas",48,"Lubbock",303,"48303",243,11100,1974,2034,"tangential",null,"N","Natural Gas",{"$nulls":3},"LNC2",{"$nulls":8},0.8,0.10743,0.10743,0.10743,0.10743,{"$nulls":11},"Southwestern Public Service Co",100,"Xcel Energy Inc",100]
["Nichols","3484_B_143B",3484,"B","143B",2400,"O/G Steam",null,"SPP_SPS","Texas",48,"Potter",375,"48375",244,12015,1968,2031,"tangential",null,"N","Natural Gas",{"$nulls":3},"LNB + OFA",{"$nulls":8},1.157,0.13991,0.13991,0.13991,0.13991,{"$nulls":11},"Southwestern Public Service Co",100,"Xcel Energy Inc",100]
["Plant X","3485_B_114B",3485,"B","114B",2404,"O/G Steam",null,"SPP_SPS","Texas",48,"Lamb",279,"48279",190,11404,1964,2027,"tangential",null,"N","Natural Gas",{"$nulls":3},"LNB + OFA",{"$nulls":8},1.157,0.14071,0.14071,0.14071,0.14071,{"$nulls":11},"Southwestern Public Service Co",100,"Xcel Energy Inc",100]
["Graham","3490_B_1",3490,"B","1",2408,"O/G Steam",null,"ERC_WEST","Texas",48,"Young",503,"48503",234,12105,1960,9999,"wall","dry","N","Natural Gas",{"$nulls":3},"CM + FU",{"$nulls":8},1.16,0.28445,0.28445,0.28445,0.28445,{"$nulls":11},"Luminant Generation Co LLC",100,"Energy Future Holdings Corp",100]
["Graham","3490_B_2",3490,"B","2",2409,"O/G Steam",null,"ERC_WEST","Texas",48,"Young",503,"48503",390,11823,1969,9999,"wall","dry","N","Natural Gas",{"$nulls":3},"CM + FU + OFA",{"$nulls":8},1.16,0.27079,0.27079,0.27079,0.27079,{"$nulls":11},"Luminant Generation Co LLC",100,"Energy Future Holdings Corp",100]
["Handley","3491_B_3",3491,"B","3",2413,"O/G Steam",null,"ERC_REST","Texas",48,"Tarrant",439,"48439",395,13605,1963,9999,"wall","dry","N","Natural Gas",{"$nulls":3},"CM + FU","SCR",{"$nulls":7},1.157,0.03731,0.03545,0.03731,0.03545,{"$nulls":11},"TXU Handley Co LP",100,"TexGen Power LLC",100]
["Handley","3491_B_4",3491,"B","4",2414,"O/G Steam",null,"ERC_REST","Texas",48,"Tarrant",439,"48439",435,13876,1976,9999,"wall","dry","N","Natural Gas, Distillate Fuel Oil",{"$nulls":4},"SCR",{"$nulls":7},0.5,0.0156,0.01436,0.0156,0.01436,{"$nulls":11},"TXU Handley Co LP",100,"TexGen Power LLC",100]
["Handley","3491_B_5",3491,"B","5",2415,"O/G Steam",null,"ERC_REST","Texas",48,"Tarrant",439,"48439",435,14103,1977,9999,"wall","dry","N","Natural Gas, Distillate Fuel Oil",{"$nulls":4},"SCR",{"$nulls":7},0.5,0.02263,0.02003,0.02263,0.02003,{"$nulls":11},"TXU Handley Co LP",100,"TexGen Power LLC",100]
["Stryker Creek","3504_B_1",3504,"B","1",2429,"O/G Steam",null,"ERC_REST","Texas",48,"Cherokee",73,"48073",167,12220,1958,9999,"wall","dry","N","Natural Gas",{"$nulls":3},"LNB",{"$nulls":8},1.16,0.18819,0.18819,0.18819,0.18819,{"$nulls":11},"Luminant",100,"Vistra Energy",100]
["Stryker Creek","3504_B_2",3504,"B","2",2430,"O/G Steam",null,"ERC_REST","Texas",48,"Cherokee",73,"48073",502,11757,1965,9999,"tangential",null,"N","Natural Gas",{"$nulls":3},"LNC2",{"$nulls":8},1.16,0.08022,0.08022,0.08022,0.08022,{"$nulls":11},"Luminant",100,"Vistra Energy",100]
["Decker Creek","3548_B_2",3548,"B","2",2455,"O/G Steam",null,"ERC_REST","Texas",48,"Travis",453,"48453",404,11817,1977,9999,"wall","dry","N","Natural Gas",{"$nulls":3},"FR + LNB",{"$nulls":8},1.157,0.09271,0.09271,0.09271,0.09271,{"$nulls":11},"Austin Energy",100,"Austin Energy",100]
["Ray Olinger","3576_B_BW2",3576,"B","BW2",2464,"O/G Steam",null,"ERC_REST","Texas",48,"Collin",85,"48085",107,13676,1971,9999,"wall","dry","N","Natural Gas",{"$nulls":3},"FR + OFA",{"$nulls":8},0.006,0.05039,0.05039,0.05039,0.05039,{"$nulls":11},"Garland Power & Light",100,"Garland Power & Light",100]
["Ray Olinger","3576_B_BW3",3576,"B","BW3",2465,"O/G Steam",null,"ERC_REST","Texas",48,"Collin",85,"48085",138,13260,1975,9999,"wall","dry","N","Natural Gas",{"$nulls":3},"FR + LNB + LNBO + OFA",{"$nulls":8},0.006,0.05105,0.05105,0.05105,0.05105,{"$nulls":11},"Garland Power & Light",100,"Garland Power & Light",100]
["Ray Olinger","3576_B_CE1",3576,"B","CE1",2466,"O/G Steam",null,"ERC_REST","Texas",48,"Collin",85,"48085",75,12869,1967,9999,"tangential",null,"N","Natural Gas",{"$nulls":3},"LNC2",{"$nulls":8},0.006,0.05727,0.05727,0.05727,0.05727,{"$nulls":11},"Garland Power & Light",100,"Garland Power & Light",100]
["Sim Gideon","3601_B_1",3601,"B","1",2468,"O/G Steam",null,"ERC_REST","Texas",48,"Bastrop",21,"48021",136,11386,1965,9999,"wall","dry","N","Natural Gas",{"$nulls":3},"OFA + other",{"$nulls":8},1E-3,0.17461,0.17461,0.17461,0.17461,{"$nulls":11},"Lower Colorado River Authority",100,"Lower Colorado River Authority",100]
["Sim Gideon","3601_B_2",3601,"B","2",2469,"O/G Steam",null,"ERC_REST","Texas",48,"Bastrop",21,"48021",136,11678,1968,9999,"wall","dry","N","Natural Gas",{"$nulls":3},"OFA + other",{"$nulls":8},1E-3,0.13518,0.13518,0.13518,0.13518,{"$nulls":11},"Lower Colorado River Authority",100,"Lower Colorado River Authority",100]
["Sim Gideon","3601_B_3",3601,"B","3",2470,"O/G Steam",null,"ERC_REST","Texas",48,"Bastrop",21,"48021",335,11257,1972,9999,"tangential","dry","N","Natural Gas",{"$nulls":3},"CM + FU + OFA",{"$nulls":8},1E-3,0.19705,0.19705,0.19705,0.19705,{"$nulls":11},"Lower Colorado River Authority",100,"Lower Colorado River Authority",100]
["Ty Cooke","3602_B_1",3602,"B","1",2471,"O/G Steam",null,"SPP_SPS","Texas",48,"Lubbock",303,"48303",42,13166,1965,9999,"wall","dry","N","Natural Gas",{"$nulls":3},"LNB",{"$nulls":8},1.157,0.14946,0.14946,0.14946,0.14946,{"$nulls":11},"Lubbock Power & Light Dept",100,"Lubbock Power & Light Dept",100]
["Ty Cooke","3602_B_2",3602,"B","2",2472,"O/G Steam",null,"SPP_SPS","Texas",48,"Lubbock",303,"48303",46,14500,1978,9999,"wall","dry","N","Natural Gas",{"$nulls":3},"LNB",{"$nulls":8},1.157,0.16763,0.16763,0.16763,0.16763,{"$nulls":11},"Lubbock Power & Light Dept",100,"Lubbock Power & Light Dept",100]
["O W Sommers","3611_B_1",3611,"B","1",2479,"O/G Steam",null,"ERC_REST","Texas",48,"Bexar",29,"48029",420,12253,1972,2026,"tangential",null,"N","Natural Gas, Distillate Fuel Oil",{"$nulls":3},"FR + OFA",{"$nulls":8},1.157,0.14515,0.14515,0.14515,0.14515,{"$nulls":11},"CPS Energy",100,"CPS Energy",100]
["O W Sommers","3611_B_2",3611,"B","2",2480,"O/G Steam",null,"ERC_REST","Texas",48,"Bexar",29,"48029",410,12295,1974,9999,"tangential",null,"N","Natural Gas, Distillate Fuel Oil",{"$nulls":3},"FR + OFA",{"$nulls":8},1.157,0.1102,0.1102,0.1102,0.1102,{"$nulls":11},"CPS Energy",100,"CPS Energy",100]
["V H Braunig","3612_B_1",3612,"B","1",2481,"O/G Steam",null,"ERC_REST","Texas",48,"Bexar",29,"48029",217,11692,1966,2024,"tangential",null,"N","Natural Gas, Distillate Fuel Oil",{"$nulls":12},1.157,0.19206,0.19206,0.19206,0.19206,{"$nulls":11},"CPS Energy",100,"CPS Energy",100]
["V H Braunig","3612_B_2",3612,"B","2",2482,"O/G Steam",null,"ERC_REST","Texas",48,"Bexar",29,"48029",230,11789,1968,2024,"tangential",null,"N","Natural Gas, Distillate Fuel Oil",{"$nulls":12},1.157,0.17668,0.17668,0.17668,0.17668,{"$nulls":11},"CPS Energy",100,"CPS Energy",100]
["V H Braunig","3612_B_3",3612,"B","3",2483,"O/G Steam",null,"ERC_REST","Texas",48,"Bexar",29,"48029",412,11625,1970,2024,"tangential",null,"N","Natural Gas, Distillate Fuel Oil",{"$nulls":3},"FR + OFA",{"$nulls":8},1.157,0.14767,0.14767,0.14767,0.14767,{"$nulls":11},"CPS Energy",100,"CPS Energy",100]
["R W Miller","3628_B_1",3628,"B","1",2493,"O/G Steam",null,"ERC_REST","Texas",48,"Palo Pinto",363,"48363",66,12533,1968,9999,"wall","dry","N","Natural Gas",{"$nulls":12},1.157,0.14392,0.14392,0.14392,0.14392,{"$nulls":11},"Brazos Electric Power Coop",100,"Brazos Electric Power Coop",100]
["R W Miller","3628_B_2",3628,"B","2",2494,"O/G Steam",null,"ERC_REST","Texas",48,"Palo Pinto",363,"48363",100,12536,1972,9999,"wall","dry","N","Natural Gas, Distillate Fuel Oil",{"$nulls":12},1.157,0.31897,0.31897,0.31897,0.31897,{"$nulls":11},"Brazos Electric Power Coop",100,"Brazos Electric Power Coop",100]
["R W Miller","3628_B_3",3628,"B","3",2495,"O/G Steam",null,"ERC_REST","Texas",48,"Palo Pinto",363,"48363",200,12595,1975,9999,"wall","dry","N","Natural Gas, Distillate Fuel Oil",{"$nulls":3},"CM + FU",{"$nulls":8},0.8,0.13867,0.13867,0.13867,0.13867,{"$nulls":11},"Brazos Electric Power Coop",100,"Brazos Electric Power Coop",100]
["Gadsby","3648_B_1",3648,"B","1",2498,"O/G Steam",null,"WECC_UT","Utah",49,"Salt Lake",35,"49035",64,14500,1951,9999,"wall","dry","N","Natural Gas",{"$nulls":3},"LNB",{"$nulls":8},0.9,0.14079,0.14079,0.14079,0.14079,{"$nulls":11},"PacifiCorp",100,"Berkshire Hathaway Inc",100]
["Gadsby","3648_B_2",3648,"B","2",2499,"O/G Steam",null,"WECC_UT","Utah",49,"Salt Lake",35,"49035",69,14500,1952,9999,"wall","dry","N","Natural Gas",{"$nulls":3},"LNB",{"$nulls":8},0.9,0.11521,0.11521,0.11521,0.11521,{"$nulls":11},"PacifiCorp",100,"Berkshire Hathaway Inc",100]
["Gadsby","3648_B_3",3648,"B","3",2500,"O/G Steam",null,"WECC_UT","Utah",49,"Salt Lake",35,"49035",104,14500,1955,9999,"tangential",null,"N","Natural Gas",{"$nulls":3},"FR",{"$nulls":8},0.9,0.06923,0.06923,0.06923,0.06923,{"$nulls":11},"PacifiCorp",100,"Berkshire Hathaway Inc",100]
["Grayson","377_B_3",377,"B","3",null,"Landfill Gas",null,"WEC_LADW","California",6,"Los Angeles",37,"06037",18,16663,1977,9999,"wall","dry","N","Landfill Gas",{"$nulls":3},"FR + LA + LNB",{"$nulls":9},0.048,0.048,0.048,0.048,{"$nulls":11},"Glendale Water & Power",100,"Glendale Water & Power",100]
["Grayson","377_B_4",377,"B","4",248,"O/G Steam",null,"WEC_LADW","California",6,"Los Angeles",37,"06037",40,13796,1959,9999,"wall","dry","N","Natural Gas",{"$nulls":3},"LNB",{"$nulls":9},0.04145,0.04145,0.04145,0.04145,{"$nulls":11},"Glendale Water & Power",100,"Glendale Water & Power",100]
["Grayson","377_B_5",377,"B","5",249,"O/G Steam",null,"WEC_LADW","California",6,"Los Angeles",37,"06037",40,14246,1964,9999,"wall","dry","N","Natural Gas",{"$nulls":3},"FR + LA + LNB",{"$nulls":9},0.02985,0.02985,0.02985,0.02985,{"$nulls":11},"Glendale Water & Power",100,"Glendale Water & Power",100]
["Clinch River","3775_B_1",3775,"B","1",2502,"O/G Steam",null,"PJM_West","Virginia",51,"Russell",167,"51167",230,11407,1958,9999,"vertical","dry","N","Natural Gas",{"$nulls":3},"LNB + OFA","SNCR",{"$nulls":7},2.64,0.325,0.13264,0.325,0.13264,{"$nulls":11},"Appalachian Power Co",100,"American Electric Power Co Inc",100]
["Clinch River","3775_B_2",3775,"B","2",2503,"O/G Steam",null,"PJM_West","Virginia",51,"Russell",167,"51167",230,11446,1958,9999,"vertical","dry","N","Natural Gas",{"$nulls":3},"LNB + OFA","SNCR",{"$nulls":7},2.64,0.4634,0.13019,0.4634,0.13019,{"$nulls":11},"Appalachian Power Co",100,"American Electric Power Co Inc",100]
["Joliet 29","384_B_71",384,"B","71",250,"O/G Steam",null,"PJM_COMD","Illinois",17,"Will",197,"17197",259,11615,1965,9999,"tangential","dry","N","Natural Gas",{"$nulls":3},"LNC3","SNCR",{"$nulls":7},1.8,0.07909,0.07909,0.07909,0.07909,{"$nulls":11},"Midwest Generations EME LLC",100,"NRG Energy Inc",100]
["Joliet 29","384_B_72",384,"B","72",251,"O/G Steam",null,"PJM_COMD","Illinois",17,"Will",197,"17197",259,11615,1965,9999,"tangential","dry","N","Natural Gas",{"$nulls":3},"LNC3","SNCR",{"$nulls":7},1.8,0.08024,0.08024,0.08024,0.08024,{"$nulls":11},"Midwest Generations EME LLC",100,"NRG Energy Inc",100]
["Joliet 29","384_B_81",384,"B","81",252,"O/G Steam",null,"PJM_COMD","Illinois",17,"Will",197,"17197",259,11615,1965,9999,"tangential","dry","N","Natural Gas",{"$nulls":3},"LNC3","SNCR",{"$nulls":7},1.8,0.09174,0.09174,0.09174,0.09174,{"$nulls":11},"Midwest Generations EME LLC",100,"NRG Energy Inc",100]
["Joliet 29","384_B_82",384,"B","82",253,"O/G Steam",null,"PJM_COMD","Illinois",17,"Will",197,"17197",259,11615,1965,9999,"tangential","dry","N","Natural Gas",{"$nulls":3},"LNC3","SNCR",{"$nulls":7},1.8,0.09185,0.09185,0.09185,0.09185,{"$nulls":11},"Midwest Generations EME LLC",100,"NRG Energy Inc",100]
["Transalta Centralia Generation","3845_B_BW22",3845,"B","BW22",2534,"Coal Steam",null,"WECC_PNW","Washington",53,"Lewis",41,"53041",670,11132,2002,2026,"tangential","wet","N","Subbituminous","Wet Scrubber",1974,0.91,"LNC3","SNCR",null,2012,"ESPC","No","ACI",2011,null,0.658,0.20495,0.20495,0.20495,0.20495,0.1,0.1,0.1,0.9600000000000001,{"$nulls":6},"Yes","TransAlta Centralia Generation LLC",100,"TransAlta Corp",100]
["El Centro Hybrid","389_B_4",389,"B","4",257,"O/G Steam",null,"WECC_IID","California",6,"Imperial",25,"06025",70,12987,1968,9999,"wall","dry","N","Natural Gas, Residual Fuel Oil",{"$nulls":4},"SCR",{"$nulls":7},0.74,0.2383,0.07608,0.2383,0.07608,{"$nulls":11},"Imperial Irrigation District",100,"Imperial Irrigation District",100]
["John E Amos","3935_B_1",3935,"B","1",2538,"Coal Steam",null,"PJM_West","West Virginia",54,"Putnam",79,"54079",800,9891,1971,9999,"wall","dry","N","Bituminous","Wet Scrubber",2011,0.98,"LNB","SCR",2005,null,"ESPC","No",{"$nulls":3},1,0.5246,0.07137,0.5246,0.07137,0.05,0.1,0.56,0.99,{"$nulls":7},"Appalachian Power Co",100,"American Electric Power Co Inc",100]
["John E Amos","3935_B_2",3935,"B","2",2539,"Coal Steam",null,"PJM_West","West Virginia",54,"Putnam",79,"54079",800,9911,1972,9999,"wall","dry","N","Bituminous","Wet Scrubber",2010,0.98,"LNB","SCR",2004,null,"ESPC","No",{"$nulls":3},1,0.5289,0.07716,0.5289,0.07716,0.05,0.1,0.56,0.99,{"$nulls":7},"Appalachian Power Co",100,"American Electric Power Co Inc",100]
["John E Amos","3935_B_3",3935,"B","3",2540,"Coal Steam",null,"PJM_West","West Virginia",54,"Putnam",79,"54079",1300,10019,1973,9999,"cell","dry","N","Bituminous","Wet Scrubber",2009,0.98,"LNB + LNCB","SCR",2002,null,"ESPC","No",{"$nulls":3},1,0.7342,0.11655,0.7342,0.11655,0.05,0.1,0.56,0.99,{"$nulls":7},"AEP Generation Resources Inc",66.7,"American Electric Power Co Inc",100]
["FirstEnergy Fort Martin Power Station","3943_B_1",3943,"B","1",2551,"Coal Steam",null,"PJM_AP","West Virginia",54,"Monongalia",61,"54061",552,10223,1967,9999,"tangential","dry","N","Bituminous, Subbituminous","Wet Scrubber",2009,0.95,"LNC1","SNCR",null,2004,"ESPC + WS","No","ACI",2016,null,3.1,0.32218,0.27854,0.1469,0.12700206716742193,0.05,0.1,0.1,0.99,{"$nulls":7},"Monongahela Power Co",100,"FirstEnergy Corp",100]
["FirstEnergy Fort Martin Power Station","3943_B_2",3943,"B","2",2552,"Coal Steam",null,"PJM_AP","West Virginia",54,"Monongalia",61,"54061",546,10240,1968,9999,"cell","dry","N","Bituminous, Subbituminous","Wet Scrubber",2008,0.95,"LNCB","SNCR",null,2004,"ESPC + WS","No","ACI",2016,null,3.1,0.32974,0.29325,0.32974,0.29325,0.05,0.1,0.1,0.99,{"$nulls":7},"Monongahela Power Co",100,"FirstEnergy Corp",100]
["FirstEnergy Harrison Power Station","3944_B_1",3944,"B","1",2553,"Coal Steam",null,"PJM_AP","West Virginia",54,"Harrison",33,"54033",652,10184,1972,9999,"wall","dry","N","Bituminous","Wet Scrubber",1994,0.98,"LNB","SCR",2002,null,"ESPC + WS","No",{"$nulls":3},5.12,0.27874,0.0997,0.27874,0.0997,0.05,0.1,0.56,0.99,{"$nulls":7},"Monongahela Power Co",100,"FirstEnergy Corp",100]
["FirstEnergy Harrison Power Station","3944_B_2",3944,"B","2",2554,"Coal Steam",null,"PJM_AP","West Virginia",54,"Harrison",33,"54033",651,10116,1973,9999,"wall","dry","N","Bituminous","Wet Scrubber",1994,0.98,"LNB","SCR",2002,null,"ESPC + WS","No",{"$nulls":3},5.12,0.24394,0.07247,0.24394,0.07247,0.05,0.1,0.56,0.99,{"$nulls":7},"Monongahela Power Co",100,"FirstEnergy Corp",100]
["FirstEnergy Harrison Power Station","3944_B_3",3944,"B","3",2555,"Coal Steam",null,"PJM_AP","West Virginia",54,"Harrison",33,"54033",651,10120,1974,9999,"wall","dry","N","Bituminous","Wet Scrubber",1994,0.98,"LNB","SCR",2003,null,"ESPC + WS","No",{"$nulls":3},5.12,0.27488,0.09417,0.27488,0.09417,0.05,0.1,0.56,0.99,{"$nulls":7},"Monongahela Power Co",100,"FirstEnergy Corp",100]
["Mitchell (WV)","3948_B_1",3948,"B","1",2563,"Coal Steam",null,"PJM_West","West Virginia",54,"Marshall",51,"54051",770,10248,1971,9999,"wall","dry","N","Bituminous","Wet Scrubber",2007,0.98,"LNB","SCR",2007,null,"ESPC","No",{"$nulls":3},1.2,0.5447,0.08695,0.5447,0.08695,0.05,0.1,0.56,0.99,{"$nulls":7},"AEP Generation Resources Inc",50,"American Electric Power Co Inc",100]
["Mitchell (WV)","3948_B_2",3948,"B","2",2564,"Coal Steam",null,"PJM_West","West Virginia",54,"Marshall",51,"54051",790,9996,1971,9999,"wall","dry","N","Bituminous","Wet Scrubber",2007,0.98,"LNB","SCR",2007,null,"ESPC","No",{"$nulls":3},1.2,0.5006,0.0808,0.5006,0.0808,0.05,0.1,0.56,0.99,{"$nulls":7},"AEP Generation Resources Inc",50,"American Electric Power Co Inc",100]
["Mt Storm","3954_B_1",3954,"B","1",2565,"Coal Steam",null,"PJM_AP","West Virginia",54,"Grant",23,"54023",554,10094,1965,9999,"tangential","dry","N","Bituminous","Wet Scrubber",2002,0.95,"LNC1","SCR",2003,null,"ESPC + WS","No",{"$nulls":3},0.15,0.5697,0.07401,0.5697,0.07401,0.05,0.1,0.56,0.99,{"$nulls":7},"Virginia Electric & Power Co",100,"Dominion Energy Inc",100]
["Mt Storm","3954_B_2",3954,"B","2",2566,"Coal Steam",null,"PJM_AP","West Virginia",54,"Grant",23,"54023",555,10069,1966,9999,"tangential","dry","N","Bituminous","Wet Scrubber",2002,0.95,"LNC1","SCR",2003,null,"ESPC + WS","No",{"$nulls":3},0.15,0.5698,0.07822,0.5698,0.07822,0.05,0.1,0.56,0.99,{"$nulls":7},"Virginia Electric & Power Co",100,"Dominion Energy Inc",100]
["Mt Storm","3954_B_3",3954,"B","3",2567,"Coal Steam",null,"PJM_AP","West Virginia",54,"Grant",23,"54023",520,10433,1973,9999,"tangential","dry","N","Bituminous","Wet Scrubber",1994,0.935,"LNC1","SCR",2004,null,"ESPC + WS","No",{"$nulls":3},0.15,0.6351,0.07097,0.6351,0.07097,0.05,0.1,0.56,0.9850000000000001,{"$nulls":7},"Virginia Electric & Power Co",100,"Dominion Energy Inc",100]
["Bay Front","3982_B_1",3982,"B","1",2568,"Biomass",null,"MIS_MNWI","Wisconsin",55,"Ashland",3,"55003",13.7,17913,1959,9999,"stoker/SPR",null,"N","Biomass",{"$nulls":3},"OFA + other","SNCR",null,null,"B","NA","ACI",2014,null,0.08,0.3496,0.2193,0.3496,0.2193,0.1,0.1,0.1,{"$nulls":8},"Northern States Power Co (Wisconsin)",100,"Xcel Energy Inc",100]
["Bay Front","3982_B_2",3982,"B","2",2569,"Biomass",null,"MIS_MNWI","Wisconsin",55,"Ashland",3,"55003",13.7,17913,1954,9999,"stoker/SPR",null,"N","Biomass",{"$nulls":3},"OFA + other","SNCR",null,null,"B","NA","ACI",2014,null,0.08,0.3978,0.2191,0.3978,0.2191,0.1,0.1,0.1,{"$nulls":8},"Northern States Power Co (Wisconsin)",100,"Xcel Energy Inc",100]
["Bay Front","3982_B_5",3982,"B","5",2572,"Biomass",null,"MIS_MNWI","Wisconsin",55,"Ashland",3,"55003",13.7,17913,1959,9999,"cyclone",null,"N","Biomass",{"$nulls":4},"SNCR",null,null,"C","NA","ACI",2014,null,0.006,0.3778,0.06097,0.3778,0.06097,0.1,0.1,0.1,{"$nulls":8},"Northern States Power Co (Wisconsin)",100,"Xcel Energy Inc",100]
["Blount Street","3992_B_8",3992,"B","8",2578,"O/G Steam",null,"MIS_WUMS","Wisconsin",55,"Dane",25,"55025",47,14500,1957,9999,"wall","dry","N","Natural Gas",{"$nulls":3},"LNB",{"$nulls":8},2.01,0.20553,0.20553,0.20553,0.20553,{"$nulls":11},"Madison Gas & Electric Co",100,"MGE Energy Inc",100]
["Blount Street","3992_B_9",3992,"B","9",2579,"O/G Steam",null,"MIS_WUMS","Wisconsin",55,"Dane",25,"55025",47,14500,1961,9999,"wall","dry","N","Natural Gas",{"$nulls":3},"LNB",{"$nulls":8},2.01,0.35011,0.35011,0.35011,0.35011,{"$nulls":11},"Madison Gas & Electric Co",100,"MGE Energy Inc",100]
["Haynes","400_B_1",400,"B","1",271,"O/G Steam",null,"WEC_LADW","California",6,"Los Angeles",37,"06037",222,11548,1962,9999,"wall","dry","N","Natural Gas",{"$nulls":3},"NH3","SCR",{"$nulls":7},0.74,0.00268,0.00268,0.00268,0.00268,{"$nulls":11},"Los Angeles Dept of Water & Power",100,"Los Angeles Dept of Water & Power",100]
["Haynes","400_B_2",400,"B","2",272,"O/G Steam",null,"WEC_LADW","California",6,"Los Angeles",37,"06037",222,11396,1963,9999,"wall","dry","N","Natural Gas",{"$nulls":3},"NH3","SCR",{"$nulls":7},0.74,1.57E-3,1.57E-3,1.57E-3,1.57E-3,{"$nulls":11},"Los Angeles Dept of Water & Power",100,"Los Angeles Dept of Water & Power",100]
["French Island","4005_B_1",4005,"B","1",null,"Biomass",null,"MIS_MNWI","Wisconsin",55,"La Crosse",63,"55063",8,21545,1987,2024,null,null,"N","Biomass","Wet Scrubber",2002,0.75,null,"SNCR",null,null,"B","NA","ACI",2008,null,0.11,0.513,0.513,0.513,0.513,0.1,0.1,0.1,{"$nulls":8},"Northern States Power Co (Wisconsin)",100,"Xcel Energy Inc",100]
["French Island","4005_B_2",4005,"B","2",null,"Biomass",null,"MIS_MNWI","Wisconsin",55,"La Crosse",63,"55063",8,21545,1987,2024,null,null,"N","Biomass","Wet Scrubber",2002,0.75,null,"SNCR",null,null,"B","NA","ACI",2007,null,0.11,0.429,0.429,0.429,0.429,0.1,0.1,0.1,{"$nulls":8},"Northern States Power Co (Wisconsin)",100,"Xcel Energy Inc",100]
["Scattergood","404_B_1",404,"B","1",277,"O/G Steam",null,"WEC_LADW","California",6,"Los Angeles",37,"06037",112,11975,1959,2024,"wall","dry","N","Natural Gas",{"$nulls":4},"SCR",{"$nulls":7},0.74,0.00145,0.00145,0.00145,0.00145,{"$nulls":11},"Los Angeles Dept of Water & Power",100,"Los Angeles Dept of Water & Power",100]
["Scattergood","404_B_2",404,"B","2",278,"O/G Steam",null,"WEC_LADW","California",6,"Los Angeles",37,"06037",156,11853,1959,2024,"wall","dry","N","Natural Gas",{"$nulls":4},"SCR",{"$nulls":7},0.74,0.006,0.006,0.006,0.006,{"$nulls":11},"Los Angeles Dept of Water & Power",100,"Los Angeles Dept of Water & Power",100]
["South Oak Creek","4041_B_5",4041,"B","5",2590,"Coal Steam",null,"MIS_WUMS","Wisconsin",55,"Milwaukee",79,"55079",241,10326,1959,2024,"wall","dry","N","Subbituminous","Wet Scrubber",2012,0.95,"STC","SCR",2012,null,"ESPC","No",{"$nulls":3},0.09,0.06895,0.06895,0.06895,0.06895,0.1,0.1,0.56,0.99,{"$nulls":7},"Wisconsin Electric Power Co",100,"WEC Energy Group Inc",100]
["South Oak Creek","4041_B_6",4041,"B","6",2591,"Coal Steam",null,"MIS_WUMS","Wisconsin",55,"Milwaukee",79,"55079",245,10316,1961,2024,"wall","dry","N","Subbituminous","Wet Scrubber",2012,0.95,"STC","SCR",2012,null,"ESPC","No",{"$nulls":3},0.09,0.06677,0.06677,0.06677,0.06677,0.1,0.1,0.56,0.99,{"$nulls":7},"Wisconsin Electric Power Co",100,"WEC Energy Group Inc",100]
["South Oak Creek","4041_B_7",4041,"B","7",2592,"Coal Steam",null,"MIS_WUMS","Wisconsin",55,"Milwaukee",79,"55079",303,10335,1965,2025,"tangential","dry","N","Subbituminous","Wet Scrubber",2012,0.95,"LNC3","SCR",2012,null,"ESPC","No",{"$nulls":3},0.09,0.06488,0.06488,0.06488,0.06488,0.1,0.1,0.56,0.99,{"$nulls":7},"Wisconsin Electric Power Co",100,"WEC Energy Group Inc",100]
["South Oak Creek","4041_B_8",4041,"B","8",2593,"Coal Steam",null,"MIS_WUMS","Wisconsin",55,"Milwaukee",79,"55079",309,10508,1967,2025,"tangential","dry","N","Subbituminous","Wet Scrubber",2012,0.95,"LNC3","SCR",2012,null,"ESPC","No",{"$nulls":3},0.09,0.06495,0.06495,0.06495,0.06495,0.1,0.1,0.56,0.99,{"$nulls":7},"Wisconsin Electric Power Co",100,"WEC Energy Group Inc",100]
["Valley (WI)","4042_B_1",4042,"B","1",2594,"O/G Steam",null,"MIS_WUMS","Wisconsin",55,"Milwaukee",79,"55079",64,9632,1968,9999,"wall","dry","Y","Natural Gas",{"$nulls":3},"LNB",{"$nulls":8},0.78,0.06355,0.06355,0.06355,0.06355,{"$nulls":11},"Wisconsin Electric Power Co",100,"WEC Energy Group Inc",100]
["Valley (WI)","4042_B_2",4042,"B","2",2595,"O/G Steam",null,"MIS_WUMS","Wisconsin",55,"Milwaukee",79,"55079",64,9632,1968,9999,"wall","dry","Y","Natural Gas",{"$nulls":3},"LNB",{"$nulls":8},0.78,0.06348,0.06348,0.06348,0.06348,{"$nulls":11},"Wisconsin Electric Power Co",100,"WEC Energy Group Inc",100]
["Valley (WI)","4042_B_3",4042,"B","3",2596,"O/G Steam",null,"MIS_WUMS","Wisconsin",55,"Milwaukee",79,"55079",70,9632,1969,9999,"wall","dry","Y","Natural Gas",{"$nulls":3},"LNB",{"$nulls":8},0.78,0.06422,0.06422,0.06422,0.06422,{"$nulls":11},"Wisconsin Electric Power Co",100,"WEC Energy Group Inc",100]
["Valley (WI)","4042_B_4",4042,"B","4",2597,"O/G Steam",null,"MIS_WUMS","Wisconsin",55,"Milwaukee",79,"55079",70,9632,1969,9999,"wall","dry","Y","Natural Gas",{"$nulls":3},"LNB",{"$nulls":8},0.78,0.06427,0.06427,0.06427,0.06427,{"$nulls":11},"Wisconsin Electric Power Co",100,"WEC Energy Group Inc",100]
["Weston","4078_B_2",4078,"B","2",2614,"O/G Steam",null,"MIS_WUMS","Wisconsin",55,"Marathon",73,"55073",78,9737,1960,2024,"wall","dry","N","Natural Gas",{"$nulls":3},"AA + LNB + OFA",{"$nulls":8},1.2,0.11596,0.11596,0.11596,0.11596,{"$nulls":11},"Wisconsin Public Service Corp",100,"WEC Energy Group Inc",100]
["Weston","4078_B_3",4078,"B","3",2615,"Coal Steam",null,"MIS_WUMS","Wisconsin",55,"Marathon",73,"55073",327,9994,1981,9999,"tangential","dry","N","Subbituminous",null,null,0.9916,"LNC2 + LNC1",{"$nulls":3},"B","NA","ACI",2009,null,0.08,0.05653,0.05653,0.05653,0.05653,0.1,0.1,0.1,0.98,"Yes",2016,{"$nulls":5},"Wisconsin Public Service Corp",100,"WEC Energy Group Inc",100]
["Weston","4078_B_4",4078,"B","4",89565,"Coal Steam",null,"MIS_WUMS","Wisconsin",55,"Marathon",73,"55073",550,9679,2008,9999,"wall","dry","N","Subbituminous","Dry Scrubber",2008,0.9,"LNB + OFA","SCR",2008,null,"B","NA","ACI",2008,null,0.08,0.05377,0.05377,0.05377,0.05377,0.1,0.1,0.1,0.9500000000000001,{"$nulls":7},"Wisconsin Public Service Corp",70,"WEC Energy Group Inc",70]
["Manitowoc","4125_B_8",4125,"B","8",2621,"Biomass",null,"MIS_WUMS","Wisconsin",55,"Manitowoc",71,"55071",44,13500,1990,9999,"FBC","dry","N","Biomass","Reagent Injection",1990,0.75,"CF",{"$nulls":3},"B","NA",{"$nulls":3},0.89,0.08849,0.08849,0.08849,0.08849,0.05,0.43,0.43,null,"Yes",2016,{"$nulls":5},"Manitowoc Public Utilities",100,"Manitowoc Public Utilities",100]
["Manitowoc","4125_B_9",4125,"B","9",2622,"Coal Steam",null,"MIS_WUMS","Wisconsin",55,"Manitowoc",71,"55071",58,12066,2005,9999,"FBC","dry","Y","Bituminous, Subbituminous, Petroleum Coke","Reagent Injection",2007,0.893,"CF","SNCR",null,2005,"B + C","NA",{"$nulls":3},0.3,0.04644,0.04644,0.04644,0.04644,0.05,0.1,0.43,0.98,"Yes",2016,{"$nulls":5},"Manitowoc Public Utilities",100,"Manitowoc Public Utilities",100]
["Dave Johnston","4158_B_BW41",4158,"B","BW41",2633,"Coal Steam",null,"WECC_WY","Wyoming",56,"Converse",9,"56009",105,11001,1959,2027,"wall","dry","N","Subbituminous",{"$nulls":3},"LNB",{"$nulls":3},"ESPC","No","ACI",2015,null,1.2,0.37118,0.37118,0.1987,0.1987,0.1,0.1,0.1,0,{"$nulls":7},"PacifiCorp",100,"Berkshire Hathaway Inc",100]
["Dave Johnston","4158_B_BW42",4158,"B","BW42",2634,"Coal Steam",null,"WECC_WY","Wyoming",56,"Converse",9,"56009",105,10996,1961,2027,"wall","dry","N","Subbituminous",{"$nulls":3},"LNB",{"$nulls":3},"ESPC","No","ACI",2015,null,1.2,0.39384,0.39384,0.1987,0.1987,0.1,0.1,0.1,0,{"$nulls":7},"PacifiCorp",100,"Berkshire Hathaway Inc",100]
["Dave Johnston","4158_B_BW43",4158,"B","BW43",2635,"Coal Steam",null,"WECC_WY","Wyoming",56,"Converse",9,"56009",220,11274,1964,2027,"wall","dry","N","Subbituminous","Dry Scrubber",2010,0.907,"LNBO",{"$nulls":3},"B","NA","ACI",2015,null,0.15,0.22092,0.22092,0.22092,0.22092,0.1,0.1,0.1,0.9570000000000001,{"$nulls":7},"PacifiCorp",100,"Berkshire Hathaway Inc",100]
["Dave Johnston","4158_B_BW44",4158,"B","BW44",2636,"Coal Steam",null,"WECC_WY","Wyoming",56,"Converse",9,"56009",330,11341,1959,2027,"tangential","dry","N","Subbituminous","Dry Scrubber",2012,0.907,"LNC2",{"$nulls":3},"B","NA","ACI",2015,null,0.15,0.13319,0.13319,0.13319,0.13319,0.1,0.1,0.1,0.9570000000000001,{"$nulls":6},"Yes","PacifiCorp",100,"Berkshire Hathaway Inc",100]
["Naughton","4162_B_1",4162,"B","1",2637,"Coal Steam",null,"WECC_WY","Wyoming",56,"Lincoln",23,"56023",156,10983,1963,2026,"tangential","dry","N","Subbituminous","Wet Scrubber",2012,0.97,"LNC2",{"$nulls":3},"ESPC + C","Yes","ACI",2015,null,0.15,0.21178,0.21178,0.1469,0.1469,0.1,0.1,0.1,0.99,{"$nulls":6},"Yes","PacifiCorp",100,"Berkshire Hathaway Inc",100]
["Naughton","4162_B_2",4162,"B","2",2638,"Coal Steam",null,"WECC_WY","Wyoming",56,"Lincoln",23,"56023",201,10956,1968,2026,"tangential","dry","N","Subbituminous","Wet Scrubber",2011,0.98,"LNC2",{"$nulls":3},"ESPC + C","Yes","ACI",2015,null,0.15,0.21866,0.21866,0.1469,0.1469,0.1,0.1,0.1,0.99,{"$nulls":6},"Yes","PacifiCorp",100,"Berkshire Hathaway Inc",100]
["Naughton","4162_B_3",4162,"B","3",2639,"Coal Steam",null,"WECC_WY","Wyoming",56,"Lincoln",23,"56023",330,10804,1963,2026,"tangential","dry","N","Subbituminous",{"$nulls":3},"LNC2",{"$nulls":3},"ESPC","Yes",{"$nulls":3},0.5,0.24287,0.24287,0.1469,0.1469,0.64,0.1,1,0,{"$nulls":4},"C2G",2019,"Yes","PacifiCorp",100,"Berkshire Hathaway Inc",100]
["Powerlane Plant","4195_B_1",4195,"B","1",null,"O/G Steam",null,"ERC_REST","Texas",48,"Hunt",231,"48231",17.5,14500,1965,9999,null,null,"N","Natural Gas",{"$nulls":12},1.157,0.21238,0.21238,0.21238,0.21238,{"$nulls":11},"Greenville Electric Utility System",100,"Greenville Electric Utility System",100]
["Powerlane Plant","4195_B_2",4195,"B","2",2640,"O/G Steam",null,"ERC_REST","Texas",48,"Hunt",231,"48231",24,14500,1967,9999,"wall","dry","N","Natural Gas",{"$nulls":3},"OFA",{"$nulls":8},1.157,0.1983,0.1983,0.1983,0.1983,{"$nulls":11},"Greenville Electric Utility System",100,"Greenville Electric Utility System",100]
["Powerlane Plant","4195_B_3",4195,"B","3",2641,"O/G Steam",null,"ERC_REST","Texas",48,"Hunt",231,"48231",41,14500,1977,9999,"wall","dry","N","Natural Gas",{"$nulls":3},"OFA",{"$nulls":8},1.157,0.19927,0.19927,0.19927,0.19927,{"$nulls":11},"Greenville Electric Utility System",100,"Greenville Electric Utility System",100]
["Spencer","4266_B_4",4266,"B","4",2651,"O/G Steam",null,"ERC_REST","Texas",48,"Denton",121,"48121",61,11615,1966,9999,"wall","dry","N","Natural Gas",{"$nulls":3},"FR + LNB",{"$nulls":8},0.006,0.05472,0.05472,0.05472,0.05472,{"$nulls":11},"Garland Power & Light",100,"Garland Power & Light",100]
["Spencer","4266_B_5",4266,"B","5",2652,"O/G Steam",null,"ERC_REST","Texas",48,"Denton",121,"48121",61,11615,1973,9999,"wall","dry","N","Natural Gas",{"$nulls":3},"FR + LNB",{"$nulls":8},0.006,0.05744,0.05744,0.05744,0.05744,{"$nulls":11},"Garland Power & Light",100,"Garland Power & Light",100]
["John P Madgett","4271_B_B1",4271,"B","B1",2653,"Coal Steam",null,"MIS_MNWI","Wisconsin",55,"Buffalo",11,"55011",390,11241,1979,9999,"wall","dry","N","Subbituminous",null,null,0.8385,"LNB","SCR",2016,null,"ESPH + B","No","ACI",2015,null,0.09,0.22684,0.07598,0.22684,0.07598,0.1,0.1,0.1,0.98,"Yes",2015,{"$nulls":5},"Dairyland Power Coop",100,"Dairyland Power Coop",100]
["Cherokee","469_B_4",469,"B","4",298,"O/G Steam",null,"WECC_CO","Colorado",8,"Adams",1,"08001",310,10700,1968,2027,"tangential","dry","N","Natural Gas",{"$nulls":3},"LNC3",{"$nulls":8},0.88,0.06881,0.06881,0.06881,0.06881,{"$nulls":10},"Yes","Public Service Co of Colorado",100,"Xcel Energy Inc",100]
["Comanche (CO)","470_B_2",470,"B","2",300,"Coal Steam",null,"WECC_CO","Colorado",8,"Pueblo",101,"08101",335,10809,1975,2026,"wall","dry","N","Subbituminous","Dry Scrubber",2008,0.94,"LNBO",{"$nulls":3},"B","NA","ACI",2009,null,0.1,0.15919,0.15919,0.15919,0.15919,0.1,0.1,0.1,0.99,{"$nulls":6},"Yes","Public Service Co of Colorado",100,"Xcel Energy Inc",100]
["Comanche (CO)","470_B_3",470,"B","3",89734,"Coal Steam",null,"WECC_CO","Colorado",8,"Pueblo",101,"08101",750,10459,2010,9999,"tangential","dry","N","Subbituminous","Dry Scrubber",2010,0.94,"LNC3","SCR",2010,null,"B","NA","ACI",2010,null,0.1,0.06597,0.06597,0.06597,0.06597,0.1,0.1,0.1,0.99,{"$nulls":7},"Public Service Co of Colorado",67,"Xcel Energy Inc",67]
["George Birdsall","493_B_1",493,"B","1",null,"O/G Steam",null,"WECC_CO","Colorado",8,"El Paso",41,"08041",16,14500,1953,9999,null,null,"N","Natural Gas, Distillate Fuel Oil",{"$nulls":12},1.5,0.23063,0.23063,0.23063,0.23063,{"$nulls":11},"Colorado Springs Utilities",100,"Colorado Springs Utilities",100]
["George Birdsall","493_B_2",493,"B","2",null,"O/G Steam",null,"WECC_CO","Colorado",8,"El Paso",41,"08041",16,14500,1954,9999,null,null,"N","Natural Gas, Distillate Fuel Oil",{"$nulls":12},1.5,0.23063,0.23063,0.23063,0.23063,{"$nulls":11},"Colorado Springs Utilities",100,"Colorado Springs Utilities",100]
["George Birdsall","493_B_3",493,"B","3",null,"O/G Steam",null,"WECC_CO","Colorado",8,"El Paso",41,"08041",23,14500,1957,9999,null,null,"N","Natural Gas, Distillate Fuel Oil",{"$nulls":12},1.5,0.23063,0.23063,0.23063,0.23063,{"$nulls":11},"Colorado Springs Utilities",100,"Colorado Springs Utilities",100]
["Barney M Davis","4939_B_1",4939,"B","1",2658,"O/G Steam",null,"ERC_REST","Texas",48,"Nueces",355,"48355",300,11615,1974,9999,"tangential",null,"N","Natural Gas",{"$nulls":12},1.157,0.14328,0.14328,0.14328,0.14328,{"$nulls":11},"Topaz Power Group LLC",100,"Carlyle Group (The)",100]
["Riverside (OK)","4940_B_1501",4940,"B","1501",2660,"O/G Steam",null,"SPP_WEST","Oklahoma",40,"Tulsa",143,"40143",454,12031,1974,9999,"wall","dry","N","Natural Gas",{"$nulls":3},"LNB + OFA",{"$nulls":8},0.52,0.23602,0.23602,0.23602,0.23602,{"$nulls":11},"Public Service Co of Oklahoma",100,"American Electric Power Co Inc",100]
["Riverside (OK)","4940_B_1502",4940,"B","1502",2661,"O/G Steam",null,"SPP_WEST","Oklahoma",40,"Tulsa",143,"40143",455,11920,1976,9999,"wall","dry","N","Natural Gas",{"$nulls":3},"LNB + OFA",{"$nulls":8},0.52,0.25459,0.25459,0.25459,0.25459,{"$nulls":11},"Public Service Co of Oklahoma",100,"American Electric Power Co Inc",100]
["Plant 31 Paper Mill","50028_B_1FW",50028,"B","1FW",null,"Non-Fossil Waste",null,"MIS_LA","Louisiana",22,"Ouachita",73,"22073",8.3,11373,1964,9999,null,null,"Y","Non-Fossil Waste",{"$nulls":3},"AA",{"$nulls":9},0,0,0,0,{"$nulls":11},"Riverwood International Corp",100,"Graphic Packaging Corp",100]
["Plant 31 Paper Mill","50028_B_1HP",50028,"B","1HP",null,"Non-Fossil Waste",null,"MIS_LA","Louisiana",22,"Ouachita",73,"22073",8.3,11373,1977,9999,null,null,"Y","Non-Fossil Waste","Wet Scrubber",1977,0.985,"AA",{"$nulls":3},"C","NA",{"$nulls":4},0,0,0,0,{"$nulls":11},"Riverwood International Corp",100,"Graphic Packaging Corp",100]
["Plant 31 Paper Mill","50028_B_2FW",50028,"B","2FW",null,"Non-Fossil Waste",null,"MIS_LA","Louisiana",22,"Ouachita",73,"22073",8.3,11373,1964,9999,null,null,"Y","Non-Fossil Waste",{"$nulls":13},0,0,0,0,{"$nulls":11},"Riverwood International Corp",100,"Graphic Packaging Corp",100]
["Plant 31 Paper Mill","50028_B_4BW",50028,"B","4BW",null,"Non-Fossil Waste",null,"MIS_LA","Louisiana",22,"Ouachita",73,"22073",8.3,11373,1975,9999,null,null,"Y","Non-Fossil Waste",{"$nulls":7},"ESPH","No",{"$nulls":4},0,0,0,0,{"$nulls":11},"Riverwood International Corp",100,"Graphic Packaging Corp",100]
["Plant 31 Paper Mill","50028_B_5CE",50028,"B","5CE",null,"Non-Fossil Waste",null,"MIS_LA","Louisiana",22,"Ouachita",73,"22073",8.3,11373,1988,9999,null,null,"Y","Non-Fossil Waste",{"$nulls":7},"ESPH","No",{"$nulls":4},0,0,0,0,{"$nulls":11},"Riverwood International Corp",100,"Graphic Packaging Corp",100]
["Plant 31 Paper Mill","50028_B_HRSG",50028,"B","HRSG",null,"Non-Fossil Waste",null,"MIS_LA","Louisiana",22,"Ouachita",73,"22073",3.3,11373,1964,9999,null,null,"Y","Non-Fossil Waste",{"$nulls":3},"LNB",{"$nulls":9},0,0,0,0,{"$nulls":11},"Riverwood International Corp",100,"Graphic Packaging Corp",100]
["Humboldt Sawmill Company","50049_B_BLRA",50049,"B","BLRA",null,"Biomass",null,"WEC_CALN","California",6,"Humboldt",23,"06023",16.2,20413,1988,9999,null,null,"Y","Biomass",{"$nulls":3},"OFA",{"$nulls":3},"ESPH","No",{"$nulls":4},0.2,0.2,0.2,0.2,{"$nulls":11},"Greenleaf Power LLC",100,"Greenleaf Power",100]
["Humboldt Sawmill Company","50049_B_BLRB",50049,"B","BLRB",null,"Biomass",null,"WEC_CALN","California",6,"Humboldt",23,"06023",8.7,20413,1988,9999,null,null,"Y","Biomass",{"$nulls":3},"OFA",{"$nulls":3},"ESPH","No",{"$nulls":4},0.2,0.2,0.2,0.2,{"$nulls":11},"Greenleaf Power LLC",100,"Greenleaf Power",100]
["Humboldt Sawmill Company","50049_B_BLRC",50049,"B","BLRC",null,"Biomass",null,"WEC_CALN","California",6,"Humboldt",23,"06023",8.7,20413,1988,9999,null,null,"Y","Biomass",{"$nulls":3},"OFA",{"$nulls":3},"ESPH","No",{"$nulls":4},0.22,0.22,0.22,0.22,{"$nulls":11},"Greenleaf Power LLC",100,"Greenleaf Power",100]
["Penobscot Energy Recovery","50051_B_BLR A",50051,"B","BLR A",null,"Municipal Solid Waste",null,"NENG_ME","Maine",23,"Penobscot",19,"23019",10.6,19383,1987,9999,null,null,"N","MSW","Dry Scrubber",1987,0.877,"OFA",{"$nulls":3},"B","NA",{"$nulls":4},0.3,0.3,0.3,0.3,0.08,0.08,0.08,{"$nulls":8},"Penobscot Energy Recovery Co",100,"Set Perc Investment LLC",100]
["Penobscot Energy Recovery","50051_B_BLR B",50051,"B","BLR B",null,"Municipal Solid Waste",null,"NENG_ME","Maine",23,"Penobscot",19,"23019",10.6,19383,1987,9999,null,null,"N","MSW","Dry Scrubber",1987,0.877,"OFA",{"$nulls":3},"B","NA",{"$nulls":4},0.3,0.3,0.3,0.3,0.08,0.08,0.08,{"$nulls":8},"Penobscot Energy Recovery Co",100,"Set Perc Investment LLC",100]
["Borger Plant","50067_B_1",50067,"B","1",null,"Fossil Waste",null,"SPP_SPS","Texas",48,"Hutchinson",233,"48233",13.8,5461,1974,9999,null,null,"Y","Fossil Waste",{"$nulls":4},"SCR",{"$nulls":7},1.09,0.02195,0.02195,0.02195,0.02195,{"$nulls":11},"Sid Richardson Carbon Ltd",100,"Sid Richardson Carbon & Energy Companies",100]
["Borger Plant","50067_B_2",50067,"B","2",null,"Fossil Waste",null,"SPP_SPS","Texas",48,"Hutchinson",233,"48233",13.8,5461,2009,9999,null,null,"Y","Fossil Waste",{"$nulls":4},"SCR",{"$nulls":7},1.09,0.02195,0.02195,0.02195,0.02195,{"$nulls":11},"Sid Richardson Carbon Ltd",100,"Sid Richardson Carbon & Energy Companies",100]
["Palm Beach Renewable Energy Facility 1","50071_B_BLR1",50071,"B","BLR1",null,"Municipal Solid Waste",null,"FRCC","Florida",12,"Palm Beach",99,"12099",25,19181,1989,9999,null,null,"N","MSW","Dry Scrubber",2010,0.75,"OFA","SNCR",null,null,"B","NA","ACI",2010,null,null,0.313,0.313,0.313,0.313,0.08,0.08,0.08,{"$nulls":8},"Solid Waste Authority of Palm Beach",100,"Solid Waste Authority of Palm Beach",100]
["Palm Beach Renewable Energy Facility 1","50071_B_BLR2",50071,"B","BLR2",null,"Municipal Solid Waste",null,"FRCC","Florida",12,"Palm Beach",99,"12099",25,19181,1989,9999,null,null,"N","MSW","Dry Scrubber",2011,0.75,"OFA","SNCR",null,null,"B","NA","ACI",2011,null,null,0.337,0.337,0.337,0.337,0.08,0.08,0.08,{"$nulls":8},"Solid Waste Authority of Palm Beach",100,"Solid Waste Authority of Palm Beach",100]
["Sierra Pacific Burney Facility","50110_B_BLR1",50110,"B","BLR1",null,"Biomass",null,"WEC_CALN","California",6,"Shasta",89,"06089",18.9,4936,1986,9999,null,null,"Y","Biomass",{"$nulls":3},"OFA",{"$nulls":3},"ESPC + C","No",{"$nulls":4},0.11917,0.11917,0.11917,0.11917,{"$nulls":11},"Sierra Pacific Industries Inc",100,"Sierra Pacific Industries",100]
["Sierra Pacific Quincy Facility","50112_B_BLR1",50112,"B","BLR1",null,"Biomass",null,"WEC_CALN","California",6,"Plumas",63,"06063",12,15307,1986,9999,null,null,"N","Biomass",{"$nulls":4},"SNCR",null,null,"ESPC + C","No",{"$nulls":4},0.14683,0.11012,0.14683,0.11012,{"$nulls":11},"Sierra Pacific Industries Inc",100,"Sierra Pacific Industries",100]
["Sierra Pacific Quincy Facility","50112_B_BLR2",50112,"B","BLR2",null,"Biomass",null,"WEC_CALN","California",6,"Plumas",63,"06063",12,15307,1998,9999,null,null,"N","Biomass",{"$nulls":4},"SNCR",null,null,"ESPC + C","No",{"$nulls":4},0.19,0.19,0.19,0.19,{"$nulls":11},"Sierra Pacific Industries Inc",100,"Sierra Pacific Industries",100]
["Columbus MS","50184_B_PKG",50184,"B","PKG",null,"O/G Steam",null,"S_C_TVA","Mississippi",28,"Lowndes",87,"28087",18.6,8300,1993,9999,"wall","dry","Y","Natural Gas",{"$nulls":3},"FR + LNB",{"$nulls":9},0.1,0.1,0.1,0.1,{"$nulls":11},"Weyerhaeuser Co",100,"Weyerhaeuser Co",100]
["Columbus MS","50184_B_REC",50184,"B","REC",null,"Non-Fossil Waste",null,"S_C_TVA","Mississippi",28,"Lowndes",87,"28087",64,4225,1990,9999,"cyclone",null,"Y","Non-Fossil Waste",{"$nulls":3},"LNB + OFA",{"$nulls":3},"ESPH","No",{"$nulls":4},0.11,0.11,0.11,0.11,{"$nulls":11},"Weyerhaeuser Co",100,"Weyerhaeuser Co",100]
["Domtar Paper Co LLC Plymouth NC","50189_B_1HFB",50189,"B","1HFB",null,"Biomass",null,"PJM_Dom","North Carolina",37,"Martin",117,"37117",21.7,4757,1977,9999,"stoker/SPR","dry","Y","Biomass",{"$nulls":3},"OFA",{"$nulls":3},"ESPH + B + C","No",{"$nulls":3},0.8,0.22259,0.22259,0.22259,0.22259,{"$nulls":11},"Weyerhaeuser Co",100,"Weyerhaeuser Co",100]
["Domtar Paper Co LLC Plymouth NC","50189_B_2HFB",50189,"B","2HFB",null,"Biomass",null,"PJM_Dom","North Carolina",37,"Martin",117,"37117",21.7,4757,1982,9999,"stoker/SPR","dry","Y","Biomass",{"$nulls":3},"OFA",{"$nulls":3},"ESPH + B + C","No",{"$nulls":3},0.8,0.2,0.2,0.2,0.2,{"$nulls":11},"Weyerhaeuser Co",100,"Weyerhaeuser Co",100]
["Domtar Paper Co LLC Plymouth NC","50189_B_5REC",50189,"B","5REC",null,"Non-Fossil Waste",null,"PJM_Dom","North Carolina",37,"Martin",117,"37117",71,4757,1965,9999,"other",null,"Y","Non-Fossil Waste",{"$nulls":3},"OFA",{"$nulls":3},"ESPH","No",{"$nulls":4},0,0,0,0,{"$nulls":11},"Weyerhaeuser Co",100,"Weyerhaeuser Co",100]
["Multitrade Rabun Gap, LLC","50201_B_WB1",50201,"B","WB1",null,"Biomass",null,"S_SOU","Georgia",13,"RABUN",241,"13241",18,19439,2010,9999,null,null,"N","Biomass",{"$nulls":7},"ESPC","No",{"$nulls":4},0.19551,0.19551,0.19551,0.19551,{"$nulls":11},"Multitrade Rabun Gap LLC",100,"Multitrade Biomass Holdings LLC",100]
["Pinetree Power","50208_B_B1",50208,"B","B1",null,"Biomass",null,"NENGREST","New Hampshire",33,"Grafton",9,"33009",15,15924,1986,9999,null,null,"N","Biomass",{"$nulls":4},"SCR",null,null,"ESPC","Yes",{"$nulls":4},0.075,0.075,0.075,0.075,{"$nulls":11},"Pinetree Power LLC",100,"Capergy SA",100]
["York County Resource Recovery","50215_B_101",50215,"B","101",null,"Municipal Solid Waste",null,"PJM_WMAC","Pennsylvania",42,"York",133,"42133",9.6,20253,1989,9999,null,null,"N","MSW","Dry Scrubber",1989,0.8,"LA + LNB",{"$nulls":3},"B","NA","ACI",2001,null,null,0.22,0.22,0.22,0.22,0.08,0.08,0.08,{"$nulls":8},"York County Solid Waste Authority",100,"Covanta Holding Corp",100]
["York County Resource Recovery","50215_B_102",50215,"B","102",null,"Municipal Solid Waste",null,"PJM_WMAC","Pennsylvania",42,"York",133,"42133",9.6,20253,1989,9999,null,null,"N","MSW","Dry Scrubber",1989,0.8,"LA + LNB",{"$nulls":3},"B","NA","ACI",1997,null,null,0.24,0.24,0.24,0.24,0.08,0.08,0.08,{"$nulls":8},"York County Solid Waste Authority",100,"Covanta Holding Corp",100]
["York County Resource Recovery","50215_B_103",50215,"B","103",null,"Municipal Solid Waste",null,"PJM_WMAC","Pennsylvania",42,"York",133,"42133",9.6,20253,1989,9999,null,null,"N","MSW","Dry Scrubber",1989,0.8,"LA + LNB",{"$nulls":3},"B","NA","ACI",1997,null,null,0.21,0.21,0.21,0.21,0.08,0.08,0.08,{"$nulls":8},"York County Solid Waste Authority",100,"Covanta Holding Corp",100]
["Regional Waste Systems","50225_B_1SG1A",50225,"B","1SG1A",null,"Municipal Solid Waste",null,"NENG_ME","Maine",23,"Cumberland",5,"23005",5.8,20568,1988,9999,null,null,"N","MSW","Dry Scrubber",1988,0.8,null,"SNCR",null,null,"ESPC","Yes","ACI",2000,null,null,0.2764,0.2764,0.2764,0.2764,0.08,0.08,0.08,{"$nulls":8},"Eco Maine",100,"ecomaine",100]
["Regional Waste Systems","50225_B_1SG1B",50225,"B","1SG1B",null,"Municipal Solid Waste",null,"NENG_ME","Maine",23,"Cumberland",5,"23005",5.8,20568,1988,9999,null,null,"N","MSW","Dry Scrubber",1988,0.8,null,"SNCR",null,null,"ESPC","Yes","ACI",2000,null,null,0.2694,0.2694,0.2694,0.2694,0.08,0.08,0.08,{"$nulls":8},"Eco Maine",100,"ecomaine",100]
["Texas Petrochemicals","50229_B_TPCBLR",50229,"B","TPCBLR",null,"O/G Steam",null,"ERC_REST","Texas",48,"Harris",201,"48201",35,8300,1972,9999,null,null,"Y","Natural Gas",{"$nulls":12},1.157,0.21238,0.21238,0.21238,0.21238,{"$nulls":11},"Texas Petrochemicals Corp",100,"Texas Petrochemicals Corp",100]
["Archbald Power Station","50279_B_MAIN",50279,"B","MAIN",null,"Landfill Gas",null,"PJM_WMAC","Pennsylvania",42,"Lackawanna",69,"42069",20,14429,1998,9999,null,null,"N","Landfill Gas",{"$nulls":3},"FR + OFA",{"$nulls":9},0.04387,0.04387,0.04387,0.04387,{"$nulls":11},"PEI Power Corp",100,"Energy Transfer Partners LP",100]
["SEMASS Resource Recovery","50290_B_1",50290,"B","1",null,"Municipal Solid Waste",null,"NENGREST","Massachusetts",25,"Plymouth",23,"25023",27,18661,1988,9999,null,null,"N","MSW","Dry Scrubber",1988,0.999,"NH3 + OFA","SNCR",null,null,"ESPC + B","Yes","ACI",2000,null,null,0.08934,0.08934,0.08934,0.08934,0.08,0.08,0.08,{"$nulls":8},"Covanta SEMASS LP",100,"Covanta Holding Corp",100]
["SEMASS Resource Recovery","50290_B_2",50290,"B","2",null,"Municipal Solid Waste",null,"NENGREST","Massachusetts",25,"Plymouth",23,"25023",27,18661,1988,9999,null,null,"N","MSW","Dry Scrubber",1988,0.999,"NH3 + OFA","SNCR",null,null,"ESPC + B","Yes","ACI",2000,null,null,0.09101,0.09101,0.09101,0.09101,0.08,0.08,0.08,{"$nulls":8},"Covanta SEMASS LP",100,"Covanta Holding Corp",100]
["SEMASS Resource Recovery","50290_B_3",50290,"B","3",null,"Municipal Solid Waste",null,"NENGREST","Massachusetts",25,"Plymouth",23,"25023",27,18661,1993,9999,null,null,"N","MSW","Dry Scrubber",1993,0.999,"NH3 + OFA","SNCR",null,null,"B","NA","ACI",2000,null,null,0.11733,0.11733,0.11733,0.11733,0.08,0.08,0.08,{"$nulls":8},"Covanta SEMASS LP",100,"Covanta Holding Corp",100]
["Wadham Energy LP","50293_B_BLR100",50293,"B","BLR100",null,"Biomass",null,"WEC_CALN","California",6,"Colusa",11,"06011",26,13768,1989,9999,null,null,"N","Biomass",{"$nulls":3},"BF + LA + OFA",{"$nulls":3},"B","NA",{"$nulls":4},0.12821,0.12821,0.12821,0.12821,{"$nulls":11},"Wadham Energy Ltd Partners",100,"Enpower Corp",100]
["University of Oklahoma","50307_B_B1",50307,"B","B1",null,"O/G Steam",null,"SPP_WEST","Oklahoma",40,"Cleveland",27,"40027",7.5,8300,1964,9999,null,null,"Y","Natural Gas",{"$nulls":13},0.23494,0.23494,0.23494,0.23494,{"$nulls":11},"University of Oklahoma",100,"University of Oklahoma",100]
["University of Oklahoma","50307_B_B2",50307,"B","B2",null,"O/G Steam",null,"SPP_WEST","Oklahoma",40,"Cleveland",27,"40027",2.5,8300,1964,9999,null,null,"Y","Natural Gas",{"$nulls":13},0.23494,0.23494,0.23494,0.23494,{"$nulls":11},"University of Oklahoma",100,"University of Oklahoma",100]
["University of Oklahoma","50307_B_B3",50307,"B","B3",null,"O/G Steam",null,"SPP_WEST","Oklahoma",40,"Cleveland",27,"40027",2.5,8300,1964,9999,null,null,"Y","Natural Gas",{"$nulls":13},0.23494,0.23494,0.23494,0.23494,{"$nulls":11},"University of Oklahoma",100,"University of Oklahoma",100]
["University of Oklahoma","50307_B_B4",50307,"B","B4",null,"O/G Steam",null,"SPP_WEST","Oklahoma",40,"Cleveland",27,"40027",4.3,8300,2001,9999,null,null,"Y","Natural Gas",{"$nulls":13},0.23063,0.23063,0.23063,0.23063,{"$nulls":11},"University of Oklahoma",100,"University of Oklahoma",100]
["University of Notre Dame","50366_B_BLR1",50366,"B","BLR1",null,"O/G Steam",null,"PJM_West","Indiana",18,"St Joseph",141,"18141",2.6,8300,1961,9999,null,null,"Y","Natural Gas",{"$nulls":3},"LNB",{"$nulls":8},3.535,0.12809,0.12809,0.12809,0.12809,{"$nulls":11},"University of Notre Dame",100,"University of Notre Dame",100]
["University of Notre Dame","50366_B_BLR2",50366,"B","BLR2",null,"Coal Steam",null,"PJM_West","Indiana",18,"St Joseph",141,"18141",2.6,8300,1952,9999,null,null,"Y","Bituminous",{"$nulls":3},"LNB",{"$nulls":3},"B","NA","ACI",2008,null,3.535,0.41,0.41,0.41,0.41,0.1,0.1,0.1,0,{"$nulls":7},"University of Notre Dame",100,"University of Notre Dame",100]
["University of Notre Dame","50366_B_BLR3",50366,"B","BLR3",null,"Coal Steam",null,"PJM_West","Indiana",18,"St Joseph",141,"18141",2.6,8300,2007,9999,null,null,"Y","Bituminous",{"$nulls":3},"LNB",{"$nulls":3},"B","NA","ACI",2008,null,3.535,0.41,0.41,0.41,0.41,0.1,0.1,0.1,0,{"$nulls":7},"University of Notre Dame",100,"University of Notre Dame",100]
["University of Notre Dame","50366_B_BLR4",50366,"B","BLR4",null,"O/G Steam",null,"PJM_West","Indiana",18,"St Joseph",141,"18141",2.6,8300,1967,9999,null,null,"Y","Natural Gas",{"$nulls":12},3.535,0.22259,0.22259,0.22259,0.22259,{"$nulls":11},"University of Notre Dame",100,"University of Notre Dame",100]
["University of Notre Dame","50366_B_BLR5",50366,"B","BLR5",null,"O/G Steam",null,"PJM_West","Indiana",18,"St Joseph",141,"18141",2.6,8300,1973,9999,null,null,"Y","Natural Gas",{"$nulls":3},"LNB",{"$nulls":8},3.535,0.1,0.1,0.1,0.1,{"$nulls":11},"University of Notre Dame",100,"University of Notre Dame",100]
["University of Notre Dame","50366_B_BLR6",50366,"B","BLR6",null,"O/G Steam",null,"PJM_West","Indiana",18,"St Joseph",141,"18141",2.6,8300,2007,9999,null,null,"Y","Natural Gas",{"$nulls":3},"FR + LNB",{"$nulls":8},3.535,0.10042,0.10042,0.10042,0.10042,{"$nulls":11},"University of Notre Dame",100,"University of Notre Dame",100]
["University of Notre Dame","50366_B_BLR7",50366,"B","BLR7",null,"O/G Steam",null,"PJM_West","Indiana",18,"St Joseph",141,"18141",2.6,8300,2019,9999,null,null,"Y","Natural Gas",{"$nulls":13},0.23063,0.23063,0.23063,0.23063,{"$nulls":11},"University of Notre Dame",100,"University of Notre Dame",100]
["University of Notre Dame","50366_B_BLR8",50366,"B","BLR8",null,"O/G Steam",null,"PJM_West","Indiana",18,"St Joseph",141,"18141",2.6,8300,2019,9999,null,null,"Y","Natural Gas",{"$nulls":13},0.23063,0.23063,0.23063,0.23063,{"$nulls":11},"University of Notre Dame",100,"University of Notre Dame",100]
["Phillips 66 Carbon Plant","50388_B_K1",50388,"B","K1",null,"Coal Steam",null,"WEC_CALN","California",6,"Contra Costa",13,"06013",8.5,8300,1983,9999,null,null,"Y","Petroleum Coke",null,null,0.6,{"$nulls":4},"B","NA",{"$nulls":3},0.79,0.24986,0.24986,0.24986,0.24986,0.05,0.05,0.05,0.98,"Yes",2000,{"$nulls":5},"Phillips 66 Co",100,"Phillips 66 Co",100]
["Phillips 66 Carbon Plant","50388_B_K2",50388,"B","K2",null,"Coal Steam",null,"WEC_CALN","California",6,"Contra Costa",13,"06013",8.5,8300,1983,9999,null,null,"Y","Petroleum Coke",null,null,0.6,{"$nulls":4},"B","NA",{"$nulls":3},0.79,0.24986,0.24986,0.24986,0.24986,0.05,0.05,0.05,0.98,"Yes",2000,{"$nulls":5},"Phillips 66 Co",100,"Phillips 66 Co",100]
["Dillard Complex","50396_B_BLR1",50396,"B","BLR1",null,"Biomass",null,"WECC_PNW","Oregon",41,"Douglas",19,"41019",13.3,11664,1974,9999,null,null,"Y","Biomass",{"$nulls":7},"ESPC + C","No",{"$nulls":4},0.22033,0.22033,0.22033,0.22033,{"$nulls":11},"Roseburg Forest Products Co",100,"Roseburg Forest Products Co",100]
["Dillard Complex","50396_B_BLR2",50396,"B","BLR2",null,"Biomass",null,"WECC_PNW","Oregon",41,"Douglas",19,"41019",13.3,11664,1977,9999,null,null,"Y","Biomass",{"$nulls":7},"ESPC + C","No",{"$nulls":4},0.22033,0.22033,0.22033,0.22033,{"$nulls":11},"Roseburg Forest Products Co",100,"Roseburg Forest Products Co",100]
["Dillard Complex","50396_B_BLR6",50396,"B","BLR6",null,"Biomass",null,"WECC_PNW","Oregon",41,"Douglas",19,"41019",13.3,11664,1974,9999,null,null,"Y","Biomass",{"$nulls":7},"ESPC + C","No",{"$nulls":4},0.22033,0.22033,0.22033,0.22033,{"$nulls":11},"Roseburg Forest Products Co",100,"Roseburg Forest Products Co",100]
["Pixelle Specialty Solutions LLC - Spring Grove Facility","50397_B_5PB036",50397,"B","5PB036",3656,"Coal Steam",null,"PJM_WMAC","Pennsylvania",42,"York",133,"42133",53,8300,1989,9999,"FBC","dry","Y","Bituminous","Reagent Injection",1989,0.893,"CF","SNCR",null,2006,"ESPH","Yes",{"$nulls":3},1,0.16723,0.16723,0.16723,0.16723,1,0.1,1,0.893,{"$nulls":7},"Pixelle Specialty Solutions LLC",100,"Pixelle Specialty Solutions LLC",100]
["Pixelle Specialty Solutions LLC - Spring Grove Facility","50397_B_6PB038",50397,"B","6PB038",null,"O/G Steam",null,"PJM_WMAC","Pennsylvania",42,"York",133,"42133",1.8,8300,2017,9999,"wall","dry","Y","Natural Gas",{"$nulls":3},"FR",{"$nulls":9},0.1,0.1,0.1,0.1,{"$nulls":11},"Pixelle Specialty Solutions LLC",100,"Pixelle Specialty Solutions LLC",100]
["Pixelle Specialty Solutions LLC - Spring Grove Facility","50397_B_7PB039",50397,"B","7PB039",null,"O/G Steam",null,"PJM_WMAC","Pennsylvania",42,"York",133,"42133",11.7,8300,2017,9999,"wall",null,"Y","Natural Gas",{"$nulls":3},"FR",{"$nulls":9},0.1,0.1,0.1,0.1,{"$nulls":11},"Pixelle Specialty Solutions LLC",100,"Pixelle Specialty Solutions LLC",100]
["Pixelle Specialty Solutions LLC - Spring Grove Facility","50397_B_REC037",50397,"B","REC037",null,"Non-Fossil Waste",null,"PJM_WMAC","Pennsylvania",42,"York",133,"42133",18.4,5639,1993,9999,"wall","dry","Y","Non-Fossil Waste",{"$nulls":3},"other",{"$nulls":3},"ESPH","Yes",{"$nulls":4},0.1,0.1,0.1,0.1,{"$nulls":11},"Pixelle Specialty Solutions LLC",100,"Pixelle Specialty Solutions LLC",100]
["S D Warren Westbrook","50447_B_17",50447,"B","17",null,"Biomass",null,"NENG_ME","Maine",23,"Cumberland",5,"23005",18.8,7755,1948,9999,null,null,"Y","Biomass",{"$nulls":12},1.579,0.30096,0.30096,0.30096,0.30096,{"$nulls":11},"Sappi North America Inc",100,"Sappi Limited",100]
["S D Warren Westbrook","50447_B_18",50447,"B","18",null,"Biomass",null,"NENG_ME","Maine",23,"Cumberland",5,"23005",18.8,7755,1948,9999,null,null,"Y","Biomass",{"$nulls":12},1.579,0.30096,0.30096,0.30096,0.30096,{"$nulls":11},"Sappi North America Inc",100,"Sappi Limited",100]
["S D Warren Westbrook","50447_B_21",50447,"B","21",null,"Biomass",null,"NENG_ME","Maine",23,"Cumberland",5,"23005",18.8,7755,1948,9999,null,null,"Y","Biomass",{"$nulls":3},"OFA",{"$nulls":3},"ESPH","No",{"$nulls":4},0.23086,0.23086,0.23086,0.23086,{"$nulls":11},"Sappi North America Inc",100,"Sappi Limited",100]
["Flint River Operations","50465_B_PB",50465,"B","PB",null,"Biomass",null,"S_SOU","Georgia",13,"Macon",193,"13193",39,4413,1980,9999,null,null,"Y","Biomass","Wet Scrubber",1980,0.8,"OFA",{"$nulls":3},"ESPH + C","Yes",{"$nulls":4},0.22655,0.22655,0.22655,0.22655,{"$nulls":11},"Weyerhaeuser NR Co",100,"Weyerhaeuser Co",100]
["Flint River Operations","50465_B_RB",50465,"B","RB",null,"Non-Fossil Waste",null,"S_SOU","Georgia",13,"Macon",193,"13193",39,4413,1980,9999,null,null,"Y","Non-Fossil Waste",{"$nulls":3},"LA",{"$nulls":3},"ESPH","Yes",{"$nulls":4},0.11104,0.11104,0.11104,0.11104,{"$nulls":11},"Weyerhaeuser NR Co",100,"Weyerhaeuser Co",100]
["Buckeye Florida LP","50466_B_1BB",50466,"B","1BB",null,"Non-Fossil Waste",null,"FRCC","Florida",12,"Taylor",123,"12123",5.7,7182,1954,9999,null,null,"Y","Non-Fossil Waste","Wet Scrubber",1977,0.85,{"$nulls":4},"WS","NA",{"$nulls":4},0,0,0,0,{"$nulls":11},"Foley Cellulose LLC",100,"GP Cellulose Holdings LLC",100]
["Buckeye Florida LP","50466_B_1PB",50466,"B","1PB",null,"Non-Fossil Waste",null,"FRCC","Florida",12,"Taylor",123,"12123",5.7,7182,1954,9999,null,null,"Y","Non-Fossil Waste",{"$nulls":13},0,0,0,0,{"$nulls":11},"Foley Cellulose LLC",100,"GP Cellulose Holdings LLC",100]
["Buckeye Florida LP","50466_B_2BB",50466,"B","2BB",null,"Non-Fossil Waste",null,"FRCC","Florida",12,"Taylor",123,"12123",5.7,7182,1954,9999,null,null,"Y","Non-Fossil Waste",{"$nulls":7},"WS","NA",{"$nulls":4},0,0,0,0,{"$nulls":11},"Foley Cellulose LLC",100,"GP Cellulose Holdings LLC",100]
["Buckeye Florida LP","50466_B_2PB",50466,"B","2PB",null,"Non-Fossil Waste",null,"FRCC","Florida",12,"Taylor",123,"12123",5.7,7182,1954,9999,null,null,"Y","Non-Fossil Waste",{"$nulls":13},0,0,0,0,{"$nulls":11},"Foley Cellulose LLC",100,"GP Cellulose Holdings LLC",100]
["Buckeye Florida LP","50466_B_2RB",50466,"B","2RB",null,"Non-Fossil Waste",null,"FRCC","Florida",12,"Taylor",123,"12123",5.7,7182,1958,9999,null,null,"Y","Non-Fossil Waste",{"$nulls":7},"ESPC","No",{"$nulls":4},0,0,0,0,{"$nulls":11},"Foley Cellulose LLC",100,"GP Cellulose Holdings LLC",100]
["Buckeye Florida LP","50466_B_3RB",50466,"B","3RB",null,"Non-Fossil Waste",null,"FRCC","Florida",12,"Taylor",123,"12123",5.7,7182,1966,9999,null,null,"Y","Non-Fossil Waste",{"$nulls":7},"ESPC","No",{"$nulls":4},0,0,0,0,{"$nulls":11},"Foley Cellulose LLC",100,"GP Cellulose Holdings LLC",100]
["Buckeye Florida LP","50466_B_4RB",50466,"B","4RB",null,"Non-Fossil Waste",null,"FRCC","Florida",12,"Taylor",123,"12123",5.7,7182,1975,9999,null,null,"Y","Non-Fossil Waste",{"$nulls":7},"ESPC","No",{"$nulls":4},0,0,0,0,{"$nulls":11},"Foley Cellulose LLC",100,"GP Cellulose Holdings LLC",100]
["Covanta Niagara I, LLC","50472_B_BLR1",50472,"B","BLR1",3667,"Municipal Solid Waste",null,"NY_Z_A","New York",36,"Niagara",63,"36063",12,6783,1981,9999,"wall","dry","Y","MSW",{"$nulls":3},"NH3","SNCR",null,null,"ESPH","Yes",{"$nulls":3},2.106,0.0484,0.0484,0.0484,0.0484,0.08,0.08,0.08,{"$nulls":8},"Covanta Niagara I LLC",100,"Covanta Holding Corp",100]
["Covanta Niagara I, LLC","50472_B_BLR3",50472,"B","BLR3",null,"Municipal Solid Waste",null,"NY_Z_A","New York",36,"Niagara",63,"36063",12,6783,1996,9999,null,null,"Y","MSW","Dry Scrubber",1996,0.917,"NH3","SNCR",null,null,"B","NA","ACI",2002,null,null,0.272,0.272,0.272,0.272,0.08,0.08,0.08,{"$nulls":8},"Covanta Niagara I LLC",100,"Covanta Holding Corp",100]
["Covanta Niagara I, LLC","50472_B_BLR4",50472,"B","BLR4",null,"Municipal Solid Waste",null,"NY_Z_A","New York",36,"Niagara",63,"36063",12,6783,1981,9999,null,null,"Y","MSW","Dry Scrubber",1996,0.917,"NH3","SNCR",null,null,"B","NA","ACI",2002,null,null,0.272,0.272,0.272,0.272,0.08,0.08,0.08,{"$nulls":8},"Covanta Niagara I LLC",100,"Covanta Holding Corp",100]
["Clewiston Sugar House","50482_B_B7",50482,"B","B7",null,"Biomass",null,"FRCC","Florida",12,"Hendry",51,"12051",20,6956,1996,9999,null,null,"Y","Biomass",{"$nulls":3},"other",{"$nulls":3},"ESPC","No",{"$nulls":4},0.16842,0.16842,0.16842,0.16842,{"$nulls":11},"United States Sugar Corp",100,"United States Sugar Corp",100]
["Clewiston Sugar House","50482_B_B8",50482,"B","B8",null,"Biomass",null,"FRCC","Florida",12,"Hendry",51,"12051",20,6956,2005,9999,null,null,"Y","Biomass",{"$nulls":4},"SNCR",null,null,"ESPC","No",{"$nulls":4},0.11724,0.11724,0.11724,0.11724,{"$nulls":11},"United States Sugar Corp",100,"United States Sugar Corp",100]
["Clewiston Sugar House","50482_B_B9",50482,"B","B9",null,"Biomass",null,"FRCC","Florida",12,"Hendry",51,"12051",4.7,6956,2019,9999,null,null,"Y","Biomass",{"$nulls":7},"ESPH","No",{"$nulls":4},0.1,0.1,0.1,0.1,{"$nulls":11},"United States Sugar Corp",100,"United States Sugar Corp",100]
["PPG Powerhouse C","50489_B_C1",50489,"B","C1",null,"O/G Steam",null,"MIS_WOTA","Louisiana",22,"Calcasieu",19,"22019",26,8300,1977,9999,"tangential",null,"Y","Natural Gas",{"$nulls":13},0.23063,0.23063,0.23063,0.23063,{"$nulls":11},"PPG Industries Inc",100,"PPG Industries Inc",100]
["PPG Powerhouse C","50489_B_C2",50489,"B","C2",null,"O/G Steam",null,"MIS_WOTA","Louisiana",22,"Calcasieu",19,"22019",26,8300,1979,9999,"tangential",null,"Y","Natural Gas",{"$nulls":13},0.23063,0.23063,0.23063,0.23063,{"$nulls":11},"PPG Industries Inc",100,"PPG Industries Inc",100]
["PPG Powerhouse C","50489_B_C4",50489,"B","C4",null,"O/G Steam",null,"MIS_WOTA","Louisiana",22,"Calcasieu",19,"22019",0.04,8300,1986,9999,null,null,"Y","Natural Gas",{"$nulls":3},"LNB",{"$nulls":9},0.14526,0.14526,0.14526,0.14526,{"$nulls":11},"PPG Industries Inc",100,"PPG Industries Inc",100]
["PPG Powerhouse C","50489_B_C5",50489,"B","C5",null,"O/G Steam",null,"MIS_WOTA","Louisiana",22,"Calcasieu",19,"22019",0.04,8300,1986,9999,null,null,"Y","Natural Gas",{"$nulls":13},0.23063,0.23063,0.23063,0.23063,{"$nulls":11},"PPG Industries Inc",100,"PPG Industries Inc",100]
["Pacific-Ultrapower Chinese Station","50560_B_B101",50560,"B","B101",null,"Biomass",null,"WEC_CALN","California",6,"Tuolumne",109,"06109",18,15548,1986,9999,null,null,"N","Biomass",{"$nulls":3},"CF + NH3 + OFA","SNCR",null,null,"ESPC + C","No",{"$nulls":4},0.20346,0.20346,0.20346,0.20346,{"$nulls":11},"Pacific Ultrapower Chinese",100,"Jamestown Energy Inc",100]
["Westwood Generation LLC","50611_B_031",50611,"B","031",3677,"Coal Steam",null,"PJM_WMAC","Pennsylvania",42,"Schuylkill",107,"42107",30,14500,1987,9999,"FBC","dry","N","Waste Coal","Reagent Injection",1987,0.893,"CF",{"$nulls":3},"B","NA",{"$nulls":3},0.2,0.13525,0.13525,0.13525,0.13525,0.01,0.01,0.01,0.98,"Yes",1988,{"$nulls":5},"Rausch Creek Generation LLC",100,"Olympus Holdings LLC",100]
["ExxonMobil Beaumont Refinery","50625_B_24",50625,"B","24",null,"O/G Steam",null,"MIS_WOTA","Texas",48,"Jefferson",245,"48245",5.7,11373,1993,9999,null,null,"Y","Natural Gas",{"$nulls":3},"NH3","SCR",{"$nulls":7},1.157,0.026,0.026,0.026,0.026,{"$nulls":11},"ExxonMobil Beaumont Complex",100,"ExxonMobil Corp",100]
["ExxonMobil Beaumont Refinery","50625_B_33",50625,"B","33",null,"Fossil Waste",null,"MIS_WOTA","Texas",48,"Jefferson",245,"48245",8.9,10983,1965,9999,"tangential",null,"Y","Fossil Waste",{"$nulls":3},"FR + LNB","SCR",{"$nulls":7},8.417,0.047,0.047,0.047,0.047,{"$nulls":11},"ExxonMobil Beaumont Complex",100,"ExxonMobil Corp",100]
["ExxonMobil Beaumont Refinery","50625_B_34",50625,"B","34",null,"Fossil Waste",null,"MIS_WOTA","Texas",48,"Jefferson",245,"48245",8.9,10983,1966,9999,"tangential",null,"Y","Fossil Waste",{"$nulls":3},"FR + LNB","SCR",{"$nulls":7},8.417,0.045,0.045,0.045,0.045,{"$nulls":11},"ExxonMobil Beaumont Complex",100,"ExxonMobil Corp",100]
["ExxonMobil Beaumont Refinery","50625_B_41",50625,"B","41",null,"O/G Steam",null,"MIS_WOTA","Texas",48,"Jefferson",245,"48245",38,11373,2005,9999,null,null,"Y","Natural Gas",{"$nulls":3},"LNB + NH3","SCR",{"$nulls":8},0.13345,0.02669,0.13345,0.02669,{"$nulls":11},"ExxonMobil Beaumont Complex",100,"ExxonMobil Corp",100]
["ExxonMobil Beaumont Refinery","50625_B_42",50625,"B","42",null,"O/G Steam",null,"MIS_WOTA","Texas",48,"Jefferson",245,"48245",38,11373,2005,9999,null,null,"Y","Natural Gas",{"$nulls":3},"LNB + NH3","SCR",{"$nulls":8},0.13345,0.02669,0.13345,0.02669,{"$nulls":11},"ExxonMobil Beaumont Complex",100,"ExxonMobil Corp",100]
["ExxonMobil Beaumont Refinery","50625_B_43",50625,"B","43",null,"O/G Steam",null,"MIS_WOTA","Texas",48,"Jefferson",245,"48245",38,10947,1954,9999,null,null,"Y","Natural Gas",{"$nulls":3},"LNB + NH3","SCR",{"$nulls":8},0.13345,0.02669,0.13345,0.02669,{"$nulls":11},"ExxonMobil Beaumont Complex",100,"ExxonMobil Corp",100]
["Paulsboro Refinery","50628_B_2A",50628,"B","2A",null,"Fossil Waste",null,"PJM_EMAC","New Jersey",34,"Gloucester",15,"34015",7.2,5172,1990,9999,"wall","dry","Y","Fossil Waste",{"$nulls":3},"FR + LNB",{"$nulls":9},0.03241,0.03241,0.03241,0.03241,{"$nulls":11},"Paulsboro Refining Co LLC",100,"PBF Holding Co LLC",100]
["Paulsboro Refinery","50628_B_2B",50628,"B","2B",null,"Fossil Waste",null,"PJM_EMAC","New Jersey",34,"Gloucester",15,"34015",7.2,5172,1990,9999,null,null,"Y","Fossil Waste",{"$nulls":3},"FR + LNB",{"$nulls":9},0.04,0.04,0.04,0.04,{"$nulls":11},"Paulsboro Refining Co LLC",100,"PBF Holding Co LLC",100]
["Paulsboro Refinery","50628_B_2C",50628,"B","2C",null,"Fossil Waste",null,"PJM_EMAC","New Jersey",34,"Gloucester",15,"34015",7.2,5172,1990,9999,"wall","dry","Y","Fossil Waste",{"$nulls":3},"FR + LNB",{"$nulls":9},0.03093,0.03093,0.03093,0.03093,{"$nulls":11},"Paulsboro Refining Co LLC",100,"PBF Holding Co LLC",100]
["Paulsboro Refinery","50628_B_HRSG",50628,"B","HRSG",null,"Fossil Waste",null,"PJM_EMAC","New Jersey",34,"Gloucester",15,"34015",7.2,5172,1990,9999,"wall","dry","Y","Fossil Waste",{"$nulls":3},"LNB + STM",{"$nulls":9},0.0341,0.0341,0.0341,0.0341,{"$nulls":11},"Paulsboro Refining Co LLC",100,"PBF Holding Co LLC",100]
["Covanta Lake County Energy","50629_B_1",50629,"B","1",null,"Municipal Solid Waste",null,"FRCC","Florida",12,"Lake",69,"12069",6.2,20791,1991,9999,null,null,"N","MSW","Dry Scrubber",1990,0.97,"NH3","SNCR",null,null,"B","NA","ACI",1995,null,null,0.39,0.39,0.39,0.39,0.08,0.08,0.08,{"$nulls":8},"Covanta Lake II Inc",100,"Covanta Holding Corp",100]
["Covanta Lake County Energy","50629_B_2",50629,"B","2",null,"Municipal Solid Waste",null,"FRCC","Florida",12,"Lake",69,"12069",6.2,20791,1991,9999,null,null,"N","MSW","Dry Scrubber",1990,0.97,"NH3","SNCR",null,null,"B","NA","ACI",1995,null,null,0.41,0.41,0.41,0.41,0.08,0.08,0.08,{"$nulls":8},"Covanta Lake II Inc",100,"Covanta Holding Corp",100]
["Covanta Marion Inc","50630_B_BLR1",50630,"B","BLR1",null,"Municipal Solid Waste",null,"WECC_PNW","Oregon",41,"MARION",47,"41047",5.8,19716,1986,9999,null,null,"N","MSW","Dry Scrubber",1986,0.9,"NH3","SNCR",null,null,"B","NA","ACI",1998,null,null,0.328,0.328,0.328,0.328,0.08,0.08,0.08,{"$nulls":8},"Covanta Marion Inc",100,"Covanta Holding Corp",100]
["Covanta Marion Inc","50630_B_BLR2",50630,"B","BLR2",null,"Municipal Solid Waste",null,"WECC_PNW","Oregon",41,"MARION",47,"41047",5.8,19716,1986,9999,null,null,"N","MSW","Dry Scrubber",1986,0.9,"NH3","SNCR",null,null,"B","NA","ACI",1998,null,null,0.327,0.327,0.327,0.327,0.08,0.08,0.08,{"$nulls":8},"Covanta Marion Inc",100,"Covanta Holding Corp",100]
["Covanta Stanislaus Energy","50632_B_1",50632,"B","1",null,"Municipal Solid Waste",null,"WEC_CALN","California",6,"Stanislaus",99,"06099",10,18490,1989,9999,null,null,"N","MSW","Dry Scrubber",1989,0.8,"AA + NH3","SNCR",null,null,"B","NA","ACI",2001,null,null,0.1961367924528302,0.098,0.1961367924528302,0.098,0.08,0.08,0.08,{"$nulls":8},"Covanta Stanislaus Inc",100,"Covanta Holding Corp",100]
["Covanta Stanislaus Energy","50632_B_2",50632,"B","2",null,"Municipal Solid Waste",null,"WEC_CALN","California",6,"Stanislaus",99,"06099",10,18490,1989,9999,null,null,"N","MSW","Dry Scrubber",1989,0.8,"AA + NH3","SNCR",null,null,"B","NA","ACI",2001,null,null,0.18825,0.097,0.18825,0.097,0.08,0.08,0.08,{"$nulls":8},"Covanta Stanislaus Inc",100,"Covanta Holding Corp",100]
["Clearwater Paper IPP Lewiston","50637_B_4PWR",50637,"B","4PWR",null,"Biomass",null,"WECC_PNW","Idaho",16,"Nez Perce",69,"16069",22.5,4593,1981,9999,"stoker/SPR","dry","Y","Biomass",{"$nulls":3},"AA",{"$nulls":3},"ESPH + C","No",{"$nulls":3},0.8,0.2,0.2,0.2,0.2,{"$nulls":11},"Clearwater Paper Corp",100,"Clearwater Paper Corp",100]
["Clearwater Paper IPP Lewiston","50637_B_5REC",50637,"B","5REC",null,"Non-Fossil Waste",null,"WECC_PNW","Idaho",16,"Nez Perce",69,"16069",27,4592,1987,9999,"tangential",null,"Y","Non-Fossil Waste",{"$nulls":7},"ESPC","No",{"$nulls":4},0.098,0.098,0.098,0.098,{"$nulls":11},"Clearwater Paper Corp",100,"Clearwater Paper Corp",100]
["Covanta Bristol Energy","50648_B_UNIT1",50648,"B","UNIT1",null,"Municipal Solid Waste",null,"NENG_CT","Connecticut",9,"Hartford",3,"09003",6.6,18528,1988,9999,null,null,"N","MSW","Dry Scrubber",1988,0.85,"NH3","SNCR",null,null,"B","NA","ACI",2001,null,0.07,0.33,0.33,0.33,0.33,0.08,0.08,0.08,{"$nulls":8},"Covanta Bristol Inc",100,"Covanta Holding Corp",100]
["Covanta Bristol Energy","50648_B_UNIT2",50648,"B","UNIT2",null,"Municipal Solid Waste",null,"NENG_CT","Connecticut",9,"Hartford",3,"09003",6.6,18528,1988,9999,null,null,"N","MSW","Dry Scrubber",1988,0.85,"NH3","SNCR",null,null,"B","NA","ACI",2001,null,0.07,0.32,0.32,0.32,0.32,0.08,0.08,0.08,{"$nulls":8},"Covanta Bristol Inc",100,"Covanta Holding Corp",100]
["Covanta Babylon Inc","50649_B_1",50649,"B","1",null,"Municipal Solid Waste",null,"NY_Z_K","New York",36,"Suffolk",103,"36103",7.2,19383,1989,9999,null,null,"N","MSW","Dry Scrubber",1989,0.97,null,"SNCR",null,null,"B","NA","ACI",2000,null,null,0.181,0.181,0.181,0.181,0.08,0.08,0.08,{"$nulls":8},"Covanta Babylon Inc",100,"Covanta Holding Corp",100]
["Covanta Babylon Inc","50649_B_2",50649,"B","2",null,"Municipal Solid Waste",null,"NY_Z_K","New York",36,"Suffolk",103,"36103",7.2,19383,1989,9999,null,null,"N","MSW","Dry Scrubber",1989,0.97,null,"SNCR",null,null,"B","NA","ACI",2000,null,null,0.183,0.183,0.183,0.183,0.08,0.08,0.08,{"$nulls":8},"Covanta Babylon Inc",100,"Covanta Holding Corp",100]
["ReEnergy Stratton LLC","50650_B_BLR1",50650,"B","BLR1",null,"Biomass",null,"NENG_ME","Maine",23,"Franklin",7,"23007",46,13500,1989,9999,null,null,"N","Biomass",{"$nulls":4},"SCR",null,null,"ESPH","No",{"$nulls":4},0.06226,0.06226,0.06226,0.06226,{"$nulls":11},"ReEnergy Stratton Energy LLC",100,"ReEnergy",100]
["Huntington Resource Recovery Facility","50656_B_UNIT1",50656,"B","UNIT1",null,"Municipal Solid Waste",null,"NY_Z_K","New York",36,"Suffolk",103,"36103",8.2,17913,1991,9999,null,null,"N","MSW","Dry Scrubber",1991,0.97,null,"SNCR",null,null,"B","NA","ACI",2000,null,null,0.27,0.27,0.27,0.27,0.08,0.08,0.08,{"$nulls":8},"Huntington Resource Recovery",100,"Covanta Holding Corp",100]
["Huntington Resource Recovery Facility","50656_B_UNIT2",50656,"B","UNIT2",null,"Municipal Solid Waste",null,"NY_Z_K","New York",36,"Suffolk",103,"36103",8.2,17913,1991,9999,null,null,"N","MSW","Dry Scrubber",1991,0.97,null,"SNCR",null,null,"B","NA","ACI",2000,null,null,0.268,0.268,0.268,0.268,0.08,0.08,0.08,{"$nulls":8},"Huntington Resource Recovery",100,"Covanta Holding Corp",100]
["Huntington Resource Recovery Facility","50656_B_UNIT3",50656,"B","UNIT3",null,"Municipal Solid Waste",null,"NY_Z_K","New York",36,"Suffolk",103,"36103",8.2,17913,1991,9999,null,null,"N","MSW","Dry Scrubber",1991,0.97,null,"SNCR",null,null,"B","NA","ACI",2000,null,null,0.274,0.274,0.274,0.274,0.08,0.08,0.08,{"$nulls":8},"Huntington Resource Recovery",100,"Covanta Holding Corp",100]
["Montgomery County Resource Recovery","50657_B_1",50657,"B","1",null,"Municipal Solid Waste",null,"PJM_SMAC","Maryland",24,"Montgomery",31,"24031",18,18221,1995,9999,null,null,"N","MSW","Dry Scrubber",1995,0.85,"LNB","SNCR",null,null,"B","NA","ACI",1995,null,null,0.32,0.32,0.32,0.32,0.08,0.08,0.08,{"$nulls":8},"Northeast Maryland Waste Disposal Authority",100,"Northeast Maryland Waste Disposal Authority",100]
["Montgomery County Resource Recovery","50657_B_2",50657,"B","2",null,"Municipal Solid Waste",null,"PJM_SMAC","Maryland",24,"Montgomery",31,"24031",18,18221,1995,9999,null,null,"N","MSW","Dry Scrubber",1995,0.85,"LNB","SNCR",null,null,"B","NA","ACI",1995,null,null,0.33,0.33,0.33,0.33,0.08,0.08,0.08,{"$nulls":8},"Northeast Maryland Waste Disposal Authority",100,"Northeast Maryland Waste Disposal Authority",100]
["Montgomery County Resource Recovery","50657_B_3",50657,"B","3",null,"Municipal Solid Waste",null,"PJM_SMAC","Maryland",24,"Montgomery",31,"24031",18,18221,1995,9999,null,null,"N","MSW","Dry Scrubber",1995,0.85,"LNB","SNCR",null,null,"B","NA","ACI",1995,null,null,0.32,0.32,0.32,0.32,0.08,0.08,0.08,{"$nulls":8},"Northeast Maryland Waste Disposal Authority",100,"Northeast Maryland Waste Disposal Authority",100]
["Covanta Fairfax Energy","50658_B_1",50658,"B","1",null,"Municipal Solid Waste",null,"PJM_Dom","Virginia",51,"Fairfax",59,"51059",24.5,18440,1990,9999,"other",null,"N","MSW","Dry Scrubber",1990,0.8,null,"SNCR",null,null,"B","NA","ACI",2001,null,null,0.319,0.319,0.319,0.319,0.08,0.08,0.08,{"$nulls":8},"Covanta Fairfax Inc",100,"Covanta Holding Corp",100]
["Covanta Fairfax Energy","50658_B_2",50658,"B","2",null,"Municipal Solid Waste",null,"PJM_Dom","Virginia",51,"Fairfax",59,"51059",24.5,18440,1990,9999,"other",null,"N","MSW","Dry Scrubber",1990,0.8,null,"SNCR",null,null,"B","NA","ACI",2001,null,null,0.313,0.313,0.313,0.313,0.08,0.08,0.08,{"$nulls":8},"Covanta Fairfax Inc",100,"Covanta Holding Corp",100]
["Covanta Fairfax Energy","50658_B_3",50658,"B","3",null,"Municipal Solid Waste",null,"PJM_Dom","Virginia",51,"Fairfax",59,"51059",24.5,18440,1990,9999,"other",null,"N","MSW","Dry Scrubber",1990,0.8,null,"SNCR",null,null,"B","NA","ACI",2001,null,null,0.316,0.316,0.316,0.316,0.08,0.08,0.08,{"$nulls":8},"Covanta Fairfax Inc",100,"Covanta Holding Corp",100]
["Covanta Fairfax Energy","50658_B_4",50658,"B","4",null,"Municipal Solid Waste",null,"PJM_Dom","Virginia",51,"Fairfax",59,"51059",24.5,18440,1990,9999,"other",null,"N","MSW","Dry Scrubber",1990,0.8,null,"SNCR",null,null,"B","NA","ACI",2001,null,null,0.315,0.315,0.315,0.315,0.08,0.08,0.08,{"$nulls":8},"Covanta Fairfax Inc",100,"Covanta Holding Corp",100]
["Covanta Tulsa Renewable Energy LLC","50660_B_1",50660,"B","1",null,"Municipal Solid Waste",null,"SPP_WEST","Oklahoma",40,"Tulsa",143,"40143",5.2,14295,1986,9999,null,null,"Y","MSW","Dry Scrubber",2001,0.945,"NH3","SNCR",null,null,"B","NA","ACI",2001,null,null,0.21,0.21,0.21,0.21,0.08,0.08,0.08,{"$nulls":8},"Covanta WBH LLC",100,"Covanta Holding Corp",100]
["Covanta Tulsa Renewable Energy LLC","50660_B_2",50660,"B","2",null,"Municipal Solid Waste",null,"SPP_WEST","Oklahoma",40,"Tulsa",143,"40143",5.2,14295,1986,9999,null,null,"Y","MSW","Dry Scrubber",2001,0.93,"NH3","SNCR",null,null,"B","NA","ACI",2001,null,null,0.23,0.23,0.23,0.23,0.08,0.08,0.08,{"$nulls":8},"Covanta WBH LLC",100,"Covanta Holding Corp",100]
["Covanta Tulsa Renewable Energy LLC","50660_B_3",50660,"B","3",null,"Municipal Solid Waste",null,"SPP_WEST","Oklahoma",40,"Tulsa",143,"40143",5.2,14295,1986,9999,null,null,"Y","MSW","Dry Scrubber",2001,0.948,"NH3","SNCR",null,null,"B","NA","ACI",2001,null,null,0.21,0.21,0.21,0.21,0.08,0.08,0.08,{"$nulls":8},"Covanta WBH LLC",100,"Covanta Holding Corp",100]
["Covanta Haverhill","50661_B_A",50661,"B","A",null,"Municipal Solid Waste",null,"NENGREST","Massachusetts",25,"Essex",9,"25009",21.4,16454,1989,9999,null,null,"N","MSW","Dry Scrubber",1989,0.96,null,"SNCR",null,null,"B","NA","ACI",2000,null,null,0.3,0.3,0.3,0.3,0.08,0.08,0.08,{"$nulls":8},"Covanta Haverhill Associates",100,"Covanta Holding Corp",100]
["Covanta Haverhill","50661_B_B",50661,"B","B",null,"Municipal Solid Waste",null,"NENGREST","Massachusetts",25,"Essex",9,"25009",21.4,16454,1989,9999,null,null,"N","MSW","Dry Scrubber",1989,0.99,null,"SNCR",null,null,"B","NA","ACI",2000,null,null,0.3,0.3,0.3,0.3,0.08,0.08,0.08,{"$nulls":8},"Covanta Haverhill Associates",100,"Covanta Holding Corp",100]
["Onondaga County Resource Recovery","50662_B_UNIT1",50662,"B","UNIT1",null,"Municipal Solid Waste",null,"NY_Z_C&E","New York",36,"Onondaga",67,"36067",10,19383,1995,9999,null,null,"N","MSW","Dry Scrubber",1995,0.85,"NH3","SNCR",null,null,"B","NA","ACI",1995,null,null,0.295,0.295,0.295,0.295,0.08,0.08,0.08,{"$nulls":8},"Covanta Onondega LP",100,"Covanta Holding Corp",100]
["Onondaga County Resource Recovery","50662_B_UNIT2",50662,"B","UNIT2",null,"Municipal Solid Waste",null,"NY_Z_C&E","New York",36,"Onondaga",67,"36067",10,19383,1995,9999,null,null,"N","MSW","Dry Scrubber",1995,0.85,"NH3","SNCR",null,null,"B","NA","ACI",1995,null,null,0.295,0.295,0.295,0.295,0.08,0.08,0.08,{"$nulls":8},"Covanta Onondega LP",100,"Covanta Holding Corp",100]
["Onondaga County Resource Recovery","50662_B_UNIT3",50662,"B","UNIT3",null,"Municipal Solid Waste",null,"NY_Z_C&E","New York",36,"Onondaga",67,"36067",10,19383,1995,9999,null,null,"N","MSW","Dry Scrubber",1995,0.85,"NH3","SNCR",null,null,"B","NA","ACI",1955,null,null,0.295,0.295,0.295,0.295,0.08,0.08,0.08,{"$nulls":8},"Covanta Onondega LP",100,"Covanta Holding Corp",100]
["Covanta Alexandria/Arlington Energy","50663_B_B100",50663,"B","B100",null,"Municipal Solid Waste",null,"PJM_Dom","Virginia",51,"Alexandria City",510,"51510",9.7,19383,1987,9999,null,null,"N","MSW","Dry Scrubber",1999,0.99,"NH3","SNCR",null,null,"B","NA","ACI",1999,null,0.14,0.317,0.317,0.317,0.317,0.08,0.08,0.08,{"$nulls":8},"Covanta Alexandria/Arlington Inc",100,"Covanta Holding Corp",100]
["Covanta Alexandria/Arlington Energy","50663_B_B200",50663,"B","B200",null,"Municipal Solid Waste",null,"PJM_Dom","Virginia",51,"Alexandria City",510,"51510",9.7,19383,1987,9999,null,null,"N","MSW","Dry Scrubber",2000,0.99,"NH3","SNCR",null,null,"B","NA","ACI",2000,null,0.14,0.314,0.314,0.314,0.314,0.08,0.08,0.08,{"$nulls":8},"Covanta Alexandria/Arlington Inc",100,"Covanta Holding Corp",100]
["Covanta Alexandria/Arlington Energy","50663_B_B300",50663,"B","B300",null,"Municipal Solid Waste",null,"PJM_Dom","Virginia",51,"Alexandria City",510,"51510",9.7,19383,1987,9999,null,null,"N","MSW","Dry Scrubber",2000,0.99,"NH3","SNCR",null,null,"B","NA","ACI",2000,null,0.14,0.314,0.314,0.314,0.314,0.08,0.08,0.08,{"$nulls":8},"Covanta Alexandria/Arlington Inc",100,"Covanta Holding Corp",100]
["Pasco Cnty Solid Waste Resource Recovery","50666_B_B1",50666,"B","B1",null,"Municipal Solid Waste",null,"FRCC","Florida",12,"Pasco",101,"12101",8.7,18381,1991,9999,null,null,"N","MSW","Dry Scrubber",1991,0.95,null,"SNCR",null,null,"B","NA","ACI",1995,null,null,0.51,0.51,0.51,0.51,0.08,0.08,0.08,{"$nulls":8},"Pasco (County Of)",100,"Pasco (County Of)",100]
["Pasco Cnty Solid Waste Resource Recovery","50666_B_B2",50666,"B","B2",null,"Municipal Solid Waste",null,"FRCC","Florida",12,"Pasco",101,"12101",8.7,18381,1991,9999,null,null,"N","MSW","Dry Scrubber",1991,0.95,null,"SNCR",null,null,"B","NA","ACI",1995,null,null,0.52,0.52,0.52,0.52,0.08,0.08,0.08,{"$nulls":8},"Pasco (County Of)",100,"Pasco (County Of)",100]
["Pasco Cnty Solid Waste Resource Recovery","50666_B_B3",50666,"B","B3",null,"Municipal Solid Waste",null,"FRCC","Florida",12,"Pasco",101,"12101",8.7,18381,1991,9999,null,null,"N","MSW","Dry Scrubber",1991,0.95,null,"SNCR",null,null,"B","NA","ACI",1995,null,null,0.49,0.49,0.49,0.49,0.08,0.08,0.08,{"$nulls":8},"Pasco (County Of)",100,"Pasco (County Of)",100]
["Pinetree Power Tamworth","50739_B_0100",50739,"B","0100",null,"Biomass",null,"NENGREST","New Hampshire",33,"Carroll",3,"33003",20,17144,1987,9999,null,null,"N","Biomass",{"$nulls":3},"LA","SCR",null,null,"ESPH + C","No",{"$nulls":3},0.025,0.07247,0.07247,0.07247,0.07247,{"$nulls":11},"Pinetree Power Tamworth Inc",100,"Capergy SA",100]
["Starrett City Cogen Facility","50743_B_1",50743,"B","1",null,"O/G Steam",null,"NY_Z_J","New York",36,"Kings",47,"36047",2.8,8300,1974,9999,null,null,"Y","Natural Gas",{"$nulls":3},"LNB",{"$nulls":9},0.05388,0.05388,0.05388,0.05388,{"$nulls":11},"Starrett City Inc",100,"Grenadier Realty Corp",100]
["Starrett City Cogen Facility","50743_B_2",50743,"B","2",null,"O/G Steam",null,"NY_Z_J","New York",36,"Kings",47,"36047",2.8,8300,1974,9999,null,null,"Y","Natural Gas",{"$nulls":3},"LNB",{"$nulls":9},0.05388,0.05388,0.05388,0.05388,{"$nulls":11},"Starrett City Inc",100,"Grenadier Realty Corp",100]
["Starrett City Cogen Facility","50743_B_3",50743,"B","3",null,"O/G Steam",null,"NY_Z_J","New York",36,"Kings",47,"36047",2.8,8300,1974,9999,null,null,"Y","Natural Gas",{"$nulls":3},"LNB",{"$nulls":9},0.05388,0.05388,0.05388,0.05388,{"$nulls":11},"Starrett City Inc",100,"Grenadier Realty Corp",100]
["Starrett City Cogen Facility","50743_B_4",50743,"B","4",null,"O/G Steam",null,"NY_Z_J","New York",36,"Kings",47,"36047",2.8,8300,1974,9999,null,null,"Y","Natural Gas",{"$nulls":3},"LNB",{"$nulls":9},0.05388,0.05388,0.05388,0.05388,{"$nulls":11},"Starrett City Inc",100,"Grenadier Realty Corp",100]
["Viking Energy of McBain","50770_B_B1",50770,"B","B1",null,"Biomass",null,"MIS_LMI","Michigan",26,"Missaukee",113,"26113",16.3,13500,1989,9999,null,null,"N","Biomass",{"$nulls":3},"LA + OFA",{"$nulls":3},"ESPC + C","No",{"$nulls":4},0.06888,0.06888,0.06888,0.06888,{"$nulls":11},"Viking Energy Corp",100,"ENGIE SA",100]
["Viking Energy of Lincoln","50772_B_B1",50772,"B","B1",null,"Biomass",null,"MIS_LMI","Michigan",26,"Alcona",1,"26001",16.3,13500,1989,9999,null,null,"N","Biomass",{"$nulls":3},"LA + OFA",{"$nulls":3},"ESPC + C","No",{"$nulls":4},0.11047,0.11047,0.11047,0.11047,{"$nulls":11},"Viking Energy Corp",100,"ENGIE SA",100]
["Panther Creek Energy Facility","50776_B_BLR1",50776,"B","BLR1",3693,"Coal Steam",null,"PJM_WMAC","Pennsylvania",42,"Carbon",25,"42025",42,14141,1992,9999,"FBC","dry","N","Waste Coal","Reagent Injection",1992,0.875,"CF + NH3","SNCR",null,1992,"B","NA",{"$nulls":3},0.156,0.13466,0.13466,0.13466,0.13466,0.01,0.01,0.01,0.98,"Yes",1992,{"$nulls":5},"Panther Creek Power Operating LLC",100,"ArcLight Capital Partners LLC",100]
["Panther Creek Energy Facility","50776_B_BLR2",50776,"B","BLR2",3694,"Coal Steam",null,"PJM_WMAC","Pennsylvania",42,"Carbon",25,"42025",42,14141,1992,9999,"FBC","dry","N","Waste Coal","Reagent Injection",1992,0.875,"CF + NH3","SNCR",null,1992,"B","NA",{"$nulls":3},0.156,0.13029,0.13029,0.13029,0.13029,0.01,0.01,0.01,0.98,"Yes",1992,{"$nulls":5},"Panther Creek Power Operating LLC",100,"ArcLight Capital Partners LLC",100]
["Port Wentworth Mill","50804_B_4",50804,"B","4",null,"Non-Fossil Waste",null,"S_SOU","Georgia",13,"Chatham",51,"13051",29,18343,1991,9999,null,null,"Y","Non-Fossil Waste",{"$nulls":3},"OFA",{"$nulls":3},"ESPH","No",{"$nulls":4},0,0,0,0,{"$nulls":11},"Weyerhaeuser Co",100,"Weyerhaeuser Co",100]
["Port Wentworth Mill","50804_B_RE01",50804,"B","RE01",null,"Non-Fossil Waste",null,"S_SOU","Georgia",13,"Chatham",51,"13051",29,18343,1979,9999,null,null,"Y","Non-Fossil Waste",{"$nulls":3},"LA",{"$nulls":3},"ESPH","No",{"$nulls":4},0,0,0,0,{"$nulls":11},"Weyerhaeuser Co",100,"Weyerhaeuser Co",100]
["Florence Mill","50806_B_PB1",50806,"B","PB1",null,"O/G Steam",null,"S_VACA","South Carolina",45,"Florence",41,"45041",3.3,8300,1963,9999,"wall","dry","Y","Natural Gas",{"$nulls":12},3.5,0.02686,0.02686,0.02686,0.02686,{"$nulls":11},"WestRock CP LLC",100,"Rock Tenn Co",100]
["Florence Mill","50806_B_PB3",50806,"B","PB3",88341,"Biomass",null,"S_VACA","South Carolina",45,"Florence",41,"45041",7.2,4867,1963,9999,"wall","dry","Y","Biomass",{"$nulls":7},"ESPH + C","No",{"$nulls":3},3.5,0.22639,0.22639,0.22639,0.22639,{"$nulls":11},"WestRock CP LLC",100,"Rock Tenn Co",100]
["Florence Mill","50806_B_PB4",50806,"B","PB4",88341,"Biomass",null,"S_VACA","South Carolina",45,"Florence",41,"45041",74,4867,1987,9999,"wall","dry","Y","Biomass",{"$nulls":3},"LNB + OFA",{"$nulls":3},"ESPH","No",{"$nulls":3},0.8,0.22639,0.22639,0.22639,0.22639,0.9,0.94,1,{"$nulls":8},"WestRock CP LLC",100,"Rock Tenn Co",100]
["Florence Mill","50806_B_RBF",50806,"B","RBF",null,"Non-Fossil Waste",null,"S_VACA","South Carolina",45,"Florence",41,"45041",14.3,4867,1974,9999,"wall",null,"Y","Non-Fossil Waste",{"$nulls":7},"ESPH","No",{"$nulls":3},3.5,0.06271,0.06271,0.06271,0.06271,{"$nulls":11},"WestRock CP LLC",100,"Rock Tenn Co",100]
["Hopewell Mill","50813_B_CB1",50813,"B","CB1",null,"Non-Fossil Waste",null,"PJM_Dom","Virginia",51,"Hopewell City",670,"51670",20.4,12696,1980,9999,null,null,"Y","Non-Fossil Waste",{"$nulls":3},"LNB",{"$nulls":3},"ESPC","No",{"$nulls":3},1.2,0.462,0.462,0.462,0.462,{"$nulls":11},"WestRock CP LLC",100,"Rock Tenn Co",100]
["Hopewell Mill","50813_B_RB1",50813,"B","RB1",null,"Non-Fossil Waste",null,"PJM_Dom","Virginia",51,"Hopewell City",670,"51670",20.4,12696,1980,9999,null,null,"Y","Non-Fossil Waste",{"$nulls":3},"other",{"$nulls":3},"ESPC","No",{"$nulls":4},0,0,0,0,{"$nulls":11},"WestRock CP LLC",100,"Rock Tenn Co",100]
["TES Filer City Station","50835_B_1",50835,"B","1",90183,"Coal Steam",null,"MIS_LMI","Michigan",26,"Manistee",101,"26101",30,10883,1990,9999,"stoker/SPR","dry","Y","Bituminous","Dry Scrubber",1990,0.9,"OFA",{"$nulls":3},"B","NA",{"$nulls":3},0.5,0.39619,0.39619,0.39619,0.39619,0.05,0.1,1,0.9500000000000001,{"$nulls":7},"Tes Filer City Station LP",100,"CMS Energy Corp",100]
["TES Filer City Station","50835_B_2",50835,"B","2",90184,"Coal Steam",null,"MIS_LMI","Michigan",26,"Manistee",101,"26101",30,10883,1990,9999,"stoker/SPR","dry","Y","Bituminous","Dry Scrubber",1990,0.9,"OFA",{"$nulls":3},"B","NA",{"$nulls":3},0.5,0.38674,0.38674,0.38674,0.38674,0.05,0.1,1,0.9500000000000001,{"$nulls":7},"Tes Filer City Station LP",100,"CMS Energy Corp",100]
["Southeast Resource Recovery","50837_B_UNIT1",50837,"B","UNIT1",null,"Municipal Solid Waste",null,"WECC_SCE","California",6,"Los Angeles",37,"06037",9.3,19076,1988,9999,null,null,"Y","MSW","Wet Scrubber",1988,0.98,"NH3","SNCR",null,null,"B","NA","ACI",2011,null,null,0.1888679245283019,0.12,0.1888679245283019,0.12,0.08,0.08,0.08,{"$nulls":8},"Long Beach City Sani District CA",61.5,"Long Beach City Sani District CA",61.5]
["Southeast Resource Recovery","50837_B_UNIT2",50837,"B","UNIT2",null,"Municipal Solid Waste",null,"WECC_SCE","California",6,"Los Angeles",37,"06037",9.3,19076,1988,9999,null,null,"Y","MSW","Wet Scrubber",1988,0.98,"NH3","SNCR",null,null,"B","NA","ACI",2011,null,null,0.1716509433962264,0.12,0.1716509433962264,0.12,0.08,0.08,0.08,{"$nulls":8},"Long Beach City Sani District CA",61.5,"Long Beach City Sani District CA",61.5]
["Southeast Resource Recovery","50837_B_UNIT3",50837,"B","UNIT3",null,"Municipal Solid Waste",null,"WECC_SCE","California",6,"Los Angeles",37,"06037",9.3,19076,1988,9999,null,null,"Y","MSW","Wet Scrubber",1988,0.98,"NH3","SNCR",null,null,"B","NA","ACI",2011,null,null,0.15443396226415096,0.12,0.15443396226415096,0.12,0.08,0.08,0.08,{"$nulls":8},"Long Beach City Sani District CA",61.5,"Long Beach City Sani District CA",61.5]
["Hillsborough County Resource Recovery","50858_B_MWC1B",50858,"B","MWC1B",null,"Municipal Solid Waste",null,"FRCC","Florida",12,"Hillsborough",57,"12057",10.5,21246,1987,9999,null,null,"N","MSW","Dry Scrubber",2000,0.99,"NH3","SNCR",null,null,"B","NA","ACI",2000,null,null,0.313,0.313,0.313,0.313,0.08,0.08,0.08,{"$nulls":8},"Hillsborough (County Of)",100,"Hillsborough (County Of)",100]
["Hillsborough County Resource Recovery","50858_B_MWC2C",50858,"B","MWC2C",null,"Municipal Solid Waste",null,"FRCC","Florida",12,"Hillsborough",57,"12057",10.5,21246,1987,9999,null,null,"N","MSW","Dry Scrubber",1999,0.99,"NH3","SNCR",null,null,"B","NA","ACI",1999,null,null,0.325,0.325,0.325,0.325,0.08,0.08,0.08,{"$nulls":8},"Hillsborough (County Of)",100,"Hillsborough (County Of)",100]
["Hillsborough County Resource Recovery","50858_B_MWC3D",50858,"B","MWC3D",null,"Municipal Solid Waste",null,"FRCC","Florida",12,"Hillsborough",57,"12057",10.5,21246,1987,9999,null,null,"N","MSW","Dry Scrubber",1999,0.99,"NH3","SNCR",null,null,"B","NA","ACI",1999,null,null,0.318,0.318,0.318,0.318,0.08,0.08,0.08,{"$nulls":8},"Hillsborough (County Of)",100,"Hillsborough (County Of)",100]
["Hillsborough County Resource Recovery","50858_B_MWC4E",50858,"B","MWC4E",null,"Municipal Solid Waste",null,"FRCC","Florida",12,"Hillsborough",57,"12057",10.5,21246,1987,9999,null,null,"N","MSW","Dry Scrubber",2009,0.99,"LA + NH3",{"$nulls":3},"B","NA","ACI",2009,null,null,0.20666,0.20666,0.20666,0.20666,0.08,0.08,0.08,{"$nulls":8},"Hillsborough (County Of)",100,"Hillsborough (County Of)",100]
["Lancaster County Resource Recovery","50859_B_BLR1",50859,"B","BLR1",null,"Municipal Solid Waste",null,"PJM_WMAC","Pennsylvania",42,"Lancaster",71,"42071",10.8,19850,1991,9999,null,null,"N","MSW","Dry Scrubber",1991,0.9,null,"SNCR",null,null,"B","NA","ACI",1998,null,null,0.29,0.29,0.29,0.29,0.08,0.08,0.08,{"$nulls":8},"Lancaster County Solid Waste Management Authority Board",100,"Lancaster County Solid Waste Management Authority Board",100]
["Lancaster County Resource Recovery","50859_B_BLR2",50859,"B","BLR2",null,"Municipal Solid Waste",null,"PJM_WMAC","Pennsylvania",42,"Lancaster",71,"42071",10.8,19850,1991,9999,null,null,"N","MSW","Dry Scrubber",1991,0.9,null,"SNCR",null,null,"B","NA","ACI",1998,null,null,0.3,0.3,0.3,0.3,0.08,0.08,0.08,{"$nulls":8},"Lancaster County Solid Waste Management Authority Board",100,"Lancaster County Solid Waste Management Authority Board",100]
["Lancaster County Resource Recovery","50859_B_BLR3",50859,"B","BLR3",null,"Municipal Solid Waste",null,"PJM_WMAC","Pennsylvania",42,"Lancaster",71,"42071",10.8,19850,1991,9999,null,null,"N","MSW","Dry Scrubber",1991,0.9,null,"SNCR",null,null,"B","NA","ACI",1998,null,null,0.29,0.29,0.29,0.29,0.08,0.08,0.08,{"$nulls":8},"Lancaster County Solid Waste Management Authority Board",100,"Lancaster County Solid Waste Management Authority Board",100]
["Kent County Waste to Energy Facility","50860_B_BLR1",50860,"B","BLR1",null,"Municipal Solid Waste",null,"MIS_LMI","Michigan",26,"Kent",81,"26081",7.8,19383,1990,9999,null,null,"N","MSW","Dry Scrubber",1990,0.85,"NH3 + OFA","SNCR",null,null,"B","NA","ACI",1999,null,null,0.207,0.207,0.207,0.207,0.08,0.08,0.08,{"$nulls":8},"Kent County",100,"Kent County",100]
["Kent County Waste to Energy Facility","50860_B_BLR2",50860,"B","BLR2",null,"Municipal Solid Waste",null,"MIS_LMI","Michigan",26,"Kent",81,"26081",7.8,19383,1990,9999,null,null,"N","MSW","Dry Scrubber",1990,0.85,"NH3 + OFA","SNCR",null,null,"B","NA","ACI",1999,null,null,0.18,0.18,0.18,0.18,0.08,0.08,0.08,{"$nulls":8},"Kent County",100,"Kent County",100]
["Wheelabrator Concord Facility","50873_B_B1",50873,"B","B1",null,"Municipal Solid Waste",null,"NENGREST","New Hampshire",33,"Merrimack",13,"33013",6,20068,1989,9999,null,null,"N","MSW","Dry Scrubber",2000,0.75,null,"SNCR",null,null,"B","NA","ACI",2001,null,0.069,0.337,0.337,0.337,0.337,0.08,0.08,0.08,{"$nulls":8},"Wheelabrator Concord Co LP",100,"Macquarie Bank Limited",100]
["Wheelabrator Concord Facility","50873_B_B2",50873,"B","B2",null,"Municipal Solid Waste",null,"NENGREST","New Hampshire",33,"Merrimack",13,"33013",6,20068,1989,9999,null,null,"N","MSW","Dry Scrubber",2000,0.75,null,"SNCR",null,null,"B","NA","ACI",2001,null,0.069,0.333,0.333,0.333,0.333,0.08,0.08,0.08,{"$nulls":8},"Wheelabrator Concord Co LP",100,"Macquarie Bank Limited",100]
["McKay Bay Facility","50875_B_1",50875,"B","1",null,"Municipal Solid Waste",null,"FRCC","Florida",12,"Hillsborough",57,"12057",4.5,22303,2001,9999,null,null,"N","MSW","Dry Scrubber",2000,0.8,null,"SNCR",null,null,"B","NA","ACI",2000,null,null,0.25,0.25,0.25,0.25,0.08,0.08,0.08,{"$nulls":8},"Tampa (City of)",100,"Tampa (City of)",100]
["McKay Bay Facility","50875_B_2",50875,"B","2",null,"Municipal Solid Waste",null,"FRCC","Florida",12,"Hillsborough",57,"12057",4.5,22303,2001,9999,null,null,"N","MSW","Dry Scrubber",2000,0.8,null,"SNCR",null,null,"B","NA","ACI",2000,null,null,0.26,0.26,0.26,0.26,0.08,0.08,0.08,{"$nulls":8},"Tampa (City of)",100,"Tampa (City of)",100]
["McKay Bay Facility","50875_B_3",50875,"B","3",null,"Municipal Solid Waste",null,"FRCC","Florida",12,"Hillsborough",57,"12057",4.5,22303,2001,9999,null,null,"N","MSW","Dry Scrubber",2001,0.8,null,"SNCR",null,null,"B","NA","ACI",2000,null,null,0.27,0.27,0.27,0.27,0.08,0.08,0.08,{"$nulls":8},"Tampa (City of)",100,"Tampa (City of)",100]
["McKay Bay Facility","50875_B_4",50875,"B","4",null,"Municipal Solid Waste",null,"FRCC","Florida",12,"Hillsborough",57,"12057",4.5,22303,2001,9999,null,null,"N","MSW","Dry Scrubber",2001,0.8,null,"SNCR",null,null,"B","NA","ACI",2000,null,null,0.26,0.26,0.26,0.26,0.08,0.08,0.08,{"$nulls":8},"Tampa (City of)",100,"Tampa (City of)",100]
["Wheelabrator North Andover","50877_B_B1",50877,"B","B1",null,"Municipal Solid Waste",null,"NENGREST","Massachusetts",25,"Essex",9,"25009",15,19292,1985,9999,null,null,"N","MSW","Dry Scrubber",2000,0.75,null,"SNCR",null,null,"B","NA","ACI",2001,null,null,0.349,0.349,0.349,0.349,0.08,0.08,0.08,{"$nulls":8},"Wheelabrator North Andover Inc",100,"Macquarie Bank Limited",100]
["Wheelabrator North Andover","50877_B_B2",50877,"B","B2",null,"Municipal Solid Waste",null,"NENGREST","Massachusetts",25,"Essex",9,"25009",15,19292,1985,9999,null,null,"N","MSW","Dry Scrubber",2000,0.75,null,"SNCR",null,null,"B","NA","ACI",2001,null,null,0.353,0.353,0.353,0.353,0.08,0.08,0.08,{"$nulls":8},"Wheelabrator North Andover Inc",100,"Macquarie Bank Limited",100]
["Wheelabrator Millbury Facility","50878_B_UNIT1",50878,"B","UNIT1",null,"Municipal Solid Waste",null,"NENGREST","Massachusetts",25,"Worcester",27,"25027",20,15839,1987,9999,null,null,"N","MSW","Dry Scrubber",1987,0.75,null,"SNCR",null,null,"B","NA","ACI",2001,null,null,0.323,0.323,0.323,0.323,0.08,0.08,0.08,{"$nulls":8},"Waste Energy II LLC",100,"Waste Management Inc",100]
["Wheelabrator Millbury Facility","50878_B_UNIT2",50878,"B","UNIT2",null,"Municipal Solid Waste",null,"NENGREST","Massachusetts",25,"Worcester",27,"25027",20,15839,1987,9999,null,null,"N","MSW","Dry Scrubber",1987,0.75,null,"SNCR",null,null,"B","NA","ACI",2001,null,null,0.323,0.323,0.323,0.323,0.08,0.08,0.08,{"$nulls":8},"Waste Energy II LLC",100,"Waste Management Inc",100]
["Wheelabrator Saugus","50880_B_UNIT1",50880,"B","UNIT1",null,"Municipal Solid Waste",null,"NENGREST","Massachusetts",25,"Essex",9,"25009",16,18912,1975,9999,null,null,"N","MSW","Dry Scrubber",1991,0.843,null,"SNCR",null,null,"B","NA","ACI",2001,null,null,0.297,0.297,0.297,0.297,0.08,0.08,0.08,{"$nulls":8},"Wheelabrator Saugus JV",100,"Macquarie Bank Limited",100]
["Wheelabrator Saugus","50880_B_UNIT2",50880,"B","UNIT2",null,"Municipal Solid Waste",null,"NENGREST","Massachusetts",25,"Essex",9,"25009",16,18912,1975,9999,null,null,"N","MSW","Dry Scrubber",1991,0.843,null,"SNCR",null,null,"B","NA","ACI",2001,null,null,0.297,0.297,0.297,0.297,0.08,0.08,0.08,{"$nulls":8},"Wheelabrator Saugus JV",100,"Macquarie Bank Limited",100]
["Wheelabrator Shasta","50881_B_BLR1",50881,"B","BLR1",null,"Biomass",null,"WEC_CALN","California",6,"Shasta",89,"06089",18.8,18233,1987,9999,null,null,"N","Biomass",{"$nulls":4},"SNCR",null,null,"ESPC","No",{"$nulls":4},0.14,0.14,0.14,0.14,{"$nulls":11},"Wheelabrator Shasta Energy Co Inc",100,"Macquarie Bank Limited",100]
["Wheelabrator Shasta","50881_B_BLR2",50881,"B","BLR2",null,"Biomass",null,"WEC_CALN","California",6,"Shasta",89,"06089",18.8,18233,1987,9999,null,null,"N","Biomass",{"$nulls":4},"SNCR",null,null,"ESPC","No",{"$nulls":4},0.142,0.142,0.142,0.142,{"$nulls":11},"Wheelabrator Shasta Energy Co Inc",100,"Macquarie Bank Limited",100]
["Wheelabrator Shasta","50881_B_BLR3",50881,"B","BLR3",null,"Biomass",null,"WEC_CALN","California",6,"Shasta",89,"06089",18.8,18233,1987,9999,null,null,"N","Biomass",{"$nulls":4},"SNCR",null,null,"ESPC","No",{"$nulls":4},0.136,0.136,0.136,0.136,{"$nulls":11},"Wheelabrator Shasta Energy Co Inc",100,"Macquarie Bank Limited",100]
["Wheelabrator Westchester","50882_B_1",50882,"B","1",null,"Municipal Solid Waste",null,"NY_Z_G-I","New York",36,"Westchester",119,"36119",17,18482,1984,9999,null,null,"N","MSW","Dry Scrubber",1999,0.77,null,"SNCR",null,null,"B","NA","ACI",1999,null,null,0.293,0.293,0.293,0.293,0.08,0.08,0.08,{"$nulls":8},"Wheelabrator Westchester LP",100,"Macquarie Bank Limited",100]
["Wheelabrator Westchester","50882_B_2",50882,"B","2",null,"Municipal Solid Waste",null,"NY_Z_G-I","New York",36,"Westchester",119,"36119",17,18482,1984,9999,null,null,"N","MSW","Dry Scrubber",1999,0.77,null,"SNCR",null,null,"B","NA","ACI",1999,null,null,0.286,0.286,0.286,0.286,0.08,0.08,0.08,{"$nulls":8},"Wheelabrator Westchester LP",100,"Macquarie Bank Limited",100]
["Wheelabrator Westchester","50882_B_3",50882,"B","3",null,"Municipal Solid Waste",null,"NY_Z_G-I","New York",36,"Westchester",119,"36119",17,18482,1984,9999,null,null,"N","MSW","Dry Scrubber",1999,0.77,null,"SNCR",null,null,"B","NA","ACI",1999,null,null,0.294,0.294,0.294,0.294,0.08,0.08,0.08,{"$nulls":8},"Wheelabrator Westchester LP",100,"Macquarie Bank Limited",100]
["Wheelabrator Bridgeport","50883_B_BLR1",50883,"B","BLR1",null,"Municipal Solid Waste",null,"NENG_CT","Connecticut",9,"Fairfield",1,"09001",19.3,16767,1988,9999,null,null,"N","MSW","Dry Scrubber",1988,0.81,null,"SNCR",null,null,"B","NA","ACI",2001,null,null,0.323,0.323,0.323,0.323,0.08,0.08,0.08,{"$nulls":8},"Waste Energy II LLC",100,"Waste Management Inc",100]
["Wheelabrator Bridgeport","50883_B_BLR2",50883,"B","BLR2",null,"Municipal Solid Waste",null,"NENG_CT","Connecticut",9,"Fairfield",1,"09001",19.3,16767,1988,9999,null,null,"N","MSW","Dry Scrubber",1988,0.81,null,"SNCR",null,null,"B","NA","ACI",2001,null,null,0.324,0.324,0.324,0.324,0.08,0.08,0.08,{"$nulls":8},"Waste Energy II LLC",100,"Waste Management Inc",100]
["Wheelabrator Bridgeport","50883_B_BLR3",50883,"B","BLR3",null,"Municipal Solid Waste",null,"NENG_CT","Connecticut",9,"Fairfield",1,"09001",19.3,16767,1988,9999,null,null,"N","MSW","Dry Scrubber",1988,0.81,null,"SNCR",null,null,"B","NA","ACI",2001,null,null,0.326,0.326,0.326,0.326,0.08,0.08,0.08,{"$nulls":8},"Waste Energy II LLC",100,"Waste Management Inc",100]
["Pinellas County Resource Recovery","50884_B_B101",50884,"B","B101",null,"Municipal Solid Waste",null,"FRCC","Florida",12,"Pinellas",103,"12103",20.6,20539,1983,9999,null,null,"N","MSW","Dry Scrubber",2000,0.75,null,"SNCR",null,null,"B","NA","ACI",2000,null,null,0.45,0.45,0.45,0.45,0.08,0.08,0.08,{"$nulls":8},"Pinellas County Utilities",100,"Pinellas County Utilities",100]
["Pinellas County Resource Recovery","50884_B_B102",50884,"B","B102",null,"Municipal Solid Waste",null,"FRCC","Florida",12,"Pinellas",103,"12103",20.6,20539,1983,9999,null,null,"N","MSW","Dry Scrubber",1999,0.75,null,"SNCR",null,null,"B","NA","ACI",1999,null,null,0.42,0.42,0.42,0.42,0.08,0.08,0.08,{"$nulls":8},"Pinellas County Utilities",100,"Pinellas County Utilities",100]
["Pinellas County Resource Recovery","50884_B_B103",50884,"B","B103",null,"Municipal Solid Waste",null,"FRCC","Florida",12,"Pinellas",103,"12103",17,20560,1986,9999,null,null,"N","MSW","Dry Scrubber",1998,0.75,null,"SNCR",null,null,"B","NA","ACI",1998,null,null,0.45,0.45,0.45,0.45,0.08,0.08,0.08,{"$nulls":8},"Pinellas County Utilities",100,"Pinellas County Utilities",100]
["Wheelabrator Gloucester LP","50885_B_BLR1",50885,"B","BLR1",null,"Municipal Solid Waste",null,"PJM_EMAC","New Jersey",34,"Gloucester",15,"34015",6,23668,1990,9999,null,null,"N","MSW","Dry Scrubber",1990,0.8,null,"SNCR",null,null,"B","NA","ACI",1995,null,null,0.26,0.26,0.26,0.26,0.08,0.08,0.08,{"$nulls":8},"Wheelabrator Gloucester Co LP",100,"Macquarie Bank Limited",100]
["Wheelabrator Gloucester LP","50885_B_BLR2",50885,"B","BLR2",null,"Municipal Solid Waste",null,"PJM_EMAC","New Jersey",34,"Gloucester",15,"34015",6,23668,1990,9999,null,null,"N","MSW","Dry Scrubber",1990,0.8,null,"SNCR",null,null,"B","NA","ACI",1995,null,null,0.32,0.32,0.32,0.32,0.08,0.08,0.08,{"$nulls":8},"Wheelabrator Gloucester Co LP",100,"Macquarie Bank Limited",100]
["Spokane Waste to Energy","50886_B_1-1A",50886,"B","1-1A",null,"Municipal Solid Waste",null,"WECC_PNW","Washington",53,"Spokane",63,"53063",11.4,21475,1991,9999,null,null,"N","MSW","Dry Scrubber",1991,0.89,null,"SNCR",null,null,"B","NA","ACI",2001,null,null,0.26,0.26,0.26,0.26,0.08,0.08,0.08,{"$nulls":8},"Spokane (City of)",100,"Spokane (City of)",100]
["Spokane Waste to Energy","50886_B_1-1B",50886,"B","1-1B",null,"Municipal Solid Waste",null,"WECC_PNW","Washington",53,"Spokane",63,"53063",11.4,21475,1991,9999,null,null,"N","MSW","Dry Scrubber",1991,0.89,null,"SNCR",null,null,"B","NA","ACI",2001,null,null,0.25,0.25,0.25,0.25,0.08,0.08,0.08,{"$nulls":8},"Spokane (City of)",100,"Spokane (City of)",100]
["Wheelabrator South Broward","50887_B_BLR1",50887,"B","BLR1",null,"Municipal Solid Waste",null,"FRCC","Florida",12,"Broward",11,"12011",18,20528,1991,9999,null,null,"N","MSW","Dry Scrubber",1991,0.856,null,"SNCR",null,null,"B","NA","ACI",2009,null,null,0.349043,0.349043,0.349043,0.349043,0.08,0.08,0.08,{"$nulls":8},"Wheelabrator South Broward Inc",100,"Macquarie Bank Limited",100]
["Wheelabrator South Broward","50887_B_BLR2",50887,"B","BLR2",null,"Municipal Solid Waste",null,"FRCC","Florida",12,"Broward",11,"12011",18,20528,1991,9999,null,null,"N","MSW","Dry Scrubber",1991,0.856,null,"SNCR",null,null,"B","NA","ACI",2009,null,null,0.37023,0.37023,0.37023,0.37023,0.08,0.08,0.08,{"$nulls":8},"Wheelabrator South Broward Inc",100,"Macquarie Bank Limited",100]
["Wheelabrator South Broward","50887_B_BLR3",50887,"B","BLR3",null,"Municipal Solid Waste",null,"FRCC","Florida",12,"Broward",11,"12011",18,20528,1991,9999,null,null,"N","MSW","Dry Scrubber",1991,0.856,null,"SNCR",null,null,"B","NA","ACI",2009,null,null,0.379682,0.379682,0.379682,0.379682,0.08,0.08,0.08,{"$nulls":8},"Wheelabrator South Broward Inc",100,"Macquarie Bank Limited",100]
["Northampton Generating Company LP","50888_B_BLR1",50888,"B","BLR1",3702,"Coal Steam",null,"PJM_WMAC","Pennsylvania",42,"Northampton",95,"42095",112,10316,1995,9999,"FBC","dry","Y","Waste Coal","Reagent Injection",1995,0.893,"CF + NH3","SNCR",null,1995,"B","NA",{"$nulls":3},0.129,0.08354,0.08354,0.08354,0.08354,0.01,0.01,0.01,0.98,"Yes",1995,{"$nulls":5},"Northampton Generating Co LP",100,"Energy Investors Funds Group",100]
["Covington Facility","50900_B_10PB",50900,"B","10PB",10098,"O/G Steam",null,"PJM_Dom","Virginia",51,"Covington City",580,"51580",6.4,12539,1962,9999,"wall","dry","Y","Natural Gas",{"$nulls":3},"LNB",{"$nulls":9},0.12632,0.12632,0.12632,0.12632,{"$nulls":11},"Westvaco Corp",100,"Newpage Group Inc",100]
["Covington Facility","50900_B_11PB",50900,"B","11PB",10094,"O/G Steam",null,"PJM_Dom","Virginia",51,"Covington City",580,"51580",6.7,12628,1994,9999,"wall","dry","Y","Natural Gas",{"$nulls":3},"FR + LNB",{"$nulls":9},0.0322,0.0322,0.0322,0.0322,{"$nulls":11},"Westvaco Corp",100,"Newpage Group Inc",100]
["Covington Facility","50900_B_1PB",50900,"B","1PB",null,"Biomass",null,"PJM_Dom","Virginia",51,"Covington City",580,"51580",37,12669,2013,9999,"wall","dry","Y","Biomass",{"$nulls":3},"LNB","SNCR",null,null,"B","NA","ACI",2013,null,null,0.12,0.12,0.12,0.12,0.1,0.1,0.1,{"$nulls":8},"Westvaco Corp",100,"Newpage Group Inc",100]
["Covington Facility","50900_B_1RB",50900,"B","1RB",null,"Non-Fossil Waste",null,"PJM_Dom","Virginia",51,"Covington City",580,"51580",17.1,12592,1972,9999,"tangential","dry","Y","Non-Fossil Waste",{"$nulls":3},"LNB",{"$nulls":3},"ESPC","No",{"$nulls":4},0,0,0,0,{"$nulls":11},"Westvaco Corp",100,"Newpage Group Inc",100]
["Covington Facility","50900_B_2RB",50900,"B","2RB",null,"Non-Fossil Waste",null,"PJM_Dom","Virginia",51,"Covington City",580,"51580",64,12592,1992,9999,"wall","dry","Y","Non-Fossil Waste",{"$nulls":3},"OFA",{"$nulls":3},"ESPC","No",{"$nulls":4},0,0,0,0,{"$nulls":11},"Westvaco Corp",100,"Newpage Group Inc",100]
["Covington Facility","50900_B_6PB",50900,"B","6PB",10093,"O/G Steam",null,"PJM_Dom","Virginia",51,"Covington City",580,"51580",10.7,10947,1926,9999,"wall","wet","Y","Natural Gas",{"$nulls":3},"LNB",{"$nulls":8},0.13,0.31877,0.31877,0.31877,0.31877,{"$nulls":11},"Westvaco Corp",100,"Newpage Group Inc",100]
["Covington Facility","50900_B_9PB",50900,"B","9PB",10097,"Coal Steam",null,"PJM_Dom","Virginia",51,"Covington City",580,"51580",14.7,10986,1962,9999,"tangential","wet","Y","Bituminous","Wet Scrubber",1989,0.95,"LNB + OFA","SNCR",null,2015,"ESPC","No",{"$nulls":3},0.13,0.31364,0.31281,0.1469,0.14651125175360286,0.05,0.1,0.56,0.99,{"$nulls":7},"Westvaco Corp",100,"Newpage Group Inc",100]
["Yellowstone Energy LP","50931_B_BLR1",50931,"B","BLR1",null,"Coal Steam",null,"WECC_MT","Montana",30,"Yellowstone",111,"30111",26,10449,1995,9999,"FBC","dry","Y","Petroleum Coke","Reagent Injection",1995,0.927,"CF + OFA",{"$nulls":3},"B","NA",{"$nulls":3},2,0.14,0.14,0.14,0.14,0.044,0.044,0.044,0.98,"Yes",1995,{"$nulls":5},"Yellowstone Energy LP",100,"NorthWestern Corp",100]
["Yellowstone Energy LP","50931_B_BLR2",50931,"B","BLR2",null,"Coal Steam",null,"WECC_MT","Montana",30,"Yellowstone",111,"30111",26,10449,1995,9999,"FBC","dry","Y","Petroleum Coke","Reagent Injection",1995,0.927,"CF + OFA",{"$nulls":3},"B","NA",{"$nulls":3},2,0.14,0.14,0.14,0.14,0.044,0.044,0.044,0.98,"Yes",1995,{"$nulls":5},"Yellowstone Energy LP",100,"NorthWestern Corp",100]
["Sunnyside Cogen Associates","50951_B_1",50951,"B","1",90986,"Coal Steam",null,"WECC_UT","Utah",49,"Carbon",7,"49007",51,12284,1993,9999,"FBC","dry","N","Waste Coal","Wet Scrubber",1993,0.8,"CF + FU + LA",{"$nulls":3},"B","NA",{"$nulls":3},2,0.17444,0.17444,0.17444,0.17444,0.01,0.01,0.01,0.99,"Yes",1993,{"$nulls":5},"American Consumers Inc",50,"American Consumers Inc",50]
["Union County Resource Recovery","50960_B_UNIT1",50960,"B","UNIT1",null,"Municipal Solid Waste",null,"PJM_EMAC","New Jersey",34,"Union",39,"34039",12.5,19383,1994,9999,null,null,"N","MSW","Dry Scrubber",1994,0.85,"NH3 + other","SNCR",null,null,"B","NA","ACI",1994,null,null,0.171,0.171,0.171,0.171,0.08,0.08,0.08,{"$nulls":8},"Union County Utilities Authority",100,"Union County Utilities Authority",100]
["Union County Resource Recovery","50960_B_UNIT2",50960,"B","UNIT2",null,"Municipal Solid Waste",null,"PJM_EMAC","New Jersey",34,"Union",39,"34039",12.5,19383,1994,9999,null,null,"N","MSW","Dry Scrubber",1994,0.85,"NH3 + other","SNCR",null,null,"B","NA","ACI",1994,null,null,0.161,0.161,0.161,0.161,0.08,0.08,0.08,{"$nulls":8},"Union County Utilities Authority",100,"Union County Utilities Authority",100]
["Union County Resource Recovery","50960_B_UNIT3",50960,"B","UNIT3",null,"Municipal Solid Waste",null,"PJM_EMAC","New Jersey",34,"Union",39,"34039",12.5,19383,1994,9999,null,null,"N","MSW","Dry Scrubber",1994,0.85,"NH3 + other","SNCR",null,null,"B","NA","ACI",1994,null,null,0.161,0.161,0.161,0.161,0.08,0.08,0.08,{"$nulls":8},"Union County Utilities Authority",100,"Union County Utilities Authority",100]
["Scrubgrass Generating Plant","50974_B_UNIT 1",50974,"B","UNIT 1",3706,"Coal Steam",null,"PJM_PENE","Pennsylvania",42,"Venango",121,"42121",43,13904,1993,9999,"FBC","dry","N","Bituminous, Waste Coal","Dry Scrubber",1994,0.95,"CF + LA","SNCR",null,1999,"B + C","NA",{"$nulls":3},0.45,0.13247,0.13247,0.13247,0.13247,0.01,0.01,0.01,0.99,"Yes",1994,{"$nulls":5},"Scrubgrass Generating Co LP",100,"Energy Investors Funds Group",100]
["Scrubgrass Generating Plant","50974_B_UNIT 2",50974,"B","UNIT 2",3707,"Coal Steam",null,"PJM_PENE","Pennsylvania",42,"Venango",121,"42121",43,13904,1993,9999,"FBC","dry","N","Bituminous, Waste Coal","Dry Scrubber",1994,0.95,"CF + LA","SNCR",null,1999,"B + C","NA",{"$nulls":3},0.45,0.13526,0.13526,0.13526,0.13526,0.01,0.01,0.01,0.99,"Yes",1994,{"$nulls":5},"Scrubgrass Generating Co LP",100,"Energy Investors Funds Group",100]
["Ryegate Power Station","51026_B_BLR1",51026,"B","BLR1",null,"Biomass",null,"NENGREST","Vermont",50,"Caledonia",5,"50005",20,13580,1992,9999,null,null,"N","Biomass",{"$nulls":4},"SNCR",null,null,"ESPH + C","Yes",{"$nulls":4},0.075,0.075,0.075,0.075,{"$nulls":11},"Ryegate Associates",100,"ENGIE SA",100]
["MacArthur Waste to Energy Facility","51038_B_B1",51038,"B","B1",null,"Municipal Solid Waste",null,"NY_Z_K","New York",36,"Suffolk",103,"36103",5.5,19383,1990,9999,null,null,"N","MSW","Dry Scrubber",1990,0.93,"LA + OFA + other",{"$nulls":3},"B","NA","ACI",2005,null,null,0.41449,0.41449,0.41449,0.41449,0.08,0.08,0.08,{"$nulls":8},"Islip Resource Recovery Agency",100,"Covanta Holding Corp",100]
["MacArthur Waste to Energy Facility","51038_B_B2",51038,"B","B2",null,"Municipal Solid Waste",null,"NY_Z_K","New York",36,"Suffolk",103,"36103",5.5,19383,1990,9999,null,null,"N","MSW","Dry Scrubber",1990,0.93,"LA + OFA",{"$nulls":3},"B","NA","ACI",2005,null,null,0.41449,0.41449,0.41449,0.41449,0.08,0.08,0.08,{"$nulls":8},"Islip Resource Recovery Agency",100,"Covanta Holding Corp",100]
["Lee County Solid Waste Energy","52010_B_BLR1",52010,"B","BLR1",null,"Municipal Solid Waste",null,"FRCC","Florida",12,"Lee",71,"12071",19.5,17531,1994,9999,null,null,"N","MSW","Dry Scrubber",1994,0.85,null,"SNCR",null,null,"B","NA","ACI",2007,null,null,0.29,0.29,0.29,0.29,0.08,0.08,0.08,{"$nulls":8},"Lee County Board Commissioners",100,"Covanta Holding Corp",100]
["Lee County Solid Waste Energy","52010_B_BLR2",52010,"B","BLR2",null,"Municipal Solid Waste",null,"FRCC","Florida",12,"Lee",71,"12071",19.5,17531,1994,9999,null,null,"N","MSW","Dry Scrubber",1994,0.85,null,"SNCR",null,null,"B","NA","ACI",2007,null,null,0.26,0.26,0.26,0.26,0.08,0.08,0.08,{"$nulls":8},"Lee County Board Commissioners",100,"Covanta Holding Corp",100]
["Lee County Solid Waste Energy","52010_B_BLR3",52010,"B","BLR3",null,"Municipal Solid Waste",null,"FRCC","Florida",12,"Lee",71,"12071",16,17737,2007,9999,null,null,"N","MSW","Dry Scrubber",2007,0.85,null,"SNCR",null,null,"B","NA","ACI",2007,null,null,0.28994,0.28994,0.28994,0.28994,0.08,0.08,0.08,{"$nulls":8},"Lee County Board Commissioners",100,"Covanta Holding Corp",100]
["Riverbay","52168_B_U00003",52168,"B","U00003",null,"O/G Steam",null,"NY_Z_J","New York",36,"Bronx",5,"36005",4.6,8300,2011,9999,null,null,"Y","Natural Gas",{"$nulls":3},"LNB",{"$nulls":9},0.05,0.05,0.05,0.05,{"$nulls":11},"Riverbay Corp",100,"Riverbay Corp",100]
["Riverbay","52168_B_U00004",52168,"B","U00004",null,"O/G Steam",null,"NY_Z_J","New York",36,"Bronx",5,"36005",4.6,8300,2011,9999,null,null,"Y","Natural Gas",{"$nulls":4},"SCR",{"$nulls":8},0.0526,0.01052,0.0526,0.01052,{"$nulls":11},"Riverbay Corp",100,"Riverbay Corp",100]
["Riverbay","52168_B_U00006",52168,"B","U00006",null,"O/G Steam",null,"NY_Z_J","New York",36,"Bronx",5,"36005",4.6,8300,2011,9999,null,null,"Y","Natural Gas",{"$nulls":4},"SCR",{"$nulls":8},0.0526,0.01052,0.0526,0.01052,{"$nulls":11},"Riverbay Corp",100,"Riverbay Corp",100]
["Delaware City Plant","52193_B_BLR2",52193,"B","BLR2",null,"Fossil Waste",null,"PJM_EMAC","Delaware",10,"New Castle",3,"10003",25,5291,1956,9999,"wall","wet","Y","Fossil Waste",{"$nulls":3},"FR + STM",{"$nulls":9},0.04,0.04,0.04,0.04,{"$nulls":11},"Delaware City Refining Co LLC",100,"Blackstone Group (The)",100]
["Delaware City Plant","52193_B_BLR3",52193,"B","BLR3",null,"Fossil Waste",null,"PJM_EMAC","Delaware",10,"New Castle",3,"10003",27,5291,1956,9999,"wall","wet","Y","Fossil Waste",{"$nulls":3},"FR + STM",{"$nulls":3},"C","NA",{"$nulls":4},0.04795,0.04795,0.04795,0.04795,{"$nulls":11},"Delaware City Refining Co LLC",100,"Blackstone Group (The)",100]
["Delaware City Plant","52193_B_BLR4",52193,"B","BLR4",3736,"Fossil Waste",null,"PJM_EMAC","Delaware",10,"New Castle",3,"10003",33,5291,1962,9999,"wall","dry","Y","Fossil Waste",{"$nulls":3},"FR + STM",{"$nulls":9},0.04202,0.04202,0.04202,0.04202,{"$nulls":11},"Delaware City Refining Co LLC",100,"Blackstone Group (The)",100]
["Delaware City Plant","52193_B_HRSG 1",52193,"B","HRSG 1",null,"Fossil Waste",null,"PJM_EMAC","Delaware",10,"New Castle",3,"10003",24.8,5291,2000,9999,null,null,"Y","Fossil Waste",{"$nulls":3},"STM","SCR",{"$nulls":8},0.04795,0.04795,0.04795,0.04795,{"$nulls":11},"Delaware City Refining Co LLC",100,"Blackstone Group (The)",100]
["Delaware City Plant","52193_B_HRSG 2",52193,"B","HRSG 2",null,"Fossil Waste",null,"PJM_EMAC","Delaware",10,"New Castle",3,"10003",24.8,5291,2000,9999,null,null,"Y","Fossil Waste",{"$nulls":3},"STM","SCR",{"$nulls":8},0.04795,0.04795,0.04795,0.04795,{"$nulls":11},"Delaware City Refining Co LLC",100,"Blackstone Group (The)",100]
["Hayden","525_B_H1",525,"B","H1",317,"Coal Steam",null,"WECC_CO","Colorado",8,"Routt",107,"08107",179,10910,1976,9999,"wall","dry","N","Bituminous","Dry Scrubber",1998,0.87,"LNBO","SCR",2015,null,"B","NA",{"$nulls":3},0.13,0.25112,0.04781,0.25112,0.04781,0.05,0.1,1,0.92,{"$nulls":6},"Yes","Public Service Co of Colorado",75.5,"Xcel Energy Inc",75.5]
["Hayden","525_B_H2",525,"B","H2",318,"Coal Steam",null,"WECC_CO","Colorado",8,"Routt",107,"08107",262,10907,1976,2027,"tangential","dry","N","Bituminous","Dry Scrubber",1999,0.87,"LNC3","SCR",2016,null,"B","NA",{"$nulls":3},0.13,0.27396,0.05278,0.27396,0.05278,0.05,0.1,1,0.92,{"$nulls":6},"Yes","Salt River Project",50,"Salt River Project",50]
["WestRock Southeast, LLC.","54004_B_HRSG",54004,"B","HRSG",null,"Biomass",null,"S_SOU","Georgia",13,"Laurens",175,"13175",22,4937,1989,9999,null,null,"Y","Biomass",{"$nulls":3},"LNB",{"$nulls":9},0.2,0.2,0.2,0.2,{"$nulls":11},"SP Newsprint Co",100,"Cox Enterprises Inc",100]
["WestRock Southeast, LLC.","54004_B_PB2",54004,"B","PB2",null,"Biomass",null,"S_SOU","Georgia",13,"Laurens",175,"13175",22,4937,1989,9999,null,null,"Y","Biomass",null,null,0.999,"NH3",{"$nulls":3},"ESPH","No",{"$nulls":4},0.054,0.054,0.054,0.054,{"$nulls":4},"Yes",1989,{"$nulls":5},"SP Newsprint Co",100,"Cox Enterprises Inc",100]
["Spruance Genco LLC","54081_B_3A",54081,"B","3A",88192,"O/G Steam",null,"PJM_Dom","Virginia",51,"Richmond City",760,"51760",21.2,14500,1992,9999,null,"dry","Y","Natural Gas",{"$nulls":3},"AA + FR","SNCR",{"$nulls":7},0.13,0.06129,0.0288,0.06129,0.0288,{"$nulls":11},"Spruance Genco LLC",100,"Energy Investors Funds Group",100]
["Spruance Genco LLC","54081_B_3B",54081,"B","3B",88193,"O/G Steam",null,"PJM_Dom","Virginia",51,"Richmond City",760,"51760",21.2,14500,1992,9999,null,"dry","Y","Natural Gas",{"$nulls":3},"AA + FR","SNCR",{"$nulls":7},0.13,0.04634,0.02947,0.04634,0.02947,{"$nulls":11},"Spruance Genco LLC",100,"Energy Investors Funds Group",100]
["Spruance Genco LLC","54081_B_4A",54081,"B","4A",88194,"O/G Steam",null,"PJM_Dom","Virginia",51,"Richmond City",760,"51760",6.2,14500,1992,9999,null,"dry","Y","Natural Gas",{"$nulls":3},"AA + FR","SNCR",{"$nulls":7},0.13,0.25065,0.02585,0.25065,0.02585,{"$nulls":11},"Spruance Genco LLC",100,"Energy Investors Funds Group",100]
["Spruance Genco LLC","54081_B_4B",54081,"B","4B",88195,"O/G Steam",null,"PJM_Dom","Virginia",51,"Richmond City",760,"51760",6.2,14500,1992,9999,null,"dry","Y","Natural Gas",{"$nulls":3},"AA + FR","SNCR",{"$nulls":7},0.13,0.05818,0.02507,0.05818,0.02507,{"$nulls":11},"Spruance Genco LLC",100,"Energy Investors Funds Group",100]
["ArcelorMittal Warren","54207_B_1",54207,"B","1",null,"Fossil Waste",null,"PJM_ATSI","Ohio",39,"Trumbull",155,"39155",2.8,6603,1965,9999,null,null,"Y","Fossil Waste",{"$nulls":3},"LA",{"$nulls":9},0.05352,0.05352,0.05352,0.05352,{"$nulls":11},"Severatal Warren Inc",100,"Severstal North America",100]
["ArcelorMittal Warren","54207_B_2",54207,"B","2",89332,"Fossil Waste",null,"PJM_ATSI","Ohio",39,"Trumbull",155,"39155",7,6603,1972,9999,null,null,"Y","Fossil Waste",{"$nulls":3},"LA",{"$nulls":9},0.15099,0.15099,0.15099,0.15099,{"$nulls":11},"Severatal Warren Inc",100,"Severstal North America",100]
["ArcelorMittal Warren","54207_B_3",54207,"B","3",9265,"Fossil Waste",null,"PJM_ATSI","Ohio",39,"Trumbull",155,"39155",9.3,6603,1981,9999,null,null,"Y","Fossil Waste",{"$nulls":3},"LA",{"$nulls":9},0.10137,0.10137,0.10137,0.10137,{"$nulls":11},"Severatal Warren Inc",100,"Severstal North America",100]
["Gillette SBMC","54225_B_2",54225,"B","2",null,"O/G Steam",null,"NENGREST","Massachusetts",25,"Suffolk",25,"25025",2.5,8300,1971,9999,null,null,"Y","Natural Gas",{"$nulls":13},0.319,0.319,0.319,0.319,{"$nulls":11},"Gillette Co",100,"Gillette Co (The)",100]
["Gillette SBMC","54225_B_3",54225,"B","3",null,"O/G Steam",null,"NENGREST","Massachusetts",25,"Suffolk",25,"25025",2.5,8300,1971,9999,null,null,"Y","Natural Gas",{"$nulls":13},0.0008,0.0008,0.0008,0.0008,{"$nulls":11},"Gillette Co",100,"Gillette Co (The)",100]
["Erving Paper Mills","54228_B_2",54228,"B","2",null,"O/G Steam",null,"NENGREST","Massachusetts",25,"Franklin",11,"25011",0.3,8300,2013,9999,null,null,"Y","Natural Gas",{"$nulls":13},0.23063,0.23063,0.23063,0.23063,{"$nulls":11},"Erving Paper Mills Inc",100,"Erving Paper Mills Inc",100]
["Stockton Biomass","54238_B_BIOMS1",54238,"B","BIOMS1",90649,"Biomass",null,"WEC_CALN","California",6,"San Joaquin",77,"06077",45,8275,2014,9999,"stoker/SPR",null,"Y","Biomass","Wet Scrubber",2014,0.9,null,"SCR",null,null,"ESPH","Yes",{"$nulls":4},0.03579,0.03579,0.03579,0.03579,{"$nulls":4},"Yes",2014,{"$nulls":5},"DTE Stockton LLC",100,"DTE Energy Co",100]
["Goodyear Beaumont Chemical Plant","54321_B_3B101",54321,"B","3B101",null,"O/G Steam",null,"MIS_WOTA","Texas",48,"Jefferson",245,"48245",1.6,8300,1962,9999,null,null,"Y","Natural Gas",{"$nulls":3},"FR",{"$nulls":8},1.157,0.06,0.06,0.06,0.06,{"$nulls":11},"Goodyear Tire & Rubber Co",100,"Goodyear Tire & Rubber Co",100]
["Goodyear Beaumont Chemical Plant","54321_B_3B102",54321,"B","3B102",null,"O/G Steam",null,"MIS_WOTA","Texas",48,"Jefferson",245,"48245",1.6,8300,1962,9999,null,null,"Y","Natural Gas",{"$nulls":3},"FR",{"$nulls":8},1.157,0.06,0.06,0.06,0.06,{"$nulls":11},"Goodyear Tire & Rubber Co",100,"Goodyear Tire & Rubber Co",100]
["Goodyear Beaumont Chemical Plant","54321_B_3B103",54321,"B","3B103",null,"O/G Steam",null,"MIS_WOTA","Texas",48,"Jefferson",245,"48245",1.6,8300,1962,9999,null,null,"Y","Natural Gas",{"$nulls":3},"FR",{"$nulls":8},1.157,0.06,0.06,0.06,0.06,{"$nulls":11},"Goodyear Tire & Rubber Co",100,"Goodyear Tire & Rubber Co",100]
["Goodyear Beaumont Chemical Plant","54321_B_3B104",54321,"B","3B104",null,"O/G Steam",null,"MIS_WOTA","Texas",48,"Jefferson",245,"48245",1.6,8300,1962,9999,null,null,"Y","Natural Gas",{"$nulls":3},"FR",{"$nulls":8},1.157,0.06,0.06,0.06,0.06,{"$nulls":11},"Goodyear Tire & Rubber Co",100,"Goodyear Tire & Rubber Co",100]
["Goodyear Beaumont Chemical Plant","54321_B_3B105",54321,"B","3B105",null,"O/G Steam",null,"MIS_WOTA","Texas",48,"Jefferson",245,"48245",1.6,8300,1962,9999,null,null,"Y","Natural Gas",{"$nulls":3},"FR",{"$nulls":8},1.157,0.06,0.06,0.06,0.06,{"$nulls":11},"Goodyear Tire & Rubber Co",100,"Goodyear Tire & Rubber Co",100]
["Goodyear Beaumont Chemical Plant","54321_B_3B106",54321,"B","3B106",null,"O/G Steam",null,"MIS_WOTA","Texas",48,"Jefferson",245,"48245",1.6,8300,1962,9999,null,null,"Y","Natural Gas",{"$nulls":3},"FR",{"$nulls":8},1.157,0.06,0.06,0.06,0.06,{"$nulls":11},"Goodyear Tire & Rubber Co",100,"Goodyear Tire & Rubber Co",100]
["Goodyear Beaumont Chemical Plant","54321_B_3B107",54321,"B","3B107",null,"O/G Steam",null,"MIS_WOTA","Texas",48,"Jefferson",245,"48245",1.6,8300,1962,9999,null,null,"Y","Natural Gas",{"$nulls":3},"FR",{"$nulls":8},1.157,0.06,0.06,0.06,0.06,{"$nulls":11},"Goodyear Tire & Rubber Co",100,"Goodyear Tire & Rubber Co",100]
["Goodyear Beaumont Chemical Plant","54321_B_3B108",54321,"B","3B108",null,"O/G Steam",null,"MIS_WOTA","Texas",48,"Jefferson",245,"48245",1.6,8300,1962,9999,null,null,"Y","Natural Gas",{"$nulls":3},"FR",{"$nulls":8},1.157,0.06,0.06,0.06,0.06,{"$nulls":11},"Goodyear Tire & Rubber Co",100,"Goodyear Tire & Rubber Co",100]
["Rio Grande Valley Sugar Growers","54338_B_1",54338,"B","1",null,"Biomass",null,"ERC_REST","Texas",48,"Hidalgo",215,"48215",3.5,21107,1973,9999,null,null,"Y","Biomass",{"$nulls":7},"C","NA",{"$nulls":4},0.22033,0.22033,0.22033,0.22033,{"$nulls":11},"Rio Grande Sugar Growers Inc",100,"Rio Grande Sugar Growers Inc",100]
["Rio Grande Valley Sugar Growers","54338_B_2",54338,"B","2",null,"Biomass",null,"ERC_REST","Texas",48,"Hidalgo",215,"48215",3.5,21107,1973,9999,null,null,"Y","Biomass",{"$nulls":7},"C","NA",{"$nulls":4},0.22033,0.22033,0.22033,0.22033,{"$nulls":11},"Rio Grande Sugar Growers Inc",100,"Rio Grande Sugar Growers Inc",100]
["Rio Grande Valley Sugar Growers","54338_B_3",54338,"B","3",null,"Biomass",null,"ERC_REST","Texas",48,"Hidalgo",215,"48215",3.5,21107,1973,9999,null,null,"Y","Biomass",{"$nulls":7},"C","NA",{"$nulls":4},0.22033,0.22033,0.22033,0.22033,{"$nulls":11},"Rio Grande Sugar Growers Inc",100,"Rio Grande Sugar Growers Inc",100]
["Rio Grande Valley Sugar Growers","54338_B_4",54338,"B","4",null,"Biomass",null,"ERC_REST","Texas",48,"Hidalgo",215,"48215",3.5,21107,1973,9999,null,null,"Y","Biomass",{"$nulls":7},"C","NA",{"$nulls":4},0.22033,0.22033,0.22033,0.22033,{"$nulls":11},"Rio Grande Sugar Growers Inc",100,"Rio Grande Sugar Growers Inc",100]
["Rio Grande Valley Sugar Growers","54338_B_6",54338,"B","6",null,"Biomass",null,"ERC_REST","Texas",48,"Hidalgo",215,"48215",3.5,21107,2009,9999,null,null,"Y","Biomass",{"$nulls":7},"ESPH + C","No",{"$nulls":4},0.22033,0.22033,0.22033,0.22033,{"$nulls":11},"Rio Grande Sugar Growers Inc",100,"Rio Grande Sugar Growers Inc",100]
["UW Madison Charter Street Plant","54408_B_B05",54408,"B","B05",null,"O/G Steam",null,"MIS_WUMS","Wisconsin",55,"Dane",25,"55025",1.9,8300,2013,9999,null,null,"Y","Natural Gas",{"$nulls":13},0.23063,0.23063,0.23063,0.23063,{"$nulls":11},"State of Wisconsin",100,"State of Wisconsin",100]
["UW Madison Charter Street Plant","54408_B_B06",54408,"B","B06",null,"O/G Steam",null,"MIS_WUMS","Wisconsin",55,"Dane",25,"55025",1.9,8300,2013,9999,null,null,"Y","Natural Gas",{"$nulls":13},0.23063,0.23063,0.23063,0.23063,{"$nulls":11},"State of Wisconsin",100,"State of Wisconsin",100]
["UW Madison Charter Street Plant","54408_B_B07",54408,"B","B07",null,"O/G Steam",null,"MIS_WUMS","Wisconsin",55,"Dane",25,"55025",1.9,8300,2013,9999,null,null,"Y","Natural Gas",{"$nulls":13},0.23063,0.23063,0.23063,0.23063,{"$nulls":11},"State of Wisconsin",100,"State of Wisconsin",100]
["UW Madison Charter Street Plant","54408_B_B08",54408,"B","B08",null,"O/G Steam",null,"MIS_WUMS","Wisconsin",55,"Dane",25,"55025",1.9,8300,2013,9999,null,null,"Y","Natural Gas",{"$nulls":13},0.23063,0.23063,0.23063,0.23063,{"$nulls":11},"State of Wisconsin",100,"State of Wisconsin",100]
["UW Madison Charter Street Plant","54408_B_B09",54408,"B","B09",null,"O/G Steam",null,"MIS_WUMS","Wisconsin",55,"Dane",25,"55025",1.9,8300,2012,9999,null,null,"Y","Natural Gas",{"$nulls":13},0.23063,0.23063,0.23063,0.23063,{"$nulls":11},"State of Wisconsin",100,"State of Wisconsin",100]
["Alabama Pine Pulp","54429_B_PB2",54429,"B","PB2",null,"Non-Fossil Waste",null,"S_SOU","Alabama",1,"Monroe",99,"01099",34,11843,1991,9999,null,null,"Y","Non-Fossil Waste",{"$nulls":3},"FR",{"$nulls":3},"ESPC","No",{"$nulls":4},0.23,0.23,0.23,0.23,{"$nulls":11},"Alabama Pine Pulp Co Inc",100,"Parsons & Whittemore Inc",100]
["Alabama Pine Pulp","54429_B_RB2",54429,"B","RB2",null,"Non-Fossil Waste",null,"S_SOU","Alabama",1,"Monroe",99,"01099",34,11843,1991,9999,null,null,"Y","Non-Fossil Waste",{"$nulls":3},"other",{"$nulls":3},"ESPC","No",{"$nulls":4},0.12,0.12,0.12,0.12,{"$nulls":11},"Alabama Pine Pulp Co Inc",100,"Parsons & Whittemore Inc",100]
["Riverwood International Macon Mill","54464_B_B002",54464,"B","B002",null,"O/G Steam",null,"S_SOU","Georgia",13,"Bibb",21,"13021",12.3,8300,1948,9999,null,null,"Y","Natural Gas",{"$nulls":13},0.27132,0.27132,0.27132,0.27132,{"$nulls":11},"Riverwood Internationall Inc (Macon)",100,"Graphic Packaging Corp",100]
["Riverwood International Macon Mill","54464_B_B003",54464,"B","B003",null,"Biomass",null,"S_SOU","Georgia",13,"Bibb",21,"13021",12.3,4883,1980,9999,null,null,"Y","Biomass","Wet Scrubber",1980,0.99,{"$nulls":10},0.16349,0.16349,0.16349,0.16349,{"$nulls":11},"Riverwood Internationall Inc (Macon)",100,"Graphic Packaging Corp",100]
["Riverwood International Macon Mill","54464_B_B004",54464,"B","B004",null,"Biomass",null,"S_SOU","Georgia",13,"Bibb",21,"13021",40,4883,2013,9999,null,null,"Y","Biomass",{"$nulls":7},"B","NA",{"$nulls":4},0.08302,0.08302,0.08302,0.08302,{"$nulls":11},"Riverwood Internationall Inc (Macon)",100,"Graphic Packaging Corp",100]
["Riverwood International Macon Mill","54464_B_D001",54464,"B","D001",null,"Non-Fossil Waste",null,"S_SOU","Georgia",13,"Bibb",21,"13021",12.3,4883,1994,9999,null,null,"Y","Non-Fossil Waste",{"$nulls":7},"ESPH","No",{"$nulls":4},0.13445,0.13445,0.13445,0.13445,{"$nulls":11},"Riverwood Internationall Inc (Macon)",100,"Graphic Packaging Corp",100]
["Formosa Plastics","54518_B_HRSG2",54518,"B","HRSG2",null,"O/G Steam",null,"MIS_LA","Louisiana",22,"East Baton Rouge",33,"22033",8,8300,1990,9999,null,null,"Y","Natural Gas",{"$nulls":3},"LNB",{"$nulls":9},0.10042,0.10042,0.10042,0.10042,{"$nulls":11},"Formosa Plastics Corp La",100,"Formosa Plastics Corp",100]
["Formosa Plastics","54518_B_HRSG3",54518,"B","HRSG3",null,"O/G Steam",null,"MIS_LA","Louisiana",22,"East Baton Rouge",33,"22033",8,8300,1996,9999,null,null,"Y","Natural Gas",{"$nulls":3},"LNB",{"$nulls":9},0.10042,0.10042,0.10042,0.10042,{"$nulls":11},"Formosa Plastics Corp La",100,"Formosa Plastics Corp",100]
["Ingredion Incorporated","54556_B_BLR10",54556,"B","BLR10",89733,"Coal Steam",null,"PJM_COMD","Illinois",17,"Cook",31,"17031",10.6,10986,2006,9999,"FBC","dry","Y","Bituminous","Reagent Injection",2006,0.95,"CF","SNCR",null,2007,"B","NA","ACI",2015,null,1.8,0.11685,0.11685,0.11685,0.11685,0.1,0.1,0.1,0.95,{"$nulls":7},"Corn Products International Inc",100,"Corn Products Intl Inc",100]
["Ingredion Incorporated","54556_B_BLR6",54556,"B","BLR6",10116,"Coal Steam",null,"PJM_COMD","Illinois",17,"Cook",31,"17031",10.6,10986,2003,9999,"other",null,"Y","Bituminous",{"$nulls":3},"FR",{"$nulls":8},1.8,0.04448,0.04448,0.04448,0.04448,1,0.1,1,0,{"$nulls":7},"Corn Products International Inc",100,"Corn Products Intl Inc",100]
["Ingredion Incorporated","54556_B_BLR7",54556,"B","BLR7",88140,"Coal Steam",null,"PJM_COMD","Illinois",17,"Cook",31,"17031",10.6,10986,2004,9999,"other",null,"Y","Bituminous",{"$nulls":3},"LNB",{"$nulls":8},1.8,0.05457,0.05457,0.05457,0.05457,1,0.1,1,0,{"$nulls":7},"Corn Products International Inc",100,"Corn Products Intl Inc",100]
["Ingredion Incorporated","54556_B_BLR8",54556,"B","BLR8",88141,"Coal Steam",null,"PJM_COMD","Illinois",17,"Cook",31,"17031",10.6,10986,2018,9999,"FBC","dry","Y","Bituminous","Reagent Injection",2018,0.893,"LNB","SCR",2018,{"$nulls":6},1.8,0.07,0.07,0.07,0.07,0.1,0.1,0.1,0.893,{"$nulls":7},"Corn Products International Inc",100,"Corn Products Intl Inc",100]
["Longview Fibre","54562_B_PB20",54562,"B","PB20",null,"Non-Fossil Waste",null,"WECC_PNW","Washington",53,"Cowlitz",15,"53015",15.7,5686,1976,9999,null,null,"Y","Non-Fossil Waste","Wet Scrubber",1976,0.829,null,"SNCR",null,null,"ESPC + C","No",{"$nulls":4},0.2,0.2,0.2,0.2,{"$nulls":11},"Longview Fibre Paper & Packaging Inc",100,"Kapstone Paper",100]
["Longview Fibre","54562_B_RF19",54562,"B","RF19",null,"Non-Fossil Waste",null,"WECC_PNW","Washington",53,"Cowlitz",15,"53015",15.7,5686,1976,9999,null,null,"Y","Non-Fossil Waste",{"$nulls":7},"ESPC","No",{"$nulls":4},0,0,0,0,{"$nulls":11},"Longview Fibre Paper & Packaging Inc",100,"Kapstone Paper",100]
["Longview Fibre","54562_B_RF22",54562,"B","RF22",null,"Non-Fossil Waste",null,"WECC_PNW","Washington",53,"Cowlitz",15,"53015",15.7,5686,1992,9999,null,null,"Y","Non-Fossil Waste",{"$nulls":7},"ESPC","No",{"$nulls":4},0,0,0,0,{"$nulls":11},"Longview Fibre Paper & Packaging Inc",100,"Kapstone Paper",100]
["Montville Station","546_B_5",546,"B","5",343,"O/G Steam",null,"NENG_CT","Connecticut",9,"New London",11,"09011",81,12434,1954,9999,"tangential","dry","N","Natural Gas, Residual Fuel Oil",{"$nulls":3},"BF",{"$nulls":3},"ESPC","No",{"$nulls":3},0.3,0.06288,0.06288,0.06288,0.06288,{"$nulls":11},"NRG Montville Operations Inc",100,"NRG Energy Inc",100]
["Montville Station","546_B_6",546,"B","6",344,"O/G Steam",null,"NENG_CT","Connecticut",9,"New London",11,"09011",410,12513,1971,9999,"tangential","dry","N","Residual Fuel Oil",null,null,0.72,"BF",{"$nulls":8},0.3,0.01499,0.01499,0.01499,0.01499,{"$nulls":11},"NRG Montville Operations Inc",100,"NRG Energy Inc",100]
["Pinetree Power Fitchburg","54620_B_B1",54620,"B","B1",null,"Biomass",null,"NENGREST","Massachusetts",25,"Worcester",27,"25027",16,17659,1992,9999,null,null,"N","Biomass",{"$nulls":3},"NH3","SCR",null,null,"B + C","NA",{"$nulls":4},0.06264,0.06264,0.06264,0.06264,{"$nulls":11},"Pinetree Power Fitchburg Inc",100,"Capergy SA",100]
["Covanta Plymouth Renewable Energy","54625_B_1",54625,"B","1",null,"Municipal Solid Waste",null,"PJM_EMAC","Pennsylvania",42,"Montgomery",91,"42091",14,19383,1992,9999,null,null,"N","MSW","Dry Scrubber",1992,0.937,null,"SNCR",null,null,"B","NA","ACI",2005,null,null,0.411,0.411,0.411,0.411,0.15,0.15,0.15,{"$nulls":8},"Covanta Plymouth Renewable Energy LP",100,"Covanta Holding Corp",100]
["Covanta Plymouth Renewable Energy","54625_B_2",54625,"B","2",null,"Municipal Solid Waste",null,"PJM_EMAC","Pennsylvania",42,"Montgomery",91,"42091",14,19383,1992,9999,null,null,"N","MSW","Dry Scrubber",1992,0.881,null,"SNCR",null,null,"B","NA","ACI",2005,null,null,0.417,0.417,0.417,0.417,0.08,0.08,0.08,{"$nulls":8},"Covanta Plymouth Renewable Energy LP",100,"Covanta Holding Corp",100]
["Mt Poso Cogeneration","54626_B_BL01",54626,"B","BL01",null,"Biomass",null,"WEC_CALN","California",6,"Kern",29,"06029",42,15588,1989,9999,null,null,"Y","Biomass",{"$nulls":3},"CF + LA + NH3","SNCR",null,null,"B","NA",{"$nulls":3},5.26,0.07143,0.07143,0.07143,0.07143,{"$nulls":11},"Mount Poso Cogen Generation Co",100,"DTE Energy Co",100]
["Okeelanta Cogeneration","54627_B_A",54627,"B","A",null,"Biomass",null,"FRCC","Florida",12,"Palm Beach",99,"12099",35,10723,1995,9999,"stoker/SPR","dry","Y","Biomass",{"$nulls":3},"LNB + OFA","SNCR",null,null,"ESPH + C","Yes",{"$nulls":3},0.06,0.12603,0.12603,0.12603,0.12603,{"$nulls":11},"New Hope Power Partnership",100,"Florida Crystals Corp",100]
["Okeelanta Cogeneration","54627_B_B",54627,"B","B",null,"Biomass",null,"FRCC","Florida",12,"Palm Beach",99,"12099",35,10723,1995,9999,"stoker/SPR","dry","Y","Biomass",{"$nulls":3},"LNB + OFA","SNCR",null,null,"ESPH + C","Yes",{"$nulls":4},0.12784,0.12784,0.12784,0.12784,{"$nulls":11},"New Hope Power Partnership",100,"Florida Crystals Corp",100]
["Okeelanta Cogeneration","54627_B_C",54627,"B","C",null,"Biomass",null,"FRCC","Florida",12,"Palm Beach",99,"12099",35,10723,1995,9999,"stoker/SPR","dry","Y","Biomass",{"$nulls":3},"LNB + OFA","SNCR",null,null,"ESPH + C","Yes",{"$nulls":3},0.06,0.1293,0.1293,0.1293,0.1293,{"$nulls":11},"New Hope Power Partnership",100,"Florida Crystals Corp",100]
["St Nicholas Cogen Project","54634_B_1",54634,"B","1",3787,"Coal Steam",null,"PJM_WMAC","Pennsylvania",42,"Schuylkill",107,"42107",86,14500,1990,9999,"FBC","dry","Y","Waste Coal","Reagent Injection",1990,0.85,"OFA",{"$nulls":3},"B","NA",{"$nulls":3},3.7,0.05701,0.05701,0.05701,0.05701,0.01,0.01,0.01,0.98,"Yes",1990,{"$nulls":5},"Schuylkill Energy Resource Inc",100,"Schuylkill Energy Resource Inc",100]
["CII Carbon LLC","54677_B_HRB",54677,"B","HRB",null,"Non-Fossil Waste",null,"MIS_AMSO","Louisiana",22,"St Bernard",87,"22087",46,9196,1981,9999,null,null,"Y","Non-Fossil Waste","Dry Scrubber",2015,0.97,"other",{"$nulls":3},"B","NA",{"$nulls":3},1.2,0,0,0,0,{"$nulls":4},"Yes",{"$nulls":6},"CII Carbon LLC",100,"CII Carbon LLC",100]
["Wheelabrator Falls","54746_B_1",54746,"B","1",null,"Municipal Solid Waste",null,"PJM_EMAC","Pennsylvania",42,"Bucks",17,"42017",22,16529,1994,9999,null,null,"N","MSW","Dry Scrubber",1994,0.85,null,"SNCR",null,null,"B","NA","ACI",1995,null,null,0.287,0.287,0.287,0.287,0.08,0.08,0.08,{"$nulls":8},"Waste Management Inc",100,"Waste Management Inc",100]
["Wheelabrator Falls","54746_B_2",54746,"B","2",null,"Municipal Solid Waste",null,"PJM_EMAC","Pennsylvania",42,"Bucks",17,"42017",22,16529,1994,9999,null,null,"N","MSW","Dry Scrubber",1994,0.85,null,"SNCR",null,null,"B","NA","ACI",1995,null,null,0.285,0.285,0.285,0.285,0.08,0.08,0.08,{"$nulls":8},"Waste Management Inc",100,"Waste Management Inc",100]
["Genesee Power Station LP","54751_B_BLR1",54751,"B","BLR1",90200,"Biomass",null,"MIS_LMI","Michigan",26,"Genesee",49,"26049",35,15324,1995,9999,null,null,"N","Biomass",{"$nulls":4},"SNCR",null,null,"ESPC","No",{"$nulls":4},0.17945,0.17945,0.17945,0.17945,{"$nulls":11},"Genesee Power Station L P",100,"FORTISTAR",100]
["Wheelabrator Lisbon","54758_B_BW1",54758,"B","BW1",null,"Municipal Solid Waste",null,"NENG_CT","Connecticut",9,"New London",11,"09011",7,18362,1995,9999,null,null,"N","MSW","Dry Scrubber",1995,0.75,null,"SNCR",null,null,"B","NA","ACI",2001,null,0.07,0.28,0.28,0.28,0.28,0.08,0.08,0.08,{"$nulls":8},"Eastern Connecticut Resources Recovery Authority",100,"Eastern Connecticut Resources Recovery Authority",100]
["Wheelabrator Lisbon","54758_B_BW2",54758,"B","BW2",null,"Municipal Solid Waste",null,"NENG_CT","Connecticut",9,"New London",11,"09011",7,18362,1995,9999,null,null,"N","MSW","Dry Scrubber",1995,0.75,null,"SNCR",null,null,"B","NA","ACI",2001,null,0.07,0.28,0.28,0.28,0.28,0.08,0.08,0.08,{"$nulls":8},"Eastern Connecticut Resources Recovery Authority",100,"Eastern Connecticut Resources Recovery Authority",100]
["University of Iowa Main Power Plant","54775_B_BLR10",54775,"B","BLR10",null,"O/G Steam",null,"MIS_MIDA","Iowa",19,"Johnson",103,"19103",7.7,8300,1987,9999,null,null,"Y","Natural Gas",null,null,0.5,"LA + OFA",{"$nulls":3},"ESPC + C","No",{"$nulls":3},6,0.282385,0.282385,0.282385,0.282385,{"$nulls":11},"University of Iowa",100,"University of Iowa",100]
["University of Iowa Main Power Plant","54775_B_BLR11",54775,"B","BLR11",null,"O/G Steam",null,"MIS_MIDA","Iowa",19,"Johnson",103,"19103",7.7,8300,1987,9999,null,null,"Y","Natural Gas",null,null,0.5,"CF",{"$nulls":3},"B","NA",{"$nulls":3},6,0.088455,0.088455,0.088455,0.088455,{"$nulls":11},"University of Iowa",100,"University of Iowa",100]
["University of Iowa Main Power Plant","54775_B_BLR7",54775,"B","BLR7",null,"O/G Steam",null,"MIS_MIDA","Iowa",19,"Johnson",103,"19103",7.7,8300,1991,9999,null,null,"Y","Natural Gas",{"$nulls":3},"FR + LNB",{"$nulls":8},2.5,0.036455,0.036455,0.036455,0.036455,{"$nulls":11},"University of Iowa",100,"University of Iowa",100]
["University of Iowa Main Power Plant","54775_B_BLR8",54775,"B","BLR8",null,"O/G Steam",null,"MIS_MIDA","Iowa",19,"Johnson",103,"19103",7.7,8300,1991,9999,null,null,"Y","Natural Gas",{"$nulls":3},"FR + LNB",{"$nulls":8},2.5,0.038985,0.038985,0.038985,0.038985,{"$nulls":11},"University of Iowa",100,"University of Iowa",100]
["Grays Ferry Cogeneration","54785_B_1CT",54785,"B","1CT",3798,"Combined Cycle",null,"PJM_EMAC","Pennsylvania",42,"Philadelphia",101,"42101",27,5500,1997,9999,null,null,"Y","Natural Gas",{"$nulls":4},"SCR",{"$nulls":8},0.04135,0.04041,0.04135,0.04041,{"$nulls":11},"Grays Ferry Cogeneration Partnership",100,"Veolia Environnement SA",100]
["Grays Ferry Cogeneration","54785_B_B25",54785,"B","B25",null,"Combined Cycle",null,"PJM_EMAC","Pennsylvania",42,"Philadelphia",101,"42101",30,5500,1997,9999,"wall","dry","Y","Natural Gas",{"$nulls":3},"FR + LNB","SCR",{"$nulls":8},0.04135,0.04041,0.04135,0.04041,{"$nulls":11},"Grays Ferry Cogeneration Partnership",100,"Veolia Environnement SA",100]
["Indiana Harbor E 5 AC Station","54995_B_501",54995,"B","501",null,"Fossil Waste",null,"MIS_INKY","Indiana",18,"Lake",89,"18089",22.5,4136,1978,9999,null,null,"Y","Fossil Waste",{"$nulls":13},0.05352,0.05352,0.05352,0.05352,{"$nulls":11},"Northlake Energy",100,"Atlantic Power Corp",100]
["Indiana Harbor E 5 AC Station","54995_B_502",54995,"B","502",null,"Fossil Waste",null,"MIS_INKY","Indiana",18,"Lake",89,"18089",22.5,4136,1978,9999,null,null,"Y","Fossil Waste",{"$nulls":13},0.05352,0.05352,0.05352,0.05352,{"$nulls":11},"Northlake Energy",100,"Atlantic Power Corp",100]
["Indiana Harbor E 5 AC Station","54995_B_503",54995,"B","503",null,"Fossil Waste",null,"MIS_INKY","Indiana",18,"Lake",89,"18089",22.5,4136,1978,9999,null,null,"Y","Fossil Waste",{"$nulls":13},0.05352,0.05352,0.05352,0.05352,{"$nulls":11},"Northlake Energy",100,"Atlantic Power Corp",100]
["Indiana Harbor E 5 AC Station","54995_B_504",54995,"B","504",null,"Fossil Waste",null,"MIS_INKY","Indiana",18,"Lake",89,"18089",22.5,4136,2012,9999,null,null,"Y","Fossil Waste",{"$nulls":13},0.05352,0.05352,0.05352,0.05352,{"$nulls":11},"Northlake Energy",100,"Atlantic Power Corp",100]
["Wheelabrator Portsmouth","54998_B_12300",54998,"B","12300",null,"Municipal Solid Waste",null,"PJM_Dom","Virginia",51,"Portsmouth City",740,"51740",11.6,20120,1988,9999,null,null,"Y","MSW","Dry Scrubber",1996,0.7,"OFA",{"$nulls":3},"B","NA",{"$nulls":3},0.06,0.4,0.4,0.4,0.4,0.08,0.08,0.08,{"$nulls":8},"Wheelabrator Portsmouth Inc",100,"Macquarie Bank Limited",100]
["Wheelabrator Portsmouth","54998_B_12400",54998,"B","12400",null,"Municipal Solid Waste",null,"PJM_Dom","Virginia",51,"Portsmouth City",740,"51740",11.6,20120,1988,9999,null,null,"Y","MSW","Dry Scrubber",1995,0.7,"OFA",{"$nulls":3},"B","NA",{"$nulls":3},0.06,0.4,0.4,0.4,0.4,0.08,0.08,0.08,{"$nulls":8},"Wheelabrator Portsmouth Inc",100,"Macquarie Bank Limited",100]
["Wheelabrator Portsmouth","54998_B_12500",54998,"B","12500",null,"Municipal Solid Waste",null,"PJM_Dom","Virginia",51,"Portsmouth City",740,"51740",11.6,20120,1988,9999,null,null,"Y","MSW","Dry Scrubber",1995,0.7,"OFA",{"$nulls":3},"B","NA",{"$nulls":3},0.06,0.4,0.4,0.4,0.4,0.08,0.08,0.08,{"$nulls":8},"Wheelabrator Portsmouth Inc",100,"Macquarie Bank Limited",100]
["Wheelabrator Portsmouth","54998_B_12600",54998,"B","12600",null,"Municipal Solid Waste",null,"PJM_Dom","Virginia",51,"Portsmouth City",740,"51740",11.6,20120,1988,9999,null,null,"Y","MSW","Dry Scrubber",1995,0.7,"OFA",{"$nulls":3},"B","NA",{"$nulls":3},0.06,0.4,0.4,0.4,0.4,0.08,0.08,0.08,{"$nulls":8},"Wheelabrator Portsmouth Inc",100,"Macquarie Bank Limited",100]
["Kettle Falls Generating Station","550_B_1",550,"B","1",null,"Biomass",null,"WECC_PNW","Washington",53,"Stevens",65,"53065",50,14662,1984,9999,null,null,"N","Biomass",{"$nulls":3},"other",{"$nulls":3},"ESPH + C","No",{"$nulls":4},0.17502,0.17502,0.17502,0.17502,{"$nulls":11},"Avista Corp",100,"Avista Corp",100]
["Red Hills Generating Facility","55076_B_AA001",55076,"B","AA001",3856,"Coal Steam",null,"S_C_TVA","Mississippi",28,"Choctaw",19,"28019",220,11206,2002,9999,"FBC","dry","N","Lignite","Reagent Injection",2002,0.915,"CF + other",{"$nulls":3},"B","NA","ACI",2016,null,0.25,0.11259,0.11259,0.11259,0.11259,0.1,0.1,0.1,0.98,"Yes",2016,{"$nulls":5},"Choctaw Generating LP",100,"PurEnergy LLC",100]
["Red Hills Generating Facility","55076_B_AA002",55076,"B","AA002",3857,"Coal Steam",null,"S_C_TVA","Mississippi",28,"Choctaw",19,"28019",220,11206,2002,9999,"FBC","dry","N","Lignite","Reagent Injection",2002,0.915,"CF + other",{"$nulls":3},"B","NA","ACI",2016,null,0.25,0.12052,0.12052,0.12052,0.12052,0.1,0.1,0.1,0.98,"Yes",2016,{"$nulls":5},"Choctaw Generating LP",100,"PurEnergy LLC",100]
["Dearborn Industrial Generation","55088_B_EUCTG1",55088,"B","EUCTG1",89291,"Fossil Waste",null,"MIS_LMI","Michigan",26,"Wayne",163,"26163",83,4746,2001,9999,"wall",null,"Y","Fossil Waste",{"$nulls":3},"FR",{"$nulls":9},0.02021,0.02021,0.02021,0.02021,{"$nulls":11},"Dearborn Industrial Generation LLC",100,"CMS Energy Corp",100]
["Dearborn Industrial Generation","55088_B_EUCTG2",55088,"B","EUCTG2",89292,"Fossil Waste",null,"MIS_LMI","Michigan",26,"Wayne",163,"26163",83,4746,2001,9999,"wall",null,"Y","Fossil Waste",{"$nulls":3},"FR",{"$nulls":9},0.01824,0.01824,0.01824,0.01824,{"$nulls":11},"Dearborn Industrial Generation LLC",100,"CMS Energy Corp",100]
["Dearborn Industrial Generation","55088_B_EUCTG3",55088,"B","EUCTG3",89293,"Fossil Waste",null,"MIS_LMI","Michigan",26,"Wayne",163,"26163",83,4746,2001,9999,"wall",null,"Y","Fossil Waste",{"$nulls":3},"FR",{"$nulls":9},0.02217,0.02217,0.02217,0.02217,{"$nulls":11},"Dearborn Industrial Generation LLC",100,"CMS Energy Corp",100]
["Portside Energy","55096_B_HRSG1",55096,"B","HRSG1",null,"O/G Steam",null,"MIS_INKY","Indiana",18,"Porter",127,"18127",19,8300,1997,9999,null,null,"Y","Natural Gas",{"$nulls":13},0.23063,0.23063,0.23063,0.23063,{"$nulls":11},"Portside Energy Corp",100,"Atlantic Power Corp",100]
["Air Products Port Arthur","55309_B_HRSG",55309,"B","HRSG",null,"Fossil Waste",null,"MIS_WOTA","Texas",48,"Jefferson",245,"48245",20.5,6690,2007,9999,null,null,"Y","Fossil Waste",{"$nulls":3},"NH3","SCR",{"$nulls":8},0.05352,0.05352,0.05352,0.05352,{"$nulls":11},"Air Products & Chemicals Inc",100,"Air Products & Chemicals Inc",100]
["Wygen 1","55479_B_3",55479,"B","3",4852,"Coal Steam",null,"WECC_WY","Wyoming",56,"Campbell",5,"56005",85,11824,2003,9999,"wall","dry","N","Subbituminous","Dry Scrubber",2003,0.933,"LNBO","SCR",2003,null,"B","NA","ACI",2016,null,0.2,0.14165,0.14165,0.14165,0.14165,0.1,0.1,0.1,0.9830000000000001,{"$nulls":7},"Black Hills Power Inc",76.5,"Black Hills Corp",76.5]
["Nacogdoches Power","55708_B_BLR1",55708,"B","BLR1",9227,"Biomass",null,"ERC_REST","Texas",48,"Nacogdoches",347,"48347",100,14914,2012,9999,"FBC",null,"N","Biomass",null,null,0.75,"CF","SNCR",null,null,"B","NA",{"$nulls":3},0.046,0.08245,0.08245,0.08245,0.08245,{"$nulls":11},"Nacogdoches Power LLC",100,"Austin Energy",100]
["Hardin Generator Project","55749_B_PC1",55749,"B","PC1",9114,"Coal Steam",null,"WECC_MT","Montana",30,"Big Horn",3,"30003",107,12466,2006,9999,"wall","dry","N","Subbituminous","Dry Scrubber",2006,0.923,"LA + LNB + NH3","SCR",2006,null,"B","NA","ACI",2009,null,0.11,1.9276,0.07017,1.9276,0.07017,0.1,0.1,0.1,0.9730000000000001,{"$nulls":7},"Rocky Mountain Power LLC (ND)",100,"BDW (Montana) LLC",100]
["Prairie State Generating Station","55856_B_PC1",55856,"B","PC1",90192,"Coal Steam",null,"MIS_IL","Illinois",17,"St Clair",163,"17163",815,9391,2012,9999,"wall","dry","N","Bituminous","Wet Scrubber",2011,0.98,"LNB","SCR",2011,null,"ESPC + WESP","Yes","ACI",2011,null,0.182,0.06122,0.06122,0.06122,0.06122,0.05,0.1,0.1,0.99,"Yes",2011,{"$nulls":5},"Prairie State Generating Co LLC",100,"American Municipal Power Inc",100]
["Prairie State Generating Station","55856_B_PC2",55856,"B","PC2",90193,"Coal Steam",null,"MIS_IL","Illinois",17,"St Clair",163,"17163",815,9346,2012,9999,"wall","dry","N","Bituminous","Wet Scrubber",2012,0.98,"LNB","SCR",2012,null,"ESPC + WESP","Yes","ACI",2012,null,0.182,0.06096,0.06096,0.06096,0.06096,0.05,0.1,0.1,0.99,"Yes",2012,{"$nulls":5},"Prairie State Generating Co LLC",100,"American Municipal Power Inc",100]
["Sierra Pacific Aberdeen","55882_B_BLR1",55882,"B","BLR1",null,"Biomass",null,"WECC_PNW","Washington",53,"Grays Harbor",27,"53027",17.4,4561,2003,9999,null,null,"Y","Biomass",{"$nulls":4},"SNCR",null,null,"ESPC + C","No",{"$nulls":4},0.095,0.095,0.095,0.095,{"$nulls":11},"Sierra Pacific Industries Inc",100,"Sierra Pacific Industries",100]
["Elm Road Generating Station","56068_B_18",56068,"B","18",89796,"Coal Steam",null,"MIS_WUMS","Wisconsin",55,"Milwaukee",79,"55079",633,9552,2010,9999,"wall","dry","N","Bituminous, Subbituminous","Wet Scrubber",2010,0.971,"LNB","SCR",2010,null,"WESP + B","No",{"$nulls":3},0.03,0.06337,0.06337,0.06337,0.06337,0.05,0.1,0.56,0.99,{"$nulls":7},"Wisconsin Electric Power Co",83.34,"WEC Energy Group Inc",83.34]
["Elm Road Generating Station","56068_B_19",56068,"B","19",89798,"Coal Steam",null,"MIS_WUMS","Wisconsin",55,"Milwaukee",79,"55079",633,9475,2011,9999,"wall","dry","N","Bituminous, Subbituminous","Wet Scrubber",2011,0.971,"LNB","SCR",2011,null,"WESP + B","No",{"$nulls":3},0.03,0.06225,0.06225,0.06225,0.06225,0.05,0.1,0.56,0.99,{"$nulls":7},"Wisconsin Electric Power Co",83.34,"WEC Energy Group Inc",83.34]
["Riceland Foods Cogeneration Plant","56079_B_North",56079,"B","North",null,"Biomass",null,"MIS_AR","Arkansas",5,"Arkansas",1,"05001",4,11815,1996,9999,null,null,"Y","Biomass",{"$nulls":3},"FR",{"$nulls":3},"B","NA",{"$nulls":4},0.25871,0.25871,0.25871,0.25871,{"$nulls":11},"Riviana Foods Inc",51,"Riviana Foods Inc",51]
["Riceland Foods Cogeneration Plant","56079_B_South",56079,"B","South",null,"Biomass",null,"MIS_AR","Arkansas",5,"Arkansas",1,"05001",4,11815,1996,9999,null,null,"Y","Biomass",{"$nulls":3},"FR",{"$nulls":3},"B","NA",{"$nulls":4},0.22033,0.22033,0.22033,0.22033,{"$nulls":11},"Riviana Foods Inc",51,"Riviana Foods Inc",51]
["Middletown","562_B_2",562,"B","2",353,"O/G Steam",null,"NENG_CT","Connecticut",9,"Middlesex",7,"09007",117,11409,1958,9999,"wall","dry","N","Natural Gas, Residual Fuel Oil",{"$nulls":3},"OFA","SNCR",null,null,"ESPC","No",{"$nulls":3},0.3,0.08819,0.08819,0.08819,0.08819,{"$nulls":11},"NRG Middletown Operations Inc",100,"NRG Energy Inc",100]
["Middletown","562_B_3",562,"B","3",354,"O/G Steam",null,"NENG_CT","Connecticut",9,"Middlesex",7,"09007",236,11518,1964,9999,"cyclone","dry","N","Natural Gas, Residual Fuel Oil",{"$nulls":3},"H2O","SNCR",null,null,"ESPC","No",{"$nulls":3},0.3,0.39809,0.15,0.39809,0.15,{"$nulls":11},"NRG Middletown Operations Inc",100,"NRG Energy Inc",100]
["Middletown","562_B_4",562,"B","4",355,"O/G Steam",null,"NENG_CT","Connecticut",9,"Middlesex",7,"09007",400,11502,1973,9999,"tangential","dry","N","Residual Fuel Oil",{"$nulls":3},"BF + BOOS + LA",{"$nulls":8},0.3,0.15,0.15,0.15,0.15,{"$nulls":11},"NRG Middletown Operations Inc",100,"NRG Energy Inc",100]
["TS Power Plant","56224_B_BLR100",56224,"B","BLR100",89529,"Coal Steam",null,"WECC_NNV","Nevada",32,"Eureka",11,"32011",218,10573,2008,9999,"wall","dry","N","Subbituminous","Dry Scrubber",2008,0.92,"LNBO","SCR",2008,null,"B","NA","ACI",2008,null,0.07,0.04971,0.04971,0.04971,0.04971,0.1,0.1,0.1,0.9700000000000001,{"$nulls":4},"C2G",2022,null,"Newmont Nevada Energy Investments",100,"Barrick Gold Corp",100]
["Trigen St. Louis","56309_B_HRSG1",56309,"B","HRSG1",null,"O/G Steam",null,"MIS_MO","Missouri",29,"St Louis",189,"29189",1.5,8300,1999,9999,null,null,"Y","Natural Gas",{"$nulls":13},0.2,0.2,0.2,0.2,{"$nulls":11},"Ashley Energy LLC",100,"Ashley Energy LLC",100]
["Trigen St. Louis","56309_B_HRSG2",56309,"B","HRSG2",null,"O/G Steam",null,"MIS_MO","Missouri",29,"St Louis",189,"29189",1.5,8300,1999,9999,null,null,"Y","Natural Gas",{"$nulls":13},0.2,0.2,0.2,0.2,{"$nulls":11},"Ashley Energy LLC",100,"Ashley Energy LLC",100]
["Wygen 2","56319_B_1",56319,"B","1",89633,"Coal Steam",null,"WECC_WY","Wyoming",56,"Campbell",5,"56005",90,11967,2008,9999,"wall","dry","N","Subbituminous","Dry Scrubber",2008,0.933,"LNBO","SCR",2008,null,"B","NA","ACI",2016,null,0.1,0.05812,0.05812,0.05812,0.05812,0.1,0.1,0.1,0.9830000000000001,{"$nulls":7},"Cheyenne Light Fuel & Power Co",100,"Black Hills Corp",100]
["Stanton Energy Center","564_B_1",564,"B","1",368,"Coal Steam",null,"FRCC","Florida",12,"Orange",95,"12095",460,10643,1987,9999,"wall","dry","N","Bituminous","Wet Scrubber",1987,0.962,"LNB + OFA",{"$nulls":3},"ESPC","No","ACI",2015,null,1.14,0.26725,0.26725,0.26725,0.26725,0.05,0.1,0.1,0.99,"Yes",2014,{"$nulls":5},"Orlando Utilities Commission",68.55,"Orlando Utilities Commission",68.55]
["Stanton Energy Center","564_B_2",564,"B","2",369,"Coal Steam",null,"FRCC","Florida",12,"Orange",95,"12095",466,10373,1996,9999,"wall","dry","N","Bituminous","Wet Scrubber",1996,0.962,"LNB + OFA","SCR",1996,null,"ESPC","No",{"$nulls":3},0.25,0.14861,0.14861,0.14861,0.14861,0.05,0.1,0.56,0.99,"Yes",2014,{"$nulls":5},"Orlando Utilities Commission",71.59,"Orlando Utilities Commission",71.59]
["Nevada Solar One","56405_B_HI",56405,"B","HI",null,"Solar Thermal",null,"WECC_SNV","Nevada",32,"Clark",3,"32003",68,9771,2007,9999,null,null,"N","Solar",{"$nulls":13},0,0,0,0,{"$nulls":11},"Nevada Solar One LLC",100,"Acciona Energia",100]
["Sierra Pacific Burlington Facility","56406_B_BLR1",56406,"B","BLR1",null,"Biomass",null,"WECC_PNW","Washington",53,"Skagit",57,"53057",24.6,4552,2007,9999,null,null,"Y","Biomass",{"$nulls":4},"SNCR",null,null,"ESPC + C","No",{"$nulls":4},0.13,0.13,0.13,0.13,{"$nulls":11},"Sierra Pacific Industries Inc",100,"Sierra Pacific Industries",100]
["Plum Point Energy Station","56456_B_BLR1",56456,"B","BLR1",90208,"Coal Steam",null,"MIS_AR","Arkansas",5,"Mississippi",93,"05093",680,9682,2010,9999,"wall","dry","N","Subbituminous","Dry Scrubber",2010,0.9,"LNB + OFA","SCR",2010,null,"B","NA","ACI",2010,null,0.16,0.07339,0.07339,0.07339,0.07339,0.1,0.1,0.1,0.9500000000000001,{"$nulls":7},"Plum Point Energy Associates LLC",63,"Starwood Capital Group Global LLC",63]
["Roseburg Forest Products Biomass","56469_B_FW-1",56469,"B","FW-1",null,"Biomass",null,"WECC_PNW","California",6,"Siskiyou",93,"06093",9,5004,1996,9999,null,null,"Y","Biomass",{"$nulls":3},"NH3","SNCR",null,null,"ESPC","Yes",{"$nulls":4},0.0321,0.0321,0.0321,0.0321,{"$nulls":11},"Roseburg Forest Products Co",100,"Roseburg Forest Products Co",100]
["John W Turk Jr Power Plant","56564_B_1",56564,"B","1",90325,"Coal Steam",null,"SPP_WEST","Arkansas",5,"Hempstead",57,"05057",609,9102,2012,9999,"wall","dry","N","Subbituminous","Dry Scrubber",2012,0.961,"LNBO","SCR",2012,null,"B","NA","ACI",2012,null,0.065,0.03875,0.03875,0.03875,0.03875,0.1,0.1,0.1,0.99,{"$nulls":7},"Southwestern Electric Power Co",73,"American Electric Power Co Inc",73]
["Wygen III","56596_B_1",56596,"B","1",90109,"Coal Steam",null,"WECC_WY","Wyoming",56,"Campbell",5,"56005",100,11509,2010,9999,"wall","dry","N","Subbituminous","Dry Scrubber",2010,0.933,"LNB + OFA","SCR",2010,null,"B","NA","ACI",2016,null,0.09,0.04261,0.04261,0.04261,0.04261,0.1,0.1,0.1,0.9830000000000001,{"$nulls":7},"Black Hills Power Inc",52,"Black Hills Corp",52]
["Dry Fork Station","56609_B_1",56609,"B","1",90531,"Coal Steam",null,"WECC_WY","Wyoming",56,"Campbell",5,"56005",380,10552,2011,9999,"wall","dry","N","Subbituminous","Dry Scrubber",2011,0.95,"LNB + OFA","SCR",2011,null,"B","NA","ACI",2011,null,0.07,0.04179,0.04179,0.04179,0.04179,0.1,0.1,0.1,0.99,{"$nulls":7},"Basin Electric Power Coop",92.9,"Basin Electric Power Coop",92.9]
["Sandy Creek Energy Station","56611_B_S01",56611,"B","S01",90551,"Coal Steam",null,"ERC_REST","Texas",48,"McLennan",309,"48309",933,9330,2013,9999,"wall","dry","N","Subbituminous","Dry Scrubber",2013,0.9,"LNB + OFA","SCR",2013,null,"B","NA","ACI",2013,null,0.1,0.0455,0.0455,0.0455,0.0455,0.1,0.1,0.1,0.9500000000000001,{"$nulls":7},"Sandy Creek Energy Associates",100,"LS Power Group",100]
["Novo BioPower Plant","56616_B_4PB",56616,"B","4PB",null,"Biomass",null,"WECC_AZ","Arizona",4,"Navajo",17,"04017",22.2,18088,2008,9999,null,null,"N","Biomass",{"$nulls":4},"SNCR",null,null,"B + C","NA",{"$nulls":4},0.23622,0.23622,0.23622,0.23622,{"$nulls":11},"Novo Biopower LLC",100,"Robert M Worsley",100]
["St Paul Cogeneration","56643_B_7",56643,"B","7",null,"Biomass",null,"MIS_MNWI","Minnesota",27,"Ramsey",123,"27123",33,8176,2003,9999,null,null,"Y","Biomass",{"$nulls":4},"SNCR",null,null,"ESPC + C","No",{"$nulls":4},0.13793,0.13793,0.13793,0.13793,{"$nulls":11},"St Paul Cogeneration LLC",100,"DTE Energy Co",100]
["Longview Power Plant","56671_B_UHA01",56671,"B","UHA01",90398,"Coal Steam",null,"PJM_AP","West Virginia",54,"Monongalia",61,"54061",700,8904,2011,9999,"wall","dry","N","Bituminous","Wet Scrubber",2011,0.983,"LNBO","SCR",2011,null,"B","NA",{"$nulls":3},0.095,0.3851,0.06304,0.3851,0.06304,0.05,0.1,0.56,0.99,{"$nulls":7},"Longview Power LLC",100,"Genpower Holdings LP",100]
["Ampersand Chowchilla Biomass LLC","56706_B_SD200",56706,"B","SD200",null,"Biomass",null,"WEC_CALN","California",6,"Madera",39,"06039",10.5,19505,2008,9999,null,null,"N","Biomass",null,null,0.9,"NH3","SNCR",null,null,"B + C","NA",{"$nulls":4},0.07385,0.07385,0.07385,0.07385,{"$nulls":4},"Yes",2008,{"$nulls":5},"Global Ampersand LLC",100,"Ampersand Energy Partners LLC",100]
["El Nido Facility","56707_B_SD200",56707,"B","SD200",null,"Biomass",null,"WEC_CALN","California",6,"Merced",47,"06047",10.5,20516,2008,9999,null,null,"N","Biomass",null,null,0.9,"NH3","SNCR",null,null,"B + C","NA",{"$nulls":4},0.07096,0.07096,0.07096,0.07096,{"$nulls":4},"Yes",2008,{"$nulls":5},"Global Ampersand LLC",100,"Ampersand Energy Partners LLC",100]
["CFB Power Plant","56708_B_H1101",56708,"B","H1101",null,"O/G Steam",null,"ERC_REST","Texas",48,"Calhoun",57,"48057",143,11798,2012,9999,null,"dry","N","Natural Gas",{"$nulls":3},"CF + LNB + NH3","SNCR",{"$nulls":7},0.178,0.07,0.07,0.07,0.07,{"$nulls":11},"Formosa Plastics Corp TX",100,"Formosa Plastics Corp",100]
["CFB Power Plant","56708_B_H1201",56708,"B","H1201",null,"O/G Steam",null,"ERC_REST","Texas",48,"Calhoun",57,"48057",143,11798,2012,9999,null,"dry","N","Natural Gas",{"$nulls":3},"CF + LNB + NH3","SNCR",{"$nulls":7},0.178,0.07,0.07,0.07,0.07,{"$nulls":11},"NuCoastal Energy",100,"NuCoastal Energy",100]
["Evergreen BioPower LLC","56781_B_3",56781,"B","3",null,"Biomass",null,"WECC_PNW","Oregon",41,"Linn",43,"41043",10,4738,2007,9999,null,null,"Y","Biomass",{"$nulls":3},"FR + OFA",{"$nulls":3},"ESPH + C","No",{"$nulls":4},0.22033,0.22033,0.22033,0.22033,{"$nulls":11},"Evergreen Biopower LLC",100,"Evergreen Biopower",100]
["Spiritwood Station","56786_B_1",56786,"B","1",90511,"Coal Steam",null,"MIS_MAPP","North Dakota",38,"Stutsman",93,"38093",92,8300,2014,9999,"FBC","dry","Y","Lignite","Dry Scrubber",2014,0.98,"CF + OFA","SNCR",null,2014,"B","NA","ACI",2014,null,0.06,0.4559,0.09622,0.4559,0.09622,0.1,0.1,0.1,0.98,{"$nulls":7},"Great River Energy",100,"Great River Energy",100]
["Virginia City Hybrid Energy Center","56808_B_1",56808,"B","1",90448,"Coal Steam",null,"PJM_West","Virginia",51,"Wise",195,"51195",305,9943,2012,9999,"FBC","dry","N","Bituminous, Waste Coal","Dry Scrubber",2012,0.98,"CF","SNCR",null,2012,"ESPH + B","No","ACI",2012,null,0.022,0.07356,0.07356,0.07356,0.07356,0.01,0.01,0.01,0.99,{"$nulls":7},"Virginia Electric & Power Co",100,"Dominion Energy Inc",100]
["Virginia City Hybrid Energy Center","56808_B_2",56808,"B","2",90449,"Coal Steam",null,"PJM_West","Virginia",51,"Wise",195,"51195",305,9943,2012,9999,"FBC","dry","N","Bituminous, Waste Coal","Dry Scrubber",2012,0.98,"CF","SNCR",null,2012,"ESPH + B","No","ACI",2012,null,0.022,0.07258,0.07258,0.07258,0.07258,0.01,0.01,0.01,0.99,{"$nulls":7},"Virginia Electric & Power Co",100,"Dominion Energy Inc",100]
["Solana Generating Station","56812_B_1",56812,"B","1",null,"Solar Thermal",null,"WECC_AZ","Arizona",4,"Maricopa",13,"04013",295,9771,2013,9999,null,null,"N","Solar",{"$nulls":13},0,0,0,0,{"$nulls":11},"Arizona Solar One LLC",100,"Abengoa SA",100]
["Plainfield Renewable Energy LLC","56847_B_Boil",56847,"B","Boil",null,"Biomass",null,"NENG_CT","Connecticut",9,"Windham",15,"09015",38,14587,2013,9999,null,null,"N","Biomass","Dry Scrubber",2013,0.9,"FR + OFA","SNCR",null,null,"B + C","NA",{"$nulls":4},0.08245,0.08245,0.08245,0.08245,{"$nulls":4},"Yes",{"$nulls":6},"Plainfield Renewable Energy LLC",100,"Greenleaf Power",100]
["Haverhill North Cogeneration Facility","56848_B_HRSG10",56848,"B","HRSG10",null,"Fossil Waste",null,"PJM_West","Ohio",39,"Scioto",145,"39145",10.6,4489,2010,9999,null,null,"Y","Fossil Waste","Dry Scrubber",2008,0.92,{"$nulls":4},"B","NA","ACI",2008,null,4.213,0.05352,0.05352,0.05352,0.05352,0.1,0.1,0.1,{"$nulls":8},"Haverhill Cogeneration Co LLC",100,"Sun Coke Intl Inc",100]
["Haverhill North Cogeneration Facility","56848_B_HRSG6",56848,"B","HRSG6",null,"Fossil Waste",null,"PJM_West","Ohio",39,"Scioto",145,"39145",10.6,4489,2010,9999,null,null,"Y","Fossil Waste","Dry Scrubber",2008,0.92,{"$nulls":4},"B","NA","ACI",2008,null,4.213,0.05352,0.05352,0.05352,0.05352,0.1,0.1,0.1,{"$nulls":8},"Haverhill Cogeneration Co LLC",100,"Sun Coke Intl Inc",100]
["Haverhill North Cogeneration Facility","56848_B_HRSG7",56848,"B","HRSG7",null,"Fossil Waste",null,"PJM_West","Ohio",39,"Scioto",145,"39145",10.6,4489,2010,9999,null,null,"Y","Fossil Waste","Dry Scrubber",2008,0.92,{"$nulls":4},"B","NA","ACI",2008,null,4.213,0.05352,0.05352,0.05352,0.05352,0.1,0.1,0.1,{"$nulls":8},"Haverhill Cogeneration Co LLC",100,"Sun Coke Intl Inc",100]
["Haverhill North Cogeneration Facility","56848_B_HRSG8",56848,"B","HRSG8",null,"Fossil Waste",null,"PJM_West","Ohio",39,"Scioto",145,"39145",10.6,4489,2010,9999,null,null,"Y","Fossil Waste","Dry Scrubber",2008,0.92,{"$nulls":4},"B","NA","ACI",2008,null,4.213,0.05352,0.05352,0.05352,0.05352,0.1,0.1,0.1,{"$nulls":8},"Haverhill Cogeneration Co LLC",100,"Sun Coke Intl Inc",100]
["Haverhill North Cogeneration Facility","56848_B_HRSG9",56848,"B","HRSG9",null,"Fossil Waste",null,"PJM_West","Ohio",39,"Scioto",145,"39145",10.6,4489,2010,9999,null,null,"Y","Fossil Waste","Dry Scrubber",2008,0.92,{"$nulls":4},"B","NA","ACI",2008,null,4.213,0.05352,0.05352,0.05352,0.05352,0.1,0.1,0.1,{"$nulls":8},"Haverhill Cogeneration Co LLC",100,"Sun Coke Intl Inc",100]
["Archer Daniels Midland Columbus","57046_B_CFB1",57046,"B","CFB1",88220,"Coal Steam",null,"SPP_NEBR","Nebraska",31,"Platte",141,"31141",30,10986,2009,9999,"FBC","dry","Y","Subbituminous","Reagent Injection",2009,0.9,"LA + NH3","SNCR",null,2010,"B","NA",{"$nulls":3},0.987,0.03765,0.03765,0.03765,0.03765,0.05,0.1,0.43,0.98,"Yes",2009,{"$nulls":5},"Archer Daniels Midland Co",100,"Archer Daniels Midland Co",100]
["Archer Daniels Midland Columbus","57046_B_CFB2",57046,"B","CFB2",88221,"Coal Steam",null,"SPP_NEBR","Nebraska",31,"Platte",141,"31141",30,10986,2009,9999,"FBC","dry","Y","Subbituminous","Reagent Injection",2009,0.9,"LA + NH3","SNCR",null,2010,"B","NA",{"$nulls":3},0.987,0.03841,0.03841,0.03841,0.03841,0.05,0.1,0.43,0.98,"Yes",2009,{"$nulls":5},"Archer Daniels Midland Co",100,"Archer Daniels Midland Co",100]
["Granite City Works","57072_B_PB-1",57072,"B","PB-1",null,"Non-Fossil Waste",null,"MIS_IL","Illinois",17,"Madison",119,"17119",78,9205,2010,9999,null,null,"Y","Non-Fossil Waste",{"$nulls":3},"FR + LNB",{"$nulls":9},0,0,0,0,{"$nulls":11},"US Steel Granite City Works",100,"United States Steel Corp",100]
["Ivanpah 2","57073_B_BLR1",57073,"B","BLR1",90614,"Solar Thermal",null,"WECC_SCE","California",6,"San Bernardino",71,"06071",133,9771,2013,9999,"other",null,"N","Solar",{"$nulls":13},0,0,0,0,{"$nulls":11},"Solar Partners I LLC",100,"NRG Energy Inc",100]
["Ivanpah 1","57074_B_BLR1",57074,"B","BLR1",90615,"Solar Thermal",null,"WECC_SCE","California",6,"San Bernardino",71,"06071",133,9771,2013,9999,"other",null,"N","Solar",{"$nulls":13},0,0,0,0,{"$nulls":11},"Solar Partners II LLC",100,"NRG Energy Inc",100]
["Ivanpah 3","57075_B_BLR1",57075,"B","BLR1",90616,"Solar Thermal",null,"WECC_SCE","California",6,"San Bernardino",71,"06071",133,9771,2013,9999,"other",null,"N","Solar",{"$nulls":13},0,0,0,0,{"$nulls":11},"Solar Partners VIII LLC",100,"NRG Energy Inc",100]
["WestRock (WA)","57099_B_4RB",57099,"B","4RB",null,"Non-Fossil Waste",null,"WECC_PNW","Washington",53,"Pierce",53,"53053",28,11537,1973,9999,null,null,"Y","Non-Fossil Waste",{"$nulls":3},"OFA",{"$nulls":3},"ESPC","No",{"$nulls":4},0,0,0,0,{"$nulls":11},"WestRock CP LLC",100,"Rock Tenn Co",100]
["WestRock (WA)","57099_B_7PB",57099,"B","7PB",null,"Non-Fossil Waste",null,"WECC_PNW","Washington",53,"Pierce",53,"53053",28,11537,1991,9999,null,null,"Y","Non-Fossil Waste",{"$nulls":3},"OFA",{"$nulls":3},"ESPC + C","No",{"$nulls":4},0.2,0.2,0.2,0.2,{"$nulls":11},"WestRock CP LLC",100,"Rock Tenn Co",100]
["Goodsprings Waste Heat Recovery","57684_B_1",57684,"B","1",null,"Non-Fossil Waste",null,"WECC_NNV","Nevada",32,"Clark",3,"32003",6.5,9236,2010,9999,null,null,"N","Non-Fossil Waste",{"$nulls":13},0,0,0,0,{"$nulls":11},"Nevada Power Co",100,"Berkshire Hathaway Inc",100]
["Middletown Coke Company, LLC","57822_B_HRSG4",57822,"B","HRSG4",null,"Fossil Waste",null,"PJM_West","Ohio",39,"Butler",17,"39017",9.4,4431,2011,9999,null,null,"Y","Fossil Waste","Dry Scrubber",2011,0.92,{"$nulls":4},"B","NA",{"$nulls":4},0.05352,0.05352,0.05352,0.05352,{"$nulls":11},"Middletown Cogeneration Co LLC",100,"SunCoke Energy",100]
["Cove Point LNG Terminal","59073_B_5B921A",59073,"B","5B921A",null,"O/G Steam",null,"PJM_SMAC","Maryland",24,"Calvert",9,"24009",19,11798,2018,9999,"other","dry","N","Natural Gas",{"$nulls":3},"LNB + NH3","SCR",{"$nulls":8},0.0099,0.0099,0.0099,0.0099,{"$nulls":11},"Dominion Cove Point LNG LP",100,"Dominion Energy Inc",100]
["Craig (CO)","6021_B_C1",6021,"B","C1",2684,"Coal Steam",null,"WECC_CO","Colorado",8,"Moffat",81,"08081",427,10204,1979,2026,"wall","dry","N","Subbituminous","Wet Scrubber",1980,0.95,"LNBO",{"$nulls":3},"B","NA",{"$nulls":3},0.11,0.25205,0.25205,0.25205,0.25205,0.1,0.1,0.56,0.99,{"$nulls":4},"C2G/Retire",2023,"Yes","Salt River Project",29,"Salt River Project",29]
["Iatan","6065_B_2",6065,"B","2",2732,"Coal Steam",null,"SPP_N","Missouri",29,"Platte",165,"29165",882,9502,2010,9999,"wall","dry","N","Subbituminous","Wet Scrubber",2010,0.98,"LNBO + OFA","SCR",2010,null,"B","NA","ACI",2010,null,0.06,0.05316,0.05316,0.05316,0.05316,0.1,0.1,0.1,0.99,{"$nulls":7},"Evergy Metro Inc",54.71,"Evergy Inc",72.71]
["Sooner","6095_B_1",6095,"B","1",2773,"Coal Steam",null,"SPP_WEST","Oklahoma",40,"Noble",103,"40103",520,10621,1979,9999,"tangential","dry","N","Subbituminous","Dry Scrubber",2019,0.95,"LNC3 + OFA",{"$nulls":3},"ESPC","No","ACI",2016,null,1.2,0.12322,0.12322,0.12322,0.12322,0.1,0.1,0.1,0.99,{"$nulls":6},"Yes","Oklahoma Gas & Electric Co",100,"OGE Energy Corp",100]
["Coronado","6177_B_U2B",6177,"B","U2B",2824,"Coal Steam",null,"WECC_AZ","Arizona",4,"Apache",1,"04001",382,10691,1980,9999,"wall","dry","N","Subbituminous","Wet Scrubber",2011,0.99,"LNBO","SCR",2014,null,"ESPH","No","ACI",2013,null,0.8,0.3497,0.05719,0.3497,0.05719,0.1,0.1,0.1,0.99,{"$nulls":6},"Yes","Salt River Project",100,"Salt River Project",100]
["John Twitty Energy Center","6195_B_1",6195,"B","1",2843,"Coal Steam",null,"SPP_N","Missouri",29,"Greene",77,"29077",184,10328,1976,9999,"wall","dry","N","Subbituminous",{"$nulls":3},"LA","SCR",2009,null,"B","NA","ACI",2015,null,1.2,0.3705,0.08378,0.3705,0.08378,0.1,0.1,0.1,0,{"$nulls":7},"Springfield MO (City of)",100,"Springfield MO (City of)",100]
["Pawnee","6248_B_1",6248,"B","1",2866,"Coal Steam",null,"WECC_CO","Colorado",8,"Morgan",87,"08087",505,10769,1981,9999,"wall","dry","N","Subbituminous","Dry Scrubber",2014,0.9,"LNBO","SCR",2014,null,"B","NA","ACI",2011,null,0.12,0.2342,0.05388,0.2342,0.05388,0.1,0.1,0.1,0.9500000000000001,{"$nulls":6},"Yes","Public Service Co of Colorado",100,"Xcel Energy Inc",100]
["Antelope Valley","6469_B_B2",6469,"B","B2",2886,"Coal Steam",null,"SPP_WAUE","North Dakota",38,"Mercer",57,"38057",450,11263,1986,9999,"tangential","dry","N","Lignite","Dry Scrubber",1985,0.81,"LNC3",{"$nulls":3},"B","NA","ACI",2015,null,1.2,0.10495,0.10495,0.10495,0.10495,0.1,0.1,0.1,0.8600000000000001,{"$nulls":6},"Yes","Basin Electric Power Coop",100,"Basin Electric Power Coop",100]
["Gadsden","7_B_2",7,"B","2",12,"O/G Steam",null,"S_SOU","Alabama",1,"Etowah",55,"01055",66,10947,1949,9999,"tangential","dry","Y","Natural Gas",{"$nulls":3},"LNB",{"$nulls":8},4,0.11885,0.11885,0.11885,0.11885,{"$nulls":11},"Alabama Power Co",100,"Southern Co",100]
["Waterford 1 & 2","8056_B_2",8056,"B","2",3451,"O/G Steam",null,"MIS_AMSO","Louisiana",22,"St Charles",89,"22089",428,11112,1975,2024,"wall","dry","N","Natural Gas, Residual Fuel Oil",{"$nulls":3},"CM + FU + LNCB",{"$nulls":8},5.261,0.1692,0.1692,0.1692,0.1692,{"$nulls":11},"Entergy Louisiana LLC",100,"Entergy Corp",100]
["Coyote","8222_B_B1",8222,"B","B1",3469,"Coal Steam",null,"MIS_MAPP","North Dakota",38,"Mercer",57,"38057",429,11481,1981,9999,"cyclone","wet","N","Lignite","Dry Scrubber",1981,0.7,"OFA",{"$nulls":3},"B","NA","ACI",2015,null,1.2,0.46107,0.46107,0.46107,0.46107,0.1,0.1,0.1,0.75,{"$nulls":7},"Otter Tail Power Co",35,"Otter Tail Corp",35]
["Winnetka","972_B_5",972,"B","5",null,"O/G Steam",null,"PJM_COMD","Illinois",17,"Cook",31,"17031",7,14500,1938,9999,null,null,"N","Natural Gas",{"$nulls":12},1,0.18,0.18,0.18,0.18,{"$nulls":11},"Winnetka IL (Village of)",100,"Winnetka IL (Village of)",100]
["Fourche Creek Wastewater","10050_G_4",10050,"G","4",null,"Non-Fossil Waste",null,"MIS_AR","Arkansas",5,"Pulaski",119,"05119",1.3,3911,2009,9999,null,null,"Y","Non-Fossil Waste",{"$nulls":13},0,0,0,0,{"$nulls":11},"Little Rock Wastewater Utility",100,"Little Rock Wastewater Utility",100]
["Noblesville","1007_G_5",1007,"G","5",8292,"Combined Cycle",null,"MIS_INKY","Indiana",18,"Hamilton",57,"18057",58,8887,2003,9999,null,null,"N","Natural Gas",{"$nulls":3},"DLNB","SCR",{"$nulls":8},0.00758,0.00744,0.00758,0.00744,{"$nulls":11},"Duke Energy Indiana",100,"Duke Energy Corp",100]
["Cayuga","1001_G_4",1001,"G","4",708,"Combustion Turbine",null,"MIS_INKY","Indiana",18,"Vermillion",165,"18165",80,14236,1993,9999,null,null,"N","Natural Gas, Distillate Fuel Oil",{"$nulls":3},"DLNB",{"$nulls":8},1.6,0.06517,0.06517,0.06517,0.06517,{"$nulls":11},"Duke Energy Indiana",100,"Duke Energy Corp",100]
["Desert Peak Power Plant","10018_G_OEC2",10018,"G","OEC2",null,"Geothermal",null,"WECC_NNV","Nevada",32,"Lyon",19,"32019",7.3,9771,2006,9999,null,null,"N","Geothermal",{"$nulls":13},0,0,0,0,0.4563,0.4563,0.4563,{"$nulls":8},"ORNI 3 LLC",100,"Ormat Technologies Inc",100]
["Indiana University of Pennsylvania","10129_G_GEN1",10129,"G","GEN1",null,"Combustion Turbine","IC Engine","PJM_PENE","Pennsylvania",42,"Indiana",63,"42063",6,8700,1988,9999,null,null,"Y","Natural Gas, Distillate Fuel Oil",{"$nulls":12},3.7,1.3579,1.3579,1.3579,1.3579,{"$nulls":11},"Indiana University of Pennsylvania",100,"Indiana University of Pennsylvania",100]
["South Dry Creek Hydro","10138_G_1",10138,"G","1",null,"Hydro",null,"WECC_MT","Montana",30,"Carbon",9,"30009",2,0,1985,9999,null,null,"N","Hydro",{"$nulls":13},0,0,0,0,{"$nulls":11},"Hydro Dynamics Inc",100,"Hydro Dynamics Inc",100]
["Butler-Warner Generation Plant","1016_G_8",1016,"G","8",88321,"Combined Cycle",null,"S_VACA","North Carolina",37,"Cumberland",51,"37051",20,12530,1980,9999,null,null,"N","Natural Gas, Distillate Fuel Oil",{"$nulls":3},"H2O",{"$nulls":9},0.2108,0.2108,0.2108,0.2108,{"$nulls":11},"Fayetteville Public Works Commission",100,"Fayetteville Public Works Commission",100]
["Anson Abenaki Hydros","10186_G_AB2",10186,"G","AB2",null,"Hydro",null,"NENG_ME","Maine",23,"Somerset",25,"23025",2.2,0,1980,9999,null,null,"N","Hydro",{"$nulls":13},0,0,0,0,{"$nulls":11},"Eagle Creek Madison Hydro LLC",100,"Hudson Clean Energy Partners LP",100]
["Mosaic Phosphates Uncle Sam","10198_G_GEN2",10198,"G","GEN2",null,"Non-Fossil Waste",null,"MIS_AMSO","Louisiana",22,"St James",93,"22093",11,18343,1968,9999,null,null,"Y","Non-Fossil Waste",{"$nulls":13},0,0,0,0,{"$nulls":11},"Mosaic Co",100,"Mosaic Co (The)",100]
["Tulare Success Power Project","10222_G_SPP1",10222,"G","SPP1",null,"Hydro",null,"WECC_SCE","California",6,"Tulare",107,"06107",1.4,0,1989,9999,null,null,"N","Hydro",{"$nulls":13},0,0,0,0,{"$nulls":11},"KMS Energy Inc",50,"Algonquin Power Income Fund",50]
["Townsend Hydro","10285_G_GEN2",10285,"G","GEN2",null,"Hydro",null,"PJM_West","Pennsylvania",42,"Beaver",7,"42007",2.1,0,1987,9999,null,null,"N","Hydro",{"$nulls":13},0,0,0,0,{"$nulls":11},"Beaver Falls Municipal Authority",100,"Beaver Falls Municipal Authority",100]
["Copper Dam Plant","10323_G_TURGO",10323,"G","TURGO",null,"Hydro",null,"WECC_PNW","Oregon",41,"Hood River",27,"41027",1,0,2015,9999,null,null,"N","Hydro",{"$nulls":13},0,0,0,0,{"$nulls":11},"Farmers Irrigation District",100,"Farmers Irrigation District",100]
["Sycamore Energy 1","10387_G_2A",10387,"G","2A",null,"Landfill Gas",null,"WEC_SDGE","California",6,"San Diego",73,"06073",1.2,22752,2011,9999,null,null,"N","Landfill Gas",{"$nulls":13},0.07368,0.07368,0.07368,0.07368,{"$nulls":11},"Landfill Generating Partners",100,"FORTISTAR",100]
["Williams Fork Hydro Plant","10422_G_GEN1",10422,"G","GEN1",null,"Hydro",null,"WECC_CO","Colorado",8,"Grand",49,"08049",3,0,1959,9999,null,null,"N","Hydro",{"$nulls":13},0,0,0,0,{"$nulls":11},"Denver Municipal Electric Utility",100,"Denver Municipal Electric Utility",100]
["Mammoth Pacific II","10481_G_3",10481,"G","3",null,"Geothermal",null,"WECC_SCE","California",6,"Mono",51,"06051",3.3,9771,1990,9999,null,null,"N","Geothermal",{"$nulls":13},0,0,0,0,0.3713,0.3713,0.3713,{"$nulls":8},"Mammoth Pacific LP",100,"Ormat Technologies Inc",100]
["Rumford Falls Hydro Facility","10493_G_GEN3",10493,"G","GEN3",null,"Hydro",null,"NENG_ME","Maine",23,"Oxford",17,"23017",8.8,0,1926,9999,null,null,"N","Hydro",{"$nulls":13},0,0,0,0,{"$nulls":11},"Rumford Falls Hydro LLC",100,"Brookfield Asset Management Inc",100]
["Dayton Hydro","10520_G_1",10520,"G","1",null,"Hydro",null,"MIS_IL","Illinois",17,"LaSalle",99,"17099",1.6,0,1925,9999,null,null,"N","Hydro",{"$nulls":13},0,0,0,0,{"$nulls":11},"Midwest Hydro LLC",100,"Hudson Clean Energy Partners LP",100]
["Grand River","10532_G_2-3",10532,"G","2-3",null,"Landfill Gas",null,"MIS_LMI","Michigan",26,"Clinton",37,"26037",0.8,13500,1991,9999,null,null,"N","Landfill Gas",{"$nulls":13},0.24082,0.24082,0.24082,0.24082,{"$nulls":11},"Granger Electric Co",100,"Granger Electric Co",100]
["Pyrites Plant","10547_G_GEN3",10547,"G","GEN3",null,"Hydro",null,"NY_Z_C&E","New York",36,"St Lawrence",89,"36089",3.3,0,1985,9999,null,null,"N","Hydro",{"$nulls":13},0,0,0,0,{"$nulls":11},"Enel North America Inc",100,"Enel SpA",100]
["Boott Hydropower","10556_G_GEN1",10556,"G","GEN1",null,"Hydro",null,"NENGREST","Massachusetts",25,"Middlesex",17,"25017",7.1,0,1985,9999,null,null,"N","Hydro",{"$nulls":13},0,0,0,0,{"$nulls":11},"Boott Hydropower Inc",100,"Enel SpA",100]
["Gilman Mill","10608_G_GEN1",10608,"G","GEN1",null,"Hydro",null,"NENGREST","Vermont",50,"Essex",9,"50009",2.1,0,1986,9999,null,null,"N","Hydro",{"$nulls":13},0,0,0,0,{"$nulls":11},"Ampersand Gilman Hydro LP",100,"Ampersand Energy Partners LLC",100]
["CH Resources Beaver Falls","10617_G_GEN1",10617,"G","GEN1",3560,"Combined Cycle",null,"NY_Z_C&E","New York",36,"Lewis",49,"36049",50.7,6669,1995,9999,null,null,"Y","Natural Gas, Distillate Fuel Oil",{"$nulls":3},"STM","SCR",{"$nulls":8},0.14162,0.02549,0.14162,0.02549,{"$nulls":11},"Beaver Falls LLC",100,"Starwood Capital Group Global LLC",100]
["Marshalltown","1068_G_1",1068,"G","1",89836,"Combustion Turbine",null,"MIS_IA","Iowa",19,"Marshall",127,"19127",55.9,17054,1978,9999,null,null,"N","Natural Gas",{"$nulls":13},0.22228,0.22228,0.22228,0.22228,{"$nulls":11},"Interstate Power & Light Co",100,"Alliant Energy Corp",100]
["Cove Hydroelectric","10707_G_GEN1",10707,"G","GEN1",null,"Hydro",null,"WEC_CALN","California",6,"Shasta",89,"06089",5,0,1990,9999,null,null,"N","Hydro",{"$nulls":13},0,0,0,0,{"$nulls":11},"Snow Mountain Hydro LLC",100,"IDACORP Inc",100]
["Midland Cogeneration Venture","10745_G_BP15",10745,"G","BP15",88573,"Combined Cycle",null,"MIS_LMI","Michigan",26,"Midland",111,"26111",13.4,7578,1998,9999,null,null,"Y","Natural Gas",{"$nulls":13},0.05622,0.05622,0.05622,0.05622,{"$nulls":11},"Midland Cogeneration Venture LP",100,"Ontario Municipal Employees Retirement System",100]
["Camden Plant Holdings LLC","10751_G_GEN2",10751,"G","GEN2",3583,"Combined Cycle",null,"PJM_EMAC","New Jersey",34,"Camden",7,"34007",65.2,8774,1993,9999,"other",null,"N","Natural Gas",{"$nulls":3},"NH3 + STM","SCR",{"$nulls":8},0.02425,0.02344,0.02425,0.02344,{"$nulls":11},"Camden Plant Holding LLC",100,"Talen Energy Corp",100]
["Las Vegas Generating Station","10761_G_GEN4",10761,"G","GEN4",3588,"Combined Cycle",null,"WECC_SNV","Nevada",32,"Clark",3,"32003",45,8608,2003,9999,null,null,"N","Natural Gas",{"$nulls":4},"SCR",{"$nulls":8},0.00713,0.00713,0.00713,0.00713,{"$nulls":11},"Las Vegas Cogeneration II LLC",100,"JPMorgan Chase & Co",100]
["Dietrich Drop","10807_G_GEN1",10807,"G","GEN1",null,"Hydro",null,"WECC_ID","Idaho",16,"Lincoln",63,"16063",4.8,0,1990,9999,null,null,"N","Hydro",{"$nulls":13},0,0,0,0,{"$nulls":11},"BP Hydro Associates",100,"BP plc",100]
["Ada Cogeneration LP","10819_G_GEN2",10819,"G","GEN2",null,"Combined Cycle",null,"MIS_LMI","Michigan",26,"Kent",81,"26081",8,7783,1990,9999,null,null,"Y","Natural Gas",{"$nulls":3},"H2O",{"$nulls":9},0.03809,0.03809,0.03809,0.03809,{"$nulls":11},"Ada Cogeneration LP",100,"TransAlta Corp",100]
["Walden","10848_G_GEN1",10848,"G","GEN1",null,"Hydro",null,"NY_Z_G-I","New York",36,"Orange",71,"36071",1.1,0,1986,9999,null,null,"N","Hydro",{"$nulls":13},0,0,0,0,{"$nulls":11},"Consolidated Hydro New York Inc",100,"Enel SpA",100]
["Salton Sea Power Gen Co - Unit 2","10879_G_GEN1",10879,"G","GEN1",null,"Geothermal",null,"WECC_IID","California",6,"Imperial",25,"06025",10,9771,1990,9999,null,null,"N","Geothermal",{"$nulls":13},0,0,0,0,0.4625,0.4625,0.4625,{"$nulls":8},"Salton Sea Power Generation Co",100,"Berkshire Hathaway Inc",100]
["H Neely Henry Dam","11_G_2",11,"G","2",null,"Hydro",null,"S_SOU","Alabama",1,"Calhoun",15,"01015",23.7,0,1966,9999,null,null,"N","Hydro",{"$nulls":13},0,0,0,0,{"$nulls":11},"Alabama Power Co",100,"Southern Co",100]
["Keokuk","1109_G_9",1109,"G","9",null,"Hydro",null,"MIS_MO","Iowa",19,"Lee",111,"19111",10,0,1913,9999,null,null,"N","Hydro",{"$nulls":13},0,0,0,0,{"$nulls":11},"Ameren Missouri",100,"Ameren Corp",100]
["Bellevue","1126_G_4",1126,"G","4",null,"Combustion Turbine","IC Engine","MIS_IA","Iowa",19,"Jackson",97,"19097",0.6,10745,1963,9999,null,null,"N","Distillate Fuel Oil",{"$nulls":12},2.5,1.64976,1.64976,1.64976,1.64976,{"$nulls":11},"Bellevue Municipal Utilities",100,"Bellevue Municipal Utilities",100]
["Estherville","1137_G_7",1137,"G","7",null,"Combustion Turbine","IC Engine","MIS_IA","Iowa",19,"Emmet",63,"19063",2.7,10745,1960,9999,null,null,"N","Natural Gas, Distillate Fuel Oil",{"$nulls":12},2.5,1.06095,1.06095,1.06095,1.06095,{"$nulls":11},"Estherville IA (City of)",100,"Estherville IA (City of)",100]
["Harlan","1146_G_HMU2",1146,"G","HMU2",null,"Combustion Turbine","IC Engine","MIS_MIDA","Iowa",19,"Shelby",165,"19165",1.6,10830,2001,9999,null,null,"N","Distillate Fuel Oil",{"$nulls":12},2.5,1.64976,1.64976,1.64976,1.64976,{"$nulls":11},"Harlan Municipal Utilities",100,"Harlan Municipal Utilities",100]
["Lake Park","1153_G_G2",1153,"G","G2",null,"Combustion Turbine","IC Engine","MIS_IA","Iowa",19,"Dickinson",59,"19059",2,10745,2005,9999,null,null,"N","Distillate Fuel Oil",{"$nulls":12},2.5,1.64976,1.64976,1.64976,1.64976,{"$nulls":11},"Lake Park Municipal Utilities",100,"Lake Park Municipal Utilities",100]
["Manning","1160_G_1",1160,"G","1",null,"Combustion Turbine","IC Engine","MIS_MIDA","Iowa",19,"Carroll",27,"19027",0.2,12283,1928,9999,null,null,"N","Distillate Fuel Oil",{"$nulls":12},2.5,1.64976,1.64976,1.64976,1.64976,{"$nulls":11},"Manning IA (City of)",100,"Manning IA (City of)",100]
["Manning","1160_G_M3",1160,"G","M3",null,"Combustion Turbine","IC Engine","MIS_MIDA","Iowa",19,"Carroll",27,"19027",2.3,12283,2012,9999,null,null,"N","Distillate Fuel Oil",{"$nulls":13},1.64976,1.64976,1.64976,1.64976,{"$nulls":11},"Manning IA (City of)",100,"Manning IA (City of)",100]
["Mt Pleasant","1166_G_1",1166,"G","1",null,"Combustion Turbine","IC Engine","MIS_IA","Iowa",19,"Henry",87,"19087",2,10745,2002,9999,null,null,"N","Distillate Fuel Oil",{"$nulls":12},0.146,1.64976,1.64976,1.64976,1.64976,{"$nulls":11},"MT Pleasant Municipal Utilities",100,"MT Pleasant Municipal Utilities",100]
["Ogden","1169_G_6",1169,"G","6",null,"Combustion Turbine","IC Engine","MIS_IA","Iowa",19,"Boone",15,"19015",2.5,25000,1971,9999,null,null,"N","Natural Gas, Distillate Fuel Oil",{"$nulls":12},7.719,1.64976,1.64976,1.64976,1.64976,{"$nulls":11},"Ogden IA (City of)",100,"Ogden IA (City of)",100]
["Rockford","1180_G_1",1180,"G","1",null,"Combustion Turbine","IC Engine","MIS_MIDA","Iowa",19,"Floyd",67,"19067",0.4,10975,1951,9999,null,null,"N","Distillate Fuel Oil",{"$nulls":12},1.562,1.64976,1.64976,1.64976,1.64976,{"$nulls":11},"Rockford Municipal Light Plant",100,"Rockford Municipal Light Plant",100]
["Stuart (IA)","1190_G_1",1190,"G","1",null,"Combustion Turbine","IC Engine","MIS_IA","Iowa",19,"Guthrie",77,"19077",0.6,17238,1956,9999,null,null,"N","Natural Gas, Distillate Fuel Oil",{"$nulls":12},2.5,1.64976,1.64976,1.64976,1.64976,{"$nulls":11},"Stuart Municipal Utility",100,"Stuart Municipal Utility",100]
["Vinton","1194_G_6",1194,"G","6",null,"Combustion Turbine","IC Engine","MIS_IL","Iowa",19,"Benton",11,"19011",2.5,12283,1961,9999,null,null,"N","Natural Gas, Distillate Fuel Oil",{"$nulls":12},1.56,1.64976,1.64976,1.64976,1.64976,{"$nulls":11},"Vinton Municipal Electric Utility",100,"Vinton Municipal Electric Utility",100]
["Yucca","120_G_GT4",120,"G","GT4",null,"Combustion Turbine",null,"WECC_AZ","Arizona",4,"Yuma",27,"04027",51,11938,1974,9999,null,null,"N","Distillate Fuel Oil",{"$nulls":4},"SCR",{"$nulls":7},0.8,0.88,0.176,0.88,0.176,{"$nulls":11},"Arizona Public Service Co",100,"Pinnacle West Capital Corp",100]
["Summit Lake","1206_G_GT2",1206,"G","GT2",90041,"Combustion Turbine",null,"MIS_IA","Iowa",19,"Union",175,"19175",27.9,12889,1975,9999,null,null,"N","Natural Gas, Distillate Fuel Oil",{"$nulls":12},2.5,0.55809,0.55809,0.55809,0.55809,{"$nulls":11},"Central Iowa Power Coop",100,"Central Iowa Power Coop",100]
["Anthony","1258_G_IC1",1258,"G","IC1",null,"Combustion Turbine","IC Engine","SPP_N","Kansas",20,"Harper",77,"20077",4.1,10745,1972,9999,null,null,"N","Natural Gas, Distillate Fuel Oil",{"$nulls":12},3,2.7,2.7,2.7,2.7,{"$nulls":11},"Anthony KS (City of)",100,"Anthony KS (City of)",100]
["Augusta Electric Plant No 1","1261_G_6",1261,"G","6",null,"Combustion Turbine","IC Engine","SPP_N","Kansas",20,"Butler",15,"20015",2.2,12283,1956,9999,null,null,"N","Natural Gas, Distillate Fuel Oil",{"$nulls":13},1.06095,1.06095,1.06095,1.06095,{"$nulls":11},"Augusta KS (City of)",100,"Augusta KS (City of)",100]
["Burlington (KS)","1266_G_1A",1266,"G","1A",null,"Combustion Turbine","IC Engine","SPP_N","Kansas",20,"Coffey",31,"20031",2,12648,2003,9999,null,null,"N","Distillate Fuel Oil",{"$nulls":13},1.64976,1.64976,1.64976,1.64976,{"$nulls":11},"Burlington KS (City of)",100,"Burlington KS (City of)",100]
["Colby City of","1272_G_7",1272,"G","7",null,"Combustion Turbine","IC Engine","SPP_WEST","Kansas",20,"Thomas",193,"20193",3.5,10745,1971,9999,null,null,"N","Natural Gas, Distillate Fuel Oil",{"$nulls":12},3,1.64976,1.64976,1.64976,1.64976,{"$nulls":11},"Colby KS (City of)",100,"Colby KS (City of)",100]
["Girard","1279_G_1",1279,"G","1",null,"Combustion Turbine","IC Engine","SPP_N","Kansas",20,"Crawford",37,"20037",1.1,11228,1955,9999,null,null,"N","Natural Gas",{"$nulls":13},1.06095,1.06095,1.06095,1.06095,{"$nulls":11},"Girard KS (City of)",100,"Girard KS (City of)",100]
["Hoisington","1286_G_2A",1286,"G","2A",null,"Combustion Turbine","IC Engine","SPP_N","Kansas",20,"Barton",9,"20009",1.1,12697,1996,9999,null,null,"N","Distillate Fuel Oil",{"$nulls":13},1.64976,1.64976,1.64976,1.64976,{"$nulls":11},"Hoisington KS (City of)",100,"Hoisington KS (City of)",100]
["Kingman Municipal Power and Light Plant","1296_G_7",1296,"G","7",null,"Combustion Turbine","IC Engine","SPP_N","Kansas",20,"Kingman",95,"20095",2.1,12675,1979,9999,null,null,"N","Natural Gas, Distillate Fuel Oil",{"$nulls":12},3,2.7,2.7,2.7,2.7,{"$nulls":11},"Kingman Municipal Electric Dept",100,"Kingman Municipal Electric Dept",100]
["Lincoln","1300_G_4",1300,"G","4",null,"Combustion Turbine","IC Engine","SPP_N","Kansas",20,"Lincoln",105,"20105",0.6,10745,1958,9999,null,null,"N","Distillate Fuel Oil",{"$nulls":12},3,1.64976,1.64976,1.64976,1.64976,{"$nulls":11},"Lincoln KS (City of)",100,"Lincoln KS (City of)",100]
["Oberlin (KS)","1312_G_2",1312,"G","2",null,"Combustion Turbine","IC Engine","SPP_N","Kansas",20,"Decatur",39,"20039",0.6,10745,1954,9999,null,null,"N","Natural Gas, Distillate Fuel Oil",{"$nulls":13},1.64976,1.64976,1.64976,1.64976,{"$nulls":11},"Oberlin KS (City of)",100,"Oberlin KS (City of)",100]
["Osage City","1313_G_2",1313,"G","2",null,"Combustion Turbine","IC Engine","SPP_N","Kansas",20,"Osage",139,"20139",1.1,12283,1960,9999,null,null,"N","Natural Gas, Distillate Fuel Oil",{"$nulls":12},3,1.06095,1.06095,1.06095,1.06095,{"$nulls":11},"Osage City KS (City of)",100,"Osage City KS (City of)",100]
["Ottawa","1316_G_IC7",1316,"G","IC7",null,"Combustion Turbine","IC Engine","SPP_N","Kansas",20,"Franklin",59,"20059",5.9,18000,1981,9999,null,null,"N","Natural Gas, Distillate Fuel Oil",{"$nulls":13},2.7,2.7,2.7,2.7,{"$nulls":11},"Ottawa KS (City of)",100,"Ottawa KS (City of)",100]
["Sharon Spring","1324_G_2",1324,"G","2",null,"Combustion Turbine","IC Engine","SPP_N","Kansas",20,"Wallace",199,"20199",1,12283,1964,9999,null,null,"N","Natural Gas, Distillate Fuel Oil",{"$nulls":12},3,1.06095,1.06095,1.06095,1.06095,{"$nulls":11},"Sharon Springs KS (City of)",100,"Sharon Springs KS (City of)",100]
["Wamego","1328_G_4",1328,"G","4",null,"Combustion Turbine","IC Engine","SPP_N","Kansas",20,"Pottawatomie",149,"20149",1.1,12283,1956,9999,null,null,"N","Natural Gas, Distillate Fuel Oil",{"$nulls":12},3,1.06095,1.06095,1.06095,1.06095,{"$nulls":11},"Wamego KS (City of)",100,"Wamego KS (City of)",100]
["Dix Dam","1354_G_1",1354,"G","1",null,"Hydro",null,"S_C_KY","Kentucky",21,"Mercer",167,"21167",10.5,0,1925,9999,null,null,"N","Hydro",{"$nulls":13},0,0,0,0,{"$nulls":11},"Kentucky Utilities Co",100,"PPL Corp",100]
["Ohio Falls","1365_G_1",1365,"G","1",null,"Hydro",null,"S_C_KY","Kentucky",21,"Jefferson",111,"21111",12.6,0,1928,9999,null,null,"N","Hydro",{"$nulls":13},0,0,0,0,{"$nulls":11},"Louisville Gas & Electric Co",100,"PPL Corp",100]
["Kentucky Dam","1377_G_2",1377,"G","2",null,"Hydro",null,"S_C_TVA","Kentucky",21,"Marshall",157,"21157",45.4,0,1944,9999,null,null,"N","Hydro",{"$nulls":13},0,0,0,0,{"$nulls":11},"Tennessee Valley Authority",100,"Tennessee Valley Authority",100]
["Paradise","1378_G_CTG3",1378,"G","CTG3",91047,"Combined Cycle",null,"S_C_TVA","Kentucky",21,"Muhlenberg",177,"21177",211,7178,2017,9999,null,null,"N","Natural Gas",{"$nulls":4},"SCR",{"$nulls":8},0.01931,0.01879,0.01931,0.01879,{"$nulls":11},"Tennessee Valley Authority",100,"Tennessee Valley Authority",100]
["Teche","1400_G_4",1400,"G","4",90666,"Combustion Turbine",null,"MIS_LA","Louisiana",22,"St Mary",101,"22101",34.3,15171,2011,9999,null,null,"N","Natural Gas",{"$nulls":3},"DLNB",{"$nulls":9},0.01705,0.01705,0.01705,0.01705,{"$nulls":11},"CLECO Power LLC",100,"Cleco Corp",100]
["Big Cajun 1","1464_G_3",1464,"G","3",8306,"Combustion Turbine",null,"MIS_LA","Louisiana",22,"Pointe Coupee",77,"22077",105,12648,2001,9999,null,null,"N","Natural Gas",{"$nulls":3},"DLNB",{"$nulls":8},0.01,0.07624,0.07624,0.07624,0.07624,{"$nulls":11},"Big Cajun I Peaking Power LLC",100,"Cleco Corp",100]
["Bonny Eagle","1482_G_3",1482,"G","3",null,"Hydro",null,"NENG_ME","Maine",23,"York",31,"23031",1.5,0,1910,9999,null,null,"N","Hydro",{"$nulls":13},0,0,0,0,{"$nulls":11},"Brookfield White Pine Hydro LLC",100,"Brookfield Asset Management Inc",100]
["Deer Rips","1488_G_DR1",1488,"G","DR1",null,"Hydro",null,"NENG_ME","Maine",23,"Androscoggin",1,"23001",0.7,0,1903,9999,null,null,"N","Hydro",{"$nulls":13},0,0,0,0,{"$nulls":11},"Brookfield White Pine Hydro LLC",100,"Brookfield Asset Management Inc",100]
["North Gorham","1501_G_1",1501,"G","1",null,"Hydro",null,"NENG_ME","Maine",23,"Cumberland",5,"23005",1,0,1925,9999,null,null,"N","Hydro",{"$nulls":13},0,0,0,0,{"$nulls":11},"Brookfield White Pine Hydro LLC",100,"Brookfield Asset Management Inc",100]
["Williams Hydro","1510_G_WI1",1510,"G","WI1",null,"Hydro",null,"NENG_ME","Maine",23,"Somerset",25,"23025",8.2,0,1939,9999,null,null,"N","Hydro",{"$nulls":13},0,0,0,0,{"$nulls":11},"Brookfield White Pine Hydro LLC",100,"Brookfield Asset Management Inc",100]
["Hoover Dam (NV)","154_G_N0",154,"G","N0",null,"Hydro",null,"WECC_SNV","Nevada",32,"Clark",3,"32003",2.4,0,1936,9999,null,null,"N","Hydro",{"$nulls":13},0,0,0,0,{"$nulls":11},"U S Bureau of Reclamation",100,"U S Bureau of Reclamation",100]
["Hoover Dam (NV)","154_G_N6",154,"G","N6",null,"Hydro",null,"WECC_SNV","Nevada",32,"Clark",3,"32003",130,0,1938,9999,null,null,"N","Hydro",{"$nulls":13},0,0,0,0,{"$nulls":11},"U S Bureau of Reclamation",100,"U S Bureau of Reclamation",100]
["Chalk Point LLC","1571_G_GT3",1571,"G","GT3",1046,"Combustion Turbine",null,"PJM_SMAC","Maryland",24,"Prince Georges",33,"24033",73,14549,1991,9999,null,null,"N","Natural Gas, Distillate Fuel Oil",{"$nulls":3},"H2O",{"$nulls":8},0.2,0.11306,0.11306,0.11306,0.11306,{"$nulls":11},"GenOn Chalk Point LLC",100,"GenOn Energy Inc",100]
["Conowingo","1574_G_3",1574,"G","3",null,"Hydro",null,"PJM_EMAC","Maryland",24,"Harford",25,"24025",48,0,1928,9999,null,null,"N","Hydro",{"$nulls":13},0,0,0,0,{"$nulls":11},"Susquehanna Electric Co",100,"Exelon Corp",100]
["Mystic Generating Station","1588_G_ST96",1588,"G","ST96",10013,"Combined Cycle",null,"NENGREST","Massachusetts",25,"Middlesex",17,"25017",248.1,7482,2003,2024,null,null,"N","Natural Gas",{"$nulls":3},"LNB","SCR",{"$nulls":8},0.0057,0.0057,0.0057,0.0057,{"$nulls":11},"Mystic Development LLC",100,"Exelon Corp",100]
["Apache Station","160_G_GT4",160,"G","GT4",88320,"Combustion Turbine",null,"WECC_AZ","Arizona",4,"Cochise",3,"04003",38,13017,2002,9999,null,null,"N","Natural Gas, Distillate Fuel Oil",{"$nulls":3},"H2O","SCR",2002,{"$nulls":6},1,0.02383,0.02383,0.02383,0.02383,{"$nulls":11},"Arizona Electric Power Coop Inc",100,"Arizona Electric Power Coop Inc",100]
["Hickman","162_G_2",162,"G","2",null,"Hydro",null,"WEC_CALN","California",6,"Stanislaus",99,"06099",0.5,0,1979,9999,null,null,"N","Hydro",{"$nulls":13},0,0,0,0,{"$nulls":11},"Turlock Irrigation District",100,"Turlock Irrigation District",100]
["GREC","165_G_3ST",165,"G","3ST",91186,"Combined Cycle",null,"SPP_WEST","Oklahoma",40,"Mayes",97,"40097",160.5,7050,2017,9999,null,null,"N","Natural Gas",{"$nulls":4},"SCR",{"$nulls":8},0.01514,0.01303,0.01514,0.01303,{"$nulls":11},"Grand River Dam Authority",100,"Grand River Dam Authority",100]
["Cleary Flood Hybrid","1682_G_9A",1682,"G","9A",1143,"Combined Cycle",null,"NENGREST","Massachusetts",25,"Bristol",5,"25005",18,10941,1976,9999,"other",null,"N","Natural Gas, Distillate Fuel Oil",{"$nulls":3},"LNBO",{"$nulls":8},0.74,0.02709,0.02709,0.02709,0.02709,{"$nulls":11},"Taunton Municipal Lighting Plant",74.55,"Taunton Municipal Lighting Plant",74.55]
["Allegan Dam","1694_G_3",1694,"G","3",null,"Hydro",null,"MIS_LMI","Michigan",26,"Allegan",5,"26005",0.6,0,1945,9999,null,null,"N","Hydro",{"$nulls":13},0,0,0,0,{"$nulls":11},"Consumers Energy Co",100,"CMS Energy Corp",100]
["Foote","1705_G_3",1705,"G","3",null,"Hydro",null,"MIS_LMI","Michigan",26,"Iosco",69,"26069",1,0,1918,9999,null,null,"N","Hydro",{"$nulls":13},0,0,0,0,{"$nulls":11},"Consumers Energy Co",100,"CMS Energy Corp",100]
["Rogers","1716_G_4",1716,"G","4",null,"Hydro",null,"MIS_LMI","Michigan",26,"Mecosta",107,"26107",0.7,0,1922,9999,null,null,"N","Hydro",{"$nulls":13},0,0,0,0,{"$nulls":11},"Consumers Energy Co",100,"CMS Energy Corp",100]
["Northeast (MI)","1734_G_1",1734,"G","1",null,"Combustion Turbine",null,"MIS_LMI","Michigan",26,"Macomb",99,"26099",15,17615,1967,9999,null,null,"N","Natural Gas",{"$nulls":12},1.67,0.70002,0.70002,0.70002,0.70002,{"$nulls":11},"DTE Electric Co",100,"DTE Energy Co",100]
["Putnam (MI)","1739_G_3",1739,"G","3",null,"Combustion Turbine","IC Engine","MIS_LMI","Michigan",26,"Oakland",125,"26125",3,25000,1971,9999,null,null,"N","Distillate Fuel Oil",{"$nulls":12},1.67,1.64976,1.64976,1.64976,1.64976,{"$nulls":11},"DTE Electric Co",100,"DTE Energy Co",100]
["Superior","1744_G_2",1744,"G","2",null,"Combustion Turbine",null,"MIS_LMI","Michigan",26,"Washtenaw",161,"26161",13,25000,1966,9999,null,null,"N","Distillate Fuel Oil",{"$nulls":12},1.67,1.01005,1.01005,1.01005,1.01005,{"$nulls":11},"DTE Electric Co",100,"DTE Energy Co",100]
["Edison Sault","1751_G_24",1751,"G","24",null,"Hydro",null,"MIS_WUMS","Michigan",26,"Chippewa",33,"26033",0.4,0,1963,9999,null,null,"N","Hydro",{"$nulls":13},0,0,0,0,{"$nulls":11},"Cloverland Electric Coop",100,"Cloverland Electric Coop",100]
["Edison Sault","1751_G_45",1751,"G","45",null,"Hydro",null,"MIS_WUMS","Michigan",26,"Chippewa",33,"26033",0.4,0,1916,9999,null,null,"N","Hydro",{"$nulls":13},0,0,0,0,{"$nulls":11},"Cloverland Electric Coop",100,"Cloverland Electric Coop",100]
["Edison Sault","1751_G_51",1751,"G","51",null,"Hydro",null,"MIS_WUMS","Michigan",26,"Chippewa",33,"26033",0.4,0,1963,9999,null,null,"N","Hydro",{"$nulls":13},0,0,0,0,{"$nulls":11},"Cloverland Electric Coop",100,"Cloverland Electric Coop",100]
["Edison Sault","1751_G_69",1751,"G","69",null,"Hydro",null,"MIS_WUMS","Michigan",26,"Chippewa",33,"26033",0.4,0,1916,9999,null,null,"N","Hydro",{"$nulls":13},0,0,0,0,{"$nulls":11},"Cloverland Electric Coop",100,"Cloverland Electric Coop",100]
["Buchanan (MI)","1754_G_1",1754,"G","1",null,"Hydro",null,"PJM_West","Michigan",26,"Berrien",21,"26021",0.2,0,1919,9999,null,null,"N","Hydro",{"$nulls":13},0,0,0,0,{"$nulls":11},"Indiana Michigan Power Co",100,"American Electric Power Co Inc",100]
["Constantine","1760_G_3",1760,"G","3",null,"Hydro",null,"PJM_West","Michigan",26,"St Joseph",149,"26149",0.1,0,1929,9999,null,null,"N","Hydro",{"$nulls":13},0,0,0,0,{"$nulls":11},"Indiana Michigan Power Co",100,"American Electric Power Co Inc",100]
["Kingsford","1778_G_3",1778,"G","3",null,"Hydro",null,"MIS_WUMS","Michigan",26,"Dickinson",43,"26043",2.4,0,1924,9999,null,null,"N","Hydro",{"$nulls":13},0,0,0,0,{"$nulls":11},"Wisconsin Electric Power Co",100,"WEC Energy Group Inc",100]
["Hillsdale","1829_G_5",1829,"G","5",null,"Combustion Turbine","IC Engine","MIS_LMI","Michigan",26,"Hillsdale",59,"26059",5.6,10745,1973,9999,null,null,"N","Natural Gas, Distillate Fuel Oil",{"$nulls":12},1.67,1.06095,1.06095,1.06095,1.06095,{"$nulls":11},"Hillsdale Board of Public Utilities",100,"Hillsdale Board of Public Utilities",100]
["Frank Jenkins","1851_G_6",1851,"G","6",null,"Combustion Turbine","IC Engine","MIS_LMI","Michigan",26,"Ionia",67,"26067",1,12283,2002,9999,null,null,"N","Natural Gas, Distillate Fuel Oil",{"$nulls":12},1.67,1.64976,1.64976,1.64976,1.64976,{"$nulls":11},"Portland Electric Dept",100,"Portland Electric Dept",100]
["Hydro Plant","1856_G_4",1856,"G","4",null,"Hydro",null,"PJM_West","Michigan",26,"St Joseph",149,"26149",0.7,0,1983,9999,null,null,"N","Hydro",{"$nulls":13},0,0,0,0,{"$nulls":11},"Sturgis MI (City of)",100,"Sturgis MI (City of)",100]
["Zeeland","1867_G_1",1867,"G","1",null,"Combustion Turbine","IC Engine","MIS_LMI","Michigan",26,"Ottawa",139,"26139",1.5,18000,1966,9999,null,null,"N","Natural Gas, Distillate Fuel Oil",{"$nulls":12},1.67,1.06095,1.06095,1.06095,1.06095,{"$nulls":11},"Zeeland MI (City of)",100,"Zeeland MI (City of)",100]
["Kleber","1871_G_T1",1871,"G","T1",null,"Hydro",null,"MIS_LMI","Michigan",26,"Cheboygan",31,"26031",0.3,0,1925,9999,null,null,"N","Hydro",{"$nulls":13},0,0,0,0,{"$nulls":11},"Tower Kleber LP",100,"Tower Kleber LP",100]
["Blanchard","1892_G_1",1892,"G","1",null,"Hydro",null,"MIS_MNWI","Minnesota",27,"Morrison",97,"27097",5.4,0,1925,9999,null,null,"N","Hydro",{"$nulls":13},0,0,0,0,{"$nulls":11},"ALLETE Inc",100,"ALLETE Inc",100]
["Scanlon","1899_G_4",1899,"G","4",null,"Hydro",null,"MIS_MNWI","Minnesota",27,"Carlton",17,"27017",0.4,0,1923,9999,null,null,"N","Hydro",{"$nulls":13},0,0,0,0,{"$nulls":11},"ALLETE Inc",100,"ALLETE Inc",100]
["Hennepin Island","1911_G_2",1911,"G","2",null,"Hydro",null,"MIS_MNWI","Minnesota",27,"Hennepin",53,"27053",1.2,0,1955,9999,null,null,"N","Hydro",{"$nulls":13},0,0,0,0,{"$nulls":11},"Northern States Power Co (Minnesota)",100,"Xcel Energy Inc",100]
["St James","1929_G_5",1929,"G","5",null,"Combustion Turbine","IC Engine","MIS_MNWI","Minnesota",27,"Watonwan",165,"27165",2,10745,2002,9999,null,null,"N","Distillate Fuel Oil",{"$nulls":13},3.18449,3.18449,3.18449,3.18449,{"$nulls":11},"St James MN (City of)",100,"St James MN (City of)",100]
["Benson City of","1964_G_7",1964,"G","7",null,"Combustion Turbine","IC Engine","MIS_MNWI","Minnesota",27,"Swift",151,"27151",1.8,10745,2002,9999,null,null,"N","Distillate Fuel Oil",{"$nulls":13},4.38982,4.38982,4.38982,4.38982,{"$nulls":11},"Benson MN (City of)",100,"Benson MN (City of)",100]
["Delano","1969_G_8",1969,"G","8",null,"Combustion Turbine","IC Engine","MIS_MNWI","Minnesota",27,"Wright",171,"27171",3.1,20344,1999,9999,null,null,"N","Distillate Fuel Oil",{"$nulls":13},1.64976,1.64976,1.64976,1.64976,{"$nulls":11},"Delano Municipal Utilities",100,"Delano Municipal Utilities",100]
["Glencoe","1975_G_7",1975,"G","7",null,"Combustion Turbine","IC Engine","MIS_MNWI","Minnesota",27,"McLeod",85,"27085",3.2,10745,1966,9999,null,null,"N","Natural Gas, Distillate Fuel Oil",{"$nulls":13},1.64976,1.64976,1.64976,1.64976,{"$nulls":11},"Glencoe Light & Power Commission",100,"Glencoe Light & Power Commission",100]
["Hutchinson Plant #1","1980_G_12",1980,"G","12",null,"Combustion Turbine","IC Engine","MIS_MNWI","Minnesota",27,"McLeod",85,"27085",9.8,10745,2019,9999,null,null,"N","Natural Gas",{"$nulls":13},1.06095,1.06095,1.06095,1.06095,{"$nulls":11},"Hutchinson Utilities Commission",100,"Hutchinson Utilities Commission",100]
["Janesville","1982_G_4",1982,"G","4",null,"Combustion Turbine","IC Engine","MIS_MNWI","Minnesota",27,"Waseca",161,"27161",1.8,10745,1998,9999,null,null,"N","Distillate Fuel Oil",{"$nulls":13},1.64976,1.64976,1.64976,1.64976,{"$nulls":11},"Janesville MN (City of)",100,"Janesville MN (City of)",100]
["Dardanelle","199_G_3",199,"G","3",null,"Hydro",null,"SPP_WEST","Arkansas",5,"Pope",115,"05115",35,0,1965,9999,null,null,"N","Hydro",{"$nulls":13},0,0,0,0,{"$nulls":11},"USACE Little Rock District",100,"U S Army Corps of Engineers",100]
["Mountain Lake","1998_G_2",1998,"G","2",null,"Combustion Turbine","IC Engine","MIS_MNWI","Minnesota",27,"Cottonwood",33,"27033",0.9,10856,1954,9999,null,null,"N","Natural Gas, Distillate Fuel Oil",{"$nulls":13},1.64976,1.64976,1.64976,1.64976,{"$nulls":11},"Municipal Utilities Mountain Lake",100,"Municipal Utilities Mountain Lake",100]
["Princeton (MN)","2005_G_5",2005,"G","5",null,"Combustion Turbine","IC Engine","MIS_MNWI","Minnesota",27,"Mille Lacs",95,"27095",1,25000,1953,9999,null,null,"N","Distillate Fuel Oil",{"$nulls":13},1.64976,1.64976,1.64976,1.64976,{"$nulls":11},"Princeton Public Utilities Commission",100,"Princeton Public Utilities Commission",100]
["Springfield (MN)","2012_G_8",2012,"G","8",null,"Combustion Turbine","IC Engine","MIS_IA","Minnesota",27,"Brown",15,"27015",1.8,10745,1998,9999,null,null,"N","Distillate Fuel Oil",{"$nulls":13},1.64976,1.64976,1.64976,1.64976,{"$nulls":11},"Springfield Public Utilities Commission",100,"Springfield Public Utilities Commission",100]
["Wells IC","2020_G_5",2020,"G","5",null,"Combustion Turbine","IC Engine","MIS_MNWI","Minnesota",27,"Faribault",43,"27043",2.3,18958,1975,9999,null,null,"N","Natural Gas, Distillate Fuel Oil",{"$nulls":13},1.64976,1.64976,1.64976,1.64976,{"$nulls":11},"Wells MN (City of)",100,"Wells MN (City of)",100]
["Maple Lake","2042_G_5A",2042,"G","5A",90189,"Combustion Turbine",null,"MIS_MNWI","Minnesota",27,"Wright",171,"27171",21.4,15795,1978,9999,null,null,"N","Distillate Fuel Oil",{"$nulls":13},1.19994,1.19994,1.19994,1.19994,{"$nulls":11},"Great River Energy",100,"Great River Energy",100]
["L L Wilkins","2059_G_6",2059,"G","6",null,"Combined Cycle",null,"MIS_MS","Mississippi",28,"Coahoma",27,"28027",6.8,13902,1996,9999,null,null,"N","Natural Gas",{"$nulls":13},0.11697,0.11697,0.11697,0.11697,{"$nulls":11},"Clarksdale Water & Light Dept",100,"Clarksdale Water & Light Dept",100]
["Hawthorn","2079_G_9",2079,"G","9",1319,"Combined Cycle",null,"SPP_N","Missouri",29,"Jackson",95,"29095",110.4,9784,2000,9999,null,null,"N","Natural Gas",{"$nulls":4},"SCR",{"$nulls":7},0.395,0.11282,0.00668,0.11282,0.00668,{"$nulls":11},"Evergy Metro Inc",100,"Evergy Inc",100]
["Yates Dam","21_G_2",21,"G","2",null,"Hydro",null,"S_SOU","Alabama",1,"Elmore",51,"01051",22,0,1928,9999,null,null,"N","Hydro",{"$nulls":13},0,0,0,0,{"$nulls":11},"Alabama Power Co",100,"Southern Co",100]
["Carrollton","2120_G_10",2120,"G","10",null,"Combustion Turbine","IC Engine","SPP_N","Missouri",29,"Carroll",33,"29033",6,18000,1972,9999,null,null,"N","Natural Gas, Distillate Fuel Oil",{"$nulls":12},2.3,1.06095,1.06095,1.06095,1.06095,{"$nulls":11},"Carrollton Municipal Utilities",100,"Carrollton Municipal Utilities",100]
["Columbia (MO)","2123_G_LF2",2123,"G","LF2",null,"Landfill Gas",null,"MIS_MO","Missouri",29,"Boone",19,"29019",1,13500,2008,9999,null,null,"N","Landfill Gas",{"$nulls":13},0.24082,0.24082,0.24082,0.24082,{"$nulls":11},"Columbia Water & Light",100,"Columbia Water & Light",100]
["Jackson Square","2134_G_1",2134,"G","1",null,"Combustion Turbine",null,"SPP_N","Missouri",29,"Jackson",95,"29095",15,25000,1969,9999,null,null,"N","Distillate Fuel Oil",{"$nulls":12},8,1.19997,1.19997,1.19997,1.19997,{"$nulls":11},"Independence Power & Light",100,"Independence Power & Light",100]
["Jackson (MO)","2137_G_3",2137,"G","3",null,"Combustion Turbine","IC Engine","MIS_MO","Missouri",29,"Cape Girardeau",31,"29031",1,25000,1963,9999,null,null,"N","Natural Gas, Distillate Fuel Oil",{"$nulls":12},2.3,1.64976,1.64976,1.64976,1.64976,{"$nulls":11},"Jackson Power & Light",100,"Jackson Power & Light",100]
["Marshall (MO)","2144_G_8",2144,"G","8",null,"Combustion Turbine","IC Engine","SPP_N","Missouri",29,"Saline",195,"29195",0.9,10745,1988,9999,null,null,"N","Distillate Fuel Oil",{"$nulls":12},2.3,1.64976,1.64976,1.64976,1.64976,{"$nulls":11},"Marshall MO (City of)",100,"Marshall MO (City of)",100]
["Angels","215_G_1",215,"G","1",null,"Hydro",null,"WEC_CALN","California",6,"Calaveras",9,"06009",0.7,0,1940,9999,null,null,"N","Hydro",{"$nulls":13},0,0,0,0,{"$nulls":11},"Utica Power Authority",100,"Utica Power Authority",100]
["Unionville City of","2164_G_4",2164,"G","4",null,"Combustion Turbine","IC Engine","S_D_AECI","Missouri",29,"Putnam",171,"29171",0.9,14091,1970,9999,null,null,"N","Distillate Fuel Oil",{"$nulls":12},2.3,1.64976,1.64976,1.64976,1.64976,{"$nulls":11},"Unionville MO (City of)",100,"Unionville MO (City of)",100]
["Cochrane","2182_G_COC1",2182,"G","COC1",null,"Hydro",null,"WECC_MT","Montana",30,"Cascade",13,"30013",31,0,1958,9999,null,null,"N","Hydro",{"$nulls":13},0,0,0,0,{"$nulls":11},"NorthWestern Corp",100,"NorthWestern Corp",100]
["Mystic","2192_G_MYS2",2192,"G","MYS2",null,"Hydro",null,"WECC_MT","Montana",30,"Stillwater",95,"30095",6,0,1925,9999,null,null,"N","Hydro",{"$nulls":13},0,0,0,0,{"$nulls":11},"NorthWestern Corp",100,"NorthWestern Corp",100]
["Hungry Horse","2203_G_1",2203,"G","1",null,"Hydro",null,"WECC_MT","Montana",30,"Flathead",29,"30029",107,0,1952,9999,null,null,"N","Hydro",{"$nulls":13},0,0,0,0,{"$nulls":11},"U S Bureau of Reclamation",100,"U S Bureau of Reclamation",100]
["Arnold","2216_G_4",2216,"G","4",null,"Combustion Turbine","IC Engine","SPP_NEBR","Nebraska",31,"Custer",41,"31041",0.2,12283,1946,9999,null,null,"N","Distillate Fuel Oil",{"$nulls":12},2.5,1.64976,1.64976,1.64976,1.64976,{"$nulls":11},"Arnold NE (Village of)",100,"Arnold NE (Village of)",100]
["Johnson 2","2229_G_1",2229,"G","1",null,"Hydro",null,"SPP_NEBR","Nebraska",31,"Gosper",73,"31073",22.5,0,1941,9999,null,null,"N","Hydro",{"$nulls":13},0,0,0,0,{"$nulls":11},"Central Nebraska Public Power & Irrigation District",100,"Central Nebraska Public Power & Irrigation District",100]
["Emerson","2235_G_4",2235,"G","4",null,"Combustion Turbine","IC Engine","SPP_NEBR","Nebraska",31,"Dixon",51,"31051",0.4,11370,1960,9999,null,null,"N","Natural Gas, Distillate Fuel Oil",{"$nulls":12},2.5,1.06095,1.06095,1.06095,1.06095,{"$nulls":11},"Emerson NE (City of)",100,"Emerson NE (City of)",100]
["C W Burdick","2241_G_GT2",2241,"G","GT2",88133,"Combustion Turbine",null,"SPP_NEBR","Nebraska",31,"Hall",79,"31079",34,25000,2003,9999,null,null,"N","Natural Gas, Distillate Fuel Oil",{"$nulls":3},"DLNB + H2O",{"$nulls":8},2.5,0.0339,0.0339,0.0339,0.0339,{"$nulls":11},"Grand Island Utilities",100,"Grand Island Utilities",100]
["Nebraska City # 1","2255_G_10",2255,"G","10",null,"Combustion Turbine","IC Engine","SPP_NEBR","Nebraska",31,"Otoe",131,"31131",5.8,12283,1979,9999,null,null,"N","Natural Gas",{"$nulls":12},2.5,1.06095,1.06095,1.06095,1.06095,{"$nulls":11},"Nebraska City Utilities",100,"Nebraska City Utilities",100]
["Syracuse # 2","2256_G_6",2256,"G","6",null,"Combustion Turbine","IC Engine","SPP_NEBR","Nebraska",31,"Otoe",131,"31131",1.6,12283,1969,9999,null,null,"N","Natural Gas",{"$nulls":12},2.5,1.06095,1.06095,1.06095,1.06095,{"$nulls":11},"Nebraska City Utilities",100,"Nebraska City Utilities",100]
["Ord","2294_G_3",2294,"G","3",null,"Combustion Turbine","IC Engine","SPP_NEBR","Nebraska",31,"Valley",175,"31175",2,10745,1963,9999,null,null,"N","Natural Gas, Distillate Fuel Oil",{"$nulls":12},2.5,1.64976,1.64976,1.64976,1.64976,{"$nulls":11},"Ord NE (City of)",100,"Ord NE (City of)",100]
["Sargent","2300_G_1",2300,"G","1",null,"Combustion Turbine","IC Engine","SPP_NEBR","Nebraska",31,"Custer",41,"31041",1.1,25000,1968,9999,null,null,"N","Distillate Fuel Oil",{"$nulls":12},2.5,1.64976,1.64976,1.64976,1.64976,{"$nulls":11},"Sargent NE (City of)",100,"Sargent NE (City of)",100]
["Tecumseh","2308_G_5A",2308,"G","5A",null,"Combustion Turbine","IC Engine","SPP_NEBR","Nebraska",31,"Johnson",97,"31097",2.4,11732,1993,9999,null,null,"N","Natural Gas, Distillate Fuel Oil",{"$nulls":12},2.5,1.64976,1.64976,1.64976,1.64976,{"$nulls":11},"Tecumseh Board of Public Works",100,"Tecumseh Board of Public Works",100]
["Wilber","2315_G_5",2315,"G","5",null,"Combustion Turbine","IC Engine","SPP_NEBR","Nebraska",31,"Saline",151,"31151",0.6,13493,1960,9999,null,null,"N","Distillate Fuel Oil",{"$nulls":12},2.5,1.64976,1.64976,1.64976,1.64976,{"$nulls":11},"Wilber NE (City of)",100,"Wilber NE (City of)",100]
["Clark (NVE)","2322_G_12",2322,"G","12",89801,"Combustion Turbine",null,"WECC_SNV","Nevada",32,"Clark",3,"32003",52,10971,2008,9999,null,null,"N","Natural Gas",{"$nulls":13},0.02307,0.02307,0.02307,0.02307,{"$nulls":11},"Nevada Power Co",100,"Berkshire Hathaway Inc",100]
["Drum 1","235_G_1",235,"G","1",null,"Hydro",null,"WEC_CALN","California",6,"Placer",61,"06061",13.2,0,1913,9999,null,null,"N","Hydro",{"$nulls":13},0,0,0,0,{"$nulls":11},"Pacific Gas & Electric Co",100,"PG&E Corp",100]
["S C Moore","2351_G_GEN3",2351,"G","GEN3",null,"Hydro",null,"NENGREST","New Hampshire",33,"Grafton",9,"33009",47.2,0,1957,9999,null,null,"N","Hydro",{"$nulls":13},0,0,0,0,{"$nulls":11},"Great River Hydro LLC",100,"ArcLight Capital Partners LLC",100]
["Ayers Island","2355_G_2",2355,"G","2",null,"Hydro",null,"NENGREST","New Hampshire",33,"Grafton",9,"33009",2.8,0,1925,9999,null,null,"N","Hydro",{"$nulls":13},0,0,0,0,{"$nulls":11},"CRP NH Ayers Island LLC",100,"Hull Street Energy LLC",100]
["El Dorado","238_G_2",238,"G","2",null,"Hydro",null,"WEC_CALN","California",6,"El Dorado",17,"06017",10.4,0,1924,9999,null,null,"N","Hydro",{"$nulls":13},0,0,0,0,{"$nulls":11},"El Dorado Irrigation District",100,"El Dorado Irrigation District",100]
["Bergen Generating Station","2398_G_2101",2398,"G","2101",1490,"Combined Cycle",null,"PJM_EMAC","New Jersey",34,"Bergen",3,"34003",177.3,7813,2002,9999,null,null,"N","Natural Gas, Distillate Fuel Oil",{"$nulls":3},"DLNB + H2O","SCR",{"$nulls":7},2,0.00609,0.00609,0.00609,0.00609,{"$nulls":11},"PSEG Fossil LLC",100,"Public Service Enterprise Group Inc",100]
["PSEG Linden Generating Station","2406_G_2001",2406,"G","2001",1558,"Combined Cycle",null,"PJM_EMAC","New Jersey",34,"Union",39,"34039",238.4,7298,2006,9999,null,null,"N","Natural Gas, Distillate Fuel Oil",{"$nulls":3},"LNB","SCR",{"$nulls":7},2,0.00467,0.00467,0.00467,0.00467,{"$nulls":11},"PSEG Fossil LLC",100,"Public Service Enterprise Group Inc",100]
["Cunningham","2454_G_3",2454,"G","3",1602,"Combustion Turbine",null,"SPP_SPS","New Mexico",35,"Lea",25,"35025",106,11753,1998,9999,null,null,"N","Natural Gas",{"$nulls":3},"DLNB",{"$nulls":8},0.74,0.06081,0.06081,0.06081,0.06081,{"$nulls":11},"Southwestern Public Service Co",100,"Xcel Energy Inc",100]
["Sturgeon","2486_G_H1",2486,"G","H1",null,"Hydro",null,"NY_Z_G-I","New York",36,"Ulster",111,"36111",4.8,0,1924,9999,null,null,"N","Hydro",{"$nulls":13},0,0,0,0,{"$nulls":11},"Central Hudson Gas & Electric Corp",100,"CH Energy Group Inc",100]
["Gowanus Gas Turbines Generating","2494_G_GT23",2494,"G","GT23",1629,"Combustion Turbine",null,"NY_Z_J","New York",36,"Kings",47,"36047",20,17313,1971,9999,null,null,"N","Natural Gas, Distillate Fuel Oil",{"$nulls":12},0.316,0.32054,0.32054,0.32054,0.32054,{"$nulls":11},"Astoria Generating",100,"ArcLight Capital Partners LLC",100]
["Gowanus Gas Turbines Generating","2494_G_GT31",2494,"G","GT31",1635,"Combustion Turbine",null,"NY_Z_J","New York",36,"Kings",47,"36047",16.7,17316,1971,9999,null,null,"N","Natural Gas, Distillate Fuel Oil",{"$nulls":12},0.29,0.32102,0.32102,0.32102,0.32102,{"$nulls":11},"Astoria Generating",100,"ArcLight Capital Partners LLC",100]
["Narrows Gas Turbines Generating","2499_G_NT12",2499,"G","NT12",1660,"Combustion Turbine",null,"NY_Z_J","New York",36,"Kings",47,"36047",17.6,17192,1972,9999,null,null,"N","Natural Gas, Distillate Fuel Oil",{"$nulls":12},0.316,0.33498,0.33498,0.33498,0.33498,{"$nulls":11},"Astoria Generating",100,"ArcLight Capital Partners LLC",100]
["74th Street","2504_G_GT2",2504,"G","GT2",1718,"Combustion Turbine",null,"NY_Z_J","New York",36,"New York",61,"36061",18.9,13867,1968,9999,null,null,"N","Distillate Fuel Oil",{"$nulls":12},0.316,0.38759,0.38759,0.38759,0.38759,{"$nulls":11},"Consolidated Edison Co of New York Inc",100,"Consolidated Edison Inc",100]
["Port Jefferson","2517_G_GT1",2517,"G","GT1",1752,"Combustion Turbine",null,"NY_Z_K","New York",36,"Suffolk",103,"36103",12.1,10804,1966,9999,null,null,"N","Distillate Fuel Oil",{"$nulls":12},1.053,0.38759,0.38759,0.38759,0.38759,{"$nulls":11},"National Grid Generation LLC",100,"National Grid Plc",100]
["Bethlehem Energy Center","2539_G_6",2539,"G","6",1772,"Combined Cycle",null,"NY_Z_F","New York",36,"Albany",1,"36001",182.6,7056,2005,9999,null,null,"N","Natural Gas",{"$nulls":3},"LNB","SCR",{"$nulls":8},0.00491,0.0046,0.00491,0.0046,{"$nulls":11},"PSEG Power New York Inc",100,"Public Service Enterprise Group Inc",100]
["Colton","2551_G_1",2551,"G","1",null,"Hydro",null,"NY_Z_C&E","New York",36,"St Lawrence",89,"36089",9.9,0,1918,9999,null,null,"N","Hydro",{"$nulls":13},0,0,0,0,{"$nulls":11},"Brookfield Renewable Energy Partners LP",100,"Brookfield Asset Management Inc",100]
["Ephratah","2560_G_1",2560,"G","1",null,"Hydro",null,"NY_Z_F","New York",36,"Fulton",35,"36035",0.9,0,1920,9999,null,null,"N","Hydro",{"$nulls":13},0,0,0,0,{"$nulls":11},"Brookfield Renewable Energy Partners LP",100,"Brookfield Asset Management Inc",100]
["Hannawa","2571_G_1",2571,"G","1",null,"Hydro",null,"NY_Z_C&E","New York",36,"St Lawrence",89,"36089",3.6,0,1914,9999,null,null,"N","Hydro",{"$nulls":13},0,0,0,0,{"$nulls":11},"Brookfield Renewable Energy Partners LP",100,"Brookfield Asset Management Inc",100]
["Kamargo","2581_G_3",2581,"G","3",null,"Hydro",null,"NY_Z_C&E","New York",36,"Jefferson",45,"36045",1.3,0,1921,9999,null,null,"N","Hydro",{"$nulls":13},0,0,0,0,{"$nulls":11},"Brookfield Renewable Energy Partners LP",100,"Brookfield Asset Management Inc",100]
["Oswego Falls West","2596_G_5",2596,"G","5",null,"Hydro",null,"NY_Z_C&E","New York",36,"Oswego",75,"36075",0.9,0,1914,9999,null,null,"N","Hydro",{"$nulls":13},0,0,0,0,{"$nulls":11},"Brookfield Renewable Energy Partners LP",100,"Brookfield Asset Management Inc",100]
["Piercefield","2598_G_3",2598,"G","3",null,"Hydro",null,"NY_Z_D","New York",36,"St Lawrence",89,"36089",0.6,0,1924,9999,null,null,"N","Hydro",{"$nulls":13},0,0,0,0,{"$nulls":11},"Brookfield Renewable Energy Partners LP",100,"Brookfield Asset Management Inc",100]
["School Street","2605_G_5",2605,"G","5",null,"Hydro",null,"NY_Z_F","New York",36,"Albany",1,"36001",10.8,0,1924,9999,null,null,"N","Hydro",{"$nulls":13},0,0,0,0,{"$nulls":11},"Brookfield Renewable Energy Partners LP",100,"Brookfield Asset Management Inc",100]
["Spier Falls","2612_G_9",2612,"G","9",null,"Hydro",null,"NY_Z_F","New York",36,"Saratoga",91,"36091",46,0,1930,9999,null,null,"N","Hydro",{"$nulls":13},0,0,0,0,{"$nulls":11},"Brookfield Renewable Energy Partners LP",100,"Brookfield Asset Management Inc",100]
["Varick","2621_G_2",2621,"G","2",null,"Hydro",null,"NY_Z_C&E","New York",36,"Oswego",75,"36075",1.4,0,1926,9999,null,null,"N","Hydro",{"$nulls":13},0,0,0,0,{"$nulls":11},"Brookfield Renewable Energy Partners LP",100,"Brookfield Asset Management Inc",100]
["Pit 3","266_G_H3",266,"G","H3",null,"Hydro",null,"WEC_CALN","California",6,"Shasta",89,"06089",23.3,0,1925,9999,null,null,"N","Hydro",{"$nulls":13},0,0,0,0,{"$nulls":11},"Pacific Gas & Electric Co",100,"PG&E Corp",100]
["Blenheim Gilboa","2691_G_1",2691,"G","1",null,"Pumped Storage",null,"NY_Z_F","New York",36,"Schoharie",95,"36095",292.4,0,1973,9999,null,null,"N","Pumped Storage",{"$nulls":13},0,0,0,0,{"$nulls":11},"New York Power Authority",100,"New York Power Authority",100]
["Robert Moses Niagara","2693_G_12",2693,"G","12",null,"Hydro",null,"NY_Z_A","New York",36,"Niagara",63,"36063",187.3,0,1962,9999,null,null,"N","Hydro",{"$nulls":13},0,0,0,0,{"$nulls":11},"New York Power Authority",100,"New York Power Authority",100]
["Robert Moses Power Dam","2694_G_26",2694,"G","26",null,"Hydro",null,"NY_Z_D","New York",36,"St Lawrence",89,"36089",53.5,0,1958,9999,null,null,"N","Hydro",{"$nulls":13},0,0,0,0,{"$nulls":11},"New York Power Authority",100,"New York Power Authority",100]
["Robert Moses Power Dam","2694_G_32",2694,"G","32",null,"Hydro",null,"NY_Z_D","New York",36,"St Lawrence",89,"36089",53.5,0,1958,9999,null,null,"N","Hydro",{"$nulls":13},0,0,0,0,{"$nulls":11},"New York Power Authority",100,"New York Power Authority",100]
["Blewett","2707_G_6",2707,"G","6",null,"Hydro",null,"S_VACA","North Carolina",37,"Anson",7,"37007",5,0,1912,9999,null,null,"N","Hydro",{"$nulls":13},0,0,0,0,{"$nulls":11},"Duke Energy Progress",100,"Duke Energy Corp",100]
["W H Weatherspoon","2716_G_GT1",2716,"G","GT1",88324,"Combustion Turbine",null,"S_VACA","North Carolina",37,"Robeson",155,"37155",31,25000,1970,9999,null,null,"N","Distillate Fuel Oil",{"$nulls":12},2.3,1.20032,1.20032,1.20032,1.20032,{"$nulls":11},"Duke Energy Progress",100,"Duke Energy Corp",100]
["Mountain Island","2728_G_4",2728,"G","4",null,"Hydro",null,"S_VACA","North Carolina",37,"Gaston",71,"37071",17,0,1923,9999,null,null,"N","Hydro",{"$nulls":13},0,0,0,0,{"$nulls":11},"Duke Energy Carolinas",100,"Duke Energy Corp",100]
["Mission","2746_G_3",2746,"G","3",null,"Hydro",null,"S_VACA","North Carolina",37,"Clay",43,"37043",0.6,0,1943,9999,null,null,"N","Hydro",{"$nulls":13},0,0,0,0,{"$nulls":11},"Northbrook Energy LLC",100,"Northbrook Energy LLC",100]
["Buxton","2783_G_1A",2783,"G","1A",null,"Combustion Turbine","IC Engine","PJM_Dom","North Carolina",37,"Dare",55,"37055",3,16560,1991,9999,null,null,"N","Distillate Fuel Oil",{"$nulls":12},2.3,1.64976,1.64976,1.64976,1.64976,{"$nulls":11},"North Carolina Electric Membership Corp",100,"North Carolina Electric Membership Corp",100]
["Garrison","2815_G_1",2815,"G","1",null,"Hydro",null,"SPP_WAUE","North Dakota",38,"Mercer",57,"38057",102,0,1956,9999,null,null,"N","Hydro",{"$nulls":13},0,0,0,0,{"$nulls":11},"USACE Omaha District",100,"U S Army Corps of Engineers",100]
["Frank M Tait","2847_G_IC2",2847,"G","IC2",null,"Combustion Turbine","IC Engine","PJM_West","Ohio",39,"Montgomery",113,"39113",2.5,25000,1967,9999,null,null,"N","Distillate Fuel Oil",{"$nulls":12},0.5,1.64976,1.64976,1.64976,1.64976,{"$nulls":11},"Dayton Power & Light Co (The)",100,"AES Corp (The)",100]
["Monument","2851_G_2",2851,"G","2",null,"Combustion Turbine","IC Engine","PJM_West","Ohio",39,"Montgomery",113,"39113",2.4,10770,1968,9999,null,null,"N","Distillate Fuel Oil",{"$nulls":12},0.5,1.64976,1.64976,1.64976,1.64976,{"$nulls":11},"Monument Generating Station LLC",100,"Rockland Capital",100]
["Geysers Unit 5-20","286_G_U13",286,"G","U13",null,"Geothermal",null,"WEC_CALN","California",6,"Sonoma",97,"06097",56,9771,1980,9999,null,null,"N","Geothermal",{"$nulls":13},0,0,0,0,0.3713,0.3713,0.3713,{"$nulls":8},"Geysers Power Co LLC",100,"Energy Capital Partners",100]
["Richland","2880_G_5",2880,"G","5",1989,"Combustion Turbine",null,"PJM_ATSI","Ohio",39,"Defiance",39,"39039",112,11067,2001,9999,null,null,"N","Natural Gas",{"$nulls":3},"H2O",{"$nulls":8},0.5,0.08593,0.08593,0.08593,0.08593,{"$nulls":11},"Richland Stryker Generation LLC",100,"Vistra Energy",100]
["Wise","292_G_1",292,"G","1",null,"Hydro",null,"WEC_CALN","California",6,"Placer",61,"06061",14,0,1917,9999,null,null,"N","Hydro",{"$nulls":13},0,0,0,0,{"$nulls":11},"Pacific Gas & Electric Co",100,"PG&E Corp",100]
["Oberlin (OH)","2933_G_9",2933,"G","9",null,"Combustion Turbine","IC Engine","PJM_ATSI","Ohio",39,"Lorain",93,"39093",0.4,18000,1990,9999,null,null,"N","Natural Gas",{"$nulls":12},0.5,1.06095,1.06095,1.06095,1.06095,{"$nulls":11},"Oberlin OH (City of)",100,"Oberlin OH (City of)",100]
["Northeastern","2963_G_1",2963,"G","1",2016,"Combined Cycle",null,"SPP_WEST","Oklahoma",40,"Rogers",131,"40131",146,8028,1961,9999,null,null,"N","Natural Gas",{"$nulls":3},"LNB",{"$nulls":9},0.02744,0.02744,0.02744,0.02744,{"$nulls":11},"Public Service Co of Oklahoma",100,"American Electric Power Co Inc",100]
["Cushing","2975_G_7",2975,"G","7",null,"Combustion Turbine","IC Engine","SPP_WEST","Oklahoma",40,"Payne",119,"40119",1.9,10745,1956,9999,null,null,"N","Natural Gas, Distillate Fuel Oil",{"$nulls":12},0.8,1.64976,1.64976,1.64976,1.64976,{"$nulls":11},"Cushing OK (City of)",100,"Cushing OK (City of)",100]
["Keystone Dam","2984_G_1",2984,"G","1",null,"Hydro",null,"SPP_WEST","Oklahoma",40,"Tulsa",143,"40143",40,0,1968,9999,null,null,"N","Hydro",{"$nulls":13},0,0,0,0,{"$nulls":11},"USACE Tulsa District",100,"U S Army Corps of Engineers",100]
["Kingfisher","2986_G_3",2986,"G","3",null,"Combustion Turbine","IC Engine","SPP_WEST","Oklahoma",40,"Kingfisher",73,"40073",2.9,14286,1965,9999,null,null,"N","Natural Gas, Distillate Fuel Oil",{"$nulls":12},0.8,1.06095,1.06095,1.06095,1.06095,{"$nulls":11},"Kingfisher OK (City of)",100,"Kingfisher OK (City of)",100]
["Barry","3_G_A2C1",3,"G","A2C1",8,"Combined Cycle",null,"S_SOU","Alabama",1,"Mobile",97,"01097",178.6,7050,2000,9999,null,null,"N","Natural Gas",{"$nulls":3},"DLNB","SCR",{"$nulls":7},1E-3,0.0052,0.00518,0.0052,0.00518,{"$nulls":11},"Alabama Power Co",100,"Southern Co",100]
["Eagle Point","3024_G_1",3024,"G","1",null,"Hydro",null,"WECC_PNW","Oregon",41,"Jackson",29,"41029",2.8,0,1957,9999,null,null,"N","Hydro",{"$nulls":13},0,0,0,0,{"$nulls":11},"PacifiCorp",100,"Berkshire Hathaway Inc",100]
["Slide Creek","3036_G_1",3036,"G","1",null,"Hydro",null,"WECC_PNW","Oregon",41,"Douglas",19,"41019",18,0,1951,9999,null,null,"N","Hydro",{"$nulls":13},0,0,0,0,{"$nulls":11},"PacifiCorp",100,"Berkshire Hathaway Inc",100]
["Round Butte","3050_G_1",3050,"G","1",null,"Hydro",null,"WECC_PNW","Oregon",41,"Jefferson",31,"41031",110,0,1964,9999,null,null,"N","Hydro",{"$nulls":13},0,0,0,0,{"$nulls":11},"Portland General Electric Co",66.67,"Portland General Electric Co",66.67]
["Bonneville","3075_G_11",3075,"G","11",null,"Hydro",null,"WECC_PNW","Oregon",41,"Multnomah",51,"41051",66.5,0,1982,9999,null,null,"N","Hydro",{"$nulls":13},0,0,0,0,{"$nulls":11},"USACE Northwestern Division",100,"U S Army Corps of Engineers",100]
["Cougar","3076_G_2",3076,"G","2",null,"Hydro",null,"WECC_PNW","Oregon",41,"Lane",39,"41039",13,0,1964,9999,null,null,"N","Hydro",{"$nulls":13},0,0,0,0,{"$nulls":11},"USACE Northwestern Division",100,"U S Army Corps of Engineers",100]
["Hills Creek","3081_G_1",3081,"G","1",null,"Hydro",null,"WECC_PNW","Oregon",41,"Lane",39,"41039",15,0,1962,9999,null,null,"N","Hydro",{"$nulls":13},0,0,0,0,{"$nulls":11},"USACE Northwestern Division",100,"U S Army Corps of Engineers",100]
["McNary","3084_G_11",3084,"G","11",null,"Hydro",null,"WECC_PNW","Oregon",41,"Umatilla",59,"41059",70,0,1956,9999,null,null,"N","Hydro",{"$nulls":13},0,0,0,0,{"$nulls":11},"USACE Northwestern Division",100,"U S Army Corps of Engineers",100]
["Brunot Island","3096_G_2B",3096,"G","2B",2033,"Combined Cycle",null,"PJM_West","Pennsylvania",42,"Allegheny",3,"42003",48,11247,1973,9999,null,null,"N","Natural Gas",{"$nulls":3},"H2O","SCR",{"$nulls":7},0.003,0.05369,0.02095,0.05369,0.02095,{"$nulls":11},"Brunot Island Power LLC",100,"GenOn Energy Inc",100]
["Piney","3124_G_2",3124,"G","2",null,"Hydro",null,"PJM_PENE","Pennsylvania",42,"Clarion",31,"42031",11.8,0,1924,9999,null,null,"N","Hydro",{"$nulls":13},0,0,0,0,{"$nulls":11},"Brookfield Renewable Energy Partners LP",100,"Brookfield Asset Management Inc",100]
["Holtwood","3145_G_HW2",3145,"G","HW2",null,"Hydro",null,"PJM_WMAC","Pennsylvania",42,"Lancaster",71,"42071",11.7,0,1911,9999,null,null,"N","Hydro",{"$nulls":13},0,0,0,0,{"$nulls":11},"BIF III Holtwood LLC",100,"Brookfield Asset Management Inc",100]
["Delaware Generating Station","3160_G_12",3160,"G","12",null,"Combustion Turbine",null,"PJM_EMAC","Pennsylvania",42,"Philadelphia",101,"42101",13,15644,1969,9999,null,null,"N","Distillate Fuel Oil",{"$nulls":12},0.2,0.41347,0.41347,0.41347,0.41347,{"$nulls":11},"Exelon Generation Co LLC",100,"Exelon Corp",100]
["Richmond Generating Station","3168_G_91",3168,"G","91",2164,"Combustion Turbine",null,"PJM_EMAC","Pennsylvania",42,"Philadelphia",101,"42101",49,12309,1973,9999,null,null,"N","Distillate Fuel Oil",{"$nulls":12},0.2,0.41347,0.41347,0.41347,0.41347,{"$nulls":11},"Exelon Generation Co LLC",100,"Exelon Corp",100]
["Safe Harbor","3175_G_5",3175,"G","5",null,"Hydro",null,"PJM_WMAC","Pennsylvania",42,"Lancaster",71,"42071",32,0,1932,9999,null,null,"N","Hydro",{"$nulls":13},0,0,0,0,{"$nulls":11},"Safe Harbor Water Power Corp",100,"Brookfield Asset Management Inc",100]
["Hunlock Power Station","3176_G_5",3176,"G","5",90563,"Combined Cycle",null,"PJM_WMAC","Pennsylvania",42,"Luzerne",79,"42079",49.2,8196,2011,9999,null,null,"N","Natural Gas",{"$nulls":3},"H2O","SCR",{"$nulls":8},0.13186,0.01036,0.13186,0.01036,{"$nulls":11},"UGI Utilities Inc",100,"UGI Corp",100]
["Manchester Street","3236_G_G11A",3236,"G","G11A",2192,"Combined Cycle",null,"NENGREST","Rhode Island",44,"Providence",7,"44007",110.2,8070,1995,9999,null,null,"N","Natural Gas, Distillate Fuel Oil",{"$nulls":3},"DLNB + STM","SCR",{"$nulls":8},0.021,0.021,0.021,0.021,{"$nulls":11},"Manchester Street LLC",100,"Starwood Capital Group Global LLC",100]
["Buzzard Roost","3254_G_HC2",3254,"G","HC2",null,"Hydro",null,"S_VACA","South Carolina",45,"Greenwood",47,"45047",2.3,0,1940,9999,null,null,"N","Hydro",{"$nulls":13},0,0,0,0,{"$nulls":11},"Greenwood SC (City of)",100,"Greenwood SC (City of)",100]
["Hollidays Bridge Hydro","3261_G_3",3261,"G","3",null,"Hydro",null,"S_VACA","South Carolina",45,"Anderson",7,"45007",1.2,0,1996,9999,null,null,"N","Hydro",{"$nulls":13},0,0,0,0,{"$nulls":11},"Northbrook Carolina Hydro LLC",100,"Energy Investors Funds Group",100]
["Oconee","3265_G_3",3265,"G","3",null,"Nuclear",null,"S_VACA","South Carolina",45,"Oconee",73,"45073",859,10456,1974,2054,null,null,"N","Nuclear Fuel",{"$nulls":13},0,0,0,0,{"$nulls":11},"Duke Energy Carolinas",100,"Duke Energy Corp",100]
["Coit GT","3281_G_1",3281,"G","1",null,"Combustion Turbine",null,"S_VACA","South Carolina",45,"Richland",79,"45079",14,18513,1969,9999,null,null,"N","Natural Gas, Distillate Fuel Oil",{"$nulls":12},3.5,0.77183,0.77183,0.77183,0.77183,{"$nulls":11},"Dominion Energy South Carolina",100,"Dominion Energy Inc",100]
["Urquhart","3295_G_1",3295,"G","1",8330,"Combined Cycle",null,"S_VACA","South Carolina",45,"Aiken",3,"45003",64,7915,1953,9999,"other",null,"N","Natural Gas, Distillate Fuel Oil",{"$nulls":3},"LNB",{"$nulls":9},0.01709,0.01709,0.01709,0.01709,{"$nulls":11},"Dominion Energy South Carolina",100,"Dominion Energy Inc",100]
["Jefferies","3319_G_H4",3319,"G","H4",null,"Hydro",null,"S_VACA","South Carolina",45,"Berkeley",15,"45015",36,0,1942,9999,null,null,"N","Hydro",{"$nulls":13},0,0,0,0,{"$nulls":11},"Santee Cooper",100,"Santee Cooper",100]
["Ben French","3325_G_GT4",3325,"G","GT4",null,"Combustion Turbine",null,"WECC_WY","South Dakota",46,"Pennington",103,"46103",17,22879,1979,9999,null,null,"N","Natural Gas, Distillate Fuel Oil",{"$nulls":12},3,0.47388,0.47388,0.47388,0.47388,{"$nulls":11},"Black Hills Power Inc",100,"Black Hills Corp",100]
["Fort Randall","3373_G_4",3373,"G","4",null,"Hydro",null,"SPP_WAUE","South Dakota",46,"Charles Mix",23,"46023",45,0,1954,9999,null,null,"N","Hydro",{"$nulls":13},0,0,0,0,{"$nulls":11},"USACE Omaha District",100,"U S Army Corps of Engineers",100]
["Big Bend Dam","3375_G_5",3375,"G","5",null,"Hydro",null,"SPP_WAUE","South Dakota",46,"Buffalo",17,"46017",65,0,1965,9999,null,null,"N","Hydro",{"$nulls":13},0,0,0,0,{"$nulls":11},"USACE Omaha District",100,"U S Army Corps of Engineers",100]
["Allen","3393_G_G15",3393,"G","G15",null,"Combustion Turbine",null,"S_C_TVA","Tennessee",47,"Shelby",157,"47157",15.1,23522,1971,9999,null,null,"N","Natural Gas, Distillate Fuel Oil",{"$nulls":12},0.5,0.38039,0.38039,0.38039,0.38039,{"$nulls":11},"Tennessee Valley Authority",100,"Tennessee Valley Authority",100]
["Boone Dam","3395_G_2",3395,"G","2",null,"Hydro",null,"S_C_TVA","Tennessee",47,"Sullivan",163,"47163",37.8,0,1953,9999,null,null,"N","Hydro",{"$nulls":13},0,0,0,0,{"$nulls":11},"Tennessee Valley Authority",100,"Tennessee Valley Authority",100]
["Gallatin (TN)","3403_G_GT1",3403,"G","GT1",88162,"Combustion Turbine",null,"S_C_TVA","Tennessee",47,"Sumner",165,"47165",71.5,12635,1975,9999,null,null,"N","Natural Gas, Distillate Fuel Oil",{"$nulls":12},5,0.40475,0.40475,0.40475,0.40475,{"$nulls":11},"Tennessee Valley Authority",100,"Tennessee Valley Authority",100]
["Johnsonville","3406_G_G15",3406,"G","G15",88172,"Combustion Turbine",null,"S_C_TVA","Tennessee",47,"Humphreys",85,"47085",47.1,16591,1975,9999,null,null,"N","Natural Gas, Distillate Fuel Oil",{"$nulls":12},3.4,0.36823,0.36823,0.36823,0.36823,{"$nulls":11},"Tennessee Valley Authority",100,"Tennessee Valley Authority",100]
["Long Beach Generation LLC","341_G_CT1",341,"G","CT1",89768,"Combustion Turbine",null,"WECC_SCE","California",6,"Los Angeles",37,"06037",65,16715,1976,9999,null,null,"N","Natural Gas",{"$nulls":3},"H2O","SCR",{"$nulls":8},0.03026,0.03026,0.03026,0.03026,{"$nulls":11},"Long Beach Generation LLC",100,"NRG Energy Inc",100]
["Tims Ford","3417_G_2",3417,"G","2",null,"Hydro",null,"S_C_TVA","Tennessee",47,"Franklin",51,"47051",0.5,0,1987,9999,null,null,"N","Hydro",{"$nulls":13},0,0,0,0,{"$nulls":11},"Tennessee Valley Authority",100,"Tennessee Valley Authority",100]
["Dale Hollow","3424_G_3",3424,"G","3",null,"Hydro",null,"S_C_TVA","Tennessee",47,"Clay",27,"47027",20.7,0,1953,9999,null,null,"N","Hydro",{"$nulls":13},0,0,0,0,{"$nulls":11},"USACE Nashville District",100,"U S Army Corps of Engineers",100]
["Newman","3456_G_5CA1",3456,"G","5CA1",91266,"Combined Cycle",null,"WECC_NM","Texas",48,"El Paso",141,"48141",138,9283,2011,9999,null,null,"N","Natural Gas",{"$nulls":3},"NH3","SCR",{"$nulls":8},0.1601,0.00498,0.1601,0.00498,{"$nulls":11},"El Paso Electric Co",100,"El Paso Electric Co",100]
["Greens Bayou","3464_G_74",3464,"G","74",89953,"Combustion Turbine",null,"ERC_REST","Texas",48,"Harris",201,"48201",54,15753,1976,9999,null,null,"N","Natural Gas",{"$nulls":3},"H2O",{"$nulls":8},3,0.20942,0.20942,0.20942,0.20942,{"$nulls":11},"NRG Texas LLC",100,"NRG Energy Inc",100]
["T H Wharton","3469_G_55",3469,"G","55",89970,"Combustion Turbine",null,"ERC_REST","Texas",48,"Harris",201,"48201",58,16279,1975,9999,null,null,"N","Natural Gas",{"$nulls":3},"H2O",{"$nulls":8},3,0.20738,0.20738,0.20738,0.20738,{"$nulls":11},"NRG Texas LLC",100,"NRG Energy Inc",100]
["Stryker Creek","3504_G_D4",3504,"G","D4",null,"Combustion Turbine","IC Engine","ERC_REST","Texas",48,"Cherokee",73,"48073",2,15555,1966,9999,null,null,"N","Distillate Fuel Oil",{"$nulls":12},0.2,1.64976,1.64976,1.64976,1.64976,{"$nulls":11},"Luminant",100,"Vistra Energy",100]
["Mountainview Generating Station","358_G_MV3B",358,"G","MV3B",89501,"Combined Cycle",null,"WECC_SCE","California",6,"San Bernardino",71,"06071",149,7679,2005,9999,null,null,"N","Natural Gas",{"$nulls":3},"LNB + NH3","SCR",{"$nulls":8},0.00393,0.00393,0.00393,0.00393,{"$nulls":11},"Southern California Edison Co",100,"Edison International",100]
["Granite Shoals","3597_G_1",3597,"G","1",null,"Hydro",null,"ERC_REST","Texas",48,"Burnet",53,"48053",27,0,1951,9999,null,null,"N","Hydro",{"$nulls":13},0,0,0,0,{"$nulls":11},"Lower Colorado River Authority",100,"Lower Colorado River Authority",100]
["R W Miller","3628_G_4",3628,"G","4",2491,"Combustion Turbine",null,"ERC_REST","Texas",48,"Palo Pinto",363,"48363",104,14665,1994,9999,null,null,"N","Natural Gas, Distillate Fuel Oil",{"$nulls":3},"H2O",{"$nulls":8},3,0.08804,0.08804,0.08804,0.08804,{"$nulls":11},"Brazos Electric Power Coop",100,"Brazos Electric Power Coop",100]
["Pearsall","3630_G_2A",3630,"G","2A",null,"Combustion Turbine","IC Engine","ERC_REST","Texas",48,"Frio",163,"48163",8.4,10745,2010,9999,null,null,"N","Natural Gas",{"$nulls":13},1.06095,1.06095,1.06095,1.06095,{"$nulls":11},"South Texas Electric Coop Inc",100,"South Texas Electric Coop Inc",100]
["Gadsby","3648_G_5",3648,"G","5",9560,"Combustion Turbine",null,"WECC_UT","Utah",49,"Salt Lake",35,"49035",39,14660,2002,9999,null,null,"N","Natural Gas",{"$nulls":3},"H2O","SCR",{"$nulls":7},0.85,0.02236,0.02236,0.02236,0.02236,{"$nulls":11},"PacifiCorp",100,"Berkshire Hathaway Inc",100]
["Manti Upper","3676_G_HC2",3676,"G","HC2",null,"Hydro",null,"WECC_UT","Utah",49,"Sanpete",39,"49039",0.8,0,1988,9999,null,null,"N","Hydro",{"$nulls":13},0,0,0,0,{"$nulls":11},"Manti UT (City of)",100,"Manti UT (City of)",100]
["Gateway","3697_G_2",3697,"G","2",null,"Hydro",null,"WECC_UT","Utah",49,"Morgan",29,"49029",2,0,1958,9999,null,null,"N","Hydro",{"$nulls":13},0,0,0,0,{"$nulls":11},"U S Bureau of Reclamation",100,"U S Bureau of Reclamation",100]
["Pittsford","3722_G_1",3722,"G","1",null,"Hydro",null,"NENGREST","Vermont",50,"Rutland",21,"50021",1.3,0,1914,9999,null,null,"N","Hydro",{"$nulls":13},0,0,0,0,{"$nulls":11},"Green Mountain Power Corp",100,"Gaz Métropolitain & Co LP",100]
["Essex Junction 19","3737_G_IC-7",3737,"G","IC-7",null,"Combustion Turbine","IC Engine","NENGREST","Vermont",50,"Chittenden",7,"50007",1.8,10745,2007,9999,null,null,"N","Distillate Fuel Oil",{"$nulls":13},1.64976,1.64976,1.64976,1.64976,{"$nulls":11},"Green Mountain Power Corp",100,"Gaz Métropolitain & Co LP",100]
["Great Falls (VT)","3762_G_1",3762,"G","1",null,"Hydro",null,"NENGREST","Vermont",50,"Caledonia",5,"50005",0.3,0,1915,9999,null,null,"N","Hydro",{"$nulls":13},0,0,0,0,{"$nulls":11},"Lyndonville Electric Dept",100,"Lyndonville Electric Dept",100]
["Niagara","3778_G_1",3778,"G","1",null,"Hydro",null,"PJM_West","Virginia",51,"Roanoke",161,"51161",0.6,0,1954,9999,null,null,"N","Hydro",{"$nulls":13},0,0,0,0,{"$nulls":11},"Appalachian Power Co",100,"American Electric Power Co Inc",100]
["Smith Mountain","3780_G_1",3780,"G","1",null,"Pumped Storage",null,"PJM_West","Virginia",51,"Pittsylvania",143,"51143",66,0,1965,9999,null,null,"N","Pumped Storage",{"$nulls":13},0,0,0,0,{"$nulls":11},"Appalachian Power Co",100,"American Electric Power Co Inc",100]
["Newport Hydro Station","3790_G_1",3790,"G","1",null,"Hydro",null,"PJM_West","Virginia",51,"Page",139,"51139",0.3,0,1923,9999,null,null,"N","Hydro",{"$nulls":13},0,0,0,0,{"$nulls":11},"PE Hydro Generation LLC",100,"Ontario Power Generation Inc",100]
["Dion R Holm","380_G_1",380,"G","1",null,"Hydro",null,"WEC_CALN","California",6,"Tuolumne",109,"06109",78.4,0,1960,9999,null,null,"N","Hydro",{"$nulls":13},0,0,0,0,{"$nulls":11},"City & County of San Francisco",100,"City & County of San Francisco",100]
["Surry","3806_G_1",3806,"G","1",null,"Nuclear",null,"PJM_Dom","Virginia",51,"Surry",181,"51181",838,10456,1972,2052,null,null,"N","Nuclear Fuel",{"$nulls":13},0,0,0,0,{"$nulls":11},"Virginia Electric & Power Co",100,"Dominion Energy Inc",100]
["Philpott Lake","3834_G_3",3834,"G","3",null,"Hydro",null,"PJM_West","Virginia",51,"Henry",89,"51089",0.6,0,1953,9999,null,null,"N","Hydro",{"$nulls":13},0,0,0,0,{"$nulls":11},"USACE Wilmington District",100,"U S Army Corps of Engineers",100]
["Snoqualmie","3860_G_1",3860,"G","1",null,"Hydro",null,"WECC_PNW","Washington",53,"King",33,"53033",1.5,0,1898,9999,null,null,"N","Hydro",{"$nulls":13},0,0,0,0,{"$nulls":11},"Puget Sound Energy Inc",100,"Puget Energy Inc",100]
["Meyers Falls","3868_G_UN2",3868,"G","UN2",null,"Hydro",null,"WECC_PNW","Washington",53,"Stevens",65,"53065",0.3,0,1915,9999,null,null,"N","Hydro",{"$nulls":13},0,0,0,0,{"$nulls":11},"Hydro Technology Systems Inc",100,"Hydro Technology Systems Inc",100]
["Wells","3886_G_U-1",3886,"G","U-1",null,"Hydro",null,"WECC_PNW","Washington",53,"Douglas",17,"53017",84,0,1967,9999,null,null,"N","Hydro",{"$nulls":13},0,0,0,0,{"$nulls":11},"PUD No 1 of Douglas County",100,"PUD No 1 of Douglas County",100]
["Priest Rapids","3887_G_9",3887,"G","9",null,"Hydro",null,"WECC_PNW","Washington",53,"Grant",25,"53025",95,0,1959,9999,null,null,"N","Hydro",{"$nulls":13},0,0,0,0,{"$nulls":11},"PUD No 2 of Grant County",100,"PUD No 2 of Grant County",100]
["Wanapum","3888_G_6A",3888,"G","6A",null,"Hydro",null,"WECC_PNW","Washington",53,"Grant",25,"53025",122,0,2016,9999,null,null,"N","Hydro",{"$nulls":13},0,0,0,0,{"$nulls":11},"PUD No 2 of Grant County",100,"PUD No 2 of Grant County",100]
["The Dalles","3895_G_14",3895,"G","14",null,"Hydro",null,"WECC_PNW","Oregon",41,"Wasco",65,"41065",78,0,1960,9999,null,null,"N","Hydro",{"$nulls":13},0,0,0,0,{"$nulls":11},"USACE Northwestern Division",100,"U S Army Corps of Engineers",100]
["The Dalles","3895_G_F2",3895,"G","F2",null,"Hydro",null,"WECC_PNW","Oregon",41,"Wasco",65,"41065",14,0,1957,9999,null,null,"N","Hydro",{"$nulls":13},0,0,0,0,{"$nulls":11},"USACE Northwestern Division",100,"U S Army Corps of Engineers",100]
["Castaic","392_G_4",392,"G","4",null,"Pumped Storage",null,"WEC_LADW","California",6,"Los Angeles",37,"06037",270.5,0,1977,9999,null,null,"N","Pumped Storage",{"$nulls":13},0,0,0,0,{"$nulls":11},"Los Angeles Dept of Water & Power",100,"Los Angeles Dept of Water & Power",100]
["Chief Joseph","3921_G_23",3921,"G","23",null,"Hydro",null,"WECC_PNW","Washington",53,"Douglas",17,"53017",95,0,1978,9999,null,null,"N","Hydro",{"$nulls":13},0,0,0,0,{"$nulls":11},"USACE Northwestern Division",100,"U S Army Corps of Engineers",100]
["Lower Monumental","3927_G_2",3927,"G","2",null,"Hydro",null,"WECC_PNW","Washington",53,"Walla Walla",71,"53071",95,0,1969,9999,null,null,"N","Hydro",{"$nulls":13},0,0,0,0,{"$nulls":11},"USACE Northwestern Division",100,"U S Army Corps of Engineers",100]
["Du Bay","3972_G_4",3972,"G","4",null,"Hydro",null,"MIS_WUMS","Wisconsin",55,"Portage",97,"55097",2,0,1942,9999,null,null,"N","Hydro",{"$nulls":13},0,0,0,0,{"$nulls":11},"Consolidated Water Power Co",100,"Newpage Group Inc",100]
["Whiting","3975_G_5",3975,"G","5",null,"Hydro",null,"MIS_WUMS","Wisconsin",55,"Portage",97,"55097",0.5,0,1891,9999,null,null,"N","Hydro",{"$nulls":13},0,0,0,0,{"$nulls":11},"Consolidated Water Power Co",100,"Newpage Group Inc",100]
["Thornapple","3988_G_2",3988,"G","2",null,"Hydro",null,"MIS_MNWI","Wisconsin",55,"Rusk",107,"55107",0.4,0,1929,9999,null,null,"N","Hydro",{"$nulls":13},0,0,0,0,{"$nulls":11},"Northern States Power Co (Wisconsin)",100,"Xcel Energy Inc",100]
["Harbor","399_G_GT10",399,"G","GT10",262,"Combustion Turbine",null,"WEC_LADW","California",6,"Los Angeles",37,"06037",47.4,11029,2002,9999,null,null,"N","Natural Gas",{"$nulls":4},"SCR",{"$nulls":7},0.74,0.02694,0.02694,0.02694,0.02694,{"$nulls":11},"Los Angeles Dept of Water & Power",100,"Los Angeles Dept of Water & Power",100]
["Haynes","400_G_15",400,"G","15",90759,"Combustion Turbine",null,"WEC_LADW","California",6,"Los Angeles",37,"06037",99.4,10745,2013,9999,null,null,"N","Natural Gas",{"$nulls":3},"H2O","SCR",{"$nulls":8},0.00844,0.00844,0.00844,0.00844,{"$nulls":11},"Los Angeles Dept of Water & Power",100,"Los Angeles Dept of Water & Power",100]
["St Croix Falls","4011_G_2",4011,"G","2",null,"Hydro",null,"MIS_MNWI","Wisconsin",55,"Polk",95,"55095",1.8,0,1917,2027,null,null,"N","Hydro",{"$nulls":13},0,0,0,0,{"$nulls":11},"Northern States Power Co (Wisconsin)",100,"Xcel Energy Inc",100]
["Wissota","4015_G_6",4015,"G","6",null,"Hydro",null,"MIS_MNWI","Wisconsin",55,"Chippewa",17,"55017",3,0,1917,9999,null,null,"N","Hydro",{"$nulls":13},0,0,0,0,{"$nulls":11},"Northern States Power Co (Wisconsin)",100,"Xcel Energy Inc",100]
["Port Washington Generating Station","4040_G_2CT1",4040,"G","2CT1",89431,"Combined Cycle",null,"MIS_WUMS","Wisconsin",55,"Ozaukee",89,"55089",171.9,7050,2005,9999,null,null,"N","Natural Gas",{"$nulls":3},"DLNB","SCR",{"$nulls":8},0.00561,0.00548,0.00561,0.00548,{"$nulls":11},"Wisconsin Electric Power Co",100,"WEC Energy Group Inc",100]
["Point Beach Nuclear Plant","4046_G_1",4046,"G","1",null,"Nuclear",null,"MIS_WUMS","Wisconsin",55,"Manitowoc",71,"55071",595.9,10456,1970,2050,null,null,"N","Nuclear Fuel",{"$nulls":13},0,0,0,0,{"$nulls":11},"NextEra Energy Point Beach LLC",100,"NextEra Energy Inc",100]
["Caldron Falls","4061_G_2",4061,"G","2",null,"Hydro",null,"MIS_WUMS","Wisconsin",55,"Marinette",75,"55075",3.4,0,1924,9999,null,null,"N","Hydro",{"$nulls":13},0,0,0,0,{"$nulls":11},"Wisconsin Public Service Corp",100,"WEC Energy Group Inc",100]
["West Marinette","4076_G_31",4076,"G","31",89871,"Combustion Turbine",null,"MIS_WUMS","Wisconsin",55,"Marinette",75,"55075",38.6,15547,1971,9999,null,null,"N","Natural Gas, Distillate Fuel Oil",{"$nulls":13},0.27669,0.27669,0.27669,0.27669,{"$nulls":11},"Wisconsin Public Service Corp",68,"WEC Energy Group Inc",68]
["Petenwell","4080_G_3",4080,"G","3",null,"Hydro",null,"MIS_WUMS","Wisconsin",55,"Juneau",57,"55057",5.1,0,1949,9999,null,null,"N","Hydro",{"$nulls":13},0,0,0,0,{"$nulls":11},"Wisconsin River Power Co",100,"Alliant Energy Corp",100]
["Barron","4102_G_9",4102,"G","9",null,"Combustion Turbine","IC Engine","MIS_MNWI","Wisconsin",55,"Barron",5,"55005",2,12283,1960,9999,null,null,"N","Distillate Fuel Oil",{"$nulls":12},3,1.64976,1.64976,1.64976,1.64976,{"$nulls":11},"Barron WI (City of)",100,"Barron WI (City of)",100]
["Cumberland (WI)","4112_G_4",4112,"G","4",null,"Combustion Turbine","IC Engine","MIS_MNWI","Wisconsin",55,"Barron",5,"55005",1.2,12042,1954,9999,null,null,"N","Distillate Fuel Oil",{"$nulls":12},3,1.64976,1.64976,1.64976,1.64976,{"$nulls":11},"Cumberland Utility WI (City of)",100,"Cumberland Utility WI (City of)",100]
["Little Chute","4119_G_3",4119,"G","3",null,"Hydro",null,"MIS_WUMS","Wisconsin",55,"Outagamie",87,"55087",1.1,0,1948,9999,null,null,"N","Hydro",{"$nulls":13},0,0,0,0,{"$nulls":11},"Kaukauna WI (City of)",100,"Kaukauna WI (City of)",100]
["Washington Island","4148_G_6",4148,"G","6",null,"Combustion Turbine","IC Engine","MIS_WUMS","Wisconsin",55,"Door",29,"55029",0.9,10924,1972,9999,null,null,"N","Distillate Fuel Oil",{"$nulls":12},3,1.64976,1.64976,1.64976,1.64976,{"$nulls":11},"Washington Island Electric Coop Inc",100,"Washington Island Electric Coop Inc",100]
["Seminoe","4182_G_2",4182,"G","2",null,"Hydro",null,"WECC_WY","Wyoming",56,"Carbon",7,"56007",17.2,0,1939,9999,null,null,"N","Hydro",{"$nulls":13},0,0,0,0,{"$nulls":11},"U S Bureau of Reclamation",100,"U S Bureau of Reclamation",100]
["Glenarm","422_G_ST1",422,"G","ST1",null,"Combined Cycle",null,"WECC_SCE","California",6,"Los Angeles",37,"06037",16,10031,2016,9999,null,null,"N","Natural Gas",{"$nulls":4},"SCR",{"$nulls":8},0.48235,0.00644,0.48235,0.00644,{"$nulls":11},"Pasadena Water & Power Dept",100,"Pasadena Water & Power Dept",100]
["Waterford 3","4270_G_3",4270,"G","3",null,"Nuclear",null,"MIS_AMSO","Louisiana",22,"St Charles",89,"22089",1165.4,10456,1985,2065,null,null,"N","Nuclear Fuel",{"$nulls":13},0,0,0,0,{"$nulls":11},"Entergy Louisiana LLC",100,"Entergy Corp",100]
["Edward C Hyatt","437_G_3",437,"G","3",null,"Hydro",null,"WEC_CALN","California",6,"Butte",7,"06007",135.3,0,1968,9999,null,null,"N","Hydro",{"$nulls":13},0,0,0,0,{"$nulls":11},"California Dept Water Resources",100,"California Dept Water Resources",100]
["Don Pedro","439_G_4",439,"G","4",null,"Hydro",null,"WEC_CALN","California",6,"Tuolumne",109,"06109",38.2,0,1989,9999,null,null,"N","Hydro",{"$nulls":13},0,0,0,0,{"$nulls":11},"Turlock Irrigation District",68.46,"Turlock Irrigation District",68.46]
["Shasta","445_G_S2",445,"G","S2",null,"Hydro",null,"WEC_CALN","California",6,"Shasta",89,"06089",2,0,1944,9999,null,null,"N","Hydro",{"$nulls":13},0,0,0,0,{"$nulls":11},"U S Bureau of Reclamation",100,"U S Bureau of Reclamation",100]
["Spring Creek","450_G_1",450,"G","1",null,"Hydro",null,"WEC_CALN","California",6,"Shasta",89,"06089",90,0,1964,9999,null,null,"N","Hydro",{"$nulls":13},0,0,0,0,{"$nulls":11},"U S Bureau of Reclamation",100,"U S Bureau of Reclamation",100]
["Colbert","47_G_GT2",47,"G","GT2",88151,"Combustion Turbine",null,"S_C_TVA","Alabama",1,"Colbert",33,"01033",45.4,14638,1972,9999,null,null,"N","Natural Gas, Distillate Fuel Oil",{"$nulls":12},4,0.46179,0.46179,0.46179,0.46179,{"$nulls":11},"Tennessee Valley Authority",100,"Tennessee Valley Authority",100]
["Corona","480_G_1",480,"G","1",null,"Hydro",null,"WECC_SCE","California",6,"Riverside",65,"06065",2.8,0,1983,9999,null,null,"N","Hydro",{"$nulls":13},0,0,0,0,{"$nulls":11},"Metropolitan Water District",100,"Metropolitan Water District",100]
["Wheeler Dam","49_G_6",49,"G","6",null,"Hydro",null,"S_C_TVA","Alabama",1,"Lawrence",79,"01079",34.6,0,1949,9999,null,null,"N","Hydro",{"$nulls":13},0,0,0,0,{"$nulls":11},"Tennessee Valley Authority",100,"Tennessee Valley Authority",100]
["Linden Cogen Plant","50006_G_STG2",50006,"G","STG2",3633,"Combined Cycle",null,"NY_Z_J","New Jersey",34,"Union",39,"34039",98.3,6069,1992,9999,null,null,"Y","Natural Gas",{"$nulls":3},"STM","SCR",{"$nulls":8},0.01586,0.01586,0.01586,0.01586,{"$nulls":11},"Cogeneration Technologies Linden Venture LP",100,"Chubu Electric Power Co",100]
["New Martinsville Hannibal Hydro","50036_G_UNT1",50036,"G","UNT1",null,"Hydro",null,"PJM_AP","West Virginia",54,"Wetzel",103,"54103",9.5,0,1988,9999,null,null,"N","Hydro",{"$nulls":13},0,0,0,0,{"$nulls":11},"Covanta New Martinsville Hydro",100,"Covanta Holding Corp",100]
["Houston Chemical Complex Battleground","50043_G_GT3",50043,"G","GT3",null,"Combined Cycle",null,"ERC_REST","Texas",48,"Harris",201,"48201",69,5669,2005,9999,null,null,"Y","Natural Gas",{"$nulls":4},"SCR",{"$nulls":8},0.01449,0.01449,0.01449,0.01449,{"$nulls":11},"Oxy Vinyls LP",100,"Occidental Petroleum Corp",100]
["Otis Hydro","50080_G_GEN2",50080,"G","GEN2",null,"Hydro",null,"NENG_ME","Maine",23,"Franklin",7,"23007",5.1,0,1985,9999,null,null,"N","Hydro",{"$nulls":13},0,0,0,0,{"$nulls":11},"Eagle Creek Renewable Energy LLC",100,"Ontario Power Generation Inc",100]
["Hal C Weaver Power Plant","50118_G_GEN10",50118,"G","GEN10",null,"Combined Cycle",null,"ERC_REST","Texas",48,"Travis",453,"48453",33,5500,2010,9999,null,null,"Y","Natural Gas, Distillate Fuel Oil",{"$nulls":4},"SCR",{"$nulls":8},8.6E-3,0.00558,8.6E-3,0.00558,{"$nulls":11},"University of Texas At Austin",100,"University of Texas System (The)",100]
["Indian Valley Dam Hydro Project","50129_G_1642",50129,"G","1642",null,"Hydro",null,"WEC_CALN","California",6,"Lake",33,"06033",1.3,0,1983,9999,null,null,"N","Hydro",{"$nulls":13},0,0,0,0,{"$nulls":11},"Yolo County Flood Control & Water Conservation District",100,"Yolo County Flood Control & Water Conservation District",100]
["Union Carbide Seadrift Cogen","50150_G_GEN7",50150,"G","GEN7",null,"Combined Cycle",null,"ERC_REST","Texas",48,"Calhoun",57,"48057",6,7994,1987,9999,null,null,"Y","Natural Gas",{"$nulls":13},0.11337,0.11337,0.11337,0.11337,{"$nulls":11},"Union Carbide Corp Seadrift",100,"DowDuPont Inc",100]
["Olsen","50180_G_GEN1",50180,"G","GEN1",null,"Hydro",null,"WEC_CALN","California",6,"Shasta",89,"06089",4.8,0,1990,9999,null,null,"N","Hydro",{"$nulls":13},0,0,0,0,{"$nulls":11},"Synergics Inc",100,"Synergics Inc",100]
["Nelson Creek","50223_G_1296",50223,"G","1296",null,"Hydro",null,"WEC_CALN","California",6,"Shasta",89,"06089",0.5,0,1989,9999,null,null,"N","Hydro",{"$nulls":13},0,0,0,0,{"$nulls":11},"Nelson Creek Power Inc",100,"Nelson Creek Power Inc",100]
["Pioneer Valley Resource Recovery","50273_G_DLV1",50273,"G","DLV1",null,"Municipal Solid Waste",null,"NENGREST","Massachusetts",25,"Hampden",13,"25013",7.5,28471,1988,9999,null,null,"N","MSW",{"$nulls":13},0.31567,0.31567,0.31567,0.31567,0.08,0.08,0.08,{"$nulls":8},"Community Eco Springfield LLC",100,"Community Eco Power LLC",100]
["San Gorgonio Farms Wind Farm","50281_G_WGEN",50281,"G","WGEN",null,"Onshore Wind",null,"WECC_SCE","California",6,"Riverside",65,"06065",31,0,1983,9999,null,null,"N","Wind",{"$nulls":13},0,0,0,0,{"$nulls":11},"San Gorgonio Wind Farms Inc",100,"San Gorgonio Wind Farms Inc",100]
["Passaic Valley Water Commission","50311_G_GEN4",50311,"G","GEN4",null,"Hydro",null,"PJM_EMAC","New Jersey",34,"Passaic",31,"34031",0.6,0,1935,9999,null,null,"N","Hydro",{"$nulls":13},0,0,0,0,{"$nulls":11},"Passaic Valley Water Commission",100,"Passaic Valley Water Commission",100]
["PCS Nitrogen Fertilizer LP","50341_G_GEN4",50341,"G","GEN4",null,"Combustion Turbine","IC Engine","MIS_LA","Louisiana",22,"Iberville",47,"22047",1.8,13469,2014,9999,null,null,"N","Distillate Fuel Oil",{"$nulls":13},1.64976,1.64976,1.64976,1.64976,{"$nulls":11},"PCS Nitrogen LP",100,"Potash Corp of Saskatchewan Inc",100]
["Cornell University Central Heat","50368_G_EDG1",50368,"G","EDG1",null,"Combustion Turbine","IC Engine","NY_Z_C&E","New York",36,"Tompkins",109,"36109",0.9,13469,2009,9999,null,null,"N","Distillate Fuel Oil",{"$nulls":13},0.47113,0.47113,0.47113,0.47113,{"$nulls":11},"Cornell University",100,"Cornell University",100]
["Julesburg","504_G_1",504,"G","1",null,"Combustion Turbine","IC Engine","WECC_CO","Colorado",8,"Sedgwick",115,"08115",0.7,12283,1951,9999,null,null,"N","Distillate Fuel Oil",{"$nulls":12},1.2,1.64976,1.64976,1.64976,1.64976,{"$nulls":11},"Julesburg CO (City of)",100,"Julesburg CO (City of)",100]
["Tannery Island Power","50416_G_GEN3",50416,"G","GEN3",null,"Hydro",null,"NY_Z_C&E","New York",36,"Jefferson",45,"36045",0.2,0,1986,9999,null,null,"N","Hydro",{"$nulls":13},0,0,0,0,{"$nulls":11},"Tannery Island Power Corp",100,"Tannery Island Power Corp",100]
["Cascade Dam","50436_G_CAS1",50436,"G","CAS1",null,"Hydro",null,"MIS_LMI","Michigan",26,"Kent",81,"26081",1.6,0,1986,9999,null,null,"N","Hydro",{"$nulls":13},0,0,0,0,{"$nulls":11},"STS HydroPower Ltd",100,"Energy Investors Funds Group",100]
["Indeck Oswego Energy Center","50450_G_GEN1",50450,"G","GEN1",3661,"Combined Cycle",null,"NY_Z_C&E","New York",36,"Oswego",75,"36075",35.1,9313,1990,9999,null,null,"Y","Natural Gas, Distillate Fuel Oil",{"$nulls":3},"STM",{"$nulls":9},0.0859,0.0859,0.0859,0.0859,{"$nulls":11},"Indeck Oswego LP",100,"Indeck Energy Services Inc",100]
["Procter & Gamble Mehoopany Mill","50463_G_GEN1",50463,"G","GEN1",3666,"Combustion Turbine",null,"PJM_PENE","Pennsylvania",42,"Wyoming",131,"42131",40,8700,1985,9999,null,null,"Y","Natural Gas",{"$nulls":3},"STM",{"$nulls":9},0.11813,0.11813,0.11813,0.11813,{"$nulls":11},"Procter & Gamble Paper Products Co (The)",100,"Procter & Gamble Co (The)",100]
["Gas Utilization Facility","50492_G_3",50492,"G","3",null,"Hydro",null,"WEC_SDGE","California",6,"San Diego",73,"06073",1,0,2002,9999,null,null,"N","Hydro",{"$nulls":13},0,0,0,0,{"$nulls":11},"San Diego (City of)",100,"San Diego (City of)",100]
["Boltonville Hydro Associates","50539_G_2",50539,"G","2",null,"Hydro",null,"NENGREST","Vermont",50,"Orange",17,"50017",0.3,0,1984,9999,null,null,"N","Hydro",{"$nulls":13},0,0,0,0,{"$nulls":11},"Boltonville Hydro Associates",100,"Boltonville Hydro Associates",100]
["DFW Gas Recovery","50569_G_GEN1",50569,"G","GEN1",null,"Landfill Gas",null,"ERC_REST","Texas",48,"Denton",121,"48121",2.9,17029,1988,9999,null,null,"N","Landfill Gas",{"$nulls":13},0.24082,0.24082,0.24082,0.24082,{"$nulls":11},"Bio Energy Partners",100,"Waste Management Inc",100]
["Chestnut Ridge Gas Recovery","50570_G_GEN3",50570,"G","GEN3",null,"Landfill Gas",null,"S_C_TVA","Tennessee",47,"Anderson",1,"47001",0.8,13500,1992,9999,null,null,"N","Landfill Gas",{"$nulls":13},0.24082,0.24082,0.24082,0.24082,{"$nulls":11},"WM Renewable Energy LLC",100,"Waste Management Inc",100]
["Central Power Plant","50621_G_GEN5",50621,"G","GEN5",null,"Combustion Turbine",null,"NENGREST","Rhode Island",44,"Providence",7,"44007",2.8,8700,2004,9999,null,null,"Y","Natural Gas, Distillate Fuel Oil",{"$nulls":13},0.23894,0.23894,0.23894,0.23894,{"$nulls":11},"State of Rhode Island",100,"State of Rhode Island",100]
["Covanta Indianapolis Energy","50647_G_GEN1",50647,"G","GEN1",null,"Municipal Solid Waste",null,"MIS_INKY","Indiana",18,"Marion",97,"18097",5,7014,1988,9999,null,null,"Y","MSW",{"$nulls":13},0.38821,0.38821,0.38821,0.38821,0.08,0.08,0.08,{"$nulls":8},"Covanta Indianapolis Inc",100,"Covanta Holding Corp",100]
["Salmon Falls","50702_G_GEN2",50702,"G","GEN2",null,"Hydro",null,"NENG_ME","Maine",23,"York",31,"23031",0.4,0,1986,9999,null,null,"N","Hydro",{"$nulls":13},0,0,0,0,{"$nulls":11},"Consolidated Hydro Maine Inc",100,"Enel SpA",100]
["JM Shafer Generating Station","50707_G_LMD",50707,"G","LMD",90508,"Combined Cycle",null,"WECC_CO","Colorado",8,"Weld",123,"08123",40.1,9308,1994,9999,null,null,"Y","Natural Gas",{"$nulls":3},"STM",{"$nulls":9},0.06535,0.06535,0.06535,0.06535,{"$nulls":11},"Thermo Cogeneration Partner LP",100,"Tri State Generation & Transmission Association Inc",100]
["Oak Creek Energy Systems I","50754_G_GEN1",50754,"G","GEN1",null,"Onshore Wind",null,"WECC_SCE","California",6,"Kern",29,"06029",3.5,0,1982,9999,null,null,"N","Wind",{"$nulls":13},0,0,0,0,{"$nulls":11},"ON Wind Energy LLC",100,"ON Wind Energy LLC",100]
["Ormesa I","50766_G_ITLU1",50766,"G","ITLU1",null,"Geothermal",null,"WECC_IID","California",6,"Imperial",25,"06025",8,9771,2003,9999,null,null,"N","Geothermal",{"$nulls":13},0,0,0,0,0.4625,0.4625,0.4625,{"$nulls":8},"Ormesa LLC",100,"Ormat Technologies Inc",100]
["Mojave 16","50821_G_GEN1",50821,"G","GEN1",null,"Onshore Wind",null,"WECC_SCE","California",6,"Kern",29,"06029",48,0,1989,9999,null,null,"N","Wind",{"$nulls":13},0,0,0,0,{"$nulls":11},"Mojave 16/17/18 LLC",100,"Energy Capital Partners",100]
["Rock Creek LP","50892_G_GEN1",50892,"G","GEN1",null,"Hydro",null,"WEC_CALN","California",6,"El Dorado",17,"06017",1.5,0,1986,9999,null,null,"N","Hydro",{"$nulls":13},0,0,0,0,{"$nulls":11},"Enel North America Inc",100,"Enel SpA",100]
["Galesville Project","50938_G_GV1",50938,"G","GV1",null,"Hydro",null,"WECC_PNW","Oregon",41,"Douglas",19,"41019",0.8,0,1987,9999,null,null,"N","Hydro",{"$nulls":13},0,0,0,0,{"$nulls":11},"Douglas County",100,"Douglas County",100]
["Aziscohos Hydroelectric Project","50999_G_GEN1",50999,"G","GEN1",null,"Hydro",null,"NENG_ME","Maine",23,"Oxford",17,"23017",6.8,0,1988,9999,null,null,"N","Hydro",{"$nulls":13},0,0,0,0,{"$nulls":11},"Androscoggin Reservoir Co",100,"Brookfield Asset Management Inc",100]
["Green Mountain","516_G_2",516,"G","2",null,"Hydro",null,"WECC_CO","Colorado",8,"Summit",117,"08117",13,0,1943,9999,null,null,"N","Hydro",{"$nulls":13},0,0,0,0,{"$nulls":11},"U S Bureau of Reclamation",100,"U S Bureau of Reclamation",100]
["Doswell Energy Center","52019_G_GEN7",52019,"G","GEN7",3712,"Combustion Turbine",null,"PJM_Dom","Virginia",51,"Hanover",85,"51085",170,11149,2001,9999,null,null,"N","Natural Gas, Distillate Fuel Oil",{"$nulls":3},"DLNB + H2O",{"$nulls":8},2.64,0.03331,0.03331,0.03331,0.03331,{"$nulls":11},"Doswell LP",100,"LS Power Group",100]
["Herkimer","52057_G_03",52057,"G","03",null,"Hydro",null,"NY_Z_C&E","New York",36,"Herkimer",43,"36043",0.1,0,1987,9999,null,null,"N","Hydro",{"$nulls":13},0,0,0,0,{"$nulls":11},"Trafalgar Power Inc",100,"Algonquin Power Income Fund",100]
["Ogdensburg","52058_G_05",52058,"G","05",null,"Hydro",null,"NY_Z_C&E","New York",36,"St Lawrence",89,"36089",0.2,0,1987,9999,null,null,"N","Hydro",{"$nulls":13},0,0,0,0,{"$nulls":11},"Trafalgar Power Inc",100,"Algonquin Power Income Fund",100]
["Cymric 6Z Cogen","52082_G_TG1",52082,"G","TG1",null,"Combustion Turbine",null,"WEC_CALN","California",6,"Kern",29,"06029",2.7,8700,1986,9999,null,null,"Y","Natural Gas",{"$nulls":12},0.74,0.47388,0.47388,0.47388,0.47388,{"$nulls":11},"Chevron USA Inc",100,"Chevron Corp",100]
["New York Methodist Hospital","52091_G_03-8L",52091,"G","03-8L",null,"Combustion Turbine","IC Engine","NY_Z_J","New York",36,"Kings",47,"36047",1,10745,2008,9999,null,null,"N","Distillate Fuel Oil",{"$nulls":13},1.64976,1.64976,1.64976,1.64976,{"$nulls":11},"New York Methodist Hospital",100,"New York Presbyterian Healthcare System",100]
["Aidlin Geothermal Power Plant","52158_G_GEN2",52158,"G","GEN2",null,"Geothermal",null,"WEC_CALN","California",6,"Sonoma",97,"06097",9,9771,1989,9999,null,null,"N","Geothermal",{"$nulls":13},0,0,0,0,0.3713,0.3713,0.3713,{"$nulls":8},"Geysers Power Co LLC",100,"Energy Capital Partners",100]
["Yuba City Cogen Partners","52186_G_GEN1",52186,"G","GEN1",null,"Combustion Turbine",null,"WEC_CALN","California",6,"Sutter",101,"06101",48.7,8700,1990,9999,null,null,"Y","Natural Gas",{"$nulls":12},0.74,0.02817,0.02817,0.02817,0.02817,{"$nulls":11},"Yuba City Cogeneration Partners LP",100,"PG&E Corp",100]
["Rocky River (CT)","539_G_1",539,"G","1",null,"Pumped Storage",null,"NENG_CT","Connecticut",9,"Litchfield",5,"09005",2,0,1929,9999,null,null,"N","Pumped Storage",{"$nulls":13},0,0,0,0,{"$nulls":11},"FirstLight CT Housatonic LLC",100,"Public Sector Pension Investment Board",100]
["Riverview Energy Systems","54057_G_GEN1",54057,"G","GEN1",null,"Landfill Gas",null,"MIS_LMI","Michigan",26,"Wayne",163,"26163",2.8,19625,1988,9999,null,null,"N","Landfill Gas",{"$nulls":13},0.22117,0.22117,0.22117,0.22117,{"$nulls":11},"Riverview Energy Systems",100,"DTE Energy Co",100]
["Port Edwards Mill","54103_G_JHG4",54103,"G","JHG4",null,"Hydro",null,"MIS_WUMS","Wisconsin",55,"Wood",141,"55141",0.4,0,1943,9999,null,null,"N","Hydro",{"$nulls":13},0,0,0,0,{"$nulls":11},"Domtar Industries Inc",100,"Domtar Inc",100]
["Kennedy International Airport Cogen","54114_G_GEN1",54114,"G","GEN1",3752,"Combined Cycle",null,"NY_Z_J","New York",36,"Queens",81,"36081",48.9,8773,1994,9999,null,null,"Y","Natural Gas, Distillate Fuel Oil",{"$nulls":3},"H2O","SCR",{"$nulls":8},0.02012,0.02007,0.02012,0.02007,{"$nulls":11},"Calpine Corp",100,"Energy Capital Partners",100]
["Fortistar North Tonawanda","54131_G_GEN1",54131,"G","GEN1",3754,"Combined Cycle",null,"NY_Z_A","New York",36,"Niagara",63,"36063",39.1,7553,1993,9999,null,null,"Y","Natural Gas, Distillate Fuel Oil",{"$nulls":3},"STM",{"$nulls":9},0.05766,0.05766,0.05766,0.05766,{"$nulls":11},"Fortistar North Tonawanda Inc",100,"FORTISTAR",100]
["Great Lakes Hydro America - ME","54134_G_MIH5",54134,"G","MIH5",null,"Hydro",null,"NENG_ME","Maine",23,"Penobscot",19,"23019",4.9,0,1921,9999,null,null,"N","Hydro",{"$nulls":13},0,0,0,0,{"$nulls":11},"Great Lakes Hydro America LLC",100,"Great Lakes Hydro Income Fund (The)",100]
["Franklin Heating Station","54224_G_EG3",54224,"G","EG3",null,"Combustion Turbine","IC Engine","MIS_MNWI","Minnesota",27,"Olmsted",109,"27109",2,13469,2001,9999,null,null,"N","Distillate Fuel Oil",{"$nulls":13},1.64976,1.64976,1.64976,1.64976,{"$nulls":11},"Franklin Heating Station",100,"Franklin Heating Station",100]
["Naval Submarine Base Kings Bay","54239_G_5879",54239,"G","5879",null,"Combustion Turbine","IC Engine","S_SOU","Georgia",13,"Camden",39,"13039",2.5,14775,1989,9999,null,null,"N","Distillate Fuel Oil",{"$nulls":12},0.8,1.64976,1.64976,1.64976,1.64976,{"$nulls":11},"Kings Bay Naval Base",100,"US Dept of Navy",100]
["West Group Data Center","54294_G_4",54294,"G","4",null,"Combustion Turbine","IC Engine","MIS_MNWI","Minnesota",27,"Dakota",37,"27037",0.6,13469,2005,9999,null,null,"N","Distillate Fuel Oil",{"$nulls":13},1.64976,1.64976,1.64976,1.64976,{"$nulls":11},"Thomson Corp (The)",100,"Thomson Corp (The)",100]
["Wilson Lake Hydroelectric Project","54306_G_2",54306,"G","2",null,"Hydro",null,"WECC_ID","Idaho",16,"Jerome",53,"16053",4.2,0,1993,9999,null,null,"N","Hydro",{"$nulls":13},0,0,0,0,{"$nulls":11},"Ida West Energy Co",50,"IDACORP Inc",50]
["Orange Cogeneration Facility","54365_G_APC3",54365,"G","APC3",3762,"Combined Cycle",null,"FRCC","Florida",12,"Polk",105,"12105",24.6,7328,1995,9999,null,null,"Y","Natural Gas",{"$nulls":3},"LNB",{"$nulls":9},0.03902,0.03902,0.03902,0.03902,{"$nulls":11},"Orange Cogeneration LP",100,"UBS AG",100]
["Kinneytown New Old","54385_G_GEN2",54385,"G","GEN2",null,"Hydro",null,"NENG_CT","Connecticut",9,"New Haven",9,"09009",1.4,0,1995,9999,null,null,"N","Hydro",{"$nulls":13},0,0,0,0,{"$nulls":11},"Kinneytown Hydro Co Inc",100,"Enel SpA",100]
["UW Madison Charter Street Plant","54408_G_3",54408,"G","3",null,"Combustion Turbine","IC Engine","MIS_WUMS","Wisconsin",55,"Dane",25,"55025",1.3,14775,1965,9999,null,null,"N","Distillate Fuel Oil",{"$nulls":13},1.64976,1.64976,1.64976,1.64976,{"$nulls":11},"State of Wisconsin",100,"State of Wisconsin",100]
["Graniteville Enterprise Division","54462_G_2",54462,"G","2",null,"Hydro",null,"S_SOU","Georgia",13,"Richmond",245,"13245",0.5,0,1921,9999,null,null,"N","Hydro",{"$nulls":13},0,0,0,0,{"$nulls":11},"Frito Lay Inc",100,"Frito Lay Inc",100]
["Sumpter Energy Associates","54536_G_0389",54536,"G","0389",null,"Landfill Gas",null,"MIS_LMI","Michigan",26,"Wayne",163,"26163",0.8,14103,1992,9999,null,null,"N","Landfill Gas",{"$nulls":13},0.24082,0.24082,0.24082,0.24082,{"$nulls":11},"Sumpter Energy Associates",100,"Landfill Energy Systems",100]
["Wood Road","54549_G_1-1",54549,"G","1-1",null,"Landfill Gas",null,"MIS_LMI","Michigan",26,"Clinton",37,"26037",0.8,13500,1993,9999,null,null,"N","Landfill Gas",{"$nulls":13},0.24082,0.24082,0.24082,0.24082,{"$nulls":11},"Granger Electric Co",100,"Granger Electric Co",100]
["MM Yolo Power","54567_G_2",54567,"G","2",null,"Landfill Gas",null,"WEC_CALN","California",6,"Yolo",113,"06113",0.5,13500,1990,9999,null,null,"N","Landfill Gas",{"$nulls":13},0.14678,0.14678,0.14678,0.14678,{"$nulls":11},"MM Yolo Power LLC",100,"FORTISTAR",100]
["Curtis Palmer Hydroelectric","54580_G_P2",54580,"G","P2",null,"Hydro",null,"NY_Z_F","New York",36,"Saratoga",91,"36091",25,0,1986,9999,null,null,"N","Hydro",{"$nulls":13},0,0,0,0,{"$nulls":11},"CPI Power USA LLC",100,"Atlantic Power Corp",100]
["Berlin Gorham","54639_G_CAS3",54639,"G","CAS3",null,"Hydro",null,"NENGREST","New Hampshire",33,"Coos",7,"33007",3.1,0,1918,9999,null,null,"N","Hydro",{"$nulls":13},0,0,0,0,{"$nulls":11},"Fraser NH LLC",100,"Brookfield Asset Management Inc",100]
["Berlin Gorham","54639_G_RS3",54639,"G","RS3",null,"Hydro",null,"NENGREST","New Hampshire",33,"Coos",7,"33007",4.1,0,1920,9999,null,null,"N","Hydro",{"$nulls":13},0,0,0,0,{"$nulls":11},"Fraser NH LLC",100,"Brookfield Asset Management Inc",100]
["Pheasant Run Landfill Gas Recovery","54661_G_GEN9",54661,"G","GEN9",null,"Landfill Gas",null,"MIS_WUMS","Wisconsin",55,"Kenosha",59,"55059",0.8,13500,2002,9999,null,null,"N","Landfill Gas",{"$nulls":13},0.24082,0.24082,0.24082,0.24082,{"$nulls":11},"Bio Energy Partners",100,"Waste Management Inc",100]
["Turnkey Landfill Gas Recovery","54663_G_GEN5",54663,"G","GEN5",null,"Landfill Gas",null,"NENGREST","New Hampshire",33,"Strafford",17,"33017",2.9,19558,1997,9999,null,null,"N","Landfill Gas",{"$nulls":12},0.246,0.16159,0.16159,0.16159,0.16159,{"$nulls":11},"Bio Energy Partners",100,"Waste Management Inc",100]
["Sidney A Murray Jr Hydroelectric","54678_G_05",54678,"G","05",null,"Hydro",null,"MIS_LA","Louisiana",22,"Concordia",29,"22029",24,0,1990,9999,null,null,"N","Hydro",{"$nulls":13},0,0,0,0,{"$nulls":11},"Louisiana Hydro Ltd Partners",100,"Brookfield Asset Management Inc",100]
["Metro Methane Recovery Facility","54700_G_GEN1",54700,"G","GEN1",null,"Landfill Gas",null,"MIS_MIDA","Iowa",19,"Polk",153,"19153",0.8,13500,1998,9999,null,null,"N","Landfill Gas",{"$nulls":13},0.24082,0.24082,0.24082,0.24082,{"$nulls":11},"WM Renewable Energy LLC",100,"Waste Management Inc",100]
["Alliant SBD 8602 Marion Sub","54716_G_2741",54716,"G","2741",null,"Combustion Turbine","IC Engine","MIS_IA","Iowa",19,"Linn",113,"19113",1.1,22721,1986,9999,null,null,"N","Distillate Fuel Oil",{"$nulls":12},2.5,1.64976,1.64976,1.64976,1.64976,{"$nulls":11},"Alliant Energy Integ Ser Cogeneration",100,"Alliant Energy Corp",100]
["Warm Springs Power Enterprises","54721_G_0001",54721,"G","0001",null,"Hydro",null,"WECC_PNW","Oregon",41,"Jefferson",31,"41031",18.5,0,1982,9999,null,null,"N","Hydro",{"$nulls":13},0,0,0,0,{"$nulls":11},"Warm Springs Power Enterprises",100,"Columbia River Inter Tribal Fish Commission",100]
["Goal Line LP","54749_G_STG",54749,"G","STG",3795,"Combined Cycle",null,"WEC_SDGE","California",6,"San Diego",73,"06073",9.4,7749,1994,9999,null,null,"Y","Natural Gas",{"$nulls":3},"H2O","SCR",{"$nulls":8},0.01131,0.01131,0.01131,0.01131,{"$nulls":11},"Goal Line LP",100,"JPMorgan Chase & Co",100]
["Grand Blanc Generating Station","54757_G_4-3",54757,"G","4-3",null,"Landfill Gas",null,"MIS_LMI","Michigan",26,"Genesee",49,"26049",0.8,13500,1994,9999,null,null,"N","Landfill Gas",{"$nulls":13},0.24082,0.24082,0.24082,0.24082,{"$nulls":11},"Granger Electric Co",100,"Granger Electric Co",100]
["University of Iowa Main Power Plant","54775_G_GEN7",54775,"G","GEN7",null,"Combustion Turbine","IC Engine","MIS_MIDA","Iowa",19,"Johnson",103,"19103",2,11686,2014,9999,null,null,"N","Natural Gas",{"$nulls":13},1.06095,1.06095,1.06095,1.06095,{"$nulls":11},"University of Iowa",100,"University of Iowa",100]
["Storm Lake 1","54793_G_2",54793,"G","2",null,"Onshore Wind",null,"MIS_MIDA","Iowa",19,"Buena Vista",21,"19021",0.7,0,1999,9999,null,null,"N","Wind",{"$nulls":13},0,0,0,0,{"$nulls":11},"Storm Lake Power Partners I LLC",100,"NRG Energy Inc",100]
["Johnson County","54817_G_GT-1",54817,"G","GT-1",3804,"Combined Cycle",null,"ERC_REST","Texas",48,"Johnson",251,"48251",163,8158,1996,9999,null,null,"N","Natural Gas, Distillate Fuel Oil",{"$nulls":4},"SCR",{"$nulls":8},0.02112,0.0208,0.02112,0.0208,{"$nulls":11},"Brazos Electric Power Coop",100,"Brazos Electric Power Coop",100]
["Cox Waste to Energy","54850_G_01",54850,"G","01",null,"Biomass",null,"S_C_KY","Kentucky",21,"Taylor",217,"21217",3,20712,1995,9999,null,null,"Y","Biomass",{"$nulls":13},0.22033,0.22033,0.22033,0.22033,{"$nulls":11},"Cox Waste To Energy",100,"Cox Waste To Energy",100]
["Phoenix Hydro Project","54865_G_1-02",54865,"G","1-02",null,"Hydro",null,"NY_Z_C&E","New York",36,"Oswego",75,"36075",1.2,0,1991,9999,null,null,"N","Hydro",{"$nulls":13},0,0,0,0,{"$nulls":11},"Oswego Hydro Partners LP",100,"Hudson Clean Energy Partners LP",100]
["Cheoah","54899_G_2A",54899,"G","2A",null,"Hydro",null,"S_C_TVA","North Carolina",37,"Graham",75,"37075",28,0,2012,9999,null,null,"N","Hydro",{"$nulls":13},0,0,0,0,{"$nulls":11},"Brookfield Smoky Mountain Hydropower LP",100,"Brookfield Asset Management Inc",100]
["Brent Run Generating Station","54910_G_7-5",54910,"G","7-5",null,"Landfill Gas",null,"MIS_LMI","Michigan",26,"Genesee",49,"26049",1.6,13500,2012,9999,null,null,"N","Landfill Gas",{"$nulls":13},0.24082,0.24082,0.24082,0.24082,{"$nulls":11},"Granger Electric Co",100,"Granger Electric Co",100]
["Michigan Power LP","54915_G_G101",54915,"G","G101",3811,"Combined Cycle",null,"MIS_LMI","Michigan",26,"Mason",105,"26105",70,6092,1995,9999,null,null,"Y","Natural Gas",{"$nulls":3},"DLNB",{"$nulls":9},0.01657,0.01657,0.01657,0.01657,{"$nulls":11},"Michigan Power LP",100,"Rockland Capital",100]
["Prairie View I & II LFGTE","54926_G_II-1",54926,"G","II-1",null,"Landfill Gas",null,"PJM_West","Indiana",18,"St Joseph",141,"18141",0.8,13500,2007,9999,null,null,"N","Landfill Gas",{"$nulls":13},0.24082,0.24082,0.24082,0.24082,{"$nulls":11},"Wabash Valley Power Association Inc",100,"Wabash Valley Power Association Inc",100]
["Deercroft I & II LFGTE","54956_G_II-3",54956,"G","II-3",null,"Landfill Gas",null,"MIS_INKY","Indiana",18,"LaPorte",91,"18091",0.8,13500,2007,9999,null,null,"N","Landfill Gas",{"$nulls":13},0.24082,0.24082,0.24082,0.24082,{"$nulls":11},"Wabash Valley Power Association Inc",100,"Wabash Valley Power Association Inc",100]
["Ocean County Landfill","54980_G_UNT6",54980,"G","UNT6",null,"Landfill Gas",null,"PJM_EMAC","New Jersey",34,"Ocean",29,"34029",0.8,13500,1997,9999,null,null,"N","Landfill Gas",{"$nulls":13},0.24082,0.24082,0.24082,0.24082,{"$nulls":11},"Manchester Renewable Power Corp",100,"Manchester Renewable Power Corp",100]
["Pine Tree Acres","54989_G_GEN2",54989,"G","GEN2",null,"Landfill Gas",null,"MIS_LMI","Michigan",26,"Macomb",99,"26099",0.8,13500,1998,9999,null,null,"N","Landfill Gas",{"$nulls":13},0.24082,0.24082,0.24082,0.24082,{"$nulls":11},"WM Renewable Energy LLC",100,"Waste Management Inc",100]
["Sweeny Cogen Facility","55015_G_GEN4",55015,"G","GEN4",3817,"Combustion Turbine",null,"ERC_REST","Texas",48,"Brazoria",39,"48039",109,8700,2000,9999,null,null,"Y","Natural Gas",{"$nulls":3},"DLNB",{"$nulls":8},3,0.01623,0.01623,0.01623,0.01623,{"$nulls":11},"Sweeny Cogeneration LP",100,"Phillips 66 Co",100]
["Pasadena Cogeneration","55047_G_STG1",55047,"G","STG1",3831,"Combined Cycle",null,"ERC_REST","Texas",48,"Harris",201,"48201",60,7109,1998,9999,null,null,"Y","Natural Gas",{"$nulls":4},"SCR",{"$nulls":8},0.01143,0.01125,0.01143,0.01125,{"$nulls":11},"Calpine Corp",100,"Energy Capital Partners",100]
["Batesville Generation Facility","55063_G_CTG2",55063,"G","CTG2",3847,"Combined Cycle",null,"S_C_TVA","Mississippi",28,"Panola",107,"28107",176,7350,2000,9999,null,null,"N","Natural Gas",{"$nulls":4},"SCR",{"$nulls":8},0.01543,0.01537,0.01543,0.01537,{"$nulls":11},"Cooperative Energy",100,"South Mississippi Electric Power Association",100]
["Maine Independence Station","55068_G_GEN2",55068,"G","GEN2",3854,"Combined Cycle",null,"NENG_ME","Maine",23,"Penobscot",19,"23019",157.7,7528,2000,9999,null,null,"N","Natural Gas",{"$nulls":3},"DLNB","SCR",{"$nulls":8},0.01347,0.01347,0.01347,0.01347,{"$nulls":11},"Casco Bay Energy Co LLC",100,"Vistra Energy",100]
["Zeeland Generating Station","55087_G_2B",55087,"G","2B",3868,"Combined Cycle",null,"MIS_LMI","Michigan",26,"Ottawa",139,"26139",159.6,7272,2002,9999,null,null,"N","Natural Gas",{"$nulls":3},"LNB","SCR",{"$nulls":7},0.8,0.00634,0.00632,0.00634,0.00632,{"$nulls":11},"Consumers Energy Co",100,"CMS Energy Corp",100]
["Taft Cogeneration Facility","55089_G_CT2",55089,"G","CT2",3871,"Combined Cycle",null,"MIS_AMSO","Louisiana",22,"St Charles",89,"22089",142.9,6731,2002,9999,null,null,"Y","Natural Gas",{"$nulls":3},"DLNB",{"$nulls":9},0.01706,0.01706,0.01706,0.01706,{"$nulls":11},"Occidental Chemical Corp",100,"Occidental Petroleum Corp",100]
["Lamar Power Project","55097_G_CTG1",55097,"G","CTG1",3879,"Combined Cycle",null,"ERC_REST","Texas",48,"Lamar",277,"48277",161,7254,2000,9999,null,null,"N","Natural Gas",{"$nulls":3},"DLNB",{"$nulls":9},0.01992,0.01992,0.01992,0.01992,{"$nulls":11},"La Frontera Holdings LLC",100,"Vistra Energy",100]
["Rhode Island State Energy Center","55107_G_STG1",55107,"G","STG1",3903,"Combined Cycle",null,"NENGREST","Rhode Island",44,"Providence",7,"44007",218,7098,2002,9999,null,null,"N","Natural Gas",{"$nulls":3},"DLNB","SCR",{"$nulls":8},0.00418,0.00418,0.00418,0.00418,{"$nulls":11},"Rhode Island State Energy Center LP",100,"Carlyle Group (The)",100]
["Rockingham County CT Station","55116_G_CT2",55116,"G","CT2",3936,"Combustion Turbine",null,"S_VACA","North Carolina",37,"Rockingham",157,"37157",165,11013,2000,9999,null,null,"N","Natural Gas, Distillate Fuel Oil",{"$nulls":3},"DLNB + H2O",{"$nulls":8},2.3,0.04793,0.04793,0.04793,0.04793,{"$nulls":11},"Duke Energy Carolinas",100,"Duke Energy Corp",100]
["Griffith Energy LLC","55124_G_CTG1",55124,"G","CTG1",3953,"Combined Cycle",null,"WECC_AZ","Arizona",4,"Mohave",15,"04015",147,7359,2002,9999,null,null,"N","Natural Gas",{"$nulls":3},"DLNB","SCR",{"$nulls":8},0.005,0.005,0.005,0.005,{"$nulls":11},"Griffith Energy LLC",100,"ArcLight Capital Partners LLC",100]
["Thomson Reuters Campus Bldg A-D","55133_G_3091",55133,"G","3091",null,"Combustion Turbine","IC Engine","MIS_MNWI","Minnesota",27,"Dakota",37,"27037",1.6,13469,1999,9999,null,null,"N","Distillate Fuel Oil",{"$nulls":13},1.64976,1.64976,1.64976,1.64976,{"$nulls":11},"Thomson Corp (The)",100,"Thomson Corp (The)",100]
["Hays Energy Project","55144_G_U4",55144,"G","U4",4005,"Combined Cycle",null,"ERC_REST","Texas",48,"Hays",209,"48209",213,7529,2002,9999,null,null,"N","Natural Gas",{"$nulls":4},"SCR",{"$nulls":8},0.01794,0.01726,0.01794,0.01726,{"$nulls":11},"American National Power Inc",100,"Vistra Energy",100]
["Guadalupe Generating Station","55153_G_CTG2",55153,"G","CTG2",4029,"Combined Cycle",null,"ERC_REST","Texas",48,"Guadalupe",187,"48187",148,7178,2000,9999,null,null,"N","Natural Gas",{"$nulls":3},"DLNB",{"$nulls":9},0.01922,0.01922,0.01922,0.01922,{"$nulls":11},"Guadalupe Power Partners LP",100,"Energy Capital Partners",100]
["Lost Pines 1 Power Project","55154_G_CTB",55154,"G","CTB",4033,"Combined Cycle",null,"ERC_REST","Texas",48,"Bastrop",21,"48021",169,7286,2001,9999,null,null,"N","Natural Gas",{"$nulls":4},"SCR",{"$nulls":8},0.01247,0.01236,0.01247,0.01236,{"$nulls":11},"GenTex Power Corp",100,"Lower Colorado River Authority",100]
["Broad River Energy Center","55166_G_CT01",55166,"G","CT01",4041,"Combustion Turbine",null,"S_VACA","South Carolina",45,"Cherokee",21,"45021",172.2,10745,2000,9999,null,null,"N","Natural Gas, Distillate Fuel Oil",{"$nulls":3},"DLNB",{"$nulls":8},3.5,0.04274,0.04274,0.04274,0.04274,{"$nulls":11},"Broad River Energy LLC",100,"Energy Capital Partners",100]
["Rathdrum Power LLC","55179_G_CTG1",55179,"G","CTG1",4071,"Combined Cycle",null,"WECC_PNW","Idaho",16,"Kootenai",55,"16055",150,7078,2001,9999,null,null,"N","Natural Gas",{"$nulls":3},"DLNB","SCR",{"$nulls":7},1.75,0.00733,0.00733,0.00733,0.00733,{"$nulls":11},"Rathdrum Power LLC",100,"Energy Investors Funds Group",100]
["Channelview Cogeneration Plant","55187_G_GT4",55187,"G","GT4",4080,"Combined Cycle",null,"ERC_REST","Texas",48,"Harris",201,"48201",159,6131,2001,9999,null,null,"Y","Natural Gas",{"$nulls":4},"SCR",{"$nulls":7},1E-3,0.00909,0.00904,0.00909,0.00904,{"$nulls":11},"EIF Channelview Cogeneration LLC",100,"Energy Investors Funds Group",100]
["Riverside Generating LLC","55198_G_GTG4",55198,"G","GTG4",4108,"Combustion Turbine",null,"PJM_West","Kentucky",21,"Lawrence",127,"21127",165,11408,2002,9999,null,null,"N","Natural Gas",{"$nulls":3},"DLNB + H2O","SCR",{"$nulls":7},4,0.05573,0.05573,0.05573,0.05573,{"$nulls":11},"Foothills Generating Co LLC",100,"LS Power Group",100]
["Kinmundy","55204_G_1",55204,"G","1",4136,"Combustion Turbine",null,"MIS_IL","Illinois",17,"Marion",121,"17121",103,14721,2001,9999,null,null,"N","Natural Gas, Distillate Fuel Oil",{"$nulls":3},"DLNB + H2O",{"$nulls":8},0.28,0.07116,0.07116,0.07116,0.07116,{"$nulls":11},"Ameren Missouri",100,"Ameren Corp",100]
["Odessa-Ector Power Plant","55215_G_STG2",55215,"G","STG2",4151,"Combined Cycle",null,"ERC_WEST","Texas",48,"Ector",135,"48135",206,7207,2001,9999,null,null,"N","Natural Gas",{"$nulls":3},"DLNB",{"$nulls":9},0.01835,0.01835,0.01835,0.01835,{"$nulls":11},"Odessa Ector Power Partners LP",100,"Koch Industries Inc",100]
["Harry L. Oswald","55221_G_G6",55221,"G","G6",4172,"Combined Cycle",null,"MIS_AR","Arkansas",5,"Pulaski",119,"05119",47,8508,2002,9999,null,null,"N","Natural Gas",{"$nulls":3},"STM",{"$nulls":9},0.12391,0.12391,0.12391,0.12391,{"$nulls":11},"Wrightsville Power Facility LLC",100,"Arkansas Electric Coop Corp",100]
["Lincoln Generating Facility","55222_G_CTG1",55222,"G","CTG1",4174,"Combustion Turbine",null,"PJM_COMD","Illinois",17,"Will",197,"17197",77.5,12857,2000,9999,null,null,"N","Natural Gas",{"$nulls":3},"DLNB",{"$nulls":8},1,0.02501,0.02501,0.02501,0.02501,{"$nulls":11},"Lincoln Generating Facility LLC",100,"ArcLight Capital Partners LLC",100]
["Oneta Energy Center","55225_G_STG2",55225,"G","STG2",4189,"Combined Cycle",null,"SPP_WEST","Oklahoma",40,"Wagoner",145,"40145",244.6,7287,2003,9999,null,null,"N","Natural Gas",{"$nulls":3},"LNB",{"$nulls":9},0.01796,0.01796,0.01796,0.01796,{"$nulls":11},"Oneta Power LLC",100,"LS Power Group",100]
["Marshall Energy Facility","55232_G_CT2",55232,"G","CT2",4241,"Combustion Turbine",null,"S_C_TVA","Kentucky",21,"Marshall",157,"21157",72.7,11593,2002,9999,null,null,"N","Natural Gas, Distillate Fuel Oil",{"$nulls":3},"DLNB + H2O",{"$nulls":9},0.04167,0.04167,0.04167,0.04167,{"$nulls":11},"Tennessee Valley Authority",100,"Tennessee Valley Authority",100]
["Audrain Generating Station","55234_G_GT8",55234,"G","GT8",4265,"Combustion Turbine",null,"MIS_MO","Missouri",29,"Audrain",7,"29007",75,11924,2001,9999,null,null,"N","Natural Gas",{"$nulls":3},"DLNB",{"$nulls":8},1E-3,0.02462,0.02462,0.02462,0.02462,{"$nulls":11},"Ameren Missouri",100,"Ameren Corp",100]
["Red Oak Power LLC","55239_G_0001",55239,"G","0001",8480,"Combined Cycle",null,"PJM_EMAC","New Jersey",34,"Middlesex",23,"34023",165.3,7203,2002,9999,null,null,"N","Natural Gas",{"$nulls":3},"DLNB + NH3","SCR",{"$nulls":7},0.004,0.00671,0.00655,0.00671,0.00655,{"$nulls":11},"Red Oak Power LLC",100,"Carlyle Group (The)",100]
["Tait Electric Generating Station","55248_G_GT6",55248,"G","GT6",4321,"Combustion Turbine",null,"PJM_West","Ohio",39,"Montgomery",113,"39113",85,12725,2002,9999,null,null,"N","Natural Gas",{"$nulls":3},"DLNB",{"$nulls":8},0.5,0.07269,0.07269,0.07269,0.07269,{"$nulls":11},"Tait Electric Generating Station LLC",100,"Rockland Capital",100]
["Napoleon Peaking Station","55264_G_CT1",55264,"G","CT1",4365,"Combustion Turbine",null,"PJM_ATSI","Ohio",39,"Henry",69,"39069",26,16430,2000,9999,null,null,"N","Natural Gas",{"$nulls":4},"SCR",{"$nulls":7},0.5,0.15014,0.1501,0.15014,0.1501,{"$nulls":11},"American Municipal Power Inc",100,"American Municipal Power Inc",100]
["Jackson Generating Station","55270_G_LM6",55270,"G","LM6",4382,"Combined Cycle",null,"MIS_LMI","Michigan",26,"Jackson",75,"26075",45,8213,2002,9999,null,null,"N","Natural Gas",{"$nulls":3},"STM",{"$nulls":9},0.03472,0.03472,0.03472,0.03472,{"$nulls":11},"Consumers Energy Co",100,"CMS Energy Corp",100]
["Tenaska Lindsay Hill Generating Station","55271_G_STG1",55271,"G","STG1",4383,"Combined Cycle",null,"S_SOU","Alabama",1,"Autauga",1,"01001",392,7325,2002,9999,null,null,"N","Natural Gas, Distillate Fuel Oil",{"$nulls":3},"DLNB + H2O","SCR",{"$nulls":8},0.00426,0.00408,0.00426,0.00408,{"$nulls":11},"Tenaska Alabama Partners LP",100,"Tenaska Inc",100]
["Aurora","55279_G_CTG9",55279,"G","CTG9",4416,"Combustion Turbine",null,"PJM_COMD","Illinois",17,"DuPage",43,"17043",49,10763,2001,9999,null,null,"N","Natural Gas",{"$nulls":3},"H2O",{"$nulls":8},1E-3,0.08577,0.08577,0.08577,0.08577,{"$nulls":11},"Aurora Generation LLC",100,"LS Power Group",100]
["Wolf Hills Energy","55285_G_WHG5",55285,"G","WHG5",4440,"Combustion Turbine",null,"PJM_West","Virginia",51,"Washington",191,"51191",50,11120,2001,9999,null,null,"N","Natural Gas",{"$nulls":3},"H2O",{"$nulls":8},2.64,0.24057,0.24057,0.24057,0.24057,{"$nulls":11},"Wolf Hills Energy LLC (Middle River)",100,"Middle River Power II LLC",100]
["Decatur Energy Center","55292_G_CTG1",55292,"G","CTG1",4459,"Combined Cycle",null,"S_C_TVA","Alabama",1,"Morgan",103,"01103",155,7886,2002,9999,null,null,"N","Natural Gas",{"$nulls":3},"DLNB","SCR",{"$nulls":8},0.00625,0.00606,0.00625,0.00606,{"$nulls":11},"Decatur Energy Center LLC",100,"Capital Power Corp",100]
["Fairless Energy Center","55298_G_CT2B",55298,"G","CT2B",88255,"Combined Cycle",null,"PJM_EMAC","Pennsylvania",42,"Bucks",17,"42017",198,7184,2004,9999,null,null,"N","Natural Gas",{"$nulls":3},"DLNB","SCR",{"$nulls":8},0.0044,0.00427,0.0044,0.00427,{"$nulls":11},"Fairless Energy LLC",100,"Starwood Capital Group Global LLC",100]
["Fore River Generating Station","55317_G_GT11",55317,"G","GT11",4488,"Combined Cycle",null,"NENGREST","Massachusetts",25,"Norfolk",21,"25021",228.8,7470,2003,9999,null,null,"N","Natural Gas, Distillate Fuel Oil",{"$nulls":3},"DLNB + H2O","SCR",{"$nulls":8},0.00411,0.00411,0.00411,0.00411,{"$nulls":11},"Calpine Corp",100,"Energy Capital Partners",100]
["Washington County Power LLC","55332_G_1",55332,"G","1",4503,"Combustion Turbine",null,"S_SOU","Georgia",13,"Washington",303,"13303",151,10745,2003,9999,null,null,"N","Natural Gas",{"$nulls":3},"DLNB",{"$nulls":8},0.33,0.03397,0.03397,0.03397,0.03397,{"$nulls":11},"Washington County Power LLC",100,"Carlyle Group (The)",100]
["Delta Energy Center","55333_G_CTG3",55333,"G","CTG3",3741,"Combined Cycle",null,"WEC_CALN","California",6,"Contra Costa",13,"06013",165,7482,2002,9999,null,null,"N","Natural Gas",{"$nulls":3},"NH3","SCR",{"$nulls":8},0.00566,0.00566,0.00566,0.00566,{"$nulls":11},"Delta Energy Center LLC",100,"Energy Capital Partners",100]
["Armstrong","55347_G_2",55347,"G","2",4532,"Combustion Turbine",null,"PJM_AP","Pennsylvania",42,"Armstrong",5,"42005",163.6,10745,2002,9999,null,null,"N","Natural Gas, Distillate Fuel Oil",{"$nulls":3},"DLNB + H2O",{"$nulls":8},3.7,0.03029,0.03029,0.03029,0.03029,{"$nulls":11},"Armstrong Power LLC",100,"LS Power Group",100]
["Sugar Creek Power","55364_G_ST1",55364,"G","ST1",4555,"Combined Cycle",null,"MIS_INKY","Indiana",18,"Vigo",167,"18167",218,7050,2003,9999,null,null,"N","Natural Gas",{"$nulls":3},"NH3","SCR",{"$nulls":8},5.3E-3,0.00498,5.3E-3,0.00498,{"$nulls":11},"Northern Indiana Public Service Co",100,"NiSource Inc",100]
["Gans","55377_G_UNT8",55377,"G","UNT8",4585,"Combustion Turbine",null,"PJM_AP","Pennsylvania",42,"FAYETTE",51,"42051",44,10745,2000,9999,null,null,"N","Natural Gas",{"$nulls":3},"H2O",{"$nulls":8},0.006,0.07698,0.07698,0.07698,0.07698,{"$nulls":11},"Gans Energy LLC",100,"LS Power Group",100]
["Commonwealth Chesapeake","55381_G_UNT6",55381,"G","UNT6",4605,"Combustion Turbine",null,"PJM_EMAC","Virginia",51,"Accomack",1,"51001",45,10745,2001,9999,null,null,"N","Distillate Fuel Oil",{"$nulls":3},"H2O",{"$nulls":8},0.8,0.11195,0.11195,0.11195,0.11195,{"$nulls":11},"Commonwealth Chesapeake Co LLC",100,"ITOCHU Corp",100]
["Metcalf Energy Center","55393_G_STG1",55393,"G","STG1",4665,"Combined Cycle",null,"WEC_CALN","California",6,"Santa Clara",85,"06085",202.1,7518,2005,9999,null,null,"N","Natural Gas",{"$nulls":3},"DLNB","SCR",{"$nulls":8},0.00463,0.00463,0.00463,0.00463,{"$nulls":11},"Metcalf Energy Center LLC",100,"Energy Capital Partners",100]
["Renaissance Power Plant","55402_G_CT4",55402,"G","CT4",4677,"Combustion Turbine",null,"MIS_LMI","Michigan",26,"Montcalm",117,"26117",163,11042,2002,9999,null,null,"N","Natural Gas",{"$nulls":3},"DLNB",{"$nulls":8},1.67,0.04979,0.04979,0.04979,0.04979,{"$nulls":11},"Renaissance Power LLC",100,"DTE Energy Co",100]
["Osprey Energy Center Power Plant","55412_G_OEC1",55412,"G","OEC1",8548,"Combined Cycle",null,"FRCC","Florida",12,"Polk",105,"12105",171,7384,2004,9999,null,null,"N","Natural Gas",{"$nulls":3},"DLNB","SCR",{"$nulls":8},0.00682,0.00682,0.00682,0.00682,{"$nulls":11},"Osprey Energy Center LLC",100,"Duke Energy Corp",100]
["Shady Hills Generating Station","55414_G_G201",55414,"G","G201",4698,"Combustion Turbine",null,"FRCC","Florida",12,"Pasco",101,"12101",154.4,10882,2002,9999,null,null,"N","Natural Gas, Distillate Fuel Oil",{"$nulls":3},"DLNB + H2O",{"$nulls":8},0.8,0.03386,0.03386,0.03386,0.03386,{"$nulls":11},"Shady Hills Power Co LLC",100,"General Electric Co",100]
["Bayou Cove Peaking Power","55433_G_0002",55433,"G","0002",8564,"Combustion Turbine",null,"MIS_WOTA","Louisiana",22,"Acadia",1,"22001",72,12971,2002,9999,null,null,"N","Natural Gas",{"$nulls":3},"DLNB",{"$nulls":8},0.01,0.03691,0.03691,0.03691,0.03691,{"$nulls":11},"Bayou Cove Peaking Power LLC",100,"Cleco Corp",100]
["Magnolia Power Plant","55451_G_CTG1",55451,"G","CTG1",4784,"Combined Cycle",null,"S_C_TVA","Mississippi",28,"Benton",9,"28009",156,7205,2003,9999,null,null,"N","Natural Gas",{"$nulls":3},"DLNB","SCR",{"$nulls":8},0.00608,0.00607,0.00608,0.00607,{"$nulls":11},"Magnolia Energy LP",100,"Tennessee Valley Authority",100]
["Redbud Power Plant","55463_G_ST01",55463,"G","ST01",4817,"Combined Cycle",null,"SPP_WEST","Oklahoma",40,"Oklahoma",109,"40109",134.4,7158,2004,9999,null,null,"N","Natural Gas",{"$nulls":3},"DLNB","SCR",{"$nulls":8},0.00625,0.00599,0.00625,0.00599,{"$nulls":11},"Oklahoma Gas & Electric Co",51,"OGE Energy Corp",51]
["Green Power 2","55470_G_TR2",55470,"G","TR2",4844,"Combined Cycle",null,"ERC_REST","Texas",48,"Galveston",167,"48167",158,5500,2003,9999,null,null,"Y","Natural Gas",{"$nulls":3},"DLNB","SCR",{"$nulls":8},0.00776,0.00716,0.00776,0.00716,{"$nulls":11},"South Houston Green Power LLC",100,"Marathon Oil Corp",100]
["Blackburn Landfill Co-Generation","55488_G_BB1",55488,"G","BB1",null,"Landfill Gas",null,"S_VACA","North Carolina",37,"Catawba",35,"37035",1,4988,1999,9999,null,null,"Y","Landfill Gas",{"$nulls":13},0.22117,0.22117,0.22117,0.22117,{"$nulls":11},"Catawba County",100,"Catawba County",100]
["Limon Generating Station","55504_G_L1",55504,"G","L1",4903,"Combustion Turbine",null,"WECC_CO","Colorado",8,"Lincoln",73,"08073",67,12529,2002,9999,null,null,"N","Natural Gas, Distillate Fuel Oil",{"$nulls":3},"DLNB + H2O",{"$nulls":8},1.2,0.03035,0.03035,0.03035,0.03035,{"$nulls":11},"Tri State Generation & Transmission Association Inc",100,"Tri State Generation & Transmission Association Inc",100]
["Wallingford Energy","55517_G_CTG6",55517,"G","CTG6",91275,"Combustion Turbine",null,"NENG_CT","Connecticut",9,"New Haven",9,"09009",45,10745,2018,9999,null,null,"N","Natural Gas",{"$nulls":13},0.01149,0.01149,0.01149,0.01149,{"$nulls":11},"Wallingford Energy II LLC",100,"LS Power Group",100]
["Chula Vista Energy Center","55540_G_GEN1",55540,"G","GEN1",4973,"Combustion Turbine",null,"WEC_SDGE","California",6,"San Diego",73,"06073",33.6,12369,2001,9999,null,null,"N","Natural Gas",{"$nulls":3},"DLNB","SCR",{"$nulls":8},0.37793,0.01426,0.37793,0.01426,{"$nulls":11},"Chula Vista Energy Center LLC",100,"Fresno Power Investors LP",100]
["Sun River LLC","55562_G_SU30",55562,"G","SU30",null,"Onshore Wind",null,"MIS_MNWI","Minnesota",27,"Lincoln",81,"27081",1.9,0,2001,9999,null,null,"N","Wind",{"$nulls":13},0,0,0,0,{"$nulls":11},"Northern Alternative Energy",51,"Northern Alternative Energy",51]
["GRS Arbor Hills","55596_G_0003",55596,"G","0003",null,"Landfill Gas",null,"MIS_LMI","Michigan",26,"Washtenaw",161,"26161",3.8,15057,1996,9999,null,null,"N","Landfill Gas",{"$nulls":13},0.22117,0.22117,0.22117,0.22117,{"$nulls":11},"Arbor Hills Energy LLC",100,"FORTISTAR",100]
["Watchtower Educational Center","55619_G_GEN3",55619,"G","GEN3",null,"Combustion Turbine","IC Engine","NY_Z_G-I","New York",36,"Putnam",79,"36079",0.7,11686,2000,9999,null,null,"N","Natural Gas",{"$nulls":13},0.34851,0.34851,0.34851,0.34851,{"$nulls":11},"Watchtower Bible & Tract Society of New York",100,"Watchtower Bible & Tract Society of New York",100]
["West Valley Generation Project","55622_G_U3",55622,"G","U3",8654,"Combustion Turbine",null,"WECC_UT","Utah",49,"Salt Lake",35,"49035",37,10928,2001,9999,null,null,"N","Natural Gas",{"$nulls":3},"H2O","SCR",{"$nulls":7},0.85,0.02055,0.02055,0.02055,0.02055,{"$nulls":11},"West Valley Power LLC",100,"Wayzata Investments Partners",100]
["Blue Spruce Energy Center","55645_G_CT02",55645,"G","CT02",8708,"Combustion Turbine",null,"WECC_CO","Colorado",8,"Adams",1,"08001",134,11686,2003,9999,null,null,"N","Natural Gas, Distillate Fuel Oil",{"$nulls":3},"DLNB + H2O",{"$nulls":8},0.06,0.03491,0.03491,0.03491,0.03491,{"$nulls":11},"Public Service Co of Colorado",100,"Xcel Energy Inc",100]
["Plains End","55650_G_GEN8",55650,"G","GEN8",null,"Combustion Turbine","IC Engine","WECC_CO","Colorado",8,"Jefferson",59,"08059",5.7,10745,2002,9999,null,null,"N","Natural Gas",{"$nulls":12},1.2,1.06095,1.06095,1.06095,1.06095,{"$nulls":11},"Plains End LLC",100,"Energy Investors Funds Group",100]
["Chehalis Generating Facility","55662_G_CT1",55662,"G","CT1",8780,"Combined Cycle",null,"WECC_PNW","Washington",53,"Lewis",41,"53041",160,7630,2003,9999,null,null,"N","Natural Gas",{"$nulls":3},"DLNB + H2O","SCR",{"$nulls":8},0.00652,0.00652,0.00652,0.00652,{"$nulls":11},"PacifiCorp",100,"Berkshire Hathaway Inc",100]
["AL Sandersville LLC","55672_G_CT4",55672,"G","CT4",8842,"Combustion Turbine",null,"S_SOU","Georgia",13,"Washington",303,"13303",72,11698,2002,9999,null,null,"N","Natural Gas",{"$nulls":3},"DLNB",{"$nulls":8},0.052,0.02417,0.02417,0.02417,0.02417,{"$nulls":11},"AL Sandersville LLC",100,"ArcLight Capital Partners LLC",100]
["Fremont Energy Center","55701_G_CA01",55701,"G","CA01",8962,"Combined Cycle",null,"PJM_ATSI","Ohio",39,"Sandusky",143,"39143",345.1,11045,2012,9999,null,null,"N","Natural Gas",{"$nulls":3},"DLNB + NH3 + STM","SCR",{"$nulls":8},0.00509,0.00509,0.00509,0.00509,{"$nulls":11},"American Municipal Power Inc",100,"American Municipal Power Inc",100]
["Bennett Mountain","55733_G_1",55733,"G","1",9983,"Combustion Turbine",null,"WECC_ID","Idaho",16,"Elmore",39,"16039",164,10745,2005,9999,null,null,"N","Natural Gas",{"$nulls":3},"DLNB",{"$nulls":8},1.75,0.08107,0.08107,0.08107,0.08107,{"$nulls":11},"Idaho Power Co",100,"IDACORP Inc",100]
["Hanging Rock Energy Facility","55736_G_2GT2",55736,"G","2GT2",9082,"Combined Cycle",null,"PJM_West","Ohio",39,"Lawrence",87,"39087",186,7433,2003,9999,null,null,"N","Natural Gas",{"$nulls":3},"DLNB","SCR",{"$nulls":8},0.00461,0.00444,0.00461,0.00444,{"$nulls":11},"Dynegy Hanging Rock II LLC",100,"Vistra Energy",100]
["Sonoma Central Landfill Phase II","55753_G_P-23",55753,"G","P-23",null,"Landfill Gas",null,"WEC_CALN","California",6,"Sonoma",97,"06097",0.7,14103,1996,9999,null,null,"N","Landfill Gas",{"$nulls":13},0.3144,0.3144,0.3144,0.3144,{"$nulls":11},"County of Sonoma Dept of Transportation",100,"County of Sonoma Dept of Transportation",100]
["Marcus Hook Energy LP","55801_G_CT1A",55801,"G","CT1A",10142,"Combined Cycle",null,"PJM_EMAC","Pennsylvania",42,"Delaware",45,"42045",182.7,7287,2004,9999,null,null,"Y","Natural Gas",{"$nulls":3},"DLNB","SCR",{"$nulls":7},0.007,0.00862,0.0085,0.00862,0.0085,{"$nulls":11},"Marcus Hook Energy LP",100,"Starwood Capital Group Global LLC",100]
["Curtis H Stanton Energy Center","55821_G_C",55821,"G","C",10157,"Combined Cycle",null,"FRCC","Florida",12,"Orange",95,"12095",281,7461,2003,9999,null,null,"N","Natural Gas, Distillate Fuel Oil",{"$nulls":3},"DLNB + H2O","SCR",{"$nulls":7},1E-3,7.11E-3,7.11E-3,7.11E-3,7.11E-3,{"$nulls":11},"Stanton Clean Energy LLC",65,"NextEra Energy Inc",65]
["Quinebaug Lower Project","55860_G_MF",55860,"G","MF",null,"Hydro",null,"NENG_CT","Connecticut",9,"Windham",15,"09015",0.1,0,1990,9999,null,null,"N","Hydro",{"$nulls":13},0,0,0,0,{"$nulls":11},"Quinebaug Associates LLC",100,"Quinebaug Associates LLC",100]
["Ridgeview","55925_G_GEN8",55925,"G","GEN8",null,"Landfill Gas",null,"MIS_WUMS","Wisconsin",55,"Manitowoc",71,"55071",0.8,13500,2006,9999,null,null,"N","Landfill Gas",{"$nulls":13},0.22117,0.22117,0.22117,0.22117,{"$nulls":11},"WM Renewable Energy LLC",100,"Waste Management Inc",100]
["Tracy Combined Cycle Power Plant","55933_G_TPP1",55933,"G","TPP1",88312,"Combined Cycle",null,"WEC_CALN","California",6,"San Joaquin",77,"06077",82.1,8157,2003,9999,null,null,"N","Natural Gas",{"$nulls":3},"DLNB","SCR",{"$nulls":7},0.74,0.10556,0.00571,0.10556,0.00571,{"$nulls":11},"MRP San Joaquin Energy LLC",100,"Marc Lasry",100]
["Drews Generating Facility","55935_G_D1",55935,"G","D1",null,"Combustion Turbine",null,"WECC_SCE","California",6,"San Bernardino",71,"06071",9.5,14750,2001,9999,null,null,"N","Natural Gas",{"$nulls":12},0.74,0.79549,0.79549,0.79549,0.79549,{"$nulls":11},"Colton Power LP",100,"JPMorgan Chase & Co",100]
["Riverview Energy Center","55963_G_CTG1",55963,"G","CTG1",88362,"Combustion Turbine",null,"WEC_CALN","California",6,"Contra Costa",13,"06013",46.1,11362,2003,9999,null,null,"N","Natural Gas",{"$nulls":3},"NH3","SCR",{"$nulls":7},0.74,0.02125,0.02125,0.02125,0.02125,{"$nulls":11},"Riverview Energy Center LLC",100,"Energy Capital Partners",100]
["Cass County","55972_G_CT-2",55972,"G","CT-2",89192,"Combustion Turbine",null,"SPP_NEBR","Nebraska",31,"Cass",25,"31025",161.1,11896,2003,9999,null,null,"N","Natural Gas",{"$nulls":3},"DLNB",{"$nulls":8},2.5,0.05877,0.05877,0.05877,0.05877,{"$nulls":11},"Omaha Public Power District",100,"Omaha Public Power District",100]
["Desert Sky","55992_G_1",55992,"G","1",null,"Onshore Wind",null,"ERC_WEST","Texas",48,"Pecos",371,"48371",167.7,0,2002,9999,null,null,"N","Wind",{"$nulls":13},0,0,0,0,{"$nulls":11},"Desert Sky Wind Farm LP",100,"American Electric Power Co Inc",100]
["Mount Clinton","56004_G_D-2",56004,"G","D-2",null,"Combustion Turbine","IC Engine","PJM_Dom","Virginia",51,"Rockingham",165,"51165",2,10745,2002,9999,null,null,"N","Distillate Fuel Oil",{"$nulls":12},2.64,1.64976,1.64976,1.64976,1.64976,{"$nulls":11},"Harrisonburg VA (City of)",100,"Harrisonburg VA (City of)",100]
["Waste Water Plant Generator","56022_G_1",56022,"G","1",null,"Combustion Turbine","IC Engine","SPP_N","Kansas",20,"Cowley",35,"20035",1.6,17500,1993,9999,null,null,"N","Distillate Fuel Oil",{"$nulls":13},1.64976,1.64976,1.64976,1.64976,{"$nulls":11},"Winfield KS (City of)",100,"Winfield KS (City of)",100]
["Magnolia Power Project","56046_G_2",56046,"G","2",89568,"Combined Cycle",null,"WEC_LADW","California",6,"Los Angeles",37,"06037",140,7220,2005,9999,null,null,"N","Natural Gas",{"$nulls":3},"DLNB","SCR",{"$nulls":8},0.00274,0.00274,0.00274,0.00274,{"$nulls":11},"Burbank Water & Power",38,"Burbank Water & Power",38]
["Berlin Landfill Gas","56069_G_3",56069,"G","3",null,"Landfill Gas",null,"MIS_WUMS","Wisconsin",55,"Green Lake",47,"55047",0.8,13500,2001,9999,null,null,"N","Landfill Gas",{"$nulls":13},0.22117,0.22117,0.22117,0.22117,{"$nulls":11},"Wisconsin Power & Light Co",100,"Alliant Energy Corp",100]
["Hillsboro","56098_G_1",56098,"G","1",null,"Combustion Turbine","IC Engine","MIS_MAPP","North Dakota",38,"Traill",97,"38097",2,10745,2002,9999,null,null,"N","Distillate Fuel Oil",{"$nulls":12},3,1.64976,1.64976,1.64976,1.64976,{"$nulls":11},"Hillsboro Municipal Utilities",100,"Hillsboro Municipal Utilities",100]
["St. Charles Power Plant","56100_G_4",56100,"G","4",null,"Combustion Turbine","IC Engine","MIS_MNWI","Minnesota",27,"Winona",169,"27169",2,10745,2004,9999,null,null,"N","Distillate Fuel Oil",{"$nulls":13},1.64976,1.64976,1.64976,1.64976,{"$nulls":11},"St Charles Light & Water",100,"St Charles Light & Water",100]
["IMEA Highland","56114_G_1",56114,"G","1",null,"Combustion Turbine","IC Engine","MIS_IL","Illinois",17,"Madison",119,"17119",1.8,12283,1996,9999,null,null,"N","Distillate Fuel Oil",{"$nulls":12},1,1.64976,1.64976,1.64976,1.64976,{"$nulls":11},"Illinois Municipal Electric Agency",100,"Illinois Municipal Electric Agency",100]
["Sub 2 Generating Station","56126_G_1",56126,"G","1",null,"Combustion Turbine","IC Engine","S_D_AECI","Missouri",29,"Macon",121,"29121",1.8,12283,2004,9999,null,null,"N","Distillate Fuel Oil",{"$nulls":12},2.3,1.64976,1.64976,1.64976,1.64976,{"$nulls":11},"Macon MO (City of)",100,"Macon MO (City of)",100]
["Springs Generating Station","56144_G_1",56144,"G","1",null,"Combustion Turbine",null,"WECC_SCE","California",6,"Riverside",65,"06065",10,14032,2002,9999,null,null,"N","Natural Gas",{"$nulls":12},0.74,0.79549,0.79549,0.79549,0.79549,{"$nulls":11},"Riverside Public Utilities",100,"Riverside Public Utilities",100]
["Sheboygan Falls","56166_G_1",56166,"G","1",89520,"Combustion Turbine",null,"MIS_WUMS","Wisconsin",55,"Sheboygan",117,"55117",153.4,12412,2005,9999,null,null,"N","Natural Gas",{"$nulls":3},"DLNB",{"$nulls":9},0.02903,0.02903,0.02903,0.02903,{"$nulls":11},"Alliant Energy Corp",100,"Alliant Energy Corp",100]
["Red Bluff","56184_G_IC2",56184,"G","IC2",null,"Combustion Turbine","IC Engine","WEC_CALN","California",6,"Tehama",103,"06103",2.8,10745,2001,9999,null,null,"N","Natural Gas",{"$nulls":12},0.74,0.2046,0.2046,0.2046,0.2046,{"$nulls":11},"California Power Holdings LLC",100,"EWP America Inc",100]
["Chowchilla II","56185_G_IC5",56185,"G","IC5",null,"Combustion Turbine","IC Engine","WEC_CALN","California",6,"Madera",39,"06039",3.1,10745,2001,9999,null,null,"N","Natural Gas",{"$nulls":12},0.74,0.2046,0.2046,0.2046,0.2046,{"$nulls":11},"California Power Holdings LLC",100,"EWP America Inc",100]
["Pinelawn Power LLC","56188_G_STG",56188,"G","STG",89567,"Combined Cycle",null,"NY_Z_K","New York",36,"Suffolk",103,"36103",27.5,8758,2005,9999,null,null,"N","Natural Gas, Distillate Fuel Oil",{"$nulls":3},"NH3","SCR",{"$nulls":8},0.00549,0.00507,0.00549,0.00507,{"$nulls":11},"Pinelawn Power LLC",100,"Electric Power Development Co Ltd (J Power)",100]
["S&P Windfarm LLC","56208_G_1",56208,"G","1",null,"Onshore Wind",null,"MIS_MNWI","Minnesota",27,"Jackson",63,"27063",2,0,2003,9999,null,null,"N","Wind",{"$nulls":13},0,0,0,0,{"$nulls":11},"S&P Windfarm LLC",100,"Exelon Corp",100]
["Miramar Energy Facility","56232_G_1",56232,"G","1",89534,"Combustion Turbine",null,"WEC_SDGE","California",6,"San Diego",73,"06073",47,10745,2005,9999,null,null,"N","Natural Gas",{"$nulls":3},"H2O","SCR",{"$nulls":7},0.74,0.01851,0.01851,0.01851,0.01851,{"$nulls":11},"San Diego Gas & Electric Co",100,"Sempra Energy",100]
["West Group Data Center F","56247_G_4",56247,"G","4",null,"Combustion Turbine","IC Engine","MIS_MNWI","Minnesota",27,"Dakota",37,"27037",0.6,13469,2004,9999,null,null,"N","Distillate Fuel Oil",{"$nulls":13},1.64976,1.64976,1.64976,1.64976,{"$nulls":11},"Thomson Corp (The)",100,"Thomson Corp (The)",100]
["Ontario LFGTE","56250_G_GEN7",56250,"G","GEN7",null,"Landfill Gas",null,"NY_Z_C&E","New York",36,"Ontario",69,"36069",0.8,13500,2005,9999,null,null,"N","Landfill Gas",{"$nulls":13},0.22117,0.22117,0.22117,0.22117,{"$nulls":11},"Seneca Energy II LLC",100,"Seneca Energy II LLC",100]
["IBM West","56269_G_2",56269,"G","2",null,"Combustion Turbine","IC Engine","MIS_MNWI","Minnesota",27,"Olmsted",109,"27109",1.8,11189,2005,9999,null,null,"N","Distillate Fuel Oil",{"$nulls":13},1.64976,1.64976,1.64976,1.64976,{"$nulls":11},"Rochester Dept Public Utilities",100,"Rochester Dept Public Utilities",100]
["Laurel Ridge LFGTE","56279_G_2",56279,"G","2",null,"Landfill Gas",null,"PJM_West","Kentucky",21,"Laurel",125,"21125",0.8,13500,2003,9999,null,null,"N","Landfill Gas",{"$nulls":13},0.22117,0.22117,0.22117,0.22117,{"$nulls":11},"East Kentucky Power Coop",100,"East Kentucky Power Coop",100]
["Hamlet Generating Facility","56292_G_ES2",56292,"G","ES2",89613,"Combustion Turbine",null,"S_VACA","North Carolina",37,"Richmond",153,"37153",56.5,11012,2007,9999,null,null,"N","Natural Gas, Distillate Fuel Oil",{"$nulls":3},"H2O",{"$nulls":8},0.06,0.09311,0.09311,0.09311,0.09311,{"$nulls":11},"North Carolina Electric Membership Corp",100,"North Carolina Electric Membership Corp",100]
["Caprock Wind Farm","56293_G_2",56293,"G","2",null,"Onshore Wind",null,"SPP_SPS","New Mexico",35,"Quay",37,"35037",20,0,2005,9999,null,null,"N","Wind",{"$nulls":13},0,0,0,0,{"$nulls":11},"Caprock Wind LP",100,"Cielo Wind Power",100]
["Modern Innovative Energy LLC","56323_G_GEN2",56323,"G","GEN2",null,"Landfill Gas",null,"NY_Z_A","New York",36,"Niagara",63,"36063",1.6,13500,2006,9999,null,null,"N","Landfill Gas",{"$nulls":13},0.22117,0.22117,0.22117,0.22117,{"$nulls":11},"Innovative Energy Solutions Inc",100,"Innovative Energy Solutions Inc",100]
["Modern Innovative Energy LLC","56323_G_GEN4",56323,"G","GEN4",null,"Landfill Gas",null,"NY_Z_A","New York",36,"Niagara",63,"36063",1.6,13500,2006,9999,null,null,"N","Landfill Gas",{"$nulls":13},0.22117,0.22117,0.22117,0.22117,{"$nulls":11},"Innovative Energy Solutions Inc",100,"Innovative Energy Solutions Inc",100]
["Maiden Community Center","56342_G_1",56342,"G","1",null,"Combustion Turbine","IC Engine","S_VACA","North Carolina",37,"Catawba",35,"37035",1.8,15848,2006,9999,null,null,"N","Distillate Fuel Oil",{"$nulls":12},2.3,1.64976,1.64976,1.64976,1.64976,{"$nulls":11},"North Carolina Municipal Power Agency No 1",100,"North Carolina Municipal Power Agency No 1",100]
["Quail Run Energy Center","56349_G_ST2",56349,"G","ST2",91262,"Combined Cycle",null,"ERC_WEST","Texas",48,"Ector",135,"48135",98.1,8683,2008,9999,null,null,"N","Natural Gas",{"$nulls":3},"LNB + NH3","SCR",{"$nulls":8},0.00887,0.00787,0.00887,0.00787,{"$nulls":11},"Starwood Energy Group Global LLC",100,"Starwood Capital Group Global LLC",100]
["Casselman Wind Power Project","56369_G_1",56369,"G","1",null,"Onshore Wind",null,"PJM_PENE","Pennsylvania",42,"Somerset",111,"42111",34.5,0,2007,9999,null,null,"N","Wind",{"$nulls":13},0,0,0,0,{"$nulls":11},"Casselman Windpower LLC",100,"Iberdrola SA",100]
["Northern Iowa Windpower II","56383_G_TOI2",56383,"G","TOI2",null,"Onshore Wind",null,"MIS_IA","Iowa",19,"Worth",195,"19195",80,0,2008,9999,null,null,"N","Wind",{"$nulls":13},0,0,0,0,{"$nulls":11},"Northern Iowa Windpower II LLC",100,"Iberdrola SA",100]
["Carstensen Wind","56410_G_1",56410,"G","1",null,"Onshore Wind",null,"MIS_MNWI","Minnesota",27,"Pipestone",117,"27117",1.7,0,2004,9999,null,null,"N","Wind",{"$nulls":13},0,0,0,0,{"$nulls":11},"Carstensen Wind LLC",100,"NRG Energy Inc",100]
["Ameresco Janesville","56427_G_Unit2",56427,"G","Unit2",null,"Landfill Gas",null,"MIS_WUMS","Wisconsin",55,"Rock",105,"55105",1,13500,2004,9999,null,null,"N","Landfill Gas",{"$nulls":13},0.22117,0.22117,0.22117,0.22117,{"$nulls":11},"Ameresco Janesville LLC",100,"Ameresco Inc",100]
["Milner Dam Wind Park LLC","56437_G_MDWP",56437,"G","MDWP",null,"Onshore Wind",null,"WECC_ID","Idaho",16,"Cassia",31,"16031",19.5,0,2011,9999,null,null,"N","Wind",{"$nulls":13},0,0,0,0,{"$nulls":11},"Milner Dam Wind Park LLC",100,"Atlantic Power Corp",100]
["Dry Creek LFG to Energy Project","56461_G_DC1",56461,"G","DC1",null,"Landfill Gas",null,"WECC_PNW","Oregon",41,"Jackson",29,"41029",1.5,14103,2007,9999,null,null,"N","Landfill Gas",{"$nulls":13},0.22117,0.22117,0.22117,0.22117,{"$nulls":11},"Oregon Environmental Industries",100,"Oregon Environmental Industries",100]
["Geneva Generation Facility","56462_G_GEN 5",56462,"G","GEN 5",null,"Combustion Turbine","IC Engine","PJM_COMD","Illinois",17,"Kane",89,"17089",5.4,10745,2005,9999,null,null,"N","Natural Gas",{"$nulls":13},1.06095,1.06095,1.06095,1.06095,{"$nulls":11},"Geneva IL (City of)",100,"Geneva Electric Dept",100]
["Russell City Energy Center","56467_G_STG1",56467,"G","STG1",89932,"Combined Cycle",null,"WEC_CALN","California",6,"Alameda",1,"06001",245,7317,2013,9999,null,null,"N","Natural Gas",{"$nulls":3},"LNB + NH3","SCR",{"$nulls":8},0.00455,0.00455,0.00455,0.00455,{"$nulls":11},"Russell City Energy Co LLC",100,"Energy Capital Partners",100]
["SunE Alamosa","56481_G_2",56481,"G","2",null,"Solar PV",null,"WECC_CO","Colorado",8,"Alamosa",3,"08003",6.7,0,2007,9999,null,null,"N","Solar",{"$nulls":13},0,0,0,0,{"$nulls":11},"SunE Alamosa 1 LLC",100,"SunEdison",100]
["Goodman Energy Center","56497_G_10",56497,"G","10",null,"Combustion Turbine","IC Engine","SPP_WEST","Kansas",20,"Ellis",51,"20051",9.2,10745,2016,9999,null,null,"N","Natural Gas",{"$nulls":13},1.06095,1.06095,1.06095,1.06095,{"$nulls":11},"Midwest Energy Inc",100,"Midwest Energy Inc",100]
["Western 102 Power Plant","56500_G_D101",56500,"G","D101",null,"Combustion Turbine","IC Engine","WECC_NNV","Nevada",32,"Storey",29,"32029",7.9,10872,2005,9999,null,null,"N","Natural Gas",{"$nulls":13},1.06095,1.06095,1.06095,1.06095,{"$nulls":11},"Barrick Gold Corp",100,"Barrick Gold Corp",100]
["Riley Generating Station","56503_G_5",56503,"G","5",null,"Combustion Turbine","IC Engine","MIS_LMI","Michigan",26,"Ottawa",139,"26139",2,13418,2006,9999,null,null,"N","Natural Gas",{"$nulls":13},1.06095,1.06095,1.06095,1.06095,{"$nulls":11},"Zeeland MI (City of)",100,"Zeeland MI (City of)",100]
["Plains End II LLC","56516_G_2G03",56516,"G","2G03",null,"Combustion Turbine","IC Engine","WECC_CO","Colorado",8,"Jefferson",59,"08059",8.3,10745,2008,9999,null,null,"N","Natural Gas",{"$nulls":13},1.06095,1.06095,1.06095,1.06095,{"$nulls":11},"Plains End II LLC",100,"Energy Investors Funds Group",100]
["Plains End II LLC","56516_G_2G10",56516,"G","2G10",null,"Combustion Turbine","IC Engine","WECC_CO","Colorado",8,"Jefferson",59,"08059",8.3,10745,2008,9999,null,null,"N","Natural Gas",{"$nulls":13},1.06095,1.06095,1.06095,1.06095,{"$nulls":11},"Plains End II LLC",100,"Energy Investors Funds Group",100]
["Deertrack Park Gas Recovery","56520_G_GEN8",56520,"G","GEN8",null,"Landfill Gas",null,"MIS_WUMS","Wisconsin",55,"Jefferson",55,"55055",0.8,13500,2007,9999,null,null,"N","Landfill Gas",{"$nulls":13},0.22117,0.22117,0.22117,0.22117,{"$nulls":11},"WM Renewable Energy LLC",100,"Waste Management Inc",100]
["Austin Gas Recovery","56524_G_GEN3",56524,"G","GEN3",null,"Landfill Gas",null,"ERC_REST","Texas",48,"Travis",453,"48453",1.6,13500,2007,9999,null,null,"N","Landfill Gas",{"$nulls":13},0.22117,0.22117,0.22117,0.22117,{"$nulls":11},"WM Renewable Energy LLC",100,"Waste Management Inc",100]
["Waste Management Bethel LFGTE","56531_G_GEN1",56531,"G","GEN1",null,"Landfill Gas",null,"PJM_Dom","Virginia",51,"Hampton City",650,"51650",0.8,13500,2008,9999,null,null,"N","Landfill Gas",{"$nulls":13},0.6,0.6,0.6,0.6,{"$nulls":11},"WM Renewable Energy LLC",100,"Waste Management Inc",100]
["Seneca City of","56545_G_PPG3",56545,"G","PPG3",null,"Combustion Turbine","IC Engine","S_VACA","South Carolina",45,"Oconee",73,"45073",1.8,10745,2004,9999,null,null,"N","Distillate Fuel Oil",{"$nulls":13},1.64976,1.64976,1.64976,1.64976,{"$nulls":11},"Seneca SC (City of)",100,"Seneca SC (City of)",100]
["Tenderloin Wind (6) LLC","56562_G_JDW6",56562,"G","JDW6",null,"Onshore Wind",null,"SPP_SPS","Texas",48,"Sherman",421,"48421",10,0,2007,9999,null,null,"N","Wind",{"$nulls":13},0,0,0,0,{"$nulls":11},"Exelon Wind 6 LLC",100,"Quinbrook Infrastructure Partners",100]
["Salty Dog I LLC","56583_G_1",56583,"G","1",null,"Onshore Wind",null,"MIS_MNWI","Minnesota",27,"Lincoln",81,"27081",1.3,0,2006,9999,null,null,"N","Wind",{"$nulls":13},0,0,0,0,{"$nulls":11},"Salty Dog I LLC",100,"Exelon Corp",100]
["Overall Road Station","56600_G_EP13",56600,"G","EP13",null,"Combustion Turbine","IC Engine","MIS_MO","Missouri",29,"St Francois",187,"29187",1.3,18677,2003,9999,null,null,"N","Distillate Fuel Oil",{"$nulls":13},1.64976,1.64976,1.64976,1.64976,{"$nulls":11},"Farmington Light & Power",100,"Farmington Light & Power",100]
["Langdon Renewables, LLC","56605_G_GE15",56605,"G","GE15",null,"Onshore Wind",null,"MIS_MAPP","North Dakota",38,"Cavalier",19,"38019",118.5,0,2007,9999,null,null,"N","Wind",{"$nulls":13},0,0,0,0,{"$nulls":11},"Langdon Renewables LLC",100,"NextEra Energy Inc",100]
["KC Energy LLC","56625_G_1",56625,"G","1",null,"Onshore Wind",null,"MIS_IA","Minnesota",27,"Jackson",63,"27063",4,0,2008,9999,null,null,"N","Wind",{"$nulls":13},0,0,0,0,{"$nulls":11},"BC Energy LLC",20,"Exelon Corp",100]
["South Trent Wind Farm","56649_G_1",56649,"G","1",null,"Onshore Wind",null,"ERC_WEST","Texas",48,"Nolan",353,"48353",101.2,0,2009,9999,null,null,"N","Wind",{"$nulls":13},0,0,0,0,{"$nulls":11},"Clearway Yield Operating LLC",100,"Global Infrastructure Partners",100]
["Charles City Wind Farm","56677_G_CCWF",56677,"G","CCWF",null,"Onshore Wind",null,"MIS_MIDA","Iowa",19,"Floyd",67,"19067",75,0,2008,9999,null,null,"N","Wind",{"$nulls":13},0,0,0,0,{"$nulls":11},"MidAmerican Energy Co",100,"Berkshire Hathaway Inc",100]
["Amelia","56681_G_16",56681,"G","16",null,"Landfill Gas",null,"PJM_Dom","Virginia",51,"Amelia",7,"51007",0.3,13500,2001,9999,null,null,"N","Landfill Gas",{"$nulls":13},0.6,0.6,0.6,0.6,{"$nulls":11},"INGENCO",100,"INGENCO",100]
["Amelia","56681_G_39",56681,"G","39",null,"Landfill Gas",null,"PJM_Dom","Virginia",51,"Amelia",7,"51007",0.3,13500,2001,9999,null,null,"N","Landfill Gas",{"$nulls":13},0.6,0.6,0.6,0.6,{"$nulls":11},"INGENCO",100,"INGENCO",100]
["Brunswick Landfill Gas","56682_G_13",56682,"G","13",null,"Landfill Gas",null,"PJM_Dom","Virginia",51,"Brunswick",25,"51025",0.3,13500,2007,9999,null,null,"N","Landfill Gas",{"$nulls":13},0.6,0.6,0.6,0.6,{"$nulls":11},"INGENCO Wholesale Power LLC",100,"INGENCO",100]
["Brunswick Landfill Gas","56682_G_30",56682,"G","30",null,"Landfill Gas",null,"PJM_Dom","Virginia",51,"Brunswick",25,"51025",0.3,13500,2007,9999,null,null,"N","Landfill Gas",{"$nulls":13},0.6,0.6,0.6,0.6,{"$nulls":11},"INGENCO Wholesale Power LLC",100,"INGENCO",100]
["Brunswick Landfill Gas","56682_G_36",56682,"G","36",null,"Landfill Gas",null,"PJM_Dom","Virginia",51,"Brunswick",25,"51025",0.3,13500,2007,9999,null,null,"N","Landfill Gas",{"$nulls":13},0.6,0.6,0.6,0.6,{"$nulls":11},"INGENCO Wholesale Power LLC",100,"INGENCO",100]
["Charles City","56683_G_26",56683,"G","26",null,"Landfill Gas",null,"PJM_Dom","Virginia",51,"Charles City",36,"51036",0.3,13500,2003,9999,null,null,"N","Landfill Gas",{"$nulls":13},0.6,0.6,0.6,0.6,{"$nulls":11},"INGENCO Wholesale Power LLC",100,"INGENCO",100]
["Charles City","56683_G_37",56683,"G","37",null,"Landfill Gas",null,"PJM_Dom","Virginia",51,"Charles City",36,"51036",0.3,13500,2003,9999,null,null,"N","Landfill Gas",{"$nulls":13},0.6,0.6,0.6,0.6,{"$nulls":11},"INGENCO Wholesale Power LLC",100,"INGENCO",100]
["Chesterfield Landfill Gas","56684_G_16",56684,"G","16",null,"Landfill Gas",null,"PJM_Dom","Virginia",51,"Chesterfield",41,"51041",0.3,13500,2004,9999,null,null,"N","Landfill Gas",{"$nulls":13},0.6,0.6,0.6,0.6,{"$nulls":11},"INGENCO Wholesale Power LLC",100,"INGENCO",100]
["Chesterfield Landfill Gas","56684_G_33",56684,"G","33",null,"Landfill Gas",null,"PJM_Dom","Virginia",51,"Chesterfield",41,"51041",0.3,13500,2004,9999,null,null,"N","Landfill Gas",{"$nulls":13},0.6,0.6,0.6,0.6,{"$nulls":11},"INGENCO Wholesale Power LLC",100,"INGENCO",100]
["King & Queen","56686_G_12",56686,"G","12",null,"Landfill Gas",null,"PJM_Dom","Virginia",51,"King and Queen",97,"51097",0.3,13500,2008,9999,null,null,"N","Landfill Gas",{"$nulls":13},0.6,0.6,0.6,0.6,{"$nulls":11},"INGENCO Wholesale Power LLC",100,"INGENCO",100]
["King & Queen","56686_G_3",56686,"G","3",null,"Landfill Gas",null,"PJM_Dom","Virginia",51,"King and Queen",97,"51097",0.3,13500,2008,9999,null,null,"N","Landfill Gas",{"$nulls":13},0.6,0.6,0.6,0.6,{"$nulls":11},"INGENCO Wholesale Power LLC",100,"INGENCO",100]
["Mountain View","56687_G_16",56687,"G","16",null,"Landfill Gas",null,"PJM_AP","Pennsylvania",42,"Franklin",55,"42055",0.3,13500,2003,9999,null,null,"N","Landfill Gas",{"$nulls":13},0.22117,0.22117,0.22117,0.22117,{"$nulls":11},"INGENCO",100,"INGENCO",100]
["Mountain View","56687_G_19",56687,"G","19",null,"Landfill Gas",null,"PJM_AP","Pennsylvania",42,"Franklin",55,"42055",0.3,13500,2003,9999,null,null,"N","Landfill Gas",{"$nulls":13},0.22117,0.22117,0.22117,0.22117,{"$nulls":11},"INGENCO",100,"INGENCO",100]
["Mountain View","56687_G_36",56687,"G","36",null,"Landfill Gas",null,"PJM_AP","Pennsylvania",42,"Franklin",55,"42055",0.3,13500,2003,9999,null,null,"N","Landfill Gas",{"$nulls":13},0.22117,0.22117,0.22117,0.22117,{"$nulls":11},"INGENCO",100,"INGENCO",100]
["New Bern","56688_G_1",56688,"G","1",null,"Landfill Gas",null,"S_VACA","North Carolina",37,"Craven",49,"37049",0.3,13500,2007,9999,null,null,"N","Landfill Gas",{"$nulls":13},0.22117,0.22117,0.22117,0.22117,{"$nulls":11},"INGENCO Wholesale Power LLC",100,"INGENCO",100]
["Pine Grove","56690_G_16",56690,"G","16",null,"Landfill Gas",null,"PJM_WMAC","Pennsylvania",42,"Schuylkill",107,"42107",0.3,13500,2008,9999,null,null,"N","Landfill Gas",{"$nulls":13},0.22117,0.22117,0.22117,0.22117,{"$nulls":11},"INGENCO Wholesale Power LLC",100,"INGENCO",100]
["Virginia Beach","56693_G_13",56693,"G","13",null,"Landfill Gas",null,"PJM_Dom","Virginia",51,"Virginia Beach City",810,"51810",0.3,13500,2001,9999,null,null,"N","Landfill Gas",{"$nulls":13},0.6,0.6,0.6,0.6,{"$nulls":11},"INGENCO",100,"INGENCO",100]
["Virginia Beach","56693_G_6",56693,"G","6",null,"Landfill Gas",null,"PJM_Dom","Virginia",51,"Virginia Beach City",810,"51810",0.3,13500,2001,9999,null,null,"N","Landfill Gas",{"$nulls":13},0.6,0.6,0.6,0.6,{"$nulls":11},"INGENCO",100,"INGENCO",100]
["Lyons Falls Hydroelectric","56703_G_1",56703,"G","1",null,"Hydro",null,"NY_Z_C&E","New York",36,"Lewis",49,"36049",1,0,1923,9999,null,null,"N","Hydro",{"$nulls":13},0,0,0,0,{"$nulls":11},"Northbrook Lyons Falls LLC",100,"Northbrook Lyons Falls LLC",100]
["Capricorn Ridge Wind LLC","56763_G_1",56763,"G","1",null,"Onshore Wind",null,"ERC_WEST","Texas",48,"Sterling",431,"48431",149.5,0,2007,9999,null,null,"N","Wind",{"$nulls":13},0,0,0,0,{"$nulls":11},"Cap Ridge Wind 1 LLC",100,"NextEra Energy Inc",100]
["Barton Windpower LLC","56765_G_2",56765,"G","2",null,"Onshore Wind",null,"MIS_IA","Iowa",19,"Worth",195,"19195",132,0,2009,9999,null,null,"N","Wind",{"$nulls":13},0,0,0,0,{"$nulls":11},"Barton Windpower II LLC",100,"Iberdrola SA",100]
["Pebble Springs Wind LLC","56789_G_1",56789,"G","1",null,"Onshore Wind",null,"WECC_PNW","Oregon",41,"Gilliam",21,"41021",98.7,0,2009,9999,null,null,"N","Wind",{"$nulls":13},0,0,0,0,{"$nulls":11},"Pebble Springs Wind LLC",100,"Iberdrola SA",100]
["CSU Fresno Solar Project","56813_G_2",56813,"G","2",null,"Solar PV",null,"WEC_CALN","California",6,"Fresno",19,"06019",0.5,0,2007,9999,null,null,"N","Solar",{"$nulls":13},0,0,0,0,{"$nulls":11},"MMA Fresno Power LP",100,"SunEdison",100]
["Marshall Wind 4 LLC","56826_G_1",56826,"G","1",null,"Onshore Wind",null,"MIS_MNWI","Minnesota",27,"Lyon",83,"27083",4.2,0,2007,9999,null,null,"N","Wind",{"$nulls":13},0,0,0,0,{"$nulls":11},"Marshall Wind 4 LLC",100,"Exelon Corp",100]
["Marshall Wind 1 LLC","56840_G_1",56840,"G","1",null,"Onshore Wind",null,"MIS_MNWI","Minnesota",27,"Lyon",83,"27083",2.1,0,2007,9999,null,null,"N","Wind",{"$nulls":13},0,0,0,0,{"$nulls":11},"Marshall Wind 1 LLC",100,"Exelon Corp",100]
["Bolthouse S&P and Rowen Farms Solar","56862_G_1",56862,"G","1",null,"Solar PV",null,"WECC_SCE","California",6,"Los Angeles",37,"06037",0.3,0,2008,9999,null,null,"N","Solar",{"$nulls":13},0,0,0,0,{"$nulls":11},"MMA WBF Power LP",100,"SunEdison",100]
["Carbon Limestone","56868_G_17",56868,"G","17",null,"Landfill Gas",null,"PJM_ATSI","Ohio",39,"Mahoning",99,"39099",1.6,13796,2012,9999,null,null,"N","Landfill Gas",{"$nulls":13},0.22117,0.22117,0.22117,0.22117,{"$nulls":11},"Energy Developments Ltd",100,"Energy Developments",100]
["Loraine County Project","56869_G_18",56869,"G","18",null,"Landfill Gas",null,"PJM_ATSI","Ohio",39,"Lorain",93,"39093",1.6,13500,2012,9999,null,null,"N","Landfill Gas",{"$nulls":13},0.22117,0.22117,0.22117,0.22117,{"$nulls":11},"Energy Developments Ltd",100,"Energy Developments",100]
["Taylor","56870_G_4",56870,"G","4",null,"Landfill Gas",null,"S_SOU","Georgia",13,"Taylor",269,"13269",1,13798,2003,9999,null,null,"N","Landfill Gas",{"$nulls":13},0.22117,0.22117,0.22117,0.22117,{"$nulls":11},"Bio Energy (Georgia) LLC",100,"Bio Energy Partners",100]
["Pennsauken Solar","56883_G_GEN 7",56883,"G","GEN 7",null,"Solar PV",null,"PJM_EMAC","New Jersey",34,"Camden",7,"34007",0.2,0,2007,9999,null,null,"N","Solar",{"$nulls":13},0,0,0,0,{"$nulls":11},"EPP New Jersey Biogas LLC",100,"Exelon Corp",100]
["Cumberland County Solid Waste Complex","56884_G_GEN1",56884,"G","GEN1",null,"Landfill Gas",null,"PJM_EMAC","New Jersey",34,"Cumberland",11,"34011",1.6,13500,2008,9999,null,null,"N","Landfill Gas",{"$nulls":13},0.22117,0.22117,0.22117,0.22117,{"$nulls":11},"EPP New Jersey Biogas LLC",100,"Exelon Corp",100]
["Ameresco Ox Mountain","56895_G_3",56895,"G","3",null,"Landfill Gas",null,"WEC_CALN","California",6,"San Mateo",81,"06081",1.8,13500,2008,9999,null,null,"N","Landfill Gas",{"$nulls":13},0.10624,0.10624,0.10624,0.10624,{"$nulls":11},"Ameresco Ox Mountain Energy LLC",100,"Ameresco Inc",100]
["Noble Chateaugay Windpark LLC","56904_G_1",56904,"G","1",null,"Onshore Wind",null,"NY_Z_D","New York",36,"Franklin",33,"36033",106.5,0,2009,9999,null,null,"N","Wind",{"$nulls":13},0,0,0,0,{"$nulls":11},"Valcour Chateaugay Windpark LLC",100,"Carlyle Group (The)",100]
["WWRF Solar Plant","56922_G_EAST",56922,"G","EAST",null,"Solar PV",null,"WECC_CO","Colorado",8,"Garfield",45,"08045",0.4,0,2009,9999,null,null,"N","Solar",{"$nulls":13},0,0,0,0,{"$nulls":11},"SunE SR1 Rifle Eic LLC",100,"SunEdison",100]
["CPV Valley Energy Center","56940_G_CTG2",56940,"G","CTG2",90435,"Combined Cycle",null,"NY_Z_G-I","New York",36,"Orange",71,"36071",198.2,7050,2018,9999,null,null,"N","Natural Gas, Distillate Fuel Oil",{"$nulls":4},"SCR",{"$nulls":8},3.65E-3,0.00358,3.65E-3,0.00358,{"$nulls":11},"CPV Valley LLC",100,"Competitive Power Ventures Inc",100]
["Coolidge Generation Station","56948_G_8",56948,"G","8",90471,"Combustion Turbine",null,"WECC_AZ","Arizona",4,"Pinal",21,"04021",43.4,10745,2011,9999,null,null,"N","Natural Gas",{"$nulls":3},"H2O","SCR",{"$nulls":8},0.01045,0.01045,0.01045,0.01045,{"$nulls":11},"Coolidge Power LLC",100,"TC Energy Corp",100]
["DANC LFGTE Facility","56958_G_GEN2",56958,"G","GEN2",null,"Landfill Gas",null,"NY_Z_C&E","New York",36,"Jefferson",45,"36045",1.6,13500,2008,9999,null,null,"N","Landfill Gas",{"$nulls":13},0.22117,0.22117,0.22117,0.22117,{"$nulls":11},"Development Authority of The North County",100,"Development Authority of The North County",100]
["Bayonne Energy Center","56964_G_GT6",56964,"G","GT6",90486,"Combustion Turbine",null,"NY_Z_J","New Jersey",34,"Hudson",17,"34017",56.9,10745,2012,9999,null,null,"N","Natural Gas, Distillate Fuel Oil",{"$nulls":3},"H2O + NH3","SCR",{"$nulls":8},0.00688,0.00648,0.00688,0.00648,{"$nulls":11},"Bayonne Energy Center LLC",100,"Macquarie Bank Limited",100]
["Butter Creek Power LLC","56967_G_1",56967,"G","1",null,"Onshore Wind",null,"WECC_PNW","Oregon",41,"Umatilla",59,"41059",5,0,2009,9999,null,null,"N","Wind",{"$nulls":13},0,0,0,0,{"$nulls":11},"Oregon Trail Windfarm LLC",22.2,"Exelon Corp",92.5]
["NGP Blue Mountain I LLC","56982_G_BM3",56982,"G","BM3",null,"Geothermal",null,"WECC_NNV","Nevada",32,"Humboldt",13,"32013",13,9771,2009,9999,null,null,"N","Geothermal",{"$nulls":13},0,0,0,0,0.4563,0.4563,0.4563,{"$nulls":8},"NGP Blue Mountain I LLC",100,"EIG Global Energy Partners LLC",100]
["Pueblo Airport Generating Station","56998_G_4",56998,"G","4",90499,"Combined Cycle",null,"WECC_CO","Colorado",8,"Pueblo",101,"08101",37,7728,2012,9999,null,null,"N","Natural Gas",{"$nulls":3},"H2O","SCR",{"$nulls":8},0.00277,0.00277,0.00277,0.00277,{"$nulls":11},"Black Hills Colorado IPP LLC",100,"Black Hills Corp",100]
["Waste Management Arden LFGTE","57014_G_GEN4",57014,"G","GEN4",null,"Landfill Gas",null,"PJM_AP","Pennsylvania",42,"Washington",125,"42125",0.8,13500,2009,9999,null,null,"N","Landfill Gas",{"$nulls":13},0.22117,0.22117,0.22117,0.22117,{"$nulls":11},"WM Renewable Energy LLC",100,"Waste Management Inc",100]
["Spruce Ridge Gas Recovery","57017_G_GEN3",57017,"G","GEN3",null,"Landfill Gas",null,"MIS_MNWI","Minnesota",27,"McLeod",85,"27085",0.8,13500,2008,9999,null,null,"N","Landfill Gas",{"$nulls":13},0.22117,0.22117,0.22117,0.22117,{"$nulls":11},"WM Renewable Energy LLC",100,"Waste Management Inc",100]
["Waste Management Rolling Meadows LFGTE","57023_G_GEN3",57023,"G","GEN3",null,"Landfill Gas",null,"SPP_N","Kansas",20,"Shawnee",177,"20177",0.8,13500,2010,9999,null,null,"N","Landfill Gas",{"$nulls":13},0.22117,0.22117,0.22117,0.22117,{"$nulls":11},"Waste Management Inc",100,"Waste Management Inc",100]
["Canyon Power Plant","57027_G_CPP1",57027,"G","CPP1",90584,"Combustion Turbine",null,"WECC_SCE","California",6,"Orange",59,"06059",49.4,10745,2011,9999,null,null,"N","Natural Gas",{"$nulls":3},"H2O + NH3",{"$nulls":9},0.00997,0.00997,0.00997,0.00997,{"$nulls":11},"Anaheim Public Utilities Dept",100,"Anaheim CA (City of)",100]
["Pacolet Diesel Generation Facility","57030_G_DI 2",57030,"G","DI 2",null,"Combustion Turbine","IC Engine","S_VACA","South Carolina",45,"Spartanburg",83,"45083",1.8,18470,2006,9999,null,null,"N","Distillate Fuel Oil",{"$nulls":13},1.64976,1.64976,1.64976,1.64976,{"$nulls":11},"Lockhart Power Co",100,"Milliken & Co",100]
["Ratcliffe","57037_G_1C",57037,"G","1C",90830,"Combined Cycle",null,"S_SOU","Mississippi",28,"Kemper",69,"28069",296.7,7604,2014,9999,null,null,"N","Natural Gas",{"$nulls":3},"STM","SCR",{"$nulls":7},1.2,5.79E-3,0.00558,5.79E-3,0.00558,{"$nulls":11},"Mississippi Power Co",81.5,"Southern Co",81.5]
["Twin Cities Hydro LLC","57069_G_2",57069,"G","2",null,"Hydro",null,"MIS_MNWI","Minnesota",27,"Ramsey",123,"27123",4.5,0,1924,9999,null,null,"N","Hydro",{"$nulls":13},0,0,0,0,{"$nulls":11},"Twin Cities Hydro LLC",100,"Brookfield Asset Management Inc",100]
["Streator Cayuga Ridge South","57094_G_1",57094,"G","1",null,"Onshore Wind",null,"PJM_COMD","Illinois",17,"Livingston",105,"17105",300,0,2010,9999,null,null,"N","Wind",{"$nulls":13},0,0,0,0,{"$nulls":11},"Streator Cayuga Ridge Wind Power LLC",100,"Iberdrola SA",100]
["Trail Ridge Landfill Gas Recovery","57123_G_2",57123,"G","2",null,"Landfill Gas",null,"FRCC","Florida",12,"Duval",31,"12031",1.5,13500,2008,9999,null,null,"N","Landfill Gas",{"$nulls":13},0.22117,0.22117,0.22117,0.22117,{"$nulls":11},"Trail Ridge Energy LLC",100,"Energy Investors Funds Group",100]
["Highland Wind Project (PA)","57139_G_1",57139,"G","1",null,"Onshore Wind",null,"PJM_PENE","Pennsylvania",42,"Cambria",21,"42021",62.5,0,2009,9999,null,null,"N","Wind",{"$nulls":13},0,0,0,0,{"$nulls":11},"Krayn Wind LLC",100,"BlackRock Inc",100]
["Farmers Branch Renewable Energy Facility","57165_G_GEN1",57165,"G","GEN1",null,"Landfill Gas",null,"ERC_REST","Texas",48,"Denton",121,"48121",1.6,13500,2011,9999,null,null,"N","Landfill Gas",{"$nulls":13},0.22117,0.22117,0.22117,0.22117,{"$nulls":11},"Waste Management Inc",100,"Waste Management Inc",100]
["Orono Hydro Station","57184_G_1",57184,"G","1",null,"Hydro",null,"NENG_ME","Maine",23,"Penobscot",19,"23019",0.5,0,2009,9999,null,null,"N","Hydro",{"$nulls":13},0,0,0,0,{"$nulls":11},"Black Bear Hydro Partners LLC",100,"Brookfield Asset Management Inc",100]
["Little Quinnesec Falls Hydro Project","57190_G_UNIT2",57190,"G","UNIT2",null,"Hydro",null,"MIS_WUMS","Wisconsin",55,"Marinette",75,"55075",0.8,0,1900,9999,null,null,"N","Hydro",{"$nulls":13},0,0,0,0,{"$nulls":11},"Northbrook Wisconsin LLC",100,"Energy Investors Funds Group",100]
["Spring Valley Wind Project","57192_G_WTG",57192,"G","WTG",null,"Onshore Wind",null,"WECC_NNV","Nevada",32,"White Pine",33,"32033",150,0,2012,9999,null,null,"N","Wind",{"$nulls":13},0,0,0,0,{"$nulls":11},"Spring Valley Wind LLC",100,"Riverstone Holdings LLC",100]
["Thomson Reuters Data Center Bldg H","57208_G_2",57208,"G","2",null,"Combustion Turbine","IC Engine","MIS_MNWI","Minnesota",27,"Dakota",37,"27037",0.6,13469,2007,9999,null,null,"N","Distillate Fuel Oil",{"$nulls":13},1.64976,1.64976,1.64976,1.64976,{"$nulls":11},"Thomson Corp (The)",100,"Thomson Corp (The)",100]
["Solar Photovoltaic Project #06","57220_G_S006D",57220,"G","S006D",null,"Solar PV",null,"WECC_SCE","California",6,"San Bernardino",71,"06071",0.5,0,2011,9999,null,null,"N","Solar",{"$nulls":13},0,0,0,0,{"$nulls":11},"Southern California Edison Co",100,"Edison International",100]
["Solar Photovoltaic Project #11","57225_G_S011E",57225,"G","S011E",null,"Solar PV",null,"WECC_SCE","California",6,"San Bernardino",71,"06071",0.5,0,2015,9999,null,null,"N","Solar",{"$nulls":13},0,0,0,0,{"$nulls":11},"Southern California Edison Co",100,"Edison International",100]
["Solar Photovoltaic Project #16","57230_G_S016B",57230,"G","S016B",null,"Solar PV",null,"WECC_SCE","California",6,"San Bernardino",71,"06071",0.5,0,2015,9999,null,null,"N","Solar",{"$nulls":13},0,0,0,0,{"$nulls":11},"Southern California Edison Co",100,"Edison International",100]
["Solar Photovoltaic Project #26","57245_G_S026A",57245,"G","S026A",null,"Solar PV",null,"WECC_SCE","California",6,"San Bernardino",71,"06071",0.5,0,2015,9999,null,null,"N","Solar",{"$nulls":13},0,0,0,0,{"$nulls":11},"Southern California Edison Co",100,"Edison International",100]
["Solar Photovoltaic Project #28","57247_G_S028D",57247,"G","S028D",null,"Solar PV",null,"WECC_SCE","California",6,"San Bernardino",71,"06071",0.5,0,2015,9999,null,null,"N","Solar",{"$nulls":13},0,0,0,0,{"$nulls":11},"Southern California Edison Co",100,"Edison International",100]
["PA Solar Park","57256_G_1",57256,"G","1",null,"Solar PV",null,"PJM_WMAC","Pennsylvania",42,"Carbon",25,"42025",10,0,2012,9999,null,null,"N","Solar",{"$nulls":13},0,0,0,0,{"$nulls":11},"PA Solar Park LLC",100,"Consolidated Edison Inc",100]
["Aqua Ingrams Mill","57280_G_1",57280,"G","1",null,"Solar PV",null,"PJM_EMAC","Pennsylvania",42,"Chester",29,"42029",0.9,0,2009,9999,null,null,"N","Solar",{"$nulls":13},0,0,0,0,{"$nulls":11},"Aqua Pennsylvania Inc",100,"Aqua America Inc",100]
["Minonk Wind Farm","57284_G_1",57284,"G","1",null,"Onshore Wind",null,"PJM_COMD","Illinois",17,"Woodford",203,"17203",192.3,0,2012,9999,null,null,"N","Wind",{"$nulls":13},0,0,0,0,{"$nulls":11},"Minonk Wind LLC",100,"Algonquin Power Income Fund",100]
["Cedar Hills","57298_G_18",57298,"G","18",null,"Landfill Gas",null,"WECC_PNW","Washington",53,"King",33,"53033",0.3,13500,2009,9999,null,null,"N","Landfill Gas",{"$nulls":13},0.22117,0.22117,0.22117,0.22117,{"$nulls":11},"INGENCO",100,"INGENCO",100]
["Occidental College Solar Project","57311_G_1",57311,"G","1",null,"Solar PV",null,"WEC_LADW","California",6,"Los Angeles",37,"06037",1,0,2013,9999,null,null,"N","Solar",{"$nulls":13},0,0,0,0,{"$nulls":11},"Occidental College",100,"Occidental College",100]
["DE Solar 1725 Drywall Dr","57336_G_PV01",57336,"G","PV01",null,"Solar PV",null,"S_VACA","North Carolina",37,"Gaston",71,"37071",1,0,2010,9999,null,null,"N","Solar",{"$nulls":13},0,0,0,0,{"$nulls":11},"Duke Energy Carolinas",100,"Duke Energy Corp",100]
["Henrico","57356_G_11",57356,"G","11",null,"Landfill Gas",null,"PJM_Dom","Virginia",51,"Henrico",87,"51087",0.3,13500,2010,9999,null,null,"N","Landfill Gas",{"$nulls":13},0.6,0.6,0.6,0.6,{"$nulls":11},"INGENCO Wholesale Power LLC",100,"INGENCO",100]
["Keenan II Renewable Energy Co LLC","57358_G_1",57358,"G","1",null,"Onshore Wind",null,"SPP_WEST","Oklahoma",40,"Woodward",153,"40153",151.8,0,2010,9999,null,null,"N","Wind",{"$nulls":13},0,0,0,0,{"$nulls":11},"Keenan II Renewable Energy Co LLC",100,"Starwood Capital Group Global LLC",100]
["Dry Lake Wind II LLC","57379_G_1",57379,"G","1",null,"Onshore Wind",null,"WECC_AZ","Arizona",4,"Navajo",17,"04017",65.1,0,2010,9999,null,null,"N","Wind",{"$nulls":13},0,0,0,0,{"$nulls":11},"Dry Lake Wind Power II LLC",100,"Iberdrola SA",100]
["Community Wind North LLC","57385_G_34505",57385,"G","34505",null,"Onshore Wind",null,"MIS_MNWI","Minnesota",27,"Lincoln",81,"27081",30,0,2011,9999,null,null,"N","Wind",{"$nulls":13},0,0,0,0,{"$nulls":11},"Community Wind North 1 LLC",8.33333333333333,"Longroad Energy Holdings LLC",100]
["Northwest Regional","57403_G_GEN1",57403,"G","GEN1",null,"Landfill Gas",null,"WECC_AZ","Arizona",4,"Maricopa",13,"04013",1.6,13500,2012,9999,null,null,"N","Landfill Gas",{"$nulls":13},0.22117,0.22117,0.22117,0.22117,{"$nulls":11},"WM Renewable Energy LLC",100,"Waste Management Inc",100]
["Sherbino II","57415_G_1",57415,"G","1",null,"Onshore Wind",null,"ERC_WEST","Texas",48,"Pecos",371,"48371",145,0,2011,9999,null,null,"N","Wind",{"$nulls":13},0,0,0,0,{"$nulls":11},"Sherbino II Wind Farm LLC",100,"BP plc",100]
["Solar Park Gainesville, LLC","57438_G_1",57438,"G","1",null,"Solar PV",null,"FRCC","Florida",12,"Alachua",1,"12001",1.6,0,2011,9999,null,null,"N","Solar",{"$nulls":13},0,0,0,0,{"$nulls":11},"Sybac Solar LLC",100,"Sybac",100]
["McGinness Hills","57446_G_1",57446,"G","1",null,"Geothermal",null,"WECC_NNV","Nevada",32,"Lander",15,"32015",13.3,9771,2012,9999,null,null,"N","Geothermal",{"$nulls":13},0,0,0,0,0.4563,0.4563,0.4563,{"$nulls":8},"ORNI 39 LLC",100,"Ormat Technologies Inc",100]
["Napoleon Solar I","57462_G_1",57462,"G","1",null,"Solar PV",null,"PJM_ATSI","Ohio",39,"Henry",69,"39069",8,0,2011,9999,null,null,"N","Solar",{"$nulls":13},0,0,0,0,{"$nulls":11},"Enfinity BNB Napoleon Solar LLC",100,"BNB Renewable Energy Holdings",100]
["Sentinel Energy Center, LLC","57482_G_CTG4",57482,"G","CTG4",90717,"Combustion Turbine",null,"WECC_SCE","California",6,"Riverside",65,"06065",100,10745,2013,9999,null,null,"N","Natural Gas",{"$nulls":3},"H2O","SCR",{"$nulls":8},0.01292,0.01292,0.01292,0.01292,{"$nulls":11},"Sentinel Energy Center LLC",100,"Mitsubishi Corp",100]
["Masser Farms Realty Solar","57494_G_MFRS",57494,"G","MFRS",null,"Solar PV",null,"PJM_WMAC","Pennsylvania",42,"Schuylkill",107,"42107",1,0,2011,9999,null,null,"N","Solar",{"$nulls":13},0,0,0,0,{"$nulls":11},"Masser Farms Realty Ltd",100,"Masser Farms Realty Ltd",100]
["Walnut Creek Energy Park","57515_G_GT3",57515,"G","GT3",90679,"Combustion Turbine",null,"WEC_LADW","California",6,"Los Angeles",37,"06037",97,10745,2013,9999,null,null,"N","Natural Gas",{"$nulls":3},"H2O","SCR",{"$nulls":8},0.01141,0.01141,0.01141,0.01141,{"$nulls":11},"Walnut Creek Energy LLC",100,"Global Infrastructure Partners",100]
["Walnut Creek Energy Park","57515_G_GT4",57515,"G","GT4",90680,"Combustion Turbine",null,"WEC_LADW","California",6,"Los Angeles",37,"06037",97,10745,2013,9999,null,null,"N","Natural Gas",{"$nulls":3},"H2O","SCR",{"$nulls":8},0.01063,0.01063,0.01063,0.01063,{"$nulls":11},"Walnut Creek Energy LLC",100,"Global Infrastructure Partners",100]
["Shirley Wind","57553_G_1",57553,"G","1",null,"Onshore Wind",null,"MIS_WUMS","Wisconsin",55,"Brown",9,"55009",20,0,2010,9999,null,null,"N","Wind",{"$nulls":13},0,0,0,0,{"$nulls":11},"Shirley Wind LLC",100,"Duke Energy Corp",100]
["Albuquerque Solar Energy Center","57567_G_ASEC1",57567,"G","ASEC1",null,"Solar PV",null,"WECC_NM","New Mexico",35,"Bernalillo",1,"35001",2,0,2011,9999,null,null,"N","Solar",{"$nulls":13},0,0,0,0,{"$nulls":11},"Public Service Co of New Mexico",100,"PNM Resources Inc",100]
["Allenwood","57581_G_2",57581,"G","2",null,"Landfill Gas",null,"PJM_WMAC","Pennsylvania",42,"Lycoming",81,"42081",1.6,13500,2012,9999,null,null,"N","Landfill Gas",{"$nulls":13},0.22117,0.22117,0.22117,0.22117,{"$nulls":11},"EPP Renewable Energy LLC",100,"Exelon Corp",100]
["Fishers Island 1","57600_G_FI1",57600,"G","FI1",null,"Combustion Turbine","IC Engine","NY_Z_K","New York",36,"Suffolk",103,"36103",2.5,10745,2010,9999,null,null,"N","Distillate Fuel Oil",{"$nulls":13},0.53099,0.53099,0.53099,0.53099,{"$nulls":11},"Connecticut Municipal Electric Energy Coop",100,"Connecticut Municipal Electric Energy Coop",100]
["Blue Canyon Windpower VI LLC","57616_G_GEN1",57616,"G","GEN1",null,"Onshore Wind",null,"SPP_WEST","Oklahoma",40,"Caddo",15,"40015",100,0,2011,9999,null,null,"N","Wind",{"$nulls":13},0,0,0,0,{"$nulls":11},"Blue Canyon Windpower V LLC",100,"Infigen Energy",100]
["Prairie Rose Wind Farm","57644_G_PR1",57644,"G","PR1",null,"Onshore Wind",null,"MIS_IA","Minnesota",27,"Rock",133,"27133",200,0,2012,9999,null,null,"N","Wind",{"$nulls":13},0,0,0,0,{"$nulls":11},"Prairie Rose Wind LLC",100,"Enel SpA",100]
["SAF Hydroelectric LLC","57665_G_10",57665,"G","10",null,"Hydro",null,"MIS_MNWI","Minnesota",27,"Hennepin",53,"27053",0.6,0,2011,9999,null,null,"N","Hydro",{"$nulls":13},0,0,0,0,{"$nulls":11},"Saf Hydroelectric LLC",100,"Brookfield Asset Management Inc",100]
["Seabrook Solar Plant","57667_G_P21B",57667,"G","P21B",null,"Solar PV",null,"PJM_EMAC","New Jersey",34,"Cumberland",11,"34011",1.5,0,2014,9999,null,null,"N","Solar",{"$nulls":13},0,0,0,0,{"$nulls":11},"SBS Energy Partners LLC",100,"Goldman Sachs Group Inc (The)",100]
["SMUD at Van Conett","57670_G_PV1",57670,"G","PV1",null,"Solar PV",null,"WEC_BANC","California",6,"Sacramento",67,"06067",2.9,0,2011,9999,null,null,"N","Solar",{"$nulls":13},0,0,0,0,{"$nulls":11},"Sacramento PV Energy LLC",100,"Exelon Corp",100]
["CS Murphy Point, LLC","57687_G_1",57687,"G","1",null,"Solar PV",null,"S_C_TVA","North Carolina",37,"Cherokee",39,"37039",0.9,0,2011,9999,null,null,"N","Solar",{"$nulls":13},0,0,0,0,{"$nulls":11},"CS Murphy Point LLC",100,"Duke Energy Corp",100]
["Cheyenne Prairie Generating Station","57703_G_01A",57703,"G","01A",90707,"Combined Cycle",null,"WECC_WY","Wyoming",56,"Laramie",21,"56021",37,8002,2014,9999,null,null,"N","Natural Gas",{"$nulls":3},"DLNB","SCR",{"$nulls":8},0.00576,0.00576,0.00576,0.00576,{"$nulls":11},"Black Hills Power Inc",57.9,"Black Hills Corp",100]
["Mesquite Solar 1","57707_G_3",57707,"G","3",null,"Solar PV",null,"WECC_AZ","Arizona",4,"Maricopa",13,"04013",10,0,2011,9999,null,null,"N","Solar",{"$nulls":13},0,0,0,0,{"$nulls":11},"Mesquite Solar 1 LLC",100,"Consolidated Edison Inc",100]
["Lake Hodges Hydroelectric Facility","57729_G_1",57729,"G","1",null,"Pumped Storage",null,"WEC_SDGE","California",6,"San Diego",73,"06073",21,0,2012,9999,null,null,"N","Pumped Storage",{"$nulls":13},0,0,0,0,{"$nulls":11},"San Diego County Water Authority",100,"San Diego County Water Authority",100]
["SMUD at Lawrence","57753_G_PV1",57753,"G","PV1",null,"Solar PV",null,"WEC_BANC","California",6,"Sacramento",67,"06067",1,0,2011,9999,null,null,"N","Solar",{"$nulls":13},0,0,0,0,{"$nulls":11},"Constellation NewEnergy Inc",100,"Exelon Corp",100]
["Longwood Gardens","57768_G_1",57768,"G","1",null,"Solar PV",null,"PJM_EMAC","Pennsylvania",42,"Chester",29,"42029",1.3,0,2010,9999,null,null,"N","Solar",{"$nulls":13},0,0,0,0,{"$nulls":11},"Ecogy Pennsylvania Systems LLC",100,"Ecogy Pennsylvania Systems LLC",100]
["Flat Ridge 2 Wind Energy LLC","57787_G_1",57787,"G","1",null,"Onshore Wind",null,"SPP_N","Kansas",20,"Kingman",95,"20095",470.4,0,2012,9999,null,null,"N","Wind",{"$nulls":13},0,0,0,0,{"$nulls":11},"Flat Ridge 2 Wind Energy LLC",100,"BP plc",100]
["St Joseph Energy Center","57794_G_CT2",57794,"G","CT2",90856,"Combined Cycle",null,"PJM_West","Indiana",18,"St Joseph",141,"18141",237,7050,2018,9999,null,null,"N","Natural Gas",{"$nulls":4},"SCR",{"$nulls":8},0.00411,0.0041,0.00411,0.0041,{"$nulls":11},"St Joseph Energy Center LLC",100,"Energy Investors Funds Group",100]
["Franklin Templeton San Mateo","57809_G_FRK00",57809,"G","FRK00",null,"Fuel Cell",null,"WEC_CALN","California",6,"San Mateo",81,"06081",1,7594,2011,9999,null,null,"N","Natural Gas",{"$nulls":13},0,0,0,0,{"$nulls":11},"Bloom Energy Corp",100,"Bloom Energy Corp",100]
["Woodbridge Energy Center","57839_G_CT002",57839,"G","CT002",90935,"Combined Cycle",null,"PJM_EMAC","New Jersey",34,"Middlesex",23,"34023",207.2,7050,2015,9999,null,null,"N","Natural Gas",{"$nulls":3},"DLNB","SCR",{"$nulls":8},0.00317,3.13E-3,0.00317,3.13E-3,{"$nulls":11},"CPV Shore LLC",100,"Competitive Power Ventures Inc",100]
["Moapa Southern Paiute","57859_G_1",57859,"G","1",null,"Solar PV",null,"WECC_SNV","Nevada",32,"Clark",3,"32003",250,0,2016,9999,null,null,"N","Solar",{"$nulls":13},0,0,0,0,{"$nulls":11},"Capital Dynamics",100,"Capital Dynamics",100]
["Antelope Station","57865_G_E10",57865,"G","E10",null,"Combustion Turbine","IC Engine","SPP_SPS","Texas",48,"Hale",189,"48189",9.1,10745,2011,9999,null,null,"N","Natural Gas",{"$nulls":13},1.06095,1.06095,1.06095,1.06095,{"$nulls":11},"Golden Spread Electric Coop Inc",100,"Golden Spread Electric Coop Inc",100]
["LCEC Generation LLVC","57872_G_UNIT4",57872,"G","UNIT4",null,"Combustion Turbine","IC Engine","SPP_SPS","New Mexico",35,"Lea",25,"35025",8.7,10745,2012,9999,null,null,"N","Natural Gas",{"$nulls":13},1.06095,1.06095,1.06095,1.06095,{"$nulls":11},"Lea County Electric Coop Inc",100,"Lea County Electric Coop Inc",100]
["Pioneer Generating Station","57881_G_18",57881,"G","18",null,"Combustion Turbine","IC Engine","SPP_WAUE","North Dakota",38,"Williams",105,"38105",9.3,10745,2017,9999,null,null,"N","Natural Gas",{"$nulls":13},1.06095,1.06095,1.06095,1.06095,{"$nulls":11},"Basin Electric Power Coop",100,"Basin Electric Power Coop",100]
["Horse Butte Wind I, LLC","57890_G_1",57890,"G","1",null,"Onshore Wind",null,"WECC_ID","Idaho",16,"Bonneville",19,"16019",57.6,0,2012,9999,null,null,"N","Wind",{"$nulls":13},0,0,0,0,{"$nulls":11},"Horse Butte Wind I LLC",100,"Utah Associated Municipal Power System",100]
["Richmond Energy","57897_G_UNT1",57897,"G","UNT1",null,"Landfill Gas",null,"PJM_Dom","Virginia",51,"Henrico",87,"51087",1.6,13500,2012,9999,null,null,"N","Landfill Gas",{"$nulls":13},0.6,0.6,0.6,0.6,{"$nulls":11},"Richmond Energy LLC",100,"FORTISTAR",100]
["Solar Photovoltaic Project #48","57900_G_S48G",57900,"G","S48G",null,"Solar PV",null,"WECC_SCE","California",6,"San Bernardino",71,"06071",0.5,0,2015,9999,null,null,"N","Solar",{"$nulls":13},0,0,0,0,{"$nulls":11},"Southern California Edison Co",100,"Edison International",100]
["East Campus Utility Plant","57929_G_P007",57929,"G","P007",null,"Combustion Turbine","IC Engine","PJM_West","Ohio",39,"Hamilton",61,"39061",1.7,13469,2006,9999,null,null,"N","Distillate Fuel Oil",{"$nulls":13},1.64976,1.64976,1.64976,1.64976,{"$nulls":11},"University of Cincinnati",100,"University of Cincinnati",100]
["Fredericktown Energy Center","57946_G_UNIT1",57946,"G","UNIT1",null,"Combustion Turbine",null,"MIS_MO","Missouri",29,"Madison",123,"29123",12,12091,2015,9999,null,null,"N","Natural Gas",{"$nulls":13},0.011,0.011,0.011,0.011,{"$nulls":11},"Missouri Joint Municipal Electric Utility Commission",100,"Missouri Joint Municipal Electric Utility Commission",100]
["Cashton Greens Wind Farm","57968_G_CGWF",57968,"G","CGWF",null,"Onshore Wind",null,"MIS_WUMS","Wisconsin",55,"Monroe",81,"55081",4.8,0,2012,9999,null,null,"N","Wind",{"$nulls":13},0,0,0,0,{"$nulls":11},"Organic Valley Family of Farms",100,"Organic Valley Family of Farms",100]
["Lincoln Landfill","57988_G_GEN3",57988,"G","GEN3",null,"Landfill Gas",null,"WEC_CALN","California",6,"Placer",61,"06061",0.8,13500,2004,9999,null,null,"N","Landfill Gas",{"$nulls":13},0.04297,0.04297,0.04297,0.04297,{"$nulls":11},"Energy 2001 Inc",100,"Energy 2001 Inc",100]
["Foothills Solar Plant Hybrid","57997_G_PV1",57997,"G","PV1",null,"Solar PV",null,"WECC_AZ","Arizona",4,"Yuma",27,"04027",17,0,2013,9999,null,null,"N","Solar",{"$nulls":13},0,0,0,0,{"$nulls":11},"Arizona Public Service Co",100,"Pinnacle West Capital Corp",100]
["Panda Temple Power Station","58001_G_CTG-2",58001,"G","CTG-2",90806,"Combined Cycle",null,"ERC_REST","Texas",48,"Bell",27,"48027",211,7190,2014,9999,null,null,"N","Natural Gas",{"$nulls":3},"DLNB","SCR",{"$nulls":8},0.00434,0.00404,0.00434,0.00404,{"$nulls":11},"Panda Temple Power LLC",100,"Panda Energy Intl Inc",100]
["SunE CPS3 LLC","58009_G_1",58009,"G","1",null,"Solar PV",null,"ERC_REST","Texas",48,"Bexar",29,"48029",5.6,0,2012,9999,null,null,"N","Solar",{"$nulls":13},0,0,0,0,{"$nulls":11},"SunE CPS3 LLC",100,"Citigroup Inc",100]
["Neal Hot Springs Geothermal Project","58022_G_NHS1",58022,"G","NHS1",null,"Geothermal",null,"WECC_PNW","Oregon",41,"Malheur",45,"41045",5.9,9771,2012,9999,null,null,"N","Geothermal",{"$nulls":13},0,0,0,0,0.4563,0.4563,0.4563,{"$nulls":8},"Ormat Technologies Inc",100,"Ormat Technologies Inc",100]
["SunE CPS1 LLC","58068_G_1",58068,"G","1",null,"Solar PV",null,"ERC_REST","Texas",48,"Bexar",29,"48029",9.9,0,2012,9999,null,null,"N","Solar",{"$nulls":13},0,0,0,0,{"$nulls":11},"SunE CPS1 LLC",100,"Citigroup Inc",100]
["Rocky Ridge Wind Project","58078_G_GE 1.",58078,"G","GE 1.",null,"Onshore Wind",null,"SPP_WEST","Oklahoma",40,"Kiowa",75,"40075",148.8,0,2012,9999,null,null,"N","Wind",{"$nulls":13},0,0,0,0,{"$nulls":11},"Rocky Ridge Wind Project LLC",100,"Enel SpA",100]
["Bed Bath & Beyond DC Port Reading NJ","58096_G_PTNJ",58096,"G","PTNJ",null,"Solar PV",null,"PJM_EMAC","New Jersey",34,"Middlesex",23,"34023",1.8,0,2011,9999,null,null,"N","Solar",{"$nulls":13},0,0,0,0,{"$nulls":11},"Bed Bath & Beyond",100,"Bed Bath & Beyond",100]
["Echo Wind Park","58121_G_GEN3",58121,"G","GEN3",null,"Onshore Wind",null,"MIS_LMI","Michigan",26,"Huron",63,"26063",50,0,2016,9999,null,null,"N","Wind",{"$nulls":13},0,0,0,0,{"$nulls":11},"DTE Electric Co",100,"DTE Energy Co",100]
["Kaiser Ontario","58132_G_KSRO5",58132,"G","KSRO5",null,"Fuel Cell",null,"WECC_SCE","California",6,"San Bernardino",71,"06071",0.2,13500,2012,9999,null,null,"N","Natural Gas",{"$nulls":13},0,0,0,0,{"$nulls":11},"Bloom Energy Corp",100,"Bloom Energy Corp",100]
["Prescott Solar Plant","58147_G_PV1",58147,"G","PV1",null,"Solar PV",null,"WECC_AZ","Arizona",4,"Yavapai",25,"04025",10.8,0,2011,9999,null,null,"N","Solar",{"$nulls":13},0,0,0,0,{"$nulls":11},"SunE Az1 LLC",100,"SunEdison",100]
["Cirrus Wind 1 LLC","58162_G_CW",58162,"G","CW",null,"Onshore Wind",null,"SPP_SPS","Texas",48,"Lynn",305,"48305",61.2,0,2012,9999,null,null,"N","Wind",{"$nulls":13},0,0,0,0,{"$nulls":11},"Cirrus Wind 1 LLC",100,"A Tech Wind Power Co Ltd",100]
["Kishwaukee CHP Plant","58177_G_3",58177,"G","3",null,"Non-Fossil Waste",null,"PJM_COMD","Illinois",17,"Winnebago",201,"17201",1,4424,2010,9999,null,null,"Y","Non-Fossil Waste",{"$nulls":13},0,0,0,0,{"$nulls":11},"Rock River Water Reclamation District",100,"Rock River Water Reclamation District",100]
["Cinnamon Bay Edgeboro Landfill","58208_G_1",58208,"G","1",null,"Landfill Gas",null,"PJM_EMAC","New Jersey",34,"Middlesex",23,"34023",9.1,13500,2011,9999,null,null,"N","Landfill Gas",{"$nulls":13},0.22117,0.22117,0.22117,0.22117,{"$nulls":11},"OBrien Biogas IV LLC",100,"FORTISTAR",100]
["CCSU Co-Gen-STBY Gen","58224_G_GRND",58224,"G","GRND",null,"Combustion Turbine","IC Engine","NENG_CT","Connecticut",9,"Hartford",3,"09003",0.3,13469,2012,9999,null,null,"N","Distillate Fuel Oil",{"$nulls":13},1.64976,1.64976,1.64976,1.64976,{"$nulls":11},"FuelCell Energy Finance LLC",100,"FuelCell Energy Finance LLC",100]
["Kent County - Worton Complex","58243_G_WRTN",58243,"G","WRTN",null,"Solar PV",null,"PJM_EMAC","Maryland",24,"Kent",29,"24029",1,0,2012,9999,null,null,"N","Solar",{"$nulls":13},0,0,0,0,{"$nulls":11},"Terraform Power Inc",100,"Brookfield Asset Management Inc",100]
["Rubart","58255_G_11",58255,"G","11",null,"Combustion Turbine","IC Engine","SPP_N","Kansas",20,"Grant",67,"20067",8.4,10745,2014,9999,null,null,"N","Natural Gas",{"$nulls":4},"SCR",{"$nulls":8},0.183,0.0366,0.183,0.0366,{"$nulls":11},"Mid Kansas Electric Co LLC",100,"Wheatland Electric Coop Inc",100]
["Port Westward Unit 2","58266_G_2",58266,"G","2",null,"Combustion Turbine","IC Engine","WECC_PNW","Oregon",41,"Columbia",9,"41009",18.7,10745,2014,9999,null,null,"N","Natural Gas",{"$nulls":13},1.06095,1.06095,1.06095,1.06095,{"$nulls":11},"Portland General Electric Co",100,"Portland General Electric Co",100]
["La Luz Energy Center","58284_G_0001",58284,"G","0001",90843,"Combustion Turbine",null,"WECC_NM","New Mexico",35,"Valencia",61,"35061",41,11625,2015,9999,null,null,"N","Natural Gas",{"$nulls":3},"DLNB","SCR",{"$nulls":8},0.01183,0.01183,0.01183,0.01183,{"$nulls":11},"Public Service Co of New Mexico",100,"PNM Resources Inc",100]
["Exeter Solar","58306_G_2",58306,"G","2",null,"Solar PV",null,"WECC_SCE","California",6,"Tulare",107,"06107",1,0,2014,9999,null,null,"N","Solar",{"$nulls":13},0,0,0,0,{"$nulls":11},"Tulare PV 1 LLC",100,"Immodo Group",100]
["Patua Acquisition Project, LLC","58319_G_1",58319,"G","1",null,"Geothermal",null,"WECC_NNV","Nevada",32,"Churchill",1,"32001",10,9771,2013,9999,null,null,"N","Geothermal",{"$nulls":13},0,0,0,0,0.4563,0.4563,0.4563,{"$nulls":8},"Patua Acquisition Co LLC",100,"Gradient Resources Inc",100]
["Prairie Breeze","58322_G_1",58322,"G","1",null,"Onshore Wind",null,"SPP_NEBR","Nebraska",31,"Antelope",3,"31003",206.5,0,2014,9999,null,null,"N","Wind",{"$nulls":13},0,0,0,0,{"$nulls":11},"Prairie Breeze Wind Energy LLC",100,"Brookfield Asset Management Inc",100]
["Lenoir Farm","58333_G_1",58333,"G","1",null,"Solar PV",null,"S_VACA","North Carolina",37,"Lenoir",107,"37107",5,0,2013,9999,null,null,"N","Solar",{"$nulls":13},0,0,0,0,{"$nulls":11},"Lenoir Farm LLC",100,"Strata Solar LLC",100]
["Quittacas Pond Solar","58362_G_QPMA",58362,"G","QPMA",null,"Solar PV",null,"NENGREST","Massachusetts",25,"Plymouth",23,"25023",3.5,0,2013,9999,null,null,"N","Solar",{"$nulls":13},0,0,0,0,{"$nulls":11},"Consolidated Edison Solutions Inc",100,"Consolidated Edison Inc",100]
["Hyder II","58383_G_PV1",58383,"G","PV1",null,"Solar PV",null,"WECC_AZ","Arizona",4,"Yuma",27,"04027",14,0,2013,9999,null,null,"N","Solar",{"$nulls":13},0,0,0,0,{"$nulls":11},"Arizona Public Service Co",100,"Pinnacle West Capital Corp",100]
["Jordan Hydroelectric Project","58390_G_WMOD",58390,"G","WMOD",null,"Hydro",null,"S_VACA","North Carolina",37,"Chatham",37,"37037",2.2,0,2012,9999,null,null,"N","Hydro",{"$nulls":13},0,0,0,0,{"$nulls":11},"Jordan Hydroelectric LP",100,"Hydro Matrix LP",100]
["Panda Liberty Generation Plant","58420_G_GEN1",58420,"G","GEN1",90864,"Combined Cycle",null,"PJM_PENE","Pennsylvania",42,"Bradford",15,"42015",378,7050,2016,9999,null,null,"N","Natural Gas",{"$nulls":3},"LNB + NH3","SCR",{"$nulls":8},0.00609,0.00603,0.00609,0.00603,{"$nulls":11},"Panda Liberty LLC",100,"Panda Power Funds",100]
["Sunshine Gas Producers","58429_G_1",58429,"G","1",null,"Landfill Gas",null,"WEC_LADW","California",6,"Los Angeles",37,"06037",4,13500,2014,9999,null,null,"N","Landfill Gas",{"$nulls":13},0.0205,0.0205,0.0205,0.0205,{"$nulls":11},"Sunshine Gas Producers LLC",100,"DTE Energy Co",100]
["Ameresco Forward","58437_G_ENG2",58437,"G","ENG2",null,"Landfill Gas",null,"WEC_CALN","California",6,"San Joaquin",77,"06077",2.1,13500,2014,9999,null,null,"N","Landfill Gas",{"$nulls":13},0.03193,0.03193,0.03193,0.03193,{"$nulls":11},"Ameresco Forward LLC",100,"Ameresco Inc",100]
["CBS Studio Center","58440_G_9583",58440,"G","9583",null,"Fuel Cell",null,"WEC_LADW","California",6,"Los Angeles",37,"06037",0.4,8508,2013,9999,null,null,"N","Natural Gas",{"$nulls":13},0,0,0,0,{"$nulls":11},"CBS Corp",100,"CBS Corp",100]
["Dixon Dairy Road Solar","58453_G_1",58453,"G","1",null,"Solar PV",null,"S_VACA","North Carolina",37,"Cleveland",45,"37045",4,0,2011,9999,null,null,"N","Solar",{"$nulls":13},0,0,0,0,{"$nulls":11},"Dixon Dairy Road LLC",100,"Strata Solar LLC",100]
["Ector County Energy Center","58471_G_CTG1",58471,"G","CTG1",90984,"Combustion Turbine",null,"ERC_WEST","Texas",48,"Ector",135,"48135",150,11532,2015,9999,null,null,"N","Natural Gas",{"$nulls":3},"DLNB",{"$nulls":9},0.03331,0.03331,0.03331,0.03331,{"$nulls":11},"Ector County Energy Center LLC",100,"Invenergy LLC",100]
["Picture Rocks Solar, LLC","58486_G_1",58486,"G","1",null,"Solar PV",null,"WECC_AZ","Arizona",4,"Pima",19,"04019",20,0,2012,9999,null,null,"N","Solar",{"$nulls":13},0,0,0,0,{"$nulls":11},"Picture Rocks Solar LLC",100,"Macquarie Bank Limited",100]
["Livingston Solar Canopies","58505_G_LVSC",58505,"G","LVSC",null,"Solar PV",null,"PJM_EMAC","New Jersey",34,"Middlesex",23,"34023",6.4,0,2013,9999,null,null,"N","Solar",{"$nulls":13},0,0,0,0,{"$nulls":11},"Rutgers University",100,"Rutgers University",100]
["City of Hayward WWTP","58525_G_1",58525,"G","1",null,"Solar PV",null,"WEC_CALN","California",6,"Alameda",1,"06001",1.7,0,2010,9999,null,null,"N","Solar",{"$nulls":13},0,0,0,0,{"$nulls":11},"Hayward CA (City of)",100,"Hayward CA (City of)",100]
["OCI Alamo Solar I Hybrid","58537_G_ASTRO",58537,"G","ASTRO",null,"Energy Storage",null,"ERC_REST","Texas",48,"Bexar",29,"48029",1,0,2016,9999,null,null,"N","Energy Storage",{"$nulls":13},0,0,0,0,{"$nulls":11},"OCI Alamo 1 LLC",100,"OCI Company Ltd",100]
["Desert Sunlight 250, LLC","58542_G_DSL13",58542,"G","DSL13",null,"Solar PV",null,"WECC_SCE","California",6,"Riverside",65,"06065",39.1,0,2014,9999,null,null,"N","Solar",{"$nulls":13},0,0,0,0,{"$nulls":11},"Desert Sunlight 250 LLC",100,"General Electric Co",100]
["Bridgeport Fuel Cell Park","58551_G_1",58551,"G","1",null,"Fuel Cell",null,"NENG_CT","Connecticut",9,"Fairfield",1,"09001",13.7,8199,2013,9999,null,null,"N","Natural Gas",{"$nulls":13},0,0,0,0,{"$nulls":11},"Bridgeport Fuel Cell LLC",100,"FuelCell Energy Inc",100]
["Cottage Street Solar Facility","58568_G_PV-3",58568,"G","PV-3",null,"Solar PV",null,"NENGREST","Massachusetts",25,"Hampden",13,"25013",3.2,0,2014,9999,null,null,"N","Solar",{"$nulls":13},0,0,0,0,{"$nulls":11},"NSTAR Co d/b/a Eversource Energy",100,"Eversource Energy",100]
["Solar Gen 2","58592_G_ALHM",58592,"G","ALHM",null,"Solar PV",null,"WECC_IID","California",6,"Imperial",25,"06025",50,0,2014,9999,null,null,"N","Solar",{"$nulls":13},0,0,0,0,{"$nulls":11},"Southern Power Co",100,"Southern Co",100]
["Saddleback Ridge Wind Farm","58608_G_SRW1",58608,"G","SRW1",null,"Onshore Wind",null,"NENG_ME","Maine",23,"Franklin",7,"23007",8.5,0,2014,9999,null,null,"N","Wind",{"$nulls":13},0,0,0,0,{"$nulls":11},"Saddleback Ridge Wind LLC",100,"Jay Cashman Inc",100]
["Santa Rita Jail","58625_G_SRJBA",58625,"G","SRJBA",null,"Energy Storage",null,"WEC_CALN","California",6,"Alameda",1,"06001",2,0,2012,9999,null,null,"N","Energy Storage",{"$nulls":13},0,0,0,0,{"$nulls":11},"SRJFC LLC",100,"FuelCell Energy Inc",100]
["Silver State Solar Power South","58644_G_BLK5",58644,"G","BLK5",null,"Solar PV",null,"WECC_SNV","Nevada",32,"Clark",3,"32003",35,0,2016,9999,null,null,"N","Solar",{"$nulls":13},0,0,0,0,{"$nulls":11},"Silver State Solar Power South LLC",100,"NextEra Energy Inc",100]
["Odell Wind Farm","58657_G_1",58657,"G","1",null,"Onshore Wind",null,"MIS_IA","Minnesota",27,"Cottonwood",33,"27033",200,0,2016,9999,null,null,"N","Wind",{"$nulls":13},0,0,0,0,{"$nulls":11},"Odell Wind Farm LLC",100,"Algonquin Power & Utilities Corp",100]
["Alexander Wind Farm LLC","58666_G_1",58666,"G","1",null,"Onshore Wind",null,"SPP_N","Kansas",20,"Rush",165,"20165",50.7,0,2015,9999,null,null,"N","Wind",{"$nulls":13},0,0,0,0,{"$nulls":11},"Alexander Wind Farm LLC",100,"New Jersey Resources Corp",100]
["L V Sutton Combined Cycle","58697_G_CT004",58697,"G","CT004",null,"Combustion Turbine",null,"S_VACA","North Carolina",37,"New Hanover",129,"37129",39,10745,2017,9999,null,null,"N","Natural Gas, Distillate Fuel Oil",{"$nulls":13},0.23894,0.23894,0.23894,0.23894,{"$nulls":11},"Duke Energy Progress",100,"Duke Energy Corp",100]
["L V Sutton Combined Cycle","58697_G_CT2",58697,"G","CT2",90668,"Combined Cycle",null,"S_VACA","North Carolina",37,"New Hanover",129,"37129",171,7092,2013,9999,null,null,"N","Natural Gas, Distillate Fuel Oil",{"$nulls":3},"DLNB + H2O","SCR",{"$nulls":8},0.01881,0.01881,0.01881,0.01881,{"$nulls":11},"Duke Energy Progress",100,"Duke Energy Corp",100]
["Roundtop","58715_G_GEN3",58715,"G","GEN3",null,"Combustion Turbine","IC Engine","PJM_PENE","Pennsylvania",42,"Susquehanna",115,"42115",4.2,10745,2015,9999,null,null,"N","Natural Gas",{"$nulls":13},1.22193,1.22193,1.22193,1.22193,{"$nulls":11},"Roundtop Energy LLC",100,"Iron Mountain Generation LLC",100]
["Owen Solar","58742_G_PV1",58742,"G","PV1",null,"Solar PV",null,"S_VACA","North Carolina",37,"Catawba",35,"37035",5,0,2016,9999,null,null,"N","Solar",{"$nulls":13},0,0,0,0,{"$nulls":11},"Owen Solar LLC",100,"Cate Street Capital Inc",100]
["Expressway Solar B","58762_G_EXSB",58762,"G","EXSB",null,"Solar PV",null,"WECC_SCE","California",6,"San Bernardino",71,"06071",2,0,2014,9999,null,null,"N","Solar",{"$nulls":13},0,0,0,0,{"$nulls":11},"Expressway Solar B LLC",100,"Sustainable Power Group LLC",100]
["South Canal Hydro-1","58783_G_SC-1",58783,"G","SC-1",null,"Hydro",null,"WECC_CO","Colorado",8,"Montrose",85,"08085",3.8,0,2013,9999,null,null,"N","Hydro",{"$nulls":13},0,0,0,0,{"$nulls":11},"Delta Montrose Electric Association",100,"Delta Montrose Electric Association",100]
["Samarcand Solar Farm, LLC","58805_G_INV10",58805,"G","INV10",null,"Solar PV",null,"S_VACA","North Carolina",37,"Moore",125,"37125",0.5,0,2014,9999,null,null,"N","Solar",{"$nulls":13},0,0,0,0,{"$nulls":11},"Samarcand Solar Farm LLC",100,"Entropy Solar Integrators LLC",100]
["Samarcand Solar Farm, LLC","58805_G_INV7",58805,"G","INV7",null,"Solar PV",null,"S_VACA","North Carolina",37,"Moore",125,"37125",0.5,0,2014,9999,null,null,"N","Solar",{"$nulls":13},0,0,0,0,{"$nulls":11},"Samarcand Solar Farm LLC",100,"Entropy Solar Integrators LLC",100]
["Hilton NY Co Gen Plant","58815_G_1",58815,"G","1",null,"Combustion Turbine","IC Engine","NY_Z_J","New York",36,"New York",61,"36061",1.8,8700,2013,9999,null,null,"Y","Natural Gas",{"$nulls":13},0.3827,0.3827,0.3827,0.3827,{"$nulls":11},"UTS Project Co HNY 1 LLC",100,"UTS Energy Corp",100]
["Elk Station","58835_G_ELK1",58835,"G","ELK1",null,"Combustion Turbine",null,"SPP_SPS","Texas",48,"Hale",189,"48189",195,10955,2015,9999,null,null,"N","Natural Gas",{"$nulls":13},0.011,0.011,0.011,0.011,{"$nulls":11},"Golden Spread Electric Coop Inc",100,"Golden Spread Electric Coop Inc",100]
["Oakboro Farm","58851_G_1",58851,"G","1",null,"Solar PV",null,"S_VACA","North Carolina",37,"Scotland",165,"37165",5,0,2014,9999,null,null,"N","Solar",{"$nulls":13},0,0,0,0,{"$nulls":11},"Oakboro Farm LLC",100,"Oakboro Farm LLC",100]
["North Carolina Solar III LLC","58880_G_NCIII",58880,"G","NCIII",null,"Solar PV",null,"S_VACA","North Carolina",37,"Scotland",165,"37165",4.9,0,2013,9999,null,null,"N","Solar",{"$nulls":13},0,0,0,0,{"$nulls":11},"North Carolina Solar III LLC",100,"Blu Leaf Energy Inc",100]
["Camilla Solar Plant","58892_G_CMLA",58892,"G","CMLA",null,"Solar PV",null,"S_SOU","Georgia",13,"Mitchell",205,"13205",16,0,2013,9999,null,null,"N","Solar",{"$nulls":13},0,0,0,0,{"$nulls":11},"SDD Solar Project 1 LLC",100,"Origis Energy",100]
["Kingfisher Wind LLC","58902_G_KNG1",58902,"G","KNG1",null,"Onshore Wind",null,"SPP_WEST","Oklahoma",40,"Kingfisher",73,"40073",298,0,2016,9999,null,null,"N","Wind",{"$nulls":13},0,0,0,0,{"$nulls":11},"Kingfisher Wind LLC",100,"First Reserve Corp",100]
["Copper Mountain Solar 3","58915_G_3",58915,"G","3",null,"Solar PV",null,"WECC_SNV","Nevada",32,"Clark",3,"32003",26,0,2014,9999,null,null,"N","Solar",{"$nulls":13},0,0,0,0,{"$nulls":11},"Copper Mountain Solar 3 LLC",100,"Sempra Energy",100]
["Copper Mountain Solar 3","58915_G_9",58915,"G","9",null,"Solar PV",null,"WECC_SNV","Nevada",32,"Clark",3,"32003",24,0,2015,9999,null,null,"N","Solar",{"$nulls":13},0,0,0,0,{"$nulls":11},"Copper Mountain Solar 3 LLC",100,"Sempra Energy",100]
["Gardner Solar 1","58937_G_GRDN1",58937,"G","GRDN1",null,"Solar PV",null,"NENGREST","Massachusetts",25,"Worcester",27,"25027",2,0,2014,9999,null,null,"N","Solar",{"$nulls":13},0,0,0,0,{"$nulls":11},"Gardner Solar 1 LLC",100,"National Grid Plc",100]
["Oregon University System OIT Klamath Fal","58961_G_PV",58961,"G","PV",null,"Solar PV",null,"WECC_PNW","Oregon",41,"Klamath",35,"41035",2,0,2014,9999,null,null,"N","Solar",{"$nulls":13},0,0,0,0,{"$nulls":11},"Mound Solar Owner VI LLC",100,"SolarCity Corp",100]
["Chokecherry and Sierra Madre Wind","58987_G_I-B",58987,"G","I-B",null,"Onshore Wind",null,"WECC_WY","Wyoming",56,"Carbon",7,"56007",500,0,2023,9999,null,null,"N","Wind",{"$nulls":13},0,0,0,0,{"$nulls":11},"Power Co of Wyoming LLC",100,"Anschutz Co (The)",100]
["Carlsbad Energy Center","59002_G_CEC10",59002,"G","CEC10",null,"Combustion Turbine",null,"WEC_SDGE","California",6,"San Diego",73,"06073",105.5,10745,2018,9999,null,null,"N","Natural Gas",{"$nulls":13},0.011,0.011,0.011,0.011,{"$nulls":11},"Carlsbad Energy Center LLC",100,"Global Infrastructure Partners",100]
["Back River Waste Water Treatment","59026_G_CHP 2",59026,"G","CHP 2",null,"Non-Fossil Waste",null,"PJM_SMAC","Maryland",24,"Baltimore City",510,"24510",0.9,16769,2009,9999,null,null,"N","Non-Fossil Waste",{"$nulls":13},0,0,0,0,{"$nulls":11},"Baltimore County MD",100,"Baltimore County MD",100]
["Ball Mountain Hydro","59040_G_GEN10",59040,"G","GEN10",null,"Hydro",null,"NENGREST","Vermont",50,"Windham",25,"50025",0.2,0,2016,9999,null,null,"N","Hydro",{"$nulls":13},0,0,0,0,{"$nulls":11},"Eagle Creek Renewable Energy LLC",100,"Ontario Power Generation Inc",100]
["Fairmont-FLS 100","59052_G_GEN 1",59052,"G","GEN 1",null,"Solar PV",null,"S_VACA","North Carolina",37,"Robeson",155,"37155",3,0,2013,9999,null,null,"N","Solar",{"$nulls":13},0,0,0,0,{"$nulls":11},"FLS Solar 100 LLC",100,"FLS Energy Inc",100]
["SC 1 Data Center, Phase 2","59074_G_18A",59074,"G","18A",null,"Combustion Turbine","IC Engine","WEC_CALN","California",6,"Santa Clara",85,"06085",2.3,13469,2017,9999,null,null,"N","Distillate Fuel Oil",{"$nulls":13},1.64976,1.64976,1.64976,1.64976,{"$nulls":11},"Xeres Ventures LLC",100,"Xeres Ventures LLC",100]
["SC 1 Data Center, Phase 2","59074_G_EG16A",59074,"G","EG16A",null,"Combustion Turbine","IC Engine","WEC_CALN","California",6,"Santa Clara",85,"06085",2.3,13469,2015,9999,null,null,"N","Distillate Fuel Oil",{"$nulls":13},0.05841,0.05841,0.05841,0.05841,{"$nulls":11},"Xeres Ventures LLC",100,"Xeres Ventures LLC",100]
["SC 1 Data Center, Phase 2","59074_G_EG3A",59074,"G","EG3A",null,"Combustion Turbine","IC Engine","WEC_CALN","California",6,"Santa Clara",85,"06085",2.2,13469,2011,9999,null,null,"N","Distillate Fuel Oil",{"$nulls":13},0.05841,0.05841,0.05841,0.05841,{"$nulls":11},"Xeres Ventures LLC",100,"Xeres Ventures LLC",100]
["Barnstable Landfill","59081_G_HAR1",59081,"G","HAR1",null,"Solar PV",null,"NENGREST","Massachusetts",25,"Barnstable",1,"25001",4,0,2014,9999,null,null,"N","Solar",{"$nulls":13},0,0,0,0,{"$nulls":11},"Cape & Vineyard Electric Coop",100,"Cape & Vineyard Electric Coop",100]
["Christiana","591_G_CH14",591,"G","CH14",379,"Combustion Turbine",null,"PJM_EMAC","Delaware",10,"New Castle",3,"10003",25,23618,1973,9999,null,null,"N","Distillate Fuel Oil",{"$nulls":3},"H2O",{"$nulls":9},0.54917,0.54917,0.54917,0.54917,{"$nulls":11},"Calpine Mid Atlantic Generation LLC",100,"Energy Capital Partners",100]
["DD Fayetteville Solar NC LLC","59117_G_PV1",59117,"G","PV1",null,"Solar PV",null,"S_VACA","North Carolina",37,"Bladen",17,"37017",23.1,0,2015,9999,null,null,"N","Solar",{"$nulls":13},0,0,0,0,{"$nulls":11},"DD Fayetteville Solar NC LLC",100,"Tangent Energy Solutions Inc",100]
["XPF Solar Field","59146_G_PV1",59146,"G","PV1",null,"Solar PV",null,"S_VACA","North Carolina",37,"Durham",63,"37063",3,0,2014,9999,null,null,"N","Solar",{"$nulls":13},0,0,0,0,{"$nulls":11},"United Therapeutics Corp",100,"United Therapeutics Corp",100]
["Jakana Solar","59170_G_5MWPV",59170,"G","5MWPV",null,"Solar PV",null,"PJM_Dom","North Carolina",37,"Martin",117,"37117",5,0,2014,9999,null,null,"N","Solar",{"$nulls":13},0,0,0,0,{"$nulls":11},"Jakana Solar LLC",100,"Iberdrola SA",100]
["Portable Generator 3","59195_G_IC2",59195,"G","IC2",null,"Combustion Turbine","IC Engine","MIS_MAPP","North Dakota",38,"Williams",105,"38105",2,10745,2012,9999,null,null,"N","Distillate Fuel Oil",{"$nulls":13},1.64976,1.64976,1.64976,1.64976,{"$nulls":11},"MDU Resources Group Inc",100,"MDU Resources Group Inc",100]
["Wildcat Point Generation Facility","59220_G_CT2",59220,"G","CT2",90941,"Combined Cycle",null,"PJM_EMAC","Maryland",24,"Cecil",15,"24015",310.3,7050,2018,9999,null,null,"N","Natural Gas",{"$nulls":3},"DLNB","SCR",{"$nulls":8},3.96E-3,3.96E-3,3.96E-3,3.96E-3,{"$nulls":11},"Old Dominion Electric Coop",100,"Old Dominion Electric Coop",100]
["Passadumkeag Windpark LLC","59222_G_Q357",59222,"G","Q357",null,"Onshore Wind",null,"NENG_ME","Maine",23,"Penobscot",19,"23019",39.9,0,2016,9999,null,null,"N","Wind",{"$nulls":13},0,0,0,0,{"$nulls":11},"Passadumkeag Windpark LLC",100,"Southern Co",100]
["CCMUA","59248_G_CCMUA",59248,"G","CCMUA",null,"Solar PV",null,"PJM_EMAC","New Jersey",34,"Camden",7,"34007",1.5,0,2012,9999,null,null,"N","Solar",{"$nulls":13},0,0,0,0,{"$nulls":11},"Camden Solar Center LLC",100,"WEC Energy Group Inc",100]
["Verizon-Torrance","59261_G_VZ300",59261,"G","VZ300",null,"Fuel Cell",null,"WEC_LADW","California",6,"Los Angeles",37,"06037",1,7247,2013,9999,null,null,"N","Natural Gas",{"$nulls":13},0,0,0,0,{"$nulls":11},"Bloom Energy Corp",100,"Bloom Energy Corp",100]
["Edge Moor","593_G_10",593,"G","10",381,"Combustion Turbine",null,"PJM_EMAC","Delaware",10,"New Castle",3,"10003",15,10745,1963,9999,null,null,"N","Distillate Fuel Oil",{"$nulls":3},"H2O",{"$nulls":8},0.3,0.23691,0.23691,0.23691,0.23691,{"$nulls":11},"Calpine Mid Atlantic Generation LLC",100,"Energy Capital Partners",100]
["Hecate Energy Beacon Solar 1","59315_G_BEAC1",59315,"G","BEAC1",null,"Solar PV",null,"WECC_SCE","California",6,"Kern",29,"06029",51,0,2017,9999,null,null,"N","Solar",{"$nulls":13},0,0,0,0,{"$nulls":11},"Beacon Solar 1 LLC",100,"FTP Power LLC",100]
["Mesquite Creek Wind","59332_G_MSCRK",59332,"G","MSCRK",null,"Onshore Wind",null,"ERC_WEST","Texas",48,"Dawson",115,"48115",211.2,0,2015,9999,null,null,"N","Wind",{"$nulls":13},0,0,0,0,{"$nulls":11},"Mesquite Creek Wind LLC",100,"Sumitomo Corp",100]
["Old Mill Solar","59374_G_OMSLR",59374,"G","OMSLR",null,"Solar PV",null,"WECC_PNW","Oregon",41,"Klamath",35,"41035",5,0,2015,9999,null,null,"N","Solar",{"$nulls":13},0,0,0,0,{"$nulls":11},"Old Mill Solar LLC",100,"Obsidian Finance Group LLC",100]
["Red Gate Power Plant","59391_G_ENG07",59391,"G","ENG07",null,"Combustion Turbine","IC Engine","ERC_REST","Texas",48,"Hidalgo",215,"48215",18.3,10745,2016,9999,null,null,"N","Natural Gas",{"$nulls":13},1.06095,1.06095,1.06095,1.06095,{"$nulls":11},"South Texas Electric Coop Inc",100,"South Texas Electric Coop Inc",100]
["Red Gate Power Plant","59391_G_ENG11",59391,"G","ENG11",null,"Combustion Turbine","IC Engine","ERC_REST","Texas",48,"Hidalgo",215,"48215",18.3,10745,2016,9999,null,null,"N","Natural Gas",{"$nulls":13},1.06095,1.06095,1.06095,1.06095,{"$nulls":11},"South Texas Electric Coop Inc",100,"South Texas Electric Coop Inc",100]
["Backus Microgrid Project","59415_G_BMP2",59415,"G","BMP2",null,"Combustion Turbine","IC Engine","NENG_CT","Connecticut",9,"New London",11,"09011",2.5,10745,2014,9999,null,null,"N","Distillate Fuel Oil",{"$nulls":13},1.64976,1.64976,1.64976,1.64976,{"$nulls":11},"Connecticut Municipal Electric Energy Coop",100,"Connecticut Municipal Electric Energy Coop",100]
["Duke Building 87","59432_G_DUK87",59432,"G","DUK87",null,"Solar PV",null,"MIS_INKY","Indiana",18,"Marion",97,"18097",2.7,0,2014,9999,null,null,"N","Solar",{"$nulls":13},0,0,0,0,{"$nulls":11},"Half Moon Ventures LLC",100,"Half Moon Ventures LLC",100]
["Cranbury","59446_G_CRANB",59446,"G","CRANB",null,"Solar PV",null,"PJM_EMAC","New Jersey",34,"Middlesex",23,"34023",5,0,2011,9999,null,null,"N","Solar",{"$nulls":13},0,0,0,0,{"$nulls":11},"RE Cranbury Solar 1 LLC",100,"Canadian Solar Inc",100]
["Bowerman Power LFG, LLC","59461_G_GEN07",59461,"G","GEN07",null,"Landfill Gas",null,"WECC_SCE","California",6,"Orange",59,"06059",3.4,13500,2016,9999,null,null,"N","Landfill Gas",{"$nulls":13},0.02632,0.02632,0.02632,0.02632,{"$nulls":11},"Bowerman Power LFG LLC",100,"Montauk Energy Holdings LLC",100]
["Anthony Wayne Solar #1","59489_G_AWS1",59489,"G","AWS1",null,"Solar PV",null,"PJM_ATSI","Ohio",39,"Lucas",95,"39095",1.7,0,2014,9999,null,null,"N","Solar",{"$nulls":13},0,0,0,0,{"$nulls":11},"Rudolph/Libbe Inc",100,"Rudolph/Libbe Inc",100]
["Chei Solar","59508_G_PV1",59508,"G","PV1",null,"Solar PV",null,"S_VACA","North Carolina",37,"Nash",127,"37127",5,0,2016,9999,null,null,"N","Solar",{"$nulls":13},0,0,0,0,{"$nulls":11},"Chei Solar LLC",100,"Cate Street Capital Inc",100]
["Kelford","59527_G_KELF1",59527,"G","KELF1",null,"Solar PV",null,"PJM_Dom","North Carolina",37,"Bertie",15,"37015",20,0,2015,9999,null,null,"N","Solar",{"$nulls":13},0,0,0,0,{"$nulls":11},"Kelford Solar LLC",100,"SunEnergy 1 LLC",100]
["Princeton","59533_G_PRCTN",59533,"G","PRCTN",null,"Solar PV",null,"S_VACA","North Carolina",37,"Johnston",101,"37101",5,0,2015,9999,null,null,"N","Solar",{"$nulls":13},0,0,0,0,{"$nulls":11},"ESA Princeton NC LLC",100,"ESA Renewables LLC",100]
["Innovative Solar 14, LLC","59553_G_FLS1",59553,"G","FLS1",null,"Solar PV",null,"S_VACA","North Carolina",37,"Henderson",89,"37089",1.5,0,2014,9999,null,null,"N","Solar",{"$nulls":13},0,0,0,0,{"$nulls":11},"Innovative Solar 14 LLC",100,"FLS Energy Inc",100]
["Sedberry Farm","59592_G_PV1",59592,"G","PV1",null,"Solar PV",null,"S_VACA","North Carolina",37,"Moore",125,"37125",5,0,2016,9999,null,null,"N","Solar",{"$nulls":13},0,0,0,0,{"$nulls":11},"Sedberry Farm LLC",100,"Sedberry Farm LLC",100]
["LKL BLBD, LLC","59611_G_LKLBB",59611,"G","LKLBB",null,"Solar PV",null,"FRCC","Florida",12,"Polk",105,"12105",6,0,2015,9999,null,null,"N","Solar",{"$nulls":13},0,0,0,0,{"$nulls":11},"LKL BLBD LLC",100,"SunEdison",100]
["Chicopee River Solar","59625_G_PV1",59625,"G","PV1",null,"Solar PV",null,"NENGREST","Massachusetts",25,"Hampden",13,"25013",2,0,2015,9999,null,null,"N","Solar",{"$nulls":13},0,0,0,0,{"$nulls":11},"Chicopee River Solar LLC",100,"Citizens Enterprises Corp",100]
["Stillwater Energy Center","59647_G_2",59647,"G","2",null,"Combustion Turbine","IC Engine","SPP_WEST","Oklahoma",40,"Payne",119,"40119",18.6,10745,2016,9999,null,null,"N","Natural Gas",{"$nulls":13},1.06095,1.06095,1.06095,1.06095,{"$nulls":11},"Stillwater Power",100,"Stillwater Power",100]
["Cornwall Solar Center, LLC","59663_G_CSC1",59663,"G","CSC1",null,"Solar PV",null,"S_VACA","North Carolina",37,"Granville",77,"37077",5,0,2016,9999,null,null,"N","Solar",{"$nulls":13},0,0,0,0,{"$nulls":11},"Cornwall Solar Center LLC",100,"Heliosage Energy LLC",100]
["Sarasota County LFGTE Facility","59686_G_LESF3",59686,"G","LESF3",null,"Landfill Gas",null,"FRCC","Florida",12,"Sarasota",115,"12115",1.6,13500,2015,9999,null,null,"N","Landfill Gas",{"$nulls":13},0.22117,0.22117,0.22117,0.22117,{"$nulls":11},"Landfill Energy Systems Florida LLC",100,"Energy Investors Funds Group",100]
["Wake County LFG Facility","59688_G_E17",59688,"G","E17",null,"Landfill Gas",null,"S_VACA","North Carolina",37,"Wake",183,"37183",0.3,13500,2013,9999,null,null,"N","Landfill Gas",{"$nulls":13},0.22117,0.22117,0.22117,0.22117,{"$nulls":11},"Industrial Power Generating Co",100,"Industrial Power Generating Co",100]
["Wake County LFG Facility","59688_G_E7",59688,"G","E7",null,"Landfill Gas",null,"S_VACA","North Carolina",37,"Wake",183,"37183",0.3,13500,2013,9999,null,null,"N","Landfill Gas",{"$nulls":13},0.22117,0.22117,0.22117,0.22117,{"$nulls":11},"Industrial Power Generating Co",100,"Industrial Power Generating Co",100]
["Sand Valley Power Station","59710_G_GMA",59710,"G","GMA",null,"Landfill Gas",null,"S_C_TVA","Alabama",1,"Dekalb",49,"01049",1.6,13500,2013,9999,null,null,"N","Landfill Gas",{"$nulls":13},0.22117,0.22117,0.22117,0.22117,{"$nulls":11},"Bio Energy (Alabama) LLC",100,"Bio Energy Partners",100]
["CML&P Generating Facility No. 2","59726_G_8",59726,"G","8",null,"Combustion Turbine","IC Engine","SPP_N","Kansas",20,"Montgomery",125,"20125",18.7,10745,2017,9999,null,null,"N","Natural Gas",{"$nulls":13},1.06095,1.06095,1.06095,1.06095,{"$nulls":11},"Coffeyville Municipal Light & Power",100,"Coffeyville Municipal Light & Power",100]
["Lakeland Electric Co. (FL)-Airport 1","59744_G_1",59744,"G","1",null,"Solar PV",null,"FRCC","Florida",12,"Polk",105,"12105",2.7,0,2011,9999,null,null,"N","Solar",{"$nulls":13},0,0,0,0,{"$nulls":11},"SunE W12DG B LLC",100,"SunEdison",100]
["Barre II Solar Project","59766_G_BII",59766,"G","BII",null,"Solar PV",null,"NENGREST","Massachusetts",25,"Worcester",27,"25027",1.5,0,2014,9999,null,null,"N","Solar",{"$nulls":13},0,0,0,0,{"$nulls":11},"Kearsarge Barre II LLC",100,"Capital Dynamics",100]
["New Bedford (MA) Plymouth","59780_G_1",59780,"G","1",null,"Solar PV",null,"NENGREST","Massachusetts",25,"Plymouth",23,"25023",4.3,0,2014,9999,null,null,"N","Solar",{"$nulls":13},0,0,0,0,{"$nulls":11},"BWC Origination 4 LLC",100,"D E Shaw & Co LP",100]
["Orchard Hills Renewable Energy Station","59792_G_5",59792,"G","5",null,"Landfill Gas",null,"PJM_COMD","Illinois",17,"Ogle",141,"17141",2.3,13500,2016,9999,null,null,"N","Landfill Gas",{"$nulls":13},0.22117,0.22117,0.22117,0.22117,{"$nulls":11},"Hoosier Energy Rural Electric Coop Inc",100,"Hoosier Energy Rural Electric Coop Inc",100]
["Colon PV","59798_G_W4172",59798,"G","W4172",null,"Solar PV",null,"WEC_LADW","California",6,"Los Angeles",37,"06037",0.9,0,2015,9999,null,null,"N","Solar",{"$nulls":13},0,0,0,0,{"$nulls":11},"Colonfit LLC",100,"Colonfit LLC",100]
["Copper Mountain Solar 4, LLC","59814_G_PV02",59814,"G","PV02",null,"Solar PV",null,"WECC_SNV","Nevada",32,"Clark",3,"32003",41.8,0,2016,9999,null,null,"N","Solar",{"$nulls":13},0,0,0,0,{"$nulls":11},"Copper Mountain Solar 4 LLC",100,"Consolidated Edison Inc",100]
["Milo Wind Project LLC","59838_G_GEN1",59838,"G","GEN1",null,"Onshore Wind",null,"SPP_SPS","New Mexico",35,"Roosevelt",41,"35041",50,0,2016,9999,null,null,"N","Wind",{"$nulls":13},0,0,0,0,{"$nulls":11},"Milo Wind Project LLC",100,"EDF Group",100]
["New River","59845_G_E15",59845,"G","E15",null,"Landfill Gas",null,"PJM_West","Virginia",51,"Pulaski",155,"51155",0.3,13500,2013,9999,null,null,"N","Landfill Gas",{"$nulls":13},0.22117,0.22117,0.22117,0.22117,{"$nulls":11},"Industrial Power Generating Co",100,"Industrial Power Generating Co",100]
["Deer Creek PV","59855_G_DCPV1",59855,"G","DCPV1",null,"Solar PV",null,"PJM_West","Indiana",18,"Grant",53,"18053",2.5,0,2016,9999,null,null,"N","Solar",{"$nulls":13},0,0,0,0,{"$nulls":11},"Indiana Michigan Power Co",100,"American Electric Power Co Inc",100]
["Beaufort Solar, LLC","59887_G_GEN",59887,"G","GEN",null,"Solar PV",null,"S_VACA","North Carolina",37,"Beaufort",13,"37013",15,0,2015,9999,null,null,"N","Solar",{"$nulls":13},0,0,0,0,{"$nulls":11},"Beaufort Solar LLC",100,"Hudson Clean Energy Partners LP",100]
["Freemont Solar Center LLC","59912_G_FREE",59912,"G","FREE",null,"Solar PV",null,"S_VACA","North Carolina",37,"Lincoln",109,"37109",5,0,2016,9999,null,null,"N","Solar",{"$nulls":13},0,0,0,0,{"$nulls":11},"Coronal Development Services LLC",100,"Coronal Group LLC",100]
["Fiddler's Canyon 3","59932_G_FID3",59932,"G","FID3",null,"Solar PV",null,"WECC_UT","Utah",49,"Iron",21,"49021",3,0,2015,9999,null,null,"N","Solar",{"$nulls":13},0,0,0,0,{"$nulls":11},"SunE Solar XVII Project3 LLC",100,"SunEdison",100]
["Five Forks Solar","59951_G_5FRK",59951,"G","5FRK",null,"Solar PV",null,"S_VACA","North Carolina",37,"Warren",185,"37185",20,0,2019,9999,null,null,"N","Solar",{"$nulls":13},0,0,0,0,{"$nulls":11},"Five Forks Solar LLC",100,"O2Energies",100]
["Grand Ridge Battery Projects","59957_G_GIVB",59957,"G","GIVB",null,"Energy Storage",null,"PJM_COMD","Illinois",17,"LaSalle",99,"17099",1.5,0,2013,9999,null,null,"N","Energy Storage",{"$nulls":13},0,0,0,0,{"$nulls":11},"Grand Ridge Energy IV LLC",100,"Invenergy LLC",100]
["Bearkat","59972_G_BRKAT",59972,"G","BRKAT",null,"Onshore Wind",null,"ERC_WEST","Texas",48,"Glasscock",173,"48173",196.7,0,2018,9999,null,null,"N","Wind",{"$nulls":13},0,0,0,0,{"$nulls":11},"Bearkat Wind Energy I LLC",100,"Copenhagen Infrastructure Partners",100]
["Babcock Solar Energy Center","59993_G_1",59993,"G","1",null,"Solar PV",null,"FRCC","Florida",12,"Charlotte",15,"12015",74.9,0,2016,9999,null,null,"N","Solar",{"$nulls":13},0,0,0,0,{"$nulls":11},"Florida Power & Light Co",100,"NextEra Energy Inc",100]
["American Falls Solar II","60012_G_IPAF2",60012,"G","IPAF2",null,"Solar PV",null,"WECC_ID","Idaho",16,"Power",77,"16077",20,0,2017,9999,null,null,"N","Solar",{"$nulls":13},0,0,0,0,{"$nulls":11},"American Falls Solar II LLC",100,"American Falls Solar II",100]
["Buckthorn Solar 1","60044_G_BKTH1",60044,"G","BKTH1",null,"Solar PV",null,"ERC_WEST","Texas",48,"Pecos",371,"48371",202,0,2018,9999,null,null,"N","Solar",{"$nulls":13},0,0,0,0,{"$nulls":11},"Buckthorn WesTex LLC",100,"NRG Energy Inc",100]
["Lindberg FIeld Solar","60060_G_SDIA2",60060,"G","SDIA2",null,"Solar PV",null,"WEC_SDGE","California",6,"San Diego",73,"06073",1.7,0,2016,9999,null,null,"N","Solar",{"$nulls":13},0,0,0,0,{"$nulls":11},"Lindberg Field Solar 1 LLC",100,"NRG Energy Inc",100]
["Grand View Solar Two","60068_G_GVS5",60068,"G","GVS5",null,"Solar PV",null,"WECC_ID","Idaho",16,"Elmore",39,"16039",20,0,2016,9999,null,null,"N","Solar",{"$nulls":13},0,0,0,0,{"$nulls":11},"Grand View PV Solar Two LLC",100,"Alternative Power Development Northwest LLC",100]
["Blythe Solar III, LLC","60094_G_BLCK1",60094,"G","BLCK1",null,"Solar PV",null,"WECC_SCE","California",6,"Riverside",65,"06065",31.2,0,2020,9999,null,null,"N","Solar",{"$nulls":13},0,0,0,0,{"$nulls":11},"Blythe Solar III LLC",100,"NextEra Energy Inc",100]
["Williamsburg Solar LLC VNEM CSG","60111_G_PV1",60111,"G","PV1",null,"Solar PV",null,"NENGREST","Massachusetts",25,"Hampshire",15,"25015",2.2,0,2016,9999,null,null,"N","Solar",{"$nulls":13},0,0,0,0,{"$nulls":11},"SolarCity Corp",100,"SolarCity Corp",100]
["Western Michigan Solar Gardens","60117_G_1",60117,"G","1",null,"Solar PV",null,"MIS_LMI","Michigan",26,"Kalamazoo",77,"26077",1,0,2016,9999,null,null,"N","Solar",{"$nulls":13},0,0,0,0,{"$nulls":11},"Consumers Energy Co",100,"CMS Energy Corp",100]
["Olive","6013_G_O2",6013,"G","O2",2678,"O/G Steam",null,"WEC_LADW","California",6,"Los Angeles",37,"06037",55,13587,1964,9999,"wall","dry","N","Natural Gas",{"$nulls":3},"NH3","SCR",{"$nulls":8},0.00212,0.00212,0.00212,0.00212,{"$nulls":11},"Burbank Water & Power",100,"Burbank Water & Power",100]
["Cohen Farm Solar, LLC","60146_G_FLS1",60146,"G","FLS1",null,"Solar PV",null,"S_VACA","North Carolina",37,"Lee",105,"37105",6.5,0,2016,9999,null,null,"N","Solar",{"$nulls":13},0,0,0,0,{"$nulls":11},"Cohen Farm Solar LLC",100,"Cypress Creek Renewables LLC",100]
["TWE New Bern Solar Project, LLC","60191_G_FLS1",60191,"G","FLS1",null,"Solar PV",null,"S_VACA","North Carolina",37,"Craven",49,"37049",4,0,2016,9999,null,null,"N","Solar",{"$nulls":13},0,0,0,0,{"$nulls":11},"FLS Energy Inc",100,"FLS Energy Inc",100]
["Zero Waste Energy Development Co LLC","60220_G_ZWED1",60220,"G","ZWED1",null,"Non-Fossil Waste",null,"WEC_CALN","California",6,"Santa Clara",85,"06085",0.8,6092,2015,9999,null,null,"Y","Non-Fossil Waste",{"$nulls":13},0,0,0,0,{"$nulls":11},"Zero Waste Energy Co Inc",100,"Zero Waste Energy Co Inc",100]
["RE Garland","60233_G_PV2",60233,"G","PV2",null,"Solar PV",null,"WECC_SCE","California",6,"Kern",29,"06029",185,0,2016,9999,null,null,"N","Solar",{"$nulls":13},0,0,0,0,{"$nulls":11},"RE Garland LLC",100,"Canadian Solar Inc",100]
["IMPA Anderson Solar Park","60253_G_SANDE",60253,"G","SANDE",null,"Solar PV",null,"PJM_West","Indiana",18,"Madison",95,"18095",5,0,2017,9999,null,null,"N","Solar",{"$nulls":13},0,0,0,0,{"$nulls":11},"IMPA Anderson 1 Solar Project LLC",100,"Indiana Municipal Power Agency",100]
["Bacliff","60264_G_BCGT3",60264,"G","BCGT3",91271,"Combustion Turbine",null,"ERC_REST","Texas",48,"Galveston",167,"48167",54,10745,2018,9999,null,null,"N","Natural Gas",{"$nulls":3},"DLNB",{"$nulls":9},0.14224,0.14224,0.14224,0.14224,{"$nulls":11},"NRG Texas LLC",100,"NRG Energy Inc",100]
["Ajax Solar","60288_G_PV1",60288,"G","PV1",null,"Solar PV",null,"S_VACA","North Carolina",37,"Robeson",155,"37155",4.9,0,2017,9999,null,null,"N","Solar",{"$nulls":13},0,0,0,0,{"$nulls":11},"Ajax Solar LLC",100,"Cypress Creek Renewables LLC",100]
["HMV Minster Energy Storage System","60299_G_MIN02",60299,"G","MIN02",null,"Energy Storage",null,"PJM_West","Ohio",39,"Auglaize",11,"39011",7,0,2016,9999,null,null,"N","Energy Storage",{"$nulls":13},0,0,0,0,{"$nulls":11},"Half Moon Ventures LLC",100,"Half Moon Ventures LLC",100]
["Woodland Solar Farm","60318_G_1",60318,"G","1",null,"Solar PV",null,"PJM_Dom","Virginia",51,"Isle of Wight",93,"51093",7.6,0,2016,9999,null,null,"N","Solar",{"$nulls":13},0,0,0,0,{"$nulls":11},"Virginia Electric & Power Co",100,"Dominion Energy Inc",100]
["Belle River","6034_G_IC1",6034,"G","IC1",null,"Combustion Turbine","IC Engine","MIS_LMI","Michigan",26,"St Clair",147,"26147",2,15958,1981,9999,null,null,"N","Distillate Fuel Oil",{"$nulls":12},1.67,1.64976,1.64976,1.64976,1.64976,{"$nulls":11},"DTE Electric Co",100,"DTE Energy Co",100]
["Greenwood (MI)","6035_G_11-2",6035,"G","11-2",2702,"Combustion Turbine",null,"MIS_LMI","Michigan",26,"St Clair",147,"26147",75,12084,1999,9999,null,null,"N","Natural Gas",{"$nulls":12},1.67,0.02951,0.02951,0.02951,0.02951,{"$nulls":11},"DTE Electric Co",100,"DTE Energy Co",100]
["Battleboro Farm","60369_G_BFPV",60369,"G","BFPV",null,"Solar PV",null,"S_VACA","North Carolina",37,"Nash",127,"37127",5.2,0,2016,9999,null,null,"N","Solar",{"$nulls":13},0,0,0,0,{"$nulls":11},"Battleboro Farm LLC",100,"Strata Solar LLC",100]
["McGuire","6038_G_2",6038,"G","2",null,"Nuclear",null,"S_VACA","North Carolina",37,"Mecklenburg",119,"37119",1157.6,10456,1984,2064,null,null,"N","Nuclear Fuel",{"$nulls":13},0,0,0,0,{"$nulls":11},"Duke Energy Carolinas",100,"Duke Energy Corp",100]
["Sullivan Solar, LLC","60410_G_SULPV",60410,"G","SULPV",null,"Solar PV",null,"MIS_INKY","Indiana",18,"Sullivan",153,"18153",5.2,0,2016,9999,null,null,"N","Solar",{"$nulls":13},0,0,0,0,{"$nulls":11},"Sullivan Solar LLC",100,"Cypress Creek Renewables LLC",100]
["Maxton Solar, LLC","60416_G_MSPV",60416,"G","MSPV",null,"Solar PV",null,"S_VACA","North Carolina",37,"Robeson",155,"37155",4.9,0,2016,9999,null,null,"N","Solar",{"$nulls":13},0,0,0,0,{"$nulls":11},"Maxton Solar 1 LLC",100,"Cypress Creek Renewables LLC",100]
["Martin","6043_G_3ST",6043,"G","3ST",2710,"Combined Cycle",null,"FRCC","Florida",12,"Martin",85,"12085",157,7230,1994,9999,"other",null,"N","Natural Gas",{"$nulls":3},"DLNB","SCR",{"$nulls":7},1E-3,0.01816,0.01816,0.01816,0.01816,{"$nulls":11},"Florida Power & Light Co",100,"NextEra Energy Inc",100]
["St Lucie","6045_G_2",6045,"G","2",null,"Nuclear",null,"FRCC","Florida",12,"St Lucie",111,"12111",987,10456,1983,2063,null,null,"N","Nuclear Fuel",{"$nulls":13},0,0,0,0,{"$nulls":11},"Florida Power & Light Co",85.11,"NextEra Energy Inc",85.11]
["Chamon Power LLC","60460_G_CH2",60460,"G","CH2",91153,"Combustion Turbine",null,"ERC_REST","Texas",48,"Harris",201,"48201",45,10811,2017,9999,null,null,"N","Natural Gas",{"$nulls":13},0.01466,0.01466,0.01466,0.01466,{"$nulls":11},"Chamon Power LLC",100,"Agilon Energy LLC",100]
["Green River Wind Farm","60471_G_GRNRV",60471,"G","GRNRV",null,"Onshore Wind",null,"PJM_COMD","Illinois",17,"Lee",103,"17103",212,0,2019,9999,null,null,"N","Wind",{"$nulls":13},0,0,0,0,{"$nulls":11},"Green River Wind Farm Phase 1 LLC",100,"Rahn Group",100]
["MEBA","60496_G_1",60496,"G","1",null,"Solar PV",null,"PJM_EMAC","Maryland",24,"Talbot",41,"24041",1.5,0,2014,9999,null,null,"N","Solar",{"$nulls":13},0,0,0,0,{"$nulls":11},"Meba Solar I LLC",100,"Altus Power Management LLC",100]
["Granger","60516_G_PV1",60516,"G","PV1",null,"Solar PV",null,"WEC_SDGE","California",6,"San Diego",73,"06073",3,0,2016,9999,null,null,"N","Solar",{"$nulls":13},0,0,0,0,{"$nulls":11},"NLP Granger A82 LLC",100,"Summit Power Group Inc",100]
["West Faribault Solar","60533_G_PV1",60533,"G","PV1",null,"Solar PV",null,"MIS_MNWI","Minnesota",27,"Rice",131,"27131",5.5,0,2016,9999,null,null,"N","Solar",{"$nulls":13},0,0,0,0,{"$nulls":11},"Aurora Distributed Solar LLC",100,"Rahn Group",100]
["Innovative Solar 42","60539_G_IS042",60539,"G","IS042",null,"Solar PV",null,"S_VACA","North Carolina",37,"Bladen",17,"37017",71,0,2017,9999,null,null,"N","Solar",{"$nulls":13},0,0,0,0,{"$nulls":11},"Innovative Solar 42 LLC",100,"Innovative Solar Systems LLC",100]
["Millington Solar Farm","60560_G_MILL",60560,"G","MILL",null,"Solar PV",null,"S_C_TVA","Tennessee",47,"Shelby",157,"47157",53,0,2018,9999,null,null,"N","Solar",{"$nulls":13},0,0,0,0,{"$nulls":11},"SR Millington LLC",100,"Silicon Ranch Corp",100]
["Kojak Farm","60578_G_1",60578,"G","1",null,"Solar PV",null,"S_VACA","North Carolina",37,"Nash",127,"37127",5,0,2016,9999,null,null,"N","Solar",{"$nulls":13},0,0,0,0,{"$nulls":11},"Kojak Farm LLC",100,"Strata Solar LLC",100]
["Voyager Wind I","60594_G_VYGR1",60594,"G","VYGR1",null,"Onshore Wind",null,"WECC_SCE","California",6,"Kern",29,"06029",131.1,0,2019,9999,null,null,"N","Wind",{"$nulls":13},0,0,0,0,{"$nulls":11},"Terra Gen Power LLC",100,"Energy Capital Partners",100]
["St. Mary Clean Energy Center","60610_G_1",60610,"G","1",null,"Non-Fossil Waste",null,"MIS_LA","Louisiana",22,"St Mary",101,"22101",47.9,7050,2019,9999,null,null,"N","Non-Fossil Waste",{"$nulls":13},0,0,0,0,{"$nulls":11},"CLECO Power LLC",100,"Cleco Corp",100]
["Bunn Level Farm, LLC","60636_G_1",60636,"G","1",null,"Solar PV",null,"S_VACA","North Carolina",37,"Harnett",85,"37085",5,0,2016,9999,null,null,"N","Solar",{"$nulls":13},0,0,0,0,{"$nulls":11},"Bunn Level Farm LLC",100,"Strata Solar LLC",100]
["McHenry Battery Storage","60656_G_MCH1",60656,"G","MCH1",null,"Energy Storage",null,"PJM_COMD","Illinois",17,"McHenry",111,"17111",19.8,0,2016,9999,null,null,"N","Energy Storage",{"$nulls":13},0,0,0,0,{"$nulls":11},"McHenry Battery Storage LLC",100,"EDF Group",100]
["San Joaquin Solar","60678_G_SJ1B",60678,"G","SJ1B",null,"Solar PV",null,"WEC_CALN","California",6,"Fresno",19,"06019",1.5,0,2019,9999,null,null,"N","Solar",{"$nulls":13},0,0,0,0,{"$nulls":11},"Gasna 6P LLC",100,"Gestamp Corp",100]
["TRS Fuel Cell","60683_G_MMH1",60683,"G","MMH1",null,"Fuel Cell",null,"NENG_CT","Connecticut",9,"Fairfield",1,"09001",3.7,9145,2019,9999,null,null,"Y","Natural Gas",{"$nulls":13},0,0,0,0,{"$nulls":11},"TRS Fuel Cell LLC",100,"FuelCell Energy Inc",100]
["Four Peaks Camino Real","60696_G_1",60696,"G","1",null,"Landfill Gas",null,"WECC_NM","New Mexico",35,"Dona Ana",13,"35013",1.6,13500,2008,9999,null,null,"N","Landfill Gas",{"$nulls":13},0.22117,0.22117,0.22117,0.22117,{"$nulls":11},"Four Peaks Energy Inc",100,"Four Peaks Energy Inc",100]
["Trimble County","6071_G_10",6071,"G","10",2738,"Combustion Turbine",null,"S_C_KY","Kentucky",21,"Trimble",223,"21223",159,11505,2004,9999,null,null,"N","Natural Gas",{"$nulls":3},"DLNB",{"$nulls":8},4,0.03286,0.03286,0.03286,0.03286,{"$nulls":11},"Kentucky Utilities Co",63,"PPL Corp",100]
["Sunrise Community Solar","60713_G_SCS4",60713,"G","SCS4",null,"Solar PV",null,"MIS_MNWI","Minnesota",27,"Chisago",25,"27025",0.9,0,2016,9999,null,null,"N","Solar",{"$nulls":13},0,0,0,0,{"$nulls":11},"Geronimo Community Solar Gardens LLC",100,"Berkshire Hathaway Inc",100]
["Northfield Community Solar","60717_G_NCS5",60717,"G","NCS5",null,"Solar PV",null,"MIS_MNWI","Minnesota",27,"Dakota",37,"27037",0.9,0,2016,9999,null,null,"N","Solar",{"$nulls":13},0,0,0,0,{"$nulls":11},"Northfield Community Solar",100,"Northfield Community Solar",100]
["Victor J Daniel Jr","6073_G_3CT",6073,"G","3CT",2747,"Combined Cycle",null,"S_SOU","Mississippi",28,"Jackson",59,"28059",177.2,7065,2001,9999,null,null,"N","Natural Gas",{"$nulls":3},"DLNB","SCR",{"$nulls":7},1E-3,0.00518,0.00518,0.00518,0.00518,{"$nulls":11},"Mississippi Power Co",100,"Southern Co",100]
["Silvi Gibraltar Rock","60746_G_08502",60746,"G","08502",null,"Solar PV",null,"PJM_EMAC","New Jersey",34,"Somerset",35,"34035",3,0,2016,9999,null,null,"N","Solar",{"$nulls":13},0,0,0,0,{"$nulls":11},"Clean Capital Partners LLC",100,"Clean Capital Partners LLC",100]
["Gila River Power Block 2","60768_G_CTG3",60768,"G","CTG3",null,"Combined Cycle",null,"WECC_AZ","Arizona",4,"Maricopa",13,"04013",146,7474,2003,9999,null,null,"N","Natural Gas",{"$nulls":4},"SCR",{"$nulls":8},0.00612,0.00567,0.00612,0.00567,{"$nulls":11},"CXA Sundevil II Inc",100,"Beal Bank USA",100]
["Suwannee Solar Facility","60788_G_XXXXX",60788,"G","XXXXX",null,"Solar PV",null,"FRCC","Florida",12,"Suwannee",121,"12121",8.8,0,2017,9999,null,null,"N","Solar",{"$nulls":13},0,0,0,0,{"$nulls":11},"Duke Energy Florida",100,"Duke Energy Corp",100]
["Summit Water Nexus Mt. Holly, LLC Solar","60809_G_MHWWT",60809,"G","MHWWT",null,"Solar PV",null,"PJM_EMAC","New Jersey",34,"Burlington",5,"34005",1,0,2013,9999,null,null,"N","Solar",{"$nulls":13},0,0,0,0,{"$nulls":11},"Summit Water Nexus Mount Holly LLC",100,"Summit Water Nexus Mount Holly LLC",100]
["Stony Brook","6081_G_EDSI",6081,"G","EDSI",null,"Combustion Turbine","IC Engine","NENGREST","Massachusetts",25,"Hampden",13,"25013",0.6,12283,1981,9999,null,null,"N","Distillate Fuel Oil",{"$nulls":3},"STM",{"$nulls":8},0.789,1.64976,1.64976,1.64976,1.64976,{"$nulls":11},"Massachusetts Municipal Wholesale Electric Co",83.32,"Massachusetts Municipal Wholesale Electric Co",83.32]
["South Sioux City Solar","60823_G_PV1",60823,"G","PV1",null,"Solar PV",null,"SPP_NEBR","Nebraska",31,"Dakota",43,"31043",2.3,0,2016,9999,null,null,"N","Solar",{"$nulls":13},0,0,0,0,{"$nulls":11},"SolarCity Corp",100,"SolarCity Corp",100]
["Prudential 80 Livingston Roseland Solar","60842_G_PV1",60842,"G","PV1",null,"Solar PV",null,"PJM_EMAC","New Jersey",34,"Essex",13,"34013",1.7,0,2013,9999,null,null,"N","Solar",{"$nulls":13},0,0,0,0,{"$nulls":11},"Vanguard Energy Services LLC",100,"Vanguard Energy Systems LLC",100]
["Cornell","6086_G_3",6086,"G","3",null,"Hydro",null,"MIS_MNWI","Wisconsin",55,"Chippewa",17,"55017",6.9,0,1976,2024,null,null,"N","Hydro",{"$nulls":13},0,0,0,0,{"$nulls":11},"Northern States Power Co (Wisconsin)",100,"Xcel Energy Inc",100]
["GMP Solar - Williston","60875_G_GMPSW",60875,"G","GMPSW",null,"Solar PV",null,"NENGREST","Vermont",50,"Chittenden",7,"50007",4.7,0,2016,9999,null,null,"N","Solar",{"$nulls":13},0,0,0,0,{"$nulls":11},"GMP Solar Williston LLC",100,"Gaz Métropolitain & Co LP",100]
["Downsville DPC Solar","60892_G_PV1",60892,"G","PV1",null,"Solar PV",null,"MIS_MNWI","Wisconsin",55,"Dunn",33,"55033",1,0,2017,9999,null,null,"N","Solar",{"$nulls":13},0,0,0,0,{"$nulls":11},"SoCore Energy LLC",100,"SoCore Energy",100]
["Northampton Landfill Solar PV","60908_G_62380",60908,"G","62380",null,"Solar PV",null,"NENGREST","Massachusetts",25,"Hampshire",15,"25015",2.4,0,2017,9999,null,null,"N","Solar",{"$nulls":13},0,0,0,0,{"$nulls":11},"Glendale Road Solar PV LLC",100,"Ameresco Inc",100]
["Ozarks Natural Energy Community Solar","60924_G_GEN1",60924,"G","GEN1",null,"Solar PV",null,"SPP_WEST","Arkansas",5,"Washington",143,"05143",1,0,2016,9999,null,null,"N","Solar",{"$nulls":13},0,0,0,0,{"$nulls":11},"Ozarks Electric Coop Corp",100,"Ozarks Electric Coop Corp",100]
["Lake Charles Power","60927_G_1C",60927,"G","1C",null,"Combined Cycle",null,"MIS_WOTA","Louisiana",22,"Calcasieu",19,"22019",500,7050,2020,9999,null,null,"N","Natural Gas",{"$nulls":13},0.011,0.011,0.011,0.011,{"$nulls":11},"Entergy Services LLC",100,"Entergy Corp",100]
["Gemini Community Solar","60940_G_LGCS2",60940,"G","LGCS2",null,"Solar PV",null,"MIS_MNWI","Minnesota",27,"Washington",163,"27163",0.9,0,2017,9999,null,null,"N","Solar",{"$nulls":13},0,0,0,0,{"$nulls":11},"Berkshire Hathaway Energy Co",100,"Berkshire Hathaway Inc",100]
["Nesvold Watertown Solar","60958_G_PV3",60958,"G","PV3",null,"Solar PV",null,"MIS_MNWI","Minnesota",27,"Carver",19,"27019",1,0,2018,9999,null,null,"N","Solar",{"$nulls":13},0,0,0,0,{"$nulls":11},"SoCore Energy LLC",100,"SoCore Energy",100]
["Glendale Battery Energy Storage System","60974_G_2BESS",60974,"G","2BESS",null,"Energy Storage",null,"WEC_LADW","California",6,"Los Angeles",37,"06037",2,0,2017,9999,null,null,"N","Energy Storage",{"$nulls":13},0,0,0,0,{"$nulls":11},"Glendale Water & Power",100,"Glendale Water & Power",100]
["Diablo Canyon","6099_G_1",6099,"G","1",null,"Nuclear",null,"WEC_CALN","California",6,"San Luis Obispo",79,"06079",1122,10456,1985,2024,null,null,"N","Nuclear Fuel",{"$nulls":13},0,0,0,0,{"$nulls":11},"Pacific Gas & Electric Co",100,"PG&E Corp",100]
["Mill Seat Renewable Energy Facility","61012_G_GEN2",61012,"G","GEN2",null,"Landfill Gas",null,"NY_Z_B","New York",36,"Genesee",37,"36037",0.8,13500,2007,9999,null,null,"N","Landfill Gas",{"$nulls":13},0.22117,0.22117,0.22117,0.22117,{"$nulls":11},"Waste Management Inc",60,"Waste Management Inc",60]
["New York Presbyterian Hospital-168th St","61026_G_CHNY1",61026,"G","CHNY1",null,"Combustion Turbine","IC Engine","NY_Z_J","New York",36,"New York",61,"36061",2,13469,2003,9999,null,null,"N","Distillate Fuel Oil",{"$nulls":13},0.47113,0.47113,0.47113,0.47113,{"$nulls":11},"New York Presbyterian Hospital",100,"New York Presbyterian Healthcare System",100]
["Twin Buttes II Wind","61040_G_WT1",61040,"G","WT1",null,"Onshore Wind",null,"WECC_CO","Colorado",8,"Prowers",99,"08099",75,0,2017,9999,null,null,"N","Wind",{"$nulls":13},0,0,0,0,{"$nulls":11},"Twin Buttes Wind II LLC",100,"Iberdrola SA",100]
["Coyote Ridge","61047_G_WT1",61047,"G","WT1",null,"Onshore Wind",null,"MIS_MNWI","South Dakota",46,"Brookings",11,"46011",98,0,2019,9999,null,null,"N","Wind",{"$nulls":13},0,0,0,0,{"$nulls":11},"Coyote Ridge Wind LLC",100,"WEC Energy Group Inc",100]
["Sub 12","61080_G_IC2",61080,"G","IC2",null,"Combustion Turbine","IC Engine","FRCC","Florida",12,"Leon",73,"12073",9.3,10745,2018,9999,null,null,"N","Natural Gas",{"$nulls":13},1.06095,1.06095,1.06095,1.06095,{"$nulls":11},"Tallahassee FL (City of)",100,"Tallahassee FL (City of)",100]
["Pima Community College - East Campus","61104_G_PV1",61104,"G","PV1",null,"Solar PV",null,"WECC_AZ","Arizona",4,"Pima",19,"04019",1.3,0,2017,9999,null,null,"N","Solar",{"$nulls":13},0,0,0,0,{"$nulls":11},"SolarCity Corp",100,"SolarCity Corp",100]
["Gamble Solar","61127_G_12348",61127,"G","12348",null,"Solar PV",null,"S_VACA","North Carolina",37,"Rutherford",161,"37161",3,0,2019,9999,null,null,"N","Solar",{"$nulls":13},0,0,0,0,{"$nulls":11},"Gamble Solar LLC",100,"Gamble Solar LLC",100]
["Brown County LFGTE Power Station","61145_G_GM02",61145,"G","GM02",null,"Landfill Gas",null,"PJM_West","Ohio",39,"Brown",15,"39015",1.5,13500,2017,9999,null,null,"N","Landfill Gas",{"$nulls":13},0.09,0.09,0.09,0.09,{"$nulls":11},"Bio Energy (Ohio III) LLC",100,"Bio Energy Partners",100]
["Antares Community Solar","61176_G_FACS3",61176,"G","FACS3",null,"Solar PV",null,"MIS_MNWI","Minnesota",27,"Lyon",83,"27083",0.9,0,2018,9999,null,null,"N","Solar",{"$nulls":13},0,0,0,0,{"$nulls":11},"Antares Community Solar Gardens LLC",100,"Berkshire Hathaway Inc",100]
["Andromeda Community Solar","61181_G_OACS2",61181,"G","OACS2",null,"Solar PV",null,"MIS_MNWI","Minnesota",27,"McLeod",85,"27085",0.9,0,2017,9999,null,null,"N","Solar",{"$nulls":13},0,0,0,0,{"$nulls":11},"Andromeda Community Solar Garden LLC",100,"Rahn Group",100]
["Lyra Community Solar","61182_G_RLCS2",61182,"G","RLCS2",null,"Solar PV",null,"MIS_MNWI","Minnesota",27,"Le Sueur",79,"27079",0.9,0,2018,9999,null,null,"N","Solar",{"$nulls":13},0,0,0,0,{"$nulls":11},"Lyra Community Solar",100,"Lyra Community Solar",100]
["Pima Energy Storage System","61197_G_PIMA",61197,"G","PIMA",null,"Energy Storage",null,"WECC_AZ","Arizona",4,"Pima",19,"04019",10,0,2017,9999,null,null,"N","Energy Storage",{"$nulls":13},0,0,0,0,{"$nulls":11},"Pima Energy Storage System LLC",100,"NextEra Energy Inc",100]
["OR Solar 3, LLC","61201_G_ORSR3",61201,"G","ORSR3",null,"Solar PV",null,"WECC_PNW","Oregon",41,"Klamath",35,"41035",10,0,2017,9999,null,null,"N","Solar",{"$nulls":13},0,0,0,0,{"$nulls":11},"Origis Energy USA Inc",100,"Origis Energy",100]
["433 Purchase Solar NG, LLC","61237_G_5402",61237,"G","5402",null,"Solar PV",null,"NENGREST","Massachusetts",25,"Bristol",5,"25005",2,0,2012,9999,null,null,"N","Solar",{"$nulls":13},0,0,0,0,{"$nulls":11},"423 Purchase Solar NG LLC",100,"423 Purchase Solar NG LLC",100]
["Victoria Port Power LLC","61242_G_VP-2",61242,"G","VP-2",91229,"Combustion Turbine",null,"ERC_REST","Texas",48,"Victoria",469,"48469",50,10745,2019,9999,null,null,"N","Natural Gas",{"$nulls":13},0.1049,0.1049,0.1049,0.1049,{"$nulls":11},"Victoria Port Power LLC",100,"Castleman Power Development LLC",100]
["Innovative Solar 59, LLC","61259_G_ISS59",61259,"G","ISS59",null,"Solar PV",null,"S_VACA","North Carolina",37,"Nash",127,"37127",1.9,0,2017,9999,null,null,"N","Solar",{"$nulls":13},0,0,0,0,{"$nulls":11},"Innovative Solar Systems LLC",100,"Innovative Solar Systems LLC",100]
["Red Dirt Wind Project","61270_G_RDDRT",61270,"G","RDDRT",null,"Onshore Wind",null,"SPP_WEST","Oklahoma",40,"Kingfisher",73,"40073",299.3,0,2018,9999,null,null,"N","Wind",{"$nulls":13},0,0,0,0,{"$nulls":11},"Red Dirt Wind Project LLC",100,"Enel SpA",100]
["South Mills Solar, LLC","61290_G_SMSMT",61290,"G","SMSMT",null,"Solar PV",null,"WECC_MT","Montana",30,"Big Horn",3,"30003",3,0,2017,9999,null,null,"N","Solar",{"$nulls":13},0,0,0,0,{"$nulls":11},"South Mills Solar 1 LLC",100,"Cypress Creek Renewables LLC",100]
["Upton Community Solar","61297_G_02567",61297,"G","02567",null,"Solar PV",null,"NENGREST","Massachusetts",25,"Worcester",27,"25027",2,0,2017,9999,null,null,"N","Solar",{"$nulls":13},0,0,0,0,{"$nulls":11},"Upton Solar LLC",100,"Nexamp",100]
["Jones Bluff","6131_G_2",6131,"G","2",null,"Hydro",null,"S_SOU","Alabama",1,"Autauga",1,"01001",20.5,0,1975,9999,null,null,"N","Hydro",{"$nulls":13},0,0,0,0,{"$nulls":11},"USACE Mobile District",100,"U S Army Corps of Engineers",100]
["Saluda Solar II","61323_G_PGRB5",61323,"G","PGRB5",null,"Solar PV",null,"S_VACA","South Carolina",45,"Saluda",81,"45081",3.4,0,2017,9999,null,null,"N","Solar",{"$nulls":13},0,0,0,0,{"$nulls":11},"Saluda Solar II LLC",100,"Cypress Creek Renewables LLC",100]
["Barrett PV","61342_G_MSBW2",61342,"G","MSBW2",null,"Solar PV",null,"NENGREST","Massachusetts",25,"Worcester",27,"25027",11.9,0,2016,9999,null,null,"N","Solar",{"$nulls":13},0,0,0,0,{"$nulls":11},"BWC French River LLC",100,"Bluewave Capital LLC",100]
["Red Pine Wind Project","61357_G_RP1",61357,"G","RP1",null,"Onshore Wind",null,"MIS_MNWI","Minnesota",27,"Lincoln",81,"27081",200,0,2017,9999,null,null,"N","Wind",{"$nulls":13},0,0,0,0,{"$nulls":11},"Red Pine Wind Project LLC",100,"EDF Group",100]
["Amazon - Patterson PV","61377_G_PATT1",61377,"G","PATT1",null,"Solar PV",null,"WEC_CALN","California",6,"Stanislaus",99,"06099",2.5,0,2017,9999,null,null,"N","Solar",{"$nulls":13},0,0,0,0,{"$nulls":11},"SunE SunHoldings4 LLC",100,"AES Corp (The)",100]
["St. Cloud Solar CSG","61384_G_STCL2",61384,"G","STCL2",null,"Solar PV",null,"MIS_MNWI","Minnesota",27,"Stearns",145,"27145",1,0,2018,9999,null,null,"N","Solar",{"$nulls":13},0,0,0,0,{"$nulls":11},"SunE St Cloud 1 LLC",100,"SunEdison",100]
["A.J. Mihm Generating Station","61391_G_M3",61391,"G","M3",null,"Combustion Turbine","IC Engine","MIS_WUMS","Michigan",26,"Baraga",13,"26013",18.3,10745,2019,9999,null,null,"N","Natural Gas",{"$nulls":13},1.06095,1.06095,1.06095,1.06095,{"$nulls":11},"Upper Michigan Energy Resources Corp",100,"WEC Energy Group Inc",100]
["F.D. Kuester Generating Station","61392_G_K6",61392,"G","K6",null,"Combustion Turbine","IC Engine","MIS_WUMS","Michigan",26,"Marquette",103,"26103",18.3,10745,2019,9999,null,null,"N","Natural Gas",{"$nulls":13},1.06095,1.06095,1.06095,1.06095,{"$nulls":11},"Upper Michigan Energy Resources Corp",100,"WEC Energy Group Inc",100]
["West Boylston Community Shared Solar","61415_G_CS1",61415,"G","CS1",null,"Solar PV",null,"NENGREST","Massachusetts",25,"Worcester",27,"25027",1.5,0,2016,9999,null,null,"N","Solar",{"$nulls":13},0,0,0,0,{"$nulls":11},"West Boylston MA (Town of)",100,"West Boylston MA (Town of)",100]
["Madera 1 PV","61421_G_MDRA1",61421,"G","MDRA1",null,"Solar PV",null,"WEC_CALN","California",6,"Madera",39,"06039",1.5,0,2017,9999,null,null,"N","Solar",{"$nulls":13},0,0,0,0,{"$nulls":11},"ZGlobal Inc",100,"ZGlobal Inc",100]
["Comanche Peak","6145_G_1",6145,"G","1",null,"Nuclear",null,"ERC_REST","Texas",48,"Somervell",425,"48425",1205,10456,1990,2070,null,null,"N","Nuclear Fuel",{"$nulls":13},0,0,0,0,{"$nulls":11},"Luminant",100,"Vistra Energy",100]
["Montgomery Winsted CSG","61456_G_41621",61456,"G","41621",null,"Solar PV",null,"MIS_MNWI","Minnesota",27,"McLeod",85,"27085",1,0,2017,9999,null,null,"N","Solar",{"$nulls":13},0,0,0,0,{"$nulls":11},"Minnesota Solar CSG 4 LLC",100,"Minnesota Solar LLC",100]
["SunE Feely 1 CSG, LLC","61478_G_FELY1",61478,"G","FELY1",null,"Solar PV",null,"MIS_MNWI","Minnesota",27,"Dakota",37,"27037",1,0,2018,9999,null,null,"N","Solar",{"$nulls":13},0,0,0,0,{"$nulls":11},"Ecoplexus Inc",100,"Ecoplexus Inc",100]
["Wyoming 2 CSG, LLC","61486_G_WY02",61486,"G","WY02",null,"Solar PV",null,"MIS_MNWI","Minnesota",27,"Chisago",25,"27025",1,0,2018,9999,null,null,"N","Solar",{"$nulls":13},0,0,0,0,{"$nulls":11},"Ecoplexus Inc",100,"Ecoplexus Inc",100]
["ABEC #4 dba CE&S Dairy","61503_G_GEN1",61503,"G","GEN1",null,"Non-Fossil Waste",null,"WECC_SCE","California",6,"Kern",29,"06029",1,13500,2018,9999,null,null,"N","Non-Fossil Waste",{"$nulls":13},0,0,0,0,{"$nulls":11},"ABEC No 4 LLC",100,"Es Alternatives LP",100]
["Marlin Solar","61513_G_GEN1",61513,"G","GEN1",null,"Solar PV",null,"ERC_REST","Texas",48,"Limestone",293,"48293",5.3,0,2017,9999,null,null,"N","Solar",{"$nulls":13},0,0,0,0,{"$nulls":11},"Marlin Solar LLC",100,"Cypress Creek Renewables LLC",100]
["Gaston Solar I - SC","61530_G_GEN1",61530,"G","GEN1",null,"Solar PV",null,"S_VACA","South Carolina",45,"Lexington",63,"45063",10.2,0,2018,9999,null,null,"N","Solar",{"$nulls":13},0,0,0,0,{"$nulls":11},"Cypress Creek Renewables LLC",100,"Cypress Creek Renewables LLC",100]
["Fort Detrick Solar PV","61552_G_FDSPV",61552,"G","FDSPV",null,"Solar PV",null,"PJM_AP","Maryland",24,"Frederick",21,"24021",15.7,0,2016,9999,null,null,"N","Solar",{"$nulls":13},0,0,0,0,{"$nulls":11},"Ameresco Inc",100,"Ameresco Inc",100]
["Facebook 3 Solar Energy Center","61558_G_FB3",61558,"G","FB3",null,"Solar PV",null,"WECC_NM","New Mexico",35,"Bernalillo",1,"35001",10,0,2018,9999,null,null,"N","Solar",{"$nulls":13},0,0,0,0,{"$nulls":11},"PNMR Development & Management Co",100,"PNM Resources Inc",100]
["Mount Sinai Beth Israel","61569_G_EGEN9",61569,"G","EGEN9",null,"Combustion Turbine","IC Engine","NY_Z_J","New York",36,"New York",61,"36061",0.9,14775,1988,9999,null,null,"N","Distillate Fuel Oil",{"$nulls":13},1.64976,1.64976,1.64976,1.64976,{"$nulls":11},"Mount Sinai Beth Israel",100,"Mount Sinai Beth Israel",100]
["WaveSun Community Solar","61587_G_1",61587,"G","1",null,"Solar PV",null,"MIS_MNWI","Minnesota",27,"Wright",171,"27171",4.5,0,2017,9999,null,null,"N","Solar",{"$nulls":13},0,0,0,0,{"$nulls":11},"Generate Capital",100,"Generate Capital",100]
["New Road Solar, LLC","61599_G_NEWRD",61599,"G","NEWRD",null,"Solar PV",null,"PJM_EMAC","New Jersey",34,"Monmouth",25,"34025",10,0,2018,9999,null,null,"N","Solar",{"$nulls":13},0,0,0,0,{"$nulls":11},"New Road Solar LLC",100,"New Road Solar LLC",100]
["Tuttle","61618_G_1",61618,"G","1",null,"Solar PV",null,"SPP_WEST","Oklahoma",40,"Grady",51,"40051",4,0,2017,9999,null,null,"N","Solar",{"$nulls":13},0,0,0,0,{"$nulls":11},"Western Farmers Electric Coop",100,"Western Farmers Electric Coop",100]
["Grand Coulee","6163_G_23",6163,"G","23",null,"Hydro",null,"WECC_PNW","Washington",53,"Grant",25,"53025",805,0,1979,9999,null,null,"N","Hydro",{"$nulls":13},0,0,0,0,{"$nulls":11},"U S Bureau of Reclamation",100,"U S Bureau of Reclamation",100]
["Chiloquin Solar, LLC","61631_G_CHILO",61631,"G","CHILO",null,"Solar PV",null,"WECC_PNW","Oregon",41,"Klamath",35,"41035",9.9,0,2018,9999,null,null,"N","Solar",{"$nulls":13},0,0,0,0,{"$nulls":11},"Saturn Power Corp",100,"Saturn Power Corp",100]
["Waterloo Hydroelectric Project","61642_G_12",61642,"G","12",null,"Hydro",null,"NY_Z_C&E","New York",36,"Seneca",99,"36099",0.5,0,1915,9999,null,null,"N","Hydro",{"$nulls":13},0,0,0,0,{"$nulls":11},"New York State Electric & Gas Corp",100,"Iberdrola SA",100]
["Denton Energy Center","61643_G_DEC8",61643,"G","DEC8",null,"Combustion Turbine","IC Engine","ERC_REST","Texas",48,"Denton",121,"48121",18.8,10745,2018,9999,null,null,"N","Natural Gas",{"$nulls":13},1.06095,1.06095,1.06095,1.06095,{"$nulls":11},"Denton Municipal Electric",100,"Denton Municipal Electric",100]
["Vista Energy Storage System","61661_G_VISTA",61661,"G","VISTA",null,"Energy Storage",null,"WEC_SDGE","California",6,"San Diego",73,"06073",40,0,2018,9999,null,null,"N","Energy Storage",{"$nulls":13},0,0,0,0,{"$nulls":11},"Vista Energy Storage LLC",100,"LS Power Group",100]
["Perennial Windfarm","61677_G_T-1",61677,"G","T-1",null,"Onshore Wind",null,"SPP_NEBR","Nebraska",31,"Fillmore",59,"31059",2.3,0,2018,9999,null,null,"N","Wind",{"$nulls":13},0,0,0,0,{"$nulls":11},"Perennial Wind LLC",100,"Perennial Wind LLC",100]
["Johnson II Community Solar","61695_G_PV1",61695,"G","PV1",null,"Solar PV",null,"MIS_MNWI","Minnesota",27,"Chisago",25,"27025",1,0,2018,9999,null,null,"N","Solar",{"$nulls":13},0,0,0,0,{"$nulls":11},"Johnson II CSG LLC",100,"Johnson II CSG LLC",100]
["Aquarius Community Solar","61710_G_AQUA",61710,"G","AQUA",null,"Solar PV",null,"MIS_MNWI","Minnesota",27,"Lyon",83,"27083",1,0,2019,9999,null,null,"N","Solar",{"$nulls":13},0,0,0,0,{"$nulls":11},"Aquarius Community Solar Gardens LLC",100,"General Electric Co",100]
["COU Solar I, LLC","61720_G_LECOU",61720,"G","LECOU",null,"Solar PV",null,"NY_Z_D","New York",36,"St Lawrence",89,"36089",1.5,0,2018,9999,null,null,"N","Solar",{"$nulls":13},0,0,0,0,{"$nulls":11},"COU Solar 1 LLC",100,"Greenwood Energy",100]
["Woods Hill Solar","61736_G_PV1",61736,"G","PV1",null,"Solar PV",null,"NENG_CT","Connecticut",9,"Windham",15,"09015",20,0,2018,9999,null,null,"N","Solar",{"$nulls":13},0,0,0,0,{"$nulls":11},"Woods Hill Solar LLC",100,"Enel SpA",100]
["Lockheed Martin RMS Syracuse","61739_G_SYR1",61739,"G","SYR1",null,"Energy Storage",null,"NY_Z_C&E","New York",36,"Onondaga",67,"36067",1,0,2017,9999,null,null,"N","Energy Storage",{"$nulls":13},0,0,0,0,{"$nulls":11},"Lockheed Martin RMS Syracuse",100,"Lockheed Martin Corp",100]
["Lower Granite","6175_G_6",6175,"G","6",null,"Hydro",null,"WECC_PNW","Washington",53,"Whitman",75,"53075",135,0,1978,9999,null,null,"N","Hydro",{"$nulls":13},0,0,0,0,{"$nulls":11},"USACE Northwestern Division",100,"U S Army Corps of Engineers",100]
["Miami Dade Solar Energy Center","61766_G_1",61766,"G","1",null,"Solar PV",null,"FRCC","Florida",12,"Miami Dade",86,"12086",74.5,0,2019,9999,null,null,"N","Solar",{"$nulls":13},0,0,0,0,{"$nulls":11},"Florida Power & Light Co",100,"NextEra Energy Inc",100]
["Trinity College Fuel Cell","61786_G_MB-22",61786,"G","MB-22",null,"Fuel Cell",null,"NENG_CT","Connecticut",9,"Hartford",3,"09003",1.4,9500,2018,9999,null,null,"N","Natural Gas",{"$nulls":13},0,0,0,0,{"$nulls":11},"AEP Onsite Partners LLC",100,"American Electric Power Co Inc",100]
["Kearsarge Granby","61815_G_KSG2",61815,"G","KSG2",null,"Solar PV",null,"NENGREST","Massachusetts",25,"Hampshire",15,"25015",0.5,0,2017,9999,null,null,"N","Solar",{"$nulls":13},0,0,0,0,{"$nulls":11},"Kearsarge Granby LLC",100,"Capital Dynamics",100]
["Interstate Solar","61832_G_PGRC5",61832,"G","PGRC5",null,"Solar PV",null,"WECC_PNW","Oregon",41,"Marion",47,"41047",2.2,0,2017,9999,null,null,"N","Solar",{"$nulls":13},0,0,0,0,{"$nulls":11},"SP Solar I LLC",100,"SP Solar I LLC",100]
["Amana Society Service Company","61850_G_IC9",61850,"G","IC9",null,"Combustion Turbine","IC Engine","MIS_IA","Iowa",19,"Iowa",95,"19095",1.8,11011,2001,9999,null,null,"N","Distillate Fuel Oil",{"$nulls":13},1.64976,1.64976,1.64976,1.64976,{"$nulls":11},"Amana Society Service Co",100,"Amana Society Service Co",100]
["Lampwick","61872_G_GEN1",61872,"G","GEN1",null,"Solar PV",null,"ERC_REST","Texas",48,"Menard",327,"48327",7.5,0,2019,9999,null,null,"N","Solar",{"$nulls":13},0,0,0,0,{"$nulls":11},"Cypress Creek Renewables LLC",100,"Cypress Creek Renewables LLC",100]
["John A Logan College Solar","61878_G_JALC",61878,"G","JALC",null,"Solar PV",null,"MIS_IL","Illinois",17,"Williamson",199,"17199",1.6,0,2019,9999,null,null,"N","Solar",{"$nulls":13},0,0,0,0,{"$nulls":11},"StraightUp Solar",100,"Straightup Solar",100]
["BNB Camden Solar","61893_G_BNBHQ",61893,"G","BNBHQ",null,"Solar PV",null,"PJM_EMAC","New Jersey",34,"Camden",7,"34007",2.1,0,2017,9999,null,null,"N","Solar",{"$nulls":13},0,0,0,0,{"$nulls":11},"BNB Camden Solar LLC",100,"ORIX Corp",100]
["McGinness Hills 3","61912_G_OEC31",61912,"G","OEC31",null,"Geothermal",null,"WECC_NNV","Nevada",32,"Lander",15,"32015",24.7,9770,2018,9999,null,null,"N","Geothermal",{"$nulls":13},0,0,0,0,0.4563,0.4563,0.4563,{"$nulls":8},"ORNI 41 LLC",100,"Ormat Technologies Inc",100]
["Bloom Solar","61940_G_6",61940,"G","6",null,"Solar PV",null,"S_VACA","South Carolina",45,"Clarendon",27,"45027",2,0,2019,9999,null,null,"N","Solar",{"$nulls":13},0,0,0,0,{"$nulls":11},"Southern Current Development I LLC",100,"Southern Current LLC",100]
["MCRD Parris Island PV Hybrid","61956_G_BLKST",61956,"G","BLKST",null,"Combustion Turbine","IC Engine","S_VACA","South Carolina",45,"Beaufort",13,"45013",1,10745,2019,9999,null,null,"N","Distillate Fuel Oil",{"$nulls":13},1.64976,1.64976,1.64976,1.64976,{"$nulls":11},"Ameresco Federal Solutions Inc",100,"Ameresco Inc",100]
["Corcoran CSG","61971_G_203",61971,"G","203",null,"Solar PV",null,"MIS_MNWI","Minnesota",27,"Hennepin",53,"27053",1,0,2019,9999,null,null,"N","Solar",{"$nulls":13},0,0,0,0,{"$nulls":11},"SEV MN 2 LLC",100,"Altus Power America Management LLC",100]
["UC Merced Solar Hybrid","61995_G_UCMBA",61995,"G","UCMBA",null,"Energy Storage",null,"WEC_CALN","California",6,"Merced",47,"06047",0.5,0,2018,9999,null,null,"N","Energy Storage",{"$nulls":13},0,0,0,0,{"$nulls":11},"UC Merced",100,"UC Merced",100]
["Sanford","620_G_5B",620,"G","5B",434,"Combined Cycle",null,"FRCC","Florida",12,"Volusia",127,"12127",197,7438,2002,9999,null,null,"N","Natural Gas",{"$nulls":3},"DLNB","SCR",{"$nulls":7},1E-3,0.02063,0.02063,0.02063,0.02063,{"$nulls":11},"Florida Power & Light Co",100,"NextEra Energy Inc",100]
["Rock Island","6200_G_B-7",6200,"G","B-7",null,"Hydro",null,"WECC_PNW","Washington",53,"Chelan",7,"53007",17,0,1952,9999,null,null,"N","Hydro",{"$nulls":13},0,0,0,0,{"$nulls":11},"PUD No 1 of Chelan County",100,"PUD No 1 of Chelan County",100]
["Page Solar","62018_G_PGRI1",62018,"G","PGRI1",null,"Solar PV",null,"S_VACA","North Carolina",37,"Johnston",101,"37101",1.6,0,2018,9999,null,null,"N","Solar",{"$nulls":13},0,0,0,0,{"$nulls":11},"Page Solar Farm LLC",100,"Page Solar Farm LLC",100]
["Glaciers Edge Wind Project","62035_G_GEW",62035,"G","GEW",null,"Onshore Wind",null,"MIS_MIDA","Iowa",19,"Cherokee",35,"19035",200,0,2019,9999,null,null,"N","Wind",{"$nulls":13},0,0,0,0,{"$nulls":11},"Glaciers Edge Wind Project LLC",100,"EDF Group",100]
["Hampton MN GRE","62060_G_PV1",62060,"G","PV1",null,"Solar PV",null,"MIS_MNWI","Minnesota",27,"Dakota",37,"27037",2,0,2018,9999,null,null,"N","Solar",{"$nulls":13},0,0,0,0,{"$nulls":11},"SoCore 2017 ProjectCo M6 LLC",100,"SoCore Energy",100]
["Southwick Solar PV","62082_G_REC34",62082,"G","REC34",null,"Solar PV",null,"NENGREST","Massachusetts",25,"Hampden",13,"25013",5,0,2019,9999,null,null,"N","Solar",{"$nulls":13},0,0,0,0,{"$nulls":11},"NSTAR Co d/b/a Eversource Energy",100,"Eversource Energy",100]
["Tiller CSG","62098_G_TILLE",62098,"G","TILLE",null,"Solar PV",null,"MIS_MNWI","Minnesota",27,"Sherburne",141,"27141",5,0,2018,9999,null,null,"N","Solar",{"$nulls":13},0,0,0,0,{"$nulls":11},"DG Minnesota CSG LLC",100,"NextEra Energy Inc",100]
["AES Huntington Beach Energy Project","62116_G_1B",62116,"G","1B",null,"Combined Cycle",null,"WECC_SCE","California",6,"Orange",59,"06059",194,7050,2020,9999,null,null,"N","Natural Gas",{"$nulls":13},0.011,0.011,0.011,0.011,{"$nulls":11},"AES Southland LLC",100,"AES Corp (The)",100]
["North English","62133_G_GT1",62133,"G","GT1",null,"Onshore Wind",null,"MIS_IA","Iowa",19,"Poweshiek",157,"19157",200,0,2018,9999,null,null,"N","Wind",{"$nulls":13},0,0,0,0,{"$nulls":11},"MidAmerican Energy Co",100,"Berkshire Hathaway Inc",100]
["Huneke II CSG","62139_G_SO346",62139,"G","SO346",null,"Solar PV",null,"MIS_MNWI","Minnesota",27,"Goodhue",49,"27049",1.1,0,2018,9999,null,null,"N","Solar",{"$nulls":13},0,0,0,0,{"$nulls":11},"Terraform Power Inc",100,"Brookfield Asset Management Inc",100]
["Turner Rd Community Solar Project","62160_G_300",62160,"G","300",null,"Solar PV",null,"NY_Z_C&E","New York",36,"Chemung",15,"36015",2,0,2019,9999,null,null,"N","Solar",{"$nulls":13},0,0,0,0,{"$nulls":11},"NY Baldwin II LLC",100,"NY Baldwin II LLC",100]
["Blue Water Energy Center","62192_G_11",62192,"G","11",null,"Combined Cycle",null,"MIS_LMI","Michigan",26,"St Clair",147,"26147",359,7050,2022,9999,null,null,"N","Natural Gas",{"$nulls":13},0.011,0.011,0.011,0.011,{"$nulls":11},"DTE Energy Co",100,"DTE Energy Co",100]
["Felton CSG PV1-5","62210_G_FELT5",62210,"G","FELT5",null,"Solar PV",null,"MIS_MNWI","Minnesota",27,"Dakota",37,"27037",1,0,2019,9999,null,null,"N","Solar",{"$nulls":13},0,0,0,0,{"$nulls":11},"Felton Farms CSG 1 LLC",100,"Ecoplexus Inc",100]
["Burgaw Solar, LLC","62240_G_1072",62240,"G","1072",null,"Solar PV",null,"S_VACA","North Carolina",37,"Pender",141,"37141",5,0,2019,9999,null,null,"N","Solar",{"$nulls":13},0,0,0,0,{"$nulls":11},"Burgaw Solar LLC",100,"Greengo Energy US Inc",100]
["Ranchero Wind Farm LLC","62259_G_RAN",62259,"G","RAN",null,"Onshore Wind",null,"ERC_WEST","Texas",48,"Crockett",105,"48105",300,0,2019,9999,null,null,"N","Wind",{"$nulls":13},0,0,0,0,{"$nulls":11},"Ranchero Wind Farm LLC",100,"Quinbrook Infrastructure Partners",100]
["Westchester County Medical Center","62270_G_DT500",62270,"G","DT500",null,"Combustion Turbine","IC Engine","NY_Z_G-I","New York",36,"Westchester",119,"36119",0.5,13469,2000,9999,null,null,"N","Distillate Fuel Oil",{"$nulls":13},1.64976,1.64976,1.64976,1.64976,{"$nulls":11},"Westchester County Medical Center",100,"Westchester County Medical Center",100]
["Apple River","6231_G_3",6231,"G","3",null,"Hydro",null,"MIS_MNWI","Wisconsin",55,"St Croix",109,"55109",0.5,0,1901,2024,null,null,"N","Hydro",{"$nulls":13},0,0,0,0,{"$nulls":11},"Northern States Power Co (Wisconsin)",100,"Xcel Energy Inc",100]
["Aulander Holloman Solar, LLC","62340_G_HOLLO",62340,"G","HOLLO",null,"Solar PV",null,"PJM_Dom","North Carolina",37,"Hertford",91,"37091",80,0,2018,9999,null,null,"N","Solar",{"$nulls":13},0,0,0,0,{"$nulls":11},"Aulander Holloman Solar LLC",100,"Aulander Holloman Solar LLC",100]
["I25 Battery Storage","62373_G_I25BA",62373,"G","I25BA",null,"Energy Storage",null,"WECC_CO","Colorado",8,"Weld",123,"08123",4,0,2018,9999,null,null,"N","Energy Storage",{"$nulls":13},0,0,0,0,{"$nulls":11},"United Power Inc",100,"United Power Inc",100]
["Pearl Station","6238_G_GT1",6238,"G","GT1",null,"Combustion Turbine",null,"MIS_IL","Illinois",17,"Pike",149,"17149",20.1,17928,1973,9999,null,null,"N","Distillate Fuel Oil",{"$nulls":12},1,1.01005,1.01005,1.01005,1.01005,{"$nulls":11},"Prairie Power Inc",100,"Prairie Power Inc",100]
["City of Gallup Solar","62406_G_X0022",62406,"G","X0022",null,"Solar PV",null,"WECC_NM","New Mexico",35,"McKinley",31,"35031",8,0,2018,9999,null,null,"N","Solar",{"$nulls":13},0,0,0,0,{"$nulls":11},"Standard Solar Inc",100,"Standard Solar Inc",100]
["Lake Region Community Hybrid, LLC","62442_G_LRCH",62442,"G","LRCH",null,"Onshore Wind",null,"MIS_MNWI","Minnesota",27,"Otter Tail",111,"27111",2,0,2018,9999,null,null,"N","Wind",{"$nulls":13},0,0,0,0,{"$nulls":11},"Lake Region Community Hybrid LLC",100,"Juhl Wind Inc",100]
["DESI-2 Battery Storage Facility","62460_G_DESI2",62460,"G","DESI2",null,"Energy Storage",null,"WECC_SCE","California",6,"Orange",59,"06059",1.4,0,2020,9999,null,null,"N","Energy Storage",{"$nulls":13},0,0,0,0,{"$nulls":11},"Southern California Edison Co",100,"Edison International",100]
["Beech Ridge II Wind Energy Center","62482_G_GEN1",62482,"G","GEN1",null,"Onshore Wind",null,"PJM_AP","West Virginia",54,"Greenbrier",25,"54025",56.2,0,2019,9999,null,null,"N","Wind",{"$nulls":13},0,0,0,0,{"$nulls":11},"Beech Ridge Energy II LLC",100,"Invenergy LLC",100]
["Germantown","6253_G_4",6253,"G","4",90236,"Combustion Turbine",null,"MIS_WUMS","Wisconsin",55,"Washington",131,"55131",49.2,17529,1978,9999,null,null,"N","Distillate Fuel Oil",{"$nulls":12},0.052,1.20035,1.20035,1.20035,1.20035,{"$nulls":11},"Wisconsin Electric Power Co",100,"WEC Energy Group Inc",100]
["Knoxville Battery Energy Storage","62569_G_ES1",62569,"G","ES1",null,"Energy Storage",null,"MIS_MIDA","Iowa",19,"Marion",125,"19125",1.1,0,2018,9999,null,null,"N","Energy Storage",{"$nulls":13},0,0,0,0,{"$nulls":11},"MidAmerican Energy Co",100,"Berkshire Hathaway Inc",100]
["Wilson","6258_G_5E",6258,"G","5E",89930,"Combustion Turbine",null,"S_SOU","Georgia",13,"Burke",33,"13033",54,25000,1973,9999,null,null,"N","Distillate Fuel Oil",{"$nulls":12},2.578,1.1997,1.1997,1.1997,1.1997,{"$nulls":11},"Georgia Power Co",100,"Southern Co",100]
["Tanglewood Circle Solar 1 LLC","62583_G_5823",62583,"G","5823",null,"Solar PV",null,"NENGREST","Massachusetts",25,"Berkshire",3,"25003",5,0,2018,9999,null,null,"N","Solar",{"$nulls":13},0,0,0,0,{"$nulls":11},"Tanglewood Circle Solar 1 LLC",100,"Borrego Solar Systems Inc",100]
["Bloomfield Municipal Utilities Solar","62607_G_PV",62607,"G","PV",null,"Solar PV",null,"MIS_IA","Iowa",19,"Davis",51,"19051",1.6,0,2019,9999,null,null,"N","Solar",{"$nulls":13},0,0,0,0,{"$nulls":11},"AEP Onsite Partners LLC",100,"American Electric Power Co Inc",100]
["Jumbo Hill Wind Project","62630_G_WTGS1",62630,"G","WTGS1",null,"Onshore Wind",null,"ERC_WEST","Texas",48,"Andrews",3,"48003",160.7,0,2020,9999,null,null,"N","Wind",{"$nulls":13},0,0,0,0,{"$nulls":11},"Jumbo Hill Wind Project LLC",100,"ENGIE SA",100]
["AZ State University - Tempe Campus Solar","62643_G_20971",62643,"G","20971",null,"Solar PV",null,"WECC_AZ","Arizona",4,"Maricopa",13,"04013",0.2,0,2013,9999,null,null,"N","Solar",{"$nulls":13},0,0,0,0,{"$nulls":11},"Sun Devil Solar LLC",100,"Sun Devil Solar LLC",100]
["Zephyr Wind Project - 2.0","62653_G_T2",62653,"G","T2",null,"Onshore Wind",null,"PJM_West","Ohio",39,"Hancock",63,"39063",1.5,0,2019,9999,null,null,"N","Wind",{"$nulls":13},0,0,0,0,{"$nulls":11},"One Energy LLC",100,"One Energy LLC",100]
["Equinix Caspian Dr. Fuel Cell","62671_G_EQX1B",62671,"G","EQX1B",null,"Fuel Cell",null,"WEC_CALN","California",6,"Santa Clara",85,"06085",2.8,9118,2017,9999,null,null,"N","Natural Gas",{"$nulls":13},0,0,0,0,{"$nulls":11},"2016 ESA Project Co LLC",100,"Southern Co",100]
["Garfield Solar","62680_G_GARFS",62680,"G","GARFS",null,"Solar PV",null,"PJM_EMAC","New Jersey",34,"Bergen",3,"34003",1.4,0,2019,9999,null,null,"N","Solar",{"$nulls":13},0,0,0,0,{"$nulls":11},"NJR Clean Energy Ventures III Corp",100,"New Jersey Resources Corp",100]
["Mission College Blvd. Fuel Cell","62697_G_NTL3B",62697,"G","NTL3B",null,"Fuel Cell",null,"WEC_CALN","California",6,"Santa Clara",85,"06085",2.6,9118,2017,9999,null,null,"N","Natural Gas",{"$nulls":13},0,0,0,0,{"$nulls":11},"2016 ESA Project Co LLC",100,"Southern Co",100]
["Equinix Great Oaks Blvd. Fuel Cell","62702_G_EQ14A",62702,"G","EQ14A",null,"Fuel Cell",null,"WEC_CALN","California",6,"Santa Clara",85,"06085",2.4,9118,2017,9999,null,null,"N","Natural Gas",{"$nulls":13},0,0,0,0,{"$nulls":11},"2016 ESA Project Co LLC",100,"Southern Co",100]
["Mesa CSG 1 Murdock","62719_G_X0038",62719,"G","X0038",null,"Solar PV",null,"WECC_CO","Colorado",8,"Mesa",77,"08077",1.5,0,2019,9999,null,null,"N","Solar",{"$nulls":13},0,0,0,0,{"$nulls":11},"Mesa CSG 1 LLC",100,"Standard Solar Inc",100]
["Ravenna Hydroelectric Project","62747_G_1",62747,"G","1",null,"Hydro",null,"S_C_KY","Kentucky",21,"Estill",65,"21065",0.5,0,2019,9999,null,null,"N","Hydro",{"$nulls":13},0,0,0,0,{"$nulls":11},"Lock 12 Hydro Partners",100,"Lock 12 Hydro Partners",100]
["Ulster County Solar","62777_G_ULSTE",62777,"G","ULSTE",null,"Solar PV",null,"NY_Z_G-I","New York",36,"Ulster",111,"36111",1.4,0,2018,9999,null,null,"N","Solar",{"$nulls":13},0,0,0,0,{"$nulls":11},"Ulster Solar LLC",100,"NextEra Energy Inc",100]
["Ozark Beach","6280_G_6",6280,"G","6",null,"Hydro",null,"SPP_N","Missouri",29,"Taney",213,"29213",4,0,1931,9999,null,null,"N","Hydro",{"$nulls":13},0,0,0,0,{"$nulls":11},"Empire District Electric Co (The)",100,"Algonquin Power & Utilities Corp",100]
["Nextsun Energy Littleton","62842_G_1-003",62842,"G","1-003",null,"Solar PV",null,"NENGREST","Massachusetts",25,"Middlesex",17,"25017",4,0,2013,9999,null,null,"N","Solar",{"$nulls":13},0,0,0,0,{"$nulls":11},"Nextsun Energy LLC",100,"Nextsun Energy LLC",100]
["Carolina Poultry Power Farmville","62873_G_7475",62873,"G","7475",null,"Biomass",null,"S_VACA","North Carolina",37,"Pitt",147,"37147",0.8,7611,2019,9999,null,null,"Y","Biomass",{"$nulls":13},0.02,0.02,0.02,0.02,{"$nulls":11},"Carolina Poultry Power RG1 LLC",100,"Carolina Poultry Power RG1 LLC",100]
["Windsor Floating Solar","62902_G_WUS15",62902,"G","WUS15",null,"Solar PV",null,"WEC_CALN","California",6,"Sonoma",97,"06097",1.5,0,2019,9999,null,null,"N","Solar",{"$nulls":13},0,0,0,0,{"$nulls":11},"CA Odevi LLC",100,"CA Odevi LLC",100]
["VEC Energy Storage","62907_G_VEC",62907,"G","VEC",null,"Energy Storage",null,"NENGREST","Vermont",50,"Chittenden",7,"50007",1.9,0,2019,9999,null,null,"N","Energy Storage",{"$nulls":13},0,0,0,0,{"$nulls":11},"VESIVEC LLC",100,"Ormat Technologies Inc",100]
["Deuel Harvest Wind Energy LLC","62943_G_GEN1",62943,"G","GEN1",null,"Onshore Wind",null,"SPP_WAUE","South Dakota",46,"Deuel",39,"46039",300,0,2020,9999,null,null,"N","Wind",{"$nulls":13},0,0,0,0,{"$nulls":11},"Invenergy LLC",100,"Invenergy LLC",100]
["Novel Herickhoff Solar CSG","62967_G_HERIC",62967,"G","HERIC",null,"Solar PV",null,"MIS_MNWI","Minnesota",27,"Douglas",41,"27041",1,0,2020,9999,null,null,"N","Solar",{"$nulls":13},0,0,0,0,{"$nulls":11},"Novel Herickhoff Solar CSG",100,"Novel Energy Solutions",100]
["Novel Pederson Solar CSG","62983_G_PED",62983,"G","PED",null,"Solar PV",null,"MIS_MNWI","Minnesota",27,"Benton",9,"27009",1,0,2020,9999,null,null,"N","Solar",{"$nulls":13},0,0,0,0,{"$nulls":11},"Novel Pederson Solar LLC CSG",100,"Novel Energy Solutions",100]
["Fort Carson Battery Energy Storage System","63022_G_1",63022,"G","1",null,"Energy Storage",null,"WECC_CO","Colorado",8,"El Paso",41,"08041",4.2,0,2018,9999,null,null,"N","Energy Storage",{"$nulls":13},0,0,0,0,{"$nulls":11},"United States Army",100,"United States Army",100]
["Palo Alto Wind Farm","63053_G_PAWF",63053,"G","PAWF",null,"Onshore Wind",null,"MIS_IA","Iowa",19,"Palo Alto",147,"19147",250,0,2019,9999,null,null,"N","Wind",{"$nulls":13},0,0,0,0,{"$nulls":11},"Palo Alto Wind Energy LLC",100,"Invenergy LLC",100]
["White CSG","63085_G_15124",63085,"G","15124",null,"Solar PV",null,"PJM_SMAC","Maryland",24,"Baltimore",5,"24005",2,0,2019,9999,null,null,"N","Solar",{"$nulls":13},0,0,0,0,{"$nulls":11},"FFP Fund II Partnership2 LLC",100,"Mitsui & Co Ltd",100]
["Two Creeks Solar","63105_G_1",63105,"G","1",null,"Solar PV",null,"MIS_WUMS","Wisconsin",55,"Manitowoc",71,"55071",150,0,2020,9999,null,null,"N","Solar",{"$nulls":13},0,0,0,0,{"$nulls":11},"NextEra Energy Inc",100,"NextEra Energy Inc",100]
["Allis Medina Solar LLC","63129_G_ALLIS",63129,"G","ALLIS",null,"Solar PV",null,"NY_Z_B","New York",36,"Orleans",73,"36073",5,0,2020,9999,null,null,"N","Solar",{"$nulls":13},0,0,0,0,{"$nulls":11},"Allis Medina Solar LLC",100,"AES Corp (The)",100]
["USS Horne South Solar LLC CSG","63155_G_HORNS",63155,"G","HORNS",null,"Solar PV",null,"SPP_WAUE","Minnesota",27,"Clay",27,"27027",1,0,2020,9999,null,null,"N","Solar",{"$nulls":13},0,0,0,0,{"$nulls":11},"US Solar DG Development LLC",100,"US Solar DG Development LLC",100]
["Hartmann Project CSG","63174_G_TC3",63174,"G","TC3",null,"Solar PV",null,"MIS_MNWI","Minnesota",27,"Sherburne",141,"27141",1,0,2019,9999,null,null,"N","Solar",{"$nulls":13},0,0,0,0,{"$nulls":11},"Hartmann Community Solar LLC",100,"Hartmann Community Solar LLC",100]
["P L Bartow","634_G_P4",634,"G","P4",null,"Combustion Turbine",null,"FRCC","Florida",12,"Pinellas",103,"12103",45,15776,1972,9999,null,null,"N","Natural Gas, Distillate Fuel Oil",{"$nulls":12},0.501,0.34193,0.34193,0.34193,0.34193,{"$nulls":11},"Duke Energy Florida",100,"Duke Energy Corp",100]
["Dwight","6378_G_DW4",6378,"G","DW4",null,"Hydro",null,"NENGREST","Massachusetts",25,"Hampden",13,"25013",0.4,0,1920,9999,null,null,"N","Hydro",{"$nulls":13},0,0,0,0,{"$nulls":11},"EP Energy Massachusetts LLC",100,"Essential Power LLC",100]
["Boise R Diversion","6397_G_1A",6397,"G","1A",null,"Hydro",null,"WECC_ID","Idaho",16,"Ada",1,"16001",1.1,0,2004,9999,null,null,"N","Hydro",{"$nulls":13},0,0,0,0,{"$nulls":11},"U S Bureau of Reclamation",100,"U S Bureau of Reclamation",100]
["Roza","6407_G_1",6407,"G","1",null,"Hydro",null,"WECC_PNW","Washington",53,"Yakima",77,"53077",12.9,0,1958,9999,null,null,"N","Hydro",{"$nulls":13},0,0,0,0,{"$nulls":11},"U S Bureau of Reclamation",100,"U S Bureau of Reclamation",100]
["Center Hill","6417_G_2",6417,"G","2",null,"Hydro",null,"S_C_TVA","Tennessee",47,"DeKalb",41,"47041",50,0,1951,9999,null,null,"N","Hydro",{"$nulls":13},0,0,0,0,{"$nulls":11},"USACE Nashville District",100,"U S Army Corps of Engineers",100]
["Eufaula Dam","6419_G_2",6419,"G","2",null,"Hydro",null,"SPP_WEST","Oklahoma",40,"Haskell",61,"40061",34.5,0,1964,9999,null,null,"N","Hydro",{"$nulls":13},0,0,0,0,{"$nulls":11},"USACE Tulsa District",100,"U S Army Corps of Engineers",100]
["Diablo","6432_G_31",6432,"G","31",null,"Hydro",null,"WECC_PNW","Washington",53,"Whatcom",73,"53073",90,0,1937,9999,null,null,"N","Hydro",{"$nulls":13},0,0,0,0,{"$nulls":11},"Seattle City Light",100,"Seattle City Light",100]
["Wilson Dam","6440_G_3",6440,"G","3",null,"Hydro",null,"S_C_TVA","Alabama",1,"Lauderdale",77,"01077",23,0,1925,9999,null,null,"N","Hydro",{"$nulls":13},0,0,0,0,{"$nulls":11},"Tennessee Valley Authority",100,"Tennessee Valley Authority",100]
["Carver Falls","6456_G_2",6456,"G","2",null,"Hydro",null,"NY_Z_F","New York",36,"Washington",115,"36115",0.6,0,1922,9999,null,null,"N","Hydro",{"$nulls":13},0,0,0,0,{"$nulls":11},"Green Mountain Power Corp",100,"Gaz Métropolitain & Co LP",100]
["Bend","6484_G_1",6484,"G","1",null,"Hydro",null,"WECC_PNW","Oregon",41,"Deschutes",17,"41017",0.2,0,1913,9999,null,null,"N","Hydro",{"$nulls":13},0,0,0,0,{"$nulls":11},"PacifiCorp",100,"Berkshire Hathaway Inc",100]
["Rocky Ford","6516_G_IC4",6516,"G","IC4",null,"Combustion Turbine","IC Engine","WECC_CO","Colorado",8,"Otero",89,"08089",2,12283,1964,9999,null,null,"N","Distillate Fuel Oil",{"$nulls":12},1.2,1.64976,1.64976,1.64976,1.64976,{"$nulls":11},"Black Hills Colorado Electric LLC",100,"Black Hills Corp",100]
["Yards Creek","6522_G_1",6522,"G","1",null,"Pumped Storage",null,"PJM_EMAC","New Jersey",34,"Warren",41,"34041",140,0,1965,9999,null,null,"N","Pumped Storage",{"$nulls":13},0,0,0,0,{"$nulls":11},"Jersey Central Power & Light Co",50,"FirstEnergy Corp",50]
["Millville Hydro Station","6546_G_2",6546,"G","2",null,"Hydro",null,"PJM_AP","West Virginia",54,"Jefferson",37,"54037",0.8,0,1939,9999,null,null,"N","Hydro",{"$nulls":13},0,0,0,0,{"$nulls":11},"All Dams Generation LLC",100,"Ontario Power Generation Inc",100]
["Winfield","6562_G_1",6562,"G","1",null,"Hydro",null,"PJM_West","West Virginia",54,"Putnam",79,"54079",8.9,0,1938,9999,null,null,"N","Hydro",{"$nulls":13},0,0,0,0,{"$nulls":11},"Appalachian Power Co",100,"American Electric Power Co Inc",100]
["Wilkins Station","6586_G_2",6586,"G","2",null,"Combustion Turbine","IC Engine","NENGREST","Massachusetts",25,"Essex",9,"25009",2.5,11707,1975,9999,null,null,"N","Distillate Fuel Oil",{"$nulls":12},0.789,4.39046,4.39046,4.39046,4.39046,{"$nulls":11},"Marblehead Municipal Light Dept",100,"Marblehead Municipal Light Dept",100]
["Deerhaven Generating Station","663_G_GT3",663,"G","GT3",488,"Combustion Turbine",null,"FRCC","Florida",12,"Alachua",1,"12001",75,15493,1996,9999,null,null,"N","Natural Gas, Distillate Fuel Oil",{"$nulls":3},"DLNB + H2O",{"$nulls":8},0.8,0.03274,0.03274,0.03274,0.03274,{"$nulls":11},"Gainesville Regional Utilities",100,"Gainesville Regional Utilities",100]
["John R Kelly","664_G_CT04",664,"G","CT04",489,"Combined Cycle",null,"FRCC","Florida",12,"Alachua",1,"12001",75,8549,2001,9999,null,null,"N","Natural Gas, Distillate Fuel Oil",{"$nulls":3},"DLNB + H2O",{"$nulls":9},0.01971,0.01971,0.01971,0.01971,{"$nulls":11},"Gainesville Regional Utilities",100,"Gainesville Regional Utilities",100]
["Moreau","6652_G_1",6652,"G","1",90100,"Combustion Turbine",null,"MIS_MO","Missouri",29,"Cole",51,"29051",53,22314,1978,9999,null,null,"N","Distillate Fuel Oil",{"$nulls":12},2.02,1.19995,1.19995,1.19995,1.19995,{"$nulls":11},"Ameren Missouri",100,"Ameren Corp",100]
["Pebbly Beach Generating Station","6704_G_MT14",6704,"G","MT14",null,"Combustion Turbine",null,"WEC_LADW","California",6,"Los Angeles",37,"06037",0.1,15294,2011,9999,null,null,"N","Natural Gas",{"$nulls":13},0.79549,0.79549,0.79549,0.79549,{"$nulls":11},"Southern California Edison Co",100,"Edison International",100]
["Tom G Smith","673_G_MU5",673,"G","MU5",null,"Combustion Turbine","IC Engine","FRCC","Florida",12,"Palm Beach",99,"12099",2,17253,1965,9999,null,null,"N","Distillate Fuel Oil",{"$nulls":13},3.21364,3.21364,3.21364,3.21364,{"$nulls":11},"Lake Worth Utilities",100,"Lake Worth Utilities",100]
["Augusta Electric Plant No 2","6791_G_2",6791,"G","2",null,"Combustion Turbine","IC Engine","SPP_N","Kansas",20,"Butler",15,"20015",4,18000,1968,9999,null,null,"N","Natural Gas, Distillate Fuel Oil",{"$nulls":13},2.7,2.7,2.7,2.7,{"$nulls":11},"Augusta KS (City of)",100,"Augusta KS (City of)",100]
["Arvah B Hopkins","688_G_2",688,"G","2",89683,"Combined Cycle",null,"FRCC","Florida",12,"Leon",73,"12073",141,7905,1977,9999,"wall","dry","N","Natural Gas, Distillate Fuel Oil",{"$nulls":3},"FR","SCR",{"$nulls":7},1.4,0.00917,0.00917,0.00917,0.00917,{"$nulls":11},"Tallahassee FL (City of)",100,"Tallahassee FL (City of)",100]
["Trenton North","698_G_3",698,"G","3",null,"Combustion Turbine","IC Engine","MIS_MO","Missouri",29,"Grundy",79,"29079",2.7,12282,1974,9999,null,null,"N","Distillate Fuel Oil",{"$nulls":12},2.3,1.64976,1.64976,1.64976,1.64976,{"$nulls":11},"Trenton Municipal Utilities",100,"Trenton Municipal Utilities",100]
["Hugoton 2","7011_G_13",7011,"G","13",null,"Combustion Turbine","IC Engine","SPP_N","Kansas",20,"Stevens",189,"20189",0.5,10745,1998,9999,null,null,"N","Natural Gas",{"$nulls":12},3,1.06095,1.06095,1.06095,1.06095,{"$nulls":11},"Hugoton KS (City of)",100,"Hugoton KS (City of)",100]
["Whitehead","7028_G_K2",7028,"G","K2",null,"Combustion Turbine","IC Engine","WECC_UT","Utah",49,"Utah",49,"49049",6,11421,1986,9999,null,null,"N","Natural Gas",{"$nulls":12},0.85,1.06095,1.06095,1.06095,1.06095,{"$nulls":11},"Springville UT (City of)",100,"Springville UT (City of)",100]
["Wrightsville Hydro Plant","7051_G_1",7051,"G","1",null,"Hydro",null,"NENGREST","Vermont",50,"Washington",23,"50023",0.1,0,1985,9999,null,null,"N","Hydro",{"$nulls":13},0,0,0,0,{"$nulls":11},"Washington Electric Coop Inc (VT)",100,"Washington Electric Coop Inc (VT)",100]
["Goat Rock","707_G_6",707,"G","6",null,"Hydro",null,"S_SOU","Alabama",1,"Lee",81,"01081",5,0,1956,9999,null,null,"N","Hydro",{"$nulls":13},0,0,0,0,{"$nulls":11},"Georgia Power Co",100,"Southern Co",100]
["Jack McDonough","710_G_3B",710,"G","3B",90362,"Combustion Turbine",null,"S_SOU","Georgia",13,"Cobb",67,"13067",32,25000,1971,9999,null,null,"N","Natural Gas, Distillate Fuel Oil",{"$nulls":12},3.09,0.8671,0.8671,0.8671,0.8671,{"$nulls":11},"Georgia Power Co",100,"Southern Co",100]
["Gladstone","7119_G_1",7119,"G","1",null,"Combustion Turbine",null,"MIS_WUMS","Michigan",26,"Delta",41,"26041",17,16213,1975,9999,null,null,"N","Distillate Fuel Oil",{"$nulls":12},1.67,1.01005,1.01005,1.01005,1.01005,{"$nulls":11},"Upper Peninsula Power Co",100,"Balfour Beatty Infrastructure Inc",100]
["Whillock","7135_G_3",7135,"G","3",null,"Hydro",null,"MIS_AR","Arkansas",5,"Conway",29,"05029",5,0,1993,9999,null,null,"N","Hydro",{"$nulls":13},0,0,0,0,{"$nulls":11},"Arkansas Electric Coop Corp",100,"Arkansas Electric Coop Corp",100]
["McManus","715_G_4D",715,"G","4D",90268,"Combustion Turbine",null,"S_SOU","Georgia",13,"Glynn",127,"13127",46,16959,1972,9999,null,null,"N","Distillate Fuel Oil",{"$nulls":12},0.8,1.19998,1.19998,1.19998,1.19998,{"$nulls":11},"Georgia Power Co",100,"Southern Co",100]
["Hay Road","7153_G_HR1",7153,"G","HR1",2964,"Combined Cycle",null,"PJM_EMAC","Delaware",10,"New Castle",3,"10003",126,8104,1989,9999,null,null,"N","Natural Gas, Distillate Fuel Oil",{"$nulls":3},"H2O + OFA",{"$nulls":8},0.04,0.03639,0.03639,0.03639,0.03639,{"$nulls":11},"Calpine Mid Atlantic Generation LLC",100,"Energy Capital Partners",100]
["Concord","7159_G_3",7159,"G","3",2987,"Combustion Turbine",null,"MIS_WUMS","Wisconsin",55,"Jefferson",55,"55055",90.7,14358,1994,9999,null,null,"N","Natural Gas, Distillate Fuel Oil",{"$nulls":3},"H2O",{"$nulls":8},2E-3,0.07831,0.07831,0.07831,0.07831,{"$nulls":11},"Wisconsin Electric Power Co",100,"WEC Energy Group Inc",100]
["Nacoochee","718_G_2",718,"G","2",null,"Hydro",null,"S_SOU","Georgia",13,"Rabun",241,"13241",3,0,1926,9999,null,null,"N","Hydro",{"$nulls":13},0,0,0,0,{"$nulls":11},"Georgia Power Co",100,"Southern Co",100]
["Darbytown","7212_G_4",7212,"G","4",88245,"Combustion Turbine",null,"PJM_Dom","Virginia",51,"Henrico",87,"51087",84,12340,1990,9999,null,null,"N","Natural Gas, Distillate Fuel Oil",{"$nulls":3},"H2O",{"$nulls":8},2.64,0.15353,0.15353,0.15353,0.15353,{"$nulls":11},"Virginia Electric & Power Co",100,"Dominion Energy Inc",100]
["Cane Island","7238_G_2",7238,"G","2",3044,"Combined Cycle",null,"FRCC","Florida",12,"Osceola",97,"12097",69,7384,1995,9999,null,null,"N","Natural Gas, Distillate Fuel Oil",{"$nulls":3},"DLNB + H2O",{"$nulls":8},0.006,0.01653,0.01653,0.01653,0.01653,{"$nulls":11},"Florida Municipal Power Agency",50,"Florida Municipal Power Agency",50]
["Woodland","7266_G_3",7266,"G","3",9046,"Combined Cycle",null,"WEC_BANC","California",6,"Stanislaus",99,"06099",50,8004,2003,9999,null,null,"N","Natural Gas",{"$nulls":3},"H2O","SCR",{"$nulls":8},0.00409,0.00409,0.00409,0.00409,{"$nulls":11},"Modesto Irrigation District",100,"Modesto Irrigation District",100]
["Lincoln Combustion","7277_G_13",7277,"G","13",3074,"Combustion Turbine",null,"S_VACA","North Carolina",37,"Lincoln",109,"37109",74,14176,1996,9999,null,null,"N","Natural Gas, Distillate Fuel Oil",{"$nulls":3},"H2O",{"$nulls":8},2.3,0.08986,0.08986,0.08986,0.08986,{"$nulls":11},"Duke Energy Carolinas",100,"Duke Energy Corp",100]
["Gardner Energy Center","7281_G_CT1",7281,"G","CT1",null,"Combustion Turbine",null,"SPP_N","Kansas",20,"Johnson",91,"20091",13.5,19511,1990,9999,null,null,"N","Natural Gas, Distillate Fuel Oil",{"$nulls":13},0.23894,0.23894,0.23894,0.23894,{"$nulls":11},"Gardner KS (City of)",100,"Gardner KS (City of)",100]
["Yonah","729_G_3",729,"G","3",null,"Hydro",null,"S_SOU","Georgia",13,"Stephens",257,"13257",9.5,0,1925,9999,null,null,"N","Hydro",{"$nulls":13},0,0,0,0,{"$nulls":11},"Georgia Power Co",100,"Southern Co",100]
["Redding Power","7307_G_1",7307,"G","1",null,"Combustion Turbine",null,"WEC_BANC","California",6,"Shasta",89,"06089",16,15532,1996,9999,null,null,"N","Natural Gas",{"$nulls":12},0.74,0.79549,0.79549,0.79549,0.79549,{"$nulls":11},"Redding Electric Utility",100,"Redding Electric Utility",100]
["Wellington 2","7339_G_6",7339,"G","6",null,"Combustion Turbine",null,"SPP_N","Kansas",20,"Sumner",191,"20191",21,18082,1989,9999,null,null,"N","Natural Gas, Distillate Fuel Oil",{"$nulls":12},3,0.12861,0.12861,0.12861,0.12861,{"$nulls":11},"Wellington Municipal Electric Utility",100,"Wellington Municipal Electric Utility",100]
["Towaoc","7373_G_1",7373,"G","1",null,"Hydro",null,"WECC_CO","Colorado",8,"Montezuma",83,"08083",11.4,0,1993,9999,null,null,"N","Hydro",{"$nulls":13},0,0,0,0,{"$nulls":11},"U S Bureau of Reclamation",100,"U S Bureau of Reclamation",100]
["Salisbury City of","7400_G_2",7400,"G","2",null,"Combustion Turbine","IC Engine","SPP_N","Missouri",29,"Chariton",41,"29041",0.8,12283,1983,9999,null,null,"N","Distillate Fuel Oil",{"$nulls":12},2.3,1.64976,1.64976,1.64976,1.64976,{"$nulls":11},"Salisbury Municipal Utility",100,"Salisbury Municipal Utility",100]
["Lakefield Utilities","7415_G_5",7415,"G","5",null,"Combustion Turbine","IC Engine","MIS_MNWI","Minnesota",27,"Jackson",63,"27063",1,11219,1985,9999,null,null,"N","Distillate Fuel Oil",{"$nulls":13},1.64976,1.64976,1.64976,1.64976,{"$nulls":11},"Lakefield MN (City of)",100,"Lakefield MN (City of)",100]
["VMEA 1 Credit Gen","7440_G_V3",7440,"G","V3",null,"Combustion Turbine","IC Engine","PJM_Dom","Virginia",51,"Prince William",153,"51153",1.5,10745,1990,9999,null,null,"N","Distillate Fuel Oil",{"$nulls":12},1.06,1.64976,1.64976,1.64976,1.64976,{"$nulls":11},"Harrisonburg VA (City of)",48.58,"Harrisonburg VA (City of)",48.58]
["Roseville","7452_G_2",7452,"G","2",null,"Combustion Turbine",null,"WEC_CALN","California",6,"Placer",61,"06061",21.2,15852,1986,9999,null,null,"N","Natural Gas",{"$nulls":12},0.74,0.15011,0.15011,0.15011,0.15011,{"$nulls":11},"Roseville Electric",100,"Roseville Electric",100]
["Madison Utilities","7469_G_FM3",7469,"G","FM3",null,"Combustion Turbine","IC Engine","SPP_NEBR","Nebraska",31,"Madison",119,"31119",0.9,17875,1953,9999,null,null,"N","Natural Gas, Distillate Fuel Oil",{"$nulls":12},2.5,1.64976,1.64976,1.64976,1.64976,{"$nulls":11},"Madison NE (City of)",100,"Madison NE (City of)",100]
["Croswell","7497_G_4",7497,"G","4",null,"Combustion Turbine","IC Engine","MIS_LMI","Michigan",26,"Sanilac",151,"26151",1.3,12283,1990,9999,null,null,"N","Distillate Fuel Oil",{"$nulls":12},1.67,1.64976,1.64976,1.64976,1.64976,{"$nulls":11},"Croswell MI (City of)",100,"Croswell MI (City of)",100]
["Wayne County","7538_G_3",7538,"G","3",1827,"Combustion Turbine",null,"S_VACA","North Carolina",37,"Wayne",191,"37191",173,11501,2000,9999,null,null,"N","Natural Gas, Distillate Fuel Oil",{"$nulls":3},"DLNB + H2O",{"$nulls":8},2.3,0.04172,0.04172,0.04172,0.04172,{"$nulls":11},"Duke Energy Progress",100,"Duke Energy Corp",100]
["SCA Cogen 2","7551_G_CT1B",7551,"G","CT1B",3130,"Combined Cycle",null,"WEC_BANC","California",6,"Sacramento",67,"06067",47.6,7216,1997,9999,null,null,"Y","Natural Gas",{"$nulls":4},"SCR",{"$nulls":8},0.0054,0.0054,0.0054,0.0054,{"$nulls":11},"Sacramento Cogeneration Authority",100,"Sacramento Municipal Utility District",100]
["H M Jackson","7588_G_1",7588,"G","1",null,"Hydro",null,"WECC_PNW","Washington",53,"Snohomish",61,"53061",41,0,1984,9999,null,null,"N","Hydro",{"$nulls":13},0,0,0,0,{"$nulls":11},"PUD No 1 of Snohomish County",100,"PUD No 1 of Snohomish County",100]
["Auglaize Hydro","7657_G_2A",7657,"G","2A",null,"Hydro",null,"PJM_ATSI","Ohio",39,"Defiance",39,"39039",1,0,2004,9999,null,null,"N","Hydro",{"$nulls":13},0,0,0,0,{"$nulls":11},"Bryan Municipal Utilities",100,"Bryan OH (City of)",100]
["Dahlberg","7709_G_8",7709,"G","8",3192,"Combustion Turbine",null,"S_SOU","Georgia",13,"Jackson",157,"13157",74,12129,2000,9999,null,null,"N","Natural Gas, Distillate Fuel Oil",{"$nulls":13},0.02849,0.02849,0.02849,0.02849,{"$nulls":11},"Southern Power Co",100,"Southern Co",100]
["H Allen Franklin Combined Cycle","7710_G_CT3A",7710,"G","CT3A",3289,"Combined Cycle",null,"S_SOU","Alabama",1,"Lee",81,"01081",182.6,7068,2008,9999,null,null,"N","Natural Gas",{"$nulls":3},"DLNB","SCR",{"$nulls":7},1E-3,0.00473,0.00473,0.00473,0.00473,{"$nulls":11},"Southern Power Co",100,"Southern Co",100]
["South Plant","7758_G_6",7758,"G","6",null,"Combustion Turbine","IC Engine","MIS_MIDA","Iowa",19,"Bremer",17,"19017",1.9,10745,2000,9999,null,null,"N","Distillate Fuel Oil",{"$nulls":12},2.5,1.64976,1.64976,1.64976,1.64976,{"$nulls":11},"Waverly Light & Power",100,"Waverly Light & Power",100]
["Georgetown","7759_G_GT1",7759,"G","GT1",3163,"Combustion Turbine",null,"MIS_INKY","Indiana",18,"Marion",97,"18097",69,13177,2000,9999,null,null,"N","Natural Gas",{"$nulls":3},"DLNB",{"$nulls":8},1.6,0.02409,0.02409,0.02409,0.02409,{"$nulls":11},"Indianapolis Power & Light",100,"AES Corp (The)",100]
["Bloomington Power Plant","7767_G_4",7767,"G","4",null,"Combustion Turbine","IC Engine","WECC_UT","Utah",49,"Washington",53,"49053",1.5,11078,1999,9999,null,null,"N","Distillate Fuel Oil",{"$nulls":12},0.85,1.64976,1.64976,1.64976,1.64976,{"$nulls":11},"St George Dept Water & Power",84.75,"St George Dept Water & Power",84.75]
["Napoleon Peaking","7776_G_6",7776,"G","6",null,"Combustion Turbine","IC Engine","PJM_ATSI","Ohio",39,"Henry",69,"39069",1.8,10745,1999,9999,null,null,"N","Distillate Fuel Oil",{"$nulls":13},1.64976,1.64976,1.64976,1.64976,{"$nulls":11},"Ohio Municipal Electric Generation Agency Joint Venture 5",100,"Cuyahoga Falls OH (City of)",100]
["Bowling Green Peaking","7783_G_1",7783,"G","1",3226,"Combustion Turbine",null,"PJM_ATSI","Ohio",39,"Wood",173,"39173",29,10745,2000,9999,null,null,"N","Natural Gas",{"$nulls":3},"H2O",{"$nulls":8},0.5,0.16508,0.16508,0.16508,0.16508,{"$nulls":11},"American Municipal Power Inc",100,"American Municipal Power Inc",100]
["Sherwood H Smith Jr Energy Complex","7805_G_10",7805,"G","10",90495,"Combined Cycle",null,"S_VACA","North Carolina",37,"Richmond",153,"37153",175,7050,2011,9999,null,null,"N","Natural Gas, Distillate Fuel Oil",{"$nulls":3},"DLNB + H2O","SCR",{"$nulls":8},0.00376,0.00376,0.00376,0.00376,{"$nulls":11},"Duke Energy Progress",100,"Duke Energy Corp",100]
["Sewell Creek Energy","7813_G_2",7813,"G","2",3244,"Combustion Turbine",null,"S_SOU","Georgia",13,"Polk",233,"13233",92.8,11088,2000,9999,null,null,"N","Natural Gas",{"$nulls":3},"DLNB",{"$nulls":8},0.006,0.03609,0.03609,0.03609,0.03609,{"$nulls":11},"Smarr EMC",100,"Smarr EMC",100]
["Smarr Energy Center","7829_G_2",7829,"G","2",3256,"Combustion Turbine",null,"S_SOU","Georgia",13,"Monroe",207,"13207",93.8,12724,1999,9999,null,null,"N","Natural Gas",{"$nulls":3},"DLNB",{"$nulls":8},0.006,0.04328,0.04328,0.04328,0.04328,{"$nulls":11},"Smarr EMC",100,"Smarr EMC",100]
["John S Rainey","7834_G_ST1S",7834,"G","ST1S",3260,"Combined Cycle",null,"S_VACA","South Carolina",45,"Anderson",7,"45007",160,7162,2001,9999,null,null,"N","Natural Gas, Distillate Fuel Oil",{"$nulls":3},"DLNB + H2O","SCR",{"$nulls":7},1E-3,0.01056,0.01056,0.01056,0.01056,{"$nulls":11},"Santee Cooper",100,"Santee Cooper",100]
["Ladysmith","7839_G_3",7839,"G","3",90273,"Combustion Turbine",null,"PJM_Dom","Virginia",51,"Caroline",33,"51033",161,10745,2008,9999,null,null,"N","Natural Gas, Distillate Fuel Oil",{"$nulls":3},"DLNB + H2O",{"$nulls":9},0.02888,0.02888,0.02888,0.02888,{"$nulls":11},"Virginia Electric & Power Co",100,"Dominion Energy Inc",100]
["Pleasant Valley (MN)","7843_G_13",7843,"G","13",3296,"Combustion Turbine",null,"MIS_MNWI","Minnesota",27,"Mower",99,"27099",126.5,11335,2002,9999,null,null,"N","Natural Gas, Distillate Fuel Oil",{"$nulls":3},"DLNB + H2O",{"$nulls":8},0.5,0.11988,0.11988,0.11988,0.11988,{"$nulls":11},"Great River Energy",100,"Great River Energy",100]
["Holden","7848_G_13",7848,"G","13",3318,"Combustion Turbine",null,"S_D_AECI","Missouri",29,"Johnson",101,"29101",88,11948,2002,9999,null,null,"N","Natural Gas, Distillate Fuel Oil",{"$nulls":3},"DLNB + H2O",{"$nulls":8},2.3,0.02355,0.02355,0.02355,0.02355,{"$nulls":11},"Associated Electric Coop Inc",100,"Associated Electric Coop Inc",100]
["Shenandoah","7850_G_10",7850,"G","10",null,"Combustion Turbine","IC Engine","MIS_MIDA","Iowa",19,"Page",145,"19145",2,17474,2000,9999,null,null,"N","Distillate Fuel Oil",{"$nulls":12},0.05,1.64976,1.64976,1.64976,1.64976,{"$nulls":11},"MidAmerican Energy Co",100,"Berkshire Hathaway Inc",100]
["North","7856_G_3",7856,"G","3",null,"Combustion Turbine","IC Engine","MIS_MIDA","Iowa",19,"Adair",1,"19001",2.2,10745,2011,9999,null,null,"N","Distillate Fuel Oil",{"$nulls":13},1.64976,1.64976,1.64976,1.64976,{"$nulls":11},"Greenfield Municipal Utilities",100,"Greenfield Municipal Utilities",100]
["Robert P Mone Plant","7872_G_2",7872,"G","2",3337,"Combustion Turbine",null,"PJM_West","Ohio",39,"Van Wert",161,"39161",145,10745,2002,9999,null,null,"N","Natural Gas, Distillate Fuel Oil",{"$nulls":3},"DLNB + H2O",{"$nulls":8},0.05,0.0873,0.0873,0.0873,0.0873,{"$nulls":11},"National Power Coop Inc",100,"National Power Coop Inc",100]
["Powell Valley","7883_G_5",7883,"G","5",null,"Combustion Turbine","IC Engine","S_C_TVA","Tennessee",47,"Hancock",67,"47067",1.8,10745,2000,9999,null,null,"N","Distillate Fuel Oil",{"$nulls":12},5,1.64976,1.64976,1.64976,1.64976,{"$nulls":11},"Powell Valley Electric Coop",100,"Powell Valley Electric Coop",100]
["E B Harris Electric Generating Plant","7897_G_ST1",7897,"G","ST1",3355,"Combined Cycle",null,"S_SOU","Alabama",1,"Autauga",1,"01001",293,7138,2003,9999,null,null,"N","Natural Gas",{"$nulls":3},"DLNB","SCR",{"$nulls":7},1E-3,0.00567,5.28E-3,0.00567,5.28E-3,{"$nulls":11},"Southern Power Co",100,"Southern Co",100]
["Sand Hill","7900_G_5A",7900,"G","5A",10015,"Combined Cycle",null,"ERC_REST","Texas",48,"Travis",453,"48453",161,7929,2004,9999,null,null,"N","Natural Gas",{"$nulls":3},"LNB","SCR",{"$nulls":8},0.00641,0.00627,0.00641,0.00627,{"$nulls":11},"Austin Energy",100,"Austin Energy",100]
["Brentwood","7912_G_1",7912,"G","1",8390,"Combustion Turbine",null,"NY_Z_K","New York",36,"Suffolk",103,"36103",45.5,10745,2001,9999,null,null,"N","Natural Gas",{"$nulls":4},"SCR",{"$nulls":7},1.053,0.01224,0.01154,0.01224,0.01154,{"$nulls":11},"New York Power Authority",100,"New York Power Authority",100]
["Seville","7919_G_2",7919,"G","2",null,"Combustion Turbine","IC Engine","PJM_ATSI","Ohio",39,"Medina",103,"39103",1.8,10745,2001,9999,null,null,"N","Distillate Fuel Oil",{"$nulls":12},0.5,1.64976,1.64976,1.64976,1.64976,{"$nulls":11},"Ohio Municipal Electric Agency Joint Venture 2",100,"Hamilton Dept of Public Utilities",100]
["West Gardner","7929_G_2",7929,"G","2",3392,"Combustion Turbine",null,"SPP_N","Kansas",20,"Johnson",91,"20091",78.6,13843,2003,9999,null,null,"N","Natural Gas",{"$nulls":3},"other",{"$nulls":8},3,0.02749,0.02749,0.02749,0.02749,{"$nulls":11},"Evergy Metro Inc",100,"Evergy Inc",100]
["Trenton South","7935_G_3",7935,"G","3",null,"Combustion Turbine","IC Engine","MIS_MO","Missouri",29,"Grundy",79,"29079",1.8,11747,2000,9999,null,null,"N","Distillate Fuel Oil",{"$nulls":12},2.3,1.64976,1.64976,1.64976,1.64976,{"$nulls":11},"Dean Machinery",100,"Dean Operations Inc",100]
["Diamond Valley Lake","7942_G_8",7942,"G","8",null,"Hydro",null,"WECC_SCE","California",6,"Riverside",65,"06065",3.3,0,2001,9999,null,null,"N","Hydro",{"$nulls":13},0,0,0,0,{"$nulls":11},"Metropolitan Water District",100,"Metropolitan Water District",100]
["Elk City Station","7955_G_7",7955,"G","7",null,"Landfill Gas",null,"SPP_NEBR","Nebraska",31,"Douglas",55,"31055",0.8,13500,2006,9999,null,null,"N","Landfill Gas",{"$nulls":13},0.22117,0.22117,0.22117,0.22117,{"$nulls":11},"Omaha Public Power District",100,"Omaha Public Power District",100]
["Lordsburg Generating","7967_G_GT2",7967,"G","GT2",9191,"Combustion Turbine",null,"WECC_NM","New Mexico",35,"Hidalgo",23,"35023",37,11949,2002,9999,null,null,"N","Natural Gas",{"$nulls":3},"H2O",{"$nulls":8},1E-3,0.10326,0.10326,0.10326,0.10326,{"$nulls":11},"Public Service Co of New Mexico",100,"PNM Resources Inc",100]
["Sharpe","7973_G_1",7973,"G","1",null,"Combustion Turbine","IC Engine","SPP_N","Kansas",20,"Coffey",31,"20031",2,12283,2002,9999,null,null,"N","Distillate Fuel Oil",{"$nulls":13},1.64976,1.64976,1.64976,1.64976,{"$nulls":11},"Kansas Electric Power Coop Inc",100,"Kansas Electric Power Coop Inc",100]
["Sharpe","7973_G_6",7973,"G","6",null,"Combustion Turbine","IC Engine","SPP_N","Kansas",20,"Coffey",31,"20031",2,12283,2002,9999,null,null,"N","Distillate Fuel Oil",{"$nulls":13},1.64976,1.64976,1.64976,1.64976,{"$nulls":11},"Kansas Electric Power Coop Inc",100,"Kansas Electric Power Coop Inc",100]
["Mill Creek (SC)","7981_G_4",7981,"G","4",9195,"Combustion Turbine",null,"S_VACA","South Carolina",45,"Cherokee",21,"45021",70,13020,2002,9999,null,null,"N","Natural Gas, Distillate Fuel Oil",{"$nulls":3},"DLNB + H2O",{"$nulls":8},3.5,0.03338,0.03338,0.03338,0.03338,{"$nulls":11},"Duke Energy Carolinas",100,"Duke Energy Corp",100]
["Sylvarena","7989_G_2",7989,"G","2",88209,"Combustion Turbine",null,"MIS_MS","Mississippi",28,"Smith",129,"28129",43,10745,2003,9999,null,null,"N","Natural Gas",{"$nulls":3},"H2O",{"$nulls":8},4.8,0.08872,0.08872,0.08872,0.08872,{"$nulls":11},"Cooperative Energy",100,"South Mississippi Electric Power Association",100]
["Winston","7997_G_WD14",7997,"G","WD14",null,"Combustion Turbine","IC Engine","FRCC","Florida",12,"Polk",105,"12105",2.5,25000,2001,9999,null,null,"N","Distillate Fuel Oil",{"$nulls":13},1.64976,1.64976,1.64976,1.64976,{"$nulls":11},"Lakeland Dept of Electric Water Utilities",100,"Lakeland Dept of Electric Water Utilities",100]
["Holtsville","8007_G_3",8007,"G","3",3404,"Combustion Turbine",null,"NY_Z_K","New York",36,"Suffolk",103,"36103",51,15135,1974,9999,null,null,"N","Distillate Fuel Oil",{"$nulls":3},"H2O",{"$nulls":8},1.053,0.38759,0.38759,0.38759,0.38759,{"$nulls":11},"National Grid Generation LLC",100,"National Grid Plc",100]
["Portage","8019_G_1",8019,"G","1",null,"Combustion Turbine",null,"MIS_WUMS","Michigan",26,"Houghton",61,"26061",17.4,23793,1973,9999,null,null,"N","Distillate Fuel Oil",{"$nulls":12},1.67,0.87658,0.87658,0.87658,0.87658,{"$nulls":11},"Upper Peninsula Power Co",100,"Balfour Beatty Infrastructure Inc",100]
["Arvada","8028_G_2",8028,"G","2",null,"Combustion Turbine",null,"WECC_WY","Wyoming",56,"Sheridan",33,"56033",5,16771,2002,9999,null,null,"N","Natural Gas",{"$nulls":12},0.8,0.23894,0.23894,0.23894,0.23894,{"$nulls":11},"Basin Electric Power Coop",100,"Basin Electric Power Coop",100]
["Barber Creek","8030_G_3",8030,"G","3",null,"Combustion Turbine",null,"WECC_WY","Wyoming",56,"Campbell",5,"56005",5,17359,2002,9999,null,null,"N","Natural Gas",{"$nulls":12},0.8,0.23894,0.23894,0.23894,0.23894,{"$nulls":11},"Basin Electric Power Coop",100,"Basin Electric Power Coop",100]
["Charles E Monty","805_G_M2",805,"G","M2",null,"Hydro",null,"NENG_ME","Maine",23,"Androscoggin",1,"23001",14,0,1990,9999,null,null,"N","Hydro",{"$nulls":13},0,0,0,0,{"$nulls":11},"Brookfield White Pine Hydro LLC",100,"Brookfield Asset Management Inc",100]
["DeCordova Steam Electric Station","8063_G_CT4",8063,"G","CT4",90031,"Combustion Turbine",null,"ERC_REST","Texas",48,"Hood",221,"48221",71,13338,1990,9999,null,null,"N","Natural Gas, Distillate Fuel Oil",{"$nulls":3},"H2O",{"$nulls":8},0.5,0.70867,0.70867,0.70867,0.70867,{"$nulls":11},"Luminant Generation Co LLC",100,"Energy Future Holdings Corp",100]
["Bliss","810_G_1",810,"G","1",null,"Hydro",null,"WECC_ID","Idaho",16,"Gooding",47,"16047",26.9,0,1949,9999,null,null,"N","Hydro",{"$nulls":13},0,0,0,0,{"$nulls":11},"Idaho Power Co",100,"IDACORP Inc",100]
["Brownlee","811_G_4",811,"G","4",null,"Hydro",null,"WECC_ID","Idaho",16,"Washington",87,"16087",123.1,0,1958,9999,null,null,"N","Hydro",{"$nulls":13},0,0,0,0,{"$nulls":11},"Idaho Power Co",100,"IDACORP Inc",100]
["Shoshone Falls","818_G_3",818,"G","3",null,"Hydro",null,"WECC_ID","Idaho",16,"Jerome",53,"16053",12.8,0,1921,9999,null,null,"N","Hydro",{"$nulls":13},0,0,0,0,{"$nulls":11},"Idaho Power Co",100,"IDACORP Inc",100]
["Oneida","829_G_2",829,"G","2",null,"Hydro",null,"WECC_ID","Idaho",16,"Franklin",41,"16041",9.3,0,1916,9999,null,null,"N","Hydro",{"$nulls":13},0,0,0,0,{"$nulls":11},"PacifiCorp",100,"Berkshire Hathaway Inc",100]
["Combie South","846_G_2",846,"G","2",null,"Hydro",null,"WEC_CALN","California",6,"Nevada",57,"06057",0.5,0,1984,9999,null,null,"N","Hydro",{"$nulls":13},0,0,0,0,{"$nulls":11},"Nevada Irrigation District",100,"Nevada Irrigation District",100]
["Palisades Dam","850_G_1",850,"G","1",null,"Hydro",null,"WECC_ID","Idaho",16,"Bonneville",19,"16019",44.1,0,1957,9999,null,null,"N","Hydro",{"$nulls":13},0,0,0,0,{"$nulls":11},"U S Bureau of Reclamation",100,"U S Bureau of Reclamation",100]
["Fisk Street","886_G_321",886,"G","321",9167,"Combustion Turbine",null,"PJM_COMD","Illinois",17,"Cook",31,"17031",25.4,17436,1968,9999,null,null,"N","Distillate Fuel Oil",{"$nulls":12},1,0.25,0.25,0.25,0.25,{"$nulls":11},"Midwest Generations EME LLC",100,"NRG Energy Inc",100]
["Moline","899_G_GT3",899,"G","GT3",null,"Combustion Turbine",null,"MIS_MIDA","Illinois",17,"Rock Island",161,"17161",16.9,25000,1970,9999,null,null,"N","Natural Gas",{"$nulls":12},1,0.47388,0.47388,0.47388,0.47388,{"$nulls":11},"MidAmerican Energy Co",100,"Berkshire Hathaway Inc",100]
["Breese","934_G_5",934,"G","5",null,"Combustion Turbine","IC Engine","MIS_IL","Illinois",17,"Clinton",27,"17027",2.5,12948,1992,9999,null,null,"N","Distillate Fuel Oil",{"$nulls":12},1,1.64976,1.64976,1.64976,1.64976,{"$nulls":11},"Breese IL (City of)",100,"Breese IL (City of)",100]
["Carmi","937_G_12",937,"G","12",null,"Combustion Turbine","IC Engine","MIS_IL","Illinois",17,"White",193,"17193",1.8,10745,1967,9999,null,null,"N","Natural Gas, Distillate Fuel Oil",{"$nulls":12},1,1.64976,1.64976,1.64976,1.64976,{"$nulls":11},"Carmi Light Water & Power",100,"Carmi Light Water & Power",100]
["Freeburg","943_G_1",943,"G","1",null,"Combustion Turbine","IC Engine","MIS_IL","Illinois",17,"St Clair",163,"17163",0.4,10745,1948,9999,null,null,"N","Distillate Fuel Oil",{"$nulls":12},1,1.64976,1.64976,1.64976,1.64976,{"$nulls":11},"Freeburg IL (Village of)",100,"Freeburg IL (Village of)",100]
["Freeburg","943_G_10",943,"G","10",null,"Combustion Turbine","IC Engine","MIS_IL","Illinois",17,"St Clair",163,"17163",1.8,10745,2007,9999,null,null,"N","Distillate Fuel Oil",{"$nulls":12},0.3,1.64976,1.64976,1.64976,1.64976,{"$nulls":11},"Freeburg IL (Village of)",100,"Freeburg IL (Village of)",100]
["Freeburg","943_G_11",943,"G","11",null,"Combustion Turbine","IC Engine","MIS_IL","Illinois",17,"St Clair",163,"17163",1.8,10745,2007,9999,null,null,"N","Distillate Fuel Oil",{"$nulls":12},0.3,1.64976,1.64976,1.64976,1.64976,{"$nulls":11},"Freeburg IL (Village of)",100,"Freeburg IL (Village of)",100]
["Freeburg","943_G_12",943,"G","12",null,"Combustion Turbine","IC Engine","MIS_IL","Illinois",17,"St Clair",163,"17163",1.8,10745,2007,9999,null,null,"N","Distillate Fuel Oil",{"$nulls":13},1.64976,1.64976,1.64976,1.64976,{"$nulls":11},"Freeburg IL (Village of)",100,"Freeburg IL (Village of)",100]
["Freeburg","943_G_2",943,"G","2",null,"Combustion Turbine","IC Engine","MIS_IL","Illinois",17,"St Clair",163,"17163",0.4,10745,1948,9999,null,null,"N","Distillate Fuel Oil",{"$nulls":12},1,1.64976,1.64976,1.64976,1.64976,{"$nulls":11},"Freeburg IL (Village of)",100,"Freeburg IL (Village of)",100]
["Freeburg","943_G_3",943,"G","3",null,"Combustion Turbine","IC Engine","MIS_IL","Illinois",17,"St Clair",163,"17163",0.6,10745,1953,9999,null,null,"N","Distillate Fuel Oil",{"$nulls":12},1,1.64976,1.64976,1.64976,1.64976,{"$nulls":11},"Freeburg IL (Village of)",100,"Freeburg IL (Village of)",100]
["Freeburg","943_G_4",943,"G","4",null,"Combustion Turbine","IC Engine","MIS_IL","Illinois",17,"St Clair",163,"17163",1,10745,1959,9999,null,null,"N","Distillate Fuel Oil",{"$nulls":12},1,1.64976,1.64976,1.64976,1.64976,{"$nulls":11},"Freeburg IL (Village of)",100,"Freeburg IL (Village of)",100]
["Freeburg","943_G_6",943,"G","6",null,"Combustion Turbine","IC Engine","MIS_IL","Illinois",17,"St Clair",163,"17163",1.8,10745,1974,9999,null,null,"N","Distillate Fuel Oil",{"$nulls":12},1,1.64976,1.64976,1.64976,1.64976,{"$nulls":11},"Freeburg IL (Village of)",100,"Freeburg IL (Village of)",100]
["Freeburg","943_G_7",943,"G","7",null,"Combustion Turbine","IC Engine","MIS_IL","Illinois",17,"St Clair",163,"17163",2.6,10745,1986,9999,null,null,"N","Distillate Fuel Oil",{"$nulls":12},1,1.64976,1.64976,1.64976,1.64976,{"$nulls":11},"Freeburg IL (Village of)",100,"Freeburg IL (Village of)",100]
["Freeburg","943_G_8",943,"G","8",null,"Combustion Turbine","IC Engine","MIS_IL","Illinois",17,"St Clair",163,"17163",1.8,10745,1996,9999,null,null,"N","Distillate Fuel Oil",{"$nulls":12},1,1.64976,1.64976,1.64976,1.64976,{"$nulls":11},"Freeburg IL (Village of)",100,"Freeburg IL (Village of)",100]
["Freeburg","943_G_9",943,"G","9",null,"Combustion Turbine","IC Engine","MIS_IL","Illinois",17,"St Clair",163,"17163",1.8,10745,1996,9999,null,null,"N","Distillate Fuel Oil",{"$nulls":12},1,1.64976,1.64976,1.64976,1.64976,{"$nulls":11},"Freeburg IL (Village of)",100,"Freeburg IL (Village of)",100]
["Geneseo","944_G_1",944,"G","1",null,"Combustion Turbine","IC Engine","MIS_MIDA","Illinois",17,"Henry",73,"17073",4.4,18000,1974,9999,null,null,"N","Natural Gas, Distillate Fuel Oil",{"$nulls":12},1,1.06095,1.06095,1.06095,1.06095,{"$nulls":11},"Geneseo Municipal Utilities",100,"Geneseo Municipal Utilities",100]
["Geneseo","944_G_10",944,"G","10",null,"Onshore Wind",null,"MIS_MIDA","Illinois",17,"Henry",73,"17073",1.5,0,2009,9999,null,null,"N","Wind",{"$nulls":13},0,0,0,0,{"$nulls":11},"Geneseo Municipal Utilities",100,"Geneseo Municipal Utilities",100]
["Geneseo","944_G_11",944,"G","11",null,"Onshore Wind",null,"MIS_MIDA","Illinois",17,"Henry",73,"17073",1.5,0,2009,9999,null,null,"N","Wind",{"$nulls":13},0,0,0,0,{"$nulls":11},"Geneseo Municipal Utilities",100,"Geneseo Municipal Utilities",100]
["Geneseo","944_G_12",944,"G","12",null,"Solar PV",null,"MIS_MIDA","Illinois",17,"Henry",73,"17073",0.9,0,2015,9999,null,null,"N","Solar",{"$nulls":13},0,0,0,0,{"$nulls":11},"Geneseo Municipal Utilities",100,"Geneseo Municipal Utilities",100]
["Geneseo","944_G_2",944,"G","2",null,"Combustion Turbine","IC Engine","MIS_MIDA","Illinois",17,"Henry",73,"17073",2.8,18000,1967,9999,null,null,"N","Natural Gas, Distillate Fuel Oil",{"$nulls":12},1,1.06095,1.06095,1.06095,1.06095,{"$nulls":11},"Geneseo Municipal Utilities",100,"Geneseo Municipal Utilities",100]
["Geneseo","944_G_3",944,"G","3",null,"Combustion Turbine","IC Engine","MIS_MIDA","Illinois",17,"Henry",73,"17073",2.8,18000,1966,9999,null,null,"N","Natural Gas, Distillate Fuel Oil",{"$nulls":12},1,1.06095,1.06095,1.06095,1.06095,{"$nulls":11},"Geneseo Municipal Utilities",100,"Geneseo Municipal Utilities",100]
["Geneseo","944_G_4",944,"G","4",null,"Combustion Turbine","IC Engine","MIS_MIDA","Illinois",17,"Henry",73,"17073",1.3,18000,1957,9999,null,null,"N","Natural Gas, Distillate Fuel Oil",{"$nulls":12},1,1.06095,1.06095,1.06095,1.06095,{"$nulls":11},"Geneseo Municipal Utilities",100,"Geneseo Municipal Utilities",100]
["Geneseo","944_G_5A",944,"G","5A",null,"Combustion Turbine","IC Engine","MIS_MIDA","Illinois",17,"Henry",73,"17073",3.4,18000,1990,9999,null,null,"N","Natural Gas, Distillate Fuel Oil",{"$nulls":12},1,1.06095,1.06095,1.06095,1.06095,{"$nulls":11},"Geneseo Municipal Utilities",100,"Geneseo Municipal Utilities",100]
["Geneseo","944_G_6A",944,"G","6A",null,"Combustion Turbine","IC Engine","MIS_MIDA","Illinois",17,"Henry",73,"17073",2.4,18000,2003,9999,null,null,"N","Natural Gas, Distillate Fuel Oil",{"$nulls":12},1,1.06095,1.06095,1.06095,1.06095,{"$nulls":11},"Geneseo Municipal Utilities",100,"Geneseo Municipal Utilities",100]
["Geneseo","944_G_7",944,"G","7",null,"Combustion Turbine","IC Engine","MIS_MIDA","Illinois",17,"Henry",73,"17073",2.4,18000,1961,9999,null,null,"N","Natural Gas, Distillate Fuel Oil",{"$nulls":12},1,1.06095,1.06095,1.06095,1.06095,{"$nulls":11},"Geneseo Municipal Utilities",100,"Geneseo Municipal Utilities",100]
["Geneseo","944_G_9",944,"G","9",null,"Combustion Turbine","IC Engine","MIS_MIDA","Illinois",17,"Henry",73,"17073",3.8,22905,1998,9999,null,null,"N","Distillate Fuel Oil",{"$nulls":12},1,1.64976,1.64976,1.64976,1.64976,{"$nulls":11},"Geneseo Municipal Utilities",100,"Geneseo Municipal Utilities",100]
["Highland","946_G_IC1",946,"G","IC1",null,"Combustion Turbine","IC Engine","MIS_IL","Illinois",17,"Madison",119,"17119",1.6,10745,1993,9999,null,null,"N","Distillate Fuel Oil",{"$nulls":12},1,1.64976,1.64976,1.64976,1.64976,{"$nulls":11},"Highland Electric Dept",100,"Highland Electric Dept",100]
["Highland","946_G_IC2",946,"G","IC2",null,"Combustion Turbine","IC Engine","MIS_IL","Illinois",17,"Madison",119,"17119",1.6,10745,1993,9999,null,null,"N","Distillate Fuel Oil",{"$nulls":12},1,1.64976,1.64976,1.64976,1.64976,{"$nulls":11},"Highland Electric Dept",100,"Highland Electric Dept",100]
["Highland","946_G_IC3",946,"G","IC3",null,"Combustion Turbine","IC Engine","MIS_IL","Illinois",17,"Madison",119,"17119",1.6,10745,1993,9999,null,null,"N","Distillate Fuel Oil",{"$nulls":12},1,1.64976,1.64976,1.64976,1.64976,{"$nulls":11},"Highland Electric Dept",100,"Highland Electric Dept",100]
["Highland","946_G_IC5",946,"G","IC5",null,"Combustion Turbine","IC Engine","MIS_IL","Illinois",17,"Madison",119,"17119",2,10745,1967,9999,null,null,"N","Natural Gas, Distillate Fuel Oil",{"$nulls":12},1,1.64976,1.64976,1.64976,1.64976,{"$nulls":11},"Highland Electric Dept",100,"Highland Electric Dept",100]
["Highland","946_G_IC6",946,"G","IC6",null,"Combustion Turbine","IC Engine","MIS_IL","Illinois",17,"Madison",119,"17119",2,10745,1968,9999,null,null,"N","Natural Gas, Distillate Fuel Oil",{"$nulls":12},1,1.64976,1.64976,1.64976,1.64976,{"$nulls":11},"Highland Electric Dept",100,"Highland Electric Dept",100]
["Highland","946_G_IC7",946,"G","IC7",null,"Combustion Turbine","IC Engine","MIS_IL","Illinois",17,"Madison",119,"17119",4,10745,1971,9999,null,null,"N","Natural Gas, Distillate Fuel Oil",{"$nulls":12},1,1.64976,1.64976,1.64976,1.64976,{"$nulls":11},"Highland Electric Dept",100,"Highland Electric Dept",100]
["Highland","946_G_IC8",946,"G","IC8",null,"Combustion Turbine","IC Engine","MIS_IL","Illinois",17,"Madison",119,"17119",4,10745,1971,9999,null,null,"N","Natural Gas, Distillate Fuel Oil",{"$nulls":12},1,1.64976,1.64976,1.64976,1.64976,{"$nulls":11},"Highland Electric Dept",100,"Highland Electric Dept",100]
["McLeansboro","948_G_2",948,"G","2",null,"Combustion Turbine","IC Engine","MIS_IL","Illinois",17,"Hamilton",65,"17065",0.4,10745,1950,9999,null,null,"N","Distillate Fuel Oil",{"$nulls":12},1,1.64976,1.64976,1.64976,1.64976,{"$nulls":11},"McLeansboro IL (City of)",100,"McLeansboro IL (City of)",100]
["McLeansboro","948_G_5",948,"G","5",null,"Combustion Turbine","IC Engine","MIS_IL","Illinois",17,"Hamilton",65,"17065",1.8,10745,1979,9999,null,null,"N","Distillate Fuel Oil",{"$nulls":12},1,1.64976,1.64976,1.64976,1.64976,{"$nulls":11},"McLeansboro IL (City of)",100,"McLeansboro IL (City of)",100]
["McLeansboro","948_G_6",948,"G","6",null,"Combustion Turbine","IC Engine","MIS_IL","Illinois",17,"Hamilton",65,"17065",2.2,10745,1979,9999,null,null,"N","Distillate Fuel Oil",{"$nulls":12},1,1.64976,1.64976,1.64976,1.64976,{"$nulls":11},"McLeansboro IL (City of)",100,"McLeansboro IL (City of)",100]
["McLeansboro","948_G_7",948,"G","7",null,"Combustion Turbine","IC Engine","MIS_IL","Illinois",17,"Hamilton",65,"17065",1,10745,1995,9999,null,null,"N","Distillate Fuel Oil",{"$nulls":12},1,1.64976,1.64976,1.64976,1.64976,{"$nulls":11},"McLeansboro IL (City of)",100,"McLeansboro IL (City of)",100]
["McLeansboro","948_G_8",948,"G","8",null,"Combustion Turbine","IC Engine","MIS_IL","Illinois",17,"Hamilton",65,"17065",1,10745,1994,9999,null,null,"N","Distillate Fuel Oil",{"$nulls":12},1,1.64976,1.64976,1.64976,1.64976,{"$nulls":11},"McLeansboro IL (City of)",100,"McLeansboro IL (City of)",100]
["McLeansboro","948_G_9",948,"G","9",null,"Combustion Turbine","IC Engine","MIS_IL","Illinois",17,"Hamilton",65,"17065",2,10745,2002,9999,null,null,"N","Distillate Fuel Oil",{"$nulls":12},1,1.64976,1.64976,1.64976,1.64976,{"$nulls":11},"McLeansboro IL (City of)",100,"McLeansboro IL (City of)",100]
["Marshall (IL)","949_G_10",949,"G","10",null,"Combustion Turbine","IC Engine","MIS_IL","Illinois",17,"Clark",23,"17023",1.8,10745,2002,9999,null,null,"N","Distillate Fuel Oil",{"$nulls":12},1,1.64976,1.64976,1.64976,1.64976,{"$nulls":11},"Marshall IL (City of)",100,"Marshall IL (City of)",100]
["Marshall (IL)","949_G_11",949,"G","11",null,"Combustion Turbine","IC Engine","MIS_IL","Illinois",17,"Clark",23,"17023",1.8,10745,2002,9999,null,null,"N","Distillate Fuel Oil",{"$nulls":12},1,1.64976,1.64976,1.64976,1.64976,{"$nulls":11},"Marshall IL (City of)",100,"Marshall IL (City of)",100]
["Marshall (IL)","949_G_12",949,"G","12",null,"Combustion Turbine","IC Engine","MIS_IL","Illinois",17,"Clark",23,"17023",1.8,10745,2007,9999,null,null,"N","Distillate Fuel Oil",{"$nulls":13},1.64976,1.64976,1.64976,1.64976,{"$nulls":11},"Marshall IL (City of)",100,"Marshall IL (City of)",100]
["Marshall (IL)","949_G_13",949,"G","13",null,"Combustion Turbine","IC Engine","MIS_IL","Illinois",17,"Clark",23,"17023",1.8,10745,2007,9999,null,null,"N","Distillate Fuel Oil",{"$nulls":13},1.64976,1.64976,1.64976,1.64976,{"$nulls":11},"Marshall IL (City of)",100,"Marshall IL (City of)",100]
["Marshall (IL)","949_G_5",949,"G","5",null,"Combustion Turbine","IC Engine","MIS_IL","Illinois",17,"Clark",23,"17023",2.5,10745,2002,9999,null,null,"N","Distillate Fuel Oil",{"$nulls":12},1,1.64976,1.64976,1.64976,1.64976,{"$nulls":11},"Marshall IL (City of)",100,"Marshall IL (City of)",100]
["Marshall (IL)","949_G_6",949,"G","6",null,"Combustion Turbine","IC Engine","MIS_IL","Illinois",17,"Clark",23,"17023",1.8,10745,2002,9999,null,null,"N","Distillate Fuel Oil",{"$nulls":12},1,1.64976,1.64976,1.64976,1.64976,{"$nulls":11},"Marshall IL (City of)",100,"Marshall IL (City of)",100]
["Marshall (IL)","949_G_7",949,"G","7",null,"Combustion Turbine","IC Engine","MIS_IL","Illinois",17,"Clark",23,"17023",1.8,10745,2002,9999,null,null,"N","Distillate Fuel Oil",{"$nulls":12},1,1.64976,1.64976,1.64976,1.64976,{"$nulls":11},"Marshall IL (City of)",100,"Marshall IL (City of)",100]
["Marshall (IL)","949_G_8",949,"G","8",null,"Combustion Turbine","IC Engine","MIS_IL","Illinois",17,"Clark",23,"17023",1.8,10745,2002,9999,null,null,"N","Distillate Fuel Oil",{"$nulls":12},1,1.64976,1.64976,1.64976,1.64976,{"$nulls":11},"Marshall IL (City of)",100,"Marshall IL (City of)",100]
["Marshall (IL)","949_G_9",949,"G","9",null,"Combustion Turbine","IC Engine","MIS_IL","Illinois",17,"Clark",23,"17023",1.8,10745,2002,9999,null,null,"N","Distillate Fuel Oil",{"$nulls":12},1,1.64976,1.64976,1.64976,1.64976,{"$nulls":11},"Marshall IL (City of)",100,"Marshall IL (City of)",100]
["Peru (IL)","955_G_11",955,"G","11",null,"Combustion Turbine","IC Engine","PJM_COMD","Illinois",17,"LaSalle",99,"17099",2.7,12969,2011,9999,null,null,"N","Distillate Fuel Oil",{"$nulls":13},1.64976,1.64976,1.64976,1.64976,{"$nulls":11},"Peru IL (City of)",100,"Peru IL (City of)",100]
["Peru (IL)","955_G_12",955,"G","12",null,"Combustion Turbine","IC Engine","PJM_COMD","Illinois",17,"LaSalle",99,"17099",2.7,12981,2011,9999,null,null,"N","Distillate Fuel Oil",{"$nulls":13},1.64976,1.64976,1.64976,1.64976,{"$nulls":11},"Peru IL (City of)",100,"Peru IL (City of)",100]
["Peru (IL)","955_G_13",955,"G","13",null,"Combustion Turbine","IC Engine","PJM_COMD","Illinois",17,"LaSalle",99,"17099",2.7,12981,2011,9999,null,null,"N","Distillate Fuel Oil",{"$nulls":13},1.64976,1.64976,1.64976,1.64976,{"$nulls":11},"Peru IL (City of)",100,"Peru IL (City of)",100]
["Peru (IL)","955_G_14",955,"G","14",null,"Combustion Turbine","IC Engine","PJM_COMD","Illinois",17,"LaSalle",99,"17099",2.7,12981,2011,9999,null,null,"N","Distillate Fuel Oil",{"$nulls":13},1.64976,1.64976,1.64976,1.64976,{"$nulls":11},"Peru IL (City of)",100,"Peru IL (City of)",100]
["Peru (IL)","955_G_15",955,"G","15",null,"Combustion Turbine","IC Engine","PJM_COMD","Illinois",17,"LaSalle",99,"17099",2.7,12981,2011,9999,null,null,"N","Distillate Fuel Oil",{"$nulls":13},1.64976,1.64976,1.64976,1.64976,{"$nulls":11},"Peru IL (City of)",100,"Peru IL (City of)",100]
["Peru (IL)","955_G_16",955,"G","16",null,"Combustion Turbine","IC Engine","PJM_COMD","Illinois",17,"LaSalle",99,"17099",2.7,12981,2011,9999,null,null,"N","Distillate Fuel Oil",{"$nulls":13},1.64976,1.64976,1.64976,1.64976,{"$nulls":11},"Peru IL (City of)",100,"Peru IL (City of)",100]
["Peru (IL)","955_G_17",955,"G","17",null,"Combustion Turbine","IC Engine","PJM_COMD","Illinois",17,"LaSalle",99,"17099",2.7,12981,2011,9999,null,null,"N","Distillate Fuel Oil",{"$nulls":13},1.64976,1.64976,1.64976,1.64976,{"$nulls":11},"Peru IL (City of)",100,"Peru IL (City of)",100]
["Peru (IL)","955_G_GT1",955,"G","GT1",null,"Combustion Turbine",null,"MIS_IL","Illinois",17,"LaSalle",99,"17099",8.6,22350,1968,9999,null,null,"N","Distillate Fuel Oil",{"$nulls":12},1,1.01005,1.01005,1.01005,1.01005,{"$nulls":11},"Peru IL (City of)",100,"Peru IL (City of)",100]
["Peru (IL)","955_G_HC1",955,"G","HC1",null,"Hydro",null,"MIS_IL","Illinois",17,"LaSalle",99,"17099",1.7,0,1996,9999,null,null,"N","Hydro",{"$nulls":13},0,0,0,0,{"$nulls":11},"Peru IL (City of)",100,"Peru IL (City of)",100]
["Peru (IL)","955_G_HC2",955,"G","HC2",null,"Hydro",null,"MIS_IL","Illinois",17,"LaSalle",99,"17099",1.7,0,1996,9999,null,null,"N","Hydro",{"$nulls":13},0,0,0,0,{"$nulls":11},"Peru IL (City of)",100,"Peru IL (City of)",100]
["Peru (IL)","955_G_HC3",955,"G","HC3",null,"Hydro",null,"MIS_IL","Illinois",17,"LaSalle",99,"17099",1.7,0,1996,9999,null,null,"N","Hydro",{"$nulls":13},0,0,0,0,{"$nulls":11},"Peru IL (City of)",100,"Peru IL (City of)",100]
["Peru (IL)","955_G_HC4",955,"G","HC4",null,"Hydro",null,"MIS_IL","Illinois",17,"LaSalle",99,"17099",1.7,0,1996,9999,null,null,"N","Hydro",{"$nulls":13},0,0,0,0,{"$nulls":11},"Peru IL (City of)",100,"Peru IL (City of)",100]
["Princeton (IL)","957_G_1",957,"G","1",null,"Combustion Turbine","IC Engine","MIS_IL","Illinois",17,"Bureau",11,"17011",2.3,16049,1953,9999,null,null,"N","Natural Gas, Distillate Fuel Oil",{"$nulls":12},1,1.06095,1.06095,1.06095,1.06095,{"$nulls":11},"Princeton IL (City of)",100,"Princeton IL (City of)",100]
["Princeton (IL)","957_G_2",957,"G","2",null,"Combustion Turbine","IC Engine","MIS_IL","Illinois",17,"Bureau",11,"17011",3,16036,1958,9999,null,null,"N","Natural Gas, Distillate Fuel Oil",{"$nulls":12},1,1.06095,1.06095,1.06095,1.06095,{"$nulls":11},"Princeton IL (City of)",100,"Princeton IL (City of)",100]
["Princeton (IL)","957_G_3",957,"G","3",null,"Combustion Turbine","IC Engine","MIS_IL","Illinois",17,"Bureau",11,"17011",3.4,16029,1965,9999,null,null,"N","Natural Gas, Distillate Fuel Oil",{"$nulls":12},1,1.06095,1.06095,1.06095,1.06095,{"$nulls":11},"Princeton IL (City of)",100,"Princeton IL (City of)",100]
["Princeton (IL)","957_G_4",957,"G","4",null,"Combustion Turbine","IC Engine","MIS_IL","Illinois",17,"Bureau",11,"17011",3.4,16029,1965,9999,null,null,"N","Natural Gas, Distillate Fuel Oil",{"$nulls":12},1,1.06095,1.06095,1.06095,1.06095,{"$nulls":11},"Princeton IL (City of)",100,"Princeton IL (City of)",100]
["Princeton (IL)","957_G_5",957,"G","5",null,"Combustion Turbine","IC Engine","MIS_IL","Illinois",17,"Bureau",11,"17011",4.4,16047,1971,9999,null,null,"N","Natural Gas, Distillate Fuel Oil",{"$nulls":12},1,1.06095,1.06095,1.06095,1.06095,{"$nulls":11},"Princeton IL (City of)",100,"Princeton IL (City of)",100]
["Princeton (IL)","957_G_6",957,"G","6",null,"Combustion Turbine","IC Engine","MIS_IL","Illinois",17,"Bureau",11,"17011",5.5,16038,1971,9999,null,null,"N","Natural Gas, Distillate Fuel Oil",{"$nulls":12},1,1.06095,1.06095,1.06095,1.06095,{"$nulls":11},"Princeton IL (City of)",100,"Princeton IL (City of)",100]
["Princeton (IL)","957_G_7",957,"G","7",null,"Combustion Turbine","IC Engine","MIS_IL","Illinois",17,"Bureau",11,"17011",7,16038,1976,9999,null,null,"N","Natural Gas, Distillate Fuel Oil",{"$nulls":12},1,1.06095,1.06095,1.06095,1.06095,{"$nulls":11},"Princeton IL (City of)",100,"Princeton IL (City of)",100]
["Princeton (IL)","957_G_8",957,"G","8",null,"Combustion Turbine","IC Engine","MIS_IL","Illinois",17,"Bureau",11,"17011",8.7,16041,1976,9999,null,null,"N","Natural Gas, Distillate Fuel Oil",{"$nulls":12},1,1.06095,1.06095,1.06095,1.06095,{"$nulls":11},"Princeton IL (City of)",100,"Princeton IL (City of)",100]
["Rantoul","958_G_10",958,"G","10",null,"Combustion Turbine","IC Engine","MIS_IL","Illinois",17,"Champaign",19,"17019",1.8,10745,2000,9999,null,null,"N","Distillate Fuel Oil",{"$nulls":12},1,1.64976,1.64976,1.64976,1.64976,{"$nulls":11},"Rantoul Light & Power Dept",100,"Rantoul Light & Power Dept",100]
["Rantoul","958_G_11",958,"G","11",null,"Combustion Turbine","IC Engine","MIS_IL","Illinois",17,"Champaign",19,"17019",1.8,10745,2000,9999,null,null,"N","Distillate Fuel Oil",{"$nulls":12},1,1.64976,1.64976,1.64976,1.64976,{"$nulls":11},"Rantoul Light & Power Dept",100,"Rantoul Light & Power Dept",100]
["Rantoul","958_G_12",958,"G","12",null,"Combustion Turbine","IC Engine","MIS_IL","Illinois",17,"Champaign",19,"17019",1.8,10745,2000,9999,null,null,"N","Distillate Fuel Oil",{"$nulls":12},1,1.64976,1.64976,1.64976,1.64976,{"$nulls":11},"Rantoul Light & Power Dept",100,"Rantoul Light & Power Dept",100]
["Rantoul","958_G_13",958,"G","13",null,"Combustion Turbine","IC Engine","MIS_IL","Illinois",17,"Champaign",19,"17019",1.8,10745,2000,9999,null,null,"N","Distillate Fuel Oil",{"$nulls":12},1,1.64976,1.64976,1.64976,1.64976,{"$nulls":11},"Rantoul Light & Power Dept",100,"Rantoul Light & Power Dept",100]
["Rantoul","958_G_14",958,"G","14",null,"Combustion Turbine","IC Engine","MIS_IL","Illinois",17,"Champaign",19,"17019",1.8,10745,2000,9999,null,null,"N","Distillate Fuel Oil",{"$nulls":12},1,1.64976,1.64976,1.64976,1.64976,{"$nulls":11},"Rantoul Light & Power Dept",100,"Rantoul Light & Power Dept",100]
["Rantoul","958_G_15",958,"G","15",null,"Combustion Turbine","IC Engine","MIS_IL","Illinois",17,"Champaign",19,"17019",1.8,10745,2001,9999,null,null,"N","Distillate Fuel Oil",{"$nulls":12},1,1.64976,1.64976,1.64976,1.64976,{"$nulls":11},"Rantoul Light & Power Dept",100,"Rantoul Light & Power Dept",100]
["Rantoul","958_G_16",958,"G","16",null,"Combustion Turbine","IC Engine","MIS_IL","Illinois",17,"Champaign",19,"17019",1.8,10745,2001,9999,null,null,"N","Distillate Fuel Oil",{"$nulls":12},1,1.64976,1.64976,1.64976,1.64976,{"$nulls":11},"Rantoul Light & Power Dept",100,"Rantoul Light & Power Dept",100]
["Rantoul","958_G_9",958,"G","9",null,"Combustion Turbine","IC Engine","MIS_IL","Illinois",17,"Champaign",19,"17019",1.8,10745,2000,9999,null,null,"N","Distillate Fuel Oil",{"$nulls":12},1,1.64976,1.64976,1.64976,1.64976,{"$nulls":11},"Rantoul Light & Power Dept",100,"Rantoul Light & Power Dept",100]
["Red Bud","959_G_1",959,"G","1",null,"Combustion Turbine","IC Engine","MIS_IL","Illinois",17,"Randolph",157,"17157",2.2,10745,1968,9999,null,null,"N","Distillate Fuel Oil",{"$nulls":12},1,1.64976,1.64976,1.64976,1.64976,{"$nulls":11},"Red Bud IL (City of)",100,"Red Bud IL (City of)",100]
["Red Bud","959_G_2",959,"G","2",null,"Combustion Turbine","IC Engine","MIS_IL","Illinois",17,"Randolph",157,"17157",0.9,10745,1959,9999,null,null,"N","Distillate Fuel Oil",{"$nulls":12},1,1.64976,1.64976,1.64976,1.64976,{"$nulls":11},"Red Bud IL (City of)",100,"Red Bud IL (City of)",100]
["Red Bud","959_G_3",959,"G","3",null,"Combustion Turbine","IC Engine","MIS_IL","Illinois",17,"Randolph",157,"17157",2.2,10745,1964,9999,null,null,"N","Distillate Fuel Oil",{"$nulls":12},1,1.64976,1.64976,1.64976,1.64976,{"$nulls":11},"Red Bud IL (City of)",100,"Red Bud IL (City of)",100]
["Red Bud","959_G_4",959,"G","4",null,"Combustion Turbine","IC Engine","MIS_IL","Illinois",17,"Randolph",157,"17157",3,10745,1973,9999,null,null,"N","Distillate Fuel Oil",{"$nulls":12},1,1.64976,1.64976,1.64976,1.64976,{"$nulls":11},"Red Bud IL (City of)",100,"Red Bud IL (City of)",100]
["Red Bud","959_G_7",959,"G","7",null,"Combustion Turbine","IC Engine","MIS_IL","Illinois",17,"Randolph",157,"17157",3,10745,2002,9999,null,null,"N","Distillate Fuel Oil",{"$nulls":12},1,1.64976,1.64976,1.64976,1.64976,{"$nulls":11},"Red Bud IL (City of)",100,"Red Bud IL (City of)",100]
["Red Bud","959_G_8",959,"G","8",null,"Combustion Turbine","IC Engine","MIS_IL","Illinois",17,"Randolph",157,"17157",3,10745,2002,9999,null,null,"N","Distillate Fuel Oil",{"$nulls":12},1,1.64976,1.64976,1.64976,1.64976,{"$nulls":11},"Red Bud IL (City of)",100,"Red Bud IL (City of)",100]
["North Ninth Street","960_G_1",960,"G","1",null,"Combustion Turbine","IC Engine","PJM_COMD","Illinois",17,"Ogle",141,"17141",0.6,10745,1940,9999,null,null,"N","Distillate Fuel Oil",{"$nulls":12},1,1.64976,1.64976,1.64976,1.64976,{"$nulls":11},"Rochelle Municipal Utilities",100,"Rochelle Municipal Utilities",100]
["North Ninth Street","960_G_10",960,"G","10",null,"Combustion Turbine","IC Engine","PJM_COMD","Illinois",17,"Ogle",141,"17141",2,10745,1989,9999,null,null,"N","Natural Gas, Distillate Fuel Oil",{"$nulls":12},1,1.06095,1.06095,1.06095,1.06095,{"$nulls":11},"Rochelle Municipal Utilities",100,"Rochelle Municipal Utilities",100]
["North Ninth Street","960_G_3",960,"G","3",null,"Combustion Turbine","IC Engine","PJM_COMD","Illinois",17,"Ogle",141,"17141",2,10745,1956,9999,null,null,"N","Natural Gas, Distillate Fuel Oil",{"$nulls":12},1,1.06095,1.06095,1.06095,1.06095,{"$nulls":11},"Rochelle Municipal Utilities",100,"Rochelle Municipal Utilities",100]
["North Ninth Street","960_G_4",960,"G","4",null,"Combustion Turbine","IC Engine","PJM_COMD","Illinois",17,"Ogle",141,"17141",0.7,10745,1946,9999,null,null,"N","Distillate Fuel Oil",{"$nulls":12},1,1.64976,1.64976,1.64976,1.64976,{"$nulls":11},"Rochelle Municipal Utilities",100,"Rochelle Municipal Utilities",100]
["North Ninth Street","960_G_6",960,"G","6",null,"Combustion Turbine","IC Engine","PJM_COMD","Illinois",17,"Ogle",141,"17141",2,10745,1954,9999,null,null,"N","Natural Gas, Distillate Fuel Oil",{"$nulls":12},1,1.06095,1.06095,1.06095,1.06095,{"$nulls":11},"Rochelle Municipal Utilities",100,"Rochelle Municipal Utilities",100]
["North Ninth Street","960_G_7",960,"G","7",null,"Combustion Turbine","IC Engine","PJM_COMD","Illinois",17,"Ogle",141,"17141",3.5,10745,1967,9999,null,null,"N","Natural Gas, Distillate Fuel Oil",{"$nulls":12},1,1.06095,1.06095,1.06095,1.06095,{"$nulls":11},"Rochelle Municipal Utilities",100,"Rochelle Municipal Utilities",100]
["North Ninth Street","960_G_8",960,"G","8",null,"Combustion Turbine","IC Engine","PJM_COMD","Illinois",17,"Ogle",141,"17141",0.5,10745,1949,9999,null,null,"N","Distillate Fuel Oil",{"$nulls":12},1,1.64976,1.64976,1.64976,1.64976,{"$nulls":11},"Rochelle Municipal Utilities",100,"Rochelle Municipal Utilities",100]
["North Ninth Street","960_G_9",960,"G","9",null,"Combustion Turbine","IC Engine","PJM_COMD","Illinois",17,"Ogle",141,"17141",3,10745,1989,9999,null,null,"N","Natural Gas, Distillate Fuel Oil",{"$nulls":12},1,1.06095,1.06095,1.06095,1.06095,{"$nulls":11},"Rochelle Municipal Utilities",100,"Rochelle Municipal Utilities",100]
["North Ninth Street","960_G_SOL1",960,"G","SOL1",null,"Solar PV",null,"PJM_COMD","Illinois",17,"Ogle",141,"17141",0.3,0,2014,9999,null,null,"N","Solar",{"$nulls":13},0,0,0,0,{"$nulls":11},"Rochelle Municipal Utilities",100,"Rochelle Municipal Utilities",100]
["South Main Street","961_G_1",961,"G","1",null,"Combustion Turbine","IC Engine","PJM_COMD","Illinois",17,"Ogle",141,"17141",1.6,14565,1967,9999,null,null,"N","Natural Gas, Distillate Fuel Oil",{"$nulls":12},1,1.06095,1.06095,1.06095,1.06095,{"$nulls":11},"Rochelle Municipal Utilities",100,"Rochelle Municipal Utilities",100]
["South Main Street","961_G_13",961,"G","13",null,"Combustion Turbine","IC Engine","PJM_COMD","Illinois",17,"Ogle",141,"17141",1.8,14149,2014,9999,null,null,"N","Distillate Fuel Oil",{"$nulls":13},1.64976,1.64976,1.64976,1.64976,{"$nulls":11},"Rochelle Municipal Utilities",100,"Rochelle Municipal Utilities",100]
["South Main Street","961_G_14",961,"G","14",null,"Combustion Turbine","IC Engine","PJM_COMD","Illinois",17,"Ogle",141,"17141",1.8,14149,2014,9999,null,null,"N","Distillate Fuel Oil",{"$nulls":13},1.64976,1.64976,1.64976,1.64976,{"$nulls":11},"Rochelle Municipal Utilities",100,"Rochelle Municipal Utilities",100]
["South Main Street","961_G_15",961,"G","15",null,"Combustion Turbine","IC Engine","PJM_COMD","Illinois",17,"Ogle",141,"17141",1.8,14149,2014,9999,null,null,"N","Distillate Fuel Oil",{"$nulls":13},1.64976,1.64976,1.64976,1.64976,{"$nulls":11},"Rochelle Municipal Utilities",100,"Rochelle Municipal Utilities",100]
["South Main Street","961_G_16",961,"G","16",null,"Combustion Turbine","IC Engine","PJM_COMD","Illinois",17,"Ogle",141,"17141",1.8,14448,2016,9999,null,null,"N","Distillate Fuel Oil",{"$nulls":13},1.64976,1.64976,1.64976,1.64976,{"$nulls":11},"Rochelle Municipal Utilities",100,"Rochelle Municipal Utilities",100]
["South Main Street","961_G_17",961,"G","17",null,"Combustion Turbine","IC Engine","PJM_COMD","Illinois",17,"Ogle",141,"17141",1.8,14446,2016,9999,null,null,"N","Distillate Fuel Oil",{"$nulls":13},1.64976,1.64976,1.64976,1.64976,{"$nulls":11},"Rochelle Municipal Utilities",100,"Rochelle Municipal Utilities",100]
["South Main Street","961_G_18",961,"G","18",null,"Combustion Turbine","IC Engine","PJM_COMD","Illinois",17,"Ogle",141,"17141",1.8,14446,2016,9999,null,null,"N","Distillate Fuel Oil",{"$nulls":13},1.64976,1.64976,1.64976,1.64976,{"$nulls":11},"Rochelle Municipal Utilities",100,"Rochelle Municipal Utilities",100]
["South Main Street","961_G_2",961,"G","2",null,"Combustion Turbine","IC Engine","PJM_COMD","Illinois",17,"Ogle",141,"17141",2,14291,1967,9999,null,null,"N","Natural Gas, Distillate Fuel Oil",{"$nulls":12},1,1.06095,1.06095,1.06095,1.06095,{"$nulls":11},"Rochelle Municipal Utilities",100,"Rochelle Municipal Utilities",100]
["Lakeside","964_G_D1",964,"G","D1",null,"Combustion Turbine","IC Engine","MIS_IL","Illinois",17,"Sangamon",167,"17167",1.7,11082,2002,9999,null,null,"N","Distillate Fuel Oil",{"$nulls":12},1,0.25,0.25,0.25,0.25,{"$nulls":11},"Springfield Water Light & Power Dept",100,"Springfield Water Light & Power Dept",100]
["Lakeside","964_G_D2",964,"G","D2",null,"Combustion Turbine","IC Engine","MIS_IL","Illinois",17,"Sangamon",167,"17167",1.7,12408,2002,9999,null,null,"N","Distillate Fuel Oil",{"$nulls":12},1,0.25,0.25,0.25,0.25,{"$nulls":11},"Springfield Water Light & Power Dept",100,"Springfield Water Light & Power Dept",100]
["Lakeside","964_G_D3",964,"G","D3",null,"Combustion Turbine","IC Engine","MIS_IL","Illinois",17,"Sangamon",167,"17167",1.7,12408,2002,9999,null,null,"N","Distillate Fuel Oil",{"$nulls":12},1,0.25,0.25,0.25,0.25,{"$nulls":11},"Springfield Water Light & Power Dept",100,"Springfield Water Light & Power Dept",100]
["Reynolds","965_G_1",965,"G","1",null,"Combustion Turbine",null,"MIS_IL","Illinois",17,"Sangamon",167,"17167",14,19716,1970,9999,null,null,"N","Distillate Fuel Oil",{"$nulls":12},1,1.01005,1.01005,1.01005,1.01005,{"$nulls":11},"Springfield Water Light & Power Dept",100,"Springfield Water Light & Power Dept",100]
["Sullivan (IL)","969_G_1",969,"G","1",null,"Combustion Turbine","IC Engine","MIS_IL","Illinois",17,"Moultrie",139,"17139",4.3,19444,1974,9999,null,null,"N","Distillate Fuel Oil",{"$nulls":12},1,1.64976,1.64976,1.64976,1.64976,{"$nulls":11},"Sullivan Municipal Utilities (IL)",100,"Sullivan Municipal Utilities (IL)",100]
["Sullivan (IL)","969_G_10",969,"G","10",null,"Combustion Turbine","IC Engine","MIS_IL","Illinois",17,"Moultrie",139,"17139",2.2,19444,1971,9999,null,null,"N","Distillate Fuel Oil",{"$nulls":12},1,1.64976,1.64976,1.64976,1.64976,{"$nulls":11},"Sullivan Municipal Utilities (IL)",100,"Sullivan Municipal Utilities (IL)",100]
["Sullivan (IL)","969_G_11",969,"G","11",null,"Combustion Turbine","IC Engine","MIS_IL","Illinois",17,"Moultrie",139,"17139",2,19444,1996,9999,null,null,"N","Distillate Fuel Oil",{"$nulls":12},1,1.64976,1.64976,1.64976,1.64976,{"$nulls":11},"Sullivan Municipal Utilities (IL)",100,"Sullivan Municipal Utilities (IL)",100]
["Sullivan (IL)","969_G_12",969,"G","12",null,"Combustion Turbine","IC Engine","MIS_IL","Illinois",17,"Moultrie",139,"17139",1,19444,1996,9999,null,null,"N","Distillate Fuel Oil",{"$nulls":12},1,1.64976,1.64976,1.64976,1.64976,{"$nulls":11},"Sullivan Municipal Utilities (IL)",100,"Sullivan Municipal Utilities (IL)",100]
["Sullivan (IL)","969_G_13",969,"G","13",null,"Combustion Turbine","IC Engine","MIS_IL","Illinois",17,"Moultrie",139,"17139",2.3,10745,2012,9999,null,null,"N","Distillate Fuel Oil",{"$nulls":13},1.64976,1.64976,1.64976,1.64976,{"$nulls":11},"Sullivan Municipal Utilities (IL)",100,"Sullivan Municipal Utilities (IL)",100]
["Sullivan (IL)","969_G_14",969,"G","14",null,"Combustion Turbine","IC Engine","MIS_IL","Illinois",17,"Moultrie",139,"17139",2.3,10745,2012,9999,null,null,"N","Distillate Fuel Oil",{"$nulls":13},1.64976,1.64976,1.64976,1.64976,{"$nulls":11},"Sullivan Municipal Utilities (IL)",100,"Sullivan Municipal Utilities (IL)",100]
["Sullivan (IL)","969_G_15",969,"G","15",null,"Combustion Turbine","IC Engine","MIS_IL","Illinois",17,"Moultrie",139,"17139",2.3,10745,2012,9999,null,null,"N","Distillate Fuel Oil",{"$nulls":13},1.64976,1.64976,1.64976,1.64976,{"$nulls":11},"Sullivan Municipal Utilities (IL)",100,"Sullivan Municipal Utilities (IL)",100]
["Sullivan (IL)","969_G_2",969,"G","2",null,"Combustion Turbine","IC Engine","MIS_IL","Illinois",17,"Moultrie",139,"17139",2,19444,1961,9999,null,null,"N","Distillate Fuel Oil",{"$nulls":12},1,1.64976,1.64976,1.64976,1.64976,{"$nulls":11},"Sullivan Municipal Utilities (IL)",100,"Sullivan Municipal Utilities (IL)",100]
["Sullivan (IL)","969_G_3",969,"G","3",null,"Combustion Turbine","IC Engine","MIS_IL","Illinois",17,"Moultrie",139,"17139",1.3,19444,1956,9999,null,null,"N","Distillate Fuel Oil",{"$nulls":12},1,1.64976,1.64976,1.64976,1.64976,{"$nulls":11},"Sullivan Municipal Utilities (IL)",100,"Sullivan Municipal Utilities (IL)",100]
["Sullivan (IL)","969_G_4",969,"G","4",null,"Combustion Turbine","IC Engine","MIS_IL","Illinois",17,"Moultrie",139,"17139",0.9,19444,1951,9999,null,null,"N","Distillate Fuel Oil",{"$nulls":12},1,1.64976,1.64976,1.64976,1.64976,{"$nulls":11},"Sullivan Municipal Utilities (IL)",100,"Sullivan Municipal Utilities (IL)",100]
["Sullivan (IL)","969_G_5",969,"G","5",null,"Combustion Turbine","IC Engine","MIS_IL","Illinois",17,"Moultrie",139,"17139",1.1,19444,1948,9999,null,null,"N","Distillate Fuel Oil",{"$nulls":12},1,1.64976,1.64976,1.64976,1.64976,{"$nulls":11},"Sullivan Municipal Utilities (IL)",100,"Sullivan Municipal Utilities (IL)",100]
["Sullivan (IL)","969_G_6",969,"G","6",null,"Combustion Turbine","IC Engine","MIS_IL","Illinois",17,"Moultrie",139,"17139",0.6,19444,1946,9999,null,null,"N","Distillate Fuel Oil",{"$nulls":12},1,1.64976,1.64976,1.64976,1.64976,{"$nulls":11},"Sullivan Municipal Utilities (IL)",100,"Sullivan Municipal Utilities (IL)",100]
["Sullivan (IL)","969_G_9",969,"G","9",null,"Combustion Turbine","IC Engine","MIS_IL","Illinois",17,"Moultrie",139,"17139",2.2,19444,1971,9999,null,null,"N","Distillate Fuel Oil",{"$nulls":12},1,1.64976,1.64976,1.64976,1.64976,{"$nulls":11},"Sullivan Municipal Utilities (IL)",100,"Sullivan Municipal Utilities (IL)",100]
["Waterloo","971_G_1",971,"G","1",null,"Combustion Turbine","IC Engine","MIS_IL","Illinois",17,"Monroe",133,"17133",2.7,25000,1970,9999,null,null,"N","Natural Gas, Distillate Fuel Oil",{"$nulls":12},1,1.64976,1.64976,1.64976,1.64976,{"$nulls":11},"Waterloo IL (City of)",100,"Waterloo IL (City of)",100]
["Waterloo","971_G_10",971,"G","10",null,"Combustion Turbine","IC Engine","MIS_IL","Illinois",17,"Monroe",133,"17133",1.8,10745,1996,9999,null,null,"N","Distillate Fuel Oil",{"$nulls":13},1.64976,1.64976,1.64976,1.64976,{"$nulls":11},"Illinois Municipal Electric Agency",100,"Illinois Municipal Electric Agency",100]
["Waterloo","971_G_11",971,"G","11",null,"Combustion Turbine","IC Engine","MIS_IL","Illinois",17,"Monroe",133,"17133",1.8,10745,1996,9999,null,null,"N","Distillate Fuel Oil",{"$nulls":13},1.64976,1.64976,1.64976,1.64976,{"$nulls":11},"Illinois Municipal Electric Agency",100,"Illinois Municipal Electric Agency",100]
["Waterloo","971_G_12",971,"G","12",null,"Combustion Turbine",null,"MIS_IL","Illinois",17,"Monroe",133,"17133",6.6,12299,2002,9999,null,null,"N","Natural Gas, Distillate Fuel Oil",{"$nulls":12},1,0.16383,0.16383,0.16383,0.16383,{"$nulls":11},"Waterloo IL (City of)",100,"Waterloo IL (City of)",100]
["Waterloo","971_G_13",971,"G","13",null,"Combustion Turbine",null,"MIS_IL","Illinois",17,"Monroe",133,"17133",6.6,12323,2012,9999,null,null,"N","Natural Gas, Distillate Fuel Oil",{"$nulls":13},0.16383,0.16383,0.16383,0.16383,{"$nulls":11},"Waterloo IL (City of)",100,"Waterloo IL (City of)",100]
["Waterloo","971_G_2",971,"G","2",null,"Combustion Turbine","IC Engine","MIS_IL","Illinois",17,"Monroe",133,"17133",0.2,19228,1954,9999,null,null,"N","Distillate Fuel Oil",{"$nulls":12},1,1.64976,1.64976,1.64976,1.64976,{"$nulls":11},"Waterloo IL (City of)",100,"Waterloo IL (City of)",100]
["Waterloo","971_G_3",971,"G","3",null,"Combustion Turbine","IC Engine","MIS_IL","Illinois",17,"Monroe",133,"17133",0.2,19228,1946,9999,null,null,"N","Distillate Fuel Oil",{"$nulls":12},1,1.64976,1.64976,1.64976,1.64976,{"$nulls":11},"Waterloo IL (City of)",100,"Waterloo IL (City of)",100]
["Waterloo","971_G_4",971,"G","4",null,"Combustion Turbine","IC Engine","MIS_IL","Illinois",17,"Monroe",133,"17133",1.8,25000,1963,9999,null,null,"N","Natural Gas, Distillate Fuel Oil",{"$nulls":12},1,1.64976,1.64976,1.64976,1.64976,{"$nulls":11},"Waterloo IL (City of)",100,"Waterloo IL (City of)",100]
["Waterloo","971_G_5",971,"G","5",null,"Combustion Turbine","IC Engine","MIS_IL","Illinois",17,"Monroe",133,"17133",0.4,20565,1950,9999,null,null,"N","Distillate Fuel Oil",{"$nulls":12},1,1.64976,1.64976,1.64976,1.64976,{"$nulls":11},"Waterloo IL (City of)",100,"Waterloo IL (City of)",100]
["Waterloo","971_G_6",971,"G","6",null,"Combustion Turbine","IC Engine","MIS_IL","Illinois",17,"Monroe",133,"17133",0.5,20900,1950,9999,null,null,"N","Distillate Fuel Oil",{"$nulls":12},1,1.64976,1.64976,1.64976,1.64976,{"$nulls":11},"Waterloo IL (City of)",100,"Waterloo IL (City of)",100]
["Waterloo","971_G_7",971,"G","7",null,"Combustion Turbine","IC Engine","MIS_IL","Illinois",17,"Monroe",133,"17133",1.5,25000,1959,9999,null,null,"N","Natural Gas, Distillate Fuel Oil",{"$nulls":12},1,1.64976,1.64976,1.64976,1.64976,{"$nulls":11},"Waterloo IL (City of)",100,"Waterloo IL (City of)",100]
["Waterloo","971_G_8",971,"G","8",null,"Combustion Turbine","IC Engine","MIS_IL","Illinois",17,"Monroe",133,"17133",2.4,25000,1973,9999,null,null,"N","Distillate Fuel Oil",{"$nulls":12},1,1.64976,1.64976,1.64976,1.64976,{"$nulls":11},"Waterloo IL (City of)",100,"Waterloo IL (City of)",100]
["Waterloo","971_G_9",971,"G","9",null,"Combustion Turbine","IC Engine","MIS_IL","Illinois",17,"Monroe",133,"17133",1.8,10745,1996,9999,null,null,"N","Distillate Fuel Oil",{"$nulls":13},1.64976,1.64976,1.64976,1.64976,{"$nulls":11},"Illinois Municipal Electric Agency",100,"Illinois Municipal Electric Agency",100]
["Winnetka","972_G_8",972,"G","8",null,"Combustion Turbine","IC Engine","PJM_COMD","Illinois",17,"Cook",31,"17031",2.6,12723,1979,9999,null,null,"N","Distillate Fuel Oil",{"$nulls":12},1,1.64976,1.64976,1.64976,1.64976,{"$nulls":11},"Winnetka IL (Village of)",100,"Winnetka IL (Village of)",100]
["Winnetka","972_G_9",972,"G","9",null,"Combustion Turbine","IC Engine","PJM_COMD","Illinois",17,"Cook",31,"17031",2.6,12768,1979,9999,null,null,"N","Distillate Fuel Oil",{"$nulls":12},1,1.64976,1.64976,1.64976,1.64976,{"$nulls":11},"Winnetka IL (Village of)",100,"Winnetka IL (Village of)",100]
["Marion","976_G_5",976,"G","5",9174,"Combustion Turbine",null,"MIS_IL","Illinois",17,"Williamson",199,"17199",70,13433,2003,9999,null,null,"N","Natural Gas, Distillate Fuel Oil",{"$nulls":3},"DLNB + H2O",{"$nulls":8},0.004,0.04913,0.04913,0.04913,0.04913,{"$nulls":11},"Southern Illinois Power Coop",100,"Southern Illinois Power Coop",100]
["Marion","976_G_6",976,"G","6",9175,"Combustion Turbine",null,"MIS_IL","Illinois",17,"Williamson",199,"17199",70,13434,2003,9999,null,null,"N","Natural Gas, Distillate Fuel Oil",{"$nulls":3},"DLNB + H2O",{"$nulls":8},0.004,0.05634,0.05634,0.05634,0.05634,{"$nulls":11},"Southern Illinois Power Coop",100,"Southern Illinois Power Coop",100]
["Newhalem","9842_G_20",9842,"G","20",null,"Hydro",null,"WECC_PNW","Washington",53,"Whatcom",73,"53073",2.3,0,1970,9999,null,null,"N","Hydro",{"$nulls":13},0,0,0,0,{"$nulls":11},"Seattle City Light",100,"Seattle City Light",100]
["Elkhart","986_G_1",986,"G","1",null,"Hydro",null,"PJM_West","Indiana",18,"Elkhart",39,"18039",0.6,0,1913,9999,null,null,"N","Hydro",{"$nulls":13},0,0,0,0,{"$nulls":11},"Indiana Michigan Power Co",100,"American Electric Power Co Inc",100]
["Elkhart","986_G_2",986,"G","2",null,"Hydro",null,"PJM_West","Indiana",18,"Elkhart",39,"18039",0.4,0,1921,9999,null,null,"N","Hydro",{"$nulls":13},0,0,0,0,{"$nulls":11},"Indiana Michigan Power Co",100,"American Electric Power Co Inc",100]
["Elkhart","986_G_3",986,"G","3",null,"Hydro",null,"PJM_West","Indiana",18,"Elkhart",39,"18039",0.4,0,1921,9999,null,null,"N","Hydro",{"$nulls":13},0,0,0,0,{"$nulls":11},"Indiana Michigan Power Co",100,"American Electric Power Co Inc",100]
["Cabot Holyoke","9864_G_1",9864,"G","1",null,"Hydro",null,"NENGREST","Massachusetts",25,"Hampden",13,"25013",0.6,0,1893,9999,null,null,"N","Hydro",{"$nulls":13},0,0,0,0,{"$nulls":11},"Holyoke Gas & Electric Dept",100,"Holyoke Gas & Electric Dept",100]
["Cabot Holyoke","9864_G_2",9864,"G","2",null,"Hydro",null,"NENGREST","Massachusetts",25,"Hampden",13,"25013",0.6,0,1938,9999,null,null,"N","Hydro",{"$nulls":13},0,0,0,0,{"$nulls":11},"Holyoke Gas & Electric Dept",100,"Holyoke Gas & Electric Dept",100]
["Cabot Holyoke","9864_G_3",9864,"G","3",null,"Hydro",null,"NENGREST","Massachusetts",25,"Hampden",13,"25013",0.4,0,1939,9999,null,null,"N","Hydro",{"$nulls":13},0,0,0,0,{"$nulls":11},"Holyoke Gas & Electric Dept",100,"Holyoke Gas & Electric Dept",100]
["Cabot Holyoke","9864_G_4",9864,"G","4",null,"Hydro",null,"NENGREST","Massachusetts",25,"Hampden",13,"25013",0.5,0,1907,9999,null,null,"N","Hydro",{"$nulls":13},0,0,0,0,{"$nulls":11},"Holyoke Gas & Electric Dept",100,"Holyoke Gas & Electric Dept",100]
["Last Chance","987_G_1",987,"G","1",null,"Hydro",null,"WECC_ID","Idaho",16,"Caribou",29,"16029",0.2,0,1984,9999,null,null,"N","Hydro",{"$nulls":13},0,0,0,0,{"$nulls":11},"PacifiCorp",100,"Berkshire Hathaway Inc",100]
["Last Chance","987_G_2",987,"G","2",null,"Hydro",null,"WECC_ID","Idaho",16,"Caribou",29,"16029",0.4,0,1984,9999,null,null,"N","Hydro",{"$nulls":13},0,0,0,0,{"$nulls":11},"PacifiCorp",100,"Berkshire Hathaway Inc",100]
["Last Chance","987_G_3",987,"G","3",null,"Hydro",null,"WECC_ID","Idaho",16,"Caribou",29,"16029",0.8,0,1984,9999,null,null,"N","Hydro",{"$nulls":13},0,0,0,0,{"$nulls":11},"PacifiCorp",100,"Berkshire Hathaway Inc",100]
["Twin Branch","989_G_H1E",989,"G","H1E",null,"Hydro",null,"PJM_West","Indiana",18,"St Joseph",141,"18141",0.5,0,1989,9999,null,null,"N","Hydro",{"$nulls":13},0,0,0,0,{"$nulls":11},"Indiana Michigan Power Co",100,"American Electric Power Co Inc",100]
["Twin Branch","989_G_H1W",989,"G","H1W",null,"Hydro",null,"PJM_West","Indiana",18,"St Joseph",141,"18141",0.5,0,1989,9999,null,null,"N","Hydro",{"$nulls":13},0,0,0,0,{"$nulls":11},"Indiana Michigan Power Co",100,"American Electric Power Co Inc",100]
["Twin Branch","989_G_H2W",989,"G","H2W",null,"Hydro",null,"PJM_West","Indiana",18,"St Joseph",141,"18141",0.5,0,1989,9999,null,null,"N","Hydro",{"$nulls":13},0,0,0,0,{"$nulls":11},"Indiana Michigan Power Co",100,"American Electric Power Co Inc",100]
["Twin Branch","989_G_H3W",989,"G","H3W",null,"Hydro",null,"PJM_West","Indiana",18,"St Joseph",141,"18141",0.5,0,1989,9999,null,null,"N","Hydro",{"$nulls":13},0,0,0,0,{"$nulls":11},"Indiana Michigan Power Co",100,"American Electric Power Co Inc",100]
["Twin Branch","989_G_H4W",989,"G","H4W",null,"Hydro",null,"PJM_West","Indiana",18,"St Joseph",141,"18141",0.5,0,1989,9999,null,null,"N","Hydro",{"$nulls":13},0,0,0,0,{"$nulls":11},"Indiana Michigan Power Co",100,"American Electric Power Co Inc",100]
["Twin Branch","989_G_H5W",989,"G","H5W",null,"Hydro",null,"PJM_West","Indiana",18,"St Joseph",141,"18141",0.5,0,1989,9999,null,null,"N","Hydro",{"$nulls":13},0,0,0,0,{"$nulls":11},"Indiana Michigan Power Co",100,"American Electric Power Co Inc",100]
["Twin Branch","989_G_H6E",989,"G","H6E",null,"Hydro",null,"PJM_West","Indiana",18,"St Joseph",141,"18141",0.5,0,1989,9999,null,null,"N","Hydro",{"$nulls":13},0,0,0,0,{"$nulls":11},"Indiana Michigan Power Co",100,"American Electric Power Co Inc",100]
["Twin Branch","989_G_H6W",989,"G","H6W",null,"Hydro",null,"PJM_West","Indiana",18,"St Joseph",141,"18141",0.5,0,1989,9999,null,null,"N","Hydro",{"$nulls":13},0,0,0,0,{"$nulls":11},"Indiana Michigan Power Co",100,"American Electric Power Co Inc",100]
["Frederickson","99_G_1",99,"G","1",null,"Combustion Turbine",null,"WECC_PNW","Washington",53,"Pierce",53,"53053",67,25000,1981,9999,null,null,"N","Natural Gas, Distillate Fuel Oil",{"$nulls":12},2.63,0.42278,0.42278,0.42278,0.42278,{"$nulls":11},"Puget Sound Energy Inc",100,"Puget Energy Inc",100]
["Frederickson","99_G_2",99,"G","2",null,"Combustion Turbine",null,"WECC_PNW","Washington",53,"Pierce",53,"53053",67,25000,1981,9999,null,null,"N","Natural Gas, Distillate Fuel Oil",{"$nulls":12},2.63,0.42278,0.42278,0.42278,0.42278,{"$nulls":11},"Puget Sound Energy Inc",100,"Puget Energy Inc",100]
["Harding Street","990_G_BAT1",990,"G","BAT1",null,"Energy Storage",null,"MIS_INKY","Indiana",18,"Marion",97,"18097",20,0,2016,9999,null,null,"N","Energy Storage",{"$nulls":13},0,0,0,0,{"$nulls":11},"Indianapolis Power & Light",100,"AES Corp (The)",100]
["Harding Street","990_G_GT1",990,"G","GT1",null,"Combustion Turbine",null,"MIS_INKY","Indiana",18,"Marion",97,"18097",19.1,11798,1973,9999,null,null,"N","Distillate Fuel Oil",{"$nulls":12},0.35,1.01005,1.01005,1.01005,1.01005,{"$nulls":11},"Indianapolis Power & Light",100,"AES Corp (The)",100]
["Harding Street","990_G_GT2",990,"G","GT2",null,"Combustion Turbine",null,"MIS_INKY","Indiana",18,"Marion",97,"18097",17.9,11798,1973,9999,null,null,"N","Distillate Fuel Oil",{"$nulls":12},0.35,1.01005,1.01005,1.01005,1.01005,{"$nulls":11},"Indianapolis Power & Light",100,"AES Corp (The)",100]
["Harding Street","990_G_GT4",990,"G","GT4",682,"Combustion Turbine",null,"MIS_INKY","Indiana",18,"Marion",97,"18097",67,11798,1994,2030,null,null,"N","Natural Gas, Distillate Fuel Oil",{"$nulls":3},"H2O",{"$nulls":8},1.6,0.15058,0.15058,0.15058,0.15058,{"$nulls":11},"Indianapolis Power & Light",100,"AES Corp (The)",100]
["Harding Street","990_G_GT5",990,"G","GT5",683,"Combustion Turbine",null,"MIS_INKY","Indiana",18,"Marion",97,"18097",67,11798,1995,2030,null,null,"N","Natural Gas, Distillate Fuel Oil",{"$nulls":3},"H2O",{"$nulls":8},1.6,0.14978,0.14978,0.14978,0.14978,{"$nulls":11},"Indianapolis Power & Light",100,"AES Corp (The)",100]
["Harding Street","990_G_GT6",990,"G","GT6",684,"Combustion Turbine",null,"MIS_INKY","Indiana",18,"Marion",97,"18097",154,11798,2002,2030,null,null,"N","Natural Gas",{"$nulls":3},"DLNB",{"$nulls":8},1.6,0.03799,0.03799,0.03799,0.03799,{"$nulls":11},"Indianapolis Power & Light",100,"AES Corp (The)",100]
["Harding Street","990_G_IC1",990,"G","IC1",null,"Combustion Turbine","IC Engine","MIS_INKY","Indiana",18,"Marion",97,"18097",3,14342,1967,9999,null,null,"N","Distillate Fuel Oil",{"$nulls":12},1.6,1.64976,1.64976,1.64976,1.64976,{"$nulls":11},"Indianapolis Power & Light",100,"AES Corp (The)",100]
["Eagle Valley (IN)","991_G_GT1",991,"G","GT1",91143,"Combined Cycle",null,"MIS_INKY","Indiana",18,"Morgan",109,"18109",207,7050,2018,9999,null,null,"N","Natural Gas",{"$nulls":3},"DLNB","SCR",{"$nulls":8},4.3E-3,4.3E-3,4.3E-3,4.3E-3,{"$nulls":11},"Indianapolis Power & Light",100,"AES Corp (The)",100]
["Eagle Valley (IN)","991_G_GT2",991,"G","GT2",91144,"Combined Cycle",null,"MIS_INKY","Indiana",18,"Morgan",109,"18109",207,7050,2018,9999,null,null,"N","Natural Gas",{"$nulls":3},"DLNB","SCR",{"$nulls":8},4.3E-3,4.3E-3,4.3E-3,4.3E-3,{"$nulls":11},"Indianapolis Power & Light",100,"AES Corp (The)",100]
["Eagle Valley (IN)","991_G_STG1",991,"G","STG1",91143,"Combined Cycle",null,"MIS_INKY","Indiana",18,"Morgan",109,"18109",230,7050,2018,9999,null,null,"N","Natural Gas",{"$nulls":3},"LNB","SCR",{"$nulls":8},4.3E-3,4.3E-3,4.3E-3,4.3E-3,{"$nulls":11},"Indianapolis Power & Light",100,"AES Corp (The)",100]
["AES Petersburg","994_G_IC1",994,"G","IC1",null,"Combustion Turbine","IC Engine","MIS_INKY","Indiana",18,"Pike",125,"18125",3,11065,1967,9999,null,null,"N","Distillate Fuel Oil",{"$nulls":12},1.6,1.64976,1.64976,1.64976,1.64976,{"$nulls":11},"Indianapolis Power & Light",100,"AES Corp (The)",100]
["AES Petersburg","994_G_IC2",994,"G","IC2",null,"Combustion Turbine","IC Engine","MIS_INKY","Indiana",18,"Pike",125,"18125",3,11043,1967,9999,null,null,"N","Distillate Fuel Oil",{"$nulls":12},1.6,1.64976,1.64976,1.64976,1.64976,{"$nulls":11},"Indianapolis Power & Light",100,"AES Corp (The)",100]
["AES Petersburg","994_G_IC3",994,"G","IC3",null,"Combustion Turbine","IC Engine","MIS_INKY","Indiana",18,"Pike",125,"18125",3,11043,1967,9999,null,null,"N","Distillate Fuel Oil",{"$nulls":12},1.6,1.64976,1.64976,1.64976,1.64976,{"$nulls":11},"Indianapolis Power & Light",100,"AES Corp (The)",100]
["Norway (IN)","998_G_1",998,"G","1",null,"Hydro",null,"MIS_INKY","Indiana",18,"White",181,"18181",1.1,0,1923,9999,null,null,"N","Hydro",{"$nulls":13},0,0,0,0,{"$nulls":11},"Northern Indiana Public Service Co",100,"NiSource Inc",100]
["Norway (IN)","998_G_2",998,"G","2",null,"Hydro",null,"MIS_INKY","Indiana",18,"White",181,"18181",1.1,0,1923,9999,null,null,"N","Hydro",{"$nulls":13},0,0,0,0,{"$nulls":11},"Northern Indiana Public Service Co",100,"NiSource Inc",100]
["Norway (IN)","998_G_3",998,"G","3",null,"Hydro",null,"MIS_INKY","Indiana",18,"White",181,"18181",1.1,0,1923,9999,null,null,"N","Hydro",{"$nulls":13},0,0,0,0,{"$nulls":11},"Northern Indiana Public Service Co",100,"NiSource Inc",100]
["Norway (IN)","998_G_4",998,"G","4",null,"Hydro",null,"MIS_INKY","Indiana",18,"White",181,"18181",0.7,0,1923,9999,null,null,"N","Hydro",{"$nulls":13},0,0,0,0,{"$nulls":11},"Northern Indiana Public Service Co",100,"NiSource Inc",100]
["Oakdale","999_G_1",999,"G","1",null,"Hydro",null,"MIS_INKY","Indiana",18,"Carroll",15,"18015",2.9,0,1925,9999,null,null,"N","Hydro",{"$nulls":13},0,0,0,0,{"$nulls":11},"Northern Indiana Public Service Co",100,"NiSource Inc",100]
["Oakdale","999_G_2",999,"G","2",null,"Hydro",null,"MIS_INKY","Indiana",18,"Carroll",15,"18015",2.2,0,1925,9999,null,null,"N","Hydro",{"$nulls":13},0,0,0,0,{"$nulls":11},"Northern Indiana Public Service Co",100,"NiSource Inc",100]
["Oakdale","999_G_3",999,"G","3",null,"Hydro",null,"MIS_INKY","Indiana",18,"Carroll",15,"18015",0.9,0,1925,9999,null,null,"N","Hydro",{"$nulls":13},0,0,0,0,{"$nulls":11},"Northern Indiana Public Service Co",100,"NiSource Inc",100]
["Quest Diagnostics","83001_G_1",83001,"G","1",null,"Combustion Turbine","IC Engine","PJM_Dom","Virginia",51,"Loudoun",107,"51107",4,14397,2016,9999,null,null,"N","Distillate Fuel Oil",{"$nulls":13},1.64976,1.64976,1.64976,1.64976,{"$nulls":11},"DuPont Fabros Technology",100,"DowDuPont Inc",100]
["Micron Technology Incorporated","83002_G_1",83002,"G","1",null,"Combustion Turbine","IC Engine","PJM_Dom","Virginia",51,"Prince William",153,"51153",6,11132,2016,9999,null,null,"N","Distillate Fuel Oil",{"$nulls":13},1.64976,1.64976,1.64976,1.64976,{"$nulls":11},"MM Prince William Energy LLC",100,"FORTISTAR",100]
["AOL","83003_G_1",83003,"G","1",null,"Combustion Turbine","IC Engine","PJM_Dom","Virginia",51,"Loudoun",107,"51107",14,11132,2016,9999,null,null,"N","Distillate Fuel Oil",{"$nulls":13},1.64976,1.64976,1.64976,1.64976,{"$nulls":11},"DuPont Fabros Technology",100,"DowDuPont Inc",100]
["AOL","83004_G_1",83004,"G","1",null,"Combustion Turbine","IC Engine","PJM_Dom","Virginia",51,"Prince William",153,"51153",25,11132,2016,9999,null,null,"N","Distillate Fuel Oil",{"$nulls":13},1.64976,1.64976,1.64976,1.64976,{"$nulls":11},"DuPont Fabros Technology",100,"DowDuPont Inc",100]
["MCI","83005_G_1",83005,"G","1",null,"Combustion Turbine","IC Engine","PJM_Dom","Virginia",51,"Loudoun",107,"51107",32,11132,2016,9999,null,null,"N","Distillate Fuel Oil",{"$nulls":13},1.64976,1.64976,1.64976,1.64976,{"$nulls":11},"DuPont Fabros Technology",100,"DowDuPont Inc",100]
["AOL","83006_G_1",83006,"G","1",null,"Combustion Turbine","IC Engine","PJM_Dom","Virginia",51,"Fairfax",59,"51059",44,11132,2016,9999,null,null,"N","Distillate Fuel Oil",{"$nulls":13},1.64976,1.64976,1.64976,1.64976,{"$nulls":11},"Covanta Fairfax Inc",100,"Covanta Holding Corp",100]
["DuPont Fabros","83007_G_1",83007,"G","1",null,"Combustion Turbine","IC Engine","PJM_Dom","Virginia",51,"Loudoun",107,"51107",60,11132,2016,9999,null,null,"N","Distillate Fuel Oil",{"$nulls":13},1.64976,1.64976,1.64976,1.64976,{"$nulls":11},"DuPont Fabros Technology",100,"DowDuPont Inc",100]
["Beaver Valley","6040_G_2",6040,"G","2",null,"Nuclear",null,"PJM_West","Pennsylvania",42,"Beaver",7,"42007",901,10456,1987,2067,null,null,"N","Nuclear Fuel",{"$nulls":13},0,0,0,0,{"$nulls":11},"Energy Harbor Nuclear Generation LLC",60.08,"FirstEnergy Corp",100]
["Beaver Valley","6040_G_1",6040,"G","1",null,"Nuclear",null,"PJM_West","Pennsylvania",42,"Beaver",7,"42007",907,10456,1976,2056,null,null,"N","Nuclear Fuel",{"$nulls":13},0,0,0,0,{"$nulls":11},"Energy Harbor Nuclear Generation LLC",100,"FirstEnergy Corp",100]
["IGS CC, LLC","63428_G_254",63428,"G","254",null,"Solar PV",null,"PJM_SMAC","District of Columbia",11,"District of Columbia",1,"11001",1.5,0,2020,9999,null,null,"N","Solar",{"$nulls":13},0,0,0,0,{"$nulls":11},"IGS CC LLC",100,"Greenbacker Renewable Energy Corp",100]
["OES Biogas Power","63622_G_OES01",63622,"G","OES01",null,"Non-Fossil Waste",null,"WECC_SCE","California",6,"San Bernardino",71,"06071",1.3,13500,2020,9999,null,null,"N","Non-Fossil Waste",{"$nulls":13},0,0,0,0,{"$nulls":11},"Organic Energy Solutions LLC",100,"Organic Energy Solutions LLC",100]
["OES Biogas Power","63622_G_OES02",63622,"G","OES02",null,"Non-Fossil Waste",null,"WECC_SCE","California",6,"San Bernardino",71,"06071",1.3,13500,2020,9999,null,null,"N","Non-Fossil Waste",{"$nulls":13},0,0,0,0,{"$nulls":11},"Organic Energy Solutions LLC",100,"Organic Energy Solutions LLC",100]
["Burlington (IA)","1104_B_1",1104,"B","1",764,"O/G Steam",null,"MIS_IA","Iowa",19,"Des Moines",57,"19057",214,10991,1968,9999,"tangential","wet","N","Natural Gas",{"$nulls":3},"LNB + OFA",{"$nulls":3},"ESPC","Yes","ACI",2014,null,0.75,0.07296,0.07296,0.07296,0.07296,{"$nulls":8},"C2G",2021,null,"Interstate Power & Light Co",100,"Alliant Energy Corp",100]
["Big Bend","645_G_BBST1",645,"G","BBST1",null,"Combined Cycle",null,"FRCC","Florida",12,"Hillsborough",57,"12057",335,7050,2023,9999,null,null,"N","Natural Gas",{"$nulls":3},"DLNB","SCR",{"$nulls":8},0.011,0.011,0.011,0.011,{"$nulls":11},"Tampa Electric Co",100,"TECO Energy Inc",100]
["Big Bend","645_G_GT5",645,"G","GT5",null,"Combined Cycle",null,"FRCC","Florida",12,"Hillsborough",57,"12057",360,7050,2023,9999,null,null,"N","Natural Gas",{"$nulls":3},"DLNB","SCR",{"$nulls":8},0.011,0.011,0.011,0.011,{"$nulls":11},"Tampa Electric Co",100,"TECO Energy Inc",100]
["Big Bend","645_G_GT6",645,"G","GT6",null,"Combined Cycle",null,"FRCC","Florida",12,"Hillsborough",57,"12057",360,7050,2023,9999,null,null,"N","Natural Gas",{"$nulls":3},"DLNB","SCR",{"$nulls":8},0.011,0.011,0.011,0.011,{"$nulls":11},"Tampa Electric Co",100,"TECO Energy Inc",100]
["Greenleaf 2 Power Plant","10349_G_GEN1",10349,"G","GEN1",null,"Combustion Turbine",null,"WEC_CALN","California",6,"Sutter",101,"06101",49.5,8700,1989,9999,null,null,"Y","Natural Gas",{"$nulls":12},0.74,0.02817,0.02817,0.02817,0.02817,{"$nulls":11},"Greenleaf Energy LLC",100,"Greenleaf Energy LLC",100]
["Ormond Beach","350_B_1",350,"B","1",229,"O/G Steam",null,"WECC_SCE","California",6,"Ventura",111,"06111",741,10745,1971,2024,null,null,"N","Natural Gas",{"$nulls":4},"SCR",{"$nulls":8},0.01191,0.01191,0.01191,0.01191,{"$nulls":11},"GenOn California South, LP",100,"GenOn California South, LP",100]
["Ormond Beach","350_B_2",350,"B","2",230,"O/G Steam",null,"WECC_SCE","California",6,"Ventura",111,"06111",750,10745,1973,2024,null,null,"N","Natural Gas",{"$nulls":4},"SCR",{"$nulls":8},0.01191,0.01191,0.01191,0.01191,{"$nulls":11},"GenOn California South, LP",100,"GenOn California South, LP",100]
["Ellwood","8076_G_01",8076,"G","01",null,"Combustion Turbine",null,"WECC_SCE","California",6,"Santa Barbara",83,"06083",54,9827,1974,2024,null,null,"Y","Natural Gas",{"$nulls":12},0.74,0.47388,0.47388,0.47388,0.47388,{"$nulls":11},"GenOn California South, LP",100,"GenOn California South, LP",100]
["Quindaro","1295_B_2",1295,"B","2",856,"O/G Steam",null,"SPP_N","Kansas",20,"Wyandotte",209,"20209",85,12190,1971,9999,"wall","dry","N","Natural Gas",{"$nulls":3},"LNB + LNBO",{"$nulls":8},0.006,0.14277,0.14277,0.14277,0.14277,{"$nulls":11},"Kansas City Board Public Utilities",100,"Kansas City Board Public Utilities",100]
["J S Eastwood","104_G_1",104,"G","1",null,"Pumped Storage",null,"WEC_CALN","California",6,"Fresno",19,"06019",95,0,1987,9999,null,null,"N","Pumped Storage",{"$nulls":13},0,0,0,0,{"$nulls":11},"Southern California Edison Co",100,"Southern California Edison Co",100]
["Quindaro","1295_G_ST1",1295,"G","ST1",855,"O/G Steam",null,"SPP_N","Kansas",20,"Wyandotte",209,"20209",72,12287,1965,9999,"cyclone","wet","N","Natural Gas",{"$nulls":13},0.31045,0.31045,0.31045,0.31045,{"$nulls":11},"Kansas City Board Public Utilities",100,"Kansas City Board Public Utilities",100]
["FirstEnergy W H Sammis","2866_G_A1",2866,"G","A1",null,"Combustion Turbine","IC Engine","PJM_ATSI","Ohio",39,"Jefferson",81,"39081",3,18413,1972,9999,null,null,"N","Distillate Fuel Oil",{"$nulls":12},0.8,1.64976,1.64976,1.64976,1.64976,{"$nulls":11},"Energy Harbor Generation LLC",100,"FirstEnergy Corp",100]
["FirstEnergy W H Sammis","2866_G_B1",2866,"G","B1",null,"Combustion Turbine","IC Engine","PJM_ATSI","Ohio",39,"Jefferson",81,"39081",3,18412,1972,9999,null,null,"N","Distillate Fuel Oil",{"$nulls":12},0.8,1.64976,1.64976,1.64976,1.64976,{"$nulls":11},"Energy Harbor Generation LLC",100,"FirstEnergy Corp",100]
["FirstEnergy W H Sammis","2866_G_B2",2866,"G","B2",null,"Combustion Turbine","IC Engine","PJM_ATSI","Ohio",39,"Jefferson",81,"39081",3,18412,1972,9999,null,null,"N","Distillate Fuel Oil",{"$nulls":12},0.8,1.64976,1.64976,1.64976,1.64976,{"$nulls":11},"Energy Harbor Generation LLC",100,"FirstEnergy Corp",100]
["FirstEnergy W H Sammis","2866_G_B3",2866,"G","B3",null,"Combustion Turbine","IC Engine","PJM_ATSI","Ohio",39,"Jefferson",81,"39081",2,18444,1972,9999,null,null,"N","Distillate Fuel Oil",{"$nulls":12},0.8,1.64976,1.64976,1.64976,1.64976,{"$nulls":11},"Energy Harbor Generation LLC",100,"FirstEnergy Corp",100]
["FirstEnergy W H Sammis","2866_G_B4",2866,"G","B4",null,"Combustion Turbine","IC Engine","PJM_ATSI","Ohio",39,"Jefferson",81,"39081",2,18444,1972,9999,null,null,"N","Distillate Fuel Oil",{"$nulls":12},0.8,1.64976,1.64976,1.64976,1.64976,{"$nulls":11},"Energy Harbor Generation LLC",100,"FirstEnergy Corp",100]
["Big Creek 4","320_G_1",320,"G","1",null,"Hydro",null,"WECC_SCE","California",6,"Madera",39,"06039",50,0,1951,9999,null,null,"N","Hydro",{"$nulls":13},0,0,0,0,{"$nulls":11},"Southern California Edison Co",100,"Southern California Edison Co",100]
["Big Creek 4","320_G_2",320,"G","2",null,"Hydro",null,"WECC_SCE","California",6,"Madera",39,"06039",50,0,1951,9999,null,null,"N","Hydro",{"$nulls":13},0,0,0,0,{"$nulls":11},"Southern California Edison Co",100,"Southern California Edison Co",100]
["Rio Grande","2444_B_7",2444,"B",7,1587,"O/G Steam",null,"WECC_NM","New Mexico",35,"Dona Ana",13,"35013",46,12258,1972,2024,"wall","dry","N","Natural Gas",{"$nulls":3},"FR + LNB",{"$nulls":8},0.68,0.20903,0.20903,0.20903,0.20903,{"$nulls":11},"El Paso Electric Co",100,"El Paso Electric Co",100]
["Indian River Generating Station","594_B_4",594,"B","4",389,"Coal Steam",null,"PJM_EMAC","Delaware",10,"Sussex",5,"10005",410,12507,1980,9999,"wall","dry","N","Bituminous","Dry Scrubber",2012,0.96,"LNBO","SCR",2012,null,"ESPC + B","No","ACI",2008,null,0.2,0.3058,0.08395,0.3058,0.08395,0.1,0.1,0.1,0.99,{"$nulls":7},"Indian River Power LLC",100,"NRG Energy Inc",100]
["Trinidad (TX)","3507_B_9",3507,"B","9",2435,"O/G Steam",null,"ERC_REST","Texas",48,"Henderson",213,"48213",235,12604,1965,9999,"tangential",null,"N","Natural Gas",{"$nulls":3},"other",{"$nulls":8},1.16,0.17305,0.17305,0.17305,0.17305,{"$nulls":11},"Luminant Generation Company LLC",100,"Luminant Generation Company LLC",100]
["FirstEnergy Pleasants Power Station","6004_B_1",6004,"B","1",2673,"Coal Steam",null,"PJM_AP","West Virginia",54,"Pleasants",73,"54073",644,10492,1979,9999,"wall","dry","N","Bituminous","Wet Scrubber",1979,0.9,"LNB","SCR",2003,null,"ESPC + WS","No",{"$nulls":3},1.2,0.24491,0.1638,0.24491,0.1638,0.05,0.1,0.56,0.9500000000000001,{"$nulls":7},"Allegheny Energy Supply Co LLC",100,"Allegheny Energy Supply Co LLC",100]
["FirstEnergy Pleasants Power Station","6004_B_2",6004,"B","2",2674,"Coal Steam",null,"PJM_AP","West Virginia",54,"Pleasants",73,"54073",644,10383,1980,9999,"wall","dry","N","Bituminous","Wet Scrubber",1980,0.9,"LNB","SCR",2003,null,"ESPC + WS","No",{"$nulls":3},1.2,0.21717,0.14174,0.21717,0.14174,0.05,0.1,0.56,0.9500000000000001,{"$nulls":7},"Allegheny Energy Supply Co LLC",100,"Allegheny Energy Supply Co LLC",100]
["North Valmy","8224_B_2",8224,"B","2",3474,"Coal Steam",null,"WECC_NNV","Nevada",32,"Humboldt",13,"32013",268,11179,1985,2026,"wall","dry","N","Bituminous, Subbituminous","Dry Scrubber",1985,0.7,"LNB + OFA",{"$nulls":3},"B","NA",{"$nulls":3},0.6,0.31027,0.31027,0.31027,0.31027,0.05,0.1,1,0.98,"Yes",2016,{"$nulls":5},"Idaho Power Co",50,"Sierra Pacific Power Co",50]
["Trinidad (TX)","3507_G_D1",3507,"G","D1",null,"Combustion Turbine","IC Engine","ERC_REST","Texas",48,"Henderson",213,"48213",2,25000,1966,9999,null,null,"N","Distillate Fuel Oil",{"$nulls":12},0.2,1.64976,1.64976,1.64976,1.64976,{"$nulls":11},"Luminant Generation Company LLC",100,"Luminant Generation Company LLC",100]
["Trinidad (TX)","3507_G_D2",3507,"G","D2",null,"Combustion Turbine","IC Engine","ERC_REST","Texas",48,"Henderson",213,"48213",2,25000,1966,9999,null,null,"N","Distillate Fuel Oil",{"$nulls":12},0.2,1.64976,1.64976,1.64976,1.64976,{"$nulls":11},"Luminant Generation Company LLC",100,"Luminant Generation Company LLC",100]
["Morgantown Energy Facility","10743_B_CFB1",10743,"B","CFB1",10078,"Coal Steam",null,"PJM_AP","West Virginia",54,"Monongalia",61,"54061",25,10092,1991,9999,"FBC","dry","Y","Bituminous, Waste Coal","Reagent Injection",1992,0.946,"CF","SNCR",null,2016,"B","NA",{"$nulls":3},0.4,0.34854,0.17427,0.34854,0.17427,0.01,0.01,0.01,0.98,"Yes",1992,{"$nulls":5},"Morgantown Energy Associates",100,"Morgantown Energy Associates",100]
["Morgantown Energy Facility","10743_B_CFB2",10743,"B","CFB2",10079,"Coal Steam",null,"PJM_AP","West Virginia",54,"Monongalia",61,"54061",25,10092,1991,9999,"FBC","dry","Y","Bituminous, Waste Coal","Reagent Injection",1992,0.946,"CF","SNCR",null,2016,"B","NA",{"$nulls":3},0.4,0.35035,0.17518,0.35035,0.17518,0.01,0.01,0.01,0.98,"Yes",1992,{"$nulls":5},"Morgantown Energy Associates",100,"Morgantown Energy Associates",100]
["North Valmy","8224_B_1",8224,"B","1",3473,"Coal Steam",null,"WECC_NNV","Nevada",32,"Humboldt",13,"32013",254,11355,1981,2026,"wall","dry","N","Bituminous, Subbituminous",null,null,0.1268,"LNB + OFA",{"$nulls":3},"B","NA",{"$nulls":3},1.2,0.35269,0.35269,0.35269,0.35269,0.11,0.1,1,0.98,"Yes",2016,{"$nulls":5},"Idaho Power Co",50,"Sierra Pacific Power Co",50]
["Byron Generating Station","6023_G_1",6023,"G","1",null,"Nuclear",null,"PJM_COMD","Illinois",17,"Ogle",141,"17141",1164,10456,1985,2065,null,null,"N","Nuclear Fuel",{"$nulls":13},0,0,0,0,{"$nulls":11},"Exelon Nuclear",100,"Exelon Nuclear",100]
["Byron Generating Station","6023_G_2",6023,"G","2",null,"Nuclear",null,"PJM_COMD","Illinois",17,"Ogle",141,"17141",1136,10456,1987,2067,null,null,"N","Nuclear Fuel",{"$nulls":13},0,0,0,0,{"$nulls":11},"Exelon Nuclear",100,"Exelon Nuclear",100]
["Dresden Generating Station","869_G_2",869,"G","2",null,"Nuclear",null,"PJM_COMD","Illinois",17,"Grundy",63,"17063",902,10456,1970,2050,null,null,"N","Nuclear Fuel",{"$nulls":13},0,0,0,0,{"$nulls":11},"Exelon Nuclear",100,"Exelon Nuclear",100]
["Dresden Generating Station","869_G_3",869,"G","3",null,"Nuclear",null,"PJM_COMD","Illinois",17,"Grundy",63,"17063",895,10456,1971,2051,null,null,"N","Nuclear Fuel",{"$nulls":13},0,0,0,0,{"$nulls":11},"Exelon Nuclear",100,"Exelon Nuclear",100]
["Fort Churchill","2330_B_2",2330,"B","2",1406,"O/G Steam",null,"WECC_NNV","Nevada",32,"Lyon",19,"32019",113,11713,1971,2029,"wall","dry","N","Natural Gas",{"$nulls":3},"LNBO",{"$nulls":8},0.8,0.13855,0.13855,0.13855,0.13855,{"$nulls":11},"Sierra Pacific Power Co",100,"Berkshire Hathaway Inc",100]
["Houston Plant","52065_G_GEN2",52065,"G","GEN2",null,"Non-Fossil Waste",null,"ERC_REST","Texas",48,"Harris",201,"48201",1.5,9117,1970,9999,null,null,"Y","Non-Fossil Waste",{"$nulls":13},0,0,0,0,{"$nulls":11},"Aventis",100,"Aventis",100]
["Hydro III","3675_G_HY1",3675,"G","HY1",null,"Hydro",null,"WECC_UT","Utah",49,"Cache",5,"49005",0.7,0,1925,9999,null,null,"N","Hydro",{"$nulls":13},0,0,0,0,{"$nulls":11},"City of Logan - (UT)",100,"City of Logan - (UT)",100]
["Hydro III","3675_G_HY2",3675,"G","HY2",null,"Hydro",null,"WECC_UT","Utah",49,"Cache",5,"49005",0.7,0,1925,9999,null,null,"N","Hydro",{"$nulls":13},0,0,0,0,{"$nulls":11},"City of Logan - (UT)",100,"City of Logan - (UT)",100]
["Manatee","6042_B_PMT1",6042,"B","PMT1",2706,"O/G Steam",null,"FRCC","Florida",12,"Manatee",81,"12081",809,11861,1976,9999,"wall","dry","N","Natural Gas, Residual Fuel Oil",{"$nulls":3},"FU + LNB + OFA",{"$nulls":8},0.8,0.05722,0.05722,0.05722,0.05722,{"$nulls":11},"Florida Power & Light Co",100,"NextEra Energy Inc",100]
["Manatee","6042_B_PMT2",6042,"B","PMT2",2707,"O/G Steam",null,"FRCC","Florida",12,"Manatee",81,"12081",809,11770,1977,9999,"wall","dry","N","Natural Gas, Residual Fuel Oil",{"$nulls":3},"FU + LNB + OFA",{"$nulls":8},0.8,0.05297,0.05297,0.05297,0.05297,{"$nulls":11},"Florida Power & Light Co",100,"NextEra Energy Inc",100]
["R D Green","6639_B_G1",6639,"B","G1",2896,"Coal Steam",null,"MIS_INKY","Kentucky",21,"Webster",233,"21233",231,11190,1979,9999,"wall","dry","N","Bituminous","Wet Scrubber",1979,0.9,"LNB",{"$nulls":3},"ESPC","No","ACI",2016,null,0.8,0.17475,0.17475,0.17475,0.17475,0.05,0.1,0.1,0.98,"Yes",2016,null,null,"C2G",2022,null,"Big Rivers Electric Corp",100,"Big Rivers Electric Corp",100]
["R D Green","6639_B_G2",6639,"B","G2",2897,"Coal Steam",null,"MIS_INKY","Kentucky",21,"Webster",233,"21233",223,11119,1981,9999,"wall","dry","N","Bituminous","Wet Scrubber",1981,0.9,"LNB",{"$nulls":3},"ESPC","No","ACI",2016,null,0.8,0.24499,0.24499,0.1987,0.1987,0.05,0.1,0.1,0.98,"Yes",2016,null,null,"C2G",2022,null,"Big Rivers Electric Corp",100,"Big Rivers Electric Corp",100]
["Grand Tower Energy Center LLC","862_G_1",862,"G","1",578,"Combined Cycle",null,"MIS_IL","Illinois",17,"Jackson",77,"17077",161,15000,2001,9999,null,null,"N","Natural Gas",{"$nulls":3},"DLNB",{"$nulls":8},1E-3,0.04537,0.04537,0.04537,0.04537,{"$nulls":11},"Mainline Generation LLC",100,"Mainline Generation LLC",100]
["Grand Tower Energy Center LLC","862_G_3",862,"G","3",578,"Combined Cycle",null,"MIS_IL","Illinois",17,"Jackson",77,"17077",86,15000,1951,9999,null,null,"N","Natural Gas",{"$nulls":3},"DLNB",{"$nulls":8},1E-3,0.04537,0.04537,0.04537,0.04537,{"$nulls":11},"Mainline Generation LLC",100,"Mainline Generation LLC",100]
["Cadillac Renewable Energy","54415_B_101613",54415,"B","101613",90201,"Biomass",null,"MIS_LMI","Michigan",26,"Wexford",165,"26165",38,16278,1993,9999,"stoker/SPR",null,"N","Biomass",{"$nulls":3},"NH3","SNCR",null,null,"ESPC","No",{"$nulls":4},0.14354,0.14354,0.14354,0.14354,{"$nulls":11},"Cadillac Renewable Energy LLC",100,"Cadillac Renewable Energy LLC",100]
["Coal Creek","6030_B_1",6030,"B","1",2692,"Coal Steam",null,"MIS_MNWI","North Dakota",38,"McLean",55,"38055",574,9950,1979,9999,"tangential","dry","Y","Lignite","Wet Scrubber",1979,0.94,"LNC3",{"$nulls":3},"ESPC","No","ACI",2015,null,1.2,0.16493,0.16493,0.16493,0.16493,0.1,0.1,0.1,0.99,{"$nulls":6},"Yes","Great River Energy",100,"Great River Energy",100]
["Coal Creek","6030_B_2",6030,"B","2",2693,"Coal Steam",null,"MIS_MNWI","North Dakota",38,"McLean",55,"38055",573,9950,1981,9999,"tangential","dry","Y","Lignite","Wet Scrubber",1981,0.94,"LNC3 + OFA",{"$nulls":3},"ESPC","No","ACI",2015,null,1.2,0.13067,0.13067,0.13067,0.13067,0.1,0.1,0.1,0.99,{"$nulls":6},"Yes","Great River Energy",100,"Great River Energy",100]
["Big Bend","645_B_BB01",645,"B","BB01",467,"Coal Steam",null,"FRCC","Florida",12,"Hillsborough",57,"12057",385,10642,1970,9999,"wall","wet","N","Bituminous, Natural Gas",{"$nulls":3},"NH3 + other","SCR",2010,null,"ESPC","Yes",{"$nulls":3},6.5,0.5243,0.10151,0.5243,0.10151,1,0.1,1,0,{"$nulls":4},"C2G",2021,null,"Tampa Electric Co",100,"TECO Energy Inc",100]
["North Fork Community Power","60192_G_NFCP1",60192,"G","NFCP1",null,"Non-Fossil Waste",null,"WEC_CALN","California",6,"Madera",39,"06039",2,7150,2020,9999,null,null,"Y","Non-Fossil Waste",{"$nulls":13},0,0,0,0,{"$nulls":11},"Phoenix Energy",100,"Phoenix Energy",100]
["Coal Creek","6030_G_4",6030,"G","4",null,"Combustion Turbine","IC Engine","MIS_MNWI","North Dakota",38,"McLean",55,"38055",3,12283,2016,9999,null,null,"N","Distillate Fuel Oil",{"$nulls":13},1.64976,1.64976,1.64976,1.64976,{"$nulls":11},"Great River Energy",100,"Great River Energy",100]
["Coal Creek","6030_G_5",6030,"G","5",null,"Combustion Turbine","IC Engine","MIS_MNWI","North Dakota",38,"McLean",55,"38055",3,12283,2016,9999,null,null,"N","Distillate Fuel Oil",{"$nulls":13},1.64976,1.64976,1.64976,1.64976,{"$nulls":11},"Great River Energy",100,"Great River Energy",100]
["Oroville Cogeneration LP","54477_G_GEN1",54477,"G","GEN1",null,"Combustion Turbine","IC Engine","WEC_CALN","California",6,"Butte",7,"06007",1.1,13392,1990,2025,"","","Y","Natural Gas","",{"$nulls":11},0.74,0.2046,0.2046,0.2046,0.2046,{"$nulls":5},"",{"$nulls":5},"Oroville Cogeneration LP",100,"Oroville Cogeneration LP",100]
["Oroville Cogeneration LP","54477_G_GEN2",54477,"G","GEN2",null,"Combustion Turbine","IC Engine","WEC_CALN","California",6,"Butte",7,"06007",1.1,13392,1990,2025,"","","Y","Natural Gas","",{"$nulls":11},0.74,0.2046,0.2046,0.2046,0.2046,{"$nulls":5},"",{"$nulls":5},"Oroville Cogeneration LP",100,"Oroville Cogeneration LP",100]
["Oroville Cogeneration LP","54477_G_GEN3",54477,"G","GEN3",null,"Combustion Turbine","IC Engine","WEC_CALN","California",6,"Butte",7,"06007",1.1,13392,1990,2025,"","","Y","Natural Gas","",{"$nulls":11},0.74,0.2046,0.2046,0.2046,0.2046,{"$nulls":5},"",{"$nulls":5},"Oroville Cogeneration LP",100,"Oroville Cogeneration LP",100]
["Oroville Cogeneration LP","54477_G_GEN4",54477,"G","GEN4",null,"Combustion Turbine","IC Engine","WEC_CALN","California",6,"Butte",7,"06007",1.1,13392,1990,2025,"","","Y","Natural Gas","",{"$nulls":11},0.74,0.2046,0.2046,0.2046,0.2046,{"$nulls":5},"",{"$nulls":5},"Oroville Cogeneration LP",100,"Oroville Cogeneration LP",100]
["Oroville Cogeneration LP","54477_G_GEN5",54477,"G","GEN5",null,"Combustion Turbine","IC Engine","WEC_CALN","California",6,"Butte",7,"06007",1.1,13392,1990,2025,"","","Y","Natural Gas","",{"$nulls":11},0.74,0.2046,0.2046,0.2046,0.2046,{"$nulls":5},"",{"$nulls":5},"Oroville Cogeneration LP",100,"Oroville Cogeneration LP",100]
["Oroville Cogeneration LP","54477_G_GEN6",54477,"G","GEN6",null,"Combustion Turbine","IC Engine","WEC_CALN","California",6,"Butte",7,"06007",1.1,13392,1990,2025,"","","Y","Natural Gas","",{"$nulls":11},0.74,0.2046,0.2046,0.2046,0.2046,{"$nulls":5},"",{"$nulls":5},"Oroville Cogeneration LP",100,"Oroville Cogeneration LP",100]
["Oroville Cogeneration LP","54477_G_GEN7",54477,"G","GEN7",null,"Combustion Turbine","IC Engine","WEC_CALN","California",6,"Butte",7,"06007",1.1,13392,1990,2025,"","","Y","Natural Gas","",{"$nulls":11},0.74,0.2046,0.2046,0.2046,0.2046,{"$nulls":5},"",{"$nulls":5},"Oroville Cogeneration LP",100,"Oroville Cogeneration LP",100]
["Osceola","55192_G_CTG1",55192,"G","CTG1",null,"Combustion Turbine",null,"FRCC","Florida",12,"Osceola",97,"12097",157,11182,2001,9999,"","","N","Natural Gas, Distillate Fuel Oil","",{"$nulls":11},0.8,0.02806977174480442,0.02806977174480442,0.02806977174480442,0.02806977174480442,{"$nulls":5},"",{"$nulls":5},"GenOn Florida, LP",100,"GenOn Florida, LP",100]
["Osceola","55192_G_CTG2",55192,"G","CTG2",null,"Combustion Turbine",null,"FRCC","Florida",12,"Osceola",97,"12097",157,11182,2001,9999,"","","N","Natural Gas, Distillate Fuel Oil","",{"$nulls":11},0.8,0.03337545899804138,0.03337545899804138,0.03337545899804138,0.03337545899804138,{"$nulls":5},"",{"$nulls":5},"GenOn Florida, LP",100,"GenOn Florida, LP",100]
["Osceola","55192_G_CTG3",55192,"G","CTG3",null,"Combustion Turbine",null,"FRCC","Florida",12,"Osceola",97,"12097",157,11182,2002,9999,"","","N","Natural Gas, Distillate Fuel Oil","",{"$nulls":11},0.8,0.029624617549099844,0.029624617549099844,0.029624617549099844,0.029624617549099844,{"$nulls":5},"",{"$nulls":5},"GenOn Florida, LP",100,"GenOn Florida, LP",100]
["AES Alamitos LLC","315_B_3",315,"B","3",null,"O/G Steam","","WECC_SCE","California",6,"Los Angeles",37,"06037",332,11157,1961,2024,"","","N","Natural Gas","",{"$nulls":3},"SCR",{"$nulls":7},0.74,0.02438788882804874,0.02438788882804874,0.02438788882804874,0.02438788882804874,{"$nulls":5},"",{"$nulls":5},"AES Alamitos LLC",100,"AES Alamitos LLC",100]
["AES Alamitos LLC","315_B_4",315,"B","4",null,"O/G Steam","","WECC_SCE","California",6,"Los Angeles",37,"06037",335,11055,1962,2024,"","","N","Natural Gas","",{"$nulls":3},"SCR",{"$nulls":7},0.74,7.17287636412109E-3,7.17287636412109E-3,7.17287636412109E-3,7.17287636412109E-3,{"$nulls":5},"",{"$nulls":5},"AES Alamitos LLC",100,"AES Alamitos LLC",100]
["AES Alamitos LLC","315_B_5",315,"B","5",null,"O/G Steam","","WECC_SCE","California",6,"Los Angeles",37,"06037",485,10843,1964,2024,"","","N","Natural Gas","",{"$nulls":3},"SCR",{"$nulls":7},0.74,0.011918005219186352,0.011918005219186352,0.011918005219186352,0.011918005219186352,{"$nulls":5},"",{"$nulls":5},"AES Alamitos LLC",100,"AES Alamitos LLC",100]
["AES Huntington Beach LLC","335_B_2",335,"B","2",null,"O/G Steam","","WECC_SCE","California",6,"Orange",59,"06059",225.8,11225,1958,2024,"","","N","Natural Gas","",{"$nulls":3},"SCR",{"$nulls":7},0.74,0.041810292409152745,0.041810292409152745,0.041810292409152745,0.041810292409152745,{"$nulls":5},"",{"$nulls":5},"AES Huntington Beach LLC",100,"AES Huntington Beach LLC",100]
["AES Redondo Beach LLC","356_B_5",356,"B","5",null,"O/G Steam","","WECC_SCE","California",6,"Los Angeles",37,"06037",175,13781,1954,2024,"","","N","Natural Gas","",{"$nulls":3},"SCR",{"$nulls":7},0.74,0.02519095262417513,0.02519095262417513,0.02519095262417513,0.02519095262417513,{"$nulls":5},"",{"$nulls":5},"AES Redondo Beach LLC",100,"AES Redondo Beach LLC",100]
["AES Redondo Beach LLC","356_B_6",356,"B","6",null,"O/G Steam","","WECC_SCE","California",6,"Los Angeles",37,"06037",175,13635,1957,2024,"","","N","Natural Gas","",{"$nulls":3},"SCR",{"$nulls":7},0.74,0.02285112764630541,0.02285112764630541,0.02285112764630541,0.02285112764630541,{"$nulls":5},"",{"$nulls":5},"AES Redondo Beach LLC",100,"AES Redondo Beach LLC",100]
["AES Redondo Beach LLC","356_B_8",356,"B","8",null,"O/G Steam","","WECC_SCE","California",6,"Los Angeles",37,"06037",480,11612,1967,2024,"","","N","Natural Gas","",{"$nulls":3},"SCR",{"$nulls":7},0.74,0.108,0.108,0.108,0.108,{"$nulls":5},"",{"$nulls":5},"AES Redondo Beach LLC",100,"AES Redondo Beach LLC",100]
["Collinwood BioEnergy Facility","58439_G_CBE01",58439,"G","CBE01",null,"Non-Fossil Waste","","PJM_ATSI","Ohio",39,"Cuyahoga",35,"39035",1,14731,2011,2025,null,null,"N","Non-Fossil Waste",{"$nulls":13},0,0,0,0,{"$nulls":11},"Collinwood BioEnergy",100,"Collinwood BioEnergy",100]

{"sheet":"NEEDS v6_Retired_Through2023","index":1,"n_rows":544,"n_cols":50,"rows_kept":544}
["Plant Name","UniqueID_Final","ORIS Plant Code","Boiler/Generator/Committed Unit","Unit ID","CAMD Database UnitID","PlantType","Combustion Turbine/IC Engine","Region Name","State Name","State Code","County","County Code","FIPS5","Capacity (MW)","Heat Rate (Btu/kWh)","On Line Year","Retirement Year","Firing","Bottom","Cogen?","Modeled Fuels","Wet/DryScrubber","Scrubber_Online_Year","Scrubber Efficiency","NOx Comb Control","NOx Post-Comb Control","SCR_Online_Year","SNCR_Online_Year","PM Control","FlueGasConditioning_Flag","Mercury_Controls","ACI_Online_Year","Mercury_Controls Efficiency","SO2 Permit Rate (lbs/mmBtu)","Mode 1 NOx Rate (lbs/mmBtu)","Mode 2 NOx Rate (lbs/mmBtu)","Mode 3 NOx Rate  (lbs/mmBtu)","Mode 4 NOx Rate  (lbs/mmBtu)","Hg EMF for BIT","Hg EMF for SUB","Hg EMF for LIG","HCL Removal","DSI Unit","DSI Online Year","CCS","CCS Removal","C2G","C2G Online Year","BART Affected Unit"]
["Logan Generating Company LP","10043_B_B01",10043,"B","B01",3524,"Coal Steam",null,"PJM_EMAC","New Jersey",34,"Gloucester",15,"34015",219,11837,1994,2022,"wall","dry","Y","Bituminous","Dry Scrubber",1994,0.93,"LNBO","SCR",1994,null,"B","NA",{"$nulls":3},0.16,0.12065,0.12065,0.12065,0.12065,0.05,0.1,1,0.9800000000000001]
["Chambers Cogeneration LP","10566_B_BOIL1",10566,"B","BOIL1",3554,"Coal Steam",null,"PJM_EMAC","New Jersey",34,"Salem",33,"34033",122,10097,1994,2022,"wall","dry","Y","Bituminous","Dry Scrubber",1994,0.93,"LNB + OFA","SCR",1994,null,"B","NA",{"$nulls":3},0.263,0.11119,0.11119,0.11119,0.11119,0.05,0.1,1,0.9800000000000001]
["Chambers Cogeneration LP","10566_B_BOIL2",10566,"B","BOIL2",3555,"Coal Steam",null,"PJM_EMAC","New Jersey",34,"Salem",33,"34033",122,10097,1994,2022,"wall","dry","Y","Bituminous","Dry Scrubber",1994,0.93,"LNB + OFA","SCR",1994,null,"B","NA",{"$nulls":3},0.263,0.10916,0.10916,0.10916,0.10916,0.05,0.1,1,0.9800000000000001]
["Muscatine Plant #1","1167_B_7",1167,"B","7",null,"Coal Steam",null,"MIS_IA","Iowa",19,"Muscatine",139,"19139",20.7,8800,1958,2023,"stoker/SPR","dry","N","Subbituminous",{"$nulls":7},"ESPC","No",{"$nulls":3},6,0.34894,0.34894,0.34894,0.34894,0.64,0.1,1,0]
["Muscatine Plant #1","1167_B_8",1167,"B","8",787,"Coal Steam",null,"MIS_IA","Iowa",19,"Muscatine",139,"19139",44,8300,1969,2023,"cyclone","wet","Y","Subbituminous",{"$nulls":3},"LA + OFA",{"$nulls":3},"ESPC","No","ACI",2016,null,6,0.81466,0.81466,0.81466,0.81466,0.1,0.1,0.1,0]
["CT Resource Rec Authority Facility","54945_B_11",54945,"B","11",null,"Municipal Solid Waste",null,"NENG_CT","Connecticut",9,"Hartford",3,"09003",19.5,20769,1988,2022,null,null,"N","MSW","Dry Scrubber",1987,0.75,null,"SNCR",null,null,"B","NA",{"$nulls":3},0.32,0.24,0.24,0.24,0.24,0.15,0.15,0.15]
["CT Resource Rec Authority Facility","54945_B_12",54945,"B","12",null,"Municipal Solid Waste",null,"NENG_CT","Connecticut",9,"Hartford",3,"09003",19.5,20769,1988,2022,null,null,"N","MSW","Dry Scrubber",1987,0.75,null,"SNCR",null,null,"B","NA",{"$nulls":3},0.32,0.24,0.24,0.24,0.24,0.15,0.15,0.15]
["CT Resource Rec Authority Facility","54945_B_13",54945,"B","13",null,"Municipal Solid Waste",null,"NENG_CT","Connecticut",9,"Hartford",3,"09003",19.5,20769,1988,2022,null,null,"N","MSW","Dry Scrubber",1987,0.75,null,"SNCR",null,null,"B","NA",{"$nulls":3},0.32,0.24,0.24,0.24,0.24,0.15,0.15,0.15]
["Big Bend","645_B_BB03",645,"B","BB03",469,"Coal Steam",null,"FRCC","Florida",12,"Hillsborough",57,"12057",395,10663,1976,2023,"wall","wet","N","Bituminous, Natural Gas","Wet Scrubber",2007,0.95,"NH3 + other","SCR",2008,null,"ESPC","Yes",{"$nulls":3},6.5,0.4455,0.09335,0.4455,0.09335,0.05,0.1,0.56,0.99]
["Dallman","963_B_33",963,"B","33",647,"Coal Steam",null,"MIS_IL","Illinois",17,"Sangamon",167,"17167",188,11452,1978,2021,"tangential","wet","N","Bituminous","Wet Scrubber",1980,0.95,null,"SCR",2003,null,"ESPC","No",{"$nulls":3},0.2,0.3806,0.07175,0.3806,0.07175,0.05,0.1,0.56,0.99]
["TalenEnergy Martin Creek LLC Allentown","3139_G_CTG1",3139,"G","CTG1",null,"Combustion Turbine",null,"PJM_WMAC","Pennsylvania",42,"Lehigh",77,"42077",14,16314,1967,2022,null,null,"N","Distillate Fuel Oil",{"$nulls":12},1.315,0.41347,0.41347,0.41347,0.41347]
["TalenEnergy Martin Creek LLC Allentown","3139_G_CTG2",3139,"G","CTG2",null,"Combustion Turbine",null,"PJM_WMAC","Pennsylvania",42,"Lehigh",77,"42077",14,16333,1967,2022,null,null,"N","Distillate Fuel Oil",{"$nulls":12},1.315,0.41347,0.41347,0.41347,0.41347]
["TalenEnergy Martin Creek LLC Allentown","3139_G_CTG3",3139,"G","CTG3",null,"Combustion Turbine",null,"PJM_WMAC","Pennsylvania",42,"Lehigh",77,"42077",14,16333,1967,2022,null,null,"N","Distillate Fuel Oil",{"$nulls":12},1.315,0.41347,0.41347,0.41347,0.41347]
["TalenEnergy Martin Creek LLC Allentown","3139_G_CTG4",3139,"G","CTG4",null,"Combustion Turbine",null,"PJM_WMAC","Pennsylvania",42,"Lehigh",77,"42077",14,16333,1967,2022,null,null,"N","Distillate Fuel Oil",{"$nulls":12},1.315,0.41347,0.41347,0.41347,0.41347]
["TalenEnergy Martins Creek LLC Fishbach","3142_G_UNT1",3142,"G","UNT1",null,"Combustion Turbine",null,"PJM_WMAC","Pennsylvania",42,"Schuylkill",107,"42107",14,14062,1969,2022,null,null,"N","Distillate Fuel Oil",{"$nulls":12},1.315,0.41347,0.41347,0.41347,0.41347]
["TalenEnergy Martins Creek LLC Fishbach","3142_G_UNT2",3142,"G","UNT2",null,"Combustion Turbine",null,"PJM_WMAC","Pennsylvania",42,"Schuylkill",107,"42107",14,14095,1969,2022,null,null,"N","Distillate Fuel Oil",{"$nulls":12},1.315,0.41347,0.41347,0.41347,0.41347]
["TalenEnergy Martins Creek LLC Harrisburg","3143_G_CTG1",3143,"G","CTG1",null,"Combustion Turbine",null,"PJM_WMAC","Pennsylvania",42,"Dauphin",43,"42043",14,15121,1967,2022,null,null,"N","Distillate Fuel Oil",{"$nulls":12},1.315,0.41347,0.41347,0.41347,0.41347]
["TalenEnergy Martins Creek LLC Harrisburg","3143_G_CTG2",3143,"G","CTG2",null,"Combustion Turbine",null,"PJM_WMAC","Pennsylvania",42,"Dauphin",43,"42043",14,15132,1967,2022,null,null,"N","Distillate Fuel Oil",{"$nulls":12},1.315,0.41347,0.41347,0.41347,0.41347]
["TalenEnergy Martins Creek LLC Harrisburg","3143_G_CTG3",3143,"G","CTG3",null,"Combustion Turbine",null,"PJM_WMAC","Pennsylvania",42,"Dauphin",43,"42043",14,15132,1967,2022,null,null,"N","Distillate Fuel Oil",{"$nulls":12},1.315,0.41347,0.41347,0.41347,0.41347]
["TalenEnergy Martins Creek LLC Jenkins","3146_G_CTG1",3146,"G","CTG1",null,"Combustion Turbine",null,"PJM_WMAC","Pennsylvania",42,"Luzerne",79,"42079",14,16970,1969,2022,null,null,"N","Distillate Fuel Oil",{"$nulls":12},1.315,0.41347,0.41347,0.41347,0.41347]
["TalenEnergy Martins Creek LLC Jenkins","3146_G_CTG2",3146,"G","CTG2",null,"Combustion Turbine",null,"PJM_WMAC","Pennsylvania",42,"Luzerne",79,"42079",14,17002,1969,2022,null,null,"N","Distillate Fuel Oil",{"$nulls":12},1.315,0.41347,0.41347,0.41347,0.41347]
["TalenEnergy Martins Creek LLC Lock Haven","3147_G_CTG",3147,"G","CTG",null,"Combustion Turbine",null,"PJM_WMAC","Pennsylvania",42,"Lycoming",81,"42081",14,16370,1969,2022,null,null,"N","Distillate Fuel Oil",{"$nulls":12},1.315,0.41347,0.41347,0.41347,0.41347]
["TalenEnergy Martins Creek","3148_G_CTG1",3148,"G","CTG1",null,"Combustion Turbine",null,"PJM_WMAC","Pennsylvania",42,"Northampton",95,"42095",18,15988,1971,2022,null,null,"N","Natural Gas",{"$nulls":12},1.315,0.18686,0.18686,0.18686,0.18686]
["TalenEnergy Martins Creek","3148_G_CTG2",3148,"G","CTG2",null,"Combustion Turbine",null,"PJM_WMAC","Pennsylvania",42,"Northampton",95,"42095",18,15991,1971,2022,null,null,"N","Natural Gas",{"$nulls":12},1.315,0.18686,0.18686,0.18686,0.18686]
["TalenEnergy Martins Creek","3148_G_CTG3",3148,"G","CTG3",null,"Combustion Turbine",null,"PJM_WMAC","Pennsylvania",42,"Northampton",95,"42095",18,15991,1971,2022,null,null,"N","Natural Gas",{"$nulls":12},1.315,0.18686,0.18686,0.18686,0.18686]
["TalenEnergy Martins Creek LLC West Shore","3154_G_CTG1",3154,"G","CTG1",null,"Combustion Turbine",null,"PJM_WMAC","Pennsylvania",42,"Cumberland",41,"42041",14,14860,1969,2022,null,null,"N","Distillate Fuel Oil",{"$nulls":12},1.315,0.41347,0.41347,0.41347,0.41347]
["TalenEnergy Martins Creek LLC West Shore","3154_G_CTG2",3154,"G","CTG2",null,"Combustion Turbine",null,"PJM_WMAC","Pennsylvania",42,"Cumberland",41,"42041",14,14891,1969,2022,null,null,"N","Distillate Fuel Oil",{"$nulls":12},1.315,0.41347,0.41347,0.41347,0.41347]
["TalenEnergy Martins Creek LLC Williamsport","3155_G_CTG1",3155,"G","CTG1",null,"Combustion Turbine",null,"PJM_WMAC","Pennsylvania",42,"Lycoming",81,"42081",13.5,15984,1967,2022,null,null,"N","Distillate Fuel Oil",{"$nulls":12},1.315,0.41347,0.41347,0.41347,0.41347]
["TalenEnergy Martins Creek LLC Williamsport","3155_G_CTG2",3155,"G","CTG2",null,"Combustion Turbine",null,"PJM_WMAC","Pennsylvania",42,"Lycoming",81,"42081",13.5,16028,1967,2022,null,null,"N","Distillate Fuel Oil",{"$nulls":12},1.315,0.41347,0.41347,0.41347,0.41347]
["New York Methodist Hospital","52091_G_CCHEG",52091,"G","CCHEG",null,"Combustion Turbine","IC Engine","NY_Z_J","New York",36,"Kings",47,"36047",1.5,10745,2020,2020,null,null,"N","Distillate Fuel Oil",{"$nulls":13},1.64976,1.64976,1.64976,1.64976]
["Boydton Plank Road Cogen Plant","54766_G_GEN1",54766,"G","GEN1",null,"Combustion Turbine","IC Engine","PJM_Dom","Virginia",51,"Dinwiddie",53,"51053",0.3,11849,1993,2022,null,null,"N","Natural Gas, Distillate Fuel Oil",{"$nulls":12},2.64,1.64976,1.64976,1.64976,1.64976]
["Boydton Plank Road Cogen Plant","54766_G_GEN10",54766,"G","GEN10",null,"Combustion Turbine","IC Engine","PJM_Dom","Virginia",51,"Dinwiddie",53,"51053",0.3,11084,1993,2022,null,null,"N","Natural Gas, Distillate Fuel Oil",{"$nulls":13},1.64976,1.64976,1.64976,1.64976]
["Boydton Plank Road Cogen Plant","54766_G_GEN11",54766,"G","GEN11",null,"Combustion Turbine","IC Engine","PJM_Dom","Virginia",51,"Dinwiddie",53,"51053",0.3,11084,2000,2022,null,null,"N","Natural Gas, Distillate Fuel Oil",{"$nulls":13},1.64976,1.64976,1.64976,1.64976]
["Boydton Plank Road Cogen Plant","54766_G_GEN12",54766,"G","GEN12",null,"Combustion Turbine","IC Engine","PJM_Dom","Virginia",51,"Dinwiddie",53,"51053",0.3,11084,2000,2022,null,null,"N","Natural Gas, Distillate Fuel Oil",{"$nulls":13},1.64976,1.64976,1.64976,1.64976]
["Boydton Plank Road Cogen Plant","54766_G_GEN13",54766,"G","GEN13",null,"Combustion Turbine","IC Engine","PJM_Dom","Virginia",51,"Dinwiddie",53,"51053",0.3,11084,2000,2022,null,null,"N","Natural Gas, Distillate Fuel Oil",{"$nulls":13},1.64976,1.64976,1.64976,1.64976]
["Boydton Plank Road Cogen Plant","54766_G_GEN14",54766,"G","GEN14",null,"Combustion Turbine","IC Engine","PJM_Dom","Virginia",51,"Dinwiddie",53,"51053",0.3,11084,2000,2022,null,null,"N","Natural Gas, Distillate Fuel Oil",{"$nulls":13},1.64976,1.64976,1.64976,1.64976]
["Boydton Plank Road Cogen Plant","54766_G_GEN15",54766,"G","GEN15",null,"Combustion Turbine","IC Engine","PJM_Dom","Virginia",51,"Dinwiddie",53,"51053",0.3,11084,2000,2022,null,null,"N","Natural Gas, Distillate Fuel Oil",{"$nulls":13},1.64976,1.64976,1.64976,1.64976]
["Boydton Plank Road Cogen Plant","54766_G_GEN16",54766,"G","GEN16",null,"Combustion Turbine","IC Engine","PJM_Dom","Virginia",51,"Dinwiddie",53,"51053",0.3,11084,2000,2022,null,null,"N","Natural Gas, Distillate Fuel Oil",{"$nulls":13},1.64976,1.64976,1.64976,1.64976]
["Boydton Plank Road Cogen Plant","54766_G_GEN17",54766,"G","GEN17",null,"Combustion Turbine","IC Engine","PJM_Dom","Virginia",51,"Dinwiddie",53,"51053",0.3,11084,2000,2022,null,null,"N","Natural Gas, Distillate Fuel Oil",{"$nulls":13},1.64976,1.64976,1.64976,1.64976]
["Boydton Plank Road Cogen Plant","54766_G_GEN18",54766,"G","GEN18",null,"Combustion Turbine","IC Engine","PJM_Dom","Virginia",51,"Dinwiddie",53,"51053",0.3,11084,2000,2022,null,null,"N","Natural Gas, Distillate Fuel Oil",{"$nulls":13},1.64976,1.64976,1.64976,1.64976]
["Boydton Plank Road Cogen Plant","54766_G_GEN19",54766,"G","GEN19",null,"Combustion Turbine","IC Engine","PJM_Dom","Virginia",51,"Dinwiddie",53,"51053",0.3,11084,2000,2022,null,null,"N","Natural Gas, Distillate Fuel Oil",{"$nulls":13},1.64976,1.64976,1.64976,1.64976]
["Boydton Plank Road Cogen Plant","54766_G_GEN2",54766,"G","GEN2",null,"Combustion Turbine","IC Engine","PJM_Dom","Virginia",51,"Dinwiddie",53,"51053",0.3,11084,1993,2022,null,null,"N","Natural Gas, Distillate Fuel Oil",{"$nulls":13},1.64976,1.64976,1.64976,1.64976]
["Boydton Plank Road Cogen Plant","54766_G_GEN20",54766,"G","GEN20",null,"Combustion Turbine","IC Engine","PJM_Dom","Virginia",51,"Dinwiddie",53,"51053",0.3,11084,2000,2022,null,null,"N","Natural Gas, Distillate Fuel Oil",{"$nulls":13},1.64976,1.64976,1.64976,1.64976]
["Boydton Plank Road Cogen Plant","54766_G_GEN21",54766,"G","GEN21",null,"Combustion Turbine","IC Engine","PJM_Dom","Virginia",51,"Dinwiddie",53,"51053",0.3,11084,2000,2022,null,null,"N","Natural Gas, Distillate Fuel Oil",{"$nulls":13},1.64976,1.64976,1.64976,1.64976]
["Boydton Plank Road Cogen Plant","54766_G_GEN22",54766,"G","GEN22",null,"Combustion Turbine","IC Engine","PJM_Dom","Virginia",51,"Dinwiddie",53,"51053",0.3,11084,2000,2022,null,null,"N","Natural Gas, Distillate Fuel Oil",{"$nulls":13},1.64976,1.64976,1.64976,1.64976]
["Boydton Plank Road Cogen Plant","54766_G_GEN23",54766,"G","GEN23",null,"Combustion Turbine","IC Engine","PJM_Dom","Virginia",51,"Dinwiddie",53,"51053",0.3,11084,2000,2022,null,null,"N","Natural Gas, Distillate Fuel Oil",{"$nulls":13},1.64976,1.64976,1.64976,1.64976]
["Boydton Plank Road Cogen Plant","54766_G_GEN24",54766,"G","GEN24",null,"Combustion Turbine","IC Engine","PJM_Dom","Virginia",51,"Dinwiddie",53,"51053",0.3,11084,2000,2022,null,null,"N","Natural Gas, Distillate Fuel Oil",{"$nulls":13},1.64976,1.64976,1.64976,1.64976]
["Boydton Plank Road Cogen Plant","54766_G_GEN25",54766,"G","GEN25",null,"Combustion Turbine","IC Engine","PJM_Dom","Virginia",51,"Dinwiddie",53,"51053",0.3,11084,2000,2022,null,null,"N","Natural Gas, Distillate Fuel Oil",{"$nulls":13},1.64976,1.64976,1.64976,1.64976]
["Boydton Plank Road Cogen Plant","54766_G_GEN26",54766,"G","GEN26",null,"Combustion Turbine","IC Engine","PJM_Dom","Virginia",51,"Dinwiddie",53,"51053",0.3,11084,2000,2022,null,null,"N","Natural Gas, Distillate Fuel Oil",{"$nulls":13},1.64976,1.64976,1.64976,1.64976]
["Boydton Plank Road Cogen Plant","54766_G_GEN27",54766,"G","GEN27",null,"Combustion Turbine","IC Engine","PJM_Dom","Virginia",51,"Dinwiddie",53,"51053",0.3,11084,2000,2022,null,null,"N","Natural Gas, Distillate Fuel Oil",{"$nulls":13},1.64976,1.64976,1.64976,1.64976]
["Boydton Plank Road Cogen Plant","54766_G_GEN28",54766,"G","GEN28",null,"Combustion Turbine","IC Engine","PJM_Dom","Virginia",51,"Dinwiddie",53,"51053",0.3,11084,2000,2022,null,null,"N","Natural Gas, Distillate Fuel Oil",{"$nulls":13},1.64976,1.64976,1.64976,1.64976]
["Boydton Plank Road Cogen Plant","54766_G_GEN29",54766,"G","GEN29",null,"Combustion Turbine","IC Engine","PJM_Dom","Virginia",51,"Dinwiddie",53,"51053",0.3,11084,2000,2022,null,null,"N","Natural Gas, Distillate Fuel Oil",{"$nulls":13},1.64976,1.64976,1.64976,1.64976]
["Boydton Plank Road Cogen Plant","54766_G_GEN3",54766,"G","GEN3",null,"Combustion Turbine","IC Engine","PJM_Dom","Virginia",51,"Dinwiddie",53,"51053",0.3,11084,1993,2022,null,null,"N","Natural Gas, Distillate Fuel Oil",{"$nulls":13},1.64976,1.64976,1.64976,1.64976]
["Boydton Plank Road Cogen Plant","54766_G_GEN30",54766,"G","GEN30",null,"Combustion Turbine","IC Engine","PJM_Dom","Virginia",51,"Dinwiddie",53,"51053",0.3,11084,2000,2022,null,null,"N","Natural Gas, Distillate Fuel Oil",{"$nulls":13},1.64976,1.64976,1.64976,1.64976]
["Boydton Plank Road Cogen Plant","54766_G_GEN31",54766,"G","GEN31",null,"Combustion Turbine","IC Engine","PJM_Dom","Virginia",51,"Dinwiddie",53,"51053",0.3,11084,2000,2022,null,null,"N","Natural Gas, Distillate Fuel Oil",{"$nulls":13},1.64976,1.64976,1.64976,1.64976]
["Boydton Plank Road Cogen Plant","54766_G_GEN32",54766,"G","GEN32",null,"Combustion Turbine","IC Engine","PJM_Dom","Virginia",51,"Dinwiddie",53,"51053",0.3,11084,2000,2022,null,null,"N","Natural Gas, Distillate Fuel Oil",{"$nulls":13},1.64976,1.64976,1.64976,1.64976]
["Boydton Plank Road Cogen Plant","54766_G_GEN33",54766,"G","GEN33",null,"Combustion Turbine","IC Engine","PJM_Dom","Virginia",51,"Dinwiddie",53,"51053",0.3,11084,2000,2022,null,null,"N","Natural Gas, Distillate Fuel Oil",{"$nulls":13},1.64976,1.64976,1.64976,1.64976]
["Boydton Plank Road Cogen Plant","54766_G_GEN34",54766,"G","GEN34",null,"Combustion Turbine","IC Engine","PJM_Dom","Virginia",51,"Dinwiddie",53,"51053",0.3,11084,2000,2022,null,null,"N","Natural Gas, Distillate Fuel Oil",{"$nulls":13},1.64976,1.64976,1.64976,1.64976]
["Boydton Plank Road Cogen Plant","54766_G_GEN4",54766,"G","GEN4",null,"Combustion Turbine","IC Engine","PJM_Dom","Virginia",51,"Dinwiddie",53,"51053",0.3,11084,1993,2022,null,null,"N","Natural Gas, Distillate Fuel Oil",{"$nulls":13},1.64976,1.64976,1.64976,1.64976]
["Boydton Plank Road Cogen Plant","54766_G_GEN5",54766,"G","GEN5",null,"Combustion Turbine","IC Engine","PJM_Dom","Virginia",51,"Dinwiddie",53,"51053",0.3,11084,1993,2022,null,null,"N","Natural Gas, Distillate Fuel Oil",{"$nulls":13},1.64976,1.64976,1.64976,1.64976]
["Boydton Plank Road Cogen Plant","54766_G_GEN6",54766,"G","GEN6",null,"Combustion Turbine","IC Engine","PJM_Dom","Virginia",51,"Dinwiddie",53,"51053",0.3,11084,1993,2022,null,null,"N","Natural Gas, Distillate Fuel Oil",{"$nulls":13},1.64976,1.64976,1.64976,1.64976]
["Boydton Plank Road Cogen Plant","54766_G_GEN7",54766,"G","GEN7",null,"Combustion Turbine","IC Engine","PJM_Dom","Virginia",51,"Dinwiddie",53,"51053",0.3,11084,1993,2022,null,null,"N","Natural Gas, Distillate Fuel Oil",{"$nulls":13},1.64976,1.64976,1.64976,1.64976]
["Boydton Plank Road Cogen Plant","54766_G_GEN8",54766,"G","GEN8",null,"Combustion Turbine","IC Engine","PJM_Dom","Virginia",51,"Dinwiddie",53,"51053",0.3,11084,1993,2022,null,null,"N","Natural Gas, Distillate Fuel Oil",{"$nulls":13},1.64976,1.64976,1.64976,1.64976]
["Boydton Plank Road Cogen Plant","54766_G_GEN9",54766,"G","GEN9",null,"Combustion Turbine","IC Engine","PJM_Dom","Virginia",51,"Dinwiddie",53,"51053",0.3,11084,1993,2022,null,null,"N","Natural Gas, Distillate Fuel Oil",{"$nulls":13},1.64976,1.64976,1.64976,1.64976]
["Rockville 1 & 2","56692_G_1A",56692,"G","1A",null,"Combustion Turbine","IC Engine","PJM_Dom","Virginia",51,"Goochland",75,"51075",0.3,10917,1995,2022,null,null,"N","Distillate Fuel Oil",{"$nulls":13},1.64976,1.64976,1.64976,1.64976]
["Rockville 1 & 2","56692_G_1B",56692,"G","1B",null,"Combustion Turbine","IC Engine","PJM_Dom","Virginia",51,"Goochland",75,"51075",0.3,11663,1995,2022,null,null,"N","Distillate Fuel Oil",{"$nulls":13},1.64976,1.64976,1.64976,1.64976]
["Rockville 1 & 2","56692_G_1C",56692,"G","1C",null,"Combustion Turbine","IC Engine","PJM_Dom","Virginia",51,"Goochland",75,"51075",0.3,11663,1995,2022,null,null,"N","Distillate Fuel Oil",{"$nulls":13},1.64976,1.64976,1.64976,1.64976]
["Rockville 1 & 2","56692_G_1D",56692,"G","1D",null,"Combustion Turbine","IC Engine","PJM_Dom","Virginia",51,"Goochland",75,"51075",0.3,11663,1995,2022,null,null,"N","Distillate Fuel Oil",{"$nulls":13},1.64976,1.64976,1.64976,1.64976]
["Rockville 1 & 2","56692_G_1E",56692,"G","1E",null,"Combustion Turbine","IC Engine","PJM_Dom","Virginia",51,"Goochland",75,"51075",0.3,11663,1995,2022,null,null,"N","Distillate Fuel Oil",{"$nulls":13},1.64976,1.64976,1.64976,1.64976]
["Rockville 1 & 2","56692_G_1F",56692,"G","1F",null,"Combustion Turbine","IC Engine","PJM_Dom","Virginia",51,"Goochland",75,"51075",0.3,11663,1995,2022,null,null,"N","Distillate Fuel Oil",{"$nulls":13},1.64976,1.64976,1.64976,1.64976]
["Rockville 1 & 2","56692_G_1G",56692,"G","1G",null,"Combustion Turbine","IC Engine","PJM_Dom","Virginia",51,"Goochland",75,"51075",0.3,11663,1995,2022,null,null,"N","Distillate Fuel Oil",{"$nulls":13},1.64976,1.64976,1.64976,1.64976]
["Rockville 1 & 2","56692_G_1H",56692,"G","1H",null,"Combustion Turbine","IC Engine","PJM_Dom","Virginia",51,"Goochland",75,"51075",0.3,11663,1995,2022,null,null,"N","Distillate Fuel Oil",{"$nulls":13},1.64976,1.64976,1.64976,1.64976]
["Rockville 1 & 2","56692_G_1I",56692,"G","1I",null,"Combustion Turbine","IC Engine","PJM_Dom","Virginia",51,"Goochland",75,"51075",0.3,11663,1995,2022,null,null,"N","Distillate Fuel Oil",{"$nulls":13},1.64976,1.64976,1.64976,1.64976]
["Rockville 1 & 2","56692_G_1J",56692,"G","1J",null,"Combustion Turbine","IC Engine","PJM_Dom","Virginia",51,"Goochland",75,"51075",0.3,11663,1995,2022,null,null,"N","Distillate Fuel Oil",{"$nulls":13},1.64976,1.64976,1.64976,1.64976]
["Rockville 1 & 2","56692_G_1K",56692,"G","1K",null,"Combustion Turbine","IC Engine","PJM_Dom","Virginia",51,"Goochland",75,"51075",0.3,11663,1995,2022,null,null,"N","Distillate Fuel Oil",{"$nulls":13},1.64976,1.64976,1.64976,1.64976]
["Rockville 1 & 2","56692_G_1L",56692,"G","1L",null,"Combustion Turbine","IC Engine","PJM_Dom","Virginia",51,"Goochland",75,"51075",0.3,11663,1995,2022,null,null,"N","Distillate Fuel Oil",{"$nulls":13},1.64976,1.64976,1.64976,1.64976]
["Rockville 1 & 2","56692_G_1M",56692,"G","1M",null,"Combustion Turbine","IC Engine","PJM_Dom","Virginia",51,"Goochland",75,"51075",0.3,11663,1995,2022,null,null,"N","Distillate Fuel Oil",{"$nulls":13},1.64976,1.64976,1.64976,1.64976]
["Rockville 1 & 2","56692_G_1N",56692,"G","1N",null,"Combustion Turbine","IC Engine","PJM_Dom","Virginia",51,"Goochland",75,"51075",0.3,11663,1995,2022,null,null,"N","Distillate Fuel Oil",{"$nulls":13},1.64976,1.64976,1.64976,1.64976]
["Rockville 1 & 2","56692_G_1O",56692,"G","1O",null,"Combustion Turbine","IC Engine","PJM_Dom","Virginia",51,"Goochland",75,"51075",0.3,11663,1995,2022,null,null,"N","Distillate Fuel Oil",{"$nulls":13},1.64976,1.64976,1.64976,1.64976]
["Rockville 1 & 2","56692_G_2A",56692,"G","2A",null,"Combustion Turbine","IC Engine","PJM_Dom","Virginia",51,"Goochland",75,"51075",0.3,11663,2000,2022,null,null,"N","Distillate Fuel Oil",{"$nulls":13},1.64976,1.64976,1.64976,1.64976]
["Rockville 1 & 2","56692_G_2B",56692,"G","2B",null,"Combustion Turbine","IC Engine","PJM_Dom","Virginia",51,"Goochland",75,"51075",0.3,11663,2000,2022,null,null,"N","Distillate Fuel Oil",{"$nulls":13},1.64976,1.64976,1.64976,1.64976]
["Rockville 1 & 2","56692_G_2C",56692,"G","2C",null,"Combustion Turbine","IC Engine","PJM_Dom","Virginia",51,"Goochland",75,"51075",0.3,11663,2000,2022,null,null,"N","Distillate Fuel Oil",{"$nulls":13},1.64976,1.64976,1.64976,1.64976]
["Rockville 1 & 2","56692_G_2D",56692,"G","2D",null,"Combustion Turbine","IC Engine","PJM_Dom","Virginia",51,"Goochland",75,"51075",0.3,11663,2000,2022,null,null,"N","Distillate Fuel Oil",{"$nulls":13},1.64976,1.64976,1.64976,1.64976]
["Rockville 1 & 2","56692_G_2E",56692,"G","2E",null,"Combustion Turbine","IC Engine","PJM_Dom","Virginia",51,"Goochland",75,"51075",0.3,11663,2000,2022,null,null,"N","Distillate Fuel Oil",{"$nulls":13},1.64976,1.64976,1.64976,1.64976]
["Rockville 1 & 2","56692_G_2F",56692,"G","2F",null,"Combustion Turbine","IC Engine","PJM_Dom","Virginia",51,"Goochland",75,"51075",0.3,11663,2000,2022,null,null,"N","Distillate Fuel Oil",{"$nulls":13},1.64976,1.64976,1.64976,1.64976]
["Rockville 1 & 2","56692_G_2G",56692,"G","2G",null,"Combustion Turbine","IC Engine","PJM_Dom","Virginia",51,"Goochland",75,"51075",0.3,11663,2000,2022,null,null,"N","Distillate Fuel Oil",{"$nulls":13},1.64976,1.64976,1.64976,1.64976]
["Rockville 1 & 2","56692_G_2H",56692,"G","2H",null,"Combustion Turbine","IC Engine","PJM_Dom","Virginia",51,"Goochland",75,"51075",0.3,11663,2000,2022,null,null,"N","Distillate Fuel Oil",{"$nulls":13},1.64976,1.64976,1.64976,1.64976]
["Rockville 1 & 2","56692_G_2I",56692,"G","2I",null,"Combustion Turbine","IC Engine","PJM_Dom","Virginia",51,"Goochland",75,"51075",0.3,11663,2000,2022,null,null,"N","Distillate Fuel Oil",{"$nulls":13},1.64976,1.64976,1.64976,1.64976]
["Rockville 1 & 2","56692_G_2J",56692,"G","2J",null,"Combustion Turbine","IC Engine","PJM_Dom","Virginia",51,"Goochland",75,"51075",0.3,11663,2000,2022,null,null,"N","Distillate Fuel Oil",{"$nulls":13},1.64976,1.64976,1.64976,1.64976]
["Rockville 1 & 2","56692_G_2K",56692,"G","2K",null,"Combustion Turbine","IC Engine","PJM_Dom","Virginia",51,"Goochland",75,"51075",0.3,11663,2000,2022,null,null,"N","Distillate Fuel Oil",{"$nulls":13},1.64976,1.64976,1.64976,1.64976]
["Rockville 1 & 2","56692_G_2L",56692,"G","2L",null,"Combustion Turbine","IC Engine","PJM_Dom","Virginia",51,"Goochland",75,"51075",0.3,11663,2000,2022,null,null,"N","Distillate Fuel Oil",{"$nulls":13},1.64976,1.64976,1.64976,1.64976]
["Rockville 1 & 2","56692_G_2M",56692,"G","2M",null,"Combustion Turbine","IC Engine","PJM_Dom","Virginia",51,"Goochland",75,"51075",0.3,11663,2000,2022,null,null,"N","Distillate Fuel Oil",{"$nulls":13},1.64976,1.64976,1.64976,1.64976]
["Rockville 1 & 2","56692_G_2N",56692,"G","2N",null,"Combustion Turbine","IC Engine","PJM_Dom","Virginia",51,"Goochland",75,"51075",0.3,11663,2000,2022,null,null,"N","Distillate Fuel Oil",{"$nulls":13},1.64976,1.64976,1.64976,1.64976]
["Rockville 1 & 2","56692_G_2O",56692,"G","2O",null,"Combustion Turbine","IC Engine","PJM_Dom","Virginia",51,"Goochland",75,"51075",0.3,11663,2000,2022,null,null,"N","Distillate Fuel Oil",{"$nulls":13},1.64976,1.64976,1.64976,1.64976]
["Rockville 1 & 2","56692_G_2P",56692,"G","2P",null,"Combustion Turbine","IC Engine","PJM_Dom","Virginia",51,"Goochland",75,"51075",0.3,11663,2000,2022,null,null,"N","Distillate Fuel Oil",{"$nulls":13},1.64976,1.64976,1.64976,1.64976]
["Rockville 1 & 2","56692_G_2Q",56692,"G","2Q",null,"Combustion Turbine","IC Engine","PJM_Dom","Virginia",51,"Goochland",75,"51075",0.3,11663,2000,2022,null,null,"N","Distillate Fuel Oil",{"$nulls":13},1.64976,1.64976,1.64976,1.64976]
["Rockville 1 & 2","56692_G_2R",56692,"G","2R",null,"Combustion Turbine","IC Engine","PJM_Dom","Virginia",51,"Goochland",75,"51075",0.3,11663,2000,2022,null,null,"N","Distillate Fuel Oil",{"$nulls":13},1.64976,1.64976,1.64976,1.64976]
["Rockville 1 & 2","56692_G_2S",56692,"G","2S",null,"Combustion Turbine","IC Engine","PJM_Dom","Virginia",51,"Goochland",75,"51075",0.3,11663,2000,2022,null,null,"N","Distillate Fuel Oil",{"$nulls":13},1.64976,1.64976,1.64976,1.64976]
["Rockville 1 & 2","56692_G_2T",56692,"G","2T",null,"Combustion Turbine","IC Engine","PJM_Dom","Virginia",51,"Goochland",75,"51075",0.3,11663,2000,2022,null,null,"N","Distillate Fuel Oil",{"$nulls":13},1.64976,1.64976,1.64976,1.64976]
["Rockville 1 & 2","56692_G_2U",56692,"G","2U",null,"Combustion Turbine","IC Engine","PJM_Dom","Virginia",51,"Goochland",75,"51075",0.3,11663,2000,2022,null,null,"N","Distillate Fuel Oil",{"$nulls":13},1.64976,1.64976,1.64976,1.64976]
["Washburn Wind Farm","61071_G_WASH",61071,"G","WASH",null,"Onshore Wind",null,"MIS_MIDA","Iowa",19,"Black Hawk",13,"19013",70,0,2020,2020,null,null,"N","Wind",{"$nulls":13},0,0,0,0]
["Desert Star Hybrid","62965_G_DSPV",62965,"G","DSPV",null,"Solar PV",null,"WECC_AZ","Arizona",4,"Maricopa",13,"04013",10,0,2015,2015,null,null,"N","Solar",{"$nulls":13},0,0,0,0]
["William F Wyman","1507_B_1",1507,"B","1",1000,"O/G Steam",null,"NENG_ME","Maine",23,"Cumberland",5,"23005",50,14500,1957,2023,"wall","dry","N","Residual Fuel Oil",{"$nulls":3},"LA + LNB",{"$nulls":3},"C","NA",{"$nulls":3},2.16,0.15,0.15,0.15,0.15]
["William F Wyman","1507_B_2",1507,"B","2",1001,"O/G Steam",null,"NENG_ME","Maine",23,"Cumberland",5,"23005",48,14407,1958,2023,"wall","dry","N","Residual Fuel Oil",{"$nulls":3},"LA + LNB",{"$nulls":3},"C","NA",{"$nulls":3},2.16,0.2,0.2,0.2,0.2]
["Morgantown Generating Plant","1573_B_1",1573,"B","1",1065,"Coal Steam",null,"PJM_SMAC","Maryland",24,"Charles",17,"24017",596,10254,1970,2022,"tangential","dry","N","Bituminous","Wet Scrubber",2009,0.98,"LNC3 + NH3","SCR",2007,null,"ESPC","Yes",{"$nulls":3},0.14,0.2634,0.05028,0.2634,0.05028,0.05,0.1,0.56,0.99]
["Morgantown Generating Plant","1573_B_2",1573,"B","2",1066,"Coal Steam",null,"PJM_SMAC","Maryland",24,"Charles",17,"24017",609,10170,1971,2022,"tangential","dry","N","Bituminous","Wet Scrubber",2009,0.98,"LNC3 + NH3","SCR",2008,null,"ESPC","Yes",{"$nulls":3},0.14,0.4045,0.0428,0.4045,0.0428,0.05,0.1,0.56,0.99]
["Avon Lake","2836_B_12",2836,"B","12",1906,"Coal Steam",null,"PJM_ATSI","Ohio",39,"Lorain",93,"39093",615,10011,1970,2022,"cell","dry","N","Bituminous, Subbituminous",null,null,0.0808,"LNCB + OFA","SNCR",null,2004,"ESPC","No","ACI",2017,null,4.65,0.36681,0.26497,0.36681,0.26497,0.1,0.1,0.1,0.98,"Yes",2016]
["Burnside Alumina Plant","58200_B_BLR2",58200,"B","BLR2",null,"O/G Steam",null,"MIS_LA","Louisiana",22,"Ascension",5,"22005",4,8300,1957,2020,null,null,"Y","Natural Gas",{"$nulls":3},"LA",{"$nulls":9},0.14526,0.14526,0.14526,0.14526]
["Burnside Alumina Plant","58200_B_BLR3",58200,"B","BLR3",null,"O/G Steam",null,"MIS_LA","Louisiana",22,"Ascension",5,"22005",4,8300,1957,2020,null,null,"Y","Natural Gas",{"$nulls":3},"LA",{"$nulls":9},0.14526,0.14526,0.14526,0.14526]
["Burnside Alumina Plant","58200_B_BLR4",58200,"B","BLR4",null,"O/G Steam",null,"MIS_LA","Louisiana",22,"Ascension",5,"22005",4,8300,1957,2020,null,null,"Y","Natural Gas",{"$nulls":3},"LA",{"$nulls":9},0.14526,0.14526,0.14526,0.14526]
["W H Zimmer","6019_B_1",6019,"B","1",2683,"Coal Steam",null,"PJM_West","Ohio",39,"Clermont",25,"39025",1305,9761,1991,2022,"wall","dry","N","Bituminous","Wet Scrubber",1991,0.91,"LNB","SCR",2004,null,"ESPC","No",{"$nulls":3},0.548,0.26606,0.07,0.26606,0.07,0.05,0.1,0.56,0.9600000000000001]
["Cheswick Power Plant","8226_B_1",8226,"B","1",3475,"Coal Steam",null,"PJM_West","Pennsylvania",42,"Allegheny",3,"42003",565,10935,1970,2022,"tangential","dry","N","Bituminous","Wet Scrubber",2010,0.983,"LNC2","SCR",2003,null,"ESPC","Yes",{"$nulls":3},2.8,0.39205,0.16987,0.39205,0.16987,0.05,0.1,0.56,0.99]
["Pedricktown Cogeneration Company LP","10099_G_GEN1",10099,"G","GEN1",3525,"Combined Cycle",null,"PJM_EMAC","New Jersey",34,"Salem",33,"34033",78.3,8761,1992,2022,null,null,"N","Natural Gas, Distillate Fuel Oil",{"$nulls":3},"NH3 + STM","SCR",{"$nulls":8},0.02727,0.02526,0.02727,0.02526]
["Pedricktown Cogeneration Company LP","10099_G_GEN2",10099,"G","GEN2",3525,"Combined Cycle",null,"PJM_EMAC","New Jersey",34,"Salem",33,"34033",37,8761,1992,2022,null,null,"N","Natural Gas, Distillate Fuel Oil",{"$nulls":3},"NH3 + STM","SCR",{"$nulls":8},0.02727,0.02526,0.02727,0.02526]
["Preston (IA)","1176_G_1",1176,"G","1",null,"Combustion Turbine","IC Engine","MIS_IA","Iowa",19,"Jackson",97,"19097",0.7,25000,1968,2014,null,null,"N","Distillate Fuel Oil",{"$nulls":12},1.556,1.64976,1.64976,1.64976,1.64976]
["Preston (IA)","1176_G_2",1176,"G","2",null,"Combustion Turbine","IC Engine","MIS_IA","Iowa",19,"Jackson",97,"19097",0.7,25000,1968,2014,null,null,"N","Distillate Fuel Oil",{"$nulls":12},1.572,1.64976,1.64976,1.64976,1.64976]
["Caribou Generation Station","1513_G_CD2",1513,"G","CD2",null,"Combustion Turbine","IC Engine","NENG_ME","Maine",23,"Aroostook",3,"23003",2.5,12283,1948,2019,null,null,"N","Distillate Fuel Oil",{"$nulls":12},2,3.18671,3.18671,3.18671,3.18671]
["Caribou Generation Station","1513_G_CD3",1513,"G","CD3",null,"Combustion Turbine","IC Engine","NENG_ME","Maine",23,"Aroostook",3,"23003",2.5,12283,1948,2019,null,null,"N","Distillate Fuel Oil",{"$nulls":12},2,3.18671,3.18671,3.18671,3.18671]
["Caribou Generation Station","1513_G_CD4",1513,"G","CD4",null,"Combustion Turbine","IC Engine","NENG_ME","Maine",23,"Aroostook",3,"23003",1,12283,1948,2019,null,null,"N","Distillate Fuel Oil",{"$nulls":12},2,3.18671,3.18671,3.18671,3.18671]
["Caribou Generation Station","1513_G_CD5",1513,"G","CD5",null,"Combustion Turbine","IC Engine","NENG_ME","Maine",23,"Aroostook",3,"23003",1,12283,1951,2019,null,null,"N","Distillate Fuel Oil",{"$nulls":12},2,3.18671,3.18671,3.18671,3.18671]
["Caribou Generation Station","1513_G_CH1",1513,"G","CH1",null,"Hydro",null,"NENG_ME","Maine",23,"Aroostook",3,"23003",0.4,0,1926,2019,null,null,"N","Hydro",{"$nulls":13},0,0,0,0]
["Caribou Generation Station","1513_G_CH2",1513,"G","CH2",null,"Hydro",null,"NENG_ME","Maine",23,"Aroostook",3,"23003",0.4,0,1926,2019,null,null,"N","Hydro",{"$nulls":13},0,0,0,0]
["Morgantown Generating Plant","1573_G_GT1",1573,"G","GT1",null,"Combustion Turbine",null,"PJM_SMAC","Maryland",24,"Charles",17,"24017",13,14269,1970,2022,null,null,"N","Distillate Fuel Oil",{"$nulls":12},0.3,0.60913,0.60913,0.60913,0.60913]
["Morgantown Generating Plant","1573_G_GT2",1573,"G","GT2",null,"Combustion Turbine",null,"PJM_SMAC","Maryland",24,"Charles",17,"24017",13,14269,1971,2022,null,null,"N","Distillate Fuel Oil",{"$nulls":12},0.3,0.60913,0.60913,0.60913,0.60913]
["Meramec","2104_G_GT1",2104,"G","GT1",89684,"Combustion Turbine",null,"MIS_MO","Missouri",29,"St Louis",189,"29189",54,12856,1974,2020,null,null,"N","Distillate Fuel Oil",{"$nulls":12},0.5,1.1236,1.1236,1.1236,1.1236]
["Walter C Beckjord","2830_G_BECK2",2830,"G","BECK2",null,"Energy Storage",null,"PJM_West","Ohio",39,"Clermont",25,"39025",2,0,2015,2021,null,null,"N","Energy Storage",{"$nulls":13},0,0,0,0]
["Avon Lake","2836_G_10",2836,"G","10",10208,"Combustion Turbine",null,"PJM_ATSI","Ohio",39,"Lorain",93,"39093",25,25000,1968,2022,"tangential","dry","N","Distillate Fuel Oil",{"$nulls":12},0.5,1.20005,1.20005,1.20005,1.20005]
["Borel","328_G_1",328,"G","1",null,"Hydro",null,"WECC_SCE","California",6,"Kern",29,"06029",2.1,0,1904,2017,null,null,"N","Hydro",{"$nulls":13},0,0,0,0]
["Borel","328_G_2",328,"G","2",null,"Hydro",null,"WECC_SCE","California",6,"Kern",29,"06029",2.5,0,1904,2017,null,null,"N","Hydro",{"$nulls":13},0,0,0,0]
["Borel","328_G_3",328,"G","3",null,"Hydro",null,"WECC_SCE","California",6,"Kern",29,"06029",6,0,1932,2017,null,null,"N","Hydro",{"$nulls":13},0,0,0,0]
["Huron","3344_G_2A",3344,"G","2A",2244,"Combustion Turbine",null,"SPP_WAUE","South Dakota",46,"Beadle",5,"46005",43.7,15301,1991,2019,null,null,"N","Natural Gas, Distillate Fuel Oil",{"$nulls":3},"H2O",{"$nulls":8},3,0.70006,0.70006,0.70006,0.70006]
["Newark Bay Cogeneration Partnership LP","50385_G_GEN1",50385,"G","GEN1",3650,"Combined Cycle",null,"PJM_EMAC","New Jersey",34,"Essex",13,"34013",43.5,8876,1993,2022,null,null,"N","Natural Gas",{"$nulls":3},"STM","SCR",{"$nulls":8},0.03159,0.03149,0.03159,0.03149]
["Newark Bay Cogeneration Partnership LP","50385_G_GEN2",50385,"G","GEN2",3651,"Combined Cycle",null,"PJM_EMAC","New Jersey",34,"Essex",13,"34013",43.5,8876,1993,2022,null,null,"N","Natural Gas",{"$nulls":3},"STM","SCR",{"$nulls":8},0.03159,0.03149,0.03159,0.03149]
["Newark Bay Cogeneration Partnership LP","50385_G_GEN3",50385,"G","GEN3",3650,"Combined Cycle",null,"PJM_EMAC","New Jersey",34,"Essex",13,"34013",33.2,8876,1993,2022,null,null,"N","Natural Gas",{"$nulls":3},"STM","SCR",{"$nulls":8},0.03159,0.03149,0.03159,0.03149]
["Mesa Wind Power Corp","50535_G_WGNS",50535,"G","WGNS",null,"Onshore Wind",null,"WECC_SCE","California",6,"Riverside",65,"06065",29.9,0,1984,2020,null,null,"N","Wind",{"$nulls":13},0,0,0,0]
["Yates Gas Plant","55025_G_GEN1",55025,"G","GEN1",null,"Combustion Turbine",null,"ERC_WEST","Texas",48,"Pecos",371,"48371",2.8,8700,1986,2019,null,null,"Y","Natural Gas",{"$nulls":13},0.47388,0.47388,0.47388,0.47388]
["Yates Gas Plant","55025_G_GEN2",55025,"G","GEN2",null,"Combustion Turbine",null,"ERC_WEST","Texas",48,"Pecos",371,"48371",2.8,8700,1986,2019,null,null,"Y","Natural Gas",{"$nulls":13},0.47388,0.47388,0.47388,0.47388]
["MM Lopez Energy","55161_G_UNT1",55161,"G","UNT1",null,"Landfill Gas",null,"WECC_SCE","California",6,"Los Angeles",37,"06037",2.7,13500,1998,2021,null,null,"N","Landfill Gas",{"$nulls":13},0.1509,0.1509,0.1509,0.1509]
["Montgomery County Oaks LFGE Plant","55885_G_CAT35",55885,"G","CAT35",null,"Landfill Gas",null,"PJM_SMAC","Maryland",24,"Montgomery",31,"24031",1.5,14489,2009,2021,null,null,"N","Landfill Gas",{"$nulls":13},0.22117,0.22117,0.22117,0.22117]
["Montgomery County Oaks LFGE Plant","55885_G_GEJGC",55885,"G","GEJGC",null,"Landfill Gas",null,"PJM_SMAC","Maryland",24,"Montgomery",31,"24031",0.8,14489,2009,2021,null,null,"N","Landfill Gas",{"$nulls":13},0.22117,0.22117,0.22117,0.22117]
["South Meadow","563_G_11",563,"G","11",357,"Combustion Turbine",null,"NENG_CT","Connecticut",9,"Hartford",3,"09003",35.7,16589,1970,2023,null,null,"N","Distillate Fuel Oil",{"$nulls":12},0.33,0.15,0.15,0.15,0.15]
["South Meadow","563_G_12",563,"G","12",360,"Combustion Turbine",null,"NENG_CT","Connecticut",9,"Hartford",3,"09003",37.7,16588,1970,2023,null,null,"N","Distillate Fuel Oil",{"$nulls":12},0.33,0.15,0.15,0.15,0.15]
["South Meadow","563_G_13",563,"G","13",363,"Combustion Turbine",null,"NENG_CT","Connecticut",9,"Hartford",3,"09003",38.3,16586,1970,2023,null,null,"N","Distillate Fuel Oil",{"$nulls":12},0.33,0.15,0.15,0.15,0.15]
["South Meadow","563_G_14",563,"G","14",365,"Combustion Turbine",null,"NENG_CT","Connecticut",9,"Hartford",3,"09003",36.7,16590,1970,2023,null,null,"N","Distillate Fuel Oil",{"$nulls":12},0.33,0.15,0.15,0.15,0.15]
["Austin Gas Recovery","56524_G_GEN4",56524,"G","GEN4",null,"Landfill Gas",null,"ERC_REST","Texas",48,"Travis",453,"48453",1.6,13500,2007,2019,null,null,"N","Landfill Gas",{"$nulls":13},0.22117,0.22117,0.22117,0.22117]
["Snyder Wind Farm","56602_G_SNY1",56602,"G","SNY1",null,"Onshore Wind",null,"ERC_WEST","Texas",48,"Scurry",415,"48415",63,0,2007,2021,null,null,"N","Wind",{"$nulls":13},0,0,0,0]
["Sherbino I Wind Farm","56779_G_1",56779,"G","1",null,"Onshore Wind",null,"ERC_WEST","Texas",48,"Pecos",371,"48371",150,0,2008,2021,null,null,"N","Wind",{"$nulls":13},0,0,0,0]
["Sears Hydroelectric Plant","56978_G_1",56978,"G","1",null,"Hydro",null,"MIS_MIDA","Illinois",17,"Rock Island",161,"17161",0.3,0,1985,2021,null,null,"N","Hydro",{"$nulls":13},0,0,0,0]
["Sears Hydroelectric Plant","56978_G_2",56978,"G","2",null,"Hydro",null,"MIS_MIDA","Illinois",17,"Rock Island",161,"17161",0.3,0,1986,2021,null,null,"N","Hydro",{"$nulls":13},0,0,0,0]
["Sears Hydroelectric Plant","56978_G_3",56978,"G","3",null,"Hydro",null,"MIS_MIDA","Illinois",17,"Rock Island",161,"17161",0.3,0,2010,2021,null,null,"N","Hydro",{"$nulls":13},0,0,0,0]
["Sears Hydroelectric Plant","56978_G_4",56978,"G","4",null,"Hydro",null,"MIS_MIDA","Illinois",17,"Rock Island",161,"17161",0.3,0,2010,2021,null,null,"N","Hydro",{"$nulls":13},0,0,0,0]
["CSU East Bay","57042_G_1",57042,"G","1",null,"Fuel Cell",null,"WEC_CALN","California",6,"Alameda",1,"06001",1.4,6437,2011,2021,null,null,"Y","Natural Gas",{"$nulls":13},0,0,0,0]
["SF State University","57043_G_1",57043,"G","1",null,"Fuel Cell",null,"WEC_CALN","California",6,"San Francisco",75,"06075",0.2,5686,2011,2021,null,null,"Y","Natural Gas",{"$nulls":13},0,0,0,0]
["PPL Glendon LFGTE Plant","57183_G_1",57183,"G","1",null,"Landfill Gas",null,"PJM_WMAC","Pennsylvania",42,"Northampton",95,"42095",1.6,13500,2011,2021,null,null,"N","Landfill Gas",{"$nulls":13},0.22117,0.22117,0.22117,0.22117]
["PPL Glendon LFGTE Plant","57183_G_2",57183,"G","2",null,"Landfill Gas",null,"PJM_WMAC","Pennsylvania",42,"Northampton",95,"42095",1.6,13500,2011,2021,null,null,"N","Landfill Gas",{"$nulls":13},0.22117,0.22117,0.22117,0.22117]
["Cargill Dry Creek Biofactory","57344_G_GS1",57344,"G","GS1",null,"Non-Fossil Waste",null,"WECC_ID","Idaho",16,"Twin Falls",83,"16083",0.8,6330,2008,2020,null,null,"Y","Non-Fossil Waste",{"$nulls":13},0,0,0,0]
["Cargill Dry Creek Biofactory","57344_G_GS2",57344,"G","GS2",null,"Non-Fossil Waste",null,"WECC_ID","Idaho",16,"Twin Falls",83,"16083",0.8,6330,2008,2020,null,null,"Y","Non-Fossil Waste",{"$nulls":13},0,0,0,0]
["Cargill Dry Creek Biofactory","57344_G_GS3",57344,"G","GS3",null,"Non-Fossil Waste",null,"WECC_ID","Idaho",16,"Twin Falls",83,"16083",0.8,6330,2008,2020,null,null,"Y","Non-Fossil Waste",{"$nulls":13},0,0,0,0]
["Vaca Dixon Battery Storage System","59256_G_BAT1",59256,"G","BAT1",null,"Energy Storage",null,"WEC_CALN","California",6,"Solano",95,"06095",2,0,2013,2021,null,null,"N","Energy Storage",{"$nulls":13},0,0,0,0]
["Yerba Buena","59257_G_YB1",59257,"G","YB1",null,"Energy Storage",null,"WEC_CALN","California",6,"Santa Clara",85,"06085",4,0,2013,2021,null,null,"N","Energy Storage",{"$nulls":13},0,0,0,0]
["AEP Milton NaS","59995_G_1",59995,"G","1",null,"Energy Storage",null,"PJM_West","West Virginia",54,"Cabell",11,"54011",2,0,2009,2021,null,null,"N","Energy Storage",{"$nulls":13},0,0,0,0]
["USS Chariot Solar LLC","63171_G_CHROT",63171,"G","CHROT",null,"Solar PV",null,"MIS_MNWI","Minnesota",27,"Renville",129,"27129",1,0,2020,2021,null,null,"N","Solar",{"$nulls":13},0,0,0,0]
["Baldwin Energy Complex","889_B_3",889,"B","3",613,"Coal Steam",null,"MIS_IL","Illinois",17,"Randolph",157,"17157",621,10103,1975,2020,"tangential","dry","N","Subbituminous","Dry Scrubber",2010,0.9,"LNC2",{"$nulls":3},"ESPC + B","Yes","ACI",2010,null,0.1,0.09118,0.09118,0.09118,0.09118,0.1,0.1,0.1,0.99,"Yes",2016]
["Pennsbury","7690_G_1",7690,"G","1",null,"Landfill Gas",null,"PJM_EMAC","Pennsylvania",42,"Bucks",17,"42017",2,13500,1996,2020,null,null,"N","Landfill Gas",{"$nulls":13},0.22117,0.22117,0.22117,0.22117]
["Pennsbury","7690_G_2",7690,"G","2",null,"Landfill Gas",null,"PJM_EMAC","Pennsylvania",42,"Bucks",17,"42017",2,13500,1996,2020,null,null,"N","Landfill Gas",{"$nulls":13},0.22117,0.22117,0.22117,0.22117]
["Waukegan","883_B_7",883,"B","7",598,"Coal Steam",null,"PJM_COMD","Illinois",17,"Lake",97,"17097",328,10666,1958,2022,"tangential","dry","N","Subbituminous",null,null,0.7375,"LNC3",{"$nulls":3},"ESPH","No","ACI",2008,null,1.8,0.11869,0.11869,0.11869,0.11869,0.1,0.1,0.1,0.98,"Yes",2015]
["Waukegan","883_B_8",883,"B","8",599,"Coal Steam",null,"PJM_COMD","Illinois",17,"Lake",97,"17097",361,10890,1962,2022,"tangential","dry","N","Subbituminous",null,null,0.7011,"LNC3",{"$nulls":3},"ESPC","No","ACI",2008,null,1.8,0.10881,0.10881,0.10881,0.10881,0.1,0.1,0.1,0.98,"Yes",2016]
["Will County","884_B_4",884,"B","4",603,"Coal Steam",null,"PJM_COMD","Illinois",17,"Will",197,"17197",510,10252,1963,2022,"tangential","dry","N","Subbituminous",null,null,0.7085,"LNC3","SNCR",null,2009,"ESPC","No","ACI",2009,null,1.8,0.08992,0.08992,0.08992,0.08992,0.1,0.1,0.1,0.98,"Yes",2016]
["Taconite Harbor Energy Center","10075_B_1",10075,"B","1",9003,"Coal Steam",null,"MIS_MNWI","Minnesota",27,"Cook",31,"27031",79,10438,1957,2022,"tangential","dry","N","Subbituminous",null,null,0.65,"OFA","SNCR",null,2008,"ESPC","Yes","ACI",2014,null,0.78,0.4213,0.11737,0.1469,0.1,0.1,0.1,0.1,0.98,"Yes",2008]
["Taconite Harbor Energy Center","10075_B_2",10075,"B","2",9004,"Coal Steam",null,"MIS_MNWI","Minnesota",27,"Cook",31,"27031",76,10438,1957,2022,"tangential","dry","N","Subbituminous",null,null,0.65,"LNB + OFA","SNCR",null,2007,"ESPC","Yes","ACI",2013,null,0.45,0.12783,0.12783,0.12783,0.12783,0.1,0.1,0.1,0.98,"Yes",2007]
["SEGS III","10439_B_3U100",10439,"B","3U100",null,"Solar Thermal",null,"WECC_SCE","California",6,"San Bernardino",71,"06071",36,9771,1987,2021,null,null,"N","Solar",{"$nulls":13},0,0,0,0]
["SEGS IV","10440_B_4U100",10440,"B","4U100",null,"Solar Thermal",null,"WECC_SCE","California",6,"San Bernardino",71,"06071",36,9771,1987,2021,null,null,"N","Solar",{"$nulls":13},0,0,0,0]
["SEGS V","10441_B_5U100",10441,"B","5U100",null,"Solar Thermal",null,"WECC_SCE","California",6,"San Bernardino",71,"06071",36,9771,1987,2021,null,null,"N","Solar",{"$nulls":13},0,0,0,0]
["SEGS VI","10442_B_6U100",10442,"B","6U100",null,"Solar Thermal",null,"WECC_SCE","California",6,"San Bernardino",71,"06071",36,9771,1988,2021,null,null,"N","Solar",{"$nulls":13},0,0,0,0]
["SEGS VII","10443_B_7U100",10443,"B","7U100",null,"Solar Thermal",null,"WECC_SCE","California",6,"San Bernardino",71,"06071",36,9771,1988,2021,null,null,"N","Solar",{"$nulls":13},0,0,0,0]
["SEGS VIII","10444_B_HTFHTR",10444,"B","HTFHTR",null,"Solar Thermal",null,"WECC_SCE","California",6,"San Bernardino",71,"06071",88,9771,1989,2021,null,null,"N","Solar",{"$nulls":13},0,0,0,0]
["Collins Pine Project","10661_B_4",10661,"B","4",null,"Biomass",null,"WEC_CALN","California",6,"Plumas",63,"06063",12,7053,1985,2020,null,null,"Y","Biomass",{"$nulls":7},"C","NA",{"$nulls":4},0.141,0.141,0.141,0.141]
["R S Nelson","1393_B_4",1393,"B","4",949,"O/G Steam",null,"MIS_WOTA","Louisiana",22,"Calcasieu",19,"22019",425,11999,1970,2020,"wall","dry","N","Natural Gas",{"$nulls":3},"CM + FU",{"$nulls":8},5.261,0.13176,0.13176,0.13176,0.13176]
["Hamilton (OH)","2917_B_1",2917,"B","1",null,"O/G Steam",null,"PJM_West","Ohio",39,"Butler",17,"39017",1.9,14500,1970,2021,"wall",null,"N","Natural Gas",{"$nulls":12},0.01,0.23063,0.23063,0.23063,0.23063]
["Hamilton (OH)","2917_B_7",2917,"B","7",null,"O/G Steam",null,"PJM_West","Ohio",39,"Butler",17,"39017",24.3,14500,1964,2021,"wall","dry","N","Natural Gas",{"$nulls":12},0.01,0.2716,0.2716,0.2716,0.2716]
["Hamilton (OH)","2917_B_8",2917,"B","8",9527,"O/G Steam",null,"PJM_West","Ohio",39,"Butler",17,"39017",32,14500,1964,2021,"wall","dry","N","Natural Gas",{"$nulls":3},"LNB",{"$nulls":8},1.45,0.10112,0.10112,0.10112,0.10112]
["Hamilton (OH)","2917_B_9",2917,"B","9",1994,"O/G Steam",null,"PJM_West","Ohio",39,"Butler",17,"39017",51,13587,1974,2021,"tangential","dry","N","Natural Gas",{"$nulls":3},"LNC1",{"$nulls":8},1.2,0.11964,0.11964,0.11964,0.11964]
["Hamilton (OH)","2917_B_HRB",2917,"B","HRB",null,"O/G Steam",null,"PJM_West","Ohio",39,"Butler",17,"39017",1.8,14500,1971,2021,null,null,"N","Natural Gas",{"$nulls":3},"LNB",{"$nulls":8},0.01,0.1,0.1,0.1,0.1]
["Telogia Power","50774_B_1",50774,"B","1",null,"Biomass",null,"FRCC","Florida",12,"Liberty",77,"12077",13.7,19637,1986,2020,null,null,"N","Biomass",{"$nulls":7},"ESPC + C","No",{"$nulls":4},0.22033,0.22033,0.22033,0.22033]
["Dolet Hills","51_B_1",51,"B","1",48,"Coal Steam",null,"MIS_LA","Louisiana",22,"DeSoto",31,"22031",642,11591,1986,2022,"wall","dry","N","Lignite, Subbituminous","Wet Scrubber",1986,0.76,"LNBO","SNCR",null,2013,"B","NA","ACI",2014,null,1.2,0.22382,0.22382,0.22382,0.22382,0.1,0.1,0.1,0.98,"Yes",2014]
["C D McIntosh Jr","676_B_2",676,"B","2",513,"O/G Steam",null,"FRCC","Florida",12,"Polk",105,"12105",106,14500,1976,2020,"wall","dry","N","Natural Gas",{"$nulls":3},"CM + FU",{"$nulls":8},0.8,0.06832,0.06832,0.06832,0.06832]
["C D McIntosh Jr","676_B_3",676,"B","3",514,"Coal Steam",null,"FRCC","Florida",12,"Polk",105,"12105",342,11263,1982,2021,"wall","dry","N","Bituminous","Wet Scrubber",1982,0.85,"LNB + OFA","SCR",2009,null,"ESPC","No",{"$nulls":3},0.718,0.20083,0.18406,0.20083,0.18406,0.05,0.1,0.56,0.9]
["Joppa Steam","887_B_1",887,"B","1",605,"Coal Steam",null,"S_C_TVA","Illinois",17,"Massac",127,"17127",162,10983,1953,2022,"tangential","dry","N","Subbituminous",null,null,0.05,"LNC1",{"$nulls":3},"ESPC","Yes","ACI",2009,null,0.498,0.11959,0.11959,0.11959,0.11959,0.1,0.1,0.1,0]
["Joppa Steam","887_B_2",887,"B","2",606,"Coal Steam",null,"S_C_TVA","Illinois",17,"Massac",127,"17127",158,10919,1953,2022,"tangential","dry","N","Subbituminous",null,null,0.05,"LNC1",{"$nulls":3},"ESPC","Yes","ACI",2009,null,0.498,0.1208,0.1208,0.1208,0.1208,0.1,0.1,0.1,0]
["Joppa Steam","887_B_3",887,"B","3",607,"Coal Steam",null,"S_C_TVA","Illinois",17,"Massac",127,"17127",161,10985,1954,2022,"tangential","dry","N","Subbituminous",null,null,0.02,"LNC1",{"$nulls":3},"ESPC","Yes","ACI",2009,null,0.51,0.10765,0.10765,0.10765,0.10765,0.1,0.1,0.1,0]
["Joppa Steam","887_B_4",887,"B","4",608,"Coal Steam",null,"S_C_TVA","Illinois",17,"Massac",127,"17127",160,10873,1954,2022,"tangential","dry","N","Subbituminous",null,null,0.02,"LNC1",{"$nulls":3},"ESPC","Yes","ACI",2009,null,0.51,0.10661,0.10661,0.10661,0.10661,0.1,0.1,0.1,0]
["Joppa Steam","887_B_5",887,"B","5",609,"Coal Steam",null,"S_C_TVA","Illinois",17,"Massac",127,"17127",150,10982,1955,2022,"tangential","dry","N","Subbituminous",null,null,0.03,"LNC1",{"$nulls":3},"ESPC","Yes","ACI",2009,null,0.507,0.1134,0.1134,0.1134,0.1134,0.1,0.1,0.1,0]
["Joppa Steam","887_B_6",887,"B","6",610,"Coal Steam",null,"S_C_TVA","Illinois",17,"Massac",127,"17127",158,10992,1955,2022,"tangential","dry","N","Subbituminous",null,null,0.03,"LNC1",{"$nulls":3},"ESPC","Yes","ACI",2009,null,0.507,0.11224,0.11224,0.11224,0.11224,0.1,0.1,0.1,0]
["Wisconsin Rapids Paper Mill","10466_G_GEN1",10466,"G","GEN1",null,"Non-Fossil Waste",null,"MIS_WUMS","Wisconsin",55,"Wood",141,"55141",7.5,9118,1928,2004,null,null,"Y","Non-Fossil Waste",{"$nulls":13},0,0,0,0]
["Lake Mills","1154_G_1A",1154,"G","1A",null,"Combustion Turbine","IC Engine","MIS_IA","Iowa",19,"Winnebago",189,"19189",3,10745,1969,2020,null,null,"N","Natural Gas, Distillate Fuel Oil",{"$nulls":12},2.5,1.64976,1.64976,1.64976,1.64976]
["Lake Mills","1154_G_5",1154,"G","5",null,"Combustion Turbine","IC Engine","MIS_IA","Iowa",19,"Winnebago",189,"19189",0.9,10745,1956,2020,null,null,"N","Natural Gas, Distillate Fuel Oil",{"$nulls":12},2.5,1.64976,1.64976,1.64976,1.64976]
["Androscoggin 3","1480_G_328",1480,"G","328",null,"Hydro",null,"NENG_ME","Maine",23,"Androscoggin",1,"23001",3.4,0,1928,2020,null,null,"N","Hydro",{"$nulls":13},0,0,0,0]
["Bar Mills","1481_G_1",1481,"G","1",null,"Hydro",null,"NENG_ME","Maine",23,"York",31,"23031",2,0,1956,2021,null,null,"N","Hydro",{"$nulls":13},0,0,0,0]
["Bar Mills","1481_G_2",1481,"G","2",null,"Hydro",null,"NENG_ME","Maine",23,"York",31,"23031",2,0,1956,2021,null,null,"N","Hydro",{"$nulls":13},0,0,0,0]
["Mystic Generating Station","1588_G_GT1",1588,"G","GT1",1084,"Combustion Turbine",null,"NENGREST","Massachusetts",25,"Middlesex",17,"25017",9.1,18910,1969,2021,null,null,"N","Distillate Fuel Oil",{"$nulls":12},0.74,0.52734,0.52734,0.52734,0.52734]
["Delano","1969_G_1",1969,"G","1",null,"Combustion Turbine","IC Engine","MIS_MNWI","Minnesota",27,"Wright",171,"27171",1.1,18000,1951,2020,null,null,"N","Natural Gas",{"$nulls":13},1.06095,1.06095,1.06095,1.06095]
["Butler Municipal Power Plant","2115_G_4",2115,"G","4",null,"Combustion Turbine","IC Engine","SPP_N","Missouri",29,"Bates",13,"29013",1,21625,1952,2020,null,null,"N","Distillate Fuel Oil",{"$nulls":12},2.3,1.64976,1.64976,1.64976,1.64976]
["Animas","2465_G_GT1",2465,"G","GT1",null,"Combustion Turbine",null,"WECC_NM","New Mexico",35,"San Juan",45,"35045",17,12370,1994,2020,null,null,"N","Natural Gas",{"$nulls":13},0.23894,0.23894,0.23894,0.23894]
["Animas","2465_G_HY1",2465,"G","HY1",null,"Hydro",null,"WECC_NM","New Mexico",35,"San Juan",45,"35045",0.2,0,1927,2006,null,null,"N","Hydro",{"$nulls":13},0,0,0,0]
["Ravenswood","2500_G_GT21",2500,"G","GT21",null,"Combustion Turbine",null,"NY_Z_J","New York",36,"Queens",81,"36081",30.6,16892,1969,2021,null,null,"N","Natural Gas, Distillate Fuel Oil",{"$nulls":12},0.316,0.36764,0.36764,0.36764,0.36764]
["Ravenswood","2500_G_GT22",2500,"G","GT22",null,"Combustion Turbine",null,"NY_Z_J","New York",36,"Queens",81,"36081",32,16890,1969,2021,null,null,"N","Natural Gas, Distillate Fuel Oil",{"$nulls":12},0.316,0.36764,0.36764,0.36764,0.36764]
["Ravenswood","2500_G_GT23",2500,"G","GT23",null,"Combustion Turbine",null,"NY_Z_J","New York",36,"Queens",81,"36081",30.7,16864,1969,2021,null,null,"N","Natural Gas, Distillate Fuel Oil",{"$nulls":12},0.316,0.36764,0.36764,0.36764,0.36764]
["Ravenswood","2500_G_GT24",2500,"G","GT24",null,"Combustion Turbine",null,"NY_Z_J","New York",36,"Queens",81,"36081",30.9,16892,1969,2021,null,null,"N","Natural Gas, Distillate Fuel Oil",{"$nulls":12},0.316,0.36764,0.36764,0.36764,0.36764]
["Ravenswood","2500_G_GT31",2500,"G","GT31",null,"Combustion Turbine",null,"NY_Z_J","New York",36,"Queens",81,"36081",30.7,16887,1969,2021,null,null,"N","Natural Gas, Distillate Fuel Oil",{"$nulls":12},0.316,0.36764,0.36764,0.36764,0.36764]
["Ravenswood","2500_G_GT32",2500,"G","GT32",null,"Combustion Turbine",null,"NY_Z_J","New York",36,"Queens",81,"36081",29.7,16883,1969,2021,null,null,"N","Natural Gas, Distillate Fuel Oil",{"$nulls":12},0.316,0.36764,0.36764,0.36764,0.36764]
["Ravenswood","2500_G_GT34",2500,"G","GT34",null,"Combustion Turbine",null,"NY_Z_J","New York",36,"Queens",81,"36081",29.8,16889,1969,2021,null,null,"N","Natural Gas, Distillate Fuel Oil",{"$nulls":12},0.316,0.36764,0.36764,0.36764,0.36764]
["Plant No 1 Freeport","2678_G_4",2678,"G","4",null,"Combustion Turbine","IC Engine","NY_Z_K","New York",36,"Nassau",59,"36059",4.5,14126,1964,2021,null,null,"N","Distillate Fuel Oil",{"$nulls":12},1.053,0.57736,0.57736,0.57736,0.57736]
["Silas Ray","3559_G_DG-2",3559,"G","DG-2",null,"Combustion Turbine","IC Engine","ERC_REST","Texas",48,"Cameron",61,"48061",1,17064,2001,2019,null,null,"N","Distillate Fuel Oil",{"$nulls":12},3,1.64976,1.64976,1.64976,1.64976]
["Capitol District Energy Center","50498_G_GTG",50498,"G","GTG",3671,"Combined Cycle",null,"NENG_CT","Connecticut",9,"Hartford",3,"09003",29.1,11197,1988,2021,null,null,"Y","Natural Gas, Distillate Fuel Oil",{"$nulls":12},0.306,0.05927,0.05927,0.05927,0.05927]
["Capitol District Energy Center","50498_G_STG",50498,"G","STG",3671,"Combined Cycle",null,"NENG_CT","Connecticut",9,"Hartford",3,"09003",22.4,11197,1988,2021,null,null,"Y","Natural Gas, Distillate Fuel Oil",{"$nulls":3},"LNB + STM",{"$nulls":8},0.306,0.05927,0.05927,0.05927,0.05927]
["Sky River LLC","50536_G_WGNS",50536,"G","WGNS",null,"Onshore Wind",null,"WECC_SCE","California",6,"Kern",29,"06029",76.9,0,1991,2020,null,null,"N","Wind",{"$nulls":13},0,0,0,0]
["La Junta","506_G_2",506,"G","2",null,"Combustion Turbine","IC Engine","WECC_CO","Colorado",8,"Otero",89,"08089",0.5,12283,1939,2020,null,null,"N","Distillate Fuel Oil",{"$nulls":12},1.2,1.64976,1.64976,1.64976,1.64976]
["La Junta","506_G_3",506,"G","3",null,"Combustion Turbine","IC Engine","WECC_CO","Colorado",8,"Otero",89,"08089",0.4,12283,1939,2020,null,null,"N","Distillate Fuel Oil",{"$nulls":12},1.2,1.64976,1.64976,1.64976,1.64976]
["La Junta","506_G_4",506,"G","4",null,"Combustion Turbine","IC Engine","WECC_CO","Colorado",8,"Otero",89,"08089",1,12283,1942,2020,null,null,"N","Distillate Fuel Oil",{"$nulls":12},1.2,1.64976,1.64976,1.64976,1.64976]
["La Junta","506_G_6",506,"G","6",null,"Combustion Turbine","IC Engine","WECC_CO","Colorado",8,"Otero",89,"08089",2.5,12283,1958,2020,null,null,"N","Distillate Fuel Oil",{"$nulls":12},1.2,1.64976,1.64976,1.64976,1.64976]
["La Junta","506_G_7",506,"G","7",null,"Combustion Turbine","IC Engine","WECC_CO","Colorado",8,"Otero",89,"08089",3,12283,1962,2020,null,null,"N","Distillate Fuel Oil",{"$nulls":12},1.2,1.64976,1.64976,1.64976,1.64976]
["La Junta","506_G_8",506,"G","8",null,"Combustion Turbine","IC Engine","WECC_CO","Colorado",8,"Otero",89,"08089",3,12283,1962,2020,null,null,"N","Distillate Fuel Oil",{"$nulls":12},1.2,1.64976,1.64976,1.64976,1.64976]
["La Junta","506_G_9",506,"G","9",null,"Combustion Turbine","IC Engine","WECC_CO","Colorado",8,"Otero",89,"08089",4,12283,1970,2020,null,null,"N","Distillate Fuel Oil",{"$nulls":12},1.2,1.64976,1.64976,1.64976,1.64976]
["Steamboat Hills LP","50654_G_GEN1",50654,"G","GEN1",null,"Geothermal",null,"WECC_NNV","Nevada",32,"Washoe",31,"32031",10.9,9771,1988,2020,null,null,"N","Geothermal",{"$nulls":13},0,0,0,0,0.4563,0.4563,0.4563]
["Steamboat Hills LP","50654_G_OEC41",50654,"G","OEC41",null,"Geothermal",null,"WECC_NNV","Nevada",32,"Washoe",31,"32031",3.7,9771,2007,2020,null,null,"N","Geothermal",{"$nulls":13},0,0,0,0,0.4563,0.4563,0.4563]
["Helzel & Schwarzhoff 88 Wind Farm","52165_G_WGNS",52165,"G","WGNS",null,"Onshore Wind",null,"WECC_SCE","California",6,"Kern",29,"06029",1.8,0,1986,2020,null,null,"N","Wind",{"$nulls":13},0,0,0,0]
["Soda Lake Geothermal No I II","52174_G_OEC1",52174,"G","OEC1",null,"Geothermal",null,"WECC_NNV","Nevada",32,"Churchill",1,"32001",1.2,9771,1990,2019,null,null,"N","Geothermal",{"$nulls":13},0,0,0,0,0.4563,0.4563,0.4563]
["Soda Lake Geothermal No I II","52174_G_OEC2",52174,"G","OEC2",null,"Geothermal",null,"WECC_NNV","Nevada",32,"Churchill",1,"32001",1.2,9771,1990,2019,null,null,"N","Geothermal",{"$nulls":13},0,0,0,0,0.4563,0.4563,0.4563]
["Soda Lake Geothermal No I II","52174_G_OEC3",52174,"G","OEC3",null,"Geothermal",null,"WECC_NNV","Nevada",32,"Churchill",1,"32001",1.3,9771,1990,2019,null,null,"N","Geothermal",{"$nulls":13},0,0,0,0,0.4563,0.4563,0.4563]
["Pawtucket Power Associates","54056_G_GEN2",54056,"G","GEN2",3746,"Combined Cycle",null,"NENGREST","Rhode Island",44,"Providence",7,"44007",27,8922,1990,2021,null,null,"N","Natural Gas, Distillate Fuel Oil",{"$nulls":3},"STM","SCR",{"$nulls":8},0.28969,0.02182,0.28969,0.02182]
["NRG Energy San Diego","54337_G_0001",54337,"G","0001",null,"Combustion Turbine","IC Engine","WEC_SDGE","California",6,"San Diego",73,"06073",0.8,8700,1986,2020,null,null,"Y","Natural Gas",{"$nulls":13},0.10519,0.10519,0.10519,0.10519]
["NRG Energy San Diego","54337_G_0002",54337,"G","0002",null,"Combustion Turbine","IC Engine","WEC_SDGE","California",6,"San Diego",73,"06073",0.8,8700,1986,2020,null,null,"Y","Natural Gas",{"$nulls":13},0.10519,0.10519,0.10519,0.10519]
["General Mills Inc","54564_G_GEN1",54564,"G","GEN1",null,"Combustion Turbine",null,"NY_Z_A","New York",36,"Erie",29,"36029",3.4,8700,1988,2020,null,null,"Y","Natural Gas",{"$nulls":13},0.41035,0.41035,0.41035,0.41035]
["Alliant SBD 8501 Aegon LI","54714_G_1265",54714,"G","1265",null,"Combustion Turbine","IC Engine","MIS_IA","Iowa",19,"Linn",113,"19113",1,25000,1985,2021,null,null,"N","Distillate Fuel Oil",{"$nulls":12},2.5,1.64976,1.64976,1.64976,1.64976]
["Alliant SBD 8501 Aegon LI","54714_G_1270",54714,"G","1270",null,"Combustion Turbine","IC Engine","MIS_IA","Iowa",19,"Linn",113,"19113",1,25000,1985,2021,null,null,"N","Distillate Fuel Oil",{"$nulls":12},2.5,1.64976,1.64976,1.64976,1.64976]
["Alliant SBD 8501 Aegon LI","54714_G_1794",54714,"G","1794",null,"Combustion Turbine","IC Engine","MIS_IA","Iowa",19,"Linn",113,"19113",1.1,25000,1987,2021,null,null,"N","Distillate Fuel Oil",{"$nulls":12},2.5,1.64976,1.64976,1.64976,1.64976]
["Suffolk Energy Partners LP","54781_G_SU1",54781,"G","SU1",null,"Landfill Gas",null,"PJM_Dom","Virginia",51,"Suffolk City",800,"51800",0.7,15307,1994,2022,null,null,"N","Landfill Gas",{"$nulls":13},0.6,0.6,0.6,0.6]
["Suffolk Energy Partners LP","54781_G_SU2",54781,"G","SU2",null,"Landfill Gas",null,"PJM_Dom","Virginia",51,"Suffolk City",800,"51800",0.7,15308,1994,2022,null,null,"N","Landfill Gas",{"$nulls":13},0.6,0.6,0.6,0.6]
["Suffolk Energy Partners LP","54781_G_SU3",54781,"G","SU3",null,"Landfill Gas",null,"PJM_Dom","Virginia",51,"Suffolk City",800,"51800",0.7,15308,1994,2022,null,null,"N","Landfill Gas",{"$nulls":13},0.6,0.6,0.6,0.6]
["Suffolk Energy Partners LP","54781_G_SU4",54781,"G","SU4",null,"Landfill Gas",null,"PJM_Dom","Virginia",51,"Suffolk City",800,"51800",0.7,15308,1994,2022,null,null,"N","Landfill Gas",{"$nulls":13},0.6,0.6,0.6,0.6]
["New York University Central Plant","54808_G_D2",54808,"G","D2",null,"Combustion Turbine","IC Engine","NY_Z_J","New York",36,"New York",61,"36061",0.6,9965,1984,2020,null,null,"Y","Distillate Fuel Oil",{"$nulls":13},1.64976,1.64976,1.64976,1.64976]
["New York University Central Plant","54808_G_D3",54808,"G","D3",null,"Combustion Turbine","IC Engine","NY_Z_J","New York",36,"New York",61,"36061",0.6,9965,1984,2020,null,null,"Y","Distillate Fuel Oil",{"$nulls":13},1.64976,1.64976,1.64976,1.64976]
["New York University Central Plant","54808_G_D4",54808,"G","D4",null,"Combustion Turbine","IC Engine","NY_Z_J","New York",36,"New York",61,"36061",0.6,9965,1984,2020,null,null,"Y","Distillate Fuel Oil",{"$nulls":13},1.64976,1.64976,1.64976,1.64976]
["New York University Central Plant","54808_G_D5",54808,"G","D5",null,"Combustion Turbine","IC Engine","NY_Z_J","New York",36,"New York",61,"36061",0.6,9965,1984,2020,null,null,"Y","Distillate Fuel Oil",{"$nulls":13},1.64976,1.64976,1.64976,1.64976]
["New York University Central Plant","54808_G_D6",54808,"G","D6",null,"Combustion Turbine","IC Engine","NY_Z_J","New York",36,"New York",61,"36061",0.6,9965,1984,2020,null,null,"Y","Distillate Fuel Oil",{"$nulls":13},1.64976,1.64976,1.64976,1.64976]
["New York University Central Plant","54808_G_D7",54808,"G","D7",null,"Combustion Turbine","IC Engine","NY_Z_J","New York",36,"New York",61,"36061",0.6,9965,1984,2020,null,null,"Y","Distillate Fuel Oil",{"$nulls":13},1.64976,1.64976,1.64976,1.64976]
["New York University Central Plant","54808_G_DI",54808,"G","DI",null,"Combustion Turbine","IC Engine","NY_Z_J","New York",36,"New York",61,"36061",0.6,9965,1984,2020,null,null,"Y","Distillate Fuel Oil",{"$nulls":13},1.64976,1.64976,1.64976,1.64976]
["Tajiguas Plant","55603_G_UNT1",55603,"G","UNT1",null,"Landfill Gas",null,"WECC_SCE","California",6,"Santa Barbara",83,"06083",2.7,13500,2000,2020,null,null,"N","Landfill Gas",{"$nulls":13},0.22117,0.22117,0.22117,0.22117]
["Foote Creek II","55608_G_GEN1",55608,"G","GEN1",null,"Onshore Wind",null,"WECC_WY","Wyoming",56,"Albany",1,"56001",1.8,0,1999,2020,null,null,"N","Wind",{"$nulls":13},0,0,0,0]
["Foote Creek III","55609_G_GEN1",55609,"G","GEN1",null,"Onshore Wind",null,"WECC_WY","Wyoming",56,"Albany",1,"56001",24.8,0,1999,2020,null,null,"N","Wind",{"$nulls":13},0,0,0,0]
["Foote Creek IV","55610_G_GEN1",55610,"G","GEN1",null,"Onshore Wind",null,"WECC_WY","Wyoming",56,"Carbon",7,"56007",16.8,0,2000,2020,null,null,"N","Wind",{"$nulls":13},0,0,0,0]
["Countyside Genco LLC","55773_G_CS10",55773,"G","CS10",null,"Landfill Gas",null,"PJM_COMD","Illinois",17,"Lake",97,"17097",2,20053,2012,2020,null,null,"N","Landfill Gas",{"$nulls":13},0.22117,0.22117,0.22117,0.22117]
["Countyside Genco LLC","55773_G_CS7",55773,"G","CS7",null,"Landfill Gas",null,"PJM_COMD","Illinois",17,"Lake",97,"17097",2,20053,2012,2020,null,null,"N","Landfill Gas",{"$nulls":13},0.22117,0.22117,0.22117,0.22117]
["Countyside Genco LLC","55773_G_CS8",55773,"G","CS8",null,"Landfill Gas",null,"PJM_COMD","Illinois",17,"Lake",97,"17097",2,20053,2012,2020,null,null,"N","Landfill Gas",{"$nulls":13},0.22117,0.22117,0.22117,0.22117]
["Countyside Genco LLC","55773_G_CS9",55773,"G","CS9",null,"Landfill Gas",null,"PJM_COMD","Illinois",17,"Lake",97,"17097",2,20053,2012,2020,null,null,"N","Landfill Gas",{"$nulls":13},0.22117,0.22117,0.22117,0.22117]
["Alliant SBD 9901 Wells Fargo","56074_G_01",56074,"G","01",null,"Combustion Turbine","IC Engine","MIS_IA","Iowa",19,"Linn",113,"19113",1.1,25000,2000,2020,null,null,"N","Distillate Fuel Oil",{"$nulls":12},2.5,1.64976,1.64976,1.64976,1.64976]
["Skyline Gas Recovery","56528_G_GEN1",56528,"G","GEN1",null,"Landfill Gas",null,"ERC_REST","Texas",48,"Dallas",113,"48113",1.6,13500,2007,2019,null,null,"N","Landfill Gas",{"$nulls":13},0.22117,0.22117,0.22117,0.22117]
["Skyline Gas Recovery","56528_G_GEN2",56528,"G","GEN2",null,"Landfill Gas",null,"ERC_REST","Texas",48,"Dallas",113,"48113",1.6,13500,2007,2019,null,null,"N","Landfill Gas",{"$nulls":13},0.22117,0.22117,0.22117,0.22117]
["Skyline Gas Recovery","56528_G_GEN3",56528,"G","GEN3",null,"Landfill Gas",null,"ERC_REST","Texas",48,"Dallas",113,"48113",1.6,13500,2007,2019,null,null,"N","Landfill Gas",{"$nulls":13},0.22117,0.22117,0.22117,0.22117]
["Skyline Gas Recovery","56528_G_GEN4",56528,"G","GEN4",null,"Landfill Gas",null,"ERC_REST","Texas",48,"Dallas",113,"48113",1.6,13500,2007,2019,null,null,"N","Landfill Gas",{"$nulls":13},0.22117,0.22117,0.22117,0.22117]
["Sonoma County Fuel Cell","57793_G_FC-1",57793,"G","FC-1",null,"Fuel Cell",null,"WEC_CALN","California",6,"Sonoma",97,"06097",1.4,6432,2010,2020,null,null,"Y","Natural Gas",{"$nulls":13},0,0,0,0]
["Tulsa LFG LLC","57828_G_GEN1",57828,"G","GEN1",null,"Landfill Gas",null,"SPP_WEST","Oklahoma",40,"Osage",113,"40113",1.4,13500,2013,2021,null,null,"N","Landfill Gas",{"$nulls":13},0.22117,0.22117,0.22117,0.22117]
["Glendale Energy Power Plant","57829_G_GLEN1",57829,"G","GLEN1",null,"Landfill Gas",null,"WECC_AZ","Arizona",4,"Maricopa",13,"04013",1.4,13500,2010,2019,null,null,"N","Landfill Gas",{"$nulls":13},0.22117,0.22117,0.22117,0.22117]
["Glendale Energy Power Plant","57829_G_GLEN2",57829,"G","GLEN2",null,"Landfill Gas",null,"WECC_AZ","Arizona",4,"Maricopa",13,"04013",1.4,13500,2010,2019,null,null,"N","Landfill Gas",{"$nulls":13},0.22117,0.22117,0.22117,0.22117]
["Holsum Elm Dairy","58663_G_GEN1",58663,"G","GEN1",null,"Non-Fossil Waste",null,"MIS_WUMS","Wisconsin",55,"Calumet",15,"55015",0.6,8748,2006,2019,null,null,"Y","Non-Fossil Waste",{"$nulls":13},0,0,0,0]
["Holsum Elm Dairy","58663_G_GEN2",58663,"G","GEN2",null,"Non-Fossil Waste",null,"MIS_WUMS","Wisconsin",55,"Calumet",15,"55015",0.6,8748,2006,2019,null,null,"Y","Non-Fossil Waste",{"$nulls":13},0,0,0,0]
["SC 1 Data Center, Phase 2","59074_G_EG8A",59074,"G","EG8A",null,"Combustion Turbine","IC Engine","WEC_CALN","California",6,"Santa Clara",85,"06085",2.2,13469,2011,2020,null,null,"N","Distillate Fuel Oil",{"$nulls":13},0.05841,0.05841,0.05841,0.05841]
["Harvest Power Orlando","59151_G_CHP 1",59151,"G","CHP 1",null,"Non-Fossil Waste",null,"FRCC","Florida",12,"Orange",95,"12095",1.6,9634,2013,2020,null,null,"Y","Non-Fossil Waste",{"$nulls":13},0,0,0,0]
["Harvest Power Orlando","59151_G_CHP 2",59151,"G","CHP 2",null,"Non-Fossil Waste",null,"FRCC","Florida",12,"Orange",95,"12095",1.6,9634,2013,2020,null,null,"Y","Non-Fossil Waste",{"$nulls":13},0,0,0,0]
["Glades Pike Generation Plant","59759_G_SOLAR",59759,"G","SOLAR",null,"Landfill Gas",null,"PJM_PENE","Pennsylvania",42,"Somerset",111,"42111",1.5,14103,2011,2021,null,null,"N","Landfill Gas",{"$nulls":13},0.22117,0.22117,0.22117,0.22117]
["MESA 2","60021_G_MESA2",60021,"G","MESA2",null,"Energy Storage",null,"WECC_PNW","Washington",53,"Snohomish",61,"53061",2.2,0,2017,2020,null,null,"N","Energy Storage",{"$nulls":13},0,0,0,0]
["Pacific Ethanol Stockton Cogen Plant","61027_G_PESCT",61027,"G","PESCT",null,"Combustion Turbine",null,"WEC_CALN","California",6,"San Joaquin",77,"06077",3.6,12369,2016,2019,null,null,"N","Natural Gas",{"$nulls":13},0.011,0.011,0.011,0.011]
["Holsum Irish Dairy","62019_G_GEN 1",62019,"G","GEN 1",null,"Non-Fossil Waste",null,"MIS_WUMS","Wisconsin",55,"Calumet",15,"55015",0.5,11084,2001,2020,null,null,"N","Non-Fossil Waste",{"$nulls":13},0,0,0,0]
["Holsum Irish Dairy","62019_G_GEN 2",62019,"G","GEN 2",null,"Non-Fossil Waste",null,"MIS_WUMS","Wisconsin",55,"Calumet",15,"55015",0.5,11084,2001,2020,null,null,"N","Non-Fossil Waste",{"$nulls":13},0,0,0,0]
["Dynegy Oakland Power Plant","6211_G_GEN2",6211,"G","GEN2",null,"Combustion Turbine",null,"WEC_CALN","California",6,"Alameda",1,"06001",55,14765,1978,2021,null,null,"N","Distillate Fuel Oil",{"$nulls":12},0.74,0.8253,0.8253,0.8253,0.8253]
["Greg Avenue","6643_G_1",6643,"G","1",null,"Hydro",null,"WEC_LADW","California",6,"Los Angeles",37,"06037",1,0,1979,2019,null,null,"N","Hydro",{"$nulls":13},0,0,0,0]
["Florence","7337_G_1",7337,"G","1",null,"Combustion Turbine",null,"NENGREST","Vermont",50,"Rutland",21,"50021",3,19558,1992,2013,null,null,"N","Distillate Fuel Oil",{"$nulls":12},0.3,1.01005,1.01005,1.01005,1.01005]
["Florence","7337_G_2",7337,"G","2",null,"Combustion Turbine",null,"NENGREST","Vermont",50,"Rutland",21,"50021",2.9,19558,1992,2013,null,null,"N","Distillate Fuel Oil",{"$nulls":12},0.3,1.01005,1.01005,1.01005,1.01005]
["MEPI GT Facility","7858_G_1",7858,"G","1",3322,"Combustion Turbine",null,"S_C_TVA","Illinois",17,"Massac",127,"17127",55,13467,1974,2022,null,null,"N","Natural Gas",{"$nulls":3},"H2O",{"$nulls":8},1,0.12833,0.12833,0.12833,0.12833]
["MEPI GT Facility","7858_G_2",7858,"G","2",3323,"Combustion Turbine",null,"S_C_TVA","Illinois",17,"Massac",127,"17127",55,13471,1974,2022,null,null,"N","Natural Gas",{"$nulls":3},"H2O",{"$nulls":8},1,0.12912,0.12912,0.12912,0.12912]
["MEPI GT Facility","7858_G_3",7858,"G","3",3324,"Combustion Turbine",null,"S_C_TVA","Illinois",17,"Massac",127,"17127",55,13471,1974,2022,null,null,"N","Natural Gas",{"$nulls":3},"H2O",{"$nulls":8},1,0.12608,0.12608,0.12608,0.12608]
["MEPI GT Facility","7858_G_4",7858,"G","4",3325,"Combustion Turbine",null,"S_C_TVA","Illinois",17,"Massac",127,"17127",37,13471,2000,2022,null,null,"N","Natural Gas",{"$nulls":3},"H2O",{"$nulls":8},1,0.12094,0.12094,0.12094,0.12094]
["MEPI GT Facility","7858_G_5",7858,"G","5",3326,"Combustion Turbine",null,"S_C_TVA","Illinois",17,"Massac",127,"17127",37,13471,2000,2022,null,null,"N","Natural Gas",{"$nulls":3},"H2O",{"$nulls":8},1,0.13077,0.13077,0.13077,0.13077]
["Auburn State Street","8009_G_1",8009,"G","1",null,"Combustion Turbine",null,"NY_Z_C&E","New York",36,"Cayuga",11,"36011",5.3,25000,2000,2019,null,null,"N","Natural Gas",{"$nulls":12},1.053,0.23894,0.23894,0.23894,0.23894]
["Fairfield","940_G_IC5",940,"G","IC5",null,"Combustion Turbine","IC Engine","MIS_IL","Illinois",17,"Wayne",191,"17191",2.4,10745,1967,2020,null,null,"N","Distillate Fuel Oil",{"$nulls":12},1,1.64976,1.64976,1.64976,1.64976]
["Fairfield","940_G_IC6",940,"G","IC6",null,"Combustion Turbine","IC Engine","MIS_IL","Illinois",17,"Wayne",191,"17191",2.4,10745,1967,2020,null,null,"N","Distillate Fuel Oil",{"$nulls":12},1,1.64976,1.64976,1.64976,1.64976]
["Fairfield","940_G_IC7",940,"G","IC7",null,"Combustion Turbine","IC Engine","MIS_IL","Illinois",17,"Wayne",191,"17191",2.7,10745,1979,2020,null,null,"N","Distillate Fuel Oil",{"$nulls":12},1,1.64976,1.64976,1.64976,1.64976]
["CPI USA NC Southport","10378_B_1A",10378,"B","1A",9907,"Biomass",null,"S_VACA","North Carolina",37,"Brunswick",19,"37019",16,5867,1987,2021,"stoker/SPR","dry","Y","Biomass",{"$nulls":3},"OFA",{"$nulls":3},"B","NA",{"$nulls":3},1.47,0.2413,0.2413,0.2413,0.2413,0.11,0.27,1]
["CPI USA NC Southport","10378_B_1B",10378,"B","1B",9908,"Biomass",null,"S_VACA","North Carolina",37,"Brunswick",19,"37019",16,5867,1987,2021,"stoker/SPR","dry","Y","Biomass",{"$nulls":3},"OFA",{"$nulls":3},"B","NA",{"$nulls":3},1.47,0.23939,0.23939,0.23939,0.23939,0.11,0.27,1]
["CPI USA NC Southport","10378_B_1C",10378,"B","1C",9909,"Biomass",null,"S_VACA","North Carolina",37,"Brunswick",19,"37019",16,5867,1987,2021,"stoker/SPR","dry","Y","Biomass",{"$nulls":3},"OFA",{"$nulls":3},"B","NA",{"$nulls":3},1.47,0.24269,0.24269,0.24269,0.24269,0.11,0.27,1]
["CPI USA NC Southport","10378_B_2A",10378,"B","2A",9910,"Biomass",null,"S_VACA","North Carolina",37,"Brunswick",19,"37019",16,5867,1987,2021,"stoker/SPR","dry","Y","Biomass",{"$nulls":3},"OFA",{"$nulls":3},"B","NA",{"$nulls":3},1.47,0.21863,0.21863,0.21863,0.21863,0.11,0.27,1]
["CPI USA NC Southport","10378_B_2B",10378,"B","2B",9911,"Biomass",null,"S_VACA","North Carolina",37,"Brunswick",19,"37019",16,5867,1987,2021,"stoker/SPR","dry","Y","Biomass",{"$nulls":3},"OFA",{"$nulls":3},"B","NA",{"$nulls":3},1.47,0.21645,0.21645,0.21645,0.21645,0.11,0.27,1]
["CPI USA NC Southport","10378_B_2C",10378,"B","2C",9912,"Biomass",null,"S_VACA","North Carolina",37,"Brunswick",19,"37019",16,5867,1987,2021,"stoker/SPR","dry","Y","Biomass",{"$nulls":3},"OFA",{"$nulls":3},"B","NA",{"$nulls":3},1.47,0.22,0.22,0.22,0.22,0.11,0.27,1]
["CPI USA NC Roxboro","10379_B_1A",10379,"B","1A",9913,"Biomass",null,"S_VACA","North Carolina",37,"Person",145,"37145",15.7,13823,1987,2021,"stoker/SPR",null,"N","Biomass",{"$nulls":3},"OFA",{"$nulls":3},"B","NA",{"$nulls":3},2.3,0.20772,0.20772,0.20772,0.20772]
["CPI USA NC Roxboro","10379_B_1B",10379,"B","1B",9914,"Biomass",null,"S_VACA","North Carolina",37,"Person",145,"37145",15.7,13823,1987,2021,"stoker/SPR",null,"N","Biomass",{"$nulls":3},"OFA",{"$nulls":3},"B","NA",{"$nulls":3},2.3,0.20736,0.20736,0.20736,0.20736]
["CPI USA NC Roxboro","10379_B_1C",10379,"B","1C",9915,"Biomass",null,"S_VACA","North Carolina",37,"Person",145,"37145",15.7,13823,1987,2021,"stoker/SPR",null,"N","Biomass",{"$nulls":3},"OFA",{"$nulls":3},"B","NA",{"$nulls":3},2.3,0.20896,0.20896,0.20896,0.20896]
["Riverside","1081_B_9",1081,"B","9",753,"O/G Steam",null,"MIS_MIDA","Iowa",19,"Scott",163,"19163",107,10784,1961,2021,"tangential","dry","N","Natural Gas",{"$nulls":3},"LNC2",{"$nulls":8},0.006,0.15721,0.15721,0.15721,0.15721]
["G G Allen","2718_B_2",2718,"B","2",1844,"Coal Steam",null,"S_VACA","North Carolina",37,"Gaston",71,"37071",162,10779,1957,2022,"tangential","dry","N","Bituminous","Wet Scrubber",2009,0.95,"LNC3","SNCR",null,2008,"ESPC","No",{"$nulls":3},0.12,0.30292,0.22555,0.30292,0.22555,0.05,0.1,0.56,0.99]
["G G Allen","2718_B_3",2718,"B","3",1845,"Coal Steam",null,"S_VACA","North Carolina",37,"Gaston",71,"37071",258,10448,1959,2021,"tangential","dry","N","Bituminous","Wet Scrubber",2009,0.95,"LNC3","SNCR",null,2005,"ESPC","Yes",{"$nulls":3},0.063,0.30097,0.29814,0.30097,0.29814,0.05,0.1,0.56,0.99]
["G G Allen","2718_B_4",2718,"B","4",1846,"Coal Steam",null,"S_VACA","North Carolina",37,"Gaston",71,"37071",257,10526,1960,2022,"tangential","dry","N","Bituminous","Wet Scrubber",2009,0.95,"LNC3","SNCR",null,2006,"ESPC","Yes","ACI",2016,null,0.062,0.30573,0.3019,0.30573,0.3019,0.05,0.1,0.1,0.99]
["Pirkey","7902_B_1",7902,"B","1",3360,"Coal Steam",null,"SPP_WEST","Texas",48,"Harrison",203,"48203",721,10533,1985,2023,"wall","dry","N","Lignite, Subbituminous","Wet Scrubber",1985,0.85,"LNB + LNBO + OFA",{"$nulls":3},"ESPC","Yes","ACI",2015,null,1.2,0.16155,0.16155,0.16155,0.16155,0.1,0.1,0.1,0.9]
["Ottawa","1316_G_GT1",1316,"G","GT1",null,"Combustion Turbine",null,"SPP_N","Kansas",20,"Franklin",59,"20059",8,25000,1967,2020,null,null,"N","Natural Gas",{"$nulls":13},0.55023,0.55023,0.55023,0.55023]
["Stockton","1327_G_4",1327,"G","4",null,"Combustion Turbine","IC Engine","SPP_N","Kansas",20,"Rooks",163,"20163",0.5,12283,1951,2020,null,null,"N","Natural Gas, Distillate Fuel Oil",{"$nulls":12},3,1.06095,1.06095,1.06095,1.06095]
["Hutchinson Plant #1","1980_G_8",1980,"G","8",null,"Combined Cycle",null,"MIS_MNWI","Minnesota",27,"McLeod",85,"27085",13,10605,1971,2019,null,null,"N","Natural Gas",{"$nulls":13},0.23977,0.23977,0.23977,0.23977]
["Ravenswood","2500_G_GT9",2500,"G","GT9",null,"Combustion Turbine",null,"NY_Z_J","New York",36,"Queens",81,"36081",16.3,16213,1969,2020,null,null,"N","Natural Gas, Distillate Fuel Oil",{"$nulls":12},0.316,0.36764,0.36764,0.36764,0.36764]
["West Babylon","2521_G_4",2521,"G","4",1753,"Combustion Turbine",null,"NY_Z_K","New York",36,"Suffolk",103,"36103",49.7,15764,1971,2020,null,null,"N","Distillate Fuel Oil",{"$nulls":12},1.053,0.38759,0.38759,0.38759,0.38759]
["TalenEnergy Martins Creek LLC Harwood","3144_G_CTG1",3144,"G","CTG1",null,"Combustion Turbine",null,"PJM_WMAC","Pennsylvania",42,"Luzerne",79,"42079",13.5,16620,1967,2022,null,null,"N","Distillate Fuel Oil",{"$nulls":12},1.315,0.41347,0.41347,0.41347,0.41347]
["TalenEnergy Martins Creek LLC Harwood","3144_G_CTG2",3144,"G","CTG2",null,"Combustion Turbine",null,"PJM_WMAC","Pennsylvania",42,"Luzerne",79,"42079",13.5,16642,1967,2022,null,null,"N","Distillate Fuel Oil",{"$nulls":12},1.315,0.41347,0.41347,0.41347,0.41347]
["TalenEnergy Martins Creek","3148_G_CTG4",3148,"G","CTG4",null,"Combustion Turbine",null,"PJM_WMAC","Pennsylvania",42,"Northampton",95,"42095",18,15991,1971,2022,null,null,"N","Natural Gas",{"$nulls":12},1.315,0.18686,0.18686,0.18686,0.18686]
["Sam Rayburn","3631_G_1",3631,"G","1",null,"Combustion Turbine",null,"ERC_REST","Texas",48,"Victoria",469,"48469",10.5,25000,1963,2021,null,null,"N","Natural Gas, Distillate Fuel Oil",{"$nulls":12},3,0.47388,0.47388,0.47388,0.47388]
["Sam Rayburn","3631_G_2",3631,"G","2",null,"Combustion Turbine",null,"ERC_REST","Texas",48,"Victoria",469,"48469",11.5,25000,1963,2021,null,null,"N","Natural Gas, Distillate Fuel Oil",{"$nulls":12},3,0.47388,0.47388,0.47388,0.47388]
["Center","491_G_3",491,"G","3",null,"Combustion Turbine","IC Engine","WECC_CO","Colorado",8,"Saguache",109,"08109",0.5,12283,1963,2021,null,null,"N","Distillate Fuel Oil",{"$nulls":12},1.2,1.64976,1.64976,1.64976,1.64976]
["Center","491_G_5",491,"G","5",null,"Combustion Turbine","IC Engine","WECC_CO","Colorado",8,"Saguache",109,"08109",1,12283,1959,2021,null,null,"N","Distillate Fuel Oil",{"$nulls":12},1.2,1.64976,1.64976,1.64976,1.64976]
["Newgulf Cogen","50137_G_GEN1",50137,"G","GEN1",3640,"Combustion Turbine",null,"ERC_REST","Texas",48,"Wharton",481,"48481",69,13823,1984,2020,null,null,"N","Natural Gas",{"$nulls":12},3,0.28653,0.28653,0.28653,0.28653]
["Sanford Dam","50157_G_1",50157,"G","1",null,"Hydro",null,"MIS_LMI","Michigan",26,"Midland",111,"26111",1.2,0,1923,2020,null,null,"N","Hydro",{"$nulls":13},0,0,0,0]
["Sanford Dam","50157_G_2",50157,"G","2",null,"Hydro",null,"MIS_LMI","Michigan",26,"Midland",111,"26111",1.2,0,1923,2020,null,null,"N","Hydro",{"$nulls":13},0,0,0,0]
["Sanford Dam","50157_G_3",50157,"G","3",null,"Hydro",null,"MIS_LMI","Michigan",26,"Midland",111,"26111",1.2,0,1923,2020,null,null,"N","Hydro",{"$nulls":13},0,0,0,0]
["Edenville","50158_G_1",50158,"G","1",null,"Hydro",null,"MIS_LMI","Michigan",26,"Gladwin",51,"26051",2.4,0,1923,2018,null,null,"N","Hydro",{"$nulls":13},0,0,0,0]
["Edenville","50158_G_2",50158,"G","2",null,"Hydro",null,"MIS_LMI","Michigan",26,"Gladwin",51,"26051",2.4,0,1923,2018,null,null,"N","Hydro",{"$nulls":13},0,0,0,0]
["Secord","50159_G_1",50159,"G","1",null,"Hydro",null,"MIS_LMI","Michigan",26,"Gladwin",51,"26051",1.2,0,1923,2020,null,null,"N","Hydro",{"$nulls":13},0,0,0,0]
["Smallwood","50160_G_1",50160,"G","1",null,"Hydro",null,"MIS_LMI","Michigan",26,"Gladwin",51,"26051",1.2,0,1923,2020,null,null,"N","Hydro",{"$nulls":13},0,0,0,0]
["Elmwood Park Power LLC","50852_G_GEN1",50852,"G","GEN1",3698,"Combined Cycle",null,"PJM_EMAC","New Jersey",34,"Bergen",3,"34003",52.1,10097,1989,2021,null,null,"N","Natural Gas",{"$nulls":3},"H2O",{"$nulls":9},0.04584,0.04584,0.04584,0.04584]
["Elmwood Park Power LLC","50852_G_GEN2",50852,"G","GEN2",3698,"Combined Cycle",null,"PJM_EMAC","New Jersey",34,"Bergen",3,"34003",17.9,10097,1989,2021,null,null,"N","Natural Gas",{"$nulls":3},"H2O",{"$nulls":9},0.04584,0.04584,0.04584,0.04584]
["Franklin Heating Station","54224_G_DG6",54224,"G","DG6",null,"Combustion Turbine","IC Engine","MIS_MNWI","Minnesota",27,"Olmsted",109,"27109",2.3,14286,1982,2021,null,null,"N","Natural Gas, Distillate Fuel Oil",{"$nulls":13},1.06095,1.06095,1.06095,1.06095]
["Franklin Heating Station","54224_G_DG7",54224,"G","DG7",null,"Combustion Turbine","IC Engine","MIS_MNWI","Minnesota",27,"Olmsted",109,"27109",2.3,14286,1982,2021,null,null,"N","Natural Gas, Distillate Fuel Oil",{"$nulls":13},1.06095,1.06095,1.06095,1.06095]
["York Generation Company LLC","54693_G_GT#1",54693,"G","GT#1",null,"Combined Cycle",null,"PJM_WMAC","Pennsylvania",42,"York",133,"42133",7.3,10130,1989,2021,null,null,"N","Natural Gas",{"$nulls":13},0.11862,0.11862,0.11862,0.11862]
["York Generation Company LLC","54693_G_GT#2",54693,"G","GT#2",null,"Combined Cycle",null,"PJM_WMAC","Pennsylvania",42,"York",133,"42133",7.3,10130,1989,2021,null,null,"N","Natural Gas",{"$nulls":13},0.11862,0.11862,0.11862,0.11862]
["York Generation Company LLC","54693_G_GT#5",54693,"G","GT#5",null,"Combined Cycle",null,"PJM_WMAC","Pennsylvania",42,"York",133,"42133",7.3,10130,1989,2021,null,null,"N","Natural Gas",{"$nulls":13},0.11862,0.11862,0.11862,0.11862]
["York Generation Company LLC","54693_G_GT#6",54693,"G","GT#6",null,"Combined Cycle",null,"PJM_WMAC","Pennsylvania",42,"York",133,"42133",7.3,10130,1989,2021,null,null,"N","Natural Gas",{"$nulls":13},0.11862,0.11862,0.11862,0.11862]
["York Generation Company LLC","54693_G_ST#1",54693,"G","ST#1",null,"Combined Cycle",null,"PJM_WMAC","Pennsylvania",42,"York",133,"42133",8.4,10130,1989,2021,null,null,"N","Natural Gas",{"$nulls":3},"LNB",{"$nulls":9},0.11862,0.11862,0.11862,0.11862]
["York Generation Company LLC","54693_G_ST#2",54693,"G","ST#2",null,"Combined Cycle",null,"PJM_WMAC","Pennsylvania",42,"York",133,"42133",8.4,10130,1989,2021,null,null,"N","Natural Gas",{"$nulls":3},"LNB",{"$nulls":9},0.11862,0.11862,0.11862,0.11862]
["Yellowhammer Gas Plant","54730_G_701",54730,"G","701",null,"Combustion Turbine",null,"S_SOU","Alabama",1,"MOBILE",97,"01097",3,12369,1992,2021,null,null,"N","Natural Gas",{"$nulls":12},1.8,0.23894,0.23894,0.23894,0.23894]
["NRG Sterlington Power","55099_G_01",55099,"G","01",null,"Combustion Turbine",null,"MIS_LA","Louisiana",22,"Ouachita",73,"22073",24,18571,2000,2020,null,null,"N","Natural Gas",{"$nulls":12},0.01,0.23894,0.23894,0.23894,0.23894]
["NRG Sterlington Power","55099_G_02",55099,"G","02",null,"Combustion Turbine",null,"MIS_LA","Louisiana",22,"Ouachita",73,"22073",22,16213,2000,2020,null,null,"N","Natural Gas",{"$nulls":12},0.01,0.23894,0.23894,0.23894,0.23894]
["NRG Sterlington Power","55099_G_04",55099,"G","04",null,"Combustion Turbine",null,"MIS_LA","Louisiana",22,"Ouachita",73,"22073",23,18572,2001,2020,null,null,"N","Natural Gas",{"$nulls":12},0.01,0.23894,0.23894,0.23894,0.23894]
["NRG Sterlington Power","55099_G_06",55099,"G","06",null,"Combustion Turbine",null,"MIS_LA","Louisiana",22,"Ouachita",73,"22073",18,18571,2001,2020,null,null,"N","Natural Gas",{"$nulls":12},0.01,0.23894,0.23894,0.23894,0.23894]
["NRG Sterlington Power","55099_G_07",55099,"G","07",null,"Combustion Turbine",null,"MIS_LA","Louisiana",22,"Ouachita",73,"22073",16,18571,2001,2020,null,null,"N","Natural Gas",{"$nulls":12},0.01,0.23894,0.23894,0.23894,0.23894]
["NRG Sterlington Power","55099_G_09",55099,"G","09",null,"Combustion Turbine",null,"MIS_LA","Louisiana",22,"Ouachita",73,"22073",16,18571,2000,2020,null,null,"N","Natural Gas",{"$nulls":12},0.01,0.23894,0.23894,0.23894,0.23894]
["NRG Sterlington Power","55099_G_10",55099,"G","10",null,"Combustion Turbine",null,"MIS_LA","Louisiana",22,"Ouachita",73,"22073",16,18571,2000,2020,null,null,"N","Natural Gas",{"$nulls":12},0.01,0.23894,0.23894,0.23894,0.23894]
["NECCO Co-Generation","55999_G_GEN1",55999,"G","GEN1",null,"Combustion Turbine","IC Engine","NENGREST","Massachusetts",25,"Suffolk",25,"25025",2.8,8700,2004,2018,null,null,"Y","Natural Gas",{"$nulls":4},"SCR",{"$nulls":7},0.789,0.39545,0.07909,0.39545,0.07909]
["NECCO Co-Generation","55999_G_GEN2",55999,"G","GEN2",null,"Combustion Turbine","IC Engine","NENGREST","Massachusetts",25,"Suffolk",25,"25025",2.8,8700,2004,2018,null,null,"Y","Natural Gas",{"$nulls":4},"SCR",{"$nulls":7},0.789,0.39545,0.07909,0.39545,0.07909]
["WPPI Hartford DG","56266_G_1",56266,"G","1",null,"Combustion Turbine","IC Engine","MIS_WUMS","Wisconsin",55,"Washington",131,"55131",1.1,10745,2005,2020,null,null,"N","Distillate Fuel Oil",{"$nulls":12},3,1.64976,1.64976,1.64976,1.64976]
["Danville Westover Plant","56365_G_GEN1",56365,"G","GEN1",null,"Combustion Turbine","IC Engine","PJM_Dom","Virginia",51,"Danville City",590,"51590",1.2,10745,2005,2020,null,null,"N","Distillate Fuel Oil",{"$nulls":12},2.64,1.64976,1.64976,1.64976,1.64976]
["Bos Dairy, LLC","57625_G_BOS3",57625,"G","BOS3",null,"Combustion Turbine","IC Engine","MIS_INKY","Indiana",18,"Jasper",73,"18073",0.3,11686,2011,2020,null,null,"N","Natural Gas",{"$nulls":13},1.06095,1.06095,1.06095,1.06095]
["DOE Golden NWTC Research Side","57693_G_GAMES",57693,"G","GAMES",null,"Onshore Wind",null,"WECC_CO","Colorado",8,"Jefferson",59,"08059",2,0,2011,2021,null,null,"N","Wind",{"$nulls":13},0,0,0,0]
["DOE Golden NWTC Research Side","57693_G_GEDOE",57693,"G","GEDOE",null,"Onshore Wind",null,"WECC_CO","Colorado",8,"Jefferson",59,"08059",1.5,0,2010,2021,null,null,"N","Wind",{"$nulls":13},0,0,0,0]
["DOE Golden NWTC Research Side","57693_G_SIEM",57693,"G","SIEM",null,"Onshore Wind",null,"WECC_CO","Colorado",8,"Jefferson",59,"08059",2.3,0,2010,2021,null,null,"N","Wind",{"$nulls":13},0,0,0,0]
["Coca Cola American Canyon","57807_G_COK01",57807,"G","COK01",null,"Fuel Cell",null,"WEC_CALN","California",6,"Napa",55,"06055",1,9418,2011,2020,null,null,"N","Natural Gas",{"$nulls":13},0,0,0,0]
["North Hollywood","57854_G_2T1",57854,"G","2T1",null,"Hydro",null,"WEC_LADW","California",6,"Los Angeles",37,"06037",1.2,0,1993,2021,null,null,"N","Hydro",{"$nulls":13},0,0,0,0]
["North Hollywood","57854_G_2T2",57854,"G","2T2",null,"Hydro",null,"WEC_LADW","California",6,"Los Angeles",37,"06037",1.2,0,1993,2021,null,null,"N","Hydro",{"$nulls":13},0,0,0,0]
["UNC-CH LFG Facility","58268_G_LFG1",58268,"G","LFG1",null,"Landfill Gas",null,"S_VACA","North Carolina",37,"Orange",135,"37135",1,14103,2013,2020,null,null,"N","Landfill Gas",{"$nulls":13},0.22117,0.22117,0.22117,0.22117]
["Simonds","58945_G_GEN 1",58945,"G","GEN 1",null,"Combustion Turbine","IC Engine","NENGREST","Massachusetts",25,"Middlesex",17,"25017",0.6,8700,2011,2019,null,null,"Y","Natural Gas",{"$nulls":13},1.97725,1.97725,1.97725,1.97725]
["Simonds","58945_G_GEN 2",58945,"G","GEN 2",null,"Combustion Turbine","IC Engine","NENGREST","Massachusetts",25,"Middlesex",17,"25017",0.6,8700,2011,2019,null,null,"Y","Natural Gas",{"$nulls":13},1.97725,1.97725,1.97725,1.97725]
["Simonds","58945_G_GEN 3",58945,"G","GEN 3",null,"Combustion Turbine","IC Engine","NENGREST","Massachusetts",25,"Middlesex",17,"25017",0.6,8700,2011,2019,null,null,"Y","Natural Gas",{"$nulls":13},1.97725,1.97725,1.97725,1.97725]
["Pine Tree Landfill Gas to Energy","58993_G_3201",58993,"G","3201",null,"Landfill Gas",null,"NENG_ME","Maine",23,"Penobscot",19,"23019",0.9,13500,2008,2020,null,null,"N","Landfill Gas",{"$nulls":13},0.22117,0.22117,0.22117,0.22117]
["Pine Tree Landfill Gas to Energy","58993_G_3202",58993,"G","3202",null,"Landfill Gas",null,"NENG_ME","Maine",23,"Penobscot",19,"23019",0.9,13500,2008,2021,null,null,"N","Landfill Gas",{"$nulls":13},0.22117,0.22117,0.22117,0.22117]
["Pine Tree Landfill Gas to Energy","58993_G_3203",58993,"G","3203",null,"Landfill Gas",null,"NENG_ME","Maine",23,"Penobscot",19,"23019",0.9,13500,2008,2021,null,null,"N","Landfill Gas",{"$nulls":13},0.22117,0.22117,0.22117,0.22117]
["eBay - South Jordan","59281_G_EBY00",59281,"G","EBY00",null,"Fuel Cell",null,"WECC_UT","Utah",49,"Salt Lake",35,"49035",6,7394,2013,2020,null,null,"N","Natural Gas",{"$nulls":13},0,0,0,0]
["eBay - South Jordan","59281_G_EBY03",59281,"G","EBY03",null,"Fuel Cell",null,"WECC_UT","Utah",49,"Salt Lake",35,"49035",3.8,7394,2015,2020,null,null,"N","Natural Gas",{"$nulls":13},0,0,0,0]
["NA 1(Hagerstown)","60213_G_MPSHG",60213,"G","MPSHG",null,"Energy Storage",null,"PJM_AP","Maryland",24,"Washington",43,"24043",2,0,2017,2020,null,null,"N","Energy Storage",{"$nulls":13},0,0,0,0]
["Berlin","6565_G_4A",6565,"G","4A",null,"Combustion Turbine","IC Engine","PJM_EMAC","Maryland",24,"Worcester",47,"24047",1.8,25000,2000,2020,null,null,"N","Distillate Fuel Oil",{"$nulls":12},0.3,1.64976,1.64976,1.64976,1.64976]
["Tipton","8106_G_3",8106,"G","3",null,"Combustion Turbine","IC Engine","MIS_IL","Iowa",19,"Cedar",31,"19031",1.2,11756,1971,2019,null,null,"N","Natural Gas, Distillate Fuel Oil",{"$nulls":12},1.629,1.06095,1.06095,1.06095,1.06095]
["Birchwood Power","54304_B_1A",54304,"B","1A",10104,"Coal Steam",null,"PJM_Dom","Virginia",51,"King George",99,"51099",240,10778,1996,2021,"tangential","dry","N","Bituminous","Dry Scrubber",1996,0.94,"LNB + OFA","SCR",1996,null,"B","NA",{"$nulls":3},0.1,0.09934,0.09934,0.09934,0.09934,0.05,0.1,1,0.99]
["Greater Detroit Resource Recovery","10033_B_11",10033,"B","11",null,"Municipal Solid Waste",null,"MIS_LMI","Michigan",26,"Wayne",163,"26163",21.2,8824,1988,2019,null,null,"Y","MSW","Dry Scrubber",1995,0.9,{"$nulls":4},"B","NA",{"$nulls":4},0.29769,0.29769,0.29769,0.29769,0.08,0.08,0.08]
["Greater Detroit Resource Recovery","10033_B_12",10033,"B","12",null,"Municipal Solid Waste",null,"MIS_LMI","Michigan",26,"Wayne",163,"26163",21.2,8824,1988,2019,null,null,"Y","MSW","Dry Scrubber",1993,0.891,{"$nulls":4},"B","NA",{"$nulls":4},0.29769,0.29769,0.29769,0.29769,0.08,0.08,0.08]
["Greater Detroit Resource Recovery","10033_B_13",10033,"B","13",null,"Municipal Solid Waste",null,"MIS_LMI","Michigan",26,"Wayne",163,"26163",21.2,8824,1988,2019,null,null,"Y","MSW","Dry Scrubber",1994,0.921,{"$nulls":4},"B","NA",{"$nulls":4},0.29769,0.29769,0.29769,0.29769,0.08,0.08,0.08]
["ReEnergy Ashland","10356_B_BOIL1",10356,"B","BOIL1",null,"Biomass",null,"NENG_ME","Maine",23,"Aroostook",3,"23003",37,13719,1993,2019,null,null,"N","Biomass",{"$nulls":4},"SNCR",null,null,"ESPH","No",{"$nulls":3},2.106,0.05437,0.05437,0.05437,0.05437]
["Lansing","1047_B_4",1047,"B","4",739,"Coal Steam",null,"MIS_IA","Iowa",19,"Allamakee",5,"19005",248,12042,1977,2022,"wall","dry","N","Subbituminous","Dry Scrubber",2015,0.961,"LNB + NH3","SCR",2010,null,"ESPH + B","No","ACI",2010,null,0.075,0.4151,0.0426,0.4151,0.0426,0.1,0.1,0.1,0.99]
["Cambria Cogen","10641_B_B1",10641,"B","B1",3566,"Coal Steam",null,"PJM_PENE","Pennsylvania",42,"Cambria",21,"42021",44,10702,1991,2019,"FBC","dry","Y","Waste Coal","Reagent Injection",1991,0.92,"CF","SNCR",null,1998,"B","NA",{"$nulls":3},1.2,0.15236,0.15236,0.15236,0.15236,0.01,0.01,0.01,0.98,"Yes",1991]
["Cambria Cogen","10641_B_B2",10641,"B","B2",3567,"Coal Steam",null,"PJM_PENE","Pennsylvania",42,"Cambria",21,"42021",44,10702,1991,2019,"FBC","dry","Y","Waste Coal","Reagent Injection",1991,0.92,"NH3","SNCR",null,1998,"B","NA",{"$nulls":3},1.2,0.15308,0.15308,0.15308,0.15308,0.01,0.01,0.01,0.98,"Yes",1991]
["Cholla","113_B_4",113,"B","4",65,"Coal Steam",null,"WECC_AZ","Arizona",4,"Navajo",17,"04017",380,10709,1981,2020,"tangential","dry","N","Bituminous, Subbituminous","Wet Scrubber",2008,0.94,"LNC3",{"$nulls":3},"B","NA","ACI",2016,null,0.15,0.1752,0.1752,0.1752,0.1752,0.05,0.1,0.1,0.99,{"$nulls":6},"Yes"]
["Oklaunion","127_B_1",127,"B","1",81,"Coal Steam",null,"ERC_WEST","Texas",48,"Wilbarger",487,"48487",650,10658,1986,2020,"wall","dry","N","Subbituminous","Wet Scrubber",1986,0.868,"LNB",{"$nulls":3},"ESPC","No","ACI",2015,null,0.5,0.33699,0.33699,0.1987,0.1987,0.1,0.1,0.1,0.918]
["Coffeyville","1271_B_5",1271,"B","5",null,"O/G Steam",null,"SPP_N","Kansas",20,"Montgomery",125,"20125",16,13986,1997,2019,null,null,"N","Natural Gas",{"$nulls":12},3,0.23063,0.23063,0.23063,0.23063]
["Seminole (FL)","136_B_1",136,"B","1",84,"Coal Steam",null,"FRCC","Florida",12,"Putnam",107,"12107",652,9889,1984,2023,"wall","dry","N","Bituminous","Wet Scrubber",1984,0.95,"LNBO","SCR",2009,null,"ESPC","No",{"$nulls":3},0.2,0.2034,0.06303,0.2034,0.06303,0.05,0.1,0.56,0.99,{"$nulls":6},"Yes"]
["Chalk Point LLC","1571_B_1",1571,"B","1",1050,"Coal Steam",null,"PJM_SMAC","Maryland",24,"Prince Georges",33,"24033",331,11442,1964,2021,"wall","dry","N","Bituminous","Wet Scrubber",2009,0.98,"LNB + OFA","SCR",2008,null,"ESPC + B","No",{"$nulls":3},0.12,0.075,0.075,0.075,0.075,0.05,0.1,0.56,0.99]
["Chalk Point LLC","1571_B_2",1571,"B","2",1051,"Coal Steam",null,"PJM_SMAC","Maryland",24,"Prince Georges",33,"24033",336,11206,1965,2021,"wall","dry","N","Bituminous","Wet Scrubber",2009,0.98,"LNB + OFA + NH3 + other","SNCR",null,2007,"ESPC + B","No",{"$nulls":3},0.12,0.2742,0.2742,0.2742,0.2742,0.05,0.1,0.56,0.99]
["Dickerson","1572_B_1",1572,"B","1",1057,"Coal Steam",null,"PJM_SMAC","Maryland",24,"Montgomery",31,"24031",173,11757,1959,2020,"tangential","wet","N","Bituminous","Wet Scrubber",2009,0.98,"LNC2","SNCR",null,2009,"ESPC + B","No",{"$nulls":3},2.8,0.28593,0.22456,0.1469,0.11537041933340328,0.05,0.1,0.56,0.99]
["Dickerson","1572_B_2",1572,"B","2",1058,"Coal Steam",null,"PJM_SMAC","Maryland",24,"Montgomery",31,"24031",173,11814,1960,2020,"tangential","wet","N","Bituminous","Wet Scrubber",2009,0.98,"LNC2","SNCR",null,2009,"ESPC + B","No",{"$nulls":3},2.8,0.3746,0.25429,0.1469,0.1,0.05,0.1,0.56,0.99]
["Dickerson","1572_B_3",1572,"B","3",1059,"Coal Steam",null,"PJM_SMAC","Maryland",24,"Montgomery",31,"24031",173,11804,1962,2020,"tangential","wet","N","Bituminous","Wet Scrubber",2009,0.98,"LNC2","SNCR",null,2009,"ESPC + B","No",{"$nulls":3},2.8,0.28178,0.22431,0.1469,0.11693923983249345,0.05,0.1,0.56,0.99]
["GREC","165_B_1",165,"B","1",95,"O/G Steam",null,"SPP_WEST","Oklahoma",40,"Mayes",97,"40097",40,12224,1982,2020,"wall","dry","N","Natural Gas",{"$nulls":3},"OFA",{"$nulls":8},1.2,0.06581,0.06581,0.06581,0.06581]
["Columbia (MO)","2123_B_6",2123,"B","6",null,"Biomass",null,"MIS_MO","Missouri",29,"Boone",19,"29019",19,13380,1957,2016,"stoker/SPR","dry","N","Biomass",{"$nulls":3},"BOOS",{"$nulls":3},"B","NA",{"$nulls":3},8,0.37952,0.37952,0.37952,0.37952,0.11,0.27,1]
["Cayuga Operating Company","2535_B_1",2535,"B","1",1768,"Coal Steam",null,"NY_Z_C&E","New York",36,"Tompkins",109,"36109",154,11203,1955,2020,"tangential","dry","N","Bituminous","Wet Scrubber",1995,0.95,"LNC3","SCR",2001,null,"ESPC","No",{"$nulls":3},3.4,0.30148,0.15815,0.30148,0.15815,0.05,0.1,0.56,0.99]
["Cayuga Operating Company","2535_B_2",2535,"B","2",1769,"Coal Steam",null,"NY_Z_C&E","New York",36,"Tompkins",109,"36109",140,11120,1958,2020,"tangential","dry","N","Bituminous","Wet Scrubber",1995,0.95,"LNC3",{"$nulls":3},"ESPC","No","ACI",2016,null,3.4,0.21269,0.21269,0.21269,0.21269,0.05,0.1,0.1,0.99]
["Greens Bayou","3464_B_GBY5",3464,"B","GBY5",null,"O/G Steam",null,"ERC_REST","Texas",48,"Harris",201,"48201",406,11615,1973,2017,"tangential",null,"N","Natural Gas",{"$nulls":3},"BOOS + FR",{"$nulls":8},0.395,0.052,0.052,0.052,0.052]
["Knox Lee","3476_B_2",3476,"B","2",2385,"O/G Steam",null,"SPP_WEST","Texas",48,"Gregg",183,"48183",31,13884,1950,2020,"wall","dry","N","Natural Gas",{"$nulls":12},1.157,0.12022,0.12022,0.12022,0.12022]
["Knox Lee","3476_B_3",3476,"B","3",2386,"O/G Steam",null,"SPP_WEST","Texas",48,"Gregg",183,"48183",25,13630,1952,2020,"wall","dry","N","Natural Gas",{"$nulls":12},1.157,0.13008,0.13008,0.13008,0.13008]
["Lone Star","3477_B_1",3477,"B","1",2389,"O/G Steam",null,"SPP_WEST","Texas",48,"Morris",343,"48343",50,14500,1954,2020,"wall","dry","N","Natural Gas",{"$nulls":12},0.3,0.31066,0.31066,0.31066,0.31066]
["Decker Creek","3548_B_1",3548,"B","1",2454,"O/G Steam",null,"ERC_REST","Texas",48,"Travis",453,"48453",320,11369,1971,2020,"tangential",null,"N","Natural Gas",{"$nulls":3},"LNB",{"$nulls":8},1.157,0.15935,0.15935,0.15935,0.15935]
["Chesterfield","3797_B_5",3797,"B","5",2519,"Coal Steam",null,"PJM_Dom","Virginia",51,"Chesterfield",41,"51041",336,10256,1964,2023,"tangential","dry","N","Bituminous","Wet Scrubber",2011,0.97,"LNC2","SCR",2001,null,"ESPC + WS","No",{"$nulls":3},2.64,0.2878,0.05549,0.2878,0.05549,0.05,0.1,0.56,0.99]
["Chesterfield","3797_B_6",3797,"B","6",2520,"Coal Steam",null,"PJM_Dom","Virginia",51,"Chesterfield",41,"51041",670,10217,1969,2023,"tangential","dry","N","Bituminous","Wet Scrubber",2008,0.97,"LNC3","SCR",2001,null,"ESPC + B + WS","No",{"$nulls":3},2.64,0.4131,0.06042,0.4131,0.06042,0.05,0.1,0.56,0.99]
["Possum Point","3804_B_5",3804,"B","5",2529,"O/G Steam",null,"PJM_Dom","Virginia",51,"Prince William",153,"51153",786,11467,1975,2020,"tangential",null,"N","Residual Fuel Oil",{"$nulls":3},"OFA + other","SNCR",null,null,"C","NA",{"$nulls":3},0.8,0.18581,0.03553,0.18581,0.03553]
["Yorktown","3809_B_3",3809,"B","3",2532,"O/G Steam",null,"PJM_Dom","Virginia",51,"York",199,"51199",790,11273,1974,2023,"tangential","dry","N","Residual Fuel Oil",{"$nulls":3},"other","SNCR",null,null,"C","NA",{"$nulls":3},2.64,0.1951,0.01892,0.1951,0.01892]
["Edgewater","4050_B_5",4050,"B","5",2600,"Coal Steam",null,"MIS_WUMS","Wisconsin",55,"Sheboygan",117,"55117",416,10454,1985,2022,"wall","dry","N","Subbituminous","Dry Scrubber",2016,0.9,"LNBO","SCR",2012,null,"ESPC + B","No","ACI",2003,null,0.075,0.03717,0.03717,0.03717,0.03717,0.1,0.1,0.1,0.9500000000000001]
["Martin Drake","492_B_6",492,"B","6",314,"Coal Steam",null,"WECC_CO","Colorado",8,"El Paso",41,"08041",77,11438,1968,2022,"wall","dry","N","Bituminous, Subbituminous","Wet Scrubber",2017,0.92,"LNB + OFA",{"$nulls":3},"B","NA","ACI",2015,null,0.13,0.21896,0.21896,0.21896,0.21896,0.05,0.1,0.1,0.9700000000000001,{"$nulls":6},"Yes"]
["Martin Drake","492_B_7",492,"B","7",315,"Coal Steam",null,"WECC_CO","Colorado",8,"El Paso",41,"08041",131,11479,1974,2022,"wall","dry","N","Bituminous, Subbituminous","Wet Scrubber",2017,0.92,"LNB + LNBO + OFA",{"$nulls":3},"B","NA","ACI",2015,null,0.13,0.22202,0.22202,0.22202,0.22202,0.05,0.1,0.1,{"v":0.9700000000000001,"d":"0.97"},{"$nulls":6},"Yes"]
["Wheelabrator Frackville Energy","50879_B_BLR1",50879,"B","BLR1",3701,"Coal Steam",null,"PJM_WMAC","Pennsylvania",42,"Schuylkill",107,"42107",42,14500,1988,2020,"FBC","dry","Y","Waste Coal","Reagent Injection",1988,0.97,"CF + LA + OFA",{"$nulls":3},"B","NA","ACI",2015,null,0.21,0.14715,0.14715,0.14715,0.14715,0.01,0.01,0.01,0.98,"Yes",1989]
["ReEnergy Lyonsdale Biomass","54526_B_00001",54526,"B","00001",null,"Biomass",null,"NY_Z_C&E","New York",36,"Lewis",49,"36049",19,5546,1992,2019,null,null,"Y","Biomass",{"$nulls":7},"ESPH + C","No",{"$nulls":4},0.2,0.2,0.2,0.2]
["Kennecott Power Plant","56163_B_4",56163,"B","4",null,"Coal Steam",null,"WECC_UT","Utah",49,"Salt Lake",35,"49035",75,10438,1959,2019,"tangential","dry","N","Bituminous",{"$nulls":3},"LNB",{"$nulls":3},"ESPH","No",{"$nulls":3},1.32,0.44315,0.44315,0.1469,0.1469,0.9,0.1,1,0]
["McKinley Paper Co. - Washington Mill","58352_B_B-11",58352,"B","B-11",null,"Biomass",null,"WECC_PNW","Washington",53,"Clallam",9,"53009",20,8707,2013,2022,null,null,"Y","Biomass",{"$nulls":3},"AA + NH3","SNCR",null,null,"ESPC","No",{"$nulls":4},0.13,0.13,0.13,0.13]
["McKee Run","599_B_3",599,"B","3",394,"O/G Steam",null,"PJM_EMAC","Delaware",10,"Kent",1,"10001",103,11790,1975,2021,"wall","dry","N","Natural Gas, Distillate Fuel Oil",{"$nulls":3},"LA + LNB + OFA","SNCR",{"$nulls":7},0.05,0.28036,0.20154,0.28036,0.20154]
["Somerset Operating Co LLC","6082_B_1",6082,"B","1",2761,"Coal Steam",null,"NY_Z_A","New York",36,"Niagara",63,"36063",686,10049,1984,2020,"wall","dry","N","Bituminous","Wet Scrubber",1984,0.9,"LNB","SCR",1999,null,"ESPC","No",{"$nulls":3},0.6,0.22393,0.07,0.22393,0.07,0.05,0.1,0.56,0.9500000000000001]
["R M Schahfer","6085_B_17",6085,"B","17",2764,"Coal Steam",null,"MIS_INKY","Indiana",18,"Jasper",73,"18073",361,11629,1983,2023,"tangential","dry","N","Bituminous","Wet Scrubber",1983,0.97,"LNC3",{"$nulls":3},"ESPC","No",{"$nulls":3},0.62,0.17045,0.17045,0.17045,0.17045,0.05,0.1,0.56,0.99]
["R M Schahfer","6085_B_18",6085,"B","18",2765,"Coal Steam",null,"MIS_INKY","Indiana",18,"Jasper",73,"18073",361,11469,1986,2023,"tangential","dry","N","Bituminous","Wet Scrubber",1986,0.97,"LNC3",{"$nulls":3},"ESPC","No",{"$nulls":3},0.62,0.17412,0.17412,0.17412,0.17412,0.05,0.1,0.56,0.99]
["Gibbons Creek","6136_B_1",6136,"B","1",2796,"Coal Steam",null,"ERC_REST","Texas",48,"Grimes",185,"48185",470,10396,1983,2019,"tangential","dry","N","Subbituminous","Wet Scrubber",1983,0.98,"LNC1",{"$nulls":3},"ESPC","No",{"$nulls":3},1.2,0.1098,0.1098,0.1098,0.1098,0.05,0.1,0.56,0.99]
["Scherer","6257_B_4",6257,"B","4",2878,"Coal Steam",null,"S_SOU","Georgia",13,"Monroe",207,"13207",860,10615,1989,2022,"tangential","dry","N","Subbituminous","Wet Scrubber",2012,0.98,"OFA","SCR",2012,null,"ESPC + B + WS","No","ACI",2010,null,1.2,0.20221,0.06573,0.20221,0.06573,0.1,0.1,0.1,0.99]
["E D Edwards","856_B_2",856,"B","2",569,"Coal Steam",null,"MIS_IL","Illinois",17,"Peoria",143,"17143",245,10606,1968,2022,"wall","dry","N","Subbituminous",{"$nulls":3},"LNB + OFA",{"$nulls":3},"ESPC","Yes","ACI",2009,null,0.457,0.20771,0.20771,0.20771,0.20771,0.1,0.1,0.1,0]
["E D Edwards","856_B_3",856,"B","3",570,"Coal Steam",null,"MIS_IL","Illinois",17,"Peoria",143,"17143",315,10627,1960,2022,"wall","dry","N","Subbituminous",{"$nulls":3},"LNB + LNBO + OFA","SCR",2003,null,"ESPC","Yes","ACI",2009,null,0.429,0.2016,0.08987,0.2016,0.08987,0.1,0.1,0.1,0]
["Marion","976_B_4",976,"B","4",655,"Coal Steam",null,"MIS_IL","Illinois",17,"Williamson",199,"17199",170,11483,1978,2020,"cyclone","wet","N","Bituminous, Waste Coal","Wet Scrubber",1979,0.894,"OFA","SCR",2003,null,"ESPC + WS","No",{"$nulls":3},1.2,0.5432,0.13168,0.5432,0.13168,0.01,0.01,0.01,0.9807]
["AES Petersburg","994_B_1",994,"B","1",692,"Coal Steam",null,"MIS_INKY","Indiana",18,"Pike",125,"18125",222,10879,1967,2021,"tangential","wet","N","Bituminous","Wet Scrubber",1996,0.95,"LNC3",{"$nulls":3},"ESPC","No","ACI",2016,null,0.15,0.21415,0.21415,0.21415,0.21415,0.05,0.1,0.1,0.99,"Yes",2016]
["AES Petersburg","994_B_2",994,"B","2",693,"Coal Steam",null,"MIS_INKY","Indiana",18,"Pike",125,"18125",422,10642,1969,2023,"tangential","wet","N","Bituminous","Wet Scrubber",1996,0.95,"LNC3","SCR",2004,null,"B","NA","ACI",2016,null,0.15,0.25014,0.08602,0.25014,0.08602,0.05,0.1,0.1,0.99,"Yes",2016]
["Snowbird Power Plant","10215_G_1367",10215,"G","1367",null,"Combustion Turbine","IC Engine","WECC_UT","Utah",49,"Salt Lake",35,"49035",0.6,8700,1986,2021,null,null,"Y","Natural Gas",{"$nulls":12},0.85,1.06095,1.06095,1.06095,1.06095]
["Snowbird Power Plant","10215_G_1391",10215,"G","1391",null,"Combustion Turbine","IC Engine","WECC_UT","Utah",49,"Salt Lake",35,"49035",0.6,8700,1986,2021,null,null,"Y","Natural Gas",{"$nulls":12},0.85,1.06095,1.06095,1.06095,1.06095]
["Snowbird Power Plant","10215_G_1392",10215,"G","1392",null,"Combustion Turbine","IC Engine","WECC_UT","Utah",49,"Salt Lake",35,"49035",0.6,8700,1986,2021,null,null,"Y","Natural Gas",{"$nulls":12},0.85,1.06095,1.06095,1.06095,1.06095]
["Bayou Cogen Plant","10298_G_GEN4",10298,"G","GEN4",88566,"Combustion Turbine",null,"ERC_REST","Texas",48,"Harris",201,"48201",65,8700,1985,2015,null,null,"Y","Natural Gas",{"$nulls":3},"DLNB",{"$nulls":8},3,0.01865,0.01865,0.01865,0.01865]
["Anderson Power Products Division","10553_G_6033",10553,"G","6033",null,"Combustion Turbine","IC Engine","NENGREST","Massachusetts",25,"Worcester",27,"25027",0.3,14775,1987,2021,null,null,"N","Distillate Fuel Oil",{"$nulls":13},1.64976,1.64976,1.64976,1.64976]
["Anderson Power Products Division","10553_G_6035",10553,"G","6035",null,"Combustion Turbine","IC Engine","NENGREST","Massachusetts",25,"Worcester",27,"25027",0.3,14775,1987,2021,null,null,"N","Distillate Fuel Oil",{"$nulls":13},1.64976,1.64976,1.64976,1.64976]
["Anderson Power Products Division","10553_G_6046",10553,"G","6046",null,"Combustion Turbine","IC Engine","NENGREST","Massachusetts",25,"Worcester",27,"25027",0.3,14775,1987,2021,null,null,"N","Distillate Fuel Oil",{"$nulls":13},1.64976,1.64976,1.64976,1.64976]
["Marina Landfill Gas","10748_G_U3J16",10748,"G","U3J16",null,"Landfill Gas",null,"WEC_CALN","California",6,"Monterey",53,"06053",0.9,14103,2017,2017,null,null,"N","Landfill Gas",{"$nulls":13},0.09,0.09,0.09,0.09]
["Whittemore","1201_G_4",1201,"G","4",null,"Combustion Turbine","IC Engine","MIS_IL","Iowa",19,"Kossuth",109,"19109",1.1,12283,1964,2018,null,null,"N","Natural Gas, Distillate Fuel Oil",{"$nulls":12},2.5,1.64976,1.64976,1.64976,1.64976]
["Cane Run","1363_G_11",1363,"G","11",null,"Combustion Turbine",null,"S_C_KY","Kentucky",21,"Jefferson",111,"21111",14,25000,1968,2019,null,null,"N","Natural Gas, Distillate Fuel Oil",{"$nulls":12},3,0.09641,0.09641,0.09641,0.09641]
["Osceola (AR)","172_G_13",172,"G","13",null,"Combustion Turbine","IC Engine","MIS_AR","Arkansas",5,"Mississippi",93,"05093",1.6,12283,1999,2015,null,null,"N","Distillate Fuel Oil",{"$nulls":13},1.64976,1.64976,1.64976,1.64976]
["Osceola (AR)","172_G_14",172,"G","14",null,"Combustion Turbine","IC Engine","MIS_AR","Arkansas",5,"Mississippi",93,"05093",1.6,12283,1999,2015,null,null,"N","Distillate Fuel Oil",{"$nulls":13},1.64976,1.64976,1.64976,1.64976]
["Moose Lake","1996_G_4",1996,"G","4",null,"Combustion Turbine","IC Engine","MIS_MNWI","Minnesota",27,"Carlton",17,"27017",2,10745,1963,2019,null,null,"N","Natural Gas",{"$nulls":13},1.06095,1.06095,1.06095,1.06095]
["Campbell Village","2225_G_1",2225,"G","1",null,"Combustion Turbine","IC Engine","SPP_NEBR","Nebraska",31,"Franklin",61,"31061",0.1,12987,1927,2004,null,null,"N","Distillate Fuel Oil",{"$nulls":12},2.5,1.64976,1.64976,1.64976,1.64976]
["Campbell Village","2225_G_2",2225,"G","2",null,"Combustion Turbine","IC Engine","SPP_NEBR","Nebraska",31,"Franklin",61,"31061",0.1,12987,1937,2004,null,null,"N","Distillate Fuel Oil",{"$nulls":12},2.5,1.64976,1.64976,1.64976,1.64976]
["Campbell Village","2225_G_3",2225,"G","3",null,"Combustion Turbine","IC Engine","SPP_NEBR","Nebraska",31,"Franklin",61,"31061",0.1,12987,1946,2004,null,null,"N","Distillate Fuel Oil",{"$nulls":12},2.5,1.64976,1.64976,1.64976,1.64976]
["Deshler","2234_G_1A",2234,"G","1A",null,"Combustion Turbine","IC Engine","SPP_NEBR","Nebraska",31,"Thayer",169,"31169",0.3,10745,2001,2018,null,null,"N","Distillate Fuel Oil",{"$nulls":12},2.5,1.64976,1.64976,1.64976,1.64976]
["Deshler","2234_G_2",2234,"G","2",null,"Combustion Turbine","IC Engine","SPP_NEBR","Nebraska",31,"Thayer",169,"31169",0.2,10745,1950,2018,null,null,"N","Distillate Fuel Oil",{"$nulls":12},2.5,1.64976,1.64976,1.64976,1.64976]
["Spencer Hydro","2278_G_1",2278,"G","1",null,"Hydro",null,"SPP_NEBR","Nebraska",31,"Boyd",15,"31015",0.8,0,1927,2019,null,null,"N","Hydro",{"$nulls":13},0,0,0,0]
["Spencer Hydro","2278_G_2",2278,"G","2",null,"Hydro",null,"SPP_NEBR","Nebraska",31,"Boyd",15,"31015",0.4,0,1952,2019,null,null,"N","Hydro",{"$nulls":13},0,0,0,0]
["San Juan","2451_G_1",2451,"G","1",1596,"Coal Steam",null,"WECC_NM","New Mexico",35,"San Juan",45,"35045",340,11292,1976,2022,"wall","dry","N","Bituminous","Wet Scrubber",1998,0.9,"LNBO","SNCR",null,2015,"B","NA","ACI",2009,null,0.15,0.2242,0.2242,0.2242,0.2242,0.05,0.1,0.1,0.9500000000000001,{"$nulls":6},"Yes"]
["San Juan","2451_G_4",2451,"G","4",1599,"Coal Steam",null,"WECC_NM","New Mexico",35,"San Juan",45,"35045",507,10884,1982,2022,"wall","dry","N","Bituminous","Wet Scrubber",1998,0.9,"LNBO","SNCR",null,2016,"ESPH + B","Yes","ACI",2008,null,0.15,0.22666,0.22666,0.22666,0.22666,0.05,0.1,0.1,0.9500000000000001,{"$nulls":6},"Yes"]
["Charles P Keller","2695_G_7",2695,"G","7",null,"Combustion Turbine","IC Engine","NY_Z_K","New York",36,"Nassau",59,"36059",2,25000,1942,2018,null,null,"N","Distillate Fuel Oil",{"$nulls":12},1.053,0.3547,0.3547,0.3547,0.3547]
["Charles P Keller","2695_G_8",2695,"G","8",null,"Combustion Turbine","IC Engine","NY_Z_K","New York",36,"Nassau",59,"36059",2.7,25000,1950,2017,null,null,"N","Distillate Fuel Oil",{"$nulls":12},1.053,0.35471,0.35471,0.35471,0.35471]
["Lebanon","2921_G_5",2921,"G","5",null,"Combustion Turbine","IC Engine","PJM_West","Ohio",39,"Warren",165,"39165",2,12283,1955,2019,null,null,"N","Distillate Fuel Oil",{"$nulls":12},0.5,1.64976,1.64976,1.64976,1.64976]
["Lebanon","2921_G_6",2921,"G","6",null,"Combustion Turbine","IC Engine","PJM_West","Ohio",39,"Warren",165,"39165",3,12283,1961,2019,null,null,"N","Distillate Fuel Oil",{"$nulls":12},0.5,1.64976,1.64976,1.64976,1.64976]
["Lebanon","2921_G_7",2921,"G","7",null,"Combustion Turbine",null,"PJM_West","Ohio",39,"Warren",165,"39165",6,19558,1966,2019,null,null,"N","Distillate Fuel Oil",{"$nulls":12},0.5,1.19995,1.19995,1.19995,1.19995]
["Lebanon","2921_G_8",2921,"G","8",null,"Combustion Turbine","IC Engine","PJM_West","Ohio",39,"Warren",165,"39165",5.6,12283,1970,2019,null,null,"N","Distillate Fuel Oil",{"$nulls":12},0.5,1.64976,1.64976,1.64976,1.64976]
["Lebanon","2921_G_9",2921,"G","9",null,"Combustion Turbine",null,"PJM_West","Ohio",39,"Warren",165,"39165",14,16213,1986,2019,null,null,"N","Distillate Fuel Oil",{"$nulls":12},0.5,1.19995,1.19995,1.19995,1.19995]
["Shelby Municipal Light Plant","2943_G_IC1",2943,"G","IC1",null,"Combustion Turbine","IC Engine","PJM_West","Ohio",39,"Richland",139,"39139",3,21566,1963,2019,null,null,"N","Natural Gas, Distillate Fuel Oil",{"$nulls":12},0.5,1.64976,1.64976,1.64976,1.64976]
["Mustang","2953_G_5A",2953,"G","5A",90979,"Combustion Turbine",null,"SPP_WEST","Oklahoma",40,"Canadian",17,"40017",33,16187,1971,2020,null,null,"N","Natural Gas",{"$nulls":12},0.8,0.70014,0.70014,0.70014,0.70014]
["Mustang","2953_G_5B",2953,"G","5B",90981,"Combustion Turbine",null,"SPP_WEST","Oklahoma",40,"Canadian",17,"40017",31,16213,1971,2020,null,null,"N","Natural Gas",{"$nulls":12},0.8,0.70002,0.70002,0.70002,0.70002]
["Weleetka","2966_G_6",2966,"G","6",90971,"Combustion Turbine",null,"SPP_WEST","Oklahoma",40,"Okfuskee",107,"40107",55,14948,1976,2019,null,null,"N","Natural Gas",{"$nulls":12},0.48,0.70001,0.70001,0.70001,0.70001]
["Darlington County","3250_G_1",3250,"G","1",88099,"Combustion Turbine",null,"S_VACA","South Carolina",45,"Darlington",31,"45031",50,13642,1974,2020,null,null,"N","Natural Gas, Distillate Fuel Oil",{"$nulls":12},3.5,0.74755,0.74755,0.74755,0.74755]
["Darlington County","3250_G_10",3250,"G","10",88100,"Combustion Turbine",null,"S_VACA","South Carolina",45,"Darlington",31,"45031",49,13642,1974,2020,null,null,"N","Distillate Fuel Oil",{"$nulls":12},3.5,1.20005,1.20005,1.20005,1.20005]
["Darlington County","3250_G_2",3250,"G","2",88102,"Combustion Turbine",null,"S_VACA","South Carolina",45,"Darlington",31,"45031",48,13638,1974,2020,null,null,"N","Distillate Fuel Oil",{"$nulls":12},3.5,1.20037,1.20037,1.20037,1.20037]
["Darlington County","3250_G_3",3250,"G","3",88103,"Combustion Turbine",null,"S_VACA","South Carolina",45,"Darlington",31,"45031",50,13642,1974,2020,null,null,"N","Natural Gas, Distillate Fuel Oil",{"$nulls":12},3.5,0.7322,0.7322,0.7322,0.7322]
["Darlington County","3250_G_4",3250,"G","4",88104,"Combustion Turbine",null,"S_VACA","South Carolina",45,"Darlington",31,"45031",48,13642,1974,2020,null,null,"N","Distillate Fuel Oil",{"$nulls":12},3.5,1.20003,1.20003,1.20003,1.20003]
["Darlington County","3250_G_6",3250,"G","6",88106,"Combustion Turbine",null,"S_VACA","South Carolina",45,"Darlington",31,"45031",43,13643,1974,2020,null,null,"N","Distillate Fuel Oil",{"$nulls":12},3.5,1.20013,1.20013,1.20013,1.20013]
["Darlington County","3250_G_7",3250,"G","7",88107,"Combustion Turbine",null,"S_VACA","South Carolina",45,"Darlington",31,"45031",47,13647,1975,2020,null,null,"N","Natural Gas, Distillate Fuel Oil",{"$nulls":12},3.5,0.69999,0.69999,0.69999,0.69999]
["Darlington County","3250_G_8",3250,"G","8",88108,"Combustion Turbine",null,"S_VACA","South Carolina",45,"Darlington",31,"45031",44,13647,1974,2020,null,null,"N","Distillate Fuel Oil",{"$nulls":12},3.5,1.2,1.2,1.2,1.2]
["Mobile Unit","3346_G_2",3346,"G","2",null,"Combustion Turbine","IC Engine","SPP_WAUE","South Dakota",46,"Beadle",5,"46005",1.8,12283,1991,2019,null,null,"N","Distillate Fuel Oil",{"$nulls":12},3,1.64976,1.64976,1.64976,1.64976]
["Mobile Unit","3346_G_3",3346,"G","3",null,"Combustion Turbine","IC Engine","SPP_WAUE","South Dakota",46,"Beadle",5,"46005",2,12283,2008,2019,null,null,"N","Distillate Fuel Oil",{"$nulls":13},1.64976,1.64976,1.64976,1.64976]
["Silas Ray","3559_G_DG-7a",3559,"G","DG-7a",null,"Combustion Turbine","IC Engine","ERC_REST","Texas",48,"Cameron",61,"48061",1,21272,2001,2019,null,null,"N","Distillate Fuel Oil",{"$nulls":12},3,1.64976,1.64976,1.64976,1.64976]
["Silas Ray","3559_G_DG-7b",3559,"G","DG-7b",null,"Combustion Turbine","IC Engine","ERC_REST","Texas",48,"Cameron",61,"48061",1,21272,2001,2019,null,null,"N","Distillate Fuel Oil",{"$nulls":12},3,1.64976,1.64976,1.64976,1.64976]
["White Rock/Slab Creek","435_G_H4",435,"G","H4",null,"Hydro",null,"WEC_BANC","California",6,"El Dorado",17,"06017",0.5,0,1983,2021,null,null,"N","Hydro",{"$nulls":13},0,0,0,0]
["Grand Valley Project Power Plant","473_G_1",473,"G","1",null,"Hydro",null,"WECC_CO","Colorado",8,"Mesa",77,"08077",1.8,0,1932,2023,null,null,"N","Hydro",{"$nulls":13},0,0,0,0]
["Grand Valley Project Power Plant","473_G_2",473,"G","2",null,"Hydro",null,"WECC_CO","Colorado",8,"Mesa",77,"08077",1.9,0,1932,2017,null,null,"N","Hydro",{"$nulls":13},0,0,0,0]
["Coalinga Cogeneration","50131_G_K100",50131,"G","K100",null,"Combustion Turbine",null,"WEC_CALN","California",6,"Fresno",19,"06019",36,8700,1991,2016,null,null,"Y","Natural Gas",{"$nulls":4},"SCR",{"$nulls":7},0.74,1.38876,0.014,1.38876,0.014]
["Altech III","50485_G_GEN1",50485,"G","GEN1",null,"Onshore Wind",null,"WECC_SCE","California",6,"Riverside",65,"06065",21.7,0,1985,2020,null,null,"N","Wind",{"$nulls":13},0,0,0,0]
["Altech III","50485_G_GEN2",50485,"G","GEN2",null,"Onshore Wind",null,"WECC_SCE","California",6,"Riverside",65,"06065",3.4,0,1984,2020,null,null,"N","Wind",{"$nulls":13},0,0,0,0]
["Monroe Livingston Gas Recovery","50565_G_GEN1",50565,"G","GEN1",null,"Landfill Gas",null,"NY_Z_B","New York",36,"Monroe",55,"36055",0.8,14130,1988,2019,null,null,"N","Landfill Gas",{"$nulls":13},0.22117,0.22117,0.22117,0.22117]
["Monroe Livingston Gas Recovery","50565_G_GEN2",50565,"G","GEN2",null,"Landfill Gas",null,"NY_Z_B","New York",36,"Monroe",55,"36055",0.8,14103,1988,2019,null,null,"N","Landfill Gas",{"$nulls":13},0.22117,0.22117,0.22117,0.22117]
["Altamont Gas Recovery","50571_G_GEN3",50571,"G","GEN3",null,"Landfill Gas",null,"WEC_CALN","California",6,"Alameda",1,"06001",1.3,38503,2002,2018,null,null,"N","Landfill Gas",{"$nulls":13},0.12128,0.12128,0.12128,0.12128]
["Altamont Gas Recovery","50571_G_GEN4",50571,"G","GEN4",null,"Landfill Gas",null,"WEC_CALN","California",6,"Alameda",1,"06001",1.3,38512,2002,2018,null,null,"N","Landfill Gas",{"$nulls":13},0.12128,0.12128,0.12128,0.12128]
["Gaviota Oil Plant","50623_G_GENC",50623,"G","GENC",null,"Combustion Turbine",null,"WECC_SCE","California",6,"Santa Barbara",83,"06083",3,9827,1987,2020,null,null,"Y","Natural Gas",{"$nulls":12},0.74,0.47388,0.47388,0.47388,0.47388]
["Gaviota Oil Plant","50623_G_GEND",50623,"G","GEND",null,"Combustion Turbine",null,"WECC_SCE","California",6,"Santa Barbara",83,"06083",3,9827,1987,2020,null,null,"Y","Natural Gas",{"$nulls":12},0.74,0.47388,0.47388,0.47388,0.47388]
["Sargent Canyon Cogeneration","50864_G_K100",50864,"G","K100",null,"Combustion Turbine",null,"WEC_CALN","California",6,"Monterey",53,"06053",30,8700,1991,2017,null,null,"Y","Natural Gas",{"$nulls":3},"DLNB","SCR",{"$nulls":7},0.74,0.00823,0.00823,0.00823,0.00823]
["Fox Metro Water Reclamation District","50904_G_RU3",50904,"G","RU3",null,"Combustion Turbine","IC Engine","PJM_COMD","Illinois",17,"Kendall",93,"17093",1.1,8700,1988,2018,null,null,"Y","Natural Gas",{"$nulls":13},1.06095,1.06095,1.06095,1.06095]
["Fox Metro Water Reclamation District","50904_G_RU4",50904,"G","RU4",null,"Combustion Turbine","IC Engine","PJM_COMD","Illinois",17,"Kendall",93,"17093",1.1,8700,1988,2018,null,null,"Y","Natural Gas",{"$nulls":13},1.06095,1.06095,1.06095,1.06095]
["Otay Landfill Gas, LLC","52204_G_OTA2",52204,"G","OTA2",null,"Landfill Gas",null,"WEC_SDGE","California",6,"SAN DIEGO",73,"06073",1.5,13500,1991,2019,null,null,"N","Landfill Gas",{"$nulls":13},0.07404,0.07404,0.07404,0.07404]
["Otay Landfill Gas, LLC","52204_G_OTA3",52204,"G","OTA3",null,"Landfill Gas",null,"WEC_SDGE","California",6,"SAN DIEGO",73,"06073",3.2,13500,2007,2019,null,null,"N","Landfill Gas",{"$nulls":13},0.07404,0.07404,0.07404,0.07404]
["Otay Landfill Gas, LLC","52204_G_OTA5",52204,"G","OTA5",null,"Landfill Gas",null,"WEC_SDGE","California",6,"SAN DIEGO",73,"06073",1.5,13500,2013,2019,null,null,"N","Landfill Gas",{"$nulls":13},0.07404,0.07404,0.07404,0.07404]
["Otay Landfill Gas, LLC","52204_G_OTA6",52204,"G","OTA6",null,"Landfill Gas",null,"WEC_SDGE","California",6,"SAN DIEGO",73,"06073",1.5,13500,2013,2019,null,null,"N","Landfill Gas",{"$nulls":13},0.07404,0.07404,0.07404,0.07404]
["Pawtucket Power Associates","54056_G_GEN1",54056,"G","GEN1",3746,"Combined Cycle",null,"NENGREST","Rhode Island",44,"Providence",7,"44007",33,8922,1990,2021,null,null,"N","Natural Gas, Distillate Fuel Oil",{"$nulls":3},"H2O","SCR",{"$nulls":8},0.28969,0.02182,0.28969,0.02182]
["Colebrook Hydroelectric","54301_G_BK1",54301,"G","BK1",null,"Hydro",null,"NENG_CT","Connecticut",9,"Litchfield",5,"09005",1.4,0,1988,2019,null,null,"N","Hydro",{"$nulls":13},0,0,0,0]
["Colebrook Hydroelectric","54301_G_BK2",54301,"G","BK2",null,"Hydro",null,"NENG_CT","Connecticut",9,"Litchfield",5,"09005",1.4,0,1988,2019,null,null,"N","Hydro",{"$nulls":13},0,0,0,0]
["BJ Gas Recovery","54392_G_GEN1",54392,"G","GEN1",null,"Landfill Gas",null,"S_SOU","Georgia",13,"Gwinnett",135,"13135",0.8,14103,1993,2019,null,null,"N","Landfill Gas",{"$nulls":13},0.24082,0.24082,0.24082,0.24082]
["BJ Gas Recovery","54392_G_GEN3",54392,"G","GEN3",null,"Landfill Gas",null,"S_SOU","Georgia",13,"Gwinnett",135,"13135",0.8,14103,1993,2019,null,null,"N","Landfill Gas",{"$nulls":13},0.24082,0.24082,0.24082,0.24082]
["Toca Plant","54705_G_EG-1",54705,"G","EG-1",null,"Combustion Turbine","IC Engine","MIS_AMSO","Louisiana",22,"St Bernard",87,"22087",0.8,14286,1958,2019,null,null,"N","Natural Gas",{"$nulls":13},1.06095,1.06095,1.06095,1.06095]
["Toca Plant","54705_G_EG2A",54705,"G","EG2A",null,"Combustion Turbine","IC Engine","MIS_AMSO","Louisiana",22,"St Bernard",87,"22087",0.5,11686,2001,2019,null,null,"N","Natural Gas",{"$nulls":13},1.06095,1.06095,1.06095,1.06095]
["Toca Plant","54705_G_EG-3",54705,"G","EG-3",null,"Combustion Turbine","IC Engine","MIS_AMSO","Louisiana",22,"St Bernard",87,"22087",0.8,14286,1958,2019,null,null,"N","Natural Gas",{"$nulls":13},1.06095,1.06095,1.06095,1.06095]
["Toca Plant","54705_G_EG-4",54705,"G","EG-4",null,"Combustion Turbine","IC Engine","MIS_AMSO","Louisiana",22,"St Bernard",87,"22087",0.7,11686,1997,2019,null,null,"N","Natural Gas",{"$nulls":13},1.06095,1.06095,1.06095,1.06095]
["CenturyLink Regional HQ","54882_G_GEN1",54882,"G","GEN1",null,"Combustion Turbine","IC Engine","S_VACA","North Carolina",37,"Franklin",69,"37069",0.6,13469,1993,2016,null,null,"N","Distillate Fuel Oil",{"$nulls":13},1.64976,1.64976,1.64976,1.64976]
["Keystone Recovery","54934_G_NO 1",54934,"G","NO 1",null,"Landfill Gas",null,"PJM_WMAC","Pennsylvania",42,"Lackawanna",69,"42069",0.7,14087,1995,2020,null,null,"N","Landfill Gas",{"$nulls":13},0.06265,0.06265,0.06265,0.06265]
["Keystone Recovery","54934_G_NO 2",54934,"G","NO 2",null,"Landfill Gas",null,"PJM_WMAC","Pennsylvania",42,"Lackawanna",69,"42069",0.7,14086,1995,2020,null,null,"N","Landfill Gas",{"$nulls":13},0.06265,0.06265,0.06265,0.06265]
["Keystone Recovery","54934_G_NO 3",54934,"G","NO 3",null,"Landfill Gas",null,"PJM_WMAC","Pennsylvania",42,"Lackawanna",69,"42069",0.7,14086,1995,2020,null,null,"N","Landfill Gas",{"$nulls":13},0.06265,0.06265,0.06265,0.06265]
["Keystone Recovery","54934_G_NO 4",54934,"G","NO 4",null,"Landfill Gas",null,"PJM_WMAC","Pennsylvania",42,"Lackawanna",69,"42069",0.7,14086,1995,2020,null,null,"N","Landfill Gas",{"$nulls":13},0.06265,0.06265,0.06265,0.06265]
["Keystone Recovery","54934_G_NO 5",54934,"G","NO 5",null,"Landfill Gas",null,"PJM_WMAC","Pennsylvania",42,"Lackawanna",69,"42069",0.7,14086,1996,2020,null,null,"N","Landfill Gas",{"$nulls":13},0.06265,0.06265,0.06265,0.06265]
["Keystone Recovery","54934_G_NO 6",54934,"G","NO 6",null,"Landfill Gas",null,"PJM_WMAC","Pennsylvania",42,"Lackawanna",69,"42069",0.7,14086,1996,2020,null,null,"N","Landfill Gas",{"$nulls":13},0.06265,0.06265,0.06265,0.06265]
["Keystone Recovery","54934_G_NO 7",54934,"G","NO 7",null,"Landfill Gas",null,"PJM_WMAC","Pennsylvania",42,"Lackawanna",69,"42069",0.7,14086,1996,2020,null,null,"N","Landfill Gas",{"$nulls":13},0.06265,0.06265,0.06265,0.06265]
["Sabine Cogen","55104_G_CTG1",55104,"G","CTG1",3901,"Combined Cycle",null,"MIS_WOTA","Texas",48,"Orange",361,"48361",33.1,11734,2000,2020,null,null,"Y","Natural Gas",{"$nulls":4},"SCR",{"$nulls":7},0.006,0.01357,0.01356,0.01357,0.01356]
["Sabine Cogen","55104_G_CTG2",55104,"G","CTG2",3902,"Combined Cycle",null,"MIS_WOTA","Texas",48,"Orange",361,"48361",33.4,11734,2000,2020,null,null,"Y","Natural Gas",{"$nulls":4},"SCR",{"$nulls":7},0.006,0.01357,0.01356,0.01357,0.01356]
["Sabine Cogen","55104_G_STG",55104,"G","STG",3901,"Combined Cycle",null,"MIS_WOTA","Texas",48,"Orange",361,"48361",20,11734,2000,2020,null,null,"Y","Natural Gas",{"$nulls":3},"LNB + NH3","SCR",{"$nulls":7},0.006,0.01357,0.01356,0.01357,0.01356]
["MM Hartford Energy","55163_G_UNT2",55163,"G","UNT2",null,"Landfill Gas",null,"NENG_CT","Connecticut",9,"Hartford",3,"09003",0.9,13500,1998,2018,null,null,"N","Landfill Gas",{"$nulls":12},0.14,0.22117,0.22117,0.22117,0.22117]
["MM Hartford Energy","55163_G_UNT3",55163,"G","UNT3",null,"Landfill Gas",null,"NENG_CT","Connecticut",9,"Hartford",3,"09003",0.9,13500,1998,2018,null,null,"N","Landfill Gas",{"$nulls":12},0.14,0.22117,0.22117,0.22117,0.22117]
["Security","55556_G_UNT3",55556,"G","UNT3",null,"Landfill Gas",null,"MIS_WOTA","Texas",48,"Montgomery",339,"48339",1.7,13500,2003,2019,null,null,"N","Landfill Gas",{"$nulls":13},0.22117,0.22117,0.22117,0.22117]
["GRS Pine Bend","55598_G_1",55598,"G","1",null,"Landfill Gas",null,"MIS_MNWI","Minnesota",27,"Dakota",37,"27037",3.8,13500,1996,2018,null,null,"N","Landfill Gas",{"$nulls":13},0.22117,0.22117,0.22117,0.22117]
["GRS Pine Bend","55598_G_2",55598,"G","2",null,"Landfill Gas",null,"MIS_MNWI","Minnesota",27,"Dakota",37,"27037",3.8,20460,1996,2018,null,null,"N","Landfill Gas",{"$nulls":13},0.22117,0.22117,0.22117,0.22117]
["Buchanan Generation LLC","55738_G_1",55738,"G","1",9248,"Combustion Turbine",null,"PJM_West","Virginia",51,"Buchanan",27,"51027",40,10745,2002,2023,null,null,"N","Natural Gas",{"$nulls":3},"H2O",{"$nulls":8},0.006,0.07177,0.07177,0.07177,0.07177]
["Buchanan Generation LLC","55738_G_2",55738,"G","2",9249,"Combustion Turbine",null,"PJM_West","Virginia",51,"Buchanan",27,"51027",40,10745,2002,2023,null,null,"N","Natural Gas",{"$nulls":3},"H2O",{"$nulls":8},0.006,0.06957,0.06957,0.06957,0.06957]
["Dane County Landfill #2 Rodefeld","55770_G_GEN1",55770,"G","GEN1",null,"Landfill Gas",null,"MIS_WUMS","Wisconsin",55,"Dane",25,"55025",0.8,13500,1997,2019,null,null,"N","Landfill Gas",{"$nulls":13},0.22117,0.22117,0.22117,0.22117]
["Dane County Landfill #2 Rodefeld","55770_G_GEN2",55770,"G","GEN2",null,"Landfill Gas",null,"MIS_WUMS","Wisconsin",55,"Dane",25,"55025",0.8,13500,1997,2019,null,null,"N","Landfill Gas",{"$nulls":13},0.22117,0.22117,0.22117,0.22117]
["Dane County Landfill #2 Rodefeld","55770_G_GEN3",55770,"G","GEN3",null,"Landfill Gas",null,"MIS_WUMS","Wisconsin",55,"Dane",25,"55025",0.8,13500,2004,2019,null,null,"N","Landfill Gas",{"$nulls":13},0.22117,0.22117,0.22117,0.22117]
["Dane County Landfill #2 Rodefeld","55770_G_GEN4",55770,"G","GEN4",null,"Landfill Gas",null,"MIS_WUMS","Wisconsin",55,"Dane",25,"55025",1.6,13500,2004,2019,null,null,"N","Landfill Gas",{"$nulls":13},0.22117,0.22117,0.22117,0.22117]
["Dane County Landfill #2 Rodefeld","55770_G_GEN5",55770,"G","GEN5",null,"Landfill Gas",null,"MIS_WUMS","Wisconsin",55,"Dane",25,"55025",0.8,13500,2012,2019,null,null,"N","Landfill Gas",{"$nulls":13},0.22117,0.22117,0.22117,0.22117]
["Dane County Landfill #2 Rodefeld","55770_G_GEN6",55770,"G","GEN6",null,"Landfill Gas",null,"MIS_WUMS","Wisconsin",55,"Dane",25,"55025",0.8,13500,2011,2019,null,null,"N","Landfill Gas",{"$nulls":13},0.22117,0.22117,0.22117,0.22117]
["Dane County Landfill #2 Rodefeld","55770_G_GEN7",55770,"G","GEN7",null,"Landfill Gas",null,"MIS_WUMS","Wisconsin",55,"Dane",25,"55025",0.8,13500,2011,2019,null,null,"N","Landfill Gas",{"$nulls":13},0.22117,0.22117,0.22117,0.22117]
["Minwind 3-9","56123_G_1",56123,"G","1",null,"Onshore Wind",null,"MIS_MNWI","Minnesota",27,"Rock",133,"27133",11.6,0,2004,2022,null,null,"N","Wind",{"$nulls":13},0,0,0,0]
["Lake Mills Gas Recovery","56521_G_GEN6",56521,"G","GEN6",null,"Landfill Gas",null,"MIS_IA","Iowa",19,"Winnebago",189,"19189",0.8,13500,2006,2017,null,null,"N","Landfill Gas",{"$nulls":13},0.22117,0.22117,0.22117,0.22117]
["Two Pine Landfill Gas Recovery","56523_G_GEN6",56523,"G","GEN6",null,"Landfill Gas",null,"MIS_AR","Arkansas",5,"Pulaski",119,"05119",0.8,13500,2006,2017,null,null,"N","Landfill Gas",{"$nulls":13},0.22117,0.22117,0.22117,0.22117]
["Chandler Hills Wind Farm","56646_G_1",56646,"G","1",null,"Onshore Wind",null,"MIS_MNWI","Minnesota",27,"Murray",101,"27101",2,0,1999,2019,null,null,"N","Wind",{"$nulls":13},0,0,0,0]
["Westside Landfill Gas Recovery","57020_G_GEN3",57020,"G","GEN3",null,"Landfill Gas",null,"ERC_REST","Texas",48,"Parker",367,"48367",1.6,13500,2010,2017,null,null,"N","Landfill Gas",{"$nulls":13},0.22117,0.22117,0.22117,0.22117]
["RPI Fuel Cell LLC","57419_G_0001",57419,"G","0001",null,"Fuel Cell",null,"WECC_SCE","California",6,"San Bernardino",71,"06071",1,5863,2013,2019,null,null,"Y","Natural Gas",{"$nulls":13},0,0,0,0]
["UTS SJ1 LLC","57420_G_0001",57420,"G","0001",null,"Fuel Cell",null,"WEC_CALN","California",6,"Santa Clara",85,"06085",1.4,6667,2012,2019,null,null,"Y","Natural Gas",{"$nulls":13},0,0,0,0]
["Bellefontaine Gas Producers LLC","57433_G_1",57433,"G","1",null,"Landfill Gas",null,"PJM_West","Ohio",39,"Logan",91,"39091",1.6,14103,2009,2019,null,null,"N","Landfill Gas",{"$nulls":13},0.22117,0.22117,0.22117,0.22117]
["Bellefontaine Gas Producers LLC","57433_G_2",57433,"G","2",null,"Landfill Gas",null,"PJM_West","Ohio",39,"Logan",91,"39091",1.6,13500,2009,2019,null,null,"N","Landfill Gas",{"$nulls":13},0.22117,0.22117,0.22117,0.22117]
["Bellefontaine Gas Producers LLC","57433_G_3",57433,"G","3",null,"Landfill Gas",null,"PJM_West","Ohio",39,"Logan",91,"39091",1.6,13500,2009,2019,null,null,"N","Landfill Gas",{"$nulls":13},0.22117,0.22117,0.22117,0.22117]
["GE - Tehachapi","57566_G_1.7SF",57566,"G","1.7SF",null,"Onshore Wind",null,"WECC_SCE","California",6,"Kern",29,"06029",1.8,0,2014,2019,null,null,"N","Wind",{"$nulls":13},0,0,0,0]
["Bos Dairy, LLC","57625_G_BOS2",57625,"G","BOS2",null,"Combustion Turbine","IC Engine","MIS_INKY","Indiana",18,"Jasper",73,"18073",0.6,11686,2011,2020,null,null,"N","Natural Gas",{"$nulls":13},1.06095,1.06095,1.06095,1.06095]
["Los Alamos PV Site","58256_G_2",58256,"G","2",null,"Energy Storage",null,"WECC_NM","New Mexico",35,"Los Alamos",28,"35028",1,0,2012,2019,null,null,"N","Energy Storage",{"$nulls":13},0,0,0,0]
["Los Alamos PV Site","58256_G_3",58256,"G","3",null,"Energy Storage",null,"WECC_NM","New Mexico",35,"Los Alamos",28,"35028",0.8,0,2012,2019,null,null,"N","Energy Storage",{"$nulls":13},0,0,0,0]
["Port Arthur Steam Energy","58823_G_STG",58823,"G","STG",null,"Non-Fossil Waste",null,"MIS_WOTA","Texas",48,"Jefferson",245,"48245",5,9231,2005,2018,null,null,"Y","Non-Fossil Waste",{"$nulls":13},0,0,0,0]
["Gallegos Wind Farm, Phase 1","59047_G_GEN 1",59047,"G","GEN 1",null,"Onshore Wind",null,"WECC_NM","New Mexico",35,"Union",59,"35059",180,0,2021,2021,null,null,"N","Wind",{"$nulls":13},0,0,0,0]
["Bearkat","59972_G_BRKA2",59972,"G","BRKA2",null,"Onshore Wind",null,"ERC_WEST","Texas",48,"Glasscock",173,"48173",103.4,0,2020,2020,null,null,"N","Wind",{"$nulls":13},0,0,0,0]
["City of Shelby Electric Distribution","61076_G_PSG1",61076,"G","PSG1",null,"Combustion Turbine","IC Engine","PJM_West","Ohio",39,"Richland",139,"39139",1.8,25000,2016,2019,null,null,"N","Distillate Fuel Oil",{"$nulls":13},1.64976,1.64976,1.64976,1.64976]
["First Citizens Bank","61491_G_FCB",61491,"G","FCB",null,"Solar PV",null,"S_VACA","North Carolina",37,"Wake",183,"37183",1.5,0,2012,2018,null,null,"N","Solar",{"$nulls":13},0,0,0,0]
["Mount Sinai Beth Israel","61569_G_EGEN3",61569,"G","EGEN3",null,"Combustion Turbine","IC Engine","NY_Z_J","New York",36,"New York",61,"36061",1,14775,1988,2019,null,null,"N","Distillate Fuel Oil",{"$nulls":13},1.64976,1.64976,1.64976,1.64976]
["Golden Renewable Energy, LLC","61632_G_GREMC",61632,"G","GREMC",null,"Combustion Turbine",null,"MIS_IA","Iowa",19,"Cerro Gordo",33,"19033",4.3,11600,2017,2018,null,null,"Y","Natural Gas",{"$nulls":13},0.23894,0.23894,0.23894,0.23894]
["Seminole Energy","61780_G_ENG4",61780,"G","ENG4",null,"Landfill Gas",null,"FRCC","Florida",12,"Seminole",117,"12117",1.6,13500,2007,2019,null,null,"N","Landfill Gas",{"$nulls":13},0.22117,0.22117,0.22117,0.22117]
["Bolthouse Farms Fuel Cell","61845_G_MM28",61845,"G","MM28",null,"Fuel Cell",null,"WECC_SCE","California",6,"Kern",29,"06029",2.5,7648,2020,2020,null,null,"Y","Natural Gas",{"$nulls":13},0,0,0,0]
["Bolthouse Farms Fuel Cell","61845_G_MM29",61845,"G","MM29",null,"Fuel Cell",null,"WECC_SCE","California",6,"Kern",29,"06029",2.5,7648,2020,2020,null,null,"Y","Natural Gas",{"$nulls":13},0,0,0,0]
["Novel Solar One CSG LLC","62665_G_HELD",62665,"G","HELD",null,"Solar PV",null,"MIS_MNWI","Minnesota",27,"Stearns",145,"27145",3,0,2019,2019,null,null,"N","Solar",{"$nulls":13},0,0,0,0]
["Grove Solar, LLC","62807_G_12083",62807,"G","12083",null,"Solar PV",null,"S_VACA","North Carolina",37,"Craven",49,"37049",5,0,2019,2019,null,null,"N","Solar",{"$nulls":13},0,0,0,0]
["John R Kelly","664_G_8",664,"G","8",489,"Combined Cycle",null,"FRCC","Florida",12,"Alachua",1,"12001",37,8549,1965,2021,null,null,"N","Natural Gas, Distillate Fuel Oil",{"$nulls":3},"DLNB + H2O",{"$nulls":9},0.01971,0.01971,0.01971,0.01971]
["Byron","7901_G_1",7901,"G","1",null,"Onshore Wind",null,"MIS_WUMS","Wisconsin",55,"Fond Du Lac",39,"55039",0.1,0,1999,2019,null,null,"N","Wind",{"$nulls":13},0,0,0,0]
["Byron","7901_G_2",7901,"G","2",null,"Onshore Wind",null,"MIS_WUMS","Wisconsin",55,"Fond Du Lac",39,"55039",0.1,0,1999,2019,null,null,"N","Wind",{"$nulls":13},0,0,0,0]
["Carmi","937_G_11",937,"G","11",null,"Combustion Turbine","IC Engine","MIS_IL","Illinois",17,"White",193,"17193",2.7,10745,1963,2019,null,null,"N","Natural Gas, Distillate Fuel Oil",{"$nulls":12},1,1.64976,1.64976,1.64976,1.64976]
["C H Corn Hydroelectric Facility","956_G_1",956,"G","1",null,"Hydro",null,"FRCC","Florida",12,"Leon",73,"12073",4,0,1985,2019,null,null,"N","Hydro",{"$nulls":13},0,0,0,0]
["C H Corn Hydroelectric Facility","956_G_2",956,"G","2",null,"Hydro",null,"FRCC","Florida",12,"Leon",73,"12073",4,0,1985,2019,null,null,"N","Hydro",{"$nulls":13},0,0,0,0]
["C H Corn Hydroelectric Facility","956_G_3",956,"G","3",null,"Hydro",null,"FRCC","Florida",12,"Leon",73,"12073",3,0,1986,2019,null,null,"N","Hydro",{"$nulls":13},0,0,0,0]
["Dallman","963_G_1",963,"G","1",645,"Coal Steam",null,"MIS_IL","Illinois",17,"Sangamon",167,"17167",73,11637,1968,2021,"cyclone","wet","N","Bituminous","Wet Scrubber",2001,0.95,null,"SCR",2003,null,"ESPC","No",{"$nulls":3},0.25,0.2174,0.10624,0.2174,0.10624,0.05,0.1,0.56,0.99]
["Dallman","963_G_2",963,"G","2",646,"Coal Steam",null,"MIS_IL","Illinois",17,"Sangamon",167,"17167",65,11713,1972,2021,"cyclone","wet","N","Bituminous","Wet Scrubber",2001,0.95,null,"SCR",2003,null,"ESPC","No",{"$nulls":3},0.25,1.0378,0.11247,1.0378,0.11247,0.05,0.1,0.56,0.99]

{"sheet":"NEEDSv6_NewCapacity_Hardwired","index":2,"n_rows":2890,"n_cols":50,"rows_kept":2890}
["Plant Name","UniqueID_Final","ORIS Plant Code","Boiler/Generator/Committed Unit","Unit ID","CAMD Database UnitID","PlantType","Combustion Turbine/IC Engine","Region Name","State Name","State Code","County","County Code","FIPS5","Capacity (MW)","Heat Rate (Btu/kWh)","On Line Year","Retirement Year","Firing","Bottom","Cogen?","Modeled Fuels","Wet/DryScrubber","Scrubber_Online_Year","Scrubber Efficiency","NOx Comb Control","NOx Post-Comb Control","SCR_Online_Year","SNCR_Online_Year","PM Control","FlueGasConditioning_Flag","Mercury_Controls","ACI_Online_Year","Mercury_Controls Efficiency","SO2 Permit Rate (lbs/mmBtu)","Mode 1 NOx Rate (lbs/mmBtu)","Mode 2 NOx Rate (lbs/mmBtu)","Mode 3 NOx Rate  (lbs/mmBtu)","Mode 4 NOx Rate  (lbs/mmBtu)","Hg EMF for BIT","Hg EMF for SUB","Hg EMF for LIG","HCL Removal","DSI Unit","DSI Online Year","CCS","CCS Removal","C2G","C2G Online Year","BART Affected Unit"]
["T B Simon Power Plant","10328_G_GEN7",10328,"G","GEN7",null,"Combustion Turbine","IC Engine","MIS_LMI","Michigan",26,"Ingham",65,"26065",9,9905,2021,9999,null,null,"N","Natural Gas, Distillate Fuel Oil",{"$nulls":13},0.01100000000000001,0.01100000000000001,0.01100000000000001,0.01100000000000001]
["T B Simon Power Plant","10328_G_GEN8",10328,"G","GEN8",null,"Combustion Turbine","IC Engine","MIS_LMI","Michigan",26,"Ingham",65,"26065",9,9905,2021,9999,null,null,"N","Natural Gas, Distillate Fuel Oil",{"$nulls":13},0.01100000000000001,0.01100000000000001,0.01100000000000001,0.01100000000000001]
["T B Simon Power Plant","10328_G_GEN9",10328,"G","GEN9",null,"Combustion Turbine","IC Engine","MIS_LMI","Michigan",26,"Ingham",65,"26065",9,9905,2021,9999,null,null,"N","Natural Gas, Distillate Fuel Oil",{"$nulls":13},0.01100000000000001,0.01100000000000001,0.01100000000000001,0.01100000000000001]
["Marina Landfill Gas","10748_G_U3J17",10748,"G","U3J17",null,"Landfill Gas",null,"WEC_CALN","California",6,"Monterey",53,"06053",1,8513,2017,9999,null,null,"N","Landfill Gas",{"$nulls":13},0.08999999999999997,0.08999999999999997,0.08999999999999997,0.08999999999999997]
["Bellevue","1126_G_1A",1126,"G","1A",null,"Combustion Turbine","IC Engine","MIS_IA","Iowa",19,"Jackson",97,"19097",1.7,9905,2021,9999,null,null,"N","Natural Gas, Distillate Fuel Oil",{"$nulls":13},0.01100000000000001,0.01100000000000001,0.01100000000000001,0.01100000000000001]
["Moose Lake","1996_G_8",1996,"G","8",null,"Combustion Turbine","IC Engine","MIS_MNWI","Minnesota",27,"Carlton",17,"27017",2,9905,2019,9999,null,null,"N","Natural Gas, Distillate Fuel Oil",{"$nulls":13},0.01100000000000001,0.01100000000000001,0.01100000000000001,0.01100000000000001]
["Benndale","2068_G_BENU1",2068,"G","BENU1",null,"Combustion Turbine","IC Engine","MIS_MS","Mississippi",28,"George",39,"28039",11.3,9905,2020,9999,null,null,"N","Natural Gas, Distillate Fuel Oil",{"$nulls":13},0.01100000000000001,0.01100000000000001,0.01100000000000001,0.01100000000000001]
["Benndale","2068_G_BENU2",2068,"G","BENU2",null,"Combustion Turbine","IC Engine","MIS_MS","Mississippi",28,"George",39,"28039",11.3,9905,2020,9999,null,null,"N","Natural Gas, Distillate Fuel Oil",{"$nulls":13},0.01100000000000001,0.01100000000000001,0.01100000000000001,0.01100000000000001]
["Winnebago County Landfill Gas","50936_G_EG2R",50936,"G","EG2R",null,"Landfill Gas",null,"MIS_WUMS","Wisconsin",55,"Winnebago",139,"55139",0.6,8513,2020,9999,null,null,"N","Landfill Gas",{"$nulls":13},0.08999999999999997,0.08999999999999997,0.08999999999999997,0.08999999999999997]
["Alliant SBD 9301 Prairie Farms","54735_G_0081",54735,"G","0081",null,"Combustion Turbine","IC Engine","MIS_IA","Iowa",19,"Dubuque",61,"19061",0.6,9905,2019,9999,null,null,"N","Natural Gas, Distillate Fuel Oil",{"$nulls":13},0.01100000000000001,0.01100000000000001,0.01100000000000001,0.01100000000000001]
["Security","55556_G_GEN5",55556,"G","GEN5",null,"Landfill Gas",null,"MIS_WOTA","Texas",48,"Montgomery",339,"48339",1.7,8513,2003,9999,null,null,"N","Landfill Gas",{"$nulls":13},0.08999999999999997,0.08999999999999997,0.08999999999999997,0.08999999999999997]
["Two Pine Landfill Gas Recovery","56523_G_GEN 7",56523,"G","GEN 7",null,"Landfill Gas",null,"MIS_AR","Arkansas",5,"Pulaski",119,"05119",0.8,8513,2017,9999,null,null,"N","Landfill Gas",{"$nulls":13},0.08999999999999997,0.08999999999999997,0.08999999999999997,0.08999999999999997]
["North Brawley Geothermal Plant","56832_G_GE5",56832,"G","GE5",null,"Geothermal",null,"WECC_IID","California",6,"Imperial",25,"06025",10.7,30000,2009,9999,null,null,"N","Geothermal",{"$nulls":13},0,0,0,0,0.4625,0.4625,0.4625]
["Bos Dairy, LLC","57625_G_BOS4",57625,"G","BOS4",null,"Combustion Turbine","IC Engine","MIS_INKY","Indiana",18,"Jasper",73,"18073",0.9,9905,2020,9999,null,null,"N","Natural Gas, Distillate Fuel Oil",{"$nulls":13},0.01100000000000001,0.01100000000000001,0.01100000000000001,0.01100000000000001]
["Western Michigan University Power Plant","58161_G_EG-10",58161,"G","EG-10",null,"Combustion Turbine","IC Engine","MIS_LMI","Michigan",26,"Kalamazoo",77,"26077",2.5,9905,2021,9999,null,null,"N","Natural Gas, Distillate Fuel Oil",{"$nulls":13},0.01100000000000001,0.01100000000000001,0.01100000000000001,0.01100000000000001]
["Western Michigan University Power Plant","58161_G_EG-9",58161,"G","EG-9",null,"Combustion Turbine","IC Engine","MIS_LMI","Michigan",26,"Kalamazoo",77,"26077",2.5,9905,2021,9999,null,null,"N","Natural Gas, Distillate Fuel Oil",{"$nulls":13},0.01100000000000001,0.01100000000000001,0.01100000000000001,0.01100000000000001]
["Marshalltown Generating Station","58236_G_PV1",58236,"G","PV1",null,"Solar PV",null,"MIS_IA","Iowa",19,"Marshall",127,"19127",2.6,0,2020,9999,null,null,"N","Solar",{"$nulls":13},0,0,0,0]
["Watervliet","58546_G_GEN3",58546,"G","GEN3",null,"Landfill Gas",null,"PJM_West","Michigan",26,"Berrien",21,"26021",0.8,8513,2019,9999,null,null,"N","Landfill Gas",{"$nulls":13},0.08999999999999997,0.08999999999999997,0.08999999999999997,0.08999999999999997]
["Cross Winds Energy Park","58830_G_CWEP3",58830,"G","CWEP3",null,"Onshore Wind",null,"MIS_LMI","Michigan",26,"Tuscola",157,"26157",75.9,0,2019,9999,null,null,"N","Wind",{"$nulls":13},0,0,0,0]
["Bristol Myers Squibb Lawrenceville","58947_G_TG102",58947,"G","TG102",null,"Combustion Turbine",null,"PJM_EMAC","New Jersey",34,"Mercer",21,"34021",5,9905,2021,9999,null,null,"N","Natural Gas, Distillate Fuel Oil",{"$nulls":13},0.01100000000000001,0.01100000000000001,0.01100000000000001,0.01100000000000001]
["Wake County LFG Facility","59688_G_E25",59688,"G","E25",null,"Landfill Gas",null,"S_VACA","North Carolina",37,"Wake",183,"37183",0.3,8513,2019,9999,null,null,"N","Landfill Gas",{"$nulls":13},0.08999999999999997,0.08999999999999997,0.08999999999999997,0.08999999999999997]
["Wake County LFG Facility","59688_G_E26",59688,"G","E26",null,"Landfill Gas",null,"S_VACA","North Carolina",37,"Wake",183,"37183",0.3,8513,2019,9999,null,null,"N","Landfill Gas",{"$nulls":13},0.08999999999999997,0.08999999999999997,0.08999999999999997,0.08999999999999997]
["Wake County LFG Facility","59688_G_E27",59688,"G","E27",null,"Landfill Gas",null,"S_VACA","North Carolina",37,"Wake",183,"37183",0.3,8513,2019,9999,null,null,"N","Landfill Gas",{"$nulls":13},0.08999999999999997,0.08999999999999997,0.08999999999999997,0.08999999999999997]
["Wake County LFG Facility","59688_G_E28",59688,"G","E28",null,"Landfill Gas",null,"S_VACA","North Carolina",37,"Wake",183,"37183",0.3,8513,2019,9999,null,null,"N","Landfill Gas",{"$nulls":13},0.08999999999999997,0.08999999999999997,0.08999999999999997,0.08999999999999997]
["Wake County LFG Facility","59688_G_E29",59688,"G","E29",null,"Landfill Gas",null,"S_VACA","North Carolina",37,"Wake",183,"37183",0.3,8513,2019,9999,null,null,"N","Landfill Gas",{"$nulls":13},0.08999999999999997,0.08999999999999997,0.08999999999999997,0.08999999999999997]
["Wake County LFG Facility","59688_G_E30",59688,"G","E30",null,"Landfill Gas",null,"S_VACA","North Carolina",37,"Wake",183,"37183",0.3,8513,2019,9999,null,null,"N","Landfill Gas",{"$nulls":13},0.08999999999999997,0.08999999999999997,0.08999999999999997,0.08999999999999997]
["Kings Bay Solar Facility","59864_G_BESS",59864,"G","BESS",null,"Energy Storage",null,"S_SOU","Georgia",13,"Camden",39,"13039",1.5,0,2022,9999,null,null,"N","Energy Storage",{"$nulls":13},0,0,0,0]
["Blythe Solar IV, LLC","60095_G_BLS4A",60095,"G","BLS4A",null,"Solar PV",null,"WECC_SCE","California",6,"Riverside",65,"06065",68.7,0,2020,9999,null,null,"N","Solar",{"$nulls":13},0,0,0,0]
["Blythe Solar IV, LLC","60095_G_BLS4B",60095,"G","BLS4B",null,"Solar PV",null,"WECC_SCE","California",6,"Riverside",65,"06065",68.7,0,2020,9999,null,null,"N","Solar",{"$nulls":13},0,0,0,0]
["NY - Presbyt. Hospital - 525 E 68TH St","61238_G_DHK1",61238,"G","DHK1",null,"Combustion Turbine","IC Engine","NY_Z_J","New York",36,"New York",61,"36061",1.5,9905,2017,9999,null,null,"N","Natural Gas, Distillate Fuel Oil",{"$nulls":13},0.01100000000000001,0.01100000000000001,0.01100000000000001,0.01100000000000001]
["NY - Presbyt. Hospital - 525 E 68TH St","61238_G_DHK2",61238,"G","DHK2",null,"Combustion Turbine","IC Engine","NY_Z_J","New York",36,"New York",61,"36061",1.5,9905,2017,9999,null,null,"N","Natural Gas, Distillate Fuel Oil",{"$nulls":13},0.01100000000000001,0.01100000000000001,0.01100000000000001,0.01100000000000001]
["NY - Presbyt. Hospital - 525 E 68TH St","61238_G_DHK3",61238,"G","DHK3",null,"Combustion Turbine","IC Engine","NY_Z_J","New York",36,"New York",61,"36061",1.5,9905,2017,9999,null,null,"N","Natural Gas, Distillate Fuel Oil",{"$nulls":13},0.01100000000000001,0.01100000000000001,0.01100000000000001,0.01100000000000001]
["Shrewsbury","6125_G_G1",6125,"G","G1",null,"Combustion Turbine","IC Engine","NENGREST","Massachusetts",25,"Worcester",27,"25027",2.5,9905,2019,9999,null,null,"N","Natural Gas, Distillate Fuel Oil",{"$nulls":13},0.01100000000000001,0.01100000000000001,0.01100000000000001,0.01100000000000001]
["Shrewsbury","6125_G_S1",6125,"G","S1",null,"Solar PV",null,"NENGREST","Massachusetts",25,"Worcester",27,"25027",2.8,0,2018,9999,null,null,"N","Solar",{"$nulls":13},0,0,0,0]
["Arbor Hill Wind Farm","62132_G_1",62132,"G","1",null,"Onshore Wind",null,"MIS_MIDA","Iowa",19,"Adair",1,"19001",60,0,2020,9999,null,null,"N","Wind",{"$nulls":13},0,0,0,0]
["North English","62133_G_1",62133,"G","1",null,"Onshore Wind",null,"MIS_IA","Iowa",19,"Poweshiek",157,"19157",140,0,2019,9999,null,null,"N","Wind",{"$nulls":13},0,0,0,0]
["Westchester County Medical Center","62270_G_CAT2C",62270,"G","CAT2C",null,"Combustion Turbine","IC Engine","NY_Z_G-I","New York",36,"Westchester",119,"36119",1.5,9905,2019,9999,null,null,"N","Natural Gas, Distillate Fuel Oil",{"$nulls":13},0.01100000000000001,0.01100000000000001,0.01100000000000001,0.01100000000000001]
["Lake Region Community Hybrid, LLC","62442_G_LRCHS",62442,"G","LRCHS",null,"Solar PV",null,"MIS_MNWI","Minnesota",27,"Otter Tail",111,"27111",0.5,0,2018,9999,null,null,"N","Solar",{"$nulls":13},0,0,0,0]
["High Lonesome Wind Power, LLC","62562_G_HILO2",62562,"G","HILO2",null,"Onshore Wind",null,"ERC_WEST","Texas",48,"Upton",461,"48461",50,0,2021,9999,null,null,"N","Wind",{"$nulls":13},0,0,0,0]
["AZ State University - Tempe Campus Solar","62643_G_91001",62643,"G","91001",null,"Solar PV",null,"WECC_AZ","Arizona",4,"Maricopa",13,"04013",0.1,0,2018,9999,null,null,"N","Solar",{"$nulls":13},0,0,0,0]
["Gloucester Solar","63031_G_GLSO",63031,"G","GLSO",null,"Solar PV",null,"PJM_Dom","Virginia",51,"Gloucester",73,"51073",19.8,0,2019,9999,null,null,"N","Solar",{"$nulls":13},0,0,0,0]
["Gutenberg Solar","63076_G_GUTN",63076,"G","GUTN",null,"Solar PV",null,"PJM_Dom","North Carolina",37,"Northampton",131,"37131",79.9,0,2019,9999,null,null,"N","Solar",{"$nulls":13},0,0,0,0]
["Strauss CSG","63108_G_30",63108,"G","30",null,"Solar PV",null,"NY_Z_C&E","New York",36,"Seneca",99,"36099",2,0,2019,9999,null,null,"N","Solar",{"$nulls":13},0,0,0,0]
["Dakota Community Solar One LLC CSG","63116_G_52838",63116,"G","52838",null,"Solar PV",null,"MIS_MNWI","Minnesota",27,"Dakota",37,"27037",1,0,2019,9999,null,null,"N","Solar",{"$nulls":13},0,0,0,0]
["Douglas Todd Community Solar One LLC CSG","63117_G_52834",63117,"G","52834",null,"Solar PV",null,"MIS_MNWI","Minnesota",27,"Douglas",41,"27041",1,0,2019,9999,null,null,"N","Solar",{"$nulls":13},0,0,0,0]
["Meeker Community Solar One LLC CSG","63118_G_52824",63118,"G","52824",null,"Solar PV",null,"MIS_MNWI","Minnesota",27,"Meeker",93,"27093",1,0,2019,9999,null,null,"N","Solar",{"$nulls":13},0,0,0,0]
["McLeod Community Solar One LLC CSG","63119_G_52832",63119,"G","52832",null,"Solar PV",null,"MIS_MNWI","Minnesota",27,"McLeod",85,"27085",1,0,2019,9999,null,null,"N","Solar",{"$nulls":13},0,0,0,0]
["Nicollet Community Solar One LLC","63120_G_52828",63120,"G","52828",null,"Solar PV",null,"MIS_MNWI","Minnesota",27,"Nicollet",103,"27103",1,0,2020,9999,null,null,"N","Solar",{"$nulls":13},0,0,0,0]
["Stearns Community Solar One LLC CSG","63121_G_52825",63121,"G","52825",null,"Solar PV",null,"MIS_MNWI","Minnesota",27,"Stearns",145,"27145",1,0,2019,9999,null,null,"N","Solar",{"$nulls":13},0,0,0,0]
["Sherburne Community Solar One LLC CSG","63122_G_52814",63122,"G","52814",null,"Solar PV",null,"MIS_MNWI","Minnesota",27,"Sherburne",141,"27141",1,0,2019,9999,null,null,"N","Solar",{"$nulls":13},0,0,0,0]
["Rio Rancho Solar Energy Center","63184_G_RIRA",63184,"G","RIRA",null,"Solar PV",null,"WECC_NM","New Mexico",35,"Bernalillo",1,"35001",10,0,2019,9999,null,null,"N","Solar",{"$nulls":13},0,0,0,0]
["Sayreville Solar Project","63185_G_SAYRE",63185,"G","SAYRE",null,"Solar PV",null,"PJM_EMAC","New Jersey",34,"Middlesex",23,"34023",3.1,0,2019,9999,null,null,"N","Solar",{"$nulls":13},0,0,0,0]
["FL Solar 4, LLC","63187_G_FL4",63187,"G","FL4",null,"Solar PV",null,"FRCC","Florida",12,"Leon",73,"12073",42,0,2019,9999,null,null,"N","Solar",{"$nulls":13},0,0,0,0]
["Delilah Solar Energy LLC","63194_G_GEN1",63194,"G","GEN1",null,"Solar PV",null,"ERC_REST","Texas",48,"Red River",387,"48387",300,0,2022,9999,null,null,"N","Solar",{"$nulls":13},0,0,0,0]
["Bergenmand Solar Partners, LLC Mahwah","63200_G_SA1",63200,"G","SA1",null,"Solar PV",null,"PJM_EMAC","New Jersey",34,"Bergen",3,"34003",0.5,0,2012,9999,null,null,"N","Solar",{"$nulls":13},0,0,0,0]
["Bergenmand Solar Partners, LLC Mahwah","63200_G_SA2",63200,"G","SA2",null,"Solar PV",null,"PJM_EMAC","New Jersey",34,"Bergen",3,"34003",0.5,0,2012,9999,null,null,"N","Solar",{"$nulls":13},0,0,0,0]
["VPPSA Project 10","63203_G_12510",63203,"G","12510",null,"Combustion Turbine",null,"NENGREST","Vermont",50,"Franklin",11,"50011",19.3,9905,2010,9999,null,null,"N","Natural Gas, Distillate Fuel Oil",{"$nulls":13},0.01100000000000001,0.01100000000000001,0.01100000000000001,0.01100000000000001]
["VPPSA Project 10","63203_G_12511",63203,"G","12511",null,"Combustion Turbine",null,"NENGREST","Vermont",50,"Franklin",11,"50011",19.3,9905,2010,9999,null,null,"N","Natural Gas, Distillate Fuel Oil",{"$nulls":13},0.01100000000000001,0.01100000000000001,0.01100000000000001,0.01100000000000001]
["CID Solar (CA)","63204_G_HLS",63204,"G","HLS",null,"Solar PV",null,"WEC_CALN","California",6,"Kings",31,"06031",2,0,2019,9999,null,null,"N","Solar",{"$nulls":13},0,0,0,0]
["Skookumchuck Wind Facility","63205_G_1",63205,"G","1",null,"Onshore Wind",null,"WECC_PNW","Washington",53,"Thurston",67,"53067",136.8,0,2020,9999,null,null,"N","Wind",{"$nulls":13},0,0,0,0]
["Rafael Solar","63206_G_RSPV1",63206,"G","RSPV1",null,"Solar PV",null,"WECC_PNW","Oregon",41,"Marion",47,"41047",2.2,0,2019,9999,null,null,"N","Solar",{"$nulls":13},0,0,0,0]
["Case Creek Solar","63207_G_CCPV1",63207,"G","CCPV1",null,"Solar PV",null,"WECC_PNW","Oregon",41,"Marion",47,"41047",2.2,0,2019,9999,null,null,"N","Solar",{"$nulls":13},0,0,0,0]
["Kale Patch Solar","63208_G_KPPV1",63208,"G","KPPV1",null,"Solar PV",null,"WECC_PNW","Oregon",41,"Marion",47,"41047",2.2,0,2019,9999,null,null,"N","Solar",{"$nulls":13},0,0,0,0]
["Aviator Wind","63209_G_AVTOR",63209,"G","AVTOR",null,"Onshore Wind",null,"ERC_WEST","Texas",48,"Coke",81,"48081",525,0,2021,9999,null,null,"N","Wind",{"$nulls":13},0,0,0,0]
["Broad Mountain Wind Project","63210_G_BROAD",63210,"G","BROAD",null,"Onshore Wind",null,"PJM_WMAC","Pennsylvania",42,"Carbon",25,"42025",80,0,2021,9999,null,null,"N","Wind",{"$nulls":13},0,0,0,0]
["Samson Solar Energy","63211_G_GEN1",63211,"G","GEN1",null,"Solar PV",null,"ERC_REST","Texas",48,"Lamar",277,"48277",250,0,2022,9999,null,null,"N","Solar",{"$nulls":13},0,0,0,0]
["Battle Creek Solar","63212_G_BC1",63212,"G","BC1",null,"Solar PV",null,"NENGREST","Vermont",50,"Bennington",3,"50003",2.2,0,2018,9999,null,null,"N","Solar",{"$nulls":13},0,0,0,0]
["Sheridan School Corporation Solar","63213_G_418ES",63213,"G","418ES",null,"Solar PV",null,"MIS_INKY","Indiana",18,"Hamilton",57,"18057",0.4,0,2016,9999,null,null,"N","Solar",{"$nulls":13},0,0,0,0]
["Sheridan School Corporation Solar","63213_G_418HS",63213,"G","418HS",null,"Solar PV",null,"MIS_INKY","Indiana",18,"Hamilton",57,"18057",0.4,0,2016,9999,null,null,"N","Solar",{"$nulls":13},0,0,0,0]
["Middleton Solar Park","63214_G_MDL01",63214,"G","MDL01",null,"Solar PV",null,"NENGREST","Massachusetts",25,"Essex",9,"25009",5,0,2018,9999,null,null,"N","Solar",{"$nulls":13},0,0,0,0]
["USS B&B Solar LLC CSG","63216_G_BB",63216,"G","BB",null,"Solar PV",null,"MIS_MNWI","Minnesota",27,"Redwood",127,"27127",1,0,2020,9999,null,null,"N","Solar",{"$nulls":13},0,0,0,0]
["USS Steamboat Solar LLC CSG","63221_G_STMBT",63221,"G","STMBT",null,"Solar PV",null,"MIS_MNWI","Minnesota",27,"Redwood",127,"27127",1,0,2021,9999,null,null,"N","Solar",{"$nulls":13},0,0,0,0]
["Impact Solar 1","63222_G_TXIM1",63222,"G","TXIM1",null,"Solar PV",null,"ERC_REST","Texas",48,"Lamar",277,"48277",198.5,0,2020,9999,null,null,"N","Solar",{"$nulls":13},0,0,0,0]
["NY 26 Carthage","63224_G_X0140",63224,"G","X0140",null,"Solar PV",null,"NY_Z_C&E","New York",36,"Jefferson",45,"36045",5,0,2020,9999,null,null,"N","Solar",{"$nulls":13},0,0,0,0]
["AGA TAG Solar IV LLC","63225_G_PV1",63225,"G","PV1",null,"Solar PV",null,"S_VACA","North Carolina",37,"Brunswick",19,"37019",4.8,0,2019,9999,null,null,"N","Solar",{"$nulls":13},0,0,0,0]
["Manheim New Jersey","63229_G_NJSGR",63229,"G","NJSGR",null,"Solar PV",null,"PJM_EMAC","New Jersey",34,"Burlington",5,"34005",0.8,0,2013,9999,null,null,"N","Solar",{"$nulls":13},0,0,0,0]
["Manheim New Jersey","63229_G_NJSRO",63229,"G","NJSRO",null,"Solar PV",null,"PJM_EMAC","New Jersey",34,"Burlington",5,"34005",1.4,0,2009,9999,null,null,"N","Solar",{"$nulls":13},0,0,0,0]
["Knaggs Brothers Farm","63230_G_KNAGG",63230,"G","KNAGG",null,"Solar PV",null,"NY_Z_F","New York",36,"Albany",1,"36001",3.9,0,2018,9999,null,null,"N","Solar",{"$nulls":13},0,0,0,0]
["Woodbury Solar","63231_G_PV",63231,"G","PV",null,"Solar PV",null,"MIS_MNWI","Minnesota",27,"Washington",163,"27163",3,0,2020,9999,null,null,"N","Solar",{"$nulls":13},0,0,0,0]
["Brookfield Wire Company","63232_G_BROOK",63232,"G","BROOK",null,"Solar PV",null,"NENGREST","Massachusetts",25,"Worcester",27,"25027",1.4,0,2016,9999,null,null,"N","Solar",{"$nulls":13},0,0,0,0]
["O'Neill Creek Solar","63235_G_OCPV1",63235,"G","OCPV1",null,"Solar PV",null,"WECC_PNW","Oregon",41,"Washington",67,"41067",2.2,0,2019,9999,null,null,"N","Solar",{"$nulls":13},0,0,0,0]
["Kings Plaza Total Energy Plant (TEP)","63236_G_DG2",63236,"G","DG2",null,"Combustion Turbine","IC Engine","NY_Z_J","New York",36,"Kings",47,"36047",3.2,9905,2007,9999,null,null,"N","Natural Gas, Distillate Fuel Oil",{"$nulls":13},0.01100000000000001,0.01100000000000001,0.01100000000000001,0.01100000000000001]
["Kings Plaza Total Energy Plant (TEP)","63236_G_DG3",63236,"G","DG3",null,"Combustion Turbine","IC Engine","NY_Z_J","New York",36,"Kings",47,"36047",3.2,9905,2007,9999,null,null,"N","Natural Gas, Distillate Fuel Oil",{"$nulls":13},0.01100000000000001,0.01100000000000001,0.01100000000000001,0.01100000000000001]
["Kings Plaza Total Energy Plant (TEP)","63236_G_DG4",63236,"G","DG4",null,"Combustion Turbine","IC Engine","NY_Z_J","New York",36,"Kings",47,"36047",3.2,9905,2007,9999,null,null,"N","Natural Gas, Distillate Fuel Oil",{"$nulls":13},0.01100000000000001,0.01100000000000001,0.01100000000000001,0.01100000000000001]
["Kings Plaza Total Energy Plant (TEP)","63236_G_DG5",63236,"G","DG5",null,"Combustion Turbine","IC Engine","NY_Z_J","New York",36,"Kings",47,"36047",3.2,9905,2007,9999,null,null,"N","Natural Gas, Distillate Fuel Oil",{"$nulls":13},0.01100000000000001,0.01100000000000001,0.01100000000000001,0.01100000000000001]
["Old Court Rd Solar","63237_G_OLDCT",63237,"G","OLDCT",null,"Solar PV",null,"PJM_SMAC","Maryland",24,"Howard",27,"24027",2,0,2019,9999,null,null,"N","Solar",{"$nulls":13},0,0,0,0]
["Sherman Solar","63239_G_SHRM",63239,"G","SHRM",null,"Solar PV",null,"NENG_CT","Connecticut",9,"New London",11,"09011",1,0,2019,9999,null,null,"N","Solar",{"$nulls":13},0,0,0,0]
["Jackson Solar (CT)","63240_G_JACK",63240,"G","JACK",null,"Solar PV",null,"NENG_CT","Connecticut",9,"New London",11,"09011",1,0,2019,9999,null,null,"N","Solar",{"$nulls":13},0,0,0,0]
["Limelight Solar II LLC","63241_G_SCLL",63241,"G","SCLL",null,"Solar PV",null,"S_VACA","South Carolina",45,"Spartanburg",83,"45083",2,0,2019,9999,null,null,"N","Solar",{"$nulls":13},0,0,0,0]
["ATOOD Solar III LLC","63242_G_SCAT",63242,"G","SCAT",null,"Solar PV",null,"S_VACA","South Carolina",45,"Spartanburg",83,"45083",2,0,2019,9999,null,null,"N","Solar",{"$nulls":13},0,0,0,0]
["AGA TAG Solar III LLC","63243_G_SCAG",63243,"G","SCAG",null,"Solar PV",null,"S_VACA","South Carolina",45,"Spartanburg",83,"45083",2,0,2020,9999,null,null,"N","Solar",{"$nulls":13},0,0,0,0]
["New River Clean Energy","63246_G_NEW2",63246,"G","NEW2",null,"Landfill Gas",null,"PJM_West","West Virginia",54,"Raleigh",81,"54081",1.6,8513,2017,9999,null,null,"N","Landfill Gas",{"$nulls":13},0.08999999999999997,0.08999999999999997,0.08999999999999997,0.08999999999999997]
["New River Clean Energy","63246_G_NEWR1",63246,"G","NEWR1",null,"Landfill Gas",null,"PJM_West","West Virginia",54,"Raleigh",81,"54081",1.6,8513,2017,9999,null,null,"N","Landfill Gas",{"$nulls":13},0.08999999999999997,0.08999999999999997,0.08999999999999997,0.08999999999999997]
["Lone Tree Wind, LLC","63251_G_LTW",63251,"G","LTW",null,"Onshore Wind",null,"PJM_COMD","Illinois",17,"Bureau",11,"17011",79,0,2020,9999,null,null,"N","Wind",{"$nulls":13},0,0,0,0]
["Cannon Garden Solar","63252_G_CGS",63252,"G","CGS",null,"Solar PV",null,"MIS_MNWI","Minnesota",27,"Rice",131,"27131",1,0,2020,9999,null,null,"N","Solar",{"$nulls":13},0,0,0,0]
["Francis Scott Key Mall","63253_G_FSK",63253,"G","FSK",null,"Solar PV",null,"PJM_AP","Maryland",24,"Frederick",21,"24021",2.1,0,2018,9999,null,null,"N","Solar",{"$nulls":13},0,0,0,0]
["Altamonte Mall","63254_G_ALT",63254,"G","ALT",null,"Solar PV",null,"FRCC","Florida",12,"Seminole",117,"12117",1.5,0,2016,9999,null,null,"N","Solar",{"$nulls":13},0,0,0,0]
["Pembroke Lakes Mall","63256_G_PLM",63256,"G","PLM",null,"Solar PV",null,"FRCC","Florida",12,"Broward",11,"12011",1.4,0,2016,9999,null,null,"N","Solar",{"$nulls":13},0,0,0,0]
["Short Hills Mall","63257_G_SHM",63257,"G","SHM",null,"Solar PV",null,"PJM_EMAC","New Jersey",34,"Essex",13,"34013",3.5,0,2018,9999,null,null,"N","Solar",{"$nulls":13},0,0,0,0]
["Delta Energy Park","63259_G_DEPC2",63259,"G","DEPC2",null,"Combined Cycle",null,"MIS_LMI","Michigan",26,"Eaton",45,"26045",48.3,6370,2021,9999,null,null,"N","Natural Gas, Distillate Fuel Oil",{"$nulls":13},0.01100000000000001,0.01100000000000001,0.01100000000000001,0.01100000000000001]
["Delta Energy Park","63259_G_DEPC3",63259,"G","DEPC3",null,"Combined Cycle",null,"MIS_LMI","Michigan",26,"Eaton",45,"26045",48.3,6370,2021,9999,null,null,"N","Natural Gas, Distillate Fuel Oil",{"$nulls":13},0.01100000000000001,0.01100000000000001,0.01100000000000001,0.01100000000000001]
["Delta Energy Park","63259_G_DEPS1",63259,"G","DEPS1",null,"Combustion Turbine",null,"MIS_LMI","Michigan",26,"Eaton",45,"26045",46.3,9905,2021,9999,null,null,"N","Natural Gas, Distillate Fuel Oil",{"$nulls":13},0.01100000000000001,0.01100000000000001,0.01100000000000001,0.01100000000000001]
["Delta Energy Park","63259_G_DEPST",63259,"G","DEPST",null,"Combined Cycle",null,"MIS_LMI","Michigan",26,"Eaton",45,"26045",81,6370,2021,9999,null,null,"N","Natural Gas, Distillate Fuel Oil",{"$nulls":13},0.01100000000000001,0.01100000000000001,0.01100000000000001,0.01100000000000001]
["AC Power","63260_G_ACP",63260,"G","ACP",null,"Solar PV",null,"PJM_EMAC","New Jersey",34,"Burlington",5,"34005",1.3,0,2019,9999,null,null,"N","Solar",{"$nulls":13},0,0,0,0]
["Becton Canaan","63262_G_PH1GR",63262,"G","PH1GR",null,"Solar PV",null,"NENG_CT","Connecticut",9,"Litchfield",5,"09005",1.5,0,2018,9999,null,null,"N","Solar",{"$nulls":13},0,0,0,0]
["Becton Canaan","63262_G_PH1RF",63262,"G","PH1RF",null,"Solar PV",null,"NENG_CT","Connecticut",9,"Litchfield",5,"09005",0.5,0,2018,9999,null,null,"N","Solar",{"$nulls":13},0,0,0,0]
["Becton Canaan","63262_G_PH2RF",63262,"G","PH2RF",null,"Solar PV",null,"NENG_CT","Connecticut",9,"Litchfield",5,"09005",0.5,0,2019,9999,null,null,"N","Solar",{"$nulls":13},0,0,0,0]
["Plainfield Solar 2","63263_G_PLFD2",63263,"G","PLFD2",null,"Solar PV",null,"NENG_CT","Connecticut",9,"Windham",15,"09015",1,0,2020,9999,null,null,"N","Solar",{"$nulls":13},0,0,0,0]
["Partridge Hill Solar","63264_G_PART3",63264,"G","PART3",null,"Solar PV",null,"NENGREST","Massachusetts",25,"Worcester",27,"25027",2,0,2020,9999,null,null,"N","Solar",{"$nulls":13},0,0,0,0]
["Penny Hill Solar","63266_G_NCPHL",63266,"G","NCPHL",null,"Solar PV",null,"S_VACA","North Carolina",37,"Pitt",147,"37147",2,0,2017,9999,null,null,"N","Solar",{"$nulls":13},0,0,0,0]
["Meeks Solar, LLC","63267_G_NCMKS",63267,"G","NCMKS",null,"Solar PV",null,"PJM_Dom","North Carolina",37,"Martin",117,"37117",2,0,2017,9999,null,null,"N","Solar",{"$nulls":13},0,0,0,0]
["Strider Solar, LLC","63270_G_NCSTR",63270,"G","NCSTR",null,"Solar PV",null,"S_VACA","North Carolina",37,"Randolph",151,"37151",5,0,2018,9999,null,null,"N","Solar",{"$nulls":13},0,0,0,0]
["Huntley","63271_G_1295",63271,"G","1295",null,"Solar PV",null,"S_VACA","South Carolina",45,"Orangeburg",75,"45075",75,0,2020,9999,null,null,"N","Solar",{"$nulls":13},0,0,0,0]
["Woodsdale Farm, LLC","63272_G_NCWOO",63272,"G","NCWOO",null,"Solar PV",null,"S_VACA","North Carolina",37,"Person",145,"37145",2,0,2018,9999,null,null,"N","Solar",{"$nulls":13},0,0,0,0]
["Wagyu","63273_G_1215",63273,"G","1215",null,"Solar PV",null,"ERC_REST","Texas",48,"Brazoria",39,"48039",120,0,2020,9999,null,null,"N","Solar",{"$nulls":13},0,0,0,0]
["Mtn. Solar 1","63276_G_X0133",63276,"G","X0133",null,"Solar PV",null,"WECC_CO","Colorado",8,"Adams",1,"08001",1.5,0,2019,9999,null,null,"N","Solar",{"$nulls":13},0,0,0,0]
["Mtn. Solar 2","63277_G_X0133",63277,"G","X0133",null,"Solar PV",null,"WECC_CO","Colorado",8,"Adams",1,"08001",1.5,0,2019,9999,null,null,"N","Solar",{"$nulls":13},0,0,0,0]
["CO LI CSG 1 - Kamerra","63278_G_X0056",63278,"G","X0056",null,"Solar PV",null,"WECC_CO","Colorado",8,"Adams",1,"08001",1.5,0,2019,9999,null,null,"N","Solar",{"$nulls":13},0,0,0,0]
["Barneveld Solar","63279_G_PV1",63279,"G","PV1",null,"Solar PV",null,"NY_Z_C&E","New York",36,"Oneida",65,"36065",1,0,2019,9999,null,null,"N","Solar",{"$nulls":13},0,0,0,0]
["Georgia College & State University Solar","63282_G_1",63282,"G","1",null,"Solar PV",null,"S_SOU","Georgia",13,"Baldwin",9,"13009",3.5,0,2024,9999,null,null,"N","Solar",{"$nulls":13},0,0,0,0]
["Valero Wilmington Cogeneration Plant","63285_G_79G1",63285,"G","79G1",null,"Combustion Turbine",null,"WEC_LADW","California",6,"Los Angeles",37,"06037",32.2,9905,2017,9999,null,null,"N","Natural Gas, Distillate Fuel Oil",{"$nulls":13},0.01100000000000001,0.01100000000000001,0.01100000000000001,0.01100000000000001]
["DG Amaze ACY1","63286_G_ACY1",63286,"G","ACY1",null,"Solar PV",null,"PJM_EMAC","New Jersey",34,"Gloucester",15,"34015",3.8,0,2019,9999,null,null,"N","Solar",{"$nulls":13},0,0,0,0]
["Brass Mill Center","63288_G_BMC",63288,"G","BMC",null,"Solar PV",null,"NENG_CT","Connecticut",9,"New Haven",9,"09009",4.2,0,2017,9999,null,null,"N","Solar",{"$nulls":13},0,0,0,0]
["White Marsh Mall","63289_G_WMM",63289,"G","WMM",null,"Solar PV",null,"PJM_SMAC","Maryland",24,"Baltimore",5,"24005",1.1,0,2015,9999,null,null,"N","Solar",{"$nulls":13},0,0,0,0]
["Natick Mall","63290_G_NM",63290,"G","NM",null,"Solar PV",null,"NENGREST","Massachusetts",25,"Middlesex",17,"25017",2.2,0,2018,9999,null,null,"N","Solar",{"$nulls":13},0,0,0,0]
["Grand Prix Solar","63291_G_GPS",63291,"G","GPS",null,"Solar PV",null,"NY_Z_G-I","New York",36,"Westchester",119,"36119",1.9,0,2014,9999,null,null,"N","Solar",{"$nulls":13},0,0,0,0]
["100 Brook Hill Drive Solar","63292_G_BHD",63292,"G","BHD",null,"Solar PV",null,"NY_Z_G-I","New York",36,"Rockland",87,"36087",1.5,0,2015,9999,null,null,"N","Solar",{"$nulls":13},0,0,0,0]
["Cottonwood Solar, LLC","63293_G_NCCWD",63293,"G","NCCWD",null,"Solar PV",null,"PJM_Dom","North Carolina",37,"Northampton",131,"37131",3,0,2018,9999,null,null,"N","Solar",{"$nulls":13},0,0,0,0]
["Parking Lot Array","63294_G_LOTPV",63294,"G","LOTPV",null,"Solar PV",null,"PJM_West","Ohio",39,"Hamilton",61,"39061",1.3,0,2011,9999,null,null,"N","Solar",{"$nulls":13},0,0,0,0]
["Chicot Solar","63295_G_CHICO",63295,"G","CHICO",null,"Solar PV",null,"MIS_AR","Arkansas",5,"Chicot",17,"05017",100,0,2020,9999,null,null,"N","Solar",{"$nulls":13},0,0,0,0]
["232 Long Branch 29 Solar I, LLC","63296_G_NCLFT",63296,"G","NCLFT",null,"Solar PV",null,"S_VACA","North Carolina",37,"Cleveland",45,"37045",2,0,2018,9999,null,null,"N","Solar",{"$nulls":13},0,0,0,0]
["Hobart & William Smith College Gates Rd.","63297_G_GATES",63297,"G","GATES",null,"Solar PV",null,"NY_Z_C&E","New York",36,"Ontario",69,"36069",1.8,0,2017,9999,null,null,"N","Solar",{"$nulls":13},0,0,0,0]
["Barrette Outdoor Living, Inc.","63298_G_BARRE",63298,"G","BARRE",null,"Solar PV",null,"PJM_EMAC","New Jersey",34,"Atlantic",1,"34001",1.5,0,2019,9999,null,null,"N","Solar",{"$nulls":13},0,0,0,0]
["Harvest Beulaville, LLC","63299_G_NCBVL",63299,"G","NCBVL",null,"Solar PV",null,"S_VACA","North Carolina",37,"Duplin",61,"37061",2,0,2017,9999,null,null,"N","Solar",{"$nulls":13},0,0,0,0]
["Garrett Solar","63301_G_1888",63301,"G","1888",null,"Solar PV",null,"WECC_PNW","Oregon",41,"Lake",37,"41037",10,0,2019,9999,null,null,"N","Solar",{"$nulls":13},0,0,0,0]
["South Windsor Fuel Cell","63302_G_SWFC5",63302,"G","SWFC5",null,"Fuel Cell",null,"NENG_CT","Connecticut",9,"Hartford",3,"09003",5,6469,2020,9999,null,null,"N","Natural Gas",{"$nulls":13},0,0,0,0]
["Alticor Inc - Solar Project","63303_G_AISP",63303,"G","AISP",null,"Solar PV",null,"WECC_SCE","California",6,"Orange",59,"06059",1.1,0,2017,9999,null,null,"N","Solar",{"$nulls":13},0,0,0,0]
["Bluefin Origination 1","63323_G_SIMBA",63323,"G","SIMBA",null,"Solar PV",null,"PJM_SMAC","Maryland",24,"Prince Georges",33,"24033",2,0,2019,9999,null,null,"N","Solar",{"$nulls":13},0,0,0,0]
["Camp Atterbury Microgrid","63324_G_ES1",63324,"G","ES1",null,"Energy Storage",null,"MIS_INKY","Indiana",18,"Johnson",81,"18081",5,0,2019,9999,null,null,"N","Energy Storage",{"$nulls":13},0,0,0,0]
["Camp Atterbury Microgrid","63324_G_PV1",63324,"G","PV1",null,"Solar PV",null,"MIS_INKY","Indiana",18,"Johnson",81,"18081",2,0,2019,9999,null,null,"N","Solar",{"$nulls":13},0,0,0,0]
["Diamond Spring, LLC","63327_G_46001",63327,"G","46001",null,"Onshore Wind",null,"SPP_WEST","Oklahoma",40,"Johnston",69,"40069",303.5,0,2020,9999,null,null,"N","Wind",{"$nulls":13},0,0,0,0]
["Duus Solar, LLC","63330_G_ORDUS",63330,"G","ORDUS",null,"Solar PV",null,"WECC_PNW","Oregon",41,"Clackamas",5,"41005",10,0,2020,9999,null,null,"N","Solar",{"$nulls":13},0,0,0,0]
["Firwood Solar, LLC","63331_G_ORFWD",63331,"G","ORFWD",null,"Solar PV",null,"WECC_PNW","Oregon",41,"Clackamas",5,"41005",10,0,2020,9999,null,null,"N","Solar",{"$nulls":13},0,0,0,0]
["Aulander Hwy 42 Solar, LLC","63332_G_NCAUL",63332,"G","NCAUL",null,"Solar PV",null,"PJM_Dom","North Carolina",37,"Hertford",91,"37091",5,0,2016,9999,null,null,"N","Solar",{"$nulls":13},0,0,0,0]
["Campus Drive Solar","63334_G_CAMPS",63334,"G","CAMPS",null,"Solar PV",null,"PJM_EMAC","New Jersey",34,"Burlington",5,"34005",3.7,0,2020,9999,null,null,"N","Solar",{"$nulls":13},0,0,0,0]
["HO Clarke Generating","63335_G_CTG-1",63335,"G","CTG-1",null,"Combustion Turbine",null,"ERC_REST","Texas",48,"Harris",201,"48201",44.5,9905,2021,9999,null,null,"N","Natural Gas, Distillate Fuel Oil",{"$nulls":13},0.01100000000000001,0.01100000000000001,0.01100000000000001,0.01100000000000001]
["HO Clarke Generating","63335_G_CTG-2",63335,"G","CTG-2",null,"Combustion Turbine",null,"ERC_REST","Texas",48,"Harris",201,"48201",44.5,9905,2021,9999,null,null,"N","Natural Gas, Distillate Fuel Oil",{"$nulls":13},0.01100000000000001,0.01100000000000001,0.01100000000000001,0.01100000000000001]
["HO Clarke Generating","63335_G_CTG-3",63335,"G","CTG-3",null,"Combustion Turbine",null,"ERC_REST","Texas",48,"Harris",201,"48201",44.5,9905,2021,9999,null,null,"N","Natural Gas, Distillate Fuel Oil",{"$nulls":13},0.01100000000000001,0.01100000000000001,0.01100000000000001,0.01100000000000001]
["HO Clarke Generating","63335_G_CTG-4",63335,"G","CTG-4",null,"Combustion Turbine",null,"ERC_REST","Texas",48,"Harris",201,"48201",44.5,9905,2021,9999,null,null,"N","Natural Gas, Distillate Fuel Oil",{"$nulls":13},0.01100000000000001,0.01100000000000001,0.01100000000000001,0.01100000000000001]
["HO Clarke Generating","63335_G_CTG-5",63335,"G","CTG-5",null,"Combustion Turbine",null,"ERC_REST","Texas",48,"Harris",201,"48201",44.5,9905,2021,9999,null,null,"N","Natural Gas, Distillate Fuel Oil",{"$nulls":13},0.01100000000000001,0.01100000000000001,0.01100000000000001,0.01100000000000001]
["HO Clarke Generating","63335_G_CTG-6",63335,"G","CTG-6",null,"Combustion Turbine",null,"ERC_REST","Texas",48,"Harris",201,"48201",44.5,9905,2021,9999,null,null,"N","Natural Gas, Distillate Fuel Oil",{"$nulls":13},0.01100000000000001,0.01100000000000001,0.01100000000000001,0.01100000000000001]
["Bearkat II Wind Energy LLC","63342_G_BKII",63342,"G","BKII",null,"Onshore Wind",null,"ERC_WEST","Texas",48,"Glasscock",173,"48173",162.1,0,2021,9999,null,null,"N","Wind",{"$nulls":13},0,0,0,0]
["Starvation","63344_G_STAR",63344,"G","STAR",null,"Solar PV",null,"WECC_PNW","Oregon",41,"Harney",25,"41025",9.9,0,2019,9999,null,null,"N","Solar",{"$nulls":13},0,0,0,0]
["Cubera Solar, LLC","63346_G_PGR06",63346,"G","PGR06",null,"Solar PV",null,"S_VACA","North Carolina",37,"Harnett",85,"37085",2,0,2020,9999,null,null,"N","Solar",{"$nulls":13},0,0,0,0]
["AOC, Capitol Power Plant","63347_G_CTG1",63347,"G","CTG1",null,"Combustion Turbine",null,"PJM_SMAC","District of Columbia",11,"District of Columbia",1,"11001",7.5,9905,2018,9999,null,null,"N","Natural Gas, Distillate Fuel Oil",{"$nulls":13},0.01100000000000001,0.01100000000000001,0.01100000000000001,0.01100000000000001]
["Porcher CSG","63348_G_PRCHR",63348,"G","PRCHR",null,"Solar PV",null,"MIS_MNWI","Minnesota",27,"Wabasha",157,"27157",0.9,0,2018,9999,null,null,"N","Solar",{"$nulls":13},0,0,0,0]
["OE_AZ1","63349_G_AZ1",63349,"G","AZ1",null,"Solar PV",null,"WECC_AZ","Arizona",4,"La Paz",12,"04012",32.5,0,2020,9999,null,null,"N","Solar",{"$nulls":13},0,0,0,0]
["OE_GA3","63350_G_GA3",63350,"G","GA3",null,"Solar PV",null,"S_SOU","Georgia",13,"Mitchell",205,"13205",57.5,0,2020,9999,null,null,"N","Solar",{"$nulls":13},0,0,0,0]
["Gemini Solar","63352_G_ARBE1",63352,"G","ARBE1",null,"Solar PV",null,"WECC_SNV","Nevada",32,"Clark",3,"32003",690,0,2024,9999,null,null,"N","Solar",{"$nulls":13},0,0,0,0]
["Gemini Solar","63352_G_ARPV1",63352,"G","ARPV1",null,"Energy Storage",null,"WECC_SNV","Nevada",32,"Clark",3,"32003",280,0,2024,9999,null,null,"N","Energy Storage",{"$nulls":13},0,0,0,0]
["Allied Beverages Elizabeth","63353_G_ABE",63353,"G","ABE",null,"Solar PV",null,"PJM_EMAC","New Jersey",34,"Union",39,"34039",3.2,0,2018,9999,null,null,"N","Solar",{"$nulls":13},0,0,0,0]
["Ticket Network South Windsor","63354_G_TNSW",63354,"G","TNSW",null,"Solar PV",null,"NENG_CT","Connecticut",9,"Hartford",3,"09003",1,0,2018,9999,null,null,"N","Solar",{"$nulls":13},0,0,0,0]
["Chanel Piscataway Rooftop","63355_G_CPR",63355,"G","CPR",null,"Solar PV",null,"PJM_EMAC","New Jersey",34,"Middlesex",23,"34023",1.4,0,2018,9999,null,null,"N","Solar",{"$nulls":13},0,0,0,0]
["Colonial Pipeline Allentown Chesterfield","63356_G_CPAC",63356,"G","CPAC",null,"Solar PV",null,"PJM_EMAC","New Jersey",34,"Burlington",5,"34005",1.9,0,2018,9999,null,null,"N","Solar",{"$nulls":13},0,0,0,0]
["Colonial Pipeline Woodbury West Deptford","63357_G_CPWWD",63357,"G","CPWWD",null,"Solar PV",null,"PJM_EMAC","New Jersey",34,"Gloucester",15,"34015",3.7,0,2018,9999,null,null,"N","Solar",{"$nulls":13},0,0,0,0]
["Corbin Russwin Phase 3 Berlin","63358_G_CRP3B",63358,"G","CRP3B",null,"Solar PV",null,"NENG_CT","Connecticut",9,"Hartford",3,"09003",1,0,2018,9999,null,null,"N","Solar",{"$nulls":13},0,0,0,0]
["Medline Ind. Phase 2 Tracy","63361_G_MIP2T",63361,"G","MIP2T",null,"Solar PV",null,"WEC_CALN","California",6,"San Joaquin",77,"06077",1,0,2018,9999,null,null,"N","Solar",{"$nulls":13},0,0,0,0]
["Niagara Bottling Stockton","63363_G_NBS",63363,"G","NBS",null,"Solar PV",null,"WEC_CALN","California",6,"San Joaquin",77,"06077",1,0,2018,9999,null,null,"N","Solar",{"$nulls":13},0,0,0,0]
["Soda Lake 3","63365_G_SL3",63365,"G","SL3",null,"Geothermal",null,"WECC_NNV","Nevada",32,"Churchill",1,"32001",20,30000,2019,9999,null,null,"N","Geothermal",{"$nulls":13},0,0,0,0,0.4563,0.4563,0.4563]
["435A Bergen Avenue","63366_G_1",63366,"G","1",null,"Solar PV",null,"PJM_EMAC","New Jersey",34,"Hudson",17,"34017",1.4,0,2019,9999,null,null,"N","Solar",{"$nulls":13},0,0,0,0]
["Strandness Garden","63367_G_CGS",63367,"G","CGS",null,"Solar PV",null,"MIS_MNWI","Minnesota",27,"Pope",121,"27121",1,0,2020,9999,null,null,"N","Solar",{"$nulls":13},0,0,0,0]
["GSPP Gilman, LLC","63368_G_GILMA",63368,"G","GILMA",null,"Solar PV",null,"NENGREST","Vermont",50,"Essex",9,"50009",2.1,0,2018,9999,null,null,"N","Solar",{"$nulls":13},0,0,0,0]
["Riley Road LLC","63369_G_RILE1",63369,"G","RILE1",null,"Solar PV",null,"NY_Z_G-I","New York",36,"Orange",71,"36071",2,0,2019,9999,null,null,"N","Solar",{"$nulls":13},0,0,0,0]
["Riley Road LLC","63369_G_RILE2",63369,"G","RILE2",null,"Solar PV",null,"NY_Z_G-I","New York",36,"Orange",71,"36071",2,0,2019,9999,null,null,"N","Solar",{"$nulls":13},0,0,0,0]
["GSSP Schneider LLC","63370_G_SCHN1",63370,"G","SCHN1",null,"Solar PV",null,"MIS_MNWI","Minnesota",27,"Stearns",145,"27145",1,0,2019,9999,null,null,"N","Solar",{"$nulls":13},0,0,0,0]
["GSSP Schneider LLC","63370_G_SCHN2",63370,"G","SCHN2",null,"Solar PV",null,"MIS_MNWI","Minnesota",27,"Stearns",145,"27145",1,0,2019,9999,null,null,"N","Solar",{"$nulls":13},0,0,0,0]
["GSSP Schneider LLC","63370_G_SCHN3",63370,"G","SCHN3",null,"Solar PV",null,"MIS_MNWI","Minnesota",27,"Stearns",145,"27145",1,0,2019,9999,null,null,"N","Solar",{"$nulls":13},0,0,0,0]
["GSSP Schneider LLC","63370_G_SCHN4",63370,"G","SCHN4",null,"Solar PV",null,"MIS_MNWI","Minnesota",27,"Stearns",145,"27145",1,0,2019,9999,null,null,"N","Solar",{"$nulls":13},0,0,0,0]
["GSSP Schneider LLC","63370_G_SCHN5",63370,"G","SCHN5",null,"Solar PV",null,"MIS_MNWI","Minnesota",27,"Stearns",145,"27145",1,0,2019,9999,null,null,"N","Solar",{"$nulls":13},0,0,0,0]
["Hope Solar Farm LLC","63371_G_BRUNS",63371,"G","BRUNS",null,"Solar PV",null,"NY_Z_F","New York",36,"Rensselaer",83,"36083",2,0,2019,9999,null,null,"N","Solar",{"$nulls":13},0,0,0,0]
["Catlin Solar 1 LLC","63372_G_CATLI",63372,"G","CATLI",null,"Solar PV",null,"NY_Z_C&E","New York",36,"Schuyler",97,"36097",4,0,2019,9999,null,null,"N","Solar",{"$nulls":13},0,0,0,0]
["Saratoga Solar LLC","63373_G_SARAT",63373,"G","SARAT",null,"Solar PV",null,"NY_Z_F","New York",36,"Saratoga",91,"36091",5,0,2019,9999,null,null,"N","Solar",{"$nulls":13},0,0,0,0]
["CP Middletown Solar I LLC","63374_G_CPMI1",63374,"G","CPMI1",null,"Solar PV",null,"NENG_CT","Connecticut",9,"Middlesex",7,"09007",1,0,2019,9999,null,null,"N","Solar",{"$nulls":13},0,0,0,0]
["CP Middletown Solar II LLC","63375_G_CPMI2",63375,"G","CPMI2",null,"Solar PV",null,"NENG_CT","Connecticut",9,"Middlesex",7,"09007",1,0,2019,9999,null,null,"N","Solar",{"$nulls":13},0,0,0,0]
["Phelan Pinon Hills CSD Solar","63376_G_PPHS",63376,"G","PPHS",null,"Solar PV",null,"WECC_SCE","California",6,"San Bernardino",71,"06071",1.1,0,2015,9999,null,null,"N","Solar",{"$nulls":13},0,0,0,0]
["ESA Hamlet NC , LLC","63377_G_PGR10",63377,"G","PGR10",null,"Solar PV",null,"S_VACA","North Carolina",37,"Richmond",153,"37153",5,0,2021,9999,null,null,"N","Solar",{"$nulls":13},0,0,0,0]
["Mtn. Solar 3 CSG","63379_G_X0134",63379,"G","X0134",null,"Solar PV",null,"WECC_CO","Colorado",8,"Morgan",87,"08087",1.5,0,2020,9999,null,null,"N","Solar",{"$nulls":13},0,0,0,0]
["Goodhue Community Solar One LLC CSG","63380_G_52829",63380,"G","52829",null,"Solar PV",null,"MIS_MNWI","Minnesota",27,"Goodhue",49,"27049",1,0,2020,9999,null,null,"N","Solar",{"$nulls":13},0,0,0,0]
["Railroad Solar Farm, LLC","63381_G_NCRAL",63381,"G","NCRAL",null,"Solar PV",null,"S_VACA","North Carolina",37,"Robeson",155,"37155",4.1,0,2016,9999,null,null,"N","Solar",{"$nulls":13},0,0,0,0]
["ATOOD Solar IV, LLC","63383_G_NCATD",63383,"G","NCATD",null,"Solar PV",null,"S_VACA","North Carolina",37,"Brunswick",19,"37019",5,0,2019,9999,null,null,"N","Solar",{"$nulls":13},0,0,0,0]
["Castaic Lake Phase II","63385_G_CA135",63385,"G","CA135",null,"Solar PV",null,"WEC_LADW","California",6,"Los Angeles",37,"06037",3.5,0,2014,9999,null,null,"N","Solar",{"$nulls":13},0,0,0,0]
["Three Rivers Solar Power, LLC","63386_G_3RIVS",63386,"G","3RIVS",null,"Solar PV",null,"NENG_ME","Maine",23,"Hancock",9,"23009",100,0,2024,9999,null,null,"N","Solar",{"$nulls":13},0,0,0,0]
["Rancho Seco Solar II, LLC","63387_G_RSS2",63387,"G","RSS2",null,"Solar PV",null,"WEC_BANC","California",6,"Sacramento",67,"06067",160,0,2021,9999,null,null,"N","Solar",{"$nulls":13},0,0,0,0]
["Oxy Renewable Energy - Goldsmith","63388_G_SOLAR",63388,"G","SOLAR",null,"Solar PV",null,"ERC_WEST","Texas",48,"Ector",135,"48135",16.8,0,2020,9999,null,null,"N","Solar",{"$nulls":13},0,0,0,0]
["Shelby Solar Array","63390_G_SHBOH",63390,"G","SHBOH",null,"Solar PV",null,"PJM_West","Ohio",39,"Richland",139,"39139",1.9,0,2019,9999,null,null,"N","Solar",{"$nulls":13},0,0,0,0]
["City of Rio Rancho WWTP","63391_G_CORR",63391,"G","CORR",null,"Solar PV",null,"WECC_NM","New Mexico",35,"Sandoval",43,"35043",1.2,0,2019,9999,null,null,"N","Solar",{"$nulls":13},0,0,0,0]
["DEC Phase II at Georgetown","63392_G_DECII",63392,"G","DECII",null,"Solar PV",null,"PJM_EMAC","Delaware",10,"Sussex",5,"10005",3,0,2019,9999,null,null,"N","Solar",{"$nulls":13},0,0,0,0]
["Cuming County Renewables, LLC","63393_G_T-1",63393,"G","T-1",null,"Onshore Wind",null,"SPP_NEBR","Nebraska",31,"Cuming",39,"31039",2.5,0,2019,9999,null,null,"N","Wind",{"$nulls":13},0,0,0,0]
["Falls Creek Garden","63394_G_CGS",63394,"G","CGS",null,"Solar PV",null,"MIS_MNWI","Minnesota",27,"Rice",131,"27131",1,0,2020,9999,null,null,"N","Solar",{"$nulls":13},0,0,0,0]
["Star Garden","63395_G_CGS",63395,"G","CGS",null,"Solar PV",null,"MIS_MNWI","Minnesota",27,"Pope",121,"27121",1,0,2020,9999,null,null,"N","Solar",{"$nulls":13},0,0,0,0]
["Buffalo Garden","63396_G_CGS",63396,"G","CGS",null,"Solar PV",null,"MIS_MNWI","Minnesota",27,"Waseca",161,"27161",1,0,2020,9999,null,null,"N","Solar",{"$nulls":13},0,0,0,0]
["Loon Garden","63397_G_CGS",63397,"G","CGS",null,"Solar PV",null,"MIS_MNWI","Minnesota",27,"Waseca",161,"27161",1,0,2020,9999,null,null,"N","Solar",{"$nulls":13},0,0,0,0]
["Kearsarge Amesbury","63398_G_AMBAT",63398,"G","AMBAT",null,"Energy Storage",null,"NENGREST","Massachusetts",25,"Essex",9,"25009",1.6,0,2019,9999,null,null,"N","Energy Storage",{"$nulls":13},0,0,0,0]
["Kearsarge Amesbury","63398_G_AMES",63398,"G","AMES",null,"Solar PV",null,"NENGREST","Massachusetts",25,"Essex",9,"25009",3.3,0,2019,9999,null,null,"N","Solar",{"$nulls":13},0,0,0,0]
["Stearns Solar I","63400_G_STE",63400,"G","STE",null,"Solar PV",null,"MIS_MNWI","Minnesota",27,"Stearns",145,"27145",1,0,2019,9999,null,null,"N","Solar",{"$nulls":13},0,0,0,0]
["Olinda Trail Solar","63401_G_OLI",63401,"G","OLI",null,"Solar PV",null,"MIS_MNWI","Minnesota",27,"Chisago",25,"27025",1,0,2019,9999,null,null,"N","Solar",{"$nulls":13},0,0,0,0]
["New Munich Solar","63402_G_MUN",63402,"G","MUN",null,"Solar PV",null,"MIS_MNWI","Minnesota",27,"Stearns",145,"27145",1,0,2019,9999,null,null,"N","Solar",{"$nulls":13},0,0,0,0]
["Clara City Solar","63403_G_CCS",63403,"G","CCS",null,"Solar PV",null,"MIS_MNWI","Minnesota",27,"Chippewa",23,"27023",1,0,2019,9999,null,null,"N","Solar",{"$nulls":13},0,0,0,0]
["Thermo Fisher","63404_G_1",63404,"G","1",null,"Solar PV",null,"PJM_EMAC","New Jersey",34,"Somerset",35,"34035",1.5,0,2013,9999,null,null,"N","Solar",{"$nulls":13},0,0,0,0]
["Pearl II","63405_G_29",63405,"G","29",null,"Solar PV",null,"NY_Z_B","New York",36,"Genesee",37,"36037",2,0,2018,9999,null,null,"N","Solar",{"$nulls":13},0,0,0,0]
["Vermillion River_MN_GRE DEA-GM","63406_G_PV1",63406,"G","PV1",null,"Solar PV",null,"MIS_MNWI","Minnesota",27,"Dakota",37,"27037",3,0,2019,9999,null,null,"N","Solar",{"$nulls":13},0,0,0,0]
["Macedon","63407_G_101",63407,"G","101",null,"Solar PV",null,"NY_Z_B","New York",36,"Wayne",117,"36117",2,0,2019,9999,null,null,"N","Solar",{"$nulls":13},0,0,0,0]
["Whittier","63408_G_300",63408,"G","300",null,"Solar PV",null,"NY_Z_B","New York",36,"Monroe",55,"36055",2,0,2019,9999,null,null,"N","Solar",{"$nulls":13},0,0,0,0]
["Williamson","63409_G_100",63409,"G","100",null,"Solar PV",null,"NY_Z_B","New York",36,"Wayne",117,"36117",2,0,2019,9999,null,null,"N","Solar",{"$nulls":13},0,0,0,0]
["Bennett","63410_G_304",63410,"G","304",null,"Solar PV",null,"NY_Z_C&E","New York",36,"Ontario",69,"36069",1.4,0,2019,9999,null,null,"N","Solar",{"$nulls":13},0,0,0,0]
["San Diego Zoo","63412_G_SDZOO",63412,"G","SDZOO",null,"Energy Storage",null,"WEC_SDGE","California",6,"San Diego",73,"06073",1,0,2019,9999,null,null,"N","Energy Storage",{"$nulls":13},0,0,0,0]
["LTMUA","63413_G_1",63413,"G","1",null,"Solar PV",null,"PJM_EMAC","New Jersey",34,"Cape May",9,"34009",1,0,2012,9999,null,null,"N","Solar",{"$nulls":13},0,0,0,0]
["IOS II-LAX9","63414_G_IOSII",63414,"G","IOSII",null,"Solar PV",null,"WECC_SCE","California",6,"San Bernardino",71,"06071",3.7,0,2020,9999,null,null,"N","Solar",{"$nulls":13},0,0,0,0]
["Middletown Solar 1, LLC","63415_G_BATT",63415,"G","BATT",null,"Energy Storage",null,"NY_Z_G-I","New York",36,"Orange",71,"36071",1.6,0,2020,9999,null,null,"N","Energy Storage",{"$nulls":13},0,0,0,0]
["Middletown Solar 1, LLC","63415_G_CENTR",63415,"G","CENTR",null,"Solar PV",null,"NY_Z_G-I","New York",36,"Orange",71,"36071",1.6,0,2020,9999,null,null,"N","Solar",{"$nulls":13},0,0,0,0]
["Sierra Pacific Industries (2042-RD)","63416_G_GEN1",63416,"G","GEN1",null,"Solar PV",null,"WEC_CALN","California",6,"Tehama",103,"06103",8.4,0,2020,9999,null,null,"N","Solar",{"$nulls":13},0,0,0,0]
["Goodhue Community Solar Three LLC CSG","63417_G_52831",63417,"G","52831",null,"Solar PV",null,"MIS_MNWI","Minnesota",27,"Goodhue",49,"27049",1,0,2020,9999,null,null,"N","Solar",{"$nulls":13},0,0,0,0]
["DGS Wasco State Prison","63418_G_1122",63418,"G","1122",null,"Solar PV",null,"WECC_SCE","California",6,"Kern",29,"06029",2.3,0,2020,9999,null,null,"N","Solar",{"$nulls":13},0,0,0,0]
["DGS Central California Womens Facility","63419_G_1122",63419,"G","1122",null,"Solar PV",null,"WEC_CALN","California",6,"Madera",39,"06039",2,0,2020,9999,null,null,"N","Solar",{"$nulls":13},0,0,0,0]
["Fresno Bullard High School","63420_G_903",63420,"G","903",null,"Solar PV",null,"WEC_CALN","California",6,"Fresno",19,"06019",1.2,0,2020,9999,null,null,"N","Solar",{"$nulls":13},0,0,0,0]
["Fresno Bullard High School","63420_G_BA903",63420,"G","BA903",null,"Energy Storage",null,"WEC_CALN","California",6,"Fresno",19,"06019",0.4,0,2020,9999,null,null,"N","Energy Storage",{"$nulls":13},0,0,0,0]
["Fresno Hoover High School","63421_G_291",63421,"G","291",null,"Solar PV",null,"WEC_CALN","California",6,"Fresno",19,"06019",1.2,0,2020,9999,null,null,"N","Solar",{"$nulls":13},0,0,0,0]
["Fresno Hoover High School","63421_G_BA291",63421,"G","BA291",null,"Energy Storage",null,"WEC_CALN","California",6,"Fresno",19,"06019",0.2,0,2020,9999,null,null,"N","Energy Storage",{"$nulls":13},0,0,0,0]
["Fresno Sunnyside High School","63422_G_1122",63422,"G","1122",null,"Solar PV",null,"WEC_CALN","California",6,"Fresno",19,"06019",1.6,0,2020,9999,null,null,"N","Solar",{"$nulls":13},0,0,0,0]
["Fresno Sunnyside High School","63422_G_BA112",63422,"G","BA112",null,"Energy Storage",null,"WEC_CALN","California",6,"Fresno",19,"06019",0.3,0,2020,9999,null,null,"N","Energy Storage",{"$nulls":13},0,0,0,0]
["BYU Central Heating Plant","63423_G_GEN1",63423,"G","GEN1",null,"Combustion Turbine",null,"WECC_UT","Utah",49,"Utah",49,"49049",14,9905,2019,9999,null,null,"N","Natural Gas, Distillate Fuel Oil",{"$nulls":13},0.01100000000000001,0.01100000000000001,0.01100000000000001,0.01100000000000001]
["Straight Garden Solar","63424_G_CGS",63424,"G","CGS",null,"Solar PV",null,"MIS_MNWI","Minnesota",27,"Rice",131,"27131",1,0,2020,9999,null,null,"N","Solar",{"$nulls":13},0,0,0,0]
["Leven Garden Solar","63425_G_CGS",63425,"G","CGS",null,"Solar PV",null,"MIS_MNWI","Minnesota",27,"Pope",121,"27121",1,0,2020,9999,null,null,"N","Solar",{"$nulls":13},0,0,0,0]
["Zumbro Solar Garden","63426_G_CGS",63426,"G","CGS",null,"Solar PV",null,"MIS_MNWI","Minnesota",27,"Dodge",39,"27039",1,0,2020,9999,null,null,"N","Solar",{"$nulls":13},0,0,0,0]
["Mud Garden Solar","63427_G_CGS",63427,"G","CGS",null,"Solar PV",null,"MIS_MNWI","Minnesota",27,"Sibley",143,"27143",1,0,2020,9999,null,null,"N","Solar",{"$nulls":13},0,0,0,0]
["Erin Garden Solar","63429_G_CSG",63429,"G","CSG",null,"Solar PV",null,"MIS_MNWI","Minnesota",27,"Sibley",143,"27143",1,0,2020,9999,null,null,"N","Solar",{"$nulls":13},0,0,0,0]
["Chub Garden Solar","63430_G_CGS",63430,"G","CGS",null,"Solar PV",null,"MIS_MNWI","Minnesota",27,"Dakota",37,"27037",1,0,2020,9999,null,null,"N","Solar",{"$nulls":13},0,0,0,0]
["Cisco","63431_G_32001",63431,"G","32001",null,"Onshore Wind",null,"MIS_MNWI","Minnesota",27,"Jackson",63,"27063",8.4,0,2008,9999,null,null,"N","Wind",{"$nulls":13},0,0,0,0]
["Lincoln Heights I","63432_G_32002",63432,"G","32002",null,"Onshore Wind",null,"MIS_MNWI","Minnesota",27,"Lincoln",81,"27081",5.2,0,2006,9999,null,null,"N","Wind",{"$nulls":13},0,0,0,0]
["Lincoln Heights II","63433_G_32003",63433,"G","32003",null,"Onshore Wind",null,"MIS_MNWI","Minnesota",27,"Lincoln",81,"27081",3.9,0,2006,9999,null,null,"N","Wind",{"$nulls":13},0,0,0,0]
["Maston Garden Solar","63434_G_CGS",63434,"G","CGS",null,"Solar PV",null,"MIS_MNWI","Minnesota",27,"Dodge",39,"27039",1,0,2020,9999,null,null,"N","Solar",{"$nulls":13},0,0,0,0]
["Partridge Solar Project","63435_G_BATT",63435,"G","BATT",null,"Energy Storage",null,"NENGREST","Massachusetts",25,"Worcester",27,"25027",1.3,0,2020,9999,null,null,"N","Energy Storage",{"$nulls":13},0,0,0,0]
["Partridge Solar Project","63435_G_PRTDG",63435,"G","PRTDG",null,"Solar PV",null,"NENGREST","Massachusetts",25,"Worcester",27,"25027",2,0,2020,9999,null,null,"N","Solar",{"$nulls":13},0,0,0,0]
["UB Fuel Cell","63438_G_UBFC1",63438,"G","UBFC1",null,"Fuel Cell",null,"NENG_CT","Connecticut",9,"Fairfield",1,"09001",1.4,6469,2015,9999,null,null,"N","Natural Gas",{"$nulls":13},0,0,0,0]
["Central CA Fuel Cell 1","63439_G_CCFC1",63439,"G","CCFC1",null,"Fuel Cell",null,"WECC_SCE","California",6,"Tulare",107,"06107",2.8,6469,2018,9999,null,null,"N","Natural Gas",{"$nulls":13},0,0,0,0]
["Montague Solar","63441_G_S1",63441,"G","S1",null,"Solar PV",null,"WECC_PNW","Oregon",41,"Gilliam",21,"41021",162,0,2022,9999,null,null,"N","Solar",{"$nulls":13},0,0,0,0]
["Tickle Creek Solar","63442_G_W9317",63442,"G","W9317",null,"Solar PV",null,"WECC_PNW","Oregon",41,"Clackamas",5,"41005",1.9,0,2019,9999,null,null,"N","Solar",{"$nulls":13},0,0,0,0]
["Thomas Creek Solar","63443_G_W9318",63443,"G","W9318",null,"Solar PV",null,"WECC_PNW","Oregon",41,"Clackamas",5,"41005",2.2,0,2019,9999,null,null,"N","Solar",{"$nulls":13},0,0,0,0]
["Lang Solar Farm","63449_G_PV1",63449,"G","PV1",null,"Solar PV",null,"S_VACA","North Carolina",37,"Lenoir",107,"37107",5,0,2016,9999,null,null,"N","Solar",{"$nulls":13},0,0,0,0]
["Chenango Solar","63450_G_PV1",63450,"G","PV1",null,"Solar PV",null,"NY_Z_C&E","New York",36,"Broome",7,"36007",4.9,0,2019,9999,null,null,"N","Solar",{"$nulls":13},0,0,0,0]
["Solvay Solar","63452_G_SSP",63452,"G","SSP",null,"Solar PV",null,"PJM_EMAC","New Jersey",34,"Gloucester",15,"34015",6.5,0,2020,9999,null,null,"N","Solar",{"$nulls":13},0,0,0,0]
["Malmedal Solar Garden","63453_G_CGS",63453,"G","CGS",null,"Solar PV",null,"MIS_MNWI","Minnesota",27,"Pope",121,"27121",1,0,2019,9999,null,null,"N","Solar",{"$nulls":13},0,0,0,0]
["Wollan Garden Solar","63454_G_CGS",63454,"G","CGS",null,"Solar PV",null,"MIS_MNWI","Minnesota",27,"Pope",121,"27121",1,0,2019,9999,null,null,"N","Solar",{"$nulls":13},0,0,0,0]
["RE-VFO LLC","63455_G_INV1",63455,"G","INV1",null,"Solar PV",null,"WECC_SCE","California",6,"Tulare",107,"06107",0.5,0,2009,9999,null,null,"N","Solar",{"$nulls":13},0,0,0,0]
["RE-VFO LLC","63455_G_INV2",63455,"G","INV2",null,"Solar PV",null,"WECC_SCE","California",6,"Tulare",107,"06107",0.5,0,2009,9999,null,null,"N","Solar",{"$nulls":13},0,0,0,0]
["St Louis Solar","63456_G_W9319",63456,"G","W9319",null,"Solar PV",null,"WECC_PNW","Oregon",41,"Marion",47,"41047",2.2,0,2020,9999,null,null,"N","Solar",{"$nulls":13},0,0,0,0]
["Progress Drive Generation Station","63457_G_PSG1",63457,"G","PSG1",null,"Combustion Turbine","IC Engine","PJM_West","Ohio",39,"Richland",139,"39139",1.8,9905,2016,9999,null,null,"N","Natural Gas, Distillate Fuel Oil",{"$nulls":13},0.01100000000000001,0.01100000000000001,0.01100000000000001,0.01100000000000001]
["Progress Drive Generation Station","63457_G_PSG2",63457,"G","PSG2",null,"Combustion Turbine","IC Engine","PJM_West","Ohio",39,"Richland",139,"39139",1.8,9905,2019,9999,null,null,"N","Natural Gas, Distillate Fuel Oil",{"$nulls":13},0.01100000000000001,0.01100000000000001,0.01100000000000001,0.01100000000000001]
["Rush Springs Energy Storage (BA)","63458_G_RUSHE",63458,"G","RUSHE",null,"Energy Storage",null,"SPP_WEST","Oklahoma",40,"Grady",51,"40051",10,0,2020,9999,null,null,"N","Energy Storage",{"$nulls":13},0,0,0,0]
["Selective Insurance","63459_G_9853",63459,"G","9853",null,"Solar PV",null,"PJM_EMAC","New Jersey",34,"Sussex",37,"34037",2.2,0,2019,9999,null,null,"N","Solar",{"$nulls":13},0,0,0,0]
["Rock County Wind Fuel, LLC","63460_G_RCWF",63460,"G","RCWF",null,"Onshore Wind",null,"MIS_IA","Minnesota",27,"Rock",133,"27133",5,0,2020,9999,null,null,"N","Wind",{"$nulls":13},0,0,0,0]
["Bonefish Solar","63461_G_PGR15",63461,"G","PGR15",null,"Solar PV",null,"S_VACA","South Carolina",45,"Clarendon",27,"45027",2,0,2019,9999,null,null,"N","Solar",{"$nulls":13},0,0,0,0]
["Pika Solar","63462_G_PGR17",63462,"G","PGR17",null,"Solar PV",null,"WECC_PNW","Oregon",41,"Marion",47,"41047",2.2,0,2020,9999,null,null,"N","Solar",{"$nulls":13},0,0,0,0]
["Mohea Solar Energy Center, LLC","63463_G_PGR14",63463,"G","PGR14",null,"Solar PV",null,"S_VACA","South Carolina",45,"Cherokee",21,"45021",5,0,2020,9999,null,null,"N","Solar",{"$nulls":13},0,0,0,0]
["Brush Creek Solar","63464_G_PGR19",63464,"G","PGR19",null,"Solar PV",null,"WECC_PNW","Oregon",41,"Marion",47,"41047",2.2,0,2020,9999,null,null,"N","Solar",{"$nulls":13},0,0,0,0]
["Minke Solar","63465_G_PGR20",63465,"G","PGR20",null,"Solar PV",null,"WECC_PNW","Oregon",41,"Clackamas",5,"41005",2.2,0,2020,9999,null,null,"N","Solar",{"$nulls":13},0,0,0,0]
["Drift Creek Solar","63466_G_PGR18",63466,"G","PGR18",null,"Solar PV",null,"WECC_PNW","Oregon",41,"Marion",47,"41047",2.2,0,2020,9999,null,null,"N","Solar",{"$nulls":13},0,0,0,0]
["Bighorn Solar","63467_G_PGR16",63467,"G","PGR16",null,"Solar PV",null,"WECC_PNW","Oregon",41,"Marion",47,"41047",2.2,0,2020,9999,null,null,"N","Solar",{"$nulls":13},0,0,0,0]
["Hurteau Solar Project","63468_G_BATT",63468,"G","BATT",null,"Energy Storage",null,"NENGREST","Massachusetts",25,"Worcester",27,"25027",1.3,0,2020,9999,null,null,"N","Energy Storage",{"$nulls":13},0,0,0,0]
["Hurteau Solar Project","63468_G_HURTU",63468,"G","HURTU",null,"Solar PV",null,"NENGREST","Massachusetts",25,"Worcester",27,"25027",2,0,2020,9999,null,null,"N","Solar",{"$nulls":13},0,0,0,0]
["Alicea Solar Project","63469_G_ALICA",63469,"G","ALICA",null,"Solar PV",null,"NENGREST","Massachusetts",25,"Worcester",27,"25027",2,0,2020,9999,null,null,"N","Solar",{"$nulls":13},0,0,0,0]
["Alicea Solar Project","63469_G_BATT",63469,"G","BATT",null,"Energy Storage",null,"NENGREST","Massachusetts",25,"Worcester",27,"25027",1.5,0,2020,9999,null,null,"N","Energy Storage",{"$nulls":13},0,0,0,0]
["McDougle-Mitchell Solar Project","63470_G_BATT",63470,"G","BATT",null,"Energy Storage",null,"NENGREST","Massachusetts",25,"Worcester",27,"25027",2.9,0,2020,9999,null,null,"N","Energy Storage",{"$nulls":13},0,0,0,0]
["McDougle-Mitchell Solar Project","63470_G_MCDMT",63470,"G","MCDMT",null,"Solar PV",null,"NENGREST","Massachusetts",25,"Worcester",27,"25027",4.5,0,2020,9999,null,null,"N","Solar",{"$nulls":13},0,0,0,0]
["Cycz Solar Project","63472_G_BATT",63472,"G","BATT",null,"Energy Storage",null,"NENGREST","Massachusetts",25,"Worcester",27,"25027",1.3,0,2020,9999,null,null,"N","Energy Storage",{"$nulls":13},0,0,0,0]
["Cycz Solar Project","63472_G_CYCZ",63472,"G","CYCZ",null,"Solar PV",null,"NENGREST","Massachusetts",25,"Worcester",27,"25027",2,0,2020,9999,null,null,"N","Solar",{"$nulls":13},0,0,0,0]
["West A&B Solar Project","63473_G_BATT",63473,"G","BATT",null,"Energy Storage",null,"NENGREST","Massachusetts",25,"Worcester",27,"25027",1.8,0,2020,9999,null,null,"N","Energy Storage",{"$nulls":13},0,0,0,0]
["West A&B Solar Project","63473_G_WEST",63473,"G","WEST",null,"Solar PV",null,"NENGREST","Massachusetts",25,"Worcester",27,"25027",2.5,0,2020,9999,null,null,"N","Solar",{"$nulls":13},0,0,0,0]
["Annese Solar Project","63474_G_ANNES",63474,"G","ANNES",null,"Solar PV",null,"NENGREST","Massachusetts",25,"Worcester",27,"25027",4.3,0,2020,9999,null,null,"N","Solar",{"$nulls":13},0,0,0,0]
["Annese Solar Project","63474_G_BATT",63474,"G","BATT",null,"Energy Storage",null,"NENGREST","Massachusetts",25,"Worcester",27,"25027",3.4,0,2020,9999,null,null,"N","Energy Storage",{"$nulls":13},0,0,0,0]
["Randall Solar Project","63475_G_BATT",63475,"G","BATT",null,"Energy Storage",null,"NENGREST","Massachusetts",25,"Worcester",27,"25027",3.3,0,2021,9999,null,null,"N","Energy Storage",{"$nulls":13},0,0,0,0]
["Randall Solar Project","63475_G_RAND",63475,"G","RAND",null,"Solar PV",null,"NENGREST","Massachusetts",25,"Worcester",27,"25027",5,0,2021,9999,null,null,"N","Solar",{"$nulls":13},0,0,0,0]
["Alcalde Solar Array","63477_G_SOLAR",63477,"G","SOLAR",null,"Solar PV",null,"WECC_NM","New Mexico",35,"Rio Arriba",39,"35039",2.4,0,2020,9999,null,null,"N","Solar",{"$nulls":13},0,0,0,0]
["Ross Hall Central Utility Plant","63478_G_CT-1",63478,"G","CT-1",null,"Combustion Turbine",null,"PJM_SMAC","District of Columbia",11,"District of Columbia",1,"11001",4.1,9905,2016,9999,null,null,"N","Natural Gas, Distillate Fuel Oil",{"$nulls":13},0.01100000000000001,0.01100000000000001,0.01100000000000001,0.01100000000000001]
["Traverse Wind Project, LLC","63479_G_GEN1",63479,"G","GEN1",null,"Onshore Wind",null,"SPP_WEST","Oklahoma",40,"Custer",39,"40039",999,0,2022,9999,null,null,"N","Wind",{"$nulls":13},0,0,0,0]
["Roberds Garden CSG","63480_G_RPRG",63480,"G","RPRG",null,"Solar PV",null,"MIS_MNWI","Minnesota",27,"Rice",131,"27131",1,0,2019,9999,null,null,"N","Solar",{"$nulls":13},0,0,0,0]
["Clear Garden CSG","63481_G_RPCG",63481,"G","RPCG",null,"Solar PV",null,"MIS_MNWI","Minnesota",27,"Waseca",161,"27161",1,0,2019,9999,null,null,"N","Solar",{"$nulls":13},0,0,0,0]
["ACM - Midtown Thermal","63483_G_T60-1",63483,"G","T60-1",null,"Combustion Turbine",null,"PJM_EMAC","New Jersey",34,"Atlantic",1,"34001",5.2,9905,2012,9999,null,null,"N","Natural Gas, Distillate Fuel Oil",{"$nulls":13},0.01100000000000001,0.01100000000000001,0.01100000000000001,0.01100000000000001]
["Gohman Community Solar","63484_G_GOHMN",63484,"G","GOHMN",null,"Solar PV",null,"MIS_MNWI","Minnesota",27,"Sherburne",141,"27141",1.1,0,2020,9999,null,null,"N","Solar",{"$nulls":13},0,0,0,0]
["ECP Uptown Campus","63485_G_1",63485,"G","1",null,"Combustion Turbine",null,"PJM_AP","Pennsylvania",42,"Allegheny",3,"42003",4.3,9905,1997,9999,null,null,"N","Natural Gas, Distillate Fuel Oil",{"$nulls":13},0.01100000000000001,0.01100000000000001,0.01100000000000001,0.01100000000000001]
["D'Arrigo Brothers - Phase 4","63486_G_DA04",63486,"G","DA04",null,"Solar PV",null,"WEC_CALN","California",6,"Monterey",53,"06053",1.7,0,2019,9999,null,null,"N","Solar",{"$nulls":13},0,0,0,0]
["Sundance Wind Project, LLC","63489_G_GEN1",63489,"G","GEN1",null,"Onshore Wind",null,"SPP_WEST","Oklahoma",40,"Woods",151,"40151",199,0,2021,9999,null,null,"N","Wind",{"$nulls":13},0,0,0,0]
["DCO Burlington","63492_G_CTG-1",63492,"G","CTG-1",null,"Combustion Turbine",null,"PJM_EMAC","New Jersey",34,"Burlington",5,"34005",2.7,9905,2012,9999,null,null,"N","Natural Gas, Distillate Fuel Oil",{"$nulls":13},0.01100000000000001,0.01100000000000001,0.01100000000000001,0.01100000000000001]
["PSREC/SIAD Solar","63493_G_SIAD",63493,"G","SIAD",null,"Solar PV",null,"WEC_CALN","California",6,"Lassen",35,"06035",2.4,0,2018,9999,null,null,"N","Solar",{"$nulls":13},0,0,0,0]
["Maverick Wind Project, LLC","63494_G_GEN1",63494,"G","GEN1",null,"Onshore Wind",null,"SPP_WEST","Oklahoma",40,"Garfield",47,"40047",288,0,2021,9999,null,null,"N","Wind",{"$nulls":13},0,0,0,0]
["Frederick County - Landfill","63496_G_PV1",63496,"G","PV1",null,"Solar PV",null,"PJM_AP","Maryland",24,"Frederick",21,"24021",2,0,2019,9999,null,null,"N","Solar",{"$nulls":13},0,0,0,0]
["Calabro Airport North Solar Project","63497_G_NORTH",63497,"G","NORTH",null,"Solar PV",null,"NY_Z_K","New York",36,"Suffolk",103,"36103",1.3,0,2019,9999,null,null,"N","Solar",{"$nulls":13},0,0,0,0]
["Calabro Airport South Solar Project","63498_G_SOUTH",63498,"G","SOUTH",null,"Solar PV",null,"NY_Z_K","New York",36,"Suffolk",103,"36103",1.2,0,2019,9999,null,null,"N","Solar",{"$nulls":13},0,0,0,0]
["Choctaw Nation Solar Farm","63499_G_CVS1",63499,"G","CVS1",null,"Solar PV",null,"SPP_WEST","Oklahoma",40,"Bryan",13,"40013",5,0,2020,9999,null,null,"N","Solar",{"$nulls":13},0,0,0,0]
["Chickasaw Nation Solar Farm","63500_G_CVS1",63500,"G","CVS1",null,"Solar PV",null,"SPP_WEST","Oklahoma",40,"Murray",99,"40099",5,0,2020,9999,null,null,"N","Solar",{"$nulls":13},0,0,0,0]
["Montclair State University Cogen","63501_G_CTG-1",63501,"G","CTG-1",null,"Combustion Turbine",null,"PJM_EMAC","New Jersey",34,"Passaic",31,"34031",5.4,9905,2013,9999,null,null,"N","Natural Gas, Distillate Fuel Oil",{"$nulls":13},0.01100000000000001,0.01100000000000001,0.01100000000000001,0.01100000000000001]
["Montclair State University Cogen","63501_G_ENG-1",63501,"G","ENG-1",null,"Combustion Turbine","IC Engine","PJM_EMAC","New Jersey",34,"Passaic",31,"34031",2.7,9905,2018,9999,null,null,"N","Natural Gas, Distillate Fuel Oil",{"$nulls":13},0.01100000000000001,0.01100000000000001,0.01100000000000001,0.01100000000000001]
["Montclair State University Cogen","63501_G_ENG-2",63501,"G","ENG-2",null,"Combustion Turbine","IC Engine","PJM_EMAC","New Jersey",34,"Passaic",31,"34031",2.7,9905,2018,9999,null,null,"N","Natural Gas, Distillate Fuel Oil",{"$nulls":13},0.01100000000000001,0.01100000000000001,0.01100000000000001,0.01100000000000001]
["Oso Grande Wind Farm","63502_G_OGW24",63502,"G","OGW24",null,"Onshore Wind",null,"SPP_SPS","New Mexico",35,"Lea",25,"35025",33.8,0,2021,9999,null,null,"N","Wind",{"$nulls":13},0,0,0,0]
["Oso Grande Wind Farm","63502_G_OGW45",63502,"G","OGW45",null,"Onshore Wind",null,"SPP_SPS","New Mexico",35,"Lea",25,"35025",216,0,2021,9999,null,null,"N","Wind",{"$nulls":13},0,0,0,0]
["Lakehurst Solar","63503_G_LAKHS",63503,"G","LAKHS",null,"Solar PV",null,"PJM_EMAC","New Jersey",34,"Ocean",29,"34029",9.6,0,2020,9999,null,null,"N","Solar",{"$nulls":13},0,0,0,0]
["Cherry Blossom Solar LLC","63505_G_CB",63505,"G","CB",null,"Solar PV",null,"S_VACA","South Carolina",45,"Williamsburg",89,"45089",10,0,2019,9999,null,null,"N","Solar",{"$nulls":13},0,0,0,0]
["Walnut Unified School District Walnut HS","63510_G_PV1",63510,"G","PV1",null,"Solar PV",null,"WEC_LADW","California",6,"Los Angeles",37,"06037",1.8,0,2020,9999,null,null,"N","Solar",{"$nulls":13},0,0,0,0]
["Walnut Unified School District Walnut HS","63510_G_ST1",63510,"G","ST1",null,"Energy Storage",null,"WEC_LADW","California",6,"Los Angeles",37,"06037",0.5,0,2020,9999,null,null,"N","Energy Storage",{"$nulls":13},0,0,0,0]
["Mohonasen Central School District","63511_G_PV1",63511,"G","PV1",null,"Solar PV",null,"NY_Z_F","New York",36,"Schenectady",93,"36093",1.1,0,2019,9999,null,null,"N","Solar",{"$nulls":13},0,0,0,0]
["Wor-Wic Community College - Offsite","63512_G_PV1",63512,"G","PV1",null,"Solar PV",null,"PJM_EMAC","Maryland",24,"Wicomico",45,"24045",2,0,2019,9999,null,null,"N","Solar",{"$nulls":13},0,0,0,0]
["Moonlight Packing - Phase 2","63514_G_MLO2",63514,"G","MLO2",null,"Solar PV",null,"WEC_CALN","California",6,"Fresno",19,"06019",1.4,0,2019,9999,null,null,"N","Solar",{"$nulls":13},0,0,0,0]
["California City","63516_G_CACTY",63516,"G","CACTY",null,"Solar PV",null,"WECC_SCE","California",6,"Kern",29,"06029",1.9,0,2018,9999,null,null,"N","Solar",{"$nulls":13},0,0,0,0]
["PA Solar Park II","63520_G_PASP2",63520,"G","PASP2",null,"Solar PV",null,"PJM_WMAC","Pennsylvania",42,"Carbon",25,"42025",10,0,2020,9999,null,null,"N","Solar",{"$nulls":13},0,0,0,0]
["CED Mason City Wind","63521_G_MCW1",63521,"G","MCW1",null,"Onshore Wind",null,"MIS_IA","Iowa",19,"Cerro Gordo",33,"19033",7.5,0,2020,9999,null,null,"N","Wind",{"$nulls":13},0,0,0,0]
["Spruce - WCMD - Rubble II","63523_G_GEN1",63523,"G","GEN1",null,"Solar PV",null,"PJM_AP","Maryland",24,"Washington",43,"24043",2,0,2015,9999,null,null,"N","Solar",{"$nulls":13},0,0,0,0]
["Spruce - WCMD - Rubble I","63524_G_GEN1",63524,"G","GEN1",null,"Solar PV",null,"PJM_AP","Maryland",24,"Washington",43,"24043",2,0,2015,9999,null,null,"N","Solar",{"$nulls":13},0,0,0,0]
["Spruce - WCMD - Creek","63525_G_GEN1",63525,"G","GEN1",null,"Solar PV",null,"PJM_AP","Maryland",24,"Washington",43,"24043",2,0,2015,9999,null,null,"N","Solar",{"$nulls":13},0,0,0,0]
["Spruce - WCMD - Resh I","63526_G_GEN1",63526,"G","GEN1",null,"Solar PV",null,"PJM_AP","Maryland",24,"Washington",43,"24043",2,0,2016,9999,null,null,"N","Solar",{"$nulls":13},0,0,0,0]
["Lafayette 2 - Internal Services Dept","63527_G_GEN1",63527,"G","GEN1",null,"Solar PV",null,"WEC_LADW","California",6,"Los Angeles",37,"06037",1.9,0,2020,9999,null,null,"N","Solar",{"$nulls":13},0,0,0,0]
["Jersey City DWP","63530_G_10331",63530,"G","10331",null,"Solar PV",null,"PJM_EMAC","New Jersey",34,"Hudson",17,"34017",1,0,2019,9999,null,null,"N","Solar",{"$nulls":13},0,0,0,0]
["Pima Community College NW","63531_G_10327",63531,"G","10327",null,"Solar PV",null,"WECC_AZ","Arizona",4,"Pima",19,"04019",1.3,0,2019,9999,null,null,"N","Solar",{"$nulls":13},0,0,0,0]
["Winona Community Solar One LLC","63532_G_52837",63532,"G","52837",null,"Solar PV",null,"MIS_MNWI","Minnesota",27,"Winona",169,"27169",1,0,2020,9999,null,null,"N","Solar",{"$nulls":13},0,0,0,0]
["Goodhue Community Solar Two LLC","63533_G_52830",63533,"G","52830",null,"Solar PV",null,"MIS_MNWI","Minnesota",27,"Goodhue",49,"27049",1,0,2020,9999,null,null,"N","Solar",{"$nulls":13},0,0,0,0]
["Houston/Winona Community Solar One LLC","63534_G_52827",63534,"G","52827",null,"Solar PV",null,"MIS_MNWI","Minnesota",27,"Houston",55,"27055",1,0,2020,9999,null,null,"N","Solar",{"$nulls":13},0,0,0,0]
["Solar BESS Hybrid","63535_G_SOLAR",63535,"G","SOLAR",null,"Solar PV",null,"S_SOU","Georgia",13,"Cobb",67,"13067",1.1,0,2020,9999,null,null,"N","Solar",{"$nulls":13},0,0,0,0]
["Solar BESS Hybrid","63535_G_TEST",63535,"G","TEST",null,"Energy Storage",null,"S_SOU","Georgia",13,"Cobb",67,"13067",1,0,2020,9999,null,null,"N","Energy Storage",{"$nulls":13},0,0,0,0]
["Amazon_DEN2","63536_G_BLD3",63536,"G","BLD3",null,"Solar PV",null,"WECC_CO","Colorado",8,"Adams",1,"08001",1.2,0,2019,9999,null,null,"N","Solar",{"$nulls":13},0,0,0,0]
["Amazon_BLD3","63537_G_BLD3",63537,"G","BLD3",null,"Solar PV",null,"NENG_CT","Connecticut",9,"New Haven",9,"09009",1,0,2019,9999,null,null,"N","Solar",{"$nulls":13},0,0,0,0]
["Assembly Solar II LLC","63538_G_AS2",63538,"G","AS2",null,"Solar PV",null,"MIS_LMI","Michigan",26,"Shiawassee",155,"26155",110,0,2021,9999,null,null,"N","Solar",{"$nulls":13},0,0,0,0]
["Montefiore Weiler (Einstein) Hospital","63539_G_CT500",63539,"G","CT500",null,"Combustion Turbine","IC Engine","NY_Z_J","New York",36,"Bronx",5,"36005",0.5,9905,1986,9999,null,null,"N","Natural Gas, Distillate Fuel Oil",{"$nulls":13},0.01100000000000001,0.01100000000000001,0.01100000000000001,0.01100000000000001]
["Montefiore Weiler (Einstein) Hospital","63539_G_CU450",63539,"G","CU450",null,"Combustion Turbine","IC Engine","NY_Z_J","New York",36,"Bronx",5,"36005",0.5,9905,1993,9999,null,null,"N","Natural Gas, Distillate Fuel Oil",{"$nulls":13},0.01100000000000001,0.01100000000000001,0.01100000000000001,0.01100000000000001]
["Montefiore Weiler (Einstein) Hospital","63539_G_CU500",63539,"G","CU500",null,"Combustion Turbine","IC Engine","NY_Z_J","New York",36,"Bronx",5,"36005",0.5,9905,2006,9999,null,null,"N","Natural Gas, Distillate Fuel Oil",{"$nulls":13},0.01100000000000001,0.01100000000000001,0.01100000000000001,0.01100000000000001]
["Essex County Correctional Facility Cogen","63540_G_EG1",63540,"G","EG1",null,"Combustion Turbine","IC Engine","PJM_EMAC","New Jersey",34,"Essex",13,"34013",3,9905,2003,9999,null,null,"N","Natural Gas, Distillate Fuel Oil",{"$nulls":13},0.01100000000000001,0.01100000000000001,0.01100000000000001,0.01100000000000001]
["Essex County Correctional Facility Cogen","63540_G_EG2",63540,"G","EG2",null,"Combustion Turbine","IC Engine","PJM_EMAC","New Jersey",34,"Essex",13,"34013",3,9905,2003,9999,null,null,"N","Natural Gas, Distillate Fuel Oil",{"$nulls":13},0.01100000000000001,0.01100000000000001,0.01100000000000001,0.01100000000000001]
["Enter Solar","63542_G_ENTER",63542,"G","ENTER",null,"Solar PV",null,"MIS_MNWI","Minnesota",27,"Waseca",161,"27161",1,0,2019,9999,null,null,"N","Solar",{"$nulls":13},0,0,0,0]
["Lange Solar","63543_G_LNGE",63543,"G","LNGE",null,"Solar PV",null,"MIS_MNWI","Minnesota",27,"Olmsted",109,"27109",1,0,2019,9999,null,null,"N","Solar",{"$nulls":13},0,0,0,0]
["Fordham University","63544_G_DC350",63544,"G","DC350",null,"Combustion Turbine","IC Engine","NY_Z_J","New York",36,"Bronx",5,"36005",0.4,9905,2010,9999,null,null,"N","Natural Gas, Distillate Fuel Oil",{"$nulls":13},0.01100000000000001,0.01100000000000001,0.01100000000000001,0.01100000000000001]
["Fordham University","63544_G_LC565",63544,"G","LC565",null,"Combustion Turbine","IC Engine","NY_Z_J","New York",36,"Bronx",5,"36005",0.6,9905,2010,9999,null,null,"N","Natural Gas, Distillate Fuel Oil",{"$nulls":13},0.01100000000000001,0.01100000000000001,0.01100000000000001,0.01100000000000001]
["Fordham University","63544_G_LH275",63544,"G","LH275",null,"Combustion Turbine","IC Engine","NY_Z_J","New York",36,"Bronx",5,"36005",0.3,9905,2010,9999,null,null,"N","Natural Gas, Distillate Fuel Oil",{"$nulls":13},0.01100000000000001,0.01100000000000001,0.01100000000000001,0.01100000000000001]
["Fordham University","63544_G_TB1",63544,"G","TB1",null,"Combustion Turbine","IC Engine","NY_Z_J","New York",36,"Bronx",5,"36005",0.1,9905,2010,9999,null,null,"N","Natural Gas, Distillate Fuel Oil",{"$nulls":13},0.01100000000000001,0.01100000000000001,0.01100000000000001,0.01100000000000001]
["Fordham University","63544_G_TB2",63544,"G","TB2",null,"Combustion Turbine","IC Engine","NY_Z_J","New York",36,"Bronx",5,"36005",0.1,9905,2010,9999,null,null,"N","Natural Gas, Distillate Fuel Oil",{"$nulls":13},0.01100000000000001,0.01100000000000001,0.01100000000000001,0.01100000000000001]
["Chevron - Lost Hills","63545_G_GEN1",63545,"G","GEN1",null,"Solar PV",null,"WECC_SCE","California",6,"Kern",29,"06029",30,0,2020,9999,null,null,"N","Solar",{"$nulls":13},0,0,0,0]
["St. Luke's Cornwall Hospital","63546_G_GEN1",63546,"G","GEN1",null,"Combustion Turbine","IC Engine","NY_Z_G-I","New York",36,"Orange",71,"36071",1.5,9905,2010,9999,null,null,"N","Natural Gas, Distillate Fuel Oil",{"$nulls":13},0.01100000000000001,0.01100000000000001,0.01100000000000001,0.01100000000000001]
["St. Luke's Cornwall Hospital","63546_G_GEN2",63546,"G","GEN2",null,"Combustion Turbine","IC Engine","NY_Z_G-I","New York",36,"Orange",71,"36071",0.2,9905,2010,9999,null,null,"N","Natural Gas, Distillate Fuel Oil",{"$nulls":13},0.01100000000000001,0.01100000000000001,0.01100000000000001,0.01100000000000001]
["Lily Solar","63548_G_1",63548,"G","1",null,"Solar PV",null,"S_VACA","South Carolina",45,"Allendale",5,"45005",70,0,2020,9999,null,null,"N","Solar",{"$nulls":13},0,0,0,0]
["Vassar Brothers Medical Center","63550_G_AR-01",63550,"G","AR-01",null,"Combustion Turbine","IC Engine","NY_Z_G-I","New York",36,"Dutchess",27,"36027",0.3,9905,1998,9999,null,null,"N","Natural Gas, Distillate Fuel Oil",{"$nulls":13},0.01100000000000001,0.01100000000000001,0.01100000000000001,0.01100000000000001]
["Vassar Brothers Medical Center","63550_G_CO-14",63550,"G","CO-14",null,"Combustion Turbine","IC Engine","NY_Z_G-I","New York",36,"Dutchess",27,"36027",0.3,9905,2000,9999,null,null,"N","Natural Gas, Distillate Fuel Oil",{"$nulls":13},0.01100000000000001,0.01100000000000001,0.01100000000000001,0.01100000000000001]
["Vassar Brothers Medical Center","63550_G_FP-01",63550,"G","FP-01",null,"Combustion Turbine","IC Engine","NY_Z_G-I","New York",36,"Dutchess",27,"36027",0.1,9905,2000,9999,null,null,"N","Natural Gas, Distillate Fuel Oil",{"$nulls":13},0.01100000000000001,0.01100000000000001,0.01100000000000001,0.01100000000000001]
["Vassar Brothers Medical Center","63550_G_HS-01",63550,"G","HS-01",null,"Combustion Turbine","IC Engine","NY_Z_G-I","New York",36,"Dutchess",27,"36027",0.4,9905,2000,9999,null,null,"N","Natural Gas, Distillate Fuel Oil",{"$nulls":13},0.01100000000000001,0.01100000000000001,0.01100000000000001,0.01100000000000001]
["Vassar Brothers Medical Center","63550_G_MB-01",63550,"G","MB-01",null,"Combustion Turbine","IC Engine","NY_Z_G-I","New York",36,"Dutchess",27,"36027",0.6,9905,2012,9999,null,null,"N","Natural Gas, Distillate Fuel Oil",{"$nulls":13},0.01100000000000001,0.01100000000000001,0.01100000000000001,0.01100000000000001]
["Vassar Brothers Medical Center","63550_G_MM-01",63550,"G","MM-01",null,"Combustion Turbine","IC Engine","NY_Z_G-I","New York",36,"Dutchess",27,"36027",0.4,9905,2000,9999,null,null,"N","Natural Gas, Distillate Fuel Oil",{"$nulls":13},0.01100000000000001,0.01100000000000001,0.01100000000000001,0.01100000000000001]
["Vassar Brothers Medical Center","63550_G_PG-01",63550,"G","PG-01",null,"Combustion Turbine","IC Engine","NY_Z_G-I","New York",36,"Dutchess",27,"36027",0.2,9905,2012,9999,null,null,"N","Natural Gas, Distillate Fuel Oil",{"$nulls":13},0.01100000000000001,0.01100000000000001,0.01100000000000001,0.01100000000000001]
["Vassar Brothers Medical Center","63550_G_SC-67",63550,"G","SC-67",null,"Combustion Turbine","IC Engine","NY_Z_G-I","New York",36,"Dutchess",27,"36027",0.3,9905,2006,9999,null,null,"N","Natural Gas, Distillate Fuel Oil",{"$nulls":13},0.01100000000000001,0.01100000000000001,0.01100000000000001,0.01100000000000001]
["Vassar Brothers Medical Center","63550_G_SO-01",63550,"G","SO-01",null,"Combustion Turbine","IC Engine","NY_Z_G-I","New York",36,"Dutchess",27,"36027",0.8,9905,2000,9999,null,null,"N","Natural Gas, Distillate Fuel Oil",{"$nulls":13},0.01100000000000001,0.01100000000000001,0.01100000000000001,0.01100000000000001]
["Vassar Brothers Medical Center","63550_G_WW-01",63550,"G","WW-01",null,"Combustion Turbine","IC Engine","NY_Z_G-I","New York",36,"Dutchess",27,"36027",0.6,9905,1998,9999,null,null,"N","Natural Gas, Distillate Fuel Oil",{"$nulls":13},0.01100000000000001,0.01100000000000001,0.01100000000000001,0.01100000000000001]
["Richmond University Medical Center","63553_G_CT200",63553,"G","CT200",null,"Combustion Turbine","IC Engine","NY_Z_J","New York",36,"Richmond",85,"36085",0.2,9905,1986,9999,null,null,"N","Natural Gas, Distillate Fuel Oil",{"$nulls":13},0.01100000000000001,0.01100000000000001,0.01100000000000001,0.01100000000000001]
["Richmond University Medical Center","63553_G_CU600",63553,"G","CU600",null,"Combustion Turbine","IC Engine","NY_Z_J","New York",36,"Richmond",85,"36085",0.6,9905,1978,9999,null,null,"N","Natural Gas, Distillate Fuel Oil",{"$nulls":13},0.01100000000000001,0.01100000000000001,0.01100000000000001,0.01100000000000001]
["Richmond University Medical Center","63553_G_CU750",63553,"G","CU750",null,"Combustion Turbine","IC Engine","NY_Z_J","New York",36,"Richmond",85,"36085",0.8,9905,1986,9999,null,null,"N","Natural Gas, Distillate Fuel Oil",{"$nulls":13},0.01100000000000001,0.01100000000000001,0.01100000000000001,0.01100000000000001]
["Mohave Electric Cooperative at Joy Lane","63554_G_PV2",63554,"G","PV2",null,"Solar PV",null,"WECC_AZ","Arizona",4,"Mohave",15,"04015",10,0,2016,9999,null,null,"N","Solar",{"$nulls":13},0,0,0,0]
["St. Joseph's Solar, LLC CSG","63555_G_STJOE",63555,"G","STJOE",null,"Solar PV",null,"NENGREST","Massachusetts",25,"Worcester",27,"25027",1,0,2017,9999,null,null,"N","Solar",{"$nulls":13},0,0,0,0]
["Boutillier Solar, LLC CSG","63556_G_BOUTI",63556,"G","BOUTI",null,"Solar PV",null,"NENGREST","Massachusetts",25,"Worcester",27,"25027",2.9,0,2018,9999,null,null,"N","Solar",{"$nulls":13},0,0,0,0]
["Blair Wire Village Solar, LLC CSG","63557_G_BLAWV",63557,"G","BLAWV",null,"Solar PV",null,"NENGREST","Massachusetts",25,"Worcester",27,"25027",1,0,2017,9999,null,null,"N","Solar",{"$nulls":13},0,0,0,0]
["Barton Acres Solar, LLC CSG","63558_G_BARAC",63558,"G","BARAC",null,"Solar PV",null,"NENGREST","Massachusetts",25,"Worcester",27,"25027",1,0,2017,9999,null,null,"N","Solar",{"$nulls":13},0,0,0,0]
["Cherry Valley Solar, LLC CSG","63561_G_CHERV",63561,"G","CHERV",null,"Solar PV",null,"NENGREST","Massachusetts",25,"Worcester",27,"25027",1,0,2017,9999,null,null,"N","Solar",{"$nulls":13},0,0,0,0]
["ISM Solar Dighton 2, LLC CSG","63562_G_DIGHT",63562,"G","DIGHT",null,"Solar PV",null,"NENGREST","Massachusetts",25,"Bristol",5,"25005",2,0,2017,9999,null,null,"N","Solar",{"$nulls":13},0,0,0,0]
["Incom Solar, LLC CSG","63563_G_INCOM",63563,"G","INCOM",null,"Solar PV",null,"NENGREST","Massachusetts",25,"Worcester",27,"25027",2,0,2017,9999,null,null,"N","Solar",{"$nulls":13},0,0,0,0]
["JH Solar, LLC CSG","63564_G_JHSOL",63564,"G","JHSOL",null,"Solar PV",null,"NENGREST","Massachusetts",25,"Worcester",27,"25027",1,0,2017,9999,null,null,"N","Solar",{"$nulls":13},0,0,0,0]
["Woodchuck Solar, LLC CSG","63565_G_WOODC",63565,"G","WOODC",null,"Solar PV",null,"NENGREST","Massachusetts",25,"Worcester",27,"25027",1,0,2017,9999,null,null,"N","Solar",{"$nulls":13},0,0,0,0]
["Dudley River 3 Solar, LLC CSG","63569_G_DUD3",63569,"G","DUD3",null,"Solar PV",null,"NENGREST","Massachusetts",25,"Worcester",27,"25027",1,0,2017,9999,null,null,"N","Solar",{"$nulls":13},0,0,0,0]
["Dudley River 2 Solar, LLC CSG","63570_G_DUD2",63570,"G","DUD2",null,"Solar PV",null,"NENGREST","Massachusetts",25,"Worcester",27,"25027",1,0,2017,9999,null,null,"N","Solar",{"$nulls":13},0,0,0,0]
["Dudley River Solar, LLC CSG","63571_G_DUD1",63571,"G","DUD1",null,"Solar PV",null,"NENGREST","Massachusetts",25,"Worcester",27,"25027",1,0,2017,9999,null,null,"N","Solar",{"$nulls":13},0,0,0,0]
["Ledeaux Solar, LLC CSG","63572_G_LEDEA",63572,"G","LEDEA",null,"Solar PV",null,"NENGREST","Massachusetts",25,"Worcester",27,"25027",1,0,2017,9999,null,null,"N","Solar",{"$nulls":13},0,0,0,0]
["Cohasse Solar, LLC CSG","63573_G_COHAS",63573,"G","COHAS",null,"Solar PV",null,"NENGREST","Massachusetts",25,"Worcester",27,"25027",1,0,2017,9999,null,null,"N","Solar",{"$nulls":13},0,0,0,0]
["Outlaw Wind Project LLC","63574_G_GEN1",63574,"G","GEN1",null,"Onshore Wind",null,"S_D_AECI","Missouri",29,"Atchison",5,"29005",96.2,0,2021,9999,null,null,"N","Wind",{"$nulls":13},0,0,0,0]
["Thunderbird Generator (Tbird)","63575_G_TBRID",63575,"G","TBRID",null,"Combustion Turbine","IC Engine","SPP_N","Kansas",20,"Lyon",111,"20111",1,9905,2019,9999,null,null,"N","Natural Gas, Distillate Fuel Oil",{"$nulls":13},0.01100000000000001,0.01100000000000001,0.01100000000000001,0.01100000000000001]
["Britton Solar Energy Center","63579_G_BSEC",63579,"G","BSEC",null,"Solar PV",null,"WECC_NM","New Mexico",35,"Torrance",57,"35057",50,0,2019,9999,null,null,"N","Solar",{"$nulls":13},0,0,0,0]
["NYPH - Lawrence","63580_G_CM175",63580,"G","CM175",null,"Combustion Turbine","IC Engine","NY_Z_G-I","New York",36,"Westchester",119,"36119",0.2,9905,2010,9999,null,null,"N","Natural Gas, Distillate Fuel Oil",{"$nulls":13},0.01100000000000001,0.01100000000000001,0.01100000000000001,0.01100000000000001]
["NYPH - Lawrence","63580_G_DD300",63580,"G","DD300",null,"Combustion Turbine","IC Engine","NY_Z_G-I","New York",36,"Westchester",119,"36119",0.3,9905,2010,9999,null,null,"N","Natural Gas, Distillate Fuel Oil",{"$nulls":13},0.01100000000000001,0.01100000000000001,0.01100000000000001,0.01100000000000001]
["NYPH - Lawrence","63580_G_KL515",63580,"G","KL515",null,"Combustion Turbine","IC Engine","NY_Z_G-I","New York",36,"Westchester",119,"36119",0.5,9905,2010,9999,null,null,"N","Natural Gas, Distillate Fuel Oil",{"$nulls":13},0.01100000000000001,0.01100000000000001,0.01100000000000001,0.01100000000000001]
["Mount Sinai - Brooklyn","63581_G_CM350",63581,"G","CM350",null,"Combustion Turbine","IC Engine","NY_Z_J","New York",36,"Kings",47,"36047",0.4,9905,2010,9999,null,null,"N","Natural Gas, Distillate Fuel Oil",{"$nulls":13},0.01100000000000001,0.01100000000000001,0.01100000000000001,0.01100000000000001]
["Mount Sinai - Brooklyn","63581_G_DD750",63581,"G","DD750",null,"Combustion Turbine","IC Engine","NY_Z_J","New York",36,"Kings",47,"36047",0.8,9905,2010,9999,null,null,"N","Natural Gas, Distillate Fuel Oil",{"$nulls":13},0.01100000000000001,0.01100000000000001,0.01100000000000001,0.01100000000000001]
["Mount Sinai - Brooklyn","63581_G_KP300",63581,"G","KP300",null,"Combustion Turbine","IC Engine","NY_Z_J","New York",36,"Kings",47,"36047",0.3,9905,2010,9999,null,null,"N","Natural Gas, Distillate Fuel Oil",{"$nulls":13},0.01100000000000001,0.01100000000000001,0.01100000000000001,0.01100000000000001]
["Harmony Solar","63582_G_HFS",63582,"G","HFS",null,"Solar PV",null,"FRCC","Florida",12,"Osceola",97,"12097",74.5,0,2020,9999,null,null,"N","Solar",{"$nulls":13},0,0,0,0]
["Taylor Creek Solar","63583_G_TCS",63583,"G","TCS",null,"Solar PV",null,"FRCC","Florida",12,"Orange",95,"12095",74.5,0,2020,9999,null,null,"N","Solar",{"$nulls":13},0,0,0,0]
["SR Kersey II","63586_G_KERII",63586,"G","KERII",null,"Solar PV",null,"WECC_CO","Colorado",8,"Weld",123,"08123",1,0,2019,9999,null,null,"N","Solar",{"$nulls":13},0,0,0,0]
["SR Skylark C","63587_G_SKYC",63587,"G","SKYC",null,"Solar PV",null,"WECC_CO","Colorado",8,"Weld",123,"08123",1.1,0,2019,9999,null,null,"N","Solar",{"$nulls":13},0,0,0,0]
["Palombo Solar, LLC CSG","63588_G_PALOA",63588,"G","PALOA",null,"Solar PV",null,"NENGREST","Massachusetts",25,"Worcester",27,"25027",2,0,2017,9999,null,null,"N","Solar",{"$nulls":13},0,0,0,0]
["Palombo B Solar, LLC CSG","63589_G_PALOB",63589,"G","PALOB",null,"Solar PV",null,"NENGREST","Massachusetts",25,"Worcester",27,"25027",1,0,2017,9999,null,null,"N","Solar",{"$nulls":13},0,0,0,0]
["Ponderosa Wind Energy Center","63590_G_PONDE",63590,"G","PONDE",null,"Onshore Wind",null,"SPP_SPS","Oklahoma",40,"Beaver",7,"40007",200,0,2020,9999,null,null,"N","Wind",{"$nulls":13},0,0,0,0]
["Nutmeg Solar","63592_G_NUTMG",63592,"G","NUTMG",null,"Solar PV",null,"NENG_CT","Connecticut",9,"Hartford",3,"09003",19.6,0,2020,9999,null,null,"N","Solar",{"$nulls":13},0,0,0,0]
["Brooten CSG1, LLC","63593_G_SC",63593,"G","SC",null,"Solar PV",null,"MIS_MNWI","Minnesota",27,"Pope",121,"27121",1,0,2021,9999,null,null,"N","Solar",{"$nulls":13},0,0,0,0]
["Buffalo Lake CSG1, LLC","63594_G_SC",63594,"G","SC",null,"Solar PV",null,"MIS_MNWI","Minnesota",27,"Renville",129,"27129",1,0,2021,9999,null,null,"N","Solar",{"$nulls":13},0,0,0,0]
["Lowry CSG2, LLC","63595_G_SC",63595,"G","SC",null,"Solar PV",null,"MIS_MNWI","Minnesota",27,"Pope",121,"27121",1,0,2020,9999,null,null,"N","Solar",{"$nulls":13},0,0,0,0]
["Paynesville CSG1, LLC","63596_G_SC",63596,"G","SC",null,"Solar PV",null,"MIS_MNWI","Minnesota",27,"Stearns",145,"27145",1,0,2021,9999,null,null,"N","Solar",{"$nulls":13},0,0,0,0]
["Plato CSG1, LLC","63597_G_SC",63597,"G","SC",null,"Solar PV",null,"MIS_MNWI","Minnesota",27,"McLeod",85,"27085",1,0,2021,9999,null,null,"N","Solar",{"$nulls":13},0,0,0,0]
["Sacred Heart CSG1, LLC","63598_G_SC",63598,"G","SC",null,"Solar PV",null,"MIS_MNWI","Minnesota",27,"Renville",129,"27129",1,0,2021,9999,null,null,"N","Solar",{"$nulls":13},0,0,0,0]
["Stewart CSG1, LLC","63599_G_SC",63599,"G","SC",null,"Solar PV",null,"MIS_MNWI","Minnesota",27,"McLeod",85,"27085",1,0,2021,9999,null,null,"N","Solar",{"$nulls":13},0,0,0,0]
["Fairbanks Wind Park","63600_G_1",63600,"G","1",null,"Onshore Wind",null,"MIS_WUMS","Michigan",26,"Delta",41,"26041",72.5,0,2020,9999,null,null,"N","Wind",{"$nulls":13},0,0,0,0]
["Isabella Wind Park","63601_G_1",63601,"G","1",null,"Onshore Wind",null,"MIS_LMI","Michigan",26,"Isabella",73,"26073",383.5,0,2021,9999,null,null,"N","Wind",{"$nulls":13},0,0,0,0]
["Montefiore-New Rochelle","63602_G_EG150",63602,"G","EG150",null,"Combustion Turbine","IC Engine","NY_Z_G-I","New York",36,"Westchester",119,"36119",0.2,9905,2000,9999,null,null,"N","Natural Gas, Distillate Fuel Oil",{"$nulls":13},0.01100000000000001,0.01100000000000001,0.01100000000000001,0.01100000000000001]
["Montefiore-New Rochelle","63602_G_EG250",63602,"G","EG250",null,"Combustion Turbine","IC Engine","NY_Z_G-I","New York",36,"Westchester",119,"36119",0.3,9905,1971,9999,null,null,"N","Natural Gas, Distillate Fuel Oil",{"$nulls":13},0.01100000000000001,0.01100000000000001,0.01100000000000001,0.01100000000000001]
["Montefiore-New Rochelle","63602_G_EG300",63602,"G","EG300",null,"Combustion Turbine","IC Engine","NY_Z_G-I","New York",36,"Westchester",119,"36119",0.3,9905,2006,9999,null,null,"N","Natural Gas, Distillate Fuel Oil",{"$nulls":13},0.01100000000000001,0.01100000000000001,0.01100000000000001,0.01100000000000001]
["Montefiore-New Rochelle","63602_G_EG600",63602,"G","EG600",null,"Combustion Turbine","IC Engine","NY_Z_G-I","New York",36,"Westchester",119,"36119",0.2,9905,1980,9999,null,null,"N","Natural Gas, Distillate Fuel Oil",{"$nulls":13},0.01100000000000001,0.01100000000000001,0.01100000000000001,0.01100000000000001]
["Illumina Way SD","63603_G_ILM01",63603,"G","ILM01",null,"Fuel Cell",null,"WEC_SDGE","California",6,"San Diego",73,"06073",3.5,6469,2019,9999,null,null,"N","Natural Gas",{"$nulls":13},0,0,0,0]
["Extreme San Ignacio","63604_G_EXN02",63604,"G","EXN02",null,"Fuel Cell",null,"WEC_CALN","California",6,"Santa Clara",85,"06085",1,6469,2019,9999,null,null,"N","Natural Gas",{"$nulls":13},0,0,0,0]
["ATT North Watney","63605_G_ATT35",63605,"G","ATT35",null,"Fuel Cell",null,"WEC_CALN","California",6,"Solano",95,"06095",2,6469,2019,9999,null,null,"N","Natural Gas",{"$nulls":13},0,0,0,0]
["ATT Ventura Blvd","63606_G_ATT27",63606,"G","ATT27",null,"Fuel Cell",null,"WEC_LADW","California",6,"Los Angeles",37,"06037",1,6469,2019,9999,null,null,"N","Natural Gas",{"$nulls":13},0,0,0,0]
["Extreme Via Del Oro","63607_G_EXN01",63607,"G","EXN01",null,"Fuel Cell",null,"WEC_CALN","California",6,"Santa Clara",85,"06085",1.2,6469,2019,9999,null,null,"N","Natural Gas",{"$nulls":13},0,0,0,0]
["Allergan","63609_G_ALRGN",63609,"G","ALRGN",null,"Energy Storage",null,"WECC_SCE","California",6,"Orange",59,"06059",1.5,0,2019,9999,null,null,"N","Energy Storage",{"$nulls":13},0,0,0,0]
["Baker","63610_G_BAKER",63610,"G","BAKER",null,"Energy Storage",null,"WECC_SCE","California",6,"Orange",59,"06059",1.2,0,2019,9999,null,null,"N","Energy Storage",{"$nulls":13},0,0,0,0]
["CSU Long Beach","63611_G_CSULB",63611,"G","CSULB",null,"Energy Storage",null,"WEC_LADW","California",6,"Los Angeles",37,"06037",2.5,0,2017,9999,null,null,"N","Energy Storage",{"$nulls":13},0,0,0,0]
["DATS","63612_G_DATS0",63612,"G","DATS0",null,"Energy Storage",null,"WECC_SCE","California",6,"Orange",59,"06059",1,0,2017,9999,null,null,"N","Energy Storage",{"$nulls":13},0,0,0,0]
["Downey","63613_G_DOWNY",63613,"G","DOWNY",null,"Energy Storage",null,"WEC_LADW","California",6,"Los Angeles",37,"06037",2,0,2019,9999,null,null,"N","Energy Storage",{"$nulls":13},0,0,0,0]
["LAWRP","63614_G_LAWRP",63614,"G","LAWRP",null,"Energy Storage",null,"WECC_SCE","California",6,"Orange",59,"06059",1,0,2019,9999,null,null,"N","Energy Storage",{"$nulls":13},0,0,0,0]
["Long Beach Convention Center","63615_G_LBCON",63615,"G","LBCON",null,"Energy Storage",null,"WEC_LADW","California",6,"Los Angeles",37,"06037",1.5,0,2019,9999,null,null,"N","Energy Storage",{"$nulls":13},0,0,0,0]
["OCSD","63616_G_OCSD1",63616,"G","OCSD1",null,"Energy Storage",null,"WECC_SCE","California",6,"Orange",59,"06059",4.9,0,2019,9999,null,null,"N","Energy Storage",{"$nulls":13},0,0,0,0]
["SOCCD","63617_G_SOCCD",63617,"G","SOCCD",null,"Energy Storage",null,"WECC_SCE","California",6,"Orange",59,"06059",1.3,0,2019,9999,null,null,"N","Energy Storage",{"$nulls":13},0,0,0,0]
["Lafayette 2 - MLK Jr. Hospital (MLK)","63623_G_GEN1",63623,"G","GEN1",null,"Solar PV",null,"WEC_LADW","California",6,"Los Angeles",37,"06037",1.7,0,2020,9999,null,null,"N","Solar",{"$nulls":13},0,0,0,0]
["NYU Langone - Orthopedic","63625_G_HJD#1",63625,"G","HJD#1",null,"Combustion Turbine","IC Engine","NY_Z_J","New York",36,"Kings",47,"36047",0.8,9905,2010,9999,null,null,"N","Natural Gas, Distillate Fuel Oil",{"$nulls":13},0.01100000000000001,0.01100000000000001,0.01100000000000001,0.01100000000000001]
["NYU Langone - Orthopedic","63625_G_HJD#2",63625,"G","HJD#2",null,"Combustion Turbine","IC Engine","NY_Z_J","New York",36,"Kings",47,"36047",0.8,9905,2010,9999,null,null,"N","Natural Gas, Distillate Fuel Oil",{"$nulls":13},0.01100000000000001,0.01100000000000001,0.01100000000000001,0.01100000000000001]
["Tinker","63628_G_5A",63628,"G","5A",null,"Combustion Turbine",null,"SPP_WEST","Oklahoma",40,"Oklahoma",109,"40109",33,9905,1971,9999,null,null,"N","Natural Gas, Distillate Fuel Oil",{"$nulls":13},0.01100000000000001,0.01100000000000001,0.01100000000000001,0.01100000000000001]
["Tinker","63628_G_5B",63628,"G","5B",null,"Combustion Turbine",null,"SPP_WEST","Oklahoma",40,"Oklahoma",109,"40109",31,9905,1971,9999,null,null,"N","Natural Gas, Distillate Fuel Oil",{"$nulls":13},0.01100000000000001,0.01100000000000001,0.01100000000000001,0.01100000000000001]
["Tate & Lyle Loudon Plant","63632_G_Y9111",63632,"G","Y9111",null,"Combustion Turbine",null,"S_C_TVA","Tennessee",47,"Knox",93,"47093",26,9905,2016,9999,null,null,"N","Natural Gas, Distillate Fuel Oil",{"$nulls":13},0.01100000000000001,0.01100000000000001,0.01100000000000001,0.01100000000000001]
["Tate & Lyle Loudon Plant","63632_G_Y9121",63632,"G","Y9121",null,"Combustion Turbine",null,"S_C_TVA","Tennessee",47,"Knox",93,"47093",26,9905,2016,9999,null,null,"N","Natural Gas, Distillate Fuel Oil",{"$nulls":13},0.01100000000000001,0.01100000000000001,0.01100000000000001,0.01100000000000001]
["Summit Lake","1206_G_R1",1206,"G","R1",null,"Combustion Turbine","IC Engine","MIS_IA","Iowa",19,"Union",175,"19175",18.4,9905,2021,9999,null,null,"N","Natural Gas, Distillate Fuel Oil",{"$nulls":13},0.01100000000000001,0.01100000000000001,0.01100000000000001,0.01100000000000001]
["Summit Lake","1206_G_R2",1206,"G","R2",null,"Combustion Turbine","IC Engine","MIS_IA","Iowa",19,"Union",175,"19175",18.4,9905,2021,9999,null,null,"N","Natural Gas, Distillate Fuel Oil",{"$nulls":13},0.01100000000000001,0.01100000000000001,0.01100000000000001,0.01100000000000001]
["Summit Lake","1206_G_R3",1206,"G","R3",null,"Combustion Turbine","IC Engine","MIS_IA","Iowa",19,"Union",175,"19175",18.4,9905,2021,9999,null,null,"N","Natural Gas, Distillate Fuel Oil",{"$nulls":13},0.01100000000000001,0.01100000000000001,0.01100000000000001,0.01100000000000001]
["Cleary Flood Hybrid","1682_G_BS1",1682,"G","BS1",null,"Energy Storage",null,"NENGREST","Massachusetts",25,"Bristol",5,"25005",2.9,0,2020,9999,null,null,"N","Energy Storage",{"$nulls":13},0,0,0,0]
["Wanapum","3888_G_4A",3888,"G","4A",null,"Hydro",null,"WECC_PNW","Washington",53,"Grant",25,"53025",122,0,2020,9999,null,null,"N","Hydro",{"$nulls":13},0,0,0,0]
["Indeck Niles Energy Center","55460_G_CT1",55460,"G","CT1",null,"Combined Cycle",null,"PJM_West","Michigan",26,"Cass",27,"26027",364.8,6370,2022,9999,null,null,"N","Natural Gas, Distillate Fuel Oil",{"$nulls":13},0.01100000000000001,0.01100000000000001,0.01100000000000001,0.01100000000000001]
["Indeck Niles Energy Center","55460_G_CT2",55460,"G","CT2",null,"Combined Cycle",null,"PJM_West","Michigan",26,"Cass",27,"26027",364.8,6370,2022,9999,null,null,"N","Natural Gas, Distillate Fuel Oil",{"$nulls":13},0.01100000000000001,0.01100000000000001,0.01100000000000001,0.01100000000000001]
["Indeck Niles Energy Center","55460_G_ST1",55460,"G","ST1",null,"Combined Cycle",null,"PJM_West","Michigan",26,"Cass",27,"26027",354.4,6370,2022,9999,null,null,"N","Natural Gas, Distillate Fuel Oil",{"$nulls":13},0.01100000000000001,0.01100000000000001,0.01100000000000001,0.01100000000000001]
["Scioto Ridge Wind Farm","58780_G_1",58780,"G","1",null,"Onshore Wind",null,"PJM_West","Ohio",39,"Logan",91,"39091",249.8,0,2021,9999,null,null,"N","Wind",{"$nulls":13},0,0,0,0]
["Sugar Creek Wind One LLC","58924_G_SUG1",58924,"G","SUG1",null,"Onshore Wind",null,"MIS_IL","Illinois",17,"Logan",107,"17107",202,0,2020,9999,null,null,"N","Wind",{"$nulls":13},0,0,0,0]
["Hickory","59829_G_5515",59829,"G","5515",null,"Solar PV",null,"S_VACA","North Carolina",37,"Duplin",61,"37061",5,0,2019,9999,null,null,"N","Solar",{"$nulls":13},0,0,0,0]
["Little Bear Solar 1, LLC","59870_G_GEN01",59870,"G","GEN01",null,"Solar PV",null,"WEC_CALN","California",6,"Fresno",19,"06019",40,0,2020,9999,null,null,"N","Solar",{"$nulls":13},0,0,0,0]
["Tamworth Holdings","60394_G_PV1",60394,"G","PV1",null,"Solar PV",null,"S_VACA","North Carolina",37,"Bladen",17,"37017",5,0,2019,9999,null,null,"N","Solar",{"$nulls":13},0,0,0,0]
["Tides Lane Farm","60429_G_PV1",60429,"G","PV1",null,"Solar PV",null,"S_VACA","North Carolina",37,"Franklin",69,"37069",3.7,0,2019,9999,null,null,"N","Solar",{"$nulls":13},0,0,0,0]
["McGrigor Farm Solar","60440_G_PV1",60440,"G","PV1",null,"Solar PV",null,"S_VACA","North Carolina",37,"Sampson",163,"37163",5,0,2019,9999,null,null,"N","Solar",{"$nulls":13},0,0,0,0]
["Tanager Holdings","60691_G_PV1",60691,"G","PV1",null,"Solar PV",null,"S_VACA","North Carolina",37,"Randolph",151,"37151",5,0,2019,9999,null,null,"N","Solar",{"$nulls":13},0,0,0,0]
["Everett PV1","60997_G_EVRT1",60997,"G","EVRT1",null,"Solar PV",null,"PJM_Dom","North Carolina",37,"Martin",117,"37117",10,0,2019,9999,null,null,"N","Solar",{"$nulls":13},0,0,0,0]
["Underwood PV2","60998_G_UNWD2",60998,"G","UNWD2",null,"Solar PV",null,"PJM_Dom","North Carolina",37,"Hertford",91,"37091",16,0,2020,9999,null,null,"N","Solar",{"$nulls":13},0,0,0,0]
["Heart of Texas Wind Project","61032_G_HTX",61032,"G","HTX",null,"Onshore Wind",null,"ERC_REST","Texas",48,"McCulloch",307,"48307",180,0,2020,9999,null,null,"N","Wind",{"$nulls":13},0,0,0,0]
["Astoria Station","61144_G_1",61144,"G","1",null,"Combustion Turbine",null,"SPP_WAUE","South Dakota",46,"Deuel",39,"46039",245.5,9905,2021,9999,null,null,"N","Natural Gas, Distillate Fuel Oil",{"$nulls":13},0.01100000000000001,0.01100000000000001,0.01100000000000001,0.01100000000000001]
["Boston Medical Center CHP Plant","61186_G_BATT",61186,"G","BATT",null,"Energy Storage",null,"NENGREST","Massachusetts",25,"Suffolk",25,"25025",1,0,2021,9999,null,null,"N","Energy Storage",{"$nulls":13},0,0,0,0]
["OR Solar 2, LLC","61200_G_ORSR2",61200,"G","ORSR2",null,"Solar PV",null,"WECC_PNW","Oregon",41,"Jackson",29,"41029",10,0,2020,9999,null,null,"N","Solar",{"$nulls":13},0,0,0,0]
["AES ES ALAMITOS, LLC","61204_G_ALMTS",61204,"G","ALMTS",null,"Energy Storage",null,"WEC_LADW","California",6,"Los Angeles",37,"06037",100,0,2021,9999,null,null,"N","Energy Storage",{"$nulls":13},0,0,0,0]
["LA3 West Baton Rouge Solar Facility","61646_G_LA3WB",61646,"G","LA3WB",null,"Solar PV",null,"MIS_LA","Louisiana",22,"West Baton Rouge",121,"22121",50,0,2020,9999,null,null,"N","Solar",{"$nulls":13},0,0,0,0]
["Blazing Star 2 Wind Farm","61650_G_BLZS2",61650,"G","BLZS2",null,"Onshore Wind",null,"MIS_MNWI","Minnesota",27,"Lincoln",81,"27081",200,0,2021,9999,null,null,"N","Wind",{"$nulls":13},0,0,0,0]
["Techren Solar III LLC","61931_G_TECH3",61931,"G","TECH3",null,"Solar PV",null,"WECC_SNV","Nevada",32,"Clark",3,"32003",25,0,2020,9999,null,null,"N","Solar",{"$nulls":13},0,0,0,0]
["Techren Solar IV LLC","61932_G_TECH4",61932,"G","TECH4",null,"Solar PV",null,"WECC_SNV","Nevada",32,"Clark",3,"32003",25,0,2020,9999,null,null,"N","Solar",{"$nulls":13},0,0,0,0]
["Columbia Solar Power Plant","61982_G_PV1",61982,"G","PV1",null,"Solar PV",null,"FRCC","Florida",12,"Columbia",23,"12023",74.9,0,2020,9999,null,null,"N","Solar",{"$nulls":13},0,0,0,0]
["Pleinmont Solar 1","62012_G_PLNM1",62012,"G","PLNM1",null,"Solar PV",null,"PJM_Dom","Virginia",51,"Spotsylvania",177,"51177",75,0,2020,9999,null,null,"N","Solar",{"$nulls":13},0,0,0,0]
["Mustang Two","62015_G_M2BAR",62015,"G","M2BAR",null,"Solar PV",null,"WEC_CALN","California",6,"Kings",31,"06031",50,0,2020,9999,null,null,"N","Solar",{"$nulls":13},0,0,0,0]
["Mustang Two","62015_G_M2WHI",62015,"G","M2WHI",null,"Solar PV",null,"WEC_CALN","California",6,"Kings",31,"06031",100,0,2020,9999,null,null,"N","Solar",{"$nulls":13},0,0,0,0]
["Kossuth","62103_G_1",62103,"G","1",null,"Onshore Wind",null,"MIS_MIDA","Iowa",19,"Kossuth",109,"19109",152.2,0,2020,9999,null,null,"N","Wind",{"$nulls":13},0,0,0,0]
["Amadeus Wind Farm","62142_G_AM-TX",62142,"G","AM-TX",null,"Onshore Wind",null,"ERC_WEST","Texas",48,"Fisher",151,"48151",250,0,2020,9999,null,null,"N","Wind",{"$nulls":13},0,0,0,0]
["Snipesville","62165_G_SNIPE",62165,"G","SNIPE",null,"Solar PV",null,"S_SOU","Georgia",13,"Jeff Davis",161,"13161",86,0,2020,9999,null,null,"N","Solar",{"$nulls":13},0,0,0,0]
["Assembly Solar Project","62422_G_ASP01",62422,"G","ASP01",null,"Solar PV",null,"MIS_LMI","Michigan",26,"Shiawassee",155,"26155",50,0,2020,9999,null,null,"N","Solar",{"$nulls":13},0,0,0,0]
["Techren Solar V","62440_G_TECH5",62440,"G","TECH5",null,"Solar PV",null,"WECC_SNV","Nevada",32,"Clark",3,"32003",50,0,2020,9999,null,null,"N","Solar",{"$nulls":13},0,0,0,0]
["Little Bear 3","62463_G_GEN01",62463,"G","GEN01",null,"Solar PV",null,"WEC_CALN","California",6,"Fresno",19,"06019",20,0,2020,9999,null,null,"N","Solar",{"$nulls":13},0,0,0,0]
["Little Bear 4","62464_G_GEN01",62464,"G","GEN01",null,"Solar PV",null,"WEC_CALN","California",6,"Fresno",19,"06019",50,0,2020,9999,null,null,"N","Solar",{"$nulls":13},0,0,0,0]
["Little Bear 5","62465_G_GEN01",62465,"G","GEN01",null,"Solar PV",null,"WEC_CALN","California",6,"Fresno",19,"06019",50,0,2020,9999,null,null,"N","Solar",{"$nulls":13},0,0,0,0]
["Cove Mountain Solar","62469_G_GEN01",62469,"G","GEN01",null,"Solar PV",null,"WECC_UT","Utah",49,"Iron",21,"49021",58,0,2020,9999,null,null,"N","Solar",{"$nulls":13},0,0,0,0]
["Cove Mountain Solar 2","62470_G_GEN01",62470,"G","GEN01",null,"Solar PV",null,"WECC_UT","Utah",49,"Iron",21,"49021",122,0,2020,9999,null,null,"N","Solar",{"$nulls":13},0,0,0,0]
["Kings Point Wind Energy Center","62475_G_KPW1",62475,"G","KPW1",null,"Onshore Wind",null,"SPP_N","Missouri",29,"Lawrence",109,"29109",149.4,0,2021,9999,null,null,"N","Wind",{"$nulls":13},0,0,0,0]
["Big Tree Community Solar Farm","62476_G_607",62476,"G","607",null,"Solar PV",null,"NY_Z_A","New York",36,"Erie",29,"36029",2,0,2021,9999,null,null,"N","Solar",{"$nulls":13},0,0,0,0]
["North Fork Ridge Wind Energy Center","62478_G_NFRW1",62478,"G","NFRW1",null,"Onshore Wind",null,"SPP_N","Missouri",29,"Barton",11,"29011",149.4,0,2020,9999,null,null,"N","Wind",{"$nulls":13},0,0,0,0]
["Neosho Ridge Wind Energy Center","62481_G_NRW1",62481,"G","NRW1",null,"Onshore Wind",null,"SPP_N","Kansas",20,"Neosho",133,"20133",301,0,2021,9999,null,null,"N","Wind",{"$nulls":13},0,0,0,0]
["Taygete Energy Project LLC","62483_G_PV1",62483,"G","PV1",null,"Solar PV",null,"ERC_WEST","Texas",48,"Pecos",371,"48371",255,0,2021,9999,null,null,"N","Solar",{"$nulls":13},0,0,0,0]
["Lake Placid Solar Power Plant","62541_G_PV1",62541,"G","PV1",null,"Solar PV",null,"FRCC","Florida",12,"Highlands",55,"12055",45,0,2019,9999,null,null,"N","Solar",{"$nulls":13},0,0,0,0]
["Debary Solar Power Plant","62542_G_PV1",62542,"G","PV1",null,"Solar PV",null,"FRCC","Florida",12,"Volusia",127,"12127",74.5,0,2020,9999,null,null,"N","Solar",{"$nulls":13},0,0,0,0]
["Trenton Solar Power Plant","62543_G_PV1",62543,"G","PV1",null,"Solar PV",null,"FRCC","Florida",12,"Gilchrist",41,"12041",74.9,0,2019,9999,null,null,"N","Solar",{"$nulls":13},0,0,0,0]
["Wilkinson Solar LLC","62544_G_GEN1",62544,"G","GEN1",null,"Solar PV",null,"S_VACA","North Carolina",37,"Beaufort",13,"37013",80.6,0,2019,9999,null,null,"N","Solar",{"$nulls":13},0,0,0,0]
["Renew Solar ABC Sacramento LLC","62545_G_SACRA",62545,"G","SACRA",null,"Solar PV",null,"WEC_BANC","California",6,"Sacramento",67,"06067",1.7,0,2020,9999,null,null,"N","Solar",{"$nulls":13},0,0,0,0]
["High Prairie Wind Farm","62563_G_HPWF",62563,"G","HPWF",null,"Onshore Wind",null,"MIS_MO","Missouri",29,"Schuyler",197,"29197",400,0,2020,9999,null,null,"N","Wind",{"$nulls":13},0,0,0,0]
["GD West Greenwich Victory I, LLC","62568_G_GDVIC",62568,"G","GDVIC",null,"Solar PV",null,"NENGREST","Rhode Island",44,"Kent",3,"44003",1.8,0,2020,9999,null,null,"N","Solar",{"$nulls":13},0,0,0,0]
["White Cloud Wind Project, LLC","62624_G_WTCWF",62624,"G","WTCWF",null,"Onshore Wind",null,"S_D_AECI","Missouri",29,"Atchison",5,"29005",236.5,0,2020,9999,null,null,"N","Wind",{"$nulls":13},0,0,0,0]
["Foundation Dole Fresh Vegetables","62654_G_WTG1",62654,"G","WTG1",null,"Onshore Wind",null,"WEC_CALN","California",6,"Monterey",53,"06053",2.8,0,2022,9999,null,null,"N","Wind",{"$nulls":13},0,0,0,0]
["Foundation Dole Fresh Vegetables","62654_G_WTG2",62654,"G","WTG2",null,"Onshore Wind",null,"WEC_CALN","California",6,"Monterey",53,"06053",2.8,0,2022,9999,null,null,"N","Wind",{"$nulls":13},0,0,0,0]
["Sigurd Solar LLC","62666_G_SGSOL",62666,"G","SGSOL",null,"Solar PV",null,"WECC_UT","Utah",49,"Sevier",41,"49041",80,0,2021,9999,null,null,"N","Solar",{"$nulls":13},0,0,0,0]
["CED Champaign Solar LLC","62681_G_CSIL",62681,"G","CSIL",null,"Solar PV",null,"MIS_IL","Illinois",17,"Champaign",19,"17019",1.6,0,2020,9999,null,null,"N","Solar",{"$nulls":13},0,0,0,0]
["Plum Creek Wind Project (NE)","62711_G_PLUM",62711,"G","PLUM",null,"Onshore Wind",null,"SPP_NEBR","Nebraska",31,"Lancaster",109,"31109",230,0,2020,9999,null,null,"N","Wind",{"$nulls":13},0,0,0,0]
["MHG Wallingford","62728_G_X0041",62728,"G","X0041",null,"Solar PV",null,"NENGREST","Vermont",50,"Rutland",21,"50021",2.2,0,2019,9999,null,null,"N","Solar",{"$nulls":13},0,0,0,0]
["Desper Solar","62730_G_1",62730,"G","1",null,"Solar PV",null,"PJM_Dom","Virginia",51,"Louisa",109,"51109",88.2,0,2021,9999,null,null,"N","Solar",{"$nulls":13},0,0,0,0]
["Middleton Airport Solar","62731_G_1",62731,"G","1",null,"Solar PV",null,"MIS_WUMS","Wisconsin",55,"Dane",25,"55025",5,0,2020,9999,null,null,"N","Solar",{"$nulls":13},0,0,0,0]
["San Diego International Airport BESS","62754_G_BA",62754,"G","BA",null,"Energy Storage",null,"WEC_SDGE","California",6,"San Diego",73,"06073",2,0,2021,9999,null,null,"N","Energy Storage",{"$nulls":13},0,0,0,0]
["Crawfordsville Solar Park 4","62776_G_SCRA4",62776,"G","SCRA4",null,"Solar PV",null,"MIS_INKY","Indiana",18,"Montgomery",107,"18107",2.3,0,2020,9999,null,null,"N","Solar",{"$nulls":13},0,0,0,0]
["Richmond Solar Park 4","62791_G_SRIC4",62791,"G","SRIC4",null,"Solar PV",null,"PJM_West","Indiana",18,"Wayne",177,"18177",7.1,0,2020,9999,null,null,"N","Solar",{"$nulls":13},0,0,0,0]
["Crawfordsville 5 Solar Park","62793_G_SCRA5",62793,"G","SCRA5",null,"Solar PV",null,"MIS_INKY","Indiana",18,"Montgomery",107,"18107",9.8,0,2020,9999,null,null,"N","Solar",{"$nulls":13},0,0,0,0]
["Centerville Solar Park","62794_G_SCENT",62794,"G","SCENT",null,"Solar PV",null,"PJM_West","Indiana",18,"Wayne",177,"18177",1.1,0,2020,9999,null,null,"N","Solar",{"$nulls":13},0,0,0,0]
["Greasewood","62804_G_GREA1",62804,"G","GREA1",null,"Solar PV",null,"ERC_WEST","Texas",48,"Pecos",371,"48371",255,0,2021,9999,null,null,"N","Solar",{"$nulls":13},0,0,0,0]
["Milford Solar 1","62812_G_MS1",62812,"G","MS1",null,"Solar PV",null,"WECC_UT","Utah",49,"Beaver",1,"49001",99,0,2020,9999,null,null,"N","Solar",{"$nulls":13},0,0,0,0]
["Grasshopper Solar","62813_G_GRHS",62813,"G","GRHS",null,"Solar PV",null,"PJM_Dom","Virginia",51,"Mecklenburg",117,"51117",80,0,2020,9999,null,null,"N","Solar",{"$nulls":13},0,0,0,0]
["Mountain Breeze Wind, LLC","62840_G_MTBRZ",62840,"G","MTBRZ",null,"Onshore Wind",null,"WECC_CO","Colorado",8,"Weld",123,"08123",171.7,0,2020,9999,null,null,"N","Wind",{"$nulls":13},0,0,0,0]
["Maverick Creek Wind","62853_G_MVRCK",62853,"G","MVRCK",null,"Onshore Wind",null,"ERC_WEST","Texas",48,"Concho",95,"48095",491.6,0,2021,9999,null,null,"N","Wind",{"$nulls":13},0,0,0,0]
["West Raymond Wind Farm LLC","62855_G_WRAYM",62855,"G","WRAYM",null,"Onshore Wind",null,"ERC_REST","Texas",48,"Willacy",489,"48489",239.8,0,2021,9999,null,null,"N","Wind",{"$nulls":13},0,0,0,0]
["Boiling Springs Wind Farm","62871_G_BGSPS",62871,"G","BGSPS",null,"Onshore Wind",null,"SPP_WEST","Oklahoma",40,"Woodward",153,"40153",148.4,0,2020,9999,null,null,"N","Wind",{"$nulls":13},0,0,0,0]
["Raymond Wind Farm, LLC","62909_G_ERAYM",62909,"G","ERAYM",null,"Onshore Wind",null,"ERC_REST","Texas",48,"Willacy",489,"48489",200.2,0,2021,9999,null,null,"N","Wind",{"$nulls":13},0,0,0,0]
["Solar Hagerstown","62912_G_137",62912,"G","137",null,"Solar PV",null,"PJM_AP","Maryland",24,"Washington",43,"24043",7.5,0,2020,9999,null,null,"N","Solar",{"$nulls":13},0,0,0,0]
["Notre Dame Hydro","62918_G_HYD1",62918,"G","HYD1",null,"Hydro",null,"PJM_West","Indiana",18,"St Joseph",141,"18141",2.5,0,2022,9999,null,null,"N","Hydro",{"$nulls":13},0,0,0,0]
["Orchard Windfarm, LLC","62935_G_OCHW",62935,"G","OCHW",null,"Onshore Wind",null,"WECC_PNW","Oregon",41,"Morrow",49,"41049",10,0,2020,9999,null,null,"N","Wind",{"$nulls":13},0,0,0,0]
["Bluestone Solar","62950_G_BLUE1",62950,"G","BLUE1",null,"Solar PV",null,"PJM_Dom","Virginia",51,"Mecklenburg",117,"51117",49.9,0,2021,9999,null,null,"N","Solar",{"$nulls":13},0,0,0,0]
["Cheyenne Ridge Wind Farm","62952_G_CRW01",62952,"G","CRW01",null,"Onshore Wind",null,"WECC_CO","Colorado",8,"Cheyenne",17,"08017",488,0,2020,9999,null,null,"N","Wind",{"$nulls":13},0,0,0,0]
["Whitehorn Solar","62959_G_WHIT1",62959,"G","WHIT1",null,"Solar PV",null,"PJM_Dom","Virginia",51,"Pittsylvania",143,"51143",50,0,2021,9999,null,null,"N","Solar",{"$nulls":13},0,0,0,0]
["Syncarpha Leicester Hybrid","62972_G_SYLEB",62972,"G","SYLEB",null,"Energy Storage",null,"NENGREST","Massachusetts",25,"Worcester",27,"25027",1.9,0,2021,9999,null,null,"N","Energy Storage",{"$nulls":13},0,0,0,0]
["Syncarpha Leicester Hybrid","62972_G_SYLES",62972,"G","SYLES",null,"Solar PV",null,"NENGREST","Massachusetts",25,"Worcester",27,"25027",2.6,0,2021,9999,null,null,"N","Solar",{"$nulls":13},0,0,0,0]
["Syncarpha Halifax Hybrid","62973_G_SYHAB",62973,"G","SYHAB",null,"Energy Storage",null,"NENGREST","Massachusetts",25,"Plymouth",23,"25023",1.6,0,2020,9999,null,null,"N","Energy Storage",{"$nulls":13},0,0,0,0]
["Syncarpha Halifax Hybrid","62973_G_SYHAS",62973,"G","SYHAS",null,"Solar PV",null,"NENGREST","Massachusetts",25,"Plymouth",23,"25023",1.7,0,2020,9999,null,null,"N","Solar",{"$nulls":13},0,0,0,0]
["Novel DeCook Solar CSG","62979_G_DECO",62979,"G","DECO",null,"Solar PV",null,"MIS_MNWI","Minnesota",27,"Olmsted",109,"27109",1,0,2020,9999,null,null,"N","Solar",{"$nulls":13},0,0,0,0]
["Novel Byron Solar CSG","62985_G_BYRN",62985,"G","BYRN",null,"Solar PV",null,"MIS_MNWI","Minnesota",27,"Olmsted",109,"27109",1,0,2020,9999,null,null,"N","Solar",{"$nulls":13},0,0,0,0]
["Novel Bartel Solar CSG","63004_G_BART",63004,"G","BART",null,"Solar PV",null,"MIS_MNWI","Minnesota",27,"Olmsted",109,"27109",1,0,2020,9999,null,null,"N","Solar",{"$nulls":13},0,0,0,0]
["Novel Haley Solar CSG","63005_G_HALY",63005,"G","HALY",null,"Solar PV",null,"MIS_MNWI","Minnesota",27,"Waseca",161,"27161",1,0,2020,9999,null,null,"N","Solar",{"$nulls":13},0,0,0,0]
["W. Orange Rd Solar LLC","63047_G_HEYES",63047,"G","HEYES",null,"Solar PV",null,"NENGREST","Massachusetts",25,"Franklin",11,"25011",5,0,2021,9999,null,null,"N","Solar",{"$nulls":13},0,0,0,0]
["Wilbur Woods Solar LLC","63048_G_DESMO",63048,"G","DESMO",null,"Solar PV",null,"NENGREST","Massachusetts",25,"Franklin",11,"25011",5,0,2021,9999,null,null,"N","Solar",{"$nulls":13},0,0,0,0]
["CalCity Solar 1","63054_G_CALTR",63054,"G","CALTR",null,"Solar PV",null,"WECC_SCE","California",6,"Kern",29,"06029",3,0,2019,9999,null,null,"N","Solar",{"$nulls":13},0,0,0,0]
["Harmony Road Solar","63069_G_1823",63069,"G","1823",null,"Solar PV",null,"PJM_COMD","Illinois",17,"McHenry",111,"17111",1.9,0,2020,9999,null,null,"N","Solar",{"$nulls":13},0,0,0,0]
["Square Barn Solar","63070_G_1820",63070,"G","1820",null,"Solar PV",null,"PJM_COMD","Illinois",17,"McHenry",111,"17111",1.5,0,2020,9999,null,null,"N","Solar",{"$nulls":13},0,0,0,0]
["Reed Road Solar","63071_G_1822",63071,"G","1822",null,"Solar PV",null,"PJM_COMD","Illinois",17,"McHenry",111,"17111",1.3,0,2020,9999,null,null,"N","Solar",{"$nulls":13},0,0,0,0]
["Eagle Creek","63078_G_EGCRK",63078,"G","EGCRK",null,"Solar PV",null,"WECC_SCE","California",6,"Kern",29,"06029",3,0,2019,9999,null,null,"N","Solar",{"$nulls":13},0,0,0,0]
["Caden Energix Pamplin LLC","63083_G_ENX04",63083,"G","ENX04",null,"Solar PV",null,"PJM_Dom","Virginia",51,"Appomattox",11,"51011",15.7,0,2020,9999,null,null,"N","Solar",{"$nulls":13},0,0,0,0]
["Caden Energix Hickory LLC","63084_G_ENX02",63084,"G","ENX02",null,"Solar PV",null,"PJM_Dom","Virginia",51,"Chesapeake City",550,"51550",20,0,2020,9999,null,null,"N","Solar",{"$nulls":13},0,0,0,0]
["Caden Energix Hickory LLC","63084_G_ENX03",63084,"G","ENX03",null,"Solar PV",null,"PJM_Dom","Virginia",51,"Chesapeake City",550,"51550",12,0,2020,9999,null,null,"N","Solar",{"$nulls":13},0,0,0,0]
["Caden Energix Rives Road LLC","63087_G_ENX01",63087,"G","ENX01",null,"Solar PV",null,"PJM_Dom","Virginia",51,"Prince George",149,"51149",19.7,0,2020,9999,null,null,"N","Solar",{"$nulls":13},0,0,0,0]
["Prairie Hill Wind Project","63100_G_WTG",63100,"G","WTG",null,"Onshore Wind",null,"ERC_REST","Texas",48,"Limestone",293,"48293",300,0,2020,9999,null,null,"N","Wind",{"$nulls":13},0,0,0,0]
["Dakota Range III Wind Project","63102_G_WTG",63102,"G","WTG",null,"Onshore Wind",null,"MIS_MAPP","South Dakota",46,"Grant",51,"46051",153.6,0,2021,9999,null,null,"N","Wind",{"$nulls":13},0,0,0,0]
["Triple H Wind Project","63103_G_WTG",63103,"G","WTG",null,"Onshore Wind",null,"SPP_WAUE","South Dakota",46,"Hyde",69,"46069",250.2,0,2020,9999,null,null,"N","Wind",{"$nulls":13},0,0,0,0]
["King Plains Wind Project","63104_G_WTG",63104,"G","WTG",null,"Onshore Wind",null,"SPP_WEST","Oklahoma",40,"Garfield",47,"40047",248.2,0,2020,9999,null,null,"N","Wind",{"$nulls":13},0,0,0,0]
["Syncarpha Taos","63123_G_SYNTA",63123,"G","SYNTA",null,"Solar PV",null,"WECC_NM","New Mexico",35,"Taos",55,"35055",3.1,0,2020,9999,null,null,"N","Solar",{"$nulls":13},0,0,0,0]
["Weaver Wind","63132_G_WEAVR",63132,"G","WEAVR",null,"Onshore Wind",null,"NENG_ME","Maine",23,"Hancock",9,"23009",72.6,0,2020,9999,null,null,"N","Wind",{"$nulls":13},0,0,0,0]
["AES Tonawanda Solar LLC","63161_G_TNWDA",63161,"G","TNWDA",null,"Solar PV",null,"NY_Z_A","New York",36,"Erie",29,"36029",2,0,2020,9999,null,null,"N","Solar",{"$nulls":13},0,0,0,0]
["Imeson Solar","63186_G_IMESO",63186,"G","IMESO",null,"Solar PV",null,"FRCC","Florida",12,"Duval",31,"12031",5,0,2019,9999,null,null,"N","Solar",{"$nulls":13},0,0,0,0]
["Arvah B Hopkins","688_G_IC5",688,"G","IC5",null,"Combustion Turbine","IC Engine","FRCC","Florida",12,"Leon",73,"12073",18.5,9905,2020,9999,null,null,"N","Natural Gas, Distillate Fuel Oil",{"$nulls":13},0.01100000000000001,0.01100000000000001,0.01100000000000001,0.01100000000000001]
["Dynegy Moss Landing Power Plant","260_G_BAT1",260,"G","BAT1",null,"Energy Storage","","WEC_CALN","California",6,"Monterey",53,"06053",300,0,2021,9999,null,null,"N","Energy Storage",{"$nulls":13},0,0,0,0]
["Luke Solar","57324_G_PV1",57324,"G","PV1",null,"Solar PV","","WECC_AZ","Arizona",4,"Maricopa",13,"04013",12.8,0,2015,9999,null,null,"N","Solar",{"$nulls":13},0,0,0,0]
["East Blackland Solar Project 1","57659_G_PSF",57659,"G","PSF",null,"Solar PV","","ERC_REST","Texas",48,"Travis",453,"48453",144,0,2021,9999,null,null,"N","Solar",{"$nulls":13},0,0,0,0]
["Tissington Solar","58364_G_MC",58364,"G","MC",null,"Solar PV","","PJM_EMAC","New Jersey",34,"Sussex",37,"34037",3,0,2019,9999,null,null,"N","Solar",{"$nulls":13},0,0,0,0]
["Cassadaga Wind Farm","58777_G_1",58777,"G","1",null,"Onshore Wind","","NY_Z_A","New York",36,"Chautauqua",13,"36013",124,0,2021,9999,null,null,"N","Wind",{"$nulls":13},0,0,0,0]
["Zimmerman Energy","59425_G_ZE#4",59425,"G","ZE#4",null,"Landfill Gas","","MIS_INKY","Indiana",18,"Marshall",99,"18099",1.4,8513,2020,9999,null,null,"N","Landfill Gas",{"$nulls":13},0.08999999999999997,0.08999999999999997,0.08999999999999997,0.08999999999999997]
["Borden Solar Farm","59531_G_BRDN",59531,"G","BRDN",null,"Solar PV","","WEC_CALN","California",6,"Madera",39,"06039",50,0,2020,9999,null,null,"N","Solar",{"$nulls":13},0,0,0,0]
["Coastal Virginia Offshore Wind (CVOW)","59693_G_OSW1",59693,"G","OSW1",null,"Offshore Wind","","PJM_Dom","Virginia",51,"Virginia Beach City",810,"51810",12,0,2021,9999,null,null,"N","Wind",{"$nulls":13},0,0,0,0]
["Boykin PV1","59996_G_BOYK1",59996,"G","BOYK1",null,"Solar PV","","S_VACA","North Carolina",37,"Cumberland",51,"37051",16,0,2020,9999,null,null,"N","Solar",{"$nulls":13},0,0,0,0]
["High Shoals PV1","59997_G_HISHO",59997,"G","HISHO",null,"Solar PV","","S_VACA","North Carolina",37,"Gaston",71,"37071",16,0,2021,9999,null,null,"N","Solar",{"$nulls":13},0,0,0,0]
["Tate Solar","60160_G_PV1",60160,"G","PV1",null,"Solar PV","","S_VACA","North Carolina",37,"Nash",127,"37127",5,0,2020,9999,null,null,"N","Solar",{"$nulls":13},0,0,0,0]
["Eagle Solar","60161_G_PV1",60161,"G","PV1",null,"Solar PV","","S_VACA","North Carolina",37,"Warren",185,"37185",4,0,2020,9999,null,null,"N","Solar",{"$nulls":13},0,0,0,0]
["Robin Solar","60165_G_PV1",60165,"G","PV1",null,"Solar PV","","S_VACA","North Carolina",37,"Wayne",191,"37191",5,0,2021,9999,null,null,"N","Solar",{"$nulls":13},0,0,0,0]
["Cash Solar","60178_G_PV1",60178,"G","PV1",null,"Solar PV","","S_VACA","North Carolina",37,"Nash",127,"37127",5,0,2020,9999,null,null,"N","Solar",{"$nulls":13},0,0,0,0]
["Willard Solar","60287_G_PV1",60287,"G","PV1",null,"Solar PV","","S_VACA","North Carolina",37,"Pender",141,"37141",5,0,2020,9999,null,null,"N","Solar",{"$nulls":13},0,0,0,0]
["White Street Renewables","60364_G_WSPV",60364,"G","WSPV",null,"Solar PV","","S_VACA","North Carolina",37,"Guilford",81,"37081",3.4,0,2020,9999,null,null,"N","Solar",{"$nulls":13},0,0,0,0]
["Warbler Holdings","60393_G_PV1",60393,"G","PV1",null,"Solar PV","","S_VACA","North Carolina",37,"Cleveland",45,"37045",4,0,2021,9999,null,null,"N","Solar",{"$nulls":13},0,0,0,0]
["American Kings Solar, LLC","60777_G_GEN01",60777,"G","GEN01",null,"Solar PV","","WEC_CALN","California",6,"Kings",31,"06031",128,0,2020,9999,null,null,"N","Solar",{"$nulls":13},0,0,0,0]
["River Terminal Development Solar","60843_G_RTD6",60843,"G","RTD6",null,"Solar PV","","PJM_EMAC","New Jersey",34,"Hudson",17,"34017",0.2,0,2020,9999,null,null,"N","Solar",{"$nulls":13},0,0,0,0]
["Montgomery County","60925_G_1A",60925,"G","1A",null,"Combined Cycle","","MIS_WOTA","Texas",48,"Montgomery",339,"48339",250,6370,2021,9999,null,null,"N","Natural Gas, Distillate Fuel Oil",{"$nulls":13},{"v":0.01100000000000001,"d":"0.011"},{"v":0.01100000000000001,"d":"0.011"},{"v":0.01100000000000001,"d":"0.011"},{"v":0.01100000000000001,"d":"0.011"}]
["Montgomery County","60925_G_1B",60925,"G","1B",null,"Combined Cycle","","MIS_WOTA","Texas",48,"Montgomery",339,"48339",250,6370,2021,9999,null,null,"N","Natural Gas, Distillate Fuel Oil",{"$nulls":13},{"v":0.01100000000000001,"d":"0.011"},{"v":0.01100000000000001,"d":"0.011"},{"v":0.01100000000000001,"d":"0.011"},{"v":0.01100000000000001,"d":"0.011"}]
["Montgomery County","60925_G_1C",60925,"G","1C",null,"Combined Cycle","","MIS_WOTA","Texas",48,"Montgomery",339,"48339",500,6370,2021,9999,null,null,"N","Natural Gas, Distillate Fuel Oil",{"$nulls":13},{"v":0.01100000000000001,"d":"0.011"},{"v":0.01100000000000001,"d":"0.011"},{"v":0.01100000000000001,"d":"0.011"},{"v":0.01100000000000001,"d":"0.011"}]
["RE Maplewood","61346_G_PV1",61346,"G","PV1",null,"Solar PV","","ERC_WEST","Texas",48,"Pecos",371,"48371",222,0,2021,9999,null,null,"N","Solar",{"$nulls":13},0,0,0,0]
["RE Maplewood","61346_G_PV2",61346,"G","PV2",null,"Solar PV","","ERC_WEST","Texas",48,"Pecos",371,"48371",28,0,2021,9999,null,null,"N","Solar",{"$nulls":13},0,0,0,0]
["Pioneer Solar (CO), LLC","61991_G_PI-QF",61991,"G","PI-QF",null,"Solar PV","","WECC_CO","Colorado",8,"Adams",1,"08001",80,0,2021,9999,null,null,"N","Solar",{"$nulls":13},0,0,0,0]
["Richmond Spider Solar","62011_G_RMDSS",62011,"G","RMDSS",null,"Solar PV","","PJM_Dom","Virginia",51,"Spotsylvania",177,"51177",20,0,2020,9999,null,null,"N","Solar",{"$nulls":13},0,0,0,0]
["Highlander Solar Station 1","62014_G_HLND1",62014,"G","HLND1",null,"Solar PV","","PJM_Dom","Virginia",51,"Spotsylvania",177,"51177",165,0,2020,9999,null,null,"N","Solar",{"$nulls":13},0,0,0,0]
["Strauss Wind Farm","62113_G_ST-CA",62113,"G","ST-CA",null,"Onshore Wind","","WECC_SCE","California",6,"Santa Barbara",83,"06083",98.8,0,2021,9999,null,null,"N","Wind",{"$nulls":13},0,0,0,0]
["Desert Harvest, LLC","62177_G_DH001",62177,"G","DH001",null,"Solar PV","","WECC_SCE","California",6,"Riverside",65,"06065",80,0,2020,9999,null,null,"N","Solar",{"$nulls":13},0,0,0,0]
["Maverick Solar, LLC","62178_G_MAV01",62178,"G","MAV01",null,"Solar PV","","WECC_SCE","California",6,"Riverside",65,"06065",125,0,2020,9999,null,null,"N","Solar",{"$nulls":13},0,0,0,0]
["Hillcrest Solar","62200_G_HILLC",62200,"G","HILLC",null,"Solar PV","","PJM_West","Ohio",39,"Brown",15,"39015",200,0,2021,9999,null,null,"N","Solar",{"$nulls":13},0,0,0,0]
["Reloj del Sol Wind Farm","62207_G_RELOJ",62207,"G","RELOJ",null,"Onshore Wind","","ERC_REST","Texas",48,"Zapata",505,"48505",209.4,0,2021,9999,null,null,"N","Wind",{"$nulls":13},0,0,0,0]
["Dearborn Energy Center","62289_G_GTG-1",62289,"G","GTG-1",null,"Combined Cycle","","MIS_LMI","Michigan",26,"Wayne",163,"26163",11.2,6370,2019,9999,null,null,"N","Natural Gas, Distillate Fuel Oil",{"$nulls":13},{"v":0.01100000000000001,"d":"0.011"},{"v":0.01100000000000001,"d":"0.011"},{"v":0.01100000000000001,"d":"0.011"},{"v":0.01100000000000001,"d":"0.011"}]
["Dearborn Energy Center","62289_G_GTG-2",62289,"G","GTG-2",null,"Combined Cycle","","MIS_LMI","Michigan",26,"Wayne",163,"26163",11.2,6370,2019,9999,null,null,"N","Natural Gas, Distillate Fuel Oil",{"$nulls":13},{"v":0.01100000000000001,"d":"0.011"},{"v":0.01100000000000001,"d":"0.011"},{"v":0.01100000000000001,"d":"0.011"},{"v":0.01100000000000001,"d":"0.011"}]
["Dearborn Energy Center","62289_G_STG-1",62289,"G","STG-1",null,"Combined Cycle","","MIS_LMI","Michigan",26,"Wayne",163,"26163",4.5,6370,2019,9999,null,null,"N","Natural Gas, Distillate Fuel Oil",{"$nulls":13},{"v":0.01100000000000001,"d":"0.011"},{"v":0.01100000000000001,"d":"0.011"},{"v":0.01100000000000001,"d":"0.011"},{"v":0.01100000000000001,"d":"0.011"}]
["Prairie State Solar Project","62420_G_PSS01",62420,"G","PSS01",null,"Solar PV","","MIS_IL","Illinois",17,"Perry",145,"17145",99,0,2021,9999,null,null,"N","Solar",{"$nulls":13},0,0,0,0]
["Willow Creek Wind Power LLC","62431_G_1",62431,"G","1",null,"Onshore Wind","","SPP_WAUE","South Dakota",46,"Butte",19,"46019",103.5,0,2020,9999,null,null,"N","Wind",{"$nulls":13},0,0,0,0]
["Muscle Shoals","62462_G_GEN01",62462,"G","GEN01",null,"Solar PV","","S_C_TVA","Alabama",1,"Colbert",33,"01033",227,0,2021,9999,null,null,"N","Solar",{"$nulls":13},0,0,0,0]
["Crossing Trails Wind Farm","62489_G_GEN1",62489,"G","GEN1",null,"Onshore Wind","","WECC_CO","Colorado",8,"Kit Carson",63,"08063",104,0,2021,9999,null,null,"N","Wind",{"$nulls":13},0,0,0,0]
["Furnace Rd Community Solar Farm","62508_G_1420",62508,"G","1420",null,"Solar PV","","NY_Z_B","New York",36,"Wayne",117,"36117",3,0,2020,9999,null,null,"N","Solar",{"$nulls":13},0,0,0,0]
["TB Flats","62516_G_1",62516,"G","1",null,"Onshore Wind","","WECC_WY","Wyoming",56,"Carbon",7,"56007",503.2,0,2021,9999,null,null,"N","Wind",{"$nulls":13},0,0,0,0]
["Roadrunner, LLC","62561_G_RODR2",62561,"G","RODR2",null,"Solar PV","","ERC_WEST","Texas",48,"Upton",461,"48461",200,0,2020,9999,null,null,"N","Solar",{"$nulls":13},0,0,0,0]
["Hill Top Energy Center, LLC","62565_G_GEN1",62565,"G","GEN1",null,"Combined Cycle","","PJM_AP","Pennsylvania",42,"Greene",59,"42059",619.1,6370,2021,9999,null,null,"N","Natural Gas, Distillate Fuel Oil",{"$nulls":13},{"v":0.01100000000000001,"d":"0.011"},{"v":0.01100000000000001,"d":"0.011"},{"v":0.01100000000000001,"d":"0.011"},{"v":0.01100000000000001,"d":"0.011"}]
["Ekola Flats","62591_G_1",62591,"G","1",null,"Onshore Wind","","WECC_WY","Wyoming",56,"Carbon",7,"56007",250.9,0,2020,9999,null,null,"N","Wind",{"$nulls":13},0,0,0,0]
["Headwaters Wind Farm II LLC","62592_G_HWII",62592,"G","HWII",null,"Onshore Wind","","PJM_West","Indiana",18,"Randolph",135,"18135",200,0,2021,9999,null,null,"N","Wind",{"$nulls":13},0,0,0,0]
["Maiden Creek Solar Power Plant","62668_G_PV1",62668,"G","PV1",null,"Solar PV","","S_VACA","North Carolina",37,"Catawba",35,"37035",69.3,0,2021,9999,null,null,"N","Solar",{"$nulls":13},0,0,0,0]
["Gaston Solar Power Plant","62669_G_PV1",62669,"G","PV1",null,"Solar PV","","S_VACA","North Carolina",37,"Gaston",71,"37071",25,0,2020,9999,null,null,"N","Solar",{"$nulls":13},0,0,0,0]
["Wildcat Creek Wind Farm LLC","62715_G_WCCWF",62715,"G","WCCWF",null,"Onshore Wind","","ERC_REST","Texas",48,"Cooke",97,"48097",180.1,0,2021,9999,null,null,"N","Wind",{"$nulls":13},0,0,0,0]
["Columbia City Solar Park","62769_G_SCOLU",62769,"G","SCOLU",null,"Solar PV","","PJM_West","Indiana",18,"Whitley",183,"18183",4.3,0,2021,9999,null,null,"N","Solar",{"$nulls":13},0,0,0,0]
["Coniglio Solar","62772_G_BTCON",62772,"G","BTCON",null,"Solar PV","","ERC_REST","Texas",48,"Fannin",147,"48147",123.6,0,2021,9999,null,null,"N","Solar",{"$nulls":13},0,0,0,0]
["Rippey Solar","62773_G_BTCOO",62773,"G","BTCOO",null,"Solar PV","","ERC_REST","Texas",48,"Cooke",97,"48097",59,0,2020,9999,null,null,"N","Solar",{"$nulls":13},0,0,0,0]
["Kellam Solar","62774_G_BTKEL",62774,"G","BTKEL",null,"Solar PV","","ERC_REST","Texas",48,"Van Zandt",467,"48467",59,0,2020,9999,null,null,"N","Solar",{"$nulls":13},0,0,0,0]
["10 Briggs Solar NG, LLC (East)","62781_G_02818",62781,"G","02818",null,"Solar PV","","NENGREST","Rhode Island",44,"Kent",3,"44003",5,0,2021,9999,null,null,"N","Solar",{"$nulls":13},0,0,0,0]
["Fern Solar LLC","62798_G_FERN",62798,"G","FERN",null,"Solar PV","","S_VACA","North Carolina",37,"Edgecombe",65,"37065",100,0,2020,9999,null,null,"N","Solar",{"$nulls":13},0,0,0,0]
["Vallecito","62801_G_ORN34",62801,"G","ORN34",null,"Energy Storage","","WECC_SCE","California",6,"Santa Barbara",83,"06083",10,0,2021,9999,null,null,"N","Energy Storage",{"$nulls":13},0,0,0,0]
["Frontier Windpower II","62837_G_FW2",62837,"G","FW2",null,"Onshore Wind","","SPP_WEST","Oklahoma",40,"Kay",71,"40071",351.8,0,2021,9999,null,null,"N","Wind",{"$nulls":13},0,0,0,0]
["Acorn I Energy Storage LLC","62874_G_ACOR1",62874,"G","ACOR1",null,"Energy Storage","","WECC_SCE","California",6,"Ventura",111,"06111",2,0,2021,9999,null,null,"N","Energy Storage",{"$nulls":13},0,0,0,0]
["Wildcat I Energy Storage LLC","62875_G_WILD1",62875,"G","WILD1",null,"Energy Storage","","WECC_SCE","California",6,"Riverside",65,"06065",3,0,2021,9999,null,null,"N","Energy Storage",{"$nulls":13},0,0,0,0]
["Hecate Energy Johanna Facility","62889_G_HEGJF",62889,"G","HEGJF",null,"Energy Storage","","WECC_SCE","California",6,"Orange",59,"06059",10,0,2021,9999,null,null,"N","Energy Storage",{"$nulls":13},0,0,0,0]
["Rosewater Wind Farm","62891_G_ROSEW",62891,"G","ROSEW",null,"Onshore Wind","","MIS_INKY","Indiana",18,"White",181,"18181",102,0,2020,9999,null,null,"N","Wind",{"$nulls":13},0,0,0,0]
["SunEast Watkins Road Solar Project","62896_G_Q586",62896,"G","Q586",null,"Solar PV","","NY_Z_C&E","New York",36,"Herkimer",43,"36043",20,0,2022,9999,null,null,"N","Solar",{"$nulls":13},0,0,0,0]
["East Line Solar","62899_G_EASTL",62899,"G","EASTL",null,"Solar PV","","WECC_AZ","Arizona",4,"Pinal",21,"04021",100,0,2020,9999,null,null,"N","Solar",{"$nulls":13},0,0,0,0]
["Nassau Solar Center","62914_G_1",62914,"G","1",null,"Solar PV","","FRCC","Florida",12,"Nassau",89,"12089",74.5,0,2020,9999,null,null,"N","Solar",{"$nulls":13},0,0,0,0]
["Magnolia Springs Solar Center","62915_G_1",62915,"G","1",null,"Solar PV","","FRCC","Florida",12,"Clay",19,"12019",74.5,0,2021,9999,null,null,"N","Solar",{"$nulls":13},0,0,0,0]
["Trailside Solar Center","62916_G_1",62916,"G","1",null,"Solar PV","","FRCC","Florida",12,"St Johns",109,"12109",74.5,0,2020,9999,null,null,"N","Solar",{"$nulls":13},0,0,0,0]
["Rodeo Solar Center","62917_G_1",62917,"G","1",null,"Solar PV","","FRCC","Florida",12,"DeSoto",27,"12027",74.5,0,2021,9999,null,null,"N","Solar",{"$nulls":13},0,0,0,0]
["Orange Blossom Solar Center","62919_G_1",62919,"G","1",null,"Solar PV","","FRCC","Florida",12,"Indian River",61,"12061",74.5,0,2021,9999,null,null,"N","Solar",{"$nulls":13},0,0,0,0]
["Palm Bay Solar","62921_G_1",62921,"G","1",null,"Solar PV","","FRCC","Florida",12,"Brevard",9,"12009",74.5,0,2021,9999,null,null,"N","Solar",{"$nulls":13},0,0,0,0]
["Lakeside Solar Center","62922_G_1",62922,"G","1",null,"Solar PV","","FRCC","Florida",12,"Okeechobee",93,"12093",74.5,0,2020,9999,null,null,"N","Solar",{"$nulls":13},0,0,0,0]
["Union Springs Solar Center","62923_G_1",62923,"G","1",null,"Solar PV","","FRCC","Florida",12,"Union",125,"12125",74.5,0,2020,9999,null,null,"N","Solar",{"$nulls":13},0,0,0,0]
["Pelican Solar Center","62924_G_1",62924,"G","1",null,"Solar PV","","FRCC","Florida",12,"St Lucie",111,"12111",74.5,0,2021,9999,null,null,"N","Solar",{"$nulls":13},0,0,0,0]
["Egret Solar Center","62925_G_1",62925,"G","1",null,"Solar PV","","FRCC","Florida",12,"Baker",3,"12003",74.5,0,2020,9999,null,null,"N","Solar",{"$nulls":13},0,0,0,0]
["Rattlesnake","62936_G_RAT",62936,"G","RAT",null,"Onshore Wind","","WECC_PNW","Washington",53,"Adams",1,"53001",144,0,2020,9999,null,null,"N","Wind",{"$nulls":13},0,0,0,0]
["Novel Schmoll Farms Solar CSG","62982_G_SCHM",62982,"G","SCHM",null,"Solar PV","","MIS_MNWI","Minnesota",27,"Dodge",39,"27039",1,0,2020,9999,null,null,"N","Solar",{"$nulls":13},0,0,0,0]
["Novel Jewison Solar CSG","62984_G_JEWI",62984,"G","JEWI",null,"Solar PV","","MIS_MNWI","Minnesota",27,"Waseca",161,"27161",1,0,2020,9999,null,null,"N","Solar",{"$nulls":13},0,0,0,0]
["Novel Kanewischer Solar CSG","62986_G_KANE",62986,"G","KANE",null,"Solar PV","","MIS_MNWI","Minnesota",27,"Waseca",161,"27161",1,0,2020,9999,null,null,"N","Solar",{"$nulls":13},0,0,0,0]
["Wildflower Solar 1","62988_G_CAWF1",62988,"G","CAWF1",null,"Solar PV","","WEC_BANC","California",6,"Sacramento",67,"06067",13,0,2020,9999,null,null,"N","Solar",{"$nulls":13},0,0,0,0]
["Spring Hope Solar 3, LLC","62997_G_PGR09",62997,"G","PGR09",null,"Solar PV","","S_VACA","North Carolina",37,"Nash",127,"37127",4.9,0,2020,9999,null,null,"N","Solar",{"$nulls":13},0,0,0,0]
["Novel MNDot Solar CSG","63007_G_MNDT",63007,"G","MNDT",null,"Solar PV","","MIS_MNWI","Minnesota",27,"Washington",163,"27163",1,0,2020,9999,null,null,"N","Solar",{"$nulls":13},0,0,0,0]
["Novel Winegar Partnership Solar CSG","63008_G_WINE",63008,"G","WINE",null,"Solar PV","","MIS_MNWI","Minnesota",27,"Waseca",161,"27161",1,0,2021,9999,null,null,"N","Solar",{"$nulls":13},0,0,0,0]
["Novel Peter Solar CSG","63009_G_PETR",63009,"G","PETR",null,"Solar PV","","MIS_MNWI","Minnesota",27,"Le Sueur",79,"27079",1,0,2021,9999,null,null,"N","Solar",{"$nulls":13},0,0,0,0]
["Novel Benedix Solar CSG","63010_G_BNDX",63010,"G","BNDX",null,"Solar PV","","MIS_MNWI","Minnesota",27,"Dodge",39,"27039",1,0,2020,9999,null,null,"N","Solar",{"$nulls":13},0,0,0,0]
["Mooseheart School Solar","63073_G_1817",63073,"G","1817",null,"Solar PV","","PJM_COMD","Illinois",17,"Kane",89,"17089",2,0,2020,9999,null,null,"N","Solar",{"$nulls":13},0,0,0,0]
["Twittys Creek Solar, LLC","63077_G_VATC",63077,"G","VATC",null,"Solar PV","","PJM_Dom","Virginia",51,"Charlotte",37,"51037",13.8,0,2020,9999,null,null,"N","Solar",{"$nulls":13},0,0,0,0]
["Las Lomas Wind Project","63101_G_WTG",63101,"G","WTG",null,"Onshore Wind","","ERC_REST","Texas",48,"Zapata",505,"48505",201.6,0,2020,9999,null,null,"N","Wind",{"$nulls":13},0,0,0,0]
["Discovery Solar Center","63109_G_1",63109,"G","1",null,"Solar PV","","FRCC","Florida",12,"Brevard",9,"12009",74.5,0,2021,9999,null,null,"N","Solar",{"$nulls":13},0,0,0,0]
["Sabal Palm Solar Center","63110_G_1",63110,"G","1",null,"Solar PV","","FRCC","Florida",12,"Palm Beach",99,"12099",74.5,0,2021,9999,null,null,"N","Solar",{"$nulls":13},0,0,0,0]
["Mohave County Wind Farm","63114_G_MCWF",63114,"G","MCWF",null,"Onshore Wind","","WECC_AZ","Arizona",4,"Mohave",15,"04015",350,0,2020,9999,null,null,"N","Wind",{"$nulls":13},0,0,0,0]
["Bio-Rad","63189_G_BIORD",63189,"G","BIORD",null,"Solar PV","","WEC_CALN","California",6,"Contra Costa",13,"06013",2.4,0,2021,9999,null,null,"N","Solar",{"$nulls":13},0,0,0,0]
["Hopkinton Phase 2","63191_G_HTP2",63191,"G","HTP2",null,"Solar PV","","NENGREST","Rhode Island",44,"Washington",9,"44009",2.5,0,2020,9999,null,null,"N","Solar",{"$nulls":13},0,0,0,0]
["ACCP NJ 1","63198_G_ACCP1",63198,"G","ACCP1",null,"Solar PV","","PJM_EMAC","New Jersey",34,"Sussex",37,"34037",1.2,0,2020,9999,null,null,"N","Solar",{"$nulls":13},0,0,0,0]
["USS Dot Com Solar LLC CSG","63215_G_DOTCM",63215,"G","DOTCM",null,"Solar PV","","MIS_MNWI","Minnesota",27,"Redwood",127,"27127",1.4,0,2021,9999,null,null,"N","Solar",{"$nulls":13},0,0,0,0]
["Novel Debra Solar LLC CSG","63247_G_DEBRA",63247,"G","DEBRA",null,"Solar PV","","MIS_MNWI","Minnesota",27,"Dodge",39,"27039",1,0,2020,9999,null,null,"N","Solar",{"$nulls":13},0,0,0,0]
["Novel Wayne Solar LLC CSG","63249_G_WAYNE",63249,"G","WAYNE",null,"Solar PV","","MIS_MNWI","Minnesota",27,"Dodge",39,"27039",1,0,2021,9999,null,null,"N","Solar",{"$nulls":13},0,0,0,0]
["2W Permian Solar Project","63255_G_2WPBA",63255,"G","2WPBA",null,"Energy Storage","","ERC_WEST","Texas",48,"Andrews",3,"48003",40,0,2021,9999,null,null,"N","Energy Storage",{"$nulls":13},0,0,0,0]
["2W Permian Solar Project","63255_G_2WPSO",63255,"G","2WPSO",null,"Solar PV","","ERC_WEST","Texas",48,"Andrews",3,"48003",420,0,2021,9999,null,null,"N","Solar",{"$nulls":13},0,0,0,0]
["Aurora Wind Project","63258_G_AURWP",63258,"G","AURWP",null,"Onshore Wind","","SPP_WAUE","North Dakota",38,"Williams",105,"38105",298.8,0,2021,9999,null,null,"N","Wind",{"$nulls":13},0,0,0,0]
["Crowned Ridge Wind II Energy Center","63269_G_CRW2",63269,"G","CRW2",null,"Onshore Wind","","SPP_WAUE","South Dakota",46,"Codington",29,"46029",200.6,0,2020,9999,null,null,"N","Wind",{"$nulls":13},0,0,0,0]
["Cerro Gordo Wind Farm","63287_G_CGWF",63287,"G","CGWF",null,"Onshore Wind","","MIS_IA","Iowa",19,"Cerro Gordo",33,"19033",42,0,2020,9999,null,null,"N","Wind",{"$nulls":13},0,0,0,0]
["Allium Community Solar Garden, LLC","63304_G_ALIUM",63304,"G","ALIUM",null,"Solar PV","","MIS_MNWI","Minnesota",27,"Stearns",145,"27145",1,0,2021,9999,null,null,"N","Solar",{"$nulls":13},0,0,0,0]
["Aster Community Solar Garden, LLC","63305_G_ASTER",63305,"G","ASTER",null,"Solar PV","","MIS_MNWI","Minnesota",27,"Kandiyohi",67,"27067",1,0,2020,9999,null,null,"N","Solar",{"$nulls":13},0,0,0,0]
["Marigold Community Solar Garden, LLC","63308_G_MGOLD",63308,"G","MGOLD",null,"Solar PV","","MIS_MNWI","Minnesota",27,"Le Sueur",79,"27079",1,0,2021,9999,null,null,"N","Solar",{"$nulls":13},0,0,0,0]
["Honeysuckle Solar, LLC","63309_G_HONEY",63309,"G","HONEY",null,"Solar PV","","MIS_MNWI","Minnesota",27,"McLeod",85,"27085",1,0,2021,9999,null,null,"N","Solar",{"$nulls":13},0,0,0,0]
["Lantana Solar, LLC","63311_G_LANTA",63311,"G","LANTA",null,"Solar PV","","MIS_MNWI","Minnesota",27,"Redwood",127,"27127",1,0,2021,9999,null,null,"N","Solar",{"$nulls":13},0,0,0,0]
["Hyacinth Solar, LLC","63312_G_HYCIN",63312,"G","HYCIN",null,"Solar PV","","MIS_MNWI","Minnesota",27,"Dakota",37,"27037",1,0,2020,9999,null,null,"N","Solar",{"$nulls":13},0,0,0,0]
["Coral Bells Solar, LLC","63313_G_CORAL",63313,"G","CORAL",null,"Solar PV","","MIS_MNWI","Minnesota",27,"Chisago",25,"27025",1,0,2020,9999,null,null,"N","Solar",{"$nulls":13},0,0,0,0]
["Primrose Solar, LLC","63314_G_PROSE",63314,"G","PROSE",null,"Solar PV","","MIS_MNWI","Minnesota",27,"Blue Earth",13,"27013",1,0,2021,9999,null,null,"N","Solar",{"$nulls":13},0,0,0,0]
["Kerria Solar, LLC","63315_G_KERIA",63315,"G","KERIA",null,"Solar PV","","MIS_MNWI","Minnesota",27,"Renville",129,"27129",1,0,2020,9999,null,null,"N","Solar",{"$nulls":13},0,0,0,0]
["Geranium Solar, LLC","63317_G_GERNM",63317,"G","GERNM",null,"Solar PV","","MIS_MNWI","Minnesota",27,"Kandiyohi",67,"27067",1,0,2020,9999,null,null,"N","Solar",{"$nulls":13},0,0,0,0]
["Bellflower Solar, LLC","63318_G_BELLF",63318,"G","BELLF",null,"Solar PV","","MIS_MNWI","Minnesota",27,"Stearns",145,"27145",1,0,2020,9999,null,null,"N","Solar",{"$nulls":13},0,0,0,0]
["Iris Solar, LLC (MN)","63319_G_IRIS",63319,"G","IRIS",null,"Solar PV","","MIS_MNWI","Minnesota",27,"Nicollet",103,"27103",1,0,2020,9999,null,null,"N","Solar",{"$nulls":13},0,0,0,0]
["Bingham Solar, LLC","63321_G_BINGH",63321,"G","BINGH",null,"Solar PV","","MIS_LMI","Michigan",26,"Clinton",37,"26037",20,0,2020,9999,null,null,"N","Solar",{"$nulls":13},0,0,0,0]
["Temperance Solar, LLC","63322_G_TEMPR",63322,"G","TEMPR",null,"Solar PV","","MIS_LMI","Michigan",26,"Monroe",115,"26115",20,0,2020,9999,null,null,"N","Solar",{"$nulls":13},0,0,0,0]
["Juno Solar Project","63328_G_IPJNO",63328,"G","IPJNO",null,"Solar PV","","ERC_WEST","Texas",48,"Borden",33,"48033",141,0,2021,9999,null,null,"N","Solar",{"$nulls":13},0,0,0,0]
["Bluebell Solar II","63351_G_BBS2",63351,"G","BBS2",null,"Solar PV","","ERC_WEST","Texas",48,"Sterling",431,"48431",115,0,2020,9999,null,null,"N","Solar",{"$nulls":13},0,0,0,0]
["Wapello Solar LLC","63378_G_WAPLO",63378,"G","WAPLO",null,"Solar PV","","MIS_MIDA","Iowa",19,"Louisa",115,"19115",100,0,2021,9999,null,null,"N","Solar",{"$nulls":13},0,0,0,0]
["Jordan Creek Wind Farm, LLC","63389_G_JCW",63389,"G","JCW",null,"Onshore Wind","","MIS_INKY","Indiana",18,"Warren",171,"18171",398.6,0,2020,9999,null,null,"N","Wind",{"$nulls":13},0,0,0,0]
["Galesburg Solar Array","63399_G_GWA01",63399,"G","GWA01",null,"Solar PV","","MIS_IL","Illinois",17,"Henderson",71,"17071",1.4,0,2020,9999,null,null,"N","Solar",{"$nulls":13},0,0,0,0]
["Corriedale Wind Energy","63436_G_WTG",63436,"G","WTG",null,"Onshore Wind","","WECC_WY","Wyoming",56,"Laramie",21,"56021",52.5,0,2020,9999,null,null,"N","Wind",{"$nulls":13},0,0,0,0]
["Sun Stream 2","63440_G_GEN01",63440,"G","GEN01",null,"Solar PV","","WECC_AZ","Arizona",4,"Maricopa",13,"04013",150,0,2021,9999,null,null,"N","Solar",{"$nulls":13},0,0,0,0]
["Monroe Solar Farm, LLC","63451_G_MONR1",63451,"G","MONR1",null,"Solar PV","","PJM_EMAC","New Jersey",34,"Middlesex",23,"34023",13.1,0,2020,9999,null,null,"N","Solar",{"$nulls":13},0,0,0,0]
["Point Wind","63482_G_PW1",63482,"G","PW1",null,"Onshore Wind","","WECC_SCE","California",6,"Kern",29,"06029",64.5,0,2021,9999,null,null,"N","Wind",{"$nulls":13},0,0,0,0]
["Durrance","63495_G_1",63495,"G","1",null,"Solar PV","","FRCC","Florida",12,"Polk",105,"12105",60,0,2021,9999,null,null,"N","Solar",{"$nulls":13},0,0,0,0]
["Copper Mountain Solar 5, LLC","63504_G_CM5-1",63504,"G","CM5-1",null,"Solar PV","","WECC_SNV","Nevada",32,"Clark",3,"32003",250,0,2021,9999,null,null,"N","Solar",{"$nulls":13},0,0,0,0]
["Santa Fe Solar Power Plant","63517_G_PV1",63517,"G","PV1",null,"Solar PV","","FRCC","Florida",12,"Alachua",1,"12001",74.9,0,2021,9999,null,null,"N","Solar",{"$nulls":13},0,0,0,0]
["Twin Rivers Solar Power Plant","63518_G_PV1",63518,"G","PV1",null,"Solar PV","","FRCC","Florida",12,"Hamilton",47,"12047",74.9,0,2021,9999,null,null,"N","Solar",{"$nulls":13},0,0,0,0]
["CED Crane Solar","63519_G_CRN1",63519,"G","CRN1",null,"Solar PV","","ERC_WEST","Texas",48,"Crane",103,"48103",150,0,2020,9999,null,null,"N","Solar",{"$nulls":13},0,0,0,0]
["Water Strider Solar","63549_G_WSS",63549,"G","WSS",null,"Solar PV","","PJM_Dom","Virginia",51,"Halifax",83,"51083",80,0,2021,9999,null,null,"N","Solar",{"$nulls":13},0,0,0,0]
["HWY 158 PV","63566_G_HW158",63566,"G","HW158",null,"Solar PV","","PJM_Dom","North Carolina",37,"Hertford",91,"37091",9,0,2020,9999,null,null,"N","Solar",{"$nulls":13},0,0,0,0]
["Sagamore Wind","63578_G_SWF01",63578,"G","SWF01",null,"Onshore Wind","","SPP_SPS","New Mexico",35,"Roosevelt",41,"35041",522,0,2020,9999,null,null,"N","Wind",{"$nulls":13},0,0,0,0]
["NY3 Battery","63585_G_NY3",63585,"G","NY3",null,"Energy Storage","","NY_Z_G-I","New York",36,"Rockland",87,"36087",3,0,2020,9999,null,null,"N","Energy Storage",{"$nulls":13},0,0,0,0]
["John R Kelly","664_G_8.2",664,"G","8.2",null,"Combined Cycle","","FRCC","Florida",12,"Alachua",1,"12001",37.5,6370,2021,9999,null,null,"N","Natural Gas, Distillate Fuel Oil",{"$nulls":13},{"v":0.01100000000000001,"d":"0.011"},{"v":0.01100000000000001,"d":"0.011"},{"v":0.01100000000000001,"d":"0.011"},{"v":0.01100000000000001,"d":"0.011"}]
["Bayou Cogen Plant","10298_G_GT4",10298,"G","GT4",null,"Combustion Turbine","","ERC_REST","Texas",48,"Harris",201,"48201",75,9905,2015,9999,null,null,"N","Natural Gas, Distillate Fuel Oil",{"$nulls":13},0.011,0.011,0.011,0.011]
["Chester Operations","50410_G_6A",50410,"G","6A",null,"Combined Cycle","","PJM_EMAC","Pennsylvania",42,"Delaware",45,"42045",14.1,6370,2020,9999,null,null,"N","Natural Gas, Distillate Fuel Oil",{"$nulls":13},{"v":0.01100000000000001,"d":"0.011"},{"v":0.01100000000000001,"d":"0.011"},{"v":0.01100000000000001,"d":"0.011"},{"v":0.01100000000000001,"d":"0.011"}]
["Chester Operations","50410_G_7",50410,"G","7",null,"Combined Cycle","","PJM_EMAC","Pennsylvania",42,"Delaware",45,"42045",14.1,6370,2020,9999,null,null,"N","Natural Gas, Distillate Fuel Oil",{"$nulls":13},{"v":0.01100000000000001,"d":"0.011"},{"v":0.01100000000000001,"d":"0.011"},{"v":0.01100000000000001,"d":"0.011"},{"v":0.01100000000000001,"d":"0.011"}]
["Chester Operations","50410_G_7A",50410,"G","7A",null,"Combined Cycle","","PJM_EMAC","Pennsylvania",42,"Delaware",45,"42045",14.1,6370,2020,9999,null,null,"N","Natural Gas, Distillate Fuel Oil",{"$nulls":13},{"v":0.01100000000000001,"d":"0.011"},{"v":0.01100000000000001,"d":"0.011"},{"v":0.01100000000000001,"d":"0.011"},{"v":0.01100000000000001,"d":"0.011"}]
["Washington Parish Energy Center","55486_G_CTG01",55486,"G","CTG01",null,"Combustion Turbine","","MIS_AMSO","Louisiana",22,"Washington",117,"22117",182.2,9905,2020,9999,null,null,"N","Natural Gas, Distillate Fuel Oil",{"$nulls":13},0.011,0.011,0.011,0.011]
["Washington Parish Energy Center","55486_G_CTG02",55486,"G","CTG02",null,"Combustion Turbine","","MIS_AMSO","Louisiana",22,"Washington",117,"22117",182.2,9905,2020,9999,null,null,"N","Natural Gas, Distillate Fuel Oil",{"$nulls":13},0.011,0.011,0.011,0.011]
["Gordon Butte Wind LLC","57748_G_DAW",57748,"G","DAW",null,"Onshore Wind","","WECC_MT","Montana",30,"Meagher",59,"30059",2.7,0,2018,9999,null,null,"N","Wind",{"$nulls":13},0,0,0,0]
["Gordon Butte Wind LLC","57748_G_OSR",57748,"G","OSR",null,"Onshore Wind","","WECC_MT","Montana",30,"Meagher",59,"30059",2.7,0,2018,9999,null,null,"N","Wind",{"$nulls":13},0,0,0,0]
["Gordon Butte Wind LLC","57748_G_SOR",57748,"G","SOR",null,"Onshore Wind","","WECC_MT","Montana",30,"Meagher",59,"30059",2.7,0,2018,9999,null,null,"N","Wind",{"$nulls":13},0,0,0,0]
["CBS Television City","58253_G_GEN2",58253,"G","GEN2",null,"Fuel Cell","","WEC_LADW","California",6,"Los Angeles",37,"06037",0.4,6469,2013,9999,null,null,"N","Natural Gas",{"$nulls":13},0,0,0,0]
["CBS Television City","58253_G_GEN3",58253,"G","GEN3",null,"Fuel Cell","","WEC_LADW","California",6,"Los Angeles",37,"06037",0.4,6469,2013,9999,null,null,"N","Natural Gas",{"$nulls":13},0,0,0,0]
["CBS Television City","58253_G_GEN4",58253,"G","GEN4",null,"Fuel Cell","","WEC_LADW","California",6,"Los Angeles",37,"06037",0.4,6469,2013,9999,null,null,"N","Natural Gas",{"$nulls":13},0,0,0,0]
["Silicon Valley Clean Water","60249_G_BES",60249,"G","BES",null,"Energy Storage","","WEC_CALN","California",6,"San Mateo",81,"06081",1,0,2020,9999,null,null,"N","Energy Storage",{"$nulls":13},0,0,0,0]
["Greenville","60512_G_SO073",60512,"G","SO073",null,"Solar PV","","S_SOU","Georgia",13,"Meriwether",199,"13199",1,0,2014,9999,null,null,"N","Solar",{"$nulls":13},0,0,0,0]
["Richland","60513_G_SO076",60513,"G","SO076",null,"Solar PV","","S_SOU","Georgia",13,"Stewart",259,"13259",1,0,2014,9999,null,null,"N","Solar",{"$nulls":13},0,0,0,0]
["Vidalia Water Treatment Plant","60515_G_SO048",60515,"G","SO048",null,"Solar PV","","S_SOU","Georgia",13,"Lowndes",185,"13185",1,0,2014,9999,null,null,"N","Solar",{"$nulls":13},0,0,0,0]
["Stanton Energy Reliability Center Hybrid","60698_G_BESS1",60698,"G","BESS1",null,"Energy Storage","","WECC_SCE","California",6,"Orange",59,"06059",10,0,2020,9999,null,null,"N","Energy Storage",{"$nulls":13},0,0,0,0]
["Stanton Energy Reliability Center Hybrid","60698_G_BESS2",60698,"G","BESS2",null,"Energy Storage","","WECC_SCE","California",6,"Orange",59,"06059",10,0,2020,9999,null,null,"N","Energy Storage",{"$nulls":13},0,0,0,0]
["Pegasus Wind","61916_G_PWEC2",61916,"G","PWEC2",null,"Onshore Wind","","MIS_LMI","Michigan",26,"Tuscola",157,"26157",130,0,2020,9999,null,null,"N","Wind",{"$nulls":13},0,0,0,0]
["Garfield Solar","62680_G_GARFE",62680,"G","GARFE",null,"Solar PV","","PJM_EMAC","New Jersey",34,"Bergen",3,"34003",0.4,0,2019,9999,null,null,"N","Solar",{"$nulls":13},0,0,0,0]
["Garfield Solar","62680_G_GARFN",62680,"G","GARFN",null,"Solar PV","","PJM_EMAC","New Jersey",34,"Bergen",3,"34003",0.8,0,2019,9999,null,null,"N","Solar",{"$nulls":13},0,0,0,0]
["CED Northampton Solar LLC Hybrid","62695_G_NSES",62695,"G","NSES",null,"Energy Storage","","NENGREST","Massachusetts",25,"Hampshire",15,"25015",2.3,0,2020,9999,null,null,"N","Energy Storage",{"$nulls":13},0,0,0,0]
["Finchville Solar, LLC Hybrid","62999_G_BESS",62999,"G","BESS",null,"Energy Storage","","NY_Z_G-I","New York",36,"Orange",71,"36071",3,0,2020,9999,null,null,"N","Energy Storage",{"$nulls":13},0,0,0,0]
["RT 52 Walden Solar 1, LLC Hybrid","63000_G_BESS",63000,"G","BESS",null,"Energy Storage","","NY_Z_G-I","New York",36,"Orange",71,"36071",4,0,2020,9999,null,null,"N","Energy Storage",{"$nulls":13},0,0,0,0]
["Cronin Road Solar 1, LLC CSG Hybrid","63011_G_BESS",63011,"G","BESS",null,"Energy Storage","","NENGREST","Massachusetts",25,"Worcester",27,"25027",1.5,0,2020,9999,null,null,"N","Energy Storage",{"$nulls":13},0,0,0,0]
["Ryan Road Solar LLC Hybrid","63044_G_BESS",63044,"G","BESS",null,"Energy Storage","","NENGREST","Massachusetts",25,"Worcester",27,"25027",4.3,0,2021,9999,null,null,"N","Energy Storage",{"$nulls":13},0,0,0,0]
["Palo Alto Wind Farm","63053_G_PAWF2",63053,"G","PAWF2",null,"Onshore Wind","","MIS_IA","Iowa",19,"Palo Alto",147,"19147",90,0,2020,9999,null,null,"N","Wind",{"$nulls":13},0,0,0,0]
["Sydney Solar","63244_G_SYDN",63244,"G","SYDN",null,"Solar PV","","NENG_CT","Connecticut",9,"Windham",15,"09015",2,0,2020,9999,null,null,"N","Solar",{"$nulls":13},0,0,0,0]
["Dickinson Solar (CT)","63245_G_DCKN",63245,"G","DCKN",null,"Solar PV","","NENG_CT","Connecticut",9,"Windham",15,"09015",2,0,2020,9999,null,null,"N","Solar",{"$nulls":13},0,0,0,0]
["Partridge Hill Solar Hybrid","63264_G_BATT",63264,"G","BATT",null,"Energy Storage","","NENGREST","Massachusetts",25,"Worcester",27,"25027",1.3,0,2020,9999,null,null,"N","Energy Storage",{"$nulls":13},0,0,0,0]
["La Chalupa, LLC","63624_G_LC",63624,"G","LC",null,"Onshore Wind","","ERC_REST","Texas",48,"Cameron",61,"48061",198.5,0,2021,9999,null,null,"N","Wind",{"$nulls":13},0,0,0,0]
["IGS FE Trenton, LLC","63626_G_229",63626,"G","229",null,"Solar PV","","PJM_EMAC","New Jersey",34,"Mercer",21,"34021",1.5,0,2020,9999,null,null,"N","Solar",{"$nulls":13},0,0,0,0]
["Scenic Hill Solar IV, LLC","63627_G_252",63627,"G","252",null,"Solar PV","","SPP_WEST","Arkansas",5,"Johnson",71,"05071",2.2,0,2019,9999,null,null,"N","Solar",{"$nulls":13},0,0,0,0]
["Hydra Community Solar Garden, LLC (CSG)","63629_G_HYDRA",63629,"G","HYDRA",null,"Solar PV","","MIS_MNWI","Minnesota",27,"Rice",131,"27131",1,0,2020,9999,null,null,"N","Solar",{"$nulls":13},0,0,0,0]
["Pleasanton - Amador Valley High School","63630_G_AVHS",63630,"G","AVHS",null,"Solar PV","","WEC_CALN","California",6,"Alameda",1,"06001",1.1,0,2019,9999,null,null,"N","Solar",{"$nulls":13},0,0,0,0]
["Crown","63635_G_CROWN",63635,"G","CROWN",null,"Solar PV","","S_VACA","South Carolina",45,"Lancaster",57,"45057",3,0,2020,9999,null,null,"N","Solar",{"$nulls":13},0,0,0,0]
["Fort Rock I","63636_G_FR1",63636,"G","FR1",null,"Solar PV","","WECC_PNW","Oregon",41,"Lake",37,"41037",9.9,0,2020,9999,null,null,"N","Solar",{"$nulls":13},0,0,0,0]
["One Patriot","63637_G_TKG00",63637,"G","TKG00",null,"Fuel Cell","","NENGREST","Massachusetts",25,"Norfolk",21,"25021",2,6469,2019,9999,null,null,"N","Natural Gas",{"$nulls":13},0,0,0,0]
["Costco Lake Drive","63638_G_CTC13",63638,"G","CTC13",null,"Fuel Cell","","WEC_CALN","California",6,"San Joaquin",77,"06077",2.6,6469,2019,9999,null,null,"N","Natural Gas",{"$nulls":13},0,0,0,0]
["Contrail Wind Farm","63639_G_COWF",63639,"G","COWF",null,"Onshore Wind","","MIS_IA","Iowa",19,"Taylor",173,"19173",112.4,0,2020,9999,null,null,"N","Wind",{"$nulls":13},0,0,0,0]
["Southern Hills Wind Farm","63640_G_SHWF",63640,"G","SHWF",null,"Onshore Wind","","MIS_IA","Iowa",19,"Union",175,"19175",254.1,0,2021,9999,null,null,"N","Wind",{"$nulls":13},0,0,0,0]
["Diamond Trail Wind Farm","63641_G_DTWF",63641,"G","DTWF",null,"Onshore Wind","","MIS_IA","Iowa",19,"Iowa",95,"19095",252.5,0,2020,9999,null,null,"N","Wind",{"$nulls":13},0,0,0,0]
["Dunn Road Solar","63642_G_W9736",63642,"G","W9736",null,"Solar PV","","WECC_PNW","Oregon",41,"Clackamas",5,"41005",1.8,0,2021,9999,null,null,"N","Solar",{"$nulls":13},0,0,0,0]
["North Central Bronx Hospital","63643_G_EG1",63643,"G","EG1",null,"Combustion Turbine","IC Engine","NY_Z_J","New York",36,"Bronx",5,"36005",0.8,9905,2000,9999,null,null,"N","Natural Gas, Distillate Fuel Oil",{"$nulls":13},0.011,0.011,0.011,0.011]
["North Central Bronx Hospital","63643_G_EG2",63643,"G","EG2",null,"Combustion Turbine","IC Engine","NY_Z_J","New York",36,"Bronx",5,"36005",0.8,9905,2000,9999,null,null,"N","Natural Gas, Distillate Fuel Oil",{"$nulls":13},0.011,0.011,0.011,0.011]
["Wyckoff Heights Medical Center","63644_G_CT800",63644,"G","CT800",null,"Combustion Turbine","IC Engine","NY_Z_J","New York",36,"Kings",47,"36047",0.8,9905,1994,9999,null,null,"N","Natural Gas, Distillate Fuel Oil",{"$nulls":13},0.011,0.011,0.011,0.011]
["Wyckoff Heights Medical Center","63644_G_KT800",63644,"G","KT800",null,"Combustion Turbine","IC Engine","NY_Z_J","New York",36,"Kings",47,"36047",0.8,9905,1986,9999,null,null,"N","Natural Gas, Distillate Fuel Oil",{"$nulls":13},0.011,0.011,0.011,0.011]
["St.Joseph's Regional Medical Center","63645_G_7E600",63645,"G","7E600",null,"Combustion Turbine","IC Engine","PJM_EMAC","New Jersey",34,"Passaic",31,"34031",0.6,9905,2001,9999,null,null,"N","Natural Gas, Distillate Fuel Oil",{"$nulls":13},0.011,0.011,0.011,0.011]
["St.Joseph's Regional Medical Center","63645_G_8E675",63645,"G","8E675",null,"Combustion Turbine","IC Engine","PJM_EMAC","New Jersey",34,"Passaic",31,"34031",0.7,9905,2001,9999,null,null,"N","Natural Gas, Distillate Fuel Oil",{"$nulls":13},0.011,0.011,0.011,0.011]
["St.Joseph's Regional Medical Center","63645_G_9E600",63645,"G","9E600",null,"Combustion Turbine","IC Engine","PJM_EMAC","New Jersey",34,"Passaic",31,"34031",0.6,9905,2001,9999,null,null,"N","Natural Gas, Distillate Fuel Oil",{"$nulls":13},0.011,0.011,0.011,0.011]
["St.Joseph's Regional Medical Center","63645_G_E10",63645,"G","E10",null,"Combustion Turbine","IC Engine","PJM_EMAC","New Jersey",34,"Passaic",31,"34031",0.3,9905,2001,9999,null,null,"N","Natural Gas, Distillate Fuel Oil",{"$nulls":13},0.011,0.011,0.011,0.011]
["St.Joseph's Regional Medical Center","63645_G_E16",63645,"G","E16",null,"Combustion Turbine","IC Engine","PJM_EMAC","New Jersey",34,"Passaic",31,"34031",0.8,9905,2011,9999,null,null,"N","Natural Gas, Distillate Fuel Oil",{"$nulls":13},0.011,0.011,0.011,0.011]
["St.Joseph's Regional Medical Center","63645_G_E27",63645,"G","E27",null,"Combustion Turbine","IC Engine","PJM_EMAC","New Jersey",34,"Passaic",31,"34031",1,9905,2011,9999,null,null,"N","Natural Gas, Distillate Fuel Oil",{"$nulls":13},0.011,0.011,0.011,0.011]
["St.Joseph's Regional Medical Center","63645_G_E28",63645,"G","E28",null,"Combustion Turbine","IC Engine","PJM_EMAC","New Jersey",34,"Passaic",31,"34031",1,9905,2011,9999,null,null,"N","Natural Gas, Distillate Fuel Oil",{"$nulls":13},0.011,0.011,0.011,0.011]
["St.Joseph's Regional Medical Center","63645_G_E29",63645,"G","E29",null,"Combustion Turbine","IC Engine","PJM_EMAC","New Jersey",34,"Passaic",31,"34031",1,9905,2011,9999,null,null,"N","Natural Gas, Distillate Fuel Oil",{"$nulls":13},0.011,0.011,0.011,0.011]
["St.Joseph's Regional Medical Center","63645_G_E30",63645,"G","E30",null,"Combustion Turbine","IC Engine","PJM_EMAC","New Jersey",34,"Passaic",31,"34031",0.1,9905,2011,9999,null,null,"N","Natural Gas, Distillate Fuel Oil",{"$nulls":13},0.011,0.011,0.011,0.011]
["Jacobi Medical Center","63646_G_CATA",63646,"G","CATA",null,"Combustion Turbine","IC Engine","NY_Z_J","New York",36,"Bronx",5,"36005",1,9905,2010,9999,null,null,"N","Natural Gas, Distillate Fuel Oil",{"$nulls":13},0.011,0.011,0.011,0.011]
["Jacobi Medical Center","63646_G_CATB",63646,"G","CATB",null,"Combustion Turbine","IC Engine","NY_Z_J","New York",36,"Bronx",5,"36005",1,9905,2010,9999,null,null,"N","Natural Gas, Distillate Fuel Oil",{"$nulls":13},0.011,0.011,0.011,0.011]
["Jacobi Medical Center","63646_G_CATC",63646,"G","CATC",null,"Combustion Turbine","IC Engine","NY_Z_J","New York",36,"Bronx",5,"36005",1.2,9905,1998,9999,null,null,"N","Natural Gas, Distillate Fuel Oil",{"$nulls":13},0.011,0.011,0.011,0.011]
["Jacobi Medical Center","63646_G_CATD",63646,"G","CATD",null,"Combustion Turbine","IC Engine","NY_Z_J","New York",36,"Bronx",5,"36005",1.2,9905,1998,9999,null,null,"N","Natural Gas, Distillate Fuel Oil",{"$nulls":13},0.011,0.011,0.011,0.011]
["Jacobi Medical Center","63646_G_CU1",63646,"G","CU1",null,"Combustion Turbine","IC Engine","NY_Z_J","New York",36,"Bronx",5,"36005",1.2,9905,2005,9999,null,null,"N","Natural Gas, Distillate Fuel Oil",{"$nulls":13},0.011,0.011,0.011,0.011]
["Jacobi Medical Center","63646_G_CU2",63646,"G","CU2",null,"Combustion Turbine","IC Engine","NY_Z_J","New York",36,"Bronx",5,"36005",0.9,9905,2005,9999,null,null,"N","Natural Gas, Distillate Fuel Oil",{"$nulls":13},0.011,0.011,0.011,0.011]
["Jacobi Medical Center","63646_G_CU2SH",63646,"G","CU2SH",null,"Combustion Turbine","IC Engine","NY_Z_J","New York",36,"Bronx",5,"36005",0.3,9905,1995,9999,null,null,"N","Natural Gas, Distillate Fuel Oil",{"$nulls":13},0.011,0.011,0.011,0.011]
["Jacobi Medical Center","63646_G_CU3",63646,"G","CU3",null,"Combustion Turbine","IC Engine","NY_Z_J","New York",36,"Bronx",5,"36005",0.9,9905,2005,9999,null,null,"N","Natural Gas, Distillate Fuel Oil",{"$nulls":13},0.011,0.011,0.011,0.011]
["Jacobi Medical Center","63646_G_CU4",63646,"G","CU4",null,"Combustion Turbine","IC Engine","NY_Z_J","New York",36,"Bronx",5,"36005",0.2,9905,2001,9999,null,null,"N","Natural Gas, Distillate Fuel Oil",{"$nulls":13},0.011,0.011,0.011,0.011]
["Jacobi Medical Center","63646_G_DET",63646,"G","DET",null,"Combustion Turbine","IC Engine","NY_Z_J","New York",36,"Bronx",5,"36005",1,9905,2012,9999,null,null,"N","Natural Gas, Distillate Fuel Oil",{"$nulls":13},0.011,0.011,0.011,0.011]
["Jacobi Medical Center","63646_G_GEN1",63646,"G","GEN1",null,"Combustion Turbine","IC Engine","NY_Z_J","New York",36,"Bronx",5,"36005",0.5,9905,2008,9999,null,null,"N","Natural Gas, Distillate Fuel Oil",{"$nulls":13},0.011,0.011,0.011,0.011]
["SDM000 Clarkson Fuel Cell","63647_G_SDM00",63647,"G","SDM00",null,"Fuel Cell","","NY_Z_J","New York",36,"Kings",47,"36047",1.8,6469,2018,9999,null,null,"N","Natural Gas",{"$nulls":13},0,0,0,0]
["NHH003 Clarkson Fuel Cell","63648_G_NHH03",63648,"G","NHH03",null,"Fuel Cell","","NY_Z_J","New York",36,"Kings",47,"36047",1.1,6469,2018,9999,null,null,"N","Natural Gas",{"$nulls":13},0,0,0,0]
["NHH004 Winthrop Fuel Cell","63649_G_NHH04",63649,"G","NHH04",null,"Fuel Cell","","NY_Z_J","New York",36,"Kings",47,"36047",1,6469,2018,9999,null,null,"N","Natural Gas",{"$nulls":13},0,0,0,0]
["North Kern State Prison Phase II","63651_G_5812",63651,"G","5812",null,"Solar PV","","WECC_SCE","California",6,"Kern",29,"06029",4,0,2012,9999,null,null,"N","Solar",{"$nulls":13},0,0,0,0]
["Sheriff Road","63654_G_SHRFF",63654,"G","SHRFF",null,"Solar PV","","PJM_SMAC","Maryland",24,"Prince Georges",33,"24033",1.1,0,2020,9999,null,null,"N","Solar",{"$nulls":13},0,0,0,0]
["Coyote Wind LLC","63655_G_COY",63655,"G","COY",null,"Onshore Wind","","ERC_WEST","Texas",48,"Scurry",415,"48415",242.5,0,2021,9999,null,null,"N","Wind",{"$nulls":13},0,0,0,0]
["Siems Solar Project CSG","63657_G_TC3",63657,"G","TC3",null,"Solar PV","","MIS_MNWI","Minnesota",27,"Goodhue",49,"27049",1,0,2020,9999,null,null,"N","Solar",{"$nulls":13},0,0,0,0]
["Schueler Community Solar","63658_G_TC3",63658,"G","TC3",null,"Solar PV","","MIS_MNWI","Minnesota",27,"Wright",171,"27171",1,0,2020,9999,null,null,"N","Solar",{"$nulls":13},0,0,0,0]
["Bowden Solar LLC","63659_G_BOWDN",63659,"G","BOWDN",null,"Solar PV","","NENGREST","Massachusetts",25,"Hampden",13,"25013",2,0,2019,9999,null,null,"N","Solar",{"$nulls":13},0,0,0,0]
["M72 West Solar","63660_G_M72W",63660,"G","M72W",null,"Solar PV","","MIS_LMI","Michigan",26,"Leelanau",89,"26089",1.8,0,2019,9999,null,null,"N","Solar",{"$nulls":13},0,0,0,0]
["Montefiore Nyack Hospital","63662_G_CAT",63662,"G","CAT",null,"Combustion Turbine","IC Engine","NY_Z_G-I","New York",36,"Rockland",87,"36087",0.6,9905,2001,9999,null,null,"N","Natural Gas, Distillate Fuel Oil",{"$nulls":13},0.011,0.011,0.011,0.011]
["Montefiore Nyack Hospital","63662_G_DET",63662,"G","DET",null,"Combustion Turbine","IC Engine","NY_Z_G-I","New York",36,"Rockland",87,"36087",0.5,9905,2001,9999,null,null,"N","Natural Gas, Distillate Fuel Oil",{"$nulls":13},0.011,0.011,0.011,0.011]
["Mt Hope Solar","63663_G_W0053",63663,"G","W0053",null,"Solar PV","","WECC_PNW","Oregon",41,"Clackamas",5,"41005",2.5,0,2021,9999,null,null,"N","Solar",{"$nulls":13},0,0,0,0]
["Williams Acres Solar","63664_G_W0055",63664,"G","W0055",null,"Solar PV","","WECC_PNW","Oregon",41,"Marion",47,"41047",2.5,0,2021,9999,null,null,"N","Solar",{"$nulls":13},0,0,0,0]
["River Valley Solar","63665_G_W0054",63665,"G","W0054",null,"Solar PV","","WECC_PNW","Oregon",41,"Marion",47,"41047",1.9,0,2021,9999,null,null,"N","Solar",{"$nulls":13},0,0,0,0]
["Bitter Ridge Wind Farm, LLC","63666_G_BIT",63666,"G","BIT",null,"Onshore Wind","","PJM_West","Indiana",18,"Jay",75,"18075",130,0,2020,9999,null,null,"N","Wind",{"$nulls":13},0,0,0,0]
["Sanford Solar","63667_G_SAS",63667,"G","SAS",null,"Solar PV","","NENG_ME","Maine",23,"York",31,"23031",49.4,0,2020,9999,null,null,"N","Solar",{"$nulls":13},0,0,0,0]
["University Solar, LLC","63668_G_URI",63668,"G","URI",null,"Solar PV","","NENGREST","Rhode Island",44,"Kent",3,"44003",24,0,2019,9999,null,null,"N","Solar",{"$nulls":13},0,0,0,0]
["St. Mary's Hospital For Children","63669_G_CU2",63669,"G","CU2",null,"Combustion Turbine","IC Engine","NY_Z_J","New York",36,"Queens",81,"36081",1.5,9905,2011,9999,null,null,"N","Natural Gas, Distillate Fuel Oil",{"$nulls":13},0.011,0.011,0.011,0.011]
["Harlem Hospital Center","63671_G_CAT1",63671,"G","CAT1",null,"Combustion Turbine","IC Engine","NY_Z_J","New York",36,"New York",61,"36061",1,9905,2008,9999,null,null,"N","Natural Gas, Distillate Fuel Oil",{"$nulls":13},0.011,0.011,0.011,0.011]
["Harlem Hospital Center","63671_G_CAT2",63671,"G","CAT2",null,"Combustion Turbine","IC Engine","NY_Z_J","New York",36,"New York",61,"36061",1,9905,2008,9999,null,null,"N","Natural Gas, Distillate Fuel Oil",{"$nulls":13},0.011,0.011,0.011,0.011]
["Harlem Hospital Center","63671_G_CAT3",63671,"G","CAT3",null,"Combustion Turbine","IC Engine","NY_Z_J","New York",36,"New York",61,"36061",1,9905,2008,9999,null,null,"N","Natural Gas, Distillate Fuel Oil",{"$nulls":13},0.011,0.011,0.011,0.011]
["Harlem Hospital Center","63671_G_CAT4",63671,"G","CAT4",null,"Combustion Turbine","IC Engine","NY_Z_J","New York",36,"New York",61,"36061",1,9905,2008,9999,null,null,"N","Natural Gas, Distillate Fuel Oil",{"$nulls":13},0.011,0.011,0.011,0.011]
["Harlem Hospital Center","63671_G_CAT5",63671,"G","CAT5",null,"Combustion Turbine","IC Engine","NY_Z_J","New York",36,"New York",61,"36061",0.4,9905,2008,9999,null,null,"N","Natural Gas, Distillate Fuel Oil",{"$nulls":13},0.011,0.011,0.011,0.011]
["Lakeville Solar","63672_G_LV",63672,"G","LV",null,"Solar PV","","NENGREST","Massachusetts",25,"Plymouth",23,"25023",2.7,0,2018,9999,null,null,"N","Solar",{"$nulls":13},0,0,0,0]
["Norwalk Hospital Plant","63673_G_EU-12",63673,"G","EU-12",null,"Combustion Turbine","IC Engine","NENG_CT","Connecticut",9,"Fairfield",1,"09001",2.7,9905,2015,9999,null,null,"N","Natural Gas, Distillate Fuel Oil",{"$nulls":13},0.011,0.011,0.011,0.011]
["Dedeaux","63674_G_DEDEA",63674,"G","DEDEA",null,"Solar PV","","WEC_LADW","California",6,"Los Angeles",37,"06037",0.9,0,2019,9999,null,null,"N","Solar",{"$nulls":13},0,0,0,0]
["MSAP 13","63675_G_TROYL",63675,"G","TROYL",null,"Solar PV","","NY_Z_F","New York",36,"Rensselaer",83,"36083",2,0,2020,9999,null,null,"N","Solar",{"$nulls":13},0,0,0,0]
["Spencer Solar","63676_G_SPENC",63676,"G","SPENC",null,"Solar PV","","NENGREST","Massachusetts",25,"Worcester",27,"25027",2.3,0,2022,9999,null,null,"N","Solar",{"$nulls":13},0,0,0,0]
["Sturbridge Road Solar","63677_G_STURB",63677,"G","STURB",null,"Solar PV","","NENGREST","Massachusetts",25,"Worcester",27,"25027",5,0,2022,9999,null,null,"N","Solar",{"$nulls":13},0,0,0,0]
["Paulson Community (CSG)","63678_G_PAUL",63678,"G","PAUL",null,"Solar PV","","MIS_MNWI","Minnesota",27,"Le Sueur",79,"27079",1,0,2020,9999,null,null,"N","Solar",{"$nulls":13},0,0,0,0]
["Laurel Village (CSG)","63679_G_LAUR",63679,"G","LAUR",null,"Solar PV","","MIS_MNWI","Minnesota",27,"Wright",171,"27171",1,0,2020,9999,null,null,"N","Solar",{"$nulls":13},0,0,0,0]
["Hertzberg Community (CSG)","63680_G_HERTZ",63680,"G","HERTZ",null,"Solar PV","","MIS_MNWI","Minnesota",27,"Stearns",145,"27145",1,0,2020,9999,null,null,"N","Solar",{"$nulls":13},0,0,0,0]
["Oak Leaf Solar XXXIII LLC (Lantz)","63681_G_13",63681,"G","13",null,"Solar PV","","WECC_CO","Colorado",8,"Chaffee",15,"08015",1.5,0,2020,9999,null,null,"N","Solar",{"$nulls":13},0,0,0,0]
["Oak Leaf Solar XXXIII LLC (Lantz)","63681_G_14",63681,"G","14",null,"Solar PV","","WECC_CO","Colorado",8,"Chaffee",15,"08015",1.5,0,2020,9999,null,null,"N","Solar",{"$nulls":13},0,0,0,0]
["Brenda Luhman - CSG","63682_G_BLCS",63682,"G","BLCS",null,"Solar PV","","MIS_MNWI","Minnesota",27,"Goodhue",49,"27049",1,0,2020,9999,null,null,"N","Solar",{"$nulls":13},0,0,0,0]
["Carlson Community (CSG)","63683_G_CRLSN",63683,"G","CRLSN",null,"Solar PV","","MIS_MNWI","Minnesota",27,"Chisago",25,"27025",1,0,2021,9999,null,null,"N","Solar",{"$nulls":13},0,0,0,0]
["Hammer Community (CSG)","63684_G_HAMR",63684,"G","HAMR",null,"Solar PV","","MIS_MNWI","Minnesota",27,"Sherburne",141,"27141",1,0,2020,9999,null,null,"N","Solar",{"$nulls":13},0,0,0,0]
["Crescent Wind Park","63686_G_GFWP",63686,"G","GFWP",null,"Onshore Wind","","MIS_LMI","Michigan",26,"Hillsdale",59,"26059",150,0,2021,9999,null,null,"N","Wind",{"$nulls":13},0,0,0,0]
["Gratiot Farms Wind Project","63687_G_CWP",63687,"G","CWP",null,"Onshore Wind","","MIS_LMI","Michigan",26,"Montcalm",117,"26117",150,0,2020,9999,null,null,"N","Wind",{"$nulls":13},0,0,0,0]
["Topaz Generating","63688_G_CTG-1",63688,"G","CTG-1",null,"Combustion Turbine","","ERC_REST","Texas",48,"Galveston",167,"48167",44.5,9905,2021,9999,null,null,"N","Natural Gas, Distillate Fuel Oil",{"$nulls":13},0.011,0.011,0.011,0.011]
["Topaz Generating","63688_G_CTG10",63688,"G","CTG10",null,"Combustion Turbine","","ERC_REST","Texas",48,"Galveston",167,"48167",44.5,9905,2021,9999,null,null,"N","Natural Gas, Distillate Fuel Oil",{"$nulls":13},0.011,0.011,0.011,0.011]
["Topaz Generating","63688_G_CTG-2",63688,"G","CTG-2",null,"Combustion Turbine","","ERC_REST","Texas",48,"Galveston",167,"48167",44.5,9905,2021,9999,null,null,"N","Natural Gas, Distillate Fuel Oil",{"$nulls":13},0.011,0.011,0.011,0.011]
["Topaz Generating","63688_G_CTG-3",63688,"G","CTG-3",null,"Combustion Turbine","","ERC_REST","Texas",48,"Galveston",167,"48167",44.5,9905,2021,9999,null,null,"N","Natural Gas, Distillate Fuel Oil",{"$nulls":13},0.011,0.011,0.011,0.011]
["Topaz Generating","63688_G_CTG-4",63688,"G","CTG-4",null,"Combustion Turbine","","ERC_REST","Texas",48,"Galveston",167,"48167",44.5,9905,2021,9999,null,null,"N","Natural Gas, Distillate Fuel Oil",{"$nulls":13},0.011,0.011,0.011,0.011]
["Topaz Generating","63688_G_CTG-5",63688,"G","CTG-5",null,"Combustion Turbine","","ERC_REST","Texas",48,"Galveston",167,"48167",44.5,9905,2021,9999,null,null,"N","Natural Gas, Distillate Fuel Oil",{"$nulls":13},0.011,0.011,0.011,0.011]
["Topaz Generating","63688_G_CTG-6",63688,"G","CTG-6",null,"Combustion Turbine","","ERC_REST","Texas",48,"Galveston",167,"48167",44.5,9905,2021,9999,null,null,"N","Natural Gas, Distillate Fuel Oil",{"$nulls":13},0.011,0.011,0.011,0.011]
["Topaz Generating","63688_G_CTG-7",63688,"G","CTG-7",null,"Combustion Turbine","","ERC_REST","Texas",48,"Galveston",167,"48167",44.5,9905,2021,9999,null,null,"N","Natural Gas, Distillate Fuel Oil",{"$nulls":13},0.011,0.011,0.011,0.011]
["Topaz Generating","63688_G_CTG-8",63688,"G","CTG-8",null,"Combustion Turbine","","ERC_REST","Texas",48,"Galveston",167,"48167",44.5,9905,2021,9999,null,null,"N","Natural Gas, Distillate Fuel Oil",{"$nulls":13},0.011,0.011,0.011,0.011]
["Topaz Generating","63688_G_CTG-9",63688,"G","CTG-9",null,"Combustion Turbine","","ERC_REST","Texas",48,"Galveston",167,"48167",44.5,9905,2021,9999,null,null,"N","Natural Gas, Distillate Fuel Oil",{"$nulls":13},0.011,0.011,0.011,0.011]
["Red Lake Falls Community Hybrid","63689_G_RLFS",63689,"G","RLFS",null,"Solar PV","","MIS_MNWI","Minnesota",27,"Red Lake",125,"27125",1,0,2020,9999,null,null,"N","Solar",{"$nulls":13},0,0,0,0]
["Red Lake Falls Community Hybrid","63689_G_RLFW",63689,"G","RLFW",null,"Onshore Wind","","MIS_MNWI","Minnesota",27,"Red Lake",125,"27125",4.6,0,2020,9999,null,null,"N","Wind",{"$nulls":13},0,0,0,0]
["Oak Street Solar","63690_G_PV1",63690,"G","PV1",null,"Solar PV","","NENGREST","Massachusetts",25,"Hampden",13,"25013",3.5,0,2019,9999,null,null,"N","Solar",{"$nulls":13},0,0,0,0]
["Hunker Solar River, LLC","63691_G_13502",63691,"G","13502",null,"Solar PV","","PJM_PENE","Pennsylvania",42,"Westmoreland",129,"42129",3.3,0,2021,9999,null,null,"N","Solar",{"$nulls":13},0,0,0,0]
["PG Solar, LLC","63692_G_13504",63692,"G","13504",null,"Solar PV","","S_VACA","North Carolina",37,"Duplin",61,"37061",2,0,2020,9999,null,null,"N","Solar",{"$nulls":13},0,0,0,0]
["Freight Line Solar, LLC","63693_G_13503",63693,"G","13503",null,"Solar PV","","S_VACA","North Carolina",37,"Duplin",61,"37061",2,0,2020,9999,null,null,"N","Solar",{"$nulls":13},0,0,0,0]
["Butler Solar, LLC","63694_G_13501",63694,"G","13501",null,"Solar PV","","WECC_PNW","Oregon",41,"Yamhill",71,"41071",4,0,2021,9999,null,null,"N","Solar",{"$nulls":13},0,0,0,0]
["Holly Swamp Solar, LLC","63695_G_13502",63695,"G","13502",null,"Solar PV","","S_VACA","North Carolina",37,"Robeson",155,"37155",2,0,2020,9999,null,null,"N","Solar",{"$nulls":13},0,0,0,0]
["Cranberry Solar","63697_G_13440",63697,"G","13440",null,"Solar PV","","NENGREST","Massachusetts",25,"Plymouth",23,"25023",1,0,2016,9999,null,null,"N","Solar",{"$nulls":13},0,0,0,0]
["Galloway Landfill","63698_G_GALLO",63698,"G","GALLO",null,"Solar PV","","PJM_EMAC","New Jersey",34,"Monmouth",25,"34025",2.3,0,2020,9999,null,null,"N","Solar",{"$nulls":13},0,0,0,0]
["AGT000 Stevens Creek Fuel Cell","63699_G_AGT0A",63699,"G","AGT0A",null,"Fuel Cell","","WEC_CALN","California",6,"Santa Clara",85,"06085",1.2,6469,2018,9999,null,null,"N","Natural Gas",{"$nulls":13},0,0,0,0]
["AGT000 Stevens Creek Fuel Cell","63699_G_AGT0B",63699,"G","AGT0B",null,"Fuel Cell","","WEC_CALN","California",6,"Santa Clara",85,"06085",1,6469,2018,9999,null,null,"N","Natural Gas",{"$nulls":13},0,0,0,0]
["AGT001 Centerville Fuel Cell","63700_G_AGT01",63700,"G","AGT01",null,"Fuel Cell","","PJM_EMAC","Delaware",10,"New Castle",3,"10003",1.3,6469,2019,9999,null,null,"N","Natural Gas",{"$nulls":13},0,0,0,0]
["CST001 McCarthy Fuel Cell","63701_G_CST1A",63701,"G","CST1A",null,"Fuel Cell","","WEC_CALN","California",6,"Santa Clara",85,"06085",0.9,6469,2019,9999,null,null,"N","Natural Gas",{"$nulls":13},0,0,0,0]
["CST001 McCarthy Fuel Cell","63701_G_CST1B",63701,"G","CST1B",null,"Fuel Cell","","WEC_CALN","California",6,"Santa Clara",85,"06085",0.3,6469,2019,9999,null,null,"N","Natural Gas",{"$nulls":13},0,0,0,0]
["EQX002 Secaucus Rd Fuel Cell","63702_G_EQX02",63702,"G","EQX02",null,"Fuel Cell","","PJM_EMAC","New Jersey",34,"Hudson",17,"34017",1.5,6469,2019,9999,null,null,"N","Natural Gas",{"$nulls":13},0,0,0,0]
["EQX003 Secaucus Rd Fuel Cell","63703_G_EQX03",63703,"G","EQX03",null,"Fuel Cell","","PJM_EMAC","New Jersey",34,"Hudson",17,"34017",2,6469,2018,9999,null,null,"N","Natural Gas",{"$nulls":13},0,0,0,0]
["EQX010 Great Oaks Fuel Cell","63704_G_EQ10A",63704,"G","EQ10A",null,"Fuel Cell","","WEC_CALN","California",6,"Santa Clara",85,"06085",1.2,6469,2019,9999,null,null,"N","Natural Gas",{"$nulls":13},0,0,0,0]
["EQX010 Great Oaks Fuel Cell","63704_G_EQ10B",63704,"G","EQ10B",null,"Fuel Cell","","WEC_CALN","California",6,"Santa Clara",85,"06085",1.2,6469,2019,9999,null,null,"N","Natural Gas",{"$nulls":13},0,0,0,0]
["EQX011 Duane Fuel Cell","63705_G_EQ11A",63705,"G","EQ11A",null,"Fuel Cell","","WEC_CALN","California",6,"Santa Clara",85,"06085",2,6469,2018,9999,null,null,"N","Natural Gas",{"$nulls":13},0,0,0,0]
["EQX011 Duane Fuel Cell","63705_G_EQ11B",63705,"G","EQ11B",null,"Fuel Cell","","WEC_CALN","California",6,"Santa Clara",85,"06085",1.4,6469,2018,9999,null,null,"N","Natural Gas",{"$nulls":13},0,0,0,0]
["EQX011 Duane Fuel Cell","63705_G_EQ11C",63705,"G","EQ11C",null,"Fuel Cell","","WEC_CALN","California",6,"Santa Clara",85,"06085",1.8,6469,2018,9999,null,null,"N","Natural Gas",{"$nulls":13},0,0,0,0]
["EQX012 Harz Fuel Cell","63706_G_EQX12",63706,"G","EQX12",null,"Fuel Cell","","PJM_EMAC","New Jersey",34,"Hudson",17,"34017",2.5,6469,2018,9999,null,null,"N","Natural Gas",{"$nulls":13},0,0,0,0]
["EQX015 Great Oaks Fuel Cell","63708_G_EQ15A",63708,"G","EQ15A",null,"Fuel Cell","","WEC_CALN","California",6,"Santa Clara",85,"06085",2,6469,2018,9999,null,null,"N","Natural Gas",{"$nulls":13},0,0,0,0]
["EQX015 Great Oaks Fuel Cell","63708_G_EQ15B",63708,"G","EQ15B",null,"Fuel Cell","","WEC_CALN","California",6,"Santa Clara",85,"06085",2,6469,2018,9999,null,null,"N","Natural Gas",{"$nulls":13},0,0,0,0]
["Autumn Hills Generating Facility","63709_G_1",63709,"G","1",null,"Landfill Gas","","MIS_LMI","Michigan",26,"Ottawa",139,"26139",0.8,8513,2009,9999,null,null,"N","Landfill Gas",{"$nulls":13},0.08999999999999997,0.08999999999999997,0.08999999999999997,0.08999999999999997]
["Autumn Hills Generating Facility","63709_G_2",63709,"G","2",null,"Landfill Gas","","MIS_LMI","Michigan",26,"Ottawa",139,"26139",1.6,8513,2009,9999,null,null,"N","Landfill Gas",{"$nulls":13},0.08999999999999997,0.08999999999999997,0.08999999999999997,0.08999999999999997]
["Autumn Hills Generating Facility","63709_G_3",63709,"G","3",null,"Landfill Gas","","MIS_LMI","Michigan",26,"Ottawa",139,"26139",1.6,8513,2009,9999,null,null,"N","Landfill Gas",{"$nulls":13},0.08999999999999997,0.08999999999999997,0.08999999999999997,0.08999999999999997]
["JSR000 N Mathilda Fuel Cell","63711_G_JSR00",63711,"G","JSR00",null,"Fuel Cell","","WEC_CALN","California",6,"Santa Clara",85,"06085",1.1,6469,2019,9999,null,null,"N","Natural Gas",{"$nulls":13},0,0,0,0]
["KSR028 Merced Fuel Cell","63712_G_KSR28",63712,"G","KSR28",null,"Fuel Cell","","WEC_CALN","California",6,"Alameda",1,"06001",2,6469,2018,9999,null,null,"N","Natural Gas",{"$nulls":13},0,0,0,0]
["IIV000 Mt Bethel Fuel Cell","63713_G_IIV0A",63713,"G","IIV0A",null,"Fuel Cell","","PJM_EMAC","New Jersey",34,"Somerset",35,"34035",1.3,6469,2019,9999,null,null,"N","Natural Gas",{"$nulls":13},0,0,0,0]
["IIV000 Mt Bethel Fuel Cell","63713_G_IIV0B",63713,"G","IIV0B",null,"Fuel Cell","","PJM_EMAC","New Jersey",34,"Somerset",35,"34035",1.3,6469,2019,9999,null,null,"N","Natural Gas",{"$nulls":13},0,0,0,0]
["GEN005 Antibody Fuel Cell","63714_G_GEN05",63714,"G","GEN05",null,"Fuel Cell","","WEC_SDGE","California",6,"San Diego",73,"06073",2.5,6469,2019,9999,null,null,"N","Natural Gas",{"$nulls":13},0,0,0,0]
["SCU000 El Camino Real Fuel Cell","63715_G_SCU00",63715,"G","SCU00",null,"Fuel Cell","","WEC_CALN","California",6,"Santa Clara",85,"06085",1.5,6469,2018,9999,null,null,"N","Natural Gas",{"$nulls":13},0,0,0,0]
["KSR053 Cantara Fuel Cell","63716_G_KSR53",63716,"G","KSR53",null,"Fuel Cell","","WEC_LADW","California",6,"Los Angeles",37,"06037",1.6,6469,2018,9999,null,null,"N","Natural Gas",{"$nulls":13},0,0,0,0]
["TLR000 Hansen Fuel Cell","63717_G_TLR0A",63717,"G","TLR0A",null,"Fuel Cell","","WEC_CALN","California",6,"Monterey",53,"06053",1,6469,2018,9999,null,null,"N","Natural Gas",{"$nulls":13},0,0,0,0]
["TLR000 Hansen Fuel Cell","63717_G_TLR0B",63717,"G","TLR0B",null,"Fuel Cell","","WEC_CALN","California",6,"Monterey",53,"06053",1.5,6469,2019,9999,null,null,"N","Natural Gas",{"$nulls":13},0,0,0,0]
["TLR000 Hansen Fuel Cell","63717_G_TLR0C",63717,"G","TLR0C",null,"Fuel Cell","","WEC_CALN","California",6,"Monterey",53,"06053",0.5,6469,2019,9999,null,null,"N","Natural Gas",{"$nulls":13},0,0,0,0]
["ISM Solar Cranston","63718_G_CR",63718,"G","CR",null,"Solar PV","","NENGREST","Rhode Island",44,"Providence",7,"44007",3.1,0,2020,9999,null,null,"N","Solar",{"$nulls":13},0,0,0,0]
["Augusta Solar","63720_G_PGR23",63720,"G","PGR23",null,"Solar PV","","S_VACA","South Carolina",45,"Greenwood",47,"45047",2,0,2020,9999,null,null,"N","Solar",{"$nulls":13},0,0,0,0]
["Rawhide Prairie Solar Hybrid","63722_G_BA1",63722,"G","BA1",null,"Energy Storage","","WECC_CO","Colorado",8,"Larimer",69,"08069",1,0,2021,9999,null,null,"N","Energy Storage",{"$nulls":13},0,0,0,0]
["Rawhide Prairie Solar Hybrid","63722_G_PV1",63722,"G","PV1",null,"Solar PV","","WECC_CO","Colorado",8,"Larimer",69,"08069",22,0,2021,9999,null,null,"N","Solar",{"$nulls":13},0,0,0,0]
["Hayfield Solar I LLC","63724_G_HAYF1",63724,"G","HAYF1",null,"Solar PV","","MIS_MNWI","Minnesota",27,"Dodge",39,"27039",1,0,2021,9999,null,null,"N","Solar",{"$nulls":13},0,0,0,0]
["ESA Buies Creek, LLC","63732_G_11630",63732,"G","11630",null,"Solar PV","","S_VACA","North Carolina",37,"Harnett",85,"37085",2.8,0,2020,9999,null,null,"N","Solar",{"$nulls":13},0,0,0,0]
["Eros Solar, LLC","63733_G_11631",63733,"G","11631",null,"Solar PV","","S_VACA","North Carolina",37,"Duplin",61,"37061",5,0,2020,9999,null,null,"N","Solar",{"$nulls":13},0,0,0,0]
["Ventura Solar, LLC","63734_G_11632",63734,"G","11632",null,"Solar PV","","S_VACA","North Carolina",37,"Alexander",3,"37003",5,0,2020,9999,null,null,"N","Solar",{"$nulls":13},0,0,0,0]
["Chisholm Grid Energy Storage System","63737_G_CHS01",63737,"G","CHS01",null,"Energy Storage","","ERC_REST","Texas",48,"Tarrant",439,"48439",100,0,2021,9999,null,null,"N","Energy Storage",{"$nulls":13},0,0,0,0]
["Las Majadas Wind Farm","63739_G_LMAJ",63739,"G","LMAJ",null,"Onshore Wind","","ERC_REST","Texas",48,"Willacy",489,"48489",272.6,0,2021,9999,null,null,"N","Wind",{"$nulls":13},0,0,0,0]
["USS Bluff Country Solar","63741_G_USBCS",63741,"G","USBCS",null,"Solar PV","","MIS_MNWI","Minnesota",27,"Winona",169,"27169",1,0,2020,9999,null,null,"N","Solar",{"$nulls":13},0,0,0,0]
["USS Viceroy Solar LLC","63742_G_USVIC",63742,"G","USVIC",null,"Solar PV","","MIS_MNWI","Minnesota",27,"Pope",121,"27121",1,0,2021,9999,null,null,"N","Solar",{"$nulls":13},0,0,0,0]
["USS Solar Way LLC","63743_G_SOLWY",63743,"G","SOLWY",null,"Solar PV","","MIS_MNWI","Minnesota",27,"Freeborn",47,"27047",1,0,2020,9999,null,null,"N","Solar",{"$nulls":13},0,0,0,0]
["USS Hubers Solar LLC","63744_G_HUBER",63744,"G","HUBER",null,"Solar PV","","MIS_MNWI","Minnesota",27,"Rice",131,"27131",1,0,2021,9999,null,null,"N","Solar",{"$nulls":13},0,0,0,0]
["Greensville Solar","63745_G_GVSO",63745,"G","GVSO",null,"Solar PV","","PJM_Dom","Virginia",51,"Greensville",81,"51081",80,0,2020,9999,null,null,"N","Solar",{"$nulls":13},0,0,0,0]
["Myrtle Solar","63746_G_MYSO",63746,"G","MYSO",null,"Solar PV","","PJM_Dom","Virginia",51,"Suffolk City",800,"51800",15,0,2020,9999,null,null,"N","Solar",{"$nulls":13},0,0,0,0]
["Mount Hope West","63748_G_MHW",63748,"G","MHW",null,"Solar PV","","NY_Z_G-I","New York",36,"Orange",71,"36071",1.9,0,2020,9999,null,null,"N","Solar",{"$nulls":13},0,0,0,0]
["Mount Hope East","63749_G_MHE",63749,"G","MHE",null,"Solar PV","","NY_Z_G-I","New York",36,"Orange",71,"36071",1.9,0,2019,9999,null,null,"N","Solar",{"$nulls":13},0,0,0,0]
["Bluestone","63750_G_BLU",63750,"G","BLU",null,"Solar PV","","NY_Z_G-I","New York",36,"Ulster",111,"36111",2,0,2019,9999,null,null,"N","Solar",{"$nulls":13},0,0,0,0]
["Underhill","63751_G_UND",63751,"G","UND",null,"Solar PV","","NY_Z_G-I","New York",36,"Dutchess",27,"36027",2,0,2019,9999,null,null,"N","Solar",{"$nulls":13},0,0,0,0]
["Grabinski","63752_G_GRA",63752,"G","GRA",null,"Solar PV","","NY_Z_G-I","New York",36,"Orange",71,"36071",2,0,2019,9999,null,null,"N","Solar",{"$nulls":13},0,0,0,0]
["Platteville Solar CSG, LLC","63753_G_218",63753,"G","218",null,"Solar PV","","WECC_CO","Colorado",8,"Weld",123,"08123",1.3,0,2020,9999,null,null,"N","Solar",{"$nulls":13},0,0,0,0]
["Gulf Power Blue Indigo Energy","63754_G_SBI01",63754,"G","SBI01",null,"Solar PV","","S_SOU","Florida",12,"Jackson",63,"12063",74.5,0,2020,9999,null,null,"N","Solar",{"$nulls":13},0,0,0,0]
["Milner Butte LFGE","63755_G_E2",63755,"G","E2",null,"Landfill Gas","","WECC_ID","Idaho",16,"Cassia",31,"16031",1.3,8513,2018,9999,null,null,"N","Landfill Gas",{"$nulls":13},0.08999999999999997,0.08999999999999997,0.08999999999999997,0.08999999999999997]
["Milner Butte LFGE","63755_G_E3",63755,"G","E3",null,"Landfill Gas","","WECC_ID","Idaho",16,"Cassia",31,"16031",1.3,8513,2018,9999,null,null,"N","Landfill Gas",{"$nulls":13},0.08999999999999997,0.08999999999999997,0.08999999999999997,0.08999999999999997]
["Omtanke Solar","63756_G_DGSC1",63756,"G","DGSC1",null,"Solar PV","","S_VACA","South Carolina",45,"Berkeley",15,"45015",6,0,2020,9999,null,null,"N","Solar",{"$nulls":13},0,0,0,0]
["Kroger La Habra","63758_G_KROLH",63758,"G","KROLH",null,"Solar PV","","WECC_SCE","California",6,"Orange",59,"06059",1.2,0,2020,9999,null,null,"N","Solar",{"$nulls":13},0,0,0,0]
["Ballenger Road Solar A","63759_G_BALGR",63759,"G","BALGR",null,"Solar PV","","S_VACA","South Carolina",45,"Spartanburg",83,"45083",2,0,2020,9999,null,null,"N","Solar",{"$nulls":13},0,0,0,0]
["White Horse Solar A","63760_G_WHRSA",63760,"G","WHRSA",null,"Solar PV","","S_VACA","South Carolina",45,"Greenville",45,"45045",2,0,2020,9999,null,null,"N","Solar",{"$nulls":13},0,0,0,0]
["Soscol Ferry Solar","63761_G_SSCLC",63761,"G","SSCLC",null,"Solar PV","","WEC_CALN","California",6,"Napa",55,"06055",1,0,2020,9999,null,null,"N","Solar",{"$nulls":13},0,0,0,0]
["Soscol Ferry Solar","63761_G_SSCLD",63761,"G","SSCLD",null,"Solar PV","","WEC_CALN","California",6,"Napa",55,"06055",1,0,2020,9999,null,null,"N","Solar",{"$nulls":13},0,0,0,0]
["Silveira Ranch Road Solar","63762_G_SILVA",63762,"G","SILVA",null,"Solar PV","","WEC_CALN","California",6,"Marin",41,"06041",1,0,2021,9999,null,null,"N","Solar",{"$nulls":13},0,0,0,0]
["Silveira Ranch Road Solar","63762_G_SILVB",63762,"G","SILVB",null,"Solar PV","","WEC_CALN","California",6,"Marin",41,"06041",1,0,2021,9999,null,null,"N","Solar",{"$nulls":13},0,0,0,0]
["Silveira Ranch Road Solar","63762_G_SILVC",63762,"G","SILVC",null,"Solar PV","","WEC_CALN","California",6,"Marin",41,"06041",1,0,2021,9999,null,null,"N","Solar",{"$nulls":13},0,0,0,0]
["Elk Hill Solar 2","63768_G_PAEH2",63768,"G","PAEH2",null,"Solar PV","","PJM_AP","Pennsylvania",42,"Franklin",55,"42055",15,0,2020,9999,null,null,"N","Solar",{"$nulls":13},0,0,0,0]
["Adirondack Solar","63772_G_1394",63772,"G","1394",null,"Solar PV","","NY_Z_D","New York",36,"Clinton",19,"36019",1.1,0,2018,9999,null,null,"N","Solar",{"$nulls":13},0,0,0,0]
["Mount Kisco Landfill Solar & Storage","63774_G_KISCB",63774,"G","KISCB",null,"Energy Storage","","NY_Z_G-I","New York",36,"Westchester",119,"36119",0.5,0,2020,9999,null,null,"N","Energy Storage",{"$nulls":13},0,0,0,0]
["Mount Kisco Landfill Solar & Storage","63774_G_KRS",63774,"G","KRS",null,"Solar PV","","NY_Z_G-I","New York",36,"Westchester",119,"36119",1,0,2020,9999,null,null,"N","Solar",{"$nulls":13},0,0,0,0]
["Tech Square Microgrid","63775_G_BESS1",63775,"G","BESS1",null,"Energy Storage","","S_SOU","Georgia",13,"Fulton",121,"13121",0.2,0,2020,9999,null,null,"N","Energy Storage",{"$nulls":13},0,0,0,0]
["Tech Square Microgrid","63775_G_DG1",63775,"G","DG1",null,"Combustion Turbine","IC Engine","S_SOU","Georgia",13,"Fulton",121,"13121",0.6,9905,2020,9999,null,null,"N","Natural Gas, Distillate Fuel Oil",{"$nulls":13},0.011,0.011,0.011,0.011]
["Tech Square Microgrid","63775_G_FC1",63775,"G","FC1",null,"Fuel Cell","","S_SOU","Georgia",13,"Fulton",121,"13121",0.2,6469,2020,9999,null,null,"N","Natural Gas",{"$nulls":13},0,0,0,0]
["Tech Square Microgrid","63775_G_NGE1",63775,"G","NGE1",null,"Combustion Turbine","IC Engine","S_SOU","Georgia",13,"Fulton",121,"13121",0.2,9905,2020,9999,null,null,"N","Natural Gas, Distillate Fuel Oil",{"$nulls":13},0.011,0.011,0.011,0.011]
["Tech Square Microgrid","63775_G_NGE2",63775,"G","NGE2",null,"Combustion Turbine","IC Engine","S_SOU","Georgia",13,"Fulton",121,"13121",0.2,9905,2020,9999,null,null,"N","Natural Gas, Distillate Fuel Oil",{"$nulls":13},0.011,0.011,0.011,0.011]
["Thunder Wolf Energy Center Hybrid","63776_G_TW300",63776,"G","TW300",null,"Solar PV","","WECC_CO","Colorado",8,"Pueblo",101,"08101",200,0,2022,9999,null,null,"N","Solar",{"$nulls":13},0,0,0,0]
["Suntex Solar, LLC","63778_G_3",63778,"G","3",null,"Solar PV","","WECC_PNW","Oregon",41,"Harney",25,"41025",10,0,2020,9999,null,null,"N","Solar",{"$nulls":13},0,0,0,0]
["Rock Garden Solar, LLC","63779_G_4",63779,"G","4",null,"Solar PV","","WECC_PNW","Oregon",41,"Lake",37,"41037",10,0,2020,9999,null,null,"N","Solar",{"$nulls":13},0,0,0,0]
["NY- CSG- Johnstown 2","63780_G_JOHN2",63780,"G","JOHN2",null,"Solar PV","","NY_Z_F","New York",36,"Fulton",35,"36035",2,0,2020,9999,null,null,"N","Solar",{"$nulls":13},0,0,0,0]
["NY- CSG- Livingston 4","63781_G_LIV4",63781,"G","LIV4",null,"Solar PV","","NY_Z_B","New York",36,"Livingston",51,"36051",2,0,2020,9999,null,null,"N","Solar",{"$nulls":13},0,0,0,0]
["Ben Moreell Solar Farm","63786_G_BMSF",63786,"G","BMSF",null,"Solar PV","","PJM_EMAC","New Jersey",34,"Monmouth",25,"34025",20,0,2020,9999,null,null,"N","Solar",{"$nulls":13},0,0,0,0]
["Illinois PV Fulton 1 CSG","63790_G_FULT",63790,"G","FULT",null,"Solar PV","","MIS_IL","Illinois",17,"Fulton",57,"17057",2,0,2020,9999,null,null,"N","Solar",{"$nulls":13},0,0,0,0]
["Sobania Community Solar LLC","63791_G_SOB01",63791,"G","SOB01",null,"Solar PV","","MIS_MNWI","Minnesota",27,"Sherburne",141,"27141",1,0,2020,9999,null,null,"N","Solar",{"$nulls":13},0,0,0,0]
["Svihel Community Solar LLC","63792_G_SVH01",63792,"G","SVH01",null,"Solar PV","","MIS_MNWI","Minnesota",27,"Benton",9,"27009",1,0,2021,9999,null,null,"N","Solar",{"$nulls":13},0,0,0,0]
["Studenski Community Solar LLC","63793_G_STU01",63793,"G","STU01",null,"Solar PV","","MIS_MNWI","Minnesota",27,"Benton",9,"27009",1,0,2021,9999,null,null,"N","Solar",{"$nulls":13},0,0,0,0]
["Stevens Community Solar LLC","63794_G_ST001",63794,"G","ST001",null,"Solar PV","","MIS_MNWI","Minnesota",27,"Benton",9,"27009",1,0,2020,9999,null,null,"N","Solar",{"$nulls":13},0,0,0,0]
["Alkali Solar, LLC","63795_G_2",63795,"G","2",null,"Solar PV","","WECC_PNW","Oregon",41,"Lake",37,"41037",10,0,2020,9999,null,null,"N","Solar",{"$nulls":13},0,0,0,0]
["West Hines Solar I, LLC","63796_G_1",63796,"G","1",null,"Solar PV","","WECC_PNW","Oregon",41,"Harney",25,"41025",10,0,2020,9999,null,null,"N","Solar",{"$nulls":13},0,0,0,0]
["NY - CSG - Ellsworth II","63800_G_23",63800,"G","23",null,"Solar PV","","NY_Z_F","New York",36,"Saratoga",91,"36091",2,0,2019,9999,null,null,"N","Solar",{"$nulls":13},0,0,0,0]
["South Bend Solar","63801_G_1",63801,"G","1",null,"Solar PV","","PJM_West","Indiana",18,"St Joseph",141,"18141",20,0,2021,9999,null,null,"N","Solar",{"$nulls":13},0,0,0,0]
["Bronco Plains Wind, LLC","63803_G_WBOPL",63803,"G","WBOPL",null,"Onshore Wind","","WECC_CO","Colorado",8,"Kit Carson",63,"08063",299,0,2020,9999,null,null,"N","Wind",{"$nulls":13},0,0,0,0]
["Partridgeville Hybrid CSG","63804_G_PAR",63804,"G","PAR",null,"Solar PV","","NENGREST","Massachusetts",25,"Worcester",27,"25027",3.3,0,2020,9999,null,null,"N","Solar",{"$nulls":13},0,0,0,0]
["Partridgeville Hybrid CSG","63804_G_PBESS",63804,"G","PBESS",null,"Energy Storage","","NENGREST","Massachusetts",25,"Worcester",27,"25027",2,0,2020,9999,null,null,"N","Energy Storage",{"$nulls":13},0,0,0,0]
["Williamsville Hybrid","63805_G_WBESS",63805,"G","WBESS",null,"Energy Storage","","NENGREST","Massachusetts",25,"Worcester",27,"25027",3.3,0,2021,9999,null,null,"N","Energy Storage",{"$nulls":13},0,0,0,0]
["Williamsville Hybrid","63805_G_WIL",63805,"G","WIL",null,"Solar PV","","NENGREST","Massachusetts",25,"Worcester",27,"25027",5,0,2021,9999,null,null,"N","Solar",{"$nulls":13},0,0,0,0]
["Centerfield Cooper Solar, LLC","63810_G_PGR24",63810,"G","PGR24",null,"Solar PV","","S_VACA","South Carolina",45,"Chesterfield",25,"45025",75,0,2020,9999,null,null,"N","Solar",{"$nulls":13},0,0,0,0]
["SR Odom","63814_G_ODOM",63814,"G","ODOM",null,"Solar PV","","S_SOU","Georgia",13,"Colquitt",71,"13071",20,0,2020,9999,null,null,"N","Solar",{"$nulls":13},0,0,0,0]
["RJC CSG, LLC","63816_G_RJC01",63816,"G","RJC01",null,"Solar PV","","MIS_MNWI","Minnesota",27,"Steele",147,"27147",1,0,2021,9999,null,null,"N","Solar",{"$nulls":13},0,0,0,0]
["Hinterland CSG, LLC","63817_G_HIN01",63817,"G","HIN01",null,"Solar PV","","MIS_MNWI","Minnesota",27,"Sherburne",141,"27141",1,0,2020,9999,null,null,"N","Solar",{"$nulls":13},0,0,0,0]
["Betcher CSG 1, LLC","63819_G_BET01",63819,"G","BET01",null,"Solar PV","","MIS_MNWI","Minnesota",27,"Goodhue",49,"27049",1,0,2020,9999,null,null,"N","Solar",{"$nulls":13},0,0,0,0]
["Huneke CSG 1, LLC","63820_G_HUN01",63820,"G","HUN01",null,"Solar PV","","MIS_MNWI","Minnesota",27,"Goodhue",49,"27049",1,0,2020,9999,null,null,"N","Solar",{"$nulls":13},0,0,0,0]
["Huneke CSG 2, LLC","63821_G_HUN02",63821,"G","HUN02",null,"Solar PV","","MIS_MNWI","Minnesota",27,"Goodhue",49,"27049",1,0,2020,9999,null,null,"N","Solar",{"$nulls":13},0,0,0,0]
["Lineage Logistics Solar","63825_G_LLCHI",63825,"G","LLCHI",null,"Solar PV","","PJM_COMD","Illinois",17,"Will",197,"17197",1.6,0,2019,9999,null,null,"N","Solar",{"$nulls":13},0,0,0,0]
["Partin Solar","63827_G_95",63827,"G","95",null,"Solar PV","","S_VACA","North Carolina",37,"Surry",171,"37171",50,0,2022,9999,null,null,"N","Solar",{"$nulls":13},0,0,0,0]
["Hardin Solar Energy II LLC","63828_G_GEN1",63828,"G","GEN1",null,"Solar PV","","PJM_West","Ohio",39,"Hardin",65,"39065",170,0,2023,9999,null,null,"N","Solar",{"$nulls":13},0,0,0,0]
["Conagra Foods at St. Elmo","63830_G_CFS",63830,"G","CFS",null,"Solar PV","","MIS_IL","Illinois",17,"Fayette",51,"17051",1.8,0,2021,9999,null,null,"N","Solar",{"$nulls":13},0,0,0,0]
["Bluebird Solar SC LLC","63833_G_BB",63833,"G","BB",null,"Solar PV","","S_VACA","South Carolina",45,"Anderson",7,"45007",3,0,2020,9999,null,null,"N","Solar",{"$nulls":13},0,0,0,0]
["Gateway Energy Storage System","63834_G_GTWAY",63834,"G","GTWAY",null,"Energy Storage","","WEC_SDGE","California",6,"San Diego",73,"06073",250,0,2020,9999,null,null,"N","Energy Storage",{"$nulls":13},0,0,0,0]
["Pilot Mountain Solar, LLC","63835_G_PV1",63835,"G","PV1",null,"Solar PV","","S_VACA","North Carolina",37,"Stokes",169,"37169",4.9,0,2020,9999,null,null,"N","Solar",{"$nulls":13},0,0,0,0]
["Benson Solar, LLC","63836_G_PV1",63836,"G","PV1",null,"Solar PV","","S_VACA","North Carolina",37,"Johnston",101,"37101",4.9,0,2020,9999,null,null,"N","Solar",{"$nulls":13},0,0,0,0]
["Lane II Solar, LLC","63837_G_PV1",63837,"G","PV1",null,"Solar PV","","S_VACA","North Carolina",37,"Wayne",191,"37191",4.9,0,2020,9999,null,null,"N","Solar",{"$nulls":13},0,0,0,0]
["Midlands","63839_G_1113",63839,"G","1113",null,"Solar PV","","S_VACA","South Carolina",45,"Calhoun",17,"45017",72.1,0,2020,9999,null,null,"N","Solar",{"$nulls":13},0,0,0,0]
["Trent River Solar, LLC","63842_G_PGR25",63842,"G","PGR25",null,"Solar PV","","S_VACA","North Carolina",37,"Jones",103,"37103",78.7,0,2021,9999,null,null,"N","Solar",{"$nulls":13},0,0,0,0]
["Johanna Energy Center, LLC","63843_G_SASP1",63843,"G","SASP1",null,"Energy Storage","","WECC_SCE","California",6,"Orange",59,"06059",20,0,2021,9999,null,null,"N","Energy Storage",{"$nulls":13},0,0,0,0]
["Fort Calhoun Community Solar","63844_G_FTCAL",63844,"G","FTCAL",null,"Solar PV","","SPP_NEBR","Nebraska",31,"Washington",177,"31177",5,0,2019,9999,null,null,"N","Solar",{"$nulls":13},0,0,0,0]
["POET Biorefining - Chancellor","63853_G_1",63853,"G","1",null,"Biomass","","SPP_WAUE","South Dakota",46,"Turner",125,"46125",5.4,13500,2018,9999,null,null,"N","Biomass",{"$nulls":13},{"v":0.02,"d":"0.020"},{"v":0.02,"d":"0.020"},{"v":0.02,"d":"0.020"},{"v":0.02,"d":"0.020"}]
["Medusa NY 1","63854_G_8175C",63854,"G","8175C",null,"Solar PV","","NY_Z_F","New York",36,"Albany",1,"36001",2,0,2020,9999,null,null,"N","Solar",{"$nulls":13},0,0,0,0]
["Walden NY 1","63855_G_8175E",63855,"G","8175E",null,"Solar PV","","NY_Z_G-I","New York",36,"Orange",71,"36071",2,0,2020,9999,null,null,"N","Solar",{"$nulls":13},0,0,0,0]
["Westtown NY 2","63856_G_8175D",63856,"G","8175D",null,"Solar PV","","NY_Z_G-I","New York",36,"Orange",71,"36071",2,0,2020,9999,null,null,"N","Solar",{"$nulls":13},0,0,0,0]
["Middletown NY 1","63857_G_8175B",63857,"G","8175B",null,"Solar PV","","NY_Z_G-I","New York",36,"Orange",71,"36071",2,0,2020,9999,null,null,"N","Solar",{"$nulls":13},0,0,0,0]
["Westerlo NY 1","63858_G_8175A",63858,"G","8175A",null,"Solar PV","","NY_Z_F","New York",36,"Albany",1,"36001",2,0,2020,9999,null,null,"N","Solar",{"$nulls":13},0,0,0,0]
["Golden Field Solar III, LLC","63859_G_RCTR",63859,"G","RCTR",null,"Solar PV","","WECC_SCE","California",6,"Kern",29,"06029",192,0,2020,9999,null,null,"N","Solar",{"$nulls":13},0,0,0,0]
["Encino Solar Energy Center","63860_G_ESEC",63860,"G","ESEC",null,"Solar PV","","WECC_NM","New Mexico",35,"Sandoval",43,"35043",55,0,2020,9999,null,null,"N","Solar",{"$nulls":13},0,0,0,0]
["IBM Solar","63869_G_DGIBM",63869,"G","DGIBM",null,"Solar PV","","WECC_CO","Colorado",8,"Boulder",13,"08013",8.1,0,2019,9999,null,null,"N","Solar",{"$nulls":13},0,0,0,0]
["Samson Solar Energy II LLC","63882_G_GEN1",63882,"G","GEN1",null,"Solar PV","","ERC_REST","Texas",48,"Lamar",277,"48277",200,0,2023,9999,null,null,"N","Solar",{"$nulls":13},0,0,0,0]
["Samson Solar Energy III LLC","63883_G_GEN1",63883,"G","GEN1",null,"Solar PV","","ERC_REST","Texas",48,"Lamar",277,"48277",250,0,2022,9999,null,null,"N","Solar",{"$nulls":13},0,0,0,0]
["Delilah Solar Energy II LLC","63884_G_GEN1",63884,"G","GEN1",null,"Solar PV","","ERC_REST","Texas",48,"Red River",387,"48387",310,0,2023,9999,null,null,"N","Solar",{"$nulls":13},0,0,0,0]
["East Brookfield Main Street Solar LLC","63887_G_EBMSS",63887,"G","EBMSS",null,"Solar PV","","NENGREST","Massachusetts",25,"Worcester",27,"25027",1,0,2020,9999,null,null,"N","Solar",{"$nulls":13},0,0,0,0]
["ESIL-PFCHICAGO 3, LLC","63888_G_PF3CH",63888,"G","PF3CH",null,"Solar PV","","PJM_COMD","Illinois",17,"Cook",31,"17031",1.4,0,2020,9999,null,null,"N","Solar",{"$nulls":13},0,0,0,0]
["ESIL-PFCHICAGO 2, LLC","63889_G_PF2CH",63889,"G","PF2CH",null,"Solar PV","","PJM_COMD","Illinois",17,"Cook",31,"17031",1,0,2020,9999,null,null,"N","Solar",{"$nulls":13},0,0,0,0]
["Lily Solar Hybrid","63892_G_LILY",63892,"G","LILY",null,"Solar PV","","ERC_REST","Texas",48,"Kaufman",257,"48257",146,0,2021,9999,null,null,"N","Solar",{"$nulls":13},0,0,0,0]
["Lily Solar Hybrid","63892_G_LILYB",63892,"G","LILYB",null,"Energy Storage","","ERC_REST","Texas",48,"Kaufman",257,"48257",50,0,2021,9999,null,null,"N","Energy Storage",{"$nulls":13},0,0,0,0]
["GD Hopkinton Main I, LLC","63893_G_MAIN1",63893,"G","MAIN1",null,"Solar PV","","NENGREST","Rhode Island",44,"Washington",9,"44009",2.6,0,2020,9999,null,null,"N","Solar",{"$nulls":13},0,0,0,0]
["GD Hopkinton Main I, LLC","63893_G_MAIN2",63893,"G","MAIN2",null,"Solar PV","","NENGREST","Rhode Island",44,"Washington",9,"44009",3.9,0,2020,9999,null,null,"N","Solar",{"$nulls":13},0,0,0,0]
["GD Hopkinton Main I, LLC","63893_G_MAIN3",63893,"G","MAIN3",null,"Solar PV","","NENGREST","Rhode Island",44,"Washington",9,"44009",4.1,0,2020,9999,null,null,"N","Solar",{"$nulls":13},0,0,0,0]
["Milo PV - BD Solar 1 LLC","63894_G_MILPV",63894,"G","MILPV",null,"Solar PV","","NENG_ME","Maine",23,"Piscataquis",21,"23021",20,0,2021,9999,null,null,"N","Solar",{"$nulls":13},0,0,0,0]
["Augusta PV - BD Solar Augusta LLC","63895_G_AUGPV",63895,"G","AUGPV",null,"Solar PV","","NENG_ME","Maine",23,"Kennebec",11,"23011",7.2,0,2021,9999,null,null,"N","Solar",{"$nulls":13},0,0,0,0]
["Fairfield PV - BD Solar Fairfield LLC","63896_G_FAIPV",63896,"G","FAIPV",null,"Solar PV","","NENG_ME","Maine",23,"Somerset",25,"23025",5,0,2021,9999,null,null,"N","Solar",{"$nulls":13},0,0,0,0]
["Oxford PV - BD Solar Oxford LLC","63897_G_OXFPV",63897,"G","OXFPV",null,"Solar PV","","NENG_ME","Maine",23,"Oxford",17,"23017",9.2,0,2021,9999,null,null,"N","Solar",{"$nulls":13},0,0,0,0]
["Cornillie 2 Community (CSG)","63899_G_CORN",63899,"G","CORN",null,"Solar PV","","MIS_MNWI","Minnesota",27,"Chisago",25,"27025",1.4,0,2021,9999,null,null,"N","Solar",{"$nulls":13},0,0,0,0]
["Pinesburg Solar LLC","63903_G_PINE1",63903,"G","PINE1",null,"Solar PV","","PJM_AP","Maryland",24,"Washington",43,"24043",4.3,0,2020,9999,null,null,"N","Solar",{"$nulls":13},0,0,0,0]
["Timonium Fairgrounds","63904_G_FAIR1",63904,"G","FAIR1",null,"Solar PV","","PJM_SMAC","Maryland",24,"Baltimore",5,"24005",1.9,0,2020,9999,null,null,"N","Solar",{"$nulls":13},0,0,0,0]
["Azure Sky Solar","63905_G_ASKYB",63905,"G","ASKYB",null,"Energy Storage","","ERC_WEST","Texas",48,"Haskell",207,"48207",77,0,2021,9999,null,null,"N","Energy Storage",{"$nulls":13},0,0,0,0]
["Azure Sky Solar","63905_G_ASKYS",63905,"G","ASKYS",null,"Solar PV","","ERC_WEST","Texas",48,"Haskell",207,"48207",225,0,2021,9999,null,null,"N","Solar",{"$nulls":13},0,0,0,0]
["Turquoise Nevada, LLC","63906_G_142",63906,"G","142",null,"Solar PV","","WECC_NNV","Nevada",32,"Washoe",31,"32031",60,0,2020,9999,null,null,"N","Solar",{"$nulls":13},0,0,0,0]
["SulusSolar17","63908_G_SS17",63908,"G","SS17",null,"Solar PV","","WECC_PNW","Oregon",41,"Clackamas",5,"41005",3.1,0,2020,9999,null,null,"N","Solar",{"$nulls":13},0,0,0,0]
["Cedar Springs I","63914_G_82633",63914,"G","82633",null,"Onshore Wind","","WECC_WY","Wyoming",56,"Converse",9,"56009",200,0,2020,9999,null,null,"N","Wind",{"$nulls":13},0,0,0,0]
["Cedar Springs II","63915_G_82634",63915,"G","82634",null,"Onshore Wind","","WECC_WY","Wyoming",56,"Converse",9,"56009",200,0,2020,9999,null,null,"N","Wind",{"$nulls":13},0,0,0,0]
["Cedar Springs III","63916_G_82635",63916,"G","82635",null,"Onshore Wind","","WECC_WY","Wyoming",56,"Converse",9,"56009",133,0,2020,9999,null,null,"N","Wind",{"$nulls":13},0,0,0,0]
["Riley","63925_G_RILEY",63925,"G","RILEY",null,"Solar PV","","WECC_PNW","Oregon",41,"Harney",25,"41025",10,0,2020,9999,null,null,"N","Solar",{"$nulls":13},0,0,0,0]
["Fort Rock IV","63926_G_FRIV",63926,"G","FRIV",null,"Solar PV","","WECC_PNW","Oregon",41,"Lake",37,"41037",10,0,2020,9999,null,null,"N","Solar",{"$nulls":13},0,0,0,0]
["Vacaville Hospital","63928_G_6701",63928,"G","6701",null,"Solar PV","","WEC_CALN","California",6,"Solano",95,"06095",1.4,0,2019,9999,null,null,"N","Solar",{"$nulls":13},0,0,0,0]
["Severson Garden","63934_G_CGS",63934,"G","CGS",null,"Solar PV","","MIS_MNWI","Minnesota",27,"Waseca",161,"27161",1,0,2020,9999,null,null,"N","Solar",{"$nulls":13},0,0,0,0]
["Marion Garden","63935_G_CGS",63935,"G","CGS",null,"Solar PV","","MIS_MNWI","Minnesota",27,"Rice",131,"27131",1,0,2020,9999,null,null,"N","Solar",{"$nulls":13},0,0,0,0]
["Silver Lake Garden","63936_G_CGS",63936,"G","CGS",null,"Solar PV","","MIS_MNWI","Minnesota",27,"Waseca",161,"27161",1,0,2021,9999,null,null,"N","Solar",{"$nulls":13},0,0,0,0]
["Lyman Garden","63937_G_CGS",63937,"G","CGS",null,"Solar PV","","MIS_MNWI","Minnesota",27,"Dakota",37,"27037",1,0,2020,9999,null,null,"N","Solar",{"$nulls":13},0,0,0,0]
["Nicollet Garden","63938_G_CGS",63938,"G","CGS",null,"Solar PV","","MIS_MNWI","Minnesota",27,"Nicollet",103,"27103",1,0,2020,9999,null,null,"N","Solar",{"$nulls":13},0,0,0,0]
["Oasis Alta","63941_G_OA1",63941,"G","OA1",null,"Onshore Wind","","WECC_SCE","California",6,"Kern",29,"06029",14.4,0,2021,9999,null,null,"N","Wind",{"$nulls":13},0,0,0,0]
["Sunpin Blandford","63942_G_SUNBI",63942,"G","SUNBI",null,"Solar PV","","NENGREST","Massachusetts",25,"Hampden",13,"25013",4.7,0,2020,9999,null,null,"N","Solar",{"$nulls":13},0,0,0,0]
["Blackhorse Farm Solar, LLC","63944_G_BHF",63944,"G","BHF",null,"Solar PV","","NENGREST","Rhode Island",44,"Bristol",1,"44001",3.8,0,2020,9999,null,null,"N","Solar",{"$nulls":13},0,0,0,0]
["Clinton Solar 4 LLC","63945_G_CLIN",63945,"G","CLIN",null,"Solar PV","","MIS_IL","Illinois",17,"Clinton",27,"17027",2,0,2020,9999,null,null,"N","Solar",{"$nulls":13},0,0,0,0]
["Vermilion Solar 1, LLC","63946_G_VERM",63946,"G","VERM",null,"Solar PV","","MIS_IL","Illinois",17,"Vermilion",183,"17183",2,0,2020,9999,null,null,"N","Solar",{"$nulls":13},0,0,0,0]
["DGS Valley State Prison","63947_G_579",63947,"G","579",null,"Solar PV","","WEC_CALN","California",6,"Madera",39,"06039",2.3,0,2021,9999,null,null,"N","Solar",{"$nulls":13},0,0,0,0]
["Cortland","63949_G_CORT2",63949,"G","CORT2",null,"Solar PV","","PJM_COMD","Illinois",17,"DeKalb",37,"17037",2,0,2021,9999,null,null,"N","Solar",{"$nulls":13},0,0,0,0]
["Lena","63951_G_LENA",63951,"G","LENA",null,"Solar PV","","PJM_COMD","Illinois",17,"Stephenson",177,"17177",2,0,2021,9999,null,null,"N","Solar",{"$nulls":13},0,0,0,0]
["Ridge Farm","63952_G_RIDGE",63952,"G","RIDGE",null,"Solar PV","","MIS_IL","Illinois",17,"Vermilion",183,"17183",2,0,2020,9999,null,null,"N","Solar",{"$nulls":13},0,0,0,0]
["Mendota","63954_G_MENDS",63954,"G","MENDS",null,"Solar PV","","PJM_COMD","Illinois",17,"LaSalle",99,"17099",2,0,2020,9999,null,null,"N","Solar",{"$nulls":13},0,0,0,0]
["SSD Marion 3, LLC","63958_G_1",63958,"G","1",null,"Solar PV","","WECC_PNW","Oregon",41,"Marion",47,"41047",2,0,2020,9999,null,null,"N","Solar",{"$nulls":13},0,0,0,0]
["SSD Marion 5, LLC","63959_G_1",63959,"G","1",null,"Solar PV","","WECC_PNW","Oregon",41,"Marion",47,"41047",2,0,2020,9999,null,null,"N","Solar",{"$nulls":13},0,0,0,0]
["SSD Marion 6, LLC","63960_G_1",63960,"G","1",null,"Solar PV","","WECC_PNW","Oregon",41,"Marion",47,"41047",2,0,2020,9999,null,null,"N","Solar",{"$nulls":13},0,0,0,0]
["SSD Clackamas 1, LLC","63961_G_1",63961,"G","1",null,"Solar PV","","WECC_PNW","Oregon",41,"Clackamas",5,"41005",4,0,2020,9999,null,null,"N","Solar",{"$nulls":13},0,0,0,0]
["SSD Clackamas 4, LLC","63962_G_1",63962,"G","1",null,"Solar PV","","WECC_PNW","Oregon",41,"Clackamas",5,"41005",2,0,2020,9999,null,null,"N","Solar",{"$nulls":13},0,0,0,0]
["SSD Clackamas 7, LLC","63963_G_1",63963,"G","1",null,"Solar PV","","WECC_PNW","Oregon",41,"Clackamas",5,"41005",2,0,2020,9999,null,null,"N","Solar",{"$nulls":13},0,0,0,0]
["SSD Marion 1, LLC","63964_G_1",63964,"G","1",null,"Solar PV","","WECC_PNW","Oregon",41,"Marion",47,"41047",2,0,2020,9999,null,null,"N","Solar",{"$nulls":13},0,0,0,0]
["Danville Farm, LLC","63965_G_1",63965,"G","1",null,"Solar PV","","PJM_Dom","Virginia",51,"Pittsylvania",143,"51143",12,0,2020,9999,null,null,"N","Solar",{"$nulls":13},0,0,0,0]
["Charter Durabar at Woodstock","63967_G_CDB1",63967,"G","CDB1",null,"Solar PV","","PJM_COMD","Illinois",17,"McHenry",111,"17111",1,0,2021,9999,null,null,"N","Solar",{"$nulls":13},0,0,0,0]
["Charter Durabar at Woodstock","63967_G_CDB2",63967,"G","CDB2",null,"Solar PV","","PJM_COMD","Illinois",17,"McHenry",111,"17111",1,0,2021,9999,null,null,"N","Solar",{"$nulls":13},0,0,0,0]
["The GSI Group LLC at Assumption","63968_G_GSI",63968,"G","GSI",null,"Solar PV","","MIS_IL","Illinois",17,"Christian",21,"17021",1.5,0,2021,9999,null,null,"N","Solar",{"$nulls":13},0,0,0,0]
["SulusSolar35","63969_G_SS35",63969,"G","SS35",null,"Solar PV","","WECC_PNW","Oregon",41,"Clackamas",5,"41005",3,0,2020,9999,null,null,"N","Solar",{"$nulls":13},0,0,0,0]
["CCUA Solar","63971_G_CCUA",63971,"G","CCUA",null,"Solar PV","","PJM_EMAC","New Jersey",34,"Cumberland",11,"34011",1.5,0,2021,9999,null,null,"N","Solar",{"$nulls":13},0,0,0,0]
["Cardinal Solar LLC","63973_G_CARD",63973,"G","CARD",null,"Solar PV","","S_VACA","South Carolina",45,"Marion",67,"45067",7,0,2020,9999,null,null,"N","Solar",{"$nulls":13},0,0,0,0]
["Hayes Solar, LLC","63974_G_HAYES",63974,"G","HAYES",null,"Solar PV","","S_VACA","North Carolina",37,"Surry",171,"37171",3,0,2020,9999,null,null,"N","Solar",{"$nulls":13},0,0,0,0]
["Harrison Solar, LLC","63975_G_HARS",63975,"G","HARS",null,"Solar PV","","S_VACA","North Carolina",37,"Sampson",163,"37163",5,0,2020,9999,null,null,"N","Solar",{"$nulls":13},0,0,0,0]
["Bay Tree     ","63976_G_959",63976,"G","959",null,"Solar PV","","S_VACA","North Carolina",37,"Bladen",17,"37017",70.1,0,2021,9999,null,null,"N","Solar",{"$nulls":13},0,0,0,0]
["Central Generating","63977_G_1",63977,"G","1",null,"Landfill Gas","","MIS_LMI","Michigan",26,"Montcalm",117,"26117",1.6,8513,2018,9999,null,null,"N","Landfill Gas",{"$nulls":13},0.08999999999999997,0.08999999999999997,0.08999999999999997,0.08999999999999997]
["Central Generating","63977_G_2",63977,"G","2",null,"Landfill Gas","","MIS_LMI","Michigan",26,"Montcalm",117,"26117",0.8,8513,2018,9999,null,null,"N","Landfill Gas",{"$nulls":13},0.08999999999999997,0.08999999999999997,0.08999999999999997,0.08999999999999997]
["Central Generating","63977_G_3",63977,"G","3",null,"Landfill Gas","","MIS_LMI","Michigan",26,"Montcalm",117,"26117",1.6,8513,2020,9999,null,null,"N","Landfill Gas",{"$nulls":13},0.08999999999999997,0.08999999999999997,0.08999999999999997,0.08999999999999997]
["315 Vinson Road","63979_G_VINSN",63979,"G","VINSN",null,"Solar PV","","S_VACA","North Carolina",37,"Johnston",101,"37101",2,0,2020,9999,null,null,"N","Solar",{"$nulls":13},0,0,0,0]
["Rialto - High School","63986_G_10136",63986,"G","10136",null,"Solar PV","","WECC_SCE","California",6,"San Bernardino",71,"06071",0.9,0,2017,9999,null,null,"N","Solar",{"$nulls":13},0,0,0,0]
["FTF-PackingShed","63993_G_FTF02",63993,"G","FTF02",null,"Solar PV","","WECC_SCE","California",6,"Tulare",107,"06107",1,0,2013,9999,null,null,"N","Solar",{"$nulls":13},0,0,0,0]
["Trenton","63995_G_ES1",63995,"G","ES1",null,"Energy Storage","","FRCC","Florida",12,"Gilchrist",41,"12041",11,0,2021,9999,null,null,"N","Energy Storage",{"$nulls":13},0,0,0,0]
["Cape San Blas","63996_G_ES1",63996,"G","ES1",null,"Energy Storage","","S_SOU","Florida",12,"Gulf",45,"12045",5.5,0,2021,9999,null,null,"N","Energy Storage",{"$nulls":13},0,0,0,0]
["Pine Hill","63997_G_PHS01",63997,"G","PHS01",null,"Solar PV","","NENGREST","Rhode Island",44,"Providence",7,"44007",5,0,2020,9999,null,null,"N","Solar",{"$nulls":13},0,0,0,0]
["Jennings Energy Storage Facility","63998_G_ES1",63998,"G","ES1",null,"Energy Storage","","FRCC","Florida",12,"Hamilton",47,"12047",5.5,0,2021,9999,null,null,"N","Energy Storage",{"$nulls":13},0,0,0,0]
["Micanopy Energy Storage Facility","63999_G_ES1",63999,"G","ES1",null,"Energy Storage","","FRCC","Florida",12,"Alachua",1,"12001",8.3,0,2021,9999,null,null,"N","Energy Storage",{"$nulls":13},0,0,0,0]
["Amaterasu LLC","64000_G_BESS",64000,"G","BESS",null,"Energy Storage","","NENGREST","Massachusetts",25,"Worcester",27,"25027",3,0,2021,9999,null,null,"N","Energy Storage",{"$nulls":13},0,0,0,0]
["Amaterasu LLC","64000_G_DRC",64000,"G","DRC",null,"Solar PV","","NENGREST","Massachusetts",25,"Worcester",27,"25027",4.6,0,2021,9999,null,null,"N","Solar",{"$nulls":13},0,0,0,0]
["Buttercup Solar, LLC","64002_G_11629",64002,"G","11629",null,"Solar PV","","S_VACA","North Carolina",37,"Duplin",61,"37061",5,0,2020,9999,null,null,"N","Solar",{"$nulls":13},0,0,0,0]
["Interfaith Medical Center","64004_G_EGB17",64004,"G","EGB17",null,"Combustion Turbine","IC Engine","NY_Z_J","New York",36,"Kings",47,"36047",1.2,9905,2012,9999,null,null,"N","Natural Gas, Distillate Fuel Oil",{"$nulls":13},0.011,0.011,0.011,0.011]
["Energix Hollyfield, LLC","64010_G_ENX06",64010,"G","ENX06",null,"Solar PV","","PJM_Dom","Virginia",51,"King William",101,"51101",13,0,2021,9999,null,null,"N","Solar",{"$nulls":13},0,0,0,0]
["Bainbridge Solar","64011_G_6359",64011,"G","6359",null,"Solar PV","","S_SOU","Georgia",13,"Decatur",87,"13087",1,0,2019,9999,null,null,"N","Solar",{"$nulls":13},0,0,0,0]
["Somonauk Road Solar 1","64013_G_6344",64013,"G","6344",null,"Solar PV","","PJM_COMD","Illinois",17,"DeKalb",37,"17037",2,0,2021,9999,null,null,"N","Solar",{"$nulls":13},0,0,0,0]
["28 Livermore Hill Road Solar","64014_G_7405",64014,"G","7405",null,"Solar PV","","NENGREST","Massachusetts",25,"Worcester",27,"25027",5,0,2020,9999,null,null,"N","Solar",{"$nulls":13},0,0,0,0]
["Brick Church Solar","64017_G_7405",64017,"G","7405",null,"Solar PV","","NY_Z_F","New York",36,"Rensselaer",83,"36083",4,0,2019,9999,null,null,"N","Solar",{"$nulls":13},0,0,0,0]
["Route 76 Boone Solar 1","64018_G_7724",64018,"G","7724",null,"Solar PV","","PJM_COMD","Illinois",17,"Boone",7,"17007",2,0,2020,9999,null,null,"N","Solar",{"$nulls":13},0,0,0,0]
["Lincoln Combustion","7277_G_17",7277,"G","17",null,"Combustion Turbine","","S_VACA","North Carolina",37,"Lincoln",109,"37109",517,9905,2024,9999,null,null,"N","Natural Gas, Distillate Fuel Oil",{"$nulls":13},0.01100000000000001,0.01100000000000001,0.01100000000000001,0.01100000000000001]
["CTV Power Purchase Contract Trust","54300_G_SX1S",54300,"G","SX1S",null,"Onshore Wind",null,"WECC_SCE","California",6,"Kern",29,"06029",0.1,0,1985,9999,null,null,"N","Wind",{"$nulls":13},0,0,0,0]
["Blythe Solar III, LLC Hybrid","60094_G_BLSL3",60094,"G","BLSL3",null,"Solar PV",null,"WECC_SCE","California",6,"Riverside",65,"06065",136.8,0,2020,9999,null,null,"N","Solar",{"$nulls":13},0,0,0,0]
["Beaver Creek Wind","61079_G_GT1",61079,"G","GT1",null,"Onshore Wind",null,"MIS_MIDA","Iowa",19,"Boone",15,"19015",170,0,2018,9999,null,null,"N","Wind",{"$nulls":13},0,0,0,0]
["Imeson Solar","63186_G_IMESS",63186,"G","IMESS",null,"Energy Storage",null,"FRCC","Florida",12,"Duval",31,"12031",5,0,2019,9999,null,null,"N","Energy Storage",{"$nulls":13},0,0,0,0]
["Hales Mills Solar, LLC","63339_G_6609",63339,"G","6609",null,"Solar PV",null,"NY_Z_F","New York",36,"Fulton",35,"36035",3.6,0,2020,9999,null,null,"N","Solar",{"$nulls":13},0,0,0,0]
["Erving CSG","63950_G_ERVIN",63950,"G","ERVIN",null,"Solar PV",null,"NENGREST","Massachusetts",25,"Franklin",11,"25011",1,0,2020,9999,null,null,"N","Solar",{"$nulls":13},0,0,0,0]
["Easthampton CSG","63953_G_EASTP",63953,"G","EASTP",null,"Solar PV",null,"NENGREST","Massachusetts",25,"Hampshire",15,"25015",2.5,0,2020,9999,null,null,"N","Solar",{"$nulls":13},0,0,0,0]
["Day Hill Solar, LLC","63957_G_221",63957,"G","221",null,"Solar PV",null,"WECC_PNW","Oregon",41,"Clackamas",5,"41005",2.3,0,2020,9999,null,null,"N","Solar",{"$nulls":13},0,0,0,0]
["7185 13th Pl. NW","63970_G_10020",63970,"G","10020",null,"Solar PV",null,"PJM_SMAC","District of Columbia",11,"District of Columbia",1,"11001",0.9,0,2019,9999,null,null,"N","Solar",{"$nulls":13},0,0,0,0]
["Firebaugh-CCS-PV-1","63994_G_MWF01",63994,"G","MWF01",null,"Solar PV",null,"WEC_CALN","California",6,"Fresno",19,"06019",1,0,2015,9999,null,null,"N","Solar",{"$nulls":13},0,0,0,0]
["SulusSolar28","64007_G_SS28",64007,"G","SS28",null,"Solar PV",null,"WECC_PNW","Oregon",41,"Yamhill",71,"41071",3,0,2020,9999,null,null,"N","Solar",{"$nulls":13},0,0,0,0]
["Alden Solar CSG LLC","64021_G_225",64021,"G","225",null,"Solar PV",null,"WECC_CO","Colorado",8,"Weld",123,"08123",1.6,0,2020,9999,null,null,"N","Solar",{"$nulls":13},0,0,0,0]
["10 Finderne Avenue Solar, LLC","64023_G_246",64023,"G","246",null,"Solar PV",null,"PJM_EMAC","New Jersey",34,"Somerset",35,"34035",2.3,0,2017,9999,null,null,"N","Solar",{"$nulls":13},0,0,0,0]
["Kenmare - Sullivan Community College","64030_G_GEN1",64030,"G","GEN1",null,"Solar PV",null,"NY_Z_G-I","New York",36,"Sullivan",105,"36105",2,0,2015,9999,null,null,"N","Solar",{"$nulls":13},0,0,0,0]
["Fremont CO 1, LLC","64031_G_228",64031,"G","228",null,"Solar PV",null,"WECC_CO","Colorado",8,"Fremont",43,"08043",1.8,0,2020,9999,null,null,"N","Solar",{"$nulls":13},0,0,0,0]
["SulusSolar25","64034_G_SS25",64034,"G","SS25",null,"Solar PV",null,"WECC_PNW","Oregon",41,"Marion",47,"41047",2.2,0,2020,9999,null,null,"N","Solar",{"$nulls":13},0,0,0,0]
["Wappinger 9D Solar","64041_G_4683",64041,"G","4683",null,"Solar PV",null,"NY_Z_G-I","New York",36,"Dutchess",27,"36027",2,0,2019,9999,null,null,"N","Solar",{"$nulls":13},0,0,0,0]
["Montague Road Solar","64042_G_3958",64042,"G","3958",null,"Solar PV",null,"NENGREST","Massachusetts",25,"Hampshire",15,"25015",3.6,0,2019,9999,null,null,"N","Solar",{"$nulls":13},0,0,0,0]
["Off Airport Road - West","64044_G_7141",64044,"G","7141",null,"Solar PV",null,"NY_Z_G-I","New York",36,"Ulster",111,"36111",4,0,2019,9999,null,null,"N","Solar",{"$nulls":13},0,0,0,0]
["Fitchburg Renewables","64045_G_4648",64045,"G","4648",null,"Solar PV",null,"NENGREST","Massachusetts",25,"Worcester",27,"25027",4,0,2020,9999,null,null,"N","Solar",{"$nulls":13},0,0,0,0]
["6140 Route 209 - North","64046_G_7140",64046,"G","7140",null,"Solar PV",null,"NY_Z_G-I","New York",36,"Ulster",111,"36111",4,0,2019,9999,null,null,"N","Solar",{"$nulls":13},0,0,0,0]
["Wonderful Orchards - New Columbia","64055_G_WOC",64055,"G","WOC",null,"Solar PV",null,"WEC_CALN","California",6,"Madera",39,"06039",5,0,2020,9999,null,null,"N","Solar",{"$nulls":13},0,0,0,0]
["SELCO Communitiy Solar","64060_G_SELCO",64060,"G","SELCO",null,"Solar PV",null,"NENGREST","Massachusetts",25,"Worcester",27,"25027",3,0,2018,9999,null,null,"N","Solar",{"$nulls":13},0,0,0,0]
["Camp Ripley Solar","64072_G_CR1",64072,"G","CR1",null,"Solar PV",null,"MIS_MNWI","Minnesota",27,"Morrison",97,"27097",10.8,0,2016,9999,null,null,"N","Solar",{"$nulls":13},0,0,0,0]
["Pittsfield Solar LLC","64078_G_PSLLC",64078,"G","PSLLC",null,"Solar PV",null,"NENG_ME","Maine",23,"Somerset",25,"23025",9.9,0,2017,9999,null,null,"N","Solar",{"$nulls":13},0,0,0,0]
["Blanchard Road 1 Community Solar","64084_G_BR1CS",64084,"G","BR1CS",null,"Solar PV",null,"NY_Z_C&E","New York",36,"Jefferson",45,"36045",5,0,2019,9999,null,null,"N","Solar",{"$nulls":13},0,0,0,0]
["North Providence","64085_G_CPRI2",64085,"G","CPRI2",null,"Solar PV",null,"NENGREST","Rhode Island",44,"Providence",7,"44007",2,0,2018,9999,null,null,"N","Solar",{"$nulls":13},0,0,0,0]
["Blanchard Road 2 Community Solar","64087_G_BR2CS",64087,"G","BR2CS",null,"Solar PV",null,"NY_Z_C&E","New York",36,"Jefferson",45,"36045",5,0,2019,9999,null,null,"N","Solar",{"$nulls":13},0,0,0,0]
["Moore Road Community Solar","64091_G_MROCS",64091,"G","MROCS",null,"Solar PV",null,"NY_Z_A","New York",36,"Niagara",63,"36063",5,0,2019,9999,null,null,"N","Solar",{"$nulls":13},0,0,0,0]
["Great Lakes Seaway Community Solar","64092_G_GLSCS",64092,"G","GLSCS",null,"Solar PV",null,"NY_Z_C&E","New York",36,"Jefferson",45,"36045",5,0,2019,9999,null,null,"N","Solar",{"$nulls":13},0,0,0,0]
["Montross Solar","64093_G_MOSO",64093,"G","MOSO",null,"Solar PV",null,"PJM_Dom","Virginia",51,"Westmoreland",193,"51193",20,0,2018,9999,null,null,"N","Solar",{"$nulls":13},0,0,0,0]
["Samuel Mickle School","64096_G_248",64096,"G","248",null,"Solar PV",null,"PJM_EMAC","New Jersey",34,"Gloucester",15,"34015",1.1,0,2017,9999,null,null,"N","Solar",{"$nulls":13},0,0,0,0]
["Tesla Reno GigaFactory","64098_G_1",64098,"G","1",null,"Solar PV",null,"WECC_NNV","Nevada",32,"Storey",29,"32029",0.4,0,2019,9999,null,null,"N","Solar",{"$nulls":13},0,0,0,0]
["Tesla Reno GigaFactory","64098_G_2",64098,"G","2",null,"Solar PV",null,"WECC_NNV","Nevada",32,"Storey",29,"32029",0.5,0,2019,9999,null,null,"N","Solar",{"$nulls":13},0,0,0,0]
["Mid-River PA, LLC (ABE4)","64101_G_259",64101,"G","259",null,"Solar PV",null,"PJM_WMAC","Pennsylvania",42,"Northampton",95,"42095",3,0,2020,9999,null,null,"N","Solar",{"$nulls":13},0,0,0,0]
["GE 19th Hole","64102_G_GE19H",64102,"G","GE19H",null,"Solar PV",null,"NY_Z_F","New York",36,"Fulton",35,"36035",7.7,0,2018,9999,null,null,"N","Solar",{"$nulls":13},0,0,0,0]
["Canton","64107_G_CPMA1",64107,"G","CPMA1",null,"Solar PV",null,"NENGREST","Massachusetts",25,"Norfolk",21,"25021",5,0,2012,9999,null,null,"N","Solar",{"$nulls":13},0,0,0,0]
["Gold Meadow Farms","64108_G_CPRI7",64108,"G","CPRI7",null,"Solar PV",null,"NENGREST","Rhode Island",44,"Kent",3,"44003",16.2,0,2019,9999,null,null,"N","Solar",{"$nulls":13},0,0,0,0]
["Ravenbrook","64109_G_CPMA2",64109,"G","CPMA2",null,"Solar PV",null,"NENGREST","Massachusetts",25,"Plymouth",23,"25023",5,0,2013,9999,null,null,"N","Solar",{"$nulls":13},0,0,0,0]
["Hudson","64110_G_CPMA6",64110,"G","CPMA6",null,"Solar PV",null,"NENGREST","Massachusetts",25,"Middlesex",17,"25017",5,0,2017,9999,null,null,"N","Solar",{"$nulls":13},0,0,0,0]
["A Street 2","64111_G_CPRI5",64111,"G","CPRI5",null,"Solar PV",null,"NENGREST","Rhode Island",44,"Providence",7,"44007",1.6,0,2018,9999,null,null,"N","Solar",{"$nulls":13},0,0,0,0]
["Berkley","64112_G_CPMA3",64112,"G","CPMA3",null,"Solar PV",null,"NENGREST","Massachusetts",25,"Bristol",5,"25005",3,0,2017,9999,null,null,"N","Solar",{"$nulls":13},0,0,0,0]
["Kilvert","64113_G_CPRI1",64113,"G","CPRI1",null,"Solar PV",null,"NENGREST","Rhode Island",44,"Kent",3,"44003",4.7,0,2018,9999,null,null,"N","Solar",{"$nulls":13},0,0,0,0]
["A Street 1","64114_G_CPRI4",64114,"G","CPRI4",null,"Solar PV",null,"NENGREST","Rhode Island",44,"Providence",7,"44007",1.2,0,2018,9999,null,null,"N","Solar",{"$nulls":13},0,0,0,0]
["Carver","64115_G_CPMA4",64115,"G","CPMA4",null,"Solar PV",null,"NENGREST","Massachusetts",25,"Plymouth",23,"25023",1.5,0,2017,9999,null,null,"N","Solar",{"$nulls":13},0,0,0,0]
["Plainfield Pike","64116_G_CPRI6",64116,"G","CPRI6",null,"Solar PV",null,"NENGREST","Rhode Island",44,"Providence",7,"44007",2,0,2019,9999,null,null,"N","Solar",{"$nulls":13},0,0,0,0]
["Meadowlark Solar","64117_G_MLS01",64117,"G","MLS01",null,"Solar PV",null,"S_VACA","North Carolina",37,"Harnett",85,"37085",4.9,0,2018,9999,null,null,"N","Solar",{"$nulls":13},0,0,0,0]
["Nash 97 Solar 2","64118_G_N97S2",64118,"G","N97S2",null,"Solar PV",null,"S_VACA","North Carolina",37,"Nash",127,"37127",4.9,0,2018,9999,null,null,"N","Solar",{"$nulls":13},0,0,0,0]
["Nickelson Solar 2","64119_G_NS2",64119,"G","NS2",null,"Solar PV",null,"S_VACA","North Carolina",37,"Duplin",61,"37061",4.9,0,2018,9999,null,null,"N","Solar",{"$nulls":13},0,0,0,0]
["Chicopee","64120_G_CPMA5",64120,"G","CPMA5",null,"Solar PV",null,"NENGREST","Massachusetts",25,"Hampden",13,"25013",2,0,2017,9999,null,null,"N","Solar",{"$nulls":13},0,0,0,0]
["Siler City Solar 2","64121_G_SCS2",64121,"G","SCS2",null,"Solar PV",null,"S_VACA","North Carolina",37,"Chatham",37,"37037",4.9,0,2018,9999,null,null,"N","Solar",{"$nulls":13},0,0,0,0]
["Kenmare - Mansfield Branch Street","64137_G_GEN1",64137,"G","GEN1",null,"Solar PV",null,"NENGREST","Massachusetts",25,"Bristol",5,"25005",1.5,0,2017,9999,null,null,"N","Solar",{"$nulls":13},0,0,0,0]
["Wheatridge Hybrid","62745_G_WIND",62745,"G","WIND",null,"Onshore Wind",null,"WECC_PNW","Oregon",41,"Morrow",49,"41049",200,0,2020,9999,null,null,"N","Wind",{"$nulls":13},0,0,0,0]
["Westport Community Solar, LLC","63307_G_WESTP",63307,"G","WESTP",null,"Solar PV",null,"MIS_MNWI","Minnesota",27,"Kandiyohi",67,"27067",1,0,2021,9999,null,null,"N","Solar",{"$nulls":13},0,0,0,0]
["Titan Solar 1 (CA)","63932_G_TITN1",63932,"G","TITN1",null,"Solar PV",null,"WECC_IID","California",6,"Imperial",25,"06025",70,0,2020,9999,null,null,"N","Solar",{"$nulls":13},0,0,0,0]
["101 Carnegie Center Solar, LLC","64025_G_297",64025,"G","297",null,"Solar PV",null,"PJM_EMAC","New Jersey",34,"Mercer",21,"34021",1.2,0,2020,9999,null,null,"N","Solar",{"$nulls":13},0,0,0,0]
["GreenparkSolar","64033_G_GS",64033,"G","GS",null,"Solar PV",null,"WECC_PNW","Oregon",41,"Marion",47,"41047",1.3,0,2020,9999,null,null,"N","Solar",{"$nulls":13},0,0,0,0]
["Apple Canyon Lake Solar","64040_G_1",64040,"G","1",null,"Solar PV",null,"PJM_COMD","Illinois",17,"Jo Daviess",85,"17085",1.2,0,2020,9999,null,null,"N","Solar",{"$nulls":13},0,0,0,0]
["Wheatridge 1","64057_G_WND",64057,"G","WND",null,"Onshore Wind",null,"WECC_PNW","Oregon",41,"Morrow",49,"41049",100,0,2020,9999,null,null,"N","Wind",{"$nulls":13},0,0,0,0]
["Morgan Solar 4, LLC","64100_G_MORG",64100,"G","MORG",null,"Solar PV",null,"MIS_IL","Illinois",17,"Macoupin",117,"17117",2,0,2020,9999,null,null,"N","Solar",{"$nulls":13},0,0,0,0]
["IGS Stockton DG","64124_G_BREW",64124,"G","BREW",null,"Solar PV",null,"PJM_COMD","Illinois",17,"Jo Daviess",85,"17085",1.9,0,2020,9999,null,null,"N","Solar",{"$nulls":13},0,0,0,0]
["Morgan Solar 2, LLC","64159_G_MRG2",64159,"G","MRG2",null,"Solar PV",null,"MIS_IL","Illinois",17,"Morgan",137,"17137",2,0,2020,9999,null,null,"N","Solar",{"$nulls":13},0,0,0,0]
["Jester Solar","60290_G_PV1",60290,"G","PV1",null,"Solar PV",null,"S_VACA","North Carolina",37,"Wayne",191,"37191",4.9,0,2020,9999,null,null,"N","Solar",{"$nulls":13},0,0,0,0]
["La Joya NM","61044_G_LAJ2",61044,"G","LAJ2",null,"Onshore Wind",null,"WECC_NM","New Mexico",35,"Torrance",57,"35057",141.2,0,2021,9999,null,null,"N","Wind",{"$nulls":13},0,0,0,0]
["Burke Wind, LLC","61100_G_GE23",61100,"G","GE23",null,"Onshore Wind",null,"MIS_MAPP","North Dakota",38,"Burke",13,"38013",199.4,0,2020,9999,null,null,"N","Wind",{"$nulls":13},0,0,0,0]
["Frey Rd #1 Community Solar Farm","62504_G_1159",62504,"G","1159",null,"Solar PV",null,"NY_Z_B","New York",36,"Wayne",117,"36117",2,0,2020,9999,null,null,"N","Solar",{"$nulls":13},0,0,0,0]
["Frey Rd #2 Community Solar Farm","62521_G_1442",62521,"G","1442",null,"Solar PV",null,"NY_Z_B","New York",36,"Wayne",117,"36117",1.4,0,2020,9999,null,null,"N","Solar",{"$nulls":13},0,0,0,0]
["Speedway Solar NC, LLC","62821_G_GEN1",62821,"G","GEN1",null,"Solar PV",null,"S_VACA","North Carolina",37,"Cabarrus",25,"37025",22.6,0,2021,9999,null,null,"N","Solar",{"$nulls":13},0,0,0,0]
["Hertford Solar Power, LLC","63024_G_KEH",63024,"G","KEH",null,"Solar PV",null,"PJM_Dom","North Carolina",37,"Hertford",91,"37091",10,0,2022,9999,null,null,"N","Solar",{"$nulls":13},0,0,0,0]
["Sutton Solar 2, LLC","63336_G_6004",63336,"G","6004",null,"Solar PV",null,"NENGREST","Massachusetts",25,"Worcester",27,"25027",1,0,2020,9999,null,null,"N","Solar",{"$nulls":13},0,0,0,0]
["Scotch Bonnet Solar, LLC","63345_G_PGR07",63345,"G","PGR07",null,"Solar PV",null,"S_VACA","North Carolina",37,"Pender",141,"37141",4.5,0,2020,9999,null,null,"N","Solar",{"$nulls":13},0,0,0,0]
["FastSun 4","63576_G_FS4",63576,"G","FS4",null,"Solar PV",null,"MIS_MNWI","Minnesota",27,"Washington",163,"27163",1,0,2021,9999,null,null,"N","Solar",{"$nulls":13},0,0,0,0]
["FastSun 21","63577_G_FS21",63577,"G","FS21",null,"Solar PV",null,"MIS_MNWI","Minnesota",27,"Sherburne",141,"27141",1,0,2021,9999,null,null,"N","Solar",{"$nulls":13},0,0,0,0]
["CES Marbletown Solar","63729_G_MT1",63729,"G","MT1",null,"Solar PV",null,"NY_Z_G-I","New York",36,"Ulster",111,"36111",3,0,2021,9999,null,null,"N","Solar",{"$nulls":13},0,0,0,0]
["DC Water Solar","63917_G_8030A",63917,"G","8030A",null,"Solar PV",null,"PJM_SMAC","District of Columbia",11,"District of Columbia",1,"11001",4.5,0,2021,9999,null,null,"N","Solar",{"$nulls":13},0,0,0,0]
["Central 40","63940_G_CEN40",63940,"G","CEN40",null,"Solar PV",null,"WEC_CALN","California",6,"Stanislaus",99,"06099",40,0,2021,9999,null,null,"N","Solar",{"$nulls":13},0,0,0,0]
["Palmer Creek Solar, LLC","63956_G_223",63956,"G","223",null,"Solar PV",null,"WECC_PNW","Oregon",41,"Yamhill",71,"41071",2.3,0,2020,9999,null,null,"N","Solar",{"$nulls":13},0,0,0,0]
["FastSun12","63966_G_FS12",63966,"G","FS12",null,"Solar PV",null,"MIS_MNWI","Minnesota",27,"Rice",131,"27131",1,0,2021,9999,null,null,"N","Solar",{"$nulls":13},0,0,0,0]
["Camellia Solar, LLC","64001_G_CAMEL",64001,"G","CAMEL",null,"Solar PV",null,"MIS_MNWI","Minnesota",27,"Pope",121,"27121",1,0,2020,9999,null,null,"N","Solar",{"$nulls":13},0,0,0,0]
["SulusSolar33","64006_G_SS33",64006,"G","SS33",null,"Solar PV",null,"WECC_PNW","Oregon",41,"Yamhill",71,"41071",3,0,2021,9999,null,null,"N","Solar",{"$nulls":13},0,0,0,0]
["MilfordSolar OR","64008_G_MS",64008,"G","MS",null,"Solar PV",null,"WECC_PNW","Oregon",41,"Washington",67,"41067",3,0,2021,9999,null,null,"N","Solar",{"$nulls":13},0,0,0,0]
["BristolSolar","64009_G_BS",64009,"G","BS",null,"Solar PV",null,"WECC_PNW","Oregon",41,"Marion",47,"41047",3,0,2021,9999,null,null,"N","Solar",{"$nulls":13},0,0,0,0]
["Edwardsville Solar II","64016_G_6777",64016,"G","6777",null,"Solar PV",null,"MIS_IL","Illinois",17,"Madison",119,"17119",2,0,2021,9999,null,null,"N","Solar",{"$nulls":13},0,0,0,0]
["SulusSolar22","64022_G_SS22",64022,"G","SS22",null,"Solar PV",null,"WECC_PNW","Oregon",41,"Marion",47,"41047",3,0,2021,9999,null,null,"N","Solar",{"$nulls":13},0,0,0,0]
["San Diego - EMDF at San Diego","64028_G_EMDF",64028,"G","EMDF",null,"Solar PV",null,"WEC_SDGE","California",6,"San Diego",73,"06073",2.9,0,2021,9999,null,null,"N","Solar",{"$nulls":13},0,0,0,0]
["Powatan Road Solar","64035_G_POWTN",64035,"G","POWTN",null,"Solar PV",null,"S_VACA","North Carolina",37,"Johnston",101,"37101",2,0,2020,9999,null,null,"N","Solar",{"$nulls":13},0,0,0,0]
["San Diego - NCRC at Vista","64049_G_NCRC",64049,"G","NCRC",null,"Solar PV",null,"WEC_SDGE","California",6,"San Diego",73,"06073",1.8,0,2021,9999,null,null,"N","Solar",{"$nulls":13},0,0,0,0]
["Cimarron Bend III","64074_G_3",64074,"G","3",null,"Onshore Wind",null,"SPP_N","Kansas",20,"Clark",25,"20025",198.8,0,2021,9999,null,null,"N","Wind",{"$nulls":13},0,0,0,0]
["Dane County Airport Solar","64080_G_1",64080,"G","1",null,"Solar PV",null,"MIS_WUMS","Wisconsin",55,"Dane",25,"55025",9,0,2020,9999,null,null,"N","Solar",{"$nulls":13},0,0,0,0]
["Electric City Solar","64097_G_232",64097,"G","232",null,"Solar PV",null,"PJM_West","Michigan",26,"St Joseph",149,"26149",15,0,2020,9999,null,null,"N","Solar",{"$nulls":13},0,0,0,0]
["Desert Harvest II LLC","64103_G_DH002",64103,"G","DH002",null,"Solar PV",null,"WECC_SCE","California",6,"Riverside",65,"06065",70,0,2020,9999,null,null,"N","Solar",{"$nulls":13},0,0,0,0]
["Desert Harvest II LLC","64103_G_DH003",64103,"G","DH003",null,"Energy Storage",null,"WECC_SCE","California",6,"Riverside",65,"06065",35,0,2021,9999,null,null,"N","Energy Storage",{"$nulls":13},0,0,0,0]
["Maverick Solar 4, LLC","64104_G_MAV02",64104,"G","MAV02",null,"Solar PV",null,"WECC_SCE","California",6,"Riverside",65,"06065",100,0,2020,9999,null,null,"N","Solar",{"$nulls":13},0,0,0,0]
["County Road 16","64126_G_ORNGE",64126,"G","ORNGE",null,"Solar PV",null,"NY_Z_C&E","New York",36,"Schuyler",97,"36097",2,0,2020,9999,null,null,"N","Solar",{"$nulls":13},0,0,0,0]
["REG Juhl Glenville Wind, LLC","64130_G_RJGW",64130,"G","RJGW",null,"Onshore Wind",null,"MIS_MNWI","Minnesota",27,"Freeborn",47,"27047",2.5,0,2020,9999,null,null,"N","Wind",{"$nulls":13},0,0,0,0]
["Albemarle Beach Solar","64169_G_BEACH",64169,"G","BEACH",null,"Solar PV",null,"PJM_Dom","North Carolina",37,"Washington",187,"37187",80,0,2020,9999,null,null,"N","Solar",{"$nulls":13},0,0,0,0]
["Route 22 Community Solar Farm","62524_G_1444",62524,"G","1444",null,"Solar PV",null,"NY_Z_D","New York",36,"Clinton",19,"36019",3.7,0,2021,9999,null,null,"N","Solar",{"$nulls":13},0,0,0,0]
["Ray Wilson Solar","63017_G_1090",63017,"G","1090",null,"Solar PV",null,"S_VACA","North Carolina",37,"Davie",59,"37059",5,0,2021,9999,null,null,"N","Solar",{"$nulls":13},0,0,0,0]
["Solar Carver 3 Hybrid","63506_G_SCRV3",63506,"G","SCRV3",null,"Solar PV",null,"NENGREST","Massachusetts",25,"Plymouth",23,"25023",1,0,2021,9999,null,null,"N","Solar",{"$nulls":13},0,0,0,0]
["Solar Carver 1 Hybrid","63541_G_SCRV1",63541,"G","SCRV1",null,"Solar PV",null,"NENGREST","Massachusetts",25,"Plymouth",23,"25023",2,0,2021,9999,null,null,"N","Solar",{"$nulls":13},0,0,0,0]
["Kish","63990_G_KISH",63990,"G","KISH",null,"Solar PV",null,"PJM_COMD","Illinois",17,"Boone",7,"17007",2,0,2021,9999,null,null,"N","Solar",{"$nulls":13},0,0,0,0]
["ANSON Solar Center, LLC","64026_G_SF1",64026,"G","SF1",null,"Solar PV",null,"ERC_WEST","Texas",48,"Jones",253,"48253",200,0,2021,9999,null,null,"N","Solar",{"$nulls":13},0,0,0,0]
["Harts Mill Solar, LLC","64144_G_HMS01",64144,"G","HMS01",null,"Solar PV",null,"S_VACA","North Carolina",37,"Edgecombe",65,"37065",80,0,2021,9999,null,null,"N","Solar",{"$nulls":13},0,0,0,0]
["Blythe Solar II, LLC","60092_G_BLST2",60092,"G","BLST2",null,"Energy Storage",null,"WECC_SCE","California",6,"Riverside",65,"06065",115,0,2021,9999,null,null,"N","Energy Storage",{"$nulls":13},0,0,0,0]
["County Route 11 Community Solar Farm","62507_G_1419",62507,"G","1419",null,"Solar PV",null,"NY_Z_D","New York",36,"Clinton",19,"36019",4.1,0,2020,9999,null,null,"N","Solar",{"$nulls":13},0,0,0,0]
["Antelope Expansion 3A","62673_G_ANX3A",62673,"G","ANX3A",null,"Solar PV",null,"WEC_LADW","California",6,"Los Angeles",37,"06037",15,0,2021,9999,null,null,"N","Solar",{"$nulls":13},0,0,0,0]
["Antelope Expansion 3B","62674_G_ANX3B",62674,"G","ANX3B",null,"Solar PV",null,"WEC_LADW","California",6,"Los Angeles",37,"06037",5,0,2021,9999,null,null,"N","Solar",{"$nulls":13},0,0,0,0]
["Hayfield Solar III LLC","63725_G_HAYF3",63725,"G","HAYF3",null,"Solar PV",null,"MIS_MNWI","Minnesota",27,"Dodge",39,"27039",1,0,2021,9999,null,null,"N","Solar",{"$nulls":13},0,0,0,0]
["Pipestone City Solar LLC","63726_G_PSCTY",63726,"G","PSCTY",null,"Solar PV",null,"MIS_MNWI","Minnesota",27,"Pipestone",117,"27117",1,0,2021,9999,null,null,"N","Solar",{"$nulls":13},0,0,0,0]
["Union Garden","63939_G_CGS",63939,"G","CGS",null,"Solar PV",null,"MIS_MNWI","Minnesota",27,"Rice",131,"27131",1,0,2021,9999,null,null,"N","Solar",{"$nulls":13},0,0,0,0]
["BWC Stony Brook, LLC Hybrid","64140_G_BESS",64140,"G","BESS",null,"Energy Storage",null,"NENGREST","Massachusetts",25,"Middlesex",17,"25017",0.7,0,2021,9999,null,null,"N","Energy Storage",{"$nulls":13},0,0,0,0]
["BWC Stony Brook, LLC Hybrid","64140_G_BSBPV",64140,"G","BSBPV",null,"Solar PV",null,"NENGREST","Massachusetts",25,"Middlesex",17,"25017",1.6,0,2021,9999,null,null,"N","Solar",{"$nulls":13},0,0,0,0]
["BWC Muddy Brook, LLC Hybrid","64170_G_MBES",64170,"G","MBES",null,"Energy Storage",null,"NENGREST","Massachusetts",25,"Worcester",27,"25027",0.9,0,2021,9999,null,null,"N","Energy Storage",{"$nulls":13},0,0,0,0]
["BWC Muddy Brook, LLC Hybrid","64170_G_MBPV",64170,"G","MBPV",null,"Solar PV",null,"NENGREST","Massachusetts",25,"Worcester",27,"25027",1,0,2021,9999,null,null,"N","Solar",{"$nulls":13},0,0,0,0]
["Quail Holdings","60434_G_PV1",60434,"G","PV1",null,"Solar PV",null,"S_VACA","North Carolina",37,"Davie",59,"37059",25,0,2024,9999,null,null,"N","Solar",{"$nulls":13},0,0,0,0]
["Henrietta D Energy Storage LLC","60641_G_HDES1",60641,"G","HDES1",null,"Energy Storage",null,"WEC_CALN","California",6,"Kings",31,"06031",10,0,2021,9999,null,null,"N","Energy Storage",{"$nulls":13},0,0,0,0]
["Telegraph Rd #1 Community Solar Farm","62496_G_1268",62496,"G","1268",null,"Solar PV",null,"NY_Z_A","New York",36,"Wyoming",121,"36121",3.8,0,2021,9999,null,null,"N","Solar",{"$nulls":13},0,0,0,0]
["Orange County Energy Storage 2","62497_G_OCES2",62497,"G","OCES2",null,"Energy Storage",null,"WECC_SCE","California",6,"Orange",59,"06059",9,0,2021,9999,null,null,"N","Energy Storage",{"$nulls":13},0,0,0,0]
["Telegraph Rd #2 Community Solar Farm","62498_G_1413",62498,"G","1413",null,"Solar PV",null,"NY_Z_A","New York",36,"Wyoming",121,"36121",2,0,2021,9999,null,null,"N","Solar",{"$nulls":13},0,0,0,0]
["Orange County Energy Storage 3","62499_G_OCES3",62499,"G","OCES3",null,"Energy Storage",null,"WECC_SCE","California",6,"Orange",59,"06059",6,0,2021,9999,null,null,"N","Energy Storage",{"$nulls":13},0,0,0,0]
["Route 19 #1 Community Solar Farm","62500_G_1258",62500,"G","1258",null,"Solar PV",null,"NY_Z_A","New York",36,"Wyoming",121,"36121",2,0,2022,9999,null,null,"N","Solar",{"$nulls":13},0,0,0,0]
["Route 19 #2 Community Solar Farm","62502_G_1415",62502,"G","1415",null,"Solar PV",null,"NY_Z_A","New York",36,"Wyoming",121,"36121",5,0,2021,9999,null,null,"N","Solar",{"$nulls":13},0,0,0,0]
["Outer Cape Community Battery","62604_G_OCESS",62604,"G","OCESS",null,"Energy Storage",null,"NENGREST","Massachusetts",25,"Barnstable",1,"25001",25,0,2021,9999,null,null,"N","Energy Storage",{"$nulls":13},0,0,0,0]
["Plott Hound Solar","63015_G_1088",63015,"G","1088",null,"Solar PV",null,"S_VACA","North Carolina",37,"Craven",49,"37049",5,0,2021,9999,null,null,"N","Solar",{"$nulls":13},0,0,0,0]
["Carolina Lily Solar","63016_G_1096",63016,"G","1096",null,"Solar PV",null,"S_VACA","North Carolina",37,"Davie",59,"37059",5,0,2021,9999,null,null,"N","Solar",{"$nulls":13},0,0,0,0]
["Granby Solar, LLC","63338_G_4787",63338,"G","4787",null,"Solar PV",null,"NENGREST","Massachusetts",25,"Hampshire",15,"25015",3,0,2021,9999,null,null,"N","Solar",{"$nulls":13},0,0,0,0]
["Silverstrand Grid Energy Storage System","63735_G_SLV01",63735,"G","SLV01",null,"Energy Storage",null,"WECC_SCE","California",6,"Ventura",111,"06111",11,0,2021,9999,null,null,"N","Energy Storage",{"$nulls":13},0,0,0,0]
["CES Agawam Tuckahoe Solar Hybrid","63763_G_ATES",63763,"G","ATES",null,"Energy Storage",null,"NENGREST","Massachusetts",25,"Hampden",13,"25013",2.3,0,2022,9999,null,null,"N","Energy Storage",{"$nulls":13},0,0,0,0]
["Logansport Solar","63861_G_INLP",63861,"G","INLP",null,"Solar PV",null,"MIS_INKY","Indiana",18,"Cass",17,"18017",16,0,2021,9999,null,null,"N","Solar",{"$nulls":13},0,0,0,0]
["Peterman II","63989_G_PETE",63989,"G","PETE",null,"Solar PV",null,"PJM_COMD","Illinois",17,"Kankakee",91,"17091",2,0,2021,9999,null,null,"N","Solar",{"$nulls":13},0,0,0,0]
["Nostrand","63991_G_NOS",63991,"G","NOS",null,"Solar PV",null,"PJM_COMD","Illinois",17,"Kankakee",91,"17091",2,0,2021,9999,null,null,"N","Solar",{"$nulls":13},0,0,0,0]
["Vulcan","63992_G_VUL",63992,"G","VUL",null,"Solar PV",null,"PJM_COMD","Illinois",17,"Kankakee",91,"17091",2,0,2021,9999,null,null,"N","Solar",{"$nulls":13},0,0,0,0]
["Ware Palmer Road Solar LLC","64128_G_WPRB",64128,"G","WPRB",null,"Energy Storage",null,"NENGREST","Massachusetts",25,"Hampshire",15,"25015",1.9,0,2021,9999,null,null,"N","Energy Storage",{"$nulls":13},0,0,0,0]
["Ware Palmer Road Solar LLC","64128_G_WPRS",64128,"G","WPRS",null,"Solar PV",null,"NENGREST","Massachusetts",25,"Hampshire",15,"25015",3,0,2021,9999,null,null,"N","Solar",{"$nulls":13},0,0,0,0]
["East Brookfield Adams Road Solar LLC","64129_G_EBARB",64129,"G","EBARB",null,"Energy Storage",null,"NENGREST","Massachusetts",25,"Worcester",27,"25027",3.1,0,2021,9999,null,null,"N","Energy Storage",{"$nulls":13},0,0,0,0]
["East Brookfield Adams Road Solar LLC","64129_G_EBARS",64129,"G","EBARS",null,"Solar PV",null,"NENGREST","Massachusetts",25,"Worcester",27,"25027",5,0,2021,9999,null,null,"N","Solar",{"$nulls":13},0,0,0,0]
["ZPD-PT Solar Project 2017-038 Hybrid LLC","64147_G_DRAES",64147,"G","DRAES",null,"Energy Storage",null,"NENGREST","Massachusetts",25,"Worcester",27,"25027",3.4,0,2021,9999,null,null,"N","Energy Storage",{"$nulls":13},0,0,0,0]
["ZPD-PT Solar Project 2017-038 Hybrid LLC","64147_G_DRAPV",64147,"G","DRAPV",null,"Solar PV",null,"NENGREST","Massachusetts",25,"Worcester",27,"25027",5,0,2021,9999,null,null,"N","Solar",{"$nulls":13},0,0,0,0]
["Novel Novak Solar LLC","64153_G_NOVAK",64153,"G","NOVAK",null,"Solar PV",null,"MIS_MNWI","Minnesota",27,"Benton",9,"27009",1,0,2021,9999,null,null,"N","Solar",{"$nulls":13},0,0,0,0]
["BRE NC Solar 3","60627_G_BEAM3",60627,"G","BEAM3",null,"Solar PV",null,"S_VACA","North Carolina",37,"Granville",77,"37077",5,0,2021,9999,null,null,"N","Solar",{"$nulls":13},0,0,0,0]
["Mt. Jackson Solar","61318_G_SOLAR",61318,"G","SOLAR",null,"Solar PV",null,"PJM_AP","Virginia",51,"Shenandoah",171,"51171",15.7,0,2021,9999,null,null,"N","Solar",{"$nulls":13},0,0,0,0]
["Maryneal Windpower","62836_G_MNW",62836,"G","MNW",null,"Onshore Wind",null,"ERC_WEST","Texas",48,"Nolan",353,"48353",182.4,0,2021,9999,null,null,"N","Wind",{"$nulls":13},0,0,0,0]
["USS Solar Brick","63618_G_USBRK",63618,"G","USBRK",null,"Solar PV",null,"MIS_IL","Illinois",17,"Macoupin",117,"17117",2.7,0,2021,9999,null,null,"N","Solar",{"$nulls":13},0,0,0,0]
["Saticoy","63891_G_SATCY",63891,"G","SATCY",null,"Energy Storage",null,"WECC_SCE","California",6,"Ventura",111,"06111",100,0,2021,9999,null,null,"N","Energy Storage",{"$nulls":13},0,0,0,0]
["Troy Solar","63929_G_TROY1",63929,"G","TROY1",null,"Solar PV",null,"MIS_INKY","Indiana",18,"Spencer",147,"18147",50.4,0,2021,9999,null,null,"N","Solar",{"$nulls":13},0,0,0,0]
["Energix Buckingham, LLC","64015_G_ENX05",64015,"G","ENX05",null,"Solar PV",null,"PJM_Dom","Virginia",51,"Buckingham",29,"51029",20,0,2021,9999,null,null,"N","Solar",{"$nulls":13},0,0,0,0]
["Bauer Solar CSG","64029_G_TC3",64029,"G","TC3",null,"Solar PV",null,"MIS_MNWI","Minnesota",27,"Stearns",145,"27145",0.9,0,2021,9999,null,null,"N","Solar",{"$nulls":13},0,0,0,0]
["Townsend Road","64127_G_PODNQ",64127,"G","PODNQ",null,"Solar PV",null,"NY_Z_C&E","New York",36,"Schuyler",97,"36097",3.7,0,2021,9999,null,null,"N","Solar",{"$nulls":13},0,0,0,0]
["Novel Shelly Solar LLC","64154_G_SHLLY",64154,"G","SHLLY",null,"Solar PV",null,"MIS_MNWI","Minnesota",27,"Lyon",83,"27083",1,0,2022,9999,null,null,"N","Solar",{"$nulls":13},0,0,0,0]
["Blythe Solar III, LLC Hybrid","60094_G_BLST3",60094,"G","BLST3",null,"Energy Storage",null,"WECC_SCE","California",6,"Riverside",65,"06065",115,0,2021,9999,null,null,"N","Energy Storage",{"$nulls":13},0,0,0,0]
["Griffin Trail Wind","62411_G_GTWND",62411,"G","GTWND",null,"Onshore Wind",null,"ERC_WEST","Texas",48,"Knox",275,"48275",225.6,0,2021,9999,null,null,"N","Wind",{"$nulls":13},0,0,0,0]
["West Valley West","62737_G_WVW",62737,"G","WVW",null,"Solar PV",null,"NY_Z_A","New York",36,"Cattaraugus",9,"36009",5,0,2022,9999,null,null,"N","Solar",{"$nulls":13},0,0,0,0]
["West Valley East","62738_G_WVE",62738,"G","WVE",null,"Solar PV",null,"NY_Z_A","New York",36,"Cattaraugus",9,"36009",5,0,2022,9999,null,null,"N","Solar",{"$nulls":13},0,0,0,0]
["Hawtree Solar","62951_G_HAWT1",62951,"G","HAWT1",null,"Solar PV",null,"S_VACA","North Carolina",37,"Warren",185,"37185",65,0,2021,9999,null,null,"N","Solar",{"$nulls":13},0,0,0,0]
["Juno Solar Project","63328_G_JUNO1",63328,"G","JUNO1",null,"Solar PV",null,"ERC_WEST","Texas",48,"Borden",33,"48033",159,0,2021,9999,null,null,"N","Solar",{"$nulls":13},0,0,0,0]
["Fogarty","63747_G_GRA",63747,"G","GRA",null,"Solar PV",null,"NY_Z_G-I","New York",36,"Orange",71,"36071",2,0,2021,9999,null,null,"N","Solar",{"$nulls":13},0,0,0,0]
["CES Agawam Tuckahoe Solar Hybrid","63763_G_ATPV",63763,"G","ATPV",null,"Solar PV",null,"NENGREST","Massachusetts",25,"Hampden",13,"25013",3.6,0,2022,9999,null,null,"N","Solar",{"$nulls":13},0,0,0,0]
["Whitetail Solar","59569_G_PV1",59569,"G","PV1",null,"Solar PV",null,"S_VACA","South Carolina",45,"Dillon",33,"45033",10,0,2021,9999,null,null,"N","Solar",{"$nulls":13},0,0,0,0]
["Rhubarb One SC","59596_G_PV1",59596,"G","PV1",null,"Solar PV",null,"S_VACA","South Carolina",45,"Marion",67,"45067",20,0,2022,9999,null,null,"N","Solar",{"$nulls":13},0,0,0,0]
["Willoughby PV1","60003_G_WILL1",60003,"G","WILL1",null,"Solar PV",null,"S_VACA","North Carolina",37,"Harnett",85,"37085",20,0,2024,9999,null,null,"N","Solar",{"$nulls":13},0,0,0,0]
["BRE NC Solar 4","60628_G_BEAM4",60628,"G","BEAM4",null,"Solar PV",null,"S_VACA","North Carolina",37,"Warren",185,"37185",5,0,2022,9999,null,null,"N","Solar",{"$nulls":13},0,0,0,0]
["Yellow Mills Rd #1 Community Solar Farm","62517_G_1142",62517,"G","1142",null,"Solar PV",null,"NY_Z_C&E","New York",36,"Ontario",69,"36069",2.3,0,2022,9999,null,null,"N","Solar",{"$nulls":13},0,0,0,0]
["Yellow Mills Rd #2 Community Solar Farm","62518_G_1181",62518,"G","1181",null,"Solar PV",null,"NY_Z_C&E","New York",36,"Ontario",69,"36069",2.3,0,2022,9999,null,null,"N","Solar",{"$nulls":13},0,0,0,0]
["Yellow Mills Rd #3 Community Solar Farm","62519_G_1244",62519,"G","1244",null,"Solar PV",null,"NY_Z_C&E","New York",36,"Ontario",69,"36069",2.3,0,2022,9999,null,null,"N","Solar",{"$nulls":13},0,0,0,0]
["State Route 64N Community Solar Farm","62520_G_1089",62520,"G","1089",null,"Solar PV",null,"NY_Z_C&E","New York",36,"Ontario",69,"36069",1.2,0,2022,9999,null,null,"N","Solar",{"$nulls":13},0,0,0,0]
["Almond","62546_G_ALMND",62546,"G","ALMND",null,"Solar PV",null,"WEC_CALN","California",6,"Kings",31,"06031",19.9,0,2022,9999,null,null,"N","Solar",{"$nulls":13},0,0,0,0]
["Titan Solar Project","63320_G_IPTTN",63320,"G","IPTTN",null,"Solar PV",null,"ERC_WEST","Texas",48,"Culberson",109,"48109",260,0,2021,9999,null,null,"N","Solar",{"$nulls":13},0,0,0,0]
["Wister Solar","63487_G_WSOL",63487,"G","WSOL",null,"Solar PV",null,"WECC_IID","California",6,"Imperial",25,"06025",20,0,2022,9999,null,null,"N","Solar",{"$nulls":13},0,0,0,0]
["Solar Carver 3 Hybrid","63506_G_BCRV3",63506,"G","BCRV3",null,"Energy Storage",null,"NENGREST","Massachusetts",25,"Plymouth",23,"25023",1,0,2021,9999,null,null,"N","Energy Storage",{"$nulls":13},0,0,0,0]
["Solar Carver 1 Hybrid","63541_G_BCRV1",63541,"G","BCRV1",null,"Energy Storage",null,"NENGREST","Massachusetts",25,"Plymouth",23,"25023",2,0,2021,9999,null,null,"N","Energy Storage",{"$nulls":13},0,0,0,0]
["USS Grandpa Solar","63619_G_USGPA",63619,"G","USGPA",null,"Solar PV",null,"PJM_COMD","Illinois",17,"LaSalle",99,"17099",1,0,2022,9999,null,null,"N","Solar",{"$nulls":13},0,0,0,0]
["USS Goodrich Solar","63620_G_USGCH",63620,"G","USGCH",null,"Solar PV",null,"PJM_COMD","Illinois",17,"Kankakee",91,"17091",2,0,2021,9999,null,null,"N","Solar",{"$nulls":13},0,0,0,0]
["USS Sycamore Solar","63621_G_USSYC",63621,"G","USSYC",null,"Solar PV",null,"PJM_COMD","Illinois",17,"DeKalb",37,"17037",2.7,0,2022,9999,null,null,"N","Solar",{"$nulls":13},0,0,0,0]
["Pinson Solar Farm","63777_G_1310",63777,"G","1310",null,"Solar PV",null,"S_VACA","South Carolina",45,"Spartanburg",83,"45083",20,0,2022,9999,null,null,"N","Solar",{"$nulls":13},0,0,0,0]
["Pleasant Hill PV1","63787_G_PHILL",63787,"G","PHILL",null,"Solar PV",null,"PJM_Dom","North Carolina",37,"Northampton",131,"37131",20,0,2022,9999,null,null,"N","Solar",{"$nulls":13},0,0,0,0]
["Gunsight Solar, LLC","63813_G_PGR26",63813,"G","PGR26",null,"Solar PV",null,"S_VACA","South Carolina",45,"Lexington",63,"45063",75,0,2022,9999,null,null,"N","Solar",{"$nulls":13},0,0,0,0]
["DePue Holdings, LLC","63845_G_DEPUE",63845,"G","DEPUE",null,"Solar PV",null,"PJM_COMD","Illinois",17,"Bureau",11,"17011",20,0,2022,9999,null,null,"N","Solar",{"$nulls":13},0,0,0,0]
["CED Denmark Solar Hybrid","63898_G_DSBS",63898,"G","DSBS",null,"Energy Storage",null,"NENG_ME","Maine",23,"Oxford",17,"23017",2.3,0,2022,9999,null,null,"N","Energy Storage",{"$nulls":13},0,0,0,0]
["CED Denmark Solar Hybrid","63898_G_DSPV",63898,"G","DSPV",null,"Solar PV",null,"NENG_ME","Maine",23,"Oxford",17,"23017",2.5,0,2022,9999,null,null,"N","Solar",{"$nulls":13},0,0,0,0]
["Cal Flats BESS","63930_G_CF60",63930,"G","CF60",null,"Energy Storage",null,"WEC_CALN","California",6,"Monterey",53,"06053",60,0,2021,9999,null,null,"N","Energy Storage",{"$nulls":13},0,0,0,0]
["Coso Battery Storage","63943_G_61730",63943,"G","61730",null,"Energy Storage",null,"WECC_SCE","California",6,"Inyo",27,"06027",60,0,2021,9999,null,null,"N","Energy Storage",{"$nulls":13},0,0,0,0]
["Energix Nokesville, LLC","64012_G_ENX07",64012,"G","ENX07",null,"Solar PV",null,"PJM_Dom","Virginia",51,"Prince William",153,"51153",20,0,2021,9999,null,null,"N","Solar",{"$nulls":13},0,0,0,0]
["Ignacio Grid Energy Storage System","64089_G_IGN01",64089,"G","IGN01",null,"Energy Storage",null,"ERC_REST","Texas",48,"Hidalgo",215,"48215",100,0,2022,9999,null,null,"N","Energy Storage",{"$nulls":13},0,0,0,0]
["DeCordova Steam Electric Station","8063_G_BESS",8063,"G","BESS",null,"Energy Storage",null,"ERC_REST","Texas",48,"Hood",221,"48221",260,0,2022,9999,null,null,"N","Energy Storage",{"$nulls":13},0,0,0,0]
["BRE NC Solar 2","60626_G_BEAM2",60626,"G","BEAM2",null,"Solar PV",null,"S_VACA","North Carolina",37,"Warren",185,"37185",5,0,2022,9999,null,null,"N","Solar",{"$nulls":13},0,0,0,0]
["Pleinmont Solar 2","62013_G_PLNM2",62013,"G","PLNM2",null,"Solar PV",null,"PJM_Dom","Virginia",51,"Spotsylvania",177,"51177",240,0,2021,9999,null,null,"N","Solar",{"$nulls":13},0,0,0,0]
["Elkhorn Battery Energy Storage System","62564_G_ELKHO",62564,"G","ELKHO",null,"Energy Storage",null,"WEC_CALN","California",6,"Monterey",53,"06053",182.5,0,2021,9999,null,null,"N","Energy Storage",{"$nulls":13},0,0,0,0]
["SunEast Dog Corners Solar Project","62823_G_Q584",62823,"G","Q584",null,"Solar PV",null,"NY_Z_C&E","New York",36,"Cayuga",11,"36011",20,0,2022,9999,null,null,"N","Solar",{"$nulls":13},0,0,0,0]
["SunEast Hills Solar Project","62895_G_Q581",62895,"G","Q581",null,"Solar PV",null,"NY_Z_C&E","New York",36,"Herkimer",43,"36043",20,0,2022,9999,null,null,"N","Solar",{"$nulls":13},0,0,0,0]
["Luna Storage","63685_G_LUNA",63685,"G","LUNA",null,"Energy Storage",null,"WEC_LADW","California",6,"Los Angeles",37,"06037",100,0,2022,9999,null,null,"N","Energy Storage",{"$nulls":13},0,0,0,0]
["Novel Martens Solar LLC","63987_G_MRTNS",63987,"G","MRTNS",null,"Solar PV",null,"MIS_MNWI","Minnesota",27,"Nicollet",103,"27103",1,0,2021,9999,null,null,"N","Solar",{"$nulls":13},0,0,0,0]
["Western Trail Wind, LLC","64149_G_WTW",64149,"G","WTW",null,"Onshore Wind",null,"ERC_WEST","Texas",48,"Wilbarger",487,"48487",366.6,0,2021,9999,null,null,"N","Wind",{"$nulls":13},0,0,0,0]
["Aquamarine","62547_G_AQUAM",62547,"G","AQUAM",null,"Solar PV",null,"WEC_CALN","California",6,"Kings",31,"06031",250,0,2021,9999,null,null,"N","Solar",{"$nulls":13},0,0,0,0]
["TREX US Red Holly","63202_G_701-S",63202,"G","701-S",null,"Energy Storage",null,"SPP_SPS","Texas",48,"Lynn",305,"48305",50,0,2022,9999,null,null,"N","Energy Storage",{"$nulls":13},0,0,0,0]
["Brightside","63223_G_UNIT1",63223,"G","UNIT1",null,"Solar PV",null,"ERC_REST","Texas",48,"Bee",25,"48025",50.7,0,2021,9999,null,null,"N","Solar",{"$nulls":13},0,0,0,0]
["Yeoman Creek","61910_G_YEOM",61910,"G","YEOM",null,"Solar PV",null,"PJM_COMD","Illinois",17,"Lake",97,"17097",8.8,0,2022,9999,null,null,"N","Solar",{"$nulls":13},0,0,0,0]
["Syncarpha Tewksbury Hybrid","62968_G_SYTKS",62968,"G","SYTKS",null,"Solar PV",null,"NENGREST","Massachusetts",25,"Middlesex",17,"25017",2.8,0,2022,9999,null,null,"N","Solar",{"$nulls":13},0,0,0,0]
["Emerald Grove","63233_G_UNIT1",63233,"G","UNIT1",null,"Solar PV",null,"ERC_WEST","Texas",48,"Pecos",371,"48371",108,0,2022,9999,null,null,"N","Solar",{"$nulls":13},0,0,0,0]
["Aragorn Solar Project","63329_G_IPAGN",63329,"G","IPAGN",null,"Solar PV",null,"ERC_WEST","Texas",48,"Culberson",109,"48109",180,0,2021,9999,null,null,"N","Solar",{"$nulls":13},0,0,0,0]
["Bennington Wind","63384_G_BENN",63384,"G","BENN",null,"Onshore Wind",null,"PJM_COMD","Illinois",17,"Marshall",123,"17123",93,0,2021,9999,null,null,"N","Wind",{"$nulls":13},0,0,0,0]
["Chevron - Lost Hills Hybrid","63545_G_BESS1",63545,"G","BESS1",null,"Energy Storage",null,"WECC_SCE","California",6,"Kern",29,"06029",10,0,2022,9999,null,null,"N","Energy Storage",{"$nulls":13},0,0,0,0]
["Samoset Solar","63551_G_PGR21",63551,"G","PGR21",null,"Solar PV",null,"NENG_ME","Maine",23,"Knox",13,"23013",2,0,2021,9999,null,null,"N","Solar",{"$nulls":13},0,0,0,0]
["Taos Mesa Energy Facility Hybrid","63728_G_BESS",63728,"G","BESS",null,"Energy Storage",null,"WECC_NM","New Mexico",35,"Taos",55,"35055",12,0,2023,9999,null,null,"N","Energy Storage",{"$nulls":13},0,0,0,0]
["Taos Mesa Energy Facility Hybrid","63728_G_TMEF1",63728,"G","TMEF1",null,"Solar PV",null,"WECC_NM","New Mexico",35,"Taos",55,"35055",15,0,2023,9999,null,null,"N","Solar",{"$nulls":13},0,0,0,0]
["Sugar Solar, LLC","63807_G_PGR29",63807,"G","PGR29",null,"Solar PV",null,"S_VACA","North Carolina",37,"Yadkin",197,"37197",60,0,2021,9999,null,null,"N","Solar",{"$nulls":13},0,0,0,0]
["Galloway 1 Solar Farm","61920_G_GSM01",61920,"G","GSM01",null,"Solar PV",null,"ERC_WEST","Texas",48,"Concho",95,"48095",250,0,2021,9999,null,null,"N","Solar",{"$nulls":13},0,0,0,0]
["Urtica Solar Project","62067_G_URTIC",62067,"G","URTIC",null,"Solar PV",null,"WECC_PNW","Washington",53,"Kittitas",37,"53037",5,0,2022,9999,null,null,"N","Solar",{"$nulls":13},0,0,0,0]
["Penstemon Solar Project","62069_G_PENST",62069,"G","PENST",null,"Solar PV",null,"WECC_PNW","Washington",53,"Kittitas",37,"53037",5,0,2021,9999,null,null,"N","Solar",{"$nulls":13},0,0,0,0]
["Camas Solar Project","62071_G_CAMAS",62071,"G","CAMAS",null,"Solar PV",null,"WECC_PNW","Washington",53,"Kittitas",37,"53037",5,0,2022,9999,null,null,"N","Solar",{"$nulls":13},0,0,0,0]
["Route 5 & 20 Community Solar Farm","62523_G_1093",62523,"G","1093",null,"Solar PV",null,"NY_Z_C&E","New York",36,"Ontario",69,"36069",2.3,0,2022,9999,null,null,"N","Solar",{"$nulls":13},0,0,0,0]
["BMP Wind (TX)","62809_G_BMP",62809,"G","BMP",null,"Onshore Wind",null,"ERC_WEST","Texas",48,"Callahan",59,"48059",293.3,0,2021,9999,null,null,"N","Wind",{"$nulls":13},0,0,0,0]
["Fighting Jays Solar Project","62945_G_FJSOL",62945,"G","FJSOL",null,"Solar PV",null,"ERC_REST","Texas",48,"Fort Bend",157,"48157",350,0,2022,9999,null,null,"N","Solar",{"$nulls":13},0,0,0,0]
["Syncarpha Tewksbury Hybrid","62968_G_SYTKB",62968,"G","SYTKB",null,"Energy Storage",null,"NENGREST","Massachusetts",25,"Middlesex",17,"25017",2,0,2022,9999,null,null,"N","Energy Storage",{"$nulls":13},0,0,0,0]
["Clover Creek Solar","63061_G_CLVR",63061,"G","CLVR",null,"Solar PV",null,"WECC_UT","Utah",49,"Juab",23,"49023",80,0,2021,9999,null,null,"N","Solar",{"$nulls":13},0,0,0,0]
["Westminister NC","63567_G_WSMTR",63567,"G","WSMTR",null,"Solar PV",null,"S_VACA","North Carolina",37,"Rutherford",161,"37161",75,0,2022,9999,null,null,"N","Solar",{"$nulls":13},0,0,0,0]
["Slate Hybrid","63727_G_SLATE",63727,"G","SLATE",null,"Solar PV",null,"WEC_CALN","California",6,"Kings",31,"06031",50.5,0,2021,9999,null,null,"N","Solar",{"$nulls":13},0,0,0,0]
["Slate Hybrid","63727_G_SLBES",63727,"G","SLBES",null,"Energy Storage",null,"WEC_CALN","California",6,"Kings",31,"06031",50,0,2022,9999,null,null,"N","Energy Storage",{"$nulls":13},0,0,0,0]
["Grassfield Solar","64135_G_GFSO",64135,"G","GFSO",null,"Solar PV",null,"PJM_Dom","Virginia",51,"Chesapeake City",550,"51550",20,0,2022,9999,null,null,"N","Solar",{"$nulls":13},0,0,0,0]
["Bryant Road Solar","64155_G_2001",64155,"G","2001",null,"Solar PV",null,"S_VACA","South Carolina",45,"Spartanburg",83,"45083",2,0,2022,9999,null,null,"N","Solar",{"$nulls":13},0,0,0,0]
["Davis Road Solar","64156_G_2002",64156,"G","2002",null,"Solar PV",null,"S_VACA","South Carolina",45,"Spartanburg",83,"45083",2,0,2022,9999,null,null,"N","Solar",{"$nulls":13},0,0,0,0]
["Townsite Solar Project Hybrid","60654_G_GEN02",60654,"G","GEN02",null,"Energy Storage",null,"WECC_SNV","Nevada",32,"Clark",3,"32003",90,0,2021,9999,null,null,"N","Energy Storage",{"$nulls":13},0,0,0,0]
["Blue Marmot VIII","62863_G_PRMLE",62863,"G","PRMLE",null,"Solar PV",null,"WECC_PNW","Oregon",41,"Lake",37,"41037",9.8,0,2022,9999,null,null,"N","Solar",{"$nulls":13},0,0,0,0]
["Blue Marmot VII","62864_G_RSHEI",62864,"G","RSHEI",null,"Solar PV",null,"WECC_PNW","Oregon",41,"Lake",37,"41037",9.8,0,2022,9999,null,null,"N","Solar",{"$nulls":13},0,0,0,0]
["Blue Marmot VI","62865_G_DNZW",62865,"G","DNZW",null,"Solar PV",null,"WECC_PNW","Oregon",41,"Lake",37,"41037",9.8,0,2022,9999,null,null,"N","Solar",{"$nulls":13},0,0,0,0]
["Blue Marmot V","62866_G_DNZE",62866,"G","DNZE",null,"Solar PV",null,"WECC_PNW","Oregon",41,"Lake",37,"41037",9.8,0,2022,9999,null,null,"N","Solar",{"$nulls":13},0,0,0,0]
["Blue Marmot IX","62867_G_DVRO",62867,"G","DVRO",null,"Solar PV",null,"WECC_PNW","Oregon",41,"Lake",37,"41037",9.8,0,2022,9999,null,null,"N","Solar",{"$nulls":13},0,0,0,0]
["Crescent Valley Solar","62888_G_GEN1",62888,"G","GEN1",null,"Solar PV",null,"WECC_NNV","Nevada",32,"Lander",15,"32015",149,0,2024,9999,null,null,"N","Solar",{"$nulls":13},0,0,0,0]
["Hickory Park Solar Hybrid","63522_G_HPBAT",63522,"G","HPBAT",null,"Energy Storage",null,"S_SOU","Georgia",13,"Mitchell",205,"13205",40,0,2021,9999,null,null,"N","Energy Storage",{"$nulls":13},0,0,0,0]
["Hickory Park Solar Hybrid","63522_G_HPRK",63522,"G","HPRK",null,"Solar PV",null,"S_SOU","Georgia",13,"Mitchell",205,"13205",195.5,0,2021,9999,null,null,"N","Solar",{"$nulls":13},0,0,0,0]
["Elora Solar","63719_G_ELO",63719,"G","ELO",null,"Solar PV",null,"S_C_TVA","Tennessee",47,"Lincoln",103,"47103",150,0,2022,9999,null,null,"N","Solar",{"$nulls":13},0,0,0,0]
["Cool Springs Solar (Hybrid)","63721_G_COOLS",63721,"G","COOLS",null,"Solar PV",null,"S_SOU","Georgia",13,"Decatur",87,"13087",213,0,2021,9999,null,null,"N","Solar",{"$nulls":13},0,0,0,0]
["Cool Springs Solar (Hybrid)","63721_G_CSBAT",63721,"G","CSBAT",null,"Energy Storage",null,"S_SOU","Georgia",13,"Decatur",87,"13087",40,0,2021,9999,null,null,"N","Energy Storage",{"$nulls":13},0,0,0,0]
["Elm Branch Solar 1","63764_G_TXEB1",63764,"G","TXEB1",null,"Solar PV",null,"ERC_REST","Texas",48,"Ellis",139,"48139",134.7,0,2021,9999,null,null,"N","Solar",{"$nulls":13},0,0,0,0]
["Briar Creek Solar 1","63769_G_TXBC1",63769,"G","TXBC1",null,"Solar PV",null,"ERC_REST","Texas",48,"Navarro",349,"48349",127,0,2021,9999,null,null,"N","Solar",{"$nulls":13},0,0,0,0]
["Duette Solar Power Plant","63978_G_PV1",63978,"G","PV1",null,"Solar PV",null,"FRCC","Florida",12,"Manatee",81,"12081",74.5,0,2021,9999,null,null,"N","Solar",{"$nulls":13},0,0,0,0]
["Palmyra PV - BD Solar Palmyra LLC","64062_G_PALPV",64062,"G","PALPV",null,"Solar PV",null,"NENG_ME","Maine",23,"Somerset",25,"23025",5,0,2022,9999,null,null,"N","Solar",{"$nulls":13},0,0,0,0]
["BD Solar Hancock LLC","64068_G_HANPV",64068,"G","HANPV",null,"Solar PV",null,"NENG_ME","Maine",23,"Hancock",9,"23009",7,0,2022,9999,null,null,"N","Solar",{"$nulls":13},0,0,0,0]
["Winslow PV - BD Solar 2 LLC","64069_G_WINPV",64069,"G","WINPV",null,"Solar PV",null,"NENG_ME","Maine",23,"Kennebec",11,"23011",7,0,2022,9999,null,null,"N","Solar",{"$nulls":13},0,0,0,0]
["BD Solar Ellsworth LLC","64070_G_ELLPV",64070,"G","ELLPV",null,"Solar PV",null,"NENG_ME","Maine",23,"Hancock",9,"23009",7,0,2022,9999,null,null,"N","Solar",{"$nulls":13},0,0,0,0]
["Rockhaven Wind Project, LLC","64172_G_RHWWT",64172,"G","RHWWT",null,"Onshore Wind",null,"SPP_WEST","Oklahoma",40,"Garvin",49,"40049",140,0,2021,9999,null,null,"N","Wind",{"$nulls":13},0,0,0,0]
["E Nash PV1","60002_G_NASH1",60002,"G","NASH1",null,"Solar PV",null,"S_VACA","North Carolina",37,"Nash",127,"37127",20,0,2022,9999,null,null,"N","Solar",{"$nulls":13},0,0,0,0]
["Shorthorn Holdings","60028_G_PV1",60028,"G","PV1",null,"Solar PV",null,"S_VACA","South Carolina",45,"Marlboro",69,"45069",8.9,0,2022,9999,null,null,"N","Solar",{"$nulls":13},0,0,0,0]
["Cabaniss Solar","60430_G_PV1",60430,"G","PV1",null,"Solar PV",null,"S_VACA","North Carolina",37,"Franklin",69,"37069",4.2,0,2022,9999,null,null,"N","Solar",{"$nulls":13},0,0,0,0]
["Sellers Farm Solar","60439_G_PV1",60439,"G","PV1",null,"Solar PV",null,"S_VACA","North Carolina",37,"Richmond",153,"37153",5,0,2022,9999,null,null,"N","Solar",{"$nulls":13},0,0,0,0]
["White Wing Solar","60572_G_GEN01",60572,"G","GEN01",null,"Solar PV",null,"WECC_AZ","Arizona",4,"Yuma",27,"04027",200,0,2022,9999,null,null,"N","Solar",{"$nulls":13},0,0,0,0]
["Townsite Solar Project Hybrid","60654_G_GEN01",60654,"G","GEN01",null,"Solar PV",null,"WECC_SNV","Nevada",32,"Clark",3,"32003",160,0,2021,9999,null,null,"N","Solar",{"$nulls":13},0,0,0,0]
["Battle Mountain Solar Project","61098_G_BMSP",61098,"G","BMSP",null,"Solar PV",null,"WECC_NNV","Nevada",32,"Humboldt",13,"32013",101,0,2021,9999,null,null,"N","Solar",{"$nulls":13},0,0,0,0]
["Milligan III Wind Farm","61159_G_M3001",61159,"G","M3001",null,"Onshore Wind",null,"SPP_NEBR","Nebraska",31,"Saline",151,"31151",73.4,0,2022,9999,null,null,"N","Wind",{"$nulls":13},0,0,0,0]
["West Fork Wind","61214_G_WT1",61214,"G","WT1",null,"Onshore Wind",null,"MIS_INKY","Indiana",18,"Fayette",41,"18041",150,0,2022,9999,null,null,"N","Wind",{"$nulls":13},0,0,0,0]
["Collard Holdings Solar","62317_G_PV",62317,"G","PV",null,"Solar PV",null,"S_VACA","North Carolina",37,"Scotland",165,"37165",10,0,2022,9999,null,null,"N","Solar",{"$nulls":13},0,0,0,0]
["SR Arlington I","62436_G_ARLI",62436,"G","ARLI",null,"Solar PV",null,"S_SOU","Georgia",13,"Early",99,"13099",20,0,2021,9999,null,null,"N","Solar",{"$nulls":13},0,0,0,0]
["Hecate Energy Highland LLC","62670_G_HIGHL",62670,"G","HIGHL",null,"Solar PV",null,"PJM_West","Ohio",39,"Highland",71,"39071",300,0,2022,9999,null,null,"N","Solar",{"$nulls":13},0,0,0,0]
["Wheatridge Hybrid","62745_G_BTRY",62745,"G","BTRY",null,"Energy Storage",null,"WECC_PNW","Oregon",41,"Morrow",49,"41049",30,0,2021,9999,null,null,"N","Energy Storage",{"$nulls":13},0,0,0,0]
["Wheatridge Hybrid","62745_G_SOLAR",62745,"G","SOLAR",null,"Solar PV",null,"WECC_PNW","Oregon",41,"Morrow",49,"41049",50,0,2021,9999,null,null,"N","Solar",{"$nulls":13},0,0,0,0]
["Meherrin Solar","62758_G_MEHER",62758,"G","MEHER",null,"Solar PV",null,"PJM_Dom","Virginia",51,"Greensville",81,"51081",59.6,0,2022,9999,null,null,"N","Solar",{"$nulls":13},0,0,0,0]
["Dry Bridge Solar (Brown University)","62771_G_DBS1",62771,"G","DBS1",null,"Solar PV",null,"NENGREST","Rhode Island",44,"Washington",9,"44009",10,0,2022,9999,null,null,"N","Solar",{"$nulls":13},0,0,0,0]
["Dry Bridge Solar (Brown University)","62771_G_DBS2",62771,"G","DBS2",null,"Solar PV",null,"NENGREST","Rhode Island",44,"Washington",9,"44009",10,0,2022,9999,null,null,"N","Solar",{"$nulls":13},0,0,0,0]
["Dry Bridge Solar (Brown University)","62771_G_DBS3",62771,"G","DBS3",null,"Solar PV",null,"NENGREST","Rhode Island",44,"Washington",9,"44009",10,0,2022,9999,null,null,"N","Solar",{"$nulls":13},0,0,0,0]
["Dry Bridge Solar (Brown University)","62771_G_DBS4",62771,"G","DBS4",null,"Solar PV",null,"NENGREST","Rhode Island",44,"Washington",9,"44009",10,0,2022,9999,null,null,"N","Solar",{"$nulls":13},0,0,0,0]
["Blackjack Creek Wind Farm","62783_G_BLKJK",62783,"G","BLKJK",null,"Onshore Wind",null,"ERC_REST","Texas",48,"Bee",25,"48025",239.6,0,2022,9999,null,null,"N","Wind",{"$nulls":13},0,0,0,0]
["St. James Solar (LA)","62854_G_SJS",62854,"G","SJS",null,"Solar PV",null,"MIS_AMSO","Louisiana",22,"St James",93,"22093",20,0,2022,9999,null,null,"N","Solar",{"$nulls":13},0,0,0,0]
["Prairie Wolf Solar LLC","62893_G_PWOLF",62893,"G","PWOLF",null,"Solar PV",null,"MIS_IL","Illinois",17,"Coles",29,"17029",200,0,2021,9999,null,null,"N","Solar",{"$nulls":13},0,0,0,0]
["Green City Renewable Energy Center Hybrid","63065_G_GBESS",63065,"G","GBESS",null,"Energy Storage",null,"MIS_MO","Missouri",29,"Sullivan",211,"29211",2.5,0,2024,9999,null,null,"N","Energy Storage",{"$nulls":13},0,0,0,0]
["Green City Renewable Energy Center Hybrid","63065_G_GCREC",63065,"G","GCREC",null,"Solar PV",null,"MIS_MO","Missouri",29,"Sullivan",211,"29211",10,0,2024,9999,null,null,"N","Solar",{"$nulls":13},0,0,0,0]
["Richwoods Renewable Energy Center Hybrid","63066_G_RBESS",63066,"G","RBESS",null,"Energy Storage",null,"MIS_MO","Missouri",29,"Washington",221,"29221",4,0,2024,9999,null,null,"N","Energy Storage",{"$nulls":13},0,0,0,0]
["Richwoods Renewable Energy Center Hybrid","63066_G_RREC",63066,"G","RREC",null,"Solar PV",null,"MIS_MO","Missouri",29,"Washington",221,"29221",10,0,2024,9999,null,null,"N","Solar",{"$nulls":13},0,0,0,0]
["Utica Renewable Energy Center Hybrid","63067_G_UBESS",63067,"G","UBESS",null,"Energy Storage",null,"MIS_MO","Missouri",29,"Livingston",117,"29117",2,0,2024,9999,null,null,"N","Energy Storage",{"$nulls":13},0,0,0,0]
["Utica Renewable Energy Center Hybrid","63067_G_UREC",63067,"G","UREC",null,"Solar PV",null,"MIS_MO","Missouri",29,"Livingston",117,"29117",10,0,2024,9999,null,null,"N","Solar",{"$nulls":13},0,0,0,0]
["Drew Solar LLC","63127_G_DS",63127,"G","DS",null,"Solar PV",null,"WECC_IID","California",6,"Imperial",25,"06025",100,0,2022,9999,null,null,"N","Solar",{"$nulls":13},0,0,0,0]
["Iris Solar LLC","63128_G_ISLLC",63128,"G","ISLLC",null,"Solar PV",null,"MIS_AMSO","Louisiana",22,"Washington",117,"22117",50,0,2022,9999,null,null,"N","Solar",{"$nulls":13},0,0,0,0]
["Elk Creek Solar","63250_G_ELKCR",63250,"G","ELKCR",null,"Solar PV",null,"MIS_IA","Minnesota",27,"Rock",133,"27133",80,0,2023,9999,null,null,"N","Solar",{"$nulls":13},0,0,0,0]
["Athos Solar Project","63300_G_IPAT1",63300,"G","IPAT1",null,"Solar PV",null,"WECC_SCE","California",6,"Riverside",65,"06065",250,0,2022,9999,null,null,"N","Solar",{"$nulls":13},0,0,0,0]
["Lansing Renewables, LLC","63337_G_6004",63337,"G","6004",null,"Solar PV",null,"NY_Z_C&E","New York",36,"Tompkins",109,"36109",5,0,2020,9999,null,null,"N","Solar",{"$nulls":13},0,0,0,0]
["Owlville Creek Solar 2, LLC","63340_G_6609",63340,"G","6609",null,"Solar PV",null,"NY_Z_C&E","New York",36,"Madison",53,"36053",5,0,2020,9999,null,null,"N","Solar",{"$nulls":13},0,0,0,0]
["Owlville Creek Solar, LLC","63341_G_6608",63341,"G","6608",null,"Solar PV",null,"NY_Z_C&E","New York",36,"Madison",53,"36053",5,0,2020,9999,null,null,"N","Solar",{"$nulls":13},0,0,0,0]
["Llagas Energy Storage","63529_G_LLAGS",63529,"G","LLAGS",null,"Energy Storage",null,"WEC_CALN","California",6,"Santa Clara",85,"06085",20,0,2022,9999,null,null,"N","Energy Storage",{"$nulls":13},0,0,0,0]
["Woodfields Solar","63552_G_PGR21",63552,"G","PGR21",null,"Solar PV",null,"S_VACA","South Carolina",45,"Greenwood",47,"45047",2,0,2021,9999,null,null,"N","Solar",{"$nulls":13},0,0,0,0]
["Grifton PV2","63568_G_GRFT2",63568,"G","GRFT2",null,"Solar PV",null,"S_VACA","North Carolina",37,"Pitt",147,"37147",56,0,2025,9999,null,null,"N","Solar",{"$nulls":13},0,0,0,0]
["Flodquist Community Solar LLC","63650_G_TC3",63650,"G","TC3",null,"Solar PV",null,"MIS_MNWI","Minnesota",27,"Chisago",25,"27025",1,0,2021,9999,null,null,"N","Solar",{"$nulls":13},0,0,0,0]
["Golden Hill Wind","63710_G_GH1",63710,"G","GH1",null,"Onshore Wind",null,"WECC_PNW","Oregon",41,"Sherman",55,"41055",201.3,0,2022,9999,null,null,"N","Wind",{"$nulls":13},0,0,0,0]
["East Nash PV2","63789_G_ENSH2",63789,"G","ENSH2",null,"Solar PV",null,"S_VACA","North Carolina",37,"Nash",127,"37127",26,0,2022,9999,null,null,"N","Solar",{"$nulls":13},0,0,0,0]
["Lick Creek Solar, LLC","63811_G_PGR27",63811,"G","PGR27",null,"Solar PV",null,"S_VACA","North Carolina",37,"Stokes",169,"37169",50,0,2021,9999,null,null,"N","Solar",{"$nulls":13},0,0,0,0]
["Highest Power Solar, LLC","63812_G_PGR31",63812,"G","PGR31",null,"Solar PV",null,"S_VACA","North Carolina",37,"Franklin",69,"37069",48.7,0,2021,9999,null,null,"N","Solar",{"$nulls":13},0,0,0,0]
["High Point Solar LLC","63838_G_HPS",63838,"G","HPS",null,"Solar PV",null,"PJM_COMD","Illinois",17,"Stephenson",177,"17177",100,0,2022,9999,null,null,"N","Solar",{"$nulls":13},0,0,0,0]
["Edmondson Ranch Wind, LLC","63890_G_ERWE",63890,"G","ERWE",null,"Onshore Wind",null,"ERC_WEST","Texas",48,"Glasscock",173,"48173",293.3,0,2022,9999,null,null,"N","Wind",{"$nulls":13},0,0,0,0]
["Dodge Flat","63913_G_DODGE",63913,"G","DODGE",null,"Solar PV",null,"WECC_NNV","Nevada",32,"Washoe",31,"32031",200,0,2021,9999,null,null,"N","Solar",{"$nulls":13},0,0,0,0]
["Charlie Creek Solar Power Plant","63982_G_PV1",63982,"G","PV1",null,"Solar PV",null,"FRCC","Florida",12,"Hardee",49,"12049",74.9,0,2022,9999,null,null,"N","Solar",{"$nulls":13},0,0,0,0]
["Caddo Wind","64047_G_46002",64047,"G","46002",null,"Onshore Wind",null,"SPP_WEST","Oklahoma",40,"Caddo",15,"40015",303.6,0,2021,9999,null,null,"N","Wind",{"$nulls":13},0,0,0,0]
["Auburn PV - BD Solar Auburn LLC","64067_G_AUBPV",64067,"G","AUBPV",null,"Solar PV",null,"NENG_ME","Maine",23,"Androscoggin",1,"23001",5,0,2022,9999,null,null,"N","Solar",{"$nulls":13},0,0,0,0]
["Lewiston Jn PV - BD Solar Lewiston Jn LLC","64071_G_LJNPV",64071,"G","LJNPV",null,"Solar PV",null,"NENG_ME","Maine",23,"Androscoggin",1,"23001",5,0,2022,9999,null,null,"N","Solar",{"$nulls":13},0,0,0,0]
["Sunflower County","64081_G_SUNFL",64081,"G","SUNFL",null,"Solar PV",null,"MIS_MS","Mississippi",28,"Sunflower",133,"28133",100,0,2021,9999,null,null,"N","Solar",{"$nulls":13},0,0,0,0]
["Maverick Solar 6, LLC","64105_G_MAV03",64105,"G","MAV03",null,"Solar PV",null,"WECC_SCE","California",6,"Riverside",65,"06065",100,0,2021,9999,null,null,"N","Solar",{"$nulls":13},0,0,0,0]
["Maverick Solar 6, LLC","64105_G_MAV04",64105,"G","MAV04",null,"Energy Storage",null,"WECC_SCE","California",6,"Riverside",65,"06065",50,0,2021,9999,null,null,"N","Energy Storage",{"$nulls":13},0,0,0,0]
["Maverick Solar 7, LLC","64106_G_MAV05",64106,"G","MAV05",null,"Solar PV",null,"WECC_SCE","California",6,"Riverside",65,"06065",132,0,2021,9999,null,null,"N","Solar",{"$nulls":13},0,0,0,0]
["Podunque Road","64125_G_TWNSD",64125,"G","TWNSD",null,"Solar PV",null,"NY_Z_B","New York",36,"Allegany",3,"36003",5,0,2021,9999,null,null,"N","Solar",{"$nulls":13},0,0,0,0]
["Lily Pond Solar, LLC","64134_G_ENX09",64134,"G","ENX09",null,"Solar PV",null,"PJM_Dom","Virginia",51,"Dinwiddie",53,"51053",80,0,2022,9999,null,null,"N","Solar",{"$nulls":13},0,0,0,0]
["Fish Springs","64148_G_FISH",64148,"G","FISH",null,"Solar PV",null,"WECC_NNV","Nevada",32,"Washoe",31,"32031",100,0,2021,9999,null,null,"N","Solar",{"$nulls":13},0,0,0,0]
["Lancaster Solar GA","64150_G_LANCR",64150,"G","LANCR",null,"Solar PV",null,"S_SOU","Georgia",13,"Calhoun",37,"13037",80,0,2021,9999,null,null,"N","Solar",{"$nulls":13},0,0,0,0]
["CED Manchester Wind","64177_G_MANW",64177,"G","MANW",null,"Onshore Wind",null,"MIS_IA","Iowa",19,"Delaware",55,"19055",7.9,0,2021,9999,null,null,"N","Wind",{"$nulls":13},0,0,0,0]
["CED Centerville Wind","64178_G_CENTW",64178,"G","CENTW",null,"Onshore Wind",null,"MIS_IA","Iowa",19,"Appanoose",7,"19007",7.9,0,2021,9999,null,null,"N","Wind",{"$nulls":13},0,0,0,0]
["Bay Trail Solar Power Plant","64145_G_PV1",64145,"G","PV1",null,"Solar PV",null,"FRCC","Florida",12,"Citrus",17,"12017",74.9,0,2022,9999,null,null,"N","Solar",{"$nulls":13},0,0,0,0]
["Jayhawk","59806_G_SOLAR",59806,"G","SOLAR",null,"Solar PV",null,"ERC_WEST","Texas",48,"Mitchell",335,"48335",101,0,2023,9999,null,null,"N","Solar",{"$nulls":13},0,0,0,0]
["Perquimans Solar LLC","63955_G_PERQU",63955,"G","PERQU",null,"Solar PV",null,"PJM_Dom","North Carolina",37,"Perquimans",143,"37143",5,0,2022,9999,null,null,"N","Solar",{"$nulls":13},0,0,0,0]
["Azure Sky Wind Project, LLC Hybrid","64164_G_ASWWT",64164,"G","ASWWT",null,"Onshore Wind",null,"ERC_WEST","Texas",48,"Throckmorton",447,"48447",350.2,0,2022,9999,null,null,"N","Wind",{"$nulls":13},0,0,0,0]
["Azure Sky Wind Project, LLC Hybrid","64164_G_ASWBE",64164,"G","ASWBE",null,"Energy Storage",null,"ERC_WEST","Texas",48,"Throckmorton",447,"48447",120,0,2022,9999,null,null,"N","Energy Storage",{"$nulls":13},0,0,0,0]
["TREX US Green Holly","63201_G_705",63201,"G","705",null,"Solar PV",null,"SPP_SPS","Texas",48,"Lynn",305,"48305",400,0,2022,9999,null,null,"N","Solar",{"$nulls":13},0,0,0,0]
["TREX US Green Holly","63201_G_705-S",63201,"G","705-S",null,"Energy Storage",null,"SPP_SPS","Texas",48,"Lynn",305,"48305",5,0,2022,9999,null,null,"N","Energy Storage",{"$nulls":13},0,0,0,0]
["Fort Bend Solar LLC","63985_G_FBS",63985,"G","FBS",null,"Solar PV",null,"ERC_REST","Texas",48,"Fort Bend",157,"48157",240,0,2023,9999,null,null,"N","Solar",{"$nulls":13},0,0,0,0]
["Sandy Creek Solar Power Plant","64146_G_PV1",64146,"G","PV1",null,"Solar PV",null,"S_SOU","Florida",12,"Bay",5,"12005",42.7,0,2022,9999,null,null,"N","Solar",{"$nulls":13},0,0,0,0]
["1634 Solar","61935_G_3",61935,"G","3",null,"Solar PV",null,"S_VACA","South Carolina",45,"Darlington",31,"45031",2,0,2021,9999,null,null,"N","Solar",{"$nulls":13},0,0,0,0]
["Bani Solar","61938_G_4",61938,"G","4",null,"Solar PV",null,"S_VACA","South Carolina",45,"Florence",41,"45041",2,0,2021,9999,null,null,"N","Solar",{"$nulls":13},0,0,0,0]
["Ashley Solar (SC)","62179_G_21",62179,"G","21",null,"Solar PV",null,"S_VACA","South Carolina",45,"Darlington",31,"45031",2,0,2022,9999,null,null,"N","Solar",{"$nulls":13},0,0,0,0]
["Atlantic Solar","62180_G_22",62180,"G","22",null,"Solar PV",null,"S_VACA","South Carolina",45,"Dillon",33,"45033",1,0,2026,9999,null,null,"N","Solar",{"$nulls":13},0,0,0,0]
["B & K Solar","62181_G_23",62181,"G","23",null,"Solar PV",null,"S_VACA","South Carolina",45,"Darlington",31,"45031",63,0,2026,9999,null,null,"N","Solar",{"$nulls":13},0,0,0,0]
["Battle Solar","62182_G_24",62182,"G","24",null,"Solar PV",null,"S_VACA","South Carolina",45,"Horry",51,"45051",2,0,2022,9999,null,null,"N","Solar",{"$nulls":13},0,0,0,0]
["Big Fork Solar","62184_G_26",62184,"G","26",null,"Solar PV",null,"S_VACA","South Carolina",45,"Barnwell",11,"45011",74.9,0,2026,9999,null,null,"N","Solar",{"$nulls":13},0,0,0,0]
["Birch Solar","62185_G_27",62185,"G","27",null,"Solar PV",null,"S_VACA","South Carolina",45,"Darlington",31,"45031",2,0,2022,9999,null,null,"N","Solar",{"$nulls":13},0,0,0,0]
["Chapman Solar","62186_G_28",62186,"G","28",null,"Solar PV",null,"S_VACA","South Carolina",45,"Darlington",31,"45031",2,0,2026,9999,null,null,"N","Solar",{"$nulls":13},0,0,0,0]
["Clark Solar","62187_G_29",62187,"G","29",null,"Solar PV",null,"S_VACA","South Carolina",45,"Dillon",33,"45033",2,0,2026,9999,null,null,"N","Solar",{"$nulls":13},0,0,0,0]
["Colleton Solar","62188_G_30",62188,"G","30",null,"Solar PV",null,"S_VACA","South Carolina",45,"Colleton",29,"45029",75,0,2026,9999,null,null,"N","Solar",{"$nulls":13},0,0,0,0]
["Collins Farm Solar","62189_G_31",62189,"G","31",null,"Solar PV",null,"S_VACA","South Carolina",45,"Bamberg",9,"45009",5.4,0,2026,9999,null,null,"N","Solar",{"$nulls":13},0,0,0,0]
["Crossroads Solar","62190_G_32",62190,"G","32",null,"Solar PV",null,"S_VACA","South Carolina",45,"Barnwell",11,"45011",67.7,0,2026,9999,null,null,"N","Solar",{"$nulls":13},0,0,0,0]
["Denmark Solar","62211_G_35",62211,"G","35",null,"Solar PV",null,"S_VACA","South Carolina",45,"Bamberg",9,"45009",6,0,2020,9999,null,null,"N","Solar",{"$nulls":13},0,0,0,0]
["Fishwater Solar","62213_G_37",62213,"G","37",null,"Solar PV",null,"S_VACA","South Carolina",45,"Darlington",31,"45031",2,0,2026,9999,null,null,"N","Solar",{"$nulls":13},0,0,0,0]
["Foreman Solar","62215_G_39",62215,"G","39",null,"Solar PV",null,"S_VACA","South Carolina",45,"Aiken",3,"45003",6.4,0,2026,9999,null,null,"N","Solar",{"$nulls":13},0,0,0,0]
["GEB Solar","62217_G_40",62217,"G","40",null,"Solar PV",null,"S_VACA","South Carolina",45,"Darlington",31,"45031",60,0,2026,9999,null,null,"N","Solar",{"$nulls":13},0,0,0,0]
["Gedosch Solar II","62218_G_42",62218,"G","42",null,"Solar PV",null,"S_VACA","South Carolina",45,"Greenville",45,"45045",2,0,2026,9999,null,null,"N","Solar",{"$nulls":13},0,0,0,0]
["Culpepper Solar","62221_G_33",62221,"G","33",null,"Solar PV",null,"S_VACA","South Carolina",45,"Darlington",31,"45031",69.5,0,2026,9999,null,null,"N","Solar",{"$nulls":13},0,0,0,0]
["Dadswell Solar","62222_G_34",62222,"G","34",null,"Solar PV",null,"S_VACA","South Carolina",45,"Darlington",31,"45031",1,0,2026,9999,null,null,"N","Solar",{"$nulls":13},0,0,0,0]
["Holliday Solar I","62229_G_43",62229,"G","43",null,"Solar PV",null,"S_VACA","South Carolina",45,"Horry",51,"45051",75,0,2026,9999,null,null,"N","Solar",{"$nulls":13},0,0,0,0]
["Jackson Solar","62232_G_46",62232,"G","46",null,"Solar PV",null,"S_VACA","South Carolina",45,"Aiken",3,"45003",14,0,2026,9999,null,null,"N","Solar",{"$nulls":13},0,0,0,0]
["Jefferson Solar","62233_G_47",62233,"G","47",null,"Solar PV",null,"S_VACA","South Carolina",45,"Darlington",31,"45031",8.2,0,2022,9999,null,null,"N","Solar",{"$nulls":13},0,0,0,0]
["Juniper Solar","62234_G_48",62234,"G","48",null,"Solar PV",null,"S_VACA","South Carolina",45,"Chesterfield",25,"45025",65.5,0,2026,9999,null,null,"N","Solar",{"$nulls":13},0,0,0,0]
["Lone Star Solar","62235_G_49",62235,"G","49",null,"Solar PV",null,"S_VACA","South Carolina",45,"Calhoun",17,"45017",66,0,2023,9999,null,null,"N","Solar",{"$nulls":13},0,0,0,0]
["Luz Solar","62236_G_50",62236,"G","50",null,"Solar PV",null,"S_VACA","South Carolina",45,"Darlington",31,"45031",2,0,2026,9999,null,null,"N","Solar",{"$nulls":13},0,0,0,0]
["Marshall Solar","62238_G_52",62238,"G","52",null,"Solar PV",null,"S_VACA","South Carolina",45,"Darlington",31,"45031",2,0,2022,9999,null,null,"N","Solar",{"$nulls":13},0,0,0,0]
["Martin East Solar","62276_G_54",62276,"G","54",null,"Solar PV",null,"S_VACA","South Carolina",45,"Marion",67,"45067",2,0,2026,9999,null,null,"N","Solar",{"$nulls":13},0,0,0,0]
["Martin West Solar","62277_G_55",62277,"G","55",null,"Solar PV",null,"S_VACA","South Carolina",45,"Marion",67,"45067",2,0,2026,9999,null,null,"N","Solar",{"$nulls":13},0,0,0,0]
["McClain Solar","62278_G_56",62278,"G","56",null,"Solar PV",null,"S_VACA","South Carolina",45,"Orangeburg",75,"45075",17.3,0,2026,9999,null,null,"N","Solar",{"$nulls":13},0,0,0,0]
["McCormick Solar","62279_G_57",62279,"G","57",null,"Solar PV",null,"S_VACA","South Carolina",45,"Florence",41,"45041",2,0,2026,9999,null,null,"N","Solar",{"$nulls":13},0,0,0,0]
["Melsam Solar","62280_G_58",62280,"G","58",null,"Solar PV",null,"S_VACA","South Carolina",45,"Dillon",33,"45033",60.5,0,2026,9999,null,null,"N","Solar",{"$nulls":13},0,0,0,0]
["Middleton Solar","62281_G_59",62281,"G","59",null,"Solar PV",null,"S_VACA","South Carolina",45,"Darlington",31,"45031",2,0,2026,9999,null,null,"N","Solar",{"$nulls":13},0,0,0,0]
["Pee Dee Solar I","62282_G_60",62282,"G","60",null,"Solar PV",null,"S_VACA","South Carolina",45,"Dillon",33,"45033",2,0,2026,9999,null,null,"N","Solar",{"$nulls":13},0,0,0,0]
["Pee Dee Solar II","62283_G_61",62283,"G","61",null,"Solar PV",null,"S_VACA","South Carolina",45,"Dillon",33,"45033",2,0,2026,9999,null,null,"N","Solar",{"$nulls":13},0,0,0,0]
["Power Solar","62284_G_62",62284,"G","62",null,"Solar PV",null,"S_VACA","South Carolina",45,"Barnwell",11,"45011",3,0,2026,9999,null,null,"N","Solar",{"$nulls":13},0,0,0,0]
["Martin Central Solar","62285_G_53",62285,"G","53",null,"Solar PV",null,"S_VACA","South Carolina",45,"Marion",67,"45067",2,0,2026,9999,null,null,"N","Solar",{"$nulls":13},0,0,0,0]
["Pruger Solar I","62292_G_63",62292,"G","63",null,"Solar PV",null,"S_VACA","South Carolina",45,"Marion",67,"45067",2,0,2026,9999,null,null,"N","Solar",{"$nulls":13},0,0,0,0]
["Pruger Solar II","62293_G_64",62293,"G","64",null,"Solar PV",null,"S_VACA","South Carolina",45,"Marion",67,"45067",2,0,2026,9999,null,null,"N","Solar",{"$nulls":13},0,0,0,0]
["Pruger Solar III","62294_G_65",62294,"G","65",null,"Solar PV",null,"S_VACA","South Carolina",45,"Marion",67,"45067",2,0,2026,9999,null,null,"N","Solar",{"$nulls":13},0,0,0,0]
["Rollins Solar","62295_G_67",62295,"G","67",null,"Solar PV",null,"S_VACA","South Carolina",45,"Darlington",31,"45031",63,0,2026,9999,null,null,"N","Solar",{"$nulls":13},0,0,0,0]
["Ross Solar","62296_G_68",62296,"G","68",null,"Solar PV",null,"S_VACA","South Carolina",45,"Darlington",31,"45031",75,0,2026,9999,null,null,"N","Solar",{"$nulls":13},0,0,0,0]
["Rutledge Solar","62297_G_69",62297,"G","69",null,"Solar PV",null,"S_VACA","South Carolina",45,"Florence",41,"45041",2,0,2026,9999,null,null,"N","Solar",{"$nulls":13},0,0,0,0]
["Sandifer Solar","62298_G_70",62298,"G","70",null,"Solar PV",null,"S_VACA","South Carolina",45,"Dillon",33,"45033",2,0,2026,9999,null,null,"N","Solar",{"$nulls":13},0,0,0,0]
["Quest Solar","62299_G_66",62299,"G","66",null,"Solar PV",null,"S_VACA","South Carolina",45,"Allendale",5,"45005",40,0,2026,9999,null,null,"N","Solar",{"$nulls":13},0,0,0,0]
["Scarlet Solar","62307_G_71",62307,"G","71",null,"Solar PV",null,"S_VACA","South Carolina",45,"Darlington",31,"45031",2,0,2022,9999,null,null,"N","Solar",{"$nulls":13},0,0,0,0]
["Shem Solar","62308_G_72",62308,"G","72",null,"Solar PV",null,"S_VACA","South Carolina",45,"Lancaster",57,"45057",2,0,2026,9999,null,null,"N","Solar",{"$nulls":13},0,0,0,0]
["Shining Sun Solar","62309_G_73",62309,"G","73",null,"Solar PV",null,"S_VACA","South Carolina",45,"Orangeburg",75,"45075",40,0,2026,9999,null,null,"N","Solar",{"$nulls":13},0,0,0,0]
["Shorthorn Solar","62310_G_74",62310,"G","74",null,"Solar PV",null,"S_VACA","South Carolina",45,"Lee",61,"45061",60.5,0,2026,9999,null,null,"N","Solar",{"$nulls":13},0,0,0,0]
["Snoopy Solar","62311_G_75",62311,"G","75",null,"Solar PV",null,"S_VACA","South Carolina",45,"Anderson",7,"45007",2,0,2026,9999,null,null,"N","Solar",{"$nulls":13},0,0,0,0]
["Southard Solar","62312_G_76",62312,"G","76",null,"Solar PV",null,"S_VACA","South Carolina",45,"Colleton",29,"45029",6,0,2026,9999,null,null,"N","Solar",{"$nulls":13},0,0,0,0]
["Stamey Solar","62313_G_77",62313,"G","77",null,"Solar PV",null,"S_VACA","South Carolina",45,"Darlington",31,"45031",1,0,2026,9999,null,null,"N","Solar",{"$nulls":13},0,0,0,0]
["Tarpon Solar I","62314_G_78",62314,"G","78",null,"Solar PV",null,"S_VACA","South Carolina",45,"Anderson",7,"45007",2,0,2026,9999,null,null,"N","Solar",{"$nulls":13},0,0,0,0]
["Tedder Solar","62315_G_79",62315,"G","79",null,"Solar PV",null,"S_VACA","South Carolina",45,"Darlington",31,"45031",2,0,2022,9999,null,null,"N","Solar",{"$nulls":13},0,0,0,0]
["Ten Governors Solar","62316_G_80",62316,"G","80",null,"Solar PV",null,"S_VACA","South Carolina",45,"Newberry",71,"45071",28,0,2026,9999,null,null,"N","Solar",{"$nulls":13},0,0,0,0]
["Washington Solar (SC)","62342_G_87",62342,"G","87",null,"Solar PV",null,"S_VACA","South Carolina",45,"Marion",67,"45067",2,0,2022,9999,null,null,"N","Solar",{"$nulls":13},0,0,0,0]
["Ulmer Solar","62343_G_85",62343,"G","85",null,"Solar PV",null,"S_VACA","South Carolina",45,"Orangeburg",75,"45075",22,0,2026,9999,null,null,"N","Solar",{"$nulls":13},0,0,0,0]
["Washington Solar II (SC)","62344_G_88",62344,"G","88",null,"Solar PV",null,"S_VACA","South Carolina",45,"Marion",67,"45067",2,0,2022,9999,null,null,"N","Solar",{"$nulls":13},0,0,0,0]
["Wayfair Solar","62345_G_89",62345,"G","89",null,"Solar PV",null,"S_VACA","South Carolina",45,"Horry",51,"45051",2,0,2022,9999,null,null,"N","Solar",{"$nulls":13},0,0,0,0]
["Trask East Solar","62346_G_83",62346,"G","83",null,"Solar PV",null,"S_VACA","South Carolina",45,"Beaufort",13,"45013",12,0,2020,9999,null,null,"N","Solar",{"$nulls":13},0,0,0,0]
["Weaver Solar","62347_G_90",62347,"G","90",null,"Solar PV",null,"S_VACA","South Carolina",45,"Lee",61,"45061",2,0,2022,9999,null,null,"N","Solar",{"$nulls":13},0,0,0,0]
["Topaz Solar (SC)","62349_G_82",62349,"G","82",null,"Solar PV",null,"S_VACA","South Carolina",45,"Dillon",33,"45033",2,0,2022,9999,null,null,"N","Solar",{"$nulls":13},0,0,0,0]
["WSW Solar","62350_G_86",62350,"G","86",null,"Solar PV",null,"S_VACA","South Carolina",45,"Calhoun",17,"45017",10.8,0,2026,9999,null,null,"N","Solar",{"$nulls":13},0,0,0,0]
["Wysong Solar","62351_G_92",62351,"G","92",null,"Solar PV",null,"S_VACA","South Carolina",45,"Dillon",33,"45033",2.3,0,2026,9999,null,null,"N","Solar",{"$nulls":13},0,0,0,0]
["Thomas Solar","62352_G_81",62352,"G","81",null,"Solar PV",null,"S_VACA","South Carolina",45,"Lee",61,"45061",2,0,2026,9999,null,null,"N","Solar",{"$nulls":13},0,0,0,0]
["Yemassee Solar","62353_G_93",62353,"G","93",null,"Solar PV",null,"S_VACA","South Carolina",45,"Beaufort",13,"45013",10,0,2020,9999,null,null,"N","Solar",{"$nulls":13},0,0,0,0]
["York Solar","62354_G_94",62354,"G","94",null,"Solar PV",null,"S_VACA","South Carolina",45,"Laurens",59,"45059",2,0,2026,9999,null,null,"N","Solar",{"$nulls":13},0,0,0,0]
["Rappahannock Solar, LLC","62780_G_100",62780,"G","100",null,"Solar PV",null,"PJM_Dom","Virginia",51,"Lancaster",103,"51103",1.5,0,2021,9999,null,null,"N","Solar",{"$nulls":13},0,0,0,0]
["Helena Wind","63738_G_HEL",63738,"G","HEL",null,"Onshore Wind",null,"ERC_REST","Texas",48,"Bee",25,"48025",250,0,2022,9999,null,null,"N","Wind",{"$nulls":13},0,0,0,0]
["Solar Blue","63848_G_SBLUE",63848,"G","SBLUE",null,"Solar PV",null,"WEC_CALN","California",6,"Kings",31,"06031",250,0,2022,9999,null,null,"N","Solar",{"$nulls":13},0,0,0,0]
["Bluegrass Solar","63910_G_BGS",63910,"G","BGS",null,"Solar PV",null,"PJM_EMAC","Maryland",24,"Queen Annes",35,"24035",80,0,2022,9999,null,null,"N","Solar",{"$nulls":13},0,0,0,0]
["SR North Stonington","64160_G_STONE",64160,"G","STONE",null,"Solar PV",null,"NENG_CT","Connecticut",9,"New London",11,"09011",9.9,0,2022,9999,null,null,"N","Solar",{"$nulls":13},0,0,0,0]
["SR Litchfield","64161_G_LITCH",64161,"G","LITCH",null,"Solar PV",null,"NENG_CT","Connecticut",9,"Litchfield",5,"09005",19.8,0,2022,9999,null,null,"N","Solar",{"$nulls":13},0,0,0,0]
["TREX US Red Holly","63202_G_701",63202,"G","701",null,"Solar PV",null,"SPP_SPS","Texas",48,"Lynn",305,"48305",250,0,2022,9999,null,null,"N","Solar",{"$nulls":13},0,0,0,0]
["Norge Solar Farm","64086_G_NORG",64086,"G","NORG",null,"Solar PV",null,"PJM_Dom","Virginia",51,"James City",95,"51095",20,0,2022,9999,null,null,"N","Solar",{"$nulls":13},0,0,0,0]
["Sycamore Solar","64136_G_SYSO",64136,"G","SYSO",null,"Solar PV",null,"PJM_Dom","Virginia",51,"Pittsylvania",143,"51143",42,0,2022,9999,null,null,"N","Solar",{"$nulls":13},0,0,0,0]
["Cotton Solar","59572_G_PV1",59572,"G","PV1",null,"Solar PV",null,"S_VACA","South Carolina",45,"Dillon",33,"45033",16,0,2022,9999,null,null,"N","Solar",{"$nulls":13},0,0,0,0]
["McLean Homestead","60020_G_PV1",60020,"G","PV1",null,"Solar PV",null,"S_VACA","North Carolina",37,"Scotland",165,"37165",4.9,0,2022,9999,null,null,"N","Solar",{"$nulls":13},0,0,0,0]
["Chestnut","63849_G_CHNUT",63849,"G","CHNUT",null,"Solar PV",null,"WEC_CALN","California",6,"Kings",31,"06031",150.6,0,2022,9999,null,null,"N","Solar",{"$nulls":13},0,0,0,0]
["Windhub Solar B, LLC","59969_G_GEN01",59969,"G","GEN01",null,"Solar PV",null,"WECC_SCE","California",6,"Kern",29,"06029",20,0,2022,9999,null,null,"N","Solar",{"$nulls":13},0,0,0,0]
["Portal Ridge Solar A, LLC","60309_G_GEN01",60309,"G","GEN01",null,"Solar PV",null,"WEC_LADW","California",6,"Los Angeles",37,"06037",18.5,0,2022,9999,null,null,"N","Solar",{"$nulls":13},0,0,0,0]
["Willow Spring Solar 3, LLC","60325_G_GEN01",60325,"G","GEN01",null,"Solar PV",null,"WECC_SCE","California",6,"Kern",29,"06029",75,0,2022,9999,null,null,"N","Solar",{"$nulls":13},0,0,0,0]
["Friesian Holdings","60692_G_PV1",60692,"G","PV1",null,"Solar PV",null,"S_VACA","North Carolina",37,"Scotland",165,"37165",75,0,2022,9999,null,null,"N","Solar",{"$nulls":13},0,0,0,0]
["Burt County Wind","61511_G_BCNE",61511,"G","BCNE",null,"Onshore Wind",null,"SPP_NEBR","Nebraska",31,"Burt",21,"31021",75,0,2022,9999,null,null,"N","Wind",{"$nulls":13},0,0,0,0]
["Cascade Energy Storage, LLC","61801_G_10002",61801,"G","10002",null,"Energy Storage",null,"WEC_CALN","California",6,"San Joaquin",77,"06077",25,0,2022,9999,null,null,"N","Energy Storage",{"$nulls":13},0,0,0,0]
["Sierra Energy Storage, LLC","61803_G_10003",61803,"G","10003",null,"Energy Storage",null,"WEC_CALN","California",6,"Tuolumne",109,"06109",10,0,2022,9999,null,null,"N","Energy Storage",{"$nulls":13},0,0,0,0]
["Gaines Solar","62216_G_41",62216,"G","41",null,"Solar PV",null,"S_VACA","South Carolina",45,"Lee",61,"45061",2,0,2020,9999,null,null,"N","Solar",{"$nulls":13},0,0,0,0]
["EDPR CA Solar Park VI LLC (CA) Hybrid","62892_G_SONR2",62892,"G","SONR2",null,"Energy Storage",null,"WEC_CALN","California",6,"Fresno",19,"06019",40,0,2022,9999,null,null,"N","Energy Storage",{"$nulls":13},0,0,0,0]
["EDPR CA Solar Park VI LLC (CA) Hybrid","62892_G_SONRI",62892,"G","SONRI",null,"Solar PV",null,"WEC_CALN","California",6,"Fresno",19,"06019",200,0,2022,9999,null,null,"N","Solar",{"$nulls":13},0,0,0,0]
["AL Solar C LLC","63513_G_OEALC",63513,"G","OEALC",null,"Solar PV",null,"S_SOU","Alabama",1,"Chambers",17,"01017",80,0,2022,9999,null,null,"N","Solar",{"$nulls":13},0,0,0,0]
["Allora Solar, LLC","63808_G_PGR30",63808,"G","PGR30",null,"Solar PV",null,"S_VACA","South Carolina",45,"Lexington",63,"45063",75,0,2022,9999,null,null,"N","Solar",{"$nulls":13},0,0,0,0]
["Willowbrook Solar I, LLC","63877_G_WBS",63877,"G","WBS",null,"Solar PV",null,"PJM_West","Ohio",39,"Highland",71,"39071",150,0,2022,9999,null,null,"N","Solar",{"$nulls":13},0,0,0,0]
["Otter Creek Solar","63909_G_OTTER",63909,"G","OTTER",null,"Solar PV",null,"PJM_Dom","Virginia",51,"Mecklenburg",117,"51117",60,0,2022,9999,null,null,"N","Solar",{"$nulls":13},0,0,0,0]
["MTSUN","64032_G_MTSUN",64032,"G","MTSUN",null,"Solar PV",null,"WECC_MT","Montana",30,"Yellowstone",111,"30111",80,0,2022,9999,null,null,"N","Solar",{"$nulls":13},0,0,0,0]
["Hunters Cove Solar","64166_G_GEN",64166,"G","GEN",null,"Solar PV",null,"S_VACA","North Carolina",37,"Rutherford",161,"37161",50,0,2022,9999,null,null,"N","Solar",{"$nulls":13},0,0,0,0]
["Hornet Solar","64167_G_GEN",64167,"G","GEN",null,"Solar PV",null,"S_VACA","North Carolina",37,"Gaston",71,"37071",75,0,2022,9999,null,null,"N","Solar",{"$nulls":13},0,0,0,0]
["Bear Branch Solar","64168_G_GEN",64168,"G","GEN",null,"Solar PV",null,"S_VACA","North Carolina",37,"Stokes",169,"37169",35,0,2022,9999,null,null,"N","Solar",{"$nulls":13},0,0,0,0]
["Ravenswood","2500_G_RWES1",2500,"G","RWES1",null,"Energy Storage",null,"NY_Z_J","New York",36,"Queens",81,"36081",129,0,2023,9999,null,null,"N","Energy Storage",{"$nulls":13},0,0,0,0]
["Ravenswood","2500_G_RWES2",2500,"G","RWES2",null,"Energy Storage",null,"NY_Z_J","New York",36,"Queens",81,"36081",98,0,2023,9999,null,null,"N","Energy Storage",{"$nulls":13},0,0,0,0]
["Ravenswood","2500_G_RWES3",2500,"G","RWES3",null,"Energy Storage",null,"NY_Z_J","New York",36,"Queens",81,"36081",89,0,2023,9999,null,null,"N","Energy Storage",{"$nulls":13},0,0,0,0]
["Desert Quartzite","59871_G_GEN01",59871,"G","GEN01",null,"Solar PV",null,"WECC_SCE","California",6,"Riverside",65,"06065",480,0,2023,9999,null,null,"N","Solar",{"$nulls":13},0,0,0,0]
["Yorktown Battery Energy Storage Facility","63325_G_YORK1",63325,"G","YORK1",null,"Energy Storage",null,"WEC_LADW","California",6,"Los Angeles",37,"06037",3,0,2023,9999,null,null,"N","Energy Storage",{"$nulls":13},0,0,0,0]
["Cadillac Battery Energy Storage Facility","63326_G_CAD1",63326,"G","CAD1",null,"Energy Storage",null,"WEC_LADW","California",6,"Los Angeles",37,"06037",3.5,0,2023,9999,null,null,"N","Energy Storage",{"$nulls":13},0,0,0,0]
["Hallmark","63234_G_UNIT1",63234,"G","UNIT1",null,"Solar PV",null,"ERC_REST","Texas",48,"Hunt",231,"48231",42,0,2023,9999,null,null,"N","Solar",{"$nulls":13},0,0,0,0]
["Mechanicsville Solar","64158_G_MECH",64158,"G","MECH",null,"Solar PV",null,"PJM_Dom","Virginia",51,"Hanover",85,"51085",25,0,2020,9999,null,null,"N","Solar",{"$nulls":13},0,0,0,0]
["Lotus","64173_G_1305",64173,"G","1305",null,"Solar PV",null,"S_VACA","North Carolina",37,"Guilford",81,"37081",4,0,2014,9999,null,null,"N","Solar",{"$nulls":13},0,0,0,0]
["Beth","64175_G_1302",64175,"G","1302",null,"Solar PV",null,"S_VACA","North Carolina",37,"Guilford",81,"37081",5,0,2014,9999,null,null,"N","Solar",{"$nulls":13},0,0,0,0]
["Charlie","64176_G_1304",64176,"G","1304",null,"Solar PV",null,"S_VACA","North Carolina",37,"Guilford",81,"37081",4,0,2014,9999,null,null,"N","Solar",{"$nulls":13},0,0,0,0]
["Bo Biggs Solar","64192_G_BB08",64192,"G","BB08",null,"Solar PV",null,"S_VACA","North Carolina",37,"Robeson",155,"37155",4.9,0,2018,9999,null,null,"N","Solar",{"$nulls":13},0,0,0,0]
["Moore Solar","64193_G_MR01",64193,"G","MR01",null,"Solar PV",null,"S_VACA","North Carolina",37,"Rockingham",157,"37157",5,0,2018,9999,null,null,"N","Solar",{"$nulls":13},0,0,0,0]
["510 Carnegie Center","64194_G_313",64194,"G","313",null,"Solar PV",null,"PJM_EMAC","New Jersey",34,"Mercer",21,"34021",1.4,0,2019,9999,null,null,"N","Solar",{"$nulls":13},0,0,0,0]
["701 Carnegie Center","64195_G_313",64195,"G","313",null,"Solar PV",null,"PJM_EMAC","New Jersey",34,"Mercer",21,"34021",1.1,0,2019,9999,null,null,"N","Solar",{"$nulls":13},0,0,0,0]
["Horn Rapids Solar, Storage and Training","64198_G_HRPV",64198,"G","HRPV",null,"Solar PV",null,"WECC_PNW","Washington",53,"Benton",5,"53005",3.2,0,2020,9999,null,null,"N","Solar",{"$nulls":13},0,0,0,0]
["Jack's Solar Garden","64200_G_JSG",64200,"G","JSG",null,"Solar PV",null,"WECC_CO","Colorado",8,"Boulder",13,"08013",1,0,2020,9999,null,null,"N","Solar",{"$nulls":13},0,0,0,0]
["Curry Solar","64226_G_CURRY",64226,"G","CURRY",null,"Solar PV",null,"S_SOU","Georgia",13,"Tattnall",267,"13267",1.1,0,2015,9999,null,null,"N","Solar",{"$nulls":13},0,0,0,0]
["Alexis Solar, LLC","64227_G_12001",64227,"G","12001",null,"Solar PV",null,"ERC_REST","Texas",48,"Brooks",47,"48047",9.5,0,2019,9999,null,null,"N","Solar",{"$nulls":13},0,0,0,0]
["Hadley 3 Solar (North)","64231_G_3093",64231,"G","3093",null,"Solar PV",null,"NENGREST","Massachusetts",25,"Hampshire",15,"25015",3.9,0,2019,9999,null,null,"N","Solar",{"$nulls":13},0,0,0,0]
["Hadley 3 Solar (South)","64232_G_6554",64232,"G","6554",null,"Solar PV",null,"NENGREST","Massachusetts",25,"Hampshire",15,"25015",2,0,2019,9999,null,null,"N","Solar",{"$nulls":13},0,0,0,0]
["Hardin Solar Energy LLC","63029_G_GEN1",63029,"G","GEN1",null,"Solar PV",null,"PJM_West","Ohio",39,"Hardin",65,"39065",150,0,2021,9999,null,null,"N","Solar",{"$nulls":13},0,0,0,0]
["Blooming Grove Wind Energy Center","63988_G_GEN1",63988,"G","GEN1",null,"Onshore Wind",null,"PJM_COMD","Illinois",17,"Livingston",105,"17105",250,0,2020,9999,null,null,"N","Wind",{"$nulls":13},0,0,0,0]
["SulusSolar29","64048_G_SS29",64048,"G","SS29",null,"Solar PV",null,"WECC_PNW","Oregon",41,"Clackamas",5,"41005",2.6,0,2020,9999,null,null,"N","Solar",{"$nulls":13},0,0,0,0]
["2662 Freeport Solar 1","64058_G_FREE",64058,"G","FREE",null,"Solar PV",null,"PJM_COMD","Illinois",17,"Stephenson",177,"17177",2,0,2020,9999,null,null,"N","Solar",{"$nulls":13},0,0,0,0]
["Whiteside Solar 1","64059_G_WSIDE",64059,"G","WSIDE",null,"Solar PV",null,"PJM_COMD","Illinois",17,"Whiteside",195,"17195",2,0,2020,9999,null,null,"N","Solar",{"$nulls":13},0,0,0,0]
["CatanSolar","64079_G_CS",64079,"G","CS",null,"Solar PV",null,"ERC_REST","Texas",48,"Karnes",255,"48255",10,0,2020,9999,null,null,"N","Solar",{"$nulls":13},0,0,0,0]
["Tesla Reno GigaFactory","64098_G_3",64098,"G","3",null,"Solar PV",null,"WECC_NNV","Nevada",32,"Storey",29,"32029",1,0,2021,9999,null,null,"N","Solar",{"$nulls":13},0,0,0,0]
["Marlow Solar, LLC","64122_G_MARL",64122,"G","MARL",null,"Solar PV",null,"MIS_IL","Illinois",17,"Jefferson",81,"17081",2,0,2020,9999,null,null,"N","Solar",{"$nulls":13},0,0,0,0]
["IA - City of Ames - Airport Road","64179_G_17000",64179,"G","17000",null,"Solar PV",null,"MIS_MIDA","Iowa",19,"Story",169,"19169",2,0,2020,9999,null,null,"N","Solar",{"$nulls":13},0,0,0,0]
["MD - CS - Potomac Edison Co - GA29 TPE","64180_G_19002",64180,"G","19002",null,"Solar PV",null,"PJM_AP","Maryland",24,"Garrett",23,"24023",2,0,2021,9999,null,null,"N","Solar",{"$nulls":13},0,0,0,0]
["Horn Rapids Solar, Storage and Training","64198_G_HRBE",64198,"G","HRBE",null,"Energy Storage",null,"WECC_PNW","Washington",53,"Benton",5,"53005",1,0,2020,9999,null,null,"N","Energy Storage",{"$nulls":13},0,0,0,0]
["McDonough Solar 1, LLC","64201_G_MC1B",64201,"G","MC1B",null,"Solar PV",null,"MIS_IL","Illinois",17,"McDonough",109,"17109",2,0,2020,9999,null,null,"N","Solar",{"$nulls":13},0,0,0,0]
["McDonough Solar 1, LLC","64201_G_MCDH",64201,"G","MCDH",null,"Solar PV",null,"MIS_IL","Illinois",17,"McDonough",109,"17109",2,0,2020,9999,null,null,"N","Solar",{"$nulls":13},0,0,0,0]
["Crane Battery Energy Storage System","64207_G_ES1",64207,"G","ES1",null,"Energy Storage",null,"MIS_INKY","Indiana",18,"Martin",101,"18101",5,0,2020,9999,null,null,"N","Energy Storage",{"$nulls":13},0,0,0,0]
["Blue Goose Solar","64228_G_BLGS",64228,"G","BLGS",null,"Solar PV",null,"PJM_COMD","Illinois",17,"Whiteside",195,"17195",2,0,2020,9999,null,null,"N","Solar",{"$nulls":13},0,0,0,0]
["Iroquois Solar 1B LLC","64229_G_IROQ",64229,"G","IROQ",null,"Solar PV",null,"MIS_IL","Illinois",17,"Iroquois",75,"17075",2,0,2020,9999,null,null,"N","Solar",{"$nulls":13},0,0,0,0]
["Hecate Energy Johanna Facility","62889_G_HJFII",62889,"G","HJFII",null,"Energy Storage",null,"WECC_SCE","California",6,"Orange",59,"06059",10,0,2021,9999,null,null,"N","Energy Storage",{"$nulls":13},0,0,0,0]
["Saint Solar","63476_G_SAINT",63476,"G","SAINT",null,"Solar PV",null,"WECC_AZ","Arizona",4,"Pinal",21,"04021",100,0,2021,9999,null,null,"N","Solar",{"$nulls":13},0,0,0,0]
["Olney Solar II","64043_G_6778",64043,"G","6778",null,"Solar PV",null,"MIS_IL","Illinois",17,"Richland",159,"17159",2,0,2021,9999,null,null,"N","Solar",{"$nulls":13},0,0,0,0]
["Hecate Energy West Newberry, LLC","64061_G_HEWNB",64061,"G","HEWNB",null,"Solar PV",null,"S_VACA","South Carolina",45,"Newberry",71,"45071",3.5,0,2021,9999,null,null,"N","Solar",{"$nulls":13},0,0,0,0]
["IL - SMHEC - Moraine Valley","64181_G_18017",64181,"G","18017",null,"Solar PV",null,"PJM_COMD","Illinois",17,"Cook",31,"17031",1.3,0,2022,9999,null,null,"N","Solar",{"$nulls":13},0,0,0,0]
["ZPD-PT Solar Project 2017-023 LLC Hybrid","64185_G_DRAES",64185,"G","DRAES",null,"Energy Storage",null,"NENGREST","Massachusetts",25,"Worcester",27,"25027",1.8,0,2021,9999,null,null,"N","Energy Storage",{"$nulls":13},0,0,0,0]
["ZPD-PT Solar Project 2017-023 LLC Hybrid","64185_G_DRAPV",64185,"G","DRAPV",null,"Solar PV",null,"NENGREST","Massachusetts",25,"Worcester",27,"25027",2.8,0,2021,9999,null,null,"N","Solar",{"$nulls":13},0,0,0,0]
["ZPD-PT Solar Project 2017-021 LLC Hybrid","64187_G_DRAES",64187,"G","DRAES",null,"Energy Storage",null,"NENGREST","Massachusetts",25,"Hampden",13,"25013",0.7,0,2021,9999,null,null,"N","Energy Storage",{"$nulls":13},0,0,0,0]
["ZPD-PT Solar Project 2017-021 LLC Hybrid","64187_G_DRAPV",64187,"G","DRAPV",null,"Solar PV",null,"NENGREST","Massachusetts",25,"Hampden",13,"25013",1,0,2021,9999,null,null,"N","Solar",{"$nulls":13},0,0,0,0]
["Wonderful Orchards - Westside","64220_G_WOC",64220,"G","WOC",null,"Solar PV",null,"WECC_SCE","California",6,"Kern",29,"06029",5,0,2021,9999,null,null,"N","Solar",{"$nulls":13},0,0,0,0]
["Wonderful Orchards - Belridge","64221_G_WOC",64221,"G","WOC",null,"Solar PV",null,"WECC_SCE","California",6,"Kern",29,"06029",5,0,2020,9999,null,null,"N","Solar",{"$nulls":13},0,0,0,0]
["Prosperity Solar Farm CSG","64225_G_PROS1",64225,"G","PROS1",null,"Solar PV",null,"SPP_N","Missouri",29,"Jasper",97,"29097",2.3,0,2021,9999,null,null,"N","Solar",{"$nulls":13},0,0,0,0]
["Pickford Solar","64251_G_PICK1",64251,"G","PICK1",null,"Solar PV",null,"MIS_WUMS","Michigan",26,"Chippewa",33,"26033",6.9,0,2021,9999,null,null,"N","Solar",{"$nulls":13},0,0,0,0]
["Forrest City- Prison Site","64261_G_361",64261,"G","361",null,"Solar PV",null,"MIS_AR","Arkansas",5,"St. Francis",123,"05123",1,0,2021,9999,null,null,"N","Solar",{"$nulls":13},0,0,0,0]
["Forrest City- Eldridge Road","64262_G_453",64262,"G","453",null,"Solar PV",null,"MIS_AR","Arkansas",5,"St. Francis",123,"05123",1,0,2021,9999,null,null,"N","Solar",{"$nulls":13},0,0,0,0]
["Hot Springs 2020","64263_G_364",64263,"G","364",null,"Solar PV",null,"MIS_AR","Arkansas",5,"Garland",51,"05051",1,0,2021,9999,null,null,"N","Solar",{"$nulls":13},0,0,0,0]
["Las Virgenes","64264_G_298",64264,"G","298",null,"Solar PV",null,"WEC_LADW","California",6,"Los Angeles",37,"06037",3,0,2020,9999,null,null,"N","Solar",{"$nulls":13},0,0,0,0]
["Alamosa Solar South CSG","64266_G_264",64266,"G","264",null,"Solar PV",null,"WECC_CO","Colorado",8,"Alamosa",3,"08003",1.6,0,2021,9999,null,null,"N","Solar",{"$nulls":13},0,0,0,0]
["BWC Lake Lashaway, LLC Hybrid","64182_G_DRAES",64182,"G","DRAES",null,"Energy Storage",null,"NENGREST","Massachusetts",25,"Worcester",27,"25027",3.7,0,2021,9999,null,null,"N","Energy Storage",{"$nulls":13},0,0,0,0]
["BWC Lake Lashaway, LLC Hybrid","64182_G_DRAPV",64182,"G","DRAPV",null,"Solar PV",null,"NENGREST","Massachusetts",25,"Worcester",27,"25027",4.2,0,2021,9999,null,null,"N","Solar",{"$nulls":13},0,0,0,0]
["Roaring Brook, LLC","61041_G_WT1",61041,"G","WT1",null,"Onshore Wind",null,"NY_Z_C&E","New York",36,"Lewis",49,"36049",79.7,0,2021,9999,null,null,"N","Wind",{"$nulls":13},0,0,0,0]
["T Luhman CSG","64056_G_TLU01",64056,"G","TLU01",null,"Solar PV",null,"MIS_MNWI","Minnesota",27,"Goodhue",49,"27049",1,0,2021,9999,null,null,"N","Solar",{"$nulls":13},0,0,0,0]
["Blair Solar","64217_G_BLAIR",64217,"G","BLAIR",null,"Solar PV",null,"NENG_CT","Connecticut",9,"Tolland",13,"09013",1,0,2021,9999,null,null,"N","Solar",{"$nulls":13},0,0,0,0]
["Madison Solar","64218_G_MADIS",64218,"G","MADIS",null,"Solar PV",null,"NENG_CT","Connecticut",9,"Tolland",13,"09013",1,0,2021,9999,null,null,"N","Solar",{"$nulls":13},0,0,0,0]
["Few Solar","64219_G_FEW",64219,"G","FEW",null,"Solar PV",null,"NENG_CT","Connecticut",9,"Tolland",13,"09013",1,0,2021,9999,null,null,"N","Solar",{"$nulls":13},0,0,0,0]
["Burt County Solar Hybrid","64222_G_1",64222,"G","1",null,"Solar PV",null,"SPP_NEBR","Nebraska",31,"Burt",21,"31021",0.7,0,2021,9999,null,null,"N","Solar",{"$nulls":13},0,0,0,0]
["Burt County Solar Hybrid","64222_G_2",64222,"G","2",null,"Energy Storage",null,"SPP_NEBR","Nebraska",31,"Burt",21,"31021",0.7,0,2021,9999,null,null,"N","Energy Storage",{"$nulls":13},0,0,0,0]
["Dodge County Solar Hybrid","64223_G_1",64223,"G","1",null,"Solar PV",null,"SPP_NEBR","Nebraska",31,"Dodge",53,"31053",0.7,0,2021,9999,null,null,"N","Solar",{"$nulls":13},0,0,0,0]
["Dodge County Solar Hybrid","64223_G_2",64223,"G","2",null,"Energy Storage",null,"SPP_NEBR","Nebraska",31,"Dodge",53,"31053",0.7,0,2021,9999,null,null,"N","Energy Storage",{"$nulls":13},0,0,0,0]
["ZPD-PT Solar Project 2017-044 LLC","64184_G_DRAPV",64184,"G","DRAPV",null,"Solar PV",null,"NENGREST","Massachusetts",25,"Worcester",27,"25027",1,0,2021,9999,null,null,"N","Solar",{"$nulls":13},0,0,0,0]
["Peru 2","64246_G_PERU2",64246,"G","PERU2",null,"Solar PV",null,"MIS_INKY","Indiana",18,"Miami",103,"18103",9.5,0,2021,9999,null,null,"N","Solar",{"$nulls":13},0,0,0,0]
["Fallbrook Energy Storage","61365_G_FBES",61365,"G","FBES",null,"Energy Storage",null,"WEC_SDGE","California",6,"San Diego",73,"06073",40,0,2022,9999,null,null,"N","Energy Storage",{"$nulls":13},0,0,0,0]
["Richmond 5","64247_G_RICH5",64247,"G","RICH5",null,"Solar PV",null,"PJM_West","Indiana",18,"Wayne",177,"18177",9,0,2021,9999,null,null,"N","Solar",{"$nulls":13},0,0,0,0]
["McCoy Solar Energy Project Hybrid","58462_G_MCST1",58462,"G","MCST1",null,"Energy Storage",null,"WECC_SCE","California",6,"Riverside",65,"06065",230,0,2021,9999,null,null,"N","Energy Storage",{"$nulls":13},0,0,0,0]
["Anderson 4","64248_G_SAND4",64248,"G","SAND4",null,"Solar PV",null,"PJM_West","Indiana",18,"Madison",95,"18095",7.8,0,2021,9999,null,null,"N","Solar",{"$nulls":13},0,0,0,0]
["ESCA-LL-COLTON, LLC","64270_G_COLT1",64270,"G","COLT1",null,"Solar PV",null,"WECC_SCE","California",6,"San Bernardino",71,"06071",2.6,0,2021,9999,null,null,"N","Solar",{"$nulls":13},0,0,0,0]
["Diablo Energy Storage","62175_G_DIBLO",62175,"G","DIBLO",null,"Energy Storage",null,"WEC_CALN","California",6,"Contra Costa",13,"06013",200,0,2021,9999,null,null,"N","Energy Storage",{"$nulls":13},0,0,0,0]
["Willis Battery Storage","63238_G_WB1",63238,"G","WB1",null,"Energy Storage",null,"NY_Z_D","New York",36,"Franklin",33,"36033",20,0,2022,9999,null,null,"N","Energy Storage",{"$nulls":13},0,0,0,0]
["Elara Solar","64204_G_ELARA",64204,"G","ELARA",null,"Solar PV",null,"ERC_REST","Texas",48,"Frio",163,"48163",130,0,2021,9999,null,null,"N","Solar",{"$nulls":13},0,0,0,0]
["Bighorn Solar 1","63770_G_COBH1",63770,"G","COBH1",null,"Solar PV",null,"WECC_CO","Colorado",8,"Pueblo",101,"08101",240,0,2021,9999,null,null,"N","Solar",{"$nulls":13},0,0,0,0]
["Fairview Solar","64205_G_2003",64205,"G","2003",null,"Solar PV",null,"S_VACA","South Carolina",45,"Spartanburg",83,"45083",2,0,2022,9999,null,null,"N","Solar",{"$nulls":13},0,0,0,0]
["Auburn Solar Project","64213_G_AUB",64213,"G","AUB",null,"Solar PV",null,"NENGREST","Massachusetts",25,"Worcester",27,"25027",4.9,0,2022,9999,null,null,"N","Solar",{"$nulls":13},0,0,0,0]
["Auburn Solar Project","64213_G_BEAUB",64213,"G","BEAUB",null,"Energy Storage",null,"NENGREST","Massachusetts",25,"Worcester",27,"25027",3.8,0,2022,9999,null,null,"N","Energy Storage",{"$nulls":13},0,0,0,0]
["Manatee Solar Energy Center","60014_G_BMS",60014,"G","BMS",null,"Energy Storage",null,"FRCC","Florida",12,"Manatee",81,"12081",409,0,2021,9999,null,null,"N","Energy Storage",{"$nulls":13},0,0,0,0]
["Mountain View Solar (FL)","61664_G_GEN1",61664,"G","GEN1",null,"Solar PV",null,"FRCC","Florida",12,"Pasco",101,"12101",52.5,0,2021,9999,null,null,"N","Solar",{"$nulls":13},0,0,0,0]
["NY2 Battery","63584_G_NY2",63584,"G","NY2",null,"Energy Storage",null,"NY_Z_G-I","New York",36,"Orange",71,"36071",200,0,2022,9999,null,null,"N","Energy Storage",{"$nulls":13},0,0,0,0]
["Iron Star Wind Project","64003_G_WTG1",64003,"G","WTG1",null,"Onshore Wind",null,"SPP_N","Kansas",20,"Ford",57,"20057",297.6,0,2021,9999,null,null,"N","Wind",{"$nulls":13},0,0,0,0]
["Tesla Reno GigaFactory","64098_G_4",64098,"G","4",null,"Solar PV",null,"WECC_NNV","Nevada",32,"Storey",29,"32029",16.2,0,2021,9999,null,null,"N","Solar",{"$nulls":13},0,0,0,0]
["Tesla Reno GigaFactory","64098_G_5",64098,"G","5",null,"Solar PV",null,"WECC_NNV","Nevada",32,"Storey",29,"32029",1.1,0,2021,9999,null,null,"N","Solar",{"$nulls":13},0,0,0,0]
["Independence Wind Farm","64183_G_IWE",64183,"G","IWE",null,"Onshore Wind",null,"MIS_IA","Iowa",19,"Delaware",55,"19055",53.6,0,2021,9999,null,null,"N","Wind",{"$nulls":13},0,0,0,0]
["Mohawk Solar","64253_G_S1",64253,"G","S1",null,"Solar PV",null,"NY_Z_F","New York",36,"Montgomery",57,"36057",90.5,0,2022,9999,null,null,"N","Solar",{"$nulls":13},0,0,0,0]
["Cotton Center Solar Hybrid","57561_G_CC17M",57561,"G","CC17M",null,"Energy Storage",null,"WECC_AZ","Arizona",4,"Maricopa",13,"04013",17,0,2022,9999,null,null,"N","Energy Storage",{"$nulls":13},0,0,0,0]
["Paloma Solar Hybrid","57562_G_PA17M",57562,"G","PA17M",null,"Energy Storage",null,"WECC_AZ","Arizona",4,"Maricopa",13,"04013",17,0,2022,9999,null,null,"N","Energy Storage",{"$nulls":13},0,0,0,0]
["Hyder Solar Hybrid","57563_G_H116M",57563,"G","H116M",null,"Energy Storage",null,"WECC_AZ","Arizona",4,"Yuma",27,"04027",16,0,2022,9999,null,null,"N","Energy Storage",{"$nulls":13},0,0,0,0]
["Foothills Solar Plant Hybrid","57997_G_FH38M",57997,"G","FH38M",null,"Energy Storage",null,"WECC_AZ","Arizona",4,"Yuma",27,"04027",38,0,2022,9999,null,null,"N","Energy Storage",{"$nulls":13},0,0,0,0]
["Hyder II Hybrid","58383_G_H214M",58383,"G","H214M",null,"Energy Storage",null,"WECC_AZ","Arizona",4,"Yuma",27,"04027",14,0,2022,9999,null,null,"N","Energy Storage",{"$nulls":13},0,0,0,0]
["Gila Bend Hybrid","59020_G_GB36M",59020,"G","GB36M",null,"Energy Storage",null,"WECC_AZ","Arizona",4,"Maricopa",13,"04013",36,0,2022,9999,null,null,"N","Energy Storage",{"$nulls":13},0,0,0,0]
["Eagle Shadow Mountain Solar Farm","61852_G_ESMSF",61852,"G","ESMSF",null,"Solar PV",null,"WECC_SNV","Nevada",32,"Clark",3,"32003",300,0,2022,9999,null,null,"N","Solar",{"$nulls":13},0,0,0,0]
["Searcy Solar Hybrid","62617_G_SEABT",62617,"G","SEABT",null,"Energy Storage",null,"MIS_AR","Arkansas",5,"White",145,"05145",10,0,2021,9999,null,null,"N","Energy Storage",{"$nulls":13},0,0,0,0]
["El Sol BESS","62964_G_EL50M",62964,"G","EL50M",null,"Energy Storage",null,"WECC_AZ","Arizona",4,"Maricopa",13,"04013",50,0,2022,9999,null,null,"N","Energy Storage",{"$nulls":13},0,0,0,0]
["Desert Star Hybrid","59444_G_DS10M",59444,"G","DS10M",null,"Energy Storage",null,"WECC_AZ","Arizona",4,"Maricopa",13,"04013",10,0,2021,9999,null,null,"N","Energy Storage",{"$nulls":13},0,0,0,0]
["Madero Grid","63757_G_MAD01",63757,"G","MAD01",null,"Energy Storage",null,"ERC_REST","Texas",48,"Hidalgo",215,"48215",100,0,2022,9999,null,null,"N","Energy Storage",{"$nulls":13},0,0,0,0]
["Haymaker Hybrid","63878_G_HBESS",63878,"G","HBESS",null,"Energy Storage",null,"WECC_MT","Montana",30,"Wheatland",107,"30107",200,0,2022,9999,null,null,"N","Energy Storage",{"$nulls":13},0,0,0,0]
["TX17 Nickel Prairie Storage","63880_G_TX17",63880,"G","TX17",null,"Energy Storage",null,"ERC_REST","Texas",48,"Brazoria",39,"48039",100,0,2022,9999,null,null,"N","Energy Storage",{"$nulls":13},0,0,0,0]
["Irish Creek Wind","64138_G_ICW1",64138,"G","ICW1",null,"Onshore Wind",null,"SPP_N","Kansas",20,"Marshall",117,"20117",300.6,0,2021,9999,null,null,"N","Wind",{"$nulls":13},0,0,0,0]
["Indiana Crossroads Wind Farm LLC","64230_G_GEN01",64230,"G","GEN01",null,"Onshore Wind",null,"MIS_INKY","Indiana",18,"White",181,"18181",302.4,0,2021,9999,null,null,"N","Wind",{"$nulls":13},0,0,0,0]
["Anderson 3","64244_G_SAND3",64244,"G","SAND3",null,"Solar PV",null,"PJM_West","Indiana",18,"Madison",95,"18095",8.7,0,2021,9999,null,null,"N","Solar",{"$nulls":13},0,0,0,0]
["Arlington Energy Center II","64481_G_AEC1",64481,"G","AEC1",null,"Solar PV",null,"WECC_SCE","California",6,"Riverside",65,"06065",100,0,2021,9999,null,null,"N","Solar",{"$nulls":13},0,0,0,0]
["Anderson 6","64249_G_SAND6",64249,"G","SAND6",null,"Solar PV",null,"PJM_West","Indiana",18,"Madison",95,"18095",6.8,0,2022,9999,null,null,"N","Solar",{"$nulls":13},0,0,0,0]
["Big Star Solar, LLC","64202_G_BGSTB",64202,"G","BGSTB",null,"Energy Storage",null,"ERC_REST","Texas",48,"Bastrop",21,"48021",80,0,2022,9999,null,null,"N","Energy Storage",{"$nulls":13},0,0,0,0]
["Big Star Solar, LLC","64202_G_BGSTS",64202,"G","BGSTS",null,"Solar PV",null,"ERC_REST","Texas",48,"Bastrop",21,"48021",200,0,2022,9999,null,null,"N","Solar",{"$nulls":13},0,0,0,0]
["Peru 3","64250_G_PERU3",64250,"G","PERU3",null,"Solar PV",null,"MIS_INKY","Indiana",18,"Miami",103,"18103",2.9,0,2022,9999,null,null,"N","Solar",{"$nulls":13},0,0,0,0]
["Rockmont Solar and Storage Project","64216_G_309SJ",64216,"G","309SJ",null,"Energy Storage",null,"WECC_NM","New Mexico",35,"San Juan",45,"35045",30,0,2022,9999,null,null,"N","Energy Storage",{"$nulls":13},0,0,0,0]
["Richmond 6","64252_G_RICH6",64252,"G","RICH6",null,"Solar PV",null,"PJM_West","Indiana",18,"Wayne",177,"18177",5.1,0,2022,9999,null,null,"N","Solar",{"$nulls":13},0,0,0,0]
["Fort Bragg - Camp Mackall PV BESS System","64050_G_CMABS",64050,"G","CMABS",null,"Energy Storage",null,"S_VACA","North Carolina",37,"Richmond",153,"37153",2,0,2022,9999,null,null,"N","Energy Storage",{"$nulls":13},0,0,0,0]
["Vonore Battery Energy Storage System","64255_G_VBESS",64255,"G","VBESS",null,"Energy Storage",null,"S_C_TVA","Tennessee",47,"Monroe",123,"47123",20,0,2022,9999,null,null,"N","Energy Storage",{"$nulls":13},0,0,0,0]
["Aratina Solar Center 1 Hybrid","61167_G_91MC8",61167,"G","91MC8",null,"Solar PV",null,"WECC_SCE","California",6,"San Bernardino",71,"06071",200,0,2024,9999,null,null,"N","Solar",{"$nulls":13},0,0,0,0]
["Aratina Solar Center 1 Hybrid","61167_G_BESS",61167,"G","BESS",null,"Energy Storage",null,"WECC_SCE","California",6,"San Bernardino",71,"06071",50,0,2024,9999,null,null,"N","Energy Storage",{"$nulls":13},0,0,0,0]
["7V Solar Ranch","64239_G_7V1",64239,"G","7V1",null,"Solar PV",null,"ERC_REST","Texas",48,"Fayette",149,"48149",240,0,2023,9999,null,null,"N","Solar",{"$nulls":13},0,0,0,0]
["Eland Solar & Storage Center, Phase 1 Hybrid","61168_G_61168",61168,"G","61168",null,"Energy Storage",null,"WECC_SCE","California",6,"Kern",29,"06029",150,0,2022,9999,null,null,"N","Energy Storage",{"$nulls":13},0,0,0,0]
["Dynegy Oakland Power Plant","6211_G_GEN4",6211,"G","GEN4",null,"Energy Storage",null,"WEC_CALN","California",6,"Alameda",1,"06001",36.3,0,2022,9999,null,null,"N","Energy Storage",{"$nulls":13},0,0,0,0]
["Arrow Canyon Solar Hybrid","62248_G_2",62248,"G","2",null,"Energy Storage",null,"WECC_SNV","Nevada",32,"Clark",3,"32003",75,0,2022,9999,null,null,"N","Energy Storage",{"$nulls":13},0,0,0,0]
["Neptune Energy Center Hybrid","63731_G_NT125",63731,"G","NT125",null,"Energy Storage",null,"WECC_CO","Colorado",8,"Pueblo",101,"08101",125,0,2022,9999,null,null,"N","Energy Storage",{"$nulls":13},0,0,0,0]
["Thunder Wolf Energy Center Hybrid","63776_G_TW100",63776,"G","TW100",null,"Energy Storage",null,"WECC_CO","Colorado",8,"Pueblo",101,"08101",100,0,2022,9999,null,null,"N","Energy Storage",{"$nulls":13},0,0,0,0]
["Atlas","63798_G_ATLB1",63798,"G","ATLB1",null,"Energy Storage",null,"WECC_AZ","Arizona",4,"La Paz",12,"04012",300,0,2022,9999,null,null,"N","Energy Storage",{"$nulls":13},0,0,0,0]
["Fifth Standard Solar PV, LLC","64197_G_FTHSB",64197,"G","FTHSB",null,"Energy Storage",null,"WEC_CALN","California",6,"Fresno",19,"06019",117,0,2022,9999,null,null,"N","Energy Storage",{"$nulls":13},0,0,0,0]
["Fifth Standard Solar PV, LLC","64197_G_FTHSS",64197,"G","FTHSS",null,"Solar PV",null,"WEC_CALN","California",6,"Fresno",19,"06019",150,0,2022,9999,null,null,"N","Solar",{"$nulls":13},0,0,0,0]
["Cranberry Point Energy Storage","62844_G_NA",62844,"G","NA",null,"Energy Storage",null,"NENGREST","Massachusetts",25,"Plymouth",23,"25023",150,0,2024,9999,null,null,"N","Energy Storage",{"$nulls":13},0,0,0,0]
["Red Antelope Solar & Energy Storage Farm","64208_G_30PNB",64208,"G","30PNB",null,"Energy Storage",null,"WECC_AZ","Arizona",4,"Coconino",5,"04005",500,0,2023,9999,null,null,"N","Energy Storage",{"$nulls":13},0,0,0,0]
["Bellefield 2 Solar & Energy Storage Farm","64209_G_26SBB",64209,"G","26SBB",null,"Energy Storage",null,"WECC_SCE","California",6,"Kern",29,"06029",500,0,2023,9999,null,null,"N","Energy Storage",{"$nulls":13},0,0,0,0]
["Bellefield Solar and Energy Storage Farm","64210_G_50LWB",64210,"G","50LWB",null,"Energy Storage",null,"WECC_SCE","California",6,"Kern",29,"06029",500,0,2023,9999,null,null,"N","Energy Storage",{"$nulls":13},0,0,0,0]
["Aratina Solar Center 2","64215_G_45MGB",64215,"G","45MGB",null,"Energy Storage",null,"WECC_SCE","California",6,"Kern",29,"06029",200,0,2023,9999,null,null,"N","Energy Storage",{"$nulls":13},0,0,0,0]
["Long Ridge Energy Generation","61322_G_HPPP1",61322,"G","HPPP1",null,"Combined Cycle",null,"PJM_West","Ohio",39,"Monroe",111,"39111",485,6370,2021,9999,null,null,"N","Natural Gas, Distillate Fuel Oil",{"$nulls":13},0.01100000000000001,0.01100000000000001,0.01100000000000001,0.01100000000000001]
["Perennial Wind Chaser Station","59721_G_GT1",59721,"G","GT1",null,"Combustion Turbine",null,"WECC_PNW","Oregon",41,"Umatilla",59,"41059",98.7,9905,2024,9999,null,null,"N","Natural Gas, Distillate Fuel Oil",{"$nulls":13},0.01100000000000001,0.01100000000000001,0.01100000000000001,0.01100000000000001]
["Perennial Wind Chaser Station","59721_G_GT2",59721,"G","GT2",null,"Combustion Turbine",null,"WECC_PNW","Oregon",41,"Umatilla",59,"41059",98.7,9905,2024,9999,null,null,"N","Natural Gas, Distillate Fuel Oil",{"$nulls":13},0.01100000000000001,0.01100000000000001,0.01100000000000001,0.01100000000000001]
["Perennial Wind Chaser Station","59721_G_GT3",59721,"G","GT3",null,"Combustion Turbine",null,"WECC_PNW","Oregon",41,"Umatilla",59,"41059",98.7,9905,2024,9999,null,null,"N","Natural Gas, Distillate Fuel Oil",{"$nulls":13},0.01100000000000001,0.01100000000000001,0.01100000000000001,0.01100000000000001]
["Perennial Wind Chaser Station","59721_G_GT4",59721,"G","GT4",null,"Combustion Turbine",null,"WECC_PNW","Oregon",41,"Umatilla",59,"41059",98.7,9905,2024,9999,null,null,"N","Natural Gas, Distillate Fuel Oil",{"$nulls":13},0.01100000000000001,0.01100000000000001,0.01100000000000001,0.01100000000000001]
["Painted Hills Wind Park","50533_G_PHW",50533,"G","PHW",null,"Onshore Wind",null,"WECC_SCE","California",6,"Riverside",65,"06065",46.8,0,2021,9999,null,null,"N","Wind",{"$nulls":13},0,0,0,0]
["Flatirons Campus (FC)","57692_G_AESBT",57692,"G","AESBT",null,"Energy Storage",null,"WECC_CO","Colorado",8,"Jefferson",59,"08059",0.3,0,2019,9999,null,null,"N","Energy Storage",{"$nulls":13},0,0,0,0]
["Flatirons Campus (FC)","57692_G_AESPV",57692,"G","AESPV",null,"Solar PV",null,"WECC_CO","Colorado",8,"Jefferson",59,"08059",0.3,0,2019,9999,null,null,"N","Solar",{"$nulls":13},0,0,0,0]
["Flatirons Campus (FC)","57692_G_FSOLR",57692,"G","FSOLR",null,"Solar PV",null,"WECC_CO","Colorado",8,"Jefferson",59,"08059",0.4,0,2019,9999,null,null,"N","Solar",{"$nulls":13},0,0,0,0]
["Flatirons Campus (FC)","57692_G_GAMES",57692,"G","GAMES",null,"Onshore Wind",null,"WECC_CO","Colorado",8,"Jefferson",59,"08059",2,0,2011,9999,null,null,"N","Wind",{"$nulls":13},0,0,0,0]
["Flatirons Campus (FC)","57692_G_GEDOE",57692,"G","GEDOE",null,"Onshore Wind",null,"WECC_CO","Colorado",8,"Jefferson",59,"08059",1.5,0,2010,9999,null,null,"N","Wind",{"$nulls":13},0,0,0,0]
["Flatirons Campus (FC)","57692_G_NRELB",57692,"G","NRELB",null,"Energy Storage",null,"WECC_CO","Colorado",8,"Jefferson",59,"08059",1,0,2019,9999,null,null,"N","Energy Storage",{"$nulls":13},0,0,0,0]
["Flatirons Campus (FC)","57692_G_SIEM",57692,"G","SIEM",null,"Onshore Wind",null,"WECC_CO","Colorado",8,"Jefferson",59,"08059",2.3,0,2010,9999,null,null,"N","Wind",{"$nulls":13},0,0,0,0]
["Baffin Wind","57927_G_BA1",57927,"G","BA1",null,"Energy Storage",null,"ERC_REST","Texas",48,"Kenedy",261,"48261",202,0,2016,9999,null,null,"N","Energy Storage",{"$nulls":13},0,0,0,0]
["Marshalltown Generating Station","58236_G_BESS1",58236,"G","BESS1",null,"Energy Storage",null,"MIS_IA","Iowa",19,"Marshall",127,"19127",0.3,0,2020,9999,null,null,"N","Energy Storage",{"$nulls":13},0,0,0,0]
["Tooele Army Depot","59817_G_GEN01",59817,"G","GEN01",null,"Onshore Wind",null,"WECC_UT","Utah",49,"Tooele",45,"49045",1.5,0,2010,9999,null,null,"N","Wind",{"$nulls":13},0,0,0,0]
["Blythe Solar 110, LLC","60093_G_BES1",60093,"G","BES1",null,"Energy Storage",null,"WECC_SCE","California",6,"Riverside",65,"06065",63,0,2021,9999,null,null,"N","Energy Storage",{"$nulls":13},0,0,0,0]
["SunAnza","60791_G_ANZA2",60791,"G","ANZA2",null,"Solar PV",null,"WECC_SCE","California",6,"Riverside",65,"06065",1.4,0,2020,9999,null,null,"N","Solar",{"$nulls":13},0,0,0,0]
["Badger Hollow II","64393_G_GEN2",64393,"G","GEN2",null,"Solar PV",null,"MIS_WUMS","Wisconsin",55,"Iowa",49,"55049",150,0,2022,9999,null,null,"N","Solar",{"$nulls":13},0,0,0,0]
["Camino Solar Hybrid","63508_G_CSBA1",63508,"G","CSBA1",null,"Energy Storage",null,"WECC_SCE","California",6,"Kern",29,"06029",11,0,2023,9999,null,null,"N","Energy Storage",{"$nulls":13},0,0,0,0]
["Altavista Solar","64019_G_ATLA",64019,"G","ATLA",null,"Solar PV",null,"PJM_West","Virginia",51,"Campbell",31,"51031",80,0,2021,9999,null,null,"N","Solar",{"$nulls":13},0,0,0,0]
["West Riverside Energy Center","64020_G_PV1",64020,"G","PV1",null,"Solar PV",null,"MIS_WUMS","Wisconsin",55,"Rock",105,"55105",4.4,0,2021,9999,null,null,"N","Solar",{"$nulls":13},0,0,0,0]
["Monte Vista Solar 2 CSG, LLC","64024_G_262",64024,"G","262",null,"Solar PV",null,"WECC_CO","Colorado",8,"Rio Grande",105,"08105",1.6,0,2020,9999,null,null,"N","Solar",{"$nulls":13},0,0,0,0]
["Orchard Windfarm 2, LLC","64051_G_OCHW2",64051,"G","OCHW2",null,"Onshore Wind",null,"WECC_PNW","Oregon",41,"Morrow",49,"41049",10,0,2020,9999,null,null,"N","Wind",{"$nulls":13},0,0,0,0]
["Orchard Windfarm 3, LLC","64052_G_OCHW3",64052,"G","OCHW3",null,"Onshore Wind",null,"WECC_PNW","Oregon",41,"Morrow",49,"41049",10,0,2020,9999,null,null,"N","Wind",{"$nulls":13},0,0,0,0]
["Orchard Windfarm 4, LLC","64053_G_OCHW4",64053,"G","OCHW4",null,"Onshore Wind",null,"WECC_PNW","Oregon",41,"Morrow",49,"41049",10,0,2020,9999,null,null,"N","Wind",{"$nulls":13},0,0,0,0]
["Tweite Community Solar LLC","64099_G_TWEIT",64099,"G","TWEIT",null,"Solar PV",null,"MIS_MNWI","Minnesota",27,"olmsted",109,"27109",1,0,2020,9999,null,null,"N","Solar",{"$nulls":13},0,0,0,0]
["IGS Stockton DG CSG","64124_G_BREW2",64124,"G","BREW2",null,"Solar PV",null,"PJM_COMD","Illinois",17,"Jo Daviess",85,"17085",1.9,0,2020,9999,null,null,"N","Solar",{"$nulls":13},0,0,0,0]
["Newton Rumford Landfill","64162_G_7759A",64162,"G","7759A",null,"Solar PV",null,"NENGREST","Massachusetts",25,"Middlesex",17,"25017",1.7,0,2017,9999,null,null,"N","Solar",{"$nulls":13},0,0,0,0]
["Big Boy","64174_G_1303",64174,"G","1303",null,"Solar PV",null,"S_VACA","North Carolina",37,"Guilford",81,"37081",3,0,2014,9999,null,null,"N","Solar",{"$nulls":13},0,0,0,0]
["Sullivan B Community Solar LLC","64243_G_SULL",64243,"G","SULL",null,"Solar PV",null,"MIS_IL","Illinois",17,"McDonough",109,"17109",2,0,2020,9999,null,null,"N","Solar",{"$nulls":13},0,0,0,0]
["Kent School Road Solar 1","64254_G_KENT",64254,"G","KENT",null,"Solar PV",null,"PJM_COMD","Illinois",17,"Stephenson",177,"17177",2,0,2020,9999,null,null,"N","Solar",{"$nulls":13},0,0,0,0]
["Schulte 2 Community Solar","64257_G_SCHU",64257,"G","SCHU",null,"Solar PV",null,"PJM_COMD","Illinois",17,"Marshall",123,"17123",2,0,2020,9999,null,null,"N","Solar",{"$nulls":13},0,0,0,0]
["Rock Creek 2 CSG","64265_G_263",64265,"G","263",null,"Solar PV",null,"WECC_CO","Colorado",8,"Alamosa",3,"08003",1.6,0,2020,9999,null,null,"N","Solar",{"$nulls":13},0,0,0,0]
["Valencia 2","64267_G_265",64267,"G","265",null,"Solar PV",null,"WECC_IID","California",6,"Imperial",25,"06025",3,0,2020,9999,null,null,"N","Solar",{"$nulls":13},0,0,0,0]
["Lawrence Brook","64268_G_280",64268,"G","280",null,"Solar PV",null,"NENGREST","Vermont",50,"Lamoille",15,"50015",2.2,0,2020,9999,null,null,"N","Solar",{"$nulls":13},0,0,0,0]
["Kankakee Solar 4 LLC","64269_G_KANK",64269,"G","KANK",null,"Solar PV",null,"PJM_COMD","Illinois",17,"Kankakee",91,"17091",2,0,2020,9999,null,null,"N","Solar",{"$nulls":13},0,0,0,0]
["Bulloch Neville Farms","64275_G_BNF",64275,"G","BNF",null,"Solar PV",null,"S_SOU","Georgia",13,"Bulloch",31,"13031",2.7,0,2020,9999,null,null,"N","Solar",{"$nulls":13},0,0,0,0]
["Franklin Milliken","64276_G_FM",64276,"G","FM",null,"Solar PV",null,"S_SOU","Georgia",13,"Franklin",119,"13119",3,0,2020,9999,null,null,"N","Solar",{"$nulls":13},0,0,0,0]
["Greene Durham","64277_G_GD",64277,"G","GD",null,"Solar PV",null,"S_SOU","Georgia",13,"Greene",133,"13133",3,0,2020,9999,null,null,"N","Solar",{"$nulls":13},0,0,0,0]
["Lowndes IDA","64278_G_LIDA",64278,"G","LIDA",null,"Solar PV",null,"S_SOU","Georgia",13,"Lowndes",185,"13185",1.5,0,2020,9999,null,null,"N","Solar",{"$nulls":13},0,0,0,0]
["Lowndes Tycor Farms","64279_G_LTF",64279,"G","LTF",null,"Solar PV",null,"S_SOU","Georgia",13,"Lowndes",185,"13185",2.3,0,2020,9999,null,null,"N","Solar",{"$nulls":13},0,0,0,0]
["Meriwether Jackson","64280_G_MJ",64280,"G","MJ",null,"Solar PV",null,"S_SOU","Georgia",13,"Meriwether",199,"13199",3,0,2020,9999,null,null,"N","Solar",{"$nulls":13},0,0,0,0]
["Murray Treadwell Farms","64281_G_MTF",64281,"G","MTF",null,"Solar PV",null,"S_SOU","Georgia",13,"Murray",213,"13213",3,0,2020,9999,null,null,"N","Solar",{"$nulls":13},0,0,0,0]
["Putnam Erickson","64282_G_PE",64282,"G","PE",null,"Solar PV",null,"S_SOU","Georgia",13,"Putnam",237,"13237",2.7,0,2020,9999,null,null,"N","Solar",{"$nulls":13},0,0,0,0]
["Terrell Riles Stovall","64283_G_TRS",64283,"G","TRS",null,"Solar PV",null,"S_SOU","Georgia",13,"Terrell",273,"13273",1.7,0,2020,9999,null,null,"N","Solar",{"$nulls":13},0,0,0,0]
["Troup RC50 II","64284_G_TRC50",64284,"G","TRC50",null,"Solar PV",null,"S_SOU","Georgia",13,"Troup",285,"13285",1.5,0,2020,9999,null,null,"N","Solar",{"$nulls":13},0,0,0,0]
["Ware Avra I","64285_G_WA1",64285,"G","WA1",null,"Solar PV",null,"S_SOU","Georgia",13,"Ware",299,"13299",3,0,2020,9999,null,null,"N","Solar",{"$nulls":13},0,0,0,0]
["Ware Avra II","64286_G_WA2",64286,"G","WA2",null,"Solar PV",null,"S_SOU","Georgia",13,"Ware",299,"13299",1.9,0,2020,9999,null,null,"N","Solar",{"$nulls":13},0,0,0,0]
["Renewable Energy Center at BJH","64288_G_RECBJ",64288,"G","RECBJ",null,"Solar PV",null,"MIS_MO","Missouri",29,"St Louis City",510,"29510",1.6,0,2019,9999,null,null,"N","Solar",{"$nulls":13},0,0,0,0]
["SE Athos II, LLC","64290_G_IPAT2",64290,"G","IPAT2",null,"Solar PV",null,"WECC_SCE","California",6,"Riverside",65,"06065",200,0,2021,9999,null,null,"N","Solar",{"$nulls":13},0,0,0,0]
["Alvin","64293_G_ALVIN",64293,"G","ALVIN",null,"Energy Storage",null,"ERC_REST","Texas",48,"Brazoria",39,"48039",9.9,0,2020,9999,null,null,"N","Energy Storage",{"$nulls":13},0,0,0,0]
["Odessa","64294_G_ODSA",64294,"G","ODSA",null,"Energy Storage",null,"ERC_WEST","Texas",48,"Ector",135,"48135",9.9,0,2020,9999,null,null,"N","Energy Storage",{"$nulls":13},0,0,0,0]
["Angleton","64295_G_ANGLE",64295,"G","ANGLE",null,"Energy Storage",null,"ERC_REST","Texas",48,"Brazoria",39,"48039",9.9,0,2020,9999,null,null,"N","Energy Storage",{"$nulls":13},0,0,0,0]
["Brazoria","64296_G_BRAZ",64296,"G","BRAZ",null,"Energy Storage",null,"ERC_REST","Texas",48,"Brazoria",39,"48039",9.9,0,2020,9999,null,null,"N","Energy Storage",{"$nulls":13},0,0,0,0]
["Heights","64297_G_H8S",64297,"G","H8S",null,"Energy Storage",null,"ERC_REST","Texas",48,"Galveston",167,"48167",9.9,0,2020,9999,null,null,"N","Energy Storage",{"$nulls":13},0,0,0,0]
["Magnolia TX","64298_G_MANGO",64298,"G","MANGO",null,"Energy Storage",null,"ERC_REST","Texas",48,"Galveston",167,"48167",9.9,0,2020,9999,null,null,"N","Energy Storage",{"$nulls":13},0,0,0,0]
["Roger Williams - Melville at Portsmouth","64299_G_MEL",64299,"G","MEL",null,"Solar PV",null,"NENGREST","Rhode Island",44,"Newport",5,"44005",3,0,2021,9999,null,null,"N","Solar",{"$nulls":13},0,0,0,0]
["Fort Drum Energy Center","64300_G_FORTD",64300,"G","FORTD",null,"Solar PV",null,"FRCC","Florida",12,"Okeechobee",93,"12093",74.5,0,2021,9999,null,null,"N","Solar",{"$nulls":13},0,0,0,0]
["Willow Solar Energy Center","64301_G_WILLO",64301,"G","WILLO",null,"Solar PV",null,"FRCC","Florida",12,"Manatee",81,"12081",74.5,0,2021,9999,null,null,"N","Solar",{"$nulls":13},0,0,0,0]
["Lafayette 2 - McHenry Franks 1","64302_G_GEN1",64302,"G","GEN1",null,"Solar PV",null,"PJM_COMD","Illinois",17,"McHenry",111,"17111",2,0,2020,9999,null,null,"N","Solar",{"$nulls":13},0,0,0,0]
["Lafayette 2 - McHenry Franks 2","64303_G_GEN1",64303,"G","GEN1",null,"Solar PV",null,"PJM_COMD","Illinois",17,"McHenry",111,"17111",2,0,2020,9999,null,null,"N","Solar",{"$nulls":13},0,0,0,0]
["Lafayette 2 - Kankakee Yonke","64304_G_GEN1",64304,"G","GEN1",null,"Solar PV",null,"PJM_COMD","Illinois",17,"Kankakee",91,"17091",2,0,2020,9999,null,null,"N","Solar",{"$nulls":13},0,0,0,0]
["TCI France","64305_G_TCL1",64305,"G","TCL1",null,"Solar PV",null,"MIS_AMSO","Louisiana",22,"Orleans",71,"22071",1.5,0,2019,9999,null,null,"N","Solar",{"$nulls":13},0,0,0,0]
["TCI Alvar","64306_G_TCI2",64306,"G","TCI2",null,"Solar PV",null,"MIS_AMSO","Louisiana",22,"Orleans",71,"22071",1.9,0,2019,9999,null,null,"N","Solar",{"$nulls":13},0,0,0,0]
["New Orleans Solar Station","64307_G_NOSS",64307,"G","NOSS",null,"Solar PV",null,"MIS_AMSO","Louisiana",22,"Orleans",71,"22071",20,0,2019,9999,null,null,"N","Solar",{"$nulls":13},0,0,0,0]
["Dissigno Healdsburg FPV, LLC","64308_G_HLDBG",64308,"G","HLDBG",null,"Solar PV",null,"WEC_CALN","California",6,"Sonoma",97,"06097",3,0,2020,9999,null,null,"N","Solar",{"$nulls":13},0,0,0,0]
["Soldier Creek Wind","64309_G_SCWKS",64309,"G","SCWKS",null,"Onshore Wind",null,"SPP_N","Kansas",20,"Nemaha",131,"20131",300,0,2020,9999,null,null,"N","Wind",{"$nulls":13},0,0,0,0]
["Corning Riverview (CSG)","64310_G_CORN",64310,"G","CORN",null,"Solar PV",null,"NY_Z_A","New York",36,"Erie",29,"36029",5,0,2020,9999,null,null,"N","Solar",{"$nulls":13},0,0,0,0]
["Sun Farm VIII, LLC","64311_G_SFS08",64311,"G","SFS08",null,"Solar PV",null,"S_VACA","North Carolina",37,"Nash",127,"37127",4,0,2020,9999,null,null,"N","Solar",{"$nulls":13},0,0,0,0]
["Bat Cave","64312_G_BC",64312,"G","BC",null,"Energy Storage",null,"ERC_REST","Texas",48,"Mason",319,"48319",100,0,2021,9999,null,null,"N","Energy Storage",{"$nulls":13},0,0,0,0]
["Dickinson","64314_G_DIKN",64314,"G","DIKN",null,"Energy Storage",null,"ERC_REST","Texas",48,"Galveston",167,"48167",9.9,0,2021,9999,null,null,"N","Energy Storage",{"$nulls":13},0,0,0,0]
["Loop 463","64315_G_LOOP",64315,"G","LOOP",null,"Energy Storage",null,"ERC_REST","Texas",48,"Victoria",469,"48469",9.9,0,2021,9999,null,null,"N","Energy Storage",{"$nulls":13},0,0,0,0]
["Lopeno","64316_G_LOPE",64316,"G","LOPE",null,"Energy Storage",null,"ERC_REST","Texas",48,"Zapata",505,"48505",9.9,0,2021,9999,null,null,"N","Energy Storage",{"$nulls":13},0,0,0,0]
["North Fork TX","64317_G_NF",64317,"G","NF",null,"Energy Storage",null,"ERC_REST","Texas",48,"Williamson",491,"48491",100,0,2021,9999,null,null,"N","Energy Storage",{"$nulls":13},0,0,0,0]
["Pueblo BA","64318_G_PBL1",64318,"G","PBL1",null,"Energy Storage",null,"ERC_REST","Texas",48,"Maverick",323,"48323",9.9,0,2021,9999,null,null,"N","Energy Storage",{"$nulls":13},0,0,0,0]
["Pueblo BA","64318_G_PBL2",64318,"G","PBL2",null,"Energy Storage",null,"ERC_REST","Texas",48,"Maverick",323,"48323",9.9,0,2021,9999,null,null,"N","Energy Storage",{"$nulls":13},0,0,0,0]
["Ranchtown","64319_G_RANCH",64319,"G","RANCH",null,"Energy Storage",null,"ERC_REST","Texas",48,"Bexar",29,"48029",9.9,0,2021,9999,null,null,"N","Energy Storage",{"$nulls":13},0,0,0,0]
["Sierra","64320_G_SIER",64320,"G","SIER",null,"Energy Storage",null,"WEC_CALN","California",6,"Tuolumne",109,"06109",10,0,2022,9999,null,null,"N","Energy Storage",{"$nulls":13},0,0,0,0]
["Sweeny","64321_G_SWNY",64321,"G","SWNY",null,"Energy Storage",null,"ERC_REST","Texas",48,"Brazoria",39,"48039",9.9,0,2021,9999,null,null,"N","Energy Storage",{"$nulls":13},0,0,0,0]
["Zapata","64322_G_ZPT1",64322,"G","ZPT1",null,"Energy Storage",null,"ERC_REST","Texas",48,"Zapata",505,"48505",9.9,0,2021,9999,null,null,"N","Energy Storage",{"$nulls":13},0,0,0,0]
["Zapata","64322_G_ZPT2",64322,"G","ZPT2",null,"Energy Storage",null,"ERC_REST","Texas",48,"Zapata",505,"48505",9.9,0,2021,9999,null,null,"N","Energy Storage",{"$nulls":13},0,0,0,0]
["Coachella Hills Wind","64323_G_CHW",64323,"G","CHW",null,"Onshore Wind",null,"WECC_SCE","California",6,"Riverside",65,"06065",61.2,0,2021,9999,null,null,"N","Wind",{"$nulls":13},0,0,0,0]
["Prospero Solar II","64325_G_PROSP",64325,"G","PROSP",null,"Solar PV",null,"ERC_WEST","Texas",48,"Andrews",3,"48003",250,0,2021,9999,null,null,"N","Solar",{"$nulls":13},0,0,0,0]
["Summit Winds","64326_G_DYER",64326,"G","DYER",null,"Onshore Wind",null,"WEC_CALN","California",6,"Alameda",1,"06001",46.2,0,2021,9999,null,null,"N","Wind",{"$nulls":13},0,0,0,0]
["Summit Winds","64326_G_FRICK",64326,"G","FRICK",null,"Onshore Wind",null,"WEC_CALN","California",6,"Alameda",1,"06001",10,0,2021,9999,null,null,"N","Wind",{"$nulls":13},0,0,0,0]
["EDF Ph1 Toms River","64327_G_GEN1",64327,"G","GEN1",null,"Solar PV",null,"PJM_EMAC","New Jersey",34,"Ocean",29,"34029",21.3,0,2021,9999,null,null,"N","Solar",{"$nulls":13},0,0,0,0]
["AES Griggs Solar, LLC","64328_G_GRIG",64328,"G","GRIG",null,"Solar PV",null,"PJM_COMD","Illinois",17,"Kankakee",91,"17091",2,0,2020,9999,null,null,"N","Solar",{"$nulls":13},0,0,0,0]
["IGS East Central, LLC","64329_G_EAST",64329,"G","EAST",null,"Solar PV",null,"PJM_COMD","Illinois",17,"Will",197,"17197",2,0,2020,9999,null,null,"N","Solar",{"$nulls":13},0,0,0,0]
["SV CSG Lily Lake 2 LLC","64330_G_LILY",64330,"G","LILY",null,"Solar PV",null,"PJM_COMD","Illinois",17,"Kane",89,"17089",2,0,2020,9999,null,null,"N","Solar",{"$nulls":13},0,0,0,0]
["Cedarville Road","64331_G_LENA",64331,"G","LENA",null,"Solar PV",null,"PJM_COMD","Illinois",17,"Stephenson",177,"17177",2,0,2020,9999,null,null,"N","Solar",{"$nulls":13},0,0,0,0]
["Two Dot Wind Broadview East LLC","64332_G_CHL2",64332,"G","CHL2",null,"Onshore Wind",null,"WECC_MT","Montana",30,"Yellowstone",111,"30111",1.6,0,2018,9999,null,null,"N","Wind",{"$nulls":13},0,0,0,0]
["WED Coventry Seven, LLC","64333_G_WED7",64333,"G","WED7",null,"Solar PV",null,"NENGREST","Rhode Island",44,"Kent",3,"44003",3,0,2020,9999,null,null,"N","Solar",{"$nulls":13},0,0,0,0]
["GD Glocester White Oak I, LLC","64334_G_GDWH",64334,"G","GDWH",null,"Solar PV",null,"NENGREST","Rhode Island",44,"Providence",7,"44007",1.8,0,2020,9999,null,null,"N","Solar",{"$nulls":13},0,0,0,0]
["Quitman II Solar","64335_G_QUIT2",64335,"G","QUIT2",null,"Solar PV",null,"S_SOU","Georgia",13,"Brooks",27,"13027",150,0,2021,9999,null,null,"N","Solar",{"$nulls":13},0,0,0,0]
["Little Blue Wind Project, LLC","64336_G_WFW",64336,"G","WFW",null,"Onshore Wind",null,"SPP_NEBR","Nebraska",31,"Webster",181,"31181",250.7,0,2021,9999,null,null,"N","Wind",{"$nulls":13},0,0,0,0]
["Farmington Solar","64337_G_FNS",64337,"G","FNS",null,"Solar PV",null,"NENG_ME","Maine",23,"Franklin",7,"23007",77,0,2021,9999,null,null,"N","Solar",{"$nulls":13},0,0,0,0]
["Badger Wind, LLC","64342_G_5555",64342,"G","5555",null,"Onshore Wind",null,"MIS_MAPP","North Dakota",38,"McIntosh",51,38051,252,0,2022,9999,null,null,"N","Wind",{"$nulls":13},0,0,0,0]
["6685 Santa Barbara Ct","64343_G_SBAR",64343,"G","SBAR",null,"Solar PV",null,"PJM_SMAC","Maryland",24,"Howard",27,"24027",1,0,2020,9999,null,null,"N","Solar",{"$nulls":13},0,0,0,0]
["Highland Solar North","64345_G_1112",64345,"G","1112",null,"Solar PV",null,"FRCC","Florida",12,"Highlands",55,"12055",74.9,0,2022,9999,null,null,"N","Solar",{"$nulls":13},0,0,0,0]
["Highland Solar South","64346_G_9999",64346,"G","9999",null,"Solar PV",null,"FRCC","Florida",12,"Highlands",55,"12055",74.9,0,2022,9999,null,null,"N","Solar",{"$nulls":13},0,0,0,0]
["Mockingbird Solar Center","64347_G_7777",64347,"G","7777",null,"Solar PV",null,"ERC_REST","Texas",48,"Lamar",277,"48277",400,0,2023,9999,null,null,"N","Solar",{"$nulls":13},0,0,0,0]
["Happy Hollow Solar Center","64348_G_8888",64348,"G","8888",null,"Solar PV",null,"S_SOU","Georgia",13,"Wilkes",317,"13317",75,0,2024,9999,null,null,"N","Solar",{"$nulls":13},0,0,0,0]
["Armadillo Solar Center","64349_G_6666",64349,"G","6666",null,"Solar PV",null,"ERC_REST","Texas",48,"Navarro",349,"48349",175,0,2022,9999,null,null,"N","Solar",{"$nulls":13},0,0,0,0]
["Mtn Solar 6 LLC","64352_G_SC",64352,"G","SC",null,"Solar PV",null,"WECC_CO","Colorado",8,"Logan",75,"08075",2,0,2021,9999,null,null,"N","Solar",{"$nulls":13},0,0,0,0]
["NSE Camber Solar PS11 LLC","64353_G_SC",64353,"G","SC",null,"Solar PV",null,"WECC_CO","Colorado",8,"Logan",75,"08075",2,0,2021,9999,null,null,"N","Solar",{"$nulls":13},0,0,0,0]
["NSE Camber BH CSG 2, LLC","64355_G_SC",64355,"G","SC",null,"Solar PV",null,"WECC_CO","Colorado",8,"Crowley",25,"08025",2,0,2021,9999,null,null,"N","Solar",{"$nulls":13},0,0,0,0]
["NSE Camber Solar PS13 LLC","64356_G_SC",64356,"G","SC",null,"Solar PV",null,"WECC_CO","Colorado",8,"Logan",75,"08075",2,0,2021,9999,null,null,"N","Solar",{"$nulls":13},0,0,0,0]
["NSE Camber Solar PS6 LLC","64357_G_SC",64357,"G","SC",null,"Solar PV",null,"WECC_CO","Colorado",8,"Weld",123,"08123",2,0,2021,9999,null,null,"N","Solar",{"$nulls":13},0,0,0,0]
["NSE Camber Solar PS5 LLC","64358_G_SC",64358,"G","SC",null,"Solar PV",null,"WECC_CO","Colorado",8,"Weld",123,"08123",2,0,2021,9999,null,null,"N","Solar",{"$nulls":13},0,0,0,0]
["Pivot Solar 12 LLC","64359_G_SC",64359,"G","SC",null,"Solar PV",null,"WECC_CO","Colorado",8,"Logan",75,"08075",1,0,2021,9999,null,null,"N","Solar",{"$nulls":13},0,0,0,0]
["American Goldfinch SCS ACY2 NJ, LLC","64360_G_30001",64360,"G","30001",null,"Solar PV",null,"PJM_EMAC","New Jersey",34,"Burlington",5,"34005",3.9,0,2020,9999,null,null,"N","Solar",{"$nulls":13},0,0,0,0]
["SCS American Bottoms 009885 Sauget, LLC","64362_G_30004",64362,"G","30004",null,"Solar PV",null,"MIS_IL","Illinois",17,"St Clair",163,"17163",1.8,0,2020,9999,null,null,"N","Solar",{"$nulls":13},0,0,0,0]
["ESA Boston Solar, LLC","64363_G_30008",64363,"G","30008",null,"Solar PV",null,"S_VACA","North Carolina",37,"Person",145,"37145",5,0,2020,9999,null,null,"N","Solar",{"$nulls":13},0,0,0,0]
["SCS Beltway 011754 Rock Falls, LLC","64364_G_30005",64364,"G","30005",null,"Solar PV",null,"PJM_COMD","Illinois",17,"Whiteside",195,"17195",1,0,2020,9999,null,null,"N","Solar",{"$nulls":13},0,0,0,0]
["Western Meadowlark Solar SCS NE 1, LLC","64365_G_30003",64365,"G","30003",null,"Solar PV",null,"SPP_NEBR","Nebraska",31,"Scottsbluff",157,"31157",4.4,0,2020,9999,null,null,"N","Solar",{"$nulls":13},0,0,0,0]
["Trojan Solar, LLC","64366_G_30007",64366,"G","30007",null,"Solar PV",null,"S_VACA","North Carolina",37,"Columbus",47,"37047",5,0,2020,9999,null,null,"N","Solar",{"$nulls":13},0,0,0,0]
["Zuma Solar, LLC","64367_G_30006",64367,"G","30006",null,"Solar PV",null,"S_VACA","North Carolina",37,"Caswell",33,"37033",3,0,2020,9999,null,null,"N","Solar",{"$nulls":13},0,0,0,0]
["E Nash PV3","64369_G_ENSH3",64369,"G","ENSH3",null,"Solar PV",null,"S_VACA","North Carolina",37,"Nash",127,"37127",26,0,2022,9999,null,null,"N","Solar",{"$nulls":13},0,0,0,0]
["Arroyo Solar Energy Storage Hybrid","63172_G_ARESS",63172,"G","ARESS",null,"Energy Storage",null,"WECC_NM","New Mexico",35,"McKinley",31,"35031",150,0,2022,9999,null,null,"N","Energy Storage",{"$nulls":13},0,0,0,0]
["Greenwich Solar 1, LLC","63411_G_RTE40",63411,"G","RTE40",null,"Solar PV",null,"NY_Z_F","New York",36,"Washington",115,"36115",5,0,2020,9999,null,null,"N","Solar",{"$nulls":13},0,0,0,0]
["Snowbird Power Plant","10215_G_1138",10215,"G","1138",null,"Combustion Turbine","IC Engine","WECC_UT","Utah",49,"Salt Lake",35,"49035",1.5,9905,2021,9999,null,null,"N","Natural Gas",{"$nulls":13},{"v":0.01100000000000001,"d":"0.011"},{"v":0.01100000000000001,"d":"0.011"},{"v":0.01100000000000001,"d":"0.011"},{"v":0.01100000000000001,"d":"0.011"}]
["Snowbird Power Plant","10215_G_1258",10215,"G","1258",null,"Combustion Turbine","IC Engine","WECC_UT","Utah",49,"Salt Lake",35,"49035",2.5,9905,2021,9999,null,null,"N","Natural Gas",{"$nulls":13},{"v":0.01100000000000001,"d":"0.011"},{"v":0.01100000000000001,"d":"0.011"},{"v":0.01100000000000001,"d":"0.011"},{"v":0.01100000000000001,"d":"0.011"}]
["Snowbird Power Plant","10215_G_1260",10215,"G","1260",null,"Combustion Turbine","IC Engine","WECC_UT","Utah",49,"Salt Lake",35,"49035",2.5,9905,2021,9999,null,null,"N","Natural Gas",{"$nulls":13},{"v":0.01100000000000001,"d":"0.011"},{"v":0.01100000000000001,"d":"0.011"},{"v":0.01100000000000001,"d":"0.011"},{"v":0.01100000000000001,"d":"0.011"}]
["Collins Pine Project","10661_G_GEN5",10661,"G","GEN5",null,"Biomass","","WEC_CALN","California",60,"Plumas",63,"60063",5,13500,2021,9999,null,null,"N","Biomass",{"$nulls":13},{"v":0.02,"d":"0.020"},{"v":0.02,"d":"0.020"},{"v":0.02,"d":"0.020"},{"v":0.02,"d":"0.020"}]
["Red Shield Envir Old Town Facility","10700_G_TG4",10700,"G","TG4",null,"Non-Fossil Waste","","NENG_ME","Maine",23,"Penobscot",19,"23019",7.5,13500,1965,9999,null,null,"N","Non-Fossil Waste",{"$nulls":13},0,0,0,0]
["Ormesa III","10763_G_OE301",10763,"G","OE301",null,"Geothermal","","WECC_IID","California",60,"Imperial",25,"60025",10.7,30000,2020,9999,null,null,"N","Geothermal",{"$nulls":13},0,0,0,0,0.4625,0.4625,0.4625]
["Cascade","1129_G_6",1129,"G","6",null,"Combustion Turbine","IC Engine","MIS_IA","Iowa",19,"Dubuque",61,"19061",1.9,9905,2020,9999,null,null,"N","Distillate Fuel Oil",{"$nulls":13},{"v":0.01100000000000001,"d":"0.011"},{"v":0.01100000000000001,"d":"0.011"},{"v":0.01100000000000001,"d":"0.011"},{"v":0.01100000000000001,"d":"0.011"}]
["Preston (IA)","1176_G_5",1176,"G","5",null,"Combustion Turbine","IC Engine","MIS_IA","Iowa",19,"Jackson",97,"19097",2,9905,2020,9999,null,null,"N","Distillate Fuel Oil",{"$nulls":13},{"v":0.01100000000000001,"d":"0.011"},{"v":0.01100000000000001,"d":"0.011"},{"v":0.01100000000000001,"d":"0.011"},{"v":0.01100000000000001,"d":"0.011"}]
["Sumner","1191_G_G1",1191,"G","G1",null,"Combustion Turbine","IC Engine","MIS_MIDA","Iowa",19,"Bremer",17,"19017",1.8,9905,2021,9999,null,null,"N","Distillate Fuel Oil",{"$nulls":13},{"v":0.01100000000000001,"d":"0.011"},{"v":0.01100000000000001,"d":"0.011"},{"v":0.01100000000000001,"d":"0.011"},{"v":0.01100000000000001,"d":"0.011"}]
["Sumner","1191_G_G2",1191,"G","G2",null,"Combustion Turbine","IC Engine","MIS_MIDA","Iowa",19,"Bremer",17,"19017",1.8,9905,2021,9999,null,null,"N","Distillate Fuel Oil",{"$nulls":13},{"v":0.01100000000000001,"d":"0.011"},{"v":0.01100000000000001,"d":"0.011"},{"v":0.01100000000000001,"d":"0.011"},{"v":0.01100000000000001,"d":"0.011"}]
["Sumner","1191_G_G3",1191,"G","G3",null,"Combustion Turbine","IC Engine","MIS_MIDA","Iowa",19,"Bremer",17,"19017",1.8,9905,2021,9999,null,null,"N","Distillate Fuel Oil",{"$nulls":13},{"v":0.01100000000000001,"d":"0.011"},{"v":0.01100000000000001,"d":"0.011"},{"v":0.01100000000000001,"d":"0.011"},{"v":0.01100000000000001,"d":"0.011"}]
["Iola","1291_G_14",1291,"G","14",null,"Combustion Turbine","IC Engine","SPP_N","Kansas",20,"Allen",1,"20001",2,9905,2020,9999,null,null,"N","Distillate Fuel Oil",{"$nulls":13},{"v":0.01100000000000001,"d":"0.011"},{"v":0.01100000000000001,"d":"0.011"},{"v":0.01100000000000001,"d":"0.011"},{"v":0.01100000000000001,"d":"0.011"}]
["Iola","1291_G_15",1291,"G","15",null,"Combustion Turbine","IC Engine","SPP_N","Kansas",20,"Allen",1,"20001",2,9905,2020,9999,null,null,"N","Distillate Fuel Oil",{"$nulls":13},{"v":0.01100000000000001,"d":"0.011"},{"v":0.01100000000000001,"d":"0.011"},{"v":0.01100000000000001,"d":"0.011"},{"v":0.01100000000000001,"d":"0.011"}]
["Iola","1291_G_16",1291,"G","16",null,"Combustion Turbine","IC Engine","SPP_N","Kansas",20,"Allen",1,"20001",1.8,9905,2021,9999,null,null,"N","Distillate Fuel Oil",{"$nulls":13},{"v":0.01100000000000001,"d":"0.011"},{"v":0.01100000000000001,"d":"0.011"},{"v":0.01100000000000001,"d":"0.011"},{"v":0.01100000000000001,"d":"0.011"}]
["Seminole (FL)","136_G_CT1",136,"G","CT1",null,"Combined Cycle","","FRCC","Florida",12,"Putnam",107,"12107",351,6370,2022,9999,null,null,"N","Natural Gas",{"$nulls":13},{"v":0.01100000000000001,"d":"0.011"},{"v":0.01100000000000001,"d":"0.011"},{"v":0.01100000000000001,"d":"0.011"},{"v":0.01100000000000001,"d":"0.011"}]
["Seminole (FL)","136_G_CT2",136,"G","CT2",null,"Combined Cycle","","FRCC","Florida",12,"Putnam",107,"12107",351,6370,2022,9999,null,null,"N","Natural Gas",{"$nulls":13},{"v":0.01100000000000001,"d":"0.011"},{"v":0.01100000000000001,"d":"0.011"},{"v":0.01100000000000001,"d":"0.011"},{"v":0.01100000000000001,"d":"0.011"}]
["Seminole (FL)","136_G_ST",136,"G","ST",null,"Combined Cycle","","FRCC","Florida",12,"Putnam",107,"12107",397.4,6370,2022,9999,null,null,"N","Natural Gas",{"$nulls":13},{"v":0.01100000000000001,"d":"0.011"},{"v":0.01100000000000001,"d":"0.011"},{"v":0.01100000000000001,"d":"0.011"},{"v":0.01100000000000001,"d":"0.011"}]
["Narrows (AR)","195_G_2",195,"G","2",null,"Hydro","","SPP_WEST","Arkansas",51,"Pike",109,"51109",9.7,0,1950,9999,null,null,"N","Hydro",{"$nulls":13},0,0,0,0]
["Moose Lake","1996_G_8NG",1996,"G","8NG",null,"Combustion Turbine","IC Engine","MIS_MNWI","Minnesota",27,"Carlton",17,"27017",2,9905,2019,9999,null,null,"N","Natural Gas",{"$nulls":13},{"v":0.01100000000000001,"d":"0.011"},{"v":0.01100000000000001,"d":"0.011"},{"v":0.01100000000000001,"d":"0.011"},{"v":0.01100000000000001,"d":"0.011"}]
["Cambridge CT Hybrid","2038_G_BA1",2038,"G","BA1",null,"Energy Storage","","MIS_MNWI","Minnesota",27,"Isanti",59,"27059",0.8,0,2024,9999,null,null,"N","Energy Storage",{"$nulls":13},0,0,0,0]
["Plant No 1 Freeport","2678_G_ENG13",2678,"G","ENG13",null,"Landfill Gas","","NY_Z_K","New York",36,"Nassau",59,"36059",3,8513,2022,9999,null,null,"N","Landfill Gas",{"$nulls":13},{"v":0.08999999999999997,"d":"0.09"},{"v":0.08999999999999997,"d":"0.09"},{"v":0.08999999999999997,"d":"0.09"},{"v":0.08999999999999997,"d":"0.09"}]
["Radford","3827_G_1",3827,"G","1",null,"Hydro","","PJM_West","Virginia",51,"Pulaski",155,"51155",1,0,1934,9999,null,null,"N","Hydro",{"$nulls":13},0,0,0,0]
["Fitchburg","3991_G_1",3991,"G","1",null,"Combustion Turbine","","MIS_WUMS","Wisconsin",55,"Dane",25,"55025",16.2,9905,1973,9999,null,null,"N","Natural Gas",{"$nulls":13},{"v":0.01100000000000001,"d":"0.011"},{"v":0.01100000000000001,"d":"0.011"},{"v":0.01100000000000001,"d":"0.011"},{"v":0.01100000000000001,"d":"0.011"}]
["Fitchburg","3991_G_2",3991,"G","2",null,"Combustion Turbine","","MIS_WUMS","Wisconsin",55,"Dane",25,"55025",16.2,9905,1973,9999,null,null,"N","Natural Gas",{"$nulls":13},{"v":0.01100000000000001,"d":"0.011"},{"v":0.01100000000000001,"d":"0.011"},{"v":0.01100000000000001,"d":"0.011"},{"v":0.01100000000000001,"d":"0.011"}]
["Sycamore (WI)","3993_G_1",3993,"G","1",null,"Combustion Turbine","","MIS_WUMS","Wisconsin",55,"Dane",25,"55025",11.7,9905,1967,9999,null,null,"N","Natural Gas",{"$nulls":13},{"v":0.01100000000000001,"d":"0.011"},{"v":0.01100000000000001,"d":"0.011"},{"v":0.01100000000000001,"d":"0.011"},{"v":0.01100000000000001,"d":"0.011"}]
["Sycamore (WI)","3993_G_2",3993,"G","2",null,"Combustion Turbine","","MIS_WUMS","Wisconsin",55,"Dane",25,"55025",17.2,9905,1971,9999,null,null,"N","Natural Gas",{"$nulls":13},{"v":0.01100000000000001,"d":"0.011"},{"v":0.01100000000000001,"d":"0.011"},{"v":0.01100000000000001,"d":"0.011"},{"v":0.01100000000000001,"d":"0.011"}]
["Thermalito","438_G_1",438,"G","1",null,"Hydro","","WEC_CALN","California",60,"Butte",7,"60007",32.6,0,1968,9999,null,null,"N","Hydro",{"$nulls":13},0,0,0,0]
["Thermalito","438_G_2",438,"G","2",null,"Pumped Storage","","WEC_CALN","California",60,"Butte",7,"60007",27.5,0,1968,9999,null,null,"N","Pumped Storage",{"$nulls":13},0,0,0,0]
["Thermalito","438_G_3",438,"G","3",null,"Pumped Storage","","WEC_CALN","California",60,"Butte",7,"60007",27.5,0,1968,9999,null,null,"N","Pumped Storage",{"$nulls":13},0,0,0,0]
["Thermalito","438_G_4",438,"G","4",null,"Pumped Storage","","WEC_CALN","California",60,"Butte",7,"60007",27.5,0,1968,9999,null,null,"N","Pumped Storage",{"$nulls":13},0,0,0,0]
["International Paper Livermore Hydro","50082_G_GEN8",50082,"G","GEN8",null,"Hydro","","NENG_ME","Maine",23,"Androscoggin",1,"23001",1,0,1910,9999,null,null,"N","Hydro",{"$nulls":13},0,0,0,0]
["Union Carbide Seadrift Cogen","50150_G_IGT",50150,"G","IGT",null,"Combustion Turbine","","ERC_REST","Texas",48,"Calhoun",57,"48057",12,9905,1969,9999,null,null,"N","Natural Gas",{"$nulls":13},{"v":0.01100000000000001,"d":"0.011"},{"v":0.01100000000000001,"d":"0.011"},{"v":0.01100000000000001,"d":"0.011"},{"v":0.01100000000000001,"d":"0.011"}]
["Sky River Wind Energy Center","50536_G_SRW1",50536,"G","SRW1",null,"Onshore Wind","","WECC_SCE","California",60,"Kern",29,"60029",60.2,0,2021,9999,null,null,"N","Wind",{"$nulls":13},0,0,0,0]
["Steamboat Hills LP","50654_G_OEC51",50654,"G","OEC51",null,"Geothermal","","WECC_NNV","Nevada",32,"Washoe",31,"32031",17.1,30000,2020,9999,null,null,"N","Geothermal",{"$nulls":13},0,0,0,0,0.4563,0.4563,0.4563]
["Steamboat Hills LP","50654_G_OEC52",50654,"G","OEC52",null,"Geothermal","","WECC_NNV","Nevada",32,"Washoe",31,"32031",4,30000,2020,9999,null,null,"N","Geothermal",{"$nulls":13},0,0,0,0,0.4563,0.4563,0.4563]
["Pure Hedge LLC","50736_G_FSS13",50736,"G","FSS13",null,"Energy Storage","","NENG_CT","Connecticut",90,"Windham",15,"90015",20,0,2022,9999,null,null,"N","Energy Storage",{"$nulls":13},0,0,0,0]
["Pure Hedge LLC","50736_G_FSS17",50736,"G","FSS17",null,"Solar PV","","NENG_CT","Connecticut",90,"Windham",15,"90015",70,0,2022,9999,null,null,"N","Solar",{"$nulls":13},0,0,0,0]
["Ivy River Hydro","50890_G_GEN1",50890,"G","GEN1",null,"Hydro","","S_VACA","North Carolina",37,"Madison",115,"37115",0.2,0,1985,9999,null,null,"N","Hydro",{"$nulls":13},0,0,0,0]
["Ivy River Hydro","50890_G_GEN2",50890,"G","GEN2",null,"Hydro","","S_VACA","North Carolina",37,"Madison",115,"37115",0.2,0,1985,9999,null,null,"N","Hydro",{"$nulls":13},0,0,0,0]
["Ivy River Hydro","50890_G_GEN3",50890,"G","GEN3",null,"Hydro","","S_VACA","North Carolina",37,"Madison",115,"37115",0.2,0,1985,9999,null,null,"N","Hydro",{"$nulls":13},0,0,0,0]
["Ivy River Hydro","50890_G_GEN4",50890,"G","GEN4",null,"Hydro","","S_VACA","North Carolina",37,"Madison",115,"37115",0.2,0,1985,9999,null,null,"N","Hydro",{"$nulls":13},0,0,0,0]
["Great Lakes Hydro America - ME","54134_G_BES1",54134,"G","BES1",null,"Energy Storage","","NENG_ME","Maine",23,"Penobscot",19,"23019",9.4,0,2020,9999,null,null,"N","Energy Storage",{"$nulls":13},0,0,0,0]
["Great Lakes Hydro America - ME","54134_G_BES2",54134,"G","BES2",null,"Energy Storage","","NENG_ME","Maine",23,"Penobscot",19,"23019",9.4,0,2020,9999,null,null,"N","Energy Storage",{"$nulls":13},0,0,0,0]
["Saint Marys Hospital Power Plant","54262_G_6B",54262,"G","6B",null,"Combustion Turbine","IC Engine","MIS_MNWI","Minnesota",27,"Olmsted",109,"27109",3.3,9905,2020,9999,null,null,"N","Distillate Fuel Oil",{"$nulls":13},{"v":0.01100000000000001,"d":"0.011"},{"v":0.01100000000000001,"d":"0.011"},{"v":0.01100000000000001,"d":"0.011"},{"v":0.01100000000000001,"d":"0.011"}]
["Cadillac Renewable Energy","54415_G_GEN2",54415,"G","GEN2",null,"Biomass","","MIS_LMI","Michigan",26,"Wexford",165,"26165",38,13500,2020,9999,null,null,"N","Biomass",{"$nulls":13},{"v":0.02,"d":"0.020"},{"v":0.02,"d":"0.020"},{"v":0.02,"d":"0.020"},{"v":0.02,"d":"0.020"}]
["University of Iowa Main Power Plant","54775_G_GEN12",54775,"G","GEN12",null,"O/G Steam","","MIS_MIDA","Iowa",19,"Johnson",103,"19103",5.8,8300,2021,9999,null,null,"N","Natural Gas",{"$nulls":13},{"v":0.23063,"d":"0.231"},{"v":0.23063,"d":"0.231"},{"v":0.23063,"d":"0.231"},{"v":0.23063,"d":"0.231"}]
["University of Iowa Main Power Plant","54775_G_GEN13",54775,"G","GEN13",null,"O/G Steam","","MIS_MIDA","Iowa",19,"Johnson",103,"19103",10,8300,2021,9999,null,null,"N","Natural Gas",{"$nulls":13},{"v":0.23063,"d":"0.231"},{"v":0.23063,"d":"0.231"},{"v":0.23063,"d":"0.231"},{"v":0.23063,"d":"0.231"}]
["New York University Central Plant","54808_G_DE1",54808,"G","DE1",null,"Combustion Turbine","IC Engine","NY_Z_J","New York",36,"New York",61,"36061",2.5,9905,2022,9999,null,null,"N","Distillate Fuel Oil",{"$nulls":13},{"v":0.01100000000000001,"d":"0.011"},{"v":0.01100000000000001,"d":"0.011"},{"v":0.01100000000000001,"d":"0.011"},{"v":0.01100000000000001,"d":"0.011"}]
["New York University Central Plant","54808_G_GR1",54808,"G","GR1",null,"Combustion Turbine","IC Engine","NY_Z_J","New York",36,"New York",61,"36061",2.6,9905,2022,9999,null,null,"N","Natural Gas",{"$nulls":13},{"v":0.01100000000000001,"d":"0.011"},{"v":0.01100000000000001,"d":"0.011"},{"v":0.01100000000000001,"d":"0.011"},{"v":0.01100000000000001,"d":"0.011"}]
["Lowman Energy Center","56_G_LEC1",56,"G","LEC1",null,"Combined Cycle","","S_SOU","Alabama",11,"Washington",129,"11129",385,6370,2023,9999,null,null,"N","Natural Gas",{"$nulls":13},{"v":0.01100000000000001,"d":"0.011"},{"v":0.01100000000000001,"d":"0.011"},{"v":0.01100000000000001,"d":"0.011"},{"v":0.01100000000000001,"d":"0.011"}]
["Lowman Energy Center","56_G_LEC2",56,"G","LEC2",null,"Combined Cycle","","S_SOU","Alabama",11,"Washington",129,"11129",245,6370,2023,9999,null,null,"N","Natural Gas",{"$nulls":13},{"v":0.01100000000000001,"d":"0.011"},{"v":0.01100000000000001,"d":"0.011"},{"v":0.01100000000000001,"d":"0.011"},{"v":0.01100000000000001,"d":"0.011"}]
["Mas Wayne Co Power, LLC","57366_G_1C",57366,"G","1C",null,"Landfill Gas","","S_VACA","North Carolina",37,"Wayne",191,"37191",1.1,8513,2010,9999,null,null,"N","Landfill Gas",{"$nulls":13},{"v":0.08999999999999997,"d":"0.09"},{"v":0.08999999999999997,"d":"0.09"},{"v":0.08999999999999997,"d":"0.09"},{"v":0.08999999999999997,"d":"0.09"}]
["Caltech Central","57460_G_CL00",57460,"G","CL00",null,"Fuel Cell","","WEC_LADW","California",60,"Los Angeles",37,"60037",0.1,6469,2010,9999,null,null,"N","Natural Gas",{"$nulls":13},0,0,0,0]
["Caltech Central","57460_G_CL01",57460,"G","CL01",null,"Fuel Cell","","WEC_LADW","California",60,"Los Angeles",37,"60037",0.1,6469,2010,9999,null,null,"N","Natural Gas",{"$nulls":13},0,0,0,0]
["Caltech Central","57460_G_CL02",57460,"G","CL02",null,"Fuel Cell","","WEC_LADW","California",60,"Los Angeles",37,"60037",0.1,6469,2010,9999,null,null,"N","Natural Gas",{"$nulls":13},0,0,0,0]
["Caltech Central","57460_G_CL03",57460,"G","CL03",null,"Fuel Cell","","WEC_LADW","California",60,"Los Angeles",37,"60037",0.1,6469,2010,9999,null,null,"N","Natural Gas",{"$nulls":13},0,0,0,0]
["Caltech Central","57460_G_CL04",57460,"G","CL04",null,"Fuel Cell","","WEC_LADW","California",60,"Los Angeles",37,"60037",0.1,6469,2010,9999,null,null,"N","Natural Gas",{"$nulls":13},0,0,0,0]
["Caltech Central","57460_G_CL05",57460,"G","CL05",null,"Fuel Cell","","WEC_LADW","California",60,"Los Angeles",37,"60037",0.1,6469,2010,9999,null,null,"N","Natural Gas",{"$nulls":13},0,0,0,0]
["Caltech Central","57460_G_CL06",57460,"G","CL06",null,"Fuel Cell","","WEC_LADW","California",60,"Los Angeles",37,"60037",0.1,6469,2010,9999,null,null,"N","Natural Gas",{"$nulls":13},0,0,0,0]
["Caltech Central","57460_G_CL07",57460,"G","CL07",null,"Fuel Cell","","WEC_LADW","California",60,"Los Angeles",37,"60037",0.1,6469,2010,9999,null,null,"N","Natural Gas",{"$nulls":13},0,0,0,0]
["Caltech Central","57460_G_CL08",57460,"G","CL08",null,"Fuel Cell","","WEC_LADW","California",60,"Los Angeles",37,"60037",0.1,6469,2010,9999,null,null,"N","Natural Gas",{"$nulls":13},0,0,0,0]
["Caltech Central","57460_G_CL09",57460,"G","CL09",null,"Fuel Cell","","WEC_LADW","California",60,"Los Angeles",37,"60037",0.1,6469,2010,9999,null,null,"N","Natural Gas",{"$nulls":13},0,0,0,0]
["Caltech Central","57460_G_CL10",57460,"G","CL10",null,"Fuel Cell","","WEC_LADW","California",60,"Los Angeles",37,"60037",0.1,6469,2010,9999,null,null,"N","Natural Gas",{"$nulls":13},0,0,0,0]
["Arlington Valley Solar Energy I","57679_G_AVSE1",57679,"G","AVSE1",null,"Solar PV","","WECC_AZ","Arizona",40,"Maricopa",13,"40013",125,0,2024,9999,null,null,"N","Solar",{"$nulls":13},0,0,0,0]
["Tulsa LFG LLC","57828_G_GEN4M",57828,"G","GEN4M",null,"Landfill Gas","","SPP_WEST","Oklahoma",40,"Osage",113,"40113",1.4,8513,2020,9999,null,null,"N","Landfill Gas",{"$nulls":13},{"v":0.08999999999999997,"d":"0.09"},{"v":0.08999999999999997,"d":"0.09"},{"v":0.08999999999999997,"d":"0.09"},{"v":0.08999999999999997,"d":"0.09"}]
["Lonesome Creek Station","57943_G_06",57943,"G","06",null,"Combustion Turbine","","MIS_MAPP","North Dakota",38,"McKenzie",53,"38053",40,9905,2021,9999,null,null,"N","Natural Gas",{"$nulls":13},{"v":0.01100000000000001,"d":"0.011"},{"v":0.01100000000000001,"d":"0.011"},{"v":0.01100000000000001,"d":"0.011"},{"v":0.01100000000000001,"d":"0.011"}]
["IKEA Savannah 490","58011_G_IKEA",58011,"G","IKEA",null,"Solar PV","","S_SOU","Georgia",13,"Chatham",51,"13051",1,0,2021,9999,null,null,"N","Solar",{"$nulls":13},0,0,0,0]
["IKEA College Park 411","58015_G_IKEA",58015,"G","IKEA",null,"Solar PV","","PJM_SMAC","Maryland",24,"Prince Georges",33,"24033",1,0,2021,9999,null,null,"N","Solar",{"$nulls":13},0,0,0,0]
["CSUF Trigeneration","58169_G_PS5",58169,"G","PS5",null,"Solar PV","","WECC_SCE","California",60,"Orange",59,"60059",0.4,0,2020,9999,null,null,"N","Solar",{"$nulls":13},0,0,0,0]
["Lincoln Land Wind","58925_G_SAN1",58925,"G","SAN1",null,"Onshore Wind","","MIS_IL","Illinois",17,"Sangamon",167,"17167",302,0,2021,9999,null,null,"N","Wind",{"$nulls":13},0,0,0,0]
["Chokecherry and Sierra Madre Wind","58987_G_II-A",58987,"G","II-A",null,"Onshore Wind","","WECC_WY","Wyoming",56,"Carbon",7,"56007",750,0,2026,9999,null,null,"N","Wind",{"$nulls":13},0,0,0,0]
["Chokecherry and Sierra Madre Wind","58987_G_II-B",58987,"G","II-B",null,"Onshore Wind","","WECC_WY","Wyoming",56,"Carbon",7,"56007",750,0,2026,9999,null,null,"N","Wind",{"$nulls":13},0,0,0,0]
["SC 1 Data Center, Phase 2","59074_G_GEN8A",59074,"G","GEN8A",null,"Combustion Turbine","IC Engine","WEC_CALN","California",60,"Santa Clara",85,"60085",2.2,9905,2020,9999,null,null,"N","Distillate Fuel Oil",{"$nulls":13},{"v":0.01100000000000001,"d":"0.011"},{"v":0.01100000000000001,"d":"0.011"},{"v":0.01100000000000001,"d":"0.011"},{"v":0.01100000000000001,"d":"0.011"}]
["RE Mustang LLC","59150_G_BESS1",59150,"G","BESS1",null,"Energy Storage","","WEC_CALN","California",60,"Kings",31,"60031",75,0,2021,9999,null,null,"N","Energy Storage",{"$nulls":13},0,0,0,0]
["Northwest Ohio Wind","59296_G_NWO-B",59296,"G","NWO-B",null,"Energy Storage","","PJM_West","Ohio",39,"Paulding",125,"39125",0.8,0,2021,9999,null,null,"N","Energy Storage",{"$nulls":13},0,0,0,0]
["Northwest Ohio Wind","59296_G_NWO-S",59296,"G","NWO-S",null,"Solar PV","","PJM_West","Ohio",39,"Paulding",125,"39125",4,0,2021,9999,null,null,"N","Solar",{"$nulls":13},0,0,0,0]
["RE Tranquillity","59939_G_BESS1",59939,"G","BESS1",null,"Energy Storage","","WEC_CALN","California",60,"Fresno",19,"60019",72,0,2021,9999,null,null,"N","Energy Storage",{"$nulls":13},0,0,0,0]
["Nolin Hills","60070_G_GEN",60070,"G","GEN",null,"Onshore Wind","","WECC_PNW","Oregon",41,"Umatilla",59,"41059",350,0,2026,9999,null,null,"N","Wind",{"$nulls":13},0,0,0,0]
["Nolin Hills","60070_G_GEN2",60070,"G","GEN2",null,"Solar PV","","WECC_PNW","Oregon",41,"Umatilla",59,"41059",250,0,2026,9999,null,null,"N","Solar",{"$nulls":13},0,0,0,0]
["RE Garland","60233_G_BESS1",60233,"G","BESS1",null,"Energy Storage","","WECC_SCE","California",60,"Kern",29,"60029",45,0,2021,9999,null,null,"N","Energy Storage",{"$nulls":13},0,0,0,0]
["Pine Valley Solar Farm, LLC","60298_G_PV1",60298,"G","PV1",null,"Solar PV","","S_VACA","North Carolina",37,"Moore",125,"37125",5,0,2022,9999,null,null,"N","Solar",{"$nulls":13},0,0,0,0]
["Manatee","6042_G_1",6042,"G","1",null,"O/G Steam","","FRCC","Florida",12,"Manatee",81,"12081",809,12276,1976,9999,null,null,"N","Natural Gas",{"$nulls":13},{"v":0.0482190242259668,"d":"0.048"},{"v":0.0482190242259668,"d":"0.048"},{"v":0.0482190242259668,"d":"0.048"},{"v":0.0482190242259668,"d":"0.048"}]
["Manatee","6042_G_2",6042,"G","2",null,"O/G Steam","","FRCC","Florida",12,"Manatee",81,"12081",809,12281,1977,9999,null,null,"N","Natural Gas",{"$nulls":13},{"v":0.0592229000434971,"d":"0.059"},{"v":0.0592229000434971,"d":"0.059"},{"v":0.0592229000434971,"d":"0.059"},{"v":0.0592229000434971,"d":"0.059"}]
["North Slope, LLC","60420_G_NSPV",60420,"G","NSPV",null,"Onshore Wind","","NY_Z_D","New York",36,"Clinton",19,"36019",200,0,2026,9999,null,null,"N","Wind",{"$nulls":13},0,0,0,0]
["Waterman Turnout Hydroelectric","60466_G_WTHF",60466,"G","WTHF",null,"Hydro","","WECC_SCE","California",60,"San Bernardino",71,"60071",1,0,2022,9999,null,null,"N","Hydro",{"$nulls":13},0,0,0,0]
["King Mill","61000_G_2",61000,"G","2",null,"Hydro","","S_SOU","Georgia",13,"Richmond",245,"13245",1.4,0,1944,9999,null,null,"N","Hydro",{"$nulls":13},0,0,0,0]
["Battle Mountain Solar Project","61098_G_BMBS",61098,"G","BMBS",null,"Energy Storage","","WECC_NNV","Nevada",32,"Humboldt",13,"32013",25,0,2021,9999,null,null,"N","Energy Storage",{"$nulls":13},0,0,0,0]
["Eland Solar & Storage Center, Phase 2 Hybrid","61169_G_61169",61169,"G","61169",null,"Energy Storage","","WECC_SCE","California",60,"Kern",29,"60029",150,0,2024,9999,null,null,"N","Energy Storage",{"$nulls":13},0,0,0,0]
["Lauderdale","613_G_7GT1",613,"G","7GT1",null,"Combined Cycle","","FRCC","Florida",12,"Broward",11,"12011",385.6,6370,2022,9999,null,null,"N","Natural Gas",{"$nulls":13},{"v":0.01100000000000001,"d":"0.011"},{"v":0.01100000000000001,"d":"0.011"},{"v":0.01100000000000001,"d":"0.011"},{"v":0.01100000000000001,"d":"0.011"}]
["Lauderdale","613_G_7GT2",613,"G","7GT2",null,"Combined Cycle","","FRCC","Florida",12,"Broward",11,"12011",385.6,6370,2022,9999,null,null,"N","Natural Gas",{"$nulls":13},{"v":0.01100000000000001,"d":"0.011"},{"v":0.01100000000000001,"d":"0.011"},{"v":0.01100000000000001,"d":"0.011"},{"v":0.01100000000000001,"d":"0.011"}]
["Lauderdale","613_G_ST7",613,"G","ST7",null,"Combined Cycle","","FRCC","Florida",12,"Broward",11,"12011",391.8,6370,2022,9999,null,null,"N","Natural Gas",{"$nulls":13},{"v":0.01100000000000001,"d":"0.011"},{"v":0.01100000000000001,"d":"0.011"},{"v":0.01100000000000001,"d":"0.011"},{"v":0.01100000000000001,"d":"0.011"}]
["NISA Electric Generation Project","61331_G_BA1",61331,"G","BA1",null,"Energy Storage","","NY_Z_J","New York",36,"Kings",47,"36047",300,0,2024,9999,null,null,"N","Energy Storage",{"$nulls":13},0,0,0,0]
["Plum Creek","61687_G_PLMCK",61687,"G","PLMCK",null,"Onshore Wind","","MIS_IA","Minnesota",27,"Cottonwood",33,"27033",400,0,2024,9999,null,null,"N","Wind",{"$nulls":13},0,0,0,0]
["LeGore Bridge Solar Center","61796_G_LGBSC",61796,"G","LGBSC",null,"Solar PV","","PJM_AP","Maryland",24,"Frederick",21,"24021",20,0,2022,9999,null,null,"N","Solar",{"$nulls":13},0,0,0,0]
["Soboba Community Solar Project","61834_G_SCSP2",61834,"G","SCSP2",null,"Solar PV","","WECC_SCE","California",60,"Riverside",65,"60065",0.8,0,2017,9999,null,null,"N","Solar",{"$nulls":13},0,0,0,0]
["Stratford Solar Center, LLC","61908_G_STRAT",61908,"G","STRAT",null,"Solar PV","","PJM_Dom","Virginia",51,"Suffolk City",800,"51800",15,0,2022,9999,null,null,"N","Solar",{"$nulls":13},0,0,0,0]
["McGinness Hills 3","61912_G_G1A",61912,"G","G1A",null,"Geothermal","","WECC_NNV","Nevada",32,"Lander",15,"32015",24.8,30000,2021,9999,null,null,"N","Geothermal",{"$nulls":13},0,0,0,0,0.4563,0.4563,0.4563]
["Victoria Port Power II LLC","61966_G_VP2-1",61966,"G","VP2-1",null,"Combustion Turbine","","ERC_REST","Texas",48,"Victoria",469,"48469",43,9905,2021,9999,null,null,"N","Natural Gas",{"$nulls":13},{"v":0.01100000000000001,"d":"0.011"},{"v":0.01100000000000001,"d":"0.011"},{"v":0.01100000000000001,"d":"0.011"},{"v":0.01100000000000001,"d":"0.011"}]
["Victoria Port Power II LLC","61966_G_VP2-2",61966,"G","VP2-2",null,"Combustion Turbine","","ERC_REST","Texas",48,"Victoria",469,"48469",43,9905,2021,9999,null,null,"N","Natural Gas",{"$nulls":13},{"v":0.01100000000000001,"d":"0.011"},{"v":0.01100000000000001,"d":"0.011"},{"v":0.01100000000000001,"d":"0.011"},{"v":0.01100000000000001,"d":"0.011"}]
["Antelope Expansion 1B","62320_G_ANE1B",62320,"G","ANE1B",null,"Solar PV","","WEC_LADW","California",60,"Los Angeles",37,"60037",17,0,2021,9999,null,null,"N","Solar",{"$nulls":13},0,0,0,0]
["Gloversville Landfill Solar","62357_G_08158",62357,"G","08158",null,"Solar PV","","NY_Z_F","New York",36,"Fulton",35,"36035",6.9,0,2021,9999,null,null,"N","Solar",{"$nulls":13},0,0,0,0]
["Mount Sinai South Nassau Hospital","62447_G_4",62447,"G","4",null,"Combustion Turbine","IC Engine","NY_Z_K","New York",36,"Nassau",59,"36059",1,9905,2020,9999,null,null,"N","Distillate Fuel Oil",{"$nulls":13},{"v":0.01100000000000001,"d":"0.011"},{"v":0.01100000000000001,"d":"0.011"},{"v":0.01100000000000001,"d":"0.011"},{"v":0.01100000000000001,"d":"0.011"}]
["Skeleton Creek Energy Center Hybrid","62494_G_SCBAT",62494,"G","SCBAT",null,"Energy Storage","","SPP_WEST","Oklahoma",40,"Garfield",47,"40047",200,0,2024,9999,null,null,"N","Energy Storage",{"$nulls":13},0,0,0,0]
["G.S.E. One LLC","62505_G_1",62505,"G","1",null,"Solar PV","","ERC_REST","Texas",48,"Fannin",147,"48147",82.5,0,2021,9999,null,null,"N","Solar",{"$nulls":13},0,0,0,0]
["SJRR Power LLC","62548_G_SJ-1",62548,"G","SJ-1",null,"Combustion Turbine","","ERC_REST","Texas",48,"Harris",201,"48201",43,9905,2022,9999,null,null,"N","Natural Gas",{"$nulls":13},{"v":0.01100000000000001,"d":"0.011"},{"v":0.01100000000000001,"d":"0.011"},{"v":0.01100000000000001,"d":"0.011"},{"v":0.01100000000000001,"d":"0.011"}]
["SJRR Power LLC","62548_G_SJ-2",62548,"G","SJ-2",null,"Combustion Turbine","","ERC_REST","Texas",48,"Harris",201,"48201",43,9905,2022,9999,null,null,"N","Natural Gas",{"$nulls":13},{"v":0.01100000000000001,"d":"0.011"},{"v":0.01100000000000001,"d":"0.011"},{"v":0.01100000000000001,"d":"0.011"},{"v":0.01100000000000001,"d":"0.011"}]
["Roadrunner, LLC Hybrid","62561_G_BA",62561,"G","BA",null,"Energy Storage","","ERC_WEST","Texas",48,"Upton",461,"48461",50,0,2022,9999,null,null,"N","Energy Storage",{"$nulls":13},0,0,0,0]
["High Lonesome Wind Power, LLC Hybrid","62562_G_BA",62562,"G","BA",null,"Energy Storage","","ERC_WEST","Texas",48,"Upton",461,"48461",50,0,2022,9999,null,null,"N","Energy Storage",{"$nulls":13},0,0,0,0]
["Derby Fuel Cell","62588_G_MM45",62588,"G","MM45",null,"Fuel Cell","","NENG_CT","Connecticut",90,"New Haven",9,"90009",2.8,6469,2022,9999,null,null,"N","Natural Gas",{"$nulls":13},0,0,0,0]
["Derby Fuel Cell","62588_G_MM46",62588,"G","MM46",null,"Fuel Cell","","NENG_CT","Connecticut",90,"New Haven",9,"90009",2.8,6469,2022,9999,null,null,"N","Natural Gas",{"$nulls":13},0,0,0,0]
["Derby Fuel Cell","62588_G_MM47",62588,"G","MM47",null,"Fuel Cell","","NENG_CT","Connecticut",90,"New Haven",9,"90009",2.8,6469,2022,9999,null,null,"N","Natural Gas",{"$nulls":13},0,0,0,0]
["Derby Fuel Cell","62588_G_MM48",62588,"G","MM48",null,"Fuel Cell","","NENG_CT","Connecticut",90,"New Haven",9,"90009",2.8,6469,2022,9999,null,null,"N","Natural Gas",{"$nulls":13},0,0,0,0]
["Derby Fuel Cell","62588_G_MM49",62588,"G","MM49",null,"Fuel Cell","","NENG_CT","Connecticut",90,"New Haven",9,"90009",2.8,6469,2022,9999,null,null,"N","Natural Gas",{"$nulls":13},0,0,0,0]
["Searcy Solar Hybrid","62617_G_SEARC",62617,"G","SEARC",null,"Solar PV","","MIS_AR","Arkansas",51,"White",145,"51145",100,0,2021,9999,null,null,"N","Solar",{"$nulls":13},0,0,0,0]
["Cuyahoga Falls 1","62658_G_CF2-1",62658,"G","CF2-1",null,"Combustion Turbine","IC Engine","PJM_ATSI","Ohio",39,"Summit",153,"39153",1.8,9905,2020,9999,null,null,"N","Distillate Fuel Oil",{"$nulls":13},{"v":0.01100000000000001,"d":"0.011"},{"v":0.01100000000000001,"d":"0.011"},{"v":0.01100000000000001,"d":"0.011"},{"v":0.01100000000000001,"d":"0.011"}]
["Cuyahoga Falls 1","62658_G_CF2-2",62658,"G","CF2-2",null,"Combustion Turbine","IC Engine","PJM_ATSI","Ohio",39,"Summit",153,"39153",1.8,9905,2020,9999,null,null,"N","Distillate Fuel Oil",{"$nulls":13},{"v":0.01100000000000001,"d":"0.011"},{"v":0.01100000000000001,"d":"0.011"},{"v":0.01100000000000001,"d":"0.011"},{"v":0.01100000000000001,"d":"0.011"}]
["Cuyahoga Falls 1","62658_G_CF2-3",62658,"G","CF2-3",null,"Combustion Turbine","IC Engine","PJM_ATSI","Ohio",39,"Summit",153,"39153",1.8,9905,2020,9999,null,null,"N","Distillate Fuel Oil",{"$nulls":13},{"v":0.01100000000000001,"d":"0.011"},{"v":0.01100000000000001,"d":"0.011"},{"v":0.01100000000000001,"d":"0.011"},{"v":0.01100000000000001,"d":"0.011"}]
["Skipjack Solar Center","62675_G_SKIPJ",62675,"G","SKIPJ",null,"Solar PV","","PJM_Dom","Virginia",51,"Charles City",36,"51036",175,0,2022,9999,null,null,"N","Solar",{"$nulls":13},0,0,0,0]
["Painter Energy Storage","62729_G_PAIN1",62729,"G","PAIN1",null,"Energy Storage","","WECC_SCE","California",60,"Santa Barbara",83,"60083",40,0,2022,9999,null,null,"N","Energy Storage",{"$nulls":13},0,0,0,0]
["Stony Knoll Solar, LLC","62820_G_GEN1",62820,"G","GEN1",null,"Solar PV","","S_VACA","North Carolina",37,"Surry",171,"37171",22.6,0,2021,9999,null,null,"N","Solar",{"$nulls":13},0,0,0,0]
["Broad River Solar, LLC","62822_G_GEN1",62822,"G","GEN1",null,"Solar PV","","S_VACA","North Carolina",37,"Cleveland",45,"37045",50,0,2021,9999,null,null,"N","Solar",{"$nulls":13},0,0,0,0]
["Jackson Generation, LLC","62926_G_01",62926,"G","01",null,"Combined Cycle","","PJM_COMD","Illinois",17,"Will",197,"17197",600,6370,2022,9999,null,null,"N","Natural Gas",{"$nulls":13},{"v":0.01100000000000001,"d":"0.011"},{"v":0.01100000000000001,"d":"0.011"},{"v":0.01100000000000001,"d":"0.011"},{"v":0.01100000000000001,"d":"0.011"}]
["Jackson Generation, LLC","62926_G_02",62926,"G","02",null,"Combined Cycle","","PJM_COMD","Illinois",17,"Will",197,"17197",600,6370,2022,9999,null,null,"N","Natural Gas",{"$nulls":13},{"v":0.01100000000000001,"d":"0.011"},{"v":0.01100000000000001,"d":"0.011"},{"v":0.01100000000000001,"d":"0.011"},{"v":0.01100000000000001,"d":"0.011"}]
["Guernsey Power Station","62949_G_GPS1",62949,"G","GPS1",null,"Combined Cycle","","PJM_West","Ohio",39,"Guernsey",59,"39059",612,6370,2022,9999,null,null,"N","Natural Gas",{"$nulls":13},{"v":0.01100000000000001,"d":"0.011"},{"v":0.01100000000000001,"d":"0.011"},{"v":0.01100000000000001,"d":"0.011"},{"v":0.01100000000000001,"d":"0.011"}]
["Guernsey Power Station","62949_G_GPS2",62949,"G","GPS2",null,"Combined Cycle","","PJM_West","Ohio",39,"Guernsey",59,"39059",612,6370,2022,9999,null,null,"N","Natural Gas",{"$nulls":13},{"v":0.01100000000000001,"d":"0.011"},{"v":0.01100000000000001,"d":"0.011"},{"v":0.01100000000000001,"d":"0.011"},{"v":0.01100000000000001,"d":"0.011"}]
["Guernsey Power Station","62949_G_GPS3",62949,"G","GPS3",null,"Combined Cycle","","PJM_West","Ohio",39,"Guernsey",59,"39059",612,6370,2022,9999,null,null,"N","Natural Gas",{"$nulls":13},{"v":0.01100000000000001,"d":"0.011"},{"v":0.01100000000000001,"d":"0.011"},{"v":0.01100000000000001,"d":"0.011"},{"v":0.01100000000000001,"d":"0.011"}]
["Southern Bighorn Solar Hybrid","63113_G_BESS",63113,"G","BESS",null,"Energy Storage","","WECC_SNV","Nevada",32,"Clark",3,"32003",135,0,2024,9999,null,null,"N","Energy Storage",{"$nulls":13},0,0,0,0]
["Arroyo Solar Energy Storage Hybrid","63172_G_ARSOL",63172,"G","ARSOL",null,"Solar PV","","WECC_NM","New Mexico",35,"McKinley",31,"35031",300,0,2022,9999,null,null,"N","Solar",{"$nulls":13},0,0,0,0]
["Middleton Solar Park","63214_G_MDB02",63214,"G","MDB02",null,"Energy Storage","","NENGREST","Massachusetts",25,"Essex",9,"25009",3,0,2019,9999,null,null,"N","Energy Storage",{"$nulls":13},0,0,0,0]
["USS Water Town Solar LLC CSG","63218_G_WTRTN",63218,"G","WTRTN",null,"Solar PV","","MIS_MNWI","Minnesota",27,"Le Sueur",79,"27079",1,0,2021,9999,null,null,"N","Solar",{"$nulls":13},0,0,0,0]
["USS Water Fowl Solar LLC CSG","63219_G_WTRFL",63219,"G","WTRFL",null,"Solar PV","","MIS_MNWI","Minnesota",27,"McLeod",85,"27085",1,0,2022,9999,null,null,"N","Solar",{"$nulls":13},0,0,0,0]
["USS Water City Solar LLC CSG","63220_G_WTRCY",63220,"G","WTRCY",null,"Solar PV","","MIS_MNWI","Minnesota",27,"Le Sueur",79,"27079",1,0,2021,9999,null,null,"N","Solar",{"$nulls":13},0,0,0,0]
["HO Clarke Generating","63335_G_CTG-7",63335,"G","CTG-7",null,"Combustion Turbine","","ERC_REST","Texas",48,"Harris",201,"48201",44.5,9905,2021,9999,null,null,"N","Natural Gas",{"$nulls":13},{"v":0.01100000000000001,"d":"0.011"},{"v":0.01100000000000001,"d":"0.011"},{"v":0.01100000000000001,"d":"0.011"},{"v":0.01100000000000001,"d":"0.011"}]
["HO Clarke Generating","63335_G_CTG-8",63335,"G","CTG-8",null,"Combustion Turbine","","ERC_REST","Texas",48,"Harris",201,"48201",44.5,9905,2021,9999,null,null,"N","Natural Gas",{"$nulls":13},{"v":0.01100000000000001,"d":"0.011"},{"v":0.01100000000000001,"d":"0.011"},{"v":0.01100000000000001,"d":"0.011"},{"v":0.01100000000000001,"d":"0.011"}]
["Lansing Renewables, LLC","63337_G_14320",63337,"G","14320",null,"Energy Storage","","NY_Z_C&E","New York",36,"Tompkins",109,"36109",3,0,2021,9999,null,null,"N","Energy Storage",{"$nulls":13},0,0,0,0]
["Hales Mills Solar, LLC","63339_G_09751",63339,"G","09751",null,"Energy Storage","","NY_Z_F","New York",36,"Fulton",35,"36035",3,0,2021,9999,null,null,"N","Energy Storage",{"$nulls":13},0,0,0,0]
["Owlville Creek Solar 2, LLC","63340_G_20660",63340,"G","20660",null,"Energy Storage","","NY_Z_C&E","New York",36,"Madison",53,"36053",3,0,2021,9999,null,null,"N","Energy Storage",{"$nulls":13},0,0,0,0]
["Owlville Creek Solar, LLC","63341_G_20660",63341,"G","20660",null,"Energy Storage","","NY_Z_C&E","New York",36,"Madison",53,"36053",3,0,2021,9999,null,null,"N","Energy Storage",{"$nulls":13},0,0,0,0]
["1001 Ebenezer Church Solar","63444_G_1001",63444,"G","1001",null,"Solar PV","","S_VACA","North Carolina",37,"Surry",171,"37171",5,0,2021,9999,null,null,"N","Solar",{"$nulls":13},0,0,0,0]
["1009 Yadkin Solar","63445_G_1009",63445,"G","1009",null,"Solar PV","","S_VACA","North Carolina",37,"Yadkin",197,"37197",4.9,0,2021,9999,null,null,"N","Solar",{"$nulls":13},0,0,0,0]
["1073 Onslow Solar","63446_G_1073",63446,"G","1073",null,"Solar PV","","S_VACA","North Carolina",37,"Onslow",133,"37133",4.7,0,2021,9999,null,null,"N","Solar",{"$nulls":13},0,0,0,0]
["1008 Matthews Solar","63447_G_1008",63447,"G","1008",null,"Solar PV","","S_VACA","North Carolina",37,"Surry",171,"37171",4.9,0,2021,9999,null,null,"N","Solar",{"$nulls":13},0,0,0,0]
["1045 Tomlin Mill Solar","63448_G_1045",63448,"G","1045",null,"Solar PV","","S_VACA","North Carolina",37,"Iredell",97,"37097",4.9,0,2021,9999,null,null,"N","Solar",{"$nulls":13},0,0,0,0]
["CD4","63490_G_OEC1",63490,"G","OEC1",null,"Geothermal","","WEC_LADW","California",60,"Mono",51,"60051",17,30000,2022,9999,null,null,"N","Geothermal",{"$nulls":13},0,0,0,0,0.3713,0.3713,0.3713]
["Bakeoven Solar","63507_G_BOS1",63507,"G","BOS1",null,"Solar PV","","WECC_PNW","Oregon",41,"Wasco",65,"41065",60,0,2022,9999,null,null,"N","Solar",{"$nulls":13},0,0,0,0]
["Lund Hill Solar","63509_G_LHS1",63509,"G","LHS1",null,"Solar PV","","WECC_PNW","Washington",53,"Klickitat",39,"53039",150,0,2022,9999,null,null,"N","Solar",{"$nulls":13},0,0,0,0]
["SWM Fuel Cell","63661_G_SWM-1",63661,"G","SWM-1",null,"Fuel Cell","","NY_Z_K","New York",36,"Suffolk",103,"36103",2.8,6469,2021,9999,null,null,"N","Natural Gas",{"$nulls":13},0,0,0,0]
["SWM Fuel Cell","63661_G_SWM-2",63661,"G","SWM-2",null,"Fuel Cell","","NY_Z_K","New York",36,"Suffolk",103,"36103",2.8,6469,2021,9999,null,null,"N","Natural Gas",{"$nulls":13},0,0,0,0]
["SWM Fuel Cell","63661_G_SWM-3",63661,"G","SWM-3",null,"Fuel Cell","","NY_Z_K","New York",36,"Suffolk",103,"36103",2.8,6469,2021,9999,null,null,"N","Natural Gas",{"$nulls":13},0,0,0,0]
["Westmoreland County Solar Project","63696_G_WEST",63696,"G","WEST",null,"Solar PV","","PJM_Dom","Virginia",51,"Westmoreland",193,"51193",19.9,0,2021,9999,null,null,"N","Solar",{"$nulls":13},0,0,0,0]
["Slate Hybrid","63727_G_SL3EC",63727,"G","SL3EC",null,"Solar PV","","WEC_CALN","California",60,"Kings",31,"60031",67.5,0,2021,9999,null,null,"N","Solar",{"$nulls":13},0,0,0,0]
["Slate Hybrid","63727_G_SLB3C",63727,"G","SLB3C",null,"Energy Storage","","WEC_CALN","California",60,"Kings",31,"60031",33.8,0,2021,9999,null,null,"N","Energy Storage",{"$nulls":13},0,0,0,0]
["Slate Hybrid","63727_G_SLBPW",63727,"G","SLBPW",null,"Energy Storage","","WEC_CALN","California",60,"Kings",31,"60031",10,0,2022,9999,null,null,"N","Energy Storage",{"$nulls":13},0,0,0,0]
["Slate Hybrid","63727_G_SLBSV",63727,"G","SLBSV",null,"Energy Storage","","WEC_CALN","California",60,"Kings",31,"60031",46.5,0,2021,9999,null,null,"N","Energy Storage",{"$nulls":13},0,0,0,0]
["Slate Hybrid","63727_G_SLPWR",63727,"G","SLPWR",null,"Solar PV","","WEC_CALN","California",60,"Kings",31,"60031",26,0,2022,9999,null,null,"N","Solar",{"$nulls":13},0,0,0,0]
["Slate Hybrid","63727_G_SLSTN",63727,"G","SLSTN",null,"Solar PV","","WEC_CALN","California",60,"Kings",31,"60031",63,0,2022,9999,null,null,"N","Solar",{"$nulls":13},0,0,0,0]
["Slate Hybrid","63727_G_SLSVC",63727,"G","SLSVC",null,"Solar PV","","WEC_CALN","California",60,"Kings",31,"60031",93,0,2021,9999,null,null,"N","Solar",{"$nulls":13},0,0,0,0]
["Black Bear Solar 1","63765_G_ALBB1",63765,"G","ALBB1",null,"Solar PV","","S_SOU","Alabama",11,"Montgomery",101,"11101",100,0,2022,9999,null,null,"N","Solar",{"$nulls":13},0,0,0,0]
["Happy Solar 1","63766_G_ARHA1",63766,"G","ARHA1",null,"Solar PV","","MIS_AR","Arkansas",51,"White",145,"51145",95,0,2022,9999,null,null,"N","Solar",{"$nulls":13},0,0,0,0]
["Elk Hill Solar 1","63773_G_PAEH1",63773,"G","PAEH1",null,"Solar PV","","PJM_AP","Pennsylvania",42,"Franklin",55,"42055",20,0,2021,9999,null,null,"N","Solar",{"$nulls":13},0,0,0,0]
["Shady Hills Combined Cycle Facility","63802_G_G001",63802,"G","G001",null,"Combined Cycle","","FRCC","Florida",12,"Pasco",101,"12101",546,6370,2024,9999,null,null,"N","Natural Gas",{"$nulls":13},{"v":0.01100000000000001,"d":"0.011"},{"v":0.01100000000000001,"d":"0.011"},{"v":0.01100000000000001,"d":"0.011"},{"v":0.01100000000000001,"d":"0.011"}]
["POET Biorefining - Jewell","63826_G_1",63826,"G","1",null,"O/G Steam","","MIS_MIDA","Iowa",19,"Hamilton",79,"19079",0.9,8300,2019,9999,null,null,"N","Natural Gas",{"$nulls":13},{"v":0.23063,"d":"0.231"},{"v":0.23063,"d":"0.231"},{"v":0.23063,"d":"0.231"},{"v":0.23063,"d":"0.231"}]
["POET Biorefining - Marion, LLC","63829_G_1",63829,"G","1",null,"O/G Steam","","PJM_ATSI","Ohio",39,"Marion",101,"39101",3.9,8300,2017,9999,null,null,"N","Natural Gas",{"$nulls":13},{"v":0.23063,"d":"0.231"},{"v":0.23063,"d":"0.231"},{"v":0.23063,"d":"0.231"},{"v":0.23063,"d":"0.231"}]
["POET Biorefining - Marion, LLC","63829_G_2",63829,"G","2",null,"O/G Steam","","PJM_ATSI","Ohio",39,"Marion",101,"39101",3.9,8300,2017,9999,null,null,"N","Natural Gas",{"$nulls":13},{"v":0.23063,"d":"0.231"},{"v":0.23063,"d":"0.231"},{"v":0.23063,"d":"0.231"},{"v":0.23063,"d":"0.231"}]
["POET Biorefining Caro, LLC","63831_G_1",63831,"G","1",null,"O/G Steam","","MIS_LMI","Michigan",26,"Tuscola",157,"26157",3.8,8300,2018,9999,null,null,"N","Natural Gas",{"$nulls":13},{"v":0.23063,"d":"0.231"},{"v":0.23063,"d":"0.231"},{"v":0.23063,"d":"0.231"},{"v":0.23063,"d":"0.231"}]
["POET Biorefining-Hanlontown, LLC","63832_G_1",63832,"G","1",null,"O/G Steam","","MIS_IA","Iowa",19,"Worth",195,"19195",4,8300,2019,9999,null,null,"N","Natural Gas",{"$nulls":13},{"v":0.23063,"d":"0.231"},{"v":0.23063,"d":"0.231"},{"v":0.23063,"d":"0.231"},{"v":0.23063,"d":"0.231"}]
["Sparta Solar","63840_G_1111",63840,"G","1111",null,"Solar PV","","ERC_REST","Texas",48,"Bee",25,"48025",250,0,2022,9999,null,null,"N","Solar",{"$nulls":13},0,0,0,0]
["Cherry","63850_G_CHERY",63850,"G","CHERY",null,"Solar PV","","WEC_CALN","California",60,"Kings",31,"60031",249.7,0,2024,9999,null,null,"N","Solar",{"$nulls":13},0,0,0,0]
["Grape","63851_G_GRAPE",63851,"G","GRAPE",null,"Solar PV","","WEC_CALN","California",60,"Kings",31,"60031",246.4,0,2024,9999,null,null,"N","Solar",{"$nulls":13},0,0,0,0]
["POET Biorefining - North Manchester, LLC","63852_G_K745",63852,"G","K745",null,"O/G Steam","","MIS_INKY","Indiana",18,"Wabash",169,"18169",3.9,8300,2017,9999,null,null,"N","Natural Gas",{"$nulls":13},{"v":0.23063,"d":"0.231"},{"v":0.23063,"d":"0.231"},{"v":0.23063,"d":"0.231"},{"v":0.23063,"d":"0.231"}]
["Camp San Luis Obispo","63870_G_CPSLO",63870,"G","CPSLO",null,"Solar PV","","WEC_CALN","California",60,"San Luis Obispo",79,"60079",1.2,0,2021,9999,null,null,"N","Solar",{"$nulls":13},0,0,0,0]
["Kern Valley SP","63875_G_KRNVL",63875,"G","KRNVL",null,"Solar PV","","WECC_SCE","California",60,"Kern",29,"60029",3,0,2021,9999,null,null,"N","Solar",{"$nulls":13},0,0,0,0]
["Mule Creek State Prison","63876_G_MLCRK",63876,"G","MLCRK",null,"Solar PV","","WEC_CALN","California",60,"Amador",5,"60005",2.1,0,2021,9999,null,null,"N","Solar",{"$nulls":13},0,0,0,0]
["Panther Creek Wind Project","63907_G_WTGE",63907,"G","WTGE",null,"Onshore Wind","","MIS_IL","Illinois",17,"Pike",149,"17149",44.5,0,2024,9999,null,null,"N","Wind",{"$nulls":13},0,0,0,0]
["Smith Island","6391_G_4",6391,"G","4",null,"Combustion Turbine","IC Engine","PJM_EMAC","Maryland",24,"Somerset",39,"24039",1,9905,2021,9999,null,null,"N","Distillate Fuel Oil",{"$nulls":13},{"v":0.01100000000000001,"d":"0.011"},{"v":0.01100000000000001,"d":"0.011"},{"v":0.01100000000000001,"d":"0.011"},{"v":0.01100000000000001,"d":"0.011"}]
["Dodge Flat","63913_G_DODGB",63913,"G","DODGB",null,"Energy Storage","","WECC_NNV","Nevada",32,"Washoe",31,"32031",50,0,2021,9999,null,null,"N","Energy Storage",{"$nulls":13},0,0,0,0]
["POET Biorefining - Hudson","63918_G_1",63918,"G","1",null,"O/G Steam","","SPP_WAUE","South Dakota",46,"Lincoln",83,"46083",3.6,8300,2019,9999,null,null,"N","Natural Gas",{"$nulls":13},{"v":0.23063,"d":"0.231"},{"v":0.23063,"d":"0.231"},{"v":0.23063,"d":"0.231"},{"v":0.23063,"d":"0.231"}]
["POET Biorefining LLC - Corning","63919_G_1",63919,"G","1",null,"O/G Steam","","MIS_IA","Iowa",19,"Adams",3,"19003",5,8300,2018,9999,null,null,"N","Natural Gas",{"$nulls":13},{"v":0.23063,"d":"0.231"},{"v":0.23063,"d":"0.231"},{"v":0.23063,"d":"0.231"},{"v":0.23063,"d":"0.231"}]
["POET Biorefining - Fostoria","63920_G_1",63920,"G","1",null,"O/G Steam","","PJM_ATSI","Ohio",39,"Seneca",147,"39147",3.5,8300,2017,9999,null,null,"N","Natural Gas",{"$nulls":13},{"v":0.23063,"d":"0.231"},{"v":0.23063,"d":"0.231"},{"v":0.23063,"d":"0.231"},{"v":0.23063,"d":"0.231"}]
["POET Biorefining - Shelbyville","63921_G_1",63921,"G","1",null,"O/G Steam","","MIS_INKY","Indiana",18,"Shelby",145,"18145",5.5,8300,2020,9999,null,null,"N","Natural Gas",{"$nulls":13},{"v":0.23063,"d":"0.231"},{"v":0.23063,"d":"0.231"},{"v":0.23063,"d":"0.231"},{"v":0.23063,"d":"0.231"}]
["POET Biorefining - Portland","63922_G_G-745",63922,"G","G-745",null,"O/G Steam","","PJM_West","Indiana",18,"Jay",75,"18075",3.5,8300,2017,9999,null,null,"N","Natural Gas",{"$nulls":13},{"v":0.23063,"d":"0.231"},{"v":0.23063,"d":"0.231"},{"v":0.23063,"d":"0.231"},{"v":0.23063,"d":"0.231"}]
["POET Biorefining - Gowrie","63923_G_1",63923,"G","1",null,"O/G Steam","","MIS_IA","Iowa",19,"Webster",187,"19187",5,8300,2018,9999,null,null,"N","Natural Gas",{"$nulls":13},{"v":0.23063,"d":"0.231"},{"v":0.23063,"d":"0.231"},{"v":0.23063,"d":"0.231"},{"v":0.23063,"d":"0.231"}]
["POET Biorefining- Alexandria, LLC","63924_G_1",63924,"G","1",null,"O/G Steam","","PJM_West","Indiana",18,"Madison",95,"18095",3.6,8300,2008,9999,null,null,"N","Natural Gas",{"$nulls":13},{"v":0.23063,"d":"0.231"},{"v":0.23063,"d":"0.231"},{"v":0.23063,"d":"0.231"},{"v":0.23063,"d":"0.231"}]
["POET Biorefining - Leipsic, LLC","63927_G_1",63927,"G","1",null,"O/G Steam","","PJM_West","Ohio",39,"Putnam",137,"39137",3.5,8300,2017,9999,null,null,"N","Natural Gas",{"$nulls":13},{"v":0.23063,"d":"0.231"},{"v":0.23063,"d":"0.231"},{"v":0.23063,"d":"0.231"},{"v":0.23063,"d":"0.231"}]
["CPV Three Rivers Energy Center","63931_G_GEN1",63931,"G","GEN1",null,"Combined Cycle","","PJM_COMD","Illinois",17,"Grundy",63,"17063",607,6370,2023,9999,null,null,"N","Natural Gas",{"$nulls":13},{"v":0.01100000000000001,"d":"0.011"},{"v":0.01100000000000001,"d":"0.011"},{"v":0.01100000000000001,"d":"0.011"},{"v":0.01100000000000001,"d":"0.011"}]
["CPV Three Rivers Energy Center","63931_G_GEN2",63931,"G","GEN2",null,"Combined Cycle","","PJM_COMD","Illinois",17,"Grundy",63,"17063",607,6370,2023,9999,null,null,"N","Natural Gas",{"$nulls":13},{"v":0.01100000000000001,"d":"0.011"},{"v":0.01100000000000001,"d":"0.011"},{"v":0.01100000000000001,"d":"0.011"},{"v":0.01100000000000001,"d":"0.011"}]
["Dry Lake Solar Energy Center","63933_G_DLES1",63933,"G","DLES1",null,"Energy Storage","","WECC_SNV","Nevada",32,"Clark",3,"32003",100,0,2024,9999,null,null,"N","Energy Storage",{"$nulls":13},0,0,0,0]
["Dry Lake Solar Energy Center","63933_G_DLPV1",63933,"G","DLPV1",null,"Solar PV","","WECC_SNV","Nevada",32,"Clark",3,"32003",150,0,2024,9999,null,null,"N","Solar",{"$nulls":13},0,0,0,0]
["Two Rivers Wind Facility","63972_G_TR1",63972,"G","TR1",null,"Onshore Wind","","WECC_WY","Wyoming",56,"Carbon",7,"56007",280,0,2024,9999,null,null,"N","Wind",{"$nulls":13},0,0,0,0]
["Red Cloud Wind LLC","63981_G_1",63981,"G","1",null,"Onshore Wind","","WECC_NM","New Mexico",35,"Lincoln",27,"35027",350,0,2021,9999,null,null,"N","Wind",{"$nulls":13},0,0,0,0]
["Rocket Solar, LLC","63983_G_RS",63983,"G","RS",null,"Solar PV","","WECC_UT","Utah",49,"Box Elder",3,"49003",80,0,2022,9999,null,null,"N","Solar",{"$nulls":13},0,0,0,0]
["Horseshoe Solar, LLC","63984_G_HSS",63984,"G","HSS",null,"Solar PV","","WECC_UT","Utah",49,"Tooele",45,"49045",75,0,2022,9999,null,null,"N","Solar",{"$nulls":13},0,0,0,0]
["Toyota Long Beach Trigen","64005_G_MMR-1",64005,"G","MMR-1",null,"Fuel Cell","","WEC_LADW","California",60,"Los Angeles",37,"60037",2.2,6469,2022,9999,null,null,"N","Natural Gas",{"$nulls":13},0,0,0,0]
["SB Water Reclamation Fuel Cell","64027_G_MB19",64027,"G","MB19",null,"Fuel Cell","","WECC_SCE","California",60,"San Bernardino",71,"60071",1.4,6469,2021,9999,null,null,"N","Natural Gas",{"$nulls":13},0,0,0,0]
["Clines Corners Wind Farm LLC","64054_G_1",64054,"G","1",null,"Onshore Wind","","WECC_NM","New Mexico",35,"Torrance",57,"35057",325,0,2021,9999,null,null,"N","Wind",{"$nulls":13},0,0,0,0]
["Duran Mesa LLC","64065_G_1",64065,"G","1",null,"Onshore Wind","","WECC_NM","New Mexico",35,"Lincoln",27,"35027",105,0,2021,9999,null,null,"N","Wind",{"$nulls":13},0,0,0,0]
["Tecolote Wind LLC","64066_G_1",64066,"G","1",null,"Onshore Wind","","WECC_NM","New Mexico",35,"Lincoln",27,"35027",272,0,2021,9999,null,null,"N","Wind",{"$nulls":13},0,0,0,0]
["Taygete II Energy Project","64075_G_TAYG2",64075,"G","TAYG2",null,"Solar PV","","ERC_WEST","Texas",48,"Pecos",371,"48371",203.8,0,2022,9999,null,null,"N","Solar",{"$nulls":13},0,0,0,0]
["Route 66 Energy Center, LLC","64076_G_RTE66",64076,"G","RTE66",null,"Solar PV","","WECC_NM","New Mexico",35,"Cibola",6,"35006",49.5,0,2022,9999,null,null,"N","Solar",{"$nulls":13},0,0,0,0]
["Alta Farms II Wind Project, LLC","64088_G_WT2",64088,"G","WT2",null,"Onshore Wind","","MIS_IL","Illinois",17,"DeWitt",39,"17039",200.5,0,2022,9999,null,null,"N","Wind",{"$nulls":13},0,0,0,0]
["NYS Rte 12 Community Solar","64090_G_NYR12",64090,"G","NYR12",null,"Solar PV","","NY_Z_C&E","New York",36,"Jefferson",45,"36045",5,0,2019,9999,null,null,"N","Solar",{"$nulls":13},0,0,0,0]
["James W. Broderick Hydropower Plant","64123_G_GEN35",64123,"G","GEN35",null,"Hydro","","WECC_CO","Colorado",81,"Pueblo",101,"81101",3.3,0,2019,9999,null,null,"N","Hydro",{"$nulls":13},0,0,0,0]
["James W. Broderick Hydropower Plant","64123_G_GEN40",64123,"G","GEN40",null,"Hydro","","WECC_CO","Colorado",81,"Pueblo",101,"81101",3.8,0,2019,9999,null,null,"N","Hydro",{"$nulls":13},0,0,0,0]
["Forest Grove - Dodd","64131_G_ESS1",64131,"G","ESS1",null,"Energy Storage","","ERC_REST","Texas",48,"Henderson",213,"48213",100,0,2024,9999,null,null,"N","Energy Storage",{"$nulls":13},0,0,0,0]
["Old 300 Solar Center, LLC","64133_G_2222",64133,"G","2222",null,"Solar PV","","ERC_REST","Texas",48,"Fort Bend",157,"48157",430,0,2022,9999,null,null,"N","Solar",{"$nulls":13},0,0,0,0]
["Haystack Wind Project, LLC","64139_G_4444",64139,"G","4444",null,"Onshore Wind","","SPP_NEBR","Nebraska",31,"Wayne",179,"31179",298,0,2021,9999,null,null,"N","Wind",{"$nulls":13},0,0,0,0]
["Still Water Power","64141_G_4",64141,"G","4",null,"Non-Fossil Waste","","WEC_CALN","California",60,"Kings",31,"60031",1,13500,2020,9999,null,null,"N","Non-Fossil Waste",{"$nulls":13},0,0,0,0]
["LabCorp Engine","64142_G_LCG",64142,"G","LCG",null,"Combustion Turbine","IC Engine","PJM_EMAC","New Jersey",34,"Somerset",35,"34035",3.2,9905,2019,9999,null,null,"N","Natural Gas",{"$nulls":13},{"v":0.01100000000000001,"d":"0.011"},{"v":0.01100000000000001,"d":"0.011"},{"v":0.01100000000000001,"d":"0.011"},{"v":0.01100000000000001,"d":"0.011"}]
["Bloom-Altice Fuel Cell","64143_G_BLA",64143,"G","BLA",null,"Fuel Cell","","NY_Z_K","New York",36,"Nassau",59,"36059",2,6469,2020,9999,null,null,"N","Natural Gas",{"$nulls":13},0,0,0,0]
["Fish Springs","64148_G_FISHB",64148,"G","FISHB",null,"Energy Storage","","WECC_NNV","Nevada",32,"Washoe",31,"32031",25,0,2021,9999,null,null,"N","Energy Storage",{"$nulls":13},0,0,0,0]
["SR Perry","64151_G_PERRY",64151,"G","PERRY",null,"Solar PV","","S_SOU","Georgia",13,"Houston",153,"13153",68,0,2021,9999,null,null,"N","Solar",{"$nulls":13},0,0,0,0]
["SR Rattlesnake","64152_G_SNAKE",64152,"G","SNAKE",null,"Solar PV","","WECC_CO","Colorado",81,"Weld",123,"81123",6,0,2020,9999,null,null,"N","Solar",{"$nulls":13},0,0,0,0]
["Clyde Peaking Engine","64157_G_CPG",64157,"G","CPG",null,"Combustion Turbine","IC Engine","PJM_ATSI","Ohio",39,"Sandusky",143,"39143",9.4,9905,2020,9999,null,null,"N","Natural Gas",{"$nulls":13},{"v":0.01100000000000001,"d":"0.011"},{"v":0.01100000000000001,"d":"0.011"},{"v":0.01100000000000001,"d":"0.011"},{"v":0.01100000000000001,"d":"0.011"}]
["Priddy Wind Project","64165_G_WTG1",64165,"G","WTG1",null,"Onshore Wind","","ERC_REST","Texas",48,"Mills",333,"48333",302.4,0,2021,9999,null,null,"N","Wind",{"$nulls":13},0,0,0,0]
["Graphite Solar I","64186_G_394",64186,"G","394",null,"Solar PV","","WECC_UT","Utah",49,"Carbon",7,"49007",81.9,0,2022,9999,null,null,"N","Solar",{"$nulls":13},0,0,0,0]
["SR Lumpkin","64191_G_LUMP",64191,"G","LUMP",null,"Solar PV","","S_SOU","Georgia",13,"Stewart",259,"13259",100,0,2021,9999,null,null,"N","Solar",{"$nulls":13},0,0,0,0]
["Assembly Solar III","64196_G_AS3",64196,"G","AS3",null,"Solar PV","","MIS_LMI","Michigan",26,"Shiawassee",155,"26155",79,0,2021,9999,null,null,"N","Solar",{"$nulls":13},0,0,0,0]
["Baxley","64211_G_BAXLY",64211,"G","BAXLY",null,"Solar PV","","S_SOU","Georgia",13,"Appling",1,"13001",25,0,2020,9999,null,null,"N","Solar",{"$nulls":13},0,0,0,0]
["Pike Solar Hybrid","64212_G_PSBES",64212,"G","PSBES",null,"Energy Storage","","WECC_CO","Colorado",80,"El Paso",41,"80041",25,0,2024,9999,null,null,"N","Energy Storage",{"$nulls":13},0,0,0,0]
["Dressor Plains Solar, LLC","64224_G_DPS",64224,"G","DPS",null,"Solar PV","","MIS_IL","Illinois",17,"Fayette",51,"17051",99,0,2021,9999,null,null,"N","Solar",{"$nulls":13},0,0,0,0]
["Hadley 3 Solar (North)","64231_G_09170",64231,"G","09170",null,"Energy Storage","","NENGREST","Massachusetts",25,"Hampshire",15,"25015",1,0,2022,9999,null,null,"N","Energy Storage",{"$nulls":13},0,0,0,0]
["Swiftsure","64235_G_SWFTS",64235,"G","SWFTS",null,"Energy Storage","","NY_Z_J","New York",36,"Richmond",85,"36085",650,0,2024,9999,null,null,"N","Energy Storage",{"$nulls":13},0,0,0,0]
["Clermont","64236_G_CLRMT",64236,"G","CLRMT",null,"Energy Storage","","NY_Z_K","New York",36,"Nassau",59,"36059",100,0,2024,9999,null,null,"N","Energy Storage",{"$nulls":13},0,0,0,0]
["Solar Lee, LLC","64237_G_002",64237,"G","002",null,"Solar PV","","S_VACA","North Carolina",37,"Wayne",191,"37191",6.7,0,2021,9999,null,null,"N","Solar",{"$nulls":13},0,0,0,0]
["Acme Solar, LLC","64238_G_018",64238,"G","018",null,"Solar PV","","S_VACA","North Carolina",37,"Columbus",47,"37047",6.6,0,2021,9999,null,null,"N","Solar",{"$nulls":13},0,0,0,0]
["Maryland Food Center Authority AD","64241_G_CHP1",64241,"G","CHP1",null,"Combustion Turbine","","PJM_SMAC","Maryland",24,"Howard",27,"24027",1.1,9905,2022,9999,null,null,"N","Natural Gas",{"$nulls":13},{"v":0.01100000000000001,"d":"0.011"},{"v":0.01100000000000001,"d":"0.011"},{"v":0.01100000000000001,"d":"0.011"},{"v":0.01100000000000001,"d":"0.011"}]
["St. Cloud Hydro","64242_G_GEN#1",64242,"G","GEN#1",null,"Hydro","","MIS_MNWI","Minnesota",27,"Stearns",145,"27145",4.3,0,1988,9999,null,null,"N","Hydro",{"$nulls":13},0,0,0,0]
["St. Cloud Hydro","64242_G_GEN#2",64242,"G","GEN#2",null,"Hydro","","MIS_MNWI","Minnesota",27,"Stearns",145,"27145",4.3,0,1988,9999,null,null,"N","Hydro",{"$nulls":13},0,0,0,0]
["Anderson 5","64245_G_SAND5",64245,"G","SAND5",null,"Solar PV","","PJM_West","Indiana",18,"Madison",95,"18095",3,0,2021,9999,null,null,"N","Solar",{"$nulls":13},0,0,0,0]
["1051 Lucky Solar, LLC","64271_G_018",64271,"G","018",null,"Solar PV","","S_VACA","North Carolina",37,"Yadkin",197,"37197",4.8,0,2021,9999,null,null,"N","Solar",{"$nulls":13},0,0,0,0]
["Sweet Tea Solar, LLC","64273_G_018",64273,"G","018",null,"Solar PV","","S_VACA","North Carolina",37,"Craven",49,"37049",4.5,0,2021,9999,null,null,"N","Solar",{"$nulls":13},0,0,0,0]
["Lincoln Medical and Mental Health Center","64291_G_A1",64291,"G","A1",null,"Combustion Turbine","IC Engine","NY_Z_J","New York",36,"Bronx",5,"36005",2,9905,2007,9999,null,null,"N","Distillate Fuel Oil",{"$nulls":13},{"v":0.01100000000000001,"d":"0.011"},{"v":0.01100000000000001,"d":"0.011"},{"v":0.01100000000000001,"d":"0.011"},{"v":0.01100000000000001,"d":"0.011"}]
["Lincoln Medical and Mental Health Center","64291_G_A2",64291,"G","A2",null,"Combustion Turbine","IC Engine","NY_Z_J","New York",36,"Bronx",5,"36005",1,9905,1970,9999,null,null,"N","Distillate Fuel Oil",{"$nulls":13},{"v":0.01100000000000001,"d":"0.011"},{"v":0.01100000000000001,"d":"0.011"},{"v":0.01100000000000001,"d":"0.011"},{"v":0.01100000000000001,"d":"0.011"}]
["Lincoln Medical and Mental Health Center","64291_G_A3",64291,"G","A3",null,"Combustion Turbine","IC Engine","NY_Z_J","New York",36,"Bronx",5,"36005",1,9905,1970,9999,null,null,"N","Distillate Fuel Oil",{"$nulls":13},{"v":0.01100000000000001,"d":"0.011"},{"v":0.01100000000000001,"d":"0.011"},{"v":0.01100000000000001,"d":"0.011"},{"v":0.01100000000000001,"d":"0.011"}]
["Lincoln Medical and Mental Health Center","64291_G_B1",64291,"G","B1",null,"Energy Storage","","NY_Z_J","New York",36,"Bronx",5,"36005",1,0,1970,9999,null,null,"N","Energy Storage",{"$nulls":13},0,0,0,0]
["Lincoln Medical and Mental Health Center","64291_G_B2",64291,"G","B2",null,"Energy Storage","","NY_Z_J","New York",36,"Bronx",5,"36005",1,0,1970,9999,null,null,"N","Energy Storage",{"$nulls":13},0,0,0,0]
["Lincoln Medical and Mental Health Center","64291_G_B3",64291,"G","B3",null,"Energy Storage","","NY_Z_J","New York",36,"Bronx",5,"36005",1,0,1998,9999,null,null,"N","Energy Storage",{"$nulls":13},0,0,0,0]
["Horizon Hill Wind Project","64339_G_HHILL",64339,"G","HHILL",null,"Onshore Wind","","SPP_WEST","Oklahoma",40,"Logan",83,"40083",200,0,2024,9999,null,null,"N","Wind",{"$nulls":13},0,0,0,0]
["White Rock West Wind Project","64340_G_WRW",64340,"G","WRW",null,"Onshore Wind","","SPP_WEST","Oklahoma",40,"Caddo",15,"40015",100,0,2024,9999,null,null,"N","Wind",{"$nulls":13},0,0,0,0]
["White Rock East Wind Project","64341_G_WRE",64341,"G","WRE",null,"Onshore Wind","","SPP_WEST","Oklahoma",40,"Caddo",15,"40015",200,0,2024,9999,null,null,"N","Wind",{"$nulls":13},0,0,0,0]
["Emerick Wind","64344_G_9999",64344,"G","9999",null,"Onshore Wind","","SPP_NEBR","Nebraska",31,"Madison",119,"31119",300,0,2024,9999,null,null,"N","Wind",{"$nulls":13},0,0,0,0]
["Orbit Bloom Fuel Cell","64350_G_OBFC",64350,"G","OBFC",null,"Fuel Cell","","NY_Z_K","New York",36,"Suffolk",103,"36103",6,6469,2020,9999,null,null,"N","Natural Gas",{"$nulls":13},0,0,0,0]
["Amazon JFK8 Solar Project","64351_G_JFK8",64351,"G","JFK8",null,"Solar PV","","NY_Z_J","New York",36,"Richmond",85,"36085",4.9,0,2021,9999,null,null,"N","Solar",{"$nulls":13},0,0,0,0]
["Mooseheart School - (IL)","64368_G_18001",64368,"G","18001",null,"Solar PV","","PJM_COMD","Illinois",17,"Kane",89,"17089",2,0,2020,9999,null,null,"N","Solar",{"$nulls":13},0,0,0,0]
["Plainfield Solar 1","64370_G_PLFD1",64370,"G","PLFD1",null,"Solar PV","","NENG_CT","Connecticut",90,"Windham",15,"90015",1,0,2020,9999,null,null,"N","Solar",{"$nulls":13},0,0,0,0]
["Cortlandville I Solar CSG","64371_G_CORT1",64371,"G","CORT1",null,"Solar PV","","NY_Z_C&E","New York",36,"Cortland",23,"36023",5,0,2021,9999,null,null,"N","Solar",{"$nulls":13},0,0,0,0]
["Sangerfield Solar CSG","64372_G_SNGFD",64372,"G","SNGFD",null,"Solar PV","","NY_Z_C&E","New York",36,"Oneida",65,"36065",5,0,2021,9999,null,null,"N","Solar",{"$nulls":13},0,0,0,0]
["Clay Solar CSG","64373_G_CLAY1",64373,"G","CLAY1",null,"Solar PV","","NY_Z_C&E","New York",36,"Onondaga",67,"36067",5,0,2021,9999,null,null,"N","Solar",{"$nulls":13},0,0,0,0]
["Norwich Solar and Energy Storage CSG","64374_G_NRWCB",64374,"G","NRWCB",null,"Energy Storage","","NY_Z_C&E","New York",36,"Chenango",17,"36017",5,0,2021,9999,null,null,"N","Energy Storage",{"$nulls":13},0,0,0,0]
["Norwich Solar and Energy Storage CSG","64374_G_NRWCH",64374,"G","NRWCH",null,"Solar PV","","NY_Z_C&E","New York",36,"Chenango",17,"36017",5,0,2021,9999,null,null,"N","Solar",{"$nulls":13},0,0,0,0]
["Decorah Battery","64375_G_BESS1",64375,"G","BESS1",null,"Energy Storage","","MIS_IA","Iowa",19,"Winneshiek",191,"19191",2.5,0,2021,9999,null,null,"N","Energy Storage",{"$nulls":13},0,0,0,0]
["Tranquillity ID","64376_G_TRANQ",64376,"G","TRANQ",null,"Solar PV","","WEC_CALN","California",60,"Fresno",19,"60019",1.3,0,2018,9999,null,null,"N","Solar",{"$nulls":13},0,0,0,0]
["Milligan 1 Wind Farm","64377_G_SG275",64377,"G","SG275",null,"Onshore Wind","","SPP_NEBR","Nebraska",31,"Saline",151,"31151",99,0,2020,9999,null,null,"N","Wind",{"$nulls":13},0,0,0,0]
["Milligan 1 Wind Farm","64377_G_SG4.5",64377,"G","SG4.5",null,"Onshore Wind","","SPP_NEBR","Nebraska",31,"Saline",151,"31151",135,0,2021,9999,null,null,"N","Wind",{"$nulls":13},0,0,0,0]
["Milligan 1 Wind Farm","64377_G_V110",64377,"G","V110",null,"Onshore Wind","","SPP_NEBR","Nebraska",31,"Saline",151,"31151",66,0,2020,9999,null,null,"N","Wind",{"$nulls":13},0,0,0,0]
["Signature Breads Chelsea","64378_G_EG1",64378,"G","EG1",null,"Combustion Turbine","IC Engine","NENGREST","Massachusetts",25,"Suffolk",25,"25025",1.5,9905,2019,9999,null,null,"N","Distillate Fuel Oil",{"$nulls":13},{"v":0.01100000000000001,"d":"0.011"},{"v":0.01100000000000001,"d":"0.011"},{"v":0.01100000000000001,"d":"0.011"},{"v":0.01100000000000001,"d":"0.011"}]
["Ridgecrest","64379_G_467",64379,"G","467",null,"Solar PV","","PJM_SMAC","District of Columbia",11,"District of Columbia",1,"11001",1.7,0,2021,9999,null,null,"N","Solar",{"$nulls":13},0,0,0,0]
["Cascades","64380_G_464",64380,"G","464",null,"Solar PV","","PJM_EMAC","New Jersey",34,"Middlesex",23,"34023",2,0,2021,9999,null,null,"N","Solar",{"$nulls":13},0,0,0,0]
["Glacier Sands Wind Power, LLC","64381_G_GS001",64381,"G","GS001",null,"Onshore Wind","","MIS_IL","Illinois",17,"Mason",125,"17125",185,0,2021,9999,null,null,"N","Wind",{"$nulls":13},0,0,0,0]
["IXYS - Beverly","64382_G_EG1",64382,"G","EG1",null,"Combustion Turbine","IC Engine","NENGREST","Massachusetts",25,"Essex",9,"25009",0.6,9905,1997,9999,null,null,"N","Distillate Fuel Oil",{"$nulls":13},{"v":0.01100000000000001,"d":"0.011"},{"v":0.01100000000000001,"d":"0.011"},{"v":0.01100000000000001,"d":"0.011"},{"v":0.01100000000000001,"d":"0.011"}]
["IXYS - Beverly","64382_G_NG1",64382,"G","NG1",null,"Combustion Turbine","IC Engine","NENGREST","Massachusetts",25,"Essex",9,"25009",0.7,9905,2019,9999,null,null,"N","Natural Gas",{"$nulls":13},{"v":0.01100000000000001,"d":"0.011"},{"v":0.01100000000000001,"d":"0.011"},{"v":0.01100000000000001,"d":"0.011"},{"v":0.01100000000000001,"d":"0.011"}]
["IXYS - Beverly","64382_G_NG2",64382,"G","NG2",null,"Combustion Turbine","IC Engine","NENGREST","Massachusetts",25,"Essex",9,"25009",0.7,9905,2019,9999,null,null,"N","Natural Gas",{"$nulls":13},{"v":0.01100000000000001,"d":"0.011"},{"v":0.01100000000000001,"d":"0.011"},{"v":0.01100000000000001,"d":"0.011"},{"v":0.01100000000000001,"d":"0.011"}]
["IXYS - Beverly","64382_G_NG3",64382,"G","NG3",null,"Combustion Turbine","IC Engine","NENGREST","Massachusetts",25,"Essex",9,"25009",0.7,9905,2019,9999,null,null,"N","Natural Gas",{"$nulls":13},{"v":0.01100000000000001,"d":"0.011"},{"v":0.01100000000000001,"d":"0.011"},{"v":0.01100000000000001,"d":"0.011"},{"v":0.01100000000000001,"d":"0.011"}]
["Braes Bayou Plant","64383_G_CTG-1",64383,"G","CTG-1",null,"Combustion Turbine","","ERC_REST","Texas",48,"Fort Bend",157,"48157",44.5,9905,2022,9999,null,null,"N","Natural Gas",{"$nulls":13},{"v":0.01100000000000001,"d":"0.011"},{"v":0.01100000000000001,"d":"0.011"},{"v":0.01100000000000001,"d":"0.011"},{"v":0.01100000000000001,"d":"0.011"}]
["Braes Bayou Plant","64383_G_CTG-2",64383,"G","CTG-2",null,"Combustion Turbine","","ERC_REST","Texas",48,"Fort Bend",157,"48157",44.5,9905,2022,9999,null,null,"N","Natural Gas",{"$nulls":13},{"v":0.01100000000000001,"d":"0.011"},{"v":0.01100000000000001,"d":"0.011"},{"v":0.01100000000000001,"d":"0.011"},{"v":0.01100000000000001,"d":"0.011"}]
["Braes Bayou Plant","64383_G_CTG-3",64383,"G","CTG-3",null,"Combustion Turbine","","ERC_REST","Texas",48,"Fort Bend",157,"48157",44.5,9905,2022,9999,null,null,"N","Natural Gas",{"$nulls":13},{"v":0.01100000000000001,"d":"0.011"},{"v":0.01100000000000001,"d":"0.011"},{"v":0.01100000000000001,"d":"0.011"},{"v":0.01100000000000001,"d":"0.011"}]
["Braes Bayou Plant","64383_G_CTG-4",64383,"G","CTG-4",null,"Combustion Turbine","","ERC_REST","Texas",48,"Fort Bend",157,"48157",44.5,9905,2022,9999,null,null,"N","Natural Gas",{"$nulls":13},{"v":0.01100000000000001,"d":"0.011"},{"v":0.01100000000000001,"d":"0.011"},{"v":0.01100000000000001,"d":"0.011"},{"v":0.01100000000000001,"d":"0.011"}]
["Braes Bayou Plant","64383_G_CTG-5",64383,"G","CTG-5",null,"Combustion Turbine","","ERC_REST","Texas",48,"Fort Bend",157,"48157",44.5,9905,2022,9999,null,null,"N","Natural Gas",{"$nulls":13},{"v":0.01100000000000001,"d":"0.011"},{"v":0.01100000000000001,"d":"0.011"},{"v":0.01100000000000001,"d":"0.011"},{"v":0.01100000000000001,"d":"0.011"}]
["Braes Bayou Plant","64383_G_CTG-6",64383,"G","CTG-6",null,"Combustion Turbine","","ERC_REST","Texas",48,"Fort Bend",157,"48157",44.5,9905,2022,9999,null,null,"N","Natural Gas",{"$nulls":13},{"v":0.01100000000000001,"d":"0.011"},{"v":0.01100000000000001,"d":"0.011"},{"v":0.01100000000000001,"d":"0.011"},{"v":0.01100000000000001,"d":"0.011"}]
["Amazon TUS2","64384_G_ATUS2",64384,"G","ATUS2",null,"Solar PV","","WECC_AZ","Arizona",40,"Pima",19,"40019",2.6,0,2021,9999,null,null,"N","Solar",{"$nulls":13},0,0,0,0]
["Gliden (Op Zone)","64385_G_304",64385,"G","304",null,"Solar PV","","PJM_Dom","North Carolina",37,"Chowan",41,"37041",5,0,2020,9999,null,null,"N","Solar",{"$nulls":13},0,0,0,0]
["Gilcrest V CSG","64386_G_GLCRV",64386,"G","GLCRV",null,"Solar PV","","WECC_CO","Colorado",81,"Weld",123,"81123",4.8,0,2021,9999,null,null,"N","Solar",{"$nulls":13},0,0,0,0]
["Quinebaug Solar","64387_G_QBS",64387,"G","QBS",null,"Solar PV","","NENG_CT","Connecticut",90,"Windham",15,"90015",49.4,0,2021,9999,null,null,"N","Solar",{"$nulls":13},0,0,0,0]
["TruStile Doors - Denver","64388_G_TRUCO",64388,"G","TRUCO",null,"Solar PV","","WECC_CO","Colorado",80,"Adams",1,"80001",1.2,0,2021,9999,null,null,"N","Solar",{"$nulls":13},0,0,0,0]
["Niagara Bottling - Seguin","64389_G_NIAGS",64389,"G","NIAGS",null,"Solar PV","","ERC_REST","Texas",48,"Guadalupe",187,"48187",4.9,0,2021,9999,null,null,"N","Solar",{"$nulls":13},0,0,0,0]
["Firestone Walker Brewery - Phase 1","64391_G_FWBP1",64391,"G","FWBP1",null,"Solar PV","","WEC_CALN","California",60,"San Luis Obispo",79,"60079",1.6,0,2020,9999,null,null,"N","Solar",{"$nulls":13},0,0,0,0]
["Branch Solar Farm","64392_G_CVS1",64392,"G","CVS1",null,"Solar PV","","SPP_WEST","Arkansas",50,"Franklin",47,"50047",5,0,2021,9999,null,null,"N","Solar",{"$nulls":13},0,0,0,0]
["ZPD-PT Solar Project 2017-006 LLC Hybrid","64395_G_DRAES",64395,"G","DRAES",null,"Energy Storage","","NENGREST","Massachusetts",25,"Worcester",27,"25027",2,0,2021,9999,null,null,"N","Energy Storage",{"$nulls":13},0,0,0,0]
["ZPD-PT Solar Project 2017-006 LLC Hybrid","64395_G_DRAPV",64395,"G","DRAPV",null,"Solar PV","","NENGREST","Massachusetts",25,"Worcester",27,"25027",4,0,2021,9999,null,null,"N","Solar",{"$nulls":13},0,0,0,0]
["EMWD - Perris Valley RWRF","64396_G_EMSJN",64396,"G","EMSJN",null,"Solar PV","","WECC_SCE","California",60,"Riverside",65,"60065",3.4,0,2021,9999,null,null,"N","Solar",{"$nulls":13},0,0,0,0]
["EMWD - San Jacinto RWRF NEM","64397_G_EMSJN",64397,"G","EMSJN",null,"Solar PV","","WECC_SCE","California",60,"Riverside",65,"60065",1.3,0,2021,9999,null,null,"N","Solar",{"$nulls":13},0,0,0,0]
["EMWD - Sun City RWRF","64398_G_EMSUN",64398,"G","EMSUN",null,"Solar PV","","WECC_SCE","California",60,"Riverside",65,"60065",1.6,0,2021,9999,null,null,"N","Solar",{"$nulls":13},0,0,0,0]
["EMWD - San Jacinto RES BCT","64399_G_EMRES",64399,"G","EMRES",null,"Solar PV","","WECC_SCE","California",60,"Riverside",65,"60065",4.2,0,2021,9999,null,null,"N","Solar",{"$nulls":13},0,0,0,0]
["CSU San Jose State University","64401_G_CSUSJ",64401,"G","CSUSJ",null,"Solar PV","","WEC_CALN","California",60,"Santa Clara",85,"60085",1.7,0,2021,9999,null,null,"N","Solar",{"$nulls":13},0,0,0,0]
["El Dorado County","64402_G_ELDCO",64402,"G","ELDCO",null,"Solar PV","","WEC_CALN","California",60,"El Dorado",17,"60017",1.5,0,2021,9999,null,null,"N","Solar",{"$nulls":13},0,0,0,0]
["California State Univ at Channel Islands","64403_G_CSUCI",64403,"G","CSUCI",null,"Solar PV","","WECC_SCE","California",61,"Ventura",111,"61111",3.7,0,2021,9999,null,null,"N","Solar",{"$nulls":13},0,0,0,0]
["Mesa Carport PV","64404_G_CPTPV",64404,"G","CPTPV",null,"Solar PV","","WECC_AZ","Arizona",40,"Maricopa",13,"40013",3.6,0,2020,9999,null,null,"N","Solar",{"$nulls":13},0,0,0,0]
["Mesa Carport PV","64404_G_GFTPV",64404,"G","GFTPV",null,"Solar PV","","WECC_AZ","Arizona",40,"Maricopa",13,"40013",1,0,2020,9999,null,null,"N","Solar",{"$nulls":13},0,0,0,0]
["EMWD - Moreno Valley RWRF","64406_G_EMMOR",64406,"G","EMMOR",null,"Solar PV","","WECC_SCE","California",60,"Riverside",65,"60065",2.4,0,2021,9999,null,null,"N","Solar",{"$nulls":13},0,0,0,0]
["Flat Ridge 3","64407_G_FRW3",64407,"G","FRW3",null,"Onshore Wind","","SPP_N","Kansas",20,"Kingman",95,"20095",128,0,2021,9999,null,null,"N","Wind",{"$nulls":13},0,0,0,0]
["Georges River Energy","64408_G_WEG",64408,"G","WEG",null,"Biomass","","NENG_ME","Maine",23,"Waldo",27,"23027",8.5,13500,2020,9999,null,null,"N","Biomass",{"$nulls":13},{"v":0.02,"d":"0.020"},{"v":0.02,"d":"0.020"},{"v":0.02,"d":"0.020"},{"v":0.02,"d":"0.020"}]
["Anderson (SC)","64409_G_ANDER",64409,"G","ANDER",null,"Solar PV","","S_VACA","South Carolina",45,"Anderson",7,"45007",2,0,2021,9999,null,null,"N","Solar",{"$nulls":13},0,0,0,0]
["Briarwood","64410_G_BRIAR",64410,"G","BRIAR",null,"Solar PV","","S_VACA","South Carolina",45,"Greenwood",47,"45047",2,0,2020,9999,null,null,"N","Solar",{"$nulls":13},0,0,0,0]
["Delanco","64411_G_DELAN",64411,"G","DELAN",null,"Solar PV","","PJM_EMAC","New Jersey",34,"Burlington",5,"34005",2.4,0,2021,9999,null,null,"N","Solar",{"$nulls":13},0,0,0,0]
["Gold Mine","64412_G_GMINE",64412,"G","GMINE",null,"Solar PV","","S_VACA","South Carolina",45,"Greenwood",47,"45047",1.5,0,2020,9999,null,null,"N","Solar",{"$nulls":13},0,0,0,0]
["Schull CSG","64413_G_SCHUL",64413,"G","SCHUL",null,"Solar PV","","MIS_MNWI","Minnesota",27,"Blue Earth",13,"27013",0.4,0,2021,9999,null,null,"N","Solar",{"$nulls":13},0,0,0,0]
["Pontiac","64414_G_PONTC",64414,"G","PONTC",null,"Solar PV","","PJM_COMD","Illinois",17,"Livingston",105,"17105",2,0,2021,9999,null,null,"N","Solar",{"$nulls":13},0,0,0,0]
["Rockford CSG","64415_G_ROCKF",64415,"G","ROCKF",null,"Solar PV","","PJM_COMD","Illinois",17,"Winnebago",201,"17201",2,0,2021,9999,null,null,"N","Solar",{"$nulls":13},0,0,0,0]
["Sandoval","64416_G_SANDL",64416,"G","SANDL",null,"Solar PV","","MIS_IL","Illinois",17,"Clinton",27,"17027",2,0,2021,9999,null,null,"N","Solar",{"$nulls":13},0,0,0,0]
["Wilbraham","64417_G_WILBR",64417,"G","WILBR",null,"Solar PV","","NENGREST","Massachusetts",25,"Hampden",13,"25013",4,0,2020,9999,null,null,"N","Solar",{"$nulls":13},0,0,0,0]
["Big Bear","64418_G_BB000",64418,"G","BB000",null,"Solar PV","","WEC_LADW","California",60,"Los Angeles",37,"60037",5.5,0,2020,9999,null,null,"N","Solar",{"$nulls":13},0,0,0,0]
["Elm Street","64419_G_ELM",64419,"G","ELM",null,"Solar PV","","NENGREST","Massachusetts",25,"Bristol",5,"25005",2.8,0,2020,9999,null,null,"N","Solar",{"$nulls":13},0,0,0,0]
["Scribner Diesel Generation Facility","64420_G_1",64420,"G","1",null,"Combustion Turbine","IC Engine","SPP_NEBR","Nebraska",31,"Dodge",53,"31053",2,9905,2020,9999,null,null,"N","Distillate Fuel Oil",{"$nulls":13},{"v":0.01100000000000001,"d":"0.011"},{"v":0.01100000000000001,"d":"0.011"},{"v":0.01100000000000001,"d":"0.011"},{"v":0.01100000000000001,"d":"0.011"}]
["Scribner Diesel Generation Facility","64420_G_2",64420,"G","2",null,"Combustion Turbine","IC Engine","SPP_NEBR","Nebraska",31,"Dodge",53,"31053",2,9905,2020,9999,null,null,"N","Distillate Fuel Oil",{"$nulls":13},{"v":0.01100000000000001,"d":"0.011"},{"v":0.01100000000000001,"d":"0.011"},{"v":0.01100000000000001,"d":"0.011"},{"v":0.01100000000000001,"d":"0.011"}]
["Sunvestment Energy Group NY 63 LLC","64421_G_DEWIT",64421,"G","DEWIT",null,"Solar PV","","NY_Z_C&E","New York",36,"Onondaga",67,"36067",2,0,2020,9999,null,null,"N","Solar",{"$nulls":13},0,0,0,0]
["GSPP Onyx New Brunswick LLC","64422_G_NBOE1",64422,"G","NBOE1",null,"Solar PV","","PJM_EMAC","New Jersey",34,"Middlesex",23,"34023",0.3,0,2019,9999,null,null,"N","Solar",{"$nulls":13},0,0,0,0]
["GSPP Onyx New Brunswick LLC","64422_G_NBOE2",64422,"G","NBOE2",null,"Solar PV","","PJM_EMAC","New Jersey",34,"Middlesex",23,"34023",0.4,0,2019,9999,null,null,"N","Solar",{"$nulls":13},0,0,0,0]
["GSPP Onyx New Brunswick LLC","64422_G_NBOE3",64422,"G","NBOE3",null,"Solar PV","","PJM_EMAC","New Jersey",34,"Middlesex",23,"34023",0.3,0,2019,9999,null,null,"N","Solar",{"$nulls":13},0,0,0,0]
["GSPP Onyx New Brunswick LLC","64422_G_NBOE4",64422,"G","NBOE4",null,"Solar PV","","PJM_EMAC","New Jersey",34,"Middlesex",23,"34023",0.1,0,2019,9999,null,null,"N","Solar",{"$nulls":13},0,0,0,0]
["TX7 Flat Top","64423_G_TX7",64423,"G","TX7",null,"Energy Storage","","ERC_WEST","Texas",48,"Reeves",389,"48389",9.9,0,2020,9999,null,null,"N","Energy Storage",{"$nulls":13},0,0,0,0]
["TX8 Worsham","64424_G_TX8",64424,"G","TX8",null,"Energy Storage","","ERC_WEST","Texas",48,"Pecos",371,"48371",9.9,0,2020,9999,null,null,"N","Energy Storage",{"$nulls":13},0,0,0,0]
["TX2 Port Lavaca","64425_G_TX2",64425,"G","TX2",null,"Energy Storage","","ERC_REST","Texas",48,"Calhoun",57,"48057",9.9,0,2020,9999,null,null,"N","Energy Storage",{"$nulls":13},0,0,0,0]
["Wilmot Energy Center LLC","64426_G_WIL",64426,"G","WIL",null,"Solar PV","","WECC_AZ","Arizona",40,"Pima",19,"40019",130,0,2021,9999,null,null,"N","Solar",{"$nulls":13},0,0,0,0]
["Wilmot Energy Center LLC","64426_G_WILBA",64426,"G","WILBA",null,"Energy Storage","","WECC_AZ","Arizona",40,"Pima",19,"40019",30,0,2021,9999,null,null,"N","Energy Storage",{"$nulls":13},0,0,0,0]
["JVR Energy Park LLC","64428_G_JVR1A",64428,"G","JVR1A",null,"Solar PV","","WEC_SDGE","California",60,"San Diego",73,"60073",90,0,2022,9999,null,null,"N","Solar",{"$nulls":13},0,0,0,0]
["JVR Energy Park LLC","64428_G_JVR1B",64428,"G","JVR1B",null,"Energy Storage","","WEC_SDGE","California",60,"San Diego",73,"60073",70,0,2022,9999,null,null,"N","Energy Storage",{"$nulls":13},0,0,0,0]
["Amazon - Stockton - Roof (SCK1) - (CA)","64429_G_19001",64429,"G","19001",null,"Solar PV","","WEC_CALN","California",60,"San Joaquin",77,"60077",2.6,0,2022,9999,null,null,"N","Solar",{"$nulls":13},0,0,0,0]
["American Beech Solar LLC","64430_G_KOV4A",64430,"G","KOV4A",null,"Solar PV","","PJM_Dom","North Carolina",37,"Halifax",83,"37083",110,0,2024,9999,null,null,"N","Solar",{"$nulls":13},0,0,0,0]
["Point Beach Solar","64431_G_PBS",64431,"G","PBS",null,"Solar PV","","MIS_WUMS","Wisconsin",55,"Manitowoc",71,"55071",100,0,2021,9999,null,null,"N","Solar",{"$nulls":13},0,0,0,0]
["Breckenridge Solar","64432_G_BBA",64432,"G","BBA",null,"Energy Storage","","NENGREST","Massachusetts",25,"Hampden",13,"25013",2.2,0,2020,9999,null,null,"N","Energy Storage",{"$nulls":13},0,0,0,0]
["Breckenridge Solar","64432_G_BKS",64432,"G","BKS",null,"Solar PV","","NENGREST","Massachusetts",25,"Hampden",13,"25013",5,0,2020,9999,null,null,"N","Solar",{"$nulls":13},0,0,0,0]
["Black Rock Wind","64433_G_BRW",64433,"G","BRW",null,"Onshore Wind","","PJM_AP","West Virginia",54,"Mineral",57,"54057",115,0,2021,9999,null,null,"N","Wind",{"$nulls":13},0,0,0,0]
["Rounseville Solar","64434_G_ROU",64434,"G","ROU",null,"Solar PV","","NENGREST","Massachusetts",25,"Plymouth",23,"25023",2.7,0,2020,9999,null,null,"N","Solar",{"$nulls":13},0,0,0,0]
["Town of Ware - Canadian Tree","64435_G_TOW",64435,"G","TOW",null,"Solar PV","","NENGREST","Massachusetts",25,"Hampshire",15,"25015",1.4,0,2021,9999,null,null,"N","Solar",{"$nulls":13},0,0,0,0]
["Wilmarth Solar","64436_G_WIL",64436,"G","WIL",null,"Solar PV","","NENGREST","Massachusetts",25,"Norfolk",21,"25021",5,0,2020,9999,null,null,"N","Solar",{"$nulls":13},0,0,0,0]
["Wilmarth Solar","64436_G_WILB",64436,"G","WILB",null,"Energy Storage","","NENGREST","Massachusetts",25,"Norfolk",21,"25021",2.3,0,2020,9999,null,null,"N","Energy Storage",{"$nulls":13},0,0,0,0]
["Dresser Hill CSG","64437_G_DRH",64437,"G","DRH",null,"Solar PV","","NENGREST","Massachusetts",25,"Worcester",27,"25027",3.7,0,2021,9999,null,null,"N","Solar",{"$nulls":13},0,0,0,0]
["Vallecitos Water District","64438_G_VALLE",64438,"G","VALLE",null,"Solar PV","","WEC_SDGE","California",60,"San Diego",73,"60073",1.4,0,2021,9999,null,null,"N","Solar",{"$nulls":13},0,0,0,0]
["Pine Road Solar, LLC CSG","64439_G_PINE",64439,"G","PINE",null,"Solar PV","","PJM_COMD","Illinois",17,"DeKalb",37,"17037",2,0,2021,9999,null,null,"N","Solar",{"$nulls":13},0,0,0,0]
["White Plains Hospital Medical Center","64440_G_EGEN3",64440,"G","EGEN3",null,"Combustion Turbine","IC Engine","NY_Z_G-I","New York",36,"Westchester",119,"36119",1.2,9905,2017,9999,null,null,"N","Distillate Fuel Oil",{"$nulls":13},{"v":0.01100000000000001,"d":"0.011"},{"v":0.01100000000000001,"d":"0.011"},{"v":0.01100000000000001,"d":"0.011"},{"v":0.01100000000000001,"d":"0.011"}]
["White Plains Hospital Medical Center","64440_G_ENGN1",64440,"G","ENGN1",null,"Combustion Turbine","IC Engine","NY_Z_G-I","New York",36,"Westchester",119,"36119",0.3,9905,2002,9999,null,null,"N","Distillate Fuel Oil",{"$nulls":13},{"v":0.01100000000000001,"d":"0.011"},{"v":0.01100000000000001,"d":"0.011"},{"v":0.01100000000000001,"d":"0.011"},{"v":0.01100000000000001,"d":"0.011"}]
["White Plains Hospital Medical Center","64440_G_ENGN2",64440,"G","ENGN2",null,"Combustion Turbine","IC Engine","NY_Z_G-I","New York",36,"Westchester",119,"36119",0.5,9905,2010,9999,null,null,"N","Distillate Fuel Oil",{"$nulls":13},{"v":0.01100000000000001,"d":"0.011"},{"v":0.01100000000000001,"d":"0.011"},{"v":0.01100000000000001,"d":"0.011"},{"v":0.01100000000000001,"d":"0.011"}]
["White Plains Hospital Medical Center","64440_G_ENGN4",64440,"G","ENGN4",null,"Combustion Turbine","IC Engine","NY_Z_G-I","New York",36,"Westchester",119,"36119",0.8,9905,1996,9999,null,null,"N","Distillate Fuel Oil",{"$nulls":13},{"v":0.01100000000000001,"d":"0.011"},{"v":0.01100000000000001,"d":"0.011"},{"v":0.01100000000000001,"d":"0.011"},{"v":0.01100000000000001,"d":"0.011"}]
["White Plains Hospital Medical Center","64440_G_ENGN5",64440,"G","ENGN5",null,"Combustion Turbine","IC Engine","NY_Z_G-I","New York",36,"Westchester",119,"36119",0.4,9905,2015,9999,null,null,"N","Distillate Fuel Oil",{"$nulls":13},{"v":0.01100000000000001,"d":"0.011"},{"v":0.01100000000000001,"d":"0.011"},{"v":0.01100000000000001,"d":"0.011"},{"v":0.01100000000000001,"d":"0.011"}]
["Valencia 3","64441_G_266",64441,"G","266",null,"Solar PV","","WECC_IID","California",60,"Imperial",25,"60025",3,0,2021,9999,null,null,"N","Solar",{"$nulls":13},0,0,0,0]
["Mt Pleasant Community Center","64442_G_MPES",64442,"G","MPES",null,"Energy Storage","","NY_Z_G-I","New York",36,"Westchester",119,"36119",0.7,0,2021,9999,null,null,"N","Energy Storage",{"$nulls":13},0,0,0,0]
["Mt Pleasant Community Center","64442_G_MPPV",64442,"G","MPPV",null,"Solar PV","","NY_Z_G-I","New York",36,"Westchester",119,"36119",0.5,0,2021,9999,null,null,"N","Solar",{"$nulls":13},0,0,0,0]
["Golden Solar","64443_G_GOLD",64443,"G","GOLD",null,"Solar PV","","NENGREST","Vermont",50,"Caledonia",5,"50005",2.2,0,2021,9999,null,null,"N","Solar",{"$nulls":13},0,0,0,0]
["City of Paris Solar","64444_G_PARIS",64444,"G","PARIS",null,"Solar PV","","SPP_WEST","Arkansas",50,"Logan",83,"50083",1.5,0,2020,9999,null,null,"N","Solar",{"$nulls":13},0,0,0,0]
["County of Dutchess, NY (Airport)","64445_G_PV1",64445,"G","PV1",null,"Solar PV","","NY_Z_G-I","New York",36,"Dutchess",27,"36027",1.8,0,2020,9999,null,null,"N","Solar",{"$nulls":13},0,0,0,0]
["Arlington Microgrid","64446_G_AMGB",64446,"G","AMGB",null,"Energy Storage","","WECC_PNW","Washington",53,"Snohomish",61,"53061",1,0,2021,9999,null,null,"N","Energy Storage",{"$nulls":13},0,0,0,0]
["Arlington Microgrid","64446_G_AMGPV",64446,"G","AMGPV",null,"Solar PV","","WECC_PNW","Washington",53,"Snohomish",61,"53061",0.5,0,2019,9999,null,null,"N","Solar",{"$nulls":13},0,0,0,0]
["Brazoria West","64447_G_GEN1",64447,"G","GEN1",null,"Solar PV","","ERC_REST","Texas",48,"Brazoria",39,"48039",200,0,2022,9999,null,null,"N","Solar",{"$nulls":13},0,0,0,0]
["Grissom Solar, LLC","64450_G_GSF01",64450,"G","GSF01",null,"Solar PV","","PJM_Dom","North Carolina",37,"Halifax",83,"37083",5,0,2021,9999,null,null,"N","Solar",{"$nulls":13},0,0,0,0]
["Grissom Solar, LLC","64450_G_GSF02",64450,"G","GSF02",null,"Energy Storage","","PJM_Dom","North Carolina",37,"Halifax",83,"37083",10,0,2021,9999,null,null,"N","Energy Storage",{"$nulls":13},0,0,0,0]
["Rosemond Solar Community Solar","64451_G_1583",64451,"G","1583",null,"Solar PV","","NY_Z_G-I","New York",36,"Sullivan",105,"36105",2,0,2021,9999,null,null,"N","Solar",{"$nulls":13},0,0,0,0]
["Volney II","64453_G_VOLES",64453,"G","VOLES",null,"Energy Storage","","NY_Z_C&E","New York",36,"Oswego",75,"36075",1.5,0,2021,9999,null,null,"N","Energy Storage",{"$nulls":13},0,0,0,0]
["Volney II","64453_G_VOLNE",64453,"G","VOLNE",null,"Solar PV","","NY_Z_C&E","New York",36,"Oswego",75,"36075",1.5,0,2021,9999,null,null,"N","Solar",{"$nulls":13},0,0,0,0]
["Merrimack Solar Farm, LLC","64454_G_PV1",64454,"G","PV1",null,"Solar PV","","NENGREST","New Hampshire",33,"Hillsborough",11,"33011",2.4,0,2019,9999,null,null,"N","Solar",{"$nulls":13},0,0,0,0]
["13 Mile Solar, LLC","64456_G_FAC13",64456,"G","FAC13",null,"Solar PV","","MIS_LMI","Michigan",26,"Calhoun",25,"26025",2,0,2020,9999,null,null,"N","Solar",{"$nulls":13},0,0,0,0]
["Captain Solar, LLC","64457_G_FACCA",64457,"G","FACCA",null,"Solar PV","","MIS_LMI","Michigan",26,"Genesee",49,"26049",2,0,2020,9999,null,null,"N","Solar",{"$nulls":13},0,0,0,0]
["Coldwater Solar, LLC","64458_G_FAACW",64458,"G","FAACW",null,"Solar PV","","MIS_LMI","Michigan",26,"Genesee",49,"26049",2,0,2020,9999,null,null,"N","Solar",{"$nulls":13},0,0,0,0]
["Geddes 1 Solar, LLC","64459_G_FACG1",64459,"G","FACG1",null,"Solar PV","","MIS_LMI","Michigan",26,"Saginaw",145,"26145",2,0,2020,9999,null,null,"N","Solar",{"$nulls":13},0,0,0,0]
["Jack Francis Solar, LLC","64460_G_FACJF",64460,"G","FACJF",null,"Solar PV","","MIS_LMI","Michigan",26,"Genesee",49,"26049",2,0,2020,9999,null,null,"N","Solar",{"$nulls":13},0,0,0,0]
["May Shannon Solar, LLC","64461_G_FACMS",64461,"G","FACMS",null,"Solar PV","","MIS_LMI","Michigan",26,"Genesee",49,"26049",2,0,2020,9999,null,null,"N","Solar",{"$nulls":13},0,0,0,0]
["Stoneheart Solar, LLC","64462_G_FACSH",64462,"G","FACSH",null,"Solar PV","","MIS_LMI","Michigan",26,"Saginaw",145,"26145",2,0,2020,9999,null,null,"N","Solar",{"$nulls":13},0,0,0,0]
["Workman Road Solar Farm, LLC","64463_G_FACWR",64463,"G","FACWR",null,"Solar PV","","MIS_LMI","Michigan",26,"Missaukee",113,"26113",2,0,2020,9999,null,null,"N","Solar",{"$nulls":13},0,0,0,0]
["Clendenin A Community Solar, LLC CSG","64464_G_CLEN",64464,"G","CLEN",null,"Solar PV","","MIS_IL","Illinois",17,"Williamson",199,"17199",2,0,2021,9999,null,null,"N","Solar",{"$nulls":13},0,0,0,0]
["Kern A Community Solar, LLC CSG","64465_G_KERN",64465,"G","KERN",null,"Solar PV","","MIS_IL","Illinois",17,"Franklin",55,"17055",2,0,2021,9999,null,null,"N","Solar",{"$nulls":13},0,0,0,0]
["Lukuc B Community Solar LLC CSG","64466_G_LUKC",64466,"G","LUKC",null,"Solar PV","","MIS_IL","Illinois",17,"Williamson",199,"17199",2,0,2021,9999,null,null,"N","Solar",{"$nulls":13},0,0,0,0]
["CSG Mt. Morris 2, LLC","64467_G_MTMO",64467,"G","MTMO",null,"Solar PV","","PJM_COMD","Illinois",17,"Ogle",141,"17141",2,0,2021,9999,null,null,"N","Solar",{"$nulls":13},0,0,0,0]
["Tower Road Solar, LLC CSG","64468_G_BOIG",64468,"G","BOIG",null,"Solar PV","","PJM_COMD","Illinois",17,"Dekalb",37,"17037",2,0,2021,9999,null,null,"N","Solar",{"$nulls":13},0,0,0,0]
["OE_ALD","64469_G_OEALD",64469,"G","OEALD",null,"Solar PV","","S_SOU","Alabama",10,"Covington",39,"10039",80,0,2022,9999,null,null,"N","Solar",{"$nulls":13},0,0,0,0]
["Interchange Solar, LLC","64470_G_FACIC",64470,"G","FACIC",null,"Solar PV","","MIS_LMI","Michigan",26,"Genesee",49,"26049",2,0,2020,9999,null,null,"N","Solar",{"$nulls":13},0,0,0,0]
["Byron Highway Solar","64471_G_BYHWY",64471,"G","BYHWY",null,"Solar PV","","WEC_CALN","California",60,"Contra Costa",13,"60013",5,0,2021,9999,null,null,"N","Solar",{"$nulls":13},0,0,0,0]
["Berry Road Solar","64472_G_BERRY",64472,"G","BERRY",null,"Solar PV","","S_VACA","South Carolina",45,"Greenville",45,"45045",2,0,2021,9999,null,null,"N","Solar",{"$nulls":13},0,0,0,0]
["Norman Solar","64473_G_NORMN",64473,"G","NORMN",null,"Solar PV","","SPP_WEST","Oklahoma",40,"Cleveland",27,"40027",5,0,2021,9999,null,null,"N","Solar",{"$nulls":13},0,0,0,0]
["Swansboro Solar, LLC","64476_G_1102",64476,"G","1102",null,"Solar PV","","S_VACA","North Carolina",37,"Onslow",133,"37133",4.9,0,2021,9999,null,null,"N","Solar",{"$nulls":13},0,0,0,0]
["Suncaster, LLC","64477_G_1",64477,"G","1",null,"Solar PV","","S_VACA","North Carolina",37,"Wayne",191,"37191",2.4,0,2021,9999,null,null,"N","Solar",{"$nulls":13},0,0,0,0]
["1034 Catherine Lake Solar, LLC","64478_G_1034",64478,"G","1034",null,"Solar PV","","S_VACA","North Carolina",37,"Onslow",133,"37133",4.9,0,2021,9999,null,null,"N","Solar",{"$nulls":13},0,0,0,0]
["Novel Handeland Solar LLC","64479_G_HNDLD",64479,"G","HNDLD",null,"Solar PV","","MIS_MNWI","Minnesota",27,"Yellow Medicine",173,"27173",1,0,2022,9999,null,null,"N","Solar",{"$nulls":13},0,0,0,0]
["Rice Two Solar CSG","64480_G_TC3",64480,"G","TC3",null,"Solar PV","","MIS_MNWI","Minnesota",27,"Rice",131,"27131",0.8,0,2021,9999,null,null,"N","Solar",{"$nulls":13},0,0,0,0]
["Arlington Energy Center II","64481_G_AEC2",64481,"G","AEC2",null,"Solar PV","","WECC_SCE","California",60,"Riverside",65,"60065",133,0,2022,9999,null,null,"N","Solar",{"$nulls":13},0,0,0,0]
["Arlington Energy Center II","64481_G_AEC2B",64481,"G","AEC2B",null,"Energy Storage","","WECC_SCE","California",60,"Riverside",65,"60065",132,0,2022,9999,null,null,"N","Energy Storage",{"$nulls":13},0,0,0,0]
["Novel Stavem Solar LLC CSG","64482_G_STAVM",64482,"G","STAVM",null,"Solar PV","","MIS_MNWI","Minnesota",27,"Pope",121,"27121",1,0,2021,9999,null,null,"N","Solar",{"$nulls":13},0,0,0,0]
["Novel Sunnyfield Farms Solar LLC CSG","64483_G_SNYFD",64483,"G","SNYFD",null,"Solar PV","","MIS_MNWI","Minnesota",27,"Wabasha",157,"27157",1,0,2022,9999,null,null,"N","Solar",{"$nulls":13},0,0,0,0]
["Novel Schroeder Solar LLC CSG","64484_G_SCRDR",64484,"G","SCRDR",null,"Solar PV","","MIS_MNWI","Minnesota",27,"Renville",129,"27129",1,0,2022,9999,null,null,"N","Solar",{"$nulls":13},0,0,0,0]
["Novel Caroline Solar, LLC CSG","64485_G_CRLNE",64485,"G","CRLNE",null,"Solar PV","","MIS_MNWI","Minnesota",27,"Chisago",25,"27025",1,0,2022,9999,null,null,"N","Solar",{"$nulls":13},0,0,0,0]
["Novel David Solar LLC CSG","64486_G_DAVID",64486,"G","DAVID",null,"Solar PV","","MIS_MNWI","Minnesota",27,"Waseca",161,"27161",1,0,2022,9999,null,null,"N","Solar",{"$nulls":13},0,0,0,0]
["Novel Huneke Solar LLC CSG","64487_G_HNKE",64487,"G","HNKE",null,"Solar PV","","MIS_MNWI","Minnesota",27,"Goodhue",49,"27049",1,0,2021,9999,null,null,"N","Solar",{"$nulls":13},0,0,0,0]
["Novel Denzer Solar LLC CSG","64488_G_DNZR",64488,"G","DNZR",null,"Solar PV","","MIS_MNWI","Minnesota",27,"Winona",169,"27169",1,0,2022,9999,null,null,"N","Solar",{"$nulls":13},0,0,0,0]
["Resurgence Solar","64489_G_GEN1",64489,"G","GEN1",null,"Solar PV","","WECC_SCE","California",60,"San Bernardino",71,"60071",138,0,2022,9999,null,null,"N","Solar",{"$nulls":13},0,0,0,0]
["Resurgence Solar","64489_G_GEN2",64489,"G","GEN2",null,"Energy Storage","","WECC_SCE","California",60,"San Bernardino",71,"60071",115,0,2022,9999,null,null,"N","Energy Storage",{"$nulls":13},0,0,0,0]
["Hendershot Solar, LLC","64496_G_FACHE",64496,"G","FACHE",null,"Solar PV","","MIS_LMI","Michigan",26,"Lenawee",91,"26091",2,0,2021,9999,null,null,"N","Solar",{"$nulls":13},0,0,0,0]
["Hazel Solar, LLC","64497_G_FACHA",64497,"G","FACHA",null,"Solar PV","","MIS_LMI","Michigan",26,"Montcalm",117,"26117",2,0,2021,9999,null,null,"N","Solar",{"$nulls":13},0,0,0,0]
["Geddes 2 Solar, LLC","64498_G_FACG2",64498,"G","FACG2",null,"Solar PV","","MIS_LMI","Michigan",26,"Saginaw",145,"26145",2,0,2021,9999,null,null,"N","Solar",{"$nulls":13},0,0,0,0]
["Bullhead Solar, LLC","64499_G_FACBH",64499,"G","FACBH",null,"Solar PV","","MIS_LMI","Michigan",26,"Hillsdale",59,"26059",2,0,2021,9999,null,null,"N","Solar",{"$nulls":13},0,0,0,0]
["Angola Solar, LLC","64500_G_FACAN",64500,"G","FACAN",null,"Solar PV","","MIS_LMI","Michigan",26,"Branch",23,"26023",2,0,2021,9999,null,null,"N","Solar",{"$nulls":13},0,0,0,0]
["7448 Candlewood Road","64502_G_1",64502,"G","1",null,"Solar PV","","PJM_SMAC","Maryland",24,"Anne Arundel",3,"24003",1.5,0,2020,9999,null,null,"N","Solar",{"$nulls":13},0,0,0,0]
["Palmer Community Solar LLC CSG","64503_G_PALM",64503,"G","PALM",null,"Solar PV","","MIS_MNWI","Minnesota",27,"Chisago",25,"27025",1,0,2021,9999,null,null,"N","Solar",{"$nulls":13},0,0,0,0]
["Medin 2 Community Solar LLC CSG","64504_G_MED2",64504,"G","MED2",null,"Solar PV","","MIS_MNWI","Minnesota",27,"Chisago",25,"27025",1,0,2021,9999,null,null,"N","Solar",{"$nulls":13},0,0,0,0]
["Flathead Landfill to Gas Energy Facility","64505_G_LFGE1",64505,"G","LFGE1",null,"Landfill Gas","","WECC_MT","Montana",30,"Flathead",29,"30029",1.6,8513,2009,9999,null,null,"N","Landfill Gas",{"$nulls":13},{"v":0.08999999999999997,"d":"0.09"},{"v":0.08999999999999997,"d":"0.09"},{"v":0.08999999999999997,"d":"0.09"},{"v":0.08999999999999997,"d":"0.09"}]
["Cokato CSG","64506_G_COK",64506,"G","COK",null,"Solar PV","","MIS_MNWI","Minnesota",27,"Wright",171,"27171",4,0,2021,9999,null,null,"N","Solar",{"$nulls":13},0,0,0,0]
["OETN1","64507_G_OEALD",64507,"G","OEALD",null,"Solar PV","","S_C_TVA","Tennessee",47,"Obion",131,"47131",100,0,2022,9999,null,null,"N","Solar",{"$nulls":13},0,0,0,0]
["Hall Solar Energy Storage","64508_G_BAT1",64508,"G","BAT1",null,"Energy Storage","","S_VACA","North Carolina",37,"Duplin",61,"37061",2.5,0,2021,9999,null,null,"N","Energy Storage",{"$nulls":13},0,0,0,0]
["Hall Solar Energy Storage","64508_G_SOL1",64508,"G","SOL1",null,"Solar PV","","S_VACA","North Carolina",37,"Duplin",61,"37061",2,0,2021,9999,null,null,"N","Solar",{"$nulls":13},0,0,0,0]
["South River H4 Solar Energy Storage","64509_G_BAT1",64509,"G","BAT1",null,"Energy Storage","","S_VACA","North Carolina",37,"Sampson",163,"37163",0.6,0,2022,9999,null,null,"N","Energy Storage",{"$nulls":13},0,0,0,0]
["South River H4 Solar Energy Storage","64509_G_SOL1",64509,"G","SOL1",null,"Solar PV","","S_VACA","North Carolina",37,"Sampson",163,"37163",0.5,0,2022,9999,null,null,"N","Solar",{"$nulls":13},0,0,0,0]
["Arba Solar Energy Storage","64510_G_BAT1",64510,"G","BAT1",null,"Energy Storage","","S_VACA","North Carolina",37,"Greene",79,"37079",5.1,0,2022,9999,null,null,"N","Energy Storage",{"$nulls":13},0,0,0,0]
["Arba Solar Energy Storage","64510_G_SOL1",64510,"G","SOL1",null,"Solar PV","","S_VACA","North Carolina",37,"Greene",79,"37079",5,0,2022,9999,null,null,"N","Solar",{"$nulls":13},0,0,0,0]
["Rose Acre Solar Energy Storage","64511_G_BAT1",64511,"G","BAT1",null,"Energy Storage","","S_VACA","North Carolina",37,"Hyde",95,"37095",2.5,0,2021,9999,null,null,"N","Energy Storage",{"$nulls":13},0,0,0,0]
["Rose Acre Solar Energy Storage","64511_G_SOL1",64511,"G","SOL1",null,"Solar PV","","S_VACA","North Carolina",37,"Hyde",95,"37095",2,0,2021,9999,null,null,"N","Solar",{"$nulls":13},0,0,0,0]
["Hamlet Solar Energy Storage","64512_G_BAT1",64512,"G","BAT1",null,"Energy Storage","","S_VACA","North Carolina",37,"Richmond",153,"37153",0.5,0,2022,9999,null,null,"N","Energy Storage",{"$nulls":13},0,0,0,0]
["Hamlet Solar Energy Storage","64512_G_SOL1",64512,"G","SOL1",null,"Solar PV","","S_VACA","North Carolina",37,"Richmond",153,"37153",0.5,0,2022,9999,null,null,"N","Solar",{"$nulls":13},0,0,0,0]
["Wake RJ3 Solar Energy Storage","64513_G_BAT1",64513,"G","BAT1",null,"Energy Storage","","S_VACA","North Carolina",37,"Wake",183,"37183",0.6,0,2022,9999,null,null,"N","Energy Storage",{"$nulls":13},0,0,0,0]
["Wake RJ3 Solar Energy Storage","64513_G_SOL1",64513,"G","SOL1",null,"Solar PV","","S_VACA","North Carolina",37,"Wake",183,"37183",0.5,0,2022,9999,null,null,"N","Solar",{"$nulls":13},0,0,0,0]
["Ludie Brown Solar Energy Storage","64514_G_BAT1",64514,"G","BAT1",null,"Energy Storage","","S_VACA","North Carolina",37,"Duplin",61,"37061",2.5,0,2021,9999,null,null,"N","Energy Storage",{"$nulls":13},0,0,0,0]
["Ludie Brown Solar Energy Storage","64514_G_SOL1",64514,"G","SOL1",null,"Solar PV","","S_VACA","North Carolina",37,"Duplin",61,"37061",2,0,2021,9999,null,null,"N","Solar",{"$nulls":13},0,0,0,0]
["Stamford Health","64515_G_1",64515,"G","1",null,"Combustion Turbine","IC Engine","NENG_CT","Connecticut",90,"Fairfield",1,"90001",0.4,9905,2001,9999,null,null,"N","Distillate Fuel Oil",{"$nulls":13},{"v":0.01100000000000001,"d":"0.011"},{"v":0.01100000000000001,"d":"0.011"},{"v":0.01100000000000001,"d":"0.011"},{"v":0.01100000000000001,"d":"0.011"}]
["Stamford Health","64515_G_13",64515,"G","13",null,"Combustion Turbine","IC Engine","NENG_CT","Connecticut",90,"Fairfield",1,"90001",0.5,9905,2007,9999,null,null,"N","Distillate Fuel Oil",{"$nulls":13},{"v":0.01100000000000001,"d":"0.011"},{"v":0.01100000000000001,"d":"0.011"},{"v":0.01100000000000001,"d":"0.011"},{"v":0.01100000000000001,"d":"0.011"}]
["Stamford Health","64515_G_14",64515,"G","14",null,"Combustion Turbine","IC Engine","NENG_CT","Connecticut",90,"Fairfield",1,"90001",0.5,9905,1984,9999,null,null,"N","Distillate Fuel Oil",{"$nulls":13},{"v":0.01100000000000001,"d":"0.011"},{"v":0.01100000000000001,"d":"0.011"},{"v":0.01100000000000001,"d":"0.011"},{"v":0.01100000000000001,"d":"0.011"}]
["Stamford Health","64515_G_15",64515,"G","15",null,"Combustion Turbine","IC Engine","NENG_CT","Connecticut",90,"Fairfield",1,"90001",2.5,9905,2014,9999,null,null,"N","Distillate Fuel Oil",{"$nulls":13},{"v":0.01100000000000001,"d":"0.011"},{"v":0.01100000000000001,"d":"0.011"},{"v":0.01100000000000001,"d":"0.011"},{"v":0.01100000000000001,"d":"0.011"}]
["Stamford Health","64515_G_16",64515,"G","16",null,"Combustion Turbine","IC Engine","NENG_CT","Connecticut",90,"Fairfield",1,"90001",2.5,9905,2014,9999,null,null,"N","Distillate Fuel Oil",{"$nulls":13},{"v":0.01100000000000001,"d":"0.011"},{"v":0.01100000000000001,"d":"0.011"},{"v":0.01100000000000001,"d":"0.011"},{"v":0.01100000000000001,"d":"0.011"}]
["Stamford Health","64515_G_4",64515,"G","4",null,"Combustion Turbine","IC Engine","NENG_CT","Connecticut",90,"Fairfield",1,"90001",0.8,9905,2001,9999,null,null,"N","Distillate Fuel Oil",{"$nulls":13},{"v":0.01100000000000001,"d":"0.011"},{"v":0.01100000000000001,"d":"0.011"},{"v":0.01100000000000001,"d":"0.011"},{"v":0.01100000000000001,"d":"0.011"}]
["Stamford Health","64515_G_5",64515,"G","5",null,"Combustion Turbine","IC Engine","NENG_CT","Connecticut",90,"Fairfield",1,"90001",0.8,9905,2001,9999,null,null,"N","Distillate Fuel Oil",{"$nulls":13},{"v":0.01100000000000001,"d":"0.011"},{"v":0.01100000000000001,"d":"0.011"},{"v":0.01100000000000001,"d":"0.011"},{"v":0.01100000000000001,"d":"0.011"}]
["Stamford Health","64515_G_7",64515,"G","7",null,"Combustion Turbine","IC Engine","NENG_CT","Connecticut",90,"Fairfield",1,"90001",0.5,9905,1984,9999,null,null,"N","Distillate Fuel Oil",{"$nulls":13},{"v":0.01100000000000001,"d":"0.011"},{"v":0.01100000000000001,"d":"0.011"},{"v":0.01100000000000001,"d":"0.011"},{"v":0.01100000000000001,"d":"0.011"}]
["Lowe Solar Energy Storage","64516_G_BAT1",64516,"G","BAT1",null,"Energy Storage","","S_VACA","North Carolina",37,"Randolph",151,"37151",2.5,0,2021,9999,null,null,"N","Energy Storage",{"$nulls":13},0,0,0,0]
["Lowe Solar Energy Storage","64516_G_SOL1",64516,"G","SOL1",null,"Solar PV","","S_VACA","North Carolina",37,"Randolph",151,"37151",2,0,2021,9999,null,null,"N","Solar",{"$nulls":13},0,0,0,0]
["Department of Justice","64517_G_DOJ",64517,"G","DOJ",null,"Solar PV","","WEC_BANC","California",60,"Sacramento",67,"60067",2.4,0,2020,9999,null,null,"N","Solar",{"$nulls":13},0,0,0,0]
["CA Institute for Women","64518_G_CIW",64518,"G","CIW",null,"Solar PV","","WECC_SCE","California",60,"San Bernardino",71,"60071",1,0,2020,9999,null,null,"N","Solar",{"$nulls":13},0,0,0,0]
["Centinela State Prison","64519_G_CENSP",64519,"G","CENSP",null,"Solar PV","","WECC_IID","California",60,"Imperial",25,"60025",6,0,2019,9999,null,null,"N","Solar",{"$nulls":13},0,0,0,0]
["Spencer Meadow Solar Energy Storage","64520_G_BAT1",64520,"G","BAT1",null,"Energy Storage","","S_VACA","North Carolina",37,"Randolph",151,"37151",2.5,0,2021,9999,null,null,"N","Energy Storage",{"$nulls":13},0,0,0,0]
["Spencer Meadow Solar Energy Storage","64520_G_SOL1",64520,"G","SOL1",null,"Solar PV","","S_VACA","North Carolina",37,"Randolph",151,"37151",2,0,2021,9999,null,null,"N","Solar",{"$nulls":13},0,0,0,0]
["Calipatria State Prison","64521_G_CALSP",64521,"G","CALSP",null,"Solar PV","","WECC_IID","California",60,"Imperial",25,"60025",6,0,2019,9999,null,null,"N","Solar",{"$nulls":13},0,0,0,0]
["Old Cedar Solar Energy Storage","64522_G_BAT1",64522,"G","BAT1",null,"Energy Storage","","S_VACA","North Carolina",37,"Randolph",151,"37151",1.3,0,2021,9999,null,null,"N","Energy Storage",{"$nulls":13},0,0,0,0]
["Old Cedar Solar Energy Storage","64522_G_SOL1",64522,"G","SOL1",null,"Solar PV","","S_VACA","North Carolina",37,"Randolph",151,"37151",1,0,2021,9999,null,null,"N","Solar",{"$nulls":13},0,0,0,0]
["Atascadero State Hospital","64523_G_ATASC",64523,"G","ATASC",null,"Solar PV","","WEC_CALN","California",60,"San Luis Obispo",79,"60079",1.1,0,2020,9999,null,null,"N","Solar",{"$nulls":13},0,0,0,0]
["SoCore Clovis 1","64524_G_79100",64524,"G","79100",null,"Solar PV","","SPP_SPS","New Mexico",35,"Curry",9,"35009",2,0,2021,9999,null,null,"N","Solar",{"$nulls":13},0,0,0,0]
["Troupsburg","64525_G_TB1",64525,"G","TB1",null,"Solar PV","","NY_Z_C&E","New York",36,"Steuben",101,"36101",7,0,2020,9999,null,null,"N","Solar",{"$nulls":13},0,0,0,0]
["Raboth - Marion Drive","64526_G_RABTH",64526,"G","RABTH",null,"Solar PV","","NENGREST","Massachusetts",25,"Plymouth",23,"25023",3.5,0,2021,9999,null,null,"N","Solar",{"$nulls":13},0,0,0,0]
["Flatwood Farm","64527_G_16507",64527,"G","16507",null,"Solar PV","","S_VACA","North Carolina",37,"Chatham",37,"37037",5,0,2018,9999,null,null,"N","Solar",{"$nulls":13},0,0,0,0]
["Gambit Energy Storage - Angleton Storage","64528_G_1",64528,"G","1",null,"Energy Storage","","ERC_REST","Texas",48,"Brazoria",39,"48039",100,0,2021,9999,null,null,"N","Energy Storage",{"$nulls":13},0,0,0,0]
["OE_MS5","64529_G_MS5_S",64529,"G","MS5_S",null,"Energy Storage","","S_C_TVA","Mississippi",28,"Lowndes",87,"28087",50,0,2022,9999,null,null,"N","Energy Storage",{"$nulls":13},0,0,0,0]
["OE_MS5","64529_G_OEMS5",64529,"G","OEMS5",null,"Solar PV","","S_C_TVA","Mississippi",28,"Lowndes",87,"28087",200,0,2022,9999,null,null,"N","Solar",{"$nulls":13},0,0,0,0]
["Noosa Energy Storage LLC","64531_G_KOV4A",64531,"G","KOV4A",null,"Energy Storage","","WEC_CALN","California",60,"San Joaquin",77,"60077",99,0,2024,9999,null,null,"N","Energy Storage",{"$nulls":13},0,0,0,0]
["Norton","64532_G_NORTN",64532,"G","NORTN",null,"Solar PV","","NENGREST","Massachusetts",25,"Bristol",5,"25005",1.4,0,2021,9999,null,null,"N","Solar",{"$nulls":13},0,0,0,0]
["Fort Green Solar Power Plant","64533_G_PV1",64533,"G","PV1",null,"Solar PV","","FRCC","Florida",12,"Hardee",49,"12049",74.9,0,2022,9999,null,null,"N","Solar",{"$nulls":13},0,0,0,0]
["Darien Solar","64534_G_1",64534,"G","1",null,"Solar PV","","MIS_WUMS","Wisconsin",55,"Rock",105,"55105",250,0,2024,9999,null,null,"N","Solar",{"$nulls":13},0,0,0,0]
["Darien Solar","64534_G_2",64534,"G","2",null,"Energy Storage","","MIS_WUMS","Wisconsin",55,"Rock",105,"55105",75,0,2024,9999,null,null,"N","Energy Storage",{"$nulls":13},0,0,0,0]
["Camden Solar LLC","64535_G_KOV4A",64535,"G","KOV4A",null,"Solar PV","","PJM_Dom","North Carolina",37,"Camden",29,"37029",20,0,2021,9999,null,null,"N","Solar",{"$nulls":13},0,0,0,0]
["Prairie Solar LLC","64536_G_KOV4A",64536,"G","KOV4A",null,"Solar PV","","MIS_IL","Illinois",17,"Champaign",19,"17019",150,0,2024,9999,null,null,"N","Solar",{"$nulls":13},0,0,0,0]
["Tyre Bridge Solar LLC","64537_G_KOV4A",64537,"G","KOV4A",null,"Solar PV","","S_SOU","Georgia",13,"Pierce",229,"13229",118,0,2024,9999,null,null,"N","Solar",{"$nulls":13},0,0,0,0]
["Corazon Energy LLC","64538_G_KOV4A",64538,"G","KOV4A",null,"Solar PV","","ERC_REST","Texas",48,"Webb",479,"48479",200,0,2022,9999,null,null,"N","Solar",{"$nulls":13},0,0,0,0]
["Brushy Creek Solar LLC","64539_G_KOV4A",64539,"G","KOV4A",null,"Solar PV","","ERC_WEST","Texas",48,"Tom Green",451,"48451",177,0,2024,9999,null,null,"N","Solar",{"$nulls":13},0,0,0,0]
["Knickerbocker Solar LLC","64540_G_KOV4A",64540,"G","KOV4A",null,"Solar PV","","ERC_WEST","Texas",48,"Tom Green",451,"48451",200,0,2024,9999,null,null,"N","Solar",{"$nulls":13},0,0,0,0]
["Ranchland Wind Project II","64544_G_WT2",64544,"G","WT2",null,"Onshore Wind","","ERC_WEST","Texas",48,"Callahan",59,"48059",148,0,2022,9999,null,null,"N","Wind",{"$nulls":13},0,0,0,0]
["Ranchland Wind Storage","64545_G_BA",64545,"G","BA",null,"Energy Storage","","ERC_WEST","Texas",48,"Callahan",59,"48059",73,0,2022,9999,null,null,"N","Energy Storage",{"$nulls":13},0,0,0,0]
["Wynwood Energy Storage","64546_G_1",64546,"G","1",null,"Energy Storage","","FRCC","Florida",12,"Miami Dade",86,"12086",10,0,2019,9999,null,null,"N","Energy Storage",{"$nulls":13},0,0,0,0]
["Smithfield Solar Farm, LLC","64549_G_PV1",64549,"G","PV1",null,"Solar PV","","NENGREST","Rhode Island",44,"Providence",7,"44007",2.4,0,2020,9999,null,null,"N","Solar",{"$nulls":13},0,0,0,0]
["Ranchland Wind Project I","64551_G_WT2",64551,"G","WT2",null,"Onshore Wind","","ERC_WEST","Texas",48,"Callahan",59,"48059",114.9,0,2021,9999,null,null,"N","Wind",{"$nulls":13},0,0,0,0]
["Downtown Generation Plant","64552_G_1",64552,"G","1",null,"Combustion Turbine","IC Engine","MIS_MIDA","Iowa",19,"Adair",1,"19001",2.5,9905,2020,9999,null,null,"N","Distillate Fuel Oil",{"$nulls":13},{"v":0.01100000000000001,"d":"0.011"},{"v":0.01100000000000001,"d":"0.011"},{"v":0.01100000000000001,"d":"0.011"},{"v":0.01100000000000001,"d":"0.011"}]
["Downtown Generation Plant","64552_G_2",64552,"G","2",null,"Combustion Turbine","IC Engine","MIS_MIDA","Iowa",19,"Adair",1,"19001",2.5,9905,2020,9999,null,null,"N","Distillate Fuel Oil",{"$nulls":13},{"v":0.01100000000000001,"d":"0.011"},{"v":0.01100000000000001,"d":"0.011"},{"v":0.01100000000000001,"d":"0.011"},{"v":0.01100000000000001,"d":"0.011"}]
["Riverstart Solar Park  LLC","64553_G_GEN01",64553,"G","GEN01",null,"Solar PV","","PJM_West","Indiana",18,"Randolph",135,"18135",200,0,2021,9999,null,null,"N","Solar",{"$nulls":13},0,0,0,0]
["Bright Field Solar LLC","64554_G_BF",64554,"G","BF",null,"Solar PV","","NY_Z_B","New York",36,"Allegany",3,"36003",4,0,2021,9999,null,null,"N","Solar",{"$nulls":13},0,0,0,0]
["Bright Oak Solar LLC","64555_G_BO",64555,"G","BO",null,"Solar PV","","NY_Z_B","New York",36,"Genesee",37,"36037",4,0,2021,9999,null,null,"N","Solar",{"$nulls":13},0,0,0,0]
["Bright Hill Solar LLC","64556_G_BH",64556,"G","BH",null,"Solar PV","","NY_Z_B","New York",36,"Livingston",51,"36051",5,0,2021,9999,null,null,"N","Solar",{"$nulls":13},0,0,0,0]
["River Valley LLC (NY)","64557_G_RV",64557,"G","RV",null,"Solar PV","","NY_Z_A","New York",36,"Cattaraugus",9,"36009",5,0,2021,9999,null,null,"N","Solar",{"$nulls":13},0,0,0,0]
["Chuckwalla Solar, LLC","64558_G_CHW1",64558,"G","CHW1",null,"Energy Storage","","WECC_SNV","Nevada",32,"Clark",3,"32003",180,0,2024,9999,null,null,"N","Energy Storage",{"$nulls":13},0,0,0,0]
["Wallingford Solar","64559_G_WS",64559,"G","WS",null,"Solar PV","","NENG_CT","Connecticut",90,"New Haven",9,"90009",16.1,0,2021,9999,null,null,"N","Solar",{"$nulls":13},0,0,0,0]
["Tioga Solar South","64560_G_TSS",64560,"G","TSS",null,"Solar PV","","NY_Z_C&E","New York",36,"Tioga",107,"36107",5,0,2021,9999,null,null,"N","Solar",{"$nulls":13},0,0,0,0]
["Tioga Solar North","64561_G_TSN",64561,"G","TSN",null,"Solar PV","","NY_Z_C&E","New York",36,"Tioga",107,"36107",5,0,2021,9999,null,null,"N","Solar",{"$nulls":13},0,0,0,0]
["Washingtonville","64562_G_WAS",64562,"G","WAS",null,"Solar PV","","NY_Z_G-I","New York",36,"Orange",71,"36071",2,0,2021,9999,null,null,"N","Solar",{"$nulls":13},0,0,0,0]
["Novel Stein Solar LLC CSG","64563_G_STEIN",64563,"G","STEIN",null,"Solar PV","","MIS_MNWI","Minnesota",27,"Chisago",25,"27025",1,0,2021,9999,null,null,"N","Solar",{"$nulls":13},0,0,0,0]
["Arlington Energy Center III","64564_G_AEC3",64564,"G","AEC3",null,"Solar PV","","WECC_SCE","California",60,"Riverside",65,"60065",131,0,2022,9999,null,null,"N","Solar",{"$nulls":13},0,0,0,0]
["Arlington Energy Center III","64564_G_AEC3B",64564,"G","AEC3B",null,"Energy Storage","","WECC_SCE","California",60,"Riverside",65,"60065",47,0,2022,9999,null,null,"N","Energy Storage",{"$nulls":13},0,0,0,0]
["Apalachicola","64565_G_GPAPA",64565,"G","GPAPA",null,"Solar PV","","S_SOU","Georgia",13,"Richmond",245,"13245",2.5,0,2019,9999,null,null,"N","Solar",{"$nulls":13},0,0,0,0]
["Central Line Solar, LLC","64566_G_CNTRL",64566,"G","CNTRL",null,"Solar PV","","WECC_AZ","Arizona",40,"Pinal",21,"40021",100,0,2021,9999,null,null,"N","Solar",{"$nulls":13},0,0,0,0]
["Cement City Solar, LLC","64567_G_CMCTY",64567,"G","CMCTY",null,"Solar PV","","MIS_LMI","Michigan",26,"Lenawee",91,"26091",20,0,2022,9999,null,null,"N","Solar",{"$nulls":13},0,0,0,0]
["Arnold Cochran","64569_G_GPACO",64569,"G","GPACO",null,"Solar PV","","S_SOU","Georgia",13,"Bleckley",23,"13023",1.7,0,2020,9999,null,null,"N","Solar",{"$nulls":13},0,0,0,0]
["Columbia Substation","64570_G_GPCOL",64570,"G","GPCOL",null,"Solar PV","","S_VACA","Georgia",13,"Columbia",73,"13073",2,0,2020,9999,null,null,"N","Solar",{"$nulls":13},0,0,0,0]
["Coody Cochran","64571_G_GPCOD",64571,"G","GPCOD",null,"Solar PV","","S_SOU","Georgia",13,"Bleckley",23,"13023",2.6,0,2019,9999,null,null,"N","Solar",{"$nulls":13},0,0,0,0]
["Dudley","64572_G_1",64572,"G","1",null,"Solar PV","","NENGREST","Massachusetts",25,"Worcester",27,"25027",3,0,2018,9999,null,null,"N","Solar",{"$nulls":13},0,0,0,0]
["Joe Jenny","64573_G_1",64573,"G","1",null,"Solar PV","","NENGREST","Massachusetts",25,"Worcester",27,"25027",1,0,2018,9999,null,null,"N","Solar",{"$nulls":13},0,0,0,0]
["Westport Community Solar Garden","64574_G_1",64574,"G","1",null,"Solar PV","","NENGREST","Massachusetts",25,"Bristol",5,"25005",2,0,2017,9999,null,null,"N","Solar",{"$nulls":13},0,0,0,0]
["Mendon","64575_G_1",64575,"G","1",null,"Solar PV","","NENGREST","Massachusetts",25,"Worcester",27,"25027",2.6,0,2017,9999,null,null,"N","Solar",{"$nulls":13},0,0,0,0]
["Minisink CSG","64577_G_MIN",64577,"G","MIN",null,"Solar PV","","NY_Z_G-I","New York",36,"Orange",71,"36071",1,0,2021,9999,null,null,"N","Solar",{"$nulls":13},0,0,0,0]
["Slate Hill","64578_G_SLT",64578,"G","SLT",null,"Solar PV","","NY_Z_G-I","New York",36,"Orange",71,"36071",2,0,2021,9999,null,null,"N","Solar",{"$nulls":13},0,0,0,0]
["Broadway 2 - UC Riverside","64579_G_GEN1",64579,"G","GEN1",null,"Solar PV","","WECC_SCE","California",60,"Riverside",65,"60065",3,0,2014,9999,null,null,"N","Solar",{"$nulls":13},0,0,0,0]
["Broadway 2 - Tucson Phase II","64580_G_GEN",64580,"G","GEN",null,"Solar PV","","WECC_AZ","Arizona",40,"Pima",19,"40019",3,0,2013,9999,null,null,"N","Solar",{"$nulls":13},0,0,0,0]
["Pullman Solar, LLC","64581_G_PULMN",64581,"G","PULMN",null,"Solar PV","","MIS_LMI","Michigan",26,"Allegan",5,"26005",20,0,2022,9999,null,null,"N","Solar",{"$nulls":13},0,0,0,0]
["Shawnee - GA","64582_G_GPSHA",64582,"G","GPSHA",null,"Solar PV","","S_SOU","Georgia",13,"Burke",33,"13033",2,0,2020,9999,null,null,"N","Solar",{"$nulls":13},0,0,0,0]
["Westberry Jesup","64583_G_GPWJE",64583,"G","GPWJE",null,"Solar PV","","S_SOU","Georgia",13,"Wayne",305,"13305",2.6,0,2020,9999,null,null,"N","Solar",{"$nulls":13},0,0,0,0]
["Fountain Folkston","64584_G_GPFTF",64584,"G","GPFTF",null,"Solar PV","","S_SOU","Georgia",13,"Charlton",49,"13049",2.1,0,2019,9999,null,null,"N","Solar",{"$nulls":13},0,0,0,0]
["Harris Shiloh","64585_G_GPHAR",64585,"G","GPHAR",null,"Solar PV","","S_SOU","Georgia",13,"Harris",145,"13145",2.1,0,2020,9999,null,null,"N","Solar",{"$nulls":13},0,0,0,0]
["Polk Cedartown","64586_G_GPPOL",64586,"G","GPPOL",null,"Solar PV","","S_SOU","Georgia",13,"Polk",233,"13233",2.2,0,2019,9999,null,null,"N","Solar",{"$nulls":13},0,0,0,0]
["Dover","64587_G_1",64587,"G","1",null,"Solar PV","","NENGREST","Massachusetts",25,"Norfolk",21,"25021",1,0,2017,9999,null,null,"N","Solar",{"$nulls":13},0,0,0,0]
["Adirondack A+B Community Solar Garden","64588_G_1",64588,"G","1",null,"Solar PV","","NENGREST","Massachusetts",25,"Bristol",5,"25005",5,0,2018,9999,null,null,"N","Solar",{"$nulls":13},0,0,0,0]
["Westport B Community Solar Garden","64589_G_1",64589,"G","1",null,"Solar PV","","NENGREST","Massachusetts",25,"Bristol",5,"25005",4.5,0,2018,9999,null,null,"N","Solar",{"$nulls":13},0,0,0,0]
["O'Brien Solar Fields","64590_G_OBSFN",64590,"G","OBSFN",null,"Solar PV","","MIS_WUMS","Wisconsin",55,"Dane",25,"55025",7.5,0,2021,9999,null,null,"N","Solar",{"$nulls":13},0,0,0,0]
["O'Brien Solar Fields","64590_G_OBSFS",64590,"G","OBSFS",null,"Solar PV","","MIS_WUMS","Wisconsin",55,"Dane",25,"55025",7.5,0,2021,9999,null,null,"N","Solar",{"$nulls":13},0,0,0,0]
["O'Brien Solar Fields","64590_G_OBSFW",64590,"G","OBSFW",null,"Solar PV","","MIS_WUMS","Wisconsin",55,"Dane",25,"55025",5,0,2021,9999,null,null,"N","Solar",{"$nulls":13},0,0,0,0]
["El Algodon Alto Wind Farm, LLC","64591_G_EEA",64591,"G","EEA",null,"Onshore Wind","","ERC_REST","Texas",48,"San Patricio",409,"48409",200.2,0,2022,9999,null,null,"N","Wind",{"$nulls":13},0,0,0,0]
["3 MW LLC","64592_G_GEN1",64592,"G","GEN1",null,"Fossil Waste","","WECC_CO","Colorado",80,"Gunnison",51,"80051",1,8785,2013,9999,null,null,"N","Fossil Waste",{"$nulls":13},0.05352,0.05352,0.05352,0.05352]
["3 MW LLC","64592_G_GEN2",64592,"G","GEN2",null,"Fossil Waste","","WECC_CO","Colorado",80,"Gunnison",51,"80051",1,8785,2013,9999,null,null,"N","Fossil Waste",{"$nulls":13},0.05352,0.05352,0.05352,0.05352]
["3 MW LLC","64592_G_GEN3",64592,"G","GEN3",null,"Fossil Waste","","WECC_CO","Colorado",80,"Gunnison",51,"80051",1,8785,2013,9999,null,null,"N","Fossil Waste",{"$nulls":13},0.05352,0.05352,0.05352,0.05352]
["Bellisario Solar 1","64593_G_B1",64593,"G","B1",null,"Solar PV","","NY_Z_C&E","New York",36,"Cortland",23,"36023",5,0,2021,9999,null,null,"N","Solar",{"$nulls":13},0,0,0,0]
["Bellisario Solar 2","64594_G_B1",64594,"G","B1",null,"Solar PV","","NY_Z_C&E","New York",36,"Cortland",23,"36023",5,0,2021,9999,null,null,"N","Solar",{"$nulls":13},0,0,0,0]
["Bellisario Solar 3","64595_G_B1",64595,"G","B1",null,"Solar PV","","NY_Z_C&E","New York",36,"Cortland",23,"36023",5,0,2021,9999,null,null,"N","Solar",{"$nulls":13},0,0,0,0]
["Prologis L.P","64600_G_PLDPL",64600,"G","PLDPL",null,"Solar PV","","WEC_CALN","California",60,"San Joaquin",77,"60077",3,0,2018,9999,null,null,"N","Solar",{"$nulls":13},0,0,0,0]
["County of San Diego COC Hybrid","64601_G_ESS",64601,"G","ESS",null,"Energy Storage","","WEC_SDGE","California",60,"San Diego",73,"60073",0.5,0,2020,9999,null,null,"N","Energy Storage",{"$nulls":13},0,0,0,0]
["County of San Diego COC Hybrid","64601_G_PV",64601,"G","PV",null,"Solar PV","","WEC_SDGE","California",60,"San Diego",73,"60073",1.7,0,2020,9999,null,null,"N","Solar",{"$nulls":13},0,0,0,0]
["Kirby Road Solar, LLC","64602_G_KBR",64602,"G","KBR",null,"Solar PV","","PJM_SMAC","Maryland",24,"Prince Georges",33,"24033",1.3,0,2021,9999,null,null,"N","Solar",{"$nulls":13},0,0,0,0]
["TPE King Solar Holdings1, LLC","64603_G_KING1",64603,"G","KING1",null,"Solar PV","","NENGREST","Rhode Island",44,"Providence",7,"44007",12.7,0,2021,9999,null,null,"N","Solar",{"$nulls":13},0,0,0,0]
["MNCPPC Randall Farm","64604_G_X0009",64604,"G","X0009",null,"Solar PV","","PJM_SMAC","Maryland",24,"Prince Georges",33,"24033",1.4,0,2020,9999,null,null,"N","Solar",{"$nulls":13},0,0,0,0]
["TPE Hopkins Solar Holdings1, LLC","64605_G_64605",64605,"G","64605",null,"Solar PV","","NENGREST","Rhode Island",44,"Kent",3,"44003",4.8,0,2020,9999,null,null,"N","Solar",{"$nulls":13},0,0,0,0]
["Burns Solar One LLC","64606_G_64606",64606,"G","64606",null,"Solar PV","","PJM_SMAC","Maryland",24,"Baltimore",5,"24005",2,0,2020,9999,null,null,"N","Solar",{"$nulls":13},0,0,0,0]
["MC6 Hydro Facility","64607_G_GEN1",64607,"G","GEN1",null,"Hydro","","WECC_ID","Idaho",16,"Ada",1,"16001",2.3,0,2021,9999,null,null,"N","Hydro",{"$nulls":13},0,0,0,0]
["Hostetter Solar One, LLC","64608_G_64608",64608,"G","64608",null,"Solar PV","","PJM_AP","Maryland",24,"Washington",43,"24043",2,0,2020,9999,null,null,"N","Solar",{"$nulls":13},0,0,0,0]
["Amazon MDW6 Solar Project","64610_G_MDW6",64610,"G","MDW6",null,"Solar PV","","PJM_COMD","Illinois",17,"Will",197,"17197",1.9,0,2020,9999,null,null,"N","Solar",{"$nulls":13},0,0,0,0]
["SEPV Sierra","64611_G_1",64611,"G","1",null,"Energy Storage","","WEC_LADW","California",60,"Los Angeles",37,"60037",6,0,2020,9999,null,null,"N","Energy Storage",{"$nulls":13},0,0,0,0]
["SEPV Sierra","64611_G_2",64611,"G","2",null,"Solar PV","","WEC_LADW","California",60,"Los Angeles",37,"60037",2.3,0,2020,9999,null,null,"N","Solar",{"$nulls":13},0,0,0,0]
["Kearny North Energy Storage","64612_G_KNES",64612,"G","KNES",null,"Energy Storage","","WEC_SDGE","California",60,"San Diego",73,"60073",10,0,2021,9999,null,null,"N","Energy Storage",{"$nulls":13},0,0,0,0]
["Kearny South Energy Storage","64614_G_KSES",64614,"G","KSES",null,"Energy Storage","","WEC_SDGE","California",60,"San Diego",73,"60073",10,0,2021,9999,null,null,"N","Energy Storage",{"$nulls":13},0,0,0,0]
["Sanford ESS, LLC","64615_G_1",64615,"G","1",null,"Energy Storage","","NENG_ME","Maine",23,"York",31,"23031",5,0,2023,9999,null,null,"N","Energy Storage",{"$nulls":13},0,0,0,0]
["South Portland ESS, LLC","64616_G_1",64616,"G","1",null,"Energy Storage","","NENG_ME","Maine",23,"Cumberland",5,"23005",10,0,2023,9999,null,null,"N","Energy Storage",{"$nulls":13},0,0,0,0]
["Kearsarge William Way","64617_G_BWBAT",64617,"G","BWBAT",null,"Energy Storage","","NENGREST","Massachusetts",25,"Norfolk",21,"25021",2.6,0,2021,9999,null,null,"N","Energy Storage",{"$nulls":13},0,0,0,0]
["Kearsarge William Way","64617_G_BWW",64617,"G","BWW",null,"Solar PV","","NENGREST","Massachusetts",25,"Norfolk",21,"25021",4.4,0,2021,9999,null,null,"N","Solar",{"$nulls":13},0,0,0,0]
["Kearsarge Haverhill","64618_G_HABAT",64618,"G","HABAT",null,"Energy Storage","","NENGREST","Massachusetts",25,"Essex",9,"25009",2,0,2021,9999,null,null,"N","Energy Storage",{"$nulls":13},0,0,0,0]
["Kearsarge Haverhill","64618_G_HAV",64618,"G","HAV",null,"Solar PV","","NENGREST","Massachusetts",25,"Essex",9,"25009",2.8,0,2021,9999,null,null,"N","Solar",{"$nulls":13},0,0,0,0]
["Kearsarge Upper Union","64619_G_FUU",64619,"G","FUU",null,"Solar PV","","NENGREST","Massachusetts",25,"Norfolk",21,"25021",1,0,2022,9999,null,null,"N","Solar",{"$nulls":13},0,0,0,0]
["Kearsarge Upper Union","64619_G_UUBAT",64619,"G","UUBAT",null,"Energy Storage","","NENGREST","Massachusetts",25,"Norfolk",21,"25021",0.8,0,2022,9999,null,null,"N","Energy Storage",{"$nulls":13},0,0,0,0]
["Kearsarge Montague BD","64620_G_MBBAT",64620,"G","MBBAT",null,"Energy Storage","","NENGREST","Massachusetts",25,"Franklin",11,"25011",1.3,0,2021,9999,null,null,"N","Energy Storage",{"$nulls":13},0,0,0,0]
["Kearsarge Montague BD","64620_G_MBD",64620,"G","MBD",null,"Solar PV","","NENGREST","Massachusetts",25,"Franklin",11,"25011",2.5,0,2021,9999,null,null,"N","Solar",{"$nulls":13},0,0,0,0]
["Diamond H Dairy Power","64622_G_GEN1",64622,"G","GEN1",null,"Non-Fossil Waste","","WEC_CALN","California",60,"Madera",39,"60039",1,13500,2021,9999,null,null,"N","Non-Fossil Waste",{"$nulls":13},0,0,0,0]
["Diamond H Dairy Power","64622_G_GEN2",64622,"G","GEN2",null,"Non-Fossil Waste","","WEC_CALN","California",60,"Madera",39,"60039",1,13500,2021,9999,null,null,"N","Non-Fossil Waste",{"$nulls":13},0,0,0,0]
["Freeborn Wind Farm","64623_G_FBW01",64623,"G","FBW01",null,"Onshore Wind","","MIS_MNWI","Minnesota",27,"Freeborn",47,"27047",200,0,2021,9999,null,null,"N","Wind",{"$nulls":13},0,0,0,0]
["Hudson - High Desert Hybrid","64624_G_BESS1",64624,"G","BESS1",null,"Energy Storage","","WECC_SCE","California",60,"San Bernardino",71,"60071",50,0,2021,9999,null,null,"N","Energy Storage",{"$nulls":13},0,0,0,0]
["Hudson - High Desert Hybrid","64624_G_GEN1",64624,"G","GEN1",null,"Solar PV","","WECC_SCE","California",60,"San Bernardino",71,"60071",100,0,2021,9999,null,null,"N","Solar",{"$nulls":13},0,0,0,0]
["Olin Creek Farm Solar","64626_G_OLINC",64626,"G","OLINC",null,"Solar PV","","S_VACA","North Carolina",37,"Iredell",97,"37097",35,0,2022,9999,null,null,"N","Solar",{"$nulls":13},0,0,0,0]
["Blodgett Solar CSG","64627_G_BLD",64627,"G","BLD",null,"Solar PV","","NENGREST","Massachusetts",25,"Middlesex",17,"25017",5,0,2021,9999,null,null,"N","Solar",{"$nulls":13},0,0,0,0]
["Blodgett Solar CSG","64627_G_BLO",64627,"G","BLO",null,"Energy Storage","","NENGREST","Massachusetts",25,"Middlesex",17,"25017",5,0,2021,9999,null,null,"N","Energy Storage",{"$nulls":13},0,0,0,0]
["Slidematic at Rockford","64628_G_SLIDE",64628,"G","SLIDE",null,"Solar PV","","PJM_COMD","Illinois",17,"Winnebago",201,"17201",1.8,0,2021,9999,null,null,"N","Solar",{"$nulls":13},0,0,0,0]
["JM Huber at Quincy","64629_G_JMH",64629,"G","JMH",null,"Solar PV","","MIS_IL","Illinois",17,"Adams",1,"17001",1.5,0,2021,9999,null,null,"N","Solar",{"$nulls":13},0,0,0,0]
["Rabbitbrush Solar, LLC","64630_G_GEN01",64630,"G","GEN01",null,"Solar PV","","WECC_SCE","California",60,"Kern",29,"60029",100,0,2022,9999,null,null,"N","Solar",{"$nulls":13},0,0,0,0]
["Jamison Solar (FL)","64631_G_1",64631,"G","1",null,"Solar PV","","FRCC","Florida",12,"Polk",105,"12105",74.8,0,2021,9999,null,null,"N","Solar",{"$nulls":13},0,0,0,0]
["Sienna Solar Farm","64632_G_99MTB",64632,"G","99MTB",null,"Energy Storage","","WECC_SCE","California",60,"San Bernardino",71,"60071",200,0,2024,9999,null,null,"N","Energy Storage",{"$nulls":13},0,0,0,0]
["Rexford Solar Farm","64633_G_20SDB",64633,"G","20SDB",null,"Energy Storage","","WECC_SCE","California",61,"Tulare",107,"61107",300,0,2023,9999,null,null,"N","Energy Storage",{"$nulls":13},0,0,0,0]
["Kingsley Solar Farm","64634_G_90FIB",64634,"G","90FIB",null,"Energy Storage","","WECC_IID","California",60,"Imperial",25,"60025",360,0,2024,9999,null,null,"N","Energy Storage",{"$nulls":13},0,0,0,0]
["Big Plain Solar, LLC","64635_G_GEN01",64635,"G","GEN01",null,"Solar PV","","PJM_ATSI","Ohio",39,"Madison",97,"39097",196,0,2024,9999,null,null,"N","Solar",{"$nulls":13},0,0,0,0]
["Big Rock Solar Farm","64636_G_92JTB",64636,"G","92JTB",null,"Energy Storage","","WECC_IID","California",60,"Imperial",25,"60025",200,0,2022,9999,null,null,"N","Energy Storage",{"$nulls":13},0,0,0,0]
["Big River Solar","64637_G_BRS",64637,"G","BRS",null,"Solar PV","","MIS_IL","Illinois",17,"White",193,"17193",149,0,2022,9999,null,null,"N","Solar",{"$nulls":13},0,0,0,0]
["Borderlands Wind, LLC","64638_G_WBB",64638,"G","WBB",null,"Onshore Wind","","WECC_NM","New Mexico",35,"Catron",3,"35003",100,0,2021,9999,null,null,"N","Wind",{"$nulls":13},0,0,0,0]
["TG East","64639_G_ESCA",64639,"G","ESCA",null,"Onshore Wind","","ERC_WEST","Texas",48,"Knox",275,"48275",336,0,2022,9999,null,null,"N","Wind",{"$nulls":13},0,0,0,0]
["Hot Springs Energy Storage & Microgrid","64640_G_ES1",64640,"G","ES1",null,"Energy Storage","","S_VACA","North Carolina",37,"Madison",115,"37115",4.4,0,2021,9999,null,null,"N","Energy Storage",{"$nulls":13},0,0,0,0]
["Hot Springs Energy Storage & Microgrid","64640_G_PV1",64640,"G","PV1",null,"Solar PV","","S_VACA","North Carolina",37,"Madison",115,"37115",2.7,0,2021,9999,null,null,"N","Solar",{"$nulls":13},0,0,0,0]
["Big Bend II Solar","64641_G_2",64641,"G","2",null,"Solar PV","","FRCC","Florida",12,"Hillsborough",57,"12057",25,0,2021,9999,null,null,"N","Solar",{"$nulls":13},0,0,0,0]
["P52ES 1755 Henryton Rd Phase 1 LLC CSG","64642_G_HCSG",64642,"G","HCSG",null,"Solar PV","","PJM_SMAC","Maryland",24,"Howard",27,"24027",1.9,0,2021,9999,null,null,"N","Solar",{"$nulls":13},0,0,0,0]
["P52ES 1755 Henryton Rd Phase 2 LLC","64643_G_HVNM",64643,"G","HVNM",null,"Solar PV","","PJM_SMAC","Maryland",24,"Howard",27,"24027",1.9,0,2021,9999,null,null,"N","Solar",{"$nulls":13},0,0,0,0]
["P52ES Raphel Rd Community Solar LLC","64644_G_WM",64644,"G","WM",null,"Solar PV","","PJM_SMAC","Maryland",24,"Baltimore",5,"24005",1.5,0,2020,9999,null,null,"N","Solar",{"$nulls":13},0,0,0,0]
["Mason Solar One LLC","64645_G_MAS",64645,"G","MAS",null,"Solar PV","","PJM_EMAC","Maryland",24,"Cecil",15,"24015",1,0,2020,9999,null,null,"N","Solar",{"$nulls":13},0,0,0,0]
["Pittman Solar One LLC","64646_G_PITT",64646,"G","PITT",null,"Solar PV","","PJM_AP","Maryland",24,"Washington",43,"24043",2,0,2020,9999,null,null,"N","Solar",{"$nulls":13},0,0,0,0]
["Bulldog Solar One, LLC","64647_G_QAB",64647,"G","QAB",null,"Solar PV","","PJM_SMAC","Maryland",24,"Prince Georges",33,"24033",2,0,2020,9999,null,null,"N","Solar",{"$nulls":13},0,0,0,0]
["Pivot Solar 4 LLC","64648_G_SC",64648,"G","SC",null,"Solar PV","","WECC_CO","Colorado",81,"Weld",123,"81123",2,0,2021,9999,null,null,"N","Solar",{"$nulls":13},0,0,0,0]
["Pivot Solar 1 LLC","64649_G_SC",64649,"G","SC",null,"Solar PV","","WECC_CO","Colorado",80,"Garfield",45,"80045",1,0,2021,9999,null,null,"N","Solar",{"$nulls":13},0,0,0,0]
["Pivot Solar 14 LLC","64650_G_SC",64650,"G","SC",null,"Solar PV","","WECC_CO","Colorado",80,"Morgan",87,"80087",2,0,2021,9999,null,null,"N","Solar",{"$nulls":13},0,0,0,0]
["Pivot Solar 2 LLC","64651_G_SC",64651,"G","SC",null,"Solar PV","","WECC_CO","Colorado",80,"Morgan",87,"80087",2,0,2021,9999,null,null,"N","Solar",{"$nulls":13},0,0,0,0]
["Pivot Solar 15 LLC","64652_G_SC",64652,"G","SC",null,"Solar PV","","WECC_CO","Colorado",80,"Morgan",87,"80087",1,0,2021,9999,null,null,"N","Solar",{"$nulls":13},0,0,0,0]
["Pivot Solar 7 LLC","64653_G_SC",64653,"G","SC",null,"Solar PV","","WECC_CO","Colorado",80,"Garfield",45,"80045",2,0,2021,9999,null,null,"N","Solar",{"$nulls":13},0,0,0,0]
["Pivot Solar 3 LLC","64654_G_SC",64654,"G","SC",null,"Solar PV","","WECC_CO","Colorado",80,"Garfield",45,"80045",2,0,2021,9999,null,null,"N","Solar",{"$nulls":13},0,0,0,0]
["Pivot Solar 8 LLC","64655_G_SC",64655,"G","SC",null,"Solar PV","","WECC_CO","Colorado",81,"Weld",123,"81123",2,0,2021,9999,null,null,"N","Solar",{"$nulls":13},0,0,0,0]
["Magnolia Solar","64657_G_1",64657,"G","1",null,"Solar PV","","FRCC","Florida",12,"Polk",105,"12105",74.5,0,2021,9999,null,null,"N","Solar",{"$nulls":13},0,0,0,0]
["Heartland Divide II","64661_G_HDII",64661,"G","HDII",null,"Onshore Wind","","MIS_MIDA","Iowa",19,"Audubon",9,"19009",200,0,2021,9999,null,null,"N","Wind",{"$nulls":13},0,0,0,0]
["Sac County Wind, LLC","64662_G_SAC",64662,"G","SAC",null,"Onshore Wind","","MIS_MIDA","Iowa",19,"Sac",161,"19161",80,0,2021,9999,null,null,"N","Wind",{"$nulls":13},0,0,0,0]
["WLWPCF Cogeneration Facility","64663_G_EG075",64663,"G","EG075",null,"Non-Fossil Waste","","WECC_PNW","Oregon",41,"Marion",47,"41047",1.1,13500,2020,9999,null,null,"N","Non-Fossil Waste",{"$nulls":13},0,0,0,0]
["Clark Road Solar 1, LLC","64664_G_10604",64664,"G","10604",null,"Solar PV","","NENGREST","Massachusetts",25,"Worcester",27,"25027",5,0,2020,9999,null,null,"N","Solar",{"$nulls":13},0,0,0,0]
["Great Prairie  Wind","64665_G_GR01",64665,"G","GR01",null,"Onshore Wind","","SPP_SPS","Texas",48,"Hansford",195,"48195",358,0,2022,9999,null,null,"N","Wind",{"$nulls":13},0,0,0,0]
["Great Prairie Wind 2","64666_G_GP03",64666,"G","GP03",null,"Onshore Wind","","SPP_SPS","Texas",48,"Hansford",195,"48195",210,0,2022,9999,null,null,"N","Wind",{"$nulls":13},0,0,0,0]
["Great Prairie Wind 3","64667_G_GP03",64667,"G","GP03",null,"Onshore Wind","","SPP_SPS","Texas",48,"Hansford",195,"48195",299,0,2022,9999,null,null,"N","Wind",{"$nulls":13},0,0,0,0]
["Bolthouse Solar LLC","64668_G_KOV4A",64668,"G","KOV4A",null,"Solar PV","","WECC_SCE","California",60,"Kern",29,"60029",3,0,2024,9999,null,null,"N","Solar",{"$nulls":13},0,0,0,0]
["Notch Peak Solar LLC","64669_G_KOV4A",64669,"G","KOV4A",null,"Solar PV","","WECC_UT","Utah",49,"Millard",27,"49027",324,0,2025,9999,null,null,"N","Solar",{"$nulls":13},0,0,0,0]
["Big Creek Solar LLC","64670_G_KOV4A",64670,"G","KOV4A",null,"Solar PV","","MIS_AR","Arkansas",50,"Lee",77,"50077",400,0,2024,9999,null,null,"N","Solar",{"$nulls":13},0,0,0,0]
["Black Rock Solar LLC","64671_G_KOV4A",64671,"G","KOV4A",null,"Solar PV","","WECC_PNW","Washington",53,"Yakima",77,"53077",100,0,2024,9999,null,null,"N","Solar",{"$nulls":13},0,0,0,0]
["Blue Jay Solar I, LLC","64672_G_BLUEJ",64672,"G","BLUEJ",null,"Solar PV","","ERC_REST","Texas",48,"Grimes",185,"48185",210,0,2021,9999,null,null,"N","Solar",{"$nulls":13},0,0,0,0]
["Blue Jay Solar I, LLC","64672_G_BLUJS",64672,"G","BLUJS",null,"Energy Storage","","ERC_REST","Texas",48,"Grimes",185,"48185",210,0,2021,9999,null,null,"N","Energy Storage",{"$nulls":13},0,0,0,0]
["Acton","64673_G_ACT",64673,"G","ACT",null,"Solar PV","","NENG_ME","Maine",23,"York",31,"23031",3.5,0,2021,9999,null,null,"N","Solar",{"$nulls":13},0,0,0,0]
["Van Buren","64674_G_VAN",64674,"G","VAN",null,"Solar PV","","S_VACA","North Carolina",37,"Sampson",163,"37163",2,0,2021,9999,null,null,"N","Solar",{"$nulls":13},0,0,0,0]
["Naples","64675_G_NAP",64675,"G","NAP",null,"Solar PV","","NENG_ME","Maine",23,"Cumberland",5,"23005",2,0,2021,9999,null,null,"N","Solar",{"$nulls":13},0,0,0,0]
["Lake Herman","64676_G_359",64676,"G","359",null,"Solar PV","","WEC_CALN","California",60,"Solano",95,"60095",5,0,2021,9999,null,null,"N","Solar",{"$nulls":13},0,0,0,0]
["Ryland Road Solar","64677_G_RYLND",64677,"G","RYLND",null,"Solar PV","","PJM_Dom","North Carolina",37,"Chowan",41,"37041",5,0,2021,9999,null,null,"N","Solar",{"$nulls":13},0,0,0,0]
["Windsor Hwy 17 Solar","64678_G_WDH17",64678,"G","WDH17",null,"Solar PV","","PJM_Dom","North Carolina",37,"Bertie",15,"37015",5,0,2021,9999,null,null,"N","Solar",{"$nulls":13},0,0,0,0]
["Hamlin Solar 1, LLC","64679_G_HS1",64679,"G","HS1",null,"Solar PV","","NY_Z_B","New York",36,"Monroe",55,"36055",5,0,2020,9999,null,null,"N","Solar",{"$nulls":13},0,0,0,0]
["Clifton Park Solar 1, LLC","64680_G_CP1",64680,"G","CP1",null,"Solar PV","","NY_Z_F","New York",36,"Saratoga",91,"36091",5,0,2020,9999,null,null,"N","Solar",{"$nulls":13},0,0,0,0]
["Clifton Park Solar 2, LLC","64681_G_CP2",64681,"G","CP2",null,"Solar PV","","NY_Z_F","New York",36,"Saratoga",91,"36091",2,0,2020,9999,null,null,"N","Solar",{"$nulls":13},0,0,0,0]
["Adams","64682_G_ADA",64682,"G","ADA",null,"Solar PV","","S_VACA","South Carolina",45,"Anderson",7,"45007",2,0,2021,9999,null,null,"N","Solar",{"$nulls":13},0,0,0,0]
["Oak Trail Solar, LLC","64683_G_GEN01",64683,"G","GEN01",null,"Solar PV","","PJM_Dom","North Carolina",37,"Currituck",53,"37053",100,0,2022,9999,null,null,"N","Solar",{"$nulls":13},0,0,0,0]
["Orangeville Storage","64686_G_65002",64686,"G","65002",null,"Energy Storage","","NY_Z_A","New York",36,"Wyoming",121,"36121",24.7,0,2021,9999,null,null,"N","Energy Storage",{"$nulls":13},0,0,0,0]
["Van der Hoek Solar Array/ Dairy","64687_G_VDH",64687,"G","VDH",null,"Solar PV","","WEC_CALN","California",60,"Fresno",19,"60019",1,0,2017,9999,null,null,"N","Solar",{"$nulls":13},0,0,0,0]
["Plymouth Wind","64688_G_65003",64688,"G","65003",null,"Onshore Wind","","MIS_MIDA","Iowa",19,"Plymouth",149,"19149",202.7,0,2021,9999,null,null,"N","Wind",{"$nulls":13},0,0,0,0]
["MD - PR97","64689_G_90029",64689,"G","90029",null,"Solar PV","","PJM_SMAC","Maryland",24,"Prince Georges",33,"24033",2,0,2022,9999,null,null,"N","Solar",{"$nulls":13},0,0,0,0]
["Todd Solar","64690_G_65004",64690,"G","65004",null,"Solar PV","","PJM_EMAC","Maryland",24,"Dorchester",19,"24019",20,0,2021,9999,null,null,"N","Solar",{"$nulls":13},0,0,0,0]
["Fredonia Solar LLC","64692_G_533",64692,"G","533",null,"Solar PV","","NY_Z_A","New York",36,"Chautauqua",13,"36013",1.1,0,2021,9999,null,null,"N","Solar",{"$nulls":13},0,0,0,0]
["Dos Palos","64693_G_299",64693,"G","299",null,"Solar PV","","WEC_CALN","California",60,"Merced",47,"60047",1,0,2021,9999,null,null,"N","Solar",{"$nulls":13},0,0,0,0]
["Angel Fire Energy Facility","64695_G_BESS",64695,"G","BESS",null,"Energy Storage","","WECC_NM","New Mexico",35,"Colfax",7,"35007",3,0,2022,9999,null,null,"N","Energy Storage",{"$nulls":13},0,0,0,0]
["Angel Fire Energy Facility","64695_G_TMEF1",64695,"G","TMEF1",null,"Solar PV","","WECC_NM","New Mexico",35,"Colfax",7,"35007",9.8,0,2022,9999,null,null,"N","Solar",{"$nulls":13},0,0,0,0]
["Dunstable Solar 1, LLC","64696_G_DUNST",64696,"G","DUNST",null,"Solar PV","","NENGREST","Massachusetts",25,"Middlesex",17,"25017",4.5,0,2021,9999,null,null,"N","Solar",{"$nulls":13},0,0,0,0]
["Swan Garden","64697_G_CGS",64697,"G","CGS",null,"Solar PV","","MIS_MNWI","Minnesota",27,"Pope",121,"27121",1,0,2021,9999,null,null,"N","Solar",{"$nulls":13},0,0,0,0]
["Blue Prairie Solar, LLC","64698_G_508",64698,"G","508",null,"Solar PV","","MIS_WUMS","Wisconsin",55,"Jackson",53,"55053",2.5,0,2021,9999,null,null,"N","Solar",{"$nulls":13},0,0,0,0]
["El Dorado Solar, LLC","64700_G_390",64700,"G","390",null,"Solar PV","","WEC_CALN","California",60,"El Dorado",17,"60017",1.5,0,2021,9999,null,null,"N","Solar",{"$nulls":13},0,0,0,0]
["LeConte Energy Storage","64701_G_LCES",64701,"G","LCES",null,"Energy Storage","","WECC_IID","California",60,"Imperial",25,"60025",125,0,2022,9999,null,null,"N","Energy Storage",{"$nulls":13},0,0,0,0]
["Stanly Solar, LLC","64702_G_PGR32",64702,"G","PGR32",null,"Solar PV","","S_VACA","North Carolina",37,"Stanly",167,"37167",50,0,2021,9999,null,null,"N","Solar",{"$nulls":13},0,0,0,0]
["Gorham ME 1","64703_G_GOR1",64703,"G","GOR1",null,"Solar PV","","NENG_ME","Maine",23,"Cumberland",5,"23005",4.8,0,2022,9999,null,null,"N","Solar",{"$nulls":13},0,0,0,0]
["Lincoln ME 1","64704_G_LIN1",64704,"G","LIN1",null,"Solar PV","","NENG_ME","Maine",23,"Penobscot",19,"23019",4.9,0,2022,9999,null,null,"N","Solar",{"$nulls":13},0,0,0,0]
["Fairhaven MA 2","64705_G_FHAF",64705,"G","FHAF",null,"Solar PV","","NENGREST","Massachusetts",25,"Bristol",5,"25005",2.9,0,2021,9999,null,null,"N","Solar",{"$nulls":13},0,0,0,0]
["Acushnet MA 1","64706_G_ACNT1",64706,"G","ACNT1",null,"Solar PV","","NENGREST","Massachusetts",25,"Bristol",5,"25005",1,0,2022,9999,null,null,"N","Solar",{"$nulls":13},0,0,0,0]
["Acushnet MA 2","64707_G_ACNT2",64707,"G","ACNT2",null,"Solar PV","","NENGREST","Massachusetts",25,"Bristol",5,"25005",1,0,2022,9999,null,null,"N","Solar",{"$nulls":13},0,0,0,0]
["Connexus Solar Baldwin 1BDN","64708_G_C1BDN",64708,"G","C1BDN",null,"Solar PV","","MIS_MNWI","Minnesota",27,"Isanti",59,"27059",3.3,0,2021,9999,null,null,"N","Solar",{"$nulls":13},0,0,0,0]
["CL-Viaduct LLC","64709_G_GSF01",64709,"G","GSF01",null,"Solar PV","","PJM_PENE","Pennsylvania",42,"Clearfield",33,"42033",20,0,2022,9999,null,null,"N","Solar",{"$nulls":13},0,0,0,0]
["White Mesa Wind","64710_G_WM001",64710,"G","WM001",null,"Onshore Wind","","ERC_WEST","Texas",48,"Crockett",105,"48105",500.6,0,2021,9999,null,null,"N","Wind",{"$nulls":13},0,0,0,0]
["UN-School House LLC","64711_G_GSF01",64711,"G","GSF01",null,"Solar PV","","PJM_PENE","Pennsylvania",42,"Clearfield",33,"42033",20,0,2022,9999,null,null,"N","Solar",{"$nulls":13},0,0,0,0]
["Sanborn BESS 1","64712_G_ESSB1",64712,"G","ESSB1",null,"Energy Storage","","WECC_SCE","California",60,"Kern",29,"60029",100,0,2021,9999,null,null,"N","Energy Storage",{"$nulls":13},0,0,0,0]
["Sanborn BESS 2","64713_G_ESSB2",64713,"G","ESSB2",null,"Energy Storage","","WECC_SCE","California",60,"Kern",29,"60029",100,0,2021,9999,null,null,"N","Energy Storage",{"$nulls":13},0,0,0,0]
["Rice Lake Solar Array","64714_G_RLK01",64714,"G","RLK01",null,"Solar PV","","MIS_MNWI","Wisconsin",55,"Barron",5,"55005",3.8,0,2019,9999,null,null,"N","Solar",{"$nulls":13},0,0,0,0]
["Dusenberry","64715_G_DSNBR",64715,"G","DSNBR",null,"Solar PV","","NY_Z_F","New York",36,"Rensselaer",83,"36083",5,0,2021,9999,null,null,"N","Solar",{"$nulls":13},0,0,0,0]
["Knapp East","64716_G_KNPPE",64716,"G","KNPPE",null,"Solar PV","","NY_Z_B","New York",36,"Genesee",37,"36037",5,0,2021,9999,null,null,"N","Solar",{"$nulls":13},0,0,0,0]
["Main Rd","64717_G_MAINR",64717,"G","MAINR",null,"Solar PV","","NY_Z_A","New York",36,"Erie",29,"36029",5,0,2021,9999,null,null,"N","Solar",{"$nulls":13},0,0,0,0]
["Redman North","64718_G_RDMNN",64718,"G","RDMNN",null,"Solar PV","","NY_Z_B","New York",36,"Monroe",55,"36055",1.5,0,2021,9999,null,null,"N","Solar",{"$nulls":13},0,0,0,0]
["Glenmere Lake","64719_G_BESS",64719,"G","BESS",null,"Energy Storage","","NY_Z_G-I","New York",36,"Orange",71,"36071",2,0,2021,9999,null,null,"N","Energy Storage",{"$nulls":13},0,0,0,0]
["Glenmere Lake","64719_G_GLNMR",64719,"G","GLNMR",null,"Solar PV","","NY_Z_G-I","New York",36,"Orange",71,"36071",2,0,2021,9999,null,null,"N","Solar",{"$nulls":13},0,0,0,0]
["Knapp West","64720_G_KNPPW",64720,"G","KNPPW",null,"Solar PV","","NY_Z_B","New York",36,"Genesee",37,"36037",5,0,2021,9999,null,null,"N","Solar",{"$nulls":13},0,0,0,0]
["Rowe","64721_G_RWEAV",64721,"G","RWEAV",null,"Solar PV","","NY_Z_A","New York",36,"Cattaraugus",9,"36009",5,0,2021,9999,null,null,"N","Solar",{"$nulls":13},0,0,0,0]
["Redman South","64722_G_RDMNS",64722,"G","RDMNS",null,"Solar PV","","NY_Z_B","New York",36,"Monroe",55,"36055",5,0,2021,9999,null,null,"N","Solar",{"$nulls":13},0,0,0,0]
["Alton Road Solar","64723_G_50835",64723,"G","50835",null,"Solar PV","","NENGREST","Rhode Island",44,"Washington",9,"44009",13.9,0,2019,9999,null,null,"N","Solar",{"$nulls":13},0,0,0,0]
["Townline","64724_G_TWNLN",64724,"G","TWNLN",null,"Solar PV","","NY_Z_B","New York",36,"Genesee",37,"36037",5,0,2021,9999,null,null,"N","Solar",{"$nulls":13},0,0,0,0]
["Williams Rd","64725_G_WLMRD",64725,"G","WLMRD",null,"Solar PV","","NY_Z_A","New York",36,"Niagara",63,"36063",4,0,2021,9999,null,null,"N","Solar",{"$nulls":13},0,0,0,0]
["West Haydenville PJ","64726_G_BESS",64726,"G","BESS",null,"Energy Storage","","NENGREST","Massachusetts",25,"Hampshire",15,"25015",3.6,0,2022,9999,null,null,"N","Energy Storage",{"$nulls":13},0,0,0,0]
["West Haydenville PJ","64726_G_WHAYD",64726,"G","WHAYD",null,"Solar PV","","NENGREST","Massachusetts",25,"Hampshire",15,"25015",5,0,2022,9999,null,null,"N","Solar",{"$nulls":13},0,0,0,0]
["Brookwood Drive","64727_G_BESS",64727,"G","BESS",null,"Energy Storage","","NENGREST","Massachusetts",25,"Bristol",5,"25005",3,0,2022,9999,null,null,"N","Energy Storage",{"$nulls":13},0,0,0,0]
["Brookwood Drive","64727_G_BRKWD",64727,"G","BRKWD",null,"Solar PV","","NENGREST","Massachusetts",25,"Bristol",5,"25005",5,0,2022,9999,null,null,"N","Solar",{"$nulls":13},0,0,0,0]
["Novel Froehle Solar LLC","64728_G_FROLE",64728,"G","FROLE",null,"Solar PV","","MIS_MNWI","Minnesota",27,"Stearns",145,"27145",1,0,2022,9999,null,null,"N","Solar",{"$nulls":13},0,0,0,0]
["Novel Milbradt Solar LLC","64729_G_MLBRT",64729,"G","MLBRT",null,"Solar PV","","MIS_MNWI","Minnesota",27,"Redwood",127,"27127",1,0,2022,9999,null,null,"N","Solar",{"$nulls":13},0,0,0,0]
["IL17021 Brush Creek I","64730_G_BCK17",64730,"G","BCK17",null,"Solar PV","","PJM_COMD","Illinois",17,"Stephenson",177,"17177",2,0,2022,9999,null,null,"N","Solar",{"$nulls":13},0,0,0,0]
["Maple","64731_G_M2",64731,"G","M2",null,"Energy Storage","","NENGREST","Massachusetts",25,"Norfolk",21,"25021",2.3,0,2021,9999,null,null,"N","Energy Storage",{"$nulls":13},0,0,0,0]
["Maple","64731_G_MAPLE",64731,"G","MAPLE",null,"Solar PV","","NENGREST","Massachusetts",25,"Norfolk",21,"25021",4,0,2021,9999,null,null,"N","Solar",{"$nulls":13},0,0,0,0]
["Segunda II","64732_G_SEGU2",64732,"G","SEGU2",null,"Solar PV","","PJM_COMD","Illinois",17,"LaSalle",99,"17099",2,0,2021,9999,null,null,"N","Solar",{"$nulls":13},0,0,0,0]
["Woodlawn II","64733_G_WOOD2",64733,"G","WOOD2",null,"Solar PV","","PJM_COMD","Illinois",17,"Will",197,"17197",2,0,2021,9999,null,null,"N","Solar",{"$nulls":13},0,0,0,0]
["Dodds","64734_G_DOODS",64734,"G","DOODS",null,"Solar PV","","PJM_COMD","Illinois",17,"Stephenson",177,"17177",2,0,2021,9999,null,null,"N","Solar",{"$nulls":13},0,0,0,0]
["Olmstead II CSG","64735_G_OLMS2",64735,"G","OLMS2",null,"Solar PV","","PJM_COMD","Illinois",17,"Stephenson",177,"17177",2,0,2021,9999,null,null,"N","Solar",{"$nulls":13},0,0,0,0]
["Wolfcastle CSG","64736_G_WOLFC",64736,"G","WOLFC",null,"Solar PV","","PJM_COMD","Illinois",17,"DeKalb",37,"17037",2,0,2021,9999,null,null,"N","Solar",{"$nulls":13},0,0,0,0]
["Holliday Creek Solar","64738_G_HCS",64738,"G","HCS",null,"Solar PV","","MIS_IA","Iowa",19,"Webster",187,"19187",100,0,2022,9999,null,null,"N","Solar",{"$nulls":13},0,0,0,0]
["Elektron Solar, LLC","64739_G_ELKS",64739,"G","ELKS",null,"Solar PV","","WECC_UT","Utah",49,"Tooele",45,"49045",80,0,2022,9999,null,null,"N","Solar",{"$nulls":13},0,0,0,0]
["Castle Solar, LLC","64740_G_CS",64740,"G","CS",null,"Solar PV","","WECC_UT","Utah",49,"Emery",15,"49015",40,0,2022,9999,null,null,"N","Solar",{"$nulls":13},0,0,0,0]
["Morgan Solar 1 CSG","64741_G_MORG1",64741,"G","MORG1",null,"Solar PV","","MIS_IL","Illinois",17,"Morgan",137,"17137",2,0,2021,9999,null,null,"N","Solar",{"$nulls":13},0,0,0,0]
["Morgan Solar 1b CSG","64742_G_MOR1B",64742,"G","MOR1B",null,"Solar PV","","MIS_IL","Illinois",17,"Morgan",137,"17137",2,0,2021,9999,null,null,"N","Solar",{"$nulls":13},0,0,0,0]
["Tierra Buena Energy Storage","64743_G_TB1",64743,"G","TB1",null,"Energy Storage","","WEC_CALN","California",61,"Sutter",101,"61101",2.5,0,2022,9999,null,null,"N","Energy Storage",{"$nulls":13},0,0,0,0]
["Tierra Buena Energy Storage","64743_G_TB2",64743,"G","TB2",null,"Energy Storage","","WEC_CALN","California",61,"Sutter",101,"61101",2.5,0,2022,9999,null,null,"N","Energy Storage",{"$nulls":13},0,0,0,0]
["Goldman Sachs Carports Solar","64746_G_GSCS",64746,"G","GSCS",null,"Solar PV","","NY_Z_F","New York",36,"Albany",1,"36001",1,0,2020,9999,null,null,"N","Solar",{"$nulls":13},0,0,0,0]
["Fuel Cell 18A Sneden Avenue","64748_G_CR18A",64748,"G","CR18A",null,"Fuel Cell","","NY_Z_J","New York",36,"New York",61,"36061",3.5,6469,2020,9999,null,null,"N","Natural Gas",{"$nulls":13},0,0,0,0]
["Fuel Cell 18B Sneden Avenue","64749_G_CR18B",64749,"G","CR18B",null,"Fuel Cell","","NY_Z_J","New York",36,"New York",61,"36061",4,6469,2020,9999,null,null,"N","Natural Gas",{"$nulls":13},0,0,0,0]
["Glass Sands Wind Facility","64750_G_1",64750,"G","1",null,"Onshore Wind","","SPP_WEST","Oklahoma",40,"Murray",99,"40099",117,0,2021,9999,null,null,"N","Wind",{"$nulls":13},0,0,0,0]
["Amazon PSP1","64751_G_267",64751,"G","267",null,"Solar PV","","WECC_SCE","California",60,"Riverside",65,"60065",3.8,0,2021,9999,null,null,"N","Solar",{"$nulls":13},0,0,0,0]
["John Hopkins Middle School Microgrid","64752_G_ES1",64752,"G","ES1",null,"Energy Storage","","FRCC","Florida",12,"Pinellas",103,"12103",2.5,0,2022,9999,null,null,"N","Energy Storage",{"$nulls":13},0,0,0,0]
["John Hopkins Middle School Microgrid","64752_G_PV1",64752,"G","PV1",null,"Solar PV","","FRCC","Florida",12,"Pinellas",103,"12103",1,0,2022,9999,null,null,"N","Solar",{"$nulls":13},0,0,0,0]
["FDX010.0 FedEx Fuel Cell","64753_G_FDX10",64753,"G","FDX10",null,"Fuel Cell","","NENG_CT","Connecticut",90,"Middlesex",7,"90007",1,6469,2018,9999,null,null,"N","Natural Gas",{"$nulls":13},0,0,0,0]
["Arbor Hill Solar","64755_G_AHS",64755,"G","AHS",null,"Solar PV","","MIS_MIDA","Iowa",19,"Adair",1,"19001",24,0,2021,9999,null,null,"N","Solar",{"$nulls":13},0,0,0,0]
["EQX005.0 Toyama Fuel Cell","64756_G_EQX05",64756,"G","EQX05",null,"Fuel Cell","","WEC_CALN","California",60,"Santa Clara",85,"60085",1.1,6469,2019,9999,null,null,"N","Natural Gas",{"$nulls":13},0,0,0,0]
["Blue Springs","64757_G_1",64757,"G","1",null,"Solar PV","","S_SOU","Florida",12,"Jackson",63,"12063",74.5,0,2021,9999,null,null,"N","Solar",{"$nulls":13},0,0,0,0]
["Manorville II","64758_G_MAN",64758,"G","MAN",null,"Solar PV","","NY_Z_K","New York",36,"Suffolk",103,"36103",0.6,0,2024,9999,null,null,"N","Solar",{"$nulls":13},0,0,0,0]
["Manorville II","64758_G_MANB",64758,"G","MANB",null,"Energy Storage","","NY_Z_K","New York",36,"Suffolk",103,"36103",0.8,0,2024,9999,null,null,"N","Energy Storage",{"$nulls":13},0,0,0,0]
["Old Middleboro Road Solar","64759_G_OLD",64759,"G","OLD",null,"Solar PV","","NENGREST","Massachusetts",25,"Plymouth",23,"25023",5,0,2022,9999,null,null,"N","Solar",{"$nulls":13},0,0,0,0]
["Old Middleboro Road Solar","64759_G_OLDBA",64759,"G","OLDBA",null,"Energy Storage","","NENGREST","Massachusetts",25,"Plymouth",23,"25023",4.5,0,2022,9999,null,null,"N","Energy Storage",{"$nulls":13},0,0,0,0]
["Ocean State BTM","64760_G_MESS",64760,"G","MESS",null,"Energy Storage","","NENGREST","Rhode Island",44,"Providence",7,"44007",3,0,2022,9999,null,null,"N","Energy Storage",{"$nulls":13},0,0,0,0]
["Patchogue ESS","64761_G_PAT",64761,"G","PAT",null,"Energy Storage","","NY_Z_K","New York",36,"Suffolk",103,"36103",2,0,2024,9999,null,null,"N","Energy Storage",{"$nulls":13},0,0,0,0]
["Rumford ESS","64763_G_RUM",64763,"G","RUM",null,"Energy Storage","","NENG_ME","Maine",23,"Oxford",17,"23017",4.9,0,2021,9999,null,null,"N","Energy Storage",{"$nulls":13},0,0,0,0]
["Madison BTM","64764_G_MBTM",64764,"G","MBTM",null,"Energy Storage","","NENG_ME","Maine",23,"Somerset",25,"23025",1.5,0,2020,9999,null,null,"N","Energy Storage",{"$nulls":13},0,0,0,0]
["Madison ESS","64765_G_MESS",64765,"G","MESS",null,"Energy Storage","","NENG_ME","Maine",23,"Somerset",25,"23025",4.9,0,2019,9999,null,null,"N","Energy Storage",{"$nulls":13},0,0,0,0]
["Redwood Coast Airport Microgrid","64766_G_RCAM1",64766,"G","RCAM1",null,"Solar PV","","WEC_CALN","California",60,"Humboldt",23,"60023",1.8,0,2021,9999,null,null,"N","Solar",{"$nulls":13},0,0,0,0]
["Redwood Coast Airport Microgrid","64766_G_RCAM2",64766,"G","RCAM2",null,"Energy Storage","","WEC_CALN","California",60,"Humboldt",23,"60023",1.8,0,2021,9999,null,null,"N","Energy Storage",{"$nulls":13},0,0,0,0]
["WAL202","64770_G_GEN1",64770,"G","GEN1",null,"Combustion Turbine","IC Engine","ERC_REST","Texas",48,"Collin",85,"48085",1.3,9905,2020,9999,null,null,"N","Distillate Fuel Oil",{"$nulls":13},{"v":0.01100000000000001,"d":"0.011"},{"v":0.01100000000000001,"d":"0.011"},{"v":0.01100000000000001,"d":"0.011"},{"v":0.01100000000000001,"d":"0.011"}]
["WAL266","64771_G_GEN1",64771,"G","GEN1",null,"Combustion Turbine","IC Engine","ERC_REST","Texas",48,"Tarrant",439,"48439",0.4,9905,2021,9999,null,null,"N","Natural Gas",{"$nulls":13},{"v":0.01100000000000001,"d":"0.011"},{"v":0.01100000000000001,"d":"0.011"},{"v":0.01100000000000001,"d":"0.011"},{"v":0.01100000000000001,"d":"0.011"}]
["WAL266","64771_G_GEN2",64771,"G","GEN2",null,"Combustion Turbine","IC Engine","ERC_REST","Texas",48,"Tarrant",439,"48439",0.4,9905,2021,9999,null,null,"N","Natural Gas",{"$nulls":13},{"v":0.01100000000000001,"d":"0.011"},{"v":0.01100000000000001,"d":"0.011"},{"v":0.01100000000000001,"d":"0.011"},{"v":0.01100000000000001,"d":"0.011"}]
["WAL266","64771_G_GEN3",64771,"G","GEN3",null,"Combustion Turbine","IC Engine","ERC_REST","Texas",48,"Tarrant",439,"48439",0.4,9905,2021,9999,null,null,"N","Natural Gas",{"$nulls":13},{"v":0.01100000000000001,"d":"0.011"},{"v":0.01100000000000001,"d":"0.011"},{"v":0.01100000000000001,"d":"0.011"},{"v":0.01100000000000001,"d":"0.011"}]
["WAL284","64772_G_GEN1",64772,"G","GEN1",null,"Combustion Turbine","IC Engine","ERC_REST","Texas",48,"Tarrant",439,"48439",0.4,9905,2021,9999,null,null,"N","Natural Gas",{"$nulls":13},{"v":0.01100000000000001,"d":"0.011"},{"v":0.01100000000000001,"d":"0.011"},{"v":0.01100000000000001,"d":"0.011"},{"v":0.01100000000000001,"d":"0.011"}]
["WAL284","64772_G_GEN2",64772,"G","GEN2",null,"Combustion Turbine","IC Engine","ERC_REST","Texas",48,"Tarrant",439,"48439",0.4,9905,2021,9999,null,null,"N","Natural Gas",{"$nulls":13},{"v":0.01100000000000001,"d":"0.011"},{"v":0.01100000000000001,"d":"0.011"},{"v":0.01100000000000001,"d":"0.011"},{"v":0.01100000000000001,"d":"0.011"}]
["WAL284","64772_G_GEN3",64772,"G","GEN3",null,"Combustion Turbine","IC Engine","ERC_REST","Texas",48,"Tarrant",439,"48439",0.4,9905,2021,9999,null,null,"N","Natural Gas",{"$nulls":13},{"v":0.01100000000000001,"d":"0.011"},{"v":0.01100000000000001,"d":"0.011"},{"v":0.01100000000000001,"d":"0.011"},{"v":0.01100000000000001,"d":"0.011"}]
["WAL407","64773_G_GEN1",64773,"G","GEN1",null,"Combustion Turbine","IC Engine","ERC_REST","Texas",48,"Bell",27,"48027",0.4,9905,2021,9999,null,null,"N","Natural Gas",{"$nulls":13},{"v":0.01100000000000001,"d":"0.011"},{"v":0.01100000000000001,"d":"0.011"},{"v":0.01100000000000001,"d":"0.011"},{"v":0.01100000000000001,"d":"0.011"}]
["WAL407","64773_G_GEN2",64773,"G","GEN2",null,"Combustion Turbine","IC Engine","ERC_REST","Texas",48,"Bell",27,"48027",0.4,9905,2021,9999,null,null,"N","Natural Gas",{"$nulls":13},{"v":0.01100000000000001,"d":"0.011"},{"v":0.01100000000000001,"d":"0.011"},{"v":0.01100000000000001,"d":"0.011"},{"v":0.01100000000000001,"d":"0.011"}]
["WAL407","64773_G_GEN3",64773,"G","GEN3",null,"Combustion Turbine","IC Engine","ERC_REST","Texas",48,"Bell",27,"48027",0.4,9905,2021,9999,null,null,"N","Natural Gas",{"$nulls":13},{"v":0.01100000000000001,"d":"0.011"},{"v":0.01100000000000001,"d":"0.011"},{"v":0.01100000000000001,"d":"0.011"},{"v":0.01100000000000001,"d":"0.011"}]
["WAL447","64775_G_GEN1",64775,"G","GEN1",null,"Combustion Turbine","IC Engine","ERC_REST","Texas",48,"Val Verde",465,"48465",0.4,9905,2021,9999,null,null,"N","Natural Gas",{"$nulls":13},{"v":0.01100000000000001,"d":"0.011"},{"v":0.01100000000000001,"d":"0.011"},{"v":0.01100000000000001,"d":"0.011"},{"v":0.01100000000000001,"d":"0.011"}]
["WAL447","64775_G_GEN2",64775,"G","GEN2",null,"Combustion Turbine","IC Engine","ERC_REST","Texas",48,"Val Verde",465,"48465",0.4,9905,2021,9999,null,null,"N","Natural Gas",{"$nulls":13},{"v":0.01100000000000001,"d":"0.011"},{"v":0.01100000000000001,"d":"0.011"},{"v":0.01100000000000001,"d":"0.011"},{"v":0.01100000000000001,"d":"0.011"}]
["WAL447","64775_G_GEN3",64775,"G","GEN3",null,"Combustion Turbine","IC Engine","ERC_REST","Texas",48,"Val Verde",465,"48465",0.4,9905,2021,9999,null,null,"N","Natural Gas",{"$nulls":13},{"v":0.01100000000000001,"d":"0.011"},{"v":0.01100000000000001,"d":"0.011"},{"v":0.01100000000000001,"d":"0.011"},{"v":0.01100000000000001,"d":"0.011"}]
["Hermsdorf Solar","64780_G_1",64780,"G","1",null,"Solar PV","","MIS_WUMS","Wisconsin",55,"Dane",25,"55025",8,0,2022,9999,null,null,"N","Solar",{"$nulls":13},0,0,0,0]
["Kearsarge Westerly","64781_G_WES",64781,"G","WES",null,"Solar PV","","NENGREST","Rhode Island",44,"Washington",9,"44009",4,0,2020,9999,null,null,"N","Solar",{"$nulls":13},0,0,0,0]
["Kearsarge Fogland","64782_G_TIV",64782,"G","TIV",null,"Solar PV","","NENGREST","Rhode Island",44,"Newport",5,"44005",2.4,0,2020,9999,null,null,"N","Solar",{"$nulls":13},0,0,0,0]
["Kearsarge East Providence","64783_G_EPRO",64783,"G","EPRO",null,"Solar PV","","NENGREST","Rhode Island",44,"Providence",7,"44007",2,0,2020,9999,null,null,"N","Solar",{"$nulls":13},0,0,0,0]
["Long John CSG","64784_G_LJOHN",64784,"G","LJOHN",null,"Solar PV","","PJM_COMD","Illinois",17,"DeKalb",37,"17037",2,0,2021,9999,null,null,"N","Solar",{"$nulls":13},0,0,0,0]
["Woodlawn CSG","64785_G_WOOD",64785,"G","WOOD",null,"Solar PV","","PJM_COMD","Illinois",17,"Will",197,"17197",2,0,2021,9999,null,null,"N","Solar",{"$nulls":13},0,0,0,0]
["Hurricane Creek CSG","64786_G_HRCRK",64786,"G","HRCRK",null,"Solar PV","","MIS_IL","Illinois",17,"Williamson",199,"17199",2,0,2021,9999,null,null,"N","Solar",{"$nulls":13},0,0,0,0]
["Viking Solar CSG","64787_G_VIKNG",64787,"G","VIKNG",null,"Solar PV","","MIS_IL","Illinois",17,"Macoupin",117,"17117",2,0,2021,9999,null,null,"N","Solar",{"$nulls":13},0,0,0,0]
["OER Checkerspot","64790_G_CHECK",64790,"G","CHECK",null,"Solar PV","","PJM_SMAC","Maryland",24,"Anne Arundel",3,"24003",1.5,0,2021,9999,null,null,"N","Solar",{"$nulls":13},0,0,0,0]
["WAL462","64791_G_GEN1",64791,"G","GEN1",null,"Combustion Turbine","IC Engine","ERC_REST","Texas",48,"Brazoria",39,"48039",1.3,9905,2019,9999,null,null,"N","Natural Gas",{"$nulls":13},{"v":0.01100000000000001,"d":"0.011"},{"v":0.01100000000000001,"d":"0.011"},{"v":0.01100000000000001,"d":"0.011"},{"v":0.01100000000000001,"d":"0.011"}]
["WAL522","64793_G_GEN1",64793,"G","GEN1",null,"Combustion Turbine","IC Engine","ERC_REST","Texas",48,"Harris",201,"48201",0.4,9905,2020,9999,null,null,"N","Natural Gas",{"$nulls":13},{"v":0.01100000000000001,"d":"0.011"},{"v":0.01100000000000001,"d":"0.011"},{"v":0.01100000000000001,"d":"0.011"},{"v":0.01100000000000001,"d":"0.011"}]
["WAL522","64793_G_GEN2",64793,"G","GEN2",null,"Combustion Turbine","IC Engine","ERC_REST","Texas",48,"Harris",201,"48201",0.4,9905,2020,9999,null,null,"N","Natural Gas",{"$nulls":13},{"v":0.01100000000000001,"d":"0.011"},{"v":0.01100000000000001,"d":"0.011"},{"v":0.01100000000000001,"d":"0.011"},{"v":0.01100000000000001,"d":"0.011"}]
["WAL522","64793_G_GEN3",64793,"G","GEN3",null,"Combustion Turbine","IC Engine","ERC_REST","Texas",48,"Harris",201,"48201",0.4,9905,2020,9999,null,null,"N","Natural Gas",{"$nulls":13},{"v":0.01100000000000001,"d":"0.011"},{"v":0.01100000000000001,"d":"0.011"},{"v":0.01100000000000001,"d":"0.011"},{"v":0.01100000000000001,"d":"0.011"}]
["WAL529","64794_G_GEN1",64794,"G","GEN1",null,"Combustion Turbine","IC Engine","ERC_REST","Texas",48,"Galveston",167,"48167",1.3,9905,2019,9999,null,null,"N","Natural Gas",{"$nulls":13},{"v":0.01100000000000001,"d":"0.011"},{"v":0.01100000000000001,"d":"0.011"},{"v":0.01100000000000001,"d":"0.011"},{"v":0.01100000000000001,"d":"0.011"}]
["WAL536","64795_G_GEN1",64795,"G","GEN1",null,"Combustion Turbine","IC Engine","ERC_WEST","Texas",48,"Jones",253,"48253",0.4,9905,2021,9999,null,null,"N","Natural Gas",{"$nulls":13},{"v":0.01100000000000001,"d":"0.011"},{"v":0.01100000000000001,"d":"0.011"},{"v":0.01100000000000001,"d":"0.011"},{"v":0.01100000000000001,"d":"0.011"}]
["WAL536","64795_G_GEN2",64795,"G","GEN2",null,"Combustion Turbine","IC Engine","ERC_WEST","Texas",48,"Jones",253,"48253",0.4,9905,2021,9999,null,null,"N","Natural Gas",{"$nulls":13},{"v":0.01100000000000001,"d":"0.011"},{"v":0.01100000000000001,"d":"0.011"},{"v":0.01100000000000001,"d":"0.011"},{"v":0.01100000000000001,"d":"0.011"}]
["WAL536","64795_G_GEN3",64795,"G","GEN3",null,"Combustion Turbine","IC Engine","ERC_WEST","Texas",48,"Jones",253,"48253",0.4,9905,2021,9999,null,null,"N","Natural Gas",{"$nulls":13},{"v":0.01100000000000001,"d":"0.011"},{"v":0.01100000000000001,"d":"0.011"},{"v":0.01100000000000001,"d":"0.011"},{"v":0.01100000000000001,"d":"0.011"}]
["WAL537","64796_G_GEN1",64796,"G","GEN1",null,"Combustion Turbine","IC Engine","ERC_WEST","Texas",48,"Ector",135,"48135",0.4,9905,2021,9999,null,null,"N","Natural Gas",{"$nulls":13},{"v":0.01100000000000001,"d":"0.011"},{"v":0.01100000000000001,"d":"0.011"},{"v":0.01100000000000001,"d":"0.011"},{"v":0.01100000000000001,"d":"0.011"}]
["WAL537","64796_G_GEN2",64796,"G","GEN2",null,"Combustion Turbine","IC Engine","ERC_WEST","Texas",48,"Ector",135,"48135",0.4,9905,2021,9999,null,null,"N","Natural Gas",{"$nulls":13},{"v":0.01100000000000001,"d":"0.011"},{"v":0.01100000000000001,"d":"0.011"},{"v":0.01100000000000001,"d":"0.011"},{"v":0.01100000000000001,"d":"0.011"}]
["WAL537","64796_G_GEN3",64796,"G","GEN3",null,"Combustion Turbine","IC Engine","ERC_WEST","Texas",48,"Ector",135,"48135",0.4,9905,2021,9999,null,null,"N","Natural Gas",{"$nulls":13},{"v":0.01100000000000001,"d":"0.011"},{"v":0.01100000000000001,"d":"0.011"},{"v":0.01100000000000001,"d":"0.011"},{"v":0.01100000000000001,"d":"0.011"}]
["WAL546","64797_G_GEN1",64797,"G","GEN1",null,"Combustion Turbine","IC Engine","ERC_REST","Texas",48,"Fort Bend",157,"48157",0.4,9905,2020,9999,null,null,"N","Natural Gas",{"$nulls":13},{"v":0.01100000000000001,"d":"0.011"},{"v":0.01100000000000001,"d":"0.011"},{"v":0.01100000000000001,"d":"0.011"},{"v":0.01100000000000001,"d":"0.011"}]
["WAL546","64797_G_GEN2",64797,"G","GEN2",null,"Combustion Turbine","IC Engine","ERC_REST","Texas",48,"Fort Bend",157,"48157",0.4,9905,2020,9999,null,null,"N","Natural Gas",{"$nulls":13},{"v":0.01100000000000001,"d":"0.011"},{"v":0.01100000000000001,"d":"0.011"},{"v":0.01100000000000001,"d":"0.011"},{"v":0.01100000000000001,"d":"0.011"}]
["WAL546","64797_G_GEN3",64797,"G","GEN3",null,"Combustion Turbine","IC Engine","ERC_REST","Texas",48,"Fort Bend",157,"48157",0.4,9905,2020,9999,null,null,"N","Natural Gas",{"$nulls":13},{"v":0.01100000000000001,"d":"0.011"},{"v":0.01100000000000001,"d":"0.011"},{"v":0.01100000000000001,"d":"0.011"},{"v":0.01100000000000001,"d":"0.011"}]
["WAL565","64798_G_GEN1",64798,"G","GEN1",null,"Combustion Turbine","IC Engine","ERC_REST","Texas",48,"Navarro",349,"48349",0.4,9905,2022,9999,null,null,"N","Natural Gas",{"$nulls":13},{"v":0.01100000000000001,"d":"0.011"},{"v":0.01100000000000001,"d":"0.011"},{"v":0.01100000000000001,"d":"0.011"},{"v":0.01100000000000001,"d":"0.011"}]
["WAL565","64798_G_GEN2",64798,"G","GEN2",null,"Combustion Turbine","IC Engine","ERC_REST","Texas",48,"Navarro",349,"48349",0.4,9905,2022,9999,null,null,"N","Natural Gas",{"$nulls":13},{"v":0.01100000000000001,"d":"0.011"},{"v":0.01100000000000001,"d":"0.011"},{"v":0.01100000000000001,"d":"0.011"},{"v":0.01100000000000001,"d":"0.011"}]
["WAL565","64798_G_GEN3",64798,"G","GEN3",null,"Combustion Turbine","IC Engine","ERC_REST","Texas",48,"Navarro",349,"48349",0.4,9905,2022,9999,null,null,"N","Natural Gas",{"$nulls":13},{"v":0.01100000000000001,"d":"0.011"},{"v":0.01100000000000001,"d":"0.011"},{"v":0.01100000000000001,"d":"0.011"},{"v":0.01100000000000001,"d":"0.011"}]
["WAL602","64799_G_GEN1",64799,"G","GEN1",null,"Combustion Turbine","IC Engine","MIS_WOTA","Texas",48,"Montgomery",339,"48339",0.4,9905,2020,9999,null,null,"N","Natural Gas",{"$nulls":13},{"v":0.01100000000000001,"d":"0.011"},{"v":0.01100000000000001,"d":"0.011"},{"v":0.01100000000000001,"d":"0.011"},{"v":0.01100000000000001,"d":"0.011"}]
["WAL602","64799_G_GEN2",64799,"G","GEN2",null,"Combustion Turbine","IC Engine","MIS_WOTA","Texas",48,"Montgomery",339,"48339",0.4,9905,2020,9999,null,null,"N","Natural Gas",{"$nulls":13},{"v":0.01100000000000001,"d":"0.011"},{"v":0.01100000000000001,"d":"0.011"},{"v":0.01100000000000001,"d":"0.011"},{"v":0.01100000000000001,"d":"0.011"}]
["WAL602","64799_G_GEN3",64799,"G","GEN3",null,"Combustion Turbine","IC Engine","MIS_WOTA","Texas",48,"Montgomery",339,"48339",0.4,9905,2020,9999,null,null,"N","Natural Gas",{"$nulls":13},{"v":0.01100000000000001,"d":"0.011"},{"v":0.01100000000000001,"d":"0.011"},{"v":0.01100000000000001,"d":"0.011"},{"v":0.01100000000000001,"d":"0.011"}]
["WAL744","64800_G_GEN1",64800,"G","GEN1",null,"Combustion Turbine","IC Engine","ERC_REST","Texas",48,"Harris",201,"48201",0.4,9905,2020,9999,null,null,"N","Natural Gas",{"$nulls":13},{"v":0.01100000000000001,"d":"0.011"},{"v":0.01100000000000001,"d":"0.011"},{"v":0.01100000000000001,"d":"0.011"},{"v":0.01100000000000001,"d":"0.011"}]
["WAL744","64800_G_GEN2",64800,"G","GEN2",null,"Combustion Turbine","IC Engine","ERC_REST","Texas",48,"Harris",201,"48201",0.4,9905,2020,9999,null,null,"N","Natural Gas",{"$nulls":13},{"v":0.01100000000000001,"d":"0.011"},{"v":0.01100000000000001,"d":"0.011"},{"v":0.01100000000000001,"d":"0.011"},{"v":0.01100000000000001,"d":"0.011"}]
["WAL744","64800_G_GEN3",64800,"G","GEN3",null,"Combustion Turbine","IC Engine","ERC_REST","Texas",48,"Harris",201,"48201",0.4,9905,2020,9999,null,null,"N","Natural Gas",{"$nulls":13},{"v":0.01100000000000001,"d":"0.011"},{"v":0.01100000000000001,"d":"0.011"},{"v":0.01100000000000001,"d":"0.011"},{"v":0.01100000000000001,"d":"0.011"}]
["WAL752","64801_G_GEN1",64801,"G","GEN1",null,"Combustion Turbine","IC Engine","ERC_REST","Texas",48,"Harris",201,"48201",0.4,9905,2020,9999,null,null,"N","Natural Gas",{"$nulls":13},{"v":0.01100000000000001,"d":"0.011"},{"v":0.01100000000000001,"d":"0.011"},{"v":0.01100000000000001,"d":"0.011"},{"v":0.01100000000000001,"d":"0.011"}]
["WAL752","64801_G_GEN2",64801,"G","GEN2",null,"Combustion Turbine","IC Engine","ERC_REST","Texas",48,"Harris",201,"48201",0.4,9905,2020,9999,null,null,"N","Natural Gas",{"$nulls":13},{"v":0.01100000000000001,"d":"0.011"},{"v":0.01100000000000001,"d":"0.011"},{"v":0.01100000000000001,"d":"0.011"},{"v":0.01100000000000001,"d":"0.011"}]
["WAL752","64801_G_GEN3",64801,"G","GEN3",null,"Combustion Turbine","IC Engine","ERC_REST","Texas",48,"Harris",201,"48201",0.4,9905,2020,9999,null,null,"N","Natural Gas",{"$nulls":13},{"v":0.01100000000000001,"d":"0.011"},{"v":0.01100000000000001,"d":"0.011"},{"v":0.01100000000000001,"d":"0.011"},{"v":0.01100000000000001,"d":"0.011"}]
["WAL768","64802_G_GEN1",64802,"G","GEN1",null,"Combustion Turbine","IC Engine","ERC_REST","Texas",48,"Harris",201,"48201",0.4,9905,2019,9999,null,null,"N","Natural Gas",{"$nulls":13},{"v":0.01100000000000001,"d":"0.011"},{"v":0.01100000000000001,"d":"0.011"},{"v":0.01100000000000001,"d":"0.011"},{"v":0.01100000000000001,"d":"0.011"}]
["WAL768","64802_G_GEN2",64802,"G","GEN2",null,"Combustion Turbine","IC Engine","ERC_REST","Texas",48,"Harris",201,"48201",0.4,9905,2019,9999,null,null,"N","Natural Gas",{"$nulls":13},{"v":0.01100000000000001,"d":"0.011"},{"v":0.01100000000000001,"d":"0.011"},{"v":0.01100000000000001,"d":"0.011"},{"v":0.01100000000000001,"d":"0.011"}]
["WAL768","64802_G_GEN3",64802,"G","GEN3",null,"Combustion Turbine","IC Engine","ERC_REST","Texas",48,"Harris",201,"48201",0.4,9905,2019,9999,null,null,"N","Natural Gas",{"$nulls":13},{"v":0.01100000000000001,"d":"0.011"},{"v":0.01100000000000001,"d":"0.011"},{"v":0.01100000000000001,"d":"0.011"},{"v":0.01100000000000001,"d":"0.011"}]
["WAL772","64803_G_GEN1",64803,"G","GEN1",null,"Combustion Turbine","IC Engine","ERC_REST","Texas",48,"Harris",201,"48201",0.4,9905,2021,9999,null,null,"N","Natural Gas",{"$nulls":13},{"v":0.01100000000000001,"d":"0.011"},{"v":0.01100000000000001,"d":"0.011"},{"v":0.01100000000000001,"d":"0.011"},{"v":0.01100000000000001,"d":"0.011"}]
["WAL772","64803_G_GEN2",64803,"G","GEN2",null,"Combustion Turbine","IC Engine","ERC_REST","Texas",48,"Harris",201,"48201",0.4,9905,2021,9999,null,null,"N","Natural Gas",{"$nulls":13},{"v":0.01100000000000001,"d":"0.011"},{"v":0.01100000000000001,"d":"0.011"},{"v":0.01100000000000001,"d":"0.011"},{"v":0.01100000000000001,"d":"0.011"}]
["WAL772","64803_G_GEN3",64803,"G","GEN3",null,"Combustion Turbine","IC Engine","ERC_REST","Texas",48,"Harris",201,"48201",0.4,9905,2021,9999,null,null,"N","Natural Gas",{"$nulls":13},{"v":0.01100000000000001,"d":"0.011"},{"v":0.01100000000000001,"d":"0.011"},{"v":0.01100000000000001,"d":"0.011"},{"v":0.01100000000000001,"d":"0.011"}]
["WAL791","64804_G_GEN1",64804,"G","GEN1",null,"Combustion Turbine","IC Engine","ERC_REST","Texas",48,"Jim Wells",249,"48249",0.4,9905,2021,9999,null,null,"N","Natural Gas",{"$nulls":13},{"v":0.01100000000000001,"d":"0.011"},{"v":0.01100000000000001,"d":"0.011"},{"v":0.01100000000000001,"d":"0.011"},{"v":0.01100000000000001,"d":"0.011"}]
["WAL791","64804_G_GEN2",64804,"G","GEN2",null,"Combustion Turbine","IC Engine","ERC_REST","Texas",48,"Jim Wells",249,"48249",0.4,9905,2021,9999,null,null,"N","Natural Gas",{"$nulls":13},{"v":0.01100000000000001,"d":"0.011"},{"v":0.01100000000000001,"d":"0.011"},{"v":0.01100000000000001,"d":"0.011"},{"v":0.01100000000000001,"d":"0.011"}]
["WAL791","64804_G_GEN3",64804,"G","GEN3",null,"Combustion Turbine","IC Engine","ERC_REST","Texas",48,"Jim Wells",249,"48249",0.4,9905,2021,9999,null,null,"N","Natural Gas",{"$nulls":13},{"v":0.01100000000000001,"d":"0.011"},{"v":0.01100000000000001,"d":"0.011"},{"v":0.01100000000000001,"d":"0.011"},{"v":0.01100000000000001,"d":"0.011"}]
["WAL849","64805_G_GEN1",64805,"G","GEN1",null,"Combustion Turbine","IC Engine","ERC_REST","Texas",48,"Harris",201,"48201",0.4,9905,2020,9999,null,null,"N","Natural Gas",{"$nulls":13},{"v":0.01100000000000001,"d":"0.011"},{"v":0.01100000000000001,"d":"0.011"},{"v":0.01100000000000001,"d":"0.011"},{"v":0.01100000000000001,"d":"0.011"}]
["WAL849","64805_G_GEN2",64805,"G","GEN2",null,"Combustion Turbine","IC Engine","ERC_REST","Texas",48,"Harris",201,"48201",0.4,9905,2020,9999,null,null,"N","Natural Gas",{"$nulls":13},{"v":0.01100000000000001,"d":"0.011"},{"v":0.01100000000000001,"d":"0.011"},{"v":0.01100000000000001,"d":"0.011"},{"v":0.01100000000000001,"d":"0.011"}]
["WAL849","64805_G_GEN3",64805,"G","GEN3",null,"Combustion Turbine","IC Engine","ERC_REST","Texas",48,"Harris",201,"48201",0.4,9905,2020,9999,null,null,"N","Natural Gas",{"$nulls":13},{"v":0.01100000000000001,"d":"0.011"},{"v":0.01100000000000001,"d":"0.011"},{"v":0.01100000000000001,"d":"0.011"},{"v":0.01100000000000001,"d":"0.011"}]
["WAL872","64806_G_GEN1",64806,"G","GEN1",null,"Combustion Turbine","IC Engine","ERC_REST","Texas",48,"Brazoria",39,"48039",0.4,9905,2020,9999,null,null,"N","Natural Gas",{"$nulls":13},{"v":0.01100000000000001,"d":"0.011"},{"v":0.01100000000000001,"d":"0.011"},{"v":0.01100000000000001,"d":"0.011"},{"v":0.01100000000000001,"d":"0.011"}]
["WAL872","64806_G_GEN2",64806,"G","GEN2",null,"Combustion Turbine","IC Engine","ERC_REST","Texas",48,"Brazoria",39,"48039",0.4,9905,2020,9999,null,null,"N","Natural Gas",{"$nulls":13},{"v":0.01100000000000001,"d":"0.011"},{"v":0.01100000000000001,"d":"0.011"},{"v":0.01100000000000001,"d":"0.011"},{"v":0.01100000000000001,"d":"0.011"}]
["WAL872","64806_G_GEN3",64806,"G","GEN3",null,"Combustion Turbine","IC Engine","ERC_REST","Texas",48,"Brazoria",39,"48039",0.4,9905,2020,9999,null,null,"N","Natural Gas",{"$nulls":13},{"v":0.01100000000000001,"d":"0.011"},{"v":0.01100000000000001,"d":"0.011"},{"v":0.01100000000000001,"d":"0.011"},{"v":0.01100000000000001,"d":"0.011"}]
["WAL896","64807_G_GEN1",64807,"G","GEN1",null,"Combustion Turbine","IC Engine","ERC_REST","Texas",48,"Dallas",113,"48113",0.4,9905,2021,9999,null,null,"N","Natural Gas",{"$nulls":13},{"v":0.01100000000000001,"d":"0.011"},{"v":0.01100000000000001,"d":"0.011"},{"v":0.01100000000000001,"d":"0.011"},{"v":0.01100000000000001,"d":"0.011"}]
["WAL896","64807_G_GEN2",64807,"G","GEN2",null,"Combustion Turbine","IC Engine","ERC_REST","Texas",48,"Dallas",113,"48113",0.4,9905,2021,9999,null,null,"N","Natural Gas",{"$nulls":13},{"v":0.01100000000000001,"d":"0.011"},{"v":0.01100000000000001,"d":"0.011"},{"v":0.01100000000000001,"d":"0.011"},{"v":0.01100000000000001,"d":"0.011"}]
["WAL896","64807_G_GEN3",64807,"G","GEN3",null,"Combustion Turbine","IC Engine","ERC_REST","Texas",48,"Dallas",113,"48113",0.4,9905,2021,9999,null,null,"N","Natural Gas",{"$nulls":13},{"v":0.01100000000000001,"d":"0.011"},{"v":0.01100000000000001,"d":"0.011"},{"v":0.01100000000000001,"d":"0.011"},{"v":0.01100000000000001,"d":"0.011"}]
["WAL940","64809_G_GEN1",64809,"G","GEN1",null,"Combustion Turbine","IC Engine","ERC_REST","Texas",48,"Tarrant",439,"48439",0.4,9905,2020,9999,null,null,"N","Natural Gas",{"$nulls":13},{"v":0.01100000000000001,"d":"0.011"},{"v":0.01100000000000001,"d":"0.011"},{"v":0.01100000000000001,"d":"0.011"},{"v":0.01100000000000001,"d":"0.011"}]
["WAL940","64809_G_GEN2",64809,"G","GEN2",null,"Combustion Turbine","IC Engine","ERC_REST","Texas",48,"Tarrant",439,"48439",0.4,9905,2020,9999,null,null,"N","Natural Gas",{"$nulls":13},{"v":0.01100000000000001,"d":"0.011"},{"v":0.01100000000000001,"d":"0.011"},{"v":0.01100000000000001,"d":"0.011"},{"v":0.01100000000000001,"d":"0.011"}]
["WAL940","64809_G_GEN3",64809,"G","GEN3",null,"Combustion Turbine","IC Engine","ERC_REST","Texas",48,"Tarrant",439,"48439",0.4,9905,2020,9999,null,null,"N","Natural Gas",{"$nulls":13},{"v":0.01100000000000001,"d":"0.011"},{"v":0.01100000000000001,"d":"0.011"},{"v":0.01100000000000001,"d":"0.011"},{"v":0.01100000000000001,"d":"0.011"}]
["WAL947","64810_G_GEN1",64810,"G","GEN1",null,"Combustion Turbine","IC Engine","ERC_REST","Texas",48,"Grayson",181,"48181",0.4,9905,2020,9999,null,null,"N","Natural Gas",{"$nulls":13},{"v":0.01100000000000001,"d":"0.011"},{"v":0.01100000000000001,"d":"0.011"},{"v":0.01100000000000001,"d":"0.011"},{"v":0.01100000000000001,"d":"0.011"}]
["WAL947","64810_G_GEN2",64810,"G","GEN2",null,"Combustion Turbine","IC Engine","ERC_REST","Texas",48,"Grayson",181,"48181",0.4,9905,2020,9999,null,null,"N","Natural Gas",{"$nulls":13},{"v":0.01100000000000001,"d":"0.011"},{"v":0.01100000000000001,"d":"0.011"},{"v":0.01100000000000001,"d":"0.011"},{"v":0.01100000000000001,"d":"0.011"}]
["WAL947","64810_G_GEN3",64810,"G","GEN3",null,"Combustion Turbine","IC Engine","ERC_REST","Texas",48,"Grayson",181,"48181",0.4,9905,2020,9999,null,null,"N","Natural Gas",{"$nulls":13},{"v":0.01100000000000001,"d":"0.011"},{"v":0.01100000000000001,"d":"0.011"},{"v":0.01100000000000001,"d":"0.011"},{"v":0.01100000000000001,"d":"0.011"}]
["Upton County BESS","64811_G_UPT1",64811,"G","UPT1",null,"Energy Storage","","ERC_WEST","Texas",48,"Upton",461,"48461",3.1,0,2021,9999,null,null,"N","Energy Storage",{"$nulls":13},0,0,0,0]
["Upton County BESS","64811_G_UPT2",64811,"G","UPT2",null,"Energy Storage","","ERC_WEST","Texas",48,"Upton",461,"48461",3.1,0,2021,9999,null,null,"N","Energy Storage",{"$nulls":13},0,0,0,0]
["Upton County BESS","64811_G_UPT3",64811,"G","UPT3",null,"Energy Storage","","ERC_WEST","Texas",48,"Upton",461,"48461",3.1,0,2021,9999,null,null,"N","Energy Storage",{"$nulls":13},0,0,0,0]
["Upton County BESS","64811_G_UPT4",64811,"G","UPT4",null,"Energy Storage","","ERC_WEST","Texas",48,"Upton",461,"48461",3.1,0,2021,9999,null,null,"N","Energy Storage",{"$nulls":13},0,0,0,0]
["Upton County BESS","64811_G_UPT5",64811,"G","UPT5",null,"Energy Storage","","ERC_WEST","Texas",48,"Upton",461,"48461",3.1,0,2021,9999,null,null,"N","Energy Storage",{"$nulls":13},0,0,0,0]
["Upton County BESS","64811_G_UPT6",64811,"G","UPT6",null,"Energy Storage","","ERC_WEST","Texas",48,"Upton",461,"48461",3.1,0,2021,9999,null,null,"N","Energy Storage",{"$nulls":13},0,0,0,0]
["Upton County BESS","64811_G_UPT7",64811,"G","UPT7",null,"Energy Storage","","ERC_WEST","Texas",48,"Upton",461,"48461",3.1,0,2021,9999,null,null,"N","Energy Storage",{"$nulls":13},0,0,0,0]
["Upton County BESS","64811_G_UPT8",64811,"G","UPT8",null,"Energy Storage","","ERC_WEST","Texas",48,"Upton",461,"48461",3.1,0,2021,9999,null,null,"N","Energy Storage",{"$nulls":13},0,0,0,0]
["WAL972","64812_G_GEN1",64812,"G","GEN1",null,"Combustion Turbine","IC Engine","ERC_REST","Texas",48,"Tarrant",439,"48439",0.4,9905,2020,9999,null,null,"N","Natural Gas",{"$nulls":13},{"v":0.01100000000000001,"d":"0.011"},{"v":0.01100000000000001,"d":"0.011"},{"v":0.01100000000000001,"d":"0.011"},{"v":0.01100000000000001,"d":"0.011"}]
["WAL972","64812_G_GEN2",64812,"G","GEN2",null,"Combustion Turbine","IC Engine","ERC_REST","Texas",48,"Tarrant",439,"48439",0.4,9905,2020,9999,null,null,"N","Natural Gas",{"$nulls":13},{"v":0.01100000000000001,"d":"0.011"},{"v":0.01100000000000001,"d":"0.011"},{"v":0.01100000000000001,"d":"0.011"},{"v":0.01100000000000001,"d":"0.011"}]
["WAL972","64812_G_GEN3",64812,"G","GEN3",null,"Combustion Turbine","IC Engine","ERC_REST","Texas",48,"Tarrant",439,"48439",0.4,9905,2020,9999,null,null,"N","Natural Gas",{"$nulls":13},{"v":0.01100000000000001,"d":"0.011"},{"v":0.01100000000000001,"d":"0.011"},{"v":0.01100000000000001,"d":"0.011"},{"v":0.01100000000000001,"d":"0.011"}]
["WAL1040","64813_G_GEN1",64813,"G","GEN1",null,"Combustion Turbine","IC Engine","ERC_REST","Texas",48,"Harris",201,"48201",0.4,9905,2019,9999,null,null,"N","Natural Gas",{"$nulls":13},{"v":0.01100000000000001,"d":"0.011"},{"v":0.01100000000000001,"d":"0.011"},{"v":0.01100000000000001,"d":"0.011"},{"v":0.01100000000000001,"d":"0.011"}]
["WAL1040","64813_G_GEN2",64813,"G","GEN2",null,"Combustion Turbine","IC Engine","ERC_REST","Texas",48,"Harris",201,"48201",0.4,9905,2019,9999,null,null,"N","Natural Gas",{"$nulls":13},{"v":0.01100000000000001,"d":"0.011"},{"v":0.01100000000000001,"d":"0.011"},{"v":0.01100000000000001,"d":"0.011"},{"v":0.01100000000000001,"d":"0.011"}]
["WAL1040","64813_G_GEN3",64813,"G","GEN3",null,"Combustion Turbine","IC Engine","ERC_REST","Texas",48,"Harris",201,"48201",0.4,9905,2019,9999,null,null,"N","Natural Gas",{"$nulls":13},{"v":0.01100000000000001,"d":"0.011"},{"v":0.01100000000000001,"d":"0.011"},{"v":0.01100000000000001,"d":"0.011"},{"v":0.01100000000000001,"d":"0.011"}]
["WAL1103","64815_G_GEN1",64815,"G","GEN1",null,"Combustion Turbine","IC Engine","ERC_REST","Texas",48,"Harris",201,"48201",0.4,9905,2019,9999,null,null,"N","Natural Gas",{"$nulls":13},{"v":0.01100000000000001,"d":"0.011"},{"v":0.01100000000000001,"d":"0.011"},{"v":0.01100000000000001,"d":"0.011"},{"v":0.01100000000000001,"d":"0.011"}]
["WAL1103","64815_G_GEN2",64815,"G","GEN2",null,"Combustion Turbine","IC Engine","ERC_REST","Texas",48,"Harris",201,"48201",0.4,9905,2019,9999,null,null,"N","Natural Gas",{"$nulls":13},{"v":0.01100000000000001,"d":"0.011"},{"v":0.01100000000000001,"d":"0.011"},{"v":0.01100000000000001,"d":"0.011"},{"v":0.01100000000000001,"d":"0.011"}]
["WAL1103","64815_G_GEN3",64815,"G","GEN3",null,"Combustion Turbine","IC Engine","ERC_REST","Texas",48,"Harris",201,"48201",0.4,9905,2019,9999,null,null,"N","Natural Gas",{"$nulls":13},{"v":0.01100000000000001,"d":"0.011"},{"v":0.01100000000000001,"d":"0.011"},{"v":0.01100000000000001,"d":"0.011"},{"v":0.01100000000000001,"d":"0.011"}]
["WAL1232","64816_G_GEN1",64816,"G","GEN1",null,"Combustion Turbine","IC Engine","ERC_REST","Texas",48,"Bell",27,"48027",0.4,9905,2020,9999,null,null,"N","Natural Gas",{"$nulls":13},{"v":0.01100000000000001,"d":"0.011"},{"v":0.01100000000000001,"d":"0.011"},{"v":0.01100000000000001,"d":"0.011"},{"v":0.01100000000000001,"d":"0.011"}]
["WAL1232","64816_G_GEN2",64816,"G","GEN2",null,"Combustion Turbine","IC Engine","ERC_REST","Texas",48,"Bell",27,"48027",0.4,9905,2020,9999,null,null,"N","Natural Gas",{"$nulls":13},{"v":0.01100000000000001,"d":"0.011"},{"v":0.01100000000000001,"d":"0.011"},{"v":0.01100000000000001,"d":"0.011"},{"v":0.01100000000000001,"d":"0.011"}]
["WAL1232","64816_G_GEN3",64816,"G","GEN3",null,"Combustion Turbine","IC Engine","ERC_REST","Texas",48,"Bell",27,"48027",0.4,9905,2020,9999,null,null,"N","Natural Gas",{"$nulls":13},{"v":0.01100000000000001,"d":"0.011"},{"v":0.01100000000000001,"d":"0.011"},{"v":0.01100000000000001,"d":"0.011"},{"v":0.01100000000000001,"d":"0.011"}]
["Energix Leatherwood, LLC","64817_G_ENX10",64817,"G","ENX10",null,"Solar PV","","PJM_West","Virginia",51,"Henry",89,"51089",20,0,2021,9999,null,null,"N","Solar",{"$nulls":13},0,0,0,0]
["Broadway Road Solar, LLC","64820_G_OS",64820,"G","OS",null,"Solar PV","","S_VACA","North Carolina",37,"Lee",105,"37105",2,0,2021,9999,null,null,"N","Solar",{"$nulls":13},0,0,0,0]
["Wyse Fork Solar Farm, LLC","64822_G_OS",64822,"G","OS",null,"Solar PV","","S_VACA","North Carolina",37,"Jones",103,"37103",2,0,2021,9999,null,null,"N","Solar",{"$nulls":13},0,0,0,0]
["Brightwood Solar, LLC","64830_G_OS",64830,"G","OS",null,"Solar PV","","WECC_PNW","Oregon",41,"Clackamas",5,"41005",10,0,2021,9999,null,null,"N","Solar",{"$nulls":13},0,0,0,0]
["Oak Leaf Solar XVIII LLC","64831_G_DIA7",64831,"G","DIA7",null,"Solar PV","","WECC_CO","Colorado",80,"Denver",31,"80031",9,0,2022,9999,null,null,"N","Solar",{"$nulls":13},0,0,0,0]
["Yellowbud Solar, LLC","64832_G_YELLO",64832,"G","YELLO",null,"Solar PV","","PJM_West","Ohio",39,"Ross",141,"39141",274,0,2022,9999,null,null,"N","Solar",{"$nulls":13},0,0,0,0]
["Silver Queen Wind Farm","64835_G_NA",64835,"G","NA",null,"Onshore Wind","","MIS_MIDA","Iowa",19,"Crawford",47,"19047",300,0,2024,9999,null,null,"N","Wind",{"$nulls":13},0,0,0,0]
["Catalina Express","64836_G_CATAL",64836,"G","CATAL",null,"Solar PV","","WEC_LADW","California",60,"Los Angeles",37,"60037",1,0,2020,9999,null,null,"N","Solar",{"$nulls":13},0,0,0,0]
["Marina South","64837_G_MARIN",64837,"G","MARIN",null,"Solar PV","","WEC_LADW","California",60,"Los Angeles",37,"60037",1,0,2020,9999,null,null,"N","Solar",{"$nulls":13},0,0,0,0]
["SR Washington I, LLC","64843_G_SRWA1",64843,"G","SRWA1",null,"Solar PV","","S_C_TVA","Tennessee",47,"Loudon",105,"47105",9,0,2021,9999,null,null,"N","Solar",{"$nulls":13},0,0,0,0]
["Three Rivers Solar LLC","64844_G_TRB",64844,"G","TRB",null,"Energy Storage","","NENGREST","Massachusetts",25,"Hampden",13,"25013",1.4,0,2022,9999,null,null,"N","Energy Storage",{"$nulls":13},0,0,0,0]
["Three Rivers Solar LLC","64844_G_TRS",64844,"G","TRS",null,"Solar PV","","NENGREST","Massachusetts",25,"Hampden",13,"25013",4,0,2022,9999,null,null,"N","Solar",{"$nulls":13},0,0,0,0]
["Aragonne Mesa Wind Project","64845_G_AREXP",64845,"G","AREXP",null,"Onshore Wind","","WECC_NM","New Mexico",35,"Guadalupe",19,"35019",145,0,2021,9999,null,null,"N","Wind",{"$nulls":13},0,0,0,0]
["Rail Tie Wind","64847_G_CRTW1",64847,"G","CRTW1",null,"Onshore Wind","","WECC_WY","Wyoming",56,"Albany",1,"56001",504,0,2024,9999,null,null,"N","Wind",{"$nulls":13},0,0,0,0]
["Bedington Energy Facility, LLC","64848_G_BEF1",64848,"G","BEF1",null,"Solar PV","","PJM_AP","West Virginia",54,"Berkeley",3,"54003",50,0,2024,9999,null,null,"N","Solar",{"$nulls":13},0,0,0,0]
["Daggett 2","64851_G_DAGGB",64851,"G","DAGGB",null,"Energy Storage","","WECC_SCE","California",60,"San Bernardino",71,"60071",131,0,2023,9999,null,null,"N","Energy Storage",{"$nulls":13},0,0,0,0]
["Daggett 3","64852_G_DAGGB",64852,"G","DAGGB",null,"Energy Storage","","WECC_SCE","California",60,"San Bernardino",71,"60071",144,0,2022,9999,null,null,"N","Energy Storage",{"$nulls":13},0,0,0,0]
["Daggett 3","64852_G_DAGGP",64852,"G","DAGGP",null,"Solar PV","","WECC_SCE","California",60,"San Bernardino",71,"60071",300,0,2022,9999,null,null,"N","Solar",{"$nulls":13},0,0,0,0]
["New Market Solar","64853_G_NMS1",64853,"G","NMS1",null,"Solar PV","","PJM_West","Ohio",39,"Highland",71,"39071",65,0,2022,9999,null,null,"N","Solar",{"$nulls":13},0,0,0,0]
["New Market Solar","64853_G_NMS2",64853,"G","NMS2",null,"Solar PV","","PJM_West","Ohio",39,"Highland",71,"39071",35,0,2021,9999,null,null,"N","Solar",{"$nulls":13},0,0,0,0]
["Calhoun Solar","64856_G_65009",64856,"G","65009",null,"Solar PV","","MIS_LMI","Michigan",26,"Calhoun",25,"26025",200,0,2022,9999,null,null,"N","Solar",{"$nulls":13},0,0,0,0]
["IP Radian, LLC","64859_G_IPRAD",64859,"G","IPRAD",null,"Solar PV","","ERC_REST","Texas",48,"Brown",49,"48049",300,0,2022,9999,null,null,"N","Solar",{"$nulls":13},0,0,0,0]
["Billings Road","64860_G_286",64860,"G","286",null,"Solar PV","","NENGREST","Vermont",50,"Caledonia",5,"50005",1.7,0,2022,9999,null,null,"N","Solar",{"$nulls":13},0,0,0,0]
["Deer Creek 2","64861_G_392",64861,"G","392",null,"Solar PV","","WEC_CALN","California",60,"El Dorado",17,"60017",1.3,0,2021,9999,null,null,"N","Solar",{"$nulls":13},0,0,0,0]
["Strobus","64862_G_515",64862,"G","515",null,"Solar PV","","MIS_WUMS","Wisconsin",55,"Jackson",53,"55053",1.5,0,2021,9999,null,null,"N","Solar",{"$nulls":13},0,0,0,0]
["ER Salvage Yard","64863_G_284",64863,"G","284",null,"Solar PV","","NENGREST","Vermont",50,"Lamoille",15,"50015",2.1,0,2021,9999,null,null,"N","Solar",{"$nulls":13},0,0,0,0]
["Chaparral Springs","64864_G_CHAPS",64864,"G","CHAPS",null,"Solar PV","","WECC_SCE","California",60,"Kern",29,"60029",250,0,2022,9999,null,null,"N","Solar",{"$nulls":13},0,0,0,0]
["Novel Blilie Solar LLC","64865_G_BLILE",64865,"G","BLILE",null,"Solar PV","","MIS_MNWI","Minnesota",27,"Wilkin",167,"27167",1,0,2022,9999,null,null,"N","Solar",{"$nulls":13},0,0,0,0]
["USS Wildcat Solar LLC","64866_G_USSWC",64866,"G","USSWC",null,"Solar PV","","MIS_MNWI","Minnesota",27,"Goodhue",49,"27049",1,0,2022,9999,null,null,"N","Solar",{"$nulls":13},0,0,0,0]
["Slayton Settlement Road Solar","64867_G_SLYTA",64867,"G","SLYTA",null,"Solar PV","","NY_Z_A","New York",36,"Erie",29,"36029",5,0,2022,9999,null,null,"N","Solar",{"$nulls":13},0,0,0,0]
["Slayton Settlement Road Solar","64867_G_SLYTB",64867,"G","SLYTB",null,"Solar PV","","NY_Z_A","New York",36,"Erie",29,"36029",2,0,2022,9999,null,null,"N","Solar",{"$nulls":13},0,0,0,0]
["Helen CSG 1 LLC","64869_G_HLCSG",64869,"G","HLCSG",null,"Solar PV","","MIS_MNWI","Minnesota",27,"McLeod",85,"27085",1,0,2021,9999,null,null,"N","Solar",{"$nulls":13},0,0,0,0]
["USS Quail Solar LLC","64870_G_USSQL",64870,"G","USSQL",null,"Solar PV","","MIS_MNWI","Minnesota",27,"Wright",171,"27171",1,0,2021,9999,null,null,"N","Solar",{"$nulls":13},0,0,0,0]
["USS Danube Solar LLC","64871_G_USSDA",64871,"G","USSDA",null,"Solar PV","","MIS_MNWI","Minnesota",27,"Renville",129,"27129",1,0,2021,9999,null,null,"N","Solar",{"$nulls":13},0,0,0,0]
["Panorama Wind, LLC","64872_G_PANWD",64872,"G","PANWD",null,"Onshore Wind","","WECC_CO","Colorado",81,"Weld",123,"81123",145,0,2022,9999,null,null,"N","Wind",{"$nulls":13},0,0,0,0]
["276 Federal Rd","64875_G_276FB",64875,"G","276FB",null,"Energy Storage","","NENGREST","Massachusetts",25,"Plymouth",23,"25023",3.3,0,2021,9999,null,null,"N","Energy Storage",{"$nulls":13},0,0,0,0]
["276 Federal Rd","64875_G_276FP",64875,"G","276FP",null,"Solar PV","","NENGREST","Massachusetts",25,"Plymouth",23,"25023",5,0,2021,9999,null,null,"N","Solar",{"$nulls":13},0,0,0,0]
["0 Hammond St CSG","64876_G_0HAMP",64876,"G","0HAMP",null,"Solar PV","","NENGREST","Massachusetts",25,"Plymouth",23,"25023",5,0,2021,9999,null,null,"N","Solar",{"$nulls":13},0,0,0,0]
["0 Hammond St CSG","64876_G_OHAMB",64876,"G","OHAMB",null,"Energy Storage","","NENGREST","Massachusetts",25,"Plymouth",23,"25023",5,0,2021,9999,null,null,"N","Energy Storage",{"$nulls":13},0,0,0,0]
["Edwards Sanborn E3     ","64877_G_BESS",64877,"G","BESS",null,"Energy Storage","","WECC_SCE","California",60,"Kern",29,"60029",12,0,2021,9999,null,null,"N","Energy Storage",{"$nulls":13},0,0,0,0]
["Edwards Sanborn E3     ","64877_G_PV",64877,"G","PV",null,"Solar PV","","WECC_SCE","California",60,"Kern",29,"60029",24,0,2021,9999,null,null,"N","Solar",{"$nulls":13},0,0,0,0]
["Edwards Sanborn E1A","64878_G_BESS",64878,"G","BESS",null,"Energy Storage","","WECC_SCE","California",60,"Kern",29,"60029",72.9,0,2022,9999,null,null,"N","Energy Storage",{"$nulls":13},0,0,0,0]
["Edwards Sanborn E1A","64878_G_PV",64878,"G","PV",null,"Solar PV","","WECC_SCE","California",60,"Kern",29,"60029",130,0,2022,9999,null,null,"N","Solar",{"$nulls":13},0,0,0,0]
["Edwards Sanborn E2","64879_G_BESS",64879,"G","BESS",null,"Energy Storage","","WECC_SCE","California",60,"Kern",29,"60029",66,0,2021,9999,null,null,"N","Energy Storage",{"$nulls":13},0,0,0,0]
["Edwards Sanborn E2","64879_G_PV",64879,"G","PV",null,"Solar PV","","WECC_SCE","California",60,"Kern",29,"60029",118,0,2021,9999,null,null,"N","Solar",{"$nulls":13},0,0,0,0]
["Berlin","6565_G_8A",6565,"G","8A",null,"Combustion Turbine","IC Engine","PJM_EMAC","Maryland",24,"Worcester",47,"24047",2,9905,2020,9999,null,null,"N","Natural Gas",{"$nulls":13},{"v":0.01100000000000001,"d":"0.011"},{"v":0.01100000000000001,"d":"0.011"},{"v":0.01100000000000001,"d":"0.011"},{"v":0.01100000000000001,"d":"0.011"}]
["Highgate Falls","6618_G_5",6618,"G","5",null,"Hydro","","NENGREST","Vermont",50,"Franklin",11,"50011",0.1,0,2012,9999,null,null,"N","Hydro",{"$nulls":13},0,0,0,0]
["Nine Springs","9674_G_GT1",9674,"G","GT1",null,"Combustion Turbine","","MIS_WUMS","Wisconsin",55,"Dane",25,"55025",12.9,9905,1964,9999,null,null,"N","Natural Gas",{"$nulls":13},{"v":0.01100000000000001,"d":"0.011"},{"v":0.01100000000000001,"d":"0.011"},{"v":0.01100000000000001,"d":"0.011"},{"v":0.01100000000000001,"d":"0.011"}]
["Greenleaf 1","10350_G_CTGA",10350,"G","CTGA",null,"Combustion Turbine","","WEC_CALN","California",61,"Sutter",101,"61101",30,9905,2021,9999,null,null,"N","Natural Gas",{"$nulls":13},{"v":0.01100000000000001,"d":"0.011"},{"v":0.01100000000000001,"d":"0.011"},{"v":0.01100000000000001,"d":"0.011"},{"v":0.01100000000000001,"d":"0.011"}]
["Greenleaf 1","10350_G_CTGB",10350,"G","CTGB",null,"Combustion Turbine","","WEC_CALN","California",61,"Sutter",101,"61101",30,9905,2021,9999,null,null,"N","Natural Gas",{"$nulls":13},{"v":0.01100000000000001,"d":"0.011"},{"v":0.01100000000000001,"d":"0.011"},{"v":0.01100000000000001,"d":"0.011"},{"v":0.01100000000000001,"d":"0.011"}]
["Agua Fria","141_G_AFSB1",141,"G","AFSB1",null,"Energy Storage","","WECC_AZ","Arizona",40,"Maricopa",13,"40013",25,0,2021,9999,null,null,"N","Energy Storage",{"$nulls":13},0,0,0,0]
["Dynegy Moss Landing Power Plant Hybrid","260_G_BAT2",260,"G","BAT2",null,"Energy Storage","","WEC_CALN","California",60,"Monterey",53,"60053",100,0,2021,9999,null,null,"N","Energy Storage",{"$nulls":13},0,0,0,0]
["Cameron Wind 1 LLC","59118_G_SABAL",59118,"G","SABAL",null,"Energy Storage","","ERC_REST","Texas",48,"Cameron",61,"48061",24,0,2022,9999,null,null,"N","Energy Storage",{"$nulls":13},0,0,0,0]
["RE Tranquillity","59939_G_BESS2",59939,"G","BESS2",null,"Energy Storage","","WEC_CALN","California",60,"Fresno",19,"60019",35,0,2022,9999,null,null,"N","Energy Storage",{"$nulls":13},0,0,0,0]
["RE Garland","60233_G_BESS2",60233,"G","BESS2",null,"Energy Storage","","WECC_SCE","California",60,"Kern",29,"60029",43,0,2021,9999,null,null,"N","Energy Storage",{"$nulls":13},0,0,0,0]
["Lake Placid Solar Power Plant","62541_G_ES1",62541,"G","ES1",null,"Energy Storage","","FRCC","Florida",12,"Highlands",55,"12055",17.3,0,2021,9999,null,null,"N","Energy Storage",{"$nulls":13},0,0,0,0]
["Sadler Solar","62814_G_SADL",62814,"G","SADL",null,"Solar PV","","PJM_Dom","Virginia",51,"Greensville",81,"51081",100,0,2021,9999,null,null,"N","Solar",{"$nulls":13},0,0,0,0]
["USS Hancock Solar LLC CSG","63167_G_TEST1",63167,"G","TEST1",null,"Solar PV","","MIS_MNWI","Minnesota",27,"Carver",19,"27019",2,0,2022,9999,null,null,"N","Solar",{"$nulls":13},0,0,0,0]
["Rabbitbrush Solar, LLC","64630_G_RBBAT",64630,"G","RBBAT",null,"Energy Storage","","WECC_SCE","California",60,"Kern",29,"60029",20,0,2022,9999,null,null,"N","Energy Storage",{"$nulls":13},0,0,0,0]
["WAL194","64769_G_GEN1",64769,"G","GEN1",null,"Combustion Turbine","IC Engine","ERC_REST","Texas",48,"Harris",201,"48201",0.4,9905,2021,9999,null,null,"N","Natural Gas",{"$nulls":13},{"v":0.01100000000000001,"d":"0.011"},{"v":0.01100000000000001,"d":"0.011"},{"v":0.01100000000000001,"d":"0.011"},{"v":0.01100000000000001,"d":"0.011"}]
["WAL194","64769_G_GEN2",64769,"G","GEN2",null,"Combustion Turbine","IC Engine","ERC_REST","Texas",48,"Harris",201,"48201",0.4,9905,2021,9999,null,null,"N","Natural Gas",{"$nulls":13},{"v":0.01100000000000001,"d":"0.011"},{"v":0.01100000000000001,"d":"0.011"},{"v":0.01100000000000001,"d":"0.011"},{"v":0.01100000000000001,"d":"0.011"}]
["WAL194","64769_G_GEN3",64769,"G","GEN3",null,"Combustion Turbine","IC Engine","ERC_REST","Texas",48,"Harris",201,"48201",0.4,9905,2021,9999,null,null,"N","Natural Gas",{"$nulls":13},{"v":0.01100000000000001,"d":"0.011"},{"v":0.01100000000000001,"d":"0.011"},{"v":0.01100000000000001,"d":"0.011"},{"v":0.01100000000000001,"d":"0.011"}]
["WAL414","64774_G_GEN1",64774,"G","GEN1",null,"Combustion Turbine","IC Engine","ERC_WEST","Texas",48,"Wichita",485,"48485",0.4,9905,2021,9999,null,null,"N","Natural Gas",{"$nulls":13},{"v":0.01100000000000001,"d":"0.011"},{"v":0.01100000000000001,"d":"0.011"},{"v":0.01100000000000001,"d":"0.011"},{"v":0.01100000000000001,"d":"0.011"}]
["WAL414","64774_G_GEN2",64774,"G","GEN2",null,"Combustion Turbine","IC Engine","ERC_WEST","Texas",48,"Wichita",485,"48485",0.4,9905,2021,9999,null,null,"N","Natural Gas",{"$nulls":13},{"v":0.01100000000000001,"d":"0.011"},{"v":0.01100000000000001,"d":"0.011"},{"v":0.01100000000000001,"d":"0.011"},{"v":0.01100000000000001,"d":"0.011"}]
["WAL414","64774_G_GEN3",64774,"G","GEN3",null,"Combustion Turbine","IC Engine","ERC_WEST","Texas",48,"Wichita",485,"48485",0.4,9905,2021,9999,null,null,"N","Natural Gas",{"$nulls":13},{"v":0.01100000000000001,"d":"0.011"},{"v":0.01100000000000001,"d":"0.011"},{"v":0.01100000000000001,"d":"0.011"},{"v":0.01100000000000001,"d":"0.011"}]
["WAL452","64776_G_GEN1",64776,"G","GEN1",null,"Combustion Turbine","IC Engine","ERC_REST","Texas",48,"Hidalgo",215,"48215",0.4,9905,2021,9999,null,null,"N","Natural Gas",{"$nulls":13},{"v":0.01100000000000001,"d":"0.011"},{"v":0.01100000000000001,"d":"0.011"},{"v":0.01100000000000001,"d":"0.011"},{"v":0.01100000000000001,"d":"0.011"}]
["WAL452","64776_G_GEN2",64776,"G","GEN2",null,"Combustion Turbine","IC Engine","ERC_REST","Texas",48,"Hidalgo",215,"48215",0.4,9905,2021,9999,null,null,"N","Natural Gas",{"$nulls":13},{"v":0.01100000000000001,"d":"0.011"},{"v":0.01100000000000001,"d":"0.011"},{"v":0.01100000000000001,"d":"0.011"},{"v":0.01100000000000001,"d":"0.011"}]
["WAL452","64776_G_GEN3",64776,"G","GEN3",null,"Combustion Turbine","IC Engine","ERC_REST","Texas",48,"Hidalgo",215,"48215",0.4,9905,2021,9999,null,null,"N","Natural Gas",{"$nulls":13},{"v":0.01100000000000001,"d":"0.011"},{"v":0.01100000000000001,"d":"0.011"},{"v":0.01100000000000001,"d":"0.011"},{"v":0.01100000000000001,"d":"0.011"}]
["WAL456","64777_G_GEN1",64777,"G","GEN1",null,"Combustion Turbine","IC Engine","ERC_REST","Texas",48,"Cameron",61,"48061",0.4,9905,2021,9999,null,null,"N","Natural Gas",{"$nulls":13},{"v":0.01100000000000001,"d":"0.011"},{"v":0.01100000000000001,"d":"0.011"},{"v":0.01100000000000001,"d":"0.011"},{"v":0.01100000000000001,"d":"0.011"}]
["WAL456","64777_G_GEN2",64777,"G","GEN2",null,"Combustion Turbine","IC Engine","ERC_REST","Texas",48,"Cameron",61,"48061",0.4,9905,2021,9999,null,null,"N","Natural Gas",{"$nulls":13},{"v":0.01100000000000001,"d":"0.011"},{"v":0.01100000000000001,"d":"0.011"},{"v":0.01100000000000001,"d":"0.011"},{"v":0.01100000000000001,"d":"0.011"}]
["WAL456","64777_G_GEN3",64777,"G","GEN3",null,"Combustion Turbine","IC Engine","ERC_REST","Texas",48,"Cameron",61,"48061",0.4,9905,2021,9999,null,null,"N","Natural Gas",{"$nulls":13},{"v":0.01100000000000001,"d":"0.011"},{"v":0.01100000000000001,"d":"0.011"},{"v":0.01100000000000001,"d":"0.011"},{"v":0.01100000000000001,"d":"0.011"}]
["WAL461","64778_G_GEN1",64778,"G","GEN1",null,"Combustion Turbine","IC Engine","ERC_REST","Texas",48,"Maverick",323,"48323",0.4,9905,2021,9999,null,null,"N","Natural Gas",{"$nulls":13},{"v":0.01100000000000001,"d":"0.011"},{"v":0.01100000000000001,"d":"0.011"},{"v":0.01100000000000001,"d":"0.011"},{"v":0.01100000000000001,"d":"0.011"}]
["WAL461","64778_G_GEN2",64778,"G","GEN2",null,"Combustion Turbine","IC Engine","ERC_REST","Texas",48,"Maverick",323,"48323",0.4,9905,2021,9999,null,null,"N","Natural Gas",{"$nulls":13},{"v":0.01100000000000001,"d":"0.011"},{"v":0.01100000000000001,"d":"0.011"},{"v":0.01100000000000001,"d":"0.011"},{"v":0.01100000000000001,"d":"0.011"}]
["WAL461","64778_G_GEN3",64778,"G","GEN3",null,"Combustion Turbine","IC Engine","ERC_REST","Texas",48,"Maverick",323,"48323",0.4,9905,2021,9999,null,null,"N","Natural Gas",{"$nulls":13},{"v":0.01100000000000001,"d":"0.011"},{"v":0.01100000000000001,"d":"0.011"},{"v":0.01100000000000001,"d":"0.011"},{"v":0.01100000000000001,"d":"0.011"}]
["IGS Frankfort 2 CSG","64779_G_FRAN2",64779,"G","FRAN2",null,"Solar PV","","PJM_COMD","Illinois",17,"Cook",31,"17031",2,0,2021,9999,null,null,"N","Solar",{"$nulls":13},0,0,0,0]
["Freehold","64788_G_FRHOL",64788,"G","FRHOL",null,"Solar PV","","NY_Z_F","New York",36,"Greene",39,"36039",2,0,2021,9999,null,null,"N","Solar",{"$nulls":13},0,0,0,0]
["Moraine CSG","64789_G_MORAI",64789,"G","MORAI",null,"Solar PV","","PJM_COMD","Illinois",17,"McLean",113,"17113",2,0,2021,9999,null,null,"N","Solar",{"$nulls":13},0,0,0,0]
["WAL897","64808_G_GEN1",64808,"G","GEN1",null,"Combustion Turbine","IC Engine","ERC_WEST","Texas",48,"Pecos",371,"48371",1.3,9905,2021,9999,null,null,"N","Natural Gas",{"$nulls":13},{"v":0.01100000000000001,"d":"0.011"},{"v":0.01100000000000001,"d":"0.011"},{"v":0.01100000000000001,"d":"0.011"},{"v":0.01100000000000001,"d":"0.011"}]
["WAL1062","64814_G_GEN1",64814,"G","GEN1",null,"Combustion Turbine","IC Engine","ERC_REST","Texas",48,"Harris",201,"48201",0.4,9905,2021,9999,null,null,"N","Natural Gas",{"$nulls":13},{"v":0.01100000000000001,"d":"0.011"},{"v":0.01100000000000001,"d":"0.011"},{"v":0.01100000000000001,"d":"0.011"},{"v":0.01100000000000001,"d":"0.011"}]
["WAL1062","64814_G_GEN2",64814,"G","GEN2",null,"Combustion Turbine","IC Engine","ERC_REST","Texas",48,"Harris",201,"48201",0.4,9905,2021,9999,null,null,"N","Natural Gas",{"$nulls":13},{"v":0.01100000000000001,"d":"0.011"},{"v":0.01100000000000001,"d":"0.011"},{"v":0.01100000000000001,"d":"0.011"},{"v":0.01100000000000001,"d":"0.011"}]
["WAL1062","64814_G_GEN3",64814,"G","GEN3",null,"Combustion Turbine","IC Engine","ERC_REST","Texas",48,"Harris",201,"48201",0.4,9905,2021,9999,null,null,"N","Natural Gas",{"$nulls":13},{"v":0.01100000000000001,"d":"0.011"},{"v":0.01100000000000001,"d":"0.011"},{"v":0.01100000000000001,"d":"0.011"},{"v":0.01100000000000001,"d":"0.011"}]
["Connexus Solar Stanford 1STF","64818_G_C1STF",64818,"G","C1STF",null,"Solar PV","","MIS_MNWI","Minnesota",27,"Anoka",3,"27003",7.3,0,2021,9999,null,null,"N","Solar",{"$nulls":13},0,0,0,0]
["AEC- Santa Rosa Solar","64819_G_AECSR",64819,"G","AECSR",null,"Solar PV","","WECC_SCE","California",60,"Riverside",65,"60065",0.9,0,2021,9999,null,null,"N","Solar",{"$nulls":13},0,0,0,0]
["FELPS 1 - Calaveras","64821_G_FLPS1",64821,"G","FLPS1",null,"Solar PV","","ERC_REST","Texas",48,"Harris",201,"48201",1,0,2021,9999,null,null,"N","Solar",{"$nulls":13},0,0,0,0]
["FELPS 2 - Calaveras   ","64823_G_FLPS2",64823,"G","FLPS2",null,"Solar PV","","ERC_REST","Texas",48,"Wilson",493,"48493",1,0,2021,9999,null,null,"N","Solar",{"$nulls":13},0,0,0,0]
["FELPS 3 - Floresville South     ","64824_G_FLPS3",64824,"G","FLPS3",null,"Solar PV","","ERC_REST","Texas",48,"Wilson",493,"48493",1,0,2021,9999,null,null,"N","Solar",{"$nulls":13},0,0,0,0]
["FELPS 4 - Floresville South","64825_G_FLPS4",64825,"G","FLPS4",null,"Solar PV","","ERC_REST","Texas",48,"Wilson",493,"48493",1,0,2021,9999,null,null,"N","Solar",{"$nulls":13},0,0,0,0]
["FELPS 5- Floresville South","64826_G_FLPS5",64826,"G","FLPS5",null,"Solar PV","","ERC_REST","Texas",48,"Wilson",493,"48493",1,0,2021,9999,null,null,"N","Solar",{"$nulls":13},0,0,0,0]
["FELPS 6- Floresville West","64827_G_FLPS6",64827,"G","FLPS6",null,"Solar PV","","ERC_REST","Texas",48,"Wilson",493,"48493",1,0,2021,9999,null,null,"N","Solar",{"$nulls":13},0,0,0,0]
["FELPS 7- Floresville West","64828_G_FLPS7",64828,"G","FLPS7",null,"Solar PV","","ERC_REST","Texas",48,"Wilson",493,"48493",1,0,2021,9999,null,null,"N","Solar",{"$nulls":13},0,0,0,0]
["WAL1272","64829_G_GEN1",64829,"G","GEN1",null,"Combustion Turbine","IC Engine","ERC_WEST","Texas",48,"Scurry",415,"48415",0.4,9905,2021,9999,null,null,"N","Natural Gas",{"$nulls":13},{"v":0.01100000000000001,"d":"0.011"},{"v":0.01100000000000001,"d":"0.011"},{"v":0.01100000000000001,"d":"0.011"},{"v":0.01100000000000001,"d":"0.011"}]
["WAL1272","64829_G_GEN2",64829,"G","GEN2",null,"Combustion Turbine","IC Engine","ERC_WEST","Texas",48,"Scurry",415,"48415",0.4,9905,2021,9999,null,null,"N","Natural Gas",{"$nulls":13},{"v":0.01100000000000001,"d":"0.011"},{"v":0.01100000000000001,"d":"0.011"},{"v":0.01100000000000001,"d":"0.011"},{"v":0.01100000000000001,"d":"0.011"}]
["WAL1272","64829_G_GEN3",64829,"G","GEN3",null,"Combustion Turbine","IC Engine","ERC_WEST","Texas",48,"Scurry",415,"48415",0.4,9905,2021,9999,null,null,"N","Natural Gas",{"$nulls":13},{"v":0.01100000000000001,"d":"0.011"},{"v":0.01100000000000001,"d":"0.011"},{"v":0.01100000000000001,"d":"0.011"},{"v":0.01100000000000001,"d":"0.011"}]
["Prairie","64846_G_PR000",64846,"G","PR000",null,"Solar PV","","WEC_LADW","California",60,"Los Angeles",37,"60037",1.8,0,2021,9999,null,null,"N","Solar",{"$nulls":13},0,0,0,0]
["Tate & Lyle Lafayette South Plant","64854_G_GTG01",64854,"G","GTG01",null,"Combustion Turbine","","MIS_INKY","Indiana",18,"Tippecanoe",157,"18157",28.6,9905,2021,9999,null,null,"N","Natural Gas",{"$nulls":13},{"v":0.01100000000000001,"d":"0.011"},{"v":0.01100000000000001,"d":"0.011"},{"v":0.01100000000000001,"d":"0.011"},{"v":0.01100000000000001,"d":"0.011"}]
["Tate & Lyle Lafayette South Plant","64854_G_GTG02",64854,"G","GTG02",null,"Combustion Turbine","","MIS_INKY","Indiana",18,"Tippecanoe",157,"18157",28.6,9905,2021,9999,null,null,"N","Natural Gas",{"$nulls":13},{"v":0.01100000000000001,"d":"0.011"},{"v":0.01100000000000001,"d":"0.011"},{"v":0.01100000000000001,"d":"0.011"},{"v":0.01100000000000001,"d":"0.011"}]
["Chaparral Springs","64864_G_CHAPB",64864,"G","CHAPB",null,"Energy Storage","","WECC_SCE","California",60,"Kern",29,"60029",50,0,2022,9999,null,null,"N","Energy Storage",{"$nulls":13},0,0,0,0]
["Keeversville Solar CSG","64868_G_KEEV",64868,"G","KEEV",null,"Solar PV","","PJM_COMD","Illinois",17,"Will",197,"17197",2,0,2021,9999,null,null,"N","Solar",{"$nulls":13},0,0,0,0]
["Pittsburgh Airport Gas Plant","64873_G_GEN1",64873,"G","GEN1",null,"Combustion Turbine","IC Engine","PJM_AP","Pennsylvania",42,"Allegheny",3,"42003",4.4,9905,2021,9999,null,null,"N","Natural Gas",{"$nulls":13},{"v":0.01100000000000001,"d":"0.011"},{"v":0.01100000000000001,"d":"0.011"},{"v":0.01100000000000001,"d":"0.011"},{"v":0.01100000000000001,"d":"0.011"}]
["Pittsburgh Airport Gas Plant","64873_G_GEN2",64873,"G","GEN2",null,"Combustion Turbine","IC Engine","PJM_AP","Pennsylvania",42,"Allegheny",3,"42003",4.4,9905,2021,9999,null,null,"N","Natural Gas",{"$nulls":13},{"v":0.01100000000000001,"d":"0.011"},{"v":0.01100000000000001,"d":"0.011"},{"v":0.01100000000000001,"d":"0.011"},{"v":0.01100000000000001,"d":"0.011"}]
["Pittsburgh Airport Gas Plant","64873_G_GEN3",64873,"G","GEN3",null,"Combustion Turbine","IC Engine","PJM_AP","Pennsylvania",42,"Allegheny",3,"42003",4.4,9905,2021,9999,null,null,"N","Natural Gas",{"$nulls":13},{"v":0.01100000000000001,"d":"0.011"},{"v":0.01100000000000001,"d":"0.011"},{"v":0.01100000000000001,"d":"0.011"},{"v":0.01100000000000001,"d":"0.011"}]
["Pittsburgh Airport Gas Plant","64873_G_GEN4",64873,"G","GEN4",null,"Combustion Turbine","IC Engine","PJM_AP","Pennsylvania",42,"Allegheny",3,"42003",4.4,9905,2021,9999,null,null,"N","Natural Gas",{"$nulls":13},{"v":0.01100000000000001,"d":"0.011"},{"v":0.01100000000000001,"d":"0.011"},{"v":0.01100000000000001,"d":"0.011"},{"v":0.01100000000000001,"d":"0.011"}]
["Pittsburgh Airport Gas Plant","64873_G_GEN5",64873,"G","GEN5",null,"Combustion Turbine","IC Engine","PJM_AP","Pennsylvania",42,"Allegheny",3,"42003",4.4,9905,2021,9999,null,null,"N","Natural Gas",{"$nulls":13},{"v":0.01100000000000001,"d":"0.011"},{"v":0.01100000000000001,"d":"0.011"},{"v":0.01100000000000001,"d":"0.011"},{"v":0.01100000000000001,"d":"0.011"}]
["PG Solar 1","64874_G_SGEN1",64874,"G","SGEN1",null,"Solar PV","","PJM_AP","Pennsylvania",42,"Allegheny",3,"42003",3,0,2021,9999,null,null,"N","Solar",{"$nulls":13},0,0,0,0]
["Venture 1 - 1A CSG","64880_G_75020",64880,"G","75020",null,"Solar PV","","WECC_CO","Colorado",80,"Adams",1,"80001",1.5,0,2021,9999,null,null,"N","Solar",{"$nulls":13},0,0,0,0]
["NMSU Solar and Storage","64881_G_NMSUB",64881,"G","NMSUB",null,"Energy Storage","","WECC_NM","New Mexico",35,"Dona Ana",13,"35013",1,0,2021,9999,null,null,"N","Energy Storage",{"$nulls":13},0,0,0,0]
["NMSU Solar and Storage","64881_G_NMSUF",64881,"G","NMSUF",null,"Solar PV","","WECC_NM","New Mexico",35,"Dona Ana",13,"35013",3,0,2021,9999,null,null,"N","Solar",{"$nulls":13},0,0,0,0]
["Woodfin Solar","64882_G_PV1",64882,"G","PV1",null,"Solar PV","","S_VACA","North Carolina",37,"Buncombe",21,"37021",5,0,2022,9999,null,null,"N","Solar",{"$nulls":13},0,0,0,0]
["WAL1455","64883_G_GEN1",64883,"G","GEN1",null,"Combustion Turbine","IC Engine","ERC_REST","Texas",48,"Tarrant",439,"48439",0.4,9905,2021,9999,null,null,"N","Natural Gas",{"$nulls":13},{"v":0.01100000000000001,"d":"0.011"},{"v":0.01100000000000001,"d":"0.011"},{"v":0.01100000000000001,"d":"0.011"},{"v":0.01100000000000001,"d":"0.011"}]
["WAL1455","64883_G_GEN2",64883,"G","GEN2",null,"Combustion Turbine","IC Engine","ERC_REST","Texas",48,"Tarrant",439,"48439",0.4,9905,2021,9999,null,null,"N","Natural Gas",{"$nulls":13},{"v":0.01100000000000001,"d":"0.011"},{"v":0.01100000000000001,"d":"0.011"},{"v":0.01100000000000001,"d":"0.011"},{"v":0.01100000000000001,"d":"0.011"}]
["WAL1455","64883_G_GEN3",64883,"G","GEN3",null,"Combustion Turbine","IC Engine","ERC_REST","Texas",48,"Tarrant",439,"48439",0.4,9905,2021,9999,null,null,"N","Natural Gas",{"$nulls":13},{"v":0.01100000000000001,"d":"0.011"},{"v":0.01100000000000001,"d":"0.011"},{"v":0.01100000000000001,"d":"0.011"},{"v":0.01100000000000001,"d":"0.011"}]
["WAL1801","64884_G_GEN1",64884,"G","GEN1",null,"Combustion Turbine","IC Engine","ERC_REST","Texas",48,"Tarrant",439,"48439",0.4,9905,2022,9999,null,null,"N","Natural Gas",{"$nulls":13},{"v":0.01100000000000001,"d":"0.011"},{"v":0.01100000000000001,"d":"0.011"},{"v":0.01100000000000001,"d":"0.011"},{"v":0.01100000000000001,"d":"0.011"}]
["WAL1801","64884_G_GEN2",64884,"G","GEN2",null,"Combustion Turbine","IC Engine","ERC_REST","Texas",48,"Tarrant",439,"48439",0.4,9905,2022,9999,null,null,"N","Natural Gas",{"$nulls":13},{"v":0.01100000000000001,"d":"0.011"},{"v":0.01100000000000001,"d":"0.011"},{"v":0.01100000000000001,"d":"0.011"},{"v":0.01100000000000001,"d":"0.011"}]
["WAL1801","64884_G_GEN3",64884,"G","GEN3",null,"Combustion Turbine","IC Engine","ERC_REST","Texas",48,"Tarrant",439,"48439",0.4,9905,2022,9999,null,null,"N","Natural Gas",{"$nulls":13},{"v":0.01100000000000001,"d":"0.011"},{"v":0.01100000000000001,"d":"0.011"},{"v":0.01100000000000001,"d":"0.011"},{"v":0.01100000000000001,"d":"0.011"}]
["WAL2257","64885_G_GEN1",64885,"G","GEN1",null,"Combustion Turbine","IC Engine","ERC_REST","Texas",48,"Harris",201,"48201",0.4,9905,2021,9999,null,null,"N","Natural Gas",{"$nulls":13},{"v":0.01100000000000001,"d":"0.011"},{"v":0.01100000000000001,"d":"0.011"},{"v":0.01100000000000001,"d":"0.011"},{"v":0.01100000000000001,"d":"0.011"}]
["WAL2257","64885_G_GEN2",64885,"G","GEN2",null,"Combustion Turbine","IC Engine","ERC_REST","Texas",48,"Harris",201,"48201",0.4,9905,2021,9999,null,null,"N","Natural Gas",{"$nulls":13},{"v":0.01100000000000001,"d":"0.011"},{"v":0.01100000000000001,"d":"0.011"},{"v":0.01100000000000001,"d":"0.011"},{"v":0.01100000000000001,"d":"0.011"}]
["WAL2257","64885_G_GEN3",64885,"G","GEN3",null,"Combustion Turbine","IC Engine","ERC_REST","Texas",48,"Harris",201,"48201",0.4,9905,2021,9999,null,null,"N","Natural Gas",{"$nulls":13},{"v":0.01100000000000001,"d":"0.011"},{"v":0.01100000000000001,"d":"0.011"},{"v":0.01100000000000001,"d":"0.011"},{"v":0.01100000000000001,"d":"0.011"}]
["WAL2439","64886_G_GEN1",64886,"G","GEN1",null,"Combustion Turbine","IC Engine","ERC_REST","Texas",48,"Chambers",71,"48071",0.4,9905,2021,9999,null,null,"N","Natural Gas",{"$nulls":13},{"v":0.01100000000000001,"d":"0.011"},{"v":0.01100000000000001,"d":"0.011"},{"v":0.01100000000000001,"d":"0.011"},{"v":0.01100000000000001,"d":"0.011"}]
["WAL2439","64886_G_GEN2",64886,"G","GEN2",null,"Combustion Turbine","IC Engine","ERC_REST","Texas",48,"Chambers",71,"48071",0.4,9905,2021,9999,null,null,"N","Natural Gas",{"$nulls":13},{"v":0.01100000000000001,"d":"0.011"},{"v":0.01100000000000001,"d":"0.011"},{"v":0.01100000000000001,"d":"0.011"},{"v":0.01100000000000001,"d":"0.011"}]
["WAL2439","64886_G_GEN3",64886,"G","GEN3",null,"Combustion Turbine","IC Engine","ERC_REST","Texas",48,"Chambers",71,"48071",0.4,9905,2021,9999,null,null,"N","Natural Gas",{"$nulls":13},{"v":0.01100000000000001,"d":"0.011"},{"v":0.01100000000000001,"d":"0.011"},{"v":0.01100000000000001,"d":"0.011"},{"v":0.01100000000000001,"d":"0.011"}]
["WAL2667","64887_G_GEN1",64887,"G","GEN1",null,"Combustion Turbine","IC Engine","ERC_REST","Texas",48,"Dallas",113,"48113",0.4,9905,2021,9999,null,null,"N","Natural Gas",{"$nulls":13},{"v":0.01100000000000001,"d":"0.011"},{"v":0.01100000000000001,"d":"0.011"},{"v":0.01100000000000001,"d":"0.011"},{"v":0.01100000000000001,"d":"0.011"}]
["WAL2667","64887_G_GEN2",64887,"G","GEN2",null,"Combustion Turbine","IC Engine","ERC_REST","Texas",48,"Dallas",113,"48113",0.4,9905,2021,9999,null,null,"N","Natural Gas",{"$nulls":13},{"v":0.01100000000000001,"d":"0.011"},{"v":0.01100000000000001,"d":"0.011"},{"v":0.01100000000000001,"d":"0.011"},{"v":0.01100000000000001,"d":"0.011"}]
["WAL2667","64887_G_GEN3",64887,"G","GEN3",null,"Combustion Turbine","IC Engine","ERC_REST","Texas",48,"Dallas",113,"48113",0.4,9905,2021,9999,null,null,"N","Natural Gas",{"$nulls":13},{"v":0.01100000000000001,"d":"0.011"},{"v":0.01100000000000001,"d":"0.011"},{"v":0.01100000000000001,"d":"0.011"},{"v":0.01100000000000001,"d":"0.011"}]
["WAL2724","64888_G_GEN1",64888,"G","GEN1",null,"Combustion Turbine","IC Engine","ERC_REST","Texas",48,"Harris",201,"48201",0.4,9905,2020,9999,null,null,"N","Natural Gas",{"$nulls":13},{"v":0.01100000000000001,"d":"0.011"},{"v":0.01100000000000001,"d":"0.011"},{"v":0.01100000000000001,"d":"0.011"},{"v":0.01100000000000001,"d":"0.011"}]
["WAL2724","64888_G_GEN2",64888,"G","GEN2",null,"Combustion Turbine","IC Engine","ERC_REST","Texas",48,"Harris",201,"48201",0.4,9905,2020,9999,null,null,"N","Natural Gas",{"$nulls":13},{"v":0.01100000000000001,"d":"0.011"},{"v":0.01100000000000001,"d":"0.011"},{"v":0.01100000000000001,"d":"0.011"},{"v":0.01100000000000001,"d":"0.011"}]
["WAL2724","64888_G_GEN3",64888,"G","GEN3",null,"Combustion Turbine","IC Engine","ERC_REST","Texas",48,"Harris",201,"48201",0.4,9905,2020,9999,null,null,"N","Natural Gas",{"$nulls":13},{"v":0.01100000000000001,"d":"0.011"},{"v":0.01100000000000001,"d":"0.011"},{"v":0.01100000000000001,"d":"0.011"},{"v":0.01100000000000001,"d":"0.011"}]
["WAL2883","64889_G_GEN1",64889,"G","GEN1",null,"Combustion Turbine","IC Engine","ERC_REST","Texas",48,"Collin",85,"48085",0.4,9905,2021,9999,null,null,"N","Natural Gas",{"$nulls":13},{"v":0.01100000000000001,"d":"0.011"},{"v":0.01100000000000001,"d":"0.011"},{"v":0.01100000000000001,"d":"0.011"},{"v":0.01100000000000001,"d":"0.011"}]
["WAL2883","64889_G_GEN2",64889,"G","GEN2",null,"Combustion Turbine","IC Engine","ERC_REST","Texas",48,"Collin",85,"48085",0.4,9905,2021,9999,null,null,"N","Natural Gas",{"$nulls":13},{"v":0.01100000000000001,"d":"0.011"},{"v":0.01100000000000001,"d":"0.011"},{"v":0.01100000000000001,"d":"0.011"},{"v":0.01100000000000001,"d":"0.011"}]
["WAL2883","64889_G_GEN3",64889,"G","GEN3",null,"Combustion Turbine","IC Engine","ERC_REST","Texas",48,"Collin",85,"48085",0.4,9905,2021,9999,null,null,"N","Natural Gas",{"$nulls":13},{"v":0.01100000000000001,"d":"0.011"},{"v":0.01100000000000001,"d":"0.011"},{"v":0.01100000000000001,"d":"0.011"},{"v":0.01100000000000001,"d":"0.011"}]
["WAL2980","64890_G_GEN1",64890,"G","GEN1",null,"Combustion Turbine","IC Engine","ERC_REST","Texas",48,"Tarrant",439,"48439",0.4,9905,2021,9999,null,null,"N","Natural Gas",{"$nulls":13},{"v":0.01100000000000001,"d":"0.011"},{"v":0.01100000000000001,"d":"0.011"},{"v":0.01100000000000001,"d":"0.011"},{"v":0.01100000000000001,"d":"0.011"}]
["WAL2980","64890_G_GEN2",64890,"G","GEN2",null,"Combustion Turbine","IC Engine","ERC_REST","Texas",48,"Tarrant",439,"48439",0.4,9905,2021,9999,null,null,"N","Natural Gas",{"$nulls":13},{"v":0.01100000000000001,"d":"0.011"},{"v":0.01100000000000001,"d":"0.011"},{"v":0.01100000000000001,"d":"0.011"},{"v":0.01100000000000001,"d":"0.011"}]
["WAL2980","64890_G_GEN3",64890,"G","GEN3",null,"Combustion Turbine","IC Engine","ERC_REST","Texas",48,"Tarrant",439,"48439",0.4,9905,2021,9999,null,null,"N","Natural Gas",{"$nulls":13},{"v":0.01100000000000001,"d":"0.011"},{"v":0.01100000000000001,"d":"0.011"},{"v":0.01100000000000001,"d":"0.011"},{"v":0.01100000000000001,"d":"0.011"}]
["WAL2993","64891_G_GEN1",64891,"G","GEN1",null,"Combustion Turbine","IC Engine","ERC_REST","Texas",48,"Fort Bend",157,"48157",0.4,9905,2021,9999,null,null,"N","Natural Gas",{"$nulls":13},{"v":0.01100000000000001,"d":"0.011"},{"v":0.01100000000000001,"d":"0.011"},{"v":0.01100000000000001,"d":"0.011"},{"v":0.01100000000000001,"d":"0.011"}]
["WAL2993","64891_G_GEN2",64891,"G","GEN2",null,"Combustion Turbine","IC Engine","ERC_REST","Texas",48,"Fort Bend",157,"48157",0.4,9905,2021,9999,null,null,"N","Natural Gas",{"$nulls":13},{"v":0.01100000000000001,"d":"0.011"},{"v":0.01100000000000001,"d":"0.011"},{"v":0.01100000000000001,"d":"0.011"},{"v":0.01100000000000001,"d":"0.011"}]
["TPE Erath Solar, LLC","64892_G_ERATH",64892,"G","ERATH",null,"Solar PV","","ERC_REST","Texas",48,"Erath",143,"48143",9.9,0,2021,9999,null,null,"N","Solar",{"$nulls":13},0,0,0,0]
["WAL3224","64893_G_GEN1",64893,"G","GEN1",null,"Combustion Turbine","IC Engine","ERC_REST","Texas",48,"Dallas",113,"48113",0.4,9905,2022,9999,null,null,"N","Natural Gas",{"$nulls":13},{"v":0.01100000000000001,"d":"0.011"},{"v":0.01100000000000001,"d":"0.011"},{"v":0.01100000000000001,"d":"0.011"},{"v":0.01100000000000001,"d":"0.011"}]
["WAL3224","64893_G_GEN2",64893,"G","GEN2",null,"Combustion Turbine","IC Engine","ERC_REST","Texas",48,"Dallas",113,"48113",0.4,9905,2022,9999,null,null,"N","Natural Gas",{"$nulls":13},{"v":0.01100000000000001,"d":"0.011"},{"v":0.01100000000000001,"d":"0.011"},{"v":0.01100000000000001,"d":"0.011"},{"v":0.01100000000000001,"d":"0.011"}]
["WAL3224","64893_G_GEN3",64893,"G","GEN3",null,"Combustion Turbine","IC Engine","ERC_REST","Texas",48,"Dallas",113,"48113",0.4,9905,2022,9999,null,null,"N","Natural Gas",{"$nulls":13},{"v":0.01100000000000001,"d":"0.011"},{"v":0.01100000000000001,"d":"0.011"},{"v":0.01100000000000001,"d":"0.011"},{"v":0.01100000000000001,"d":"0.011"}]
["WAL3226","64895_G_GEN1",64895,"G","GEN1",null,"Combustion Turbine","IC Engine","ERC_REST","Texas",48,"Fort Bend",157,"48157",0.4,9905,2019,9999,null,null,"N","Natural Gas",{"$nulls":13},{"v":0.01100000000000001,"d":"0.011"},{"v":0.01100000000000001,"d":"0.011"},{"v":0.01100000000000001,"d":"0.011"},{"v":0.01100000000000001,"d":"0.011"}]
["WAL3226","64895_G_GEN2",64895,"G","GEN2",null,"Combustion Turbine","IC Engine","ERC_REST","Texas",48,"Fort Bend",157,"48157",0.4,9905,2019,9999,null,null,"N","Natural Gas",{"$nulls":13},{"v":0.01100000000000001,"d":"0.011"},{"v":0.01100000000000001,"d":"0.011"},{"v":0.01100000000000001,"d":"0.011"},{"v":0.01100000000000001,"d":"0.011"}]
["WAL3226","64895_G_GEN3",64895,"G","GEN3",null,"Combustion Turbine","IC Engine","ERC_REST","Texas",48,"Fort Bend",157,"48157",0.4,9905,2019,9999,null,null,"N","Natural Gas",{"$nulls":13},{"v":0.01100000000000001,"d":"0.011"},{"v":0.01100000000000001,"d":"0.011"},{"v":0.01100000000000001,"d":"0.011"},{"v":0.01100000000000001,"d":"0.011"}]
["WAL3284","64896_G_GEN1",64896,"G","GEN1",null,"Combustion Turbine","IC Engine","ERC_REST","Texas",48,"Tarrant",439,"48439",0.4,9905,2021,9999,null,null,"N","Natural Gas",{"$nulls":13},{"v":0.01100000000000001,"d":"0.011"},{"v":0.01100000000000001,"d":"0.011"},{"v":0.01100000000000001,"d":"0.011"},{"v":0.01100000000000001,"d":"0.011"}]
["WAL3284","64896_G_GEN2",64896,"G","GEN2",null,"Combustion Turbine","IC Engine","ERC_REST","Texas",48,"Tarrant",439,"48439",0.4,9905,2021,9999,null,null,"N","Natural Gas",{"$nulls":13},{"v":0.01100000000000001,"d":"0.011"},{"v":0.01100000000000001,"d":"0.011"},{"v":0.01100000000000001,"d":"0.011"},{"v":0.01100000000000001,"d":"0.011"}]
["WAL3284","64896_G_GEN3",64896,"G","GEN3",null,"Combustion Turbine","IC Engine","ERC_REST","Texas",48,"Tarrant",439,"48439",0.4,9905,2021,9999,null,null,"N","Natural Gas",{"$nulls":13},{"v":0.01100000000000001,"d":"0.011"},{"v":0.01100000000000001,"d":"0.011"},{"v":0.01100000000000001,"d":"0.011"},{"v":0.01100000000000001,"d":"0.011"}]
["WAL3285","64897_G_GEN1",64897,"G","GEN1",null,"Combustion Turbine","IC Engine","ERC_REST","Texas",48,"Dallas",113,"48113",0.4,9905,2021,9999,null,null,"N","Natural Gas",{"$nulls":13},{"v":0.01100000000000001,"d":"0.011"},{"v":0.01100000000000001,"d":"0.011"},{"v":0.01100000000000001,"d":"0.011"},{"v":0.01100000000000001,"d":"0.011"}]
["WAL3285","64897_G_GEN2",64897,"G","GEN2",null,"Combustion Turbine","IC Engine","ERC_REST","Texas",48,"Dallas",113,"48113",0.4,9905,2021,9999,null,null,"N","Natural Gas",{"$nulls":13},{"v":0.01100000000000001,"d":"0.011"},{"v":0.01100000000000001,"d":"0.011"},{"v":0.01100000000000001,"d":"0.011"},{"v":0.01100000000000001,"d":"0.011"}]
["WAL3285","64897_G_GEN3",64897,"G","GEN3",null,"Combustion Turbine","IC Engine","ERC_REST","Texas",48,"Dallas",113,"48113",0.4,9905,2021,9999,null,null,"N","Natural Gas",{"$nulls":13},{"v":0.01100000000000001,"d":"0.011"},{"v":0.01100000000000001,"d":"0.011"},{"v":0.01100000000000001,"d":"0.011"},{"v":0.01100000000000001,"d":"0.011"}]
["WAL3297","64898_G_GEN1",64898,"G","GEN1",null,"Combustion Turbine","IC Engine","ERC_REST","Texas",48,"Harris",201,"48201",0.4,9905,2020,9999,null,null,"N","Natural Gas",{"$nulls":13},{"v":0.01100000000000001,"d":"0.011"},{"v":0.01100000000000001,"d":"0.011"},{"v":0.01100000000000001,"d":"0.011"},{"v":0.01100000000000001,"d":"0.011"}]
["WAL3297","64898_G_GEN2",64898,"G","GEN2",null,"Combustion Turbine","IC Engine","ERC_REST","Texas",48,"Harris",201,"48201",0.4,9905,2020,9999,null,null,"N","Natural Gas",{"$nulls":13},{"v":0.01100000000000001,"d":"0.011"},{"v":0.01100000000000001,"d":"0.011"},{"v":0.01100000000000001,"d":"0.011"},{"v":0.01100000000000001,"d":"0.011"}]
["WAL3297","64898_G_GEN3",64898,"G","GEN3",null,"Combustion Turbine","IC Engine","ERC_REST","Texas",48,"Harris",201,"48201",0.4,9905,2020,9999,null,null,"N","Natural Gas",{"$nulls":13},{"v":0.01100000000000001,"d":"0.011"},{"v":0.01100000000000001,"d":"0.011"},{"v":0.01100000000000001,"d":"0.011"},{"v":0.01100000000000001,"d":"0.011"}]
["WAL3298","64899_G_GEN1",64899,"G","GEN1",null,"Combustion Turbine","IC Engine","ERC_REST","Texas",48,"Galveston",167,"48167",0.4,9905,2020,9999,null,null,"N","Natural Gas",{"$nulls":13},{"v":0.01100000000000001,"d":"0.011"},{"v":0.01100000000000001,"d":"0.011"},{"v":0.01100000000000001,"d":"0.011"},{"v":0.01100000000000001,"d":"0.011"}]
["WAL3298","64899_G_GEN2",64899,"G","GEN2",null,"Combustion Turbine","IC Engine","ERC_REST","Texas",48,"Galveston",167,"48167",0.4,9905,2020,9999,null,null,"N","Natural Gas",{"$nulls":13},{"v":0.01100000000000001,"d":"0.011"},{"v":0.01100000000000001,"d":"0.011"},{"v":0.01100000000000001,"d":"0.011"},{"v":0.01100000000000001,"d":"0.011"}]
["WAL3298","64899_G_GEN3",64899,"G","GEN3",null,"Combustion Turbine","IC Engine","ERC_REST","Texas",48,"Galveston",167,"48167",0.4,9905,2020,9999,null,null,"N","Natural Gas",{"$nulls":13},{"v":0.01100000000000001,"d":"0.011"},{"v":0.01100000000000001,"d":"0.011"},{"v":0.01100000000000001,"d":"0.011"},{"v":0.01100000000000001,"d":"0.011"}]
["WAL3302","64900_G_GEN1",64900,"G","GEN1",null,"Combustion Turbine","IC Engine","ERC_REST","Texas",48,"Harris",201,"48201",0.4,9905,2021,9999,null,null,"N","Natural Gas",{"$nulls":13},{"v":0.01100000000000001,"d":"0.011"},{"v":0.01100000000000001,"d":"0.011"},{"v":0.01100000000000001,"d":"0.011"},{"v":0.01100000000000001,"d":"0.011"}]
["WAL3302","64900_G_GEN2",64900,"G","GEN2",null,"Combustion Turbine","IC Engine","ERC_REST","Texas",48,"Harris",201,"48201",0.4,9905,2021,9999,null,null,"N","Natural Gas",{"$nulls":13},{"v":0.01100000000000001,"d":"0.011"},{"v":0.01100000000000001,"d":"0.011"},{"v":0.01100000000000001,"d":"0.011"},{"v":0.01100000000000001,"d":"0.011"}]
["WAL3302","64900_G_GEN3",64900,"G","GEN3",null,"Combustion Turbine","IC Engine","ERC_REST","Texas",48,"Harris",201,"48201",0.4,9905,2021,9999,null,null,"N","Natural Gas",{"$nulls":13},{"v":0.01100000000000001,"d":"0.011"},{"v":0.01100000000000001,"d":"0.011"},{"v":0.01100000000000001,"d":"0.011"},{"v":0.01100000000000001,"d":"0.011"}]
["WAL3320","64901_G_GEN1",64901,"G","GEN1",null,"Combustion Turbine","IC Engine","ERC_REST","Texas",48,"Hidalgo",215,"48215",0.4,9905,2021,9999,null,null,"N","Natural Gas",{"$nulls":13},{"v":0.01100000000000001,"d":"0.011"},{"v":0.01100000000000001,"d":"0.011"},{"v":0.01100000000000001,"d":"0.011"},{"v":0.01100000000000001,"d":"0.011"}]
["WAL3320","64901_G_GEN2",64901,"G","GEN2",null,"Combustion Turbine","IC Engine","ERC_REST","Texas",48,"Hidalgo",215,"48215",0.4,9905,2021,9999,null,null,"N","Natural Gas",{"$nulls":13},{"v":0.01100000000000001,"d":"0.011"},{"v":0.01100000000000001,"d":"0.011"},{"v":0.01100000000000001,"d":"0.011"},{"v":0.01100000000000001,"d":"0.011"}]
["WAL3320","64901_G_GEN3",64901,"G","GEN3",null,"Combustion Turbine","IC Engine","ERC_REST","Texas",48,"Hidalgo",215,"48215",0.4,9905,2021,9999,null,null,"N","Natural Gas",{"$nulls":13},{"v":0.01100000000000001,"d":"0.011"},{"v":0.01100000000000001,"d":"0.011"},{"v":0.01100000000000001,"d":"0.011"},{"v":0.01100000000000001,"d":"0.011"}]
["WAL3390","64902_G_GEN1",64902,"G","GEN1",null,"Combustion Turbine","IC Engine","MIS_WOTA","Texas",48,"Montgomery",339,"48339",0.4,9905,2020,9999,null,null,"N","Natural Gas",{"$nulls":13},{"v":0.01100000000000001,"d":"0.011"},{"v":0.01100000000000001,"d":"0.011"},{"v":0.01100000000000001,"d":"0.011"},{"v":0.01100000000000001,"d":"0.011"}]
["WAL3390","64902_G_GEN2",64902,"G","GEN2",null,"Combustion Turbine","IC Engine","MIS_WOTA","Texas",48,"Montgomery",339,"48339",0.4,9905,2020,9999,null,null,"N","Natural Gas",{"$nulls":13},{"v":0.01100000000000001,"d":"0.011"},{"v":0.01100000000000001,"d":"0.011"},{"v":0.01100000000000001,"d":"0.011"},{"v":0.01100000000000001,"d":"0.011"}]
["WAL3390","64902_G_GEN3",64902,"G","GEN3",null,"Combustion Turbine","IC Engine","MIS_WOTA","Texas",48,"Montgomery",339,"48339",0.4,9905,2020,9999,null,null,"N","Natural Gas",{"$nulls":13},{"v":0.01100000000000001,"d":"0.011"},{"v":0.01100000000000001,"d":"0.011"},{"v":0.01100000000000001,"d":"0.011"},{"v":0.01100000000000001,"d":"0.011"}]
["Cuba 2.5ac, LLC","64903_G_SOLAR",64903,"G","SOLAR",null,"Solar PV","","WECC_NM","New Mexico",35,"Sandoval",43,"35043",2.5,0,2021,9999,null,null,"N","Solar",{"$nulls":13},0,0,0,0]
["Elliot Solar LLC","64904_G_1",64904,"G","1",null,"Solar PV","","MIS_INKY","Indiana",18,"Gibson",51,"18051",200,0,2023,9999,null,null,"N","Solar",{"$nulls":13},0,0,0,0]
["Mt. Morris Solar CSG","64905_G_MTMIL",64905,"G","MTMIL",null,"Solar PV","","PJM_COMD","Illinois",17,"Ogle",141,"17141",2,0,2020,9999,null,null,"N","Solar",{"$nulls":13},0,0,0,0]
["Hazel","64906_G_512",64906,"G","512",null,"Solar PV","","MIS_MNWI","Minnesota",27,"Fillmore",45,"27045",3,0,2022,9999,null,null,"N","Solar",{"$nulls":13},0,0,0,0]
["Fountain","64907_G_511",64907,"G","511",null,"Solar PV","","MIS_MNWI","Minnesota",27,"Fillmore",45,"27045",3,0,2022,9999,null,null,"N","Solar",{"$nulls":13},0,0,0,0]
["Scarlet Solar (CA)","64908_G_GEN02",64908,"G","GEN02",null,"Energy Storage","","WEC_CALN","California",60,"Fresno",19,"60019",40,0,2022,9999,null,null,"N","Energy Storage",{"$nulls":13},0,0,0,0]
["Luciana","64909_G_TSC",64909,"G","TSC",null,"Solar PV","","WECC_SCE","California",61,"Tulare",107,"61107",55.8,0,2022,9999,null,null,"N","Solar",{"$nulls":13},0,0,0,0]
["Brighter Future Solar","64910_G_BFSNC",64910,"G","BFSNC",null,"Solar PV","","S_VACA","North Carolina",37,"Caldwell",27,"37027",11,0,2021,9999,null,null,"N","Solar",{"$nulls":13},0,0,0,0]
["South Ripley Solar","64911_G_CSRB1",64911,"G","CSRB1",null,"Energy Storage","","NY_Z_A","New York",36,"Chautauqua",13,"36013",20,0,2024,9999,null,null,"N","Energy Storage",{"$nulls":13},0,0,0,0]
["South Ripley Solar","64911_G_CSRS1",64911,"G","CSRS1",null,"Solar PV","","NY_Z_A","New York",36,"Chautauqua",13,"36013",270,0,2024,9999,null,null,"N","Solar",{"$nulls":13},0,0,0,0]
["Sandy Creek Solar","64913_G_GEN1",64913,"G","GEN1",null,"Solar PV","","NY_Z_C&E","New York",36,"Jefferson",45,"36045",20,0,2024,9999,null,null,"N","Solar",{"$nulls":13},0,0,0,0]
["Trona Solar III","64914_G_71466",64914,"G","71466",null,"Solar PV","","WECC_SCE","California",60,"Inyo",27,"60027",2,0,2022,9999,null,null,"N","Solar",{"$nulls":13},0,0,0,0]
["Flower Valley I","64915_G_FLRV1",64915,"G","FLRV1",null,"Energy Storage","","ERC_WEST","Texas",48,"Reeves",389,"48389",9.9,0,2021,9999,null,null,"N","Energy Storage",{"$nulls":13},0,0,0,0]
["Swoose I","64916_G_SWOO1",64916,"G","SWOO1",null,"Energy Storage","","ERC_WEST","Texas",48,"Ward",475,"48475",9.9,0,2021,9999,null,null,"N","Energy Storage",{"$nulls":13},0,0,0,0]
["Triple Butte I","64917_G_TRBT1",64917,"G","TRBT1",null,"Energy Storage","","ERC_WEST","Texas",48,"Pecos",371,"48371",7.5,0,2021,9999,null,null,"N","Energy Storage",{"$nulls":13},0,0,0,0]
["NorthropGrummanSolar(Rolling Meadows,IL)","64918_G_NGCIL",64918,"G","NGCIL",null,"Solar PV","","PJM_COMD","Illinois",17,"Cook",31,"17031",1.1,0,2020,9999,null,null,"N","Solar",{"$nulls":13},0,0,0,0]
["FedEx Chicago Solar Facility","64919_G_FDXIL",64919,"G","FDXIL",null,"Solar PV","","PJM_COMD","Illinois",17,"Cook",31,"17031",1.5,0,2020,9999,null,null,"N","Solar",{"$nulls":13},0,0,0,0]
["GE-Hitachi Solar - Morris, IL","64920_G_GEHIL",64920,"G","GEHIL",null,"Solar PV","","PJM_COMD","Illinois",17,"Grundy",63,"17063",0.9,0,2020,9999,null,null,"N","Solar",{"$nulls":13},0,0,0,0]
["Santa Ana Storage 2","64921_G_SAP2",64921,"G","SAP2",null,"Energy Storage","","WECC_SCE","California",60,"Orange",59,"60059",20,0,2022,9999,null,null,"N","Energy Storage",{"$nulls":13},0,0,0,0]
["WAL3406","64922_G_GEN1",64922,"G","GEN1",null,"Combustion Turbine","IC Engine","ERC_REST","Texas",48,"Dallas",113,"48113",0.4,9905,2022,9999,null,null,"N","Natural Gas",{"$nulls":13},{"v":0.01100000000000001,"d":"0.011"},{"v":0.01100000000000001,"d":"0.011"},{"v":0.01100000000000001,"d":"0.011"},{"v":0.01100000000000001,"d":"0.011"}]
["WAL3406","64922_G_GEN2",64922,"G","GEN2",null,"Combustion Turbine","IC Engine","ERC_REST","Texas",48,"Dallas",113,"48113",0.4,9905,2022,9999,null,null,"N","Natural Gas",{"$nulls":13},{"v":0.01100000000000001,"d":"0.011"},{"v":0.01100000000000001,"d":"0.011"},{"v":0.01100000000000001,"d":"0.011"},{"v":0.01100000000000001,"d":"0.011"}]
["WAL3406","64922_G_GEN3",64922,"G","GEN3",null,"Combustion Turbine","IC Engine","ERC_REST","Texas",48,"Dallas",113,"48113",0.4,9905,2022,9999,null,null,"N","Natural Gas",{"$nulls":13},{"v":0.01100000000000001,"d":"0.011"},{"v":0.01100000000000001,"d":"0.011"},{"v":0.01100000000000001,"d":"0.011"},{"v":0.01100000000000001,"d":"0.011"}]
["WAL3425","64923_G_GEN1",64923,"G","GEN1",null,"Combustion Turbine","IC Engine","ERC_REST","Texas",48,"Harris",201,"48201",0.4,9905,2021,9999,null,null,"N","Natural Gas",{"$nulls":13},{"v":0.01100000000000001,"d":"0.011"},{"v":0.01100000000000001,"d":"0.011"},{"v":0.01100000000000001,"d":"0.011"},{"v":0.01100000000000001,"d":"0.011"}]
["WAL3425","64923_G_GEN2",64923,"G","GEN2",null,"Combustion Turbine","IC Engine","ERC_REST","Texas",48,"Harris",201,"48201",0.4,9905,2021,9999,null,null,"N","Natural Gas",{"$nulls":13},{"v":0.01100000000000001,"d":"0.011"},{"v":0.01100000000000001,"d":"0.011"},{"v":0.01100000000000001,"d":"0.011"},{"v":0.01100000000000001,"d":"0.011"}]
["WAL3425","64923_G_GEN3",64923,"G","GEN3",null,"Combustion Turbine","IC Engine","ERC_REST","Texas",48,"Harris",201,"48201",0.4,9905,2021,9999,null,null,"N","Natural Gas",{"$nulls":13},{"v":0.01100000000000001,"d":"0.011"},{"v":0.01100000000000001,"d":"0.011"},{"v":0.01100000000000001,"d":"0.011"},{"v":0.01100000000000001,"d":"0.011"}]
["WAL3432","64924_G_GEN1",64924,"G","GEN1",null,"Combustion Turbine","IC Engine","ERC_REST","Texas",48,"Dallas",113,"48113",0.4,9905,2021,9999,null,null,"N","Natural Gas",{"$nulls":13},{"v":0.01100000000000001,"d":"0.011"},{"v":0.01100000000000001,"d":"0.011"},{"v":0.01100000000000001,"d":"0.011"},{"v":0.01100000000000001,"d":"0.011"}]
["WAL3432","64924_G_GEN2",64924,"G","GEN2",null,"Combustion Turbine","IC Engine","ERC_REST","Texas",48,"Dallas",113,"48113",0.4,9905,2021,9999,null,null,"N","Natural Gas",{"$nulls":13},{"v":0.01100000000000001,"d":"0.011"},{"v":0.01100000000000001,"d":"0.011"},{"v":0.01100000000000001,"d":"0.011"},{"v":0.01100000000000001,"d":"0.011"}]
["WAL3432","64924_G_GEN3",64924,"G","GEN3",null,"Combustion Turbine","IC Engine","ERC_REST","Texas",48,"Dallas",113,"48113",0.4,9905,2021,9999,null,null,"N","Natural Gas",{"$nulls":13},{"v":0.01100000000000001,"d":"0.011"},{"v":0.01100000000000001,"d":"0.011"},{"v":0.01100000000000001,"d":"0.011"},{"v":0.01100000000000001,"d":"0.011"}]
["WAL3500","64925_G_GEN1",64925,"G","GEN1",null,"Combustion Turbine","IC Engine","ERC_REST","Texas",48,"Harris",201,"48201",0.4,9905,2021,9999,null,null,"N","Natural Gas",{"$nulls":13},{"v":0.01100000000000001,"d":"0.011"},{"v":0.01100000000000001,"d":"0.011"},{"v":0.01100000000000001,"d":"0.011"},{"v":0.01100000000000001,"d":"0.011"}]
["WAL3500","64925_G_GEN2",64925,"G","GEN2",null,"Combustion Turbine","IC Engine","ERC_REST","Texas",48,"Harris",201,"48201",0.4,9905,2021,9999,null,null,"N","Natural Gas",{"$nulls":13},{"v":0.01100000000000001,"d":"0.011"},{"v":0.01100000000000001,"d":"0.011"},{"v":0.01100000000000001,"d":"0.011"},{"v":0.01100000000000001,"d":"0.011"}]
["WAL3500","64925_G_GEN3",64925,"G","GEN3",null,"Combustion Turbine","IC Engine","ERC_REST","Texas",48,"Harris",201,"48201",0.4,9905,2021,9999,null,null,"N","Natural Gas",{"$nulls":13},{"v":0.01100000000000001,"d":"0.011"},{"v":0.01100000000000001,"d":"0.011"},{"v":0.01100000000000001,"d":"0.011"},{"v":0.01100000000000001,"d":"0.011"}]
["WAL3510","64926_G_GEN1",64926,"G","GEN1",null,"Combustion Turbine","IC Engine","ERC_REST","Texas",48,"Brazoria",39,"48039",1.3,9905,2019,9999,null,null,"N","Natural Gas",{"$nulls":13},{"v":0.01100000000000001,"d":"0.011"},{"v":0.01100000000000001,"d":"0.011"},{"v":0.01100000000000001,"d":"0.011"},{"v":0.01100000000000001,"d":"0.011"}]
["Aktina Solar","64927_G_AKS01",64927,"G","AKS01",null,"Solar PV","","ERC_REST","Texas",48,"Wharton",481,"48481",500,0,2022,9999,null,null,"N","Solar",{"$nulls":13},0,0,0,0]
["Edwards Sanborn S3","64928_G_BESS",64928,"G","BESS",null,"Energy Storage","","WECC_SCE","California",60,"Kern",29,"60029",9,0,2022,9999,null,null,"N","Energy Storage",{"$nulls":13},0,0,0,0]
["Edwards Sanborn S3","64928_G_PV",64928,"G","PV",null,"Solar PV","","WECC_SCE","California",60,"Kern",29,"60029",33,0,2022,9999,null,null,"N","Solar",{"$nulls":13},0,0,0,0]
["Edwards Sanborn S1","64929_G_BESS",64929,"G","BESS",null,"Energy Storage","","WECC_SCE","California",60,"Kern",29,"60029",11,0,2022,9999,null,null,"N","Energy Storage",{"$nulls":13},0,0,0,0]
["Edwards Sanborn S1","64929_G_PV",64929,"G","PV",null,"Solar PV","","WECC_SCE","California",60,"Kern",29,"60029",40,0,2022,9999,null,null,"N","Solar",{"$nulls":13},0,0,0,0]
["Stockton (MN)","64930_G_514",64930,"G","514",null,"Solar PV","","MIS_MNWI","Minnesota",27,"Winona",169,"27169",2,0,2022,9999,null,null,"N","Solar",{"$nulls":13},0,0,0,0]
["Capital Hill Solar LLC","64931_G_531",64931,"G","531",null,"Solar PV","","NY_Z_F","New York",36,"Albany",1,"36001",1.5,0,2022,9999,null,null,"N","Solar",{"$nulls":13},0,0,0,0]
["Rushford Village","64932_G_513",64932,"G","513",null,"Solar PV","","MIS_MNWI","Minnesota",27,"Fillmore",45,"27045",1,0,2022,9999,null,null,"N","Solar",{"$nulls":13},0,0,0,0]
["WAL3518","64933_G_GEN1",64933,"G","GEN1",null,"Combustion Turbine","IC Engine","ERC_REST","Texas",48,"Webb",479,"48479",0.4,9905,2021,9999,null,null,"N","Natural Gas",{"$nulls":13},{"v":0.01100000000000001,"d":"0.011"},{"v":0.01100000000000001,"d":"0.011"},{"v":0.01100000000000001,"d":"0.011"},{"v":0.01100000000000001,"d":"0.011"}]
["WAL3518","64933_G_GEN2",64933,"G","GEN2",null,"Combustion Turbine","IC Engine","ERC_REST","Texas",48,"Webb",479,"48479",0.4,9905,2021,9999,null,null,"N","Natural Gas",{"$nulls":13},{"v":0.01100000000000001,"d":"0.011"},{"v":0.01100000000000001,"d":"0.011"},{"v":0.01100000000000001,"d":"0.011"},{"v":0.01100000000000001,"d":"0.011"}]
["WAL3518","64933_G_GEN3",64933,"G","GEN3",null,"Combustion Turbine","IC Engine","ERC_REST","Texas",48,"Webb",479,"48479",0.4,9905,2021,9999,null,null,"N","Natural Gas",{"$nulls":13},{"v":0.01100000000000001,"d":"0.011"},{"v":0.01100000000000001,"d":"0.011"},{"v":0.01100000000000001,"d":"0.011"},{"v":0.01100000000000001,"d":"0.011"}]
["WAL3572","64934_G_GEN1",64934,"G","GEN1",null,"Combustion Turbine","IC Engine","ERC_REST","Texas",48,"Brazoria",39,"48039",1.3,9905,2019,9999,null,null,"N","Natural Gas",{"$nulls":13},{"v":0.01100000000000001,"d":"0.011"},{"v":0.01100000000000001,"d":"0.011"},{"v":0.01100000000000001,"d":"0.011"},{"v":0.01100000000000001,"d":"0.011"}]
["WAL3584","64935_G_GEN1",64935,"G","GEN1",null,"Combustion Turbine","IC Engine","ERC_REST","Texas",48,"Harris",201,"48201",0.4,9905,2021,9999,null,null,"N","Natural Gas",{"$nulls":13},{"v":0.01100000000000001,"d":"0.011"},{"v":0.01100000000000001,"d":"0.011"},{"v":0.01100000000000001,"d":"0.011"},{"v":0.01100000000000001,"d":"0.011"}]
["WAL3584","64935_G_GEN2",64935,"G","GEN2",null,"Combustion Turbine","IC Engine","ERC_REST","Texas",48,"Harris",201,"48201",0.4,9905,2021,9999,null,null,"N","Natural Gas",{"$nulls":13},{"v":0.01100000000000001,"d":"0.011"},{"v":0.01100000000000001,"d":"0.011"},{"v":0.01100000000000001,"d":"0.011"},{"v":0.01100000000000001,"d":"0.011"}]
["WAL3584","64935_G_GEN3",64935,"G","GEN3",null,"Combustion Turbine","IC Engine","ERC_REST","Texas",48,"Harris",201,"48201",0.4,9905,2021,9999,null,null,"N","Natural Gas",{"$nulls":13},{"v":0.01100000000000001,"d":"0.011"},{"v":0.01100000000000001,"d":"0.011"},{"v":0.01100000000000001,"d":"0.011"},{"v":0.01100000000000001,"d":"0.011"}]
["WAL3631","64936_G_GEN1",64936,"G","GEN1",null,"Combustion Turbine","IC Engine","ERC_REST","Texas",48,"Tarrant",439,"48439",0.4,9905,2020,9999,null,null,"N","Natural Gas",{"$nulls":13},{"v":0.01100000000000001,"d":"0.011"},{"v":0.01100000000000001,"d":"0.011"},{"v":0.01100000000000001,"d":"0.011"},{"v":0.01100000000000001,"d":"0.011"}]
["WAL3631","64936_G_GEN2",64936,"G","GEN2",null,"Combustion Turbine","IC Engine","ERC_REST","Texas",48,"Tarrant",439,"48439",0.4,9905,2020,9999,null,null,"N","Natural Gas",{"$nulls":13},{"v":0.01100000000000001,"d":"0.011"},{"v":0.01100000000000001,"d":"0.011"},{"v":0.01100000000000001,"d":"0.011"},{"v":0.01100000000000001,"d":"0.011"}]
["WAL3631","64936_G_GEN3",64936,"G","GEN3",null,"Combustion Turbine","IC Engine","ERC_REST","Texas",48,"Tarrant",439,"48439",0.4,9905,2020,9999,null,null,"N","Natural Gas",{"$nulls":13},{"v":0.01100000000000001,"d":"0.011"},{"v":0.01100000000000001,"d":"0.011"},{"v":0.01100000000000001,"d":"0.011"},{"v":0.01100000000000001,"d":"0.011"}]
["WAL3773","64937_G_GEN1",64937,"G","GEN1",null,"Combustion Turbine","IC Engine","ERC_REST","Texas",48,"Tarrant",439,"48439",0.4,9905,2020,9999,null,null,"N","Natural Gas",{"$nulls":13},{"v":0.01100000000000001,"d":"0.011"},{"v":0.01100000000000001,"d":"0.011"},{"v":0.01100000000000001,"d":"0.011"},{"v":0.01100000000000001,"d":"0.011"}]
["WAL3773","64937_G_GEN2",64937,"G","GEN2",null,"Combustion Turbine","IC Engine","ERC_REST","Texas",48,"Tarrant",439,"48439",0.4,9905,2020,9999,null,null,"N","Natural Gas",{"$nulls":13},{"v":0.01100000000000001,"d":"0.011"},{"v":0.01100000000000001,"d":"0.011"},{"v":0.01100000000000001,"d":"0.011"},{"v":0.01100000000000001,"d":"0.011"}]
["WAL3773","64937_G_GEN3",64937,"G","GEN3",null,"Combustion Turbine","IC Engine","ERC_REST","Texas",48,"Tarrant",439,"48439",0.4,9905,2020,9999,null,null,"N","Natural Gas",{"$nulls":13},{"v":0.01100000000000001,"d":"0.011"},{"v":0.01100000000000001,"d":"0.011"},{"v":0.01100000000000001,"d":"0.011"},{"v":0.01100000000000001,"d":"0.011"}]
["WAL3777","64938_G_GEN1",64938,"G","GEN1",null,"Combustion Turbine","IC Engine","ERC_REST","Texas",48,"Denton",121,"48121",1.3,9905,2020,9999,null,null,"N","Distillate Fuel Oil",{"$nulls":13},{"v":0.01100000000000001,"d":"0.011"},{"v":0.01100000000000001,"d":"0.011"},{"v":0.01100000000000001,"d":"0.011"},{"v":0.01100000000000001,"d":"0.011"}]
["WAL3827","64939_G_GEN1",64939,"G","GEN1",null,"Combustion Turbine","IC Engine","ERC_REST","Texas",48,"Fort Bend",157,"48157",0.4,9905,2020,9999,null,null,"N","Natural Gas",{"$nulls":13},{"v":0.01100000000000001,"d":"0.011"},{"v":0.01100000000000001,"d":"0.011"},{"v":0.01100000000000001,"d":"0.011"},{"v":0.01100000000000001,"d":"0.011"}]
["WAL3827","64939_G_GEN2",64939,"G","GEN2",null,"Combustion Turbine","IC Engine","ERC_REST","Texas",48,"Fort Bend",157,"48157",0.4,9905,2020,9999,null,null,"N","Natural Gas",{"$nulls":13},{"v":0.01100000000000001,"d":"0.011"},{"v":0.01100000000000001,"d":"0.011"},{"v":0.01100000000000001,"d":"0.011"},{"v":0.01100000000000001,"d":"0.011"}]
["WAL3827","64939_G_GEN3",64939,"G","GEN3",null,"Combustion Turbine","IC Engine","ERC_REST","Texas",48,"Fort Bend",157,"48157",0.4,9905,2020,9999,null,null,"N","Natural Gas",{"$nulls":13},{"v":0.01100000000000001,"d":"0.011"},{"v":0.01100000000000001,"d":"0.011"},{"v":0.01100000000000001,"d":"0.011"},{"v":0.01100000000000001,"d":"0.011"}]
["WAL3886","64940_G_GEN1",64940,"G","GEN1",null,"Combustion Turbine","IC Engine","ERC_REST","Texas",48,"Hidalgo",215,"48215",0.4,9905,2021,9999,null,null,"N","Natural Gas",{"$nulls":13},{"v":0.01100000000000001,"d":"0.011"},{"v":0.01100000000000001,"d":"0.011"},{"v":0.01100000000000001,"d":"0.011"},{"v":0.01100000000000001,"d":"0.011"}]
["WAL3886","64940_G_GEN2",64940,"G","GEN2",null,"Combustion Turbine","IC Engine","ERC_REST","Texas",48,"Hidalgo",215,"48215",0.4,9905,2021,9999,null,null,"N","Natural Gas",{"$nulls":13},{"v":0.01100000000000001,"d":"0.011"},{"v":0.01100000000000001,"d":"0.011"},{"v":0.01100000000000001,"d":"0.011"},{"v":0.01100000000000001,"d":"0.011"}]
["WAL3886","64940_G_GEN3",64940,"G","GEN3",null,"Combustion Turbine","IC Engine","ERC_REST","Texas",48,"Hidalgo",215,"48215",0.4,9905,2021,9999,null,null,"N","Natural Gas",{"$nulls":13},{"v":0.01100000000000001,"d":"0.011"},{"v":0.01100000000000001,"d":"0.011"},{"v":0.01100000000000001,"d":"0.011"},{"v":0.01100000000000001,"d":"0.011"}]
["WAL4279","64941_G_GEN1",64941,"G","GEN1",null,"Combustion Turbine","IC Engine","ERC_REST","Texas",48,"Ellis",139,"48139",0.4,9905,2022,9999,null,null,"N","Natural Gas",{"$nulls":13},{"v":0.01100000000000001,"d":"0.011"},{"v":0.01100000000000001,"d":"0.011"},{"v":0.01100000000000001,"d":"0.011"},{"v":0.01100000000000001,"d":"0.011"}]
["WAL4279","64941_G_GEN2",64941,"G","GEN2",null,"Combustion Turbine","IC Engine","ERC_REST","Texas",48,"Ellis",139,"48139",0.4,9905,2022,9999,null,null,"N","Natural Gas",{"$nulls":13},{"v":0.01100000000000001,"d":"0.011"},{"v":0.01100000000000001,"d":"0.011"},{"v":0.01100000000000001,"d":"0.011"},{"v":0.01100000000000001,"d":"0.011"}]
["WAL4279","64941_G_GEN3",64941,"G","GEN3",null,"Combustion Turbine","IC Engine","ERC_REST","Texas",48,"Ellis",139,"48139",0.4,9905,2022,9999,null,null,"N","Natural Gas",{"$nulls":13},{"v":0.01100000000000001,"d":"0.011"},{"v":0.01100000000000001,"d":"0.011"},{"v":0.01100000000000001,"d":"0.011"},{"v":0.01100000000000001,"d":"0.011"}]
["WAL4298","64942_G_GEN1",64942,"G","GEN1",null,"Combustion Turbine","IC Engine","ERC_REST","Texas",48,"Harris",201,"48201",0.4,9905,2021,9999,null,null,"N","Natural Gas",{"$nulls":13},{"v":0.01100000000000001,"d":"0.011"},{"v":0.01100000000000001,"d":"0.011"},{"v":0.01100000000000001,"d":"0.011"},{"v":0.01100000000000001,"d":"0.011"}]
["WAL4298","64942_G_GEN2",64942,"G","GEN2",null,"Combustion Turbine","IC Engine","ERC_REST","Texas",48,"Harris",201,"48201",0.4,9905,2021,9999,null,null,"N","Natural Gas",{"$nulls":13},{"v":0.01100000000000001,"d":"0.011"},{"v":0.01100000000000001,"d":"0.011"},{"v":0.01100000000000001,"d":"0.011"},{"v":0.01100000000000001,"d":"0.011"}]
["WAL4298","64942_G_GEN3",64942,"G","GEN3",null,"Combustion Turbine","IC Engine","ERC_REST","Texas",48,"Harris",201,"48201",0.4,9905,2021,9999,null,null,"N","Natural Gas",{"$nulls":13},{"v":0.01100000000000001,"d":"0.011"},{"v":0.01100000000000001,"d":"0.011"},{"v":0.01100000000000001,"d":"0.011"},{"v":0.01100000000000001,"d":"0.011"}]
["WAL4509","64943_G_GEN1",64943,"G","GEN1",null,"Combustion Turbine","IC Engine","ERC_REST","Texas",48,"Tarrant",439,"48439",0.4,9905,2020,9999,null,null,"N","Natural Gas",{"$nulls":13},{"v":0.01100000000000001,"d":"0.011"},{"v":0.01100000000000001,"d":"0.011"},{"v":0.01100000000000001,"d":"0.011"},{"v":0.01100000000000001,"d":"0.011"}]
["WAL4509","64943_G_GEN2",64943,"G","GEN2",null,"Combustion Turbine","IC Engine","ERC_REST","Texas",48,"Tarrant",439,"48439",0.4,9905,2020,9999,null,null,"N","Natural Gas",{"$nulls":13},{"v":0.01100000000000001,"d":"0.011"},{"v":0.01100000000000001,"d":"0.011"},{"v":0.01100000000000001,"d":"0.011"},{"v":0.01100000000000001,"d":"0.011"}]
["WAL4509","64943_G_GEN3",64943,"G","GEN3",null,"Combustion Turbine","IC Engine","ERC_REST","Texas",48,"Tarrant",439,"48439",0.4,9905,2020,9999,null,null,"N","Natural Gas",{"$nulls":13},{"v":0.01100000000000001,"d":"0.011"},{"v":0.01100000000000001,"d":"0.011"},{"v":0.01100000000000001,"d":"0.011"},{"v":0.01100000000000001,"d":"0.011"}]
["WAL4512","64944_G_GEN1",64944,"G","GEN1",null,"Combustion Turbine","IC Engine","ERC_REST","Texas",48,"Harris",201,"48201",0.4,9905,2020,9999,null,null,"N","Natural Gas",{"$nulls":13},{"v":0.01100000000000001,"d":"0.011"},{"v":0.01100000000000001,"d":"0.011"},{"v":0.01100000000000001,"d":"0.011"},{"v":0.01100000000000001,"d":"0.011"}]
["WAL4512","64944_G_GEN2",64944,"G","GEN2",null,"Combustion Turbine","IC Engine","ERC_REST","Texas",48,"Harris",201,"48201",0.4,9905,2020,9999,null,null,"N","Natural Gas",{"$nulls":13},{"v":0.01100000000000001,"d":"0.011"},{"v":0.01100000000000001,"d":"0.011"},{"v":0.01100000000000001,"d":"0.011"},{"v":0.01100000000000001,"d":"0.011"}]
["WAL4512","64944_G_GEN3",64944,"G","GEN3",null,"Combustion Turbine","IC Engine","ERC_REST","Texas",48,"Harris",201,"48201",0.4,9905,2020,9999,null,null,"N","Natural Gas",{"$nulls":13},{"v":0.01100000000000001,"d":"0.011"},{"v":0.01100000000000001,"d":"0.011"},{"v":0.01100000000000001,"d":"0.011"},{"v":0.01100000000000001,"d":"0.011"}]
["WAL4526","64945_G_GEN1",64945,"G","GEN1",null,"Combustion Turbine","IC Engine","ERC_REST","Texas",48,"Harris",201,"48201",0.4,9905,2021,9999,null,null,"N","Natural Gas",{"$nulls":13},{"v":0.01100000000000001,"d":"0.011"},{"v":0.01100000000000001,"d":"0.011"},{"v":0.01100000000000001,"d":"0.011"},{"v":0.01100000000000001,"d":"0.011"}]
["WAL4526","64945_G_GEN2",64945,"G","GEN2",null,"Combustion Turbine","IC Engine","ERC_REST","Texas",48,"Harris",201,"48201",0.4,9905,2021,9999,null,null,"N","Natural Gas",{"$nulls":13},{"v":0.01100000000000001,"d":"0.011"},{"v":0.01100000000000001,"d":"0.011"},{"v":0.01100000000000001,"d":"0.011"},{"v":0.01100000000000001,"d":"0.011"}]
["WAL4526","64945_G_GEN3",64945,"G","GEN3",null,"Combustion Turbine","IC Engine","ERC_REST","Texas",48,"Harris",201,"48201",0.4,9905,2021,9999,null,null,"N","Natural Gas",{"$nulls":13},{"v":0.01100000000000001,"d":"0.011"},{"v":0.01100000000000001,"d":"0.011"},{"v":0.01100000000000001,"d":"0.011"},{"v":0.01100000000000001,"d":"0.011"}]
["WAL4538","64946_G_GEN1",64946,"G","GEN1",null,"Combustion Turbine","IC Engine","ERC_REST","Texas",48,"Harris",201,"48201",0.4,9905,2019,9999,null,null,"N","Natural Gas",{"$nulls":13},{"v":0.01100000000000001,"d":"0.011"},{"v":0.01100000000000001,"d":"0.011"},{"v":0.01100000000000001,"d":"0.011"},{"v":0.01100000000000001,"d":"0.011"}]
["WAL4538","64946_G_GEN2",64946,"G","GEN2",null,"Combustion Turbine","IC Engine","ERC_REST","Texas",48,"Harris",201,"48201",0.4,9905,2019,9999,null,null,"N","Natural Gas",{"$nulls":13},{"v":0.01100000000000001,"d":"0.011"},{"v":0.01100000000000001,"d":"0.011"},{"v":0.01100000000000001,"d":"0.011"},{"v":0.01100000000000001,"d":"0.011"}]
["WAL4538","64946_G_GEN3",64946,"G","GEN3",null,"Combustion Turbine","IC Engine","ERC_REST","Texas",48,"Harris",201,"48201",0.4,9905,2019,9999,null,null,"N","Natural Gas",{"$nulls":13},{"v":0.01100000000000001,"d":"0.011"},{"v":0.01100000000000001,"d":"0.011"},{"v":0.01100000000000001,"d":"0.011"},{"v":0.01100000000000001,"d":"0.011"}]
["WAL5045","64947_G_GEN1",64947,"G","GEN1",null,"Combustion Turbine","IC Engine","ERC_REST","Texas",48,"Harris",201,"48201",0.4,9905,2020,9999,null,null,"N","Natural Gas",{"$nulls":13},{"v":0.01100000000000001,"d":"0.011"},{"v":0.01100000000000001,"d":"0.011"},{"v":0.01100000000000001,"d":"0.011"},{"v":0.01100000000000001,"d":"0.011"}]
["WAL5045","64947_G_GEN2",64947,"G","GEN2",null,"Combustion Turbine","IC Engine","ERC_REST","Texas",48,"Harris",201,"48201",0.4,9905,2020,9999,null,null,"N","Natural Gas",{"$nulls":13},{"v":0.01100000000000001,"d":"0.011"},{"v":0.01100000000000001,"d":"0.011"},{"v":0.01100000000000001,"d":"0.011"},{"v":0.01100000000000001,"d":"0.011"}]
["WAL5045","64947_G_GEN3",64947,"G","GEN3",null,"Combustion Turbine","IC Engine","ERC_REST","Texas",48,"Harris",201,"48201",0.4,9905,2020,9999,null,null,"N","Natural Gas",{"$nulls":13},{"v":0.01100000000000001,"d":"0.011"},{"v":0.01100000000000001,"d":"0.011"},{"v":0.01100000000000001,"d":"0.011"},{"v":0.01100000000000001,"d":"0.011"}]
["WAL5080","64948_G_GEN1",64948,"G","GEN1",null,"Combustion Turbine","IC Engine","ERC_REST","Texas",48,"Tarrant",439,"48439",0.4,9905,2022,9999,null,null,"N","Natural Gas",{"$nulls":13},{"v":0.01100000000000001,"d":"0.011"},{"v":0.01100000000000001,"d":"0.011"},{"v":0.01100000000000001,"d":"0.011"},{"v":0.01100000000000001,"d":"0.011"}]
["WAL5080","64948_G_GEN2",64948,"G","GEN2",null,"Combustion Turbine","IC Engine","ERC_REST","Texas",48,"Tarrant",439,"48439",0.4,9905,2022,9999,null,null,"N","Natural Gas",{"$nulls":13},{"v":0.01100000000000001,"d":"0.011"},{"v":0.01100000000000001,"d":"0.011"},{"v":0.01100000000000001,"d":"0.011"},{"v":0.01100000000000001,"d":"0.011"}]
["WAL5080","64948_G_GEN3",64948,"G","GEN3",null,"Combustion Turbine","IC Engine","ERC_REST","Texas",48,"Tarrant",439,"48439",0.4,9905,2022,9999,null,null,"N","Natural Gas",{"$nulls":13},{"v":0.01100000000000001,"d":"0.011"},{"v":0.01100000000000001,"d":"0.011"},{"v":0.01100000000000001,"d":"0.011"},{"v":0.01100000000000001,"d":"0.011"}]
["WAL5091","64949_G_GEN1",64949,"G","GEN1",null,"Combustion Turbine","IC Engine","ERC_REST","Texas",48,"Harris",201,"48201",0.4,9905,2020,9999,null,null,"N","Natural Gas",{"$nulls":13},{"v":0.01100000000000001,"d":"0.011"},{"v":0.01100000000000001,"d":"0.011"},{"v":0.01100000000000001,"d":"0.011"},{"v":0.01100000000000001,"d":"0.011"}]
["WAL5091","64949_G_GEN2",64949,"G","GEN2",null,"Combustion Turbine","IC Engine","ERC_REST","Texas",48,"Harris",201,"48201",0.4,9905,2020,9999,null,null,"N","Natural Gas",{"$nulls":13},{"v":0.01100000000000001,"d":"0.011"},{"v":0.01100000000000001,"d":"0.011"},{"v":0.01100000000000001,"d":"0.011"},{"v":0.01100000000000001,"d":"0.011"}]
["WAL5091","64949_G_GEN3",64949,"G","GEN3",null,"Combustion Turbine","IC Engine","ERC_REST","Texas",48,"Harris",201,"48201",0.4,9905,2020,9999,null,null,"N","Natural Gas",{"$nulls":13},{"v":0.01100000000000001,"d":"0.011"},{"v":0.01100000000000001,"d":"0.011"},{"v":0.01100000000000001,"d":"0.011"},{"v":0.01100000000000001,"d":"0.011"}]
["WAL5116","64950_G_GEN1",64950,"G","GEN1",null,"Combustion Turbine","IC Engine","ERC_REST","Texas",48,"Harris",201,"48201",0.4,9905,2020,9999,null,null,"N","Natural Gas",{"$nulls":13},{"v":0.01100000000000001,"d":"0.011"},{"v":0.01100000000000001,"d":"0.011"},{"v":0.01100000000000001,"d":"0.011"},{"v":0.01100000000000001,"d":"0.011"}]
["WAL5116","64950_G_GEN2",64950,"G","GEN2",null,"Combustion Turbine","IC Engine","ERC_REST","Texas",48,"Harris",201,"48201",0.4,9905,2020,9999,null,null,"N","Natural Gas",{"$nulls":13},{"v":0.01100000000000001,"d":"0.011"},{"v":0.01100000000000001,"d":"0.011"},{"v":0.01100000000000001,"d":"0.011"},{"v":0.01100000000000001,"d":"0.011"}]
["WAL5116","64950_G_GEN3",64950,"G","GEN3",null,"Combustion Turbine","IC Engine","ERC_REST","Texas",48,"Harris",201,"48201",0.4,9905,2020,9999,null,null,"N","Natural Gas",{"$nulls":13},{"v":0.01100000000000001,"d":"0.011"},{"v":0.01100000000000001,"d":"0.011"},{"v":0.01100000000000001,"d":"0.011"},{"v":0.01100000000000001,"d":"0.011"}]
["WAL5165","64951_G_GEN1",64951,"G","GEN1",null,"Combustion Turbine","IC Engine","ERC_REST","Texas",48,"Hidalgo",215,"48215",0.4,9905,2021,9999,null,null,"N","Natural Gas",{"$nulls":13},{"v":0.01100000000000001,"d":"0.011"},{"v":0.01100000000000001,"d":"0.011"},{"v":0.01100000000000001,"d":"0.011"},{"v":0.01100000000000001,"d":"0.011"}]
["WAL5165","64951_G_GEN2",64951,"G","GEN2",null,"Combustion Turbine","IC Engine","ERC_REST","Texas",48,"Hidalgo",215,"48215",0.4,9905,2021,9999,null,null,"N","Natural Gas",{"$nulls":13},{"v":0.01100000000000001,"d":"0.011"},{"v":0.01100000000000001,"d":"0.011"},{"v":0.01100000000000001,"d":"0.011"},{"v":0.01100000000000001,"d":"0.011"}]
["WAL5165","64951_G_GEN3",64951,"G","GEN3",null,"Combustion Turbine","IC Engine","ERC_REST","Texas",48,"Hidalgo",215,"48215",0.4,9905,2021,9999,null,null,"N","Natural Gas",{"$nulls":13},{"v":0.01100000000000001,"d":"0.011"},{"v":0.01100000000000001,"d":"0.011"},{"v":0.01100000000000001,"d":"0.011"},{"v":0.01100000000000001,"d":"0.011"}]
["WAL5211","64952_G_GEN1",64952,"G","GEN1",null,"Combustion Turbine","IC Engine","ERC_REST","Texas",48,"Collin",85,"48085",1.3,9905,2020,9999,null,null,"N","Distillate Fuel Oil",{"$nulls":13},{"v":0.01100000000000001,"d":"0.011"},{"v":0.01100000000000001,"d":"0.011"},{"v":0.01100000000000001,"d":"0.011"},{"v":0.01100000000000001,"d":"0.011"}]
["WAL5287","64953_G_GE N3",64953,"G","GE N3",null,"Combustion Turbine","IC Engine","ERC_REST","Texas",48,"Harris",201,"48201",0.4,9905,2020,9999,null,null,"N","Natural Gas",{"$nulls":13},{"v":0.01100000000000001,"d":"0.011"},{"v":0.01100000000000001,"d":"0.011"},{"v":0.01100000000000001,"d":"0.011"},{"v":0.01100000000000001,"d":"0.011"}]
["WAL5287","64953_G_GEN1",64953,"G","GEN1",null,"Combustion Turbine","IC Engine","ERC_REST","Texas",48,"Harris",201,"48201",0.4,9905,2020,9999,null,null,"N","Natural Gas",{"$nulls":13},{"v":0.01100000000000001,"d":"0.011"},{"v":0.01100000000000001,"d":"0.011"},{"v":0.01100000000000001,"d":"0.011"},{"v":0.01100000000000001,"d":"0.011"}]
["WAL5287","64953_G_GEN2",64953,"G","GEN2",null,"Combustion Turbine","IC Engine","ERC_REST","Texas",48,"Harris",201,"48201",0.4,9905,2020,9999,null,null,"N","Natural Gas",{"$nulls":13},{"v":0.01100000000000001,"d":"0.011"},{"v":0.01100000000000001,"d":"0.011"},{"v":0.01100000000000001,"d":"0.011"},{"v":0.01100000000000001,"d":"0.011"}]
["WAL5311","64954_G_GEN1",64954,"G","GEN1",null,"Combustion Turbine","IC Engine","ERC_REST","Texas",48,"Collin",85,"48085",1.3,9905,2020,9999,null,null,"N","Distillate Fuel Oil",{"$nulls":13},{"v":0.01100000000000001,"d":"0.011"},{"v":0.01100000000000001,"d":"0.011"},{"v":0.01100000000000001,"d":"0.011"},{"v":0.01100000000000001,"d":"0.011"}]
["WAL5312","64955_G_GEN1",64955,"G","GEN1",null,"Combustion Turbine","IC Engine","ERC_REST","Texas",48,"Tarrant",439,"48439",0.4,9905,2021,9999,null,null,"N","Natural Gas",{"$nulls":13},{"v":0.01100000000000001,"d":"0.011"},{"v":0.01100000000000001,"d":"0.011"},{"v":0.01100000000000001,"d":"0.011"},{"v":0.01100000000000001,"d":"0.011"}]
["WAL5312","64955_G_GEN2",64955,"G","GEN2",null,"Combustion Turbine","IC Engine","ERC_REST","Texas",48,"Tarrant",439,"48439",0.4,9905,2021,9999,null,null,"N","Natural Gas",{"$nulls":13},{"v":0.01100000000000001,"d":"0.011"},{"v":0.01100000000000001,"d":"0.011"},{"v":0.01100000000000001,"d":"0.011"},{"v":0.01100000000000001,"d":"0.011"}]
["WAL5312","64955_G_GEN3",64955,"G","GEN3",null,"Combustion Turbine","IC Engine","ERC_REST","Texas",48,"Tarrant",439,"48439",0.4,9905,2021,9999,null,null,"N","Natural Gas",{"$nulls":13},{"v":0.01100000000000001,"d":"0.011"},{"v":0.01100000000000001,"d":"0.011"},{"v":0.01100000000000001,"d":"0.011"},{"v":0.01100000000000001,"d":"0.011"}]
["WAL5316","64956_G_GEN1",64956,"G","GEN1",null,"Combustion Turbine","IC Engine","ERC_REST","Texas",48,"Tarrant",439,"48439",0.4,9905,2020,9999,null,null,"N","Natural Gas",{"$nulls":13},{"v":0.01100000000000001,"d":"0.011"},{"v":0.01100000000000001,"d":"0.011"},{"v":0.01100000000000001,"d":"0.011"},{"v":0.01100000000000001,"d":"0.011"}]
["WAL5316","64956_G_GEN2",64956,"G","GEN2",null,"Combustion Turbine","IC Engine","ERC_REST","Texas",48,"Tarrant",439,"48439",0.4,9905,2020,9999,null,null,"N","Natural Gas",{"$nulls":13},{"v":0.01100000000000001,"d":"0.011"},{"v":0.01100000000000001,"d":"0.011"},{"v":0.01100000000000001,"d":"0.011"},{"v":0.01100000000000001,"d":"0.011"}]
["WAL5316","64956_G_GEN3",64956,"G","GEN3",null,"Combustion Turbine","IC Engine","ERC_REST","Texas",48,"Tarrant",439,"48439",0.4,9905,2020,9999,null,null,"N","Natural Gas",{"$nulls":13},{"v":0.01100000000000001,"d":"0.011"},{"v":0.01100000000000001,"d":"0.011"},{"v":0.01100000000000001,"d":"0.011"},{"v":0.01100000000000001,"d":"0.011"}]
["WAL5388","64957_G_GEN1",64957,"G","GEN1",null,"Combustion Turbine","IC Engine","ERC_REST","Texas",48,"Galveston",167,"48167",1.3,9905,2020,9999,null,null,"N","Natural Gas",{"$nulls":13},{"v":0.01100000000000001,"d":"0.011"},{"v":0.01100000000000001,"d":"0.011"},{"v":0.01100000000000001,"d":"0.011"},{"v":0.01100000000000001,"d":"0.011"}]
["WAL5479","64958_G_GEN1",64958,"G","GEN1",null,"Combustion Turbine","IC Engine","ERC_REST","Texas",48,"Travis",453,"48453",0.4,9905,2021,9999,null,null,"N","Natural Gas",{"$nulls":13},{"v":0.01100000000000001,"d":"0.011"},{"v":0.01100000000000001,"d":"0.011"},{"v":0.01100000000000001,"d":"0.011"},{"v":0.01100000000000001,"d":"0.011"}]
["WAL5479","64958_G_GEN2",64958,"G","GEN2",null,"Combustion Turbine","IC Engine","ERC_REST","Texas",48,"Travis",453,"48453",0.4,9905,2021,9999,null,null,"N","Natural Gas",{"$nulls":13},{"v":0.01100000000000001,"d":"0.011"},{"v":0.01100000000000001,"d":"0.011"},{"v":0.01100000000000001,"d":"0.011"},{"v":0.01100000000000001,"d":"0.011"}]
["WAL5479","64958_G_GEN3",64958,"G","GEN3",null,"Combustion Turbine","IC Engine","ERC_REST","Texas",48,"Travis",453,"48453",0.4,9905,2021,9999,null,null,"N","Natural Gas",{"$nulls":13},{"v":0.01100000000000001,"d":"0.011"},{"v":0.01100000000000001,"d":"0.011"},{"v":0.01100000000000001,"d":"0.011"},{"v":0.01100000000000001,"d":"0.011"}]
["WAL5480","64959_G_GEN1",64959,"G","GEN1",null,"Combustion Turbine","IC Engine","ERC_REST","Texas",48,"Williamson",491,"48491",0.4,9905,2021,9999,null,null,"N","Natural Gas",{"$nulls":13},{"v":0.01100000000000001,"d":"0.011"},{"v":0.01100000000000001,"d":"0.011"},{"v":0.01100000000000001,"d":"0.011"},{"v":0.01100000000000001,"d":"0.011"}]
["WAL5480","64959_G_GEN2",64959,"G","GEN2",null,"Combustion Turbine","IC Engine","ERC_REST","Texas",48,"Williamson",491,"48491",0.4,9905,2021,9999,null,null,"N","Natural Gas",{"$nulls":13},{"v":0.01100000000000001,"d":"0.011"},{"v":0.01100000000000001,"d":"0.011"},{"v":0.01100000000000001,"d":"0.011"},{"v":0.01100000000000001,"d":"0.011"}]
["WAL5480","64959_G_GEN3",64959,"G","GEN3",null,"Combustion Turbine","IC Engine","ERC_REST","Texas",48,"Williamson",491,"48491",0.4,9905,2021,9999,null,null,"N","Natural Gas",{"$nulls":13},{"v":0.01100000000000001,"d":"0.011"},{"v":0.01100000000000001,"d":"0.011"},{"v":0.01100000000000001,"d":"0.011"},{"v":0.01100000000000001,"d":"0.011"}]
["WAL5612","64960_G_GEN1",64960,"G","GEN1",null,"Combustion Turbine","IC Engine","ERC_REST","Texas",48,"Harris",201,"48201",0.4,9905,2021,9999,null,null,"N","Natural Gas",{"$nulls":13},{"v":0.01100000000000001,"d":"0.011"},{"v":0.01100000000000001,"d":"0.011"},{"v":0.01100000000000001,"d":"0.011"},{"v":0.01100000000000001,"d":"0.011"}]
["WAL5612","64960_G_GEN2",64960,"G","GEN2",null,"Combustion Turbine","IC Engine","ERC_REST","Texas",48,"Harris",201,"48201",0.4,9905,2021,9999,null,null,"N","Natural Gas",{"$nulls":13},{"v":0.01100000000000001,"d":"0.011"},{"v":0.01100000000000001,"d":"0.011"},{"v":0.01100000000000001,"d":"0.011"},{"v":0.01100000000000001,"d":"0.011"}]
["WAL5612","64960_G_GEN3",64960,"G","GEN3",null,"Combustion Turbine","IC Engine","ERC_REST","Texas",48,"Harris",201,"48201",0.4,9905,2021,9999,null,null,"N","Natural Gas",{"$nulls":13},{"v":0.01100000000000001,"d":"0.011"},{"v":0.01100000000000001,"d":"0.011"},{"v":0.01100000000000001,"d":"0.011"},{"v":0.01100000000000001,"d":"0.011"}]
["WAL5713","64961_G_GEN1",64961,"G","GEN1",null,"Combustion Turbine","IC Engine","ERC_REST","Texas",48,"Webb",479,"48479",0.4,9905,2021,9999,null,null,"N","Natural Gas",{"$nulls":13},{"v":0.01100000000000001,"d":"0.011"},{"v":0.01100000000000001,"d":"0.011"},{"v":0.01100000000000001,"d":"0.011"},{"v":0.01100000000000001,"d":"0.011"}]
["WAL5713","64961_G_GEN2",64961,"G","GEN2",null,"Combustion Turbine","IC Engine","ERC_REST","Texas",48,"Webb",479,"48479",0.4,9905,2021,9999,null,null,"N","Natural Gas",{"$nulls":13},{"v":0.01100000000000001,"d":"0.011"},{"v":0.01100000000000001,"d":"0.011"},{"v":0.01100000000000001,"d":"0.011"},{"v":0.01100000000000001,"d":"0.011"}]
["WAL5713","64961_G_GEN3",64961,"G","GEN3",null,"Combustion Turbine","IC Engine","ERC_REST","Texas",48,"Webb",479,"48479",0.4,9905,2021,9999,null,null,"N","Natural Gas",{"$nulls":13},{"v":0.01100000000000001,"d":"0.011"},{"v":0.01100000000000001,"d":"0.011"},{"v":0.01100000000000001,"d":"0.011"},{"v":0.01100000000000001,"d":"0.011"}]
["WAL5764","64962_G_GEN1",64962,"G","GEN1",null,"Combustion Turbine","IC Engine","ERC_REST","Texas",48,"Tarrant",439,"48439",0.4,9905,2021,9999,null,null,"N","Natural Gas",{"$nulls":13},{"v":0.01100000000000001,"d":"0.011"},{"v":0.01100000000000001,"d":"0.011"},{"v":0.01100000000000001,"d":"0.011"},{"v":0.01100000000000001,"d":"0.011"}]
["WAL5764","64962_G_GEN2",64962,"G","GEN2",null,"Combustion Turbine","IC Engine","ERC_REST","Texas",48,"Tarrant",439,"48439",0.4,9905,2021,9999,null,null,"N","Natural Gas",{"$nulls":13},{"v":0.01100000000000001,"d":"0.011"},{"v":0.01100000000000001,"d":"0.011"},{"v":0.01100000000000001,"d":"0.011"},{"v":0.01100000000000001,"d":"0.011"}]
["WAL5764","64962_G_GEN3",64962,"G","GEN3",null,"Combustion Turbine","IC Engine","ERC_REST","Texas",48,"Tarrant",439,"48439",0.4,9905,2021,9999,null,null,"N","Natural Gas",{"$nulls":13},{"v":0.01100000000000001,"d":"0.011"},{"v":0.01100000000000001,"d":"0.011"},{"v":0.01100000000000001,"d":"0.011"},{"v":0.01100000000000001,"d":"0.011"}]
["WAL6929","64963_G_GEN1",64963,"G","GEN1",null,"Combustion Turbine","IC Engine","ERC_REST","Texas",48,"Bell",27,"48027",0.4,9905,2020,9999,null,null,"N","Natural Gas",{"$nulls":13},{"v":0.01100000000000001,"d":"0.011"},{"v":0.01100000000000001,"d":"0.011"},{"v":0.01100000000000001,"d":"0.011"},{"v":0.01100000000000001,"d":"0.011"}]
["WAL6929","64963_G_GEN2",64963,"G","GEN2",null,"Combustion Turbine","IC Engine","ERC_REST","Texas",48,"Bell",27,"48027",0.4,9905,2020,9999,null,null,"N","Natural Gas",{"$nulls":13},{"v":0.01100000000000001,"d":"0.011"},{"v":0.01100000000000001,"d":"0.011"},{"v":0.01100000000000001,"d":"0.011"},{"v":0.01100000000000001,"d":"0.011"}]
["WAL6929","64963_G_GEN3",64963,"G","GEN3",null,"Combustion Turbine","IC Engine","ERC_REST","Texas",48,"Bell",27,"48027",0.4,9905,2020,9999,null,null,"N","Natural Gas",{"$nulls":13},{"v":0.01100000000000001,"d":"0.011"},{"v":0.01100000000000001,"d":"0.011"},{"v":0.01100000000000001,"d":"0.011"},{"v":0.01100000000000001,"d":"0.011"}]
["Rock Island Road Solar","64964_G_ROCKI",64964,"G","ROCKI",null,"Solar PV","","NY_Z_D","New York",36,"St Lawrence",89,"36089",3.5,0,2021,9999,null,null,"N","Solar",{"$nulls":13},0,0,0,0]
["Bullis Road Solar","64965_G_BULLS",64965,"G","BULLS",null,"Solar PV","","NY_Z_A","New York",36,"Erie",29,"36029",4.5,0,2022,9999,null,null,"N","Solar",{"$nulls":13},0,0,0,0]
["MTSun LLC","64966_G_366",64966,"G","366",null,"Solar PV","","WECC_MT","Montana",30,"Yellowstone",111,"30111",80,0,2022,9999,null,null,"N","Solar",{"$nulls":13},0,0,0,0]
["SV Gardner 1 (Lutz) CSG","64967_G_LUTZ",64967,"G","LUTZ",null,"Solar PV","","PJM_COMD","Illinois",17,"Grundy",63,"17063",2,0,2021,9999,null,null,"N","Solar",{"$nulls":13},0,0,0,0]
["Fall River Solar, LLC","64968_G_452",64968,"G","452",null,"Solar PV","","WECC_WY","South Dakota",46,"Fall River",47,"46047",80,0,2022,9999,null,null,"N","Solar",{"$nulls":13},0,0,0,0]
["Barron Solar Array","64969_G_BAR01",64969,"G","BAR01",null,"Solar PV","","MIS_MNWI","Wisconsin",55,"Barron",5,"55005",3,0,2021,9999,null,null,"N","Solar",{"$nulls":13},0,0,0,0]
["59 Federal Rd","64970_G_59FBA",64970,"G","59FBA",null,"Energy Storage","","NENGREST","Massachusetts",25,"Plymouth",23,"25023",5,0,2021,9999,null,null,"N","Energy Storage",{"$nulls":13},0,0,0,0]
["59 Federal Rd","64970_G_59FPV",64970,"G","59FPV",null,"Solar PV","","NENGREST","Massachusetts",25,"Plymouth",23,"25023",5,0,2021,9999,null,null,"N","Solar",{"$nulls":13},0,0,0,0]
["Pretzel","64971_G_PRETZ",64971,"G","PRETZ",null,"Solar PV","","PJM_COMD","Illinois",17,"Stephenson",177,"17177",2,0,2022,9999,null,null,"N","Solar",{"$nulls":13},0,0,0,0]
["Prophet CSG","64972_G_PROPH",64972,"G","PROPH",null,"Solar PV","","PJM_COMD","Illinois",17,"Whiteside",195,"17195",2,0,2021,9999,null,null,"N","Solar",{"$nulls":13},0,0,0,0]
["Gala","64973_G_GALA",64973,"G","GALA",null,"Solar PV","","PJM_COMD","Illinois",17,"Stephenson",177,"17177",2,0,2021,9999,null,null,"N","Solar",{"$nulls":13},0,0,0,0]
["Park St","64975_G_628",64975,"G","628",null,"Solar PV","","NENGREST","Vermont",50,"Rutland",21,"50021",1.8,0,2014,9999,null,null,"N","Solar",{"$nulls":13},0,0,0,0]
["Spooner Solar Array","64976_G_SPN01",64976,"G","SPN01",null,"Solar PV","","MIS_MNWI","Wisconsin",55,"Washburn",129,"55129",2.1,0,2019,9999,null,null,"N","Solar",{"$nulls":13},0,0,0,0]
["Torrington Solar One, LLC","64977_G_TORS1",64977,"G","TORS1",null,"Solar PV","","NENG_CT","Connecticut",90,"Litchfield",5,"90005",2,0,2021,9999,null,null,"N","Solar",{"$nulls":13},0,0,0,0]
["Bristol Solar One, LLC","64978_G_BRIS1",64978,"G","BRIS1",null,"Solar PV","","NENG_CT","Connecticut",90,"Hartford",3,"90003",3,0,2021,9999,null,null,"N","Solar",{"$nulls":13},0,0,0,0]
["Watertown Solar One, LLC","64979_G_WTRS1",64979,"G","WTRS1",null,"Solar PV","","NENG_CT","Connecticut",90,"Litchfield",5,"90005",2,0,2021,9999,null,null,"N","Solar",{"$nulls":13},0,0,0,0]
["UMass Boston","64980_G_010G",64980,"G","010G",null,"Combustion Turbine","IC Engine","NENGREST","Massachusetts",25,"Suffolk",25,"25025",0.3,9905,2006,9999,null,null,"N","Distillate Fuel Oil",{"$nulls":13},{"v":0.01100000000000001,"d":"0.011"},{"v":0.01100000000000001,"d":"0.011"},{"v":0.01100000000000001,"d":"0.011"},{"v":0.01100000000000001,"d":"0.011"}]
["UMass Boston","64980_G_020G",64980,"G","020G",null,"Combustion Turbine","IC Engine","NENGREST","Massachusetts",25,"Suffolk",25,"25025",0.4,9905,1972,9999,null,null,"N","Distillate Fuel Oil",{"$nulls":13},{"v":0.01100000000000001,"d":"0.011"},{"v":0.01100000000000001,"d":"0.011"},{"v":0.01100000000000001,"d":"0.011"},{"v":0.01100000000000001,"d":"0.011"}]
["UMass Boston","64980_G_030G",64980,"G","030G",null,"Combustion Turbine","IC Engine","NENGREST","Massachusetts",25,"Suffolk",25,"25025",0.5,9905,2014,9999,null,null,"N","Distillate Fuel Oil",{"$nulls":13},{"v":0.01100000000000001,"d":"0.011"},{"v":0.01100000000000001,"d":"0.011"},{"v":0.01100000000000001,"d":"0.011"},{"v":0.01100000000000001,"d":"0.011"}]
["UMass Boston","64980_G_050G",64980,"G","050G",null,"Combustion Turbine","IC Engine","NENGREST","Massachusetts",25,"Suffolk",25,"25025",0.8,9905,2001,9999,null,null,"N","Distillate Fuel Oil",{"$nulls":13},{"v":0.01100000000000001,"d":"0.011"},{"v":0.01100000000000001,"d":"0.011"},{"v":0.01100000000000001,"d":"0.011"},{"v":0.01100000000000001,"d":"0.011"}]
["UMass Boston","64980_G_060G",64980,"G","060G",null,"Combustion Turbine","IC Engine","NENGREST","Massachusetts",25,"Suffolk",25,"25025",1.6,9905,2012,9999,null,null,"N","Distillate Fuel Oil",{"$nulls":13},{"v":0.01100000000000001,"d":"0.011"},{"v":0.01100000000000001,"d":"0.011"},{"v":0.01100000000000001,"d":"0.011"},{"v":0.01100000000000001,"d":"0.011"}]
["UMass Boston","64980_G_080D1",64980,"G","080D1",null,"Combustion Turbine","IC Engine","NENGREST","Massachusetts",25,"Suffolk",25,"25025",0.3,9905,1972,9999,null,null,"N","Distillate Fuel Oil",{"$nulls":13},{"v":0.01100000000000001,"d":"0.011"},{"v":0.01100000000000001,"d":"0.011"},{"v":0.01100000000000001,"d":"0.011"},{"v":0.01100000000000001,"d":"0.011"}]
["UMass Boston","64980_G_080D2",64980,"G","080D2",null,"Combustion Turbine","IC Engine","NENGREST","Massachusetts",25,"Suffolk",25,"25025",0.5,9905,1972,9999,null,null,"N","Distillate Fuel Oil",{"$nulls":13},{"v":0.01100000000000001,"d":"0.011"},{"v":0.01100000000000001,"d":"0.011"},{"v":0.01100000000000001,"d":"0.011"},{"v":0.01100000000000001,"d":"0.011"}]
["UMass Boston","64980_G_080G",64980,"G","080G",null,"Combustion Turbine","IC Engine","NENGREST","Massachusetts",25,"Suffolk",25,"25025",0.4,9905,1972,9999,null,null,"N","Distillate Fuel Oil",{"$nulls":13},{"v":0.01100000000000001,"d":"0.011"},{"v":0.01100000000000001,"d":"0.011"},{"v":0.01100000000000001,"d":"0.011"},{"v":0.01100000000000001,"d":"0.011"}]
["UMass Boston","64980_G_090G",64980,"G","090G",null,"Combustion Turbine","IC Engine","NENGREST","Massachusetts",25,"Suffolk",25,"25025",0.6,9905,1972,9999,null,null,"N","Distillate Fuel Oil",{"$nulls":13},{"v":0.01100000000000001,"d":"0.011"},{"v":0.01100000000000001,"d":"0.011"},{"v":0.01100000000000001,"d":"0.011"},{"v":0.01100000000000001,"d":"0.011"}]
["UMass Boston","64980_G_110G",64980,"G","110G",null,"Combustion Turbine","IC Engine","NENGREST","Massachusetts",25,"Suffolk",25,"25025",0.2,9905,1972,9999,null,null,"N","Distillate Fuel Oil",{"$nulls":13},{"v":0.01100000000000001,"d":"0.011"},{"v":0.01100000000000001,"d":"0.011"},{"v":0.01100000000000001,"d":"0.011"},{"v":0.01100000000000001,"d":"0.011"}]
["UMass Boston","64980_G_120G",64980,"G","120G",null,"Combustion Turbine","IC Engine","NENGREST","Massachusetts",25,"Suffolk",25,"25025",0.2,9905,1972,9999,null,null,"N","Distillate Fuel Oil",{"$nulls":13},{"v":0.01100000000000001,"d":"0.011"},{"v":0.01100000000000001,"d":"0.011"},{"v":0.01100000000000001,"d":"0.011"},{"v":0.01100000000000001,"d":"0.011"}]
["UMass Boston","64980_G_160G",64980,"G","160G",null,"Combustion Turbine","IC Engine","NENGREST","Massachusetts",25,"Suffolk",25,"25025",0.1,9905,2001,9999,null,null,"N","Distillate Fuel Oil",{"$nulls":13},{"v":0.01100000000000001,"d":"0.011"},{"v":0.01100000000000001,"d":"0.011"},{"v":0.01100000000000001,"d":"0.011"},{"v":0.01100000000000001,"d":"0.011"}]
["UMass Boston","64980_G_200G",64980,"G","200G",null,"Combustion Turbine","IC Engine","NENGREST","Massachusetts",25,"Suffolk",25,"25025",0.1,9905,1999,9999,null,null,"N","Distillate Fuel Oil",{"$nulls":13},{"v":0.01100000000000001,"d":"0.011"},{"v":0.01100000000000001,"d":"0.011"},{"v":0.01100000000000001,"d":"0.011"},{"v":0.01100000000000001,"d":"0.011"}]
["UMass Boston","64980_G_BATT1",64980,"G","BATT1",null,"Energy Storage","","NENGREST","Massachusetts",25,"Suffolk",25,"25025",0.5,0,2021,9999,null,null,"N","Energy Storage",{"$nulls":13},0,0,0,0]
["UMass Boston","64980_G_RHG",64980,"G","RHG",null,"Combustion Turbine","IC Engine","NENGREST","Massachusetts",25,"Suffolk",25,"25025",0.5,9905,2017,9999,null,null,"N","Distillate Fuel Oil",{"$nulls":13},{"v":0.01100000000000001,"d":"0.011"},{"v":0.01100000000000001,"d":"0.011"},{"v":0.01100000000000001,"d":"0.011"},{"v":0.01100000000000001,"d":"0.011"}]
["UMass Boston","64980_G_SOL1",64980,"G","SOL1",null,"Solar PV","","NENGREST","Massachusetts",25,"Suffolk",25,"25025",0.2,0,2021,9999,null,null,"N","Solar",{"$nulls":13},0,0,0,0]
["UMass Boston","64980_G_SOL2",64980,"G","SOL2",null,"Solar PV","","NENGREST","Massachusetts",25,"Suffolk",25,"25025",0.5,0,2021,9999,null,null,"N","Solar",{"$nulls":13},0,0,0,0]
["UMass Boston","64980_G_WG",64980,"G","WG",null,"Combustion Turbine","IC Engine","NENGREST","Massachusetts",25,"Suffolk",25,"25025",0.4,9905,2018,9999,null,null,"N","Distillate Fuel Oil",{"$nulls":13},{"v":0.01100000000000001,"d":"0.011"},{"v":0.01100000000000001,"d":"0.011"},{"v":0.01100000000000001,"d":"0.011"},{"v":0.01100000000000001,"d":"0.011"}]
["Pecan Prairie South Solar","64981_G_CPSS1",64981,"G","CPSS1",null,"Solar PV","","ERC_REST","Texas",48,"Leon",289,"48289",135,0,2024,9999,null,null,"N","Solar",{"$nulls":13},0,0,0,0]
["West Plains Solar I","64982_G_WPS1",64982,"G","WPS1",null,"Solar PV","","SPP_N","Missouri",29,"Howell",91,"29091",8,0,2022,9999,null,null,"N","Solar",{"$nulls":13},0,0,0,0]
["North Wales Diesel","64983_G_GEN1",64983,"G","GEN1",null,"Combustion Turbine","IC Engine","PJM_EMAC","Pennsylvania",42,"Montgomery",91,"42091",1.5,9905,2010,9999,null,null,"N","Distillate Fuel Oil",{"$nulls":13},{"v":0.01100000000000001,"d":"0.011"},{"v":0.01100000000000001,"d":"0.011"},{"v":0.01100000000000001,"d":"0.011"},{"v":0.01100000000000001,"d":"0.011"}]
["North Wales Diesel","64983_G_GEN2",64983,"G","GEN2",null,"Combustion Turbine","IC Engine","PJM_EMAC","Pennsylvania",42,"Montgomery",91,"42091",1.8,9905,2010,9999,null,null,"N","Distillate Fuel Oil",{"$nulls":13},{"v":0.01100000000000001,"d":"0.011"},{"v":0.01100000000000001,"d":"0.011"},{"v":0.01100000000000001,"d":"0.011"},{"v":0.01100000000000001,"d":"0.011"}]
["North Wales Diesel","64983_G_GEN3",64983,"G","GEN3",null,"Combustion Turbine","IC Engine","PJM_EMAC","Pennsylvania",42,"Montgomery",91,"42091",1.8,9905,2010,9999,null,null,"N","Distillate Fuel Oil",{"$nulls":13},{"v":0.01100000000000001,"d":"0.011"},{"v":0.01100000000000001,"d":"0.011"},{"v":0.01100000000000001,"d":"0.011"},{"v":0.01100000000000001,"d":"0.011"}]
["North Wales Diesel","64983_G_GEN4",64983,"G","GEN4",null,"Combustion Turbine","IC Engine","PJM_EMAC","Pennsylvania",42,"Montgomery",91,"42091",1.8,9905,2010,9999,null,null,"N","Distillate Fuel Oil",{"$nulls":13},{"v":0.01100000000000001,"d":"0.011"},{"v":0.01100000000000001,"d":"0.011"},{"v":0.01100000000000001,"d":"0.011"},{"v":0.01100000000000001,"d":"0.011"}]
["Waterloo Solar (IA)","64984_G_WATS",64984,"G","WATS",null,"Solar PV","","MIS_MIDA","Iowa",19,"Black Hawk",13,"19013",3,0,2021,9999,null,null,"N","Solar",{"$nulls":13},0,0,0,0]
["Johnson County Hills Solar","64985_G_JCHS",64985,"G","JCHS",null,"Solar PV","","MIS_MIDA","Iowa",19,"Johnson",103,"19103",3,0,2021,9999,null,null,"N","Solar",{"$nulls":13},0,0,0,0]
["Franklin County Solar","64986_G_FCS",64986,"G","FCS",null,"Solar PV","","MIS_MIDA","Iowa",19,"Franklin",69,"19069",7,0,2021,9999,null,null,"N","Solar",{"$nulls":13},0,0,0,0]
["USS Foley Solar LLC","64987_G_USSFS",64987,"G","USSFS",null,"Solar PV","","MIS_MNWI","Minnesota",27,"Benton",9,"27009",1,0,2022,9999,null,null,"N","Solar",{"$nulls":13},0,0,0,0]
["USS Prokosch Solar LLC ","64988_G_USPKS",64988,"G","USPKS",null,"Solar PV","","MIS_MNWI","Minnesota",27,"Renville",129,"27129",1,0,2022,9999,null,null,"N","Solar",{"$nulls":13},0,0,0,0]
["USS Rosebud Solar LLC","64989_G_USRBS",64989,"G","USRBS",null,"Solar PV","","MIS_MNWI","Minnesota",27,"Redwood",127,"27127",1,0,2022,9999,null,null,"N","Solar",{"$nulls":13},0,0,0,0]
["Medin CSG","64990_G_MED1",64990,"G","MED1",null,"Solar PV","","MIS_MNWI","Minnesota",27,"Chisago",25,"27025",1,0,2021,9999,null,null,"N","Solar",{"$nulls":13},0,0,0,0]
["Johnson CSG 1","64991_G_JOHN",64991,"G","JOHN",null,"Solar PV","","MIS_MNWI","Minnesota",27,"Chisago",25,"27025",1,0,2021,9999,null,null,"N","Solar",{"$nulls":13},0,0,0,0]
["Cornillie Solar CSG","64992_G_CORN1",64992,"G","CORN1",null,"Solar PV","","MIS_MNWI","Minnesota",27,"Chisago",25,"27025",1,0,2021,9999,null,null,"N","Solar",{"$nulls":13},0,0,0,0]
["BigBeau Solar, LLC","64993_G_BB1BA",64993,"G","BB1BA",null,"Energy Storage","","WECC_SCE","California",60,"Kern",29,"60029",40,0,2022,9999,null,null,"N","Energy Storage",{"$nulls":13},0,0,0,0]
["BigBeau Solar, LLC","64993_G_BB1PV",64993,"G","BB1PV",null,"Solar PV","","WECC_SCE","California",60,"Kern",29,"60029",128,0,2022,9999,null,null,"N","Solar",{"$nulls":13},0,0,0,0]
["Sacramento Point West Medical Offices","64994_G_6115",64994,"G","6115",null,"Solar PV","","WEC_BANC","California",60,"Sacramento",67,"60067",1.3,0,2020,9999,null,null,"N","Solar",{"$nulls":13},0,0,0,0]
["Cassville Solar","64995_G_PV1",64995,"G","PV1",null,"Solar PV","","MIS_WUMS","Wisconsin",55,"Grant",43,"55043",50,0,2024,9999,null,null,"N","Solar",{"$nulls":13},0,0,0,0]
["Springfield Solar (WI)","64996_G_PV1",64996,"G","PV1",null,"Solar PV","","MIS_WUMS","Wisconsin",55,"Dodge",27,"55027",100,0,2024,9999,null,null,"N","Solar",{"$nulls":13},0,0,0,0]
["Albany Solar (WI)","64997_G_PV1",64997,"G","PV1",null,"Solar PV","","MIS_WUMS","Wisconsin",55,"Rock",105,"55105",50,0,2024,9999,null,null,"N","Solar",{"$nulls":13},0,0,0,0]
["Paddock Solar","64998_G_PV1",64998,"G","PV1",null,"Solar PV","","MIS_WUMS","Wisconsin",55,"Rock",105,"55105",65,0,2024,9999,null,null,"N","Solar",{"$nulls":13},0,0,0,0]
["Pecan Prairie North Solar","64999_G_CPNS1",64999,"G","CPNS1",null,"Solar PV","","ERC_REST","Texas",48,"Leon",289,"48289",360,0,2023,9999,null,null,"N","Solar",{"$nulls":13},0,0,0,0]
["Wautoma Solar","65000_G_PV1",65000,"G","PV1",null,"Solar PV","","MIS_WUMS","Wisconsin",55,"Waushara",137,"55137",99,0,2024,9999,null,null,"N","Solar",{"$nulls":13},0,0,0,0]
["Beaver Dam Solar","65001_G_PV1",65001,"G","PV1",null,"Solar PV","","MIS_WUMS","Wisconsin",55,"Dodge",27,"55027",50,0,2024,9999,null,null,"N","Solar",{"$nulls":13},0,0,0,0]
["SSI West Riverside Landfill LLC","65002_G_WERL",65002,"G","WERL",null,"Solar PV","","WECC_SCE","California",60,"Riverside",65,"60065",2.5,0,2020,9999,null,null,"N","Solar",{"$nulls":13},0,0,0,0]
["MN CSG 2019-16 LLC","65003_G_WOLFE",65003,"G","WOLFE",null,"Solar PV","","MIS_MNWI","Minnesota",27,"Blue Earth",13,"27013",1,0,2022,9999,null,null,"N","Solar",{"$nulls":13},0,0,0,0]
["MN CSG 2019-17 LLC","65004_G_MOORE",65004,"G","MOORE",null,"Solar PV","","MIS_MNWI","Minnesota",27,"Blue Earth",13,"27013",1,0,2021,9999,null,null,"N","Solar",{"$nulls":13},0,0,0,0]
["Albertsons at Melrose Park","65005_G_PV1",65005,"G","PV1",null,"Solar PV","","PJM_COMD","Illinois",17,"Cook",31,"17031",1.9,0,2021,9999,null,null,"N","Solar",{"$nulls":13},0,0,0,0]
["Novel Bo Hu 1 Solar LLC","65006_G_BOHU1",65006,"G","BOHU1",null,"Solar PV","","MIS_MNWI","Minnesota",27,"Rice",131,"27131",1,0,2022,9999,null,null,"N","Solar",{"$nulls":13},0,0,0,0]
["Bear Creek","65009_G_PV1",65009,"G","PV1",null,"Solar PV","","MIS_MNWI","Wisconsin",55,"Richland",103,"55103",50,0,2022,9999,null,null,"N","Solar",{"$nulls":13},0,0,0,0]
["Wood County","65011_G_PV1",65011,"G","PV1",null,"Solar PV","","MIS_WUMS","Wisconsin",55,"Wood",141,"55141",150,0,2022,9999,null,null,"N","Solar",{"$nulls":13},0,0,0,0]
["Crawfish River","65012_G_PV1",65012,"G","PV1",null,"Solar PV","","MIS_WUMS","Wisconsin",55,"Jefferson",55,"55055",75,0,2022,9999,null,null,"N","Solar",{"$nulls":13},0,0,0,0]
["Marengo Solar","65013_G_MARIL",65013,"G","MARIL",null,"Solar PV","","PJM_COMD","Illinois",17,"McHenry",111,"17111",2,0,2020,9999,null,null,"N","Solar",{"$nulls":13},0,0,0,0]
["ASD Cotuit MA Solar LLC","65014_G_COT1",65014,"G","COT1",null,"Solar PV","","NENGREST","Massachusetts",25,"Barnstable",1,"25001",3.1,0,2022,9999,null,null,"N","Solar",{"$nulls":13},0,0,0,0]
["ASD Cotuit MA Solar LLC","65014_G_COT1B",65014,"G","COT1B",null,"Energy Storage","","NENGREST","Massachusetts",25,"Barnstable",1,"25001",3,0,2022,9999,null,null,"N","Energy Storage",{"$nulls":13},0,0,0,0]
["ASD Wallum MA Solar LLC","65015_G_WAL1",65015,"G","WAL1",null,"Solar PV","","NENGREST","Massachusetts",25,"Worcester",27,"25027",5,0,2021,9999,null,null,"N","Solar",{"$nulls":13},0,0,0,0]
["ASD Wallum MA Solar LLC","65015_G_WAL1B",65015,"G","WAL1B",null,"Energy Storage","","NENGREST","Massachusetts",25,"Worcester",27,"25027",3.8,0,2021,9999,null,null,"N","Energy Storage",{"$nulls":13},0,0,0,0]
["Gardy's Mill Solar","65016_G_GMS",65016,"G","GMS",null,"Solar PV","","PJM_Dom","Virginia",51,"Westmoreland",193,"51193",14,0,2020,9999,null,null,"N","Solar",{"$nulls":13},0,0,0,0]
["Mazeppa CSG","65017_G_MZPA",65017,"G","MZPA",null,"Solar PV","","MIS_MNWI","Minnesota",27,"Wabasha",157,"27157",0.4,0,2022,9999,null,null,"N","Solar",{"$nulls":13},0,0,0,0]
["Mossy Branch Battery Facility","65018_G_BESS",65018,"G","BESS",null,"Energy Storage","","S_SOU","Georgia",13,"Talbot",263,"13263",65,0,2024,9999,null,null,"N","Energy Storage",{"$nulls":13},0,0,0,0]
["Beaver Creek I","65019_G_BCW1",65019,"G","BCW1",null,"Onshore Wind","","WECC_MT","Montana",30,"Stillwater",95,"30095",50,0,2023,9999,null,null,"N","Wind",{"$nulls":13},0,0,0,0]
["Beaver Creek I","65019_G_BCW1B",65019,"G","BCW1B",null,"Energy Storage","","WECC_MT","Montana",30,"Stillwater",95,"30095",30,0,2023,9999,null,null,"N","Energy Storage",{"$nulls":13},0,0,0,0]
["Beaver Creek II","65020_G_BCW2",65020,"G","BCW2",null,"Onshore Wind","","WECC_MT","Montana",30,"Stillwater",95,"30095",60,0,2023,9999,null,null,"N","Wind",{"$nulls":13},0,0,0,0]
["Beaver Creek II","65020_G_BCW2B",65020,"G","BCW2B",null,"Energy Storage","","WECC_MT","Montana",30,"Stillwater",95,"30095",20,0,2023,9999,null,null,"N","Energy Storage",{"$nulls":13},0,0,0,0]
["Beaver Creek III","65021_G_BCW3",65021,"G","BCW3",null,"Onshore Wind","","WECC_MT","Montana",30,"Stillwater",95,"30095",60,0,2023,9999,null,null,"N","Wind",{"$nulls":13},0,0,0,0]
["Beaver Creek III","65021_G_BCW3B",65021,"G","BCW3B",null,"Energy Storage","","WECC_MT","Montana",30,"Stillwater",95,"30095",20,0,2023,9999,null,null,"N","Energy Storage",{"$nulls":13},0,0,0,0]
["Briel Solar Farm","65022_G_BMS",65022,"G","BMS",null,"Solar PV","","PJM_Dom","Virginia",51,"Henrico",87,"51087",20,0,2021,9999,null,null,"N","Solar",{"$nulls":13},0,0,0,0]
["Beaver Creek IV","65023_G_BCW4",65023,"G","BCW4",null,"Onshore Wind","","WECC_MT","Montana",30,"Stillwater",95,"30095",50,0,2023,9999,null,null,"N","Wind",{"$nulls":13},0,0,0,0]
["Beaver Creek IV","65023_G_BCW4B",65023,"G","BCW4B",null,"Energy Storage","","WECC_MT","Montana",30,"Stillwater",95,"30095",30,0,2023,9999,null,null,"N","Energy Storage",{"$nulls":13},0,0,0,0]
["Novel Brock Solar LLC","65024_G_BROCK",65024,"G","BROCK",null,"Solar PV","","MIS_MNWI","Minnesota",27,"Yellow Medicine",173,"27173",1,0,2022,9999,null,null,"N","Solar",{"$nulls":13},0,0,0,0]
["Novel Swenson Solar LLC","65025_G_SWNSN",65025,"G","SWNSN",null,"Solar PV","","MIS_MNWI","Minnesota",27,"Chisago",25,"27025",1,0,2022,9999,null,null,"N","Solar",{"$nulls":13},0,0,0,0]
["HEB00292","65026_G_H2921",65026,"G","H2921",null,"Combustion Turbine","IC Engine","ERC_REST","Texas",48,"Matagorda",321,"48321",0.4,9905,2016,9999,null,null,"N","Natural Gas",{"$nulls":13},{"v":0.01100000000000001,"d":"0.011"},{"v":0.01100000000000001,"d":"0.011"},{"v":0.01100000000000001,"d":"0.011"},{"v":0.01100000000000001,"d":"0.011"}]
["HEB00292","65026_G_H2922",65026,"G","H2922",null,"Combustion Turbine","IC Engine","ERC_REST","Texas",48,"Matagorda",321,"48321",0.4,9905,2016,9999,null,null,"N","Natural Gas",{"$nulls":13},{"v":0.01100000000000001,"d":"0.011"},{"v":0.01100000000000001,"d":"0.011"},{"v":0.01100000000000001,"d":"0.011"},{"v":0.01100000000000001,"d":"0.011"}]
["HEB00292","65026_G_H2923",65026,"G","H2923",null,"Combustion Turbine","IC Engine","ERC_REST","Texas",48,"Matagorda",321,"48321",0.4,9905,2016,9999,null,null,"N","Natural Gas",{"$nulls":13},{"v":0.01100000000000001,"d":"0.011"},{"v":0.01100000000000001,"d":"0.011"},{"v":0.01100000000000001,"d":"0.011"},{"v":0.01100000000000001,"d":"0.011"}]
["Aero Solar Facility","65027_G_PV1",65027,"G","PV1",null,"Solar PV","","PJM_West","Kentucky",21,"Boone",15,"21015",2,0,2022,9999,null,null,"N","Solar",{"$nulls":13},0,0,0,0]
["Roseland Solar Project, LLC","65028_G_ROSES",65028,"G","ROSES",null,"Solar PV","","ERC_REST","Texas",48,"McLennan",309,"48309",500,0,2021,9999,null,null,"N","Solar",{"$nulls":13},0,0,0,0]
["Bissell Solar and Battery Generator","65029_G_BISBP",65029,"G","BISBP",null,"Energy Storage","","MIS_LMI","Michigan",26,"Kent",81,"26081",0.3,0,2021,9999,null,null,"N","Energy Storage",{"$nulls":13},0,0,0,0]
["Bissell Solar and Battery Generator","65029_G_BISSP",65029,"G","BISSP",null,"Solar PV","","MIS_LMI","Michigan",26,"Kent",81,"26081",0.8,0,2021,9999,null,null,"N","Solar",{"$nulls":13},0,0,0,0]
["Kings River Syphon","65033_G_UNIT1",65033,"G","UNIT1",null,"Hydro","","WEC_CALN","California",60,"Fresno",19,"60019",0.2,0,1990,9999,null,null,"N","Hydro",{"$nulls":13},0,0,0,0]
["Kings River Syphon","65033_G_UNIT2",65033,"G","UNIT2",null,"Hydro","","WEC_CALN","California",60,"Fresno",19,"60019",0.2,0,1990,9999,null,null,"N","Hydro",{"$nulls":13},0,0,0,0]
["Kings River Syphon","65033_G_UNIT3",65033,"G","UNIT3",null,"Hydro","","WEC_CALN","California",60,"Fresno",19,"60019",0.2,0,1990,9999,null,null,"N","Hydro",{"$nulls":13},0,0,0,0]
["Kings River Syphon","65033_G_UNIT4",65033,"G","UNIT4",null,"Hydro","","WEC_CALN","California",60,"Fresno",19,"60019",0.2,0,1990,9999,null,null,"N","Hydro",{"$nulls":13},0,0,0,0]
["Fox Hills Battery Station","65035_G_ESSFH",65035,"G","ESSFH",null,"Energy Storage","","NY_Z_J","New York",36,"Richmond",85,"36085",7.5,0,2022,9999,null,null,"N","Energy Storage",{"$nulls":13},0,0,0,0]
["Cotton Creek Solar Energy Center","65036_G_1",65036,"G","1",null,"Solar PV","","S_SOU","Florida",12,"Escambia",33,"12033",74.5,0,2021,9999,null,null,"N","Solar",{"$nulls":13},0,0,0,0]
["Sawgrass Solar Energy Center","65037_G_1",65037,"G","1",null,"Solar PV","","FRCC","Florida",12,"Hendry",51,"12051",74.5,0,2022,9999,null,null,"N","Solar",{"$nulls":13},0,0,0,0]
["Ghost Orchid Solar Energy Center","65038_G_1",65038,"G","1",null,"Solar PV","","FRCC","Florida",12,"Hendry",51,"12051",74.5,0,2022,9999,null,null,"N","Solar",{"$nulls":13},0,0,0,0]
["Sundew","65039_G_1",65039,"G","1",null,"Solar PV","","FRCC","Florida",12,"St Lucie",111,"12111",74.5,0,2022,9999,null,null,"N","Solar",{"$nulls":13},0,0,0,0]
["Immokalee","65040_G_1",65040,"G","1",null,"Solar PV","","FRCC","Florida",12,"Collier",21,"12021",74.5,0,2022,9999,null,null,"N","Solar",{"$nulls":13},0,0,0,0]
["Elder Branch","65041_G_1",65041,"G","1",null,"Solar PV","","FRCC","Florida",12,"Manatee",81,"12081",74.5,0,2022,9999,null,null,"N","Solar",{"$nulls":13},0,0,0,0]
["Grove","65042_G_1",65042,"G","1",null,"Solar PV","","FRCC","Florida",12,"Indian River",61,"12061",74.5,0,2022,9999,null,null,"N","Solar",{"$nulls":13},0,0,0,0]
["Dulles Solar and Storage","65043_G_DUSO",65043,"G","DUSO",null,"Solar PV","","PJM_Dom","Virginia",51,"Loudoun",107,"51107",100,0,2024,9999,null,null,"N","Solar",{"$nulls":13},0,0,0,0]
["Dulles Solar and Storage","65043_G_DUST",65043,"G","DUST",null,"Energy Storage","","PJM_Dom","Virginia",51,"Loudoun",107,"51107",50,0,2024,9999,null,null,"N","Energy Storage",{"$nulls":13},0,0,0,0]
["Dry Bridge Storage","65044_G_DBES",65044,"G","DBES",null,"Energy Storage","","PJM_Dom","Virginia",51,"Chesterfield",41,"51041",20,0,2022,9999,null,null,"N","Energy Storage",{"$nulls":13},0,0,0,0]
["Hubbard Wind","65048_G_HW001",65048,"G","HW001",null,"Onshore Wind","","ERC_REST","Texas",48,"Limestone",293,"48293",300,0,2021,9999,null,null,"N","Wind",{"$nulls":13},0,0,0,0]
["Mark Center Solar Project","65050_G_MRC1",65050,"G","MRC1",null,"Solar PV","","PJM_ATSI","Ohio",39,"Defiance",39,"39039",110,0,2024,9999,null,null,"N","Solar",{"$nulls":13},0,0,0,0]
["Tracy Solar Energy Center","65051_G_TSEC",65051,"G","TSEC",null,"Solar PV","","NY_Z_C&E","New York",36,"Jefferson",45,"36045",119,0,2024,9999,null,null,"N","Solar",{"$nulls":13},0,0,0,0]
["Homer Solar Energy Center","65052_G_HSEC",65052,"G","HSEC",null,"Solar PV","","NY_Z_C&E","New York",36,"Cortland",23,"36023",90,0,2024,9999,null,null,"N","Solar",{"$nulls":13},0,0,0,0]
["Blythe Mesa Solar II","65053_G_BMSES",65053,"G","BMSES",null,"Energy Storage","","WECC_SCE","California",60,"Riverside",65,"60065",112,0,2022,9999,null,null,"N","Energy Storage",{"$nulls":13},0,0,0,0]
["Blythe Mesa Solar II","65053_G_IPBMS",65053,"G","IPBMS",null,"Solar PV","","WECC_SCE","California",60,"Riverside",65,"60065",223.6,0,2022,9999,null,null,"N","Solar",{"$nulls":13},0,0,0,0]
["71 Charlotte Furnace Rd Hybrid","65054_G_71CBA",65054,"G","71CBA",null,"Energy Storage","","NENGREST","Massachusetts",25,"Plymouth",23,"25023",1,0,2021,9999,null,null,"N","Energy Storage",{"$nulls":13},0,0,0,0]
["71 Charlotte Furnace Rd Hybrid","65054_G_71CPV",65054,"G","71CPV",null,"Solar PV","","NENGREST","Massachusetts",25,"Plymouth",23,"25023",1,0,2021,9999,null,null,"N","Solar",{"$nulls":13},0,0,0,0]
["77 Farm to Market Rd Hybrid","65055_G_77FBA",65055,"G","77FBA",null,"Energy Storage","","NENGREST","Massachusetts",25,"Plymouth",23,"25023",2.2,0,2021,9999,null,null,"N","Energy Storage",{"$nulls":13},0,0,0,0]
["77 Farm to Market Rd Hybrid","65055_G_77FPV",65055,"G","77FPV",null,"Solar PV","","NENGREST","Massachusetts",25,"Plymouth",23,"25023",5,0,2021,9999,null,null,"N","Solar",{"$nulls":13},0,0,0,0]
["160 Tihonet Rd Hybrid","65056_G_160BA",65056,"G","160BA",null,"Energy Storage","","NENGREST","Massachusetts",25,"Plymouth",23,"25023",3.3,0,2021,9999,null,null,"N","Energy Storage",{"$nulls":13},0,0,0,0]
["160 Tihonet Rd Hybrid","65056_G_160PV",65056,"G","160PV",null,"Solar PV","","NENGREST","Massachusetts",25,"Plymouth",23,"25023",5,0,2021,9999,null,null,"N","Solar",{"$nulls":13},0,0,0,0]
["299 Farm to Market Rd Hybrid","65057_G_299BA",65057,"G","299BA",null,"Energy Storage","","NENGREST","Massachusetts",25,"Plymouth",23,"25023",2.3,0,2021,9999,null,null,"N","Energy Storage",{"$nulls":13},0,0,0,0]
["299 Farm to Market Rd Hybrid","65057_G_299PV",65057,"G","299PV",null,"Solar PV","","NENGREST","Massachusetts",25,"Plymouth",23,"25023",3,0,2021,9999,null,null,"N","Solar",{"$nulls":13},0,0,0,0]
["Niyol Wind, LLC","65059_G_WNIYO",65059,"G","WNIYO",null,"Onshore Wind","","WECC_CO","Colorado",80,"Logan",75,"80075",205,0,2021,9999,null,null,"N","Wind",{"$nulls":13},0,0,0,0]
["TC Solar RCE","65065_G_CGS",65065,"G","CGS",null,"Solar PV","","MIS_MNWI","Minnesota",27,"Anoka",3,"27003",1,0,2022,9999,null,null,"N","Solar",{"$nulls":13},0,0,0,0]
["Hoot Lake Solar","65066_G_1",65066,"G","1",null,"Solar PV","","MIS_MNWI","Minnesota",27,"Otter Tail",111,"27111",49.9,0,2023,9999,null,null,"N","Solar",{"$nulls":13},0,0,0,0]
["ASA DeKalb NY Solar III LLC","65067_G_DEK3",65067,"G","DEK3",null,"Solar PV","","NY_Z_D","New York",36,"St Lawrence",89,"36089",3.3,0,2022,9999,null,null,"N","Solar",{"$nulls":13},0,0,0,0]
["Walkerton","65068_G_WALK",65068,"G","WALK",null,"Solar PV","","PJM_West","Indiana",18,"St Joseph",141,"18141",1.1,0,2022,9999,null,null,"N","Solar",{"$nulls":13},0,0,0,0]
["Linton","65069_G_LINT",65069,"G","LINT",null,"Solar PV","","MIS_INKY","Indiana",18,"Greene",55,"18055",5.4,0,2022,9999,null,null,"N","Solar",{"$nulls":13},0,0,0,0]
["Buffalo NY GigaFactory","65071_G_PV1",65071,"G","PV1",null,"Solar PV","","NY_Z_A","New York",36,"Erie",29,"36029",2,0,2022,9999,null,null,"N","Solar",{"$nulls":13},0,0,0,0]
["Fremont CA AutoFactory","65072_G_GA3",65072,"G","GA3",null,"Solar PV","","WEC_CALN","California",60,"Alameda",1,"60001",1.3,0,2022,9999,null,null,"N","Solar",{"$nulls":13},0,0,0,0]
["Fremont CA AutoFactory","65072_G_GVSRS",65072,"G","GVSRS",null,"Solar PV","","WEC_CALN","California",60,"Alameda",1,"60001",0.4,0,2022,9999,null,null,"N","Solar",{"$nulls":13},0,0,0,0]
["Fremont CA AutoFactory","65072_G_RF67",65072,"G","RF67",null,"Solar PV","","WEC_CALN","California",60,"Alameda",1,"60001",0.3,0,2022,9999,null,null,"N","Solar",{"$nulls":13},0,0,0,0]
["Fremont CA AutoFactory","65072_G_STAMP",65072,"G","STAMP",null,"Solar PV","","WEC_CALN","California",60,"Alameda",1,"60001",1.2,0,2022,9999,null,null,"N","Solar",{"$nulls":13},0,0,0,0]
["Fremont CA AutoFactory","65072_G_VSRS",65072,"G","VSRS",null,"Solar PV","","WEC_CALN","California",60,"Alameda",1,"60001",0.4,0,2022,9999,null,null,"N","Solar",{"$nulls":13},0,0,0,0]
["Berrenda Mesa Water District","65073_G_PV1",65073,"G","PV1",null,"Solar PV","","WECC_SCE","California",60,"Kern",29,"60029",6.5,0,2023,9999,null,null,"N","Solar",{"$nulls":13},0,0,0,0]
["Everson Garden","65075_G_CGS",65075,"G","CGS",null,"Solar PV","","MIS_MNWI","Minnesota",27,"Waseca",161,"27161",1,0,2022,9999,null,null,"N","Solar",{"$nulls":13},0,0,0,0]
["Halifax Solar","65083_G_PV1",65083,"G","PV1",null,"Solar PV","","NENGREST","Massachusetts",25,"Plymouth",23,"25023",2.5,0,2015,9999,null,null,"N","Solar",{"$nulls":13},0,0,0,0]
["580 River Solar","65085_G_PV1",65085,"G","PV1",null,"Solar PV","","NENGREST","Massachusetts",25,"Worcester",27,"25027",3.1,0,2018,9999,null,null,"N","Solar",{"$nulls":13},0,0,0,0]
["Bremen","65086_G_BREM",65086,"G","BREM",null,"Solar PV","","MIS_INKY","Indiana",18,"Marshall",99,"18099",6.8,0,2022,9999,null,null,"N","Solar",{"$nulls":13},0,0,0,0]
["Shamrock Solar LLC","65087_G_554",65087,"G","554",null,"Solar PV","","MIS_WUMS","Wisconsin",55,"Jackson",53,"55053",3,0,2021,9999,null,null,"N","Solar",{"$nulls":13},0,0,0,0]
["Foothill Sanitary Landfill - Solar Array","65089_G_05452",65089,"G","05452",null,"Solar PV","","WEC_CALN","California",60,"San Joaquin",77,"60077",3.5,0,2021,9999,null,null,"N","Solar",{"$nulls":13},0,0,0,0]
["Cortlandville III Solar CSG","65090_G_CORT3",65090,"G","CORT3",null,"Solar PV","","NY_Z_C&E","New York",36,"Cortland",23,"36023",5,0,2021,9999,null,null,"N","Solar",{"$nulls":13},0,0,0,0]
["IGS KSBD","65091_G_293",65091,"G","293",null,"Solar PV","","WECC_SCE","California",60,"San Bernardino",71,"60071",4.3,0,2021,9999,null,null,"N","Solar",{"$nulls":13},0,0,0,0]
["115 G Fisher","65092_G_634",65092,"G","634",null,"Solar PV","","NENGREST","Massachusetts",25,"Plymouth",23,"25023",1,0,2015,9999,null,null,"N","Solar",{"$nulls":13},0,0,0,0]
["154 D Fisher","65093_G_633",65093,"G","633",null,"Solar PV","","NENGREST","Massachusetts",25,"Plymouth",23,"25023",1,0,2015,9999,null,null,"N","Solar",{"$nulls":13},0,0,0,0]
["Jackson Ledge Solar 1 LLC","65094_G_314",65094,"G","314",null,"Solar PV","","PJM_EMAC","New Jersey",34,"Ocean",29,"34029",2.9,0,2021,9999,null,null,"N","Solar",{"$nulls":13},0,0,0,0]
["Mt Arlington Solar 1 LLC","65095_G_196",65095,"G","196",null,"Solar PV","","PJM_EMAC","New Jersey",34,"Morris",27,"34027",1.6,0,2021,9999,null,null,"N","Solar",{"$nulls":13},0,0,0,0]
["South Sioux City Energy Storage","65098_G_SSCES",65098,"G","SSCES",null,"Energy Storage","","SPP_NEBR","Nebraska",31,"Dakota",43,"31043",1.5,0,2020,9999,null,null,"N","Energy Storage",{"$nulls":13},0,0,0,0]
["Jicarilla Solar 2","65103_G_JICS2",65103,"G","JICS2",null,"Solar PV","","WECC_NM","New Mexico",35,"Rio Arriba",39,"35039",50,0,2021,9999,null,null,"N","Solar",{"$nulls":13},0,0,0,0]
["CA - DGS RFP - RJ Donovan State Prison","65104_G_15111",65104,"G","15111",null,"Solar PV","","WEC_SDGE","California",60,"San Diego",73,"60073",2,0,2022,9999,null,null,"N","Solar",{"$nulls":13},0,0,0,0]
["CA-DGS-California Correctional Inst","65105_G_15111",65105,"G","15111",null,"Solar PV","","WECC_SCE","California",60,"Kern",29,"60029",4,0,2022,9999,null,null,"N","Solar",{"$nulls":13},0,0,0,0]
["Phobos Solar, LLC","65106_G_PGR33",65106,"G","PGR33",null,"Solar PV","","S_VACA","North Carolina",37,"Nash",127,"37127",78.8,0,2022,9999,null,null,"N","Solar",{"$nulls":13},0,0,0,0]
["Cabin Creek Solar, LLC","65107_G_PGR34",65107,"G","PGR34",null,"Solar PV","","S_VACA","North Carolina",37,"Montgomery",123,"37123",70.2,0,2022,9999,null,null,"N","Solar",{"$nulls":13},0,0,0,0]
["196 Tremont St","65114_G_196BA",65114,"G","196BA",null,"Energy Storage","","NENGREST","Massachusetts",25,"Plymouth",23,"25023",1.5,0,2021,9999,null,null,"N","Energy Storage",{"$nulls":13},0,0,0,0]
["196 Tremont St","65114_G_196PV",65114,"G","196PV",null,"Solar PV","","NENGREST","Massachusetts",25,"Plymouth",23,"25023",1.5,0,2021,9999,null,null,"N","Solar",{"$nulls":13},0,0,0,0]
["Eichten 3 CSG","65115_G_ECHT3",65115,"G","ECHT3",null,"Solar PV","","MIS_MNWI","Minnesota",27,"Chisago",25,"27025",1,0,2022,9999,null,null,"N","Solar",{"$nulls":13},0,0,0,0]
["NY8 - Grissom Solar","65121_G_GEN1",65121,"G","GEN1",null,"Solar PV","","NY_Z_F","New York",36,"Montgomery",57,"36057",20,0,2022,9999,null,null,"N","Solar",{"$nulls":13},0,0,0,0]
["NY8 - Branscomb Solar","65122_G_GEN1",65122,"G","GEN1",null,"Solar PV","","NY_Z_F","New York",36,"Rensselaer",83,"36083",20,0,2021,9999,null,null,"N","Solar",{"$nulls":13},0,0,0,0]
["NY8 - Janis Solar","65123_G_GEN1",65123,"G","GEN1",null,"Solar PV","","NY_Z_C&E","New York",36,"Cortland",23,"36023",20,0,2022,9999,null,null,"N","Solar",{"$nulls":13},0,0,0,0]
["NY8 - Regan Solar","65124_G_GEN1",65124,"G","GEN1",null,"Solar PV","","NY_Z_F","New York",36,"Montgomery",57,"36057",20,0,2021,9999,null,null,"N","Solar",{"$nulls":13},0,0,0,0]
["NY8 - Puckett Solar","65125_G_GEN1",65125,"G","GEN1",null,"Solar PV","","NY_Z_C&E","New York",36,"Broome",7,"36007",20,0,2022,9999,null,null,"N","Solar",{"$nulls":13},0,0,0,0]
["Riverside BESS","65126_G_ES1",65126,"G","ES1",null,"Energy Storage","","S_VACA","North Carolina",37,"Buncombe",21,"37021",5,0,2022,9999,null,null,"N","Energy Storage",{"$nulls":13},0,0,0,0]
["Jayhawk Wind Energy Center","65129_G_65010",65129,"G","65010",null,"Onshore Wind","","SPP_N","Kansas",20,"Crawford",37,"20037",197.4,0,2021,9999,null,null,"N","Wind",{"$nulls":13},0,0,0,0]
["City of Bowie","65130_G_PV1",65130,"G","PV1",null,"Solar PV","","PJM_SMAC","Maryland",24,"Prince Georges",33,"24033",2,0,2021,9999,null,null,"N","Solar",{"$nulls":13},0,0,0,0]
["Fremont - Kato Rd","65131_G_PV1",65131,"G","PV1",null,"Solar PV","","WEC_CALN","California",60,"Alameda",1,"60001",0.5,0,2016,9999,null,null,"N","Solar",{"$nulls":13},0,0,0,0]
["Fremont - Kato Rd","65131_G_PV2",65131,"G","PV2",null,"Solar PV","","WEC_CALN","California",60,"Alameda",1,"60001",0.9,0,2017,9999,null,null,"N","Solar",{"$nulls":13},0,0,0,0]
["University of the Pacific","65132_G_PV1",65132,"G","PV1",null,"Solar PV","","WEC_CALN","California",60,"San Joaquin",77,"60077",4.5,0,2022,9999,null,null,"N","Solar",{"$nulls":13},0,0,0,0]
["Benning Road","65133_G_BENRD",65133,"G","BENRD",null,"Solar PV","","PJM_SMAC","District of Columbia",11,"District of Columbia",1,"11001",0.8,0,2021,9999,null,null,"N","Solar",{"$nulls":13},0,0,0,0]
["Royalston Solar One","65136_G_VCPS1",65136,"G","VCPS1",null,"Energy Storage","","NENGREST","Massachusetts",25,"Worcester",27,"25027",2.5,0,2024,9999,null,null,"N","Energy Storage",{"$nulls":13},0,0,0,0]
["Crimson","65140_G_SWSH1",65140,"G","SWSH1",null,"Energy Storage","","WECC_SCE","California",60,"Riverside",65,"60065",200,0,2022,9999,null,null,"N","Energy Storage",{"$nulls":13},0,0,0,0]
["Crimson","65140_G_SWSH2",65140,"G","SWSH2",null,"Energy Storage","","WECC_SCE","California",60,"Riverside",65,"60065",150,0,2022,9999,null,null,"N","Energy Storage",{"$nulls":13},0,0,0,0]
["Boulder Solar III LLC","65141_G_BS3ES",65141,"G","BS3ES",null,"Energy Storage","","WECC_SNV","Nevada",32,"Clark",3,"32003",58,0,2024,9999,null,null,"N","Energy Storage",{"$nulls":13},0,0,0,0]
["Deer Wood Storage, LLC","65145_G_ENX12",65145,"G","ENX12",null,"Energy Storage","","PJM_Dom","Virginia",51,"Buckingham",29,"51029",30,0,2025,9999,null,null,"N","Energy Storage",{"$nulls":13},0,0,0,0]
["Energix Aditya, LLC","65151_G_ENX13",65151,"G","ENX13",null,"Solar PV","","PJM_Dom","Virginia",51,"Louisa",109,"51109",11.5,0,2023,9999,null,null,"N","Solar",{"$nulls":13},0,0,0,0]
["Clinton Solar","65152_G_CLINT",65152,"G","CLINT",null,"Solar PV","","NENG_CT","Connecticut",90,"New London",11,"90011",1,0,2021,9999,null,null,"N","Solar",{"$nulls":13},0,0,0,0]
["UMass PV Lot 49","65153_G_U49PV",65153,"G","U49PV",null,"Solar PV","","NENGREST","Massachusetts",25,"Hampshire",15,"25015",0.9,0,2022,9999,null,null,"N","Solar",{"$nulls":13},0,0,0,0]
["UMass PV Lot 22","65154_G_U22ES",65154,"G","U22ES",null,"Energy Storage","","NENGREST","Massachusetts",25,"Hampshire",15,"25015",2,0,2022,9999,null,null,"N","Energy Storage",{"$nulls":13},0,0,0,0]
["UMass PV Lot 22","65154_G_U22PV",65154,"G","U22PV",null,"Solar PV","","NENGREST","Massachusetts",25,"Hampshire",15,"25015",2.1,0,2022,9999,null,null,"N","Solar",{"$nulls":13},0,0,0,0]
["ASA DeKalb NY Solar II LLC","65155_G_DEK2",65155,"G","DEK2",null,"Solar PV","","NY_Z_D","New York",36,"St Lawrence",89,"36089",3,0,2022,9999,null,null,"N","Solar",{"$nulls":13},0,0,0,0]
["ASA DeKalb NY Solar I LLC","65156_G_DEK1",65156,"G","DEK1",null,"Solar PV","","NY_Z_D","New York",36,"St Lawrence",89,"36089",5,0,2022,9999,null,null,"N","Solar",{"$nulls":13},0,0,0,0]
["ASA Gouverneur NY Solar I LLC","65157_G_GOV1",65157,"G","GOV1",null,"Solar PV","","NY_Z_D","New York",36,"St Lawrence",89,"36089",1.5,0,2022,9999,null,null,"N","Solar",{"$nulls":13},0,0,0,0]
["ASA Gouverneur NY Solar II LLC","65158_G_GOV2",65158,"G","GOV2",null,"Solar PV","","NY_Z_D","New York",36,"St Lawrence",89,"36089",4,0,2022,9999,null,null,"N","Solar",{"$nulls":13},0,0,0,0]
["ASA Volney NY Solar I LLC","65159_G_VOL1",65159,"G","VOL1",null,"Solar PV","","NY_Z_C&E","New York",36,"Oswego",75,"36075",5,0,2022,9999,null,null,"N","Solar",{"$nulls":13},0,0,0,0]
["ASA Clayton NY Solar I LLC","65161_G_CLA1",65161,"G","CLA1",null,"Solar PV","","NY_Z_C&E","New York",36,"Jefferson",45,"36045",1.3,0,2022,9999,null,null,"N","Solar",{"$nulls":13},0,0,0,0]
["Lacy Creek Wind Energy Center","65162_G_LCW1",65162,"G","LCW1",null,"Onshore Wind","","ERC_WEST","Texas",48,"Sterling",431,"48431",301.3,0,2022,9999,null,null,"N","Wind",{"$nulls":13},0,0,0,0]
["Grinnell College","65164_G_GRIN",65164,"G","GRIN",null,"Solar PV","","MIS_IA","Iowa",19,"Poweshiek",157,"19157",3.9,0,2022,9999,null,null,"N","Solar",{"$nulls":13},0,0,0,0]
["ER Center Road Solar, LLC","65166_G_287",65166,"G","287",null,"Solar PV","","NENGREST","Vermont",50,"Caledonia",5,"50005",2.1,0,2022,9999,null,null,"N","Solar",{"$nulls":13},0,0,0,0]
["Hudson County Solar","65167_G_470",65167,"G","470",null,"Solar PV","","PJM_EMAC","New Jersey",34,"Hudson",17,"34017",1.2,0,2022,9999,null,null,"N","Solar",{"$nulls":13},0,0,0,0]
["Five H Farms Solar Array","65168_G_FHF",65168,"G","FHF",null,"Solar PV","","WEC_CALN","California",60,"Merced",47,"60047",1.1,0,2021,9999,null,null,"N","Solar",{"$nulls":13},0,0,0,0]
["Van der Kooi Dairy Solary Array","65169_G_VDK",65169,"G","VDK",null,"Solar PV","","WEC_CALN","California",60,"Fresno",19,"60019",1.5,0,2021,9999,null,null,"N","Solar",{"$nulls":13},0,0,0,0]
["Hildreth Solar Power Plant","65170_G_PV1",65170,"G","PV1",null,"Solar PV","","FRCC","Florida",12,"Suwannee",121,"12121",42.7,0,2023,9999,null,null,"N","Solar",{"$nulls":13},0,0,0,0]
["High Springs Solar Power Plant","65172_G_PV1",65172,"G","PV1",null,"Solar PV","","FRCC","Florida",12,"Alachua",1,"12001",42.7,0,2023,9999,null,null,"N","Solar",{"$nulls":13},0,0,0,0]
["Hardeetown Solar Power Plant","65173_G_PV1",65173,"G","PV1",null,"Solar PV","","FRCC","Florida",12,"Levy",75,"12075",42.7,0,2023,9999,null,null,"N","Solar",{"$nulls":13},0,0,0,0]
["Muscatine Plant #1","1167_G_PV1",1167,"G","PV1",null,"Solar PV","","MIS_MIDA","Iowa",19,"Muscatine",139,"19139",30,0,2023,9999,null,null,"N","Solar",{"$nulls":13},0,0,0,0]

{"sheet":"NEEDSv6Capacity_Dropped_fr860","index":3,"n_rows":9090,"n_cols":8,"rows_kept":9090,"merged":[[1,1,1,7]]}
[]
[null,"Capacity from EIA form 860 Not Included in EPA Platform v6"]
[]
[null,"Plant Name","ORIS Plant Code","Unit ID","Plant Type","State Name","Capacity (MW)","Notes"]
[null,"Barry",3,"3","Coal Steam","Alabama",249,"Dropped - Units whose status does not meet NEEDS criteria"]
[null,"Gorgas",8,"6","Coal Steam","Alabama",103,"Dropped - Units whose status does not meet NEEDS criteria"]
[null,"Gorgas",8,"7","Coal Steam","Alabama",104,"Dropped - Units whose status does not meet NEEDS criteria"]
[null,"Gorgas",8,"8","Coal Steam","Alabama",163,"Dropped - Units whose status does not meet NEEDS criteria"]
[null,"Gorgas",8,"9","Coal Steam","Alabama",172,"Dropped - Units whose status does not meet NEEDS criteria"]
[null,"Gorgas",8,"10","Coal Steam","Alabama",727.7,"Dropped - Units whose status does not meet NEEDS criteria"]
[null,"Colbert",47,"1","Coal Steam","Alabama",178,"Dropped - Units whose status does not meet NEEDS criteria"]
[null,"Colbert",47,"2","Coal Steam","Alabama",178,"Dropped - Units whose status does not meet NEEDS criteria"]
[null,"Colbert",47,"3","Coal Steam","Alabama",178,"Dropped - Units whose status does not meet NEEDS criteria"]
[null,"Colbert",47,"4","Coal Steam","Alabama",178,"Dropped - Units whose status does not meet NEEDS criteria"]
[null,"Colbert",47,"5","Coal Steam","Alabama",472,"Dropped - Units whose status does not meet NEEDS criteria"]
[null,"Widows Creek",50,"1","Coal Steam","Alabama",111,"Dropped - Units whose status does not meet NEEDS criteria"]
[null,"Widows Creek",50,"2","Coal Steam","Alabama",111,"Dropped - Units whose status does not meet NEEDS criteria"]
[null,"Widows Creek",50,"3","Coal Steam","Alabama",111,"Dropped - Units whose status does not meet NEEDS criteria"]
[null,"Widows Creek",50,"4","Coal Steam","Alabama",111,"Dropped - Units whose status does not meet NEEDS criteria"]
[null,"Widows Creek",50,"5","Coal Steam","Alabama",111,"Dropped - Units whose status does not meet NEEDS criteria"]
[null,"Widows Creek",50,"6","Coal Steam","Alabama",111,"Dropped - Units whose status does not meet NEEDS criteria"]
[null,"Widows Creek",50,"7","Coal Steam","Alabama",473,"Dropped - Units whose status does not meet NEEDS criteria"]
[null,"Widows Creek",50,"8","Coal Steam","Alabama",465,"Dropped - Units whose status does not meet NEEDS criteria"]
[null,"J K Smith",54,"GT11","Combustion Turbine","Kentucky",74,"Dropped - Units whose status does not meet NEEDS criteria"]
[null,"J K Smith",54,"GT12","Combustion Turbine","Kentucky",74,"Dropped - Units whose status does not meet NEEDS criteria"]
[null,"J K Smith",54,"GT8","Combustion Turbine","Kentucky",74,"Dropped - Units whose status does not meet NEEDS criteria"]
[null,"J K Smith",54,"ST1","Coal Steam","Kentucky",278,"Dropped - Units whose status does not meet NEEDS criteria"]
[null,"Charles R Lowman",56,"1","Coal Steam","Alabama",80,"Dropped  - Retired/Planned Retirement by 06/2023"]
[null,"Charles R Lowman",56,"2","Coal Steam","Alabama",238,"Dropped  - Retired/Planned Retirement by 06/2023"]
[null,"Charles R Lowman",56,"3","Coal Steam","Alabama",238,"Dropped  - Retired/Planned Retirement by 06/2023"]
[null,"Annex Creek",62,"5","Hydro","Alaska",1.8,"Dropped - in Alaska or in Hawaii or Puerto Rico"]
[null,"Annex Creek",62,"6","Hydro","Alaska",1.8,"Dropped - in Alaska or in Hawaii or Puerto Rico"]
[null,"Gold Creek",63,"1","Hydro","Alaska",0.8,"Dropped - in Alaska or in Hawaii or Puerto Rico"]
[null,"Gold Creek",63,"2","Hydro","Alaska",0.4,"Dropped - in Alaska or in Hawaii or Puerto Rico"]
[null,"Gold Creek",63,"3","Hydro","Alaska",0.4,"Dropped - in Alaska or in Hawaii or Puerto Rico"]
[null,"Gold Creek",63,"IC1","Combustion Turbine","Alaska",1.2,"Dropped - in Alaska or in Hawaii or Puerto Rico"]
[null,"Gold Creek",63,"IC2","Combustion Turbine","Alaska",1.2,"Dropped - in Alaska or in Hawaii or Puerto Rico"]
[null,"Gold Creek",63,"IC3","Combustion Turbine","Alaska",1.1,"Dropped - in Alaska or in Hawaii or Puerto Rico"]
[null,"Gold Creek",63,"IC4","Combustion Turbine","Alaska",3.5,"Dropped - in Alaska or in Hawaii or Puerto Rico"]
[null,"Gold Creek",63,"IC5","Combustion Turbine","Alaska",1.1,"Dropped - in Alaska or in Hawaii or Puerto Rico"]
[null,"Lemon Creek",64,"1","Combustion Turbine","Alaska",2.5,"Dropped - in Alaska or in Hawaii or Puerto Rico"]
[null,"Lemon Creek",64,"2","Combustion Turbine","Alaska",2.5,"Dropped - in Alaska or in Hawaii or Puerto Rico"]
[null,"Lemon Creek",64,"3","Combustion Turbine","Alaska",2.5,"Dropped - in Alaska or in Hawaii or Puerto Rico"]
[null,"Lemon Creek",64,"5","Combustion Turbine","Alaska",17.5,"Dropped - in Alaska or in Hawaii or Puerto Rico"]
[null,"Lemon Creek",64,"6","Combustion Turbine","Alaska",17.5,"Dropped - in Alaska or in Hawaii or Puerto Rico"]
[null,"Lemon Creek",64,"7","Combustion Turbine","Alaska",2.5,"Dropped - in Alaska or in Hawaii or Puerto Rico"]
[null,"Lemon Creek",64,"IC10","Combustion Turbine","Alaska",2.5,"Dropped - in Alaska or in Hawaii or Puerto Rico"]
[null,"Lemon Creek",64,"IC11","Combustion Turbine","Alaska",2.5,"Dropped - in Alaska or in Hawaii or Puerto Rico"]
[null,"Lemon Creek",64,"IC12","Combustion Turbine","Alaska",2.5,"Dropped - in Alaska or in Hawaii or Puerto Rico"]
[null,"Lemon Creek",64,"IC8","Combustion Turbine","Alaska",2.5,"Dropped - in Alaska or in Hawaii or Puerto Rico"]
[null,"Lemon Creek",64,"IC9","Combustion Turbine","Alaska",2.5,"Dropped - in Alaska or in Hawaii or Puerto Rico"]
[null,"Salmon Creek 1",65,"HY7","Hydro","Alaska",5.2,"Dropped - in Alaska or in Hawaii or Puerto Rico"]
[null,"Skagway",66,"1","Hydro","Alaska",0.4,"Dropped - in Alaska or in Hawaii or Puerto Rico"]
[null,"Skagway",66,"2","Hydro","Alaska",0.1,"Dropped - in Alaska or in Hawaii or Puerto Rico"]
[null,"Skagway",66,"3","Hydro","Alaska",0.3,"Dropped - in Alaska or in Hawaii or Puerto Rico"]
[null,"Skagway",66,"4","Hydro","Alaska",0.2,"Dropped - in Alaska or in Hawaii or Puerto Rico"]
[null,"Skagway",66,"9","Combustion Turbine","Alaska",1,"Dropped - in Alaska or in Hawaii or Puerto Rico"]
[null,"Skagway",66,"6A","Combustion Turbine","Alaska",0.8,"Dropped - in Alaska or in Hawaii or Puerto Rico"]
[null,"Skagway",66,"7A","Combustion Turbine","Alaska",1.1,"Dropped - in Alaska or in Hawaii or Puerto Rico"]
[null,"Skagway",66,"8A","Combustion Turbine","Alaska",0.5,"Dropped - in Alaska or in Hawaii or Puerto Rico"]
[null,"Haines",69,"5","Combustion Turbine","Alaska",0.6,"Dropped - in Alaska or in Hawaii or Puerto Rico"]
[null,"Haines",69,"9","Combustion Turbine","Alaska",1.1,"Dropped - Units whose status does not meet NEEDS criteria"]
[null,"Haines",69,"10","Combustion Turbine","Alaska",1.2,"Dropped - in Alaska or in Hawaii or Puerto Rico"]
[null,"Haines",69,"11","Combustion Turbine","Alaska",1.9,"Dropped - in Alaska or in Hawaii or Puerto Rico"]
[null,"Haines",69,"7A","Combustion Turbine","Alaska",2.8,"Dropped - in Alaska or in Hawaii or Puerto Rico"]
[null,"Haines",69,"IC8A","Combustion Turbine","Alaska",1.6,"Dropped - in Alaska or in Hawaii or Puerto Rico"]
[null,"Swan Lake",70,"1","Hydro","Alaska",11.3,"Dropped - in Alaska or in Hawaii or Puerto Rico"]
[null,"Swan Lake",70,"2","Hydro","Alaska",11.3,"Dropped - in Alaska or in Hawaii or Puerto Rico"]
[null,"Terror Lake Microgrid",71,"1","Hydro","Alaska",11.2,"Dropped - in Alaska or in Hawaii or Puerto Rico"]
[null,"Terror Lake Microgrid",71,"2","Hydro","Alaska",11.2,"Dropped - in Alaska or in Hawaii or Puerto Rico"]
[null,"Terror Lake Microgrid",71,"3","Hydro","Alaska",11.2,"Dropped - in Alaska or in Hawaii or Puerto Rico"]
[null,"Anchorage 1",75,"1","Combustion Turbine","Alaska",14,"Dropped - Units whose status does not meet NEEDS criteria"]
[null,"Anchorage 1",75,"2","Combustion Turbine","Alaska",14,"Dropped - Units whose status does not meet NEEDS criteria"]
[null,"Anchorage 1",75,"3","Combustion Turbine","Alaska",17.7,"Dropped - Units whose status does not meet NEEDS criteria"]
[null,"Anchorage 1",75,"4","Combustion Turbine","Alaska",31.1,"Dropped - in Alaska or in Hawaii or Puerto Rico"]
[null,"Anchorage 1",75,"3R","Combustion Turbine","Alaska",29.3,"Dropped - in Alaska or in Hawaii or Puerto Rico"]
[null,"Anchorage 1",75,"D1","Combustion Turbine","Alaska",1.2,"Dropped - Units whose status does not meet NEEDS criteria"]
[null,"Anchorage 1",75,"D2","Combustion Turbine","Alaska",1.4,"Dropped - Units whose status does not meet NEEDS criteria"]
[null,"Anchorage 1",75,"P1 BS","Combustion Turbine","Alaska",2,"Dropped - in Alaska or in Hawaii or Puerto Rico"]
[null,"Eklutna Hydro Project",77,"1","Hydro","Alaska",22.2,"Dropped - in Alaska or in Hawaii or Puerto Rico"]
[null,"Eklutna Hydro Project",77,"2","Hydro","Alaska",22.2,"Dropped - in Alaska or in Hawaii or Puerto Rico"]
[null,"Snettisham",78,"1","Hydro","Alaska",23.5,"Dropped - in Alaska or in Hawaii or Puerto Rico"]
[null,"Snettisham",78,"2","Hydro","Alaska",23.5,"Dropped - in Alaska or in Hawaii or Puerto Rico"]
[null,"Snettisham",78,"3","Hydro","Alaska",31,"Dropped - in Alaska or in Hawaii or Puerto Rico"]
[null,"Aurora Energy LLC Chena",79,"1","Coal Steam","Alaska",4.7,"Dropped - in Alaska or in Hawaii or Puerto Rico"]
[null,"Aurora Energy LLC Chena",79,"2","Coal Steam","Alaska",2,"Dropped - in Alaska or in Hawaii or Puerto Rico"]
[null,"Aurora Energy LLC Chena",79,"3","Coal Steam","Alaska",1.5,"Dropped - Units whose status does not meet NEEDS criteria"]
[null,"Aurora Energy LLC Chena",79,"5","Coal Steam","Alaska",19,"Dropped - in Alaska or in Hawaii or Puerto Rico"]
[null,"Aurora Energy LLC Chena",79,"7","Coal Steam","Alaska",2.3,"Dropped - Units whose status does not meet NEEDS criteria"]
[null,"Ketchikan",84,"3","Hydro","Alaska",1.4,"Dropped - in Alaska or in Hawaii or Puerto Rico"]
[null,"Ketchikan",84,"4","Hydro","Alaska",1.4,"Dropped - in Alaska or in Hawaii or Puerto Rico"]
[null,"Ketchikan",84,"5","Hydro","Alaska",1.4,"Dropped - in Alaska or in Hawaii or Puerto Rico"]
[null,"S W Bailey",85,"1","Combustion Turbine","Alaska",3.5,"Dropped - in Alaska or in Hawaii or Puerto Rico"]
[null,"S W Bailey",85,"2","Combustion Turbine","Alaska",3.5,"Dropped - in Alaska or in Hawaii or Puerto Rico"]
[null,"S W Bailey",85,"3","Combustion Turbine","Alaska",5.5,"Dropped - in Alaska or in Hawaii or Puerto Rico"]
[null,"S W Bailey",85,"4","Combustion Turbine","Alaska",10.5,"Dropped - in Alaska or in Hawaii or Puerto Rico"]
[null,"Escalante",87,"1","Coal Steam","New Mexico",253,"Dropped  - Retired/Planned Retirement by 06/2023"]
[null,"Snake River",90,"6","Combustion Turbine","Alaska",1,"Dropped - Units whose status does not meet NEEDS criteria"]
[null,"Snake River",90,"9","Combustion Turbine","Alaska",2.9,"Dropped - Units whose status does not meet NEEDS criteria"]
[null,"Snake River",90,"11","Combustion Turbine","Alaska",1.5,"Dropped - Units whose status does not meet NEEDS criteria"]
[null,"Snake River",90,"12","Combustion Turbine","Alaska",3.7,"Dropped - in Alaska or in Hawaii or Puerto Rico"]
[null,"Snake River",90,"14","Combustion Turbine","Alaska",1.9,"Dropped - in Alaska or in Hawaii or Puerto Rico"]
[null,"Snake River",90,"15","Combustion Turbine","Alaska",5.2,"Dropped - in Alaska or in Hawaii or Puerto Rico"]
[null,"Snake River",90,"16","Combustion Turbine","Alaska",5.2,"Dropped - in Alaska or in Hawaii or Puerto Rico"]
[null,"Snake River",90,"18","Combustion Turbine","Alaska",0.4,"Dropped - in Alaska or in Hawaii or Puerto Rico"]
[null,"Snake River",90,"ENT","Onshore Wind","Alaska",0.8,"Dropped - in Alaska or in Hawaii or Puerto Rico"]
[null,"Snake River",90,"EWT 1","Onshore Wind","Alaska",0.9,"Dropped - in Alaska or in Hawaii or Puerto Rico"]
[null,"Snake River",90,"EWT 2","Onshore Wind","Alaska",0.9,"Dropped - in Alaska or in Hawaii or Puerto Rico"]
[null,"Petersburg",91,"3","Hydro","Alaska",1.6,"Dropped - in Alaska or in Hawaii or Puerto Rico"]
[null,"Petersburg",91,"IC1","Combustion Turbine","Alaska",1.7,"Dropped - in Alaska or in Hawaii or Puerto Rico"]
[null,"Petersburg",91,"IC2","Combustion Turbine","Alaska",0.2,"Dropped - Units whose status does not meet NEEDS criteria"]
[null,"Petersburg",91,"IC3","Combustion Turbine","Alaska",1,"Dropped - in Alaska or in Hawaii or Puerto Rico"]
[null,"Petersburg",91,"IC4","Combustion Turbine","Alaska",0.6,"Dropped - in Alaska or in Hawaii or Puerto Rico"]
[null,"Petersburg",91,"IC5","Combustion Turbine","Alaska",0.7,"Dropped - in Alaska or in Hawaii or Puerto Rico"]
[null,"Petersburg",91,"IC6","Combustion Turbine","Alaska",2.3,"Dropped - in Alaska or in Hawaii or Puerto Rico"]
[null,"Petersburg",91,"IC7","Combustion Turbine","Alaska",2.3,"Dropped - in Alaska or in Hawaii or Puerto Rico"]
[null,"Petersburg",91,"IC8","Combustion Turbine","Alaska",2.2,"Dropped - in Alaska or in Hawaii or Puerto Rico"]
[null,"Seward (AK)",92,"1","Combustion Turbine","Alaska",1,"Dropped - Units whose status does not meet NEEDS criteria"]
[null,"Seward (AK)",92,"2","Combustion Turbine","Alaska",1,"Dropped - Units whose status does not meet NEEDS criteria"]
[null,"Seward (AK)",92,"3","Combustion Turbine","Alaska",2.5,"Dropped - in Alaska or in Hawaii or Puerto Rico"]
[null,"Seward (AK)",92,"4","Combustion Turbine","Alaska",2.5,"Dropped - in Alaska or in Hawaii or Puerto Rico"]
[null,"Seward (AK)",92,"5","Combustion Turbine","Alaska",2.5,"Dropped - in Alaska or in Hawaii or Puerto Rico"]
[null,"Seward (AK)",92,"6","Combustion Turbine","Alaska",2.8,"Dropped - in Alaska or in Hawaii or Puerto Rico"]
[null,"Seward (AK)",92,"N1","Combustion Turbine","Alaska",2.8,"Dropped - in Alaska or in Hawaii or Puerto Rico"]
[null,"Seward (AK)",92,"N2","Combustion Turbine","Alaska",2.5,"Dropped - in Alaska or in Hawaii or Puerto Rico"]
[null,"Blue Lake Hydro",93,"1","Hydro","Alaska",3.5,"Dropped - Units whose status does not meet NEEDS criteria"]
[null,"Blue Lake Hydro",93,"2","Hydro","Alaska",3.5,"Dropped - Units whose status does not meet NEEDS criteria"]
[null,"Blue Lake Hydro",93,"3","Hydro","Alaska",5.3,"Dropped - in Alaska or in Hawaii or Puerto Rico"]
[null,"Blue Lake Hydro",93,"4","Hydro","Alaska",5.3,"Dropped - in Alaska or in Hawaii or Puerto Rico"]
[null,"Blue Lake Hydro",93,"5","Hydro","Alaska",5.3,"Dropped - in Alaska or in Hawaii or Puerto Rico"]
[null,"Wrangell",95,"5","Combustion Turbine","Alaska",0.5,"Dropped - Units whose status does not meet NEEDS criteria"]
[null,"Wrangell",95,"7","Combustion Turbine","Alaska",0.5,"Dropped - Units whose status does not meet NEEDS criteria"]
[null,"Wrangell",95,"9","Combustion Turbine","Alaska",2.5,"Dropped - in Alaska or in Hawaii or Puerto Rico"]
[null,"Wrangell",95,"11","Combustion Turbine","Alaska",2,"Dropped - in Alaska or in Hawaii or Puerto Rico"]
[null,"Wrangell",95,"12","Combustion Turbine","Alaska",2,"Dropped - in Alaska or in Hawaii or Puerto Rico"]
[null,"Wrangell",95,"13","Combustion Turbine","Alaska",2,"Dropped - in Alaska or in Hawaii or Puerto Rico"]
[null,"Beluga",96,"1","Combustion Turbine","Alaska",18.9,"Dropped - in Alaska or in Hawaii or Puerto Rico"]
[null,"Beluga",96,"2","Combustion Turbine","Alaska",18.9,"Dropped - in Alaska or in Hawaii or Puerto Rico"]
[null,"Beluga",96,"3","Combustion Turbine","Alaska",58,"Dropped - in Alaska or in Hawaii or Puerto Rico"]
[null,"Beluga",96,"5","Combustion Turbine","Alaska",61.4,"Dropped - in Alaska or in Hawaii or Puerto Rico"]
[null,"Beluga",96,"6","Combustion Turbine","Alaska",72.6,"Dropped - in Alaska or in Hawaii or Puerto Rico"]
[null,"Beluga",96,"7","Combustion Turbine","Alaska",70.6,"Dropped - in Alaska or in Hawaii or Puerto Rico"]
[null,"Beluga",96,"8","Combined Cycle","Alaska",44,"Dropped - Units whose status does not meet NEEDS criteria"]
[null,"Dillingham",109,"3","Combustion Turbine","Alaska",0.3,"Dropped - Units whose status does not meet NEEDS criteria"]
[null,"Dillingham",109,"5","Combustion Turbine","Alaska",0.7,"Dropped - Units whose status does not meet NEEDS criteria"]
[null,"Dillingham",109,"6","Combustion Turbine","Alaska",1,"Dropped - Units whose status does not meet NEEDS criteria"]
[null,"Dillingham",109,"8","Combustion Turbine","Alaska",0.8,"Dropped - Units whose status does not meet NEEDS criteria"]
[null,"Dillingham",109,"10","Combustion Turbine","Alaska",1.1,"Dropped - in Alaska or in Hawaii or Puerto Rico"]
[null,"Dillingham",109,"11","Combustion Turbine","Alaska",1,"Dropped - in Alaska or in Hawaii or Puerto Rico"]
[null,"Dillingham",109,"12","Combustion Turbine","Alaska",1,"Dropped - in Alaska or in Hawaii or Puerto Rico"]
[null,"Dillingham",109,"13","Combustion Turbine","Alaska",1,"Dropped - in Alaska or in Hawaii or Puerto Rico"]
[null,"Dillingham",109,"14","Combustion Turbine","Alaska",1,"Dropped - in Alaska or in Hawaii or Puerto Rico"]
[null,"Dillingham",109,"15","Combustion Turbine","Alaska",1,"Dropped - in Alaska or in Hawaii or Puerto Rico"]
[null,"Dillingham",109,"16","Combustion Turbine","Alaska",0.5,"Dropped - in Alaska or in Hawaii or Puerto Rico"]
[null,"Dillingham",109,"IC9","Combustion Turbine","Alaska",0.8,"Dropped - Units whose status does not meet NEEDS criteria"]
[null,"Childs",112,"1","Hydro","Arizona",1.4,"Dropped - Units whose status does not meet NEEDS criteria"]
[null,"Childs",112,"2","Hydro","Arizona",1.4,"Dropped - Units whose status does not meet NEEDS criteria"]
[null,"Childs",112,"3","Hydro","Arizona",1.4,"Dropped - Units whose status does not meet NEEDS criteria"]
[null,"Cholla",113,"2","Coal Steam","Arizona",260,"Dropped - Units whose status does not meet NEEDS criteria"]
[null,"Irving",115,"1","Hydro","Arizona",1.4,"Dropped - Units whose status does not meet NEEDS criteria"]
[null,"Ocotillo",116,"1","O/G Steam","Arizona",110,"Dropped - Units whose status does not meet NEEDS criteria"]
[null,"Ocotillo",116,"2","O/G Steam","Arizona",110,"Dropped - Units whose status does not meet NEEDS criteria"]
[null,"Ocotillo",116,"PV1","Solar PV","Arizona",0.1,"Dropped - Units whose status does not meet NEEDS criteria"]
[null,"Ocotillo",116,"PV2","Solar PV","Arizona",0.1,"Dropped - Units whose status does not meet NEEDS criteria"]
[null,"Ocotillo",116,"PVM","Solar PV","Arizona",0.4,"Dropped - Units whose status does not meet NEEDS criteria"]
[null,"West Phoenix",117,"4","O/G Steam","Arizona",33.3,"Dropped - Units whose status does not meet NEEDS criteria"]
[null,"West Phoenix",117,"5","O/G Steam","Arizona",12,"Dropped - Units whose status does not meet NEEDS criteria"]
[null,"West Phoenix",117,"6","O/G Steam","Arizona",63,"Dropped - Units whose status does not meet NEEDS criteria"]
[null,"Saguaro",118,"1","O/G Steam","Arizona",110,"Dropped - Units whose status does not meet NEEDS criteria"]
[null,"Saguaro",118,"2","O/G Steam","Arizona",100,"Dropped - Units whose status does not meet NEEDS criteria"]
[null,"Saguaro",118,"PV1","Solar Thermal","Arizona",1,"Dropped - Units whose status does not meet NEEDS criteria"]
[null,"H Wilson Sundt Generating Station",126,"ST1","O/G Steam","Arizona",81,"Dropped  - Retired/Planned Retirement by 06/2023"]
[null,"H Wilson Sundt Generating Station",126,"ST2","O/G Steam","Arizona",81,"Dropped  - Retired/Planned Retirement by 06/2023"]
[null,"Seminole (FL)",136,"3","Coal Steam","Florida",750,"Dropped - Units whose status does not meet NEEDS criteria"]
[null,"Crosscut",143,"CC5","Hydro","Arizona",3,"Dropped - Units whose status does not meet NEEDS criteria"]
[null,"Kyrene",147,"KY1","O/G Steam","Arizona",34,"Dropped - Units whose status does not meet NEEDS criteria"]
[null,"Kyrene",147,"KY2","O/G Steam","Arizona",72,"Dropped - Units whose status does not meet NEEDS criteria"]
[null,"Big Pine",164,"1","Combustion Turbine","Florida",2.5,"Dropped - Units whose status does not meet NEEDS criteria"]
[null,"Cecil Lynch",167,"2","O/G Steam","Arkansas",60,"Dropped - Units whose status does not meet NEEDS criteria"]
[null,"Cecil Lynch",167,"3","O/G Steam","Arkansas",110,"Dropped - Units whose status does not meet NEEDS criteria"]
[null,"Cecil Lynch",167,"4","Combustion Turbine","Arkansas",5,"Dropped - Units whose status does not meet NEEDS criteria"]
[null,"Hamilton Moses",168,"1","O/G Steam","Arkansas",67,"Dropped - Units whose status does not meet NEEDS criteria"]
[null,"Hamilton Moses",168,"2","O/G Steam","Arkansas",67,"Dropped - Units whose status does not meet NEEDS criteria"]
[null,"Harvey Couch",169,"1","O/G Steam","Arkansas",12,"Dropped - Units whose status does not meet NEEDS criteria"]
[null,"Harvey Couch",169,"2","O/G Steam","Arkansas",123,"Dropped - Units whose status does not meet NEEDS criteria"]
[null,"Lake Catherine",170,"1","O/G Steam","Arkansas",47,"Dropped - Units whose status does not meet NEEDS criteria"]
[null,"Lake Catherine",170,"2","O/G Steam","Arkansas",45,"Dropped - Units whose status does not meet NEEDS criteria"]
[null,"Lake Catherine",170,"3","O/G Steam","Arkansas",96,"Dropped - Units whose status does not meet NEEDS criteria"]
[null,"Mabelvale",171,"1","Combustion Turbine","Arkansas",14.1,"Dropped - Units whose status does not meet NEEDS criteria"]
[null,"Mabelvale",171,"2","Combustion Turbine","Arkansas",14,"Dropped - Units whose status does not meet NEEDS criteria"]
[null,"Mabelvale",171,"3","Combustion Turbine","Arkansas",14.1,"Dropped - Units whose status does not meet NEEDS criteria"]
[null,"Mabelvale",171,"4","Combustion Turbine","Arkansas",14,"Dropped - Units whose status does not meet NEEDS criteria"]
[null,"Osceola (AR)",172,"10","Combustion Turbine","Arkansas",1.6,"Dropped - Units whose status does not meet NEEDS criteria"]
[null,"Osceola (AR)",172,"11","Combustion Turbine","Arkansas",1.6,"Dropped - Units whose status does not meet NEEDS criteria"]
[null,"Osceola (AR)",172,"12","Combustion Turbine","Arkansas",1.6,"Dropped - Units whose status does not meet NEEDS criteria"]
[null,"Robert E Ritchie",173,"1","O/G Steam","Arkansas",300,"Dropped - Units whose status does not meet NEEDS criteria"]
[null,"Robert E Ritchie",173,"2","O/G Steam","Arkansas",544,"Dropped - Units whose status does not meet NEEDS criteria"]
[null,"Robert E Ritchie",173,"GT1","Combustion Turbine","Arkansas",16,"Dropped - Units whose status does not meet NEEDS criteria"]
[null,"Fairbanks",181,"1","Combustion Turbine","Arkansas",1.2,"Dropped - Units whose status does not meet NEEDS criteria"]
[null,"Fairbanks",181,"2","Combustion Turbine","Arkansas",0.7,"Dropped - Units whose status does not meet NEEDS criteria"]
[null,"Fairbanks",181,"3","Combustion Turbine","Arkansas",0.3,"Dropped - Units whose status does not meet NEEDS criteria"]
[null,"Fairbanks",181,"4","Combustion Turbine","Arkansas",0.3,"Dropped - Units whose status does not meet NEEDS criteria"]
[null,"Fairbanks",181,"5","Combustion Turbine","Arkansas",0.1,"Dropped - Units whose status does not meet NEEDS criteria"]
[null,"Paragould",192,"1","Combustion Turbine","Arkansas",0.4,"Dropped - Units whose status does not meet NEEDS criteria"]
[null,"Paragould",192,"2","Combustion Turbine","Arkansas",1.1,"Dropped - Units whose status does not meet NEEDS criteria"]
[null,"Paragould",192,"4","Combustion Turbine","Arkansas",0.8,"Dropped - Units whose status does not meet NEEDS criteria"]
[null,"Paragould",192,"5","Combustion Turbine","Arkansas",0.8,"Dropped - Units whose status does not meet NEEDS criteria"]
[null,"Paragould",192,"6","Combustion Turbine","Arkansas",1,"Dropped - Units whose status does not meet NEEDS criteria"]
[null,"St Johns River Power Park",207,"1","Coal Steam","Florida",626,"Dropped - Units whose status does not meet NEEDS criteria"]
[null,"St Johns River Power Park",207,"2","Coal Steam","Florida",626,"Dropped - Units whose status does not meet NEEDS criteria"]
[null,"Alta Powerhouse",214,"2","Hydro","California",1,"Dropped - Units whose status does not meet NEEDS criteria"]
[null,"Centerville PH",224,"1","Hydro","California",5.5,"Dropped - Units whose status does not meet NEEDS criteria"]
[null,"Centerville PH",224,"2","Hydro","California",0.9,"Dropped - Units whose status does not meet NEEDS criteria"]
[null,"Coal Canyon",226,"1","Hydro","California",0.9,"Dropped - Units whose status does not meet NEEDS criteria"]
[null,"Contra Costa",228,"6","O/G Steam","California",335,"Dropped - Units whose status does not meet NEEDS criteria"]
[null,"Contra Costa",228,"7","O/G Steam","California",337,"Dropped - Units whose status does not meet NEEDS criteria"]
[null,"Cow Creek",229,"1","Hydro","California",0.9,"Dropped  - Retired/Planned Retirement by 06/2023"]
[null,"Cow Creek",229,"2","Hydro","California",0.9,"Dropped  - Retired/Planned Retirement by 06/2023"]
[null,"Hamilton Branch",242,"1","Hydro","California",2.4,"Dropped - Units whose status does not meet NEEDS criteria"]
[null,"Humboldt Bay",246,"ST1","O/G Steam","California",52,"Dropped - Units whose status does not meet NEEDS criteria"]
[null,"Humboldt Bay",246,"ST2","O/G Steam","California",53,"Dropped - Units whose status does not meet NEEDS criteria"]
[null,"Hunters Point",247,"2","O/G Steam","California",107,"Dropped - Units whose status does not meet NEEDS criteria"]
[null,"Hunters Point",247,"3","O/G Steam","California",107,"Dropped - Units whose status does not meet NEEDS criteria"]
[null,"Hunters Point",247,"4","O/G Steam","California",163,"Dropped - Units whose status does not meet NEEDS criteria"]
[null,"Hunters Point",247,"GT1","Combustion Turbine","California",52,"Dropped - Units whose status does not meet NEEDS criteria"]
[null,"Kerckhoff",250,"H2","Hydro","California",12.6,"Dropped - Units whose status does not meet NEEDS criteria"]
[null,"Kilarc",253,"1","Hydro","California",1.6,"Dropped  - Retired/Planned Retirement by 06/2023"]
[null,"Kilarc",253,"2","Hydro","California",1.6,"Dropped  - Retired/Planned Retirement by 06/2023"]
[null,"Dynegy Morro Bay LLC",259,"1","O/G Steam","California",163,"Dropped - Units whose status does not meet NEEDS criteria"]
[null,"Dynegy Morro Bay LLC",259,"2","O/G Steam","California",163,"Dropped - Units whose status does not meet NEEDS criteria"]
[null,"Dynegy Morro Bay LLC",259,"3","O/G Steam","California",337,"Dropped - Units whose status does not meet NEEDS criteria"]
[null,"Dynegy Morro Bay LLC",259,"4","O/G Steam","California",336,"Dropped - Units whose status does not meet NEEDS criteria"]
[null,"Dynegy Moss Landing Power Plant",260,"6","O/G Steam","California",754,"Dropped - Units whose status does not meet NEEDS criteria"]
[null,"Dynegy Moss Landing Power Plant",260,"7","O/G Steam","California",755,"Dropped - Units whose status does not meet NEEDS criteria"]
[null,"Pittsburg Power",271,"1","O/G Steam","California",150,"Dropped - Units whose status does not meet NEEDS criteria"]
[null,"Pittsburg Power",271,"2","O/G Steam","California",150,"Dropped - Units whose status does not meet NEEDS criteria"]
[null,"Pittsburg Power",271,"3","O/G Steam","California",150,"Dropped - Units whose status does not meet NEEDS criteria"]
[null,"Pittsburg Power",271,"4","O/G Steam","California",145,"Dropped - Units whose status does not meet NEEDS criteria"]
[null,"Pittsburg Power",271,"5","O/G Steam","California",312,"Dropped - Units whose status does not meet NEEDS criteria"]
[null,"Pittsburg Power",271,"6","O/G Steam","California",317,"Dropped - Units whose status does not meet NEEDS criteria"]
[null,"Pittsburg Power",271,"7","O/G Steam","California",682,"Dropped - Units whose status does not meet NEEDS criteria"]
[null,"Potrero Power",273,"3","O/G Steam","California",206,"Dropped - Units whose status does not meet NEEDS criteria"]
[null,"Potrero Power",273,"4","Combustion Turbine","California",52,"Dropped - Units whose status does not meet NEEDS criteria"]
[null,"Potrero Power",273,"5","Combustion Turbine","California",52,"Dropped - Units whose status does not meet NEEDS criteria"]
[null,"Potrero Power",273,"6","Combustion Turbine","California",52,"Dropped - Units whose status does not meet NEEDS criteria"]
[null,"Geysers Unit 5-20",286,"U10","Geothermal","California",30,"Dropped - Units whose status does not meet NEEDS criteria"]
[null,"Geysers Unit 5-20",286,"U9","Geothermal","California",30,"Dropped - Units whose status does not meet NEEDS criteria"]
[null,"Blundell",299,"3","Geothermal","Utah",35,"Dropped - Units whose status does not meet NEEDS criteria"]
[null,"Division",300,"DIGT","Combustion Turbine","California",13,"Dropped - Units whose status does not meet NEEDS criteria"]
[null,"El Cajon",301,"ENCI","Combustion Turbine","California",16,"Dropped - Units whose status does not meet NEEDS criteria"]
[null,"Encina",302,"2","O/G Steam","California",104,"Dropped - Units whose status does not meet NEEDS criteria"]
[null,"Encina",302,"3","O/G Steam","California",110,"Dropped - Units whose status does not meet NEEDS criteria"]
[null,"Encina",302,"4","O/G Steam","California",300,"Dropped - Units whose status does not meet NEEDS criteria"]
[null,"Encina",302,"5","O/G Steam","California",330,"Dropped - Units whose status does not meet NEEDS criteria"]
[null,"Encina",302,"GT1","Combustion Turbine","California",14,"Dropped - Units whose status does not meet NEEDS criteria"]
[null,"Encina",302,"ST1","O/G Steam","California",106,"Dropped - Units whose status does not meet NEEDS criteria"]
[null,"Kearny",303,"KEA1","Combustion Turbine","California",16,"Dropped - Units whose status does not meet NEEDS criteria"]
[null,"Kearny",303,"KEA2","Combustion Turbine","California",59,"Dropped - Units whose status does not meet NEEDS criteria"]
[null,"Kearny",303,"KEA3","Combustion Turbine","California",61,"Dropped - Units whose status does not meet NEEDS criteria"]
[null,"Miramar",305,"MRGT","Combustion Turbine","California",36,"Dropped - Units whose status does not meet NEEDS criteria"]
[null,"Naval Station",306,"NSGT","Combustion Turbine","California",20,"Dropped - Units whose status does not meet NEEDS criteria"]
[null,"North Island",307,"NIG1","Combustion Turbine","California",17,"Dropped - Units whose status does not meet NEEDS criteria"]
[null,"North Island",307,"NIG2","Combustion Turbine","California",17,"Dropped - Units whose status does not meet NEEDS criteria"]
[null,"Dynegy South Bay Power Plant",310,"2","O/G Steam","California",150,"Dropped - Units whose status does not meet NEEDS criteria"]
[null,"Dynegy South Bay Power Plant",310,"3","O/G Steam","California",175,"Dropped - Units whose status does not meet NEEDS criteria"]
[null,"Dynegy South Bay Power Plant",310,"4","O/G Steam","California",222,"Dropped - Units whose status does not meet NEEDS criteria"]
[null,"Dynegy South Bay Power Plant",310,"5","Combustion Turbine","California",14,"Dropped - Units whose status does not meet NEEDS criteria"]
[null,"Dynegy South Bay Power Plant",310,"ST1","O/G Steam","California",146,"Dropped - Units whose status does not meet NEEDS criteria"]
[null,"Green Lake",313,"1","Hydro","Alaska",9.3,"Dropped - in Alaska or in Hawaii or Puerto Rico"]
[null,"Green Lake",313,"2","Hydro","Alaska",9.3,"Dropped - in Alaska or in Hawaii or Puerto Rico"]
[null,"AES Alamitos LLC",315,"1","O/G Steam","California",175,"Dropped  - Retired/Planned Retirement by 06/2023"]
[null,"AES Alamitos LLC",315,"2","O/G Steam","California",175,"Dropped  - Retired/Planned Retirement by 06/2023"]
[null,"AES Alamitos LLC",315,"6","O/G Steam","California",495,"Dropped  - Retired/Planned Retirement by 06/2023"]
[null,"AES Alamitos LLC",315,"7","Combustion Turbine","California",133,"Dropped - Units whose status does not meet NEEDS criteria"]
[null,"Coolwater",329,"1","O/G Steam","California",65,"Dropped - Units whose status does not meet NEEDS criteria"]
[null,"Coolwater",329,"2","O/G Steam","California",82,"Dropped - Units whose status does not meet NEEDS criteria"]
[null,"Coolwater",329,"30","Combined Cycle","California",99,"Dropped - Units whose status does not meet NEEDS criteria"]
[null,"Coolwater",329,"31","Combined Cycle","California",73,"Dropped - Units whose status does not meet NEEDS criteria"]
[null,"Coolwater",329,"32","Combined Cycle","California",73,"Dropped - Units whose status does not meet NEEDS criteria"]
[null,"Coolwater",329,"40","Combined Cycle","California",99,"Dropped - Units whose status does not meet NEEDS criteria"]
[null,"Coolwater",329,"41","Combined Cycle","California",73.5,"Dropped - Units whose status does not meet NEEDS criteria"]
[null,"Coolwater",329,"42","Combined Cycle","California",73.5,"Dropped - Units whose status does not meet NEEDS criteria"]
[null,"El Segundo Power",330,"1","O/G Steam","California",145.3,"Dropped - Units whose status does not meet NEEDS criteria"]
[null,"El Segundo Power",330,"2","O/G Steam","California",145.3,"Dropped - Units whose status does not meet NEEDS criteria"]
[null,"El Segundo Power",330,"3","O/G Steam","California",335,"Dropped - Units whose status does not meet NEEDS criteria"]
[null,"El Segundo Power",330,"4","O/G Steam","California",335,"Dropped - Units whose status does not meet NEEDS criteria"]
[null,"Etiwanda Generating Station",331,"1","O/G Steam","California",132,"Dropped - Units whose status does not meet NEEDS criteria"]
[null,"Etiwanda Generating Station",331,"2","O/G Steam","California",132,"Dropped - Units whose status does not meet NEEDS criteria"]
[null,"Etiwanda Generating Station",331,"3","O/G Steam","California",320,"Dropped - Units whose status does not meet NEEDS criteria"]
[null,"Etiwanda Generating Station",331,"4","O/G Steam","California",320,"Dropped - Units whose status does not meet NEEDS criteria"]
[null,"Etiwanda Generating Station",331,"5","Combustion Turbine","California",115,"Dropped - Units whose status does not meet NEEDS criteria"]
[null,"Riverside Canal Power",334,"1","O/G Steam","California",30,"Dropped - Units whose status does not meet NEEDS criteria"]
[null,"Riverside Canal Power",334,"2","O/G Steam","California",27,"Dropped - Units whose status does not meet NEEDS criteria"]
[null,"Riverside Canal Power",334,"3","O/G Steam","California",40,"Dropped - Units whose status does not meet NEEDS criteria"]
[null,"Riverside Canal Power",334,"4","O/G Steam","California",30,"Dropped - Units whose status does not meet NEEDS criteria"]
[null,"AES Huntington Beach LLC",335,"1","O/G Steam","California",225.8,"Dropped  - Retired/Planned Retirement by 06/2023"]
[null,"AES Huntington Beach LLC",335,"3","O/G Steam","California",225,"Dropped - Units whose status does not meet NEEDS criteria"]
[null,"AES Huntington Beach LLC",335,"4","O/G Steam","California",227,"Dropped - Units whose status does not meet NEEDS criteria"]
[null,"AES Huntington Beach LLC",335,"5","Combustion Turbine","California",133,"Dropped - Units whose status does not meet NEEDS criteria"]
[null,"Long Beach Generation LLC",341,"CT5","Combined Cycle","California",63,"Dropped - Units whose status does not meet NEEDS criteria"]
[null,"Long Beach Generation LLC",341,"CT6","Combined Cycle","California",63,"Dropped - Units whose status does not meet NEEDS criteria"]
[null,"Long Beach Generation LLC",341,"CT7","Combined Cycle","California",63,"Dropped - Units whose status does not meet NEEDS criteria"]
[null,"Long Beach Generation LLC",341,"ST8","Combined Cycle","California",80,"Dropped - Units whose status does not meet NEEDS criteria"]
[null,"Long Beach Generation LLC",341,"ST9","Combined Cycle","California",63,"Dropped - Units whose status does not meet NEEDS criteria"]
[null,"Mandalay",345,"1","O/G Steam","California",215,"Dropped - Units whose status does not meet NEEDS criteria"]
[null,"Mandalay",345,"2","O/G Steam","California",215,"Dropped - Units whose status does not meet NEEDS criteria"]
[null,"Mandalay",345,"03","Combustion Turbine","California",130,"Dropped - Units whose status does not meet NEEDS criteria"]
[null,"AES Redondo Beach LLC",356,"7","O/G Steam","California",480,"Dropped  - Retired/Planned Retirement by 06/2023"]
[null,"Mountainview Generating Station",358,"1","O/G Steam","California",60,"Dropped - Units whose status does not meet NEEDS criteria"]
[null,"Mountainview Generating Station",358,"2","O/G Steam","California",60,"Dropped - Units whose status does not meet NEEDS criteria"]
[null,"San Onofre Nuclear Generating Station",360,"2","Nuclear","California",1070,"Dropped - Units whose status does not meet NEEDS criteria"]
[null,"San Onofre Nuclear Generating Station",360,"3","Nuclear","California",1080,"Dropped - Units whose status does not meet NEEDS criteria"]
[null,"Magnolia",375,"M2","Combined Cycle","California",10,"Dropped - Units whose status does not meet NEEDS criteria"]
[null,"Magnolia",375,"M3","O/G Steam","California",20,"Dropped - Units whose status does not meet NEEDS criteria"]
[null,"Magnolia",375,"M4","O/G Steam","California",30,"Dropped - Units whose status does not meet NEEDS criteria"]
[null,"Magnolia",375,"M5","Combustion Turbine","California",21.7,"Dropped - Units whose status does not meet NEEDS criteria"]
[null,"Grayson",377,"6","Combustion Turbine","California",15,"Dropped - Units whose status does not meet NEEDS criteria"]
[null,"Grayson",377,"7","Combustion Turbine","California",20,"Dropped - Units whose status does not meet NEEDS criteria"]
[null,"Brawley",383,"GT1","Combustion Turbine","California",9,"Dropped - Units whose status does not meet NEEDS criteria"]
[null,"Brawley",383,"GT2","Combustion Turbine","California",9,"Dropped - Units whose status does not meet NEEDS criteria"]
[null,"El Centro Hybrid",389,"3","O/G Steam","California",42,"Dropped - Units whose status does not meet NEEDS criteria"]
[null,"Solomon Gulch",390,"1","Hydro","Alaska",6,"Dropped - in Alaska or in Hawaii or Puerto Rico"]
[null,"Solomon Gulch",390,"2","Hydro","Alaska",6,"Dropped - in Alaska or in Hawaii or Puerto Rico"]
[null,"Harbor",399,"GT6","Combustion Turbine","California",19,"Dropped - Units whose status does not meet NEEDS criteria"]
[null,"Harbor",399,"GT7","Combustion Turbine","California",19,"Dropped - Units whose status does not meet NEEDS criteria"]
[null,"Haynes",400,"3","O/G Steam","California",222,"Dropped - Units whose status does not meet NEEDS criteria"]
[null,"Haynes",400,"4","O/G Steam","California",222,"Dropped - Units whose status does not meet NEEDS criteria"]
[null,"Haynes",400,"5","O/G Steam","California",292,"Dropped - Units whose status does not meet NEEDS criteria"]
[null,"Haynes",400,"6","O/G Steam","California",238,"Dropped - Units whose status does not meet NEEDS criteria"]
[null,"Scattergood",404,"3","O/G Steam","California",445,"Dropped - Units whose status does not meet NEEDS criteria"]
[null,"Scattergood",404,"8","Combined Cycle","California",218,"Dropped - Units whose status does not meet NEEDS criteria"]
[null,"Scattergood",404,"9","Combined Cycle","California",110,"Dropped - Units whose status does not meet NEEDS criteria"]
[null,"Tok",406,"6","Combustion Turbine","Alaska",0.5,"Dropped - Units whose status does not meet NEEDS criteria"]
[null,"Tok",406,"8","Combustion Turbine","Alaska",0.4,"Dropped - in Alaska or in Hawaii or Puerto Rico"]
[null,"Tok",406,"9","Combustion Turbine","Alaska",1,"Dropped - in Alaska or in Hawaii or Puerto Rico"]
[null,"Tok",406,"3A","Combustion Turbine","Alaska",1.3,"Dropped - in Alaska or in Hawaii or Puerto Rico"]
[null,"Tok",406,"4A","Combustion Turbine","Alaska",1.1,"Dropped - in Alaska or in Hawaii or Puerto Rico"]
[null,"Tok",406,"5A","Combustion Turbine","Alaska",1.1,"Dropped - in Alaska or in Hawaii or Puerto Rico"]
[null,"Valley (CA)",408,"3","O/G Steam","California",163,"Dropped - Units whose status does not meet NEEDS criteria"]
[null,"Valley (CA)",408,"4","O/G Steam","California",160,"Dropped - Units whose status does not meet NEEDS criteria"]
[null,"Broadway (CA)",420,"B1","O/G Steam","California",45,"Dropped - Units whose status does not meet NEEDS criteria"]
[null,"Broadway (CA)",420,"B2","O/G Steam","California",45,"Dropped - Units whose status does not meet NEEDS criteria"]
[null,"Broadway (CA)",420,"B3","O/G Steam","California",71,"Dropped - Units whose status does not meet NEEDS criteria"]
[null,"Craig (AK)",421,"1","Combustion Turbine","Alaska",0.6,"Dropped - in Alaska or in Hawaii or Puerto Rico"]
[null,"Craig (AK)",421,"5","Combustion Turbine","Alaska",1.1,"Dropped - in Alaska or in Hawaii or Puerto Rico"]
[null,"Craig (AK)",421,"6","Combustion Turbine","Alaska",1.1,"Dropped - in Alaska or in Hawaii or Puerto Rico"]
[null,"Craig (AK)",421,"3A","Combustion Turbine","Alaska",1.6,"Dropped - Units whose status does not meet NEEDS criteria"]
[null,"Craig (AK)",421,"3B","Combustion Turbine","Alaska",1.8,"Dropped - in Alaska or in Hawaii or Puerto Rico"]
[null,"Hydaburg",423,"5","Combustion Turbine","Alaska",0.3,"Dropped - in Alaska or in Hawaii or Puerto Rico"]
[null,"Hydaburg",423,"1A","Combustion Turbine","Alaska",0.4,"Dropped - in Alaska or in Hawaii or Puerto Rico"]
[null,"Hydaburg",423,"3A","Combustion Turbine","Alaska",0.3,"Dropped - in Alaska or in Hawaii or Puerto Rico"]
[null,"Pueblo",460,"5","O/G Steam","Colorado",7,"Dropped - Units whose status does not meet NEEDS criteria"]
[null,"Pueblo",460,"6","O/G Steam","Colorado",15,"Dropped - Units whose status does not meet NEEDS criteria"]
[null,"W N Clark",462,"1","Coal Steam","Colorado",16,"Dropped - Units whose status does not meet NEEDS criteria"]
[null,"W N Clark",462,"2","Coal Steam","Colorado",24.9,"Dropped - Units whose status does not meet NEEDS criteria"]
[null,"Arapahoe",465,"1","Coal Steam","Colorado",45,"Dropped - Units whose status does not meet NEEDS criteria"]
[null,"Arapahoe",465,"2","Coal Steam","Colorado",45,"Dropped - Units whose status does not meet NEEDS criteria"]
[null,"Arapahoe",465,"3","Coal Steam","Colorado",35,"Dropped - Units whose status does not meet NEEDS criteria"]
[null,"Arapahoe",465,"4","Coal Steam","Colorado",109,"Dropped - Units whose status does not meet NEEDS criteria"]
[null,"Boulder Canyon Hydro",466,"1","Hydro","Colorado",5,"Dropped - Units whose status does not meet NEEDS criteria"]
[null,"Cameo",468,"1","Coal Steam","Colorado",23.7,"Dropped - Units whose status does not meet NEEDS criteria"]
[null,"Cameo",468,"2","Coal Steam","Colorado",49,"Dropped - Units whose status does not meet NEEDS criteria"]
[null,"Cherokee",469,"1","Coal Steam","Colorado",107,"Dropped - Units whose status does not meet NEEDS criteria"]
[null,"Cherokee",469,"2","Coal Steam","Colorado",106,"Dropped - Units whose status does not meet NEEDS criteria"]
[null,"Cherokee",469,"3","Coal Steam","Colorado",152,"Dropped - Units whose status does not meet NEEDS criteria"]
[null,"Comanche (CO)",470,"1","Coal Steam","Colorado",325,"Dropped  - Retired/Planned Retirement by 06/2023"]
[null,"Salida",474,"1","Hydro","Colorado",0.8,"Dropped - Units whose status does not meet NEEDS criteria"]
[null,"Valmont",477,"5","Coal Steam","Colorado",184,"Dropped - Units whose status does not meet NEEDS criteria"]
[null,"Zuni",478,"1","O/G Steam","Colorado",26,"Dropped - Units whose status does not meet NEEDS criteria"]
[null,"Zuni",478,"2","O/G Steam","Colorado",60,"Dropped - Units whose status does not meet NEEDS criteria"]
[null,"Burlington City of",490,"1","Combustion Turbine","Colorado",1,"Dropped - Units whose status does not meet NEEDS criteria"]
[null,"Burlington City of",490,"2","Combustion Turbine","Colorado",2.5,"Dropped - Units whose status does not meet NEEDS criteria"]
[null,"Burlington City of",490,"3","Combustion Turbine","Colorado",2.2,"Dropped - Units whose status does not meet NEEDS criteria"]
[null,"Burlington City of",490,"4","Combustion Turbine","Colorado",0.8,"Dropped - Units whose status does not meet NEEDS criteria"]
[null,"Martin Drake",492,"5","Coal Steam","Colorado",46,"Dropped - Units whose status does not meet NEEDS criteria"]
[null,"Delta (CO)",496,"1","Combustion Turbine","Colorado",0.8,"Dropped - Units whose status does not meet NEEDS criteria"]
[null,"Delta (CO)",496,"2","Combustion Turbine","Colorado",0.4,"Dropped - Units whose status does not meet NEEDS criteria"]
[null,"Delta (CO)",496,"3","Combustion Turbine","Colorado",0.1,"Dropped - Units whose status does not meet NEEDS criteria"]
[null,"Delta (CO)",496,"4","Combustion Turbine","Colorado",0.1,"Dropped - Units whose status does not meet NEEDS criteria"]
[null,"Delta (CO)",496,"5","Combustion Turbine","Colorado",0.1,"Dropped - Units whose status does not meet NEEDS criteria"]
[null,"Delta (CO)",496,"6","Combustion Turbine","Colorado",1.2,"Dropped - Units whose status does not meet NEEDS criteria"]
[null,"Delta (CO)",496,"7","Combustion Turbine","Colorado",1.8,"Dropped - Units whose status does not meet NEEDS criteria"]
[null,"Holly",502,"1","Combustion Turbine","Colorado",0.2,"Dropped - Units whose status does not meet NEEDS criteria"]
[null,"Holly",502,"2","Combustion Turbine","Colorado",0.2,"Dropped - Units whose status does not meet NEEDS criteria"]
[null,"Holly",502,"ARPA","Combustion Turbine","Colorado",2,"Dropped - Units whose status does not meet NEEDS criteria"]
[null,"Julesburg",504,"2","Combustion Turbine","Colorado",0.7,"Dropped - Units whose status does not meet NEEDS criteria"]
[null,"La Junta",506,"1","Combustion Turbine","Colorado",0.5,"Dropped - Units whose status does not meet NEEDS criteria"]
[null,"La Junta",506,"5","Combustion Turbine","Colorado",1.1,"Dropped - Units whose status does not meet NEEDS criteria"]
[null,"Lamar Plant",508,"4","Coal Steam","Colorado",25,"Dropped - Units whose status does not meet NEEDS criteria"]
[null,"Lamar Plant",508,"5","Combustion Turbine","Colorado",4.2,"Dropped - Units whose status does not meet NEEDS criteria"]
[null,"Lamar Plant",508,"6","Coal Steam","Colorado",15,"Dropped - Units whose status does not meet NEEDS criteria"]
[null,"Lamar Plant",508,"IC1","Combustion Turbine","Colorado",1,"Dropped - Units whose status does not meet NEEDS criteria"]
[null,"Lamar Plant",508,"IC2","Combustion Turbine","Colorado",1,"Dropped - Units whose status does not meet NEEDS criteria"]
[null,"Trinidad (CO)",511,"1","Coal Steam","Colorado",3.8,"Dropped - Units whose status does not meet NEEDS criteria"]
[null,"Yuma",524,"1","Combustion Turbine","Colorado",0.1,"Dropped - Units whose status does not meet NEEDS criteria"]
[null,"Yuma",524,"2","Combustion Turbine","Colorado",0.1,"Dropped - Units whose status does not meet NEEDS criteria"]
[null,"Yuma",524,"3","Combustion Turbine","Colorado",0.2,"Dropped - Units whose status does not meet NEEDS criteria"]
[null,"Yuma",524,"4","Combustion Turbine","Colorado",0.5,"Dropped - Units whose status does not meet NEEDS criteria"]
[null,"Nucla",527,"1","Coal Steam","Colorado",12,"Dropped - Units whose status does not meet NEEDS criteria"]
[null,"Nucla",527,"2","Coal Steam","Colorado",12,"Dropped - Units whose status does not meet NEEDS criteria"]
[null,"Nucla",527,"3","Coal Steam","Colorado",12,"Dropped - Units whose status does not meet NEEDS criteria"]
[null,"Nucla",527,"ST4","Coal Steam","Colorado",64,"Dropped - Units whose status does not meet NEEDS criteria"]
[null,"Rancho Seco Solar",529,"1","Solar PV","California",1,"Dropped - Units whose status does not meet NEEDS criteria"]
[null,"Rancho Seco Solar",529,"2","Solar PV","California",1,"Dropped - Units whose status does not meet NEEDS criteria"]
[null,"Devon Station",544,"7","O/G Steam","Connecticut",107,"Dropped - Units whose status does not meet NEEDS criteria"]
[null,"Devon Station",544,"8","O/G Steam","Connecticut",107,"Dropped - Units whose status does not meet NEEDS criteria"]
[null,"NRG Norwalk Harbor",548,"1","O/G Steam","Connecticut",162,"Dropped - Units whose status does not meet NEEDS criteria"]
[null,"NRG Norwalk Harbor",548,"2","O/G Steam","Connecticut",168,"Dropped - Units whose status does not meet NEEDS criteria"]
[null,"NRG Norwalk Harbor",548,"10","Combustion Turbine","Connecticut",11.9,"Dropped - Units whose status does not meet NEEDS criteria"]
[null,"Shepaug",552,"2","Combustion Turbine","Connecticut",39,"Dropped - Units whose status does not meet NEEDS criteria"]
[null,"Bridgeport Station",568,"2","O/G Steam","Connecticut",163,"Dropped - Units whose status does not meet NEEDS criteria"]
[null,"Bridgeport Station",568,"3","Coal Steam","Connecticut",383.4,"Dropped  - Retired/Planned Retirement by 06/2023"]
[null,"Indian River Generating Station",594,"1","Coal Steam","Delaware",89,"Dropped - Units whose status does not meet NEEDS criteria"]
[null,"Indian River Generating Station",594,"2","Coal Steam","Delaware",89,"Dropped - Units whose status does not meet NEEDS criteria"]
[null,"Indian River Generating Station",594,"3","Coal Steam","Delaware",165,"Dropped - Units whose status does not meet NEEDS criteria"]
[null,"R Madison",596,"MAD","Combustion Turbine","Delaware",11,"Dropped - Units whose status does not meet NEEDS criteria"]
[null,"McKee Run",599,"1","O/G Steam","Delaware",17.1,"Dropped - Units whose status does not meet NEEDS criteria"]
[null,"McKee Run",599,"2","O/G Steam","Delaware",17.4,"Dropped - Units whose status does not meet NEEDS criteria"]
[null,"Lewes",600,"7","Combustion Turbine","Delaware",0.9,"Dropped - Units whose status does not meet NEEDS criteria"]
[null,"Lewes",600,"8","Combustion Turbine","Delaware",0.9,"Dropped - Units whose status does not meet NEEDS criteria"]
[null,"Seaford",601,"1","Combustion Turbine","Delaware",1.3,"Dropped - Units whose status does not meet NEEDS criteria"]
[null,"Seaford",601,"2","Combustion Turbine","Delaware",1.3,"Dropped - Units whose status does not meet NEEDS criteria"]
[null,"Seaford",601,"3","Combustion Turbine","Delaware",1.1,"Dropped - Units whose status does not meet NEEDS criteria"]
[null,"Seaford",601,"6","Combustion Turbine","Delaware",2,"Dropped - Units whose status does not meet NEEDS criteria"]
[null,"Seaford",601,"7","Combustion Turbine","Delaware",1.1,"Dropped - Units whose status does not meet NEEDS criteria"]
[null,"Benning",603,"15","O/G Steam","District of Columbia",275,"Dropped - Units whose status does not meet NEEDS criteria"]
[null,"Benning",603,"16","O/G Steam","District of Columbia",275,"Dropped - Units whose status does not meet NEEDS criteria"]
[null,"Buzzard Point",604,"E1","Combustion Turbine","District of Columbia",16,"Dropped - Units whose status does not meet NEEDS criteria"]
[null,"Buzzard Point",604,"E2","Combustion Turbine","District of Columbia",16,"Dropped - Units whose status does not meet NEEDS criteria"]
[null,"Buzzard Point",604,"E3","Combustion Turbine","District of Columbia",16,"Dropped - Units whose status does not meet NEEDS criteria"]
[null,"Buzzard Point",604,"E4","Combustion Turbine","District of Columbia",16,"Dropped - Units whose status does not meet NEEDS criteria"]
[null,"Buzzard Point",604,"E5","Combustion Turbine","District of Columbia",16,"Dropped - Units whose status does not meet NEEDS criteria"]
[null,"Buzzard Point",604,"E6","Combustion Turbine","District of Columbia",16,"Dropped - Units whose status does not meet NEEDS criteria"]
[null,"Buzzard Point",604,"E7","Combustion Turbine","District of Columbia",16,"Dropped - Units whose status does not meet NEEDS criteria"]
[null,"Buzzard Point",604,"E8","Combustion Turbine","District of Columbia",16,"Dropped - Units whose status does not meet NEEDS criteria"]
[null,"Buzzard Point",604,"W10","Combustion Turbine","District of Columbia",16,"Dropped - Units whose status does not meet NEEDS criteria"]
[null,"Buzzard Point",604,"W11","Combustion Turbine","District of Columbia",16,"Dropped - Units whose status does not meet NEEDS criteria"]
[null,"Buzzard Point",604,"W12","Combustion Turbine","District of Columbia",16,"Dropped - Units whose status does not meet NEEDS criteria"]
[null,"Buzzard Point",604,"W13","Combustion Turbine","District of Columbia",16,"Dropped - Units whose status does not meet NEEDS criteria"]
[null,"Buzzard Point",604,"W14","Combustion Turbine","District of Columbia",16,"Dropped - Units whose status does not meet NEEDS criteria"]
[null,"Buzzard Point",604,"W15","Combustion Turbine","District of Columbia",16,"Dropped - Units whose status does not meet NEEDS criteria"]
[null,"Buzzard Point",604,"W16","Combustion Turbine","District of Columbia",16,"Dropped - Units whose status does not meet NEEDS criteria"]
[null,"Buzzard Point",604,"W9","Combustion Turbine","District of Columbia",16,"Dropped - Units whose status does not meet NEEDS criteria"]
[null,"Cape Canaveral",609,"1","O/G Steam","Florida",396,"Dropped - Units whose status does not meet NEEDS criteria"]
[null,"Cape Canaveral",609,"2","O/G Steam","Florida",396,"Dropped - Units whose status does not meet NEEDS criteria"]
[null,"Cutler",610,"5","O/G Steam","Florida",68,"Dropped - Units whose status does not meet NEEDS criteria"]
[null,"Cutler",610,"6","O/G Steam","Florida",137,"Dropped - Units whose status does not meet NEEDS criteria"]
[null,"Fort Myers",612,"3","Combustion Turbine","Florida",54,"Dropped - Units whose status does not meet NEEDS criteria"]
[null,"Fort Myers",612,"4","Combustion Turbine","Florida",54,"Dropped - Units whose status does not meet NEEDS criteria"]
[null,"Fort Myers",612,"5","Combustion Turbine","Florida",54,"Dropped - Units whose status does not meet NEEDS criteria"]
[null,"Fort Myers",612,"6","Combustion Turbine","Florida",54,"Dropped - Units whose status does not meet NEEDS criteria"]
[null,"Fort Myers",612,"7","Combustion Turbine","Florida",54,"Dropped - Units whose status does not meet NEEDS criteria"]
[null,"Fort Myers",612,"8","Combustion Turbine","Florida",54,"Dropped - Units whose status does not meet NEEDS criteria"]
[null,"Fort Myers",612,"11","Combustion Turbine","Florida",54,"Dropped - Units whose status does not meet NEEDS criteria"]
[null,"Fort Myers",612,"12","Combustion Turbine","Florida",54,"Dropped - Units whose status does not meet NEEDS criteria"]
[null,"Fort Myers",612,"G10","Combustion Turbine","Florida",54,"Dropped - Units whose status does not meet NEEDS criteria"]
[null,"Fort Myers",612,"GT2","Combustion Turbine","Florida",54,"Dropped - Units whose status does not meet NEEDS criteria"]
[null,"Lauderdale",613,"1","Combustion Turbine","Florida",35,"Dropped - Units whose status does not meet NEEDS criteria"]
[null,"Lauderdale",613,"2","Combustion Turbine","Florida",35,"Dropped - Units whose status does not meet NEEDS criteria"]
[null,"Lauderdale",613,"4","Combustion Turbine","Florida",35,"Dropped - Units whose status does not meet NEEDS criteria"]
[null,"Lauderdale",613,"6","Combustion Turbine","Florida",35,"Dropped - Units whose status does not meet NEEDS criteria"]
[null,"Lauderdale",613,"7","Combustion Turbine","Florida",35,"Dropped - Units whose status does not meet NEEDS criteria"]
[null,"Lauderdale",613,"8","Combustion Turbine","Florida",35,"Dropped - Units whose status does not meet NEEDS criteria"]
[null,"Lauderdale",613,"9","Combustion Turbine","Florida",35,"Dropped - Units whose status does not meet NEEDS criteria"]
[null,"Lauderdale",613,"10","Combustion Turbine","Florida",35,"Dropped - Units whose status does not meet NEEDS criteria"]
[null,"Lauderdale",613,"11","Combustion Turbine","Florida",35,"Dropped - Units whose status does not meet NEEDS criteria"]
[null,"Lauderdale",613,"12","Combustion Turbine","Florida",35,"Dropped - Units whose status does not meet NEEDS criteria"]
[null,"Lauderdale",613,"13","Combustion Turbine","Florida",35,"Dropped - Units whose status does not meet NEEDS criteria"]
[null,"Lauderdale",613,"14","Combustion Turbine","Florida",35,"Dropped - Units whose status does not meet NEEDS criteria"]
[null,"Lauderdale",613,"15","Combustion Turbine","Florida",35,"Dropped - Units whose status does not meet NEEDS criteria"]
[null,"Lauderdale",613,"16","Combustion Turbine","Florida",35,"Dropped - Units whose status does not meet NEEDS criteria"]
[null,"Lauderdale",613,"17","Combustion Turbine","Florida",35,"Dropped - Units whose status does not meet NEEDS criteria"]
[null,"Lauderdale",613,"18","Combustion Turbine","Florida",35,"Dropped - Units whose status does not meet NEEDS criteria"]
[null,"Lauderdale",613,"19","Combustion Turbine","Florida",35,"Dropped - Units whose status does not meet NEEDS criteria"]
[null,"Lauderdale",613,"20","Combustion Turbine","Florida",35,"Dropped - Units whose status does not meet NEEDS criteria"]
[null,"Lauderdale",613,"21","Combustion Turbine","Florida",35,"Dropped - Units whose status does not meet NEEDS criteria"]
[null,"Lauderdale",613,"22","Combustion Turbine","Florida",35,"Dropped - Units whose status does not meet NEEDS criteria"]
[null,"Lauderdale",613,"23","Combustion Turbine","Florida",35,"Dropped - Units whose status does not meet NEEDS criteria"]
[null,"Lauderdale",613,"24","Combustion Turbine","Florida",35,"Dropped - Units whose status does not meet NEEDS criteria"]
[null,"Lauderdale",613,"4GT1","Combined Cycle","Florida",185,"Dropped - Units whose status does not meet NEEDS criteria"]
[null,"Lauderdale",613,"4GT2","Combined Cycle","Florida",185,"Dropped - Units whose status does not meet NEEDS criteria"]
[null,"Lauderdale",613,"5GT1","Combined Cycle","Florida",185,"Dropped - Units whose status does not meet NEEDS criteria"]
[null,"Lauderdale",613,"5GT2","Combined Cycle","Florida",185,"Dropped - Units whose status does not meet NEEDS criteria"]
[null,"Lauderdale",613,"ST4","Combined Cycle","Florida",442,"Dropped - Units whose status does not meet NEEDS criteria"]
[null,"Lauderdale",613,"ST5","Combined Cycle","Florida",442,"Dropped - Units whose status does not meet NEEDS criteria"]
[null,"Port Everglades",617,"6","Combustion Turbine","Florida",35,"Dropped - Units whose status does not meet NEEDS criteria"]
[null,"Port Everglades",617,"7","Combustion Turbine","Florida",35,"Dropped - Units whose status does not meet NEEDS criteria"]
[null,"Port Everglades",617,"8","Combustion Turbine","Florida",35,"Dropped - Units whose status does not meet NEEDS criteria"]
[null,"Port Everglades",617,"9","Combustion Turbine","Florida",35,"Dropped - Units whose status does not meet NEEDS criteria"]
[null,"Port Everglades",617,"10","Combustion Turbine","Florida",35,"Dropped - Units whose status does not meet NEEDS criteria"]
[null,"Port Everglades",617,"11","Combustion Turbine","Florida",35,"Dropped - Units whose status does not meet NEEDS criteria"]
[null,"Port Everglades",617,"12","Combustion Turbine","Florida",35,"Dropped - Units whose status does not meet NEEDS criteria"]
[null,"Port Everglades",617,"GT1","Combustion Turbine","Florida",35,"Dropped - Units whose status does not meet NEEDS criteria"]
[null,"Port Everglades",617,"GT2","Combustion Turbine","Florida",35,"Dropped - Units whose status does not meet NEEDS criteria"]
[null,"Port Everglades",617,"GT3","Combustion Turbine","Florida",35,"Dropped - Units whose status does not meet NEEDS criteria"]
[null,"Port Everglades",617,"GT4","Combustion Turbine","Florida",35,"Dropped - Units whose status does not meet NEEDS criteria"]
[null,"Port Everglades",617,"GT5","Combustion Turbine","Florida",35,"Dropped - Units whose status does not meet NEEDS criteria"]
[null,"Port Everglades",617,"ST1","O/G Steam","Florida",213,"Dropped - Units whose status does not meet NEEDS criteria"]
[null,"Port Everglades",617,"ST2","O/G Steam","Florida",213,"Dropped - Units whose status does not meet NEEDS criteria"]
[null,"Port Everglades",617,"ST3","O/G Steam","Florida",387,"Dropped - Units whose status does not meet NEEDS criteria"]
[null,"Port Everglades",617,"ST4","O/G Steam","Florida",392,"Dropped - Units whose status does not meet NEEDS criteria"]
[null,"Riviera",619,"3","O/G Steam","Florida",277,"Dropped - Units whose status does not meet NEEDS criteria"]
[null,"Riviera",619,"4","O/G Steam","Florida",288,"Dropped - Units whose status does not meet NEEDS criteria"]
[null,"Sanford",620,"3","O/G Steam","Florida",138,"Dropped - Units whose status does not meet NEEDS criteria"]
[null,"Turkey Point",621,"IC1","Combustion Turbine","Florida",2.4,"Dropped - Units whose status does not meet NEEDS criteria"]
[null,"Turkey Point",621,"IC2","Combustion Turbine","Florida",2.4,"Dropped - Units whose status does not meet NEEDS criteria"]
[null,"Turkey Point",621,"IC3","Combustion Turbine","Florida",2.4,"Dropped - Units whose status does not meet NEEDS criteria"]
[null,"Turkey Point",621,"IC4","Combustion Turbine","Florida",2.4,"Dropped - Units whose status does not meet NEEDS criteria"]
[null,"Turkey Point",621,"IC5","Combustion Turbine","Florida",2.4,"Dropped - Units whose status does not meet NEEDS criteria"]
[null,"Turkey Point",621,"ST1","O/G Steam","Florida",396,"Dropped - Units whose status does not meet NEEDS criteria"]
[null,"Turkey Point",621,"ST2","O/G Steam","Florida",392,"Dropped - Units whose status does not meet NEEDS criteria"]
[null,"Avon Park",624,"P1","Combustion Turbine","Florida",24,"Dropped  - Retired/Planned Retirement by 06/2023"]
[null,"Avon Park",624,"P2","Combustion Turbine","Florida",24,"Dropped  - Retired/Planned Retirement by 06/2023"]
[null,"Crystal River",628,"1","Coal Steam","Florida",324,"Dropped - Units whose status does not meet NEEDS criteria"]
[null,"Crystal River",628,"2","Coal Steam","Florida",442,"Dropped - Units whose status does not meet NEEDS criteria"]
[null,"Crystal River",628,"3","Nuclear","Florida",860,"Dropped - Units whose status does not meet NEEDS criteria"]
[null,"G E Turner",629,"P1","Combustion Turbine","Florida",10,"Dropped - Units whose status does not meet NEEDS criteria"]
[null,"G E Turner",629,"P2","Combustion Turbine","Florida",10,"Dropped - Units whose status does not meet NEEDS criteria"]
[null,"G E Turner",629,"P3","Combustion Turbine","Florida",53,"Dropped - Units whose status does not meet NEEDS criteria"]
[null,"G E Turner",629,"P4","Combustion Turbine","Florida",59,"Dropped - Units whose status does not meet NEEDS criteria"]
[null,"Higgins",630,"P1","Combustion Turbine","Florida",20,"Dropped - Units whose status does not meet NEEDS criteria"]
[null,"Higgins",630,"P2","Combustion Turbine","Florida",25,"Dropped  - Retired/Planned Retirement by 06/2023"]
[null,"Higgins",630,"P3","Combustion Turbine","Florida",31,"Dropped  - Retired/Planned Retirement by 06/2023"]
[null,"Higgins",630,"P4","Combustion Turbine","Florida",31,"Dropped  - Retired/Planned Retirement by 06/2023"]
[null,"P L Bartow",634,"ST1","O/G Steam","Florida",122,"Dropped - Units whose status does not meet NEEDS criteria"]
[null,"P L Bartow",634,"ST2","O/G Steam","Florida",103,"Dropped - Units whose status does not meet NEEDS criteria"]
[null,"P L Bartow",634,"ST3","O/G Steam","Florida",201,"Dropped - Units whose status does not meet NEEDS criteria"]
[null,"Rio Pinar",637,"P1","Combustion Turbine","Florida",12,"Dropped - Units whose status does not meet NEEDS criteria"]
[null,"Suwannee River",638,"1","O/G Steam","Florida",28,"Dropped - Units whose status does not meet NEEDS criteria"]
[null,"Suwannee River",638,"2","O/G Steam","Florida",29,"Dropped - Units whose status does not meet NEEDS criteria"]
[null,"Suwannee River",638,"3","O/G Steam","Florida",71,"Dropped - Units whose status does not meet NEEDS criteria"]
[null,"Crist",641,"1","O/G Steam","Florida",24,"Dropped - Units whose status does not meet NEEDS criteria"]
[null,"Crist",641,"2","O/G Steam","Florida",24,"Dropped - Units whose status does not meet NEEDS criteria"]
[null,"Crist",641,"3","O/G Steam","Florida",35,"Dropped - Units whose status does not meet NEEDS criteria"]
[null,"Scholz",642,"1","Coal Steam","Florida",46,"Dropped - Units whose status does not meet NEEDS criteria"]
[null,"Scholz",642,"2","Coal Steam","Florida",46,"Dropped - Units whose status does not meet NEEDS criteria"]
[null,"Lansing Smith",643,"1","Coal Steam","Florida",162,"Dropped - Units whose status does not meet NEEDS criteria"]
[null,"Lansing Smith",643,"2","Coal Steam","Florida",195,"Dropped - Units whose status does not meet NEEDS criteria"]
[null,"Big Bend",645,"GT1","Combustion Turbine","Florida",10,"Dropped - Units whose status does not meet NEEDS criteria"]
[null,"Big Bend",645,"GT2","Combustion Turbine","Florida",49,"Dropped - Units whose status does not meet NEEDS criteria"]
[null,"Big Bend",645,"GT3","Combustion Turbine","Florida",39,"Dropped - Units whose status does not meet NEEDS criteria"]
[null,"Big Bend",645,"ST2","Coal Steam","Florida",385,"Dropped  - Retired/Planned Retirement by 06/2023"]
[null,"F J Gannon",646,"1","Coal Steam","Florida",94,"Dropped - Units whose status does not meet NEEDS criteria"]
[null,"F J Gannon",646,"2","Coal Steam","Florida",100,"Dropped - Units whose status does not meet NEEDS criteria"]
[null,"F J Gannon",646,"3","Coal Steam","Florida",150,"Dropped - Units whose status does not meet NEEDS criteria"]
[null,"F J Gannon",646,"4","Coal Steam","Florida",164,"Dropped - Units whose status does not meet NEEDS criteria"]
[null,"Hookers Point",647,"1","O/G Steam","Florida",20,"Dropped - Units whose status does not meet NEEDS criteria"]
[null,"Hookers Point",647,"2","O/G Steam","Florida",20,"Dropped - Units whose status does not meet NEEDS criteria"]
[null,"Hookers Point",647,"3","O/G Steam","Florida",20,"Dropped - Units whose status does not meet NEEDS criteria"]
[null,"Hookers Point",647,"4","O/G Steam","Florida",30,"Dropped - Units whose status does not meet NEEDS criteria"]
[null,"Hookers Point",647,"5","O/G Steam","Florida",67,"Dropped - Units whose status does not meet NEEDS criteria"]
[null,"Kensico",650,"1","Hydro","New York",1,"Dropped - Units whose status does not meet NEEDS criteria"]
[null,"Kensico",650,"2","Hydro","New York",1,"Dropped - Units whose status does not meet NEEDS criteria"]
[null,"Kensico",650,"3","Hydro","New York",1,"Dropped - Units whose status does not meet NEEDS criteria"]
[null,"Henry D King",658,"5","Combined Cycle","Florida",8,"Dropped - Units whose status does not meet NEEDS criteria"]
[null,"Henry D King",658,"6","O/G Steam","Florida",17,"Dropped - Units whose status does not meet NEEDS criteria"]
[null,"Henry D King",658,"7","O/G Steam","Florida",32,"Dropped - Units whose status does not meet NEEDS criteria"]
[null,"Henry D King",658,"8","O/G Steam","Florida",50,"Dropped - Units whose status does not meet NEEDS criteria"]
[null,"Henry D King",658,"9","Combined Cycle","Florida",22.4,"Dropped - Units whose status does not meet NEEDS criteria"]
[null,"Henry D King",658,"D1","Combustion Turbine","Florida",3,"Dropped - Units whose status does not meet NEEDS criteria"]
[null,"Henry D King",658,"D2","Combustion Turbine","Florida",3,"Dropped - Units whose status does not meet NEEDS criteria"]
[null,"Deerhaven Generating Station",663,"1","O/G Steam","Florida",75,"Dropped  - Retired/Planned Retirement by 06/2023"]
[null,"John R Kelly",664,"7","O/G Steam","Florida",23.2,"Dropped - Units whose status does not meet NEEDS criteria"]
[null,"John R Kelly",664,"GT1","Combustion Turbine","Florida",14,"Dropped - Units whose status does not meet NEEDS criteria"]
[null,"John R Kelly",664,"GT2","Combustion Turbine","Florida",14,"Dropped - Units whose status does not meet NEEDS criteria"]
[null,"John R Kelly",664,"GT3","Combustion Turbine","Florida",14,"Dropped - Units whose status does not meet NEEDS criteria"]
[null,"G W Ivey",665,"8","Combustion Turbine","Florida",2,"Dropped - Units whose status does not meet NEEDS criteria"]
[null,"G W Ivey",665,"9","Combustion Turbine","Florida",2,"Dropped - Units whose status does not meet NEEDS criteria"]
[null,"G W Ivey",665,"10","Combustion Turbine","Florida",2,"Dropped - Units whose status does not meet NEEDS criteria"]
[null,"G W Ivey",665,"11","Combustion Turbine","Florida",3,"Dropped - Units whose status does not meet NEEDS criteria"]
[null,"G W Ivey",665,"12","Combustion Turbine","Florida",3,"Dropped - Units whose status does not meet NEEDS criteria"]
[null,"G W Ivey",665,"18","Combustion Turbine","Florida",8,"Dropped - Units whose status does not meet NEEDS criteria"]
[null,"J D Kennedy",666,"GT3","Combustion Turbine","Florida",54,"Dropped - Units whose status does not meet NEEDS criteria"]
[null,"J D Kennedy",666,"GT4","Combustion Turbine","Florida",54,"Dropped - Units whose status does not meet NEEDS criteria"]
[null,"J D Kennedy",666,"GT5","Combustion Turbine","Florida",54,"Dropped - Units whose status does not meet NEEDS criteria"]
[null,"Hansel",672,"8","Combustion Turbine","Florida",2,"Dropped - Units whose status does not meet NEEDS criteria"]
[null,"Hansel",672,"14","Combustion Turbine","Florida",2,"Dropped - Units whose status does not meet NEEDS criteria"]
[null,"Hansel",672,"15","Combustion Turbine","Florida",2,"Dropped - Units whose status does not meet NEEDS criteria"]
[null,"Hansel",672,"16","Combustion Turbine","Florida",2,"Dropped - Units whose status does not meet NEEDS criteria"]
[null,"Hansel",672,"17","Combustion Turbine","Florida",2,"Dropped - Units whose status does not meet NEEDS criteria"]
[null,"Hansel",672,"18","Combustion Turbine","Florida",2,"Dropped - Units whose status does not meet NEEDS criteria"]
[null,"Hansel",672,"19","Combustion Turbine","Florida",2,"Dropped - Units whose status does not meet NEEDS criteria"]
[null,"Hansel",672,"20","Combustion Turbine","Florida",2,"Dropped - Units whose status does not meet NEEDS criteria"]
[null,"Hansel",672,"21","Combined Cycle","Florida",30,"Dropped - Units whose status does not meet NEEDS criteria"]
[null,"Hansel",672,"22","Combined Cycle","Florida",8,"Dropped - Units whose status does not meet NEEDS criteria"]
[null,"Hansel",672,"23","Combined Cycle","Florida",8,"Dropped - Units whose status does not meet NEEDS criteria"]
[null,"Pilot Butte",674,"1","Hydro","Wyoming",0.8,"Dropped - Units whose status does not meet NEEDS criteria"]
[null,"Pilot Butte",674,"2","Hydro","Wyoming",0.8,"Dropped - Units whose status does not meet NEEDS criteria"]
[null,"Larsen Memorial",675,"6","O/G Steam","Florida",24,"Dropped - Units whose status does not meet NEEDS criteria"]
[null,"C D McIntosh Jr",676,"4","Coal Steam","Florida",288,"Dropped - Units whose status does not meet NEEDS criteria"]
[null,"C D McIntosh Jr",676,"ST1","O/G Steam","Florida",85,"Dropped - Units whose status does not meet NEEDS criteria"]
[null,"Smith Street",679,"3","Combustion Turbine","Florida",0.8,"Dropped - Units whose status does not meet NEEDS criteria"]
[null,"Smith Street",679,"4","Combustion Turbine","Florida",1,"Dropped - Units whose status does not meet NEEDS criteria"]
[null,"Smith Street",679,"6","Combustion Turbine","Florida",1.8,"Dropped - Units whose status does not meet NEEDS criteria"]
[null,"Smith Street",679,"7","Combustion Turbine","Florida",1.8,"Dropped - Units whose status does not meet NEEDS criteria"]
[null,"Smith Street",679,"8","Combustion Turbine","Florida",1.1,"Dropped - Units whose status does not meet NEEDS criteria"]
[null,"Smith Street",679,"9","Combustion Turbine","Florida",2,"Dropped - Units whose status does not meet NEEDS criteria"]
[null,"Smith Street",679,"10","Combustion Turbine","Florida",2,"Dropped - Units whose status does not meet NEEDS criteria"]
[null,"Smith Street",679,"11","Combustion Turbine","Florida",2,"Dropped - Units whose status does not meet NEEDS criteria"]
[null,"W E Swoope",681,"2","Combustion Turbine","Florida",0.9,"Dropped - Units whose status does not meet NEEDS criteria"]
[null,"W E Swoope",681,"3","Combustion Turbine","Florida",2,"Dropped - Units whose status does not meet NEEDS criteria"]
[null,"W E Swoope",681,"4","Combustion Turbine","Florida",2.2,"Dropped - Units whose status does not meet NEEDS criteria"]
[null,"St Cloud",685,"1","Combustion Turbine","Florida",2,"Dropped - Units whose status does not meet NEEDS criteria"]
[null,"St Cloud",685,"2","Combustion Turbine","Florida",5,"Dropped - Units whose status does not meet NEEDS criteria"]
[null,"St Cloud",685,"3","Combustion Turbine","Florida",2,"Dropped - Units whose status does not meet NEEDS criteria"]
[null,"St Cloud",685,"4","Combustion Turbine","Florida",3,"Dropped - Units whose status does not meet NEEDS criteria"]
[null,"St Cloud",685,"6","Combustion Turbine","Florida",3,"Dropped - Units whose status does not meet NEEDS criteria"]
[null,"St Cloud",685,"7","Combustion Turbine","Florida",6,"Dropped - Units whose status does not meet NEEDS criteria"]
[null,"St Cloud",685,"8","Combustion Turbine","Florida",6,"Dropped - Units whose status does not meet NEEDS criteria"]
[null,"Arvah B Hopkins",688,"1","O/G Steam","Florida",76,"Dropped - Units whose status does not meet NEEDS criteria"]
[null,"Arvah B Hopkins",688,"5","Combined Cycle","Florida",156,"Dropped - Units whose status does not meet NEEDS criteria"]
[null,"Arvah B Hopkins",688,"CT A","Combined Cycle","Florida",36,"Dropped - Units whose status does not meet NEEDS criteria"]
[null,"Arvah B Hopkins",688,"GT1","Combustion Turbine","Florida",12,"Dropped - Units whose status does not meet NEEDS criteria"]
[null,"Arvah B Hopkins",688,"GT2","Combustion Turbine","Florida",24,"Dropped - Units whose status does not meet NEEDS criteria"]
[null,"Arvah B Hopkins",688,"GT5","Combustion Turbine","Florida",42,"Dropped - Units whose status does not meet NEEDS criteria"]
[null,"S O Purdom",689,"7","O/G Steam","Florida",48,"Dropped - Units whose status does not meet NEEDS criteria"]
[null,"S O Purdom",689,"GT1","Combustion Turbine","Florida",10,"Dropped - Units whose status does not meet NEEDS criteria"]
[null,"S O Purdom",689,"GT2","Combustion Turbine","Florida",10,"Dropped - Units whose status does not meet NEEDS criteria"]
[null,"J Woodruff",690,"1","Hydro","Florida",10,"Dropped - Units whose status does not meet NEEDS criteria"]
[null,"J Woodruff",690,"2","Hydro","Florida",10,"Dropped - Units whose status does not meet NEEDS criteria"]
[null,"Medicine Bow",692,"3","Onshore Wind","Wyoming",0.1,"Dropped - Units whose status does not meet NEEDS criteria"]
[null,"Medicine Bow",692,"12","Onshore Wind","Wyoming",0.7,"Dropped - Units whose status does not meet NEEDS criteria"]
[null,"Medicine Bow",692,"13","Onshore Wind","Wyoming",0.7,"Dropped - Units whose status does not meet NEEDS criteria"]
[null,"Medicine Bow",692,"CLIP","Onshore Wind","Wyoming",2.5,"Dropped - Units whose status does not meet NEEDS criteria"]
[null,"Vero Beach Municipal Power Plant",693,"1","O/G Steam","Florida",13,"Dropped - Units whose status does not meet NEEDS criteria"]
[null,"Vero Beach Municipal Power Plant",693,"2","Combined Cycle","Florida",13,"Dropped - Units whose status does not meet NEEDS criteria"]
[null,"Vero Beach Municipal Power Plant",693,"3","O/G Steam","Florida",33,"Dropped - Units whose status does not meet NEEDS criteria"]
[null,"Vero Beach Municipal Power Plant",693,"4","O/G Steam","Florida",56,"Dropped - Units whose status does not meet NEEDS criteria"]
[null,"Vero Beach Municipal Power Plant",693,"5","Combined Cycle","Florida",35,"Dropped - Units whose status does not meet NEEDS criteria"]
[null,"Marathon Generating Plant",696,"3","Combustion Turbine","Florida",3,"Dropped - Units whose status does not meet NEEDS criteria"]
[null,"Marathon Generating Plant",696,"4","Combustion Turbine","Florida",3,"Dropped - Units whose status does not meet NEEDS criteria"]
[null,"Marathon Generating Plant",696,"5","Combustion Turbine","Florida",3,"Dropped - Units whose status does not meet NEEDS criteria"]
[null,"Marathon Generating Plant",696,"6","Combustion Turbine","Florida",2.5,"Dropped - Units whose status does not meet NEEDS criteria"]
[null,"Marathon Generating Plant",696,"7","Combustion Turbine","Florida",2.5,"Dropped - Units whose status does not meet NEEDS criteria"]
[null,"Arkwright",699,"3","Coal Steam","Georgia",42,"Dropped - Units whose status does not meet NEEDS criteria"]
[null,"Arkwright",699,"4","Coal Steam","Georgia",44,"Dropped - Units whose status does not meet NEEDS criteria"]
[null,"Arkwright",699,"5A","Combustion Turbine","Georgia",13,"Dropped - Units whose status does not meet NEEDS criteria"]
[null,"Arkwright",699,"5B","Combustion Turbine","Georgia",13,"Dropped - Units whose status does not meet NEEDS criteria"]
[null,"Arkwright",699,"ST1","O/G Steam","Georgia",41,"Dropped - Units whose status does not meet NEEDS criteria"]
[null,"Arkwright",699,"ST2","O/G Steam","Georgia",41,"Dropped - Units whose status does not meet NEEDS criteria"]
[null,"Atkinson",700,"3","O/G Steam","Georgia",65,"Dropped - Units whose status does not meet NEEDS criteria"]
[null,"Atkinson",700,"4","O/G Steam","Georgia",62,"Dropped - Units whose status does not meet NEEDS criteria"]
[null,"Atkinson",700,"5A","Combustion Turbine","Georgia",32,"Dropped - Units whose status does not meet NEEDS criteria"]
[null,"Atkinson",700,"5B","Combustion Turbine","Georgia",32,"Dropped - Units whose status does not meet NEEDS criteria"]
[null,"Atkinson",700,"ST2","O/G Steam","Georgia",55,"Dropped - Units whose status does not meet NEEDS criteria"]
[null,"Barnett Shoals",701,"1","Hydro","Georgia",0.2,"Dropped - Units whose status does not meet NEEDS criteria"]
[null,"Barnett Shoals",701,"2","Hydro","Georgia",0.2,"Dropped - Units whose status does not meet NEEDS criteria"]
[null,"Barnett Shoals",701,"3","Hydro","Georgia",0.2,"Dropped - Units whose status does not meet NEEDS criteria"]
[null,"Barnett Shoals",701,"4","Hydro","Georgia",0.2,"Dropped - Units whose status does not meet NEEDS criteria"]
[null,"Bowen",703,"6","Combustion Turbine","Georgia",32,"Dropped - Units whose status does not meet NEEDS criteria"]
[null,"Hammond",708,"1","Coal Steam","Georgia",110,"Dropped - Units whose status does not meet NEEDS criteria"]
[null,"Hammond",708,"2","Coal Steam","Georgia",110,"Dropped - Units whose status does not meet NEEDS criteria"]
[null,"Hammond",708,"3","Coal Steam","Georgia",110,"Dropped - Units whose status does not meet NEEDS criteria"]
[null,"Hammond",708,"4","Coal Steam","Georgia",510,"Dropped - Units whose status does not meet NEEDS criteria"]
[null,"Harllee Branch",709,"1","Coal Steam","Georgia",266,"Dropped - Units whose status does not meet NEEDS criteria"]
[null,"Harllee Branch",709,"2","Coal Steam","Georgia",325,"Dropped - Units whose status does not meet NEEDS criteria"]
[null,"Harllee Branch",709,"3","Coal Steam","Georgia",488,"Dropped - Units whose status does not meet NEEDS criteria"]
[null,"Harllee Branch",709,"4","Coal Steam","Georgia",507,"Dropped - Units whose status does not meet NEEDS criteria"]
[null,"Jack McDonough",710,"1","Coal Steam","Georgia",251,"Dropped - Units whose status does not meet NEEDS criteria"]
[null,"Jack McDonough",710,"2","Coal Steam","Georgia",251,"Dropped - Units whose status does not meet NEEDS criteria"]
[null,"Langdale",711,"5","Hydro","Alabama",0.1,"Dropped - Units whose status does not meet NEEDS criteria"]
[null,"Langdale",711,"6","Hydro","Alabama",0.1,"Dropped - Units whose status does not meet NEEDS criteria"]
[null,"McManus",715,"1","O/G Steam","Georgia",43,"Dropped - Units whose status does not meet NEEDS criteria"]
[null,"McManus",715,"2","O/G Steam","Georgia",79,"Dropped - Units whose status does not meet NEEDS criteria"]
[null,"Mitchell (GA)",727,"1","Coal Steam","Georgia",20,"Dropped - Units whose status does not meet NEEDS criteria"]
[null,"Mitchell (GA)",727,"2","Coal Steam","Georgia",20,"Dropped - Units whose status does not meet NEEDS criteria"]
[null,"Mitchell (GA)",727,"3","Coal Steam","Georgia",155,"Dropped - Units whose status does not meet NEEDS criteria"]
[null,"Mitchell (GA)",727,"4A","Combustion Turbine","Georgia",31,"Dropped - Units whose status does not meet NEEDS criteria"]
[null,"Mitchell (GA)",727,"4B","Combustion Turbine","Georgia",31,"Dropped - Units whose status does not meet NEEDS criteria"]
[null,"Mitchell (GA)",727,"4C","Combustion Turbine","Georgia",31,"Dropped - Units whose status does not meet NEEDS criteria"]
[null,"Yates",728,"1","Coal Steam","Georgia",97,"Dropped - Units whose status does not meet NEEDS criteria"]
[null,"Yates",728,"2","Coal Steam","Georgia",103,"Dropped - Units whose status does not meet NEEDS criteria"]
[null,"Yates",728,"3","Coal Steam","Georgia",111,"Dropped - Units whose status does not meet NEEDS criteria"]
[null,"Yates",728,"4","Coal Steam","Georgia",133,"Dropped - Units whose status does not meet NEEDS criteria"]
[null,"Yates",728,"5","Coal Steam","Georgia",135,"Dropped - Units whose status does not meet NEEDS criteria"]
[null,"Boulevard",732,"2","Combustion Turbine","Georgia",14,"Dropped - Units whose status does not meet NEEDS criteria"]
[null,"Boulevard",732,"3","Combustion Turbine","Georgia",14,"Dropped - Units whose status does not meet NEEDS criteria"]
[null,"Kraft",733,"2","Coal Steam","Georgia",52,"Dropped - Units whose status does not meet NEEDS criteria"]
[null,"Kraft",733,"3","Coal Steam","Georgia",101,"Dropped - Units whose status does not meet NEEDS criteria"]
[null,"Kraft",733,"4","O/G Steam","Georgia",115,"Dropped - Units whose status does not meet NEEDS criteria"]
[null,"Kraft",733,"PWA","Combustion Turbine","Georgia",17,"Dropped - Units whose status does not meet NEEDS criteria"]
[null,"Kraft",733,"ST1","Coal Steam","Georgia",48,"Dropped - Units whose status does not meet NEEDS criteria"]
[null,"Riverside (GA)",734,"4","O/G Steam","Georgia",20,"Dropped - Units whose status does not meet NEEDS criteria"]
[null,"Riverside (GA)",734,"5","O/G Steam","Georgia",9,"Dropped - Units whose status does not meet NEEDS criteria"]
[null,"Riverside (GA)",734,"6","O/G Steam","Georgia",19,"Dropped - Units whose status does not meet NEEDS criteria"]
[null,"Riverside (GA)",734,"7","O/G Steam","Georgia",20,"Dropped - Units whose status does not meet NEEDS criteria"]
[null,"Riverside (GA)",734,"8","O/G Steam","Georgia",39,"Dropped - Units whose status does not meet NEEDS criteria"]
[null,"Dinner Lake",747,"1","O/G Steam","Florida",11,"Dropped - Units whose status does not meet NEEDS criteria"]
[null,"Phillips",748,"1","Combustion Turbine","Florida",18,"Dropped - Units whose status does not meet NEEDS criteria"]
[null,"Phillips",748,"2","Combustion Turbine","Florida",18,"Dropped - Units whose status does not meet NEEDS criteria"]
[null,"Phillips",748,"3","Combined Cycle","Florida",3,"Dropped - Units whose status does not meet NEEDS criteria"]
[null,"Hartwell Lake",754,"3","Hydro","Georgia",85,"Dropped - Units whose status does not meet NEEDS criteria"]
[null,"Buford",759,"1","Hydro","Georgia",40,"Dropped - Units whose status does not meet NEEDS criteria"]
[null,"Buford",759,"2","Hydro","Georgia",40,"Dropped - Units whose status does not meet NEEDS criteria"]
[null,"Buford",759,"3","Hydro","Georgia",6,"Dropped - Units whose status does not meet NEEDS criteria"]
[null,"Honolulu",764,"H8","O/G Steam","Hawaii",48.6,"Dropped - Units whose status does not meet NEEDS criteria"]
[null,"Honolulu",764,"H9","O/G Steam","Hawaii",51.7,"Dropped - Units whose status does not meet NEEDS criteria"]
[null,"Kahe",765,"K1","O/G Steam","Hawaii",77.9,"Dropped - in Alaska or in Hawaii or Puerto Rico"]
[null,"Kahe",765,"K2","O/G Steam","Hawaii",78.1,"Dropped - in Alaska or in Hawaii or Puerto Rico"]
[null,"Kahe",765,"K3","O/G Steam","Hawaii",82.1,"Dropped - in Alaska or in Hawaii or Puerto Rico"]
[null,"Kahe",765,"K4","O/G Steam","Hawaii",87.2,"Dropped - in Alaska or in Hawaii or Puerto Rico"]
[null,"Kahe",765,"K5","O/G Steam","Hawaii",128.1,"Dropped - in Alaska or in Hawaii or Puerto Rico"]
[null,"Kahe",765,"K6","O/G Steam","Hawaii",128.7,"Dropped - in Alaska or in Hawaii or Puerto Rico"]
[null,"Waiau",766,"W10","Combustion Turbine","Hawaii",51.2,"Dropped - in Alaska or in Hawaii or Puerto Rico"]
[null,"Waiau",766,"W3","O/G Steam","Hawaii",47.2,"Dropped - in Alaska or in Hawaii or Puerto Rico"]
[null,"Waiau",766,"W4","O/G Steam","Hawaii",47.7,"Dropped - in Alaska or in Hawaii or Puerto Rico"]
[null,"Waiau",766,"W5","O/G Steam","Hawaii",51.9,"Dropped - in Alaska or in Hawaii or Puerto Rico"]
[null,"Waiau",766,"W6","O/G Steam","Hawaii",51.8,"Dropped - in Alaska or in Hawaii or Puerto Rico"]
[null,"Waiau",766,"W7","O/G Steam","Hawaii",77.8,"Dropped - in Alaska or in Hawaii or Puerto Rico"]
[null,"Waiau",766,"W8","O/G Steam","Hawaii",77.8,"Dropped - in Alaska or in Hawaii or Puerto Rico"]
[null,"Waiau",766,"W9","Combustion Turbine","Hawaii",51.2,"Dropped - in Alaska or in Hawaii or Puerto Rico"]
[null,"Waimea",768,"12","Combustion Turbine","Hawaii",2.5,"Dropped - in Alaska or in Hawaii or Puerto Rico"]
[null,"Waimea",768,"13","Combustion Turbine","Hawaii",2.5,"Dropped - in Alaska or in Hawaii or Puerto Rico"]
[null,"Waimea",768,"14","Combustion Turbine","Hawaii",2.5,"Dropped - in Alaska or in Hawaii or Puerto Rico"]
[null,"Kanoelehua",769,"11","Combustion Turbine","Hawaii",2,"Dropped - in Alaska or in Hawaii or Puerto Rico"]
[null,"Kanoelehua",769,"15","Combustion Turbine","Hawaii",2.5,"Dropped - in Alaska or in Hawaii or Puerto Rico"]
[null,"Kanoelehua",769,"16","Combustion Turbine","Hawaii",2.5,"Dropped - in Alaska or in Hawaii or Puerto Rico"]
[null,"Kanoelehua",769,"17","Combustion Turbine","Hawaii",2.5,"Dropped - in Alaska or in Hawaii or Puerto Rico"]
[null,"Kanoelehua",769,"CT1","Combustion Turbine","Hawaii",10.5,"Dropped - in Alaska or in Hawaii or Puerto Rico"]
[null,"Puueo",771,"1","Hydro","Hawaii",0.7,"Dropped - in Alaska or in Hawaii or Puerto Rico"]
[null,"Puueo",771,"2","Hydro","Hawaii",1.7,"Dropped - Units whose status does not meet NEEDS criteria"]
[null,"Puueo",771,"2A","Hydro","Hawaii",2.4,"Dropped - in Alaska or in Hawaii or Puerto Rico"]
[null,"W H Hill",772,"5","O/G Steam","Hawaii",14.1,"Dropped - in Alaska or in Hawaii or Puerto Rico"]
[null,"W H Hill",772,"6","O/G Steam","Hawaii",21.4,"Dropped - in Alaska or in Hawaii or Puerto Rico"]
[null,"Sullivan CR",773,"1","Hydro","Washington",4.5,"Dropped - Units whose status does not meet NEEDS criteria"]
[null,"Sullivan CR",773,"2","Hydro","Washington",4.5,"Dropped - Units whose status does not meet NEEDS criteria"]
[null,"Waiau Hydro",774,"1","Hydro","Hawaii",0.7,"Dropped - in Alaska or in Hawaii or Puerto Rico"]
[null,"Waiau Hydro",774,"2","Hydro","Hawaii",0.3,"Dropped - in Alaska or in Hawaii or Puerto Rico"]
[null,"Basin Mills",783,"1","Hydro","Maine",12,"Dropped - Units whose status does not meet NEEDS criteria"]
[null,"Basin Mills",783,"2","Hydro","Maine",12,"Dropped - Units whose status does not meet NEEDS criteria"]
[null,"Basin Mills",783,"3","Hydro","Maine",12,"Dropped - Units whose status does not meet NEEDS criteria"]
[null,"Veazie C",784,"1","Hydro","Maine",8,"Dropped - Units whose status does not meet NEEDS criteria"]
[null,"Orca",789,"1","Combustion Turbine","Alaska",1.5,"Dropped - Units whose status does not meet NEEDS criteria"]
[null,"Orca",789,"2","Combustion Turbine","Alaska",1.5,"Dropped - Units whose status does not meet NEEDS criteria"]
[null,"Orca",789,"3","Combustion Turbine","Alaska",2.5,"Dropped - in Alaska or in Hawaii or Puerto Rico"]
[null,"Orca",789,"4","Combustion Turbine","Alaska",2.4,"Dropped - in Alaska or in Hawaii or Puerto Rico"]
[null,"Orca",789,"5","Combustion Turbine","Alaska",1.1,"Dropped - in Alaska or in Hawaii or Puerto Rico"]
[null,"Orca",789,"6","Combustion Turbine","Alaska",1.1,"Dropped - in Alaska or in Hawaii or Puerto Rico"]
[null,"Orca",789,"7","Combustion Turbine","Alaska",3.6,"Dropped - in Alaska or in Hawaii or Puerto Rico"]
[null,"Palaau Power Hybrid",792,"7","Combustion Turbine","Hawaii",2,"Dropped - in Alaska or in Hawaii or Puerto Rico"]
[null,"Palaau Power Hybrid",792,"8","Combustion Turbine","Hawaii",2,"Dropped - in Alaska or in Hawaii or Puerto Rico"]
[null,"Palaau Power Hybrid",792,"9","Combustion Turbine","Hawaii",2,"Dropped - in Alaska or in Hawaii or Puerto Rico"]
[null,"Palaau Power Hybrid",792,"15","Combustion Turbine","Hawaii",2,"Dropped - in Alaska or in Hawaii or Puerto Rico"]
[null,"Palaau Power Hybrid",792,"BAT1","Energy Storage","Hawaii",2,"Dropped - in Alaska or in Hawaii or Puerto Rico"]
[null,"Palaau Power Hybrid",792,"CAT1","Combustion Turbine","Hawaii",1.2,"Dropped - in Alaska or in Hawaii or Puerto Rico"]
[null,"Palaau Power Hybrid",792,"CAT2","Combustion Turbine","Hawaii",1.2,"Dropped - in Alaska or in Hawaii or Puerto Rico"]
[null,"Palaau Power Hybrid",792,"CUM3","Combustion Turbine","Hawaii",0.9,"Dropped - in Alaska or in Hawaii or Puerto Rico"]
[null,"Palaau Power Hybrid",792,"CUM4","Combustion Turbine","Hawaii",0.9,"Dropped - in Alaska or in Hawaii or Puerto Rico"]
[null,"Palaau Power Hybrid",792,"CUM5","Combustion Turbine","Hawaii",0.9,"Dropped - in Alaska or in Hawaii or Puerto Rico"]
[null,"Palaau Power Hybrid",792,"CUM6","Combustion Turbine","Hawaii",0.9,"Dropped - in Alaska or in Hawaii or Puerto Rico"]
[null,"Ray Roberts",796,"1","Hydro","Texas",1.2,"Dropped - Units whose status does not meet NEEDS criteria"]
[null,"Shoshone Falls",818,"1","Hydro","Idaho",0.7,"Dropped - Units whose status does not meet NEEDS criteria"]
[null,"Shoshone Falls",818,"2","Hydro","Idaho",0.4,"Dropped - Units whose status does not meet NEEDS criteria"]
[null,"Thousand Springs",820,"1","Hydro","Idaho",0.8,"Dropped - Units whose status does not meet NEEDS criteria"]
[null,"Thousand Springs",820,"2","Hydro","Idaho",0.8,"Dropped - Units whose status does not meet NEEDS criteria"]
[null,"Cove",826,"1","Hydro","Idaho",7,"Dropped - Units whose status does not meet NEEDS criteria"]
[null,"E D Edwards",856,"1","Coal Steam","Illinois",95,"Dropped - Units whose status does not meet NEEDS criteria"]
[null,"Sterling Avenue",860,"1","Combustion Turbine","Illinois",15,"Dropped - Units whose status does not meet NEEDS criteria"]
[null,"Sterling Avenue",860,"2","Combustion Turbine","Illinois",15,"Dropped - Units whose status does not meet NEEDS criteria"]
[null,"Coffeen",861,"1","Coal Steam","Illinois",330,"Dropped  - Retired/Planned Retirement by 06/2023"]
[null,"Coffeen",861,"2","Coal Steam","Illinois",565,"Dropped  - Retired/Planned Retirement by 06/2023"]
[null,"Hutsonville",863,"3","Coal Steam","Illinois",75,"Dropped - Units whose status does not meet NEEDS criteria"]
[null,"Hutsonville",863,"4","Coal Steam","Illinois",76,"Dropped - Units whose status does not meet NEEDS criteria"]
[null,"Hutsonville",863,"D1","Combustion Turbine","Illinois",3,"Dropped - Units whose status does not meet NEEDS criteria"]
[null,"Meredosia",864,"1","Coal Steam","Illinois",52,"Dropped - Units whose status does not meet NEEDS criteria"]
[null,"Meredosia",864,"2","Coal Steam","Illinois",53,"Dropped - Units whose status does not meet NEEDS criteria"]
[null,"Meredosia",864,"3","Coal Steam","Illinois",203,"Dropped - Units whose status does not meet NEEDS criteria"]
[null,"Meredosia",864,"4","O/G Steam","Illinois",166,"Dropped - Units whose status does not meet NEEDS criteria"]
[null,"Bloom",865,"331","Combustion Turbine","Illinois",11.2,"Dropped - Units whose status does not meet NEEDS criteria"]
[null,"Bloom",865,"332","Combustion Turbine","Illinois",13.5,"Dropped - Units whose status does not meet NEEDS criteria"]
[null,"Bloom",865,"333","Combustion Turbine","Illinois",12.7,"Dropped - Units whose status does not meet NEEDS criteria"]
[null,"Bloom",865,"334","Combustion Turbine","Illinois",11.4,"Dropped - Units whose status does not meet NEEDS criteria"]
[null,"Bloom",865,"341","Combustion Turbine","Illinois",13.7,"Dropped - Units whose status does not meet NEEDS criteria"]
[null,"Bloom",865,"342","Combustion Turbine","Illinois",13.7,"Dropped - Units whose status does not meet NEEDS criteria"]
[null,"Bloom",865,"343","Combustion Turbine","Illinois",11.9,"Dropped - Units whose status does not meet NEEDS criteria"]
[null,"Bloom",865,"344","Combustion Turbine","Illinois",12.3,"Dropped - Units whose status does not meet NEEDS criteria"]
[null,"Calumet",866,"311","Combustion Turbine","Illinois",14.7,"Dropped - Units whose status does not meet NEEDS criteria"]
[null,"Calumet",866,"312","Combustion Turbine","Illinois",14.1,"Dropped - Units whose status does not meet NEEDS criteria"]
[null,"Calumet",866,"313","Combustion Turbine","Illinois",12.3,"Dropped - Units whose status does not meet NEEDS criteria"]
[null,"Calumet",866,"314","Combustion Turbine","Illinois",14.8,"Dropped - Units whose status does not meet NEEDS criteria"]
[null,"Calumet",866,"321","Combustion Turbine","Illinois",14.1,"Dropped - Units whose status does not meet NEEDS criteria"]
[null,"Calumet",866,"322","Combustion Turbine","Illinois",14.2,"Dropped - Units whose status does not meet NEEDS criteria"]
[null,"Calumet",866,"323","Combustion Turbine","Illinois",14.2,"Dropped - Units whose status does not meet NEEDS criteria"]
[null,"Calumet",866,"324","Combustion Turbine","Illinois",14.2,"Dropped - Units whose status does not meet NEEDS criteria"]
[null,"Calumet",866,"331","Combustion Turbine","Illinois",15.1,"Dropped - Units whose status does not meet NEEDS criteria"]
[null,"Calumet",866,"332","Combustion Turbine","Illinois",13,"Dropped - Units whose status does not meet NEEDS criteria"]
[null,"Calumet",866,"333","Combustion Turbine","Illinois",13.6,"Dropped - Units whose status does not meet NEEDS criteria"]
[null,"Calumet",866,"341","Combustion Turbine","Illinois",13.7,"Dropped - Units whose status does not meet NEEDS criteria"]
[null,"Calumet",866,"342","Combustion Turbine","Illinois",14,"Dropped - Units whose status does not meet NEEDS criteria"]
[null,"Calumet",866,"343","Combustion Turbine","Illinois",13.6,"Dropped - Units whose status does not meet NEEDS criteria"]
[null,"Calumet",866,"344","Combustion Turbine","Illinois",8.3,"Dropped - Units whose status does not meet NEEDS criteria"]
[null,"Crawford",867,"7","Coal Steam","Illinois",213,"Dropped - Units whose status does not meet NEEDS criteria"]
[null,"Crawford",867,"8","Coal Steam","Illinois",319,"Dropped - Units whose status does not meet NEEDS criteria"]
[null,"Crawford",867,"311","Combustion Turbine","Illinois",17.3,"Dropped - Units whose status does not meet NEEDS criteria"]
[null,"Crawford",867,"312","Combustion Turbine","Illinois",13.7,"Dropped - Units whose status does not meet NEEDS criteria"]
[null,"Crawford",867,"313","Combustion Turbine","Illinois",14.4,"Dropped - Units whose status does not meet NEEDS criteria"]
[null,"Crawford",867,"314","Combustion Turbine","Illinois",13.9,"Dropped - Units whose status does not meet NEEDS criteria"]
[null,"Crawford",867,"321","Combustion Turbine","Illinois",14.7,"Dropped - Units whose status does not meet NEEDS criteria"]
[null,"Crawford",867,"322","Combustion Turbine","Illinois",14.7,"Dropped - Units whose status does not meet NEEDS criteria"]
[null,"Crawford",867,"323","Combustion Turbine","Illinois",13.9,"Dropped - Units whose status does not meet NEEDS criteria"]
[null,"Crawford",867,"324","Combustion Turbine","Illinois",14.2,"Dropped - Units whose status does not meet NEEDS criteria"]
[null,"Crawford",867,"331","Combustion Turbine","Illinois",14.2,"Dropped - Units whose status does not meet NEEDS criteria"]
[null,"Crawford",867,"332","Combustion Turbine","Illinois",13.8,"Dropped - Units whose status does not meet NEEDS criteria"]
[null,"Crawford",867,"333","Combustion Turbine","Illinois",14.3,"Dropped - Units whose status does not meet NEEDS criteria"]
[null,"Crawford",867,"334","Combustion Turbine","Illinois",13.7,"Dropped - Units whose status does not meet NEEDS criteria"]
[null,"Electric Junction",870,"311","Combustion Turbine","Illinois",14.6,"Dropped - Units whose status does not meet NEEDS criteria"]
[null,"Electric Junction",870,"312","Combustion Turbine","Illinois",15,"Dropped - Units whose status does not meet NEEDS criteria"]
[null,"Electric Junction",870,"313","Combustion Turbine","Illinois",15.1,"Dropped - Units whose status does not meet NEEDS criteria"]
[null,"Electric Junction",870,"314","Combustion Turbine","Illinois",14.7,"Dropped - Units whose status does not meet NEEDS criteria"]
[null,"Electric Junction",870,"321","Combustion Turbine","Illinois",14.9,"Dropped - Units whose status does not meet NEEDS criteria"]
[null,"Electric Junction",870,"322","Combustion Turbine","Illinois",14.6,"Dropped - Units whose status does not meet NEEDS criteria"]
[null,"Electric Junction",870,"323","Combustion Turbine","Illinois",14.4,"Dropped - Units whose status does not meet NEEDS criteria"]
[null,"Electric Junction",870,"324","Combustion Turbine","Illinois",15.3,"Dropped - Units whose status does not meet NEEDS criteria"]
[null,"Electric Junction",870,"331","Combustion Turbine","Illinois",14.7,"Dropped - Units whose status does not meet NEEDS criteria"]
[null,"Electric Junction",870,"332","Combustion Turbine","Illinois",15.1,"Dropped - Units whose status does not meet NEEDS criteria"]
[null,"Electric Junction",870,"333","Combustion Turbine","Illinois",14.7,"Dropped - Units whose status does not meet NEEDS criteria"]
[null,"Electric Junction",870,"334","Combustion Turbine","Illinois",14.7,"Dropped - Units whose status does not meet NEEDS criteria"]
[null,"Electric Junction",870,"341","Combustion Turbine","Illinois",9.5,"Dropped - Units whose status does not meet NEEDS criteria"]
[null,"Electric Junction",870,"342","Combustion Turbine","Illinois",9.8,"Dropped - Units whose status does not meet NEEDS criteria"]
[null,"Electric Junction",870,"343","Combustion Turbine","Illinois",10.4,"Dropped - Units whose status does not meet NEEDS criteria"]
[null,"Electric Junction",870,"344","Combustion Turbine","Illinois",9.9,"Dropped - Units whose status does not meet NEEDS criteria"]
[null,"Joliet 9",874,"311","Combustion Turbine","Illinois",15.8,"Dropped - Units whose status does not meet NEEDS criteria"]
[null,"Joliet 9",874,"312","Combustion Turbine","Illinois",14.5,"Dropped - Units whose status does not meet NEEDS criteria"]
[null,"Joliet 9",874,"313","Combustion Turbine","Illinois",14.6,"Dropped - Units whose status does not meet NEEDS criteria"]
[null,"Joliet 9",874,"314","Combustion Turbine","Illinois",14,"Dropped - Units whose status does not meet NEEDS criteria"]
[null,"Joliet 9",874,"321","Combustion Turbine","Illinois",14.1,"Dropped - Units whose status does not meet NEEDS criteria"]
[null,"Joliet 9",874,"322","Combustion Turbine","Illinois",14.1,"Dropped - Units whose status does not meet NEEDS criteria"]
[null,"Joliet 9",874,"323","Combustion Turbine","Illinois",14.1,"Dropped - Units whose status does not meet NEEDS criteria"]
[null,"Joliet 9",874,"324","Combustion Turbine","Illinois",13.9,"Dropped - Units whose status does not meet NEEDS criteria"]
[null,"Lombard",877,"311","Combustion Turbine","Illinois",16.2,"Dropped - Units whose status does not meet NEEDS criteria"]
[null,"Lombard",877,"312","Combustion Turbine","Illinois",18.4,"Dropped - Units whose status does not meet NEEDS criteria"]
[null,"Lombard",877,"321","Combustion Turbine","Illinois",15.5,"Dropped - Units whose status does not meet NEEDS criteria"]
[null,"Lombard",877,"322","Combustion Turbine","Illinois",18.8,"Dropped - Units whose status does not meet NEEDS criteria"]
[null,"Lombard",877,"331","Combustion Turbine","Illinois",16.2,"Dropped - Units whose status does not meet NEEDS criteria"]
[null,"Lombard",877,"332","Combustion Turbine","Illinois",18.3,"Dropped - Units whose status does not meet NEEDS criteria"]
[null,"Sabrooke",882,"311","Combustion Turbine","Illinois",12.8,"Dropped - Units whose status does not meet NEEDS criteria"]
[null,"Sabrooke",882,"312","Combustion Turbine","Illinois",12.4,"Dropped - Units whose status does not meet NEEDS criteria"]
[null,"Sabrooke",882,"321","Combustion Turbine","Illinois",11.4,"Dropped - Units whose status does not meet NEEDS criteria"]
[null,"Sabrooke",882,"322","Combustion Turbine","Illinois",13.5,"Dropped - Units whose status does not meet NEEDS criteria"]
[null,"Sabrooke",882,"331","Combustion Turbine","Illinois",11,"Dropped - Units whose status does not meet NEEDS criteria"]
[null,"Sabrooke",882,"332","Combustion Turbine","Illinois",12.8,"Dropped - Units whose status does not meet NEEDS criteria"]
[null,"Sabrooke",882,"341","Combustion Turbine","Illinois",12.5,"Dropped - Units whose status does not meet NEEDS criteria"]
[null,"Sabrooke",882,"342","Combustion Turbine","Illinois",13.1,"Dropped - Units whose status does not meet NEEDS criteria"]
[null,"Waukegan",883,"6","Coal Steam","Illinois",100,"Dropped - Units whose status does not meet NEEDS criteria"]
[null,"Will County",884,"1","Coal Steam","Illinois",151,"Dropped - Units whose status does not meet NEEDS criteria"]
[null,"Will County",884,"2","Coal Steam","Illinois",148,"Dropped - Units whose status does not meet NEEDS criteria"]
[null,"Will County",884,"3","Coal Steam","Illinois",251,"Dropped - Units whose status does not meet NEEDS criteria"]
[null,"Fisk Street",886,"19","Coal Steam","Illinois",326,"Dropped - Units whose status does not meet NEEDS criteria"]
[null,"Havana",891,"1","O/G Steam","Illinois",45.6,"Dropped - Units whose status does not meet NEEDS criteria"]
[null,"Havana",891,"2","O/G Steam","Illinois",45.6,"Dropped - Units whose status does not meet NEEDS criteria"]
[null,"Havana",891,"3","O/G Steam","Illinois",45.6,"Dropped - Units whose status does not meet NEEDS criteria"]
[null,"Havana",891,"4","O/G Steam","Illinois",45.6,"Dropped - Units whose status does not meet NEEDS criteria"]
[null,"Havana",891,"5","O/G Steam","Illinois",45.6,"Dropped - Units whose status does not meet NEEDS criteria"]
[null,"Havana",891,"6","Coal Steam","Illinois",411,"Dropped  - Retired/Planned Retirement by 06/2023"]
[null,"Hennepin Power Station",892,"1","Coal Steam","Illinois",68,"Dropped  - Retired/Planned Retirement by 06/2023"]
[null,"Hennepin Power Station",892,"2","Coal Steam","Illinois",218,"Dropped  - Retired/Planned Retirement by 06/2023"]
[null,"Oglesby",894,"1","Combustion Turbine","Illinois",13.5,"Dropped - Units whose status does not meet NEEDS criteria"]
[null,"Oglesby",894,"2","Combustion Turbine","Illinois",13.5,"Dropped - Units whose status does not meet NEEDS criteria"]
[null,"Oglesby",894,"3","Combustion Turbine","Illinois",13.5,"Dropped - Units whose status does not meet NEEDS criteria"]
[null,"Oglesby",894,"4","Combustion Turbine","Illinois",13.5,"Dropped - Units whose status does not meet NEEDS criteria"]
[null,"Stallings",895,"1","Combustion Turbine","Illinois",20.5,"Dropped - Units whose status does not meet NEEDS criteria"]
[null,"Stallings",895,"2","Combustion Turbine","Illinois",20.5,"Dropped - Units whose status does not meet NEEDS criteria"]
[null,"Stallings",895,"3","Combustion Turbine","Illinois",20.5,"Dropped - Units whose status does not meet NEEDS criteria"]
[null,"Stallings",895,"4","Combustion Turbine","Illinois",20.5,"Dropped - Units whose status does not meet NEEDS criteria"]
[null,"Vermilion",897,"2","Coal Steam","Illinois",99,"Dropped - Units whose status does not meet NEEDS criteria"]
[null,"Vermilion",897,"3","Combustion Turbine","Illinois",10,"Dropped - Units whose status does not meet NEEDS criteria"]
[null,"Vermilion",897,"ST1","Coal Steam","Illinois",62,"Dropped - Units whose status does not meet NEEDS criteria"]
[null,"Wood River",898,"1","O/G Steam","Illinois",38.7,"Dropped - Units whose status does not meet NEEDS criteria"]
[null,"Wood River",898,"2","O/G Steam","Illinois",38.7,"Dropped - Units whose status does not meet NEEDS criteria"]
[null,"Wood River",898,"3","O/G Steam","Illinois",38.7,"Dropped - Units whose status does not meet NEEDS criteria"]
[null,"Wood River",898,"4","Coal Steam","Illinois",89,"Dropped - Units whose status does not meet NEEDS criteria"]
[null,"Wood River",898,"5","Coal Steam","Illinois",371,"Dropped - Units whose status does not meet NEEDS criteria"]
[null,"Bottle Rock Power",902,"1","Geothermal","California",9,"Dropped - Units whose status does not meet NEEDS criteria"]
[null,"Venice",913,"3","O/G Steam","Illinois",82,"Dropped - Units whose status does not meet NEEDS criteria"]
[null,"Venice",913,"4","O/G Steam","Illinois",82,"Dropped - Units whose status does not meet NEEDS criteria"]
[null,"Venice",913,"5","O/G Steam","Illinois",86,"Dropped - Units whose status does not meet NEEDS criteria"]
[null,"Venice",913,"6","O/G Steam","Illinois",86,"Dropped - Units whose status does not meet NEEDS criteria"]
[null,"Venice",913,"GT1","Combustion Turbine","Illinois",26,"Dropped - Units whose status does not meet NEEDS criteria"]
[null,"Breese",934,"ST2","O/G Steam","Illinois",2,"Dropped - Units whose status does not meet NEEDS criteria"]
[null,"Carlyle",936,"1","Combustion Turbine","Illinois",3,"Dropped - Units whose status does not meet NEEDS criteria"]
[null,"Carmi",937,"5","Combustion Turbine","Illinois",0.5,"Dropped - Units whose status does not meet NEEDS criteria"]
[null,"Carmi",937,"6","Combustion Turbine","Illinois",0.5,"Dropped - Units whose status does not meet NEEDS criteria"]
[null,"Marshall (IL)",949,"1","Combustion Turbine","Illinois",0.8,"Dropped - Units whose status does not meet NEEDS criteria"]
[null,"Marshall (IL)",949,"2","Combustion Turbine","Illinois",0.8,"Dropped - Units whose status does not meet NEEDS criteria"]
[null,"Marshall (IL)",949,"3","Combustion Turbine","Illinois",1.1,"Dropped - Units whose status does not meet NEEDS criteria"]
[null,"Mascoutah",950,"IC1","Combustion Turbine","Illinois",0.5,"Dropped - Units whose status does not meet NEEDS criteria"]
[null,"Mascoutah",950,"IC2","Combustion Turbine","Illinois",0.5,"Dropped - Units whose status does not meet NEEDS criteria"]
[null,"Mascoutah",950,"IC3","Combustion Turbine","Illinois",1,"Dropped - Units whose status does not meet NEEDS criteria"]
[null,"Mascoutah",950,"IC4","Combustion Turbine","Illinois",2,"Dropped - Units whose status does not meet NEEDS criteria"]
[null,"Mascoutah",950,"IC5","Combustion Turbine","Illinois",2.3,"Dropped - Units whose status does not meet NEEDS criteria"]
[null,"Peru (IL)",955,"3","Combustion Turbine","Illinois",1.8,"Dropped - Units whose status does not meet NEEDS criteria"]
[null,"Peru (IL)",955,"4","O/G Steam","Illinois",8.6,"Dropped - Units whose status does not meet NEEDS criteria"]
[null,"Peru (IL)",955,"7","Combustion Turbine","Illinois",1.8,"Dropped - Units whose status does not meet NEEDS criteria"]
[null,"Peru (IL)",955,"8","Combustion Turbine","Illinois",2,"Dropped - Units whose status does not meet NEEDS criteria"]
[null,"Peru (IL)",955,"9","Combustion Turbine","Illinois",2,"Dropped - Units whose status does not meet NEEDS criteria"]
[null,"Peru (IL)",955,"10","Combustion Turbine","Illinois",2,"Dropped - Units whose status does not meet NEEDS criteria"]
[null,"Peru (IL)",955,"IC1","Combustion Turbine","Illinois",6,"Dropped - Units whose status does not meet NEEDS criteria"]
[null,"Peru (IL)",955,"IC2","Combustion Turbine","Illinois",1.8,"Dropped - Units whose status does not meet NEEDS criteria"]
[null,"Peru (IL)",955,"IC3","Combustion Turbine","Illinois",1.8,"Dropped - Units whose status does not meet NEEDS criteria"]
[null,"Rantoul",958,"1","Combustion Turbine","Illinois",0.7,"Dropped - Units whose status does not meet NEEDS criteria"]
[null,"Rantoul",958,"2","Combustion Turbine","Illinois",0.7,"Dropped - Units whose status does not meet NEEDS criteria"]
[null,"Rantoul",958,"3","Combustion Turbine","Illinois",0.7,"Dropped - Units whose status does not meet NEEDS criteria"]
[null,"Rantoul",958,"4","Combustion Turbine","Illinois",0.7,"Dropped - Units whose status does not meet NEEDS criteria"]
[null,"Rantoul",958,"5","Combustion Turbine","Illinois",0.7,"Dropped - Units whose status does not meet NEEDS criteria"]
[null,"Rantoul",958,"7","Combustion Turbine","Illinois",4.7,"Dropped - Units whose status does not meet NEEDS criteria"]
[null,"Rantoul",958,"8","Combustion Turbine","Illinois",3,"Dropped - Units whose status does not meet NEEDS criteria"]
[null,"North Ninth Street",960,"5","Combustion Turbine","Illinois",0.8,"Dropped - Units whose status does not meet NEEDS criteria"]
[null,"South Main Street",961,"S1","O/G Steam","Illinois",11.5,"Dropped - Units whose status does not meet NEEDS criteria"]
[null,"Lakeside",964,"6","Coal Steam","Illinois",38,"Dropped - Units whose status does not meet NEEDS criteria"]
[null,"Lakeside",964,"7","Coal Steam","Illinois",38,"Dropped - Units whose status does not meet NEEDS criteria"]
[null,"State Line Energy",981,"3","Coal Steam","Indiana",124.9,"Dropped - Units whose status does not meet NEEDS criteria"]
[null,"State Line Energy",981,"4","Coal Steam","Indiana",209.4,"Dropped - Units whose status does not meet NEEDS criteria"]
[null,"State Line Energy",981,"3A","Coal Steam","Indiana",100,"Dropped - Units whose status does not meet NEEDS criteria"]
[null,"State Line Energy",981,"4A","Coal Steam","Indiana",179.5,"Dropped - Units whose status does not meet NEEDS criteria"]
[null,"Tanners Creek",988,"1","Coal Steam","Indiana",145,"Dropped - Units whose status does not meet NEEDS criteria"]
[null,"Tanners Creek",988,"2","Coal Steam","Indiana",145,"Dropped - Units whose status does not meet NEEDS criteria"]
[null,"Tanners Creek",988,"3","Coal Steam","Indiana",200,"Dropped - Units whose status does not meet NEEDS criteria"]
[null,"Tanners Creek",988,"4","Coal Steam","Indiana",500,"Dropped - Units whose status does not meet NEEDS criteria"]
[null,"Harding Street",990,"3","O/G Steam","Indiana",35,"Dropped - Units whose status does not meet NEEDS criteria"]
[null,"Harding Street",990,"4","O/G Steam","Indiana",35,"Dropped - Units whose status does not meet NEEDS criteria"]
[null,"Harding Street",990,"GT3","Combustion Turbine","Indiana",10,"Dropped - Units whose status does not meet NEEDS criteria"]
[null,"Eagle Valley (IN)",991,"2","O/G Steam","Indiana",39,"Dropped - Units whose status does not meet NEEDS criteria"]
[null,"Eagle Valley (IN)",991,"3","Coal Steam","Indiana",40,"Dropped - Units whose status does not meet NEEDS criteria"]
[null,"Eagle Valley (IN)",991,"4","Coal Steam","Indiana",56,"Dropped - Units whose status does not meet NEEDS criteria"]
[null,"Eagle Valley (IN)",991,"5","Coal Steam","Indiana",62,"Dropped - Units whose status does not meet NEEDS criteria"]
[null,"Eagle Valley (IN)",991,"6","Coal Steam","Indiana",99,"Dropped - Units whose status does not meet NEEDS criteria"]
[null,"Eagle Valley (IN)",991,"IC1","Combustion Turbine","Indiana",3,"Dropped - Units whose status does not meet NEEDS criteria"]
[null,"Eagle Valley (IN)",991,"ST1","O/G Steam","Indiana",39,"Dropped - Units whose status does not meet NEEDS criteria"]
[null,"CC Perry K",992,"4","O/G Steam","Indiana",10,"Dropped - Units whose status does not meet NEEDS criteria"]
[null,"Bailly",995,"7","Coal Steam","Indiana",160,"Dropped - Units whose status does not meet NEEDS criteria"]
[null,"Bailly",995,"8","Coal Steam","Indiana",320,"Dropped - Units whose status does not meet NEEDS criteria"]
[null,"Bailly",995,"10","Combustion Turbine","Indiana",31,"Dropped  - Retired/Planned Retirement by 06/2023"]
[null,"Dean H Mitchell",996,"4","O/G Steam","Indiana",125,"Dropped - Units whose status does not meet NEEDS criteria"]
[null,"Dean H Mitchell",996,"5","Coal Steam","Indiana",125,"Dropped - Units whose status does not meet NEEDS criteria"]
[null,"Dean H Mitchell",996,"6","Coal Steam","Indiana",125,"Dropped - Units whose status does not meet NEEDS criteria"]
[null,"Dean H Mitchell",996,"11","Coal Steam","Indiana",110,"Dropped - Units whose status does not meet NEEDS criteria"]
[null,"Dean H Mitchell",996,"9A","Combustion Turbine","Indiana",17,"Dropped - Units whose status does not meet NEEDS criteria"]
[null,"Michigan City",997,"2","O/G Steam","Indiana",60,"Dropped - Units whose status does not meet NEEDS criteria"]
[null,"Michigan City",997,"3","O/G Steam","Indiana",60,"Dropped - Units whose status does not meet NEEDS criteria"]
[null,"Connersville",1002,"1","Combustion Turbine","Indiana",37,"Dropped - Units whose status does not meet NEEDS criteria"]
[null,"Connersville",1002,"2","Combustion Turbine","Indiana",37,"Dropped - Units whose status does not meet NEEDS criteria"]
[null,"Edwardsport",1004,"6","O/G Steam","Indiana",40,"Dropped - Units whose status does not meet NEEDS criteria"]
[null,"Edwardsport",1004,"7","Coal Steam","Indiana",45,"Dropped - Units whose status does not meet NEEDS criteria"]
[null,"Edwardsport",1004,"8","Coal Steam","Indiana",75,"Dropped - Units whose status does not meet NEEDS criteria"]
[null,"Miami Wabash",1006,"1","Combustion Turbine","Indiana",14,"Dropped - Units whose status does not meet NEEDS criteria"]
[null,"Miami Wabash",1006,"2","Combustion Turbine","Indiana",12,"Dropped - Units whose status does not meet NEEDS criteria"]
[null,"Miami Wabash",1006,"3","Combustion Turbine","Indiana",12,"Dropped - Units whose status does not meet NEEDS criteria"]
[null,"Miami Wabash",1006,"4","Combustion Turbine","Indiana",16,"Dropped - Units whose status does not meet NEEDS criteria"]
[null,"Miami Wabash",1006,"5","Combustion Turbine","Indiana",14,"Dropped - Units whose status does not meet NEEDS criteria"]
[null,"Miami Wabash",1006,"6","Combustion Turbine","Indiana",12,"Dropped - Units whose status does not meet NEEDS criteria"]
[null,"R Gallagher",1008,"1","Coal Steam","Indiana",140,"Dropped - Units whose status does not meet NEEDS criteria"]
[null,"R Gallagher",1008,"2","Coal Steam","Indiana",140,"Dropped  - Retired/Planned Retirement by 06/2023"]
[null,"R Gallagher",1008,"3","Coal Steam","Indiana",140,"Dropped - Units whose status does not meet NEEDS criteria"]
[null,"R Gallagher",1008,"4","Coal Steam","Indiana",140,"Dropped  - Retired/Planned Retirement by 06/2023"]
[null,"Wabash River",1010,"2","Coal Steam","Indiana",85,"Dropped - Units whose status does not meet NEEDS criteria"]
[null,"Wabash River",1010,"3","Coal Steam","Indiana",85,"Dropped - Units whose status does not meet NEEDS criteria"]
[null,"Wabash River",1010,"4","Coal Steam","Indiana",85,"Dropped - Units whose status does not meet NEEDS criteria"]
[null,"Wabash River",1010,"5","Coal Steam","Indiana",95,"Dropped - Units whose status does not meet NEEDS criteria"]
[null,"Wabash River",1010,"6","Coal Steam","Indiana",318,"Dropped - Units whose status does not meet NEEDS criteria"]
[null,"Wabash River",1010,"71","Combustion Turbine","Indiana",3,"Dropped - Units whose status does not meet NEEDS criteria"]
[null,"Wabash River",1010,"72","Combustion Turbine","Indiana",3,"Dropped - Units whose status does not meet NEEDS criteria"]
[null,"Wabash River",1010,"73","Combustion Turbine","Indiana",2,"Dropped - Units whose status does not meet NEEDS criteria"]
[null,"Broadway (IN)",1011,"1","Combustion Turbine","Indiana",50,"Dropped - Units whose status does not meet NEEDS criteria"]
[null,"Broadway (IN)",1011,"2","Combustion Turbine","Indiana",65,"Dropped  - Retired/Planned Retirement by 06/2023"]
[null,"F B Culley",1012,"1","Coal Steam","Indiana",42,"Dropped - Units whose status does not meet NEEDS criteria"]
[null,"Northeast (IN)",1013,"1","Combustion Turbine","Indiana",10,"Dropped - Units whose status does not meet NEEDS criteria"]
[null,"Northeast (IN)",1013,"2","Combustion Turbine","Indiana",10,"Dropped - Units whose status does not meet NEEDS criteria"]
[null,"Bluffton",1023,"1","Combustion Turbine","Indiana",0.8,"Dropped - Units whose status does not meet NEEDS criteria"]
[null,"Bluffton",1023,"2","Combustion Turbine","Indiana",0.8,"Dropped - Units whose status does not meet NEEDS criteria"]
[null,"Bluffton",1023,"3","Combustion Turbine","Indiana",2,"Dropped - Units whose status does not meet NEEDS criteria"]
[null,"Bluffton",1023,"4","Combustion Turbine","Indiana",2,"Dropped - Units whose status does not meet NEEDS criteria"]
[null,"Logansport",1032,"4","Coal Steam","Indiana",16.5,"Dropped - Units whose status does not meet NEEDS criteria"]
[null,"Logansport",1032,"5","Coal Steam","Indiana",22,"Dropped - Units whose status does not meet NEEDS criteria"]
[null,"Logansport",1032,"6","Combustion Turbine","Indiana",15,"Dropped - Units whose status does not meet NEEDS criteria"]
[null,"Peru (IN)",1037,"2","Coal Steam","Indiana",20,"Dropped - Units whose status does not meet NEEDS criteria"]
[null,"Peru (IN)",1037,"3","Coal Steam","Indiana",12,"Dropped - Units whose status does not meet NEEDS criteria"]
[null,"Rensselaer City Light Plant",1038,"7","Combustion Turbine","Indiana",2.5,"Dropped - Units whose status does not meet NEEDS criteria"]
[null,"Frank E Ratts",1043,"1","Coal Steam","Indiana",110,"Dropped - Units whose status does not meet NEEDS criteria"]
[null,"Frank E Ratts",1043,"2","Coal Steam","Indiana",100,"Dropped - Units whose status does not meet NEEDS criteria"]
[null,"Dubuque",1046,"3","O/G Steam","Iowa",31.8,"Dropped - Units whose status does not meet NEEDS criteria"]
[null,"Dubuque",1046,"4","O/G Steam","Iowa",38,"Dropped - Units whose status does not meet NEEDS criteria"]
[null,"Dubuque",1046,"IC1","Combustion Turbine","Iowa",2,"Dropped - Units whose status does not meet NEEDS criteria"]
[null,"Dubuque",1046,"IC2","Combustion Turbine","Iowa",1.4,"Dropped - Units whose status does not meet NEEDS criteria"]
[null,"Dubuque",1046,"ST2","Coal Steam","Iowa",11.8,"Dropped - Units whose status does not meet NEEDS criteria"]
[null,"Lansing",1047,"1","Coal Steam","Iowa",14.1,"Dropped - Units whose status does not meet NEEDS criteria"]
[null,"Lansing",1047,"2","Coal Steam","Iowa",11,"Dropped - Units whose status does not meet NEEDS criteria"]
[null,"Lansing",1047,"3","Coal Steam","Iowa",29.4,"Dropped - Units whose status does not meet NEEDS criteria"]
[null,"Lansing",1047,"IC1","Combustion Turbine","Iowa",1.2,"Dropped - Units whose status does not meet NEEDS criteria"]
[null,"Lansing",1047,"IC2","Combustion Turbine","Iowa",1.1,"Dropped - Units whose status does not meet NEEDS criteria"]
[null,"Milton L Kapp",1048,"1","O/G Steam","Iowa",8.8,"Dropped - Units whose status does not meet NEEDS criteria"]
[null,"Milton L Kapp",1048,"2","O/G Steam","Iowa",112.3,"Dropped - Units whose status does not meet NEEDS criteria"]
[null,"Ames Diesel Generating Station",1052,"1","Combustion Turbine","Iowa",1,"Dropped - Units whose status does not meet NEEDS criteria"]
[null,"Ames Diesel Generating Station",1052,"2","Combustion Turbine","Iowa",1,"Dropped - Units whose status does not meet NEEDS criteria"]
[null,"Sixth Street",1058,"1","Coal Steam","Iowa",9.4,"Dropped - Units whose status does not meet NEEDS criteria"]
[null,"Sixth Street",1058,"2","Coal Steam","Iowa",2.8,"Dropped - Units whose status does not meet NEEDS criteria"]
[null,"Sixth Street",1058,"4","Coal Steam","Iowa",12.6,"Dropped - Units whose status does not meet NEEDS criteria"]
[null,"Sixth Street",1058,"6","Coal Steam","Iowa",8,"Dropped - Units whose status does not meet NEEDS criteria"]
[null,"Sixth Street",1058,"7","Coal Steam","Iowa",14.7,"Dropped - Units whose status does not meet NEEDS criteria"]
[null,"Sixth Street",1058,"8","Coal Steam","Iowa",29.2,"Dropped - Units whose status does not meet NEEDS criteria"]
[null,"Duane Arnold Energy Center",1060,"1","Nuclear","Iowa",601.4,"Dropped  - Retired/Planned Retirement by 06/2023"]
[null,"Sutherland",1077,"1","O/G Steam","Iowa",22,"Dropped - Units whose status does not meet NEEDS criteria"]
[null,"Sutherland",1077,"2","Coal Steam","Iowa",29.5,"Dropped - Units whose status does not meet NEEDS criteria"]
[null,"Sutherland",1077,"3","O/G Steam","Iowa",80.8,"Dropped - Units whose status does not meet NEEDS criteria"]
[null,"Riverside",1081,"3HS","Coal Steam","Iowa",4,"Dropped - Units whose status does not meet NEEDS criteria"]
[null,"Walter Scott Jr Energy Center",1082,"1","Coal Steam","Iowa",37.4,"Dropped - Units whose status does not meet NEEDS criteria"]
[null,"Walter Scott Jr Energy Center",1082,"2","Coal Steam","Iowa",80.8,"Dropped - Units whose status does not meet NEEDS criteria"]
[null,"George Neal North",1091,"1","Coal Steam","Iowa",134.3,"Dropped - Units whose status does not meet NEEDS criteria"]
[null,"George Neal North",1091,"2","Coal Steam","Iowa",283.7,"Dropped - Units whose status does not meet NEEDS criteria"]
[null,"Centerville",1105,"1","Combustion Turbine","Iowa",2,"Dropped - Units whose status does not meet NEEDS criteria"]
[null,"Centerville",1105,"2","Combustion Turbine","Iowa",1.7,"Dropped - Units whose status does not meet NEEDS criteria"]
[null,"Centerville",1105,"3","Combustion Turbine","Iowa",1.9,"Dropped - Units whose status does not meet NEEDS criteria"]
[null,"Centerville",1105,"GT1","Combustion Turbine","Iowa",20.3,"Dropped - Units whose status does not meet NEEDS criteria"]
[null,"Centerville",1105,"GT2","Combustion Turbine","Iowa",26.3,"Dropped - Units whose status does not meet NEEDS criteria"]
[null,"Algona",1120,"3","Combustion Turbine","Iowa",0.6,"Dropped - Units whose status does not meet NEEDS criteria"]
[null,"Algona",1120,"4","Combustion Turbine","Iowa",0.8,"Dropped - Units whose status does not meet NEEDS criteria"]
[null,"Algona",1120,"5","Combustion Turbine","Iowa",1.1,"Dropped - Units whose status does not meet NEEDS criteria"]
[null,"Alta Municipal Utilities",1121,"3","Combustion Turbine","Iowa",1,"Dropped - Units whose status does not meet NEEDS criteria"]
[null,"Anita",1123,"1","Combustion Turbine","Iowa",0.1,"Dropped - Units whose status does not meet NEEDS criteria"]
[null,"Atlantic",1124,"1","Combustion Turbine","Iowa",4,"Dropped - Units whose status does not meet NEEDS criteria"]
[null,"Bancroft",1125,"4","Combustion Turbine","Iowa",0.3,"Dropped - Units whose status does not meet NEEDS criteria"]
[null,"Bellevue",1126,"1","Combustion Turbine","Iowa",0.5,"Dropped - Units whose status does not meet NEEDS criteria"]
[null,"Brooklyn",1128,"1","Combustion Turbine","Iowa",0.2,"Dropped - Units whose status does not meet NEEDS criteria"]
[null,"Brooklyn",1128,"2","Combustion Turbine","Iowa",0.2,"Dropped - Units whose status does not meet NEEDS criteria"]
[null,"Brooklyn",1128,"3","Combustion Turbine","Iowa",0.2,"Dropped - Units whose status does not meet NEEDS criteria"]
[null,"Brooklyn",1128,"4","Combustion Turbine","Iowa",0.5,"Dropped - Units whose status does not meet NEEDS criteria"]
[null,"Brooklyn",1128,"5","Combustion Turbine","Iowa",1,"Dropped - Units whose status does not meet NEEDS criteria"]
[null,"Coggon",1132,"3","Combustion Turbine","Iowa",0.2,"Dropped - Units whose status does not meet NEEDS criteria"]
[null,"Coggon",1132,"4","Combustion Turbine","Iowa",0.6,"Dropped - Units whose status does not meet NEEDS criteria"]
[null,"Coggon",1132,"IC1","Combustion Turbine","Iowa",0.6,"Dropped - Units whose status does not meet NEEDS criteria"]
[null,"Corning",1134,"1","Combustion Turbine","Iowa",0.6,"Dropped - Units whose status does not meet NEEDS criteria"]
[null,"Corning",1134,"2","Combustion Turbine","Iowa",0.9,"Dropped - Units whose status does not meet NEEDS criteria"]
[null,"Corning",1134,"3","Combustion Turbine","Iowa",1.3,"Dropped - Units whose status does not meet NEEDS criteria"]
[null,"Corning",1134,"4","Combustion Turbine","Iowa",0.4,"Dropped - Units whose status does not meet NEEDS criteria"]
[null,"Dayton (IA)",1135,"4","Combustion Turbine","Iowa",0.1,"Dropped - Units whose status does not meet NEEDS criteria"]
[null,"Estherville",1137,"6","Combustion Turbine","Iowa",1.7,"Dropped - Units whose status does not meet NEEDS criteria"]
[null,"Gowrie",1141,"1","Combustion Turbine","Iowa",1.1,"Dropped - Units whose status does not meet NEEDS criteria"]
[null,"Gowrie",1141,"2","Combustion Turbine","Iowa",1.1,"Dropped - Units whose status does not meet NEEDS criteria"]
[null,"Greenfield",1144,"3","Combustion Turbine","Iowa",1,"Dropped - Units whose status does not meet NEEDS criteria"]
[null,"Greenfield",1144,"4","Combustion Turbine","Iowa",1.8,"Dropped - Units whose status does not meet NEEDS criteria"]
[null,"Greenfield",1144,"5","Combustion Turbine","Iowa",2.7,"Dropped - Units whose status does not meet NEEDS criteria"]
[null,"Independence (IA)",1149,"1","Combustion Turbine","Iowa",0.8,"Dropped - Units whose status does not meet NEEDS criteria"]
[null,"Independence (IA)",1149,"2","Combustion Turbine","Iowa",0.8,"Dropped - Units whose status does not meet NEEDS criteria"]
[null,"Independence (IA)",1149,"5","Combustion Turbine","Iowa",2.3,"Dropped - Units whose status does not meet NEEDS criteria"]
[null,"Independence (IA)",1149,"6","Combustion Turbine","Iowa",2.8,"Dropped - Units whose status does not meet NEEDS criteria"]
[null,"Independence (IA)",1149,"7","Combustion Turbine","Iowa",5.8,"Dropped - Units whose status does not meet NEEDS criteria"]
[null,"Independence (IA)",1149,"1A","Combustion Turbine","Iowa",1.8,"Dropped - Units whose status does not meet NEEDS criteria"]
[null,"Independence (IA)",1149,"3A","Combustion Turbine","Iowa",1.8,"Dropped - Units whose status does not meet NEEDS criteria"]
[null,"Independence (IA)",1149,"3B","Combustion Turbine","Iowa",1.8,"Dropped - Units whose status does not meet NEEDS criteria"]
[null,"Independence (IA)",1149,"4A","Combustion Turbine","Iowa",1.8,"Dropped - Units whose status does not meet NEEDS criteria"]
[null,"Independence (IA)",1149,"4B","Combustion Turbine","Iowa",1.8,"Dropped - Units whose status does not meet NEEDS criteria"]
[null,"Indianola",1150,"1","Combustion Turbine","Iowa",0.6,"Dropped - Units whose status does not meet NEEDS criteria"]
[null,"Indianola",1150,"2","Combustion Turbine","Iowa",1.3,"Dropped - Units whose status does not meet NEEDS criteria"]
[null,"Indianola",1150,"3","Combustion Turbine","Iowa",1,"Dropped - Units whose status does not meet NEEDS criteria"]
[null,"Indianola",1150,"4","Combustion Turbine","Iowa",1.3,"Dropped - Units whose status does not meet NEEDS criteria"]
[null,"Lake Park",1153,"1","Combustion Turbine","Iowa",0.5,"Dropped - Units whose status does not meet NEEDS criteria"]
[null,"Lake Park",1153,"2","Combustion Turbine","Iowa",0.8,"Dropped - Units whose status does not meet NEEDS criteria"]
[null,"La Porte",1156,"2","Combustion Turbine","Iowa",1.1,"Dropped - Units whose status does not meet NEEDS criteria"]
[null,"La Porte",1156,"5","Combustion Turbine","Iowa",0.8,"Dropped - Units whose status does not meet NEEDS criteria"]
[null,"Manilla",1159,"IC1","Combustion Turbine","Iowa",0.4,"Dropped - Units whose status does not meet NEEDS criteria"]
[null,"Manilla",1159,"IC2","Combustion Turbine","Iowa",0.5,"Dropped - Units whose status does not meet NEEDS criteria"]
[null,"Maquoketa 1",1162,"1","Combustion Turbine","Iowa",1,"Dropped - Units whose status does not meet NEEDS criteria"]
[null,"Maquoketa 1",1162,"2","Combustion Turbine","Iowa",0.6,"Dropped - Units whose status does not meet NEEDS criteria"]
[null,"McGregor",1163,"3","Combustion Turbine","Iowa",0.5,"Dropped  - Retired/Planned Retirement by 06/2023"]
[null,"Milford",1164,"3","Combustion Turbine","Iowa",0.3,"Dropped - Units whose status does not meet NEEDS criteria"]
[null,"Mt Pleasant",1166,"D","Combustion Turbine","Iowa",1,"Dropped - Units whose status does not meet NEEDS criteria"]
[null,"Onawa Mun Lt & Power",1170,"1","Combustion Turbine","Iowa",0.3,"Dropped - Units whose status does not meet NEEDS criteria"]
[null,"Onawa Mun Lt & Power",1170,"2","Combustion Turbine","Iowa",0.3,"Dropped - Units whose status does not meet NEEDS criteria"]
[null,"Onawa Mun Lt & Power",1170,"3","Combustion Turbine","Iowa",0.3,"Dropped - Units whose status does not meet NEEDS criteria"]
[null,"Onawa Mun Lt & Power",1170,"4","Combustion Turbine","Iowa",0.4,"Dropped - Units whose status does not meet NEEDS criteria"]
[null,"Onawa Mun Lt & Power",1170,"5","Combustion Turbine","Iowa",0.8,"Dropped - Units whose status does not meet NEEDS criteria"]
[null,"Ottumwa City of",1173,"1","Hydro","Iowa",1,"Dropped - Units whose status does not meet NEEDS criteria"]
[null,"Paullina",1174,"1","Combustion Turbine","Iowa",0.6,"Dropped - Units whose status does not meet NEEDS criteria"]
[null,"Paullina",1174,"2","Combustion Turbine","Iowa",0.9,"Dropped - Units whose status does not meet NEEDS criteria"]
[null,"Pella",1175,"5","Coal Steam","Iowa",11.5,"Dropped - Units whose status does not meet NEEDS criteria"]
[null,"Pella",1175,"6","Coal Steam","Iowa",26.5,"Dropped - Units whose status does not meet NEEDS criteria"]
[null,"Primghar",1177,"2","Combustion Turbine","Iowa",0.1,"Dropped - Units whose status does not meet NEEDS criteria"]
[null,"Sanborn",1182,"1","Combustion Turbine","Iowa",0.2,"Dropped - Units whose status does not meet NEEDS criteria"]
[null,"Sanborn",1182,"2","Combustion Turbine","Iowa",0.2,"Dropped - Units whose status does not meet NEEDS criteria"]
[null,"Sanborn",1182,"3","Combustion Turbine","Iowa",0.5,"Dropped - Units whose status does not meet NEEDS criteria"]
[null,"Sanborn",1182,"4","Combustion Turbine","Iowa",0.6,"Dropped - Units whose status does not meet NEEDS criteria"]
[null,"Sumner",1191,"1","Combustion Turbine","Iowa",2.6,"Dropped  - Retired/Planned Retirement by 06/2023"]
[null,"Sumner",1191,"2","Combustion Turbine","Iowa",1.1,"Dropped  - Retired/Planned Retirement by 06/2023"]
[null,"Sumner",1191,"6","Combustion Turbine","Iowa",1.8,"Dropped  - Retired/Planned Retirement by 06/2023"]
[null,"Traer Main",1192,"5","Combustion Turbine","Iowa",0.5,"Dropped  - Retired/Planned Retirement by 06/2023"]
[null,"Villisca Municipal Power Plant",1193,"1","Combustion Turbine","Iowa",0.8,"Dropped - Units whose status does not meet NEEDS criteria"]
[null,"Villisca Municipal Power Plant",1193,"2","Combustion Turbine","Iowa",0.3,"Dropped - Units whose status does not meet NEEDS criteria"]
[null,"Villisca Municipal Power Plant",1193,"3","Combustion Turbine","Iowa",0.3,"Dropped - Units whose status does not meet NEEDS criteria"]
[null,"Villisca Municipal Power Plant",1193,"4","Combustion Turbine","Iowa",0.6,"Dropped - Units whose status does not meet NEEDS criteria"]
[null,"Vinton",1194,"5","Combustion Turbine","Iowa",0.5,"Dropped - Units whose status does not meet NEEDS criteria"]
[null,"West Liberty",1200,"1","Combustion Turbine","Iowa",0.7,"Dropped - Units whose status does not meet NEEDS criteria"]
[null,"Whittemore",1201,"2","Combustion Turbine","Iowa",0.5,"Dropped - Units whose status does not meet NEEDS criteria"]
[null,"Summit Lake",1206,"1","Combined Cycle","Iowa",6.5,"Dropped  - Retired/Planned Retirement by 06/2023"]
[null,"Summit Lake",1206,"2","Combined Cycle","Iowa",6.5,"Dropped  - Retired/Planned Retirement by 06/2023"]
[null,"Summit Lake",1206,"3","Combined Cycle","Iowa",7,"Dropped  - Retired/Planned Retirement by 06/2023"]
[null,"Summit Lake",1206,"IC1","Combustion Turbine","Iowa",1.1,"Dropped - Units whose status does not meet NEEDS criteria"]
[null,"Summit Lake",1206,"IC2","Combustion Turbine","Iowa",1.1,"Dropped - Units whose status does not meet NEEDS criteria"]
[null,"Summit Lake",1206,"IC4","Combustion Turbine","Iowa",1,"Dropped - Units whose status does not meet NEEDS criteria"]
[null,"Summit Lake",1206,"IC5","Combustion Turbine","Iowa",1,"Dropped - Units whose status does not meet NEEDS criteria"]
[null,"Fair Station",1218,"1","Coal Steam","Iowa",23,"Dropped - Units whose status does not meet NEEDS criteria"]
[null,"Fair Station",1218,"2","Coal Steam","Iowa",41,"Dropped - Units whose status does not meet NEEDS criteria"]
[null,"Bird City",1224,"2","Combustion Turbine","Kansas",2,"Dropped - Units whose status does not meet NEEDS criteria"]
[null,"Riverton",1239,"7","O/G Steam","Kansas",38,"Dropped - Units whose status does not meet NEEDS criteria"]
[null,"Riverton",1239,"8","O/G Steam","Kansas",54,"Dropped - Units whose status does not meet NEEDS criteria"]
[null,"Riverton",1239,"9","Combustion Turbine","Kansas",12,"Dropped - Units whose status does not meet NEEDS criteria"]
[null,"Gordon Evans Energy Center",1240,"1","O/G Steam","Kansas",154,"Dropped - Units whose status does not meet NEEDS criteria"]
[null,"Gordon Evans Energy Center",1240,"2","O/G Steam","Kansas",376,"Dropped - Units whose status does not meet NEEDS criteria"]
[null,"Murray Gill",1242,"1","O/G Steam","Kansas",37,"Dropped - Units whose status does not meet NEEDS criteria"]
[null,"Murray Gill",1242,"2","O/G Steam","Kansas",48,"Dropped - Units whose status does not meet NEEDS criteria"]
[null,"Murray Gill",1242,"3","O/G Steam","Kansas",104,"Dropped - Units whose status does not meet NEEDS criteria"]
[null,"Murray Gill",1242,"4","O/G Steam","Kansas",86,"Dropped - Units whose status does not meet NEEDS criteria"]
[null,"Neosho",1243,"3","O/G Steam","Kansas",62,"Dropped - Units whose status does not meet NEEDS criteria"]
[null,"Hutchinson Energy Center",1248,"ST1","O/G Steam","Kansas",17,"Dropped - Units whose status does not meet NEEDS criteria"]
[null,"Hutchinson Energy Center",1248,"ST2","O/G Steam","Kansas",16,"Dropped - Units whose status does not meet NEEDS criteria"]
[null,"Hutchinson Energy Center",1248,"ST3","O/G Steam","Kansas",28,"Dropped - Units whose status does not meet NEEDS criteria"]
[null,"Hutchinson Energy Center",1248,"ST4","O/G Steam","Kansas",176,"Dropped - Units whose status does not meet NEEDS criteria"]
[null,"Lawrence Energy Center",1250,"3","Coal Steam","Kansas",48,"Dropped - Units whose status does not meet NEEDS criteria"]
[null,"Abilene Energy Center Combustion Turbine",1251,"GT1","Combustion Turbine","Kansas",68,"Dropped - Units whose status does not meet NEEDS criteria"]
[null,"Tecumseh Energy Center",1252,"1","Combustion Turbine","Kansas",18,"Dropped - Units whose status does not meet NEEDS criteria"]
[null,"Tecumseh Energy Center",1252,"2","Combustion Turbine","Kansas",19,"Dropped - Units whose status does not meet NEEDS criteria"]
[null,"Tecumseh Energy Center",1252,"7","Coal Steam","Kansas",66,"Dropped - Units whose status does not meet NEEDS criteria"]
[null,"Tecumseh Energy Center",1252,"8","Coal Steam","Kansas",130,"Dropped - Units whose status does not meet NEEDS criteria"]
[null,"Ashland",1259,"4","Combustion Turbine","Kansas",1.1,"Dropped - Units whose status does not meet NEEDS criteria"]
[null,"Attica",1260,"1","Combustion Turbine","Kansas",0.5,"Dropped - Units whose status does not meet NEEDS criteria"]
[null,"Attica",1260,"2","Combustion Turbine","Kansas",0.9,"Dropped - Units whose status does not meet NEEDS criteria"]
[null,"Attica",1260,"4A","Combustion Turbine","Kansas",0.7,"Dropped - Units whose status does not meet NEEDS criteria"]
[null,"Attica",1260,"IC3","Combustion Turbine","Kansas",1,"Dropped - Units whose status does not meet NEEDS criteria"]
[null,"Baldwin City Plant No 1",1262,"3","Combustion Turbine","Kansas",0.7,"Dropped - Units whose status does not meet NEEDS criteria"]
[null,"Burlingame",1265,"2","Combustion Turbine","Kansas",0.4,"Dropped - Units whose status does not meet NEEDS criteria"]
[null,"Burlington (KS)",1266,"1","Combustion Turbine","Kansas",0.2,"Dropped - Units whose status does not meet NEEDS criteria"]
[null,"Burlington (KS)",1266,"3","Combustion Turbine","Kansas",0.8,"Dropped - Units whose status does not meet NEEDS criteria"]
[null,"Burlington (KS)",1266,"4","Combustion Turbine","Kansas",0.2,"Dropped - Units whose status does not meet NEEDS criteria"]
[null,"Chanute 1",1267,"4","O/G Steam","Kansas",4,"Dropped - Units whose status does not meet NEEDS criteria"]
[null,"Chanute 1",1267,"5","Combustion Turbine","Kansas",1.5,"Dropped - Units whose status does not meet NEEDS criteria"]
[null,"Chanute 1",1267,"6","O/G Steam","Kansas",9.8,"Dropped - Units whose status does not meet NEEDS criteria"]
[null,"Clay Center",1270,"4","O/G Steam","Kansas",1.5,"Dropped - Units whose status does not meet NEEDS criteria"]
[null,"Colby City of",1272,"3","Combustion Turbine","Kansas",1.8,"Dropped - Units whose status does not meet NEEDS criteria"]
[null,"Ellis",1275,"1","Combustion Turbine","Kansas",1,"Dropped - Units whose status does not meet NEEDS criteria"]
[null,"Ellis",1275,"2","Combustion Turbine","Kansas",2,"Dropped - Units whose status does not meet NEEDS criteria"]
[null,"Ellis",1275,"3","Combustion Turbine","Kansas",0.5,"Dropped - Units whose status does not meet NEEDS criteria"]
[null,"Ellis",1275,"4","Combustion Turbine","Kansas",0.5,"Dropped - Units whose status does not meet NEEDS criteria"]
[null,"Ellis",1275,"5","Combustion Turbine","Kansas",1,"Dropped - Units whose status does not meet NEEDS criteria"]
[null,"Erie",1276,"4","Combustion Turbine","Kansas",0.9,"Dropped - Units whose status does not meet NEEDS criteria"]
[null,"Erie",1276,"5","Combustion Turbine","Kansas",1.4,"Dropped - Units whose status does not meet NEEDS criteria"]
[null,"Fredonia",1277,"1","Combustion Turbine","Kansas",0.7,"Dropped - Units whose status does not meet NEEDS criteria"]
[null,"Fredonia",1277,"IC5","Combustion Turbine","Kansas",0.9,"Dropped - Units whose status does not meet NEEDS criteria"]
[null,"Fredonia",1277,"IC6","Combustion Turbine","Kansas",0.9,"Dropped - Units whose status does not meet NEEDS criteria"]
[null,"Fredonia",1277,"IC7","Combustion Turbine","Kansas",0.6,"Dropped - Units whose status does not meet NEEDS criteria"]
[null,"Fredonia",1277,"IC8","Combustion Turbine","Kansas",0.8,"Dropped - Units whose status does not meet NEEDS criteria"]
[null,"Fredonia",1277,"IC9","Combustion Turbine","Kansas",0.8,"Dropped - Units whose status does not meet NEEDS criteria"]
[null,"Greensburg",1281,"1","Combustion Turbine","Kansas",2,"Dropped - Units whose status does not meet NEEDS criteria"]
[null,"Greensburg",1281,"3","Combustion Turbine","Kansas",1.1,"Dropped - Units whose status does not meet NEEDS criteria"]
[null,"Greensburg",1281,"4","Combustion Turbine","Kansas",1.1,"Dropped - Units whose status does not meet NEEDS criteria"]
[null,"Greensburg",1281,"5","Combustion Turbine","Kansas",1.9,"Dropped - Units whose status does not meet NEEDS criteria"]
[null,"Greensburg",1281,"6","Combustion Turbine","Kansas",1.2,"Dropped - Units whose status does not meet NEEDS criteria"]
[null,"Herington",1283,"1","Combustion Turbine","Kansas",1.6,"Dropped - Units whose status does not meet NEEDS criteria"]
[null,"Herington",1283,"2","Combustion Turbine","Kansas",1,"Dropped - Units whose status does not meet NEEDS criteria"]
[null,"Herington",1283,"3","Combustion Turbine","Kansas",3.1,"Dropped - Units whose status does not meet NEEDS criteria"]
[null,"Herington",1283,"5","Combustion Turbine","Kansas",0.9,"Dropped - Units whose status does not meet NEEDS criteria"]
[null,"Hoisington",1286,"1","Combustion Turbine","Kansas",0.2,"Dropped - Units whose status does not meet NEEDS criteria"]
[null,"Hugoton 1",1289,"1","Combustion Turbine","Kansas",0.6,"Dropped - Units whose status does not meet NEEDS criteria"]
[null,"Hugoton 1",1289,"6","Combustion Turbine","Kansas",1.2,"Dropped - Units whose status does not meet NEEDS criteria"]
[null,"Iola",1291,"4","O/G Steam","Kansas",4.3,"Dropped - Units whose status does not meet NEEDS criteria"]
[null,"Iola",1291,"5","O/G Steam","Kansas",5.3,"Dropped - Units whose status does not meet NEEDS criteria"]
[null,"Iola",1291,"11","Combustion Turbine","Kansas",2,"Dropped - Units whose status does not meet NEEDS criteria"]
[null,"Iola",1291,"12","Combustion Turbine","Kansas",2,"Dropped - Units whose status does not meet NEEDS criteria"]
[null,"Iola",1291,"13","Combustion Turbine","Kansas",2,"Dropped - Units whose status does not meet NEEDS criteria"]
[null,"Jetmore",1292,"1","Combustion Turbine","Kansas",1,"Dropped - Units whose status does not meet NEEDS criteria"]
[null,"Jetmore",1292,"2","Combustion Turbine","Kansas",0.4,"Dropped - Units whose status does not meet NEEDS criteria"]
[null,"Jetmore",1292,"3","Combustion Turbine","Kansas",0.2,"Dropped - Units whose status does not meet NEEDS criteria"]
[null,"Jetmore",1292,"4","Combustion Turbine","Kansas",0.8,"Dropped - Units whose status does not meet NEEDS criteria"]
[null,"Jetmore",1292,"5","Combustion Turbine","Kansas",1.5,"Dropped - Units whose status does not meet NEEDS criteria"]
[null,"Jetmore",1292,"6","Combustion Turbine","Kansas",1.2,"Dropped - Units whose status does not meet NEEDS criteria"]
[null,"Jetmore",1292,"7","Combustion Turbine","Kansas",0.9,"Dropped - Units whose status does not meet NEEDS criteria"]
[null,"Kaw",1294,"1","O/G Steam","Kansas",41.9,"Dropped - Units whose status does not meet NEEDS criteria"]
[null,"Kaw",1294,"2","O/G Steam","Kansas",41.9,"Dropped - Units whose status does not meet NEEDS criteria"]
[null,"Kaw",1294,"3","O/G Steam","Kansas",56.5,"Dropped - Units whose status does not meet NEEDS criteria"]
[null,"Quindaro",1295,"GT1","Combustion Turbine","Kansas",13,"Dropped - Units whose status does not meet NEEDS criteria"]
[null,"Kingman Municipal Power and Light Plant",1296,"1","Combustion Turbine","Kansas",1.2,"Dropped - Units whose status does not meet NEEDS criteria"]
[null,"Kingman Municipal Power and Light Plant",1296,"5","Combustion Turbine","Kansas",0.8,"Dropped - Units whose status does not meet NEEDS criteria"]
[null,"Gas Turbine (KS)",1298,"GT1","Combustion Turbine","Kansas",1,"Dropped - Units whose status does not meet NEEDS criteria"]
[null,"Larned",1299,"1","O/G Steam","Kansas",1.5,"Dropped - Units whose status does not meet NEEDS criteria"]
[null,"Larned",1299,"2","O/G Steam","Kansas",3,"Dropped - Units whose status does not meet NEEDS criteria"]
[null,"Larned",1299,"3","O/G Steam","Kansas",9,"Dropped - Units whose status does not meet NEEDS criteria"]
[null,"Lincoln",1300,"6","Combustion Turbine","Kansas",2.2,"Dropped - Units whose status does not meet NEEDS criteria"]
[null,"McPherson 2",1305,"1","O/G Steam","Kansas",26.6,"Dropped - Units whose status does not meet NEEDS criteria"]
[null,"Minneapolis City of",1307,"1","Combustion Turbine","Kansas",0.4,"Dropped - Units whose status does not meet NEEDS criteria"]
[null,"Minneapolis City of",1307,"2","Combustion Turbine","Kansas",0.5,"Dropped - Units whose status does not meet NEEDS criteria"]
[null,"Mulvane Power Plant",1308,"1","Combustion Turbine","Kansas",0.2,"Dropped - Units whose status does not meet NEEDS criteria"]
[null,"Mulvane Power Plant",1308,"2","Combustion Turbine","Kansas",0.2,"Dropped - Units whose status does not meet NEEDS criteria"]
[null,"Mulvane Power Plant",1308,"3","Combustion Turbine","Kansas",1.2,"Dropped - Units whose status does not meet NEEDS criteria"]
[null,"Mulvane Power Plant",1308,"4","Combustion Turbine","Kansas",1.2,"Dropped - Units whose status does not meet NEEDS criteria"]
[null,"Mulvane Power Plant",1308,"5","Combustion Turbine","Kansas",0.6,"Dropped - Units whose status does not meet NEEDS criteria"]
[null,"Mulvane Power Plant",1308,"6","Combustion Turbine","Kansas",1.9,"Dropped - Units whose status does not meet NEEDS criteria"]
[null,"Mulvane Power Plant",1308,"7","Combustion Turbine","Kansas",0.6,"Dropped - Units whose status does not meet NEEDS criteria"]
[null,"Mulvane Power Plant",1308,"8","Combustion Turbine","Kansas",0.5,"Dropped - Units whose status does not meet NEEDS criteria"]
[null,"Neodesha",1309,"5","Combustion Turbine","Kansas",1,"Dropped - Units whose status does not meet NEEDS criteria"]
[null,"Neodesha",1309,"6","Combustion Turbine","Kansas",2.2,"Dropped - Units whose status does not meet NEEDS criteria"]
[null,"Neodesha",1309,"7","Combustion Turbine","Kansas",1.9,"Dropped - Units whose status does not meet NEEDS criteria"]
[null,"Neodesha",1309,"8","Combustion Turbine","Kansas",2.5,"Dropped - Units whose status does not meet NEEDS criteria"]
[null,"Norton",1310,"1","Combustion Turbine","Kansas",0.9,"Dropped - Units whose status does not meet NEEDS criteria"]
[null,"Norton",1310,"2","Combustion Turbine","Kansas",1.3,"Dropped - Units whose status does not meet NEEDS criteria"]
[null,"Norton",1310,"3","Combustion Turbine","Kansas",2.4,"Dropped - Units whose status does not meet NEEDS criteria"]
[null,"Norton",1310,"4","Combustion Turbine","Kansas",3.1,"Dropped - Units whose status does not meet NEEDS criteria"]
[null,"Norton",1310,"5","Combustion Turbine","Kansas",2.2,"Dropped - Units whose status does not meet NEEDS criteria"]
[null,"Oakely",1311,"1","Combustion Turbine","Kansas",1.2,"Dropped - Units whose status does not meet NEEDS criteria"]
[null,"Oakely",1311,"2","Combustion Turbine","Kansas",0.3,"Dropped - Units whose status does not meet NEEDS criteria"]
[null,"Oakely",1311,"3","Combustion Turbine","Kansas",0.5,"Dropped - Units whose status does not meet NEEDS criteria"]
[null,"Oakely",1311,"4","Combustion Turbine","Kansas",0.8,"Dropped - Units whose status does not meet NEEDS criteria"]
[null,"Oakely",1311,"5","Combustion Turbine","Kansas",1.3,"Dropped - Units whose status does not meet NEEDS criteria"]
[null,"Oakely",1311,"6","Combustion Turbine","Kansas",3.2,"Dropped - Units whose status does not meet NEEDS criteria"]
[null,"Osage City",1313,"9","Combustion Turbine","Kansas",0.7,"Dropped - Units whose status does not meet NEEDS criteria"]
[null,"Pratt",1317,"1","O/G Steam","Kansas",3,"Dropped - Units whose status does not meet NEEDS criteria"]
[null,"Pratt",1317,"3","O/G Steam","Kansas",5.8,"Dropped - Units whose status does not meet NEEDS criteria"]
[null,"St Francis",1321,"3","Combustion Turbine","Kansas",0.8,"Dropped - Units whose status does not meet NEEDS criteria"]
[null,"St John",1322,"3","Combustion Turbine","Kansas",0.9,"Dropped - Units whose status does not meet NEEDS criteria"]
[null,"Stafford",1325,"1","Combustion Turbine","Kansas",0.9,"Dropped - Units whose status does not meet NEEDS criteria"]
[null,"Stafford",1325,"2","Combustion Turbine","Kansas",0.9,"Dropped - Units whose status does not meet NEEDS criteria"]
[null,"Stafford",1325,"3","Combustion Turbine","Kansas",0.8,"Dropped - Units whose status does not meet NEEDS criteria"]
[null,"Wellington 1",1330,"5","Combustion Turbine","Kansas",1,"Dropped - Units whose status does not meet NEEDS criteria"]
[null,"West 14th Street",1332,"IC1","Combustion Turbine","Kansas",1.6,"Dropped - Units whose status does not meet NEEDS criteria"]
[null,"Great Bend - Midwest Energy",1334,"1","Combustion Turbine","Kansas",1,"Dropped - Units whose status does not meet NEEDS criteria"]
[null,"Great Bend - Midwest Energy",1334,"2","Combustion Turbine","Kansas",1,"Dropped - Units whose status does not meet NEEDS criteria"]
[null,"Great Bend - Midwest Energy",1334,"3","Combustion Turbine","Kansas",1,"Dropped - Units whose status does not meet NEEDS criteria"]
[null,"Great Bend - Midwest Energy",1334,"4","Combustion Turbine","Kansas",1,"Dropped - Units whose status does not meet NEEDS criteria"]
[null,"Great Bend - Midwest Energy",1334,"5","Combustion Turbine","Kansas",3,"Dropped - Units whose status does not meet NEEDS criteria"]
[null,"Great Bend - Midwest Energy",1334,"6","Combustion Turbine","Kansas",3,"Dropped - Units whose status does not meet NEEDS criteria"]
[null,"Garden City",1336,"GC3","O/G Steam","Kansas",8.7,"Dropped - Units whose status does not meet NEEDS criteria"]
[null,"Big Sandy",1353,"2","Coal Steam","Kentucky",800,"Dropped - Units whose status does not meet NEEDS criteria"]
[null,"E W Brown",1355,"1","Coal Steam","Kentucky",106,"Dropped - Units whose status does not meet NEEDS criteria"]
[null,"E W Brown",1355,"2","Coal Steam","Kentucky",166,"Dropped - Units whose status does not meet NEEDS criteria"]
[null,"Green River",1357,"1","Coal Steam","Kentucky",22,"Dropped - Units whose status does not meet NEEDS criteria"]
[null,"Green River",1357,"2","Coal Steam","Kentucky",22,"Dropped - Units whose status does not meet NEEDS criteria"]
[null,"Green River",1357,"3","Coal Steam","Kentucky",68,"Dropped - Units whose status does not meet NEEDS criteria"]
[null,"Green River",1357,"4","Coal Steam","Kentucky",93,"Dropped - Units whose status does not meet NEEDS criteria"]
[null,"Haefling",1358,"3","Combustion Turbine","Kentucky",12,"Dropped - Units whose status does not meet NEEDS criteria"]
[null,"Pineville",1360,"3","Coal Steam","Kentucky",32,"Dropped - Units whose status does not meet NEEDS criteria"]
[null,"Tyrone",1361,"1","O/G Steam","Kentucky",27,"Dropped - Units whose status does not meet NEEDS criteria"]
[null,"Tyrone",1361,"2","O/G Steam","Kentucky",31,"Dropped - Units whose status does not meet NEEDS criteria"]
[null,"Tyrone",1361,"3","Coal Steam","Kentucky",71,"Dropped - Units whose status does not meet NEEDS criteria"]
[null,"Cane Run",1363,"4","Coal Steam","Kentucky",155,"Dropped - Units whose status does not meet NEEDS criteria"]
[null,"Cane Run",1363,"5","Coal Steam","Kentucky",168,"Dropped - Units whose status does not meet NEEDS criteria"]
[null,"Cane Run",1363,"6","Coal Steam","Kentucky",240,"Dropped - Units whose status does not meet NEEDS criteria"]
[null,"Waterside GT",1367,"7","Combustion Turbine","Kentucky",11,"Dropped - Units whose status does not meet NEEDS criteria"]
[null,"Waterside GT",1367,"8","Combustion Turbine","Kentucky",11,"Dropped - Units whose status does not meet NEEDS criteria"]
[null,"Henderson I",1372,"1","Combustion Turbine","Kentucky",1,"Dropped - Units whose status does not meet NEEDS criteria"]
[null,"Henderson I",1372,"2","Combustion Turbine","Kentucky",1,"Dropped - Units whose status does not meet NEEDS criteria"]
[null,"Henderson I",1372,"5","Coal Steam","Kentucky",10,"Dropped - Units whose status does not meet NEEDS criteria"]
[null,"Henderson I",1372,"6","Coal Steam","Kentucky",26,"Dropped - Units whose status does not meet NEEDS criteria"]
[null,"Elmer Smith",1374,"1","Coal Steam","Kentucky",137,"Dropped  - Retired/Planned Retirement by 06/2023"]
[null,"Elmer Smith",1374,"2","Coal Steam","Kentucky",262.8,"Dropped  - Retired/Planned Retirement by 06/2023"]
[null,"Paradise",1378,"1","Coal Steam","Kentucky",628,"Dropped - Units whose status does not meet NEEDS criteria"]
[null,"Paradise",1378,"2","Coal Steam","Kentucky",602,"Dropped - Units whose status does not meet NEEDS criteria"]
[null,"Paradise",1378,"3","Coal Steam","Kentucky",971,"Dropped  - Retired/Planned Retirement by 06/2023"]
[null,"Shawnee",1379,"10","Coal Steam","Kentucky",124,"Dropped - Units whose status does not meet NEEDS criteria"]
[null,"Kenneth C Coleman",1381,"1","Coal Steam","Kentucky",150,"Dropped - Units whose status does not meet NEEDS criteria"]
[null,"Kenneth C Coleman",1381,"2","Coal Steam","Kentucky",138,"Dropped - Units whose status does not meet NEEDS criteria"]
[null,"Kenneth C Coleman",1381,"3","Coal Steam","Kentucky",155,"Dropped - Units whose status does not meet NEEDS criteria"]
[null,"HMP&L Station Two Henderson",1382,"1","Coal Steam","Kentucky",153,"Dropped - Units whose status does not meet NEEDS criteria"]
[null,"HMP&L Station Two Henderson",1382,"2","Coal Steam","Kentucky",159,"Dropped - Units whose status does not meet NEEDS criteria"]
[null,"Robert A Reid",1383,"1","Coal Steam","Kentucky",65,"Dropped - Units whose status does not meet NEEDS criteria"]
[null,"Dale",1385,"1","Coal Steam","Kentucky",23,"Dropped - Units whose status does not meet NEEDS criteria"]
[null,"Dale",1385,"2","Coal Steam","Kentucky",23,"Dropped - Units whose status does not meet NEEDS criteria"]
[null,"Dale",1385,"3","Coal Steam","Kentucky",74,"Dropped - Units whose status does not meet NEEDS criteria"]
[null,"Dale",1385,"4","Coal Steam","Kentucky",75,"Dropped - Units whose status does not meet NEEDS criteria"]
[null,"Louisiana 2",1392,"10","O/G Steam","Louisiana",40,"Dropped - Units whose status does not meet NEEDS criteria"]
[null,"Louisiana 2",1392,"11","O/G Steam","Louisiana",40,"Dropped - Units whose status does not meet NEEDS criteria"]
[null,"Louisiana 2",1392,"12","O/G Steam","Louisiana",58,"Dropped - Units whose status does not meet NEEDS criteria"]
[null,"R S Nelson",1393,"3","O/G Steam","Louisiana",146,"Dropped - Units whose status does not meet NEEDS criteria"]
[null,"Willow Glen",1394,"1","O/G Steam","Louisiana",152,"Dropped - Units whose status does not meet NEEDS criteria"]
[null,"Willow Glen",1394,"2","O/G Steam","Louisiana",180,"Dropped - Units whose status does not meet NEEDS criteria"]
[null,"Willow Glen",1394,"3","O/G Steam","Louisiana",450,"Dropped - Units whose status does not meet NEEDS criteria"]
[null,"Willow Glen",1394,"4","O/G Steam","Louisiana",482,"Dropped - Units whose status does not meet NEEDS criteria"]
[null,"Willow Glen",1394,"5","O/G Steam","Louisiana",485,"Dropped - Units whose status does not meet NEEDS criteria"]
[null,"Teche",1400,"1","O/G Steam","Louisiana",15,"Dropped - Units whose status does not meet NEEDS criteria"]
[null,"Teche",1400,"2","O/G Steam","Louisiana",33,"Dropped - Units whose status does not meet NEEDS criteria"]
[null,"Buras",1401,"8","Combustion Turbine","Louisiana",11,"Dropped - Units whose status does not meet NEEDS criteria"]
[null,"Little Gypsy",1402,"1","O/G Steam","Louisiana",227.9,"Dropped - Units whose status does not meet NEEDS criteria"]
[null,"Nine Mile Point",1403,"1","O/G Steam","Louisiana",50,"Dropped - Units whose status does not meet NEEDS criteria"]
[null,"Nine Mile Point",1403,"2","O/G Steam","Louisiana",107,"Dropped - Units whose status does not meet NEEDS criteria"]
[null,"Nine Mile Point",1403,"3","O/G Steam","Louisiana",100.4,"Dropped - Units whose status does not meet NEEDS criteria"]
[null,"Sterlington",1404,"6","O/G Steam","Louisiana",212,"Dropped - Units whose status does not meet NEEDS criteria"]
[null,"Sterlington",1404,"7A","Combined Cycle","Louisiana",47.6,"Dropped  - Retired/Planned Retirement by 06/2023"]
[null,"Sterlington",1404,"7B","Combined Cycle","Louisiana",44,"Dropped - Units whose status does not meet NEEDS criteria"]
[null,"Sterlington",1404,"7C","Combined Cycle","Louisiana",47.6,"Dropped  - Retired/Planned Retirement by 06/2023"]
[null,"A B Paterson",1407,"3","O/G Steam","Louisiana",40,"Dropped - Units whose status does not meet NEEDS criteria"]
[null,"A B Paterson",1407,"4","O/G Steam","Louisiana",72,"Dropped - Units whose status does not meet NEEDS criteria"]
[null,"A B Paterson",1407,"5","Combustion Turbine","Louisiana",11,"Dropped - Units whose status does not meet NEEDS criteria"]
[null,"Michoud",1409,"1","O/G Steam","Louisiana",65,"Dropped - Units whose status does not meet NEEDS criteria"]
[null,"Michoud",1409,"2","O/G Steam","Louisiana",241.6,"Dropped - Units whose status does not meet NEEDS criteria"]
[null,"Michoud",1409,"3","O/G Steam","Louisiana",543.8,"Dropped - Units whose status does not meet NEEDS criteria"]
[null,"Lieberman",1417,"1","O/G Steam","Louisiana",25,"Dropped - Units whose status does not meet NEEDS criteria"]
[null,"Lieberman",1417,"2","O/G Steam","Louisiana",26,"Dropped  - Retired/Planned Retirement by 06/2023"]
[null,"Franklin (LA)",1435,"GT1","Combustion Turbine","Louisiana",8,"Dropped - Units whose status does not meet NEEDS criteria"]
[null,"Houma",1439,"6","Combustion Turbine","Louisiana",1,"Dropped - Units whose status does not meet NEEDS criteria"]
[null,"Houma",1439,"7","Combustion Turbine","Louisiana",1,"Dropped - Units whose status does not meet NEEDS criteria"]
[null,"Houma",1439,"8","Combustion Turbine","Louisiana",1,"Dropped - Units whose status does not meet NEEDS criteria"]
[null,"Houma",1439,"9","Combustion Turbine","Louisiana",2.5,"Dropped - Units whose status does not meet NEEDS criteria"]
[null,"Houma",1439,"10","Combustion Turbine","Louisiana",3.7,"Dropped - Units whose status does not meet NEEDS criteria"]
[null,"Houma",1439,"11","Combustion Turbine","Louisiana",3.7,"Dropped - Units whose status does not meet NEEDS criteria"]
[null,"Houma",1439,"12","Combustion Turbine","Louisiana",3.3,"Dropped - Units whose status does not meet NEEDS criteria"]
[null,"Louis Doc Bonin",1443,"1","O/G Steam","Louisiana",40,"Dropped - Units whose status does not meet NEEDS criteria"]
[null,"Louis Doc Bonin",1443,"2","O/G Steam","Louisiana",70,"Dropped - Units whose status does not meet NEEDS criteria"]
[null,"Louis Doc Bonin",1443,"3","O/G Steam","Louisiana",146,"Dropped - Units whose status does not meet NEEDS criteria"]
[null,"Minden",1447,"1","O/G Steam","Louisiana",12.5,"Dropped - Units whose status does not meet NEEDS criteria"]
[null,"Minden",1447,"2","O/G Steam","Louisiana",12.5,"Dropped - Units whose status does not meet NEEDS criteria"]
[null,"Minden",1447,"3","Combustion Turbine","Louisiana",2,"Dropped - Units whose status does not meet NEEDS criteria"]
[null,"Minden",1447,"4","Combustion Turbine","Louisiana",2,"Dropped - Units whose status does not meet NEEDS criteria"]
[null,"Minden",1447,"5","Combustion Turbine","Louisiana",1.3,"Dropped - Units whose status does not meet NEEDS criteria"]
[null,"Minden",1447,"6","Combustion Turbine","Louisiana",1.8,"Dropped - Units whose status does not meet NEEDS criteria"]
[null,"Minden",1447,"7","Combustion Turbine","Louisiana",1.8,"Dropped - Units whose status does not meet NEEDS criteria"]
[null,"Monroe (LA)",1448,"10","O/G Steam","Louisiana",22,"Dropped - Units whose status does not meet NEEDS criteria"]
[null,"Monroe (LA)",1448,"11","O/G Steam","Louisiana",33,"Dropped - Units whose status does not meet NEEDS criteria"]
[null,"Monroe (LA)",1448,"12","O/G Steam","Louisiana",71,"Dropped - Units whose status does not meet NEEDS criteria"]
[null,"Morgan City",1449,"1","O/G Steam","Louisiana",5.8,"Dropped - Units whose status does not meet NEEDS criteria"]
[null,"Morgan City",1449,"2","O/G Steam","Louisiana",5.8,"Dropped - Units whose status does not meet NEEDS criteria"]
[null,"Morgan City",1449,"3","O/G Steam","Louisiana",18,"Dropped - Units whose status does not meet NEEDS criteria"]
[null,"Morgan City",1449,"4","O/G Steam","Louisiana",33,"Dropped - Units whose status does not meet NEEDS criteria"]
[null,"Natchitoches",1450,"2","Combustion Turbine","Louisiana",1.5,"Dropped - Units whose status does not meet NEEDS criteria"]
[null,"Natchitoches",1450,"3","Combustion Turbine","Louisiana",1.5,"Dropped - Units whose status does not meet NEEDS criteria"]
[null,"Natchitoches",1450,"6","Combustion Turbine","Louisiana",2.8,"Dropped - Units whose status does not meet NEEDS criteria"]
[null,"Natchitoches",1450,"7","Combustion Turbine","Louisiana",2.8,"Dropped - Units whose status does not meet NEEDS criteria"]
[null,"Natchitoches",1450,"8","O/G Steam","Louisiana",6,"Dropped - Units whose status does not meet NEEDS criteria"]
[null,"Natchitoches",1450,"9","O/G Steam","Louisiana",12.6,"Dropped - Units whose status does not meet NEEDS criteria"]
[null,"Natchitoches",1450,"10","O/G Steam","Louisiana",26,"Dropped - Units whose status does not meet NEEDS criteria"]
[null,"Plaquemine",1455,"1","O/G Steam","Louisiana",17.5,"Dropped - Units whose status does not meet NEEDS criteria"]
[null,"Plaquemine",1455,"2","O/G Steam","Louisiana",20.4,"Dropped - Units whose status does not meet NEEDS criteria"]
[null,"Rayne",1456,"8","Combustion Turbine","Louisiana",3.4,"Dropped - Units whose status does not meet NEEDS criteria"]
[null,"Ruston",1458,"1","O/G Steam","Louisiana",12,"Dropped - Units whose status does not meet NEEDS criteria"]
[null,"Ruston",1458,"2","O/G Steam","Louisiana",25,"Dropped - Units whose status does not meet NEEDS criteria"]
[null,"Ruston",1458,"3","O/G Steam","Louisiana",40,"Dropped - Units whose status does not meet NEEDS criteria"]
[null,"Bar Harbor",1466,"1","Combustion Turbine","Maine",2,"Dropped - Units whose status does not meet NEEDS criteria"]
[null,"Bar Harbor",1466,"2","Combustion Turbine","Maine",2,"Dropped - Units whose status does not meet NEEDS criteria"]
[null,"Bar Harbor",1466,"3","Combustion Turbine","Maine",2,"Dropped - Units whose status does not meet NEEDS criteria"]
[null,"Bar Harbor",1466,"4","Combustion Turbine","Maine",2,"Dropped - Units whose status does not meet NEEDS criteria"]
[null,"Eastport",1468,"1","Combustion Turbine","Maine",0.7,"Dropped - Units whose status does not meet NEEDS criteria"]
[null,"Eastport",1468,"2","Combustion Turbine","Maine",0.7,"Dropped - Units whose status does not meet NEEDS criteria"]
[null,"Eastport",1468,"3","Combustion Turbine","Maine",2,"Dropped  - Retired/Planned Retirement by 06/2023"]
[null,"Howland Hydro Station",1472,"HL01","Hydro","Maine",0.6,"Dropped - Units whose status does not meet NEEDS criteria"]
[null,"Howland Hydro Station",1472,"HL02","Hydro","Maine",0.6,"Dropped - Units whose status does not meet NEEDS criteria"]
[null,"Howland Hydro Station",1472,"HL03","Hydro","Maine",0.6,"Dropped - Units whose status does not meet NEEDS criteria"]
[null,"Medway",1474,"IC1","Combustion Turbine","Maine",2,"Dropped - Units whose status does not meet NEEDS criteria"]
[null,"Medway",1474,"IC2","Combustion Turbine","Maine",2,"Dropped - Units whose status does not meet NEEDS criteria"]
[null,"Medway",1474,"IC3","Combustion Turbine","Maine",2,"Dropped - Units whose status does not meet NEEDS criteria"]
[null,"Medway",1474,"IC4","Combustion Turbine","Maine",2,"Dropped - Units whose status does not meet NEEDS criteria"]
[null,"Veazie Hydro Station",1479,"VZ01","Hydro","Maine",0.7,"Dropped - Units whose status does not meet NEEDS criteria"]
[null,"Veazie Hydro Station",1479,"VZ02","Hydro","Maine",0.3,"Dropped - Units whose status does not meet NEEDS criteria"]
[null,"Veazie Hydro Station",1479,"VZ03","Hydro","Maine",0.3,"Dropped - Units whose status does not meet NEEDS criteria"]
[null,"Veazie Hydro Station",1479,"VZ04","Hydro","Maine",0.3,"Dropped - Units whose status does not meet NEEDS criteria"]
[null,"Veazie Hydro Station",1479,"VZ05","Hydro","Maine",0.3,"Dropped - Units whose status does not meet NEEDS criteria"]
[null,"Veazie Hydro Station",1479,"VZ06","Hydro","Maine",0.3,"Dropped - Units whose status does not meet NEEDS criteria"]
[null,"Veazie Hydro Station",1479,"VZ07","Hydro","Maine",0.3,"Dropped - Units whose status does not meet NEEDS criteria"]
[null,"Veazie Hydro Station",1479,"VZ08","Hydro","Maine",0.3,"Dropped - Units whose status does not meet NEEDS criteria"]
[null,"Veazie Hydro Station",1479,"VZ09","Hydro","Maine",0.3,"Dropped - Units whose status does not meet NEEDS criteria"]
[null,"Veazie Hydro Station",1479,"VZ10","Hydro","Maine",0.3,"Dropped - Units whose status does not meet NEEDS criteria"]
[null,"Veazie Hydro Station",1479,"VZ11","Hydro","Maine",0.3,"Dropped - Units whose status does not meet NEEDS criteria"]
[null,"Veazie Hydro Station",1479,"VZ12","Hydro","Maine",0.3,"Dropped - Units whose status does not meet NEEDS criteria"]
[null,"Veazie Hydro Station",1479,"VZ13","Hydro","Maine",0.3,"Dropped - Units whose status does not meet NEEDS criteria"]
[null,"Veazie Hydro Station",1479,"VZ14","Hydro","Maine",0.3,"Dropped - Units whose status does not meet NEEDS criteria"]
[null,"Veazie Hydro Station",1479,"VZ15","Hydro","Maine",0.5,"Dropped - Units whose status does not meet NEEDS criteria"]
[null,"Veazie Hydro Station",1479,"VZ16","Hydro","Maine",1.4,"Dropped - Units whose status does not meet NEEDS criteria"]
[null,"Veazie Hydro Station",1479,"VZ17","Hydro","Maine",1.4,"Dropped - Units whose status does not meet NEEDS criteria"]
[null,"Continental Mills",1487,"CM1","Hydro","Maine",0.4,"Dropped - Units whose status does not meet NEEDS criteria"]
[null,"Continental Mills",1487,"CM2","Hydro","Maine",0.4,"Dropped - Units whose status does not meet NEEDS criteria"]
[null,"Continental Mills",1487,"CM3","Hydro","Maine",0.4,"Dropped - Units whose status does not meet NEEDS criteria"]
[null,"Continental Mills",1487,"CM5","Hydro","Maine",0.1,"Dropped - Units whose status does not meet NEEDS criteria"]
[null,"Continental Mills",1487,"CM6","Hydro","Maine",0.1,"Dropped - Units whose status does not meet NEEDS criteria"]
[null,"Fort Halifax",1490,"FH1","Hydro","Maine",0.9,"Dropped - Units whose status does not meet NEEDS criteria"]
[null,"Fort Halifax",1490,"FH2","Hydro","Maine",0.9,"Dropped - Units whose status does not meet NEEDS criteria"]
[null,"Mason Steam",1496,"3","O/G Steam","Maine",32.1,"Dropped - Units whose status does not meet NEEDS criteria"]
[null,"Mason Steam",1496,"4","O/G Steam","Maine",32.8,"Dropped - Units whose status does not meet NEEDS criteria"]
[null,"Mason Steam",1496,"5","O/G Steam","Maine",33,"Dropped - Units whose status does not meet NEEDS criteria"]
[null,"Caribou Generation Station",1513,"1","O/G Steam","Maine",9,"Dropped - Units whose status does not meet NEEDS criteria"]
[null,"Caribou Generation Station",1513,"ST2","O/G Steam","Maine",14,"Dropped - Units whose status does not meet NEEDS criteria"]
[null,"Flos Inn Diesel",1514,"FID1","Combustion Turbine","Maine",1.4,"Dropped - Units whose status does not meet NEEDS criteria"]
[null,"Flos Inn Diesel",1514,"FID2","Combustion Turbine","Maine",1.4,"Dropped - Units whose status does not meet NEEDS criteria"]
[null,"Flos Inn Diesel",1514,"FID3","Combustion Turbine","Maine",1.4,"Dropped - Units whose status does not meet NEEDS criteria"]
[null,"CP Crane Power, LLC",1552,"1","Coal Steam","Maryland",190,"Dropped - Units whose status does not meet NEEDS criteria"]
[null,"CP Crane Power, LLC",1552,"2","Coal Steam","Maryland",195,"Dropped - Units whose status does not meet NEEDS criteria"]
[null,"CP Crane Power, LLC",1552,"GT1","Combustion Turbine","Maryland",14,"Dropped - Units whose status does not meet NEEDS criteria"]
[null,"Gould Street",1553,"3","O/G Steam","Maryland",97,"Dropped - Units whose status does not meet NEEDS criteria"]
[null,"Herbert A Wagner",1554,"2","Coal Steam","Maryland",118,"Dropped  - Retired/Planned Retirement by 06/2023"]
[null,"Notch Cliff",1555,"GT1","Combustion Turbine","Maryland",14,"Dropped  - Retired/Planned Retirement by 06/2023"]
[null,"Notch Cliff",1555,"GT2","Combustion Turbine","Maryland",14,"Dropped  - Retired/Planned Retirement by 06/2023"]
[null,"Notch Cliff",1555,"GT3","Combustion Turbine","Maryland",14,"Dropped  - Retired/Planned Retirement by 06/2023"]
[null,"Notch Cliff",1555,"GT4","Combustion Turbine","Maryland",14,"Dropped  - Retired/Planned Retirement by 06/2023"]
[null,"Notch Cliff",1555,"GT5","Combustion Turbine","Maryland",14.6,"Dropped  - Retired/Planned Retirement by 06/2023"]
[null,"Notch Cliff",1555,"GT6","Combustion Turbine","Maryland",15.6,"Dropped  - Retired/Planned Retirement by 06/2023"]
[null,"Notch Cliff",1555,"GT7","Combustion Turbine","Maryland",14.5,"Dropped  - Retired/Planned Retirement by 06/2023"]
[null,"Notch Cliff",1555,"GT8","Combustion Turbine","Maryland",16,"Dropped  - Retired/Planned Retirement by 06/2023"]
[null,"Perryman",1556,"GT2","Combustion Turbine","Maryland",51,"Dropped - Units whose status does not meet NEEDS criteria"]
[null,"Riverside (MD)",1559,"4","O/G Steam","Maryland",74,"Dropped - Units whose status does not meet NEEDS criteria"]
[null,"Riverside (MD)",1559,"GT6","Combustion Turbine","Maryland",115,"Dropped - Units whose status does not meet NEEDS criteria"]
[null,"Riverside (MD)",1559,"GT7","Combustion Turbine","Maryland",19,"Dropped - Units whose status does not meet NEEDS criteria"]
[null,"Riverside (MD)",1559,"GT8","Combustion Turbine","Maryland",20,"Dropped  - Retired/Planned Retirement by 06/2023"]
[null,"Westport",1560,"GT5","Combustion Turbine","Maryland",115.8,"Dropped  - Retired/Planned Retirement by 06/2023"]
[null,"FirstEnergy R Paul Smith Power Station",1570,"9","Coal Steam","Maryland",28,"Dropped - Units whose status does not meet NEEDS criteria"]
[null,"FirstEnergy R Paul Smith Power Station",1570,"11","Coal Steam","Maryland",87,"Dropped - Units whose status does not meet NEEDS criteria"]
[null,"Exelon L Street",1587,"GT1","Combustion Turbine","Massachusetts",16,"Dropped - Units whose status does not meet NEEDS criteria"]
[null,"Mystic Generating Station",1588,"4","O/G Steam","Massachusetts",95.4,"Dropped - Units whose status does not meet NEEDS criteria"]
[null,"Mystic Generating Station",1588,"5","O/G Steam","Massachusetts",91.6,"Dropped - Units whose status does not meet NEEDS criteria"]
[null,"Mystic Generating Station",1588,"6","O/G Steam","Massachusetts",28,"Dropped - Units whose status does not meet NEEDS criteria"]
[null,"Mystic Generating Station",1588,"7","O/G Steam","Massachusetts",574,"Dropped  - Retired/Planned Retirement by 06/2023"]
[null,"New Boston Generating Station",1589,"1","O/G Steam","Massachusetts",350,"Dropped - Units whose status does not meet NEEDS criteria"]
[null,"New Boston Generating Station",1589,"2","O/G Steam","Massachusetts",352,"Dropped - Units whose status does not meet NEEDS criteria"]
[null,"Pilgrim Nuclear Power Station",1590,"1","Nuclear","Massachusetts",677.2,"Dropped - Units whose status does not meet NEEDS criteria"]
[null,"Blackstone Street",1594,"1","O/G Steam","Massachusetts",12.6,"Dropped - Units whose status does not meet NEEDS criteria"]
[null,"Kendall Square Station",1595,"1","Combined Cycle","Massachusetts",14.8,"Dropped - Units whose status does not meet NEEDS criteria"]
[null,"Kendall Square Station",1595,"2","Combined Cycle","Massachusetts",19.7,"Dropped - Units whose status does not meet NEEDS criteria"]
[null,"Kendall Square Station",1595,"JET2","Combustion Turbine","Massachusetts",20,"Dropped - Units whose status does not meet NEEDS criteria"]
[null,"Canal",1599,"UN2R","Combustion Turbine","Massachusetts",330,"Dropped - Units whose status does not meet NEEDS criteria"]
[null,"Hadley Falls",1605,"3","Hydro","Massachusetts",3.4,"Dropped - Units whose status does not meet NEEDS criteria"]
[null,"Mount Tom",1606,"1","Coal Steam","Massachusetts",143.6,"Dropped - Units whose status does not meet NEEDS criteria"]
[null,"Riverside Holyoke",1607,"6","Hydro","Massachusetts",0.9,"Dropped - Units whose status does not meet NEEDS criteria"]
[null,"Somerset Station",1613,"6","Coal Steam","Massachusetts",109.1,"Dropped - Units whose status does not meet NEEDS criteria"]
[null,"Somerset Station",1613,"JET2","Combustion Turbine","Massachusetts",18.3,"Dropped - Units whose status does not meet NEEDS criteria"]
[null,"Nantucket",1615,"10","Combustion Turbine","Massachusetts",1,"Dropped - Units whose status does not meet NEEDS criteria"]
[null,"Nantucket",1615,"11","Combustion Turbine","Massachusetts",1,"Dropped - Units whose status does not meet NEEDS criteria"]
[null,"Nantucket",1615,"12","Combustion Turbine","Massachusetts",2.8,"Dropped - Units whose status does not meet NEEDS criteria"]
[null,"Nantucket",1615,"13","Combustion Turbine","Massachusetts",2.9,"Dropped - Units whose status does not meet NEEDS criteria"]
[null,"Nantucket",1615,"14","Combustion Turbine","Massachusetts",2.5,"Dropped - Units whose status does not meet NEEDS criteria"]
[null,"Nantucket",1615,"15","Combustion Turbine","Massachusetts",2.5,"Dropped - Units whose status does not meet NEEDS criteria"]
[null,"Nantucket",1615,"16","Combustion Turbine","Massachusetts",2.5,"Dropped - Units whose status does not meet NEEDS criteria"]
[null,"Nantucket",1615,"17","Combustion Turbine","Massachusetts",2.5,"Dropped - Units whose status does not meet NEEDS criteria"]
[null,"Brayton Point",1619,"1","Coal Steam","Massachusetts",225.2,"Dropped - Units whose status does not meet NEEDS criteria"]
[null,"Brayton Point",1619,"2","Coal Steam","Massachusetts",237.8,"Dropped - Units whose status does not meet NEEDS criteria"]
[null,"Brayton Point",1619,"3","Coal Steam","Massachusetts",575,"Dropped - Units whose status does not meet NEEDS criteria"]
[null,"Brayton Point",1619,"4","O/G Steam","Massachusetts",435,"Dropped - Units whose status does not meet NEEDS criteria"]
[null,"Brayton Point",1619,"IC1","Combustion Turbine","Massachusetts",2.5,"Dropped - Units whose status does not meet NEEDS criteria"]
[null,"Brayton Point",1619,"IC2","Combustion Turbine","Massachusetts",2.5,"Dropped - Units whose status does not meet NEEDS criteria"]
[null,"Brayton Point",1619,"IC3","Combustion Turbine","Massachusetts",2.5,"Dropped - Units whose status does not meet NEEDS criteria"]
[null,"Brayton Point",1619,"IC4","Combustion Turbine","Massachusetts",2.5,"Dropped - Units whose status does not meet NEEDS criteria"]
[null,"Salem Harbor",1626,"1","Coal Steam","Massachusetts",79.7,"Dropped - Units whose status does not meet NEEDS criteria"]
[null,"Salem Harbor",1626,"2","Coal Steam","Massachusetts",78,"Dropped - Units whose status does not meet NEEDS criteria"]
[null,"Salem Harbor",1626,"3","Coal Steam","Massachusetts",149.8,"Dropped - Units whose status does not meet NEEDS criteria"]
[null,"Salem Harbor",1626,"4","O/G Steam","Massachusetts",436.8,"Dropped - Units whose status does not meet NEEDS criteria"]
[null,"Essential Power Massachusetts LLC",1642,"WS1","O/G Steam","Massachusetts",47.4,"Dropped - Units whose status does not meet NEEDS criteria"]
[null,"Essential Power Massachusetts LLC",1642,"WS2","O/G Steam","Massachusetts",47.4,"Dropped - Units whose status does not meet NEEDS criteria"]
[null,"Potter Station 2",1660,"IC1","Combustion Turbine","Massachusetts",2.3,"Dropped - Units whose status does not meet NEEDS criteria"]
[null,"Potter Station 2",1660,"IC2","Combustion Turbine","Massachusetts",2.3,"Dropped - Units whose status does not meet NEEDS criteria"]
[null,"High Street Station",1670,"3","Combustion Turbine","Massachusetts",0.7,"Dropped - Units whose status does not meet NEEDS criteria"]
[null,"High Street Station",1670,"4","Combustion Turbine","Massachusetts",0.6,"Dropped - Units whose status does not meet NEEDS criteria"]
[null,"Waters River",1678,"3","Combustion Turbine","Massachusetts",55,"Dropped - Units whose status does not meet NEEDS criteria"]
[null,"Cleary Flood Hybrid",1682,"8","O/G Steam","Massachusetts",26,"Dropped  - Retired/Planned Retirement by 06/2023"]
[null,"B C Cobb",1695,"1","O/G Steam","Michigan",54,"Dropped - Units whose status does not meet NEEDS criteria"]
[null,"B C Cobb",1695,"2","O/G Steam","Michigan",65,"Dropped - Units whose status does not meet NEEDS criteria"]
[null,"B C Cobb",1695,"3","O/G Steam","Michigan",68,"Dropped - Units whose status does not meet NEEDS criteria"]
[null,"B C Cobb",1695,"4","Coal Steam","Michigan",156,"Dropped - Units whose status does not meet NEEDS criteria"]
[null,"B C Cobb",1695,"5","Coal Steam","Michigan",156,"Dropped - Units whose status does not meet NEEDS criteria"]
[null,"B E Morrow",1696,"A","Combustion Turbine","Michigan",13,"Dropped - Units whose status does not meet NEEDS criteria"]
[null,"B E Morrow",1696,"B","Combustion Turbine","Michigan",11,"Dropped - Units whose status does not meet NEEDS criteria"]
[null,"Dan E Karn",1702,"1A","Coal Steam","Michigan",127.5,"Dropped  - Retired/Planned Retirement by 06/2023"]
[null,"Dan E Karn",1702,"1B","Coal Steam","Michigan",127.5,"Dropped  - Retired/Planned Retirement by 06/2023"]
[null,"Dan E Karn",1702,"2A","Coal Steam","Michigan",130,"Dropped  - Retired/Planned Retirement by 06/2023"]
[null,"Dan E Karn",1702,"2B","Coal Steam","Michigan",130,"Dropped  - Retired/Planned Retirement by 06/2023"]
[null,"Gaylord - Consumers",1706,"1","Combustion Turbine","Michigan",12,"Dropped - Units whose status does not meet NEEDS criteria"]
[null,"Gaylord - Consumers",1706,"2","Combustion Turbine","Michigan",11,"Dropped - Units whose status does not meet NEEDS criteria"]
[null,"Gaylord - Consumers",1706,"3","Combustion Turbine","Michigan",10,"Dropped - Units whose status does not meet NEEDS criteria"]
[null,"Gaylord - Consumers",1706,"4","Combustion Turbine","Michigan",12,"Dropped - Units whose status does not meet NEEDS criteria"]
[null,"Gaylord - Consumers",1706,"5","Combustion Turbine","Michigan",14,"Dropped - Units whose status does not meet NEEDS criteria"]
[null,"J H Campbell",1710,"A","Combustion Turbine","Michigan",12,"Dropped - Units whose status does not meet NEEDS criteria"]
[null,"Palisades",1715,"1","Nuclear","Michigan",804.2,"Dropped  - Retired/Planned Retirement by 06/2023"]
[null,"Straits",1718,"1","Combustion Turbine","Michigan",5,"Dropped - Units whose status does not meet NEEDS criteria"]
[null,"Thetford",1719,"1","Combustion Turbine","Michigan",22,"Dropped - Units whose status does not meet NEEDS criteria"]
[null,"Thetford",1719,"2","Combustion Turbine","Michigan",29,"Dropped - Units whose status does not meet NEEDS criteria"]
[null,"Thetford",1719,"3","Combustion Turbine","Michigan",22,"Dropped - Units whose status does not meet NEEDS criteria"]
[null,"Thetford",1719,"4","Combustion Turbine","Michigan",28,"Dropped - Units whose status does not meet NEEDS criteria"]
[null,"Thetford",1719,"5","Combustion Turbine","Michigan",15,"Dropped - Units whose status does not meet NEEDS criteria"]
[null,"Thetford",1719,"6","Combustion Turbine","Michigan",15,"Dropped - Units whose status does not meet NEEDS criteria"]
[null,"Thetford",1719,"7","Combustion Turbine","Michigan",14,"Dropped - Units whose status does not meet NEEDS criteria"]
[null,"Thetford",1719,"8","Combustion Turbine","Michigan",11,"Dropped - Units whose status does not meet NEEDS criteria"]
[null,"Thetford",1719,"9","Combustion Turbine","Michigan",12,"Dropped - Units whose status does not meet NEEDS criteria"]
[null,"J C Weadock",1720,"7","Coal Steam","Michigan",152,"Dropped - Units whose status does not meet NEEDS criteria"]
[null,"J C Weadock",1720,"8","Coal Steam","Michigan",151,"Dropped - Units whose status does not meet NEEDS criteria"]
[null,"J C Weadock",1720,"A","Combustion Turbine","Michigan",13,"Dropped - Units whose status does not meet NEEDS criteria"]
[null,"J R Whiting",1723,"1","Coal Steam","Michigan",102,"Dropped - Units whose status does not meet NEEDS criteria"]
[null,"J R Whiting",1723,"2","Coal Steam","Michigan",95,"Dropped - Units whose status does not meet NEEDS criteria"]
[null,"J R Whiting",1723,"3","Coal Steam","Michigan",122,"Dropped - Units whose status does not meet NEEDS criteria"]
[null,"J R Whiting",1723,"A","Combustion Turbine","Michigan",13,"Dropped - Units whose status does not meet NEEDS criteria"]
[null,"Beacon Heating",1724,"25","O/G Steam","Michigan",18,"Dropped - Units whose status does not meet NEEDS criteria"]
[null,"Conners Creek",1726,"1","Combustion Turbine","Michigan",2.3,"Dropped - Units whose status does not meet NEEDS criteria"]
[null,"Conners Creek",1726,"2","Combustion Turbine","Michigan",2.3,"Dropped - Units whose status does not meet NEEDS criteria"]
[null,"Conners Creek",1726,"15","O/G Steam","Michigan",100,"Dropped - Units whose status does not meet NEEDS criteria"]
[null,"Conners Creek",1726,"16","O/G Steam","Michigan",130,"Dropped - Units whose status does not meet NEEDS criteria"]
[null,"Dayton (MI)",1727,"1","Combustion Turbine","Michigan",2,"Dropped - Units whose status does not meet NEEDS criteria"]
[null,"Dayton (MI)",1727,"2","Combustion Turbine","Michigan",2,"Dropped - Units whose status does not meet NEEDS criteria"]
[null,"Dayton (MI)",1727,"3","Combustion Turbine","Michigan",2,"Dropped - Units whose status does not meet NEEDS criteria"]
[null,"Dayton (MI)",1727,"4","Combustion Turbine","Michigan",2,"Dropped - Units whose status does not meet NEEDS criteria"]
[null,"Dayton (MI)",1727,"5","Combustion Turbine","Michigan",2,"Dropped - Units whose status does not meet NEEDS criteria"]
[null,"Hancock",1730,"2","Combustion Turbine","Michigan",18,"Dropped  - Retired/Planned Retirement by 06/2023"]
[null,"Hancock",1730,"4","Combustion Turbine","Michigan",17,"Dropped  - Retired/Planned Retirement by 06/2023"]
[null,"Harbor Beach",1731,"1","Coal Steam","Michigan",95,"Dropped - Units whose status does not meet NEEDS criteria"]
[null,"Harbor Beach",1731,"IC1","Combustion Turbine","Michigan",2,"Dropped - Units whose status does not meet NEEDS criteria"]
[null,"Harbor Beach",1731,"IC2","Combustion Turbine","Michigan",2,"Dropped - Units whose status does not meet NEEDS criteria"]
[null,"Marysville",1732,"7","Coal Steam","Michigan",83,"Dropped - Units whose status does not meet NEEDS criteria"]
[null,"Marysville",1732,"8","Coal Steam","Michigan",83,"Dropped - Units whose status does not meet NEEDS criteria"]
[null,"River Rouge",1740,"1","O/G Steam","Michigan",206,"Dropped - Units whose status does not meet NEEDS criteria"]
[null,"River Rouge",1740,"2","Coal Steam","Michigan",251,"Dropped - Units whose status does not meet NEEDS criteria"]
[null,"River Rouge",1740,"3","Coal Steam","Michigan",272,"Dropped  - Retired/Planned Retirement by 06/2023"]
[null,"St Clair",1743,"1","Coal Steam","Michigan",151,"Dropped - Units whose status does not meet NEEDS criteria"]
[null,"St Clair",1743,"2","Coal Steam","Michigan",154,"Dropped  - Retired/Planned Retirement by 06/2023"]
[null,"St Clair",1743,"3","Coal Steam","Michigan",160,"Dropped  - Retired/Planned Retirement by 06/2023"]
[null,"St Clair",1743,"4","Coal Steam","Michigan",151,"Dropped - Units whose status does not meet NEEDS criteria"]
[null,"St Clair",1743,"6","Coal Steam","Michigan",311,"Dropped  - Retired/Planned Retirement by 06/2023"]
[null,"St Clair",1743,"7","Coal Steam","Michigan",440,"Dropped  - Retired/Planned Retirement by 06/2023"]
[null,"Trenton Channel",1745,"7","Coal Steam","Michigan",110,"Dropped - Units whose status does not meet NEEDS criteria"]
[null,"Trenton Channel",1745,"8","Coal Steam","Michigan",100,"Dropped - Units whose status does not meet NEEDS criteria"]
[null,"Trenton Channel",1745,"9","Coal Steam","Michigan",495,"Dropped  - Retired/Planned Retirement by 06/2023"]
[null,"Presque Isle",1769,"1","Coal Steam","Michigan",25,"Dropped - Units whose status does not meet NEEDS criteria"]
[null,"Presque Isle",1769,"2","Coal Steam","Michigan",37,"Dropped - Units whose status does not meet NEEDS criteria"]
[null,"Presque Isle",1769,"3","Coal Steam","Michigan",58,"Dropped - Units whose status does not meet NEEDS criteria"]
[null,"Presque Isle",1769,"4","Coal Steam","Michigan",58,"Dropped - Units whose status does not meet NEEDS criteria"]
[null,"Presque Isle",1769,"5","Coal Steam","Michigan",55,"Dropped - Units whose status does not meet NEEDS criteria"]
[null,"Presque Isle",1769,"6","Coal Steam","Michigan",55,"Dropped - Units whose status does not meet NEEDS criteria"]
[null,"Presque Isle",1769,"7","Coal Steam","Michigan",83,"Dropped - Units whose status does not meet NEEDS criteria"]
[null,"Presque Isle",1769,"8","Coal Steam","Michigan",83,"Dropped - Units whose status does not meet NEEDS criteria"]
[null,"Presque Isle",1769,"9","Coal Steam","Michigan",83,"Dropped - Units whose status does not meet NEEDS criteria"]
[null,"Escanaba",1771,"1","Coal Steam","Michigan",13,"Dropped - Units whose status does not meet NEEDS criteria"]
[null,"Escanaba",1771,"2","Coal Steam","Michigan",13,"Dropped - Units whose status does not meet NEEDS criteria"]
[null,"Escanaba",1771,"3","Combustion Turbine","Michigan",12.5,"Dropped - Units whose status does not meet NEEDS criteria"]
[null,"Twin Falls (MI)",1784,"1","Hydro","Michigan",1.3,"Dropped - Units whose status does not meet NEEDS criteria"]
[null,"Twin Falls (MI)",1784,"2","Hydro","Michigan",1.3,"Dropped - Units whose status does not meet NEEDS criteria"]
[null,"Twin Falls (MI)",1784,"3","Hydro","Michigan",1.3,"Dropped - Units whose status does not meet NEEDS criteria"]
[null,"Twin Falls (MI)",1784,"4","Hydro","Michigan",1.2,"Dropped - Units whose status does not meet NEEDS criteria"]
[null,"Twin Falls (MI)",1784,"5","Hydro","Michigan",1.2,"Dropped - Units whose status does not meet NEEDS criteria"]
[null,"Clinton",1818,"1","Combustion Turbine","Michigan",0.5,"Dropped  - Retired/Planned Retirement by 06/2023"]
[null,"Clinton",1818,"2","Combustion Turbine","Michigan",0.5,"Dropped  - Retired/Planned Retirement by 06/2023"]
[null,"Clinton",1818,"3","Combustion Turbine","Michigan",0.4,"Dropped - Units whose status does not meet NEEDS criteria"]
[null,"Clinton",1818,"4","Combustion Turbine","Michigan",0.4,"Dropped - Units whose status does not meet NEEDS criteria"]
[null,"Clinton",1818,"5","Combustion Turbine","Michigan",0.4,"Dropped - Units whose status does not meet NEEDS criteria"]
[null,"Clinton",1818,"6","Combustion Turbine","Michigan",2,"Dropped  - Retired/Planned Retirement by 06/2023"]
[null,"Coldwater",1819,"1","Combustion Turbine","Michigan",0.7,"Dropped - Units whose status does not meet NEEDS criteria"]
[null,"Coldwater",1819,"3","Combustion Turbine","Michigan",3.5,"Dropped - Units whose status does not meet NEEDS criteria"]
[null,"Coldwater",1819,"IC4","Combustion Turbine","Michigan",2.5,"Dropped - Units whose status does not meet NEEDS criteria"]
[null,"Coldwater",1819,"IC5","Combustion Turbine","Michigan",6,"Dropped - Units whose status does not meet NEEDS criteria"]
[null,"Mistersky",1822,"5","O/G Steam","Michigan",44,"Dropped - Units whose status does not meet NEEDS criteria"]
[null,"Mistersky",1822,"6","O/G Steam","Michigan",50,"Dropped - Units whose status does not meet NEEDS criteria"]
[null,"Mistersky",1822,"7","O/G Steam","Michigan",60,"Dropped - Units whose status does not meet NEEDS criteria"]
[null,"Mistersky",1822,"GT1","Combustion Turbine","Michigan",25,"Dropped - Units whose status does not meet NEEDS criteria"]
[null,"Dowagiac",1823,"1","Combustion Turbine","Michigan",1,"Dropped - Units whose status does not meet NEEDS criteria"]
[null,"Dowagiac",1823,"2","Combustion Turbine","Michigan",0.3,"Dropped - Units whose status does not meet NEEDS criteria"]
[null,"Dowagiac",1823,"4","Combustion Turbine","Michigan",0.9,"Dropped - Units whose status does not meet NEEDS criteria"]
[null,"Dowagiac",1823,"5","Combustion Turbine","Michigan",1,"Dropped - Units whose status does not meet NEEDS criteria"]
[null,"J B Sims",1825,"3","Coal Steam","Michigan",69.1,"Dropped  - Retired/Planned Retirement by 06/2023"]
[null,"Grand Haven Diesel Plant",1826,"1","Combustion Turbine","Michigan",8.4,"Dropped  - Retired/Planned Retirement by 06/2023"]
[null,"Grand Haven Diesel Plant",1826,"2","Combustion Turbine","Michigan",2.3,"Dropped - Units whose status does not meet NEEDS criteria"]
[null,"Grand Haven Diesel Plant",1826,"5","Combustion Turbine","Michigan",3.2,"Dropped - Units whose status does not meet NEEDS criteria"]
[null,"Grand Haven Diesel Plant",1826,"6","Combustion Turbine","Michigan",2.8,"Dropped - Units whose status does not meet NEEDS criteria"]
[null,"Grand Haven Diesel Plant",1826,"7","Combustion Turbine","Michigan",5.1,"Dropped - Units whose status does not meet NEEDS criteria"]
[null,"Hillsdale",1829,"2","Combustion Turbine","Michigan",1.9,"Dropped - Units whose status does not meet NEEDS criteria"]
[null,"Hillsdale",1829,"3","Combustion Turbine","Michigan",2.4,"Dropped - Units whose status does not meet NEEDS criteria"]
[null,"Hillsdale",1829,"4","Combustion Turbine","Michigan",3.7,"Dropped - Units whose status does not meet NEEDS criteria"]
[null,"Hillsdale",1829,"7","Combustion Turbine","Michigan",1.5,"Dropped - Units whose status does not meet NEEDS criteria"]
[null,"Hillsdale",1829,"8","Combustion Turbine","Michigan",1.5,"Dropped - Units whose status does not meet NEEDS criteria"]
[null,"Hillsdale",1829,"9","Combustion Turbine","Michigan",1.8,"Dropped - Units whose status does not meet NEEDS criteria"]
[null,"Hillsdale",1829,"10","Combustion Turbine","Michigan",1.8,"Dropped - Units whose status does not meet NEEDS criteria"]
[null,"James De Young",1830,"3","Coal Steam","Michigan",10.5,"Dropped - Units whose status does not meet NEEDS criteria"]
[null,"James De Young",1830,"4","Coal Steam","Michigan",20.5,"Dropped - Units whose status does not meet NEEDS criteria"]
[null,"James De Young",1830,"5","Coal Steam","Michigan",27,"Dropped - Units whose status does not meet NEEDS criteria"]
[null,"Eckert Station",1831,"1","Coal Steam","Michigan",32.9,"Dropped - Units whose status does not meet NEEDS criteria"]
[null,"Eckert Station",1831,"2","Coal Steam","Michigan",31.6,"Dropped - Units whose status does not meet NEEDS criteria"]
[null,"Eckert Station",1831,"3","Coal Steam","Michigan",30.6,"Dropped - Units whose status does not meet NEEDS criteria"]
[null,"Eckert Station",1831,"4","Coal Steam","Michigan",64,"Dropped  - Retired/Planned Retirement by 06/2023"]
[null,"Eckert Station",1831,"5","Coal Steam","Michigan",63.1,"Dropped  - Retired/Planned Retirement by 06/2023"]
[null,"Eckert Station",1831,"6","Coal Steam","Michigan",62.8,"Dropped  - Retired/Planned Retirement by 06/2023"]
[null,"Lowell",1837,"5","Combustion Turbine","Michigan",1.1,"Dropped - Units whose status does not meet NEEDS criteria"]
[null,"Lowell",1837,"6","Combustion Turbine","Michigan",1.1,"Dropped - Units whose status does not meet NEEDS criteria"]
[null,"Lowell",1837,"7","Combustion Turbine","Michigan",1.4,"Dropped - Units whose status does not meet NEEDS criteria"]
[null,"Shiras",1843,"1","Coal Steam","Michigan",11.6,"Dropped - Units whose status does not meet NEEDS criteria"]
[null,"Shiras",1843,"2","Coal Steam","Michigan",19.5,"Dropped - Units whose status does not meet NEEDS criteria"]
[null,"Shiras",1843,"3","Coal Steam","Michigan",41,"Dropped - Units whose status does not meet NEEDS criteria"]
[null,"Marshall (MI)",1844,"IC2","Combustion Turbine","Michigan",0.9,"Dropped - Units whose status does not meet NEEDS criteria"]
[null,"Marshall (MI)",1844,"IC4","Combustion Turbine","Michigan",0.7,"Dropped - Units whose status does not meet NEEDS criteria"]
[null,"Frank Jenkins",1851,"3","Combustion Turbine","Michigan",0.3,"Dropped - Units whose status does not meet NEEDS criteria"]
[null,"Sturgis City Diesel Plant",1855,"1","Combustion Turbine","Michigan",0.8,"Dropped - Units whose status does not meet NEEDS criteria"]
[null,"Sturgis City Diesel Plant",1855,"2","Combustion Turbine","Michigan",0.8,"Dropped - Units whose status does not meet NEEDS criteria"]
[null,"Sturgis City Diesel Plant",1855,"4","Combustion Turbine","Michigan",0.6,"Dropped - Units whose status does not meet NEEDS criteria"]
[null,"Sturgis City Diesel Plant",1855,"5","Combustion Turbine","Michigan",0.6,"Dropped - Units whose status does not meet NEEDS criteria"]
[null,"Bayside",1859,"1","Coal Steam","Michigan",3.1,"Dropped - Units whose status does not meet NEEDS criteria"]
[null,"Bayside",1859,"3","Coal Steam","Michigan",9.5,"Dropped - Units whose status does not meet NEEDS criteria"]
[null,"Bayside",1859,"4","Coal Steam","Michigan",13.7,"Dropped - Units whose status does not meet NEEDS criteria"]
[null,"Tower",1873,"2","Combustion Turbine","Michigan",1.3,"Dropped - Units whose status does not meet NEEDS criteria"]
[null,"Tower",1873,"3","Combustion Turbine","Michigan",1.3,"Dropped - Units whose status does not meet NEEDS criteria"]
[null,"Tower",1873,"IC1","Combustion Turbine","Michigan",1.3,"Dropped - Units whose status does not meet NEEDS criteria"]
[null,"George Johnson",1877,"1","Combustion Turbine","Michigan",0.7,"Dropped - Units whose status does not meet NEEDS criteria"]
[null,"George Johnson",1877,"2","Combustion Turbine","Michigan",0.7,"Dropped - Units whose status does not meet NEEDS criteria"]
[null,"George Johnson",1877,"3","Combustion Turbine","Michigan",1.2,"Dropped - Units whose status does not meet NEEDS criteria"]
[null,"George Johnson",1877,"4","Combustion Turbine","Michigan",2.5,"Dropped - Units whose status does not meet NEEDS criteria"]
[null,"George Johnson",1877,"5","Combustion Turbine","Michigan",2.5,"Dropped - Units whose status does not meet NEEDS criteria"]
[null,"George Johnson",1877,"6","Combustion Turbine","Michigan",2.5,"Dropped - Units whose status does not meet NEEDS criteria"]
[null,"George Johnson",1877,"7","Combustion Turbine","Michigan",10.5,"Dropped - Units whose status does not meet NEEDS criteria"]
[null,"George Johnson",1877,"8","Combustion Turbine","Michigan",10.5,"Dropped - Units whose status does not meet NEEDS criteria"]
[null,"Scottville",1879,"4","Combustion Turbine","Michigan",1.1,"Dropped - Units whose status does not meet NEEDS criteria"]
[null,"Scottville",1879,"5","Combustion Turbine","Michigan",1.1,"Dropped - Units whose status does not meet NEEDS criteria"]
[null,"Scottville",1879,"6","Combustion Turbine","Michigan",1.7,"Dropped - Units whose status does not meet NEEDS criteria"]
[null,"Claude Vandyke",1880,"5","Combustion Turbine","Michigan",3,"Dropped - Units whose status does not meet NEEDS criteria"]
[null,"Claude Vandyke",1880,"6","Combined Cycle","Michigan",19.3,"Dropped  - Retired/Planned Retirement by 06/2023"]
[null,"Vestaburg",1881,"2","Combustion Turbine","Michigan",0.3,"Dropped - Units whose status does not meet NEEDS criteria"]
[null,"Vestaburg",1881,"4","Combustion Turbine","Michigan",0.7,"Dropped - Units whose status does not meet NEEDS criteria"]
[null,"Vestaburg",1881,"5","Combustion Turbine","Michigan",0.7,"Dropped - Units whose status does not meet NEEDS criteria"]
[null,"Vestaburg",1881,"6","Combustion Turbine","Michigan",3,"Dropped - Units whose status does not meet NEEDS criteria"]
[null,"Vestaburg",1881,"7","Combustion Turbine","Michigan",3,"Dropped - Units whose status does not meet NEEDS criteria"]
[null,"Fox Lake",1888,"1","O/G Steam","Minnesota",12.5,"Dropped - Units whose status does not meet NEEDS criteria"]
[null,"Fox Lake",1888,"2","O/G Steam","Minnesota",11.6,"Dropped - Units whose status does not meet NEEDS criteria"]
[null,"Fox Lake",1888,"3","O/G Steam","Minnesota",79.6,"Dropped - Units whose status does not meet NEEDS criteria"]
[null,"Fox Lake",1888,"4","Combustion Turbine","Minnesota",18.8,"Dropped - Units whose status does not meet NEEDS criteria"]
[null,"Hills",1889,"1","Combustion Turbine","Minnesota",2,"Dropped - Units whose status does not meet NEEDS criteria"]
[null,"Hills",1889,"2","Combustion Turbine","Minnesota",2,"Dropped - Units whose status does not meet NEEDS criteria"]
[null,"Clay Boswell",1893,"1","Coal Steam","Minnesota",67.3,"Dropped - Units whose status does not meet NEEDS criteria"]
[null,"Clay Boswell",1893,"2","Coal Steam","Minnesota",67.4,"Dropped - Units whose status does not meet NEEDS criteria"]
[null,"M L Hibbard",1897,"1","O/G Steam","Minnesota",25,"Dropped - Units whose status does not meet NEEDS criteria"]
[null,"M L Hibbard",1897,"2","O/G Steam","Minnesota",25,"Dropped - Units whose status does not meet NEEDS criteria"]
[null,"Black Dog",1904,"1","Coal Steam","Minnesota",71.7,"Dropped - Units whose status does not meet NEEDS criteria"]
[null,"Black Dog",1904,"3","Coal Steam","Minnesota",79,"Dropped - Units whose status does not meet NEEDS criteria"]
[null,"Black Dog",1904,"4","Coal Steam","Minnesota",153,"Dropped - Units whose status does not meet NEEDS criteria"]
[null,"Black Dog",1904,"6","Combined Cycle","Minnesota",360,"Dropped - Units whose status does not meet NEEDS criteria"]
[null,"Black Dog",1904,"7","Combined Cycle","Minnesota",200,"Dropped - Units whose status does not meet NEEDS criteria"]
[null,"Black Dog",1904,"8","Combined Cycle","Minnesota",200,"Dropped - Units whose status does not meet NEEDS criteria"]
[null,"Granite City",1910,"1","Combustion Turbine","Minnesota",13,"Dropped - Units whose status does not meet NEEDS criteria"]
[null,"Granite City",1910,"2","Combustion Turbine","Minnesota",13,"Dropped - Units whose status does not meet NEEDS criteria"]
[null,"Granite City",1910,"3","Combustion Turbine","Minnesota",13,"Dropped - Units whose status does not meet NEEDS criteria"]
[null,"Granite City",1910,"4","Combustion Turbine","Minnesota",13,"Dropped - Units whose status does not meet NEEDS criteria"]
[null,"High Bridge",1912,"5","Coal Steam","Minnesota",99,"Dropped - Units whose status does not meet NEEDS criteria"]
[null,"High Bridge",1912,"6","Coal Steam","Minnesota",172.1,"Dropped - Units whose status does not meet NEEDS criteria"]
[null,"Key City",1914,"1","Combustion Turbine","Minnesota",8,"Dropped - Units whose status does not meet NEEDS criteria"]
[null,"Key City",1914,"2","Combustion Turbine","Minnesota",8,"Dropped - Units whose status does not meet NEEDS criteria"]
[null,"Key City",1914,"3","Combustion Turbine","Minnesota",13,"Dropped - Units whose status does not meet NEEDS criteria"]
[null,"Key City",1914,"4","Combustion Turbine","Minnesota",13,"Dropped - Units whose status does not meet NEEDS criteria"]
[null,"Minnesota Valley",1918,"3","O/G Steam","Minnesota",46.9,"Dropped - Units whose status does not meet NEEDS criteria"]
[null,"Riverside (MN)",1927,"8","Coal Steam","Minnesota",227,"Dropped - Units whose status does not meet NEEDS criteria"]
[null,"West Fairbault",1932,"2","Combustion Turbine","Minnesota",15.9,"Dropped - Units whose status does not meet NEEDS criteria"]
[null,"West Fairbault",1932,"3","Combustion Turbine","Minnesota",13.5,"Dropped - Units whose status does not meet NEEDS criteria"]
[null,"Hoot Lake",1943,"1","Coal Steam","Minnesota",7.7,"Dropped - Units whose status does not meet NEEDS criteria"]
[null,"Hoot Lake",1943,"2","Coal Steam","Minnesota",58,"Dropped  - Retired/Planned Retirement by 06/2023"]
[null,"Hoot Lake",1943,"3","Coal Steam","Minnesota",80,"Dropped  - Retired/Planned Retirement by 06/2023"]
[null,"Hoot Lake",1943,"D1","Combustion Turbine","Minnesota",0.2,"Dropped  - Retired/Planned Retirement by 06/2023"]
[null,"Hoot Lake",1943,"D2","Combustion Turbine","Minnesota",0.1,"Dropped  - Retired/Planned Retirement by 06/2023"]
[null,"Aitkin",1957,"1","Combustion Turbine","Minnesota",0.9,"Dropped - Units whose status does not meet NEEDS criteria"]
[null,"Aitkin",1957,"5","Combustion Turbine","Minnesota",0.7,"Dropped - Units whose status does not meet NEEDS criteria"]
[null,"Aitkin",1957,"6","Combustion Turbine","Minnesota",1,"Dropped - Units whose status does not meet NEEDS criteria"]
[null,"Austin Downtown",1960,"1","O/G Steam","Minnesota",5.3,"Dropped - Units whose status does not meet NEEDS criteria"]
[null,"Austin Downtown",1960,"2","O/G Steam","Minnesota",3.5,"Dropped - Units whose status does not meet NEEDS criteria"]
[null,"Austin Downtown",1960,"3","O/G Steam","Minnesota",8.8,"Dropped - Units whose status does not meet NEEDS criteria"]
[null,"Austin Downtown",1960,"4","O/G Steam","Minnesota",12.2,"Dropped - Units whose status does not meet NEEDS criteria"]
[null,"Austin Downtown",1960,"5","Combustion Turbine","Minnesota",5.4,"Dropped - Units whose status does not meet NEEDS criteria"]
[null,"Austin Northeast",1961,"1","O/G Steam","Minnesota",28,"Dropped - Units whose status does not meet NEEDS criteria"]
[null,"Benson City of",1964,"5","Combustion Turbine","Minnesota",0.9,"Dropped - Units whose status does not meet NEEDS criteria"]
[null,"Benson City of",1964,"6","Combustion Turbine","Minnesota",1.2,"Dropped - Units whose status does not meet NEEDS criteria"]
[null,"Blooming Prairie",1966,"1","Combustion Turbine","Minnesota",0.3,"Dropped - Units whose status does not meet NEEDS criteria"]
[null,"Blooming Prairie",1966,"2","Combustion Turbine","Minnesota",0.7,"Dropped - Units whose status does not meet NEEDS criteria"]
[null,"Blooming Prairie",1966,"3","Combustion Turbine","Minnesota",1.4,"Dropped - Units whose status does not meet NEEDS criteria"]
[null,"Fairfax",1972,"1","Combustion Turbine","Minnesota",0.9,"Dropped - Units whose status does not meet NEEDS criteria"]
[null,"Fairfax",1972,"4","Combustion Turbine","Minnesota",0.6,"Dropped - Units whose status does not meet NEEDS criteria"]
[null,"Fairmont (MN)",1973,"3","O/G Steam","Minnesota",4.9,"Dropped - Units whose status does not meet NEEDS criteria"]
[null,"Fairmont (MN)",1973,"4","O/G Steam","Minnesota",5,"Dropped - Units whose status does not meet NEEDS criteria"]
[null,"Fairmont (MN)",1973,"5","O/G Steam","Minnesota",7.8,"Dropped - Units whose status does not meet NEEDS criteria"]
[null,"Glencoe",1975,"6","Combustion Turbine","Minnesota",1,"Dropped - Units whose status does not meet NEEDS criteria"]
[null,"Grand Marais",1976,"2","Combustion Turbine","Minnesota",0.6,"Dropped - Units whose status does not meet NEEDS criteria"]
[null,"Grand Marais",1976,"4","Combustion Turbine","Minnesota",0.1,"Dropped - Units whose status does not meet NEEDS criteria"]
[null,"Grand Marais",1976,"5","Combustion Turbine","Minnesota",1.1,"Dropped - Units whose status does not meet NEEDS criteria"]
[null,"Grand Marais",1976,"6","Combustion Turbine","Minnesota",1.2,"Dropped - Units whose status does not meet NEEDS criteria"]
[null,"Hawley",1978,"1","Combustion Turbine","Minnesota",0.1,"Dropped - Units whose status does not meet NEEDS criteria"]
[null,"Hawley",1978,"2","Combustion Turbine","Minnesota",0.6,"Dropped - Units whose status does not meet NEEDS criteria"]
[null,"Hawley",1978,"3","Combustion Turbine","Minnesota",0.1,"Dropped - Units whose status does not meet NEEDS criteria"]
[null,"Hawley",1978,"4","Combustion Turbine","Minnesota",0.3,"Dropped - Units whose status does not meet NEEDS criteria"]
[null,"Hawley",1978,"5","Combustion Turbine","Minnesota",0.3,"Dropped - Units whose status does not meet NEEDS criteria"]
[null,"Hutchinson Plant #1",1980,"2","Combustion Turbine","Minnesota",2,"Dropped - Units whose status does not meet NEEDS criteria"]
[null,"Hutchinson Plant #1",1980,"5","Combustion Turbine","Minnesota",1.7,"Dropped - Units whose status does not meet NEEDS criteria"]
[null,"Hutchinson Plant #1",1980,"6","Combustion Turbine","Minnesota",1.7,"Dropped - Units whose status does not meet NEEDS criteria"]
[null,"Hutchinson Plant #1",1980,"7","Combustion Turbine","Minnesota",4.5,"Dropped - Units whose status does not meet NEEDS criteria"]
[null,"Lanesboro",1987,"3","Combustion Turbine","Minnesota",0.8,"Dropped - Units whose status does not meet NEEDS criteria"]
[null,"Luverne",1990,"3","O/G Steam","Minnesota",3,"Dropped - Units whose status does not meet NEEDS criteria"]
[null,"Luverne",1990,"4A","Combustion Turbine","Minnesota",0.3,"Dropped - Units whose status does not meet NEEDS criteria"]
[null,"Luverne",1990,"4B","Combustion Turbine","Minnesota",0.6,"Dropped - Units whose status does not meet NEEDS criteria"]
[null,"Moorhead",1995,"6","Combustion Turbine","Minnesota",5.9,"Dropped - Units whose status does not meet NEEDS criteria"]
[null,"Moose Lake",1996,"2","Combustion Turbine","Minnesota",1.1,"Dropped - Units whose status does not meet NEEDS criteria"]
[null,"New Prague",1999,"1","Combustion Turbine","Minnesota",1,"Dropped - Units whose status does not meet NEEDS criteria"]
[null,"New Ulm",2001,"3","O/G Steam","Minnesota",4.7,"Dropped - Units whose status does not meet NEEDS criteria"]
[null,"North Branch (MN)",2002,"1","Combustion Turbine","Minnesota",0.8,"Dropped - Units whose status does not meet NEEDS criteria"]
[null,"North Branch (MN)",2002,"2","Combustion Turbine","Minnesota",1.2,"Dropped - Units whose status does not meet NEEDS criteria"]
[null,"Owatonna",2003,"5","O/G Steam","Minnesota",5,"Dropped - Units whose status does not meet NEEDS criteria"]
[null,"Owatonna",2003,"6","O/G Steam","Minnesota",20.6,"Dropped - Units whose status does not meet NEEDS criteria"]
[null,"Princeton (MN)",2005,"1","Combustion Turbine","Minnesota",0.1,"Dropped - Units whose status does not meet NEEDS criteria"]
[null,"Princeton (MN)",2005,"2","Combustion Turbine","Minnesota",0.1,"Dropped - Units whose status does not meet NEEDS criteria"]
[null,"Silver Lake",2008,"1","Coal Steam","Minnesota",6.6,"Dropped - Units whose status does not meet NEEDS criteria"]
[null,"Silver Lake",2008,"2","Coal Steam","Minnesota",7,"Dropped - Units whose status does not meet NEEDS criteria"]
[null,"Silver Lake",2008,"3","Coal Steam","Minnesota",20,"Dropped - Units whose status does not meet NEEDS criteria"]
[null,"Silver Lake",2008,"4","Coal Steam","Minnesota",46.4,"Dropped - Units whose status does not meet NEEDS criteria"]
[null,"Redwood Falls",2009,"1","Hydro","Minnesota",0.3,"Dropped - Units whose status does not meet NEEDS criteria"]
[null,"Roseau",2010,"1","Combustion Turbine","Minnesota",1.3,"Dropped - Units whose status does not meet NEEDS criteria"]
[null,"Roseau",2010,"2","Combustion Turbine","Minnesota",1.1,"Dropped - Units whose status does not meet NEEDS criteria"]
[null,"Roseau",2010,"3","Combustion Turbine","Minnesota",0.5,"Dropped - Units whose status does not meet NEEDS criteria"]
[null,"Sleepy Eye",2011,"3","Combustion Turbine","Minnesota",1.5,"Dropped - Units whose status does not meet NEEDS criteria"]
[null,"Springfield (MN)",2012,"4","O/G Steam","Minnesota",3.7,"Dropped - Units whose status does not meet NEEDS criteria"]
[null,"Spring Valley",2013,"1","Combustion Turbine","Minnesota",0.8,"Dropped - Units whose status does not meet NEEDS criteria"]
[null,"Truman",2015,"1","Combustion Turbine","Minnesota",0.2,"Dropped - Units whose status does not meet NEEDS criteria"]
[null,"Truman",2015,"2","Combustion Turbine","Minnesota",0.2,"Dropped - Units whose status does not meet NEEDS criteria"]
[null,"Truman",2015,"4","Combustion Turbine","Minnesota",0.7,"Dropped - Units whose status does not meet NEEDS criteria"]
[null,"Truman",2015,"5","Combustion Turbine","Minnesota",0.8,"Dropped - Units whose status does not meet NEEDS criteria"]
[null,"Two Harbors",2016,"3","Combustion Turbine","Minnesota",1.9,"Dropped - Units whose status does not meet NEEDS criteria"]
[null,"Virginia",2018,"1A","Coal Steam","Minnesota",4,"Dropped - Units whose status does not meet NEEDS criteria"]
[null,"Warren",2019,"1","Combustion Turbine","Minnesota",0.9,"Dropped - Units whose status does not meet NEEDS criteria"]
[null,"Warren",2019,"2","Combustion Turbine","Minnesota",0.3,"Dropped - Units whose status does not meet NEEDS criteria"]
[null,"Warren",2019,"3","Combustion Turbine","Minnesota",0.1,"Dropped - Units whose status does not meet NEEDS criteria"]
[null,"Warren",2019,"4","Combustion Turbine","Minnesota",0.1,"Dropped - Units whose status does not meet NEEDS criteria"]
[null,"Westbrook",2021,"4","Combustion Turbine","Minnesota",0.6,"Dropped - Units whose status does not meet NEEDS criteria"]
[null,"Willmar",2022,"2","O/G Steam","Minnesota",2.6,"Dropped  - Retired/Planned Retirement by 06/2023"]
[null,"Willmar",2022,"3","O/G Steam","Minnesota",20.7,"Dropped  - Retired/Planned Retirement by 06/2023"]
[null,"Willmar",2022,"ST1","Coal Steam","Minnesota",4,"Dropped - Units whose status does not meet NEEDS criteria"]
[null,"Elk River",2039,"1","Municipal Solid Waste","Minnesota",8.9,"Dropped - Units whose status does not meet NEEDS criteria"]
[null,"Elk River",2039,"2","Municipal Solid Waste","Minnesota",9,"Dropped - Units whose status does not meet NEEDS criteria"]
[null,"Elk River",2039,"3","Municipal Solid Waste","Minnesota",16.9,"Dropped - Units whose status does not meet NEEDS criteria"]
[null,"Eaton",2046,"1","O/G Steam","Mississippi",24.5,"Dropped - Units whose status does not meet NEEDS criteria"]
[null,"Eaton",2046,"2","O/G Steam","Mississippi",24.5,"Dropped - Units whose status does not meet NEEDS criteria"]
[null,"Eaton",2046,"3","O/G Steam","Mississippi",24.6,"Dropped - Units whose status does not meet NEEDS criteria"]
[null,"Sweatt",2048,"1","O/G Steam","Mississippi",46,"Dropped - Units whose status does not meet NEEDS criteria"]
[null,"Sweatt",2048,"2","O/G Steam","Mississippi",46,"Dropped - Units whose status does not meet NEEDS criteria"]
[null,"Jack Watson",2049,"1","O/G Steam","Mississippi",76,"Dropped - Units whose status does not meet NEEDS criteria"]
[null,"Jack Watson",2049,"2","O/G Steam","Mississippi",76,"Dropped - Units whose status does not meet NEEDS criteria"]
[null,"Jack Watson",2049,"3","O/G Steam","Mississippi",107,"Dropped - Units whose status does not meet NEEDS criteria"]
[null,"Baxter Wilson",2050,"1","O/G Steam","Mississippi",529.8,"Dropped  - Retired/Planned Retirement by 06/2023"]
[null,"Baxter Wilson",2050,"2","O/G Steam","Mississippi",530.7,"Dropped - Units whose status does not meet NEEDS criteria"]
[null,"Delta (MS)",2051,"1","O/G Steam","Mississippi",90,"Dropped - Units whose status does not meet NEEDS criteria"]
[null,"Delta (MS)",2051,"2","O/G Steam","Mississippi",87,"Dropped - Units whose status does not meet NEEDS criteria"]
[null,"Natchez",2052,"1","O/G Steam","Mississippi",73,"Dropped - Units whose status does not meet NEEDS criteria"]
[null,"Rex Brown",2053,"1","O/G Steam","Mississippi",15,"Dropped - Units whose status does not meet NEEDS criteria"]
[null,"Rex Brown",2053,"3","O/G Steam","Mississippi",29.3,"Dropped - Units whose status does not meet NEEDS criteria"]
[null,"Rex Brown",2053,"4","O/G Steam","Mississippi",197.7,"Dropped - Units whose status does not meet NEEDS criteria"]
[null,"Rex Brown",2053,"GT1","Combustion Turbine","Mississippi",10.3,"Dropped - Units whose status does not meet NEEDS criteria"]
[null,"Third Street",2060,"4","O/G Steam","Mississippi",4,"Dropped - Units whose status does not meet NEEDS criteria"]
[null,"Third Street",2060,"5","O/G Steam","Mississippi",8,"Dropped - Units whose status does not meet NEEDS criteria"]
[null,"Henderson",2062,"1","O/G Steam","Mississippi",11,"Dropped - Units whose status does not meet NEEDS criteria"]
[null,"Henderson",2062,"3","O/G Steam","Mississippi",17.9,"Dropped - Units whose status does not meet NEEDS criteria"]
[null,"Henderson",2062,"H10","Combustion Turbine","Mississippi",1.3,"Dropped - Units whose status does not meet NEEDS criteria"]
[null,"Henderson",2062,"H11","Combustion Turbine","Mississippi",1.3,"Dropped - Units whose status does not meet NEEDS criteria"]
[null,"Henderson",2062,"H2","Combustion Turbine","Mississippi",13,"Dropped - Units whose status does not meet NEEDS criteria"]
[null,"Henderson",2062,"H4","Combustion Turbine","Mississippi",1.8,"Dropped - Units whose status does not meet NEEDS criteria"]
[null,"Henderson",2062,"H5","Combustion Turbine","Mississippi",1.8,"Dropped - Units whose status does not meet NEEDS criteria"]
[null,"Henderson",2062,"H6","Combustion Turbine","Mississippi",1.8,"Dropped - Units whose status does not meet NEEDS criteria"]
[null,"Henderson",2062,"H7","Combustion Turbine","Mississippi",1.8,"Dropped - Units whose status does not meet NEEDS criteria"]
[null,"Henderson",2062,"H8","Combustion Turbine","Mississippi",1.8,"Dropped - Units whose status does not meet NEEDS criteria"]
[null,"Henderson",2062,"H9","Combustion Turbine","Mississippi",1.3,"Dropped - Units whose status does not meet NEEDS criteria"]
[null,"Wright",2063,"W1","O/G Steam","Mississippi",8.3,"Dropped - Units whose status does not meet NEEDS criteria"]
[null,"Wright",2063,"W2","O/G Steam","Mississippi",5.3,"Dropped - Units whose status does not meet NEEDS criteria"]
[null,"Wright",2063,"W3","O/G Steam","Mississippi",5.3,"Dropped - Units whose status does not meet NEEDS criteria"]
[null,"Benndale",2068,"1","Combustion Turbine","Mississippi",14,"Dropped - Units whose status does not meet NEEDS criteria"]
[null,"Paulding",2071,"1","Combustion Turbine","Mississippi",16,"Dropped - Units whose status does not meet NEEDS criteria"]
[null,"Asbury",2076,"1","Coal Steam","Missouri",198,"Dropped  - Retired/Planned Retirement by 06/2023"]
[null,"Asbury",2076,"2","Coal Steam","Missouri",14.5,"Dropped - Units whose status does not meet NEEDS criteria"]
[null,"Grand Avenue",2078,"7","O/G Steam","Missouri",33,"Dropped - Units whose status does not meet NEEDS criteria"]
[null,"Grand Avenue",2078,"9","O/G Steam","Missouri",32,"Dropped - Units whose status does not meet NEEDS criteria"]
[null,"Montrose",2080,"1","Coal Steam","Missouri",170,"Dropped - Units whose status does not meet NEEDS criteria"]
[null,"Montrose",2080,"2","Coal Steam","Missouri",164,"Dropped - Units whose status does not meet NEEDS criteria"]
[null,"Montrose",2080,"3","Coal Steam","Missouri",170,"Dropped - Units whose status does not meet NEEDS criteria"]
[null,"Kirksville",2083,"1","Combustion Turbine","Missouri",13,"Dropped - Units whose status does not meet NEEDS criteria"]
[null,"Sibley",2094,"1","Coal Steam","Missouri",42.2,"Dropped - Units whose status does not meet NEEDS criteria"]
[null,"Sibley",2094,"2","Coal Steam","Missouri",42.1,"Dropped - Units whose status does not meet NEEDS criteria"]
[null,"Sibley",2094,"3","Coal Steam","Missouri",364.1,"Dropped - Units whose status does not meet NEEDS criteria"]
[null,"Viaduct",2096,"1","Combustion Turbine","Missouri",25,"Dropped - Units whose status does not meet NEEDS criteria"]
[null,"Howard Bend",2102,"1","Combustion Turbine","Missouri",39,"Dropped - Units whose status does not meet NEEDS criteria"]
[null,"Meramec",2104,"1","O/G Steam","Missouri",118,"Dropped  - Retired/Planned Retirement by 06/2023"]
[null,"Meramec",2104,"2","O/G Steam","Missouri",118,"Dropped  - Retired/Planned Retirement by 06/2023"]
[null,"Meramec",2104,"3","Coal Steam","Missouri",260,"Dropped  - Retired/Planned Retirement by 06/2023"]
[null,"Meramec",2104,"4","Coal Steam","Missouri",334,"Dropped  - Retired/Planned Retirement by 06/2023"]
[null,"Albany",2113,"1","Combustion Turbine","Missouri",2.1,"Dropped - Units whose status does not meet NEEDS criteria"]
[null,"Albany",2113,"2","Combustion Turbine","Missouri",1,"Dropped - Units whose status does not meet NEEDS criteria"]
[null,"Albany",2113,"3","Combustion Turbine","Missouri",0.6,"Dropped - Units whose status does not meet NEEDS criteria"]
[null,"Albany",2113,"IC5","Combustion Turbine","Missouri",1.2,"Dropped - Units whose status does not meet NEEDS criteria"]
[null,"Albany",2113,"IC6","Combustion Turbine","Missouri",1.2,"Dropped - Units whose status does not meet NEEDS criteria"]
[null,"Bethany",2114,"2","Combustion Turbine","Missouri",0.8,"Dropped - Units whose status does not meet NEEDS criteria"]
[null,"Bethany",2114,"4","Combustion Turbine","Missouri",1.4,"Dropped - Units whose status does not meet NEEDS criteria"]
[null,"Bethany",2114,"5","Combustion Turbine","Missouri",1.7,"Dropped - Units whose status does not meet NEEDS criteria"]
[null,"Bethany",2114,"6","Combustion Turbine","Missouri",0.9,"Dropped - Units whose status does not meet NEEDS criteria"]
[null,"Bethany",2114,"7","Combustion Turbine","Missouri",1,"Dropped - Units whose status does not meet NEEDS criteria"]
[null,"Bethany",2114,"8","Combustion Turbine","Missouri",1,"Dropped - Units whose status does not meet NEEDS criteria"]
[null,"Butler Municipal Power Plant",2115,"3","Combustion Turbine","Missouri",0.6,"Dropped - Units whose status does not meet NEEDS criteria"]
[null,"Campbell City",2118,"2","Combustion Turbine","Missouri",0.5,"Dropped - Units whose status does not meet NEEDS criteria"]
[null,"Campbell City",2118,"3","Combustion Turbine","Missouri",1.1,"Dropped - Units whose status does not meet NEEDS criteria"]
[null,"Campbell City",2118,"4","Combustion Turbine","Missouri",0.3,"Dropped - Units whose status does not meet NEEDS criteria"]
[null,"Campbell City",2118,"5","Combustion Turbine","Missouri",1.3,"Dropped - Units whose status does not meet NEEDS criteria"]
[null,"Campbell City",2118,"6","Combustion Turbine","Missouri",1.5,"Dropped - Units whose status does not meet NEEDS criteria"]
[null,"Campbell City",2118,"7","Combustion Turbine","Missouri",1.5,"Dropped - Units whose status does not meet NEEDS criteria"]
[null,"Campbell City",2118,"8","Combustion Turbine","Missouri",1.8,"Dropped - Units whose status does not meet NEEDS criteria"]
[null,"Carrollton",2120,"4","Combustion Turbine","Missouri",0.7,"Dropped - Units whose status does not meet NEEDS criteria"]
[null,"Carrollton",2120,"5","Combustion Turbine","Missouri",0.8,"Dropped - Units whose status does not meet NEEDS criteria"]
[null,"Carrollton",2120,"6","Combustion Turbine","Missouri",1,"Dropped - Units whose status does not meet NEEDS criteria"]
[null,"Chillicothe",2122,"5","Coal Steam","Missouri",5,"Dropped - Units whose status does not meet NEEDS criteria"]
[null,"Chillicothe",2122,"6","Coal Steam","Missouri",6,"Dropped - Units whose status does not meet NEEDS criteria"]
[null,"Chillicothe",2122,"4A","Coal Steam","Missouri",2.5,"Dropped - Units whose status does not meet NEEDS criteria"]
[null,"Columbia (MO)",2123,"5","Coal Steam","Missouri",16.5,"Dropped - Units whose status does not meet NEEDS criteria"]
[null,"Columbia (MO)",2123,"7","Biomass","Missouri",19,"Dropped  - Retired/Planned Retirement by 06/2023"]
[null,"Fayette",2125,"GT1","Combustion Turbine","Missouri",3,"Dropped - Units whose status does not meet NEEDS criteria"]
[null,"Fayette",2125,"GT2","Combustion Turbine","Missouri",2.8,"Dropped - Units whose status does not meet NEEDS criteria"]
[null,"Fayette",2125,"GT3","Combustion Turbine","Missouri",2.4,"Dropped - Units whose status does not meet NEEDS criteria"]
[null,"Fayette",2125,"GT4","Combustion Turbine","Missouri",1,"Dropped - Units whose status does not meet NEEDS criteria"]
[null,"Fulton (MO)",2126,"IC2","Combustion Turbine","Missouri",4.1,"Dropped - Units whose status does not meet NEEDS criteria"]
[null,"Higginsville",2131,"1","Combustion Turbine","Missouri",0.6,"Dropped - Units whose status does not meet NEEDS criteria"]
[null,"Higginsville",2131,"2","Combustion Turbine","Missouri",1,"Dropped - Units whose status does not meet NEEDS criteria"]
[null,"Higginsville",2131,"3","Combustion Turbine","Missouri",2.4,"Dropped - Units whose status does not meet NEEDS criteria"]
[null,"Blue Valley",2132,"GT1","Combustion Turbine","Missouri",50,"Dropped - Units whose status does not meet NEEDS criteria"]
[null,"Jackson (MO)",2137,"1","Combustion Turbine","Missouri",0.9,"Dropped - Units whose status does not meet NEEDS criteria"]
[null,"Jackson (MO)",2137,"2","Combustion Turbine","Missouri",0.9,"Dropped - Units whose status does not meet NEEDS criteria"]
[null,"Kennett",2139,"1","Combustion Turbine","Missouri",0.4,"Dropped  - Retired/Planned Retirement by 06/2023"]
[null,"Kennett",2139,"2","Combustion Turbine","Missouri",0.4,"Dropped  - Retired/Planned Retirement by 06/2023"]
[null,"Kennett",2139,"3","Combustion Turbine","Missouri",0.8,"Dropped  - Retired/Planned Retirement by 06/2023"]
[null,"Kennett",2139,"4","Combustion Turbine","Missouri",2.2,"Dropped  - Retired/Planned Retirement by 06/2023"]
[null,"Kennett",2139,"5","Combustion Turbine","Missouri",1.3,"Dropped  - Retired/Planned Retirement by 06/2023"]
[null,"Kennett",2139,"6","Combustion Turbine","Missouri",1.8,"Dropped  - Retired/Planned Retirement by 06/2023"]
[null,"Kennett",2139,"7","Combustion Turbine","Missouri",2.2,"Dropped  - Retired/Planned Retirement by 06/2023"]
[null,"Kennett",2139,"8","Combustion Turbine","Missouri",2.8,"Dropped  - Retired/Planned Retirement by 06/2023"]
[null,"La Plata",2140,"5","Combustion Turbine","Missouri",0.8,"Dropped - Units whose status does not meet NEEDS criteria"]
[null,"La Plata",2140,"6","Combustion Turbine","Missouri",0.9,"Dropped - Units whose status does not meet NEEDS criteria"]
[null,"La Plata",2140,"7","Combustion Turbine","Missouri",0.9,"Dropped - Units whose status does not meet NEEDS criteria"]
[null,"La Plata",2140,"8","Combustion Turbine","Missouri",0.9,"Dropped - Units whose status does not meet NEEDS criteria"]
[null,"La Plata",2140,"9","Combustion Turbine","Missouri",0.9,"Dropped - Units whose status does not meet NEEDS criteria"]
[null,"Macon",2141,"1","Combustion Turbine","Missouri",4.8,"Dropped - Units whose status does not meet NEEDS criteria"]
[null,"Macon",2141,"3","Combustion Turbine","Missouri",4.6,"Dropped - Units whose status does not meet NEEDS criteria"]
[null,"Malden",2142,"1","Combustion Turbine","Missouri",1.2,"Dropped - Units whose status does not meet NEEDS criteria"]
[null,"Marshall (MO)",2144,"3","O/G Steam","Missouri",3.9,"Dropped - Units whose status does not meet NEEDS criteria"]
[null,"Marshall (MO)",2144,"4","Coal Steam","Missouri",5.8,"Dropped - Units whose status does not meet NEEDS criteria"]
[null,"Marshall (MO)",2144,"5","Coal Steam","Missouri",16,"Dropped - Units whose status does not meet NEEDS criteria"]
[null,"Monroe (MO)",2146,"2","Combustion Turbine","Missouri",1.3,"Dropped - Units whose status does not meet NEEDS criteria"]
[null,"Monroe (MO)",2146,"3","Combustion Turbine","Missouri",1.1,"Dropped - Units whose status does not meet NEEDS criteria"]
[null,"Monroe (MO)",2146,"4","Combustion Turbine","Missouri",1.1,"Dropped - Units whose status does not meet NEEDS criteria"]
[null,"Monroe (MO)",2146,"6","Combustion Turbine","Missouri",2,"Dropped - Units whose status does not meet NEEDS criteria"]
[null,"Monroe (MO)",2146,"7","Combustion Turbine","Missouri",2.2,"Dropped - Units whose status does not meet NEEDS criteria"]
[null,"Odessa",2148,"2","Combustion Turbine","Missouri",0.2,"Dropped - Units whose status does not meet NEEDS criteria"]
[null,"Odessa",2148,"3","Combustion Turbine","Missouri",1.8,"Dropped - Units whose status does not meet NEEDS criteria"]
[null,"Odessa",2148,"5","Combustion Turbine","Missouri",1,"Dropped - Units whose status does not meet NEEDS criteria"]
[null,"Odessa",2148,"6","Combustion Turbine","Missouri",2.7,"Dropped - Units whose status does not meet NEEDS criteria"]
[null,"Odessa",2148,"IC4","Combustion Turbine","Missouri",0.8,"Dropped - Units whose status does not meet NEEDS criteria"]
[null,"Owensville",2149,"5","Combustion Turbine","Missouri",1.3,"Dropped - Units whose status does not meet NEEDS criteria"]
[null,"Owensville",2149,"6","Combustion Turbine","Missouri",1.8,"Dropped - Units whose status does not meet NEEDS criteria"]
[null,"Owensville",2149,"3A","Combustion Turbine","Missouri",1.8,"Dropped - Units whose status does not meet NEEDS criteria"]
[null,"Owensville",2149,"4A","Combustion Turbine","Missouri",1.3,"Dropped - Units whose status does not meet NEEDS criteria"]
[null,"Owensville",2149,"4B","Combustion Turbine","Missouri",1.8,"Dropped - Units whose status does not meet NEEDS criteria"]
[null,"Owensville",2149,"6A","Combustion Turbine","Missouri",1.8,"Dropped - Units whose status does not meet NEEDS criteria"]
[null,"Palmyra Municipal",2150,"2","Combustion Turbine","Missouri",0.4,"Dropped - Units whose status does not meet NEEDS criteria"]
[null,"Palmyra Municipal",2150,"3","Combustion Turbine","Missouri",1.2,"Dropped - Units whose status does not meet NEEDS criteria"]
[null,"Palmyra Municipal",2150,"4","Combustion Turbine","Missouri",0.7,"Dropped - Units whose status does not meet NEEDS criteria"]
[null,"Palmyra Municipal",2150,"6","Combustion Turbine","Missouri",2,"Dropped - Units whose status does not meet NEEDS criteria"]
[null,"Palmyra Municipal",2150,"IC7","Combustion Turbine","Missouri",1.7,"Dropped - Units whose status does not meet NEEDS criteria"]
[null,"Rich Hill",2154,"1","Combustion Turbine","Missouri",0.1,"Dropped - Units whose status does not meet NEEDS criteria"]
[null,"Rich Hill",2154,"2","Combustion Turbine","Missouri",0.1,"Dropped - Units whose status does not meet NEEDS criteria"]
[null,"Rich Hill",2154,"3","Combustion Turbine","Missouri",0.1,"Dropped - Units whose status does not meet NEEDS criteria"]
[null,"Rich Hill",2154,"4","Combustion Turbine","Missouri",0.1,"Dropped - Units whose status does not meet NEEDS criteria"]
[null,"Coleman",2158,"IC1","Combustion Turbine","Missouri",2,"Dropped - Units whose status does not meet NEEDS criteria"]
[null,"Coleman",2158,"IC2","Combustion Turbine","Missouri",2.3,"Dropped - Units whose status does not meet NEEDS criteria"]
[null,"James River Power Station",2161,"1","Coal Steam","Missouri",21,"Dropped - Units whose status does not meet NEEDS criteria"]
[null,"James River Power Station",2161,"2","Coal Steam","Missouri",21,"Dropped - Units whose status does not meet NEEDS criteria"]
[null,"James River Power Station",2161,"3","Coal Steam","Missouri",41,"Dropped - Units whose status does not meet NEEDS criteria"]
[null,"James River Power Station",2161,"4","O/G Steam","Missouri",56,"Dropped  - Retired/Planned Retirement by 06/2023"]
[null,"James River Power Station",2161,"5","O/G Steam","Missouri",97,"Dropped  - Retired/Planned Retirement by 06/2023"]
[null,"Main Street (MO)",2162,"1","Combustion Turbine","Missouri",12,"Dropped - Units whose status does not meet NEEDS criteria"]
[null,"Trenton Diesel",2163,"1","Combustion Turbine","Missouri",0.3,"Dropped - Units whose status does not meet NEEDS criteria"]
[null,"Trenton Diesel",2163,"2","Combustion Turbine","Missouri",0.3,"Dropped - Units whose status does not meet NEEDS criteria"]
[null,"Trenton Diesel",2163,"4","Combustion Turbine","Missouri",0.9,"Dropped - Units whose status does not meet NEEDS criteria"]
[null,"Trenton Diesel",2163,"5","Combustion Turbine","Missouri",1,"Dropped - Units whose status does not meet NEEDS criteria"]
[null,"Trenton Diesel",2163,"6","Combustion Turbine","Missouri",1.2,"Dropped - Units whose status does not meet NEEDS criteria"]
[null,"Trenton Diesel",2163,"7","Combustion Turbine","Missouri",0.9,"Dropped - Units whose status does not meet NEEDS criteria"]
[null,"Vandalia",2165,"1","Combustion Turbine","Missouri",1,"Dropped - Units whose status does not meet NEEDS criteria"]
[null,"Vandalia",2165,"8","Combustion Turbine","Missouri",0.8,"Dropped - Units whose status does not meet NEEDS criteria"]
[null,"Vandalia",2165,"9","Combustion Turbine","Missouri",1.1,"Dropped - Units whose status does not meet NEEDS criteria"]
[null,"Vandalia",2165,"10","Combustion Turbine","Missouri",1.1,"Dropped - Units whose status does not meet NEEDS criteria"]
[null,"Vandalia",2165,"11","Combustion Turbine","Missouri",1,"Dropped - Units whose status does not meet NEEDS criteria"]
[null,"Vandalia",2165,"12","Combustion Turbine","Missouri",1,"Dropped - Units whose status does not meet NEEDS criteria"]
[null,"Vandalia",2165,"4A","Combustion Turbine","Missouri",1,"Dropped - Units whose status does not meet NEEDS criteria"]
[null,"Vandalia",2165,"5A","Combustion Turbine","Missouri",1,"Dropped - Units whose status does not meet NEEDS criteria"]
[null,"Chamois",2169,"1","Coal Steam","Missouri",16,"Dropped - Units whose status does not meet NEEDS criteria"]
[null,"Chamois",2169,"2","Coal Steam","Missouri",47,"Dropped - Units whose status does not meet NEEDS criteria"]
[null,"Missouri City",2171,"1","Coal Steam","Missouri",19,"Dropped - Units whose status does not meet NEEDS criteria"]
[null,"Missouri City",2171,"2","Coal Steam","Missouri",19,"Dropped - Units whose status does not meet NEEDS criteria"]
[null,"Hauser",2185,"HAU4","Hydro","Montana",3,"Dropped - Units whose status does not meet NEEDS criteria"]
[null,"J E Corette Plant",2187,"1","Coal Steam","Montana",130,"Dropped - Units whose status does not meet NEEDS criteria"]
[null,"Milltown",2190,"1","Hydro","Montana",2.6,"Dropped - Units whose status does not meet NEEDS criteria"]
[null,"Milltown",2190,"2","Hydro","Montana",0.6,"Dropped - Units whose status does not meet NEEDS criteria"]
[null,"Milltown",2190,"3","Hydro","Montana",0.6,"Dropped - Units whose status does not meet NEEDS criteria"]
[null,"Milltown",2190,"4","Hydro","Montana",0.6,"Dropped - Units whose status does not meet NEEDS criteria"]
[null,"Milltown",2190,"5","Hydro","Montana",0.6,"Dropped - Units whose status does not meet NEEDS criteria"]
[null,"Rainbow (MT)",2193,"RAI1","Hydro","Montana",4,"Dropped - Units whose status does not meet NEEDS criteria"]
[null,"Rainbow (MT)",2193,"RAI2","Hydro","Montana",4,"Dropped - Units whose status does not meet NEEDS criteria"]
[null,"Rainbow (MT)",2193,"RAI3","Hydro","Montana",4,"Dropped - Units whose status does not meet NEEDS criteria"]
[null,"Rainbow (MT)",2193,"RAI4","Hydro","Montana",4,"Dropped - Units whose status does not meet NEEDS criteria"]
[null,"Rainbow (MT)",2193,"RAI5","Hydro","Montana",4,"Dropped - Units whose status does not meet NEEDS criteria"]
[null,"Rainbow (MT)",2193,"RAI6","Hydro","Montana",4,"Dropped - Units whose status does not meet NEEDS criteria"]
[null,"Rainbow (MT)",2193,"RAI7","Hydro","Montana",6,"Dropped - Units whose status does not meet NEEDS criteria"]
[null,"Rainbow (MT)",2193,"RAI8","Hydro","Montana",6,"Dropped - Units whose status does not meet NEEDS criteria"]
[null,"Arnold",2216,"2A","Combustion Turbine","Nebraska",0.1,"Dropped - Units whose status does not meet NEEDS criteria"]
[null,"Benkelman",2218,"2","Combustion Turbine","Nebraska",0.2,"Dropped - Units whose status does not meet NEEDS criteria"]
[null,"Cambridge",2223,"1","Combustion Turbine","Nebraska",0.7,"Dropped - Units whose status does not meet NEEDS criteria"]
[null,"Cambridge",2223,"2","Combustion Turbine","Nebraska",0.8,"Dropped - Units whose status does not meet NEEDS criteria"]
[null,"Cambridge",2223,"3","Combustion Turbine","Nebraska",1.2,"Dropped - Units whose status does not meet NEEDS criteria"]
[null,"Chappell",2230,"1","Combustion Turbine","Nebraska",0.1,"Dropped - Units whose status does not meet NEEDS criteria"]
[null,"Crete",2231,"1","Combustion Turbine","Nebraska",0.4,"Dropped - Units whose status does not meet NEEDS criteria"]
[null,"Crete",2231,"2","Combustion Turbine","Nebraska",1.3,"Dropped - Units whose status does not meet NEEDS criteria"]
[null,"Crete",2231,"3","Combustion Turbine","Nebraska",0.8,"Dropped - Units whose status does not meet NEEDS criteria"]
[null,"Crete",2231,"4","Combustion Turbine","Nebraska",1,"Dropped - Units whose status does not meet NEEDS criteria"]
[null,"Crete",2231,"5","Combustion Turbine","Nebraska",2.4,"Dropped - Units whose status does not meet NEEDS criteria"]
[null,"Crete",2231,"6","Combustion Turbine","Nebraska",3.3,"Dropped - Units whose status does not meet NEEDS criteria"]
[null,"Fairbury",2236,"1","O/G Steam","Nebraska",3.8,"Dropped - Units whose status does not meet NEEDS criteria"]
[null,"Fairbury",2236,"2","O/G Steam","Nebraska",2.5,"Dropped - Units whose status does not meet NEEDS criteria"]
[null,"Fairbury",2236,"4","O/G Steam","Nebraska",12.5,"Dropped - Units whose status does not meet NEEDS criteria"]
[null,"C W Burdick",2241,"1","O/G Steam","Nebraska",16.5,"Dropped - Units whose status does not meet NEEDS criteria"]
[null,"C W Burdick",2241,"2","O/G Steam","Nebraska",22,"Dropped - Units whose status does not meet NEEDS criteria"]
[null,"C W Burdick",2241,"3","O/G Steam","Nebraska",54,"Dropped - Units whose status does not meet NEEDS criteria"]
[null,"Laurel",2249,"3","Combustion Turbine","Nebraska",0.5,"Dropped - Units whose status does not meet NEEDS criteria"]
[null,"Laurel",2249,"4","Combustion Turbine","Nebraska",0.3,"Dropped - Units whose status does not meet NEEDS criteria"]
[null,"Laurel",2249,"6","Combustion Turbine","Nebraska",0.2,"Dropped - Units whose status does not meet NEEDS criteria"]
[null,"Mullen",2280,"3","Combustion Turbine","Nebraska",0.3,"Dropped - Units whose status does not meet NEEDS criteria"]
[null,"Mullen",2280,"4","Combustion Turbine","Nebraska",0.6,"Dropped - Units whose status does not meet NEEDS criteria"]
[null,"Fort Calhoun",2289,"1","Nuclear","Nebraska",482.8,"Dropped - Units whose status does not meet NEEDS criteria"]
[null,"Red Cloud",2299,"1","Combustion Turbine","Nebraska",0.5,"Dropped - Units whose status does not meet NEEDS criteria"]
[null,"Sidney (NE)",2302,"2","Combustion Turbine","Nebraska",2,"Dropped - Units whose status does not meet NEEDS criteria"]
[null,"Sidney (NE)",2302,"4","Combustion Turbine","Nebraska",0.8,"Dropped - Units whose status does not meet NEEDS criteria"]
[null,"Sutherland IC",2306,"1","Combustion Turbine","Nebraska",0.5,"Dropped - Units whose status does not meet NEEDS criteria"]
[null,"Sutherland IC",2306,"2","Combustion Turbine","Nebraska",0.9,"Dropped - Units whose status does not meet NEEDS criteria"]
[null,"Sutherland IC",2306,"3","Combustion Turbine","Nebraska",0.1,"Dropped - Units whose status does not meet NEEDS criteria"]
[null,"Sutherland IC",2306,"4","Combustion Turbine","Nebraska",1.4,"Dropped - Units whose status does not meet NEEDS criteria"]
[null,"West Point Municipal",2313,"5","Combustion Turbine","Nebraska",4.1,"Dropped - Units whose status does not meet NEEDS criteria"]
[null,"Wisner",2316,"1","Combustion Turbine","Nebraska",0.6,"Dropped - Units whose status does not meet NEEDS criteria"]
[null,"Wisner",2316,"2","Combustion Turbine","Nebraska",0.4,"Dropped - Units whose status does not meet NEEDS criteria"]
[null,"Clark (NVE)",2322,"1","O/G Steam","Nevada",42,"Dropped - Units whose status does not meet NEEDS criteria"]
[null,"Clark (NVE)",2322,"2","O/G Steam","Nevada",66,"Dropped - Units whose status does not meet NEEDS criteria"]
[null,"Clark (NVE)",2322,"3","O/G Steam","Nevada",73,"Dropped - Units whose status does not meet NEEDS criteria"]
[null,"Reid Gardner",2324,"1","Coal Steam","Nevada",100,"Dropped - Units whose status does not meet NEEDS criteria"]
[null,"Reid Gardner",2324,"2","Coal Steam","Nevada",100,"Dropped - Units whose status does not meet NEEDS criteria"]
[null,"Reid Gardner",2324,"3","Coal Steam","Nevada",98,"Dropped - Units whose status does not meet NEEDS criteria"]
[null,"Reid Gardner",2324,"4","Coal Steam","Nevada",257,"Dropped - Units whose status does not meet NEEDS criteria"]
[null,"Sunrise",2326,"1","O/G Steam","Nevada",80,"Dropped - Units whose status does not meet NEEDS criteria"]
[null,"Sunrise",2326,"2","Combustion Turbine","Nevada",69,"Dropped - Units whose status does not meet NEEDS criteria"]
[null,"Tracy",2336,"GT1","Combustion Turbine","Nevada",10,"Dropped - Units whose status does not meet NEEDS criteria"]
[null,"Tracy",2336,"GT2","Combustion Turbine","Nevada",10,"Dropped - Units whose status does not meet NEEDS criteria"]
[null,"Tracy",2336,"ST1","O/G Steam","Nevada",53,"Dropped - Units whose status does not meet NEEDS criteria"]
[null,"Tracy",2336,"ST2","O/G Steam","Nevada",83,"Dropped - Units whose status does not meet NEEDS criteria"]
[null,"Mohave",2341,"1","Coal Steam","Nevada",790,"Dropped - Units whose status does not meet NEEDS criteria"]
[null,"Mohave",2341,"2","Coal Steam","Nevada",790,"Dropped - Units whose status does not meet NEEDS criteria"]
[null,"Vernon Dam",2352,"6","Hydro","Vermont",3.6,"Dropped - Units whose status does not meet NEEDS criteria"]
[null,"Vernon Dam",2352,"7","Hydro","Vermont",3.6,"Dropped - Units whose status does not meet NEEDS criteria"]
[null,"B L England",2378,"1","Coal Steam","New Jersey",113,"Dropped - Units whose status does not meet NEEDS criteria"]
[null,"B L England",2378,"2","Coal Steam","New Jersey",146,"Dropped - Units whose status does not meet NEEDS criteria"]
[null,"B L England",2378,"3","O/G Steam","New Jersey",146,"Dropped - Units whose status does not meet NEEDS criteria"]
[null,"B L England",2378,"4","Combined Cycle","New Jersey",282,"Dropped - Units whose status does not meet NEEDS criteria"]
[null,"B L England",2378,"IC1","Combustion Turbine","New Jersey",2,"Dropped - Units whose status does not meet NEEDS criteria"]
[null,"B L England",2378,"IC2","Combustion Turbine","New Jersey",2,"Dropped - Units whose status does not meet NEEDS criteria"]
[null,"B L England",2378,"IC3","Combustion Turbine","New Jersey",2,"Dropped - Units whose status does not meet NEEDS criteria"]
[null,"B L England",2378,"IC4","Combustion Turbine","New Jersey",2,"Dropped - Units whose status does not meet NEEDS criteria"]
[null,"Cedar Station",2380,"CED1","Combustion Turbine","New Jersey",42.7,"Dropped - Units whose status does not meet NEEDS criteria"]
[null,"Cedar Station",2380,"CED2","Combustion Turbine","New Jersey",22.7,"Dropped - Units whose status does not meet NEEDS criteria"]
[null,"Middle Station",2382,"MID1","Combustion Turbine","New Jersey",19.2,"Dropped - Units whose status does not meet NEEDS criteria"]
[null,"Middle Station",2382,"MID2","Combustion Turbine","New Jersey",19.4,"Dropped - Units whose status does not meet NEEDS criteria"]
[null,"Middle Station",2382,"MID3","Combustion Turbine","New Jersey",34.8,"Dropped - Units whose status does not meet NEEDS criteria"]
[null,"Missouri Avenue",2383,"MISB","Combustion Turbine","New Jersey",18.5,"Dropped - Units whose status does not meet NEEDS criteria"]
[null,"Missouri Avenue",2383,"MISC","Combustion Turbine","New Jersey",20.5,"Dropped - Units whose status does not meet NEEDS criteria"]
[null,"Missouri Avenue",2383,"MISD","Combustion Turbine","New Jersey",20.5,"Dropped - Units whose status does not meet NEEDS criteria"]
[null,"Deepwater",2384,"1","O/G Steam","New Jersey",78.9,"Dropped - Units whose status does not meet NEEDS criteria"]
[null,"Deepwater",2384,"4","O/G Steam","New Jersey",54,"Dropped - Units whose status does not meet NEEDS criteria"]
[null,"Deepwater",2384,"6","O/G Steam","New Jersey",81.2,"Dropped - Units whose status does not meet NEEDS criteria"]
[null,"Deepwater",2384,"CT1","Combustion Turbine","New Jersey",235,"Dropped - Units whose status does not meet NEEDS criteria"]
[null,"Deepwater",2384,"GTA","Combustion Turbine","New Jersey",19,"Dropped - Units whose status does not meet NEEDS criteria"]
[null,"Deepwater",2384,"ST1","O/G Steam","New Jersey",198.5,"Dropped - Units whose status does not meet NEEDS criteria"]
[null,"Werner",2385,"GT1","Combustion Turbine","New Jersey",46,"Dropped - Units whose status does not meet NEEDS criteria"]
[null,"Werner",2385,"GT2","Combustion Turbine","New Jersey",46,"Dropped - Units whose status does not meet NEEDS criteria"]
[null,"Werner",2385,"GT3","Combustion Turbine","New Jersey",46,"Dropped - Units whose status does not meet NEEDS criteria"]
[null,"Werner",2385,"GT4","Combustion Turbine","New Jersey",46,"Dropped - Units whose status does not meet NEEDS criteria"]
[null,"Oyster Creek",2388,"1","Nuclear","New Jersey",607.7,"Dropped - Units whose status does not meet NEEDS criteria"]
[null,"Sayreville",2390,"4","O/G Steam","New Jersey",114,"Dropped - Units whose status does not meet NEEDS criteria"]
[null,"Sayreville",2390,"5","O/G Steam","New Jersey",115,"Dropped - Units whose status does not meet NEEDS criteria"]
[null,"Gilbert",2393,"C1","Combustion Turbine","New Jersey",20,"Dropped - Units whose status does not meet NEEDS criteria"]
[null,"Gilbert",2393,"C2","Combustion Turbine","New Jersey",22,"Dropped - Units whose status does not meet NEEDS criteria"]
[null,"Gilbert",2393,"C3","Combustion Turbine","New Jersey",22,"Dropped - Units whose status does not meet NEEDS criteria"]
[null,"Gilbert",2393,"C4","Combustion Turbine","New Jersey",22,"Dropped - Units whose status does not meet NEEDS criteria"]
[null,"PSEG Bayonne Generating Station",2397,"1","Combustion Turbine","New Jersey",20,"Dropped - Units whose status does not meet NEEDS criteria"]
[null,"PSEG Bayonne Generating Station",2397,"2","Combustion Turbine","New Jersey",20,"Dropped - Units whose status does not meet NEEDS criteria"]
[null,"Bergen Generating Station",2398,"3","Combustion Turbine","New Jersey",21,"Dropped - Units whose status does not meet NEEDS criteria"]
[null,"PSEG Burlington Generating Station",2399,"8","Combustion Turbine","New Jersey",22,"Dropped - Units whose status does not meet NEEDS criteria"]
[null,"PSEG Burlington Generating Station",2399,"91","Combustion Turbine","New Jersey",46.6,"Dropped - Units whose status does not meet NEEDS criteria"]
[null,"PSEG Burlington Generating Station",2399,"92","Combustion Turbine","New Jersey",47.3,"Dropped - Units whose status does not meet NEEDS criteria"]
[null,"PSEG Burlington Generating Station",2399,"93","Combustion Turbine","New Jersey",46.8,"Dropped - Units whose status does not meet NEEDS criteria"]
[null,"PSEG Burlington Generating Station",2399,"94","Combustion Turbine","New Jersey",46,"Dropped - Units whose status does not meet NEEDS criteria"]
[null,"PSEG Burlington Generating Station",2399,"101","Combined Cycle","New Jersey",49,"Dropped - Units whose status does not meet NEEDS criteria"]
[null,"PSEG Burlington Generating Station",2399,"102","Combined Cycle","New Jersey",49,"Dropped - Units whose status does not meet NEEDS criteria"]
[null,"PSEG Burlington Generating Station",2399,"103","Combined Cycle","New Jersey",49,"Dropped - Units whose status does not meet NEEDS criteria"]
[null,"PSEG Burlington Generating Station",2399,"104","Combined Cycle","New Jersey",49,"Dropped - Units whose status does not meet NEEDS criteria"]
[null,"PSEG Burlington Generating Station",2399,"105","Combined Cycle","New Jersey",49,"Dropped - Units whose status does not meet NEEDS criteria"]
[null,"PSEG Burlington Generating Station",2399,"111","Combustion Turbine","New Jersey",46,"Dropped - Units whose status does not meet NEEDS criteria"]
[null,"PSEG Burlington Generating Station",2399,"112","Combustion Turbine","New Jersey",46,"Dropped - Units whose status does not meet NEEDS criteria"]
[null,"PSEG Burlington Generating Station",2399,"113","Combustion Turbine","New Jersey",46,"Dropped - Units whose status does not meet NEEDS criteria"]
[null,"PSEG Burlington Generating Station",2399,"114","Combustion Turbine","New Jersey",46,"Dropped - Units whose status does not meet NEEDS criteria"]
[null,"PSEG Edison Generating Station",2400,"11","Combustion Turbine","New Jersey",43,"Dropped - Units whose status does not meet NEEDS criteria"]
[null,"PSEG Edison Generating Station",2400,"12","Combustion Turbine","New Jersey",43,"Dropped - Units whose status does not meet NEEDS criteria"]
[null,"PSEG Edison Generating Station",2400,"13","Combustion Turbine","New Jersey",43,"Dropped - Units whose status does not meet NEEDS criteria"]
[null,"PSEG Edison Generating Station",2400,"14","Combustion Turbine","New Jersey",43,"Dropped - Units whose status does not meet NEEDS criteria"]
[null,"PSEG Edison Generating Station",2400,"21","Combustion Turbine","New Jersey",43,"Dropped - Units whose status does not meet NEEDS criteria"]
[null,"PSEG Edison Generating Station",2400,"22","Combustion Turbine","New Jersey",43,"Dropped - Units whose status does not meet NEEDS criteria"]
[null,"PSEG Edison Generating Station",2400,"23","Combustion Turbine","New Jersey",43,"Dropped - Units whose status does not meet NEEDS criteria"]
[null,"PSEG Edison Generating Station",2400,"24","Combustion Turbine","New Jersey",43,"Dropped - Units whose status does not meet NEEDS criteria"]
[null,"PSEG Edison Generating Station",2400,"31","Combustion Turbine","New Jersey",43,"Dropped - Units whose status does not meet NEEDS criteria"]
[null,"PSEG Edison Generating Station",2400,"32","Combustion Turbine","New Jersey",43,"Dropped - Units whose status does not meet NEEDS criteria"]
[null,"PSEG Edison Generating Station",2400,"33","Combustion Turbine","New Jersey",43,"Dropped - Units whose status does not meet NEEDS criteria"]
[null,"PSEG Edison Generating Station",2400,"34","Combustion Turbine","New Jersey",43,"Dropped - Units whose status does not meet NEEDS criteria"]
[null,"PSEG Essex Generating Station",2401,"101","Combustion Turbine","New Jersey",43,"Dropped - Units whose status does not meet NEEDS criteria"]
[null,"PSEG Essex Generating Station",2401,"102","Combustion Turbine","New Jersey",43,"Dropped - Units whose status does not meet NEEDS criteria"]
[null,"PSEG Essex Generating Station",2401,"103","Combustion Turbine","New Jersey",43,"Dropped - Units whose status does not meet NEEDS criteria"]
[null,"PSEG Essex Generating Station",2401,"104","Combustion Turbine","New Jersey",43,"Dropped - Units whose status does not meet NEEDS criteria"]
[null,"PSEG Essex Generating Station",2401,"111","Combustion Turbine","New Jersey",46,"Dropped - Units whose status does not meet NEEDS criteria"]
[null,"PSEG Essex Generating Station",2401,"112","Combustion Turbine","New Jersey",46,"Dropped - Units whose status does not meet NEEDS criteria"]
[null,"PSEG Essex Generating Station",2401,"113","Combustion Turbine","New Jersey",46,"Dropped - Units whose status does not meet NEEDS criteria"]
[null,"PSEG Essex Generating Station",2401,"114","Combustion Turbine","New Jersey",46,"Dropped - Units whose status does not meet NEEDS criteria"]
[null,"PSEG Essex Generating Station",2401,"121","Combustion Turbine","New Jersey",46,"Dropped - Units whose status does not meet NEEDS criteria"]
[null,"PSEG Essex Generating Station",2401,"122","Combustion Turbine","New Jersey",46,"Dropped - Units whose status does not meet NEEDS criteria"]
[null,"PSEG Essex Generating Station",2401,"123","Combustion Turbine","New Jersey",46,"Dropped - Units whose status does not meet NEEDS criteria"]
[null,"PSEG Essex Generating Station",2401,"124","Combustion Turbine","New Jersey",46,"Dropped - Units whose status does not meet NEEDS criteria"]
[null,"PSEG Hudson Generating Station",2403,"1","O/G Steam","New Jersey",182.8,"Dropped - Units whose status does not meet NEEDS criteria"]
[null,"PSEG Hudson Generating Station",2403,"2","O/G Steam","New Jersey",620,"Dropped - Units whose status does not meet NEEDS criteria"]
[null,"PSEG Hudson Generating Station",2403,"3","Combustion Turbine","New Jersey",129,"Dropped - Units whose status does not meet NEEDS criteria"]
[null,"PSEG Kearny Generating Station",2404,"7","O/G Steam","New Jersey",150,"Dropped - Units whose status does not meet NEEDS criteria"]
[null,"PSEG Kearny Generating Station",2404,"8","O/G Steam","New Jersey",150,"Dropped - Units whose status does not meet NEEDS criteria"]
[null,"PSEG Kearny Generating Station",2404,"9","Combustion Turbine","New Jersey",21,"Dropped - Units whose status does not meet NEEDS criteria"]
[null,"PSEG Kearny Generating Station",2404,"10","Combustion Turbine","New Jersey",122,"Dropped - Units whose status does not meet NEEDS criteria"]
[null,"PSEG Kearny Generating Station",2404,"11","Combustion Turbine","New Jersey",128,"Dropped - Units whose status does not meet NEEDS criteria"]
[null,"PSEG Linden Generating Station",2406,"1","O/G Steam","New Jersey",180,"Dropped - Units whose status does not meet NEEDS criteria"]
[null,"PSEG Linden Generating Station",2406,"2","O/G Steam","New Jersey",250,"Dropped - Units whose status does not meet NEEDS criteria"]
[null,"PSEG Linden Generating Station",2406,"3","Combustion Turbine","New Jersey",18.5,"Dropped - Units whose status does not meet NEEDS criteria"]
[null,"PSEG Mercer Generating Station",2408,"1","Coal Steam","New Jersey",316,"Dropped - Units whose status does not meet NEEDS criteria"]
[null,"PSEG Mercer Generating Station",2408,"2","Coal Steam","New Jersey",316,"Dropped - Units whose status does not meet NEEDS criteria"]
[null,"PSEG Mercer Generating Station",2408,"3","Combustion Turbine","New Jersey",115,"Dropped - Units whose status does not meet NEEDS criteria"]
[null,"PSEG National Park Generating Station",2409,"1","Combustion Turbine","New Jersey",21,"Dropped - Units whose status does not meet NEEDS criteria"]
[null,"PSEG Sewaren Generating Station",2411,"1","O/G Steam","New Jersey",102.8,"Dropped - Units whose status does not meet NEEDS criteria"]
[null,"PSEG Sewaren Generating Station",2411,"2","O/G Steam","New Jersey",118,"Dropped - Units whose status does not meet NEEDS criteria"]
[null,"PSEG Sewaren Generating Station",2411,"3","O/G Steam","New Jersey",106.2,"Dropped - Units whose status does not meet NEEDS criteria"]
[null,"PSEG Sewaren Generating Station",2411,"4","O/G Steam","New Jersey",123.6,"Dropped - Units whose status does not meet NEEDS criteria"]
[null,"PSEG Sewaren Generating Station",2411,"6","Combustion Turbine","New Jersey",105,"Dropped - Units whose status does not meet NEEDS criteria"]
[null,"Howard Down",2434,"5","O/G Steam","New Jersey",3,"Dropped - Units whose status does not meet NEEDS criteria"]
[null,"Howard Down",2434,"6","O/G Steam","New Jersey",4,"Dropped - Units whose status does not meet NEEDS criteria"]
[null,"Howard Down",2434,"7","O/G Steam","New Jersey",8,"Dropped - Units whose status does not meet NEEDS criteria"]
[null,"Howard Down",2434,"8","O/G Steam","New Jersey",11,"Dropped - Units whose status does not meet NEEDS criteria"]
[null,"Howard Down",2434,"9","O/G Steam","New Jersey",17,"Dropped - Units whose status does not meet NEEDS criteria"]
[null,"Howard Down",2434,"10","O/G Steam","New Jersey",23,"Dropped - Units whose status does not meet NEEDS criteria"]
[null,"Four Corners",2442,"1","Coal Steam","New Mexico",170,"Dropped - Units whose status does not meet NEEDS criteria"]
[null,"Four Corners",2442,"2","Coal Steam","New Mexico",170,"Dropped - Units whose status does not meet NEEDS criteria"]
[null,"Four Corners",2442,"3","Coal Steam","New Mexico",220,"Dropped - Units whose status does not meet NEEDS criteria"]
[null,"Rio Grande",2444,"6","O/G Steam","New Mexico",45,"Dropped  - Retired/Planned Retirement by 06/2023"]
[null,"Las Vegas",2447,"1","Combustion Turbine","New Mexico",20,"Dropped - Units whose status does not meet NEEDS criteria"]
[null,"San Juan",2451,"2","Coal Steam","New Mexico",340,"Dropped - Units whose status does not meet NEEDS criteria"]
[null,"San Juan",2451,"3","Coal Steam","New Mexico",497,"Dropped - Units whose status does not meet NEEDS criteria"]
[null,"Carlsbad",2453,"5","Combustion Turbine","New Mexico",10,"Dropped - Units whose status does not meet NEEDS criteria"]
[null,"Cunningham",2454,"1","O/G Steam","New Mexico",71,"Dropped  - Retired/Planned Retirement by 06/2023"]
[null,"Animas",2465,"1","Combined Cycle","New Mexico",3,"Dropped - Units whose status does not meet NEEDS criteria"]
[null,"Animas",2465,"2","Combined Cycle","New Mexico",3,"Dropped - Units whose status does not meet NEEDS criteria"]
[null,"Animas",2465,"3","O/G Steam","New Mexico",9,"Dropped - Units whose status does not meet NEEDS criteria"]
[null,"Animas",2465,"ST4","O/G Steam","New Mexico",16,"Dropped - Units whose status does not meet NEEDS criteria"]
[null,"Raton",2468,"5","Coal Steam","New Mexico",6.9,"Dropped - Units whose status does not meet NEEDS criteria"]
[null,"Raton",2468,"6","Combustion Turbine","New Mexico",7.3,"Dropped - Units whose status does not meet NEEDS criteria"]
[null,"Tucumcari",2469,"3","Combustion Turbine","New Mexico",1,"Dropped - Units whose status does not meet NEEDS criteria"]
[null,"Tucumcari",2469,"4","Combustion Turbine","New Mexico",2,"Dropped - Units whose status does not meet NEEDS criteria"]
[null,"Tucumcari",2469,"5","Combustion Turbine","New Mexico",1,"Dropped - Units whose status does not meet NEEDS criteria"]
[null,"Tucumcari",2469,"6","Combustion Turbine","New Mexico",3,"Dropped - Units whose status does not meet NEEDS criteria"]
[null,"Tucumcari",2469,"8","Combustion Turbine","New Mexico",3,"Dropped - Units whose status does not meet NEEDS criteria"]
[null,"Tucumcari",2469,"9","Combustion Turbine","New Mexico",5,"Dropped - Units whose status does not meet NEEDS criteria"]
[null,"Algodones",2475,"1","O/G Steam","New Mexico",15,"Dropped - Units whose status does not meet NEEDS criteria"]
[null,"Algodones",2475,"2","O/G Steam","New Mexico",15,"Dropped - Units whose status does not meet NEEDS criteria"]
[null,"Algodones",2475,"3","O/G Steam","New Mexico",15,"Dropped - Units whose status does not meet NEEDS criteria"]
[null,"Charles Poletti",2491,"6","O/G Steam","New York",847,"Dropped - Units whose status does not meet NEEDS criteria"]
[null,"Gowanus Gas Turbines Generating",2494,"SS","Combustion Turbine","New York",90,"Dropped - Units whose status does not meet NEEDS criteria"]
[null,"Hudson Avenue",2496,"4","Combustion Turbine","New York",13.5,"Dropped  - Retired/Planned Retirement by 06/2023"]
[null,"Hudson Avenue",2496,"10","O/G Steam","New York",64.3,"Dropped - Units whose status does not meet NEEDS criteria"]
[null,"Indian Point 2",2497,"2","Nuclear","New York",1018.5,"Dropped  - Retired/Planned Retirement by 06/2023"]
[null,"Ravenswood",2500,"GT33","Combustion Turbine","New York",42.9,"Dropped - Units whose status does not meet NEEDS criteria"]
[null,"Ravenswood",2500,"GT4","Combustion Turbine","New York",12.9,"Dropped - Units whose status does not meet NEEDS criteria"]
[null,"Ravenswood",2500,"GT5","Combustion Turbine","New York",15.5,"Dropped - Units whose status does not meet NEEDS criteria"]
[null,"Ravenswood",2500,"GT6","Combustion Turbine","New York",12.6,"Dropped - Units whose status does not meet NEEDS criteria"]
[null,"Ravenswood",2500,"GT7","Combustion Turbine","New York",22,"Dropped - Units whose status does not meet NEEDS criteria"]
[null,"Ravenswood",2500,"GT8","Combustion Turbine","New York",25,"Dropped - Units whose status does not meet NEEDS criteria"]
[null,"Waterside",2502,"6","O/G Steam","New York",69,"Dropped - Units whose status does not meet NEEDS criteria"]
[null,"Waterside",2502,"8","O/G Steam","New York",49.8,"Dropped - Units whose status does not meet NEEDS criteria"]
[null,"Waterside",2502,"9","O/G Steam","New York",48.4,"Dropped - Units whose status does not meet NEEDS criteria"]
[null,"E F Barrett",2511,"7","Combustion Turbine","New York",18,"Dropped - Units whose status does not meet NEEDS criteria"]
[null,"Far Rockaway",2513,"4","O/G Steam","New York",100,"Dropped - Units whose status does not meet NEEDS criteria"]
[null,"Glenwood",2514,"4","O/G Steam","New York",114,"Dropped - Units whose status does not meet NEEDS criteria"]
[null,"Glenwood",2514,"5","O/G Steam","New York",114,"Dropped - Units whose status does not meet NEEDS criteria"]
[null,"Montauk",2515,"2","Combustion Turbine","New York",2,"Dropped - Units whose status does not meet NEEDS criteria"]
[null,"Montauk",2515,"3","Combustion Turbine","New York",2,"Dropped - Units whose status does not meet NEEDS criteria"]
[null,"Montauk",2515,"4","Combustion Turbine","New York",2,"Dropped - Units whose status does not meet NEEDS criteria"]
[null,"GMMM Westover",2526,"7","Coal Steam","New York",43.7,"Dropped - Units whose status does not meet NEEDS criteria"]
[null,"GMMM Westover",2526,"8","Coal Steam","New York",84,"Dropped - Units whose status does not meet NEEDS criteria"]
[null,"Greenidge Generation LLC",2527,"3","Coal Steam","New York",52,"Dropped - Units whose status does not meet NEEDS criteria"]
[null,"AES Hickling LLC",2529,"1","Coal Steam","New York",30,"Dropped - Units whose status does not meet NEEDS criteria"]
[null,"AES Hickling LLC",2529,"2","Coal Steam","New York",40,"Dropped - Units whose status does not meet NEEDS criteria"]
[null,"AES Jennison LLC",2531,"1","Coal Steam","New York",30,"Dropped - Units whose status does not meet NEEDS criteria"]
[null,"AES Jennison LLC",2531,"2","Coal Steam","New York",30,"Dropped - Units whose status does not meet NEEDS criteria"]
[null,"Keuka",2533,"1","Hydro","New York",1.9,"Dropped - Units whose status does not meet NEEDS criteria"]
[null,"Bethlehem Energy Center",2539,"1","O/G Steam","New York",90,"Dropped - Units whose status does not meet NEEDS criteria"]
[null,"Bethlehem Energy Center",2539,"2","O/G Steam","New York",90,"Dropped - Units whose status does not meet NEEDS criteria"]
[null,"Bethlehem Energy Center",2539,"3","O/G Steam","New York",91,"Dropped - Units whose status does not meet NEEDS criteria"]
[null,"Bethlehem Energy Center",2539,"4","O/G Steam","New York",94,"Dropped - Units whose status does not meet NEEDS criteria"]
[null,"C R Huntley Generating Station",2549,"63","Coal Steam","New York",80,"Dropped - Units whose status does not meet NEEDS criteria"]
[null,"C R Huntley Generating Station",2549,"64","Coal Steam","New York",100,"Dropped - Units whose status does not meet NEEDS criteria"]
[null,"C R Huntley Generating Station",2549,"65","Coal Steam","New York",100,"Dropped - Units whose status does not meet NEEDS criteria"]
[null,"C R Huntley Generating Station",2549,"66","Coal Steam","New York",100,"Dropped - Units whose status does not meet NEEDS criteria"]
[null,"C R Huntley Generating Station",2549,"67","Coal Steam","New York",190,"Dropped - Units whose status does not meet NEEDS criteria"]
[null,"C R Huntley Generating Station",2549,"S68","Coal Steam","New York",190,"Dropped - Units whose status does not meet NEEDS criteria"]
[null,"Dunkirk Generating Plant",2554,"1","Coal Steam","New York",75,"Dropped - Units whose status does not meet NEEDS criteria"]
[null,"Dunkirk Generating Plant",2554,"2","Coal Steam","New York",75,"Dropped - Units whose status does not meet NEEDS criteria"]
[null,"Dunkirk Generating Plant",2554,"3","Coal Steam","New York",185,"Dropped - Units whose status does not meet NEEDS criteria"]
[null,"Dunkirk Generating Plant",2554,"ST4","Coal Steam","New York",185,"Dropped - Units whose status does not meet NEEDS criteria"]
[null,"Higley",2576,"1","Hydro","New York",2,"Dropped - Units whose status does not meet NEEDS criteria"]
[null,"Higley",2576,"2","Hydro","New York",2,"Dropped - Units whose status does not meet NEEDS criteria"]
[null,"Higley",2576,"3","Hydro","New York",2,"Dropped - Units whose status does not meet NEEDS criteria"]
[null,"Mechanicville",2584,"1","Hydro","New York",0.8,"Dropped - Units whose status does not meet NEEDS criteria"]
[null,"Mechanicville",2584,"2","Hydro","New York",0.8,"Dropped - Units whose status does not meet NEEDS criteria"]
[null,"Mechanicville",2584,"3","Hydro","New York",0.8,"Dropped - Units whose status does not meet NEEDS criteria"]
[null,"Mechanicville",2584,"4","Hydro","New York",0.7,"Dropped - Units whose status does not meet NEEDS criteria"]
[null,"Mechanicville",2584,"5","Hydro","New York",0.7,"Dropped - Units whose status does not meet NEEDS criteria"]
[null,"Mechanicville",2584,"6","Hydro","New York",0.7,"Dropped - Units whose status does not meet NEEDS criteria"]
[null,"Mechanicville",2584,"7","Hydro","New York",0.7,"Dropped - Units whose status does not meet NEEDS criteria"]
[null,"Oswego Harbor Power",2594,"3","O/G Steam","New York",92,"Dropped - Units whose status does not meet NEEDS criteria"]
[null,"Oswego Falls West",2596,"3","Hydro","New York",0.9,"Dropped - Units whose status does not meet NEEDS criteria"]
[null,"Bowline Point",2625,"BOW3","Combined Cycle","New York",750,"Dropped - Units whose status does not meet NEEDS criteria"]
[null,"Lovett",2629,"3","O/G Steam","New York",69,"Dropped - Units whose status does not meet NEEDS criteria"]
[null,"Lovett",2629,"4","Coal Steam","New York",172,"Dropped - Units whose status does not meet NEEDS criteria"]
[null,"Lovett",2629,"5","Coal Steam","New York",191,"Dropped - Units whose status does not meet NEEDS criteria"]
[null,"Swinging Bridge 1",2633,"SWI1","Hydro","New York",4.3,"Dropped - Units whose status does not meet NEEDS criteria"]
[null,"Rochester 3",2640,"13","Combustion Turbine","New York",14.4,"Dropped - Units whose status does not meet NEEDS criteria"]
[null,"Rochester 7",2642,"1","Coal Steam","New York",46,"Dropped - Units whose status does not meet NEEDS criteria"]
[null,"Rochester 7",2642,"2","Coal Steam","New York",64,"Dropped - Units whose status does not meet NEEDS criteria"]
[null,"Rochester 7",2642,"3","Coal Steam","New York",64,"Dropped - Units whose status does not meet NEEDS criteria"]
[null,"Rochester 7",2642,"4","Coal Steam","New York",78,"Dropped - Units whose status does not meet NEEDS criteria"]
[null,"Rochester 9",2644,"2","Combustion Turbine","New York",14,"Dropped - Units whose status does not meet NEEDS criteria"]
[null,"Wiscoy 170",2646,"1","Hydro","New York",0.6,"Dropped - Units whose status does not meet NEEDS criteria"]
[null,"Wiscoy 170",2646,"2","Hydro","New York",0.4,"Dropped - Units whose status does not meet NEEDS criteria"]
[null,"Plant No 1 Freeport",2678,"1","Combustion Turbine","New York",1.5,"Dropped - Units whose status does not meet NEEDS criteria"]
[null,"Plant No 2 Freeport",2679,"1","Combustion Turbine","New York",8,"Dropped - Units whose status does not meet NEEDS criteria"]
[null,"Plant No 2 Freeport",2679,"2","Combustion Turbine","New York",8,"Dropped - Units whose status does not meet NEEDS criteria"]
[null,"Greenport",2681,"2","Combustion Turbine","New York",1.5,"Dropped - Units whose status does not meet NEEDS criteria"]
[null,"Greenport",2681,"7","Combustion Turbine","New York",1.6,"Dropped - Units whose status does not meet NEEDS criteria"]
[null,"Asheville",2706,"1","Coal Steam","North Carolina",189,"Dropped  - Retired/Planned Retirement by 06/2023"]
[null,"Asheville",2706,"2","Coal Steam","North Carolina",189,"Dropped  - Retired/Planned Retirement by 06/2023"]
[null,"Cape Fear",2708,"1","Combined Cycle","North Carolina",11,"Dropped - Units whose status does not meet NEEDS criteria"]
[null,"Cape Fear",2708,"2","Combined Cycle","North Carolina",7,"Dropped - Units whose status does not meet NEEDS criteria"]
[null,"Cape Fear",2708,"5","Coal Steam","North Carolina",144,"Dropped - Units whose status does not meet NEEDS criteria"]
[null,"Cape Fear",2708,"6","Coal Steam","North Carolina",172,"Dropped - Units whose status does not meet NEEDS criteria"]
[null,"Cape Fear",2708,"1A","Combined Cycle","North Carolina",11,"Dropped - Units whose status does not meet NEEDS criteria"]
[null,"Cape Fear",2708,"1B","Combined Cycle","North Carolina",12,"Dropped - Units whose status does not meet NEEDS criteria"]
[null,"Cape Fear",2708,"2A","Combined Cycle","North Carolina",12,"Dropped - Units whose status does not meet NEEDS criteria"]
[null,"Cape Fear",2708,"2B","Combined Cycle","North Carolina",11,"Dropped - Units whose status does not meet NEEDS criteria"]
[null,"HF Lee Plant",2709,"1","Coal Steam","North Carolina",74,"Dropped - Units whose status does not meet NEEDS criteria"]
[null,"HF Lee Plant",2709,"2","Coal Steam","North Carolina",68,"Dropped - Units whose status does not meet NEEDS criteria"]
[null,"HF Lee Plant",2709,"3","Coal Steam","North Carolina",240,"Dropped - Units whose status does not meet NEEDS criteria"]
[null,"HF Lee Plant",2709,"GT1","Combustion Turbine","North Carolina",12,"Dropped - Units whose status does not meet NEEDS criteria"]
[null,"HF Lee Plant",2709,"GT2","Combustion Turbine","North Carolina",21,"Dropped - Units whose status does not meet NEEDS criteria"]
[null,"HF Lee Plant",2709,"GT3","Combustion Turbine","North Carolina",21,"Dropped - Units whose status does not meet NEEDS criteria"]
[null,"HF Lee Plant",2709,"GT4","Combustion Turbine","North Carolina",21,"Dropped - Units whose status does not meet NEEDS criteria"]
[null,"Morehead",2711,"GT1","Combustion Turbine","North Carolina",12,"Dropped - Units whose status does not meet NEEDS criteria"]
[null,"Roxboro",2712,"GT1","Combustion Turbine","North Carolina",12,"Dropped - Units whose status does not meet NEEDS criteria"]
[null,"L V Sutton Steam",2713,"1","Coal Steam","North Carolina",97,"Dropped - Units whose status does not meet NEEDS criteria"]
[null,"L V Sutton Steam",2713,"2","Coal Steam","North Carolina",90,"Dropped - Units whose status does not meet NEEDS criteria"]
[null,"L V Sutton Steam",2713,"3","Coal Steam","North Carolina",366,"Dropped - Units whose status does not meet NEEDS criteria"]
[null,"L V Sutton Steam",2713,"GT1","Combustion Turbine","North Carolina",11,"Dropped - Units whose status does not meet NEEDS criteria"]
[null,"L V Sutton Steam",2713,"GTA","Combustion Turbine","North Carolina",23,"Dropped - Units whose status does not meet NEEDS criteria"]
[null,"L V Sutton Steam",2713,"GTB","Combustion Turbine","North Carolina",25,"Dropped - Units whose status does not meet NEEDS criteria"]
[null,"W H Weatherspoon",2716,"1","Coal Steam","North Carolina",48,"Dropped - Units whose status does not meet NEEDS criteria"]
[null,"W H Weatherspoon",2716,"2","Coal Steam","North Carolina",48,"Dropped - Units whose status does not meet NEEDS criteria"]
[null,"W H Weatherspoon",2716,"3","Coal Steam","North Carolina",74,"Dropped - Units whose status does not meet NEEDS criteria"]
[null,"Buck",2720,"3","Coal Steam","North Carolina",75,"Dropped - Units whose status does not meet NEEDS criteria"]
[null,"Buck",2720,"4","Coal Steam","North Carolina",38,"Dropped - Units whose status does not meet NEEDS criteria"]
[null,"Buck",2720,"5","Coal Steam","North Carolina",128,"Dropped - Units whose status does not meet NEEDS criteria"]
[null,"Buck",2720,"6","Coal Steam","North Carolina",128,"Dropped - Units whose status does not meet NEEDS criteria"]
[null,"Buck",2720,"7","Combustion Turbine","North Carolina",25,"Dropped - Units whose status does not meet NEEDS criteria"]
[null,"Buck",2720,"8","Combustion Turbine","North Carolina",25,"Dropped - Units whose status does not meet NEEDS criteria"]
[null,"Buck",2720,"9","Combustion Turbine","North Carolina",12,"Dropped - Units whose status does not meet NEEDS criteria"]
[null,"James E. Rogers Energy Complex",2721,"1","Coal Steam","North Carolina",38,"Dropped - Units whose status does not meet NEEDS criteria"]
[null,"James E. Rogers Energy Complex",2721,"2","Coal Steam","North Carolina",38,"Dropped - Units whose status does not meet NEEDS criteria"]
[null,"James E. Rogers Energy Complex",2721,"3","Coal Steam","North Carolina",61,"Dropped - Units whose status does not meet NEEDS criteria"]
[null,"James E. Rogers Energy Complex",2721,"4","Coal Steam","North Carolina",61,"Dropped - Units whose status does not meet NEEDS criteria"]
[null,"James E. Rogers Energy Complex",2721,"7","Coal Steam","North Carolina",800,"Dropped - Units whose status does not meet NEEDS criteria"]
[null,"Dan River",2723,"1","Coal Steam","North Carolina",67,"Dropped - Units whose status does not meet NEEDS criteria"]
[null,"Dan River",2723,"2","Coal Steam","North Carolina",67,"Dropped - Units whose status does not meet NEEDS criteria"]
[null,"Dan River",2723,"3","Coal Steam","North Carolina",142,"Dropped - Units whose status does not meet NEEDS criteria"]
[null,"Dan River",2723,"4","Combustion Turbine","North Carolina",24,"Dropped - Units whose status does not meet NEEDS criteria"]
[null,"Dan River",2723,"5","Combustion Turbine","North Carolina",24,"Dropped - Units whose status does not meet NEEDS criteria"]
[null,"Dan River",2723,"6","Combustion Turbine","North Carolina",24,"Dropped - Units whose status does not meet NEEDS criteria"]
[null,"Riverbend",2732,"4","Coal Steam","North Carolina",94,"Dropped - Units whose status does not meet NEEDS criteria"]
[null,"Riverbend",2732,"5","Coal Steam","North Carolina",94,"Dropped - Units whose status does not meet NEEDS criteria"]
[null,"Riverbend",2732,"6","Coal Steam","North Carolina",133,"Dropped - Units whose status does not meet NEEDS criteria"]
[null,"Riverbend",2732,"7","Coal Steam","North Carolina",133,"Dropped - Units whose status does not meet NEEDS criteria"]
[null,"Riverbend",2732,"8","Combustion Turbine","North Carolina",20,"Dropped - Units whose status does not meet NEEDS criteria"]
[null,"Riverbend",2732,"9","Combustion Turbine","North Carolina",22,"Dropped - Units whose status does not meet NEEDS criteria"]
[null,"Riverbend",2732,"10","Combustion Turbine","North Carolina",22,"Dropped - Units whose status does not meet NEEDS criteria"]
[null,"Riverbend",2732,"11","Combustion Turbine","North Carolina",20,"Dropped - Units whose status does not meet NEEDS criteria"]
[null,"Kitty Hawk",2757,"GT1","Combustion Turbine","North Carolina",16,"Dropped - Units whose status does not meet NEEDS criteria"]
[null,"Kitty Hawk",2757,"GT2","Combustion Turbine","North Carolina",15,"Dropped - Units whose status does not meet NEEDS criteria"]
[null,"R M Heskett",2790,"1","Coal Steam","North Dakota",29.5,"Dropped  - Retired/Planned Retirement by 06/2023"]
[null,"R M Heskett",2790,"2","Coal Steam","North Dakota",74.8,"Dropped  - Retired/Planned Retirement by 06/2023"]
[null,"R M Heskett",2790,"4","Combustion Turbine","North Dakota",88,"Dropped - Units whose status does not meet NEEDS criteria"]
[null,"Williston",2791,"2","Combustion Turbine","North Dakota",4.7,"Dropped - Units whose status does not meet NEEDS criteria"]
[null,"Williston",2791,"3","Combustion Turbine","North Dakota",4.9,"Dropped - Units whose status does not meet NEEDS criteria"]
[null,"Grand Forks",2821,"1","Combustion Turbine","North Dakota",0.7,"Dropped - Units whose status does not meet NEEDS criteria"]
[null,"Grand Forks",2821,"2","Combustion Turbine","North Dakota",0.7,"Dropped - Units whose status does not meet NEEDS criteria"]
[null,"Grand Forks",2821,"3","Combustion Turbine","North Dakota",0.7,"Dropped - Units whose status does not meet NEEDS criteria"]
[null,"Grand Forks",2821,"4","Combustion Turbine","North Dakota",1,"Dropped - Units whose status does not meet NEEDS criteria"]
[null,"Grand Forks",2821,"5","Combustion Turbine","North Dakota",1,"Dropped - Units whose status does not meet NEEDS criteria"]
[null,"Grand Forks",2821,"6","Combustion Turbine","North Dakota",1,"Dropped - Units whose status does not meet NEEDS criteria"]
[null,"Grand Forks",2821,"7","Combustion Turbine","North Dakota",1.1,"Dropped - Units whose status does not meet NEEDS criteria"]
[null,"Grand Forks",2821,"8","Combustion Turbine","North Dakota",1.1,"Dropped - Units whose status does not meet NEEDS criteria"]
[null,"Grand Forks",2821,"9","Combustion Turbine","North Dakota",1.1,"Dropped - Units whose status does not meet NEEDS criteria"]
[null,"Grand Forks",2821,"10","Combustion Turbine","North Dakota",1.1,"Dropped - Units whose status does not meet NEEDS criteria"]
[null,"Grand Forks",2821,"11","Combustion Turbine","North Dakota",1.1,"Dropped - Units whose status does not meet NEEDS criteria"]
[null,"Harwood",2822,"1","Combustion Turbine","North Dakota",1.6,"Dropped - Units whose status does not meet NEEDS criteria"]
[null,"Harwood",2822,"2","Combustion Turbine","North Dakota",1.6,"Dropped - Units whose status does not meet NEEDS criteria"]
[null,"Harwood",2822,"3","Combustion Turbine","North Dakota",1.6,"Dropped - Units whose status does not meet NEEDS criteria"]
[null,"Stanton",2824,"1","Coal Steam","North Dakota",187.2,"Dropped - Units whose status does not meet NEEDS criteria"]
[null,"Stanton",2824,"2","Combustion Turbine","North Dakota",1,"Dropped - Units whose status does not meet NEEDS criteria"]
[null,"Walter C Beckjord",2830,"1","Coal Steam","Ohio",94,"Dropped - Units whose status does not meet NEEDS criteria"]
[null,"Walter C Beckjord",2830,"2","Coal Steam","Ohio",94,"Dropped - Units whose status does not meet NEEDS criteria"]
[null,"Walter C Beckjord",2830,"3","Coal Steam","Ohio",128,"Dropped - Units whose status does not meet NEEDS criteria"]
[null,"Walter C Beckjord",2830,"4","Coal Steam","Ohio",150,"Dropped - Units whose status does not meet NEEDS criteria"]
[null,"Walter C Beckjord",2830,"5","Coal Steam","Ohio",238,"Dropped - Units whose status does not meet NEEDS criteria"]
[null,"Walter C Beckjord",2830,"6","Coal Steam","Ohio",414,"Dropped - Units whose status does not meet NEEDS criteria"]
[null,"Walter C Beckjord",2830,"GT1","Combustion Turbine","Ohio",47,"Dropped - Units whose status does not meet NEEDS criteria"]
[null,"Walter C Beckjord",2830,"GT2","Combustion Turbine","Ohio",47,"Dropped - Units whose status does not meet NEEDS criteria"]
[null,"Walter C Beckjord",2830,"GT3","Combustion Turbine","Ohio",47,"Dropped - Units whose status does not meet NEEDS criteria"]
[null,"Walter C Beckjord",2830,"GT4","Combustion Turbine","Ohio",47,"Dropped - Units whose status does not meet NEEDS criteria"]
[null,"Miami Fort",2832,"5","Coal Steam","Ohio",80,"Dropped - Units whose status does not meet NEEDS criteria"]
[null,"Miami Fort",2832,"6","Coal Steam","Ohio",163,"Dropped - Units whose status does not meet NEEDS criteria"]
[null,"FirstEnergy Ashtabula",2835,"5","Coal Steam","Ohio",244,"Dropped - Units whose status does not meet NEEDS criteria"]
[null,"FirstEnergy Ashtabula",2835,"6","Coal Steam","Ohio",44,"Dropped - Units whose status does not meet NEEDS criteria"]
[null,"FirstEnergy Ashtabula",2835,"7","Coal Steam","Ohio",44,"Dropped - Units whose status does not meet NEEDS criteria"]
[null,"FirstEnergy Ashtabula",2835,"8","Coal Steam","Ohio",44,"Dropped - Units whose status does not meet NEEDS criteria"]
[null,"FirstEnergy Ashtabula",2835,"9","Coal Steam","Ohio",44,"Dropped - Units whose status does not meet NEEDS criteria"]
[null,"Avon Lake",2836,"6","O/G Steam","Ohio",10,"Dropped - Units whose status does not meet NEEDS criteria"]
[null,"Avon Lake",2836,"7","Coal Steam","Ohio",70,"Dropped - Units whose status does not meet NEEDS criteria"]
[null,"FirstEnergy Eastlake",2837,"1","Coal Steam","Ohio",132,"Dropped - Units whose status does not meet NEEDS criteria"]
[null,"FirstEnergy Eastlake",2837,"2","Coal Steam","Ohio",132,"Dropped - Units whose status does not meet NEEDS criteria"]
[null,"FirstEnergy Eastlake",2837,"3","Coal Steam","Ohio",132,"Dropped - Units whose status does not meet NEEDS criteria"]
[null,"FirstEnergy Eastlake",2837,"4","Coal Steam","Ohio",240,"Dropped - Units whose status does not meet NEEDS criteria"]
[null,"FirstEnergy Eastlake",2837,"5","Coal Steam","Ohio",597,"Dropped - Units whose status does not meet NEEDS criteria"]
[null,"FirstEnergy Eastlake",2837,"6","Combustion Turbine","Ohio",24,"Dropped  - Retired/Planned Retirement by 06/2023"]
[null,"FirstEnergy Lake Shore",2838,"18","Coal Steam","Ohio",245,"Dropped - Units whose status does not meet NEEDS criteria"]
[null,"FirstEnergy Lake Shore",2838,"IC1","Combustion Turbine","Ohio",2,"Dropped - Units whose status does not meet NEEDS criteria"]
[null,"FirstEnergy Lake Shore",2838,"IC2","Combustion Turbine","Ohio",2,"Dropped - Units whose status does not meet NEEDS criteria"]
[null,"Conesville",2840,"1","Coal Steam","Ohio",115,"Dropped - Units whose status does not meet NEEDS criteria"]
[null,"Conesville",2840,"2","Coal Steam","Ohio",115,"Dropped - Units whose status does not meet NEEDS criteria"]
[null,"Conesville",2840,"3","Coal Steam","Ohio",165,"Dropped - Units whose status does not meet NEEDS criteria"]
[null,"Conesville",2840,"4","Coal Steam","Ohio",780,"Dropped  - Retired/Planned Retirement by 06/2023"]
[null,"Conesville",2840,"5","Coal Steam","Ohio",375,"Dropped - Units whose status does not meet NEEDS criteria"]
[null,"Conesville",2840,"6","Coal Steam","Ohio",375,"Dropped - Units whose status does not meet NEEDS criteria"]
[null,"Picway",2843,"5","Coal Steam","Ohio",95,"Dropped - Units whose status does not meet NEEDS criteria"]
[null,"O H Hutchings",2848,"1","Coal Steam","Ohio",58,"Dropped - Units whose status does not meet NEEDS criteria"]
[null,"O H Hutchings",2848,"2","Coal Steam","Ohio",55,"Dropped - Units whose status does not meet NEEDS criteria"]
[null,"O H Hutchings",2848,"3","Coal Steam","Ohio",63,"Dropped - Units whose status does not meet NEEDS criteria"]
[null,"O H Hutchings",2848,"4","Coal Steam","Ohio",63,"Dropped - Units whose status does not meet NEEDS criteria"]
[null,"O H Hutchings",2848,"5","Coal Steam","Ohio",63,"Dropped - Units whose status does not meet NEEDS criteria"]
[null,"O H Hutchings",2848,"6","Coal Steam","Ohio",63,"Dropped - Units whose status does not meet NEEDS criteria"]
[null,"J M Stuart",2850,"1","Coal Steam","Ohio",577,"Dropped - Units whose status does not meet NEEDS criteria"]
[null,"J M Stuart",2850,"2","Coal Steam","Ohio",577,"Dropped - Units whose status does not meet NEEDS criteria"]
[null,"J M Stuart",2850,"3","Coal Steam","Ohio",577,"Dropped - Units whose status does not meet NEEDS criteria"]
[null,"J M Stuart",2850,"4","Coal Steam","Ohio",577,"Dropped - Units whose status does not meet NEEDS criteria"]
[null,"J M Stuart",2850,"D1","Combustion Turbine","Ohio",2.2,"Dropped - Units whose status does not meet NEEDS criteria"]
[null,"J M Stuart",2850,"D2","Combustion Turbine","Ohio",2.2,"Dropped - Units whose status does not meet NEEDS criteria"]
[null,"J M Stuart",2850,"D3","Combustion Turbine","Ohio",2.2,"Dropped - Units whose status does not meet NEEDS criteria"]
[null,"J M Stuart",2850,"D4","Combustion Turbine","Ohio",2.2,"Dropped - Units whose status does not meet NEEDS criteria"]
[null,"FirstEnergy Edgewater",2857,"4","O/G Steam","Ohio",100,"Dropped - Units whose status does not meet NEEDS criteria"]
[null,"FirstEnergy Edgewater",2857,"CTA","Combustion Turbine","Ohio",19,"Dropped - Units whose status does not meet NEEDS criteria"]
[null,"FirstEnergy Edgewater",2857,"CTB","Combustion Turbine","Ohio",19,"Dropped - Units whose status does not meet NEEDS criteria"]
[null,"FirstEnergy Mad River",2860,"CTA","Combustion Turbine","Ohio",25,"Dropped - Units whose status does not meet NEEDS criteria"]
[null,"FirstEnergy Mad River",2860,"CTB","Combustion Turbine","Ohio",25,"Dropped - Units whose status does not meet NEEDS criteria"]
[null,"Niles Power Plant",2861,"1","Coal Steam","Ohio",108,"Dropped - Units whose status does not meet NEEDS criteria"]
[null,"Niles Power Plant",2861,"2","Coal Steam","Ohio",108,"Dropped - Units whose status does not meet NEEDS criteria"]
[null,"FirstEnergy R E Burger",2864,"3","Coal Steam","Ohio",94,"Dropped - Units whose status does not meet NEEDS criteria"]
[null,"FirstEnergy R E Burger",2864,"4","Coal Steam","Ohio",156,"Dropped - Units whose status does not meet NEEDS criteria"]
[null,"FirstEnergy R E Burger",2864,"5","Coal Steam","Ohio",156,"Dropped - Units whose status does not meet NEEDS criteria"]
[null,"FirstEnergy R E Burger",2864,"A1","Combustion Turbine","Ohio",2,"Dropped - Units whose status does not meet NEEDS criteria"]
[null,"FirstEnergy R E Burger",2864,"B1","Combustion Turbine","Ohio",2,"Dropped - Units whose status does not meet NEEDS criteria"]
[null,"FirstEnergy R E Burger",2864,"B2","Combustion Turbine","Ohio",3,"Dropped - Units whose status does not meet NEEDS criteria"]
[null,"FirstEnergy W H Sammis",2866,"1","Coal Steam","Ohio",180,"Dropped  - Retired/Planned Retirement by 06/2023"]
[null,"FirstEnergy W H Sammis",2866,"2","Coal Steam","Ohio",180,"Dropped  - Retired/Planned Retirement by 06/2023"]
[null,"FirstEnergy W H Sammis",2866,"3","Coal Steam","Ohio",180,"Dropped  - Retired/Planned Retirement by 06/2023"]
[null,"FirstEnergy W H Sammis",2866,"4","Coal Steam","Ohio",180,"Dropped  - Retired/Planned Retirement by 06/2023"]
[null,"FirstEnergy Toronto",2867,"5","Coal Steam","Ohio",42,"Dropped - Units whose status does not meet NEEDS criteria"]
[null,"FirstEnergy Toronto",2867,"6","Coal Steam","Ohio",65,"Dropped - Units whose status does not meet NEEDS criteria"]
[null,"FirstEnergy Toronto",2867,"7","Coal Steam","Ohio",65,"Dropped - Units whose status does not meet NEEDS criteria"]
[null,"Muskingum River",2872,"1","Coal Steam","Ohio",190,"Dropped - Units whose status does not meet NEEDS criteria"]
[null,"Muskingum River",2872,"2","Coal Steam","Ohio",190,"Dropped - Units whose status does not meet NEEDS criteria"]
[null,"Muskingum River",2872,"3","Coal Steam","Ohio",205,"Dropped - Units whose status does not meet NEEDS criteria"]
[null,"Muskingum River",2872,"4","Coal Steam","Ohio",205,"Dropped - Units whose status does not meet NEEDS criteria"]
[null,"Muskingum River",2872,"5","Coal Steam","Ohio",585,"Dropped - Units whose status does not meet NEEDS criteria"]
[null,"FirstEnergy Bay Shore",2878,"2","Coal Steam","Ohio",138,"Dropped - Units whose status does not meet NEEDS criteria"]
[null,"FirstEnergy Bay Shore",2878,"3","Coal Steam","Ohio",142,"Dropped - Units whose status does not meet NEEDS criteria"]
[null,"FirstEnergy Bay Shore",2878,"4","Coal Steam","Ohio",215,"Dropped - Units whose status does not meet NEEDS criteria"]
[null,"Dover",2914,"2","Coal Steam","Ohio",4,"Dropped - Units whose status does not meet NEEDS criteria"]
[null,"Hamilton (OH)",2917,"GT1","Combustion Turbine","Ohio",8,"Dropped - Units whose status does not meet NEEDS criteria"]
[null,"Lebanon",2921,"1","Combustion Turbine","Ohio",0.7,"Dropped - Units whose status does not meet NEEDS criteria"]
[null,"Lebanon",2921,"3","Combustion Turbine","Ohio",1.3,"Dropped - Units whose status does not meet NEEDS criteria"]
[null,"Lebanon",2921,"4","Combustion Turbine","Ohio",1.3,"Dropped - Units whose status does not meet NEEDS criteria"]
[null,"Oberlin (OH)",2933,"5","Combustion Turbine","Ohio",2,"Dropped - Units whose status does not meet NEEDS criteria"]
[null,"Orrville",2935,"7","Coal Steam","Ohio",5,"Dropped - Units whose status does not meet NEEDS criteria"]
[null,"Orrville",2935,"8","Coal Steam","Ohio",7.5,"Dropped - Units whose status does not meet NEEDS criteria"]
[null,"Piqua Power Plant",2937,"3","Coal Steam","Ohio",4,"Dropped - Units whose status does not meet NEEDS criteria"]
[null,"Piqua Power Plant",2937,"4","Coal Steam","Ohio",7.5,"Dropped - Units whose status does not meet NEEDS criteria"]
[null,"Piqua Power Plant",2937,"6","Coal Steam","Ohio",12.5,"Dropped - Units whose status does not meet NEEDS criteria"]
[null,"Piqua Power Plant",2937,"7","Coal Steam","Ohio",20,"Dropped - Units whose status does not meet NEEDS criteria"]
[null,"Piqua Power Plant",2937,"10","Coal Steam","Ohio",0.8,"Dropped - Units whose status does not meet NEEDS criteria"]
[null,"St Marys",2942,"5","Coal Steam","Ohio",5.8,"Dropped - Units whose status does not meet NEEDS criteria"]
[null,"St Marys",2942,"6","Coal Steam","Ohio",9,"Dropped - Units whose status does not meet NEEDS criteria"]
[null,"St Marys",2942,"AUX","Combustion Turbine","Ohio",0.8,"Dropped - Units whose status does not meet NEEDS criteria"]
[null,"Shelby Municipal Light Plant",2943,"1","Coal Steam","Ohio",12,"Dropped - Units whose status does not meet NEEDS criteria"]
[null,"Shelby Municipal Light Plant",2943,"2","Coal Steam","Ohio",12,"Dropped - Units whose status does not meet NEEDS criteria"]
[null,"Shelby Municipal Light Plant",2943,"3","Coal Steam","Ohio",5,"Dropped - Units whose status does not meet NEEDS criteria"]
[null,"Shelby Municipal Light Plant",2943,"4","Coal Steam","Ohio",7,"Dropped - Units whose status does not meet NEEDS criteria"]
[null,"Arbuckle",2947,"1","O/G Steam","Oklahoma",74,"Dropped - Units whose status does not meet NEEDS criteria"]
[null,"Enid",2950,"1","Combustion Turbine","Oklahoma",11.1,"Dropped - Units whose status does not meet NEEDS criteria"]
[null,"Enid",2950,"2","Combustion Turbine","Oklahoma",10.5,"Dropped - Units whose status does not meet NEEDS criteria"]
[null,"Enid",2950,"3","Combustion Turbine","Oklahoma",11.5,"Dropped - Units whose status does not meet NEEDS criteria"]
[null,"Enid",2950,"4","Combustion Turbine","Oklahoma",10.5,"Dropped - Units whose status does not meet NEEDS criteria"]
[null,"Horseshoe Lake",2951,"GT7","Combustion Turbine","Oklahoma",27,"Dropped - Units whose status does not meet NEEDS criteria"]
[null,"Muskogee",2952,"3","O/G Steam","Oklahoma",173,"Dropped - Units whose status does not meet NEEDS criteria"]
[null,"Mustang",2953,"1","O/G Steam","Oklahoma",82,"Dropped - Units whose status does not meet NEEDS criteria"]
[null,"Mustang",2953,"2","O/G Steam","Oklahoma",63,"Dropped - Units whose status does not meet NEEDS criteria"]
[null,"Mustang",2953,"3","O/G Steam","Oklahoma",133,"Dropped - Units whose status does not meet NEEDS criteria"]
[null,"Mustang",2953,"4","O/G Steam","Oklahoma",253,"Dropped - Units whose status does not meet NEEDS criteria"]
[null,"Seminole (OK)",2956,"GT1","Combustion Turbine","Oklahoma",23,"Dropped - Units whose status does not meet NEEDS criteria"]
[null,"Woodward",2958,"GT1","Combustion Turbine","Oklahoma",9.5,"Dropped - Units whose status does not meet NEEDS criteria"]
[null,"Northeastern",2963,"4","Coal Steam","Oklahoma",460,"Dropped - Units whose status does not meet NEEDS criteria"]
[null,"Southwestern",2964,"IC1","Combustion Turbine","Oklahoma",2,"Dropped - Units whose status does not meet NEEDS criteria"]
[null,"Tulsa",2965,"3","O/G Steam","Oklahoma",95,"Dropped - Units whose status does not meet NEEDS criteria"]
[null,"Fairview",2978,"4","Combustion Turbine","Oklahoma",0.8,"Dropped - Units whose status does not meet NEEDS criteria"]
[null,"Fairview",2978,"5","Combustion Turbine","Oklahoma",1,"Dropped - Units whose status does not meet NEEDS criteria"]
[null,"Pensacola",2981,"A","Hydro","Oklahoma",0.5,"Dropped - Units whose status does not meet NEEDS criteria"]
[null,"Lindsay",2990,"1","Combustion Turbine","Oklahoma",0.9,"Dropped - Units whose status does not meet NEEDS criteria"]
[null,"Mangum",2991,"2","Combustion Turbine","Oklahoma",0.5,"Dropped - Units whose status does not meet NEEDS criteria"]
[null,"Mangum",2991,"3","Combustion Turbine","Oklahoma",0.2,"Dropped - Units whose status does not meet NEEDS criteria"]
[null,"Ponca Diesel",2997,"4","Combustion Turbine","Oklahoma",1.6,"Dropped - Units whose status does not meet NEEDS criteria"]
[null,"Ponca Diesel",2997,"6","Combustion Turbine","Oklahoma",1,"Dropped - Units whose status does not meet NEEDS criteria"]
[null,"Ponca Diesel",2997,"7","Combustion Turbine","Oklahoma",2,"Dropped - Units whose status does not meet NEEDS criteria"]
[null,"Ponca Diesel",2997,"8","Combustion Turbine","Oklahoma",3.1,"Dropped - Units whose status does not meet NEEDS criteria"]
[null,"Ponca Diesel",2997,"9","Combustion Turbine","Oklahoma",5.1,"Dropped - Units whose status does not meet NEEDS criteria"]
[null,"Ponca Diesel",2997,"10","Combustion Turbine","Oklahoma",1.9,"Dropped - Units whose status does not meet NEEDS criteria"]
[null,"Boomer Lake Station",3000,"1","O/G Steam","Oklahoma",11.5,"Dropped - Units whose status does not meet NEEDS criteria"]
[null,"Boomer Lake Station",3000,"2","O/G Steam","Oklahoma",13,"Dropped - Units whose status does not meet NEEDS criteria"]
[null,"Powerdale",3031,"1","Hydro","Oregon",6,"Dropped - Units whose status does not meet NEEDS criteria"]
[null,"Bull Run Hydro",3044,"1","Hydro","Oregon",5.5,"Dropped - Units whose status does not meet NEEDS criteria"]
[null,"Bull Run Hydro",3044,"2","Hydro","Oregon",5.5,"Dropped - Units whose status does not meet NEEDS criteria"]
[null,"Bull Run Hydro",3044,"3","Hydro","Oregon",5.5,"Dropped - Units whose status does not meet NEEDS criteria"]
[null,"Bull Run Hydro",3044,"4","Hydro","Oregon",5.5,"Dropped - Units whose status does not meet NEEDS criteria"]
[null,"Faraday",3045,"1","Hydro","Oregon",3.9,"Dropped - Units whose status does not meet NEEDS criteria"]
[null,"Faraday",3045,"2","Hydro","Oregon",3.9,"Dropped - Units whose status does not meet NEEDS criteria"]
[null,"Faraday",3045,"3","Hydro","Oregon",3.4,"Dropped - Units whose status does not meet NEEDS criteria"]
[null,"Faraday",3045,"4","Hydro","Oregon",5.6,"Dropped - Units whose status does not meet NEEDS criteria"]
[null,"Faraday",3045,"5","Hydro","Oregon",5.1,"Dropped - Units whose status does not meet NEEDS criteria"]
[null,"Brunot Island",3096,"1B","Combustion Turbine","Pennsylvania",15,"Dropped - Units whose status does not meet NEEDS criteria"]
[null,"Brunot Island",3096,"1C","Combustion Turbine","Pennsylvania",15,"Dropped - Units whose status does not meet NEEDS criteria"]
[null,"Elrama Power Plant",3098,"1","Coal Steam","Pennsylvania",93,"Dropped - Units whose status does not meet NEEDS criteria"]
[null,"Elrama Power Plant",3098,"2","Coal Steam","Pennsylvania",93,"Dropped - Units whose status does not meet NEEDS criteria"]
[null,"Elrama Power Plant",3098,"3","Coal Steam","Pennsylvania",103,"Dropped - Units whose status does not meet NEEDS criteria"]
[null,"Elrama Power Plant",3098,"4","Coal Steam","Pennsylvania",171,"Dropped - Units whose status does not meet NEEDS criteria"]
[null,"F R Phillips",3099,"1","Coal Steam","Pennsylvania",58,"Dropped - Units whose status does not meet NEEDS criteria"]
[null,"F R Phillips",3099,"2","Coal Steam","Pennsylvania",59,"Dropped - Units whose status does not meet NEEDS criteria"]
[null,"F R Phillips",3099,"3","Coal Steam","Pennsylvania",59,"Dropped - Units whose status does not meet NEEDS criteria"]
[null,"F R Phillips",3099,"4","Coal Steam","Pennsylvania",134,"Dropped - Units whose status does not meet NEEDS criteria"]
[null,"Portland (PA)",3113,"1","O/G Steam","Pennsylvania",151,"Dropped - Units whose status does not meet NEEDS criteria"]
[null,"Portland (PA)",3113,"2","Coal Steam","Pennsylvania",226,"Dropped - Units whose status does not meet NEEDS criteria"]
[null,"Titus",3115,"1","Coal Steam","Pennsylvania",72,"Dropped - Units whose status does not meet NEEDS criteria"]
[null,"Titus",3115,"2","Coal Steam","Pennsylvania",72,"Dropped - Units whose status does not meet NEEDS criteria"]
[null,"Titus",3115,"3","Coal Steam","Pennsylvania",72,"Dropped - Units whose status does not meet NEEDS criteria"]
[null,"Seward (PA)",3130,"4","Coal Steam","Pennsylvania",60,"Dropped - Units whose status does not meet NEEDS criteria"]
[null,"Seward (PA)",3130,"5","Coal Steam","Pennsylvania",136,"Dropped - Units whose status does not meet NEEDS criteria"]
[null,"Warren",3132,"1","Coal Steam","Pennsylvania",41,"Dropped - Units whose status does not meet NEEDS criteria"]
[null,"Warren",3132,"2","Coal Steam","Pennsylvania",41,"Dropped - Units whose status does not meet NEEDS criteria"]
[null,"Wayne",3134,"A","Combustion Turbine","Pennsylvania",56,"Dropped - Units whose status does not meet NEEDS criteria"]
[null,"New Castle Plant",3138,"EMDB","Combustion Turbine","Pennsylvania",2.5,"Dropped - Units whose status does not meet NEEDS criteria"]
[null,"Brunner Island",3140,"BID1","Combustion Turbine","Pennsylvania",2.7,"Dropped - Units whose status does not meet NEEDS criteria"]
[null,"Brunner Island",3140,"BID2","Combustion Turbine","Pennsylvania",2.7,"Dropped - Units whose status does not meet NEEDS criteria"]
[null,"Brunner Island",3140,"BID3","Combustion Turbine","Pennsylvania",2,"Dropped - Units whose status does not meet NEEDS criteria"]
[null,"TalenEnergy Martins Creek LLC Harrisburg",3143,"CTG4","Combustion Turbine","Pennsylvania",14,"Dropped - Units whose status does not meet NEEDS criteria"]
[null,"TalenEnergy Martins Creek",3148,"1","Coal Steam","Pennsylvania",140,"Dropped - Units whose status does not meet NEEDS criteria"]
[null,"TalenEnergy Martins Creek",3148,"2","Coal Steam","Pennsylvania",140,"Dropped - Units whose status does not meet NEEDS criteria"]
[null,"TalenEnergy Martins Creek",3148,"MCD1","Combustion Turbine","Pennsylvania",2.5,"Dropped - Units whose status does not meet NEEDS criteria"]
[null,"TalenEnergy Martins Creek",3148,"MCD2","Combustion Turbine","Pennsylvania",2.5,"Dropped - Units whose status does not meet NEEDS criteria"]
[null,"TalenEnergy Montour",3149,"11","Coal Steam","Pennsylvania",11,"Dropped - Units whose status does not meet NEEDS criteria"]
[null,"Sunbury Generation LP",3152,"1","Coal Steam","Pennsylvania",80,"Dropped - Units whose status does not meet NEEDS criteria"]
[null,"Sunbury Generation LP",3152,"2","Coal Steam","Pennsylvania",80,"Dropped - Units whose status does not meet NEEDS criteria"]
[null,"Sunbury Generation LP",3152,"3","Coal Steam","Pennsylvania",94,"Dropped - Units whose status does not meet NEEDS criteria"]
[null,"Sunbury Generation LP",3152,"4","Coal Steam","Pennsylvania",128,"Dropped - Units whose status does not meet NEEDS criteria"]
[null,"Cromby Generating Station",3159,"1","Coal Steam","Pennsylvania",144,"Dropped - Units whose status does not meet NEEDS criteria"]
[null,"Cromby Generating Station",3159,"2","O/G Steam","Pennsylvania",201,"Dropped - Units whose status does not meet NEEDS criteria"]
[null,"Cromby Generating Station",3159,"ICI","Combustion Turbine","Pennsylvania",2.7,"Dropped - Units whose status does not meet NEEDS criteria"]
[null,"Delaware Generating Station",3160,"1","Combustion Turbine","Pennsylvania",2.7,"Dropped - Units whose status does not meet NEEDS criteria"]
[null,"Delaware Generating Station",3160,"7","O/G Steam","Pennsylvania",126,"Dropped - Units whose status does not meet NEEDS criteria"]
[null,"Delaware Generating Station",3160,"8","O/G Steam","Pennsylvania",124,"Dropped - Units whose status does not meet NEEDS criteria"]
[null,"Eddystone Generating Station",3161,"1","Coal Steam","Pennsylvania",279,"Dropped - Units whose status does not meet NEEDS criteria"]
[null,"Eddystone Generating Station",3161,"2","Coal Steam","Pennsylvania",309,"Dropped - Units whose status does not meet NEEDS criteria"]
[null,"Schuylkill Generating Station",3169,"1","O/G Steam","Pennsylvania",166,"Dropped - Units whose status does not meet NEEDS criteria"]
[null,"Schuylkill Generating Station",3169,"IC1","Combustion Turbine","Pennsylvania",2.7,"Dropped - Units whose status does not meet NEEDS criteria"]
[null,"FirstEnergy Armstrong Power Station",3178,"1","Coal Steam","Pennsylvania",172,"Dropped - Units whose status does not meet NEEDS criteria"]
[null,"FirstEnergy Armstrong Power Station",3178,"2","Coal Steam","Pennsylvania",172,"Dropped - Units whose status does not meet NEEDS criteria"]
[null,"Hatfields Ferry Power Station",3179,"1","Coal Steam","Pennsylvania",530,"Dropped - Units whose status does not meet NEEDS criteria"]
[null,"Hatfields Ferry Power Station",3179,"2","Coal Steam","Pennsylvania",530,"Dropped - Units whose status does not meet NEEDS criteria"]
[null,"Hatfields Ferry Power Station",3179,"3","Coal Steam","Pennsylvania",530,"Dropped - Units whose status does not meet NEEDS criteria"]
[null,"FirstEnergy Mitchell Power Station",3181,"1","O/G Steam","Pennsylvania",82,"Dropped - Units whose status does not meet NEEDS criteria"]
[null,"FirstEnergy Mitchell Power Station",3181,"2","O/G Steam","Pennsylvania",82,"Dropped - Units whose status does not meet NEEDS criteria"]
[null,"FirstEnergy Mitchell Power Station",3181,"3","Coal Steam","Pennsylvania",278,"Dropped - Units whose status does not meet NEEDS criteria"]
[null,"FirstEnergy Springdale Power Station",3182,"7","O/G Steam","Pennsylvania",86,"Dropped - Units whose status does not meet NEEDS criteria"]
[null,"FirstEnergy Springdale Power Station",3182,"8","O/G Steam","Pennsylvania",121,"Dropped - Units whose status does not meet NEEDS criteria"]
[null,"Providence",3245,"1","Hydro","Rhode Island",1.4,"Dropped - Units whose status does not meet NEEDS criteria"]
[null,"Darlington County",3250,"5","Combustion Turbine","South Carolina",51,"Dropped - Units whose status does not meet NEEDS criteria"]
[null,"Darlington County",3250,"9","Combustion Turbine","South Carolina",50,"Dropped - Units whose status does not meet NEEDS criteria"]
[null,"Darlington County",3250,"11","Combustion Turbine","South Carolina",52,"Dropped - Units whose status does not meet NEEDS criteria"]
[null,"H B Robinson",3251,"1","Coal Steam","South Carolina",177,"Dropped - Units whose status does not meet NEEDS criteria"]
[null,"H B Robinson",3251,"GT1","Combustion Turbine","South Carolina",11,"Dropped - Units whose status does not meet NEEDS criteria"]
[null,"Great Falls (SC)",3259,"3","Hydro","South Carolina",3,"Dropped - Units whose status does not meet NEEDS criteria"]
[null,"Great Falls (SC)",3259,"4","Hydro","South Carolina",3,"Dropped - Units whose status does not meet NEEDS criteria"]
[null,"Great Falls (SC)",3259,"7","Hydro","South Carolina",3,"Dropped - Units whose status does not meet NEEDS criteria"]
[null,"Great Falls (SC)",3259,"8","Hydro","South Carolina",3,"Dropped - Units whose status does not meet NEEDS criteria"]
[null,"W S Lee",3264,"1","Coal Steam","South Carolina",100,"Dropped - Units whose status does not meet NEEDS criteria"]
[null,"W S Lee",3264,"2","Coal Steam","South Carolina",100,"Dropped - Units whose status does not meet NEEDS criteria"]
[null,"W S Lee",3264,"4","Combustion Turbine","South Carolina",30,"Dropped - Units whose status does not meet NEEDS criteria"]
[null,"W S Lee",3264,"5","Combustion Turbine","South Carolina",30,"Dropped - Units whose status does not meet NEEDS criteria"]
[null,"W S Lee",3264,"6","Combustion Turbine","South Carolina",30,"Dropped - Units whose status does not meet NEEDS criteria"]
[null,"Rocky Creek",3266,"1","Hydro","South Carolina",2.9,"Dropped - Units whose status does not meet NEEDS criteria"]
[null,"Rocky Creek",3266,"2","Hydro","South Carolina",2.9,"Dropped - Units whose status does not meet NEEDS criteria"]
[null,"Rocky Creek",3266,"3","Hydro","South Carolina",2.9,"Dropped - Units whose status does not meet NEEDS criteria"]
[null,"Rocky Creek",3266,"4","Hydro","South Carolina",2.9,"Dropped - Units whose status does not meet NEEDS criteria"]
[null,"Rocky Creek",3266,"5","Hydro","South Carolina",4.8,"Dropped - Units whose status does not meet NEEDS criteria"]
[null,"Rocky Creek",3266,"6","Hydro","South Carolina",4.8,"Dropped - Units whose status does not meet NEEDS criteria"]
[null,"Rocky Creek",3266,"7","Hydro","South Carolina",2.9,"Dropped - Units whose status does not meet NEEDS criteria"]
[null,"Rocky Creek",3266,"8","Hydro","South Carolina",2.9,"Dropped - Units whose status does not meet NEEDS criteria"]
[null,"99 Islands",3272,"5","Hydro","South Carolina",2.4,"Dropped - Units whose status does not meet NEEDS criteria"]
[null,"99 Islands",3272,"6","Hydro","South Carolina",2.4,"Dropped - Units whose status does not meet NEEDS criteria"]
[null,"Burton",3277,"1","Combustion Turbine","South Carolina",9,"Dropped - Units whose status does not meet NEEDS criteria"]
[null,"Burton",3277,"2","Combustion Turbine","South Carolina",9,"Dropped - Units whose status does not meet NEEDS criteria"]
[null,"Burton",3277,"3","Combustion Turbine","South Carolina",9,"Dropped - Units whose status does not meet NEEDS criteria"]
[null,"Canadys Steam",3280,"1","Coal Steam","South Carolina",105,"Dropped - Units whose status does not meet NEEDS criteria"]
[null,"Canadys Steam",3280,"2","Coal Steam","South Carolina",115,"Dropped - Units whose status does not meet NEEDS criteria"]
[null,"Canadys Steam",3280,"3","Coal Steam","South Carolina",180,"Dropped - Units whose status does not meet NEEDS criteria"]
[null,"Columbia Canal Hydro",3283,"1","Hydro","South Carolina",1.3,"Dropped - Units whose status does not meet NEEDS criteria"]
[null,"Columbia Canal Hydro",3283,"2","Hydro","South Carolina",1.7,"Dropped - Units whose status does not meet NEEDS criteria"]
[null,"Columbia Canal Hydro",3283,"3","Hydro","South Carolina",1.3,"Dropped - Units whose status does not meet NEEDS criteria"]
[null,"Columbia Canal Hydro",3283,"4","Hydro","South Carolina",1.3,"Dropped - Units whose status does not meet NEEDS criteria"]
[null,"Columbia Canal Hydro",3283,"5","Hydro","South Carolina",1.7,"Dropped - Units whose status does not meet NEEDS criteria"]
[null,"Columbia Canal Hydro",3283,"6","Hydro","South Carolina",1.3,"Dropped - Units whose status does not meet NEEDS criteria"]
[null,"Columbia Canal Hydro",3283,"7","Hydro","South Carolina",1.3,"Dropped - Units whose status does not meet NEEDS criteria"]
[null,"Faber Place",3284,"1","Combustion Turbine","South Carolina",8,"Dropped - Units whose status does not meet NEEDS criteria"]
[null,"Rocky River (SC)",3305,"IC1","Combustion Turbine","South Carolina",1.1,"Dropped - Units whose status does not meet NEEDS criteria"]
[null,"Dolphus M Grainger",3317,"1","Coal Steam","South Carolina",83,"Dropped - Units whose status does not meet NEEDS criteria"]
[null,"Dolphus M Grainger",3317,"2","Coal Steam","South Carolina",83,"Dropped - Units whose status does not meet NEEDS criteria"]
[null,"Jefferies",3319,"1","Fossil Waste","South Carolina",42,"Dropped - Units whose status does not meet NEEDS criteria"]
[null,"Jefferies",3319,"2","Fossil Waste","South Carolina",42,"Dropped - Units whose status does not meet NEEDS criteria"]
[null,"Jefferies",3319,"3","Coal Steam","South Carolina",152,"Dropped - Units whose status does not meet NEEDS criteria"]
[null,"Jefferies",3319,"4","Coal Steam","South Carolina",150,"Dropped - Units whose status does not meet NEEDS criteria"]
[null,"Ben French",3325,"ST1","Coal Steam","South Dakota",21.6,"Dropped - Units whose status does not meet NEEDS criteria"]
[null,"Highmore",3343,"1","Combustion Turbine","South Dakota",0.6,"Dropped - Units whose status does not meet NEEDS criteria"]
[null,"Highmore",3343,"2","Combustion Turbine","South Dakota",1.3,"Dropped - Units whose status does not meet NEEDS criteria"]
[null,"Highmore",3343,"3","Combustion Turbine","South Dakota",2.6,"Dropped - Units whose status does not meet NEEDS criteria"]
[null,"Mobile Unit",3346,"1","Combustion Turbine","South Dakota",0.5,"Dropped - Units whose status does not meet NEEDS criteria"]
[null,"Redfield",3347,"1","Combustion Turbine","South Dakota",1.3,"Dropped - Units whose status does not meet NEEDS criteria"]
[null,"Redfield",3347,"2","Combustion Turbine","South Dakota",1.3,"Dropped - Units whose status does not meet NEEDS criteria"]
[null,"Redfield",3347,"3","Combustion Turbine","South Dakota",1.3,"Dropped - Units whose status does not meet NEEDS criteria"]
[null,"Webster IC",3348,"1","Combustion Turbine","South Dakota",0.8,"Dropped - Units whose status does not meet NEEDS criteria"]
[null,"Webster IC",3348,"2","Combustion Turbine","South Dakota",1.9,"Dropped - Units whose status does not meet NEEDS criteria"]
[null,"Allen",3393,"1","Coal Steam","Tennessee",247,"Dropped - Units whose status does not meet NEEDS criteria"]
[null,"Allen",3393,"2","Coal Steam","Tennessee",247,"Dropped - Units whose status does not meet NEEDS criteria"]
[null,"Allen",3393,"3","Coal Steam","Tennessee",247,"Dropped - Units whose status does not meet NEEDS criteria"]
[null,"John Sevier",3405,"1","Coal Steam","Tennessee",176,"Dropped - Units whose status does not meet NEEDS criteria"]
[null,"John Sevier",3405,"2","Coal Steam","Tennessee",176,"Dropped - Units whose status does not meet NEEDS criteria"]
[null,"John Sevier",3405,"3","Coal Steam","Tennessee",176,"Dropped - Units whose status does not meet NEEDS criteria"]
[null,"John Sevier",3405,"4","Coal Steam","Tennessee",176,"Dropped - Units whose status does not meet NEEDS criteria"]
[null,"Johnsonville",3406,"1","Coal Steam","Tennessee",107,"Dropped - Units whose status does not meet NEEDS criteria"]
[null,"Johnsonville",3406,"2","Coal Steam","Tennessee",107,"Dropped - Units whose status does not meet NEEDS criteria"]
[null,"Johnsonville",3406,"3","Coal Steam","Tennessee",107,"Dropped - Units whose status does not meet NEEDS criteria"]
[null,"Johnsonville",3406,"4","Coal Steam","Tennessee",107,"Dropped - Units whose status does not meet NEEDS criteria"]
[null,"Johnsonville",3406,"5","Coal Steam","Tennessee",107,"Dropped - Units whose status does not meet NEEDS criteria"]
[null,"Johnsonville",3406,"6","Coal Steam","Tennessee",107,"Dropped - Units whose status does not meet NEEDS criteria"]
[null,"Johnsonville",3406,"7","Coal Steam","Tennessee",141,"Dropped - Units whose status does not meet NEEDS criteria"]
[null,"Johnsonville",3406,"8","Coal Steam","Tennessee",141,"Dropped - Units whose status does not meet NEEDS criteria"]
[null,"Johnsonville",3406,"9","Coal Steam","Tennessee",141,"Dropped - Units whose status does not meet NEEDS criteria"]
[null,"Johnsonville",3406,"10","Coal Steam","Tennessee",141,"Dropped - Units whose status does not meet NEEDS criteria"]
[null,"Watts Bar Fossil",3419,"ST1","Coal Steam","Tennessee",56,"Dropped - Units whose status does not meet NEEDS criteria"]
[null,"Watts Bar Fossil",3419,"ST2","Coal Steam","Tennessee",56,"Dropped - Units whose status does not meet NEEDS criteria"]
[null,"Watts Bar Fossil",3419,"ST3","Coal Steam","Tennessee",56,"Dropped - Units whose status does not meet NEEDS criteria"]
[null,"Watts Bar Fossil",3419,"ST4","Coal Steam","Tennessee",56,"Dropped - Units whose status does not meet NEEDS criteria"]
[null,"E S Joslin",3436,"1","O/G Steam","Texas",254,"Dropped - Units whose status does not meet NEEDS criteria"]
[null,"J L Bates",3438,"1","O/G Steam","Texas",72,"Dropped - Units whose status does not meet NEEDS criteria"]
[null,"J L Bates",3438,"2","O/G Steam","Texas",110,"Dropped - Units whose status does not meet NEEDS criteria"]
[null,"Laredo",3439,"1","O/G Steam","Texas",32,"Dropped - Units whose status does not meet NEEDS criteria"]
[null,"Laredo",3439,"2","O/G Steam","Texas",32,"Dropped - Units whose status does not meet NEEDS criteria"]
[null,"Laredo",3439,"3","O/G Steam","Texas",105,"Dropped - Units whose status does not meet NEEDS criteria"]
[null,"Lon C Hill",3440,"1","O/G Steam","Texas",75,"Dropped - Units whose status does not meet NEEDS criteria"]
[null,"Lon C Hill",3440,"2","O/G Steam","Texas",75,"Dropped - Units whose status does not meet NEEDS criteria"]
[null,"Lon C Hill",3440,"3","O/G Steam","Texas",164,"Dropped - Units whose status does not meet NEEDS criteria"]
[null,"Lon C Hill",3440,"4","O/G Steam","Texas",245,"Dropped - Units whose status does not meet NEEDS criteria"]
[null,"Nueces Bay",3441,"5","O/G Steam","Texas",30,"Dropped - Units whose status does not meet NEEDS criteria"]
[null,"Nueces Bay",3441,"6","O/G Steam","Texas",161,"Dropped - Units whose status does not meet NEEDS criteria"]
[null,"La Palma",3442,"4","O/G Steam","Texas",24,"Dropped - Units whose status does not meet NEEDS criteria"]
[null,"La Palma",3442,"5","O/G Steam","Texas",24,"Dropped - Units whose status does not meet NEEDS criteria"]
[null,"La Palma",3442,"6","O/G Steam","Texas",155,"Dropped - Units whose status does not meet NEEDS criteria"]
[null,"La Palma",3442,"7","Combustion Turbine","Texas",52,"Dropped - Units whose status does not meet NEEDS criteria"]
[null,"Victoria",3443,"4","O/G Steam","Texas",69,"Dropped - Units whose status does not meet NEEDS criteria"]
[null,"Victoria",3443,"6","O/G Steam","Texas",250,"Dropped - Units whose status does not meet NEEDS criteria"]
[null,"Mountain Creek",3453,"2","O/G Steam","Texas",24,"Dropped - Units whose status does not meet NEEDS criteria"]
[null,"Mountain Creek",3453,"3","O/G Steam","Texas",70,"Dropped - Units whose status does not meet NEEDS criteria"]
[null,"North Lake",3454,"1","O/G Steam","Texas",175,"Dropped - Units whose status does not meet NEEDS criteria"]
[null,"North Lake",3454,"2","O/G Steam","Texas",175,"Dropped - Units whose status does not meet NEEDS criteria"]
[null,"North Lake",3454,"3","O/G Steam","Texas",365,"Dropped - Units whose status does not meet NEEDS criteria"]
[null,"Parkdale",3455,"1","O/G Steam","Texas",87,"Dropped - Units whose status does not meet NEEDS criteria"]
[null,"Parkdale",3455,"2","O/G Steam","Texas",115,"Dropped - Units whose status does not meet NEEDS criteria"]
[null,"Parkdale",3455,"3","O/G Steam","Texas",125,"Dropped - Units whose status does not meet NEEDS criteria"]
[null,"Newman",3456,"1","O/G Steam","Texas",74,"Dropped  - Retired/Planned Retirement by 06/2023"]
[null,"Newman",3456,"2","O/G Steam","Texas",76,"Dropped  - Retired/Planned Retirement by 06/2023"]
[null,"Sabine",3459,"1","O/G Steam","Texas",212,"Dropped  - Retired/Planned Retirement by 06/2023"]
[null,"Sabine",3459,"2","O/G Steam","Texas",213.2,"Dropped - Units whose status does not meet NEEDS criteria"]
[null,"Cedar Bayou",3460,"3","O/G Steam","Texas",760,"Dropped - Units whose status does not meet NEEDS criteria"]
[null,"Deepwater",3461,"7","O/G Steam","Texas",174,"Dropped - Units whose status does not meet NEEDS criteria"]
[null,"Hiram Clarke",3465,"1","Combustion Turbine","Texas",13,"Dropped - Units whose status does not meet NEEDS criteria"]
[null,"Hiram Clarke",3465,"2","Combustion Turbine","Texas",13,"Dropped - Units whose status does not meet NEEDS criteria"]
[null,"Hiram Clarke",3465,"3","Combustion Turbine","Texas",13,"Dropped - Units whose status does not meet NEEDS criteria"]
[null,"Hiram Clarke",3465,"4","Combustion Turbine","Texas",13,"Dropped - Units whose status does not meet NEEDS criteria"]
[null,"Hiram Clarke",3465,"5","Combustion Turbine","Texas",13,"Dropped - Units whose status does not meet NEEDS criteria"]
[null,"Hiram Clarke",3465,"6","Combustion Turbine","Texas",13,"Dropped - Units whose status does not meet NEEDS criteria"]
[null,"P H Robinson",3466,"1","O/G Steam","Texas",461,"Dropped - Units whose status does not meet NEEDS criteria"]
[null,"P H Robinson",3466,"2","O/G Steam","Texas",461,"Dropped - Units whose status does not meet NEEDS criteria"]
[null,"P H Robinson",3466,"3","O/G Steam","Texas",552,"Dropped - Units whose status does not meet NEEDS criteria"]
[null,"P H Robinson",3466,"4","O/G Steam","Texas",737,"Dropped - Units whose status does not meet NEEDS criteria"]
[null,"Sam Bertron",3468,"3","O/G Steam","Texas",230,"Dropped - Units whose status does not meet NEEDS criteria"]
[null,"Sam Bertron",3468,"4","O/G Steam","Texas",230,"Dropped - Units whose status does not meet NEEDS criteria"]
[null,"Sam Bertron",3468,"GT1","Combustion Turbine","Texas",20,"Dropped - Units whose status does not meet NEEDS criteria"]
[null,"Sam Bertron",3468,"GT2","Combustion Turbine","Texas",13,"Dropped - Units whose status does not meet NEEDS criteria"]
[null,"Sam Bertron",3468,"ST1","O/G Steam","Texas",118,"Dropped - Units whose status does not meet NEEDS criteria"]
[null,"Sam Bertron",3468,"ST2","O/G Steam","Texas",174,"Dropped - Units whose status does not meet NEEDS criteria"]
[null,"T H Wharton",3469,"2","O/G Steam","Texas",229,"Dropped - Units whose status does not meet NEEDS criteria"]
[null,"Webster",3471,"3","O/G Steam","Texas",374,"Dropped - Units whose status does not meet NEEDS criteria"]
[null,"Webster",3471,"GT1","Combustion Turbine","Texas",13,"Dropped - Units whose status does not meet NEEDS criteria"]
[null,"Knox Lee",3476,"4","O/G Steam","Texas",73,"Dropped - Units whose status does not meet NEEDS criteria"]
[null,"Moore County",3483,"3","O/G Steam","Texas",46,"Dropped - Units whose status does not meet NEEDS criteria"]
[null,"Nichols",3484,"1","O/G Steam","Texas",107,"Dropped  - Retired/Planned Retirement by 06/2023"]
[null,"Plant X",3485,"1","O/G Steam","Texas",38,"Dropped  - Retired/Planned Retirement by 06/2023"]
[null,"Plant X",3485,"2","O/G Steam","Texas",90,"Dropped  - Retired/Planned Retirement by 06/2023"]
[null,"Riverview",3487,"6","Combustion Turbine","Texas",22,"Dropped - Units whose status does not meet NEEDS criteria"]
[null,"Eagle Mountain",3489,"1","O/G Steam","Texas",115,"Dropped - Units whose status does not meet NEEDS criteria"]
[null,"Eagle Mountain",3489,"2","O/G Steam","Texas",175,"Dropped - Units whose status does not meet NEEDS criteria"]
[null,"Eagle Mountain",3489,"3","O/G Steam","Texas",375,"Dropped - Units whose status does not meet NEEDS criteria"]
[null,"Eagle Mountain",3489,"CT1","Combined Cycle","Texas",224.9,"Dropped - Units whose status does not meet NEEDS criteria"]
[null,"Eagle Mountain",3489,"CT2","Combined Cycle","Texas",224.9,"Dropped - Units whose status does not meet NEEDS criteria"]
[null,"Eagle Mountain",3489,"ST1","Combined Cycle","Texas",344.4,"Dropped - Units whose status does not meet NEEDS criteria"]
[null,"Handley",3491,"1","O/G Steam","Texas",42,"Dropped - Units whose status does not meet NEEDS criteria"]
[null,"Handley",3491,"2","O/G Steam","Texas",75,"Dropped - Units whose status does not meet NEEDS criteria"]
[null,"Morgan Creek",3492,"2","O/G Steam","Texas",17.5,"Dropped - Units whose status does not meet NEEDS criteria"]
[null,"Morgan Creek",3492,"3","O/G Steam","Texas",43,"Dropped - Units whose status does not meet NEEDS criteria"]
[null,"Morgan Creek",3492,"4","O/G Steam","Texas",70,"Dropped - Units whose status does not meet NEEDS criteria"]
[null,"Morgan Creek",3492,"5","O/G Steam","Texas",175,"Dropped - Units whose status does not meet NEEDS criteria"]
[null,"Morgan Creek",3492,"6","O/G Steam","Texas",511,"Dropped - Units whose status does not meet NEEDS criteria"]
[null,"Morgan Creek",3492,"7","Coal Steam","Texas",800,"Dropped - Units whose status does not meet NEEDS criteria"]
[null,"North Main",3493,"4","O/G Steam","Texas",80,"Dropped - Units whose status does not meet NEEDS criteria"]
[null,"Permian Basin",3494,"5","O/G Steam","Texas",112,"Dropped - Units whose status does not meet NEEDS criteria"]
[null,"Permian Basin",3494,"6","O/G Steam","Texas",515,"Dropped - Units whose status does not meet NEEDS criteria"]
[null,"Big Brown",3497,"1","Coal Steam","Texas",606,"Dropped - Units whose status does not meet NEEDS criteria"]
[null,"Big Brown",3497,"2","Coal Steam","Texas",602,"Dropped - Units whose status does not meet NEEDS criteria"]
[null,"Big Brown",3497,"3","Coal Steam","Texas",800,"Dropped - Units whose status does not meet NEEDS criteria"]
[null,"Collin",3500,"1","O/G Steam","Texas",154,"Dropped - Units whose status does not meet NEEDS criteria"]
[null,"Lake Creek",3502,"CT1","Combustion Turbine","Texas",207,"Dropped - Units whose status does not meet NEEDS criteria"]
[null,"Lake Creek",3502,"D1","Combustion Turbine","Texas",2,"Dropped - Units whose status does not meet NEEDS criteria"]
[null,"Lake Creek",3502,"D2","Combustion Turbine","Texas",2,"Dropped - Units whose status does not meet NEEDS criteria"]
[null,"Lake Creek",3502,"D3","Combustion Turbine","Texas",2,"Dropped - Units whose status does not meet NEEDS criteria"]
[null,"Lake Creek",3502,"ST1","O/G Steam","Texas",87,"Dropped - Units whose status does not meet NEEDS criteria"]
[null,"Lake Creek",3502,"ST2","O/G Steam","Texas",230,"Dropped - Units whose status does not meet NEEDS criteria"]
[null,"Lake Creek",3502,"ST3","Coal Steam","Texas",800,"Dropped - Units whose status does not meet NEEDS criteria"]
[null,"River Crest",3503,"1","O/G Steam","Texas",110,"Dropped - Units whose status does not meet NEEDS criteria"]
[null,"Tradinghouse",3506,"CT1","Combustion Turbine","Texas",207,"Dropped - Units whose status does not meet NEEDS criteria"]
[null,"Tradinghouse",3506,"CT2","Combustion Turbine","Texas",207,"Dropped - Units whose status does not meet NEEDS criteria"]
[null,"Valley (TX)",3508,"1","O/G Steam","Texas",174,"Dropped - Units whose status does not meet NEEDS criteria"]
[null,"Valley (TX)",3508,"2","O/G Steam","Texas",520,"Dropped - Units whose status does not meet NEEDS criteria"]
[null,"Valley (TX)",3508,"3","O/G Steam","Texas",375,"Dropped - Units whose status does not meet NEEDS criteria"]
[null,"Valley (TX)",3508,"4","Coal Steam","Texas",800,"Dropped - Units whose status does not meet NEEDS criteria"]
[null,"Abilene",3517,"4","O/G Steam","Texas",18,"Dropped - Units whose status does not meet NEEDS criteria"]
[null,"Fort Stockton",3520,"2","Combustion Turbine","Texas",5,"Dropped - Units whose status does not meet NEEDS criteria"]
[null,"Lake Pauline",3521,"1","O/G Steam","Texas",12,"Dropped - Units whose status does not meet NEEDS criteria"]
[null,"Lake Pauline",3521,"2","O/G Steam","Texas",23,"Dropped - Units whose status does not meet NEEDS criteria"]
[null,"Oak Creek",3523,"1","O/G Steam","Texas",85,"Dropped - Units whose status does not meet NEEDS criteria"]
[null,"Paint Creek",3524,"1","O/G Steam","Texas",31,"Dropped - Units whose status does not meet NEEDS criteria"]
[null,"Paint Creek",3524,"2","O/G Steam","Texas",31,"Dropped - Units whose status does not meet NEEDS criteria"]
[null,"Paint Creek",3524,"3","O/G Steam","Texas",53,"Dropped - Units whose status does not meet NEEDS criteria"]
[null,"Paint Creek",3524,"4","O/G Steam","Texas",116,"Dropped - Units whose status does not meet NEEDS criteria"]
[null,"Presidio",3525,"5","Combustion Turbine","Texas",1,"Dropped - Units whose status does not meet NEEDS criteria"]
[null,"Presidio",3525,"6","Combustion Turbine","Texas",1,"Dropped - Units whose status does not meet NEEDS criteria"]
[null,"Rio Pecos",3526,"4","Combined Cycle","Texas",5,"Dropped - Units whose status does not meet NEEDS criteria"]
[null,"Rio Pecos",3526,"5","Combined Cycle","Texas",38,"Dropped - Units whose status does not meet NEEDS criteria"]
[null,"Rio Pecos",3526,"6","O/G Steam","Texas",98,"Dropped - Units whose status does not meet NEEDS criteria"]
[null,"San Angelo",3527,"1","Combined Cycle","Texas",21,"Dropped - Units whose status does not meet NEEDS criteria"]
[null,"San Angelo",3527,"2","Combined Cycle","Texas",102,"Dropped - Units whose status does not meet NEEDS criteria"]
[null,"Holly Street",3549,"1","O/G Steam","Texas",100,"Dropped - Units whose status does not meet NEEDS criteria"]
[null,"Holly Street",3549,"2","O/G Steam","Texas",100,"Dropped - Units whose status does not meet NEEDS criteria"]
[null,"Holly Street",3549,"3","O/G Steam","Texas",195,"Dropped - Units whose status does not meet NEEDS criteria"]
[null,"Holly Street",3549,"4","O/G Steam","Texas",196,"Dropped - Units whose status does not meet NEEDS criteria"]
[null,"Morris Sheppard",3557,"1","Hydro","Texas",12,"Dropped - Units whose status does not meet NEEDS criteria"]
[null,"Morris Sheppard",3557,"2","Hydro","Texas",12,"Dropped - Units whose status does not meet NEEDS criteria"]
[null,"Brownfield",3558,"1","Combustion Turbine","Texas",0.7,"Dropped - Units whose status does not meet NEEDS criteria"]
[null,"Brownfield",3558,"3","Combustion Turbine","Texas",1.5,"Dropped - Units whose status does not meet NEEDS criteria"]
[null,"Brownfield",3558,"4","Combustion Turbine","Texas",1.8,"Dropped - Units whose status does not meet NEEDS criteria"]
[null,"Brownfield",3558,"5","Combustion Turbine","Texas",1.8,"Dropped - Units whose status does not meet NEEDS criteria"]
[null,"Brownfield",3558,"GT1","Combustion Turbine","Texas",6,"Dropped - Units whose status does not meet NEEDS criteria"]
[null,"Silas Ray",3559,"5","O/G Steam","Texas",18,"Dropped - Units whose status does not meet NEEDS criteria"]
[null,"Bryan (TX)",3561,"3","O/G Steam","Texas",12,"Dropped - Units whose status does not meet NEEDS criteria"]
[null,"Bryan (TX)",3561,"4","O/G Steam","Texas",22,"Dropped - Units whose status does not meet NEEDS criteria"]
[null,"Bryan (TX)",3561,"5","O/G Steam","Texas",25,"Dropped - Units whose status does not meet NEEDS criteria"]
[null,"Bryan (TX)",3561,"6","O/G Steam","Texas",50,"Dropped - Units whose status does not meet NEEDS criteria"]
[null,"Coleman",3566,"IC1","Combustion Turbine","Texas",1.3,"Dropped - Units whose status does not meet NEEDS criteria"]
[null,"Coleman",3566,"IC2","Combustion Turbine","Texas",1,"Dropped - Units whose status does not meet NEEDS criteria"]
[null,"Coleman",3566,"IC3","Combustion Turbine","Texas",1.1,"Dropped - Units whose status does not meet NEEDS criteria"]
[null,"Coleman",3566,"IC4","Combustion Turbine","Texas",1.3,"Dropped - Units whose status does not meet NEEDS criteria"]
[null,"Coleman",3566,"IC5","Combustion Turbine","Texas",1.8,"Dropped - Units whose status does not meet NEEDS criteria"]
[null,"Coleman",3566,"IC6","Combustion Turbine","Texas",2.2,"Dropped - Units whose status does not meet NEEDS criteria"]
[null,"Coleman",3566,"IC7","Combustion Turbine","Texas",1.2,"Dropped - Units whose status does not meet NEEDS criteria"]
[null,"Coleman",3566,"IC8","Combustion Turbine","Texas",0.8,"Dropped - Units whose status does not meet NEEDS criteria"]
[null,"Coleman",3566,"IC9","Combustion Turbine","Texas",3.6,"Dropped - Units whose status does not meet NEEDS criteria"]
[null,"Floydada",3573,"2","Combustion Turbine","Texas",1,"Dropped - Units whose status does not meet NEEDS criteria"]
[null,"Floydada",3573,"3","Combustion Turbine","Texas",1,"Dropped - Units whose status does not meet NEEDS criteria"]
[null,"Floydada",3573,"4","Combustion Turbine","Texas",0.9,"Dropped - Units whose status does not meet NEEDS criteria"]
[null,"Floydada",3573,"5","Combustion Turbine","Texas",0.9,"Dropped - Units whose status does not meet NEEDS criteria"]
[null,"Floydada",3573,"6","Combustion Turbine","Texas",1.4,"Dropped - Units whose status does not meet NEEDS criteria"]
[null,"C E Newman",3574,"1","O/G Steam","Texas",8,"Dropped - Units whose status does not meet NEEDS criteria"]
[null,"C E Newman",3574,"2","O/G Steam","Texas",8,"Dropped - Units whose status does not meet NEEDS criteria"]
[null,"C E Newman",3574,"3","O/G Steam","Texas",17,"Dropped - Units whose status does not meet NEEDS criteria"]
[null,"C E Newman",3574,"4","O/G Steam","Texas",18,"Dropped - Units whose status does not meet NEEDS criteria"]
[null,"C E Newman",3574,"5","O/G Steam","Texas",37,"Dropped - Units whose status does not meet NEEDS criteria"]
[null,"Ty Cooke",3602,"GT1","Combustion Turbine","Texas",11,"Dropped - Units whose status does not meet NEEDS criteria"]
[null,"J Robert Massengale",3604,"4","O/G Steam","Texas",10,"Dropped - Units whose status does not meet NEEDS criteria"]
[null,"J Robert Massengale",3604,"5","O/G Steam","Texas",10,"Dropped - Units whose status does not meet NEEDS criteria"]
[null,"Robstown",3608,"3","Combustion Turbine","Texas",2.1,"Dropped - Units whose status does not meet NEEDS criteria"]
[null,"Robstown",3608,"4","Combustion Turbine","Texas",2,"Dropped - Units whose status does not meet NEEDS criteria"]
[null,"Robstown",3608,"5","Combustion Turbine","Texas",2,"Dropped - Units whose status does not meet NEEDS criteria"]
[null,"Robstown",3608,"7","Combustion Turbine","Texas",0.9,"Dropped - Units whose status does not meet NEEDS criteria"]
[null,"Robstown",3608,"8","Combustion Turbine","Texas",0.9,"Dropped - Units whose status does not meet NEEDS criteria"]
[null,"Robstown",3608,"9","Combustion Turbine","Texas",2.2,"Dropped - Units whose status does not meet NEEDS criteria"]
[null,"Robstown",3608,"10","Combustion Turbine","Texas",3.5,"Dropped - Units whose status does not meet NEEDS criteria"]
[null,"Robstown",3608,"11","Combustion Turbine","Texas",4,"Dropped - Units whose status does not meet NEEDS criteria"]
[null,"Leon Creek",3609,"3","O/G Steam","Texas",60,"Dropped - Units whose status does not meet NEEDS criteria"]
[null,"Leon Creek",3609,"4","O/G Steam","Texas",95,"Dropped - Units whose status does not meet NEEDS criteria"]
[null,"Mission Road",3610,"3","O/G Steam","Texas",100,"Dropped - Units whose status does not meet NEEDS criteria"]
[null,"W B Tuttle",3613,"1","O/G Steam","Texas",60,"Dropped - Units whose status does not meet NEEDS criteria"]
[null,"W B Tuttle",3613,"2","O/G Steam","Texas",100,"Dropped - Units whose status does not meet NEEDS criteria"]
[null,"W B Tuttle",3613,"3","O/G Steam","Texas",100,"Dropped - Units whose status does not meet NEEDS criteria"]
[null,"W B Tuttle",3613,"4","O/G Steam","Texas",154,"Dropped - Units whose status does not meet NEEDS criteria"]
[null,"Tulia",3619,"2","Combustion Turbine","Texas",0.3,"Dropped - Units whose status does not meet NEEDS criteria"]
[null,"Tulia",3619,"5","Combustion Turbine","Texas",0.9,"Dropped - Units whose status does not meet NEEDS criteria"]
[null,"Tulia",3619,"6","Combustion Turbine","Texas",0.7,"Dropped - Units whose status does not meet NEEDS criteria"]
[null,"Tulia",3619,"7","Combustion Turbine","Texas",0.7,"Dropped - Units whose status does not meet NEEDS criteria"]
[null,"Tulia",3619,"8","Combustion Turbine","Texas",1.2,"Dropped - Units whose status does not meet NEEDS criteria"]
[null,"Tulia",3619,"9","Combustion Turbine","Texas",1.2,"Dropped - Units whose status does not meet NEEDS criteria"]
[null,"Tulia",3619,"10","Combustion Turbine","Texas",1.5,"Dropped - Units whose status does not meet NEEDS criteria"]
[null,"Tulia",3619,"11","Combustion Turbine","Texas",3.5,"Dropped - Units whose status does not meet NEEDS criteria"]
[null,"Tulia",3619,"12","Combustion Turbine","Texas",2.4,"Dropped - Units whose status does not meet NEEDS criteria"]
[null,"Vernon",3623,"1","Combustion Turbine","Texas",2,"Dropped - Units whose status does not meet NEEDS criteria"]
[null,"Vernon",3623,"2","Combustion Turbine","Texas",1,"Dropped - Units whose status does not meet NEEDS criteria"]
[null,"Vernon",3623,"3","Combustion Turbine","Texas",1.1,"Dropped - Units whose status does not meet NEEDS criteria"]
[null,"Vernon",3623,"4","Combustion Turbine","Texas",4,"Dropped - Units whose status does not meet NEEDS criteria"]
[null,"Vernon",3623,"7","Combustion Turbine","Texas",1,"Dropped - Units whose status does not meet NEEDS criteria"]
[null,"Weatherford",3624,"1","Combustion Turbine","Texas",0.1,"Dropped - Units whose status does not meet NEEDS criteria"]
[null,"Weatherford",3624,"2","Combustion Turbine","Texas",0.1,"Dropped - Units whose status does not meet NEEDS criteria"]
[null,"Weatherford",3624,"3","Combustion Turbine","Texas",0.1,"Dropped - Units whose status does not meet NEEDS criteria"]
[null,"Weatherford",3624,"4","Combustion Turbine","Texas",0.6,"Dropped - Units whose status does not meet NEEDS criteria"]
[null,"Weatherford",3624,"6","Combustion Turbine","Texas",1.2,"Dropped - Units whose status does not meet NEEDS criteria"]
[null,"Weatherford",3624,"7","Combustion Turbine","Texas",1.1,"Dropped - Units whose status does not meet NEEDS criteria"]
[null,"Weatherford",3624,"8","Combustion Turbine","Texas",1.1,"Dropped - Units whose status does not meet NEEDS criteria"]
[null,"Whitesboro",3625,"1","Combustion Turbine","Texas",1.2,"Dropped - Units whose status does not meet NEEDS criteria"]
[null,"Whitesboro",3625,"2","Combustion Turbine","Texas",0.9,"Dropped - Units whose status does not meet NEEDS criteria"]
[null,"Whitesboro",3625,"3","Combustion Turbine","Texas",0.5,"Dropped - Units whose status does not meet NEEDS criteria"]
[null,"Whitesboro",3625,"4","Combustion Turbine","Texas",1.2,"Dropped - Units whose status does not meet NEEDS criteria"]
[null,"North Texas",3627,"1","O/G Steam","Texas",16.5,"Dropped - Units whose status does not meet NEEDS criteria"]
[null,"North Texas",3627,"2","O/G Steam","Texas",16.5,"Dropped - Units whose status does not meet NEEDS criteria"]
[null,"North Texas",3627,"3","O/G Steam","Texas",38,"Dropped - Units whose status does not meet NEEDS criteria"]
[null,"Pearsall",3630,"1","O/G Steam","Texas",23,"Dropped - Units whose status does not meet NEEDS criteria"]
[null,"Pearsall",3630,"2","O/G Steam","Texas",23,"Dropped - Units whose status does not meet NEEDS criteria"]
[null,"Pearsall",3630,"3","O/G Steam","Texas",23,"Dropped - Units whose status does not meet NEEDS criteria"]
[null,"Sam Rayburn",3631,"3","O/G Steam","Texas",22,"Dropped - Units whose status does not meet NEEDS criteria"]
[null,"Carbon",3644,"1","Coal Steam","Utah",67,"Dropped - Units whose status does not meet NEEDS criteria"]
[null,"Carbon",3644,"2","Coal Steam","Utah",105,"Dropped - Units whose status does not meet NEEDS criteria"]
[null,"Olmstead",3655,"1","Hydro","Utah",2.3,"Dropped - Units whose status does not meet NEEDS criteria"]
[null,"Olmstead",3655,"2","Hydro","Utah",2.3,"Dropped - Units whose status does not meet NEEDS criteria"]
[null,"Olmstead",3655,"4","Hydro","Utah",5.4,"Dropped - Units whose status does not meet NEEDS criteria"]
[null,"Bountiful City",3665,"2","Combustion Turbine","Utah",1.2,"Dropped - Units whose status does not meet NEEDS criteria"]
[null,"Bountiful City",3665,"3","Combustion Turbine","Utah",1.2,"Dropped - Units whose status does not meet NEEDS criteria"]
[null,"Bountiful City",3665,"4","Combustion Turbine","Utah",1,"Dropped - Units whose status does not meet NEEDS criteria"]
[null,"Bountiful City",3665,"5","Combustion Turbine","Utah",1,"Dropped - Units whose status does not meet NEEDS criteria"]
[null,"Bountiful City",3665,"6","Combustion Turbine","Utah",2.5,"Dropped - Units whose status does not meet NEEDS criteria"]
[null,"Bountiful City",3665,"7","Combustion Turbine","Utah",0.1,"Dropped - Units whose status does not meet NEEDS criteria"]
[null,"Bountiful City",3665,"IC8","Combustion Turbine","Utah",7,"Dropped - Units whose status does not meet NEEDS criteria"]
[null,"Hydro III",3675,"HY3","Hydro","Utah",0.1,"Dropped - Units whose status does not meet NEEDS criteria"]
[null,"Hydro III",3675,"IC1","Combustion Turbine","Utah",0.6,"Dropped - Units whose status does not meet NEEDS criteria"]
[null,"Murray City",3683,"3","Combustion Turbine","Utah",2,"Dropped - Units whose status does not meet NEEDS criteria"]
[null,"Murray City",3683,"4","Combustion Turbine","Utah",0.9,"Dropped - Units whose status does not meet NEEDS criteria"]
[null,"Murray City",3683,"5","Combustion Turbine","Utah",0.9,"Dropped - Units whose status does not meet NEEDS criteria"]
[null,"Murray City",3683,"6","Combustion Turbine","Utah",2.3,"Dropped - Units whose status does not meet NEEDS criteria"]
[null,"Provo",3686,"4","O/G Steam","Utah",9.2,"Dropped - Units whose status does not meet NEEDS criteria"]
[null,"Provo",3686,"5","Combustion Turbine","Utah",2.5,"Dropped - Units whose status does not meet NEEDS criteria"]
[null,"Provo",3686,"6","Combustion Turbine","Utah",2.5,"Dropped - Units whose status does not meet NEEDS criteria"]
[null,"Provo",3686,"7","Combustion Turbine","Utah",2.5,"Dropped - Units whose status does not meet NEEDS criteria"]
[null,"Provo",3686,"8","Combustion Turbine","Utah",2.5,"Dropped - Units whose status does not meet NEEDS criteria"]
[null,"Bartholomew",3688,"1","Hydro","Utah",0.5,"Dropped - Units whose status does not meet NEEDS criteria"]
[null,"St Albans",3726,"IC1","Combustion Turbine","Vermont",1.1,"Dropped - Units whose status does not meet NEEDS criteria"]
[null,"St Albans",3726,"IC2","Combustion Turbine","Vermont",1.1,"Dropped - Units whose status does not meet NEEDS criteria"]
[null,"Newport Diesels",3730,"4","Combustion Turbine","Vermont",0.9,"Dropped - Units whose status does not meet NEEDS criteria"]
[null,"Newport Diesels",3730,"5","Combustion Turbine","Vermont",0.9,"Dropped - Units whose status does not meet NEEDS criteria"]
[null,"Newport Diesels",3730,"6","Combustion Turbine","Vermont",0.9,"Dropped - Units whose status does not meet NEEDS criteria"]
[null,"Newport Diesels",3730,"7","Combustion Turbine","Vermont",0.9,"Dropped - Units whose status does not meet NEEDS criteria"]
[null,"Newport Diesels",3730,"8","Combustion Turbine","Vermont",1,"Dropped - Units whose status does not meet NEEDS criteria"]
[null,"Newport Diesels",3730,"9","Combustion Turbine","Vermont",1,"Dropped - Units whose status does not meet NEEDS criteria"]
[null,"Newport Diesels",3730,"10","Combustion Turbine","Vermont",1,"Dropped - Units whose status does not meet NEEDS criteria"]
[null,"Essex Junction 19",3737,"IC5","Combustion Turbine","Vermont",1,"Dropped - Units whose status does not meet NEEDS criteria"]
[null,"Essex Junction 19",3737,"IC6","Combustion Turbine","Vermont",1,"Dropped - Units whose status does not meet NEEDS criteria"]
[null,"Essex Junction 19",3737,"IC7","Combustion Turbine","Vermont",1,"Dropped - Units whose status does not meet NEEDS criteria"]
[null,"Essex Junction 19",3737,"IC8","Combustion Turbine","Vermont",1,"Dropped - Units whose status does not meet NEEDS criteria"]
[null,"Vermont Yankee",3751,"1","Nuclear","Vermont",612.4,"Dropped - Units whose status does not meet NEEDS criteria"]
[null,"West Charleston",3753,"IC3","Combustion Turbine","Vermont",0.9,"Dropped - Units whose status does not meet NEEDS criteria"]
[null,"West Charleston",3753,"IC4","Combustion Turbine","Vermont",0.9,"Dropped - Units whose status does not meet NEEDS criteria"]
[null,"Clinch River",3775,"3","Coal Steam","Virginia",230,"Dropped - Units whose status does not meet NEEDS criteria"]
[null,"Glen Lyn",3776,"5","Coal Steam","Virginia",90,"Dropped - Units whose status does not meet NEEDS criteria"]
[null,"Glen Lyn",3776,"6","Coal Steam","Virginia",235,"Dropped - Units whose status does not meet NEEDS criteria"]
[null,"Potomac River",3788,"1","Coal Steam","Virginia",88,"Dropped - Units whose status does not meet NEEDS criteria"]
[null,"Potomac River",3788,"2","Coal Steam","Virginia",88,"Dropped - Units whose status does not meet NEEDS criteria"]
[null,"Potomac River",3788,"3","Coal Steam","Virginia",102,"Dropped - Units whose status does not meet NEEDS criteria"]
[null,"Potomac River",3788,"4","Coal Steam","Virginia",102,"Dropped - Units whose status does not meet NEEDS criteria"]
[null,"Potomac River",3788,"5","Coal Steam","Virginia",102,"Dropped - Units whose status does not meet NEEDS criteria"]
[null,"Bremo Bluff",3796,"3","O/G Steam","Virginia",71,"Dropped - Units whose status does not meet NEEDS criteria"]
[null,"Bremo Bluff",3796,"4","O/G Steam","Virginia",156,"Dropped - Units whose status does not meet NEEDS criteria"]
[null,"Chesterfield",3797,"3","Coal Steam","Virginia",97.5,"Dropped - Units whose status does not meet NEEDS criteria"]
[null,"Chesterfield",3797,"4","Coal Steam","Virginia",162.5,"Dropped - Units whose status does not meet NEEDS criteria"]
[null,"Chesapeake",3803,"3","Coal Steam","Virginia",156,"Dropped - Units whose status does not meet NEEDS criteria"]
[null,"Chesapeake",3803,"7","Combustion Turbine","Virginia",16,"Dropped - Units whose status does not meet NEEDS criteria"]
[null,"Chesapeake",3803,"8","Combustion Turbine","Virginia",16,"Dropped - Units whose status does not meet NEEDS criteria"]
[null,"Chesapeake",3803,"9","Combustion Turbine","Virginia",16,"Dropped - Units whose status does not meet NEEDS criteria"]
[null,"Chesapeake",3803,"10","Combustion Turbine","Virginia",16,"Dropped - Units whose status does not meet NEEDS criteria"]
[null,"Chesapeake",3803,"ST1","Coal Steam","Virginia",111,"Dropped - Units whose status does not meet NEEDS criteria"]
[null,"Chesapeake",3803,"ST2","Coal Steam","Virginia",111,"Dropped - Units whose status does not meet NEEDS criteria"]
[null,"Chesapeake",3803,"ST4","Coal Steam","Virginia",217,"Dropped - Units whose status does not meet NEEDS criteria"]
[null,"Possum Point",3804,"1","O/G Steam","Virginia",74,"Dropped - Units whose status does not meet NEEDS criteria"]
[null,"Possum Point",3804,"2","O/G Steam","Virginia",69,"Dropped - Units whose status does not meet NEEDS criteria"]
[null,"Possum Point",3804,"3","O/G Steam","Virginia",96,"Dropped - Units whose status does not meet NEEDS criteria"]
[null,"Possum Point",3804,"4","O/G Steam","Virginia",220,"Dropped - Units whose status does not meet NEEDS criteria"]
[null,"Yorktown",3809,"1","Coal Steam","Virginia",159,"Dropped - Units whose status does not meet NEEDS criteria"]
[null,"Yorktown",3809,"2","Coal Steam","Virginia",164,"Dropped - Units whose status does not meet NEEDS criteria"]
[null,"Transalta Centralia Generation",3845,"1","Coal Steam","Washington",670,"Dropped  - Retired/Planned Retirement by 06/2023"]
[null,"Transalta Centralia Generation",3845,"30","Combined Cycle","Washington",44,"Dropped - Units whose status does not meet NEEDS criteria"]
[null,"Transalta Centralia Generation",3845,"40","Combined Cycle","Washington",44,"Dropped - Units whose status does not meet NEEDS criteria"]
[null,"Transalta Centralia Generation",3845,"50","Combined Cycle","Washington",44,"Dropped - Units whose status does not meet NEEDS criteria"]
[null,"Transalta Centralia Generation",3845,"60","Combined Cycle","Washington",44,"Dropped - Units whose status does not meet NEEDS criteria"]
[null,"Transalta Centralia Generation",3845,"70","Combined Cycle","Washington",80,"Dropped - Units whose status does not meet NEEDS criteria"]
[null,"Condit",3846,"1","Hydro","Washington",7.7,"Dropped - Units whose status does not meet NEEDS criteria"]
[null,"Condit",3846,"2","Hydro","Washington",7.4,"Dropped - Units whose status does not meet NEEDS criteria"]
[null,"Naches Drop",3848,"1","Hydro","Washington",1,"Dropped - Units whose status does not meet NEEDS criteria"]
[null,"Naches",3849,"2","Hydro","Washington",2.6,"Dropped - Units whose status does not meet NEEDS criteria"]
[null,"Naches",3849,"4","Hydro","Washington",4,"Dropped - Units whose status does not meet NEEDS criteria"]
[null,"Snoqualmie",3860,"5","Hydro","Washington",6.5,"Dropped - Units whose status does not meet NEEDS criteria"]
[null,"White River (WA)",3862,"1","Hydro","Washington",15,"Dropped - Units whose status does not meet NEEDS criteria"]
[null,"White River (WA)",3862,"2","Hydro","Washington",15,"Dropped - Units whose status does not meet NEEDS criteria"]
[null,"White River (WA)",3862,"3","Hydro","Washington",20,"Dropped - Units whose status does not meet NEEDS criteria"]
[null,"White River (WA)",3862,"4","Hydro","Washington",20,"Dropped - Units whose status does not meet NEEDS criteria"]
[null,"Wanapum",3888,"1","Hydro","Washington",103.8,"Dropped - Units whose status does not meet NEEDS criteria"]
[null,"Wanapum",3888,"2","Hydro","Washington",103.8,"Dropped - Units whose status does not meet NEEDS criteria"]
[null,"Wanapum",3888,"3","Hydro","Washington",103.8,"Dropped - Units whose status does not meet NEEDS criteria"]
[null,"Wanapum",3888,"4","Hydro","Washington",103.8,"Dropped - Units whose status does not meet NEEDS criteria"]
[null,"Wanapum",3888,"5","Hydro","Washington",103.8,"Dropped - Units whose status does not meet NEEDS criteria"]
[null,"Wanapum",3888,"6","Hydro","Washington",103.8,"Dropped - Units whose status does not meet NEEDS criteria"]
[null,"Wanapum",3888,"7","Hydro","Washington",103.8,"Dropped - Units whose status does not meet NEEDS criteria"]
[null,"Wanapum",3888,"8","Hydro","Washington",103.8,"Dropped - Units whose status does not meet NEEDS criteria"]
[null,"Wanapum",3888,"9","Hydro","Washington",103.8,"Dropped - Units whose status does not meet NEEDS criteria"]
[null,"Wanapum",3888,"10","Hydro","Washington",103.8,"Dropped - Units whose status does not meet NEEDS criteria"]
[null,"Steam plant",3920,"1","Biomass","Washington",25,"Dropped - Units whose status does not meet NEEDS criteria"]
[null,"Steam plant",3920,"2","Biomass","Washington",25,"Dropped - Units whose status does not meet NEEDS criteria"]
[null,"Eastsound",3930,"4","Combustion Turbine","Washington",0.4,"Dropped - Units whose status does not meet NEEDS criteria"]
[null,"Eastsound",3930,"5","Combustion Turbine","Washington",0.4,"Dropped - Units whose status does not meet NEEDS criteria"]
[null,"Kanawha River",3936,"1","Coal Steam","West Virginia",200,"Dropped - Units whose status does not meet NEEDS criteria"]
[null,"Kanawha River",3936,"2","Coal Steam","West Virginia",200,"Dropped - Units whose status does not meet NEEDS criteria"]
[null,"Philip Sporn",3938,"1","Coal Steam","West Virginia",145,"Dropped - Units whose status does not meet NEEDS criteria"]
[null,"Philip Sporn",3938,"2","Coal Steam","West Virginia",145,"Dropped - Units whose status does not meet NEEDS criteria"]
[null,"Philip Sporn",3938,"3","Coal Steam","West Virginia",145,"Dropped - Units whose status does not meet NEEDS criteria"]
[null,"Philip Sporn",3938,"4","Coal Steam","West Virginia",145,"Dropped - Units whose status does not meet NEEDS criteria"]
[null,"Philip Sporn",3938,"5","Coal Steam","West Virginia",440,"Dropped - Units whose status does not meet NEEDS criteria"]
[null,"FirstEnergy Albright",3942,"1","Coal Steam","West Virginia",73,"Dropped - Units whose status does not meet NEEDS criteria"]
[null,"FirstEnergy Albright",3942,"2","Coal Steam","West Virginia",73,"Dropped - Units whose status does not meet NEEDS criteria"]
[null,"FirstEnergy Albright",3942,"3","Coal Steam","West Virginia",137,"Dropped - Units whose status does not meet NEEDS criteria"]
[null,"FirstEnergy Rivesville",3945,"5","Coal Steam","West Virginia",37,"Dropped - Units whose status does not meet NEEDS criteria"]
[null,"FirstEnergy Rivesville",3945,"6","Coal Steam","West Virginia",88,"Dropped - Units whose status does not meet NEEDS criteria"]
[null,"FirstEnergy Willow Island",3946,"1","Coal Steam","West Virginia",54,"Dropped - Units whose status does not meet NEEDS criteria"]
[null,"FirstEnergy Willow Island",3946,"2","Coal Steam","West Virginia",181,"Dropped - Units whose status does not meet NEEDS criteria"]
[null,"Kammer",3947,"1","Coal Steam","West Virginia",200,"Dropped - Units whose status does not meet NEEDS criteria"]
[null,"Kammer",3947,"2","Coal Steam","West Virginia",200,"Dropped - Units whose status does not meet NEEDS criteria"]
[null,"Kammer",3947,"3","Coal Steam","West Virginia",200,"Dropped - Units whose status does not meet NEEDS criteria"]
[null,"Biron",3971,"3","Hydro","Wisconsin",0.4,"Dropped - Units whose status does not meet NEEDS criteria"]
[null,"Biron",3971,"4","Hydro","Wisconsin",0.4,"Dropped - Units whose status does not meet NEEDS criteria"]
[null,"Biron",3971,"5","Hydro","Wisconsin",0.4,"Dropped - Units whose status does not meet NEEDS criteria"]
[null,"Biron",3971,"7","Hydro","Wisconsin",0.4,"Dropped - Units whose status does not meet NEEDS criteria"]
[null,"Stevens Point",3973,"6","Hydro","Wisconsin",0.8,"Dropped - Units whose status does not meet NEEDS criteria"]
[null,"Whiting",3975,"1","Hydro","Wisconsin",1.2,"Dropped - Units whose status does not meet NEEDS criteria"]
[null,"Whiting",3975,"3","Hydro","Wisconsin",0.5,"Dropped - Units whose status does not meet NEEDS criteria"]
[null,"Bay Front",3982,"4","Biomass","Wisconsin",15,"Dropped - Units whose status does not meet NEEDS criteria"]
[null,"Northern States Flambeau",3984,"1","Combustion Turbine","Wisconsin",12,"Dropped - Units whose status does not meet NEEDS criteria"]
[null,"Blount Street",3992,"1","Coal Steam","Wisconsin",6.8,"Dropped - Units whose status does not meet NEEDS criteria"]
[null,"Blount Street",3992,"3","Coal Steam","Wisconsin",30.1,"Dropped - Units whose status does not meet NEEDS criteria"]
[null,"Blount Street",3992,"4","Coal Steam","Wisconsin",12,"Dropped - Units whose status does not meet NEEDS criteria"]
[null,"Blount Street",3992,"5","Coal Steam","Wisconsin",22.9,"Dropped - Units whose status does not meet NEEDS criteria"]
[null,"Grimh",3996,"1","Hydro","Wisconsin",0.1,"Dropped - Units whose status does not meet NEEDS criteria"]
[null,"Grimh",3996,"3","Hydro","Wisconsin",0.2,"Dropped - Units whose status does not meet NEEDS criteria"]
[null,"Grimh",3996,"IC1","Combustion Turbine","Wisconsin",0.6,"Dropped - Units whose status does not meet NEEDS criteria"]
[null,"Dells",4002,"6","Hydro","Wisconsin",0.7,"Dropped - Units whose status does not meet NEEDS criteria"]
[null,"Dells",4002,"7","Hydro","Wisconsin",0.7,"Dropped - Units whose status does not meet NEEDS criteria"]
[null,"French Island",4005,"3","Combustion Turbine","Wisconsin",61,"Dropped  - Retired/Planned Retirement by 06/2023"]
[null,"French Island",4005,"4","Combustion Turbine","Wisconsin",61,"Dropped  - Retired/Planned Retirement by 06/2023"]
[null,"Wheaton",4014,"5","Combustion Turbine","Wisconsin",52,"Dropped - Units whose status does not meet NEEDS criteria"]
[null,"Port Washington Generating Station",4040,"1","Coal Steam","Wisconsin",65,"Dropped - Units whose status does not meet NEEDS criteria"]
[null,"Port Washington Generating Station",4040,"2","Coal Steam","Wisconsin",80,"Dropped - Units whose status does not meet NEEDS criteria"]
[null,"Port Washington Generating Station",4040,"3","Coal Steam","Wisconsin",80,"Dropped - Units whose status does not meet NEEDS criteria"]
[null,"Port Washington Generating Station",4040,"4","Coal Steam","Wisconsin",80,"Dropped - Units whose status does not meet NEEDS criteria"]
[null,"Port Washington Generating Station",4040,"6","Combustion Turbine","Wisconsin",17,"Dropped - Units whose status does not meet NEEDS criteria"]
[null,"South Oak Creek",4041,"9","Combustion Turbine","Wisconsin",18,"Dropped - Units whose status does not meet NEEDS criteria"]
[null,"Blackhawk",4048,"3","O/G Steam","Wisconsin",26.5,"Dropped - Units whose status does not meet NEEDS criteria"]
[null,"Blackhawk",4048,"4","O/G Steam","Wisconsin",24.3,"Dropped - Units whose status does not meet NEEDS criteria"]
[null,"Edgewater",4050,"3","Coal Steam","Wisconsin",47.2,"Dropped - Units whose status does not meet NEEDS criteria"]
[null,"Edgewater",4050,"4","Coal Steam","Wisconsin",294.4,"Dropped - Units whose status does not meet NEEDS criteria"]
[null,"Nelson Dewey Generating Station",4054,"1","Coal Steam","Wisconsin",103.9,"Dropped - Units whose status does not meet NEEDS criteria"]
[null,"Nelson Dewey Generating Station",4054,"2","Coal Steam","Wisconsin",105.2,"Dropped - Units whose status does not meet NEEDS criteria"]
[null,"Rock River",4057,"1","O/G Steam","Wisconsin",72.9,"Dropped - Units whose status does not meet NEEDS criteria"]
[null,"Rock River",4057,"2","O/G Steam","Wisconsin",76.7,"Dropped - Units whose status does not meet NEEDS criteria"]
[null,"Rock River",4057,"3","Combustion Turbine","Wisconsin",21.5,"Dropped  - Retired/Planned Retirement by 06/2023"]
[null,"Rock River",4057,"4","Combustion Turbine","Wisconsin",14.3,"Dropped  - Retired/Planned Retirement by 06/2023"]
[null,"Rock River",4057,"5","Combustion Turbine","Wisconsin",45.1,"Dropped  - Retired/Planned Retirement by 06/2023"]
[null,"Rock River",4057,"6","Combustion Turbine","Wisconsin",33.7,"Dropped  - Retired/Planned Retirement by 06/2023"]
[null,"Sheepskin",4059,"1","Combustion Turbine","Wisconsin",27.2,"Dropped  - Retired/Planned Retirement by 06/2023"]
[null,"Eagle River",4062,"1","Combustion Turbine","Wisconsin",2.1,"Dropped - Units whose status does not meet NEEDS criteria"]
[null,"Eagle River",4062,"2","Combustion Turbine","Wisconsin",2.1,"Dropped - Units whose status does not meet NEEDS criteria"]
[null,"Pulliam",4072,"3","Coal Steam","Wisconsin",25.8,"Dropped - Units whose status does not meet NEEDS criteria"]
[null,"Pulliam",4072,"4","Coal Steam","Wisconsin",30.1,"Dropped - Units whose status does not meet NEEDS criteria"]
[null,"Pulliam",4072,"5","Coal Steam","Wisconsin",47.7,"Dropped - Units whose status does not meet NEEDS criteria"]
[null,"Pulliam",4072,"6","Coal Steam","Wisconsin",69.8,"Dropped - Units whose status does not meet NEEDS criteria"]
[null,"Pulliam",4072,"7","Coal Steam","Wisconsin",76.1,"Dropped - Units whose status does not meet NEEDS criteria"]
[null,"Pulliam",4072,"8","Coal Steam","Wisconsin",133.8,"Dropped - Units whose status does not meet NEEDS criteria"]
[null,"Pulliam",4072,"GT1","Combustion Turbine","Wisconsin",74,"Dropped - Units whose status does not meet NEEDS criteria"]
[null,"Pulliam",4072,"GT2","Combustion Turbine","Wisconsin",74,"Dropped - Units whose status does not meet NEEDS criteria"]
[null,"Weston",4078,"1","Coal Steam","Wisconsin",50.7,"Dropped - Units whose status does not meet NEEDS criteria"]
[null,"Barron",4102,"7","Combustion Turbine","Wisconsin",0.6,"Dropped - Units whose status does not meet NEEDS criteria"]
[null,"Black River Falls",4104,"1","Combustion Turbine","Wisconsin",0.3,"Dropped - Units whose status does not meet NEEDS criteria"]
[null,"Black River Falls",4104,"2","Combustion Turbine","Wisconsin",0.5,"Dropped - Units whose status does not meet NEEDS criteria"]
[null,"Black River Falls",4104,"3","Combustion Turbine","Wisconsin",0.9,"Dropped - Units whose status does not meet NEEDS criteria"]
[null,"Black River Falls",4104,"4","Combustion Turbine","Wisconsin",1.4,"Dropped - Units whose status does not meet NEEDS criteria"]
[null,"New Badger",4120,"1","Hydro","Wisconsin",1.8,"Dropped - Units whose status does not meet NEEDS criteria"]
[null,"New Badger",4120,"2","Hydro","Wisconsin",1.8,"Dropped - Units whose status does not meet NEEDS criteria"]
[null,"Old Badger",4121,"3","Hydro","Wisconsin",1,"Dropped - Units whose status does not meet NEEDS criteria"]
[null,"Old Badger",4121,"4","Hydro","Wisconsin",1,"Dropped - Units whose status does not meet NEEDS criteria"]
[null,"Manitowoc",4125,"2","Coal Steam","Wisconsin",5,"Dropped - Units whose status does not meet NEEDS criteria"]
[null,"Manitowoc",4125,"3","Coal Steam","Wisconsin",10,"Dropped - Units whose status does not meet NEEDS criteria"]
[null,"Manitowoc",4125,"4","Coal Steam","Wisconsin",9.5,"Dropped - Units whose status does not meet NEEDS criteria"]
[null,"Manitowoc",4125,"IC1","Combustion Turbine","Wisconsin",5,"Dropped - Units whose status does not meet NEEDS criteria"]
[null,"Manitowoc",4125,"IC2","Combustion Turbine","Wisconsin",5,"Dropped - Units whose status does not meet NEEDS criteria"]
[null,"Menasha",4127,"3","Coal Steam","Wisconsin",7.5,"Dropped - Units whose status does not meet NEEDS criteria"]
[null,"Menasha",4127,"4","Coal Steam","Wisconsin",12.5,"Dropped - Units whose status does not meet NEEDS criteria"]
[null,"Menasha",4127,"5","Coal Steam","Wisconsin",6.9,"Dropped - Units whose status does not meet NEEDS criteria"]
[null,"Menasha",4127,"IC1","Combustion Turbine","Wisconsin",1,"Dropped - Units whose status does not meet NEEDS criteria"]
[null,"New Lisbon",4130,"1","Combustion Turbine","Wisconsin",0.1,"Dropped - Units whose status does not meet NEEDS criteria"]
[null,"New Lisbon",4130,"3","Combustion Turbine","Wisconsin",0.2,"Dropped - Units whose status does not meet NEEDS criteria"]
[null,"New Lisbon",4130,"4","Combustion Turbine","Wisconsin",0.3,"Dropped - Units whose status does not meet NEEDS criteria"]
[null,"Junction",4133,"5","Combustion Turbine","Wisconsin",2.5,"Dropped - Units whose status does not meet NEEDS criteria"]
[null,"Junction",4133,"6","Combustion Turbine","Wisconsin",1.9,"Dropped - Units whose status does not meet NEEDS criteria"]
[null,"Junction",4133,"7","Combustion Turbine","Wisconsin",5.9,"Dropped - Units whose status does not meet NEEDS criteria"]
[null,"Junction",4133,"8","Combustion Turbine","Wisconsin",0.4,"Dropped - Units whose status does not meet NEEDS criteria"]
[null,"Junction",4133,"9","Combustion Turbine","Wisconsin",6,"Dropped - Units whose status does not meet NEEDS criteria"]
[null,"Junction",4133,"10","Combustion Turbine","Wisconsin",3.1,"Dropped - Units whose status does not meet NEEDS criteria"]
[null,"Alma",4140,"1","Coal Steam","Wisconsin",18.9,"Dropped - Units whose status does not meet NEEDS criteria"]
[null,"Alma",4140,"2","Coal Steam","Wisconsin",18,"Dropped - Units whose status does not meet NEEDS criteria"]
[null,"Alma",4140,"3","Coal Steam","Wisconsin",18.9,"Dropped - Units whose status does not meet NEEDS criteria"]
[null,"Alma",4140,"4","Coal Steam","Wisconsin",40.4,"Dropped - Units whose status does not meet NEEDS criteria"]
[null,"Alma",4140,"5","Coal Steam","Wisconsin",62.1,"Dropped - Units whose status does not meet NEEDS criteria"]
[null,"Genoa",4143,"1","Coal Steam","Wisconsin",308,"Dropped  - Retired/Planned Retirement by 06/2023"]
[null,"E J Stoneman Station",4146,"1","Biomass","Wisconsin",15,"Dropped - Units whose status does not meet NEEDS criteria"]
[null,"E J Stoneman Station",4146,"2","Biomass","Wisconsin",35,"Dropped - Units whose status does not meet NEEDS criteria"]
[null,"Neil Simpson",4150,"5","Coal Steam","Wyoming",14.6,"Dropped - Units whose status does not meet NEEDS criteria"]
[null,"Osage (WY)",4151,"1","Coal Steam","Wyoming",10.1,"Dropped - Units whose status does not meet NEEDS criteria"]
[null,"Osage (WY)",4151,"2","Coal Steam","Wyoming",10.1,"Dropped - Units whose status does not meet NEEDS criteria"]
[null,"Osage (WY)",4151,"3","Coal Steam","Wyoming",10.1,"Dropped - Units whose status does not meet NEEDS criteria"]
[null,"Boardman",4249,"HC1","Hydro","Michigan",0.8,"Dropped - Units whose status does not meet NEEDS criteria"]
[null,"Logan City",4251,"IC2","Combustion Turbine","Utah",0.1,"Dropped - Units whose status does not meet NEEDS criteria"]
[null,"Logan City",4251,"IC3","Combustion Turbine","Utah",0.1,"Dropped - Units whose status does not meet NEEDS criteria"]
[null,"Logan City",4251,"IC4","Combustion Turbine","Utah",0.1,"Dropped - Units whose status does not meet NEEDS criteria"]
[null,"Logan City",4251,"IC5A","Combustion Turbine","Utah",1.1,"Dropped - Units whose status does not meet NEEDS criteria"]
[null,"Logan City",4251,"IC5B","Combustion Turbine","Utah",1.1,"Dropped - Units whose status does not meet NEEDS criteria"]
[null,"Logan City",4251,"IC6","Combustion Turbine","Utah",2.2,"Dropped - Units whose status does not meet NEEDS criteria"]
[null,"Endicott Station",4259,"1","Coal Steam","Michigan",55,"Dropped - Units whose status does not meet NEEDS criteria"]
[null,"Endicott Station",4259,"2","Combustion Turbine","Michigan",1.6,"Dropped - Units whose status does not meet NEEDS criteria"]
[null,"Endicott Station",4259,"3","Combustion Turbine","Michigan",1.6,"Dropped - Units whose status does not meet NEEDS criteria"]
[null,"Joes Valley Dam",4264,"NA1","Hydro","Utah",0.7,"Dropped - Units whose status does not meet NEEDS criteria"]
[null,"Joes Valley Dam",4264,"NA2","Hydro","Utah",0.7,"Dropped - Units whose status does not meet NEEDS criteria"]
[null,"Joes Valley Dam",4264,"NA3","Hydro","Utah",1,"Dropped - Units whose status does not meet NEEDS criteria"]
[null,"Spencer",4266,"1","O/G Steam","Texas",12,"Dropped - Units whose status does not meet NEEDS criteria"]
[null,"Spencer",4266,"2","O/G Steam","Texas",12,"Dropped - Units whose status does not meet NEEDS criteria"]
[null,"Spencer",4266,"3","O/G Steam","Texas",22,"Dropped - Units whose status does not meet NEEDS criteria"]
[null,"Thomas C Ferguson",4937,"1","O/G Steam","Texas",350,"Dropped - Units whose status does not meet NEEDS criteria"]
[null,"Fort Phantom",4938,"1","O/G Steam","Texas",158,"Dropped - Units whose status does not meet NEEDS criteria"]
[null,"Fort Phantom",4938,"2","O/G Steam","Texas",204,"Dropped - Units whose status does not meet NEEDS criteria"]
[null,"Navajo",4941,"NAV1","Coal Steam","Arizona",750,"Dropped  - Retired/Planned Retirement by 06/2023"]
[null,"Navajo",4941,"NAV2","Coal Steam","Arizona",750,"Dropped  - Retired/Planned Retirement by 06/2023"]
[null,"Navajo",4941,"NAV3","Coal Steam","Arizona",750,"Dropped  - Retired/Planned Retirement by 06/2023"]
[null,"KMS Joliet Power Partners LP",5756,"E-1","Landfill Gas","Illinois",0.8,"Dropped - Units whose status does not meet NEEDS criteria"]
[null,"KMS Joliet Power Partners LP",5756,"E-2","Landfill Gas","Illinois",0.4,"Dropped - Units whose status does not meet NEEDS criteria"]
[null,"KMS Joliet Power Partners LP",5756,"E-3","Landfill Gas","Illinois",0.4,"Dropped - Units whose status does not meet NEEDS criteria"]
[null,"KMS Joliet Power Partners LP",5756,"E-4","Landfill Gas","Illinois",0.4,"Dropped - Units whose status does not meet NEEDS criteria"]
[null,"Olive",6013,"O3","Combustion Turbine","California",23.5,"Dropped - Units whose status does not meet NEEDS criteria"]
[null,"Olive",6013,"O4","Combustion Turbine","California",32,"Dropped - Units whose status does not meet NEEDS criteria"]
[null,"Duck Creek",6016,"1","Coal Steam","Illinois",410,"Dropped  - Retired/Planned Retirement by 06/2023"]
[null,"Newton",6017,"2","Coal Steam","Illinois",600,"Dropped - Units whose status does not meet NEEDS criteria"]
[null,"Collins",6025,"1","O/G Steam","Illinois",554,"Dropped - Units whose status does not meet NEEDS criteria"]
[null,"Collins",6025,"2","O/G Steam","Illinois",554,"Dropped - Units whose status does not meet NEEDS criteria"]
[null,"Collins",6025,"3","O/G Steam","Illinois",530,"Dropped - Units whose status does not meet NEEDS criteria"]
[null,"Collins",6025,"4","O/G Steam","Illinois",530,"Dropped - Units whose status does not meet NEEDS criteria"]
[null,"Collins",6025,"5","O/G Steam","Illinois",503,"Dropped - Units whose status does not meet NEEDS criteria"]
[null,"Coal Creek",6030,"3","Combustion Turbine","North Dakota",3,"Dropped - Units whose status does not meet NEEDS criteria"]
[null,"Killen Station",6031,"2","Coal Steam","Ohio",600,"Dropped - Units whose status does not meet NEEDS criteria"]
[null,"Killen Station",6031,"GT1","Combustion Turbine","Ohio",18,"Dropped - Units whose status does not meet NEEDS criteria"]
[null,"Martin",6043,"1","O/G Steam","Florida",826,"Dropped - Units whose status does not meet NEEDS criteria"]
[null,"Martin",6043,"2","O/G Steam","Florida",826,"Dropped - Units whose status does not meet NEEDS criteria"]
[null,"Martin",6043,"5CC","Combined Cycle","Florida",419,"Dropped - Units whose status does not meet NEEDS criteria"]
[null,"Martin",6043,"5CW","Combined Cycle","Florida",394,"Dropped - Units whose status does not meet NEEDS criteria"]
[null,"Martin",6043,"6CC","Combined Cycle","Florida",419,"Dropped - Units whose status does not meet NEEDS criteria"]
[null,"Martin",6043,"6CW","Combined Cycle","Florida",394,"Dropped - Units whose status does not meet NEEDS criteria"]
[null,"DeBary",6046,"P1","Combustion Turbine","Florida",54,"Dropped - Units whose status does not meet NEEDS criteria"]
[null,"Big Cajun 2",6055,"BC24","Coal Steam","Louisiana",705,"Dropped - Units whose status does not meet NEEDS criteria"]
[null,"Kahului",6056,"1","O/G Steam","Hawaii",4.7,"Dropped - in Alaska or in Hawaii or Puerto Rico"]
[null,"Kahului",6056,"2","O/G Steam","Hawaii",4.8,"Dropped - in Alaska or in Hawaii or Puerto Rico"]
[null,"Kahului",6056,"3","O/G Steam","Hawaii",11,"Dropped - in Alaska or in Hawaii or Puerto Rico"]
[null,"Kahului",6056,"4","O/G Steam","Hawaii",11.9,"Dropped - in Alaska or in Hawaii or Puerto Rico"]
[null,"R D Morrow",6061,"1","Coal Steam","Mississippi",180,"Dropped - Units whose status does not meet NEEDS criteria"]
[null,"R D Morrow",6061,"2","Coal Steam","Mississippi",180,"Dropped - Units whose status does not meet NEEDS criteria"]
[null,"Nearman Creek",6064,"2","Coal Steam","Kansas",235,"Dropped - Units whose status does not meet NEEDS criteria"]
[null,"Nearman Creek",6064,"CT5","Combustion Turbine","Kansas",45,"Dropped - Units whose status does not meet NEEDS criteria"]
[null,"Colstrip",6076,"1","Coal Steam","Montana",307,"Dropped  - Retired/Planned Retirement by 06/2023"]
[null,"Colstrip",6076,"2","Coal Steam","Montana",307,"Dropped  - Retired/Planned Retirement by 06/2023"]
[null,"Stony Brook",6081,"3A","Combined Cycle","Massachusetts",289,"Dropped - Units whose status does not meet NEEDS criteria"]
[null,"Stony Brook",6081,"CT4","Combined Cycle","Massachusetts",100,"Dropped - Units whose status does not meet NEEDS criteria"]
[null,"R M Schahfer",6085,"14","Coal Steam","Indiana",431,"Dropped  - Retired/Planned Retirement by 06/2023"]
[null,"R M Schahfer",6085,"15","Coal Steam","Indiana",472,"Dropped  - Retired/Planned Retirement by 06/2023"]
[null,"Lewis & Clark",6089,"1","Coal Steam","Montana",53.1,"Dropped  - Retired/Planned Retirement by 06/2023"]
[null,"Sherburne County",6090,"2","Coal Steam","Minnesota",682,"Dropped  - Retired/Planned Retirement by 06/2023"]
[null,"FirstEnergy Bruce Mansfield",6094,"1","Coal Steam","Pennsylvania",830,"Dropped - Units whose status does not meet NEEDS criteria"]
[null,"FirstEnergy Bruce Mansfield",6094,"2","Coal Steam","Pennsylvania",830,"Dropped - Units whose status does not meet NEEDS criteria"]
[null,"FirstEnergy Bruce Mansfield",6094,"3","Coal Steam","Pennsylvania",830,"Dropped  - Retired/Planned Retirement by 06/2023"]
[null,"Sooner",6095,"RR1","Coal Steam","Oklahoma",885,"Dropped - Units whose status does not meet NEEDS criteria"]
[null,"Helms Pumped Storage",6100,"1","Pumped Storage","California",404,"Dropped - Units whose status does not meet NEEDS criteria"]
[null,"Boardman",6106,"1","Coal Steam","Oregon",585,"Dropped  - Retired/Planned Retirement by 06/2023"]
[null,"McIntosh",6124,"1","Coal Steam","Georgia",142.5,"Dropped - Units whose status does not meet NEEDS criteria"]
[null,"V C Summer",6127,"2","Nuclear","South Carolina",1100,"Dropped - Units whose status does not meet NEEDS criteria"]
[null,"V C Summer",6127,"3","Nuclear","South Carolina",1100,"Dropped - Units whose status does not meet NEEDS criteria"]
[null,"Welsh",6139,"2","Coal Steam","Texas",528,"Dropped - Units whose status does not meet NEEDS criteria"]
[null,"Kansas City International",6144,"1","Combustion Turbine","Missouri",16.7,"Dropped - Units whose status does not meet NEEDS criteria"]
[null,"Kansas City International",6144,"2","Combustion Turbine","Missouri",16.9,"Dropped - Units whose status does not meet NEEDS criteria"]
[null,"Martin Lake",6146,"4","Coal Steam","Texas",800,"Dropped - Units whose status does not meet NEEDS criteria"]
[null,"Monticello",6147,"1","Coal Steam","Texas",535,"Dropped - Units whose status does not meet NEEDS criteria"]
[null,"Monticello",6147,"2","Coal Steam","Texas",535,"Dropped - Units whose status does not meet NEEDS criteria"]
[null,"Monticello",6147,"3","Coal Steam","Texas",795,"Dropped - Units whose status does not meet NEEDS criteria"]
[null,"Monticello",6147,"4","Coal Steam","Texas",800,"Dropped - Units whose status does not meet NEEDS criteria"]
[null,"Bellefonte",6150,"DG-1","Combustion Turbine","Alabama",7,"Dropped - Units whose status does not meet NEEDS criteria"]
[null,"Bellefonte",6150,"DG-2","Combustion Turbine","Alabama",7,"Dropped - Units whose status does not meet NEEDS criteria"]
[null,"Pleasant Prairie",6170,"1","Coal Steam","Wisconsin",594,"Dropped - Units whose status does not meet NEEDS criteria"]
[null,"Pleasant Prairie",6170,"2","Coal Steam","Wisconsin",594,"Dropped - Units whose status does not meet NEEDS criteria"]
[null,"Pleasant Prairie",6170,"3","Combustion Turbine","Wisconsin",2,"Dropped - Units whose status does not meet NEEDS criteria"]
[null,"Portland (FL)",6192,"1","Combustion Turbine","Florida",7,"Dropped - Units whose status does not meet NEEDS criteria"]
[null,"Tacoma",6206,"3","Hydro","Colorado",4,"Dropped - Units whose status does not meet NEEDS criteria"]
[null,"Mobile GT",6212,"1","Combustion Turbine","California",15,"Dropped - Units whose status does not meet NEEDS criteria"]
[null,"Mobile GT",6212,"2","Combustion Turbine","California",15,"Dropped - Units whose status does not meet NEEDS criteria"]
[null,"Mobile GT",6212,"3","Combustion Turbine","California",15,"Dropped - Units whose status does not meet NEEDS criteria"]
[null,"Merom",6213,"1SG1","Coal Steam","Indiana",496,"Dropped  - Retired/Planned Retirement by 06/2023"]
[null,"Merom",6213,"2SG1","Coal Steam","Indiana",492,"Dropped  - Retired/Planned Retirement by 06/2023"]
[null,"Durant",6220,"4","Combustion Turbine","Iowa",0.5,"Dropped - Units whose status does not meet NEEDS criteria"]
[null,"Durant",6220,"5","Combustion Turbine","Iowa",0.5,"Dropped - Units whose status does not meet NEEDS criteria"]
[null,"Durant",6220,"6A","Combustion Turbine","Iowa",2.1,"Dropped - Units whose status does not meet NEEDS criteria"]
[null,"Jasper 2",6225,"1","Coal Steam","Indiana",13.6,"Dropped - Units whose status does not meet NEEDS criteria"]
[null,"Mobile",6229,"3","Combustion Turbine","Nebraska",0.8,"Dropped - Units whose status does not meet NEEDS criteria"]
[null,"Apple River",6231,"2","Hydro","Wisconsin",0.8,"Dropped - Units whose status does not meet NEEDS criteria"]
[null,"Pittsfield",6237,"1","Combustion Turbine","Illinois",1,"Dropped - Units whose status does not meet NEEDS criteria"]
[null,"Pittsfield",6237,"2","Combustion Turbine","Illinois",1,"Dropped - Units whose status does not meet NEEDS criteria"]
[null,"Pittsfield",6237,"3","Combustion Turbine","Illinois",1,"Dropped - Units whose status does not meet NEEDS criteria"]
[null,"Pittsfield",6237,"4","Combustion Turbine","Illinois",2.7,"Dropped - Units whose status does not meet NEEDS criteria"]
[null,"Pittsfield",6237,"5","Combustion Turbine","Illinois",2.7,"Dropped - Units whose status does not meet NEEDS criteria"]
[null,"Pearl Station",6238,"1","Coal Steam","Illinois",22.2,"Dropped - Units whose status does not meet NEEDS criteria"]
[null,"Putnam",6246,"1GT1","Combined Cycle","Florida",85,"Dropped - Units whose status does not meet NEEDS criteria"]
[null,"Putnam",6246,"1GT2","Combined Cycle","Florida",85,"Dropped - Units whose status does not meet NEEDS criteria"]
[null,"Putnam",6246,"1ST","Combined Cycle","Florida",249,"Dropped - Units whose status does not meet NEEDS criteria"]
[null,"Putnam",6246,"2GT1","Combined Cycle","Florida",85,"Dropped - Units whose status does not meet NEEDS criteria"]
[null,"Putnam",6246,"2GT2","Combined Cycle","Florida",85,"Dropped - Units whose status does not meet NEEDS criteria"]
[null,"Putnam",6246,"2ST","Combined Cycle","Florida",249,"Dropped - Units whose status does not meet NEEDS criteria"]
[null,"Swift 2",6265,"21","Hydro","Washington",34,"Dropped - Units whose status does not meet NEEDS criteria"]
[null,"Swift 2",6265,"22","Hydro","Washington",31,"Dropped - Units whose status does not meet NEEDS criteria"]
[null,"Kodiak Microgrid",6281,"1","Combustion Turbine","Alaska",2.5,"Dropped - in Alaska or in Hawaii or Puerto Rico"]
[null,"Kodiak Microgrid",6281,"2","Combustion Turbine","Alaska",5.2,"Dropped - Units whose status does not meet NEEDS criteria"]
[null,"Kodiak Microgrid",6281,"3","Combustion Turbine","Alaska",5.2,"Dropped - Units whose status does not meet NEEDS criteria"]
[null,"Kodiak Microgrid",6281,"4","Combustion Turbine","Alaska",7,"Dropped - in Alaska or in Hawaii or Puerto Rico"]
[null,"Kodiak Microgrid",6281,"6","Combustion Turbine","Alaska",2,"Dropped - Units whose status does not meet NEEDS criteria"]
[null,"Kodiak Microgrid",6281,"7","Combustion Turbine","Alaska",2,"Dropped - Units whose status does not meet NEEDS criteria"]
[null,"Kodiak Microgrid",6281,"8","Combustion Turbine","Alaska",2,"Dropped - Units whose status does not meet NEEDS criteria"]
[null,"Kodiak Microgrid",6281,"9","Combustion Turbine","Alaska",2,"Dropped - Units whose status does not meet NEEDS criteria"]
[null,"Kodiak Microgrid",6281,"2c","Combustion Turbine","Alaska",4.4,"Dropped - in Alaska or in Hawaii or Puerto Rico"]
[null,"Kodiak Microgrid",6281,"3c","Combustion Turbine","Alaska",4.4,"Dropped - in Alaska or in Hawaii or Puerto Rico"]
[null,"Port Lions Microgrid",6282,"1","Combustion Turbine","Alaska",0.3,"Dropped - Units whose status does not meet NEEDS criteria"]
[null,"Port Lions Microgrid",6282,"2","Combustion Turbine","Alaska",0.2,"Dropped - Units whose status does not meet NEEDS criteria"]
[null,"Port Lions Microgrid",6282,"3","Combustion Turbine","Alaska",0.2,"Dropped - Units whose status does not meet NEEDS criteria"]
[null,"Port Lions Microgrid",6282,"4","Combustion Turbine","Alaska",0.2,"Dropped - Units whose status does not meet NEEDS criteria"]
[null,"Port Lions Microgrid",6282,"5","Combustion Turbine","Alaska",0.5,"Dropped - in Alaska or in Hawaii or Puerto Rico"]
[null,"Seldovia",6283,"1","Combustion Turbine","Alaska",0.3,"Dropped - Units whose status does not meet NEEDS criteria"]
[null,"Seldovia",6283,"2","Combustion Turbine","Alaska",0.6,"Dropped - Units whose status does not meet NEEDS criteria"]
[null,"Seldovia",6283,"3","Combustion Turbine","Alaska",0.6,"Dropped - Units whose status does not meet NEEDS criteria"]
[null,"Seldovia",6283,"4","Combustion Turbine","Alaska",0.6,"Dropped - Units whose status does not meet NEEDS criteria"]
[null,"Seldovia",6283,"5","Combustion Turbine","Alaska",1.2,"Dropped - in Alaska or in Hawaii or Puerto Rico"]
[null,"Seldovia",6283,"6","Combustion Turbine","Alaska",1.2,"Dropped - Units whose status does not meet NEEDS criteria"]
[null,"Seldovia",6283,"7","Combustion Turbine","Alaska",1,"Dropped - in Alaska or in Hawaii or Puerto Rico"]
[null,"North Pole",6285,"1","Combustion Turbine","Alaska",44,"Dropped - in Alaska or in Hawaii or Puerto Rico"]
[null,"North Pole",6285,"2","Combustion Turbine","Alaska",50,"Dropped - in Alaska or in Hawaii or Puerto Rico"]
[null,"North Pole",6285,"GT3","Fossil Waste","Alaska",41,"Dropped - in Alaska or in Hawaii or Puerto Rico"]
[null,"North Pole",6285,"STG1","Fossil Waste","Alaska",10,"Dropped - in Alaska or in Hawaii or Puerto Rico"]
[null,"Fairbanks",6286,"5","Combustion Turbine","Alaska",2.8,"Dropped - in Alaska or in Hawaii or Puerto Rico"]
[null,"Fairbanks",6286,"6","Combustion Turbine","Alaska",2.8,"Dropped - in Alaska or in Hawaii or Puerto Rico"]
[null,"Fairbanks",6286,"GT1","Combustion Turbine","Alaska",15.5,"Dropped - in Alaska or in Hawaii or Puerto Rico"]
[null,"Fairbanks",6286,"GT2","Combustion Turbine","Alaska",15,"Dropped - in Alaska or in Hawaii or Puerto Rico"]
[null,"Healy",6288,"1","Coal Steam","Alaska",25,"Dropped - in Alaska or in Hawaii or Puerto Rico"]
[null,"Healy",6288,"2","Coal Steam","Alaska",50,"Dropped - in Alaska or in Hawaii or Puerto Rico"]
[null,"Healy",6288,"IC1","Combustion Turbine","Alaska",2.8,"Dropped - in Alaska or in Hawaii or Puerto Rico"]
[null,"Cooper Lake",6291,"1","Hydro","Alaska",9.7,"Dropped - in Alaska or in Hawaii or Puerto Rico"]
[null,"Cooper Lake",6291,"2","Hydro","Alaska",9.7,"Dropped - in Alaska or in Hawaii or Puerto Rico"]
[null,"Bernice Lake",6292,"2","Combustion Turbine","Alaska",17,"Dropped - in Alaska or in Hawaii or Puerto Rico"]
[null,"Bernice Lake",6292,"3","Combustion Turbine","Alaska",22.9,"Dropped - in Alaska or in Hawaii or Puerto Rico"]
[null,"Bernice Lake",6292,"4","Combustion Turbine","Alaska",22.5,"Dropped - in Alaska or in Hawaii or Puerto Rico"]
[null,"International",6293,"1","Combustion Turbine","Alaska",12.6,"Dropped - in Alaska or in Hawaii or Puerto Rico"]
[null,"International",6293,"2","Combustion Turbine","Alaska",12.6,"Dropped - in Alaska or in Hawaii or Puerto Rico"]
[null,"International",6293,"3","Combustion Turbine","Alaska",16.7,"Dropped - Units whose status does not meet NEEDS criteria"]
[null,"Unalakleet",6299,"1","Combustion Turbine","Alaska",0.3,"Dropped - Units whose status does not meet NEEDS criteria"]
[null,"Unalakleet",6299,"2","Combustion Turbine","Alaska",0.5,"Dropped - Units whose status does not meet NEEDS criteria"]
[null,"Unalakleet",6299,"3","Combustion Turbine","Alaska",0.4,"Dropped - Units whose status does not meet NEEDS criteria"]
[null,"Unalakleet",6299,"4","Combustion Turbine","Alaska",0.4,"Dropped - Units whose status does not meet NEEDS criteria"]
[null,"Unalakleet",6299,"5","Combustion Turbine","Alaska",0.4,"Dropped - in Alaska or in Hawaii or Puerto Rico"]
[null,"Unalakleet",6299,"6","Combustion Turbine","Alaska",0.4,"Dropped - in Alaska or in Hawaii or Puerto Rico"]
[null,"Unalakleet",6299,"7","Combustion Turbine","Alaska",0.4,"Dropped - in Alaska or in Hawaii or Puerto Rico"]
[null,"Unalakleet",6299,"8","Combustion Turbine","Alaska",0.4,"Dropped - in Alaska or in Hawaii or Puerto Rico"]
[null,"Naknek",6301,"5","Combustion Turbine","Alaska",0.4,"Dropped - Units whose status does not meet NEEDS criteria"]
[null,"Naknek",6301,"6","Combustion Turbine","Alaska",0.4,"Dropped - Units whose status does not meet NEEDS criteria"]
[null,"Naknek",6301,"7","Combustion Turbine","Alaska",0.4,"Dropped - Units whose status does not meet NEEDS criteria"]
[null,"Naknek",6301,"8","Combustion Turbine","Alaska",1,"Dropped - in Alaska or in Hawaii or Puerto Rico"]
[null,"Naknek",6301,"4A","Combustion Turbine","Alaska",1.3,"Dropped - in Alaska or in Hawaii or Puerto Rico"]
[null,"Naknek",6301,"5A","Combustion Turbine","Alaska",1,"Dropped - in Alaska or in Hawaii or Puerto Rico"]
[null,"Naknek",6301,"6A","Combustion Turbine","Alaska",1,"Dropped - in Alaska or in Hawaii or Puerto Rico"]
[null,"Naknek",6301,"7A","Combustion Turbine","Alaska",1,"Dropped - in Alaska or in Hawaii or Puerto Rico"]
[null,"Naknek",6301,"NA1","Combustion Turbine","Alaska",1.1,"Dropped - in Alaska or in Hawaii or Puerto Rico"]
[null,"Naknek",6301,"NA2","Combustion Turbine","Alaska",1.1,"Dropped - in Alaska or in Hawaii or Puerto Rico"]
[null,"Naknek",6301,"NA3","Combustion Turbine","Alaska",0.8,"Dropped - in Alaska or in Hawaii or Puerto Rico"]
[null,"Naknek",6301,"NA4","Combustion Turbine","Alaska",0.8,"Dropped - in Alaska or in Hawaii or Puerto Rico"]
[null,"Naknek",6301,"NA5","Combustion Turbine","Alaska",0.8,"Dropped - in Alaska or in Hawaii or Puerto Rico"]
[null,"Naknek",6301,"NA6","Combustion Turbine","Alaska",3,"Dropped - in Alaska or in Hawaii or Puerto Rico"]
[null,"Naknek",6301,"NA7","Combustion Turbine","Alaska",3,"Dropped - in Alaska or in Hawaii or Puerto Rico"]
[null,"Purple Lake",6302,"1","Hydro","Alaska",1.3,"Dropped - in Alaska or in Hawaii or Puerto Rico"]
[null,"Purple Lake",6302,"2","Hydro","Alaska",1.3,"Dropped - in Alaska or in Hawaii or Puerto Rico"]
[null,"Purple Lake",6302,"3","Hydro","Alaska",1.3,"Dropped - in Alaska or in Hawaii or Puerto Rico"]
[null,"Kotzebue Hybrid",6304,"9","Combustion Turbine","Alaska",2.1,"Dropped - Units whose status does not meet NEEDS criteria"]
[null,"Kotzebue Hybrid",6304,"10","Combustion Turbine","Alaska",3,"Dropped - in Alaska or in Hawaii or Puerto Rico"]
[null,"Kotzebue Hybrid",6304,"11","Combustion Turbine","Alaska",1,"Dropped - Units whose status does not meet NEEDS criteria"]
[null,"Kotzebue Hybrid",6304,"12","Combustion Turbine","Alaska",1,"Dropped - Units whose status does not meet NEEDS criteria"]
[null,"Kotzebue Hybrid",6304,"14","Combustion Turbine","Alaska",2.8,"Dropped - in Alaska or in Hawaii or Puerto Rico"]
[null,"Kotzebue Hybrid",6304,"15","Combustion Turbine","Alaska",2.8,"Dropped - in Alaska or in Hawaii or Puerto Rico"]
[null,"Kotzebue Hybrid",6304,"16","Combustion Turbine","Alaska",1.4,"Dropped - in Alaska or in Hawaii or Puerto Rico"]
[null,"Kotzebue Hybrid",6304,"17","Combustion Turbine","Alaska",0.7,"Dropped - in Alaska or in Hawaii or Puerto Rico"]
[null,"Kotzebue Hybrid",6304,"10wt","Onshore Wind","Alaska",0.1,"Dropped - in Alaska or in Hawaii or Puerto Rico"]
[null,"Kotzebue Hybrid",6304,"11wt","Onshore Wind","Alaska",0.1,"Dropped - in Alaska or in Hawaii or Puerto Rico"]
[null,"Kotzebue Hybrid",6304,"12wt","Onshore Wind","Alaska",0.1,"Dropped - in Alaska or in Hawaii or Puerto Rico"]
[null,"Kotzebue Hybrid",6304,"13WT","Onshore Wind","Alaska",0.1,"Dropped - in Alaska or in Hawaii or Puerto Rico"]
[null,"Kotzebue Hybrid",6304,"14wt","Onshore Wind","Alaska",0.1,"Dropped - in Alaska or in Hawaii or Puerto Rico"]
[null,"Kotzebue Hybrid",6304,"15WT","Onshore Wind","Alaska",0.1,"Dropped - in Alaska or in Hawaii or Puerto Rico"]
[null,"Kotzebue Hybrid",6304,"16WT","Onshore Wind","Alaska",0.1,"Dropped - in Alaska or in Hawaii or Puerto Rico"]
[null,"Kotzebue Hybrid",6304,"17WT","Onshore Wind","Alaska",0.1,"Dropped - in Alaska or in Hawaii or Puerto Rico"]
[null,"Kotzebue Hybrid",6304,"18WT","Onshore Wind","Alaska",0.9,"Dropped - in Alaska or in Hawaii or Puerto Rico"]
[null,"Kotzebue Hybrid",6304,"19WT","Onshore Wind","Alaska",0.9,"Dropped - in Alaska or in Hawaii or Puerto Rico"]
[null,"Kotzebue Hybrid",6304,"1WT","Onshore Wind","Alaska",0.6,"Dropped - in Alaska or in Hawaii or Puerto Rico"]
[null,"Kotzebue Hybrid",6304,"2WT","Onshore Wind","Alaska",0.1,"Dropped - in Alaska or in Hawaii or Puerto Rico"]
[null,"Kotzebue Hybrid",6304,"3WT","Onshore Wind","Alaska",0.2,"Dropped - in Alaska or in Hawaii or Puerto Rico"]
[null,"Kotzebue Hybrid",6304,"4WT","Onshore Wind","Alaska",0.5,"Dropped - in Alaska or in Hawaii or Puerto Rico"]
[null,"Kotzebue Hybrid",6304,"5WT","Onshore Wind","Alaska",0.1,"Dropped - in Alaska or in Hawaii or Puerto Rico"]
[null,"Kotzebue Hybrid",6304,"6WT","Onshore Wind","Alaska",0.1,"Dropped - in Alaska or in Hawaii or Puerto Rico"]
[null,"Kotzebue Hybrid",6304,"7A","Combustion Turbine","Alaska",1.1,"Dropped - in Alaska or in Hawaii or Puerto Rico"]
[null,"Kotzebue Hybrid",6304,"7WT","Onshore Wind","Alaska",0.1,"Dropped - in Alaska or in Hawaii or Puerto Rico"]
[null,"Kotzebue Hybrid",6304,"8WT","Onshore Wind","Alaska",0.1,"Dropped - in Alaska or in Hawaii or Puerto Rico"]
[null,"Kotzebue Hybrid",6304,"9wt","Onshore Wind","Alaska",0.1,"Dropped - in Alaska or in Hawaii or Puerto Rico"]
[null,"Kotzebue Hybrid",6304,"ES1","Energy Storage","Alaska",1.2,"Dropped - in Alaska or in Hawaii or Puerto Rico"]
[null,"Glennallen",6305,"1","Combustion Turbine","Alaska",0.3,"Dropped - Units whose status does not meet NEEDS criteria"]
[null,"Glennallen",6305,"2","Combustion Turbine","Alaska",0.3,"Dropped - Units whose status does not meet NEEDS criteria"]
[null,"Glennallen",6305,"3","Combustion Turbine","Alaska",0.5,"Dropped - in Alaska or in Hawaii or Puerto Rico"]
[null,"Glennallen",6305,"4","Combustion Turbine","Alaska",0.5,"Dropped - in Alaska or in Hawaii or Puerto Rico"]
[null,"Glennallen",6305,"5","Combustion Turbine","Alaska",0.5,"Dropped - in Alaska or in Hawaii or Puerto Rico"]
[null,"Glennallen",6305,"6","Combustion Turbine","Alaska",2.5,"Dropped - in Alaska or in Hawaii or Puerto Rico"]
[null,"Glennallen",6305,"7","Combustion Turbine","Alaska",2.5,"Dropped - in Alaska or in Hawaii or Puerto Rico"]
[null,"Glennallen",6305,"8","Combustion Turbine","Alaska",1.2,"Dropped - in Alaska or in Hawaii or Puerto Rico"]
[null,"Glennallen",6305,"9","Combustion Turbine","Alaska",2.8,"Dropped - in Alaska or in Hawaii or Puerto Rico"]
[null,"Valdez",6306,"1","Combustion Turbine","Alaska",0.5,"Dropped - Units whose status does not meet NEEDS criteria"]
[null,"Valdez",6306,"2","Combustion Turbine","Alaska",0.5,"Dropped - Units whose status does not meet NEEDS criteria"]
[null,"Valdez",6306,"3","Combustion Turbine","Alaska",0.5,"Dropped - Units whose status does not meet NEEDS criteria"]
[null,"Valdez",6306,"4","Combustion Turbine","Alaska",1.5,"Dropped - in Alaska or in Hawaii or Puerto Rico"]
[null,"Valdez",6306,"5","Combustion Turbine","Alaska",2,"Dropped - in Alaska or in Hawaii or Puerto Rico"]
[null,"Valdez",6306,"6","Combustion Turbine","Alaska",0.8,"Dropped - in Alaska or in Hawaii or Puerto Rico"]
[null,"Valdez",6306,"7","Combustion Turbine","Alaska",2.8,"Dropped - Units whose status does not meet NEEDS criteria"]
[null,"Chevak",6311,"1","Combustion Turbine","Alaska",0.4,"Dropped - Units whose status does not meet NEEDS criteria"]
[null,"Chevak",6311,"2","Combustion Turbine","Alaska",0.3,"Dropped - Units whose status does not meet NEEDS criteria"]
[null,"Chevak",6311,"3","Combustion Turbine","Alaska",0.3,"Dropped - Units whose status does not meet NEEDS criteria"]
[null,"Chevak",6311,"1A","Combustion Turbine","Alaska",0.5,"Dropped - in Alaska or in Hawaii or Puerto Rico"]
[null,"Chevak",6311,"2A","Combustion Turbine","Alaska",0.5,"Dropped - in Alaska or in Hawaii or Puerto Rico"]
[null,"Chevak",6311,"3A","Combustion Turbine","Alaska",0.8,"Dropped - in Alaska or in Hawaii or Puerto Rico"]
[null,"Emmonak",6314,"2","Combustion Turbine","Alaska",0.3,"Dropped - Units whose status does not meet NEEDS criteria"]
[null,"Emmonak",6314,"4","Combustion Turbine","Alaska",0.3,"Dropped - Units whose status does not meet NEEDS criteria"]
[null,"Emmonak",6314,"5","Combustion Turbine","Alaska",0.5,"Dropped - Units whose status does not meet NEEDS criteria"]
[null,"Emmonak",6314,"6","Combustion Turbine","Alaska",0.9,"Dropped - in Alaska or in Hawaii or Puerto Rico"]
[null,"Emmonak",6314,"2A","Combustion Turbine","Alaska",0.5,"Dropped - in Alaska or in Hawaii or Puerto Rico"]
[null,"Emmonak",6314,"4a","Combustion Turbine","Alaska",0.5,"Dropped - in Alaska or in Hawaii or Puerto Rico"]
[null,"Emmonak",6314,"5a","Combustion Turbine","Alaska",0.5,"Dropped - Units whose status does not meet NEEDS criteria"]
[null,"Emmonak",6314,"5B","Combustion Turbine","Alaska",1.3,"Dropped - in Alaska or in Hawaii or Puerto Rico"]
[null,"Hooper Bay",6319,"5","Combustion Turbine","Alaska",0.5,"Dropped - Units whose status does not meet NEEDS criteria"]
[null,"Hooper Bay",6319,"6","Combustion Turbine","Alaska",0.5,"Dropped - in Alaska or in Hawaii or Puerto Rico"]
[null,"Hooper Bay",6319,"3A","Combustion Turbine","Alaska",0.3,"Dropped - Units whose status does not meet NEEDS criteria"]
[null,"Hooper Bay",6319,"3B","Combustion Turbine","Alaska",0.4,"Dropped - in Alaska or in Hawaii or Puerto Rico"]
[null,"Hooper Bay",6319,"4A","Combustion Turbine","Alaska",0.3,"Dropped - Units whose status does not meet NEEDS criteria"]
[null,"Hooper Bay",6319,"4B","Combustion Turbine","Alaska",0.5,"Dropped - in Alaska or in Hawaii or Puerto Rico"]
[null,"Hooper Bay",6319,"5A","Combustion Turbine","Alaska",0.8,"Dropped - in Alaska or in Hawaii or Puerto Rico"]
[null,"Kiana",6323,"4","Combustion Turbine","Alaska",0.5,"Dropped - in Alaska or in Hawaii or Puerto Rico"]
[null,"Kiana",6323,"1B","Combustion Turbine","Alaska",0.3,"Dropped - in Alaska or in Hawaii or Puerto Rico"]
[null,"Kiana",6323,"3A","Combustion Turbine","Alaska",0.4,"Dropped - in Alaska or in Hawaii or Puerto Rico"]
[null,"Mountain Village",6329,"1","Combustion Turbine","Alaska",0.3,"Dropped - in Alaska or in Hawaii or Puerto Rico"]
[null,"Mountain Village",6329,"4","Combustion Turbine","Alaska",0.6,"Dropped - Units whose status does not meet NEEDS criteria"]
[null,"Mountain Village",6329,"5","Combustion Turbine","Alaska",0.5,"Dropped - Units whose status does not meet NEEDS criteria"]
[null,"Mountain Village",6329,"3A","Combustion Turbine","Alaska",0.3,"Dropped - Units whose status does not meet NEEDS criteria"]
[null,"Mountain Village",6329,"3B","Combustion Turbine","Alaska",0.5,"Dropped - in Alaska or in Hawaii or Puerto Rico"]
[null,"Mountain Village",6329,"4A","Combustion Turbine","Alaska",0.8,"Dropped - in Alaska or in Hawaii or Puerto Rico"]
[null,"Mountain Village",6329,"5A","Combustion Turbine","Alaska",0.7,"Dropped - in Alaska or in Hawaii or Puerto Rico"]
[null,"Noorvik",6330,"3","Combustion Turbine","Alaska",0.3,"Dropped - Units whose status does not meet NEEDS criteria"]
[null,"Noorvik",6330,"1A","Combustion Turbine","Alaska",0.3,"Dropped - in Alaska or in Hawaii or Puerto Rico"]
[null,"Noorvik",6330,"2A","Combustion Turbine","Alaska",0.4,"Dropped - Units whose status does not meet NEEDS criteria"]
[null,"Noorvik",6330,"2B","Combustion Turbine","Alaska",0.5,"Dropped - in Alaska or in Hawaii or Puerto Rico"]
[null,"Noorvik",6330,"3A","Combustion Turbine","Alaska",0.7,"Dropped - in Alaska or in Hawaii or Puerto Rico"]
[null,"Nunapitchuk",6333,"2","Combustion Turbine","Alaska",0.3,"Dropped - Units whose status does not meet NEEDS criteria"]
[null,"Nunapitchuk",6333,"3","Combustion Turbine","Alaska",0.3,"Dropped - Units whose status does not meet NEEDS criteria"]
[null,"Nunapitchuk",6333,"4","Combustion Turbine","Alaska",0.6,"Dropped - Units whose status does not meet NEEDS criteria"]
[null,"Nunapitchuk",6333,"5","Combustion Turbine","Alaska",0.5,"Dropped - Units whose status does not meet NEEDS criteria"]
[null,"Nunapitchuk",6333,"1A","Combustion Turbine","Alaska",0.5,"Dropped - in Alaska or in Hawaii or Puerto Rico"]
[null,"St Marys IC",6338,"1","Combustion Turbine","Alaska",0.6,"Dropped - Units whose status does not meet NEEDS criteria"]
[null,"St Marys IC",6338,"2","Combustion Turbine","Alaska",0.6,"Dropped - in Alaska or in Hawaii or Puerto Rico"]
[null,"St Marys IC",6338,"3","Combustion Turbine","Alaska",0.9,"Dropped - in Alaska or in Hawaii or Puerto Rico"]
[null,"St Marys IC",6338,"1B","Combustion Turbine","Alaska",0.5,"Dropped - in Alaska or in Hawaii or Puerto Rico"]
[null,"Selawik",6341,"1","Combustion Turbine","Alaska",0.3,"Dropped - Units whose status does not meet NEEDS criteria"]
[null,"Selawik",6341,"2","Combustion Turbine","Alaska",0.7,"Dropped - Units whose status does not meet NEEDS criteria"]
[null,"Selawik",6341,"3","Combustion Turbine","Alaska",0.3,"Dropped - Units whose status does not meet NEEDS criteria"]
[null,"Selawik",6341,"1A","Combustion Turbine","Alaska",0.3,"Dropped - in Alaska or in Hawaii or Puerto Rico"]
[null,"Selawik",6341,"2A","Combustion Turbine","Alaska",0.5,"Dropped - Units whose status does not meet NEEDS criteria"]
[null,"Selawik",6341,"2B","Combustion Turbine","Alaska",0.5,"Dropped - in Alaska or in Hawaii or Puerto Rico"]
[null,"Selawik",6341,"3A","Combustion Turbine","Alaska",0.8,"Dropped - Units whose status does not meet NEEDS criteria"]
[null,"Selawik",6341,"3B","Combustion Turbine","Alaska",0.5,"Dropped - in Alaska or in Hawaii or Puerto Rico"]
[null,"Shishmaref",6345,"1","Combustion Turbine","Alaska",0.3,"Dropped - in Alaska or in Hawaii or Puerto Rico"]
[null,"Shishmaref",6345,"2","Combustion Turbine","Alaska",0.3,"Dropped - in Alaska or in Hawaii or Puerto Rico"]
[null,"Shishmaref",6345,"3","Combustion Turbine","Alaska",0.3,"Dropped - Units whose status does not meet NEEDS criteria"]
[null,"Shishmaref",6345,"4","Combustion Turbine","Alaska",0.5,"Dropped - Units whose status does not meet NEEDS criteria"]
[null,"Shishmaref",6345,"3A","Combustion Turbine","Alaska",0.4,"Dropped - in Alaska or in Hawaii or Puerto Rico"]
[null,"Shishmaref",6345,"4A","Combustion Turbine","Alaska",0.5,"Dropped - in Alaska or in Hawaii or Puerto Rico"]
[null,"Togiak",6348,"1","Combustion Turbine","Alaska",0.6,"Dropped - in Alaska or in Hawaii or Puerto Rico"]
[null,"Togiak",6348,"2","Combustion Turbine","Alaska",0.3,"Dropped - Units whose status does not meet NEEDS criteria"]
[null,"Togiak",6348,"3","Combustion Turbine","Alaska",1.1,"Dropped - in Alaska or in Hawaii or Puerto Rico"]
[null,"Togiak",6348,"4","Combustion Turbine","Alaska",0.3,"Dropped - Units whose status does not meet NEEDS criteria"]
[null,"Togiak",6348,"5","Combustion Turbine","Alaska",0.5,"Dropped - Units whose status does not meet NEEDS criteria"]
[null,"Togiak",6348,"2a","Combustion Turbine","Alaska",0.5,"Dropped - Units whose status does not meet NEEDS criteria"]
[null,"Togiak",6348,"2B","Combustion Turbine","Alaska",0.6,"Dropped - in Alaska or in Hawaii or Puerto Rico"]
[null,"Togiak",6348,"4a","Combustion Turbine","Alaska",0.5,"Dropped - Units whose status does not meet NEEDS criteria"]
[null,"Togiak",6348,"4B","Combustion Turbine","Alaska",0.8,"Dropped - Units whose status does not meet NEEDS criteria"]
[null,"Togiak",6348,"4C","Combustion Turbine","Alaska",0.5,"Dropped - in Alaska or in Hawaii or Puerto Rico"]
[null,"Togiak",6348,"5A","Combustion Turbine","Alaska",0.8,"Dropped - Units whose status does not meet NEEDS criteria"]
[null,"Black Canyon",6396,"3","Hydro","Idaho",12.5,"Dropped - Units whose status does not meet NEEDS criteria"]
[null,"Boise R Diversion",6397,"1","Hydro","Idaho",0.5,"Dropped - Units whose status does not meet NEEDS criteria"]
[null,"Boise R Diversion",6397,"2","Hydro","Idaho",0.5,"Dropped - Units whose status does not meet NEEDS criteria"]
[null,"Boise R Diversion",6397,"3","Hydro","Idaho",0.5,"Dropped - Units whose status does not meet NEEDS criteria"]
[null,"Port Allen (HI)",6474,"3","Combustion Turbine","Hawaii",2.5,"Dropped - in Alaska or in Hawaii or Puerto Rico"]
[null,"Port Allen (HI)",6474,"4","Combustion Turbine","Hawaii",2.5,"Dropped - in Alaska or in Hawaii or Puerto Rico"]
[null,"Port Allen (HI)",6474,"5","Combustion Turbine","Hawaii",2.5,"Dropped - in Alaska or in Hawaii or Puerto Rico"]
[null,"Port Allen (HI)",6474,"8","Combustion Turbine","Hawaii",7.6,"Dropped - in Alaska or in Hawaii or Puerto Rico"]
[null,"Port Allen (HI)",6474,"9","Combustion Turbine","Hawaii",7.6,"Dropped - in Alaska or in Hawaii or Puerto Rico"]
[null,"Port Allen (HI)",6474,"D6","Combustion Turbine","Hawaii",7.6,"Dropped - in Alaska or in Hawaii or Puerto Rico"]
[null,"Port Allen (HI)",6474,"D7","Combustion Turbine","Hawaii",7.6,"Dropped - in Alaska or in Hawaii or Puerto Rico"]
[null,"Port Allen (HI)",6474,"GT1","Combustion Turbine","Hawaii",19,"Dropped - in Alaska or in Hawaii or Puerto Rico"]
[null,"Port Allen (HI)",6474,"GT2","Combustion Turbine","Hawaii",22.6,"Dropped - in Alaska or in Hawaii or Puerto Rico"]
[null,"Port Allen (HI)",6474,"IC1","Combustion Turbine","Hawaii",1.5,"Dropped - in Alaska or in Hawaii or Puerto Rico"]
[null,"Port Allen (HI)",6474,"IC2","Combustion Turbine","Hawaii",1.5,"Dropped - in Alaska or in Hawaii or Puerto Rico"]
[null,"Port Allen (HI)",6474,"ST1","O/G Steam","Hawaii",9,"Dropped - in Alaska or in Hawaii or Puerto Rico"]
[null,"Shipman",6478,"3","O/G Steam","Hawaii",7.5,"Dropped - Units whose status does not meet NEEDS criteria"]
[null,"Shipman",6478,"4","O/G Steam","Hawaii",7.5,"Dropped - Units whose status does not meet NEEDS criteria"]
[null,"San Francisquito 2",6480,"1","Hydro","California",14.5,"Dropped - Units whose status does not meet NEEDS criteria"]
[null,"Cline Falls",6482,"1","Hydro","Oregon",1.1,"Dropped - Units whose status does not meet NEEDS criteria"]
[null,"Maalaea",6504,"1","Combustion Turbine","Hawaii",2.5,"Dropped - in Alaska or in Hawaii or Puerto Rico"]
[null,"Maalaea",6504,"2","Combustion Turbine","Hawaii",2.5,"Dropped - in Alaska or in Hawaii or Puerto Rico"]
[null,"Maalaea",6504,"3","Combustion Turbine","Hawaii",2.5,"Dropped - in Alaska or in Hawaii or Puerto Rico"]
[null,"Maalaea",6504,"4","Combustion Turbine","Hawaii",5.5,"Dropped - in Alaska or in Hawaii or Puerto Rico"]
[null,"Maalaea",6504,"5","Combustion Turbine","Hawaii",5.5,"Dropped - in Alaska or in Hawaii or Puerto Rico"]
[null,"Maalaea",6504,"6","Combustion Turbine","Hawaii",5.5,"Dropped - in Alaska or in Hawaii or Puerto Rico"]
[null,"Maalaea",6504,"7","Combustion Turbine","Hawaii",5.5,"Dropped - in Alaska or in Hawaii or Puerto Rico"]
[null,"Maalaea",6504,"8","Combustion Turbine","Hawaii",5.5,"Dropped - in Alaska or in Hawaii or Puerto Rico"]
[null,"Maalaea",6504,"9","Combustion Turbine","Hawaii",5.5,"Dropped - in Alaska or in Hawaii or Puerto Rico"]
[null,"Maalaea",6504,"10","Combustion Turbine","Hawaii",12.3,"Dropped - in Alaska or in Hawaii or Puerto Rico"]
[null,"Maalaea",6504,"11","Combustion Turbine","Hawaii",12.3,"Dropped - in Alaska or in Hawaii or Puerto Rico"]
[null,"Maalaea",6504,"12","Combustion Turbine","Hawaii",12.3,"Dropped - in Alaska or in Hawaii or Puerto Rico"]
[null,"Maalaea",6504,"13","Combustion Turbine","Hawaii",12.3,"Dropped - in Alaska or in Hawaii or Puerto Rico"]
[null,"Maalaea",6504,"14","Combined Cycle","Hawaii",21.1,"Dropped - in Alaska or in Hawaii or Puerto Rico"]
[null,"Maalaea",6504,"15","Combined Cycle","Hawaii",12,"Dropped - in Alaska or in Hawaii or Puerto Rico"]
[null,"Maalaea",6504,"16","Combined Cycle","Hawaii",21.1,"Dropped - in Alaska or in Hawaii or Puerto Rico"]
[null,"Maalaea",6504,"17","Combined Cycle","Hawaii",17.6,"Dropped - in Alaska or in Hawaii or Puerto Rico"]
[null,"Maalaea",6504,"18","Combined Cycle","Hawaii",13.8,"Dropped - in Alaska or in Hawaii or Puerto Rico"]
[null,"Maalaea",6504,"19","Combined Cycle","Hawaii",17.6,"Dropped - in Alaska or in Hawaii or Puerto Rico"]
[null,"Maalaea",6504,"X1","Combustion Turbine","Hawaii",2.5,"Dropped - in Alaska or in Hawaii or Puerto Rico"]
[null,"Maalaea",6504,"X2","Combustion Turbine","Hawaii",2.5,"Dropped - in Alaska or in Hawaii or Puerto Rico"]
[null,"Drop 3 (WA)",6508,"1","Hydro","Washington",0.5,"Dropped - Units whose status does not meet NEEDS criteria"]
[null,"Drop 3 (WA)",6508,"2","Hydro","Washington",0.5,"Dropped - Units whose status does not meet NEEDS criteria"]
[null,"Battle Mountain",6509,"1","Combustion Turbine","Nevada",1.8,"Dropped - Units whose status does not meet NEEDS criteria"]
[null,"Battle Mountain",6509,"2","Combustion Turbine","Nevada",1.8,"Dropped - Units whose status does not meet NEEDS criteria"]
[null,"Battle Mountain",6509,"3","Combustion Turbine","Nevada",1.8,"Dropped - Units whose status does not meet NEEDS criteria"]
[null,"Battle Mountain",6509,"4","Combustion Turbine","Nevada",1.8,"Dropped - Units whose status does not meet NEEDS criteria"]
[null,"Brunswick",6510,"1","Combustion Turbine","Nevada",2,"Dropped - Units whose status does not meet NEEDS criteria"]
[null,"Brunswick",6510,"2","Combustion Turbine","Nevada",2,"Dropped - Units whose status does not meet NEEDS criteria"]
[null,"Brunswick",6510,"3","Combustion Turbine","Nevada",2,"Dropped - Units whose status does not meet NEEDS criteria"]
[null,"Farad",6512,"1","Hydro","California",1.4,"Dropped - Units whose status does not meet NEEDS criteria"]
[null,"Farad",6512,"2","Hydro","California",1.4,"Dropped - Units whose status does not meet NEEDS criteria"]
[null,"Gabbs",6514,"1","Combustion Turbine","Nevada",2.7,"Dropped - Units whose status does not meet NEEDS criteria"]
[null,"Gabbs",6514,"2","Combustion Turbine","Nevada",2.7,"Dropped - Units whose status does not meet NEEDS criteria"]
[null,"Rocky Ford",6516,"IC1","Combustion Turbine","Colorado",2,"Dropped - Units whose status does not meet NEEDS criteria"]
[null,"Kings Beach",6518,"1","Combustion Turbine","California",2.7,"Dropped - Units whose status does not meet NEEDS criteria"]
[null,"Kings Beach",6518,"2","Combustion Turbine","California",2.7,"Dropped - Units whose status does not meet NEEDS criteria"]
[null,"Kings Beach",6518,"3","Combustion Turbine","California",2.7,"Dropped - Units whose status does not meet NEEDS criteria"]
[null,"Kings Beach",6518,"4","Combustion Turbine","California",2.7,"Dropped - Units whose status does not meet NEEDS criteria"]
[null,"Kings Beach",6518,"5","Combustion Turbine","California",2.7,"Dropped - Units whose status does not meet NEEDS criteria"]
[null,"Kings Beach",6518,"6","Combustion Turbine","California",2.7,"Dropped - Units whose status does not meet NEEDS criteria"]
[null,"Portola",6524,"1","Combustion Turbine","California",2,"Dropped - Units whose status does not meet NEEDS criteria"]
[null,"Portola",6524,"2","Combustion Turbine","California",2,"Dropped - Units whose status does not meet NEEDS criteria"]
[null,"Portola",6524,"3","Combustion Turbine","California",2,"Dropped - Units whose status does not meet NEEDS criteria"]
[null,"Valley Road",6530,"1","Combustion Turbine","Nevada",2,"Dropped - Units whose status does not meet NEEDS criteria"]
[null,"Valley Road",6530,"2","Combustion Turbine","Nevada",2,"Dropped - Units whose status does not meet NEEDS criteria"]
[null,"Valley Road",6530,"3","Combustion Turbine","Nevada",2,"Dropped - Units whose status does not meet NEEDS criteria"]
[null,"Winnemucca",6533,"1","Combustion Turbine","Nevada",15,"Dropped - Units whose status does not meet NEEDS criteria"]
[null,"Little Mountain",6553,"1","Combustion Turbine","Utah",14,"Dropped - Units whose status does not meet NEEDS criteria"]
[null,"Waverly Municipal Electric North Plant",6554,"5","Combustion Turbine","Iowa",1.2,"Dropped - Units whose status does not meet NEEDS criteria"]
[null,"Waverly Municipal Electric North Plant",6554,"6","Combustion Turbine","Iowa",1.3,"Dropped - Units whose status does not meet NEEDS criteria"]
[null,"McGrath",6555,"3","Combustion Turbine","Alaska",0.2,"Dropped - Units whose status does not meet NEEDS criteria"]
[null,"McGrath",6555,"4","Combustion Turbine","Alaska",0.1,"Dropped - Units whose status does not meet NEEDS criteria"]
[null,"McGrath",6555,"5","Combustion Turbine","Alaska",0.6,"Dropped - Units whose status does not meet NEEDS criteria"]
[null,"McGrath",6555,"6","Combustion Turbine","Alaska",0.6,"Dropped - in Alaska or in Hawaii or Puerto Rico"]
[null,"McGrath",6555,"7","Combustion Turbine","Alaska",0.6,"Dropped - in Alaska or in Hawaii or Puerto Rico"]
[null,"McGrath",6555,"3A","Combustion Turbine","Alaska",0.5,"Dropped - in Alaska or in Hawaii or Puerto Rico"]
[null,"McGrath",6555,"4A","Combustion Turbine","Alaska",0.5,"Dropped - in Alaska or in Hawaii or Puerto Rico"]
[null,"D G Hunter",6558,"1","O/G Steam","Louisiana",16,"Dropped - Units whose status does not meet NEEDS criteria"]
[null,"D G Hunter",6558,"2","O/G Steam","Louisiana",16,"Dropped - Units whose status does not meet NEEDS criteria"]
[null,"D G Hunter",6558,"3","O/G Steam","Louisiana",50,"Dropped - Units whose status does not meet NEEDS criteria"]
[null,"D G Hunter",6558,"4","O/G Steam","Louisiana",80,"Dropped - Units whose status does not meet NEEDS criteria"]
[null,"George M Sullivan Generation Plant 2",6559,"5","Combined Cycle","Alaska",33.8,"Dropped - Units whose status does not meet NEEDS criteria"]
[null,"George M Sullivan Generation Plant 2",6559,"6","Combined Cycle","Alaska",34,"Dropped - Units whose status does not meet NEEDS criteria"]
[null,"George M Sullivan Generation Plant 2",6559,"7","Combined Cycle","Alaska",102.6,"Dropped - in Alaska or in Hawaii or Puerto Rico"]
[null,"George M Sullivan Generation Plant 2",6559,"9","Combined Cycle","Alaska",50,"Dropped - in Alaska or in Hawaii or Puerto Rico"]
[null,"George M Sullivan Generation Plant 2",6559,"10","Combined Cycle","Alaska",50,"Dropped - in Alaska or in Hawaii or Puerto Rico"]
[null,"George M Sullivan Generation Plant 2",6559,"11","Combined Cycle","Alaska",29,"Dropped - in Alaska or in Hawaii or Puerto Rico"]
[null,"George M Sullivan Generation Plant 2",6559,"GT8","Combustion Turbine","Alaska",77.7,"Dropped - in Alaska or in Hawaii or Puerto Rico"]
[null,"Unionville",6563,"1","Combustion Turbine","Missouri",22,"Dropped - Units whose status does not meet NEEDS criteria"]
[null,"Unionville",6563,"2","Combustion Turbine","Missouri",22,"Dropped - Units whose status does not meet NEEDS criteria"]
[null,"Berlin",6565,"2A","Combustion Turbine","Maryland",1.8,"Dropped - Units whose status does not meet NEEDS criteria"]
[null,"Berlin",6565,"3A","Combustion Turbine","Maryland",1.8,"Dropped - Units whose status does not meet NEEDS criteria"]
[null,"Berlin",6565,"6A","Combustion Turbine","Maryland",5,"Dropped - Units whose status does not meet NEEDS criteria"]
[null,"Berlin",6565,"7A","Combustion Turbine","Maryland",7.5,"Dropped - Units whose status does not meet NEEDS criteria"]
[null,"Bethel",6566,"1","Combustion Turbine","Alaska",2.1,"Dropped - in Alaska or in Hawaii or Puerto Rico"]
[null,"Bethel",6566,"2","Combustion Turbine","Alaska",2.1,"Dropped - in Alaska or in Hawaii or Puerto Rico"]
[null,"Bethel",6566,"3","Combustion Turbine","Alaska",2.1,"Dropped - in Alaska or in Hawaii or Puerto Rico"]
[null,"Bethel",6566,"4","Combustion Turbine","Alaska",2.1,"Dropped - in Alaska or in Hawaii or Puerto Rico"]
[null,"Bethel",6566,"6","Combustion Turbine","Alaska",2.1,"Dropped - in Alaska or in Hawaii or Puerto Rico"]
[null,"Bethel",6566,"7","Combustion Turbine","Alaska",2.1,"Dropped - in Alaska or in Hawaii or Puerto Rico"]
[null,"Block Island",6567,"11","Combustion Turbine","Rhode Island",0.8,"Dropped - Units whose status does not meet NEEDS criteria"]
[null,"Block Island",6567,"19","Combustion Turbine","Rhode Island",1,"Dropped - Units whose status does not meet NEEDS criteria"]
[null,"Block Island",6567,"21","Combustion Turbine","Rhode Island",1.5,"Dropped - Units whose status does not meet NEEDS criteria"]
[null,"Block Island",6567,"22","Combustion Turbine","Rhode Island",1.2,"Dropped - Units whose status does not meet NEEDS criteria"]
[null,"Block Island",6567,"26","Combustion Turbine","Rhode Island",1.8,"Dropped - Units whose status does not meet NEEDS criteria"]
[null,"Fishers Island",6575,"4","Combustion Turbine","New York",0.3,"Dropped - Units whose status does not meet NEEDS criteria"]
[null,"Fishers Island",6575,"5","Combustion Turbine","New York",0.7,"Dropped - Units whose status does not meet NEEDS criteria"]
[null,"Johnson",6579,"1","Combustion Turbine","Kansas",0.6,"Dropped - Units whose status does not meet NEEDS criteria"]
[null,"Johnson",6579,"2","Combustion Turbine","Kansas",0.7,"Dropped - Units whose status does not meet NEEDS criteria"]
[null,"Johnson",6579,"4","Combustion Turbine","Kansas",0.5,"Dropped - Units whose status does not meet NEEDS criteria"]
[null,"Johnson",6579,"5","Combustion Turbine","Kansas",0.3,"Dropped - Units whose status does not meet NEEDS criteria"]
[null,"Johnson",6579,"7","Combustion Turbine","Kansas",1.2,"Dropped - Units whose status does not meet NEEDS criteria"]
[null,"Johnson",6579,"8","Combustion Turbine","Kansas",1.1,"Dropped - Units whose status does not meet NEEDS criteria"]
[null,"Johnson",6579,"IC6","Combustion Turbine","Kansas",1.2,"Dropped - Units whose status does not meet NEEDS criteria"]
[null,"Beaver Falls",6580,"1","Hydro","Alaska",1,"Dropped - in Alaska or in Hawaii or Puerto Rico"]
[null,"Beaver Falls",6580,"3","Hydro","Alaska",2.2,"Dropped - in Alaska or in Hawaii or Puerto Rico"]
[null,"Beaver Falls",6580,"4","Hydro","Alaska",2.2,"Dropped - in Alaska or in Hawaii or Puerto Rico"]
[null,"Silvis",6581,"1","Hydro","Alaska",2.1,"Dropped - in Alaska or in Hawaii or Puerto Rico"]
[null,"Cudjoe",6582,"2","Combustion Turbine","Florida",2.5,"Dropped - Units whose status does not meet NEEDS criteria"]
[null,"Cudjoe",6582,"3","Combustion Turbine","Florida",2,"Dropped - Units whose status does not meet NEEDS criteria"]
[null,"Stock Island",6584,"IC1","Combustion Turbine","Florida",1.5,"Dropped - Units whose status does not meet NEEDS criteria"]
[null,"Stock Island",6584,"IC2","Combustion Turbine","Florida",1.5,"Dropped - Units whose status does not meet NEEDS criteria"]
[null,"Stock Island",6584,"IC3","Combustion Turbine","Florida",1.5,"Dropped - Units whose status does not meet NEEDS criteria"]
[null,"Commercial Street",6585,"2","Combustion Turbine","Massachusetts",1,"Dropped - Units whose status does not meet NEEDS criteria"]
[null,"Rockport (MO)",6594,"1","Combustion Turbine","Missouri",1.1,"Dropped - Units whose status does not meet NEEDS criteria"]
[null,"Rockport (MO)",6594,"2","Combustion Turbine","Missouri",1.1,"Dropped - Units whose status does not meet NEEDS criteria"]
[null,"Rockport (MO)",6594,"3","Combustion Turbine","Missouri",0.4,"Dropped - Units whose status does not meet NEEDS criteria"]
[null,"Rockport (MO)",6594,"4","Combustion Turbine","Missouri",0.3,"Dropped - Units whose status does not meet NEEDS criteria"]
[null,"Rockport (MO)",6594,"5","Combustion Turbine","Missouri",1.3,"Dropped - Units whose status does not meet NEEDS criteria"]
[null,"Rockport (MO)",6594,"6","Combustion Turbine","Missouri",1.3,"Dropped - Units whose status does not meet NEEDS criteria"]
[null,"South Norwalk Electric",6598,"1","Combustion Turbine","Connecticut",5,"Dropped - Units whose status does not meet NEEDS criteria"]
[null,"South Norwalk Electric",6598,"2","Combustion Turbine","Connecticut",2,"Dropped - Units whose status does not meet NEEDS criteria"]
[null,"South Norwalk Electric",6598,"3","Combustion Turbine","Connecticut",2,"Dropped - Units whose status does not meet NEEDS criteria"]
[null,"South Norwalk Electric",6598,"4","Combustion Turbine","Connecticut",3.1,"Dropped - Units whose status does not meet NEEDS criteria"]
[null,"South Norwalk Electric",6598,"5","Combustion Turbine","Connecticut",3.2,"Dropped - Units whose status does not meet NEEDS criteria"]
[null,"South Norwalk Electric",6598,"6","Combustion Turbine","Connecticut",1.1,"Dropped - Units whose status does not meet NEEDS criteria"]
[null,"South Norwalk Electric",6598,"7","Combustion Turbine","Connecticut",22,"Dropped - Units whose status does not meet NEEDS criteria"]
[null,"Highgate Falls",6618,"3","Hydro","Vermont",2.9,"Dropped  - Retired/Planned Retirement by 06/2023"]
[null,"Fort Peck",6623,"2","Hydro","Montana",20,"Dropped - Units whose status does not meet NEEDS criteria"]
[null,"Yakutat",6637,"5","Combustion Turbine","Alaska",0.3,"Dropped - Units whose status does not meet NEEDS criteria"]
[null,"Yakutat",6637,"6","Combustion Turbine","Alaska",1.2,"Dropped - in Alaska or in Hawaii or Puerto Rico"]
[null,"Yakutat",6637,"7","Combustion Turbine","Alaska",1.2,"Dropped - in Alaska or in Hawaii or Puerto Rico"]
[null,"Yakutat",6637,"2B","Combustion Turbine","Alaska",0.8,"Dropped - in Alaska or in Hawaii or Puerto Rico"]
[null,"Yakutat",6637,"3A","Combustion Turbine","Alaska",0.6,"Dropped - in Alaska or in Hawaii or Puerto Rico"]
[null,"Yakutat",6637,"4A","Combustion Turbine","Alaska",1.1,"Dropped - Units whose status does not meet NEEDS criteria"]
[null,"Sandow No 4",6648,"4","Coal Steam","Texas",600,"Dropped - Units whose status does not meet NEEDS criteria"]
[null,"Pelican",6702,"HC1","Hydro","Alaska",0.5,"Dropped - in Alaska or in Hawaii or Puerto Rico"]
[null,"Pelican",6702,"HC2","Hydro","Alaska",0.1,"Dropped - in Alaska or in Hawaii or Puerto Rico"]
[null,"Pelican",6702,"IC1","Combustion Turbine","Alaska",0.3,"Dropped - Units whose status does not meet NEEDS criteria"]
[null,"Pelican",6702,"IC2","Combustion Turbine","Alaska",0.1,"Dropped - Units whose status does not meet NEEDS criteria"]
[null,"Pelican",6702,"IC3","Combustion Turbine","Alaska",0.2,"Dropped - Units whose status does not meet NEEDS criteria"]
[null,"Pelican",6702,"IC4","Combustion Turbine","Alaska",0.2,"Dropped - Units whose status does not meet NEEDS criteria"]
[null,"Pelican",6702,"IC5","Combustion Turbine","Alaska",0.4,"Dropped - Units whose status does not meet NEEDS criteria"]
[null,"Pelican",6702,"IC6","Combustion Turbine","Alaska",0.4,"Dropped - in Alaska or in Hawaii or Puerto Rico"]
[null,"Pelican",6702,"IC7","Combustion Turbine","Alaska",0.4,"Dropped - in Alaska or in Hawaii or Puerto Rico"]
[null,"Pelican",6702,"IC8","Combustion Turbine","Alaska",0.2,"Dropped - in Alaska or in Hawaii or Puerto Rico"]
[null,"Pebbly Beach Generating Station",6704,"MT12","Combustion Turbine","California",0.1,"Dropped - Units whose status does not meet NEEDS criteria"]
[null,"Pebbly Beach Generating Station",6704,"MT13","Combustion Turbine","California",0.1,"Dropped - Units whose status does not meet NEEDS criteria"]
[null,"Thibodaux",6706,"9","O/G Steam","Louisiana",19,"Dropped - Units whose status does not meet NEEDS criteria"]
[null,"Naval Training Center",6707,"NTCG","Combustion Turbine","California",13,"Dropped - Units whose status does not meet NEEDS criteria"]
[null,"Hugo",6772,"2","Coal Steam","Oklahoma",750,"Dropped - Units whose status does not meet NEEDS criteria"]
[null,"Jarvis Street",6801,"1","Combustion Turbine","Alaska",2,"Dropped - in Alaska or in Hawaii or Puerto Rico"]
[null,"Jarvis Street",6801,"2","Combustion Turbine","Alaska",2.8,"Dropped - in Alaska or in Hawaii or Puerto Rico"]
[null,"Jarvis Street",6801,"3","Combustion Turbine","Alaska",2.8,"Dropped - in Alaska or in Hawaii or Puerto Rico"]
[null,"Jarvis Street",6801,"4","Combustion Turbine","Alaska",4,"Dropped - in Alaska or in Hawaii or Puerto Rico"]
[null,"Jarvis Street",6801,"5","Combustion Turbine","Alaska",13.5,"Dropped - in Alaska or in Hawaii or Puerto Rico"]
[null,"Major Oak Power",7030,"3","Coal Steam","Texas",600,"Dropped - Units whose status does not meet NEEDS criteria"]
[null,"Humpback Creek",7042,"1","Hydro","Alaska",0.4,"Dropped - in Alaska or in Hawaii or Puerto Rico"]
[null,"Humpback Creek",7042,"2","Hydro","Alaska",0.4,"Dropped - in Alaska or in Hawaii or Puerto Rico"]
[null,"Humpback Creek",7042,"3","Hydro","Alaska",0.2,"Dropped - in Alaska or in Hawaii or Puerto Rico"]
[null,"Bates Mill Upper",7044,"BU1","Hydro","Maine",0.9,"Dropped - Units whose status does not meet NEEDS criteria"]
[null,"Bates Mill Upper",7044,"BU2","Hydro","Maine",0.9,"Dropped - Units whose status does not meet NEEDS criteria"]
[null,"Bates Mill Upper",7044,"BU3","Hydro","Maine",0.9,"Dropped - Units whose status does not meet NEEDS criteria"]
[null,"Hill Mill",7048,"HM1","Hydro","Maine",0.3,"Dropped - Units whose status does not meet NEEDS criteria"]
[null,"Hill Mill",7048,"HM2","Hydro","Maine",0.3,"Dropped - Units whose status does not meet NEEDS criteria"]
[null,"Hill Mill",7048,"HM3","Hydro","Maine",0.3,"Dropped - Units whose status does not meet NEEDS criteria"]
[null,"Hill Mill",7048,"HM4","Hydro","Maine",0.3,"Dropped - Units whose status does not meet NEEDS criteria"]
[null,"Hill Mill",7048,"HM5","Hydro","Maine",0.3,"Dropped - Units whose status does not meet NEEDS criteria"]
[null,"Hill Mill",7048,"HM6","Hydro","Maine",0.3,"Dropped - Units whose status does not meet NEEDS criteria"]
[null,"NA 1 (SC)",7106,"GT1","Combustion Turbine","South Carolina",150,"Dropped - Units whose status does not meet NEEDS criteria"]
[null,"Heber City",7111,"NA1","Combustion Turbine","Utah",0.6,"Dropped - Units whose status does not meet NEEDS criteria"]
[null,"Heber City",7111,"NA2","Combustion Turbine","Utah",0.6,"Dropped - Units whose status does not meet NEEDS criteria"]
[null,"Heber City",7111,"NA3","Combustion Turbine","Utah",0.6,"Dropped - Units whose status does not meet NEEDS criteria"]
[null,"Heber City",7111,"NA4","Combustion Turbine","Utah",0.6,"Dropped - Units whose status does not meet NEEDS criteria"]
[null,"Heber City",7111,"NA7","Combustion Turbine","Utah",1.5,"Dropped - Units whose status does not meet NEEDS criteria"]
[null,"Heber City",7111,"NA8","Combustion Turbine","Utah",1.5,"Dropped - Units whose status does not meet NEEDS criteria"]
[null,"Centennial",7112,"IC6","Combustion Turbine","Alaska",3.3,"Dropped - in Alaska or in Hawaii or Puerto Rico"]
[null,"Centennial",7112,"IC7","Combustion Turbine","Alaska",1.8,"Dropped - Units whose status does not meet NEEDS criteria"]
[null,"Hoist",7115,"1","Hydro","Michigan",1,"Dropped - Units whose status does not meet NEEDS criteria"]
[null,"Puna",7130,"1","O/G Steam","Hawaii",14,"Dropped - in Alaska or in Hawaii or Puerto Rico"]
[null,"Puna",7130,"3","Combustion Turbine","Hawaii",20,"Dropped - in Alaska or in Hawaii or Puerto Rico"]
[null,"Grinnell",7137,"1","Combustion Turbine","Iowa",26.2,"Dropped - Units whose status does not meet NEEDS criteria"]
[null,"Grinnell",7137,"2","Combustion Turbine","Iowa",20.9,"Dropped - Units whose status does not meet NEEDS criteria"]
[null,"Chester Lake",7168,"1","Hydro","Alaska",1.2,"Dropped - in Alaska or in Hawaii or Puerto Rico"]
[null,"Northway",7169,"5","Combustion Turbine","Alaska",0.4,"Dropped - in Alaska or in Hawaii or Puerto Rico"]
[null,"Northway",7169,"1A","Combustion Turbine","Alaska",0.3,"Dropped - in Alaska or in Hawaii or Puerto Rico"]
[null,"Northway",7169,"2A","Combustion Turbine","Alaska",0.2,"Dropped - in Alaska or in Hawaii or Puerto Rico"]
[null,"Barrow",7173,"6","Combustion Turbine","Alaska",2.5,"Dropped - in Alaska or in Hawaii or Puerto Rico"]
[null,"Barrow",7173,"7","Combustion Turbine","Alaska",2.5,"Dropped - in Alaska or in Hawaii or Puerto Rico"]
[null,"Barrow",7173,"8","Combustion Turbine","Alaska",2.5,"Dropped - in Alaska or in Hawaii or Puerto Rico"]
[null,"Barrow",7173,"9","Combustion Turbine","Alaska",1.5,"Dropped - Units whose status does not meet NEEDS criteria"]
[null,"Barrow",7173,"10","Combustion Turbine","Alaska",1.5,"Dropped - Units whose status does not meet NEEDS criteria"]
[null,"Barrow",7173,"11","Combustion Turbine","Alaska",4.8,"Dropped - in Alaska or in Hawaii or Puerto Rico"]
[null,"Barrow",7173,"12","Combustion Turbine","Alaska",5,"Dropped - in Alaska or in Hawaii or Puerto Rico"]
[null,"Gwitchyaa Zhee",7174,"1","Combustion Turbine","Alaska",0.3,"Dropped - Units whose status does not meet NEEDS criteria"]
[null,"Gwitchyaa Zhee",7174,"3","Combustion Turbine","Alaska",0.4,"Dropped - Units whose status does not meet NEEDS criteria"]
[null,"Gwitchyaa Zhee",7174,"5","Combustion Turbine","Alaska",0.4,"Dropped - Units whose status does not meet NEEDS criteria"]
[null,"Gwitchyaa Zhee",7174,"6","Combustion Turbine","Alaska",0.3,"Dropped - Units whose status does not meet NEEDS criteria"]
[null,"Gwitchyaa Zhee",7174,"7","Combustion Turbine","Alaska",0.4,"Dropped - in Alaska or in Hawaii or Puerto Rico"]
[null,"Gwitchyaa Zhee",7174,"8","Combustion Turbine","Alaska",0.4,"Dropped - in Alaska or in Hawaii or Puerto Rico"]
[null,"Gwitchyaa Zhee",7174,"9","Combustion Turbine","Alaska",0.2,"Dropped - in Alaska or in Hawaii or Puerto Rico"]
[null,"Gwitchyaa Zhee",7174,"10","Combustion Turbine","Alaska",0.2,"Dropped - in Alaska or in Hawaii or Puerto Rico"]
[null,"Gwitchyaa Zhee",7174,"2A","Combustion Turbine","Alaska",0.3,"Dropped - Units whose status does not meet NEEDS criteria"]
[null,"Gwitchyaa Zhee",7174,"4A","Combustion Turbine","Alaska",0.3,"Dropped - Units whose status does not meet NEEDS criteria"]
[null,"Aniak",7182,"1","Combustion Turbine","Alaska",0.2,"Dropped - in Alaska or in Hawaii or Puerto Rico"]
[null,"Aniak",7182,"3","Combustion Turbine","Alaska",0.2,"Dropped - Units whose status does not meet NEEDS criteria"]
[null,"Aniak",7182,"4","Combustion Turbine","Alaska",0.2,"Dropped - Units whose status does not meet NEEDS criteria"]
[null,"Aniak",7182,"9","Combustion Turbine","Alaska",0.6,"Dropped - in Alaska or in Hawaii or Puerto Rico"]
[null,"Aniak",7182,"10","Combustion Turbine","Alaska",0.6,"Dropped - in Alaska or in Hawaii or Puerto Rico"]
[null,"Newhalen",7183,"1","Combustion Turbine","Alaska",0.3,"Dropped - Units whose status does not meet NEEDS criteria"]
[null,"Newhalen",7183,"2","Combustion Turbine","Alaska",0.3,"Dropped - Units whose status does not meet NEEDS criteria"]
[null,"Newhalen",7183,"3","Combustion Turbine","Alaska",0.3,"Dropped - Units whose status does not meet NEEDS criteria"]
[null,"Newhalen",7183,"4","Combustion Turbine","Alaska",0.6,"Dropped - Units whose status does not meet NEEDS criteria"]
[null,"Newhalen",7183,"5","Combustion Turbine","Alaska",0.3,"Dropped - in Alaska or in Hawaii or Puerto Rico"]
[null,"Newhalen",7183,"6","Combustion Turbine","Alaska",0.3,"Dropped - in Alaska or in Hawaii or Puerto Rico"]
[null,"Newhalen",7183,"7","Combustion Turbine","Alaska",0.3,"Dropped - in Alaska or in Hawaii or Puerto Rico"]
[null,"Newhalen",7183,"H-1","Hydro","Alaska",0.4,"Dropped - in Alaska or in Hawaii or Puerto Rico"]
[null,"Newhalen",7183,"H-2","Hydro","Alaska",0.4,"Dropped - in Alaska or in Hawaii or Puerto Rico"]
[null,"Conoco",7185,"1","Combustion Turbine","Oklahoma",31.5,"Dropped - Units whose status does not meet NEEDS criteria"]
[null,"Conoco",7185,"2","Combustion Turbine","Oklahoma",28.3,"Dropped - Units whose status does not meet NEEDS criteria"]
[null,"NA 1 (IN)",7228,"1","Combustion Turbine","Indiana",286,"Dropped - Units whose status does not meet NEEDS criteria"]
[null,"NA 1 (IN)",7228,"2","Combustion Turbine","Indiana",72.5,"Dropped - Units whose status does not meet NEEDS criteria"]
[null,"NA 1 (IN)",7228,"3","Combustion Turbine","Indiana",72.5,"Dropped - Units whose status does not meet NEEDS criteria"]
[null,"NA 1 (IN)",7228,"4","Combustion Turbine","Indiana",96,"Dropped - Units whose status does not meet NEEDS criteria"]
[null,"NA 1 (IN)",7228,"5","Combustion Turbine","Indiana",156,"Dropped - Units whose status does not meet NEEDS criteria"]
[null,"NA 1 (IN)",7228,"6","Combustion Turbine","Indiana",156,"Dropped - Units whose status does not meet NEEDS criteria"]
[null,"NA 1 (IN)",7228,"7","Combustion Turbine","Indiana",156,"Dropped - Units whose status does not meet NEEDS criteria"]
[null,"NA 1 (IN)",7228,"8","Combustion Turbine","Indiana",552,"Dropped - Units whose status does not meet NEEDS criteria"]
[null,"NA 1 (IN)",7228,"9","Combustion Turbine","Indiana",191,"Dropped - Units whose status does not meet NEEDS criteria"]
[null,"NA 1 (IN)",7228,"10","Combustion Turbine","Indiana",191,"Dropped - Units whose status does not meet NEEDS criteria"]
[null,"NA 1 (IN)",7228,"11","Combustion Turbine","Indiana",252.2,"Dropped - Units whose status does not meet NEEDS criteria"]
[null,"NA 1 (IN)",7228,"12","Combustion Turbine","Indiana",214,"Dropped - Units whose status does not meet NEEDS criteria"]
[null,"NA 1 (IN)",7228,"13","Combustion Turbine","Indiana",214,"Dropped - Units whose status does not meet NEEDS criteria"]
[null,"NA 1 (IN)",7228,"14","Combustion Turbine","Indiana",214,"Dropped - Units whose status does not meet NEEDS criteria"]
[null,"NA 1 (IN)",7228,"15","Combustion Turbine","Indiana",214,"Dropped - Units whose status does not meet NEEDS criteria"]
[null,"NA 1 (IN)",7228,"16","Combustion Turbine","Indiana",214,"Dropped - Units whose status does not meet NEEDS criteria"]
[null,"Polk",7242,"6","Combined Cycle","Florida",459,"Dropped - Units whose status does not meet NEEDS criteria"]
[null,"Polk",7242,"7","Combustion Turbine","Florida",155,"Dropped - Units whose status does not meet NEEDS criteria"]
[null,"Polk",7242,"8","Combustion Turbine","Florida",459,"Dropped - Units whose status does not meet NEEDS criteria"]
[null,"Polk",7242,"9","Combined Cycle","Florida",459,"Dropped - Units whose status does not meet NEEDS criteria"]
[null,"Auke Bay",7250,"4","Combustion Turbine","Alaska",2.5,"Dropped - in Alaska or in Hawaii or Puerto Rico"]
[null,"Auke Bay",7250,"13","Combustion Turbine","Alaska",2.8,"Dropped - in Alaska or in Hawaii or Puerto Rico"]
[null,"Auke Bay",7250,"14","Combustion Turbine","Alaska",23,"Dropped - in Alaska or in Hawaii or Puerto Rico"]
[null,"NA 5",7253,"NA5","Combustion Turbine","South Carolina",150,"Dropped - Units whose status does not meet NEEDS criteria"]
[null,"Miki Basin",7264,"LL1","Combustion Turbine","Hawaii",1,"Dropped - in Alaska or in Hawaii or Puerto Rico"]
[null,"Miki Basin",7264,"LL2","Combustion Turbine","Hawaii",1,"Dropped - in Alaska or in Hawaii or Puerto Rico"]
[null,"Miki Basin",7264,"LL3","Combustion Turbine","Hawaii",1,"Dropped - in Alaska or in Hawaii or Puerto Rico"]
[null,"Miki Basin",7264,"LL4","Combustion Turbine","Hawaii",1,"Dropped - in Alaska or in Hawaii or Puerto Rico"]
[null,"Miki Basin",7264,"LL5","Combustion Turbine","Hawaii",1,"Dropped - in Alaska or in Hawaii or Puerto Rico"]
[null,"Miki Basin",7264,"LL6","Combustion Turbine","Hawaii",1,"Dropped - in Alaska or in Hawaii or Puerto Rico"]
[null,"Miki Basin",7264,"LL7","Combustion Turbine","Hawaii",2.1,"Dropped - in Alaska or in Hawaii or Puerto Rico"]
[null,"Miki Basin",7264,"LL8","Combustion Turbine","Hawaii",2.1,"Dropped - in Alaska or in Hawaii or Puerto Rico"]
[null,"Richard Gorsuch",7286,"1","Coal Steam","Ohio",50,"Dropped - Units whose status does not meet NEEDS criteria"]
[null,"Richard Gorsuch",7286,"2","Coal Steam","Ohio",50,"Dropped - Units whose status does not meet NEEDS criteria"]
[null,"Richard Gorsuch",7286,"3","Coal Steam","Ohio",50,"Dropped - Units whose status does not meet NEEDS criteria"]
[null,"Richard Gorsuch",7286,"4","Coal Steam","Ohio",50,"Dropped - Units whose status does not meet NEEDS criteria"]
[null,"NA 8",7300,"GT8","Combustion Turbine","South Carolina",150,"Dropped - Units whose status does not meet NEEDS criteria"]
[null,"Hines Energy Complex",7302,"5","Combined Cycle","Florida",461,"Dropped - Units whose status does not meet NEEDS criteria"]
[null,"Hines Energy Complex",7302,"6","Combined Cycle","Florida",461,"Dropped - Units whose status does not meet NEEDS criteria"]
[null,"Palmyra Municipal 2",7304,"IC10","Combustion Turbine","Missouri",3.5,"Dropped - Units whose status does not meet NEEDS criteria"]
[null,"Palmyra Municipal 2",7304,"IC9","Combustion Turbine","Missouri",3.5,"Dropped - Units whose status does not meet NEEDS criteria"]
[null,"Lincoln Turbines",7366,"1","Onshore Wind","Wisconsin",0.7,"Dropped - Units whose status does not meet NEEDS criteria"]
[null,"Bradley Lake",7367,"1","Hydro","Alaska",63,"Dropped - in Alaska or in Hawaii or Puerto Rico"]
[null,"Bradley Lake",7367,"2","Hydro","Alaska",63,"Dropped - in Alaska or in Hawaii or Puerto Rico"]
[null,"Bonnett",7370,"CT1","Geothermal","Utah",7,"Dropped - Units whose status does not meet NEEDS criteria"]
[null,"Bonnett",7370,"OEC1","Geothermal","Utah",0.7,"Dropped - Units whose status does not meet NEEDS criteria"]
[null,"Bonnett",7370,"OEC2","Geothermal","Utah",0.7,"Dropped - Units whose status does not meet NEEDS criteria"]
[null,"Bonnett",7370,"OEC3","Geothermal","Utah",0.7,"Dropped - Units whose status does not meet NEEDS criteria"]
[null,"Bonnett",7370,"OEC4","Geothermal","Utah",0.7,"Dropped - Units whose status does not meet NEEDS criteria"]
[null,"Alliant Techsystems",7376,"1","Combustion Turbine","Minnesota",1.6,"Dropped - Units whose status does not meet NEEDS criteria"]
[null,"United Health Care",7377,"1","Combustion Turbine","Minnesota",1.8,"Dropped - Units whose status does not meet NEEDS criteria"]
[null,"United Health Care",7377,"2","Combustion Turbine","Minnesota",1.8,"Dropped - Units whose status does not meet NEEDS criteria"]
[null,"United Hospital",7378,"1","Combustion Turbine","Minnesota",1.6,"Dropped - Units whose status does not meet NEEDS criteria"]
[null,"United Hospital",7378,"2","Combustion Turbine","Minnesota",1.6,"Dropped - Units whose status does not meet NEEDS criteria"]
[null,"United Hospital",7378,"3","Combustion Turbine","Minnesota",1.6,"Dropped - Units whose status does not meet NEEDS criteria"]
[null,"Midulla Generating Station",7380,"1","Combined Cycle","Florida",260,"Dropped - Units whose status does not meet NEEDS criteria"]
[null,"Midulla Generating Station",7380,"2","Combined Cycle","Florida",153,"Dropped - Units whose status does not meet NEEDS criteria"]
[null,"Midulla Generating Station",7380,"PW9","Combined Cycle","Florida",54,"Dropped - Units whose status does not meet NEEDS criteria"]
[null,"Indian Trails Cogen 1",7384,"1","O/G Steam","Illinois",10,"Dropped - Units whose status does not meet NEEDS criteria"]
[null,"Lakin Municipal",7393,"LK1","Combustion Turbine","Kansas",4.1,"Dropped  - Retired/Planned Retirement by 06/2023"]
[null,"Gonzales Hydro Plant",7394,"1","Hydro","Texas",0.3,"Dropped - Units whose status does not meet NEEDS criteria"]
[null,"Gonzales Hydro Plant",7394,"2","Hydro","Texas",0.3,"Dropped - Units whose status does not meet NEEDS criteria"]
[null,"Gonzales Hydro Plant",7394,"3","Hydro","Texas",0.3,"Dropped - Units whose status does not meet NEEDS criteria"]
[null,"John Harmon Gen",7412,"JH-1","Combustion Turbine","Georgia",3,"Dropped - Units whose status does not meet NEEDS criteria"]
[null,"Thorne Bay Plant",7414,"2","Combustion Turbine","Alaska",0.6,"Dropped - in Alaska or in Hawaii or Puerto Rico"]
[null,"Thorne Bay Plant",7414,"4","Combustion Turbine","Alaska",0.4,"Dropped - in Alaska or in Hawaii or Puerto Rico"]
[null,"Lakefield Utilities",7415,"1","Combustion Turbine","Minnesota",0.2,"Dropped - Units whose status does not meet NEEDS criteria"]
[null,"Lakefield Utilities",7415,"2","Combustion Turbine","Minnesota",0.3,"Dropped - Units whose status does not meet NEEDS criteria"]
[null,"Lakefield Utilities",7415,"3","Combustion Turbine","Minnesota",0.5,"Dropped - Units whose status does not meet NEEDS criteria"]
[null,"Lakefield Utilities",7415,"4","Combustion Turbine","Minnesota",0.8,"Dropped - Units whose status does not meet NEEDS criteria"]
[null,"Edenton Generators",7429,"1","Combustion Turbine","North Carolina",1.2,"Dropped - Units whose status does not meet NEEDS criteria"]
[null,"Oxford (KS)",7432,"1","Combustion Turbine","Kansas",0.6,"Dropped - Units whose status does not meet NEEDS criteria"]
[null,"Oxford (KS)",7432,"2","Combustion Turbine","Kansas",0.6,"Dropped - Units whose status does not meet NEEDS criteria"]
[null,"Oxford (KS)",7432,"3","Combustion Turbine","Kansas",0.6,"Dropped - Units whose status does not meet NEEDS criteria"]
[null,"Vernon",7436,"JH1","Combustion Turbine","California",3.6,"Dropped - Units whose status does not meet NEEDS criteria"]
[null,"Vernon",7436,"JH2","Combustion Turbine","California",3.6,"Dropped - Units whose status does not meet NEEDS criteria"]
[null,"Vernon",7436,"JH3","Combustion Turbine","California",3.6,"Dropped - Units whose status does not meet NEEDS criteria"]
[null,"Vernon",7436,"JH4","Combustion Turbine","California",3.6,"Dropped - Units whose status does not meet NEEDS criteria"]
[null,"Vernon",7436,"JH5","Combustion Turbine","California",3.6,"Dropped - Units whose status does not meet NEEDS criteria"]
[null,"Galena Electric Utility",7437,"2","Combustion Turbine","Alaska",0.7,"Dropped - Units whose status does not meet NEEDS criteria"]
[null,"Galena Electric Utility",7437,"3","Combustion Turbine","Alaska",0.7,"Dropped - Units whose status does not meet NEEDS criteria"]
[null,"Galena Electric Utility",7437,"4","Combustion Turbine","Alaska",0.7,"Dropped - Units whose status does not meet NEEDS criteria"]
[null,"Galena Electric Utility",7437,"5","Combustion Turbine","Alaska",0.7,"Dropped - Units whose status does not meet NEEDS criteria"]
[null,"Galena Electric Utility",7437,"6","Combustion Turbine","Alaska",0.5,"Dropped - Units whose status does not meet NEEDS criteria"]
[null,"Galena Electric Utility",7437,"1A","Combustion Turbine","Alaska",0.8,"Dropped - in Alaska or in Hawaii or Puerto Rico"]
[null,"Galena Electric Utility",7437,"2A","Combustion Turbine","Alaska",0.5,"Dropped - in Alaska or in Hawaii or Puerto Rico"]
[null,"Galena Electric Utility",7437,"3A","Combustion Turbine","Alaska",0.8,"Dropped - in Alaska or in Hawaii or Puerto Rico"]
[null,"Galena Electric Utility",7437,"4A","Combustion Turbine","Alaska",1,"Dropped - in Alaska or in Hawaii or Puerto Rico"]
[null,"Galena Electric Utility",7437,"5A","Combustion Turbine","Alaska",0.8,"Dropped - in Alaska or in Hawaii or Puerto Rico"]
[null,"Galena Electric Utility",7437,"6A","Combustion Turbine","Alaska",0.4,"Dropped - Units whose status does not meet NEEDS criteria"]
[null,"Church Street Plant",7438,"C1","Combustion Turbine","Virginia",0.8,"Dropped - Units whose status does not meet NEEDS criteria"]
[null,"Church Street Plant",7438,"C2","Combustion Turbine","Virginia",0.8,"Dropped - Units whose status does not meet NEEDS criteria"]
[null,"Church Street Plant",7438,"C4","Combustion Turbine","Virginia",1,"Dropped - Units whose status does not meet NEEDS criteria"]
[null,"VMEA 1 Credit Gen",7440,"V9","Combustion Turbine","Virginia",1.5,"Dropped - Units whose status does not meet NEEDS criteria"]
[null,"Angoon",7462,"1","Combustion Turbine","Alaska",0.4,"Dropped - Units whose status does not meet NEEDS criteria"]
[null,"Angoon",7462,"3","Combustion Turbine","Alaska",0.5,"Dropped - in Alaska or in Hawaii or Puerto Rico"]
[null,"Angoon",7462,"1A","Combustion Turbine","Alaska",0.5,"Dropped - in Alaska or in Hawaii or Puerto Rico"]
[null,"Angoon",7462,"2A","Combustion Turbine","Alaska",0.5,"Dropped - in Alaska or in Hawaii or Puerto Rico"]
[null,"Hoonah",7463,"1","Combustion Turbine","Alaska",0.6,"Dropped - Units whose status does not meet NEEDS criteria"]
[null,"Hoonah",7463,"3","Combustion Turbine","Alaska",0.5,"Dropped - Units whose status does not meet NEEDS criteria"]
[null,"Hoonah",7463,"4","Combustion Turbine","Alaska",0.5,"Dropped - in Alaska or in Hawaii or Puerto Rico"]
[null,"Hoonah",7463,"2A","Combustion Turbine","Alaska",1,"Dropped - in Alaska or in Hawaii or Puerto Rico"]
[null,"Hoonah",7463,"3A","Combustion Turbine","Alaska",0.5,"Dropped - in Alaska or in Hawaii or Puerto Rico"]
[null,"Kake",7464,"1","Combustion Turbine","Alaska",0.6,"Dropped - Units whose status does not meet NEEDS criteria"]
[null,"Kake",7464,"2","Combustion Turbine","Alaska",1.1,"Dropped - in Alaska or in Hawaii or Puerto Rico"]
[null,"Kake",7464,"4","Combustion Turbine","Alaska",0.5,"Dropped - in Alaska or in Hawaii or Puerto Rico"]
[null,"Kake",7464,"1A","Combustion Turbine","Alaska",0.5,"Dropped - Units whose status does not meet NEEDS criteria"]
[null,"Kake",7464,"1B","Combustion Turbine","Alaska",0.5,"Dropped - in Alaska or in Hawaii or Puerto Rico"]
[null,"Kake",7464,"2A","Combustion Turbine","Alaska",0.5,"Dropped - in Alaska or in Hawaii or Puerto Rico"]
[null,"Kake",7464,"3A","Combustion Turbine","Alaska",0.8,"Dropped - Units whose status does not meet NEEDS criteria"]
[null,"Kake",7464,"3B","Combustion Turbine","Alaska",0.5,"Dropped - in Alaska or in Hawaii or Puerto Rico"]
[null,"Chilkat Valley",7467,"2A","Combustion Turbine","Alaska",0.5,"Dropped - Units whose status does not meet NEEDS criteria"]
[null,"Madison Utilities",7469,"FM4","Combustion Turbine","Nebraska",0.5,"Dropped - Units whose status does not meet NEEDS criteria"]
[null,"Marceline",7470,"3","Combustion Turbine","Missouri",1.2,"Dropped - Units whose status does not meet NEEDS criteria"]
[null,"Marceline",7470,"4","Combustion Turbine","Missouri",0.4,"Dropped - Units whose status does not meet NEEDS criteria"]
[null,"Rowesville Rd Plant",7480,"3","Combustion Turbine","South Carolina",4.2,"Dropped - Units whose status does not meet NEEDS criteria"]
[null,"Rowesville Rd Plant",7480,"4","Combustion Turbine","South Carolina",4.2,"Dropped - Units whose status does not meet NEEDS criteria"]
[null,"NSB Atqasuk Utility",7482,"NA1","Combustion Turbine","Alaska",0.9,"Dropped - in Alaska or in Hawaii or Puerto Rico"]
[null,"NSB Atqasuk Utility",7482,"NA2","Combustion Turbine","Alaska",0.9,"Dropped - in Alaska or in Hawaii or Puerto Rico"]
[null,"NSB Atqasuk Utility",7482,"NA3","Combustion Turbine","Alaska",0.4,"Dropped - in Alaska or in Hawaii or Puerto Rico"]
[null,"NSB Atqasuk Utility",7482,"PG1","Combustion Turbine","Alaska",0.2,"Dropped - Units whose status does not meet NEEDS criteria"]
[null,"NSB Atqasuk Utility",7482,"PG2","Combustion Turbine","Alaska",0.4,"Dropped - in Alaska or in Hawaii or Puerto Rico"]
[null,"NSB Atqasuk Utility",7482,"PG3","Combustion Turbine","Alaska",0.6,"Dropped - in Alaska or in Hawaii or Puerto Rico"]
[null,"NSB Kaktovik Utility",7483,"PG1A","Combustion Turbine","Alaska",0.9,"Dropped - in Alaska or in Hawaii or Puerto Rico"]
[null,"NSB Kaktovik Utility",7483,"PG2A","Combustion Turbine","Alaska",0.9,"Dropped - in Alaska or in Hawaii or Puerto Rico"]
[null,"NSB Kaktovik Utility",7483,"PG3A","Combustion Turbine","Alaska",0.4,"Dropped - in Alaska or in Hawaii or Puerto Rico"]
[null,"NSB Kaktovik Utility",7483,"PG4A","Combustion Turbine","Alaska",0.4,"Dropped - in Alaska or in Hawaii or Puerto Rico"]
[null,"NSB Nuiqsut Utility",7484,"PG1A","Combustion Turbine","Alaska",0.9,"Dropped - in Alaska or in Hawaii or Puerto Rico"]
[null,"NSB Nuiqsut Utility",7484,"PG2A","Combustion Turbine","Alaska",0.9,"Dropped - in Alaska or in Hawaii or Puerto Rico"]
[null,"NSB Nuiqsut Utility",7484,"PG3A","Combustion Turbine","Alaska",0.4,"Dropped - in Alaska or in Hawaii or Puerto Rico"]
[null,"NSB Nuiqsut Utility",7484,"PG3B","Combustion Turbine","Alaska",0.6,"Dropped - in Alaska or in Hawaii or Puerto Rico"]
[null,"NSB Nuiqsut Utility",7484,"PG4A","Combustion Turbine","Alaska",0.4,"Dropped - Units whose status does not meet NEEDS criteria"]
[null,"NSB Nuiqsut Utility",7484,"PG5A","Combustion Turbine","Alaska",0.8,"Dropped - in Alaska or in Hawaii or Puerto Rico"]
[null,"NSB Nuiqsut Utility",7484,"PG6A","Combustion Turbine","Alaska",0.8,"Dropped - in Alaska or in Hawaii or Puerto Rico"]
[null,"NSB Point Hope Utility",7485,"PG1","Combustion Turbine","Alaska",0.3,"Dropped - Units whose status does not meet NEEDS criteria"]
[null,"NSB Point Hope Utility",7485,"PG1A","Combustion Turbine","Alaska",1,"Dropped - in Alaska or in Hawaii or Puerto Rico"]
[null,"NSB Point Hope Utility",7485,"PG2","Combustion Turbine","Alaska",0.3,"Dropped - Units whose status does not meet NEEDS criteria"]
[null,"NSB Point Hope Utility",7485,"PG3","Combustion Turbine","Alaska",0.3,"Dropped - Units whose status does not meet NEEDS criteria"]
[null,"NSB Point Hope Utility",7485,"PG4","Combustion Turbine","Alaska",0.4,"Dropped - Units whose status does not meet NEEDS criteria"]
[null,"NSB Point Hope Utility",7485,"PG5","Combustion Turbine","Alaska",0.2,"Dropped - Units whose status does not meet NEEDS criteria"]
[null,"NSB Point Hope Utility",7485,"PG6","Combustion Turbine","Alaska",0.6,"Dropped - in Alaska or in Hawaii or Puerto Rico"]
[null,"NSB Point Hope Utility",7485,"PG7","Combustion Turbine","Alaska",0.6,"Dropped - in Alaska or in Hawaii or Puerto Rico"]
[null,"NSB Point Hope Utility",7485,"PG8","Combustion Turbine","Alaska",0.9,"Dropped - in Alaska or in Hawaii or Puerto Rico"]
[null,"NSB Point Lay Utility",7486,"PG10","Combustion Turbine","Alaska",0.6,"Dropped - in Alaska or in Hawaii or Puerto Rico"]
[null,"NSB Point Lay Utility",7486,"PG1A","Combustion Turbine","Alaska",0.3,"Dropped - Units whose status does not meet NEEDS criteria"]
[null,"NSB Point Lay Utility",7486,"PG2A","Combustion Turbine","Alaska",0.3,"Dropped - Units whose status does not meet NEEDS criteria"]
[null,"NSB Point Lay Utility",7486,"PG3A","Combustion Turbine","Alaska",0.3,"Dropped - Units whose status does not meet NEEDS criteria"]
[null,"NSB Point Lay Utility",7486,"PG4","Combustion Turbine","Alaska",0.2,"Dropped - Units whose status does not meet NEEDS criteria"]
[null,"NSB Point Lay Utility",7486,"PG4A","Combustion Turbine","Alaska",0.3,"Dropped - Units whose status does not meet NEEDS criteria"]
[null,"NSB Point Lay Utility",7486,"PG5","Combustion Turbine","Alaska",0.3,"Dropped - Units whose status does not meet NEEDS criteria"]
[null,"NSB Point Lay Utility",7486,"PG6","Combustion Turbine","Alaska",0.3,"Dropped - Units whose status does not meet NEEDS criteria"]
[null,"NSB Point Lay Utility",7486,"PG7","Combustion Turbine","Alaska",0.6,"Dropped - in Alaska or in Hawaii or Puerto Rico"]
[null,"NSB Point Lay Utility",7486,"PG8","Combustion Turbine","Alaska",0.6,"Dropped - in Alaska or in Hawaii or Puerto Rico"]
[null,"NSB Point Lay Utility",7486,"PG9","Combustion Turbine","Alaska",0.6,"Dropped - in Alaska or in Hawaii or Puerto Rico"]
[null,"NSB Anaktuvuk Pass",7487,"1","Combustion Turbine","Alaska",0.3,"Dropped - in Alaska or in Hawaii or Puerto Rico"]
[null,"NSB Anaktuvuk Pass",7487,"2","Combustion Turbine","Alaska",0.3,"Dropped - in Alaska or in Hawaii or Puerto Rico"]
[null,"NSB Anaktuvuk Pass",7487,"3","Combustion Turbine","Alaska",0.3,"Dropped - in Alaska or in Hawaii or Puerto Rico"]
[null,"NSB Anaktuvuk Pass",7487,"4","Combustion Turbine","Alaska",0.1,"Dropped - Units whose status does not meet NEEDS criteria"]
[null,"NSB Anaktuvuk Pass",7487,"5","Combustion Turbine","Alaska",0.1,"Dropped - Units whose status does not meet NEEDS criteria"]
[null,"NSB Anaktuvuk Pass",7487,"6","Combustion Turbine","Alaska",0.9,"Dropped - in Alaska or in Hawaii or Puerto Rico"]
[null,"NSB Anaktuvuk Pass",7487,"7","Combustion Turbine","Alaska",0.9,"Dropped - in Alaska or in Hawaii or Puerto Rico"]
[null,"NSB Wainwright Utility",7488,"PG1","Combustion Turbine","Alaska",0.4,"Dropped - in Alaska or in Hawaii or Puerto Rico"]
[null,"NSB Wainwright Utility",7488,"PG2","Combustion Turbine","Alaska",0.4,"Dropped - in Alaska or in Hawaii or Puerto Rico"]
[null,"NSB Wainwright Utility",7488,"PG3","Combustion Turbine","Alaska",0.4,"Dropped - in Alaska or in Hawaii or Puerto Rico"]
[null,"NSB Wainwright Utility",7488,"PG4","Combustion Turbine","Alaska",0.3,"Dropped - Units whose status does not meet NEEDS criteria"]
[null,"NSB Wainwright Utility",7488,"PG4A","Combustion Turbine","Alaska",0.9,"Dropped - in Alaska or in Hawaii or Puerto Rico"]
[null,"NSB Wainwright Utility",7488,"PG5","Combustion Turbine","Alaska",0.9,"Dropped - in Alaska or in Hawaii or Puerto Rico"]
[null,"King Cove",7493,"1","Combustion Turbine","Alaska",0.3,"Dropped - in Alaska or in Hawaii or Puerto Rico"]
[null,"King Cove",7493,"2","Combustion Turbine","Alaska",0.4,"Dropped - in Alaska or in Hawaii or Puerto Rico"]
[null,"King Cove",7493,"3","Combustion Turbine","Alaska",0.6,"Dropped - in Alaska or in Hawaii or Puerto Rico"]
[null,"King Cove",7493,"4","Hydro","Alaska",0.7,"Dropped - in Alaska or in Hawaii or Puerto Rico"]
[null,"King Cove",7493,"5","Combustion Turbine","Alaska",0.3,"Dropped - in Alaska or in Hawaii or Puerto Rico"]
[null,"Princeton Wind Farm",7501,"1","Onshore Wind","Massachusetts",0.3,"Dropped - Units whose status does not meet NEEDS criteria"]
[null,"Dutch Harbor",7502,"1","Combustion Turbine","Alaska",0.3,"Dropped - Units whose status does not meet NEEDS criteria"]
[null,"Dutch Harbor",7502,"2","Combustion Turbine","Alaska",0.3,"Dropped - Units whose status does not meet NEEDS criteria"]
[null,"Dutch Harbor",7502,"3","Combustion Turbine","Alaska",0.5,"Dropped - Units whose status does not meet NEEDS criteria"]
[null,"Dutch Harbor",7502,"4","Combustion Turbine","Alaska",0.7,"Dropped - Units whose status does not meet NEEDS criteria"]
[null,"Dutch Harbor",7502,"5","Combustion Turbine","Alaska",0.5,"Dropped - Units whose status does not meet NEEDS criteria"]
[null,"Dutch Harbor",7502,"6","Combustion Turbine","Alaska",1.2,"Dropped - Units whose status does not meet NEEDS criteria"]
[null,"Dutch Harbor",7502,"8","Combustion Turbine","Alaska",1,"Dropped - in Alaska or in Hawaii or Puerto Rico"]
[null,"Dutch Harbor",7502,"9","Combustion Turbine","Alaska",1,"Dropped - in Alaska or in Hawaii or Puerto Rico"]
[null,"Dutch Harbor",7502,"10","Combustion Turbine","Alaska",4.4,"Dropped - in Alaska or in Hawaii or Puerto Rico"]
[null,"Dutch Harbor",7502,"11","Combustion Turbine","Alaska",4.4,"Dropped - in Alaska or in Hawaii or Puerto Rico"]
[null,"Dutch Harbor",7502,"12","Combustion Turbine","Alaska",3.7,"Dropped - in Alaska or in Hawaii or Puerto Rico"]
[null,"Dutch Harbor",7502,"13","Combustion Turbine","Alaska",3.7,"Dropped - in Alaska or in Hawaii or Puerto Rico"]
[null,"Dutch Harbor",7502,"15","Combustion Turbine","Alaska",0.2,"Dropped - in Alaska or in Hawaii or Puerto Rico"]
[null,"Unalaska Power Module",7503,"7","Combustion Turbine","Alaska",0.8,"Dropped - in Alaska or in Hawaii or Puerto Rico"]
[null,"ReEnergy Fort Fairfield",7513,"BOIL1","Biomass","Maine",32,"Dropped  - Retired/Planned Retirement by 06/2023"]
[null,"North Branch (WV)",7537,"1","Coal Steam","West Virginia",74,"Dropped - Units whose status does not meet NEEDS criteria"]
[null,"NA 1 (NC)",7539,"4","Combined Cycle","North Carolina",167,"Dropped - Units whose status does not meet NEEDS criteria"]
[null,"NA 1 (NC)",7539,"5","Combined Cycle","North Carolina",162,"Dropped - Units whose status does not meet NEEDS criteria"]
[null,"NA 1 (NC)",7539,"6","Combined Cycle","North Carolina",167,"Dropped - Units whose status does not meet NEEDS criteria"]
[null,"NA 1 (NC)",7539,"7","Combined Cycle","North Carolina",483,"Dropped - Units whose status does not meet NEEDS criteria"]
[null,"NA 1 (NC)",7539,"9","Combined Cycle","North Carolina",155,"Dropped - Units whose status does not meet NEEDS criteria"]
[null,"NA 1 (NC)",7539,"10","Combined Cycle","North Carolina",160,"Dropped - Units whose status does not meet NEEDS criteria"]
[null,"NA 1 (NC)",7539,"11","Combined Cycle","North Carolina",167,"Dropped - Units whose status does not meet NEEDS criteria"]
[null,"NA 1 (NC)",7539,"12","Combined Cycle","North Carolina",183,"Dropped - Units whose status does not meet NEEDS criteria"]
[null,"NA 1 (NC)",7539,"CCE1","Combined Cycle","North Carolina",474,"Dropped - Units whose status does not meet NEEDS criteria"]
[null,"NA 1 (NC)",7539,"CCW1","Combined Cycle","North Carolina",237,"Dropped - Units whose status does not meet NEEDS criteria"]
[null,"NA 1 (NC)",7539,"CT1","Combustion Turbine","North Carolina",153,"Dropped - Units whose status does not meet NEEDS criteria"]
[null,"NA 1 (NC)",7539,"CT2","Combustion Turbine","North Carolina",153,"Dropped - Units whose status does not meet NEEDS criteria"]
[null,"Milwaukee County",7549,"1","Coal Steam","Wisconsin",7,"Dropped - Units whose status does not meet NEEDS criteria"]
[null,"Bowling Green",7575,"1","Combustion Turbine","Ohio",1.6,"Dropped - Units whose status does not meet NEEDS criteria"]
[null,"Bowling Green",7575,"2","Combustion Turbine","Ohio",7.2,"Dropped - Units whose status does not meet NEEDS criteria"]
[null,"Engle",7576,"16","Combustion Turbine","Ohio",9,"Dropped - Units whose status does not meet NEEDS criteria"]
[null,"Jackson (OH)",7577,"12","Combustion Turbine","Ohio",3.6,"Dropped - Units whose status does not meet NEEDS criteria"]
[null,"Napoleon",7578,"1","Combustion Turbine","Ohio",1.8,"Dropped - Units whose status does not meet NEEDS criteria"]
[null,"Napoleon",7578,"2","Combustion Turbine","Ohio",1.8,"Dropped - Units whose status does not meet NEEDS criteria"]
[null,"Napoleon",7578,"3","Combustion Turbine","Ohio",1.8,"Dropped - Units whose status does not meet NEEDS criteria"]
[null,"Niles",7579,"13","Combustion Turbine","Ohio",5.4,"Dropped - Units whose status does not meet NEEDS criteria"]
[null,"Wadsworth",7580,"13","Combustion Turbine","Ohio",5.4,"Dropped - Units whose status does not meet NEEDS criteria"]
[null,"Red Cedar",7595,"1","Combustion Turbine","Iowa",13,"Dropped - Units whose status does not meet NEEDS criteria"]
[null,"Oneida Casino",7602,"1","Combustion Turbine","Wisconsin",1.8,"Dropped - Units whose status does not meet NEEDS criteria"]
[null,"Oneida Casino",7602,"2","Combustion Turbine","Wisconsin",1.8,"Dropped - Units whose status does not meet NEEDS criteria"]
[null,"Everett Cogen",7627,"1","Biomass","Washington",36,"Dropped - Units whose status does not meet NEEDS criteria"]
[null,"US DOE Savannah River Site (D Area)",7652,"HP-1","Coal Steam","South Carolina",9.4,"Dropped - Units whose status does not meet NEEDS criteria"]
[null,"US DOE Savannah River Site (D Area)",7652,"HP-2","Coal Steam","South Carolina",9.4,"Dropped - Units whose status does not meet NEEDS criteria"]
[null,"US DOE Savannah River Site (D Area)",7652,"HP-3","Coal Steam","South Carolina",9.4,"Dropped - Units whose status does not meet NEEDS criteria"]
[null,"US DOE Savannah River Site (D Area)",7652,"LP-1","Coal Steam","South Carolina",12.5,"Dropped - Units whose status does not meet NEEDS criteria"]
[null,"US DOE Savannah River Site (D Area)",7652,"LP-2","Coal Steam","South Carolina",12.5,"Dropped - Units whose status does not meet NEEDS criteria"]
[null,"US DOE Savannah River Site (D Area)",7652,"LP-3","Coal Steam","South Carolina",12.5,"Dropped - Units whose status does not meet NEEDS criteria"]
[null,"US DOE Savannah River Site (D Area)",7652,"LP-4","Coal Steam","South Carolina",12.5,"Dropped - Units whose status does not meet NEEDS criteria"]
[null,"Auglaize Hydro",7657,"3","Hydro","Ohio",1.3,"Dropped - Units whose status does not meet NEEDS criteria"]
[null,"Celanese",7678,"1","Energy Storage","Texas",13,"Dropped - Units whose status does not meet NEEDS criteria"]
[null,"Celanese",7678,"2","Non-Fossil Waste","Texas",26,"Dropped - Units whose status does not meet NEEDS criteria"]
[null,"Anaheim GT",7693,"1","Combustion Turbine","California",44.5,"Dropped  - Retired/Planned Retirement by 06/2023"]
[null,"Fairless Hills",7701,"A","Landfill Gas","Pennsylvania",30,"Dropped  - Retired/Planned Retirement by 06/2023"]
[null,"Fairless Hills",7701,"B","Landfill Gas","Pennsylvania",30,"Dropped  - Retired/Planned Retirement by 06/2023"]
[null,"Girvin Landfill",7705,"1","Landfill Gas","Florida",3,"Dropped - Units whose status does not meet NEEDS criteria"]
[null,"Agency GT",7706,"1","Combustion Turbine","Iowa",15.8,"Dropped - Units whose status does not meet NEEDS criteria"]
[null,"Agency GT",7706,"2","Combustion Turbine","Iowa",15.5,"Dropped - Units whose status does not meet NEEDS criteria"]
[null,"Agency GT",7706,"3","Combustion Turbine","Iowa",12.2,"Dropped - Units whose status does not meet NEEDS criteria"]
[null,"Agency GT",7706,"4","Combustion Turbine","Iowa",16.6,"Dropped - Units whose status does not meet NEEDS criteria"]
[null,"APC1",7708,"2","Combined Cycle","Alabama",270,"Dropped - Units whose status does not meet NEEDS criteria"]
[null,"H Allen Franklin Combined Cycle",7710,"CT4A","Combined Cycle","Alabama",203.1,"Dropped - Units whose status does not meet NEEDS criteria"]
[null,"H Allen Franklin Combined Cycle",7710,"CT4B","Combined Cycle","Alabama",203.1,"Dropped - Units whose status does not meet NEEDS criteria"]
[null,"H Allen Franklin Combined Cycle",7710,"ST4","Combined Cycle","Alabama",282,"Dropped - Units whose status does not meet NEEDS criteria"]
[null,"GPC3",7711,"1","Combined Cycle","Georgia",660,"Dropped - Units whose status does not meet NEEDS criteria"]
[null,"GPC4",7712,"1","Combustion Turbine","Georgia",570,"Dropped - Units whose status does not meet NEEDS criteria"]
[null,"GPC5",7713,"1","Combustion Turbine","Georgia",930,"Dropped - Units whose status does not meet NEEDS criteria"]
[null,"GPC6",7714,"1","Combined Cycle","Georgia",570,"Dropped - Units whose status does not meet NEEDS criteria"]
[null,"Nymans Plant Microgrid",7723,"1","Combustion Turbine","Alaska",2.5,"Dropped - in Alaska or in Hawaii or Puerto Rico"]
[null,"Nymans Plant Microgrid",7723,"2","Combustion Turbine","Alaska",7.3,"Dropped - in Alaska or in Hawaii or Puerto Rico"]
[null,"Fort Davis",7724,"1","Onshore Wind","Texas",6.6,"Dropped - Units whose status does not meet NEEDS criteria"]
[null,"Future Gen Plant 1",7727,"1","Combined Cycle","North Carolina",162,"Dropped - Units whose status does not meet NEEDS criteria"]
[null,"Future Gen Plant 2",7728,"1","Combined Cycle","North Carolina",480,"Dropped - Units whose status does not meet NEEDS criteria"]
[null,"SECC",7730,"1","Combustion Turbine","Colorado",1.1,"Dropped - Units whose status does not meet NEEDS criteria"]
[null,"Turbine",7732,"1","Combustion Turbine","Texas",121,"Dropped - Units whose status does not meet NEEDS criteria"]
[null,"Unknown",7738,"1","Combustion Turbine","Florida",300,"Dropped - Units whose status does not meet NEEDS criteria"]
[null,"Unknown",7738,"GT1","Combustion Turbine","Florida",153,"Dropped - Units whose status does not meet NEEDS criteria"]
[null,"Unknown",7738,"GT2","Combustion Turbine","Florida",153,"Dropped - Units whose status does not meet NEEDS criteria"]
[null,"Unknown",7738,"GT3","Combustion Turbine","Florida",153,"Dropped - Units whose status does not meet NEEDS criteria"]
[null,"Unknown",7738,"GT4","Combustion Turbine","Florida",153,"Dropped - Units whose status does not meet NEEDS criteria"]
[null,"Unknown",7738,"GT5","Combustion Turbine","Florida",153,"Dropped - Units whose status does not meet NEEDS criteria"]
[null,"Unknown",7738,"GT6","Combustion Turbine","Florida",153,"Dropped - Units whose status does not meet NEEDS criteria"]
[null,"Unknown",7738,"GT7","Combustion Turbine","Florida",153,"Dropped - Units whose status does not meet NEEDS criteria"]
[null,"Unsited",7744,"1","Combined Cycle","Florida",448,"Dropped - Units whose status does not meet NEEDS criteria"]
[null,"Unsited",7744,"2","Combined Cycle","Florida",448,"Dropped - Units whose status does not meet NEEDS criteria"]
[null,"Essex",7749,"2","Combustion Turbine","Missouri",104,"Dropped - Units whose status does not meet NEEDS criteria"]
[null,"Goat Lake Hydro",7751,"1","Hydro","Alaska",4,"Dropped - in Alaska or in Hawaii or Puerto Rico"]
[null,"Black Bear Lake",7752,"1","Hydro","Alaska",4.5,"Dropped - in Alaska or in Hawaii or Puerto Rico"]
[null,"Bloomington Power Plant",7767,"7","Combustion Turbine","Utah",1.5,"Dropped - Units whose status does not meet NEEDS criteria"]
[null,"Lalamilo Windfarm",7769,"8211","Onshore Wind","Hawaii",0.6,"Dropped - Units whose status does not meet NEEDS criteria"]
[null,"Lalamilo Windfarm",7769,"1-81","Onshore Wind","Hawaii",1.6,"Dropped - Units whose status does not meet NEEDS criteria"]
[null,"Springview",7771,"1","Onshore Wind","Nebraska",0.7,"Dropped - Units whose status does not meet NEEDS criteria"]
[null,"Springview",7771,"2","Onshore Wind","Nebraska",0.7,"Dropped - Units whose status does not meet NEEDS criteria"]
[null,"Bonanza",7790,"2","Coal Steam","Utah",86,"Dropped - Units whose status does not meet NEEDS criteria"]
[null,"Kaukauna Diesels",7793,"2","Combustion Turbine","Wisconsin",2.2,"Dropped - Units whose status does not meet NEEDS criteria"]
[null,"Kaukauna Diesels",7793,"3","Combustion Turbine","Wisconsin",2.3,"Dropped - Units whose status does not meet NEEDS criteria"]
[null,"Kaukauna Diesels",7793,"IC1","Combustion Turbine","Wisconsin",2.2,"Dropped - Units whose status does not meet NEEDS criteria"]
[null,"Dominion/Lo Mar",7797,"DOM3","Combustion Turbine","Virginia",1.6,"Dropped - Units whose status does not meet NEEDS criteria"]
[null,"Dominion/Lo Mar",7797,"DOM4","Combustion Turbine","Virginia",1.6,"Dropped - Units whose status does not meet NEEDS criteria"]
[null,"Dominion/Lo Mar",7797,"LOM4","Combustion Turbine","Virginia",1.6,"Dropped - Units whose status does not meet NEEDS criteria"]
[null,"Pine Street",7806,"1","Combustion Turbine","Michigan",1,"Dropped - Units whose status does not meet NEEDS criteria"]
[null,"Pine Street",7806,"2","Combustion Turbine","Michigan",1,"Dropped - Units whose status does not meet NEEDS criteria"]
[null,"Pine Street",7806,"3","Combustion Turbine","Michigan",1,"Dropped - Units whose status does not meet NEEDS criteria"]
[null,"Pine Street",7806,"4","Combustion Turbine","Michigan",1,"Dropped - Units whose status does not meet NEEDS criteria"]
[null,"Pine Street",7806,"5","Combustion Turbine","Michigan",1.2,"Dropped - Units whose status does not meet NEEDS criteria"]
[null,"Pine Street",7806,"6","Combustion Turbine","Michigan",1.2,"Dropped - Units whose status does not meet NEEDS criteria"]
[null,"Argyle",7810,"4","Combustion Turbine","Wisconsin",1.1,"Dropped - Units whose status does not meet NEEDS criteria"]
[null,"Argyle",7810,"2A","Combustion Turbine","Wisconsin",1.1,"Dropped - Units whose status does not meet NEEDS criteria"]
[null,"Roosevelt Biogas 1",7832,"6","Landfill Gas","Washington",2.1,"Dropped - Units whose status does not meet NEEDS criteria"]
[null,"John S Rainey",7834,"CT4B","Combustion Turbine","South Carolina",146,"Dropped - Units whose status does not meet NEEDS criteria"]
[null,"John S Rainey",7834,"CT5B","Combined Cycle","South Carolina",146,"Dropped - Units whose status does not meet NEEDS criteria"]
[null,"John S Rainey",7834,"ST5S","Combined Cycle","South Carolina",160,"Dropped - Units whose status does not meet NEEDS criteria"]
[null,"Essential Power Rock Springs LLC",7835,"5","Combustion Turbine","Maryland",0,"Dropped - Units whose status does not meet NEEDS criteria"]
[null,"Essential Power Rock Springs LLC",7835,"6","Combustion Turbine","Maryland",1,"Dropped - Units whose status does not meet NEEDS criteria"]
[null,"Marsh Run Generation Facility",7836,"4","Combustion Turbine","Virginia",195.5,"Dropped - Units whose status does not meet NEEDS criteria"]
[null,"Valdez Cogen",7841,"1","Fossil Waste","Alaska",5.1,"Dropped - in Alaska or in Hawaii or Puerto Rico"]
[null,"Power Creek",7862,"4","Hydro","Alaska",2.8,"Dropped - in Alaska or in Hawaii or Puerto Rico"]
[null,"Power Creek",7862,"5","Hydro","Alaska",2.8,"Dropped - in Alaska or in Hawaii or Puerto Rico"]
[null,"Elk Mound",7863,"3","Combustion Turbine","Wisconsin",35.5,"Dropped - Units whose status does not meet NEEDS criteria"]
[null,"Elk Mound",7863,"4","Combustion Turbine","Wisconsin",35.5,"Dropped - Units whose status does not meet NEEDS criteria"]
[null,"Snoqualmie 2",7867,"6","Hydro","Washington",13.9,"Dropped - Units whose status does not meet NEEDS criteria"]
[null,"H L Culbreath Bayside Power Station",7873,"7","Combustion Turbine","Florida",56,"Dropped - Units whose status does not meet NEEDS criteria"]
[null,"H L Culbreath Bayside Power Station",7873,"8","Combustion Turbine","Florida",56,"Dropped - Units whose status does not meet NEEDS criteria"]
[null,"H L Culbreath Bayside Power Station",7873,"3A","Combustion Turbine","Florida",160,"Dropped - Units whose status does not meet NEEDS criteria"]
[null,"H L Culbreath Bayside Power Station",7873,"3B","Combustion Turbine","Florida",160,"Dropped - Units whose status does not meet NEEDS criteria"]
[null,"MPC1",7875,"1","Combustion Turbine","Mississippi",360,"Dropped - Units whose status does not meet NEEDS criteria"]
[null,"APC2",7876,"1","Combined Cycle","Alabama",300,"Dropped - Units whose status does not meet NEEDS criteria"]
[null,"APC3",7877,"1","Combined Cycle","Alabama",200,"Dropped - Units whose status does not meet NEEDS criteria"]
[null,"MEAG1",7879,"1","Combined Cycle","Georgia",162,"Dropped - Units whose status does not meet NEEDS criteria"]
[null,"MEAG2",7880,"1","Combined Cycle","Georgia",162,"Dropped - Units whose status does not meet NEEDS criteria"]
[null,"MEAG3",7881,"1","Combined Cycle","Georgia",162,"Dropped - Units whose status does not meet NEEDS criteria"]
[null,"Glenmore Turbines",7882,"1","Onshore Wind","Wisconsin",0.1,"Dropped - Units whose status does not meet NEEDS criteria"]
[null,"Parkside",7888,"2","Combustion Turbine","Illinois",1.8,"Dropped - Units whose status does not meet NEEDS criteria"]
[null,"Parkside",7888,"3","Combustion Turbine","Illinois",1.8,"Dropped - Units whose status does not meet NEEDS criteria"]
[null,"Parkside",7888,"4","Combustion Turbine","Illinois",1.8,"Dropped - Units whose status does not meet NEEDS criteria"]
[null,"NA 1",7889,"1","Combustion Turbine","Florida",150,"Dropped - Units whose status does not meet NEEDS criteria"]
[null,"Unnamed",7890,"CC1","Combined Cycle","Florida",153,"Dropped - Units whose status does not meet NEEDS criteria"]
[null,"Unnamed",7890,"CC2","Combined Cycle","Florida",153,"Dropped - Units whose status does not meet NEEDS criteria"]
[null,"Unnamed",7890,"GT1","Combustion Turbine","Florida",153,"Dropped - Units whose status does not meet NEEDS criteria"]
[null,"Unnamed",7890,"GT2","Combustion Turbine","Florida",153,"Dropped - Units whose status does not meet NEEDS criteria"]
[null,"Unnamed",7890,"GT3","Combustion Turbine","Florida",153,"Dropped - Units whose status does not meet NEEDS criteria"]
[null,"Gillum",7891,"1","Combustion Turbine","Illinois",1.8,"Dropped - Units whose status does not meet NEEDS criteria"]
[null,"Gillum",7891,"2","Combustion Turbine","Illinois",1.8,"Dropped - Units whose status does not meet NEEDS criteria"]
[null,"Midway",7893,"1","Combined Cycle","Florida",324,"Dropped - Units whose status does not meet NEEDS criteria"]
[null,"Midway",7893,"2","Combined Cycle","Florida",324,"Dropped - Units whose status does not meet NEEDS criteria"]
[null,"Midway",7893,"3","Combined Cycle","Florida",394,"Dropped - Units whose status does not meet NEEDS criteria"]
[null,"Unknown",7894,"1","Combustion Turbine","Kentucky",148,"Dropped - Units whose status does not meet NEEDS criteria"]
[null,"Unknown",7894,"2","Combustion Turbine","Kentucky",148,"Dropped - Units whose status does not meet NEEDS criteria"]
[null,"Unknown",7894,"3","Combustion Turbine","Kentucky",148,"Dropped - Units whose status does not meet NEEDS criteria"]
[null,"Unknown",7894,"4","Combustion Turbine","Kentucky",160,"Dropped - Units whose status does not meet NEEDS criteria"]
[null,"Unknown",7894,"5","Combustion Turbine","Kentucky",160,"Dropped - Units whose status does not meet NEEDS criteria"]
[null,"Unknown",7894,"6","Combustion Turbine","Kentucky",150,"Dropped - Units whose status does not meet NEEDS criteria"]
[null,"Unknown",7894,"7","Combustion Turbine","Kentucky",150,"Dropped - Units whose status does not meet NEEDS criteria"]
[null,"Unknown",7894,"8","Combustion Turbine","Kentucky",160,"Dropped - Units whose status does not meet NEEDS criteria"]
[null,"Hallock",7895,"1","Combustion Turbine","Illinois",1.6,"Dropped - Units whose status does not meet NEEDS criteria"]
[null,"Hallock",7895,"2","Combustion Turbine","Illinois",1.6,"Dropped - Units whose status does not meet NEEDS criteria"]
[null,"Hallock",7895,"3","Combustion Turbine","Illinois",1.6,"Dropped - Units whose status does not meet NEEDS criteria"]
[null,"Hallock",7895,"4","Combustion Turbine","Illinois",1.6,"Dropped - Units whose status does not meet NEEDS criteria"]
[null,"Hallock",7895,"5","Combustion Turbine","Illinois",1.6,"Dropped - Units whose status does not meet NEEDS criteria"]
[null,"Hallock",7895,"6","Combustion Turbine","Illinois",1.6,"Dropped - Units whose status does not meet NEEDS criteria"]
[null,"Hallock",7895,"7","Combustion Turbine","Illinois",1.6,"Dropped - Units whose status does not meet NEEDS criteria"]
[null,"Hallock",7895,"8","Combustion Turbine","Illinois",1.6,"Dropped - Units whose status does not meet NEEDS criteria"]
[null,"Kickapoo",7896,"1","Combustion Turbine","Illinois",1.6,"Dropped - Units whose status does not meet NEEDS criteria"]
[null,"Kickapoo",7896,"2","Combustion Turbine","Illinois",1.6,"Dropped - Units whose status does not meet NEEDS criteria"]
[null,"Kickapoo",7896,"3","Combustion Turbine","Illinois",1.6,"Dropped - Units whose status does not meet NEEDS criteria"]
[null,"Kickapoo",7896,"4","Combustion Turbine","Illinois",1.6,"Dropped - Units whose status does not meet NEEDS criteria"]
[null,"Kickapoo",7896,"5","Combustion Turbine","Illinois",1.6,"Dropped - Units whose status does not meet NEEDS criteria"]
[null,"Kickapoo",7896,"6","Combustion Turbine","Illinois",1.6,"Dropped - Units whose status does not meet NEEDS criteria"]
[null,"Kickapoo",7896,"7","Combustion Turbine","Illinois",1.6,"Dropped - Units whose status does not meet NEEDS criteria"]
[null,"Kickapoo",7896,"8","Combustion Turbine","Illinois",1.6,"Dropped - Units whose status does not meet NEEDS criteria"]
[null,"E B Harris Electric Generating Plant",7897,"3","Combined Cycle","Alabama",615,"Dropped - Units whose status does not meet NEEDS criteria"]
[null,"E B Harris Electric Generating Plant",7897,"4","Combined Cycle","Alabama",615,"Dropped - Units whose status does not meet NEEDS criteria"]
[null,"Brooklyn City North Plant",7922,"6","Combustion Turbine","Iowa",1.8,"Dropped  - Retired/Planned Retirement by 06/2023"]
[null,"Osawatomie",7928,"2","Combustion Turbine","Kansas",69.6,"Dropped - Units whose status does not meet NEEDS criteria"]
[null,"Osawatomie",7928,"3","Combustion Turbine","Kansas",69.6,"Dropped - Units whose status does not meet NEEDS criteria"]
[null,"Osawatomie",7928,"4","Combustion Turbine","Kansas",69.6,"Dropped - Units whose status does not meet NEEDS criteria"]
[null,"Osawatomie",7928,"5","Combustion Turbine","Kansas",69.6,"Dropped - Units whose status does not meet NEEDS criteria"]
[null,"Osawatomie",7928,"6","Combustion Turbine","Kansas",69.6,"Dropped - Units whose status does not meet NEEDS criteria"]
[null,"Osawatomie",7928,"7","Combustion Turbine","Kansas",69.6,"Dropped - Units whose status does not meet NEEDS criteria"]
[null,"Osawatomie",7928,"8","Combustion Turbine","Kansas",69.6,"Dropped - Units whose status does not meet NEEDS criteria"]
[null,"Ponnequin",7937,"8","Onshore Wind","Colorado",15.4,"Dropped - Units whose status does not meet NEEDS criteria"]
[null,"Ponnequin",7937,"30","Onshore Wind","Colorado",9.9,"Dropped - Units whose status does not meet NEEDS criteria"]
[null,"Diamond Valley Lake",7942,"1","Hydro","California",3.3,"Dropped - Units whose status does not meet NEEDS criteria"]
[null,"Diamond Valley Lake",7942,"5","Hydro","California",3.3,"Dropped - Units whose status does not meet NEEDS criteria"]
[null,"Diamond Valley Lake",7942,"9","Hydro","California",3.3,"Dropped - Units whose status does not meet NEEDS criteria"]
[null,"Bethany II",7944,"9","Combustion Turbine","Missouri",1.2,"Dropped - Units whose status does not meet NEEDS criteria"]
[null,"Finley Combustion Turbine Plant",7945,"0001","Combustion Turbine","Washington",27,"Dropped - Units whose status does not meet NEEDS criteria"]
[null,"Franklin (TN)",7950,"1","Combined Cycle","Tennessee",170,"Dropped - Units whose status does not meet NEEDS criteria"]
[null,"Franklin (TN)",7950,"2","Combined Cycle","Tennessee",170,"Dropped - Units whose status does not meet NEEDS criteria"]
[null,"Franklin (TN)",7950,"3","Combined Cycle","Tennessee",170,"Dropped - Units whose status does not meet NEEDS criteria"]
[null,"Future CT",7956,"1","Combustion Turbine","South Dakota",24,"Dropped - Units whose status does not meet NEEDS criteria"]
[null,"Future CT",7956,"2","Combustion Turbine","South Dakota",24,"Dropped - Units whose status does not meet NEEDS criteria"]
[null,"Sediver",7957,"CT2A","Combined Cycle","South Carolina",146,"Dropped - Units whose status does not meet NEEDS criteria"]
[null,"Sediver",7957,"CT2B","Combined Cycle","South Carolina",146,"Dropped - Units whose status does not meet NEEDS criteria"]
[null,"Sediver",7957,"ST1S","Combined Cycle","South Carolina",160,"Dropped - Units whose status does not meet NEEDS criteria"]
[null,"Horry Land Fill Gas Site",7958,"HG4","Landfill Gas","South Carolina",1.1,"Dropped - Units whose status does not meet NEEDS criteria"]
[null,"South West Landfill",7963,"1","Landfill Gas","Florida",0.7,"Dropped - Units whose status does not meet NEEDS criteria"]
[null,"South West Landfill",7963,"2","Landfill Gas","Florida",0.7,"Dropped - Units whose status does not meet NEEDS criteria"]
[null,"South West Landfill",7963,"3","Landfill Gas","Florida",0.7,"Dropped - Units whose status does not meet NEEDS criteria"]
[null,"W R Clayton Plant",7968,"1","Combustion Turbine","Georgia",155,"Dropped - Units whose status does not meet NEEDS criteria"]
[null,"W R Clayton Plant",7968,"2","Combustion Turbine","Georgia",155,"Dropped - Units whose status does not meet NEEDS criteria"]
[null,"W R Clayton Plant",7968,"3","Combustion Turbine","Georgia",155,"Dropped - Units whose status does not meet NEEDS criteria"]
[null,"State St Generating",7970,"1","Combustion Turbine","Michigan",1.8,"Dropped - Units whose status does not meet NEEDS criteria"]
[null,"State St Generating",7970,"2","Combustion Turbine","Michigan",1.8,"Dropped - Units whose status does not meet NEEDS criteria"]
[null,"State St Generating",7970,"3","Combustion Turbine","Michigan",1.8,"Dropped - Units whose status does not meet NEEDS criteria"]
[null,"State St Generating",7970,"4","Combustion Turbine","Michigan",1.8,"Dropped - Units whose status does not meet NEEDS criteria"]
[null,"State St Generating",7970,"5","Combustion Turbine","Michigan",1.8,"Dropped - Units whose status does not meet NEEDS criteria"]
[null,"State St Generating",7970,"6","Combustion Turbine","Michigan",1.8,"Dropped - Units whose status does not meet NEEDS criteria"]
[null,"State St Generating",7970,"7","Combustion Turbine","Michigan",1.8,"Dropped - Units whose status does not meet NEEDS criteria"]
[null,"State St Generating",7970,"8","Combustion Turbine","Michigan",1.8,"Dropped - Units whose status does not meet NEEDS criteria"]
[null,"State St Generating",7970,"9","Combustion Turbine","Michigan",1.8,"Dropped - Units whose status does not meet NEEDS criteria"]
[null,"Randolph Road",7994,"1","Combustion Turbine","Washington",1.8,"Dropped - Units whose status does not meet NEEDS criteria"]
[null,"Randolph Road",7994,"2","Combustion Turbine","Washington",1.8,"Dropped - Units whose status does not meet NEEDS criteria"]
[null,"Randolph Road",7994,"3","Combustion Turbine","Washington",1.8,"Dropped - Units whose status does not meet NEEDS criteria"]
[null,"Randolph Road",7994,"4","Combustion Turbine","Washington",1.8,"Dropped - Units whose status does not meet NEEDS criteria"]
[null,"Randolph Road",7994,"5","Combustion Turbine","Washington",1.8,"Dropped - Units whose status does not meet NEEDS criteria"]
[null,"Randolph Road",7994,"6","Combustion Turbine","Washington",1.8,"Dropped - Units whose status does not meet NEEDS criteria"]
[null,"Randolph Road",7994,"7","Combustion Turbine","Washington",1.8,"Dropped - Units whose status does not meet NEEDS criteria"]
[null,"Randolph Road",7994,"8","Combustion Turbine","Washington",1.8,"Dropped - Units whose status does not meet NEEDS criteria"]
[null,"Randolph Road",7994,"9","Combustion Turbine","Washington",1.8,"Dropped - Units whose status does not meet NEEDS criteria"]
[null,"Randolph Road",7994,"10","Combustion Turbine","Washington",1.8,"Dropped - Units whose status does not meet NEEDS criteria"]
[null,"Randolph Road",7994,"11","Combustion Turbine","Washington",1.8,"Dropped - Units whose status does not meet NEEDS criteria"]
[null,"Randolph Road",7994,"12","Combustion Turbine","Washington",1.8,"Dropped - Units whose status does not meet NEEDS criteria"]
[null,"Randolph Road",7994,"13","Combustion Turbine","Washington",1.8,"Dropped - Units whose status does not meet NEEDS criteria"]
[null,"Randolph Road",7994,"14","Combustion Turbine","Washington",1.8,"Dropped - Units whose status does not meet NEEDS criteria"]
[null,"Randolph Road",7994,"15","Combustion Turbine","Washington",1.8,"Dropped - Units whose status does not meet NEEDS criteria"]
[null,"Randolph Road",7994,"16","Combustion Turbine","Washington",1.8,"Dropped - Units whose status does not meet NEEDS criteria"]
[null,"Randolph Road",7994,"17","Combustion Turbine","Washington",1.8,"Dropped - Units whose status does not meet NEEDS criteria"]
[null,"Randolph Road",7994,"18","Combustion Turbine","Washington",1.8,"Dropped - Units whose status does not meet NEEDS criteria"]
[null,"Randolph Road",7994,"19","Combustion Turbine","Washington",1.8,"Dropped - Units whose status does not meet NEEDS criteria"]
[null,"Randolph Road",7994,"20","Combustion Turbine","Washington",1.8,"Dropped - Units whose status does not meet NEEDS criteria"]
[null,"Tri Cities",7998,"TC1","Landfill Gas","Arizona",0.8,"Dropped - Units whose status does not meet NEEDS criteria"]
[null,"Tri Cities",7998,"TC2","Landfill Gas","Arizona",0.8,"Dropped - Units whose status does not meet NEEDS criteria"]
[null,"Tri Cities",7998,"TC3","Landfill Gas","Arizona",0.8,"Dropped - Units whose status does not meet NEEDS criteria"]
[null,"Tri Cities",7998,"TC4","Landfill Gas","Arizona",0.8,"Dropped - Units whose status does not meet NEEDS criteria"]
[null,"Tri Cities",7998,"TC5","Landfill Gas","Arizona",0.8,"Dropped - Units whose status does not meet NEEDS criteria"]
[null,"Prairie Energy",8003,"1","Coal Steam","Illinois",82,"Dropped - Units whose status does not meet NEEDS criteria"]
[null,"Three Mile Island",8011,"1","Nuclear","Pennsylvania",802.8,"Dropped - Units whose status does not meet NEEDS criteria"]
[null,"Co Rd 33",8014,"7","Combustion Turbine","Minnesota",2.5,"Dropped - Units whose status does not meet NEEDS criteria"]
[null,"Co Rd 33",8014,"8","Combustion Turbine","Minnesota",2.5,"Dropped - Units whose status does not meet NEEDS criteria"]
[null,"Gallatin #2",8017,"7","Combustion Turbine","Missouri",1.6,"Dropped - Units whose status does not meet NEEDS criteria"]
[null,"Gallatin #2",8017,"8","Combustion Turbine","Missouri",1.6,"Dropped - Units whose status does not meet NEEDS criteria"]
[null,"Kewaunee",8024,"1","Nuclear","Wisconsin",566,"Dropped - Units whose status does not meet NEEDS criteria"]
[null,"Montgomery",8025,"1","Combustion Turbine","Minnesota",28.8,"Dropped - Units whose status does not meet NEEDS criteria"]
[null,"Juneau",8050,"31","Combustion Turbine","Wisconsin",12.6,"Dropped - Units whose status does not meet NEEDS criteria"]
[null,"Superior Generation Energy Center",8057,"GEN1","Combustion Turbine","Wisconsin",145,"Dropped - Units whose status does not meet NEEDS criteria"]
[null,"Comanche (OK)",8059,"IC1","Combustion Turbine","Oklahoma",4,"Dropped - Units whose status does not meet NEEDS criteria"]
[null,"DeCordova Steam Electric Station",8063,"1","O/G Steam","Texas",771,"Dropped - Units whose status does not meet NEEDS criteria"]
[null,"DeCordova Steam Electric Station",8063,"CT5","Combustion Turbine","Texas",207,"Dropped - Units whose status does not meet NEEDS criteria"]
[null,"DeCordova Steam Electric Station",8063,"CT6","Combustion Turbine","Texas",207,"Dropped - Units whose status does not meet NEEDS criteria"]
[null,"Keahole",8083,"2","Combustion Turbine","Hawaii",15.9,"Dropped - in Alaska or in Hawaii or Puerto Rico"]
[null,"Keahole",8083,"7","Combined Cycle","Hawaii",16,"Dropped - in Alaska or in Hawaii or Puerto Rico"]
[null,"Keahole",8083,"18","Combustion Turbine","Hawaii",2.5,"Dropped - Units whose status does not meet NEEDS criteria"]
[null,"Keahole",8083,"19","Combustion Turbine","Hawaii",2.5,"Dropped - Units whose status does not meet NEEDS criteria"]
[null,"Keahole",8083,"20","Combustion Turbine","Hawaii",2.5,"Dropped - Units whose status does not meet NEEDS criteria"]
[null,"Keahole",8083,"21","Combustion Turbine","Hawaii",2.5,"Dropped - in Alaska or in Hawaii or Puerto Rico"]
[null,"Keahole",8083,"22","Combustion Turbine","Hawaii",2.5,"Dropped - in Alaska or in Hawaii or Puerto Rico"]
[null,"Keahole",8083,"23","Combustion Turbine","Hawaii",2.5,"Dropped - in Alaska or in Hawaii or Puerto Rico"]
[null,"Keahole",8083,"CT4","Combined Cycle","Hawaii",19.8,"Dropped - in Alaska or in Hawaii or Puerto Rico"]
[null,"Keahole",8083,"CT5","Combined Cycle","Hawaii",19.8,"Dropped - in Alaska or in Hawaii or Puerto Rico"]
[null,"Halstad",8105,"1","Combustion Turbine","Minnesota",0.6,"Dropped - Units whose status does not meet NEEDS criteria"]
[null,"Halstad",8105,"2","Combustion Turbine","Minnesota",0.3,"Dropped - Units whose status does not meet NEEDS criteria"]
[null,"Halstad",8105,"3","Combustion Turbine","Minnesota",0.1,"Dropped - Units whose status does not meet NEEDS criteria"]
[null,"Tipton",8106,"4","Combustion Turbine","Iowa",0.3,"Dropped - Units whose status does not meet NEEDS criteria"]
[null,"Tipton",8106,"5A","Combustion Turbine","Iowa",1.1,"Dropped - Units whose status does not meet NEEDS criteria"]
[null,"Hopkinton",8108,"IC2","Combustion Turbine","Iowa",1.7,"Dropped - Units whose status does not meet NEEDS criteria"]
[null,"Hopkinton",8108,"IC3","Combustion Turbine","Iowa",1.2,"Dropped - Units whose status does not meet NEEDS criteria"]
[null,"Stanberry",8110,"3","Combustion Turbine","Missouri",0.2,"Dropped - Units whose status does not meet NEEDS criteria"]
[null,"Stanberry",8110,"4","Combustion Turbine","Missouri",0.2,"Dropped - Units whose status does not meet NEEDS criteria"]
[null,"Springerville",8223,"5","Coal Steam","Arizona",375,"Dropped - Units whose status does not meet NEEDS criteria"]
[null,"Glen Gardner",8227,"1","Combustion Turbine","New Jersey",18,"Dropped - Units whose status does not meet NEEDS criteria"]
[null,"Glen Gardner",8227,"2","Combustion Turbine","New Jersey",18,"Dropped - Units whose status does not meet NEEDS criteria"]
[null,"Glen Gardner",8227,"3","Combustion Turbine","New Jersey",18,"Dropped - Units whose status does not meet NEEDS criteria"]
[null,"Glen Gardner",8227,"4","Combustion Turbine","New Jersey",18,"Dropped - Units whose status does not meet NEEDS criteria"]
[null,"Glen Gardner",8227,"5","Combustion Turbine","New Jersey",18,"Dropped - Units whose status does not meet NEEDS criteria"]
[null,"Glen Gardner",8227,"6","Combustion Turbine","New Jersey",18,"Dropped - Units whose status does not meet NEEDS criteria"]
[null,"Glen Gardner",8227,"7","Combustion Turbine","New Jersey",18,"Dropped - Units whose status does not meet NEEDS criteria"]
[null,"Glen Gardner",8227,"8","Combustion Turbine","New Jersey",18,"Dropped - Units whose status does not meet NEEDS criteria"]
[null,"Astoria Generating Station",8906,"4","O/G Steam","New York",380,"Dropped - Units whose status does not meet NEEDS criteria"]
[null,"Indian Point 3",8907,"3","Nuclear","New York",1037.8,"Dropped  - Retired/Planned Retirement by 06/2023"]
[null,"Cherry Street",9038,"9","Combustion Turbine","Massachusetts",2.3,"Dropped - Units whose status does not meet NEEDS criteria"]
[null,"Cabot Holyoke",9864,"6","O/G Steam","Massachusetts",9.3,"Dropped - Units whose status does not meet NEEDS criteria"]
[null,"Cabot Holyoke",9864,"8","O/G Steam","Massachusetts",9.3,"Dropped - Units whose status does not meet NEEDS criteria"]
[null,"Cabot Holyoke",9864,"9","O/G Steam","Massachusetts",5.7,"Dropped - Units whose status does not meet NEEDS criteria"]
[null,"ACE Cogeneration Facility",10002,"GEN1","Coal Steam","California",101.2,"Dropped - Units whose status does not meet NEEDS criteria"]
[null,"Colorado Energy Nations Company",10003,"VBPT","O/G Steam","Colorado",0.4,"Dropped - Units whose status does not meet NEEDS criteria"]
[null,"Baptist Medical Center",10008,"CG-1","Combustion Turbine","Florida",0.5,"Dropped - Units whose status does not meet NEEDS criteria"]
[null,"Baptist Medical Center",10008,"CG-3","Combustion Turbine","Florida",0.5,"Dropped - Units whose status does not meet NEEDS criteria"]
[null,"Baptist Medical Center",10008,"CG-4","Combustion Turbine","Florida",0.5,"Dropped - Units whose status does not meet NEEDS criteria"]
[null,"Baptist Medical Center",10008,"TG-1","Combustion Turbine","Florida",2.3,"Dropped - Units whose status does not meet NEEDS criteria"]
[null,"Covanta Warren Energy",10012,"1","Municipal Solid Waste","New Jersey",10,"Dropped - Units whose status does not meet NEEDS criteria"]
[null,"WestRock-West Point Mill",10017,"GEN8","Non-Fossil Waste","Virginia",5,"Dropped - Onsite Unit"]
[null,"WestRock-West Point Mill",10017,"GEN9","Non-Fossil Waste","Virginia",10,"Dropped - Onsite Unit"]
[null,"WestRock-West Point Mill",10017,"GN10","Non-Fossil Waste","Virginia",25,"Dropped - Onsite Unit"]
[null,"WestRock-West Point Mill",10017,"GN11","Non-Fossil Waste","Virginia",15,"Dropped - Onsite Unit"]
[null,"WestRock-West Point Mill",10017,"GN12","Non-Fossil Waste","Virginia",46,"Dropped - Onsite Unit"]
[null,"Desert Peak Power Plant",10018,"GEN1","Geothermal","Nevada",9,"Dropped - Units whose status does not meet NEEDS criteria"]
[null,"Cutrale Citrus Juices USA I",10020,"GEN1","Combustion Turbine","Florida",3.1,"Dropped - Units whose status does not meet NEEDS criteria"]
[null,"Cutrale Citrus Juices USA I",10020,"GEN2","Combustion Turbine","Florida",4.3,"Dropped - Units whose status does not meet NEEDS criteria"]
[null,"Cutrale Citrus Juices USA I",10020,"GEN3","Combustion Turbine","Florida",4.3,"Dropped - Onsite Unit"]
[null,"The Bellevue",10021,"GEN1","Combustion Turbine","Pennsylvania",1.5,"Dropped - Units whose status does not meet NEEDS criteria"]
[null,"RED-Rochester, LLC",10025,"11TG","Coal Steam","New York",6.3,"Dropped - Units whose status does not meet NEEDS criteria"]
[null,"RED-Rochester, LLC",10025,"13TG","Coal Steam","New York",10.4,"Dropped - Units whose status does not meet NEEDS criteria"]
[null,"RED-Rochester, LLC",10025,"14TG","Coal Steam","New York",10.4,"Dropped - Units whose status does not meet NEEDS criteria"]
[null,"RED-Rochester, LLC",10025,"15TG","Coal Steam","New York",17.5,"Dropped - Units whose status does not meet NEEDS criteria"]
[null,"RED-Rochester, LLC",10025,"16TG","O/G Steam","New York",25.6,"Dropped - Units whose status does not meet NEEDS criteria"]
[null,"RED-Rochester, LLC",10025,"22TG","Coal Steam","New York",12.5,"Dropped - Units whose status does not meet NEEDS criteria"]
[null,"Encina Water Pollution Control",10026,"EG1","Combustion Turbine","California",0.5,"Dropped - Units whose status does not meet NEEDS criteria"]
[null,"Encina Water Pollution Control",10026,"EG10","Non-Fossil Waste","California",0.8,"Dropped - Onsite Unit"]
[null,"Encina Water Pollution Control",10026,"EG2","Combustion Turbine","California",0.5,"Dropped - Units whose status does not meet NEEDS criteria"]
[null,"Encina Water Pollution Control",10026,"EG20","Non-Fossil Waste","California",0.8,"Dropped - Onsite Unit"]
[null,"Encina Water Pollution Control",10026,"EG3","Non-Fossil Waste","California",0.5,"Dropped - Units whose status does not meet NEEDS criteria"]
[null,"Encina Water Pollution Control",10026,"EG30","Non-Fossil Waste","California",0.8,"Dropped - Onsite Unit"]
[null,"Encina Water Pollution Control",10026,"EG40","Non-Fossil Waste","California",0.8,"Dropped - Onsite Unit"]
[null,"Windpark Unlimited 1",10027,"EXIS","Onshore Wind","California",9.4,"Dropped  - Retired/Planned Retirement by 06/2023"]
[null,"General Electric Aircraft Engines",10029,"GEN5","O/G Steam","Massachusetts",8.5,"Dropped - Onsite Unit"]
[null,"General Electric Aircraft Engines",10029,"GEN6","O/G Steam","Massachusetts",8.5,"Dropped - Onsite Unit"]
[null,"General Electric Aircraft Engines",10029,"GEN7","O/G Steam","Massachusetts",6.8,"Dropped - Onsite Unit"]
[null,"General Electric Aircraft Engines",10029,"GEN8","Combustion Turbine","Massachusetts",19.1,"Dropped - Units whose status does not meet NEEDS criteria"]
[null,"General Electric Aircraft Engines",10029,"PV","Solar PV","Massachusetts",2.1,"Dropped - Onsite Unit"]
[null,"General Mills Operations Lodi",10031,"1","Combustion Turbine","California",3.2,"Dropped - Units whose status does not meet NEEDS criteria"]
[null,"Powertrain Warren General Motors",10032,"GT1","Combustion Turbine","Michigan",2.7,"Dropped - Units whose status does not meet NEEDS criteria"]
[null,"Siskiyou Forest Products",10037,"GEN1","Biomass","California",6.3,"Dropped - Units whose status does not meet NEEDS criteria"]
[null,"John Deere Harvester Works",10039,"GEN2","Coal Steam","Illinois",2,"Dropped - Units whose status does not meet NEEDS criteria"]
[null,"John Deere Harvester Works",10039,"GEN4","Coal Steam","Illinois",2.5,"Dropped - Units whose status does not meet NEEDS criteria"]
[null,"John Deere Harvester Works",10039,"GEN5","Coal Steam","Illinois",3,"Dropped - Units whose status does not meet NEEDS criteria"]
[null,"John Deere Harvester Works",10039,"GEN6","Coal Steam","Illinois",2.5,"Dropped - Units whose status does not meet NEEDS criteria"]
[null,"John Deere Harvester Works",10039,"GEN7","Coal Steam","Illinois",0.8,"Dropped - Units whose status does not meet NEEDS criteria"]
[null,"Kaweah Delta District Hospital",10042,"KDH1","Combustion Turbine","California",0.5,"Dropped - Units whose status does not meet NEEDS criteria"]
[null,"Kaweah Delta District Hospital",10042,"KDH2","Combustion Turbine","California",0.5,"Dropped - Units whose status does not meet NEEDS criteria"]
[null,"Kaweah Delta District Hospital",10042,"KDH3","Combustion Turbine","California",0.7,"Dropped - Units whose status does not meet NEEDS criteria"]
[null,"Schweitzer Mauduit International",10044,"1","O/G Steam","New Jersey",0.8,"Dropped - Units whose status does not meet NEEDS criteria"]
[null,"Kinsleys Landfill",10045,"0011","Landfill Gas","New Jersey",0.5,"Dropped - Units whose status does not meet NEEDS criteria"]
[null,"Kinsleys Landfill",10045,"0012","Landfill Gas","New Jersey",0.5,"Dropped - Units whose status does not meet NEEDS criteria"]
[null,"Kinsleys Landfill",10045,"0013","Landfill Gas","New Jersey",0.5,"Dropped - Units whose status does not meet NEEDS criteria"]
[null,"Kinsleys Landfill",10045,"0014","Landfill Gas","New Jersey",0.5,"Dropped - Units whose status does not meet NEEDS criteria"]
[null,"Orange County New York",10047,"1","Landfill Gas","New York",2.1,"Dropped - Units whose status does not meet NEEDS criteria"]
[null,"Central Utilities Plant LAX",10048,"GEN1","Combustion Turbine","California",3.5,"Dropped - Units whose status does not meet NEEDS criteria"]
[null,"Central Utilities Plant LAX",10048,"GEN2","Combustion Turbine","California",3.5,"Dropped - Units whose status does not meet NEEDS criteria"]
[null,"Fourche Creek Wastewater",10050,"1","Non-Fossil Waste","Arkansas",0.5,"Dropped - Units whose status does not meet NEEDS criteria"]
[null,"Fourche Creek Wastewater",10050,"2","Non-Fossil Waste","Arkansas",0.5,"Dropped - Units whose status does not meet NEEDS criteria"]
[null,"Fourche Creek Wastewater",10050,"3","Non-Fossil Waste","Arkansas",0.5,"Dropped - Units whose status does not meet NEEDS criteria"]
[null,"Perma Treat Corporation",10053,"1","Biomass","Maine",0.5,"Dropped - Units whose status does not meet NEEDS criteria"]
[null,"Perma Treat Corporation",10053,"DG2","Combustion Turbine","Maine",0.5,"Dropped - Units whose status does not meet NEEDS criteria"]
[null,"General Electric Diesel Engine Plant",10058,"REGN","Combustion Turbine","Pennsylvania",4.3,"Dropped - Onsite Unit"]
[null,"General Electric Great Falls Upper Hydro",10059,"500","Hydro","New Hampshire",0.5,"Dropped - Units whose status does not meet NEEDS criteria"]
[null,"General Electric Great Falls Upper Hydro",10059,"1575","Hydro","New Hampshire",1.6,"Dropped - Units whose status does not meet NEEDS criteria"]
[null,"Mars Wrigley Confectionery US, LLC",10061,"GEN2","Combined Cycle","New Jersey",0.7,"Dropped - Units whose status does not meet NEEDS criteria"]
[null,"Portsmouth Genco LLC",10071,"GEN1","Coal Steam","Virginia",57.5,"Dropped - Units whose status does not meet NEEDS criteria"]
[null,"Portsmouth Genco LLC",10071,"GEN2","Coal Steam","Virginia",57.5,"Dropped - Units whose status does not meet NEEDS criteria"]
[null,"Lihue Plantation Ltd",10073,"GEN1","Biomass","Hawaii",20.2,"Dropped - Units whose status does not meet NEEDS criteria"]
[null,"Lihue Plantation Ltd",10073,"GEN2","Hydro","Hawaii",0.5,"Dropped - Units whose status does not meet NEEDS criteria"]
[null,"Lihue Plantation Ltd",10073,"GEN3","Hydro","Hawaii",0.8,"Dropped - Units whose status does not meet NEEDS criteria"]
[null,"Pulp Mill Power House",10074,"GEN1","Non-Fossil Waste","California",20,"Dropped - Units whose status does not meet NEEDS criteria"]
[null,"Taconite Harbor Energy Center",10075,"GEN3","Coal Steam","Minnesota",83.6,"Dropped - Units whose status does not meet NEEDS criteria"]
[null,"Commerce Refuse To Energy",10090,"GEN1","Municipal Solid Waste","California",10,"Dropped - Units whose status does not meet NEEDS criteria"]
[null,"Total Energy Facilities",10091,"GEN2","Non-Fossil Waste","California",8,"Dropped - Units whose status does not meet NEEDS criteria"]
[null,"Tesoro Hawaii",10093,"GEN1","Fossil Waste","Hawaii",20,"Dropped - in Alaska or in Hawaii or Puerto Rico"]
[null,"Crozer Chester Medical Center",10097,"1","Combustion Turbine","Pennsylvania",1.1,"Dropped - Units whose status does not meet NEEDS criteria"]
[null,"Crozer Chester Medical Center",10097,"2","Combustion Turbine","Pennsylvania",1.1,"Dropped - Units whose status does not meet NEEDS criteria"]
[null,"Crozer Chester Medical Center",10097,"3","Combustion Turbine","Pennsylvania",0.9,"Dropped - Units whose status does not meet NEEDS criteria"]
[null,"Hampton Facility",10108,"GEN1","Combustion Turbine","New Hampshire",0.5,"Dropped - Units whose status does not meet NEEDS criteria"]
[null,"Hampton Facility",10108,"GEN2","Combustion Turbine","New Hampshire",0.5,"Dropped - Units whose status does not meet NEEDS criteria"]
[null,"Hampton Facility",10108,"GEN3","Combustion Turbine","New Hampshire",0.7,"Dropped - Units whose status does not meet NEEDS criteria"]
[null,"Hampton Facility",10108,"GEN4","Combustion Turbine","New Hampshire",0.7,"Dropped - Units whose status does not meet NEEDS criteria"]
[null,"Hampton Facility",10108,"GEN5","Combustion Turbine","New Hampshire",0.7,"Dropped - Units whose status does not meet NEEDS criteria"]
[null,"Hampton Facility",10108,"GEN6","Combustion Turbine","New Hampshire",0.7,"Dropped - Units whose status does not meet NEEDS criteria"]
[null,"Hampton Facility",10108,"GEN8","Combustion Turbine","New Hampshire",3.8,"Dropped - Onsite Unit"]
[null,"DTE Pontiac North LLC",10111,"GEN1","Coal Steam","Michigan",19,"Dropped - Units whose status does not meet NEEDS criteria"]
[null,"Goodyear Power Plant",10114,"T-1","Coal Steam","Ohio",5,"Dropped - Units whose status does not meet NEEDS criteria"]
[null,"Goodyear Power Plant",10114,"T-2","Coal Steam","Ohio",10,"Dropped - Units whose status does not meet NEEDS criteria"]
[null,"Goodyear Power Plant",10114,"T-3","Coal Steam","Ohio",6,"Dropped - Units whose status does not meet NEEDS criteria"]
[null,"Goodyear Power Plant",10114,"T-4","Coal Steam","Ohio",12,"Dropped - Units whose status does not meet NEEDS criteria"]
[null,"Grossmont Hospital",10115,"GEN1","Combustion Turbine","California",0.8,"Dropped - Units whose status does not meet NEEDS criteria"]
[null,"Grossmont Hospital",10115,"GEN2","Combustion Turbine","California",0.8,"Dropped - Units whose status does not meet NEEDS criteria"]
[null,"Harrisburg Facility",10118,"GEN1","Municipal Solid Waste","Pennsylvania",16.7,"Dropped - Units whose status does not meet NEEDS criteria"]
[null,"PInova Inc",10120,"GEN5","Biomass","Georgia",7.1,"Dropped - Onsite Unit"]
[null,"PInova Inc",10120,"GEN6","Biomass","Georgia",2,"Dropped - Units whose status does not meet NEEDS criteria"]
[null,"CIP II/AR Bridgewater Holdings - NJCOE",10122,"01","Combustion Turbine","New Jersey",2.7,"Dropped - Units whose status does not meet NEEDS criteria"]
[null,"CIP II/AR Bridgewater Holdings - NJCOE",10122,"02","Combustion Turbine","New Jersey",4.1,"Dropped - Onsite Unit"]
[null,"Hoffmann LaRoche",10123,"TG01","Combustion Turbine","New Jersey",4.1,"Dropped - Onsite Unit"]
[null,"Hoffmann LaRoche",10123,"TG03","Combustion Turbine","New Jersey",4.1,"Dropped - Onsite Unit"]
[null,"Hoffmann LaRoche",10123,"TG1","Combustion Turbine","New Jersey",3,"Dropped - Units whose status does not meet NEEDS criteria"]
[null,"Hoffmann LaRoche",10123,"TG2","Combustion Turbine","New Jersey",3,"Dropped - Units whose status does not meet NEEDS criteria"]
[null,"Hoffmann LaRoche",10123,"TG3","Combustion Turbine","New Jersey",3,"Dropped - Units whose status does not meet NEEDS criteria"]
[null,"Honeywell Farms",10125,"1","Combustion Turbine","New York",0.8,"Dropped - Units whose status does not meet NEEDS criteria"]
[null,"Honeywell Farms",10125,"2","Combustion Turbine","New York",0.8,"Dropped - Units whose status does not meet NEEDS criteria"]
[null,"Honeywell Farms",10125,"3","Combustion Turbine","New York",0.8,"Dropped - Units whose status does not meet NEEDS criteria"]
[null,"Honeywell Farms",10125,"4","Combustion Turbine","New York",0.8,"Dropped - Units whose status does not meet NEEDS criteria"]
[null,"Honeywell Farms",10125,"5","Combustion Turbine","New York",0.8,"Dropped - Units whose status does not meet NEEDS criteria"]
[null,"Honeywell Farms",10125,"6","Combustion Turbine","New York",0.4,"Dropped - Units whose status does not meet NEEDS criteria"]
[null,"Fort Bend Utilities",10136,"ENGN","Combustion Turbine","Texas",0.5,"Dropped - Units whose status does not meet NEEDS criteria"]
[null,"Fort Bend Utilities",10136,"GEN1","O/G Steam","Texas",1.8,"Dropped - Units whose status does not meet NEEDS criteria"]
[null,"Fort Bend Utilities",10136,"GEN2","O/G Steam","Texas",0.8,"Dropped - Units whose status does not meet NEEDS criteria"]
[null,"Fort Bend Utilities",10136,"GEN3","O/G Steam","Texas",2.7,"Dropped - Units whose status does not meet NEEDS criteria"]
[null,"Sierra Pacific Lincoln Facility",10144,"GEN2","Biomass","California",10,"Dropped - Units whose status does not meet NEEDS criteria"]
[null,"Sierra Pacific Lincoln Facility",10144,"GEN3","Biomass","California",1.2,"Dropped - Units whose status does not meet NEEDS criteria"]
[null,"White Pine Electric Power",10148,"GEN1","O/G Steam","Michigan",18,"Dropped - Units whose status does not meet NEEDS criteria"]
[null,"White Pine Electric Power",10148,"GEN2","O/G Steam","Michigan",18,"Dropped - Units whose status does not meet NEEDS criteria"]
[null,"White Pine Electric Power",10148,"GEN3","O/G Steam","Michigan",18,"Dropped - Units whose status does not meet NEEDS criteria"]
[null,"Decorative Panels Intl",10149,"GEN1","O/G Steam","Michigan",7,"Dropped - Onsite Unit"]
[null,"Power Island",10154,"GEN1","Combustion Turbine","Texas",30,"Dropped - Onsite Unit"]
[null,"Power Island",10154,"GEN2","Combustion Turbine","Texas",50,"Dropped - Onsite Unit"]
[null,"Power Island",10154,"GEN3","Combustion Turbine","Texas",50,"Dropped - Onsite Unit"]
[null,"Fresno Cogen Partners",10156,"GEN1","Combined Cycle","California",21.5,"Dropped - Units whose status does not meet NEEDS criteria"]
[null,"Asbury Park Press",10157,"ENG1","Combustion Turbine","New Jersey",0.7,"Dropped - Units whose status does not meet NEEDS criteria"]
[null,"Asbury Park Press",10157,"ENG2","Combustion Turbine","New Jersey",0.7,"Dropped - Units whose status does not meet NEEDS criteria"]
[null,"Apogee Technology Inc",10159,"GEN1","Combustion Turbine","Pennsylvania",10.7,"Dropped - Units whose status does not meet NEEDS criteria"]
[null,"Worcester Energy",10165,"GEN1","Biomass","Maine",4,"Dropped - Units whose status does not meet NEEDS criteria"]
[null,"Worcester Energy",10165,"GEN2","Biomass","Maine",13,"Dropped - Units whose status does not meet NEEDS criteria"]
[null,"Cardinal Cogen",10168,"GTG1","Combined Cycle","California",42.1,"Dropped - Units whose status does not meet NEEDS criteria"]
[null,"Cardinal Cogen",10168,"STG1","Combined Cycle","California",9.4,"Dropped - Units whose status does not meet NEEDS criteria"]
[null,"5 in 1 Dam Hydroelectric",10171,"GEN1","Hydro","Iowa",0.7,"Dropped - Units whose status does not meet NEEDS criteria"]
[null,"5 in 1 Dam Hydroelectric",10171,"GEN2","Hydro","Iowa",0.7,"Dropped - Units whose status does not meet NEEDS criteria"]
[null,"5 in 1 Dam Hydroelectric",10171,"GEN3","Hydro","Iowa",0.7,"Dropped - Units whose status does not meet NEEDS criteria"]
[null,"Childrens Hospital",10175,"1631","Combustion Turbine","California",0.6,"Dropped - Units whose status does not meet NEEDS criteria"]
[null,"Childrens Hospital",10175,"1698","Combustion Turbine","California",0.3,"Dropped - Units whose status does not meet NEEDS criteria"]
[null,"Childrens Hospital",10175,"1699","Combustion Turbine","California",0.3,"Dropped - Units whose status does not meet NEEDS criteria"]
[null,"Childrens Hospital",10175,"1710","Combustion Turbine","California",0.3,"Dropped - Units whose status does not meet NEEDS criteria"]
[null,"Memphis Hardwood Flooring",10178,"MEM1","Biomass","Tennessee",1.2,"Dropped - Units whose status does not meet NEEDS criteria"]
[null,"Memphis Hardwood Flooring",10178,"MEM2","Biomass","Tennessee",1,"Dropped - Units whose status does not meet NEEDS criteria"]
[null,"Merrimac Paper",10179,"1","Hydro","Massachusetts",0.2,"Dropped - Units whose status does not meet NEEDS criteria"]
[null,"Merrimac Paper",10179,"2","Hydro","Massachusetts",0.4,"Dropped - Units whose status does not meet NEEDS criteria"]
[null,"Merrimac Paper",10179,"3","Hydro","Massachusetts",0.6,"Dropped - Units whose status does not meet NEEDS criteria"]
[null,"Merrimac Paper",10179,"4","Hydro","Massachusetts",0.3,"Dropped - Units whose status does not meet NEEDS criteria"]
[null,"Merrimac Paper",10179,"COON","O/G Steam","Massachusetts",0.1,"Dropped - Units whose status does not meet NEEDS criteria"]
[null,"Metropolitan Sewerage District",10181,"GEN1","Hydro","North Carolina",0.8,"Dropped - Onsite Unit"]
[null,"Metropolitan Sewerage District",10181,"GEN2","Hydro","North Carolina",0.8,"Dropped - Onsite Unit"]
[null,"Metropolitan Sewerage District",10181,"GEN3","Hydro","North Carolina",0.8,"Dropped - Onsite Unit"]
[null,"Anson Abenaki Hydros",10186,"STG1","O/G Steam","Maine",2,"Dropped - Units whose status does not meet NEEDS criteria"]
[null,"Engineered Carbons Echo Cogeneration",10187,"GEN1","Fossil Waste","Texas",8.9,"Dropped - Units whose status does not meet NEEDS criteria"]
[null,"Cutrale Citrus Juices USA II",10188,"GEN1","Combined Cycle","Florida",3,"Dropped - Units whose status does not meet NEEDS criteria"]
[null,"Cutrale Citrus Juices USA II",10188,"GEN2","Combined Cycle","Florida",3,"Dropped - Units whose status does not meet NEEDS criteria"]
[null,"Cutrale Citrus Juices USA II",10188,"GEN3","Combined Cycle","Florida",1.3,"Dropped - Units whose status does not meet NEEDS criteria"]
[null,"Cutrale Citrus Juices USA II",10188,"GEN4","Combustion Turbine","Florida",4.3,"Dropped - Units whose status does not meet NEEDS criteria"]
[null,"Cutrale Citrus Juices USA II",10188,"GEN5","Combustion Turbine","Florida",4.3,"Dropped - Units whose status does not meet NEEDS criteria"]
[null,"Cutrale Citrus Juices USA II",10188,"GEN6","Combustion Turbine","Florida",4.3,"Dropped - Onsite Unit"]
[null,"Cutrale Citrus Juices USA II",10188,"GEN7","Combustion Turbine","Florida",4.3,"Dropped - Onsite Unit"]
[null,"Tehachapi Wind Resource I",10191,"PLAN","Onshore Wind","California",0.6,"Dropped - Units whose status does not meet NEEDS criteria"]
[null,"Hawaii Cogen",10194,"GEN1","Fossil Waste","Hawaii",3.2,"Dropped - in Alaska or in Hawaii or Puerto Rico"]
[null,"Hawaii Cogen",10194,"GEN2","Fossil Waste","Hawaii",3.2,"Dropped - in Alaska or in Hawaii or Puerto Rico"]
[null,"Hawaii Cogen",10194,"GEN3","Fossil Waste","Hawaii",3.2,"Dropped - in Alaska or in Hawaii or Puerto Rico"]
[null,"Hawaii Cogen",10194,"GEN4","Fossil Waste","Hawaii",3.2,"Dropped - in Alaska or in Hawaii or Puerto Rico"]
[null,"CF Industries Yazoo City Complex",10195,"EXIS","Combustion Turbine","Mississippi",20,"Dropped - Onsite Unit"]
[null,"Mosaic Phosphates Uncle Sam",10198,"GEN1","Energy Storage","Louisiana",10.2,"Dropped - Units whose status does not meet NEEDS criteria"]
[null,"West Ford Flat Power Plant",10199,"WFF1","Geothermal","California",19,"Dropped - Units whose status does not meet NEEDS criteria"]
[null,"West Ford Flat Power Plant",10199,"WFF2","Geothermal","California",19,"Dropped - Units whose status does not meet NEEDS criteria"]
[null,"Fernandina Beach Mill",10202,"GEN4","Coal Steam","Florida",7,"Dropped - Units whose status does not meet NEEDS criteria"]
[null,"Fernandina Beach Mill",10202,"GEN5","Non-Fossil Waste","Florida",30,"Dropped - Onsite Unit"]
[null,"Fernandina Beach Mill",10202,"GEN6","Non-Fossil Waste","Florida",50,"Dropped - Onsite Unit"]
[null,"Valero Refinery Corpus Christi East",10203,"GEN1","Combustion Turbine","Texas",17,"Dropped - Units whose status does not meet NEEDS criteria"]
[null,"Valero Refinery Corpus Christi East",10203,"GEN2","Combustion Turbine","Texas",17,"Dropped - Units whose status does not meet NEEDS criteria"]
[null,"Mosaic Co Greenbay",10205,"GEN1","Energy Storage","Florida",37.2,"Dropped - Units whose status does not meet NEEDS criteria"]
[null,"Loma Linda University Cogen",10206,"GEN1","Combustion Turbine","California",4.8,"Dropped - Onsite Unit"]
[null,"Loma Linda University Cogen",10206,"GEN2","Combustion Turbine","California",4.8,"Dropped - Onsite Unit"]
[null,"Loma Linda University Cogen",10206,"GEN3","Combined Cycle","California",1.2,"Dropped - Units whose status does not meet NEEDS criteria"]
[null,"Loma Linda University Cogen",10206,"GEN4","Combustion Turbine","California",1.7,"Dropped - Onsite Unit"]
[null,"Loma Linda University Cogen",10206,"GEN5","Combustion Turbine","California",1,"Dropped - Onsite Unit"]
[null,"Ashland Inc",10207,"GEN1","Coal Steam","Missouri",8.6,"Dropped - Units whose status does not meet NEEDS criteria"]
[null,"Ashland Inc",10207,"GEN2","Coal Steam","Missouri",8.6,"Dropped - Units whose status does not meet NEEDS criteria"]
[null,"Escanaba Mill",10208,"NO.7","Non-Fossil Waste","Michigan",32,"Dropped - Onsite Unit"]
[null,"Escanaba Mill",10208,"NO.8","Non-Fossil Waste","Michigan",23,"Dropped - Onsite Unit"]
[null,"Escanaba Mill",10208,"NO9","Non-Fossil Waste","Michigan",45,"Dropped - Onsite Unit"]
[null,"2 AC Station",10211,"10TG","Fossil Waste","Indiana",18,"Dropped - Units whose status does not meet NEEDS criteria"]
[null,"2 AC Station",10211,"11TG","Fossil Waste","Indiana",18,"Dropped - Units whose status does not meet NEEDS criteria"]
[null,"2 AC Station",10211,"7TG","Fossil Waste","Indiana",10,"Dropped - Units whose status does not meet NEEDS criteria"]
[null,"2 AC Station",10211,"8TG","Fossil Waste","Indiana",10,"Dropped - Units whose status does not meet NEEDS criteria"]
[null,"AG Processing Inc",10223,"E.C.","Coal Steam","Iowa",8.5,"Dropped - Units whose status does not meet NEEDS criteria"]
[null,"Merck Rahway Power Plant",10224,"GEN7","O/G Steam","New Jersey",3.8,"Dropped - Units whose status does not meet NEEDS criteria"]
[null,"Merck Rahway Power Plant",10224,"GEN8","O/G Steam","New Jersey",4.8,"Dropped - Onsite Unit"]
[null,"Merck Rahway Power Plant",10224,"GEN9","O/G Steam","New Jersey",10,"Dropped - Onsite Unit"]
[null,"Merck Rahway Power Plant",10224,"GEN9A","O/G Steam","New Jersey",4.5,"Dropped - Onsite Unit"]
[null,"Merck Rahway Power Plant",10224,"SOLAR","Solar PV","New Jersey",0.4,"Dropped - Onsite Unit"]
[null,"Hutzel Hospital",10232,"TB-1","Combustion Turbine","Michigan",0.7,"Dropped - Units whose status does not meet NEEDS criteria"]
[null,"Hutzel Hospital",10232,"TB-2","Combustion Turbine","Michigan",0.7,"Dropped - Units whose status does not meet NEEDS criteria"]
[null,"Biron Mill",10234,"GEN1","Coal Steam","Wisconsin",15.3,"Dropped - Onsite Unit"]
[null,"Biron Mill",10234,"GEN3","O/G Steam","Wisconsin",7.5,"Dropped - Onsite Unit"]
[null,"Biron Mill",10234,"GEN4","O/G Steam","Wisconsin",12.5,"Dropped - Onsite Unit"]
[null,"Biron Mill",10234,"GEN5","Coal Steam","Wisconsin",20,"Dropped - Onsite Unit"]
[null,"Ford Motor Co Rawsonville Plant",10235,"GEN1","Combustion Turbine","Michigan",4.5,"Dropped - Units whose status does not meet NEEDS criteria"]
[null,"Ticona Polymers Inc",10243,"GEN1","Combustion Turbine","Texas",1.4,"Dropped - Units whose status does not meet NEEDS criteria"]
[null,"Ticona Polymers Inc",10243,"GEN2","Combustion Turbine","Texas",1.4,"Dropped - Units whose status does not meet NEEDS criteria"]
[null,"Ticona Polymers Inc",10243,"GEN3","Combustion Turbine","Texas",1.6,"Dropped - Units whose status does not meet NEEDS criteria"]
[null,"Ticona Polymers Inc",10243,"GEN4","Combined Cycle","Texas",5.7,"Dropped - Units whose status does not meet NEEDS criteria"]
[null,"Pixelle Specialty Solutions LLC - Chillicothe Facility",10244,"T-10","Non-Fossil Waste","Ohio",7.3,"Dropped - Onsite Unit"]
[null,"Pixelle Specialty Solutions LLC - Chillicothe Facility",10244,"T-11","Non-Fossil Waste","Ohio",14.8,"Dropped - Onsite Unit"]
[null,"Pixelle Specialty Solutions LLC - Chillicothe Facility",10244,"T-12","Non-Fossil Waste","Ohio",19.5,"Dropped - Onsite Unit"]
[null,"Pixelle Specialty Solutions LLC - Chillicothe Facility",10244,"T-13","O/G Steam","Ohio",3.8,"Dropped - Onsite Unit"]
[null,"ArcelorMittal Burns Harbor",10245,"GEN5","Fossil Waste","Indiana",60.5,"Dropped - Onsite Unit"]
[null,"ArcelorMittal Burns Harbor",10245,"GEN6","Fossil Waste","Indiana",51,"Dropped - Onsite Unit"]
[null,"ArcelorMittal Burns Harbor",10245,"GEN7","Fossil Waste","Indiana",63.2,"Dropped - Onsite Unit"]
[null,"Los Angeles Cold Storage",10251,"3981","Combustion Turbine","California",0.4,"Dropped - Units whose status does not meet NEEDS criteria"]
[null,"Los Angeles Cold Storage",10251,"3982","Combustion Turbine","California",0.4,"Dropped - Units whose status does not meet NEEDS criteria"]
[null,"Los Angeles Cold Storage",10251,"3983","Combustion Turbine","California",0.4,"Dropped - Units whose status does not meet NEEDS criteria"]
[null,"Domtar Kingsport Mill",10252,"NO.1","Non-Fossil Waste","Tennessee",46.5,"Dropped - Onsite Unit"]
[null,"Domtar Kingsport Mill",10252,"NO.6","Non-Fossil Waste","Tennessee",7,"Dropped - Units whose status does not meet NEEDS criteria"]
[null,"Domtar Kingsport Mill",10252,"NO.7","Non-Fossil Waste","Tennessee",12,"Dropped - Units whose status does not meet NEEDS criteria"]
[null,"Diamond Walnut",10257,"DWG1","Biomass","California",4.2,"Dropped - Units whose status does not meet NEEDS criteria"]
[null,"Enterprise Products Operating",10261,"GEN1","Combustion Turbine","Texas",2.3,"Dropped - Onsite Unit"]
[null,"Enterprise Products Operating",10261,"GEN2","Combustion Turbine","Texas",2.3,"Dropped - Onsite Unit"]
[null,"Enterprise Products Operating",10261,"GEN3","Combustion Turbine","Texas",3,"Dropped - Onsite Unit"]
[null,"Enterprise Products Operating",10261,"GEN4","Combustion Turbine","Texas",3,"Dropped - Onsite Unit"]
[null,"Enterprise Products Operating",10261,"GEN5","Combustion Turbine","Texas",3,"Dropped - Onsite Unit"]
[null,"Enterprise Products Operating",10261,"GEN6","Combustion Turbine","Texas",3,"Dropped - Onsite Unit"]
[null,"Enterprise Products Operating",10261,"GEN7","Combustion Turbine","Texas",3,"Dropped - Onsite Unit"]
[null,"Enterprise Products Operating",10261,"GEN8","Combustion Turbine","Texas",3,"Dropped - Onsite Unit"]
[null,"California Institute of Technology",10262,"GEN1","Combined Cycle","California",1,"Dropped - Units whose status does not meet NEEDS criteria"]
[null,"California Institute of Technology",10262,"GEN2","Combined Cycle","California",4.3,"Dropped - Units whose status does not meet NEEDS criteria"]
[null,"California Institute of Technology",10262,"GEN3","Combined Cycle","California",2.5,"Dropped - Units whose status does not meet NEEDS criteria"]
[null,"California Institute of Technology",10262,"GEN4","Combined Cycle","California",2.5,"Dropped - Units whose status does not meet NEEDS criteria"]
[null,"California Institute of Technology",10262,"GEN5","Combined Cycle","California",1,"Dropped - Units whose status does not meet NEEDS criteria"]
[null,"California Institute of Technology",10262,"GEN6","Combined Cycle","California",9,"Dropped - Onsite Unit"]
[null,"California Institute of Technology",10262,"GEN7","Combined Cycle","California",2.1,"Dropped - Onsite Unit"]
[null,"Florida's Natural Growers",10275,"CE50","Combustion Turbine","Florida",2.3,"Dropped - Onsite Unit"]
[null,"Florida's Natural Growers",10275,"TA70","Combustion Turbine","Florida",3.6,"Dropped - Onsite Unit"]
[null,"Central Plant",10280,"ENG1","Combustion Turbine","South Carolina",1.1,"Dropped - Onsite Unit"]
[null,"Central Plant",10280,"ENG2","Combustion Turbine","South Carolina",1.1,"Dropped - Units whose status does not meet NEEDS criteria"]
[null,"Central Plant",10280,"ENG3","Combustion Turbine","South Carolina",1.1,"Dropped - Units whose status does not meet NEEDS criteria"]
[null,"Central Plant",10280,"ENG4","Combustion Turbine","South Carolina",1.1,"Dropped - Units whose status does not meet NEEDS criteria"]
[null,"Central Plant",10280,"ENG5","Combustion Turbine","South Carolina",1,"Dropped - Onsite Unit"]
[null,"Central Plant",10280,"ENG6","Combustion Turbine","South Carolina",1,"Dropped - Onsite Unit"]
[null,"Central Plant",10280,"ENG7","Combustion Turbine","South Carolina",1,"Dropped - Onsite Unit"]
[null,"Pharmacia",10284,"TG-1","Combustion Turbine","New Jersey",0.7,"Dropped - Units whose status does not meet NEEDS criteria"]
[null,"Pharmacia",10284,"TG-2","Combustion Turbine","New Jersey",0.7,"Dropped - Units whose status does not meet NEEDS criteria"]
[null,"Pharmacia",10284,"TG-3","Combustion Turbine","New Jersey",0.8,"Dropped - Units whose status does not meet NEEDS criteria"]
[null,"Pharmacia",10284,"TG-4","Combustion Turbine","New Jersey",0.7,"Dropped - Units whose status does not meet NEEDS criteria"]
[null,"Pharmacia",10284,"TG-5","Combustion Turbine","New Jersey",0.7,"Dropped - Units whose status does not meet NEEDS criteria"]
[null,"Pharmacia",10284,"TG-6","Combustion Turbine","New Jersey",0.7,"Dropped - Units whose status does not meet NEEDS criteria"]
[null,"Big Valley Power LLC",10288,"IS27","Biomass","California",8.7,"Dropped - Units whose status does not meet NEEDS criteria"]
[null,"Baton Rouge Plant",10297,"GEN1","O/G Steam","Louisiana",2,"Dropped - Units whose status does not meet NEEDS criteria"]
[null,"Baton Rouge Plant",10297,"GEN2","O/G Steam","Louisiana",2,"Dropped - Units whose status does not meet NEEDS criteria"]
[null,"Bayou Cogen Plant",10298,"GEN1","Combustion Turbine","Texas",65,"Dropped - Units whose status does not meet NEEDS criteria"]
[null,"Bayou Cogen Plant",10298,"GEN2","Combustion Turbine","Texas",65,"Dropped - Units whose status does not meet NEEDS criteria"]
[null,"Bayou Cogen Plant",10298,"GEN3","Combustion Turbine","Texas",65,"Dropped - Units whose status does not meet NEEDS criteria"]
[null,"Louisiana Sugar Refining",10301,"GEN1","O/G Steam","Louisiana",0.6,"Dropped - Units whose status does not meet NEEDS criteria"]
[null,"Louisiana Sugar Refining",10301,"GEN2","O/G Steam","Louisiana",1.7,"Dropped - Onsite Unit"]
[null,"Louisiana Sugar Refining",10301,"GEN3","O/G Steam","Louisiana",1.5,"Dropped - Onsite Unit"]
[null,"Louisiana Sugar Refining",10301,"GEN4","O/G Steam","Louisiana",2.1,"Dropped - Onsite Unit"]
[null,"Juniata Locomotive Shop",10302,"GEN1","Coal Steam","Pennsylvania",0.4,"Dropped - Units whose status does not meet NEEDS criteria"]
[null,"Juniata Locomotive Shop",10302,"GEN2","Coal Steam","Pennsylvania",0.3,"Dropped - Units whose status does not meet NEEDS criteria"]
[null,"Juniata Locomotive Shop",10302,"GEN3","Combustion Turbine","Pennsylvania",1.5,"Dropped - Onsite Unit"]
[null,"Baylor University Cogen",10317,"1","Combustion Turbine","Texas",3,"Dropped - Units whose status does not meet NEEDS criteria"]
[null,"Geismar",10319,"GEN1","Combustion Turbine","Louisiana",33.7,"Dropped - Onsite Unit"]
[null,"Geismar",10319,"GEN2","Combustion Turbine","Louisiana",39.2,"Dropped - Onsite Unit"]
[null,"Geismar",10319,"GEN3","O/G Steam","Louisiana",7.2,"Dropped - Onsite Unit"]
[null,"Lowland",10321,"GEN1","Coal Steam","Tennessee",5,"Dropped - Units whose status does not meet NEEDS criteria"]
[null,"Lowland",10321,"GEN2","Coal Steam","Tennessee",5,"Dropped - Units whose status does not meet NEEDS criteria"]
[null,"Lowland",10321,"GEN3","Coal Steam","Tennessee",5,"Dropped - Units whose status does not meet NEEDS criteria"]
[null,"Lowland",10321,"GEN4","Coal Steam","Tennessee",0.3,"Dropped - Units whose status does not meet NEEDS criteria"]
[null,"Lowland",10321,"GEN5","Coal Steam","Tennessee",5,"Dropped - Units whose status does not meet NEEDS criteria"]
[null,"Copper Dam Plant",10323,"GEN1","Hydro","Oregon",1,"Dropped - Units whose status does not meet NEEDS criteria"]
[null,"Copper Dam Plant",10323,"GEN2","Hydro","Oregon",0.5,"Dropped - Units whose status does not meet NEEDS criteria"]
[null,"Florida Power Development",10333,"GEN1","Biomass","Florida",66,"Dropped - Units whose status does not meet NEEDS criteria"]
[null,"H Power",10334,"GEN1","Municipal Solid Waste","Hawaii",58,"Dropped - in Alaska or in Hawaii or Puerto Rico"]
[null,"H Power",10334,"GEN2","Municipal Solid Waste","Hawaii",28,"Dropped - in Alaska or in Hawaii or Puerto Rico"]
[null,"H Power",10334,"PV1","Solar PV","Hawaii",2.1,"Dropped - in Alaska or in Hawaii or Puerto Rico"]
[null,"Maine Energy Recovery",10338,"MERC","Municipal Solid Waste","Maine",18,"Dropped - Units whose status does not meet NEEDS criteria"]
[null,"Charleston Resource Recovery Facility",10344,"101","Municipal Solid Waste","South Carolina",9.5,"Dropped - Units whose status does not meet NEEDS criteria"]
[null,"TMC LLC",10347,"GEN1","Biomass","Florida",7.5,"Dropped - Units whose status does not meet NEEDS criteria"]
[null,"Greenleaf 1 Power Plant",10350,"GEN1","Combined Cycle","California",42,"Dropped - Units whose status does not meet NEEDS criteria"]
[null,"Greenleaf 1 Power Plant",10350,"GEN2","Combined Cycle","California",8,"Dropped - Units whose status does not meet NEEDS criteria"]
[null,"Consumer Operations LLC",10360,"GEN1","Coal Steam","Wisconsin",1.4,"Dropped - Units whose status does not meet NEEDS criteria"]
[null,"Consumer Operations LLC",10360,"GEN10","Coal Steam","Wisconsin",26.4,"Dropped - Units whose status does not meet NEEDS criteria"]
[null,"Consumer Operations LLC",10360,"GEN2","Coal Steam","Wisconsin",2.8,"Dropped - Units whose status does not meet NEEDS criteria"]
[null,"Consumer Operations LLC",10360,"GEN3","Coal Steam","Wisconsin",2.8,"Dropped - Units whose status does not meet NEEDS criteria"]
[null,"Consumer Operations LLC",10360,"GEN4","Coal Steam","Wisconsin",2.3,"Dropped - Units whose status does not meet NEEDS criteria"]
[null,"Consumer Operations LLC",10360,"GEN5","Coal Steam","Wisconsin",7.5,"Dropped - Units whose status does not meet NEEDS criteria"]
[null,"Consumer Operations LLC",10360,"GEN6","O/G Steam","Wisconsin",18,"Dropped - Onsite Unit"]
[null,"Consumer Operations LLC",10360,"GEN7","O/G Steam","Wisconsin",23,"Dropped - Onsite Unit"]
[null,"Consumer Operations LLC",10360,"GEN8","Coal Steam","Wisconsin",20,"Dropped - Units whose status does not meet NEEDS criteria"]
[null,"Consumer Operations LLC",10360,"GEN9","O/G Steam","Wisconsin",38,"Dropped - Onsite Unit"]
[null,"Savannah River Mill",10361,"GEN1","Combustion Turbine","Georgia",21.4,"Dropped - Onsite Unit"]
[null,"Savannah River Mill",10361,"GEN2","Combustion Turbine","Georgia",21.4,"Dropped - Onsite Unit"]
[null,"Savannah River Mill",10361,"GEN3","Coal Steam","Georgia",41.9,"Dropped - Onsite Unit"]
[null,"Savannah River Mill",10361,"GEN4","Coal Steam","Georgia",41.9,"Dropped - Onsite Unit"]
[null,"Muskogee Mill",10362,"GEN1","Coal Steam","Oklahoma",11.6,"Dropped - Onsite Unit"]
[null,"Muskogee Mill",10362,"GEN2","Coal Steam","Oklahoma",21.6,"Dropped - Onsite Unit"]
[null,"Muskogee Mill",10362,"GEN3","Coal Steam","Oklahoma",34.3,"Dropped - Onsite Unit"]
[null,"East Third Street Power Plant",10367,"GEN1","Coal Steam","California",18.7,"Dropped - Units whose status does not meet NEEDS criteria"]
[null,"Loveridge Road Power Plant",10368,"GEN1","Coal Steam","California",18,"Dropped - Units whose status does not meet NEEDS criteria"]
[null,"Wilbur West Power Plant",10369,"GEN1","Coal Steam","California",18.2,"Dropped - Units whose status does not meet NEEDS criteria"]
[null,"Wilbur East Power Plant",10370,"GEN1","Coal Steam","California",18.1,"Dropped - Units whose status does not meet NEEDS criteria"]
[null,"Nichols Road Power Plant",10371,"GEN1","Coal Steam","California",17.8,"Dropped - Units whose status does not meet NEEDS criteria"]
[null,"Hanford",10373,"GEN1","Coal Steam","California",25.3,"Dropped - Units whose status does not meet NEEDS criteria"]
[null,"Entenmanns Cogeneration Facility",10376,"1","Combustion Turbine","Illinois",0.8,"Dropped - Units whose status does not meet NEEDS criteria"]
[null,"Entenmanns Cogeneration Facility",10376,"2","Combustion Turbine","Illinois",0.8,"Dropped - Units whose status does not meet NEEDS criteria"]
[null,"James River Genco LLC",10377,"GEN1","Coal Steam","Virginia",46.3,"Dropped - Units whose status does not meet NEEDS criteria"]
[null,"James River Genco LLC",10377,"GEN2","Coal Steam","Virginia",46.3,"Dropped - Units whose status does not meet NEEDS criteria"]
[null,"Elizabethtown Power LLC",10380,"GEN1","Coal Steam","North Carolina",32,"Dropped - Units whose status does not meet NEEDS criteria"]
[null,"Coastal Carolina Clean Power",10381,"GEN1","Biomass","North Carolina",27,"Dropped - Units whose status does not meet NEEDS criteria"]
[null,"Edgecombe Genco LLC",10384,"GEN1","Coal Steam","North Carolina",57.8,"Dropped  - Retired/Planned Retirement by 06/2023"]
[null,"Edgecombe Genco LLC",10384,"GEN2","Coal Steam","North Carolina",57.8,"Dropped  - Retired/Planned Retirement by 06/2023"]
[null,"San Marcos Energy",10386,"1","Landfill Gas","California",0.7,"Dropped - Units whose status does not meet NEEDS criteria"]
[null,"San Marcos Energy",10386,"2","Landfill Gas","California",0.7,"Dropped - Units whose status does not meet NEEDS criteria"]
[null,"Sycamore Energy 1",10387,"1","Landfill Gas","California",0.7,"Dropped - Units whose status does not meet NEEDS criteria"]
[null,"Sycamore Energy 1",10387,"2","Landfill Gas","California",0.7,"Dropped - Units whose status does not meet NEEDS criteria"]
[null,"GRS Newby I",10388,"1","Landfill Gas","California",0.5,"Dropped - Units whose status does not meet NEEDS criteria"]
[null,"GRS Newby I",10388,"2","Landfill Gas","California",0.5,"Dropped - Units whose status does not meet NEEDS criteria"]
[null,"GRS Newby I",10388,"3","Landfill Gas","California",0.5,"Dropped - Units whose status does not meet NEEDS criteria"]
[null,"GRS Newby I",10388,"4","Landfill Gas","California",0.5,"Dropped - Units whose status does not meet NEEDS criteria"]
[null,"GRS Newby II",10389,"1","Landfill Gas","California",1,"Dropped - Units whose status does not meet NEEDS criteria"]
[null,"GRS Newby II",10389,"2","Landfill Gas","California",1,"Dropped - Units whose status does not meet NEEDS criteria"]
[null,"GRS Newby II",10389,"3","Landfill Gas","California",1,"Dropped - Units whose status does not meet NEEDS criteria"]
[null,"Guadalupe Power Plant",10390,"1","Landfill Gas","California",0.5,"Dropped - Units whose status does not meet NEEDS criteria"]
[null,"Guadalupe Power Plant",10390,"2","Landfill Gas","California",0.5,"Dropped - Units whose status does not meet NEEDS criteria"]
[null,"Guadalupe Power Plant",10390,"3","Landfill Gas","California",0.5,"Dropped - Units whose status does not meet NEEDS criteria"]
[null,"Guadalupe Power Plant",10390,"4","Landfill Gas","California",1,"Dropped - Units whose status does not meet NEEDS criteria"]
[null,"GRS Menlo Park",10391,"1","Landfill Gas","California",0.5,"Dropped - Units whose status does not meet NEEDS criteria"]
[null,"GRS Menlo Park",10391,"2","Landfill Gas","California",0.5,"Dropped - Units whose status does not meet NEEDS criteria"]
[null,"GRS Menlo Park",10391,"3","Landfill Gas","California",0.5,"Dropped - Units whose status does not meet NEEDS criteria"]
[null,"GRS Menlo Park",10391,"4","Landfill Gas","California",0.5,"Dropped - Units whose status does not meet NEEDS criteria"]
[null,"GRS American Canyon",10392,"1","Landfill Gas","California",0.7,"Dropped - Units whose status does not meet NEEDS criteria"]
[null,"GRS American Canyon",10392,"2","Landfill Gas","California",0.7,"Dropped - Units whose status does not meet NEEDS criteria"]
[null,"GRS Coyote Canyon",10395,"GEN1","Landfill Gas","California",17,"Dropped - Units whose status does not meet NEEDS criteria"]
[null,"Arcelormittal Cleveland Inc",10398,"GEN3","Fossil Waste","Ohio",10,"Dropped - Onsite Unit"]
[null,"Arcelormittal Cleveland Inc",10398,"GEN5","Fossil Waste","Ohio",10,"Dropped - Onsite Unit"]
[null,"Arcelormittal Cleveland Inc",10398,"GENA","Fossil Waste","Ohio",15,"Dropped - Units whose status does not meet NEEDS criteria"]
[null,"Arcelormittal Cleveland Inc",10398,"GENB","Fossil Waste","Ohio",10,"Dropped - Onsite Unit"]
[null,"Arcelormittal Cleveland Inc",10398,"GENC","Fossil Waste","Ohio",23,"Dropped - Onsite Unit"]
[null,"Little Company of Mary Hospital",10400,"GEN1","Combustion Turbine","Illinois",3.2,"Dropped - Units whose status does not meet NEEDS criteria"]
[null,"Pepeekeo Power Plant",10401,"GEN1","Coal Steam","Hawaii",22,"Dropped - Units whose status does not meet NEEDS criteria"]
[null,"Laidlaw Energy & Environmental",10403,"ALLI","Combined Cycle","New York",2.6,"Dropped - Units whose status does not meet NEEDS criteria"]
[null,"Laidlaw Energy & Environmental",10403,"CAT3","Combustion Turbine","New York",0.4,"Dropped - Units whose status does not meet NEEDS criteria"]
[null,"Laidlaw Energy & Environmental",10403,"CAT4","Combustion Turbine","New York",0.4,"Dropped - Units whose status does not meet NEEDS criteria"]
[null,"Laidlaw Energy & Environmental",10403,"WEST","Combined Cycle","New York",0.7,"Dropped - Units whose status does not meet NEEDS criteria"]
[null,"Alsip Paper Condominium Association",10406,"GEN1","Combustion Turbine","Illinois",6.9,"Dropped - Units whose status does not meet NEEDS criteria"]
[null,"Clark University",10408,"GEN1","Combustion Turbine","Massachusetts",2,"Dropped - Units whose status does not meet NEEDS criteria"]
[null,"Clark University",10408,"GEN2","Combustion Turbine","Massachusetts",2,"Dropped - Onsite Unit"]
[null,"Kalaheo Hydro",10412,"KAL","Hydro","Hawaii",1.1,"Dropped - Units whose status does not meet NEEDS criteria"]
[null,"Kalaheo Hydro",10412,"KPH1","Hydro","Hawaii",2,"Dropped - in Alaska or in Hawaii or Puerto Rico"]
[null,"Wainiha Hydro",10413,"WAIA","Hydro","Hawaii",1.7,"Dropped - in Alaska or in Hawaii or Puerto Rico"]
[null,"Wainiha Hydro",10413,"WAIB","Hydro","Hawaii",1.7,"Dropped - in Alaska or in Hawaii or Puerto Rico"]
[null,"Indian Orchard Plant 1",10417,"TG","O/G Steam","Massachusetts",3.2,"Dropped - Onsite Unit"]
[null,"Ascend Performance Materials Texas Inc.",10418,"GEN1","Fossil Waste","Texas",5.2,"Dropped - Onsite Unit"]
[null,"Ascend Performance Materials Texas Inc.",10418,"GEN2","Fossil Waste","Texas",1.2,"Dropped - Units whose status does not meet NEEDS criteria"]
[null,"Ascend Performance Materials Texas Inc.",10418,"GEN3","Fossil Waste","Texas",2,"Dropped - Units whose status does not meet NEEDS criteria"]
[null,"Ascend Performance Materials Texas Inc.",10418,"GEN4","Fossil Waste","Texas",42.5,"Dropped - Onsite Unit"]
[null,"International Paper - Orange",10425,"TG","Non-Fossil Waste","Texas",36.8,"Dropped - Onsite Unit"]
[null,"Inland Paperboard Packaging Rome",10426,"GEN2","Non-Fossil Waste","Georgia",5,"Dropped - Onsite Unit"]
[null,"Inland Paperboard Packaging Rome",10426,"GEN3","Non-Fossil Waste","Georgia",5,"Dropped - Onsite Unit"]
[null,"Inland Paperboard Packaging Rome",10426,"GEN4","Non-Fossil Waste","Georgia",20,"Dropped - Onsite Unit"]
[null,"Inland Paperboard Packaging Rome",10426,"GEN5","Non-Fossil Waste","Georgia",31,"Dropped - Onsite Unit"]
[null,"New-Indy Ontario Mill",10427,"GEN1","Combustion Turbine","California",34,"Dropped  - Retired/Planned Retirement by 06/2023"]
[null,"Anheuser-Busch St Louis",10430,"GEN1","O/G Steam","Missouri",11,"Dropped - Onsite Unit"]
[null,"Anheuser-Busch St Louis",10430,"GEN3","O/G Steam","Missouri",11,"Dropped - Onsite Unit"]
[null,"Anheuser-Busch St Louis",10430,"GEN4","O/G Steam","Missouri",4.1,"Dropped - Units whose status does not meet NEEDS criteria"]
[null,"Anheuser-Busch Jacksonville",10431,"GEN1","Combustion Turbine","Florida",8.6,"Dropped - Onsite Unit"]
[null,"Oakland Dam Hydroelectric",10433,"1","Hydro","Pennsylvania",0.5,"Dropped - Units whose status does not meet NEEDS criteria"]
[null,"Oakland Dam Hydroelectric",10433,"2","Hydro","Pennsylvania",0.5,"Dropped - Units whose status does not meet NEEDS criteria"]
[null,"Oakland Dam Hydroelectric",10433,"3","Hydro","Pennsylvania",0.5,"Dropped - Units whose status does not meet NEEDS criteria"]
[null,"Mosaic New Wales Operations",10434,"TG1","Non-Fossil Waste","Florida",8,"Dropped - Units whose status does not meet NEEDS criteria"]
[null,"ExxonMobil Baytown Refinery",10436,"GT35","Combustion Turbine","Texas",12.3,"Dropped - Units whose status does not meet NEEDS criteria"]
[null,"ExxonMobil Baytown Refinery",10436,"GT36","Combustion Turbine","Texas",12.9,"Dropped - Units whose status does not meet NEEDS criteria"]
[null,"ExxonMobil Baytown Refinery",10436,"GT37","Combustion Turbine","Texas",14.6,"Dropped - Units whose status does not meet NEEDS criteria"]
[null,"ExxonMobil Baytown Refinery",10436,"ST33","O/G Steam","Texas",7,"Dropped - Units whose status does not meet NEEDS criteria"]
[null,"Sunray 2",10437,"GEN1","Solar Thermal","California",13.8,"Dropped - Units whose status does not meet NEEDS criteria"]
[null,"Sunray 3",10438,"GEN1","Solar Thermal","California",30,"Dropped - Units whose status does not meet NEEDS criteria"]
[null,"Newark Atlantic Paperboard",10454,"1","O/G Steam","Massachusetts",3,"Dropped - Units whose status does not meet NEEDS criteria"]
[null,"Bear Canyon Power Plant",10469,"BVC1","Geothermal","California",12.2,"Dropped - Units whose status does not meet NEEDS criteria"]
[null,"Bear Canyon Power Plant",10469,"BVC2","Geothermal","California",12.2,"Dropped - Units whose status does not meet NEEDS criteria"]
[null,"Spadra Landfill Gas to Energy",10471,"GEN1","Landfill Gas","California",5,"Dropped - Units whose status does not meet NEEDS criteria"]
[null,"Puente Hills Energy Recovery",10472,"GEN2","Landfill Gas","California",1.1,"Dropped - Units whose status does not meet NEEDS criteria"]
[null,"Puente Hills Energy Recovery",10472,"GEN3","Landfill Gas","California",2.7,"Dropped - Units whose status does not meet NEEDS criteria"]
[null,"Puente Hills Energy Recovery",10472,"GEN4","Landfill Gas","California",2.7,"Dropped - Units whose status does not meet NEEDS criteria"]
[null,"Puente Hills Energy Recovery",10472,"GEN5","Landfill Gas","California",2.7,"Dropped - Units whose status does not meet NEEDS criteria"]
[null,"Palos Verdes Gas to Energy",10473,"GEN1","Landfill Gas","California",2.5,"Dropped - Units whose status does not meet NEEDS criteria"]
[null,"Expander Turbine",10475,"16TG","Fossil Waste","Indiana",18.8,"Dropped - Onsite Unit"]
[null,"Whiting Mill",10476,"GEN4","Coal Steam","Wisconsin",4.1,"Dropped - Units whose status does not meet NEEDS criteria"]
[null,"Pitchess Cogen Station",10478,"GEN1","Combined Cycle","California",21.5,"Dropped - Units whose status does not meet NEEDS criteria"]
[null,"Pitchess Cogen Station",10478,"GEN2","Combined Cycle","California",5.7,"Dropped - Units whose status does not meet NEEDS criteria"]
[null,"Mammoth Pacific II",10481,"T101","Geothermal","California",3.8,"Dropped - Units whose status does not meet NEEDS criteria"]
[null,"Mammoth Pacific II",10481,"T102","Geothermal","California",4.6,"Dropped - Units whose status does not meet NEEDS criteria"]
[null,"Mammoth Pacific II",10481,"T103","Geothermal","California",4.2,"Dropped - Units whose status does not meet NEEDS criteria"]
[null,"RG Steel Sparrows Point, LLC",10485,"GEN1","Fossil Waste","Maryland",152.3,"Dropped - Units whose status does not meet NEEDS criteria"]
[null,"RG Steel Sparrows Point, LLC",10485,"GEN2","Fossil Waste","Maryland",30,"Dropped - Units whose status does not meet NEEDS criteria"]
[null,"RG Steel Sparrows Point, LLC",10485,"GEN3","Fossil Waste","Maryland",30,"Dropped - Units whose status does not meet NEEDS criteria"]
[null,"RG Steel Sparrows Point, LLC",10485,"GEN4","Fossil Waste","Maryland",30,"Dropped - Units whose status does not meet NEEDS criteria"]
[null,"Boise Cascade International Falls",10486,"GEN 6","Non-Fossil Waste","Minnesota",40,"Dropped - Onsite Unit"]
[null,"Boise Cascade International Falls",10486,"GEN1","Non-Fossil Waste","Minnesota",4,"Dropped - Units whose status does not meet NEEDS criteria"]
[null,"Boise Cascade International Falls",10486,"GEN2","Non-Fossil Waste","Minnesota",4,"Dropped - Units whose status does not meet NEEDS criteria"]
[null,"Boise Cascade International Falls",10486,"GEN3","Non-Fossil Waste","Minnesota",7.5,"Dropped - Units whose status does not meet NEEDS criteria"]
[null,"Boise Cascade International Falls",10486,"GEN4","Non-Fossil Waste","Minnesota",7.5,"Dropped - Units whose status does not meet NEEDS criteria"]
[null,"Boise Cascade International Falls",10486,"GEN5","Non-Fossil Waste","Minnesota",6.2,"Dropped - Onsite Unit"]
[null,"DeRidder Mill",10488,"TG","Non-Fossil Waste","Louisiana",61.5,"Dropped - Onsite Unit"]
[null,"Mead Rumford Cogen",10491,"3STG","O/G Steam","Maine",12.5,"Dropped - Onsite Unit"]
[null,"Klein Tools Chicago",10498,"17","Combustion Turbine","Illinois",1.5,"Dropped - Units whose status does not meet NEEDS criteria"]
[null,"Klein Tools Moran",10499,"696","Combustion Turbine","Kansas",1.5,"Dropped - Units whose status does not meet NEEDS criteria"]
[null,"Klein Tools Moran",10499,"697","Combustion Turbine","Kansas",1.5,"Dropped - Units whose status does not meet NEEDS criteria"]
[null,"Thermal Energy Development Part LP",10502,"GEN1","Biomass","California",18.5,"Dropped - Units whose status does not meet NEEDS criteria"]
[null,"Amalgamated Sugar Twin Falls",10504,"1500","Coal Steam","Idaho",1.2,"Dropped - Onsite Unit"]
[null,"Amalgamated Sugar Twin Falls",10504,"2500","Coal Steam","Idaho",2.3,"Dropped - Onsite Unit"]
[null,"Amalgamated Sugar Twin Falls",10504,"4000","Coal Steam","Idaho",5,"Dropped - Onsite Unit"]
[null,"Finch Paper",10511,"GEN6","Biomass","New York",23,"Dropped - Onsite Unit"]
[null,"Oilseed Plant",10515,"GEN1","Coal Steam","Virginia",1.6,"Dropped - Units whose status does not meet NEEDS criteria"]
[null,"Indeck Pepperell Power Facility",10522,"GEN1","Combustion Turbine","Massachusetts",20.9,"Dropped - Units whose status does not meet NEEDS criteria"]
[null,"Cogent Little Falls GP",10529,"GEN1","Combined Cycle","New York",3.8,"Dropped - Units whose status does not meet NEEDS criteria"]
[null,"Cogent Little Falls GP",10529,"GEN2","Combined Cycle","New York",0.3,"Dropped - Units whose status does not meet NEEDS criteria"]
[null,"Grand River",10532,"2-2","Landfill Gas","Michigan",0.8,"Dropped - Units whose status does not meet NEEDS criteria"]
[null,"Al Turi",10549,"3010","Landfill Gas","New York",0.8,"Dropped - Units whose status does not meet NEEDS criteria"]
[null,"Lowe Paper Simkins Industries",10552,"GEN1","O/G Steam","New Jersey",2.8,"Dropped - Units whose status does not meet NEEDS criteria"]
[null,"Anderson Power Products Division",10553,"3622","Combustion Turbine","Massachusetts",0.1,"Dropped - Units whose status does not meet NEEDS criteria"]
[null,"Lebanon Methane Recovery",10557,"GEN1","Landfill Gas","Pennsylvania",0.6,"Dropped - Units whose status does not meet NEEDS criteria"]
[null,"Lebanon Methane Recovery",10557,"GEN2","Landfill Gas","Pennsylvania",0.6,"Dropped - Units whose status does not meet NEEDS criteria"]
[null,"Jesup Plant",10560,"GEN2","Non-Fossil Waste","Georgia",4.7,"Dropped - Onsite Unit"]
[null,"Jesup Plant",10560,"GEN3","Non-Fossil Waste","Georgia",7,"Dropped - Units whose status does not meet NEEDS criteria"]
[null,"Jesup Plant",10560,"GEN4","Non-Fossil Waste","Georgia",7,"Dropped - Onsite Unit"]
[null,"Jesup Plant",10560,"GEN5","Non-Fossil Waste","Georgia",27.9,"Dropped - Onsite Unit"]
[null,"Jesup Plant",10560,"GEN6","Non-Fossil Waste","Georgia",25.1,"Dropped - Onsite Unit"]
[null,"Fernandina Plant",10562,"GEN2","O/G Steam","Florida",5,"Dropped - Units whose status does not meet NEEDS criteria"]
[null,"Fernandina Plant",10562,"GEN3","Biomass","Florida",6.5,"Dropped - Units whose status does not meet NEEDS criteria"]
[null,"Port Arthur Texas Refinery",10568,"GEN1","Combustion Turbine","Texas",28,"Dropped - Onsite Unit"]
[null,"Big Spring Texas Refinery",10569,"GENA","Non-Fossil Waste","Texas",1,"Dropped - Units whose status does not meet NEEDS criteria"]
[null,"Altamont Power LLC",10581,"EXIS","Onshore Wind","California",28.7,"Dropped - Units whose status does not meet NEEDS criteria"]
[null,"Agrilectric Power Partners Ltd",10593,"GEN2","Biomass","Louisiana",1.3,"Dropped - Units whose status does not meet NEEDS criteria"]
[null,"Borden Chemicals Plastics Cogen",10596,"GEN1","Combustion Turbine","Louisiana",20.1,"Dropped - Units whose status does not meet NEEDS criteria"]
[null,"Borden Chemicals Plastics Cogen",10596,"GEN2","Combustion Turbine","Louisiana",29.9,"Dropped - Units whose status does not meet NEEDS criteria"]
[null,"Borden Chemicals Plastics Cogen",10596,"GEN3","Combustion Turbine","Louisiana",29.7,"Dropped - Units whose status does not meet NEEDS criteria"]
[null,"MVUT",10600,"GEN1","Combustion Turbine","California",3.1,"Dropped - Units whose status does not meet NEEDS criteria"]
[null,"Centaur Generator Facility",10602,"H","Combustion Turbine","California",3.4,"Dropped - Units whose status does not meet NEEDS criteria"]
[null,"Hawaiian Comm & Sugar Puunene Mill",10604,"PAI2","Biomass","Hawaii",4,"Dropped - Units whose status does not meet NEEDS criteria"]
[null,"Hawaiian Comm & Sugar Puunene Mill",10604,"PAI3","Biomass","Hawaii",12,"Dropped - Units whose status does not meet NEEDS criteria"]
[null,"Hawaiian Comm & Sugar Puunene Mill",10604,"PUU3","Biomass","Hawaii",10,"Dropped - Units whose status does not meet NEEDS criteria"]
[null,"Hawaiian Comm & Sugar Puunene Mill",10604,"PUU4","Biomass","Hawaii",20,"Dropped - Units whose status does not meet NEEDS criteria"]
[null,"Hawaiian Comm & Sugar Puunene Mill",10604,"PUU5","Biomass","Hawaii",16.1,"Dropped - Units whose status does not meet NEEDS criteria"]
[null,"Brunswick Cellulose",10605,"GEN3","Non-Fossil Waste","Georgia",9.2,"Dropped - Onsite Unit"]
[null,"Brunswick Cellulose",10605,"GEN4","Non-Fossil Waste","Georgia",50,"Dropped - Onsite Unit"]
[null,"Brunswick Cellulose",10605,"GEN5","Non-Fossil Waste","Georgia",13,"Dropped - Onsite Unit"]
[null,"Georgia-Pacific Crossett LLC",10606,"GEN4","Non-Fossil Waste","Arkansas",28,"Dropped - Onsite Unit"]
[null,"Georgia-Pacific Crossett LLC",10606,"GEN5","Non-Fossil Waste","Arkansas",30.6,"Dropped - Onsite Unit"]
[null,"Georgia-Pacific Crossett LLC",10606,"GEN6","Non-Fossil Waste","Arkansas",36,"Dropped - Onsite Unit"]
[null,"Georgia Pacific Fort Bragg",10607,"GEN1","Biomass","California",5,"Dropped - Units whose status does not meet NEEDS criteria"]
[null,"Georgia Pacific Fort Bragg",10607,"GEN2","Biomass","California",5,"Dropped - Units whose status does not meet NEEDS criteria"]
[null,"Georgia Pacific Fort Bragg",10607,"GEN3","Biomass","California",5,"Dropped - Units whose status does not meet NEEDS criteria"]
[null,"Gilman Mill",10608,"GEN5","Biomass","Vermont",3.7,"Dropped - Units whose status does not meet NEEDS criteria"]
[null,"Georgia-Pacific Monticello Paper",10610,"GEN1","Non-Fossil Waste","Mississippi",49.3,"Dropped - Onsite Unit"]
[null,"Georgia-Pacific Monticello Paper",10610,"GEN2","Non-Fossil Waste","Mississippi",32.2,"Dropped - Onsite Unit"]
[null,"Georgia-Pacific Palatka Operations",10611,"GEN2","O/G Steam","Florida",7,"Dropped - Units whose status does not meet NEEDS criteria"]
[null,"Georgia-Pacific Palatka Operations",10611,"GEN3","Non-Fossil Waste","Florida",4.7,"Dropped - Units whose status does not meet NEEDS criteria"]
[null,"Georgia-Pacific Palatka Operations",10611,"GEN4","Non-Fossil Waste","Florida",44.6,"Dropped - Onsite Unit"]
[null,"Georgia-Pacific Palatka Operations",10611,"GEN8","Non-Fossil Waste","Florida",25.1,"Dropped - Onsite Unit"]
[null,"Georgia-Pacific Port Hudson",10612,"GEN1","Non-Fossil Waste","Louisiana",67.7,"Dropped - Units whose status does not meet NEEDS criteria"]
[null,"Georgia-Pacific Port Hudson",10612,"GEN2","Coal Steam","Louisiana",60,"Dropped - Onsite Unit"]
[null,"Milford Power LP",10616,"GEN1","Combined Cycle","New Jersey",26,"Dropped - Units whose status does not meet NEEDS criteria"]
[null,"Milford Power LP",10616,"GEN2","Combined Cycle","New Jersey",5,"Dropped - Units whose status does not meet NEEDS criteria"]
[null,"Milford Power LP",10616,"GEN3","Combined Cycle","New Jersey",3.5,"Dropped - Units whose status does not meet NEEDS criteria"]
[null,"South Glens Falls Energy LLC",10618,"GEN1","Combined Cycle","New York",40.4,"Dropped - Units whose status does not meet NEEDS criteria"]
[null,"South Glens Falls Energy LLC",10618,"GEN2","Combined Cycle","New York",22.6,"Dropped - Units whose status does not meet NEEDS criteria"]
[null,"Kannapolis Energy Partners",10626,"GEN2","Coal Steam","North Carolina",7.5,"Dropped - Units whose status does not meet NEEDS criteria"]
[null,"Kannapolis Energy Partners",10626,"GEN3","Coal Steam","North Carolina",9,"Dropped - Units whose status does not meet NEEDS criteria"]
[null,"International Paper Erie Mill",10628,"GEN4","Coal Steam","Pennsylvania",3.8,"Dropped - Units whose status does not meet NEEDS criteria"]
[null,"International Paper Erie Mill",10628,"GEN6","Coal Steam","Pennsylvania",7,"Dropped - Units whose status does not meet NEEDS criteria"]
[null,"International Paper Erie Mill",10628,"GEN7","Coal Steam","Pennsylvania",17.8,"Dropped - Units whose status does not meet NEEDS criteria"]
[null,"International Paper Erie Mill",10628,"GEN8","Coal Steam","Pennsylvania",13.1,"Dropped - Units whose status does not meet NEEDS criteria"]
[null,"Corona Energy Partners, Ltd",10635,"GEN1","Combustion Turbine","California",40,"Dropped - Units whose status does not meet NEEDS criteria"]
[null,"Pasadena",10638,"GEN1","Combustion Turbine","Texas",2.6,"Dropped - Units whose status does not meet NEEDS criteria"]
[null,"New Orleans",10639,"GEN1","Combustion Turbine","Louisiana",19,"Dropped - Units whose status does not meet NEEDS criteria"]
[null,"New Orleans",10639,"GEN2","O/G Steam","Louisiana",4,"Dropped - Units whose status does not meet NEEDS criteria"]
[null,"Stockton Cogen",10640,"GEN1","Coal Steam","California",53.7,"Dropped - Units whose status does not meet NEEDS criteria"]
[null,"Olinda Landfill Gas Recovery Plant",10648,"GEN1","Landfill Gas","California",1.7,"Dropped - Units whose status does not meet NEEDS criteria"]
[null,"Olinda Landfill Gas Recovery Plant",10648,"GEN2","Landfill Gas","California",1.7,"Dropped - Units whose status does not meet NEEDS criteria"]
[null,"Olinda Landfill Gas Recovery Plant",10648,"GEN3","Landfill Gas","California",1.7,"Dropped - Units whose status does not meet NEEDS criteria"]
[null,"Iowa Methodist Medical Center",10655,"1","Combustion Turbine","Iowa",1.5,"Dropped - Units whose status does not meet NEEDS criteria"]
[null,"Iowa Methodist Medical Center",10655,"2","Combustion Turbine","Iowa",1.5,"Dropped - Units whose status does not meet NEEDS criteria"]
[null,"Iowa Methodist Medical Center",10655,"3","Combustion Turbine","Iowa",0.5,"Dropped - Units whose status does not meet NEEDS criteria"]
[null,"French Paper Hydro",10656,"1","Hydro","Michigan",0.3,"Dropped - Onsite Unit"]
[null,"French Paper Hydro",10656,"2","Hydro","Michigan",0.4,"Dropped - Onsite Unit"]
[null,"French Paper Hydro",10656,"3","Hydro","Michigan",0.3,"Dropped - Onsite Unit"]
[null,"French Paper Hydro",10656,"4","Hydro","Michigan",0.2,"Dropped - Onsite Unit"]
[null,"AES Deepwater",10670,"GEN1","Coal Steam","Texas",138,"Dropped - Units whose status does not meet NEEDS criteria"]
[null,"AES Deepwater",10670,"REDST","Energy Storage","Texas",1,"Dropped - Units whose status does not meet NEEDS criteria"]
[null,"Cedar Bay Generating Company LP",10672,"GEN1","Coal Steam","Florida",250,"Dropped - Units whose status does not meet NEEDS criteria"]
[null,"AES Hawaii",10673,"GEN1","Coal Steam","Hawaii",180,"Dropped - in Alaska or in Hawaii or Puerto Rico"]
[null,"AES Thames",10675,"GEN1","Coal Steam","Connecticut",181,"Dropped - Units whose status does not meet NEEDS criteria"]
[null,"AES Beaver Valley Partners Beaver Valley",10676,"GEN2","Coal Steam","Pennsylvania",32,"Dropped - Units whose status does not meet NEEDS criteria"]
[null,"AES Beaver Valley Partners Beaver Valley",10676,"GEN3","Coal Steam","Pennsylvania",114,"Dropped - Units whose status does not meet NEEDS criteria"]
[null,"CES Placerita Power Plant",10677,"UNT1","Combined Cycle","California",46,"Dropped - Units whose status does not meet NEEDS criteria"]
[null,"CES Placerita Power Plant",10677,"UNT2","Combined Cycle","California",46,"Dropped - Units whose status does not meet NEEDS criteria"]
[null,"CES Placerita Power Plant",10677,"UNT3","Combined Cycle","California",23,"Dropped - Units whose status does not meet NEEDS criteria"]
[null,"Dixie Valley Power Partnership",10681,"GEN1","Geothermal","Nevada",25,"Dropped - Units whose status does not meet NEEDS criteria"]
[null,"Westend Facility",10685,"PINA","Combustion Turbine","California",15,"Dropped - Units whose status does not meet NEEDS criteria"]
[null,"Eastern Correctional Institute",10693,"1147","Biomass","Maryland",1.3,"Dropped - Onsite Unit"]
[null,"Eastern Correctional Institute",10693,"1148","Biomass","Maryland",1.3,"Dropped - Onsite Unit"]
[null,"Eastern Correctional Institute",10693,"DG1","Combustion Turbine","Maryland",1,"Dropped - Onsite Unit"]
[null,"Eastern Correctional Institute",10693,"DG2","Combustion Turbine","Maryland",1,"Dropped - Onsite Unit"]
[null,"St Francisville Mill",10697,"GEN2","Non-Fossil Waste","Louisiana",16.5,"Dropped - Onsite Unit"]
[null,"Graphic Packaging",10698,"GEN1","O/G Steam","Michigan",5,"Dropped - Units whose status does not meet NEEDS criteria"]
[null,"Graphic Packaging",10698,"GEN2","O/G Steam","Michigan",1.5,"Dropped - Onsite Unit"]
[null,"Georgia-Pacific Consr Prods LP-Naheola",10699,"GEN1","Non-Fossil Waste","Alabama",12.4,"Dropped - Units whose status does not meet NEEDS criteria"]
[null,"Georgia-Pacific Consr Prods LP-Naheola",10699,"GEN2","Non-Fossil Waste","Alabama",12.4,"Dropped - Units whose status does not meet NEEDS criteria"]
[null,"Georgia-Pacific Consr Prods LP-Naheola",10699,"GT3","Non-Fossil Waste","Alabama",37.4,"Dropped - Onsite Unit"]
[null,"Georgia-Pacific Consr Prods LP-Naheola",10699,"TG4","Biomass","Alabama",29.4,"Dropped - Onsite Unit"]
[null,"Red Shield Envir Old Town Facility",10700,"TG1","O/G Steam","Maine",3.3,"Dropped - Units whose status does not meet NEEDS criteria"]
[null,"Red Shield Envir Old Town Facility",10700,"TG2","O/G Steam","Maine",3,"Dropped - Units whose status does not meet NEEDS criteria"]
[null,"Red Shield Envir Old Town Facility",10700,"TG5","Combustion Turbine","Maine",8.8,"Dropped - Units whose status does not meet NEEDS criteria"]
[null,"Red Shield Envir Old Town Facility",10700,"TG6","Biomass","Maine",14,"Dropped - Units whose status does not meet NEEDS criteria"]
[null,"Wausau Papers of New Hampshire",10701,"1","O/G Steam","New Hampshire",6.5,"Dropped - Units whose status does not meet NEEDS criteria"]
[null,"Wausau Papers of New Hampshire",10701,"GT1","Combustion Turbine","New Hampshire",6.9,"Dropped - Units whose status does not meet NEEDS criteria"]
[null,"Kyocera America Project",10720,"0287","Combustion Turbine","California",1.7,"Dropped - Onsite Unit"]
[null,"Kyocera America Project",10720,"0333","Combustion Turbine","California",2.1,"Dropped - Onsite Unit"]
[null,"Jackson County Resource Recovery",10722,"1","Municipal Solid Waste","Michigan",3,"Dropped - Units whose status does not meet NEEDS criteria"]
[null,"Cargill Corn Wet Milling Plant",10729,"GEN1","Coal Steam","Tennessee",10.3,"Dropped - Units whose status does not meet NEEDS criteria"]
[null,"Cargill Corn Wet Milling Plant",10729,"GEN2","Combustion Turbine","Tennessee",4.3,"Dropped - Units whose status does not meet NEEDS criteria"]
[null,"Koppers Susquehanna Plant",10731,"GEN1","Biomass","Pennsylvania",12,"Dropped - Units whose status does not meet NEEDS criteria"]
[null,"Koppers Chicago Plant",10732,"GEN1","Non-Fossil Waste","Illinois",5,"Dropped - Units whose status does not meet NEEDS criteria"]
[null,"Santa Maria Cogen Plant",10733,"GEN1","Combustion Turbine","California",7,"Dropped - Units whose status does not meet NEEDS criteria"]
[null,"Jeanerette Sugar",10736,"1","Biomass","Louisiana",1.9,"Dropped - Units whose status does not meet NEEDS criteria"]
[null,"Northwind Energy",10738,"GEN1","Onshore Wind","California",12.1,"Dropped - Units whose status does not meet NEEDS criteria"]
[null,"Hoge Lumber",10739,"AC3M","Biomass","Ohio",1.2,"Dropped - Onsite Unit"]
[null,"Hoge Lumber",10739,"W750","Biomass","Ohio",0.3,"Dropped - Units whose status does not meet NEEDS criteria"]
[null,"Clear Lake Cogeneration Ltd",10741,"G102","Combined Cycle","Texas",100,"Dropped - Units whose status does not meet NEEDS criteria"]
[null,"Clear Lake Cogeneration Ltd",10741,"G103","Combined Cycle","Texas",100,"Dropped - Units whose status does not meet NEEDS criteria"]
[null,"Clear Lake Cogeneration Ltd",10741,"G104","Combined Cycle","Texas",100,"Dropped - Units whose status does not meet NEEDS criteria"]
[null,"Clear Lake Cogeneration Ltd",10741,"S101","Combined Cycle","Texas",50.3,"Dropped - Units whose status does not meet NEEDS criteria"]
[null,"Clear Lake Cogeneration Ltd",10741,"S102","Combined Cycle","Texas",12.1,"Dropped - Units whose status does not meet NEEDS criteria"]
[null,"Marina Landfill Gas",10748,"G4","Landfill Gas","California",0.9,"Dropped - Units whose status does not meet NEEDS criteria"]
[null,"Marina Landfill Gas",10748,"LL1","Landfill Gas","California",0.7,"Dropped - Units whose status does not meet NEEDS criteria"]
[null,"Marina Landfill Gas",10748,"U3J98","Landfill Gas","California",1,"Dropped - Units whose status does not meet NEEDS criteria"]
[null,"Marina Landfill Gas",10748,"U4J08","Landfill Gas","California",1.4,"Dropped - Units whose status does not meet NEEDS criteria"]
[null,"Rio Bravo Jasmin",10768,"UP9","Coal Steam","California",33,"Dropped - Units whose status does not meet NEEDS criteria"]
[null,"Rio Bravo Poso",10769,"UP8","Coal Steam","California",33,"Dropped - Units whose status does not meet NEEDS criteria"]
[null,"Geneva Steel",10778,"GEN1","Coal Steam","Utah",50,"Dropped - Units whose status does not meet NEEDS criteria"]
[null,"Belle West Virginia Plant",10788,"GEN1","O/G Steam","West Virginia",2,"Dropped - Units whose status does not meet NEEDS criteria"]
[null,"Sabine River Works",10789,"GEN3","Combined Cycle","Texas",5,"Dropped - Units whose status does not meet NEEDS criteria"]
[null,"Sabine River Works",10789,"GEN4","Combined Cycle","Texas",5,"Dropped - Units whose status does not meet NEEDS criteria"]
[null,"Unifi Kinston LLC",10792,"GEN1","Coal Steam","North Carolina",8,"Dropped - Units whose status does not meet NEEDS criteria"]
[null,"Unifi Kinston LLC",10792,"GEN2","Coal Steam","North Carolina",8,"Dropped - Units whose status does not meet NEEDS criteria"]
[null,"Seaford Delaware Plant",10793,"GEN1","O/G Steam","Delaware",9,"Dropped - Units whose status does not meet NEEDS criteria"]
[null,"Seaford Delaware Plant",10793,"GEN2","Coal Steam","Delaware",9,"Dropped - Units whose status does not meet NEEDS criteria"]
[null,"Seaford Delaware Plant",10793,"GEN3","O/G Steam","Delaware",9,"Dropped - Units whose status does not meet NEEDS criteria"]
[null,"Camden South Carolina",10795,"GEN1","O/G Steam","South Carolina",5.5,"Dropped  - Retired/Planned Retirement by 06/2023"]
[null,"Camden South Carolina",10795,"GEN2","O/G Steam","South Carolina",5.5,"Dropped - Units whose status does not meet NEEDS criteria"]
[null,"Camden South Carolina",10795,"GEN3","O/G Steam","South Carolina",17.5,"Dropped - Onsite Unit"]
[null,"Waynesboro Virginia Plant",10796,"GEN1","Coal Steam","Virginia",3,"Dropped - Units whose status does not meet NEEDS criteria"]
[null,"Waynesboro Virginia Plant",10796,"GEN2","Coal Steam","Virginia",3,"Dropped - Units whose status does not meet NEEDS criteria"]
[null,"Waynesboro Virginia Plant",10796,"GEN3","Coal Steam","Virginia",3,"Dropped - Units whose status does not meet NEEDS criteria"]
[null,"Waynesboro Virginia Plant",10796,"GEN4","Coal Steam","Virginia",3,"Dropped - Units whose status does not meet NEEDS criteria"]
[null,"Old Hickory Plant",10797,"G10","O/G Steam","Tennessee",2.8,"Dropped - Units whose status does not meet NEEDS criteria"]
[null,"Old Hickory Plant",10797,"IG","O/G Steam","Tennessee",1,"Dropped - Units whose status does not meet NEEDS criteria"]
[null,"Lowell Cogeneration Company LP",10802,"GEN1","Combined Cycle","Massachusetts",20,"Dropped - Units whose status does not meet NEEDS criteria"]
[null,"Lowell Cogeneration Company LP",10802,"GEN2","Combined Cycle","Massachusetts",8.5,"Dropped - Units whose status does not meet NEEDS criteria"]
[null,"Ogdensburg Power",10803,"GEN1","Combined Cycle","New York",36,"Dropped - Units whose status does not meet NEEDS criteria"]
[null,"Ogdensburg Power",10803,"GEN2","Combined Cycle","New York",19.6,"Dropped - Units whose status does not meet NEEDS criteria"]
[null,"Ogdensburg Power",10803,"GEN3","O/G Steam","New York",23,"Dropped - Units whose status does not meet NEEDS criteria"]
[null,"NTC/MCRD Energy Facility",10810,"GEN1","Combined Cycle","California",21.6,"Dropped - Units whose status does not meet NEEDS criteria"]
[null,"NTC/MCRD Energy Facility",10810,"GEN2","Combined Cycle","California",2.2,"Dropped - Units whose status does not meet NEEDS criteria"]
[null,"Naval Station Energy Facility",10811,"GEN1","Combined Cycle","California",36.7,"Dropped - Units whose status does not meet NEEDS criteria"]
[null,"Naval Station Energy Facility",10811,"GEN2","Combined Cycle","California",9.8,"Dropped - Units whose status does not meet NEEDS criteria"]
[null,"Naval Station Energy Facility",10811,"GEN3","Combined Cycle","California",4.8,"Dropped - Units whose status does not meet NEEDS criteria"]
[null,"North Island Energy Facility",10812,"GEN1","Combined Cycle","California",38,"Dropped - Units whose status does not meet NEEDS criteria"]
[null,"North Island Energy Facility",10812,"GEN2","Combined Cycle","California",3.5,"Dropped - Units whose status does not meet NEEDS criteria"]
[null,"Difwind Farms Ltd VII",10815,"GEN1","Onshore Wind","California",21,"Dropped - Units whose status does not meet NEEDS criteria"]
[null,"Aliso Water Management Agency",10820,"GEN1","Non-Fossil Waste","California",0.4,"Dropped - Units whose status does not meet NEEDS criteria"]
[null,"Aliso Water Management Agency",10820,"GEN2","Non-Fossil Waste","California",0.4,"Dropped - Units whose status does not meet NEEDS criteria"]
[null,"Aliso Water Management Agency",10820,"GEN3","Non-Fossil Waste","California",0.4,"Dropped - Units whose status does not meet NEEDS criteria"]
[null,"Deer Island Treatment Plant",10823,"6ENT","Non-Fossil Waste","Massachusetts",6,"Dropped - Units whose status does not meet NEEDS criteria"]
[null,"Deer Island Treatment Plant",10823,"7ENT","Non-Fossil Waste","Massachusetts",6,"Dropped - Units whose status does not meet NEEDS criteria"]
[null,"Coca Cola Bottling of New York",10829,"ENG1","Combustion Turbine","New York",0.6,"Dropped - Units whose status does not meet NEEDS criteria"]
[null,"Coca Cola Bottling of New York",10829,"ENG2","Combustion Turbine","New York",0.6,"Dropped - Units whose status does not meet NEEDS criteria"]
[null,"Coca Cola Bottling of New York",10829,"ENG3","Combustion Turbine","New York",0.6,"Dropped - Units whose status does not meet NEEDS criteria"]
[null,"Covanta Mendota",10837,"GEN1","Biomass","California",25,"Dropped - Units whose status does not meet NEEDS criteria"]
[null,"Covanta Delano Energy",10840,"GEN1","Biomass","California",27,"Dropped - Units whose status does not meet NEEDS criteria"]
[null,"Covanta Delano Energy",10840,"GEN2","Biomass","California",22,"Dropped - Units whose status does not meet NEEDS criteria"]
[null,"Mojave Cogen",10850,"GEN1","Combined Cycle","California",41,"Dropped - Units whose status does not meet NEEDS criteria"]
[null,"Mojave Cogen",10850,"GEN2","Combined Cycle","California",15.3,"Dropped - Units whose status does not meet NEEDS criteria"]
[null,"FiberMark Warren Glen Mill",10851,"GEN1","O/G Steam","New Jersey",2,"Dropped - Units whose status does not meet NEEDS criteria"]
[null,"FiberMark Warren Glen Mill",10851,"GEN2","Hydro","New Jersey",0.1,"Dropped - Units whose status does not meet NEEDS criteria"]
[null,"Center Falls",10853,"1","Hydro","New York",0.3,"Dropped - Onsite Unit"]
[null,"Center Falls",10853,"2","Hydro","New York",0.3,"Dropped - Onsite Unit"]
[null,"Center Falls",10853,"3","Hydro","New York",0.2,"Dropped - Onsite Unit"]
[null,"Cargill Corn Milling Division",10855,"GEN1","O/G Steam","Iowa",18.7,"Dropped - Onsite Unit"]
[null,"Cargill Corn Milling Division",10855,"GEN2","O/G Steam","Iowa",18,"Dropped - Onsite Unit"]
[null,"Archer Daniels Midland Fredonia",10857,"GEN1","Combustion Turbine","Kansas",2.5,"Dropped - Units whose status does not meet NEEDS criteria"]
[null,"Archer Daniels Midland Fredonia",10857,"GEN2","Combustion Turbine","Kansas",1,"Dropped - Units whose status does not meet NEEDS criteria"]
[null,"Archer Daniels Midland Fredonia",10857,"GEN3","Combustion Turbine","Kansas",0.4,"Dropped - Units whose status does not meet NEEDS criteria"]
[null,"Archer Daniels Midland Clinton",10860,"1A","Coal Steam","Iowa",75,"Dropped - Onsite Unit"]
[null,"Archer Daniels Midland Clinton",10860,"2A","Coal Steam","Iowa",105,"Dropped - Onsite Unit"]
[null,"Archer Daniels Midland Clinton",10860,"GEN1","Coal Steam","Iowa",7.5,"Dropped - Units whose status does not meet NEEDS criteria"]
[null,"Archer Daniels Midland Clinton",10860,"GEN2","Coal Steam","Iowa",3.5,"Dropped - Units whose status does not meet NEEDS criteria"]
[null,"Archer Daniels Midland Clinton",10860,"GEN3","Coal Steam","Iowa",9.4,"Dropped - Units whose status does not meet NEEDS criteria"]
[null,"Archer Daniels Midland Clinton",10860,"GEN4","Coal Steam","Iowa",4,"Dropped - Units whose status does not meet NEEDS criteria"]
[null,"Archer Daniels Midland Clinton",10860,"GEN5","Coal Steam","Iowa",7,"Dropped - Units whose status does not meet NEEDS criteria"]
[null,"Archer Daniels Midland Des Moines",10861,"GEN1","Coal Steam","Iowa",7.9,"Dropped - Onsite Unit"]
[null,"Archer Daniels Midland Lincoln",10862,"GEN1","Coal Steam","Nebraska",7.9,"Dropped - Onsite Unit"]
[null,"Archer Daniels Midland Mankato",10863,"GEN1","Coal Steam","Minnesota",6.2,"Dropped - Onsite Unit"]
[null,"Archer Daniels Midland Decatur",10865,"GEN2","Coal Steam","Illinois",31,"Dropped - Onsite Unit"]
[null,"Archer Daniels Midland Decatur",10865,"GEN3","Coal Steam","Illinois",31,"Dropped - Onsite Unit"]
[null,"Archer Daniels Midland Decatur",10865,"GEN4","Coal Steam","Illinois",31,"Dropped - Onsite Unit"]
[null,"Archer Daniels Midland Decatur",10865,"GEN5","Coal Steam","Illinois",31,"Dropped - Onsite Unit"]
[null,"Archer Daniels Midland Decatur",10865,"GEN6","Coal Steam","Illinois",31,"Dropped - Onsite Unit"]
[null,"Archer Daniels Midland Decatur",10865,"GEN7","Coal Steam","Illinois",75,"Dropped - Onsite Unit"]
[null,"Archer Daniels Midland Decatur",10865,"GEN8","Coal Steam","Illinois",105,"Dropped - Onsite Unit"]
[null,"Archer Daniels Midland Peoria",10866,"GEN1","Coal Steam","Illinois",1.5,"Dropped - Units whose status does not meet NEEDS criteria"]
[null,"Archer Daniels Midland Peoria",10866,"GEN2","Coal Steam","Illinois",1.5,"Dropped - Units whose status does not meet NEEDS criteria"]
[null,"Archer Daniels Midland Peoria",10866,"GEN3","Coal Steam","Illinois",4,"Dropped - Units whose status does not meet NEEDS criteria"]
[null,"Archer Daniels Midland Peoria",10866,"GEN4","Coal Steam","Illinois",4,"Dropped - Units whose status does not meet NEEDS criteria"]
[null,"Archer Daniels Midland Peoria",10866,"GEN5","Coal Steam","Illinois",4,"Dropped - Units whose status does not meet NEEDS criteria"]
[null,"Archer Daniels Midland Peoria",10866,"GEN6","Combustion Turbine","Illinois",15,"Dropped - Onsite Unit"]
[null,"Archer Daniels Midland Peoria",10866,"GEN7","Combustion Turbine","Illinois",15,"Dropped - Onsite Unit"]
[null,"Archer Daniels Midland Peoria",10866,"GEN8","Combustion Turbine","Illinois",10,"Dropped - Units whose status does not meet NEEDS criteria"]
[null,"Tate & Lyle Decatur Plant Cogen",10867,"GEN1","Coal Steam","Illinois",62,"Dropped - Onsite Unit"]
[null,"Gaylord Container Antioch",10886,"GEN1","Combined Cycle","California",44,"Dropped - Units whose status does not meet NEEDS criteria"]
[null,"Gaylord Container Antioch",10886,"ST1","Combined Cycle","California",21,"Dropped - Units whose status does not meet NEEDS criteria"]
[null,"Altamont Midway Ltd",50001,"WTGS","Onshore Wind","California",10.9,"Dropped - Units whose status does not meet NEEDS criteria"]
[null,"Alloy Steam Station",50012,"GEN3","Coal Steam","West Virginia",38,"Dropped - Units whose status does not meet NEEDS criteria"]
[null,"HGST San Jose Standby Generator",50024,"50MW","Combustion Turbine","California",42,"Dropped - Units whose status does not meet NEEDS criteria"]
[null,"Corpus Refinery",50026,"FR6","Combustion Turbine","Texas",32,"Dropped - Onsite Unit"]
[null,"Plant 31 Paper Mill",50028,"GEN2","O/G Steam","Louisiana",6,"Dropped - Units whose status does not meet NEEDS criteria"]
[null,"Plant 31 Paper Mill",50028,"GEN3","O/G Steam","Louisiana",6,"Dropped - Units whose status does not meet NEEDS criteria"]
[null,"Plant 31 Paper Mill",50028,"GEN4","O/G Steam","Louisiana",6,"Dropped - Units whose status does not meet NEEDS criteria"]
[null,"Kline Township Cogen Facility",50039,"GEN1","Coal Steam","Pennsylvania",51,"Dropped - Units whose status does not meet NEEDS criteria"]
[null,"Norton Powerhouse",50041,"GEN1","O/G Steam","Massachusetts",2.5,"Dropped - Onsite Unit"]
[null,"Norton Powerhouse",50041,"GEN2","O/G Steam","Massachusetts",3.1,"Dropped - Onsite Unit"]
[null,"McCracken Power Plant",50044,"NO.1","O/G Steam","Ohio",4.7,"Dropped - Units whose status does not meet NEEDS criteria"]
[null,"McCracken Power Plant",50044,"NO.2","O/G Steam","Ohio",2.9,"Dropped - Units whose status does not meet NEEDS criteria"]
[null,"Rice University",50054,"GEN1","Combustion Turbine","Texas",3.1,"Dropped - Onsite Unit"]
[null,"Rice University",50054,"GEN2","Combustion Turbine","Texas",3.8,"Dropped - Onsite Unit"]
[null,"Salk Institute",50057,"EG#1","Combustion Turbine","California",0.6,"Dropped - Units whose status does not meet NEEDS criteria"]
[null,"Salk Institute",50057,"EG#2","Combustion Turbine","California",0.6,"Dropped - Units whose status does not meet NEEDS criteria"]
[null,"San Diego State University",50061,"GEN1","Combined Cycle","California",2.9,"Dropped - Units whose status does not meet NEEDS criteria"]
[null,"San Diego State University",50061,"GEN2","Combined Cycle","California",4.6,"Dropped - Onsite Unit"]
[null,"San Diego State University",50061,"GEN3","Combined Cycle","California",4.6,"Dropped - Onsite Unit"]
[null,"San Diego State University",50061,"GEN4","Combined Cycle","California",4.1,"Dropped - Onsite Unit"]
[null,"San Diego State University",50061,"GEN5","Solar PV","California",0.1,"Dropped - Onsite Unit"]
[null,"San Diego State University",50061,"GEN6","Solar PV","California",0.3,"Dropped - Onsite Unit"]
[null,"San Diego State University",50061,"GEN7","Solar PV","California",0.3,"Dropped - Onsite Unit"]
[null,"San Diego State University",50061,"GEN8","Solar PV","California",0.1,"Dropped - Onsite Unit"]
[null,"San Joaquin Cogen",50062,"GEN1","Combustion Turbine","California",48,"Dropped - Units whose status does not meet NEEDS criteria"]
[null,"Univ of Calif Santa Cruz Cogeneration",50064,"001","Combustion Turbine","California",2.6,"Dropped - Units whose status does not meet NEEDS criteria"]
[null,"Univ of Calif Santa Cruz Cogeneration",50064,"002","Combustion Turbine","California",0.2,"Dropped - Units whose status does not meet NEEDS criteria"]
[null,"Veterans Home of California",50065,"1","Combustion Turbine","California",1.3,"Dropped - Units whose status does not meet NEEDS criteria"]
[null,"Veterans Home of California",50065,"2","Combustion Turbine","California",1.3,"Dropped - Units whose status does not meet NEEDS criteria"]
[null,"Sierra Power",50068,"WEST","Biomass","California",7,"Dropped - Units whose status does not meet NEEDS criteria"]
[null,"Marcus Hook Refinery Cogen",50074,"GEN1","Combustion Turbine","Pennsylvania",48,"Dropped - Units whose status does not meet NEEDS criteria"]
[null,"Waste Energy Services",50077,"CAT1","Landfill Gas","Michigan",0.5,"Dropped - Units whose status does not meet NEEDS criteria"]
[null,"Waste Energy Services",50077,"CAT2","Landfill Gas","Michigan",0.3,"Dropped - Units whose status does not meet NEEDS criteria"]
[null,"Waste Energy Services",50077,"CAT3","Landfill Gas","Michigan",0.3,"Dropped - Units whose status does not meet NEEDS criteria"]
[null,"Waste Energy Services",50077,"CAT4","Landfill Gas","Michigan",0.3,"Dropped - Units whose status does not meet NEEDS criteria"]
[null,"Washington State University",50083,"GEN1","Coal Steam","Washington",2,"Dropped - Units whose status does not meet NEEDS criteria"]
[null,"Univ of Massachusetts Medical Center",50087,"GEN1","O/G Steam","Massachusetts",1.5,"Dropped - Onsite Unit"]
[null,"Univ of Massachusetts Medical Center",50087,"GEN2","O/G Steam","Massachusetts",1.5,"Dropped - Onsite Unit"]
[null,"Univ of Massachusetts Medical Center",50087,"GEN3","O/G Steam","Massachusetts",3,"Dropped - Onsite Unit"]
[null,"Univ of Massachusetts Medical Center",50087,"GEN4","Combustion Turbine","Massachusetts",6,"Dropped - Onsite Unit"]
[null,"University of Northern Iowa",50088,"GEN1","Coal Steam","Iowa",7.5,"Dropped - Onsite Unit"]
[null,"Univ of San Francisco Cogen",50089,"S-17","Combustion Turbine","California",1.4,"Dropped - Onsite Unit"]
[null,"Veolia Energy Trenton L.P.",50094,"1","Combustion Turbine","New Jersey",4.6,"Dropped - Units whose status does not meet NEEDS criteria"]
[null,"Veolia Energy Trenton L.P.",50094,"2","Combustion Turbine","New Jersey",1.1,"Dropped - Units whose status does not meet NEEDS criteria"]
[null,"Veolia Energy Trenton L.P.",50094,"7213","Combustion Turbine","New Jersey",3,"Dropped - Units whose status does not meet NEEDS criteria"]
[null,"Tillotson Rubber",50095,"HG1","Hydro","New Hampshire",0.1,"Dropped - Units whose status does not meet NEEDS criteria"]
[null,"Tillotson Rubber",50095,"IC1","Combustion Turbine","New Hampshire",0.4,"Dropped - Units whose status does not meet NEEDS criteria"]
[null,"Tillotson Rubber",50095,"IC2","Combustion Turbine","New Hampshire",0.6,"Dropped - Units whose status does not meet NEEDS criteria"]
[null,"Tillotson Rubber",50095,"TG2","Biomass","New Hampshire",0.6,"Dropped - Units whose status does not meet NEEDS criteria"]
[null,"Tillotson Rubber",50095,"TGI","Biomass","New Hampshire",0.7,"Dropped - Units whose status does not meet NEEDS criteria"]
[null,"Hartco Flooring",50096,"4915","Biomass","Tennessee",1,"Dropped - Units whose status does not meet NEEDS criteria"]
[null,"Hartco Flooring",50096,"5102","Biomass","Tennessee",1,"Dropped - Units whose status does not meet NEEDS criteria"]
[null,"WestRock (TX)",50101,"GEN1","Non-Fossil Waste","Texas",9.5,"Dropped - Onsite Unit"]
[null,"WestRock (TX)",50101,"GEN2","Non-Fossil Waste","Texas",32,"Dropped - Onsite Unit"]
[null,"WestRock (TX)",50101,"GEN3","Non-Fossil Waste","Texas",18,"Dropped - Onsite Unit"]
[null,"United Cogen",50104,"G-1","Combined Cycle","California",22,"Dropped - Units whose status does not meet NEEDS criteria"]
[null,"United Cogen",50104,"G-2","Combined Cycle","California",7,"Dropped - Units whose status does not meet NEEDS criteria"]
[null,"Ground Water Pumping Station",50105,"GPS1","Hydro","Oregon",0.9,"Dropped - Units whose status does not meet NEEDS criteria"]
[null,"Ground Water Pumping Station",50105,"GPS2","Hydro","Oregon",0.9,"Dropped - Units whose status does not meet NEEDS criteria"]
[null,"Ground Water Pumping Station",50105,"GPS3","Hydro","Oregon",0.9,"Dropped - Units whose status does not meet NEEDS criteria"]
[null,"Ground Water Pumping Station",50105,"GPS4","Hydro","Oregon",0.9,"Dropped - Units whose status does not meet NEEDS criteria"]
[null,"Ground Water Pumping Station",50105,"GPS5","Hydro","Oregon",0.9,"Dropped - Units whose status does not meet NEEDS criteria"]
[null,"Ground Water Pumping Station",50105,"GPS6","Hydro","Oregon",0.9,"Dropped - Units whose status does not meet NEEDS criteria"]
[null,"Sierra Pacific Quincy Facility",50112,"GEN1","Biomass","California",23.3,"Dropped - Units whose status does not meet NEEDS criteria"]
[null,"Sierra Pacific Quincy Facility",50112,"GEN2","Biomass","California",3.2,"Dropped - Units whose status does not meet NEEDS criteria"]
[null,"Renegy Susanville",50113,"GEN1","Biomass","California",11,"Dropped - Units whose status does not meet NEEDS criteria"]
[null,"Renegy Susanville",50113,"GEN2","Biomass","California",1.6,"Dropped - Units whose status does not meet NEEDS criteria"]
[null,"University of California",50117,"GEN1","Combustion Turbine","California",2.9,"Dropped - Units whose status does not meet NEEDS criteria"]
[null,"Hal C Weaver Power Plant",50118,"GEN6","Combined Cycle","Texas",12.5,"Dropped - Units whose status does not meet NEEDS criteria"]
[null,"Vaagen Brothers Lumber",50120,"0001","Biomass","Washington",3.7,"Dropped - Units whose status does not meet NEEDS criteria"]
[null,"Valero Refinery Corpus Christi West",50121,"PRU","Non-Fossil Waste","Texas",12,"Dropped - Onsite Unit"]
[null,"Valero Refinery Corpus Christi West",50121,"TG1","Coal Steam","Texas",26.6,"Dropped - Onsite Unit"]
[null,"Valero Refinery Corpus Christi West",50121,"TG2","Coal Steam","Texas",26.6,"Dropped - Onsite Unit"]
[null,"Valero Refinery Corpus Christi West",50121,"TG3","Fossil Waste","Texas",7,"Dropped - Units whose status does not meet NEEDS criteria"]
[null,"Clear Lake Hydro Project",50128,"3381","Hydro","California",2.4,"Dropped - Units whose status does not meet NEEDS criteria"]
[null,"G F Weaton Power Station",50130,"GEN1","Coal Steam","Pennsylvania",56,"Dropped - Units whose status does not meet NEEDS criteria"]
[null,"G F Weaton Power Station",50130,"GEN2","Coal Steam","Pennsylvania",56,"Dropped - Units whose status does not meet NEEDS criteria"]
[null,"South Oaks Hospital",50136,"GEN1","Combustion Turbine","New York",0.1,"Dropped - Units whose status does not meet NEEDS criteria"]
[null,"South Oaks Hospital",50136,"GEN2","Combustion Turbine","New York",0.1,"Dropped - Units whose status does not meet NEEDS criteria"]
[null,"Newgulf Cogen",50137,"GEN2","Combined Cycle","Texas",12,"Dropped - Units whose status does not meet NEEDS criteria"]
[null,"Sparks Regional Medical Center",50142,"GEN1","Combustion Turbine","Arkansas",1,"Dropped - Units whose status does not meet NEEDS criteria"]
[null,"Sparks Regional Medical Center",50142,"GEN2","Combustion Turbine","Arkansas",1,"Dropped - Units whose status does not meet NEEDS criteria"]
[null,"Sparks Regional Medical Center",50142,"GEN3","Combustion Turbine","Arkansas",1,"Dropped - Units whose status does not meet NEEDS criteria"]
[null,"Sparks Regional Medical Center",50142,"GEN4","Combustion Turbine","Arkansas",1,"Dropped - Units whose status does not meet NEEDS criteria"]
[null,"Sparks Regional Medical Center",50142,"GEN5","Combustion Turbine","Arkansas",1.2,"Dropped - Units whose status does not meet NEEDS criteria"]
[null,"Sparks Regional Medical Center",50142,"GEN6","Combustion Turbine","Arkansas",1.2,"Dropped - Units whose status does not meet NEEDS criteria"]
[null,"Imperial Savannah LP",50146,"GENA","O/G Steam","Georgia",2.7,"Dropped - Onsite Unit"]
[null,"Imperial Savannah LP",50146,"GENB","O/G Steam","Georgia",3,"Dropped - Onsite Unit"]
[null,"Imperial Savannah LP",50146,"GENC","O/G Steam","Georgia",1,"Dropped - Onsite Unit"]
[null,"Imperial Savannah LP",50146,"GEND","O/G Steam","Georgia",4.5,"Dropped - Onsite Unit"]
[null,"Union Carbide South Charleston",50151,"GEN8","O/G Steam","West Virginia",5.6,"Dropped - Units whose status does not meet NEEDS criteria"]
[null,"Dow St Charles Operations",50152,"CTG","Combined Cycle","Louisiana",10,"Dropped - Units whose status does not meet NEEDS criteria"]
[null,"Dow St Charles Operations",50152,"IGT","Combined Cycle","Louisiana",9.6,"Dropped - Units whose status does not meet NEEDS criteria"]
[null,"Texas City Plant Union Carbide",50153,"GTG","Combustion Turbine","Texas",32,"Dropped - Units whose status does not meet NEEDS criteria"]
[null,"Texas City Plant Union Carbide",50153,"STG","Non-Fossil Waste","Texas",38,"Dropped - Onsite Unit"]
[null,"Sea World of Calif 4160 V Cogen System",50165,"1","Combustion Turbine","California",0.6,"Dropped - Units whose status does not meet NEEDS criteria"]
[null,"Sea World of Calif 4160 V Cogen System",50165,"2","Combustion Turbine","California",0.6,"Dropped - Units whose status does not meet NEEDS criteria"]
[null,"Sea World of Calif 4160 V Cogen System",50165,"3","Combustion Turbine","California",0.6,"Dropped - Units whose status does not meet NEEDS criteria"]
[null,"Sea World of Calif 4160 V Cogen System",50165,"4","Combustion Turbine","California",0.6,"Dropped - Units whose status does not meet NEEDS criteria"]
[null,"Geismar Plant",50168,"GT01","Combined Cycle","Louisiana",40,"Dropped - Units whose status does not meet NEEDS criteria"]
[null,"Geismar Plant",50168,"GT02","Combined Cycle","Louisiana",40,"Dropped - Units whose status does not meet NEEDS criteria"]
[null,"Geismar Plant",50168,"TU01","Combined Cycle","Louisiana",20,"Dropped - Units whose status does not meet NEEDS criteria"]
[null,"Wichita Plant",50169,"GEN1","Combustion Turbine","Kansas",27,"Dropped - Onsite Unit"]
[null,"Rowan University",50173,"GEN1","Combustion Turbine","New Jersey",1.2,"Dropped - Units whose status does not meet NEEDS criteria"]
[null,"Cosmo Specialty Fibers Plant",50185,"TG1","Biomass","Washington",8.5,"Dropped - Onsite Unit"]
[null,"Cosmo Specialty Fibers Plant",50185,"TG2","Biomass","Washington",8.5,"Dropped - Onsite Unit"]
[null,"Nippon Dynawave Packaging Longview WA",50187,"TG1","Non-Fossil Waste","Washington",7.4,"Dropped - Onsite Unit"]
[null,"Nippon Dynawave Packaging Longview WA",50187,"TG2","Non-Fossil Waste","Washington",4.7,"Dropped - Onsite Unit"]
[null,"Nippon Dynawave Packaging Longview WA",50187,"TG4","Non-Fossil Waste","Washington",16.7,"Dropped - Onsite Unit"]
[null,"Nippon Dynawave Packaging Longview WA",50187,"TG5","Biomass","Washington",29.2,"Dropped - Onsite Unit"]
[null,"International Paper Co. - New Bern Mill",50188,"TG1","Non-Fossil Waste","North Carolina",29.7,"Dropped - Units whose status does not meet NEEDS criteria"]
[null,"International Paper Co. - New Bern Mill",50188,"TG2","Non-Fossil Waste","North Carolina",29,"Dropped - Onsite Unit"]
[null,"Domtar Paper Co LLC Plymouth NC",50189,"TG4","Coal Steam","North Carolina",7.5,"Dropped - Units whose status does not meet NEEDS criteria"]
[null,"Domtar Paper Co LLC Plymouth NC",50189,"TG6","Coal Steam","North Carolina",7.5,"Dropped - Units whose status does not meet NEEDS criteria"]
[null,"Domtar Paper Co LLC Plymouth NC",50189,"TG7","Non-Fossil Waste","North Carolina",7.5,"Dropped - Units whose status does not meet NEEDS criteria"]
[null,"Domtar Paper Co LLC Plymouth NC",50189,"TG8","Non-Fossil Waste","North Carolina",23.8,"Dropped - Units whose status does not meet NEEDS criteria"]
[null,"Domtar Paper Company Rothschild",50190,"HG1","Hydro","Wisconsin",0.6,"Dropped - Onsite Unit"]
[null,"Domtar Paper Company Rothschild",50190,"HG2","Hydro","Wisconsin",0.5,"Dropped - Onsite Unit"]
[null,"Domtar Paper Company Rothschild",50190,"HG3","Hydro","Wisconsin",0.6,"Dropped - Onsite Unit"]
[null,"Domtar Paper Company Rothschild",50190,"HG4","Hydro","Wisconsin",0.5,"Dropped - Onsite Unit"]
[null,"Domtar Paper Company Rothschild",50190,"HG5","Hydro","Wisconsin",1,"Dropped - Onsite Unit"]
[null,"Domtar Paper Company Rothschild",50190,"HG6","Hydro","Wisconsin",0.7,"Dropped - Onsite Unit"]
[null,"Domtar Paper Company Rothschild",50190,"HG7","Hydro","Wisconsin",0.5,"Dropped - Onsite Unit"]
[null,"Domtar Paper Company Rothschild",50190,"TG2","O/G Steam","Wisconsin",4.7,"Dropped - Units whose status does not meet NEEDS criteria"]
[null,"IP Springfield Oregon",50191,"TG1","Non-Fossil Waste","Oregon",7.5,"Dropped - Units whose status does not meet NEEDS criteria"]
[null,"IP Springfield Oregon",50191,"TG2","Non-Fossil Waste","Oregon",5,"Dropped - Units whose status does not meet NEEDS criteria"]
[null,"IP Springfield Oregon",50191,"TG3","Non-Fossil Waste","Oregon",12.5,"Dropped - Units whose status does not meet NEEDS criteria"]
[null,"IP Springfield Oregon",50191,"TG4","Non-Fossil Waste","Oregon",33,"Dropped - Onsite Unit"]
[null,"International Paper Valliant OK",50192,"TG1","Non-Fossil Waste","Oklahoma",57.8,"Dropped - Onsite Unit"]
[null,"Weyerhaeuser Wright City Complex OK",50198,"TG1","Biomass","Oklahoma",5,"Dropped - Units whose status does not meet NEEDS criteria"]
[null,"B Braun Medical",50200,"GEN1","Combustion Turbine","California",2.7,"Dropped - Onsite Unit"]
[null,"B Braun Medical",50200,"GEN2","Combustion Turbine","California",3,"Dropped - Onsite Unit"]
[null,"Multitrade Rabun Gap, LLC",50201,"ST1","Biomass","Georgia",4.1,"Dropped - Units whose status does not meet NEEDS criteria"]
[null,"WPS Power Niagara",50202,"GEN1","Biomass","New York",41.1,"Dropped - Units whose status does not meet NEEDS criteria"]
[null,"US Gypsum Oakfield",50203,"GEN1","Combustion Turbine","New York",4.9,"Dropped - Onsite Unit"]
[null,"Nashville Thermal Transfer",50209,"GEN1","Municipal Solid Waste","Tennessee",6.7,"Dropped - Units whose status does not meet NEEDS criteria"]
[null,"Watson Cogeneration",50216,"GN97","Combined Cycle","California",79.6,"Dropped - Units whose status does not meet NEEDS criteria"]
[null,"R J Reynolds Tobaccoville Utility Plant",50221,"GEN1","Coal Steam","North Carolina",37,"Dropped - Units whose status does not meet NEEDS criteria"]
[null,"R J Reynolds Tobaccoville Utility Plant",50221,"GEN2","Coal Steam","North Carolina",37,"Dropped - Units whose status does not meet NEEDS criteria"]
[null,"Oxnard Wastewater Treatment Plant",50224,"7610","Non-Fossil Waste","California",0.4,"Dropped - Onsite Unit"]
[null,"Oxnard Wastewater Treatment Plant",50224,"7710","Non-Fossil Waste","California",0.4,"Dropped - Onsite Unit"]
[null,"Oxnard Wastewater Treatment Plant",50224,"7810","Non-Fossil Waste","California",0.4,"Dropped - Onsite Unit"]
[null,"Texas Petrochemicals",50229,"GT1","Combined Cycle","Texas",105,"Dropped - Units whose status does not meet NEEDS criteria"]
[null,"Texas Petrochemicals",50229,"GT2","Combined Cycle","Texas",35,"Dropped - Units whose status does not meet NEEDS criteria"]
[null,"Texas Petrochemicals",50229,"ST#1","Combined Cycle","Texas",420,"Dropped - Units whose status does not meet NEEDS criteria"]
[null,"Robbins Lumber",50230,"CAT","Combustion Turbine","Maine",1.8,"Dropped - Onsite Unit"]
[null,"Robbins Lumber",50230,"WEG","Biomass","Maine",8.5,"Dropped - Onsite Unit"]
[null,"Robbins Lumber",50230,"WEST","Biomass","Maine",1.1,"Dropped - Units whose status does not meet NEEDS criteria"]
[null,"SDS Lumber Gorge Energy Division",50231,"TG2","Biomass","Washington",5,"Dropped - Onsite Unit"]
[null,"SDS Lumber Gorge Energy Division",50231,"TG3","Biomass","Washington",4.7,"Dropped - Onsite Unit"]
[null,"Tillamook Lumber",50232,"T/G","Biomass","Oregon",7,"Dropped - Units whose status does not meet NEEDS criteria"]
[null,"San Antonio Regional Hospital",50234,"2074","Combustion Turbine","California",0.9,"Dropped - Onsite Unit"]
[null,"San Antonio Regional Hospital",50234,"2075","Combustion Turbine","California",0.9,"Dropped - Onsite Unit"]
[null,"San Antonio Regional Hospital",50234,"2076","Combustion Turbine","California",0.9,"Dropped - Onsite Unit"]
[null,"Starwood Hotels Resorts",50238,"GEN1","Combustion Turbine","Arizona",0.6,"Dropped - Units whose status does not meet NEEDS criteria"]
[null,"Starwood Hotels Resorts",50238,"GEN2","Combustion Turbine","Arizona",0.6,"Dropped - Units whose status does not meet NEEDS criteria"]
[null,"Starwood Hotels Resorts",50238,"GEN3","Combustion Turbine","Arizona",0.3,"Dropped - Units whose status does not meet NEEDS criteria"]
[null,"Purdue University",50240,"GEN1","O/G Steam","Indiana",30.8,"Dropped - Onsite Unit"]
[null,"Purdue University",50240,"GEN2","O/G Steam","Indiana",7,"Dropped - Onsite Unit"]
[null,"Purdue University",50240,"GEN3","Combustion Turbine","Indiana",1.8,"Dropped - Onsite Unit"]
[null,"Tenet Hospital",50241,"9541","Combustion Turbine","Texas",2.1,"Dropped - Onsite Unit"]
[null,"Tenet Hospital",50241,"9542","Combustion Turbine","Texas",2.1,"Dropped - Onsite Unit"]
[null,"VC Porterdale Hydroelectric",50242,"TB-1","Hydro","Georgia",1.2,"Dropped - Units whose status does not meet NEEDS criteria"]
[null,"VC Porterdale Hydroelectric",50242,"TB-2","Hydro","Georgia",1.2,"Dropped - Units whose status does not meet NEEDS criteria"]
[null,"Bucksport Generation LLC",50243,"GEN2","Biomass","Maine",21,"Dropped - Units whose status does not meet NEEDS criteria"]
[null,"Bucksport Generation LLC",50243,"GEN3","O/G Steam","Maine",72,"Dropped - Units whose status does not meet NEEDS criteria"]
[null,"Bucksport Generation LLC",50243,"GEN5","O/G Steam","Maine",24,"Dropped - Units whose status does not meet NEEDS criteria"]
[null,"Canton North Carolina",50244,"GEN8","Coal Steam","North Carolina",7.5,"Dropped - Onsite Unit"]
[null,"Canton North Carolina",50244,"GEN9","Coal Steam","North Carolina",7.5,"Dropped - Onsite Unit"]
[null,"Canton North Carolina",50244,"GN10","Coal Steam","North Carolina",7.5,"Dropped - Onsite Unit"]
[null,"Canton North Carolina",50244,"GN11","Coal Steam","North Carolina",7.5,"Dropped - Onsite Unit"]
[null,"Canton North Carolina",50244,"GN12","Coal Steam","North Carolina",10,"Dropped - Onsite Unit"]
[null,"Canton North Carolina",50244,"GN13","Coal Steam","North Carolina",12.5,"Dropped - Onsite Unit"]
[null,"International Paper Courtland Mill",50245,"ABB","Non-Fossil Waste","Alabama",62,"Dropped - Units whose status does not meet NEEDS criteria"]
[null,"International Paper Courtland Mill",50245,"GE","Non-Fossil Waste","Alabama",27,"Dropped - Units whose status does not meet NEEDS criteria"]
[null,"International Paper Courtland Mill",50245,"GT","Combustion Turbine","Alabama",30,"Dropped - Units whose status does not meet NEEDS criteria"]
[null,"Deferiet New York",50246,"WEST","Coal Steam","New York",7.6,"Dropped - Units whose status does not meet NEEDS criteria"]
[null,"Smart Papers LLC",50247,"1","Coal Steam","Ohio",1,"Dropped - Units whose status does not meet NEEDS criteria"]
[null,"Smart Papers LLC",50247,"2","Coal Steam","Ohio",1.5,"Dropped - Units whose status does not meet NEEDS criteria"]
[null,"Smart Papers LLC",50247,"7","Coal Steam","Ohio",9.4,"Dropped - Units whose status does not meet NEEDS criteria"]
[null,"Smart Papers LLC",50247,"8","Coal Steam","Ohio",9.4,"Dropped - Units whose status does not meet NEEDS criteria"]
[null,"Smart Papers LLC",50247,"GEN3","Coal Steam","Ohio",6,"Dropped - Units whose status does not meet NEEDS criteria"]
[null,"Smart Papers LLC",50247,"GEN4","Coal Steam","Ohio",1.5,"Dropped - Units whose status does not meet NEEDS criteria"]
[null,"Smart Papers LLC",50247,"GEN5","Coal Steam","Ohio",7.5,"Dropped - Units whose status does not meet NEEDS criteria"]
[null,"Smart Papers LLC",50247,"GEN6","Coal Steam","Ohio",10.5,"Dropped - Units whose status does not meet NEEDS criteria"]
[null,"Abitibi Consolidated Lufkin",50249,"GEN2","O/G Steam","Texas",6,"Dropped - Units whose status does not meet NEEDS criteria"]
[null,"Abitibi Consolidated Lufkin",50249,"GEN3","O/G Steam","Texas",12,"Dropped - Units whose status does not meet NEEDS criteria"]
[null,"Abitibi Consolidated Lufkin",50249,"GEN4","O/G Steam","Texas",12,"Dropped - Units whose status does not meet NEEDS criteria"]
[null,"Abitibi Consolidated Lufkin",50249,"GEN5","O/G Steam","Texas",13.2,"Dropped - Units whose status does not meet NEEDS criteria"]
[null,"Abitibi Consolidated Lufkin",50249,"GEN6","O/G Steam","Texas",13.2,"Dropped - Units whose status does not meet NEEDS criteria"]
[null,"Abitibi Consolidated Lufkin",50249,"GEN7","O/G Steam","Texas",16,"Dropped - Units whose status does not meet NEEDS criteria"]
[null,"International Paper Pensacola",50250,"GEN1","Non-Fossil Waste","Florida",36,"Dropped - Onsite Unit"]
[null,"International Paper Pensacola",50250,"GEN2","Non-Fossil Waste","Florida",40,"Dropped - Onsite Unit"]
[null,"Verso Paper Quinnesec Mich Mill",50251,"GEN1","Non-Fossil Waste","Michigan",28,"Dropped - Onsite Unit"]
[null,"Verso Paper Quinnesec Mich Mill",50251,"GEN2","Biomass","Michigan",31,"Dropped - Onsite Unit"]
[null,"CalTex Holdings LP",50253,"TG1","O/G Steam","Texas",30.7,"Dropped - Units whose status does not meet NEEDS criteria"]
[null,"CalTex Holdings LP",50253,"TG3","Combustion Turbine","Texas",15.3,"Dropped - Units whose status does not meet NEEDS criteria"]
[null,"CalTex Holdings LP",50253,"TG4","O/G Steam","Texas",43,"Dropped - Units whose status does not meet NEEDS criteria"]
[null,"KapStone Kraft Paper Corp",50254,"GEN1","Non-Fossil Waste","North Carolina",30,"Dropped - Onsite Unit"]
[null,"Oakwood Hospital & Medical Center",50260,"1 2M","Combustion Turbine","Michigan",2,"Dropped - Onsite Unit"]
[null,"Oakwood Hospital & Medical Center",50260,"2 2M","Combustion Turbine","Michigan",2,"Dropped - Onsite Unit"]
[null,"Oakwood Hospital & Medical Center",50260,"300KW","Combustion Turbine","Michigan",0.3,"Dropped - Units whose status does not meet NEEDS criteria"]
[null,"Oakwood Hospital & Medical Center",50260,"500A","Combustion Turbine","Michigan",0.5,"Dropped - Onsite Unit"]
[null,"Oakwood Hospital & Medical Center",50260,"500KW","Combustion Turbine","Michigan",0.5,"Dropped - Onsite Unit"]
[null,"Oakwood Hospital & Medical Center",50260,"EG#1","Combustion Turbine","Michigan",0.5,"Dropped - Units whose status does not meet NEEDS criteria"]
[null,"Oakwood Hospital & Medical Center",50260,"EG#2","Combustion Turbine","Michigan",0.5,"Dropped - Units whose status does not meet NEEDS criteria"]
[null,"Oakwood Hospital & Medical Center",50260,"EG#3","Combustion Turbine","Michigan",0.5,"Dropped - Units whose status does not meet NEEDS criteria"]
[null,"Southwest Texas State University",50263,"GEN1","Combustion Turbine","Texas",6,"Dropped - Units whose status does not meet NEEDS criteria"]
[null,"Southeast Missouri State University",50264,"GEN3","Coal Steam","Missouri",6.2,"Dropped - Units whose status does not meet NEEDS criteria"]
[null,"ExxonMobil Santa Ynez Facility",50270,"GTG1","Combined Cycle","California",40.2,"Dropped - Units whose status does not meet NEEDS criteria"]
[null,"ExxonMobil Santa Ynez Facility",50270,"STG1","Combined Cycle","California",8.9,"Dropped - Units whose status does not meet NEEDS criteria"]
[null,"New Hanover County WASTEC",50271,"1TGA","Municipal Solid Waste","North Carolina",1.9,"Dropped - Units whose status does not meet NEEDS criteria"]
[null,"New Hanover County WASTEC",50271,"1TGB","Municipal Solid Waste","North Carolina",2,"Dropped - Units whose status does not meet NEEDS criteria"]
[null,"New Hanover County WASTEC",50271,"2BP","Municipal Solid Waste","North Carolina",0.1,"Dropped - Units whose status does not meet NEEDS criteria"]
[null,"New Hanover County WASTEC",50271,"3TG","Municipal Solid Waste","North Carolina",1.7,"Dropped - Units whose status does not meet NEEDS criteria"]
[null,"Simplot Leasing Don Plant",50274,"GEN1","Non-Fossil Waste","Idaho",14.8,"Dropped - Onsite Unit"]
[null,"Park 500 Philip Morris USA",50275,"TG2","Coal Steam","Virginia",6.1,"Dropped - Units whose status does not meet NEEDS criteria"]
[null,"Park 500 Philip Morris USA",50275,"TG3","O/G Steam","Virginia",10.5,"Dropped - Onsite Unit"]
[null,"ReEnergy Chateaugay Power Station",50277,"GEN1","Biomass","New York",18,"Dropped - Units whose status does not meet NEEDS criteria"]
[null,"Luke Mill",50282,"GEN1","Coal Steam","Maryland",32,"Dropped - Units whose status does not meet NEEDS criteria"]
[null,"Luke Mill",50282,"GEN2","Coal Steam","Maryland",28,"Dropped - Units whose status does not meet NEEDS criteria"]
[null,"American Eagle Paper Mills",50284,"TG3","Coal Steam","Pennsylvania",2.5,"Dropped - Units whose status does not meet NEEDS criteria"]
[null,"American Eagle Paper Mills",50284,"TG4","Coal Steam","Pennsylvania",4.5,"Dropped - Units whose status does not meet NEEDS criteria"]
[null,"American Eagle Paper Mills",50284,"TG5","Coal Steam","Pennsylvania",3,"Dropped - Units whose status does not meet NEEDS criteria"]
[null,"American Eagle Paper Mills",50284,"TG6","Coal Steam","Pennsylvania",7,"Dropped - Units whose status does not meet NEEDS criteria"]
[null,"Modesto Energy LP",50294,"GEN1","Tires","California",12.5,"Dropped - Units whose status does not meet NEEDS criteria"]
[null,"Packaging Corp of America",50296,"GEN1","Non-Fossil Waste","Tennessee",50,"Dropped - Onsite Unit"]
[null,"Packaging Corp of America",50296,"GEN2","Non-Fossil Waste","Tennessee",22.5,"Dropped - Onsite Unit"]
[null,"Wheelabrator Lassen",50298,"GEN1","Combustion Turbine","California",42.7,"Dropped - Units whose status does not meet NEEDS criteria"]
[null,"AltaGas Pomona Energy Inc.",50300,"GEN1","Combustion Turbine","California",40,"Dropped - Units whose status does not meet NEEDS criteria"]
[null,"Shell Deer Park",50304,"GEN1","Non-Fossil Waste","Texas",45,"Dropped - Onsite Unit"]
[null,"Shell Deer Park",50304,"GEN2","Non-Fossil Waste","Texas",45,"Dropped - Onsite Unit"]
[null,"Shell Deer Park",50304,"GEN4","Fossil Waste","Texas",75,"Dropped - Onsite Unit"]
[null,"Shell Deer Park",50304,"GEN5","Fossil Waste","Texas",75,"Dropped - Onsite Unit"]
[null,"Alpena Cement Plant",50305,"GE10","Coal Steam","Michigan",3.2,"Dropped - Onsite Unit"]
[null,"Alpena Cement Plant",50305,"GEN6","Coal Steam","Michigan",12,"Dropped - Onsite Unit"]
[null,"Alpena Cement Plant",50305,"GEN7","Coal Steam","Michigan",10,"Dropped - Onsite Unit"]
[null,"Alpena Cement Plant",50305,"GEN8","Coal Steam","Michigan",11,"Dropped - Onsite Unit"]
[null,"Alpena Cement Plant",50305,"GEN9","Coal Steam","Michigan",11,"Dropped - Onsite Unit"]
[null,"Utility Plants Section",50308,"GEN1","Coal Steam","Alaska",3.5,"Dropped - in Alaska or in Hawaii or Puerto Rico"]
[null,"Utility Plants Section",50308,"GEN2","Coal Steam","Alaska",2.5,"Dropped - Units whose status does not meet NEEDS criteria"]
[null,"Utility Plants Section",50308,"GEN3","Coal Steam","Alaska",6.5,"Dropped - in Alaska or in Hawaii or Puerto Rico"]
[null,"Utility Plants Section",50308,"GEN4","Coal Steam","Alaska",6.5,"Dropped - in Alaska or in Hawaii or Puerto Rico"]
[null,"Utility Plants Section",50308,"GEN5","Coal Steam","Alaska",6.5,"Dropped - in Alaska or in Hawaii or Puerto Rico"]
[null,"Standby Generation Plant",50310,"1","Combustion Turbine","Florida",1.1,"Dropped - Onsite Unit"]
[null,"Standby Generation Plant",50310,"2","Combustion Turbine","Florida",1.1,"Dropped - Onsite Unit"]
[null,"Standby Generation Plant",50310,"3","Combustion Turbine","Florida",1.1,"Dropped - Onsite Unit"]
[null,"Standby Generation Plant",50310,"1SB","Combustion Turbine","Florida",1.3,"Dropped - Onsite Unit"]
[null,"Standby Generation Plant",50310,"2SB","Combustion Turbine","Florida",1.3,"Dropped - Onsite Unit"]
[null,"Standby Generation Plant",50310,"3SB","Combustion Turbine","Florida",1.3,"Dropped - Onsite Unit"]
[null,"Standby Generation Plant",50310,"4SB","Combustion Turbine","Florida",1.3,"Dropped - Onsite Unit"]
[null,"Standby Generation Plant",50310,"5SB","Combustion Turbine","Florida",1.3,"Dropped - Onsite Unit"]
[null,"Standby Generation Plant",50310,"6SB","Combustion Turbine","Florida",1.3,"Dropped - Onsite Unit"]
[null,"Standby Generation Plant",50310,"7SB","Combustion Turbine","Florida",1.3,"Dropped - Onsite Unit"]
[null,"Standby Generation Plant",50310,"8SB","Combustion Turbine","Florida",1.3,"Dropped - Onsite Unit"]
[null,"Summit Property Pharmaceutical",50313,"TURB","Combustion Turbine","New Jersey",2.5,"Dropped - Units whose status does not meet NEEDS criteria"]
[null,"Bunge North America East LLC",50316,"3516","O/G Steam","Indiana",2.2,"Dropped - Onsite Unit"]
[null,"Love Box",50317,"GEN1","Combustion Turbine","Kansas",0.7,"Dropped - Units whose status does not meet NEEDS criteria"]
[null,"Love Box",50317,"GEN2","Combustion Turbine","Kansas",0.5,"Dropped - Units whose status does not meet NEEDS criteria"]
[null,"Love Box",50317,"GEN3","Combustion Turbine","Kansas",0.8,"Dropped - Units whose status does not meet NEEDS criteria"]
[null,"Par Sterile Products",50318,"38-1","Combustion Turbine","Michigan",2.8,"Dropped - Onsite Unit"]
[null,"Palomar Medical Center",50319,"EG-1","Combustion Turbine","California",0.7,"Dropped - Units whose status does not meet NEEDS criteria"]
[null,"Palomar Medical Center",50319,"EG-2","Combustion Turbine","California",0.7,"Dropped - Units whose status does not meet NEEDS criteria"]
[null,"Stickney Water Reclamation Plant",50331,"GEN4","Non-Fossil Waste","Illinois",2.5,"Dropped - Units whose status does not meet NEEDS criteria"]
[null,"Gay Robinson",50333,"DSL1","Combustion Turbine","Hawaii",0.4,"Dropped - Units whose status does not meet NEEDS criteria"]
[null,"Gay Robinson",50333,"DSL4","Combustion Turbine","Hawaii",0.4,"Dropped - Units whose status does not meet NEEDS criteria"]
[null,"Gay Robinson",50333,"DSL5","Combustion Turbine","Hawaii",0.5,"Dropped - in Alaska or in Hawaii or Puerto Rico"]
[null,"Gay Robinson",50333,"DSL6","Combustion Turbine","Hawaii",0.5,"Dropped - in Alaska or in Hawaii or Puerto Rico"]
[null,"Gay Robinson",50333,"HYD2","Hydro","Hawaii",0.8,"Dropped - in Alaska or in Hawaii or Puerto Rico"]
[null,"Gay Robinson",50333,"HYD3","Hydro","Hawaii",6.5,"Dropped - in Alaska or in Hawaii or Puerto Rico"]
[null,"Gay Robinson",50333,"ST4","Biomass","Hawaii",2.5,"Dropped - Units whose status does not meet NEEDS criteria"]
[null,"Mooseheart Power House",50337,"GEN1","Combustion Turbine","Illinois",0.5,"Dropped - Onsite Unit"]
[null,"Mooseheart Power House",50337,"GEN2","Combustion Turbine","Illinois",0.5,"Dropped - Onsite Unit"]
[null,"Mooseheart Power House",50337,"GEN3","Combustion Turbine","Illinois",0.3,"Dropped - Onsite Unit"]
[null,"Mooseheart Power House",50337,"GEN4","Combustion Turbine","Illinois",0.5,"Dropped - Onsite Unit"]
[null,"PCS Nitrogen Fertilizer LP",50341,"GEN1","Combustion Turbine","Louisiana",19,"Dropped - Units whose status does not meet NEEDS criteria"]
[null,"PCS Nitrogen Fertilizer LP",50341,"GEN2","Non-Fossil Waste","Louisiana",8,"Dropped - Units whose status does not meet NEEDS criteria"]
[null,"Chicago Baking",50342,"CDK","Combustion Turbine","Illinois",0.7,"Dropped - Units whose status does not meet NEEDS criteria"]
[null,"Smithtown Energy Partners LP",50344,"SW1","Landfill Gas","New York",0.6,"Dropped - Units whose status does not meet NEEDS criteria"]
[null,"Smithtown Energy Partners LP",50344,"SW2","Landfill Gas","New York",0.6,"Dropped - Units whose status does not meet NEEDS criteria"]
[null,"Onondaga Energy Partners LP",50346,"ON1","Landfill Gas","New York",0.6,"Dropped - Units whose status does not meet NEEDS criteria"]
[null,"Oceanside Energy",50348,"GEN5","Landfill Gas","New York",0.6,"Dropped - Units whose status does not meet NEEDS criteria"]
[null,"Oceanside Energy",50348,"GEN6","Landfill Gas","New York",0.6,"Dropped - Units whose status does not meet NEEDS criteria"]
[null,"Oceanside Energy",50348,"OS1","Landfill Gas","New York",0.6,"Dropped - Units whose status does not meet NEEDS criteria"]
[null,"Oceanside Energy",50348,"OS2","Landfill Gas","New York",0.6,"Dropped - Units whose status does not meet NEEDS criteria"]
[null,"Oceanside Energy",50348,"OS3","Landfill Gas","New York",0.6,"Dropped - Units whose status does not meet NEEDS criteria"]
[null,"Oceanside Energy",50348,"OS4","Landfill Gas","New York",0.7,"Dropped - Units whose status does not meet NEEDS criteria"]
[null,"Specialty Minerals",50356,"1","Combustion Turbine","Massachusetts",4.8,"Dropped - Units whose status does not meet NEEDS criteria"]
[null,"General Electric Erie PA Power",50358,"DSL1","Combustion Turbine","Pennsylvania",2.7,"Dropped - Units whose status does not meet NEEDS criteria"]
[null,"General Electric Erie PA Power",50358,"DSL2","Combustion Turbine","Pennsylvania",2.7,"Dropped - Units whose status does not meet NEEDS criteria"]
[null,"General Electric Erie PA Power",50358,"DSL3","Combustion Turbine","Pennsylvania",2.7,"Dropped - Units whose status does not meet NEEDS criteria"]
[null,"General Electric Erie PA Power",50358,"STM2","Coal Steam","Pennsylvania",4.7,"Dropped - Units whose status does not meet NEEDS criteria"]
[null,"General Electric Erie PA Power",50358,"STM3","Coal Steam","Pennsylvania",13.1,"Dropped - Units whose status does not meet NEEDS criteria"]
[null,"General Electric Erie PA Power",50358,"STM4","Coal Steam","Pennsylvania",8.4,"Dropped - Units whose status does not meet NEEDS criteria"]
[null,"Sloss Industries Corp",50359,"9","Fossil Waste","Alabama",7.5,"Dropped - Onsite Unit"]
[null,"Sloss Industries Corp",50359,"10","Fossil Waste","Alabama",8.5,"Dropped - Onsite Unit"]
[null,"Mesquite Lake Energy Park Plant 2",50363,"L313","Biomass","California",15.5,"Dropped - Units whose status does not meet NEEDS criteria"]
[null,"Ridgewood Providence Power",50365,"GEN1","Landfill Gas","Rhode Island",1.7,"Dropped - Units whose status does not meet NEEDS criteria"]
[null,"Ridgewood Providence Power",50365,"GEN2","Landfill Gas","Rhode Island",1.7,"Dropped - Units whose status does not meet NEEDS criteria"]
[null,"Ridgewood Providence Power",50365,"GEN3","Landfill Gas","Rhode Island",1.7,"Dropped - Units whose status does not meet NEEDS criteria"]
[null,"Ridgewood Providence Power",50365,"GEN4","Landfill Gas","Rhode Island",1.7,"Dropped - Units whose status does not meet NEEDS criteria"]
[null,"Ridgewood Providence Power",50365,"GEN5","Landfill Gas","Rhode Island",1.7,"Dropped - Units whose status does not meet NEEDS criteria"]
[null,"Ridgewood Providence Power",50365,"GEN6","Landfill Gas","Rhode Island",1.7,"Dropped - Units whose status does not meet NEEDS criteria"]
[null,"Ridgewood Providence Power",50365,"GEN7","Landfill Gas","Rhode Island",1.7,"Dropped - Units whose status does not meet NEEDS criteria"]
[null,"Ridgewood Providence Power",50365,"GEN8","Landfill Gas","Rhode Island",1.7,"Dropped - Units whose status does not meet NEEDS criteria"]
[null,"Ridgewood Providence Power",50365,"GEN9","Landfill Gas","Rhode Island",1.7,"Dropped - Units whose status does not meet NEEDS criteria"]
[null,"Ridgewood Providence Power",50365,"PHI1","Landfill Gas","Rhode Island",1.2,"Dropped - Units whose status does not meet NEEDS criteria"]
[null,"Ridgewood Providence Power",50365,"PHI2","Landfill Gas","Rhode Island",1.2,"Dropped - Units whose status does not meet NEEDS criteria"]
[null,"South Florida Cogen Associates",50369,"GEN1","Combined Cycle","Florida",19.9,"Dropped - Units whose status does not meet NEEDS criteria"]
[null,"South Florida Cogen Associates",50369,"GEN2","Combined Cycle","Florida",8,"Dropped - Units whose status does not meet NEEDS criteria"]
[null,"The Mosaic Company, Plant City Facility",50371,"MI34","Non-Fossil Waste","Florida",27.9,"Dropped - Onsite Unit"]
[null,"Agawam Gate Station",50381,"COGN","Combustion Turbine","Massachusetts",0.4,"Dropped - Units whose status does not meet NEEDS criteria"]
[null,"Agawam Gate Station",50381,"TURB","Combustion Turbine","Massachusetts",1.5,"Dropped - Units whose status does not meet NEEDS criteria"]
[null,"Windland",50386,"WING","Onshore Wind","California",15.3,"Dropped  - Retired/Planned Retirement by 06/2023"]
[null,"Port Allen (LA)",50389,"GEN1","Combustion Turbine","Louisiana",3.5,"Dropped - Onsite Unit"]
[null,"Port Allen (LA)",50389,"GEN2","Combustion Turbine","Louisiana",3.5,"Dropped - Onsite Unit"]
[null,"Eielson AFB Central Heat & Power Plant",50392,"DG01","Combustion Turbine","Alaska",1.4,"Dropped - in Alaska or in Hawaii or Puerto Rico"]
[null,"Eielson AFB Central Heat & Power Plant",50392,"DG02","Combustion Turbine","Alaska",1.4,"Dropped - in Alaska or in Hawaii or Puerto Rico"]
[null,"Eielson AFB Central Heat & Power Plant",50392,"DG03","Combustion Turbine","Alaska",1.4,"Dropped - in Alaska or in Hawaii or Puerto Rico"]
[null,"Eielson AFB Central Heat & Power Plant",50392,"DG04","Combustion Turbine","Alaska",1.4,"Dropped - in Alaska or in Hawaii or Puerto Rico"]
[null,"Eielson AFB Central Heat & Power Plant",50392,"DG1","Combustion Turbine","Alaska",1.8,"Dropped - in Alaska or in Hawaii or Puerto Rico"]
[null,"Eielson AFB Central Heat & Power Plant",50392,"TG1","Coal Steam","Alaska",0.5,"Dropped - Onsite Unit"]
[null,"Eielson AFB Central Heat & Power Plant",50392,"TG2","Coal Steam","Alaska",0.5,"Dropped - Onsite Unit"]
[null,"Eielson AFB Central Heat & Power Plant",50392,"TG3","Coal Steam","Alaska",5,"Dropped - Onsite Unit"]
[null,"Eielson AFB Central Heat & Power Plant",50392,"TG4","Coal Steam","Alaska",5,"Dropped - Onsite Unit"]
[null,"Eielson AFB Central Heat & Power Plant",50392,"TG5","Coal Steam","Alaska",9,"Dropped - Onsite Unit"]
[null,"Georgia-Pacific Corp - Nekoosa Mill",50395,"HY1","Hydro","Wisconsin",0.8,"Dropped - Onsite Unit"]
[null,"Georgia-Pacific Corp - Nekoosa Mill",50395,"HY2","Hydro","Wisconsin",0.8,"Dropped - Onsite Unit"]
[null,"Georgia-Pacific Corp - Nekoosa Mill",50395,"HY3","Hydro","Wisconsin",0.8,"Dropped - Onsite Unit"]
[null,"Georgia-Pacific Corp - Nekoosa Mill",50395,"HY4","Hydro","Wisconsin",0.6,"Dropped - Onsite Unit"]
[null,"Georgia-Pacific Corp - Nekoosa Mill",50395,"HY5","Hydro","Wisconsin",0.7,"Dropped - Units whose status does not meet NEEDS criteria"]
[null,"Georgia-Pacific Corp - Nekoosa Mill",50395,"NHG1","Hydro","Wisconsin",0.2,"Dropped - Onsite Unit"]
[null,"Georgia-Pacific Corp - Nekoosa Mill",50395,"TG14","Non-Fossil Waste","Wisconsin",12.5,"Dropped - Onsite Unit"]
[null,"Georgia-Pacific Corp - Nekoosa Mill",50395,"TG6","O/G Steam","Wisconsin",5.7,"Dropped - Onsite Unit"]
[null,"Georgia-Pacific Corp - Nekoosa Mill",50395,"TG8","O/G Steam","Wisconsin",13,"Dropped - Onsite Unit"]
[null,"Dillard Complex",50396,"GEN6","Biomass","Oregon",11.5,"Dropped - Units whose status does not meet NEEDS criteria"]
[null,"Pixelle Specialty Solutions LLC - Spring Grove Facility",50397,"GEN2","Coal Steam","Pennsylvania",4,"Dropped - Units whose status does not meet NEEDS criteria"]
[null,"International Paper Savanna Mill",50398,"GE10","Non-Fossil Waste","Georgia",82.7,"Dropped - Onsite Unit"]
[null,"International Paper Savanna Mill",50398,"GEN5","Biomass","Georgia",7,"Dropped - Units whose status does not meet NEEDS criteria"]
[null,"International Paper Savanna Mill",50398,"GEN9","O/G Steam","Georgia",71.2,"Dropped - Onsite Unit"]
[null,"Warbasse Cogen Facility",50405,"GT1","Combustion Turbine","New York",4,"Dropped - Units whose status does not meet NEEDS criteria"]
[null,"Warbasse Cogen Facility",50405,"GT2","Combustion Turbine","New York",4,"Dropped - Units whose status does not meet NEEDS criteria"]
[null,"Warbasse Cogen Facility",50405,"GT3","Combustion Turbine","New York",4,"Dropped - Units whose status does not meet NEEDS criteria"]
[null,"Warbasse Cogen Facility",50405,"GT4","Combustion Turbine","New York",4,"Dropped - Units whose status does not meet NEEDS criteria"]
[null,"Warbasse Cogen Facility",50405,"GT5","Combustion Turbine","New York",4,"Dropped - Units whose status does not meet NEEDS criteria"]
[null,"Somerset Plant",50406,"GEN1","Non-Fossil Waste","Maine",48.8,"Dropped - Onsite Unit"]
[null,"Somerset Plant",50406,"GEN2","Non-Fossil Waste","Maine",51,"Dropped - Onsite Unit"]
[null,"Mobile Energy Services LLC",50407,"GEN3","Coal Steam","Alabama",11.6,"Dropped - Units whose status does not meet NEEDS criteria"]
[null,"Mobile Energy Services LLC",50407,"GEN5","Biomass","Alabama",56.1,"Dropped - Units whose status does not meet NEEDS criteria"]
[null,"Mobile Energy Services LLC",50407,"GEN6","Biomass","Alabama",33.2,"Dropped - Units whose status does not meet NEEDS criteria"]
[null,"Chester Operations",50410,"5","Coal Steam","Pennsylvania",67,"Dropped - Units whose status does not meet NEEDS criteria"]
[null,"Rutgers Biomedical and Health Cogen",50411,"GEN1","Combustion Turbine","New Jersey",3.4,"Dropped - Onsite Unit"]
[null,"Rutgers Biomedical and Health Cogen",50411,"GEN2","Combustion Turbine","New Jersey",3.4,"Dropped - Onsite Unit"]
[null,"Rutgers Biomedical and Health Cogen",50411,"GEN3","Combustion Turbine","New Jersey",3.4,"Dropped - Onsite Unit"]
[null,"Olmsted Waste Energy",50413,"DG1","Combustion Turbine","Minnesota",0.6,"Dropped - Units whose status does not meet NEEDS criteria"]
[null,"Ware Energy",50419,"GEN1","Biomass","Massachusetts",8.7,"Dropped - Units whose status does not meet NEEDS criteria"]
[null,"Duluth Paper Mill",50424,"GEN1","Non-Fossil Waste","Minnesota",10.6,"Dropped - Onsite Unit"]
[null,"Kraft Foods Atlantic Gelatin",50425,"GEN1","O/G Steam","Massachusetts",2.5,"Dropped - Units whose status does not meet NEEDS criteria"]
[null,"Kraft Foods Atlantic Gelatin",50425,"GEN2","O/G Steam","Massachusetts",0.3,"Dropped - Units whose status does not meet NEEDS criteria"]
[null,"Kraft Foods Atlantic Gelatin",50425,"GEN3","Combustion Turbine","Massachusetts",0.3,"Dropped - Units whose status does not meet NEEDS criteria"]
[null,"Warm Springs Forest Products",50426,"GEN1","Biomass","Oregon",2.6,"Dropped - Units whose status does not meet NEEDS criteria"]
[null,"Warm Springs Forest Products",50426,"GEN2","Biomass","Oregon",2.6,"Dropped - Units whose status does not meet NEEDS criteria"]
[null,"Warm Springs Forest Products",50426,"GEN3","Biomass","Oregon",2.6,"Dropped - Units whose status does not meet NEEDS criteria"]
[null,"Paper Pak Industries",50428,"GEN1","Combustion Turbine","California",1.4,"Dropped - Units whose status does not meet NEEDS criteria"]
[null,"University of Michigan",50431,"TG2","O/G Steam","Michigan",3.7,"Dropped - Units whose status does not meet NEEDS criteria"]
[null,"S D Warren Muskegon",50438,"GEN2","Coal Steam","Michigan",3.5,"Dropped - Units whose status does not meet NEEDS criteria"]
[null,"S D Warren Muskegon",50438,"GEN4","Coal Steam","Michigan",16.5,"Dropped - Units whose status does not meet NEEDS criteria"]
[null,"S D Warren Muskegon",50438,"GEN5","Coal Steam","Michigan",17.3,"Dropped - Units whose status does not meet NEEDS criteria"]
[null,"S D Warren Westbrook",50447,"GN18","Hydro","Maine",0.4,"Dropped  - Retired/Planned Retirement by 06/2023"]
[null,"S D Warren Westbrook",50447,"GN19","Hydro","Maine",0.4,"Dropped  - Retired/Planned Retirement by 06/2023"]
[null,"S D Warren Westbrook",50447,"GN20","Hydro","Maine",0.4,"Dropped  - Retired/Planned Retirement by 06/2023"]
[null,"Procter & Gamble Cincinnati Plant",50456,"GEN1","O/G Steam","Ohio",11.7,"Dropped - Onsite Unit"]
[null,"NRG Ilion LP",50459,"GT","Combined Cycle","New York",37,"Dropped - Units whose status does not meet NEEDS criteria"]
[null,"NRG Ilion LP",50459,"ST","Combined Cycle","New York",17.8,"Dropped - Units whose status does not meet NEEDS criteria"]
[null,"Cheboygan",50461,"GEN1","Hydro","Michigan",0.7,"Dropped - Onsite Unit"]
[null,"Deer Park Plant",50471,"GEN1","Combined Cycle","Texas",8.6,"Dropped - Units whose status does not meet NEEDS criteria"]
[null,"Deer Park Plant",50471,"GEN2","Combined Cycle","Texas",8.6,"Dropped - Units whose status does not meet NEEDS criteria"]
[null,"Deer Park Plant",50471,"GEN3","Combined Cycle","Texas",8.6,"Dropped - Units whose status does not meet NEEDS criteria"]
[null,"Deer Park Plant",50471,"GEN4","Combined Cycle","Texas",69.7,"Dropped - Units whose status does not meet NEEDS criteria"]
[null,"Suwannee River Chemical Complex",50473,"SRC","Energy Storage","Florida",27.3,"Dropped - Units whose status does not meet NEEDS criteria"]
[null,"Swift Creek Chemical Complex",50474,"SCC","Energy Storage","Florida",15.9,"Dropped - Onsite Unit"]
[null,"Packaging of America Tomahawk Mill",50476,"GEN1","O/G Steam","Wisconsin",5.4,"Dropped - Onsite Unit"]
[null,"Packaging of America Tomahawk Mill",50476,"GEN2","O/G Steam","Wisconsin",8.2,"Dropped - Onsite Unit"]
[null,"Packaging of America Tomahawk Mill",50476,"GEN3","Hydro","Wisconsin",0.5,"Dropped - Onsite Unit"]
[null,"Packaging of America Tomahawk Mill",50476,"GEN4","Hydro","Wisconsin",0.3,"Dropped - Onsite Unit"]
[null,"Packaging of America Tomahawk Mill",50476,"GEN5","Hydro","Wisconsin",0.3,"Dropped - Onsite Unit"]
[null,"Georgia-Pacific Big Island",50479,"BHG1","Hydro","Virginia",0.2,"Dropped - Onsite Unit"]
[null,"Georgia-Pacific Big Island",50479,"BHG2","Hydro","Virginia",0.2,"Dropped - Onsite Unit"]
[null,"Georgia-Pacific Big Island",50479,"GEN1","Biomass","Virginia",6.5,"Dropped - Onsite Unit"]
[null,"Tennessee Eastman Operations",50481,"TG10","Coal Steam","Tennessee",6,"Dropped - Onsite Unit"]
[null,"Tennessee Eastman Operations",50481,"TG11","Coal Steam","Tennessee",6,"Dropped - Onsite Unit"]
[null,"Tennessee Eastman Operations",50481,"TG12","Coal Steam","Tennessee",6,"Dropped - Onsite Unit"]
[null,"Tennessee Eastman Operations",50481,"TG13","Coal Steam","Tennessee",7,"Dropped - Onsite Unit"]
[null,"Tennessee Eastman Operations",50481,"TG14","Coal Steam","Tennessee",10,"Dropped - Onsite Unit"]
[null,"Tennessee Eastman Operations",50481,"TG15","Coal Steam","Tennessee",7.5,"Dropped - Onsite Unit"]
[null,"Tennessee Eastman Operations",50481,"TG16","O/G Steam","Tennessee",10.4,"Dropped - Onsite Unit"]
[null,"Tennessee Eastman Operations",50481,"TG17","Coal Steam","Tennessee",10.4,"Dropped - Onsite Unit"]
[null,"Tennessee Eastman Operations",50481,"TG18","O/G Steam","Tennessee",10.4,"Dropped - Onsite Unit"]
[null,"Tennessee Eastman Operations",50481,"TG19","O/G Steam","Tennessee",10.4,"Dropped - Onsite Unit"]
[null,"Tennessee Eastman Operations",50481,"TG20","Coal Steam","Tennessee",10.4,"Dropped - Onsite Unit"]
[null,"Tennessee Eastman Operations",50481,"TG21","O/G Steam","Tennessee",15,"Dropped - Onsite Unit"]
[null,"Tennessee Eastman Operations",50481,"TG22","Coal Steam","Tennessee",15.4,"Dropped - Onsite Unit"]
[null,"Tennessee Eastman Operations",50481,"TG24","O/G Steam","Tennessee",16.8,"Dropped - Onsite Unit"]
[null,"Tennessee Eastman Operations",50481,"TG25","Coal Steam","Tennessee",18,"Dropped - Onsite Unit"]
[null,"Tennessee Eastman Operations",50481,"TG26","Coal Steam","Tennessee",16.6,"Dropped - Onsite Unit"]
[null,"Tennessee Eastman Operations",50481,"TGO7","Coal Steam","Tennessee",6,"Dropped - Onsite Unit"]
[null,"Tennessee Eastman Operations",50481,"TGO8","Coal Steam","Tennessee",6,"Dropped - Onsite Unit"]
[null,"Tennessee Eastman Operations",50481,"TGO9","Coal Steam","Tennessee",6,"Dropped - Onsite Unit"]
[null,"Clewiston Sugar House",50482,"DGN","Combustion Turbine","Florida",1,"Dropped - Units whose status does not meet NEEDS criteria"]
[null,"Clewiston Sugar House",50482,"DGS","Combustion Turbine","Florida",1,"Dropped - Units whose status does not meet NEEDS criteria"]
[null,"Clewiston Sugar House",50482,"TG1","Biomass","Florida",4.7,"Dropped - Units whose status does not meet NEEDS criteria"]
[null,"Clewiston Sugar House",50482,"TG2","Biomass","Florida",3.3,"Dropped - Units whose status does not meet NEEDS criteria"]
[null,"Clewiston Sugar House",50482,"TG3","Biomass","Florida",2.9,"Dropped - Units whose status does not meet NEEDS criteria"]
[null,"Clewiston Sugar House",50482,"TG4","Biomass","Florida",5.6,"Dropped - Units whose status does not meet NEEDS criteria"]
[null,"Clewiston Sugar House",50482,"TG5","Biomass","Florida",11,"Dropped - Units whose status does not meet NEEDS criteria"]
[null,"Bryant Sugar House",50483,"DGE","Combustion Turbine","Florida",1,"Dropped - Units whose status does not meet NEEDS criteria"]
[null,"Bryant Sugar House",50483,"DGW","Combustion Turbine","Florida",1,"Dropped - Units whose status does not meet NEEDS criteria"]
[null,"Bryant Sugar House",50483,"TG1","Biomass","Florida",2.3,"Dropped - Units whose status does not meet NEEDS criteria"]
[null,"Bryant Sugar House",50483,"TG2","Biomass","Florida",2.3,"Dropped - Units whose status does not meet NEEDS criteria"]
[null,"Bryant Sugar House",50483,"TG3","Biomass","Florida",3.3,"Dropped - Units whose status does not meet NEEDS criteria"]
[null,"Bryant Sugar House",50483,"TG4","Biomass","Florida",18.6,"Dropped - Units whose status does not meet NEEDS criteria"]
[null,"PPG Powerhouse A",50487,"A1","Non-Fossil Waste","Louisiana",7.5,"Dropped - Units whose status does not meet NEEDS criteria"]
[null,"PPG Powerhouse A",50487,"A2","Non-Fossil Waste","Louisiana",7.5,"Dropped - Units whose status does not meet NEEDS criteria"]
[null,"PPG Powerhouse A",50487,"A4","Non-Fossil Waste","Louisiana",7.5,"Dropped - Units whose status does not meet NEEDS criteria"]
[null,"PPG Powerhouse A",50487,"A9","Non-Fossil Waste","Louisiana",20,"Dropped - Units whose status does not meet NEEDS criteria"]
[null,"PPG Riverside",50488,"GEN1","Non-Fossil Waste","Louisiana",35,"Dropped - Units whose status does not meet NEEDS criteria"]
[null,"Axiall Natrium Plant",50491,"GEN3","O/G Steam","West Virginia",7.5,"Dropped - Units whose status does not meet NEEDS criteria"]
[null,"Axiall Natrium Plant",50491,"GEN4","O/G Steam","West Virginia",7.5,"Dropped - Onsite Unit"]
[null,"Axiall Natrium Plant",50491,"GEN6","O/G Steam","West Virginia",26,"Dropped - Onsite Unit"]
[null,"Axiall Natrium Plant",50491,"GEN7","O/G Steam","West Virginia",82,"Dropped - Onsite Unit"]
[null,"Bayonne Plant Holding LLC",50497,"GTG1","Combined Cycle","New Jersey",163,"Dropped - Units whose status does not meet NEEDS criteria"]
[null,"Bayonne Plant Holding LLC",50497,"GTG2","Combined Cycle","New Jersey",43.4,"Dropped - Units whose status does not meet NEEDS criteria"]
[null,"Bayonne Plant Holding LLC",50497,"GTG3","Combined Cycle","New Jersey",43.4,"Dropped - Units whose status does not meet NEEDS criteria"]
[null,"Bayonne Plant Holding LLC",50497,"STG1","Combined Cycle","New Jersey",61.4,"Dropped - Units whose status does not meet NEEDS criteria"]
[null,"PCS Phosphate",50509,"GEN1","Non-Fossil Waste","North Carolina",54,"Dropped - Onsite Unit"]
[null,"Mosaic Co Mulberry Facility",50510,"CGN1","Energy Storage","Florida",19.5,"Dropped - Units whose status does not meet NEEDS criteria"]
[null,"Equilon Los Angeles Refining",50530,"GEN1","Fossil Waste","California",25,"Dropped - Onsite Unit"]
[null,"Equilon Los Angeles Refining",50530,"GEN2","Fossil Waste","California",25,"Dropped - Onsite Unit"]
[null,"Equilon Los Angeles Refining",50530,"GEN3","Fossil Waste","California",15,"Dropped - Onsite Unit"]
[null,"Painted Hills Wind Park",50533,"WGNS","Onshore Wind","California",19,"Dropped  - Retired/Planned Retirement by 06/2023"]
[null,"Santa Clara (85C)",50534,"WGNS","Onshore Wind","California",18,"Dropped - Units whose status does not meet NEEDS criteria"]
[null,"Black Hills Ontario Facility",50538,"GEN1","Combustion Turbine","California",4.5,"Dropped - Units whose status does not meet NEEDS criteria"]
[null,"Black Hills Ontario Facility",50538,"GEN2","Combustion Turbine","California",4.5,"Dropped - Units whose status does not meet NEEDS criteria"]
[null,"BP Carson Refinery",50540,"GEN1","Fossil Waste","California",6.5,"Dropped - Onsite Unit"]
[null,"BP Carson Refinery",50540,"GEN2","O/G Steam","California",1.5,"Dropped - Units whose status does not meet NEEDS criteria"]
[null,"Port Townsend Paper",50544,"GEN2","Non-Fossil Waste","Washington",3,"Dropped - Units whose status does not meet NEEDS criteria"]
[null,"Port Townsend Paper",50544,"GEN4","Non-Fossil Waste","Washington",3,"Dropped - Units whose status does not meet NEEDS criteria"]
[null,"Port Townsend Paper",50544,"GEN6","Non-Fossil Waste","Washington",7.5,"Dropped - Onsite Unit"]
[null,"Port Townsend Paper",50544,"HDRO","Hydro","Washington",0.3,"Dropped - Units whose status does not meet NEEDS criteria"]
[null,"Edom Hills Project 1 LLC",50553,"WGNS","Onshore Wind","California",6.5,"Dropped - Units whose status does not meet NEEDS criteria"]
[null,"TXI Riverside Cement Power House",50557,"GEN1","Coal Steam","California",11.2,"Dropped - Units whose status does not meet NEEDS criteria"]
[null,"TXI Riverside Cement Power House",50557,"GEN2","Coal Steam","California",11.2,"Dropped - Units whose status does not meet NEEDS criteria"]
[null,"New Milford Gas Recovery",50564,"GEN1","Landfill Gas","Connecticut",2.9,"Dropped - Units whose status does not meet NEEDS criteria"]
[null,"Monroe Livingston Gas Recovery",50565,"GEN3","Landfill Gas","New York",0.8,"Dropped - Units whose status does not meet NEEDS criteria"]
[null,"CID Gas Recovery",50573,"GEN1","Landfill Gas","Illinois",2.9,"Dropped - Units whose status does not meet NEEDS criteria"]
[null,"Lake Gas Recovery",50575,"GEN1","Landfill Gas","Illinois",2.9,"Dropped - Units whose status does not meet NEEDS criteria"]
[null,"Stowe Power Production Plant",50578,"GEN1","Landfill Gas","Pennsylvania",2.9,"Dropped - Units whose status does not meet NEEDS criteria"]
[null,"Stowe Power Production Plant",50578,"GEN2","Landfill Gas","Pennsylvania",2.9,"Dropped - Units whose status does not meet NEEDS criteria"]
[null,"Riverdale Mills",50601,"GEN1","Combustion Turbine","Massachusetts",0.6,"Dropped - Units whose status does not meet NEEDS criteria"]
[null,"Riverdale Mills",50601,"GEN2","Combustion Turbine","Massachusetts",0.6,"Dropped - Units whose status does not meet NEEDS criteria"]
[null,"Sconza Candy Company",50602,"GEN1","Combustion Turbine","California",5,"Dropped - Units whose status does not meet NEEDS criteria"]
[null,"Mosinee Mill",50614,"GEN1","Non-Fossil Waste","Wisconsin",13,"Dropped - Onsite Unit"]
[null,"Mosinee Mill",50614,"HYD1","Hydro","Wisconsin",2,"Dropped - Onsite Unit"]
[null,"Mosinee Mill",50614,"HYD2","Hydro","Wisconsin",0.7,"Dropped - Onsite Unit"]
[null,"Mosinee Mill",50614,"HYD3","Hydro","Wisconsin",0.7,"Dropped - Onsite Unit"]
[null,"Mosinee Mill",50614,"WEST","Non-Fossil Waste","Wisconsin",5,"Dropped - Onsite Unit"]
[null,"TXU Sweetwater Generating Plant",50615,"GT01","Combined Cycle","Texas",41,"Dropped - Units whose status does not meet NEEDS criteria"]
[null,"TXU Sweetwater Generating Plant",50615,"GT02","Combined Cycle","Texas",86,"Dropped - Units whose status does not meet NEEDS criteria"]
[null,"TXU Sweetwater Generating Plant",50615,"GT03","Combined Cycle","Texas",86,"Dropped - Units whose status does not meet NEEDS criteria"]
[null,"TXU Sweetwater Generating Plant",50615,"STG1","Combined Cycle","Texas",76,"Dropped - Units whose status does not meet NEEDS criteria"]
[null,"Flambeau River Papers",50620,"GEN1","Biomass","Wisconsin",4.7,"Dropped - Onsite Unit"]
[null,"Central Power Plant",50621,"GEN1","O/G Steam","Rhode Island",0.7,"Dropped - Units whose status does not meet NEEDS criteria"]
[null,"Central Power Plant",50621,"GEN3","O/G Steam","Rhode Island",2,"Dropped - Units whose status does not meet NEEDS criteria"]
[null,"Gaviota Oil Plant",50623,"GENA","Combustion Turbine","California",3,"Dropped - Units whose status does not meet NEEDS criteria"]
[null,"Gaviota Oil Plant",50623,"GENB","Combustion Turbine","California",3,"Dropped - Units whose status does not meet NEEDS criteria"]
[null,"Torrance Refining Company, LLC",50624,"EXP1","Non-Fossil Waste","California",7.5,"Dropped - Onsite Unit"]
[null,"Torrance Refining Company, LLC",50624,"GTG1","Fossil Waste","California",22.5,"Dropped - Onsite Unit"]
[null,"Torrance Refining Company, LLC",50624,"STG1","Non-Fossil Waste","California",19.3,"Dropped - Onsite Unit"]
[null,"ExxonMobil Beaumont Refinery",50625,"TG7","Fossil Waste","Texas",9.5,"Dropped - Units whose status does not meet NEEDS criteria"]
[null,"ExxonMobil Beaumont Refinery",50625,"TG9","Fossil Waste","Texas",9.5,"Dropped - Units whose status does not meet NEEDS criteria"]
[null,"Chalmette Refining LLC",50626,"GEN1","Energy Storage","Louisiana",1.3,"Dropped - Onsite Unit"]
[null,"ExxonMobil Oil Joliet Refinery",50627,"GTG1","Fossil Waste","Illinois",22,"Dropped - Onsite Unit"]
[null,"ExxonMobil Oil Joliet Refinery",50627,"MG","Fossil Waste","Illinois",11.2,"Dropped - Onsite Unit"]
[null,"ExxonMobil Oil Joliet Refinery",50627,"STG1","Fossil Waste","Illinois",3.3,"Dropped - Onsite Unit"]
[null,"Brainerd Public Utilities",50636,"VPLS","Coal Steam","Minnesota",0.6,"Dropped - Units whose status does not meet NEEDS criteria"]
[null,"Clearwater Paper IPP Lewiston",50637,"GEN1","O/G Steam","Idaho",2,"Dropped - Units whose status does not meet NEEDS criteria"]
[null,"Clearwater Paper IPP Lewiston",50637,"GEN2","O/G Steam","Idaho",3.3,"Dropped - Units whose status does not meet NEEDS criteria"]
[null,"Clearwater Paper APP CB",50638,"GEN1","Non-Fossil Waste","Arkansas",28,"Dropped - Onsite Unit"]
[null,"Sappi Cloquet Mill",50639,"GEN3","Biomass","Minnesota",14.8,"Dropped - Onsite Unit"]
[null,"Sappi Cloquet Mill",50639,"GEN4","Biomass","Minnesota",41.5,"Dropped - Onsite Unit"]
[null,"Sappi Cloquet Mill",50639,"GEN5","Non-Fossil Waste","Minnesota",14,"Dropped - Onsite Unit"]
[null,"Sappi Cloquet Mill",50639,"HGN1","Hydro","Minnesota",1.6,"Dropped - Onsite Unit"]
[null,"Sappi Cloquet Mill",50639,"HGN5","Hydro","Minnesota",0.5,"Dropped - Onsite Unit"]
[null,"Sappi Cloquet Mill",50639,"HGN6","Hydro","Minnesota",0.5,"Dropped - Onsite Unit"]
[null,"Sappi Cloquet Mill",50639,"HGN7","Hydro","Minnesota",1,"Dropped - Onsite Unit"]
[null,"Warren Lumber Mill",50640,"GEN6","Biomass","Arkansas",10,"Dropped - Units whose status does not meet NEEDS criteria"]
[null,"Syracuse Energy",50651,"GEN1","Coal Steam","New York",62.8,"Dropped - Units whose status does not meet NEEDS criteria"]
[null,"Syracuse Energy",50651,"GEN2","Coal Steam","New York",11,"Dropped - Units whose status does not meet NEEDS criteria"]
[null,"Covanta Wallingford Energy",50664,"GEN1","Municipal Solid Waste","Connecticut",8.4,"Dropped - Units whose status does not meet NEEDS criteria"]
[null,"Municipal Cogen Plant",50674,"GEN1","Combustion Turbine","California",0.6,"Dropped - Units whose status does not meet NEEDS criteria"]
[null,"Municipal Cogen Plant",50674,"GEN1A","Combustion Turbine","California",1.2,"Dropped - Onsite Unit"]
[null,"Municipal Cogen Plant",50674,"GEN2","Combustion Turbine","California",0.6,"Dropped - Units whose status does not meet NEEDS criteria"]
[null,"Thermo Power & Electric",50676,"GEN1","Combined Cycle","Colorado",30,"Dropped - Units whose status does not meet NEEDS criteria"]
[null,"Thermo Power & Electric",50676,"GEN2","Combined Cycle","Colorado",30,"Dropped - Units whose status does not meet NEEDS criteria"]
[null,"Thermo Power & Electric",50676,"GEN3","Combined Cycle","Colorado",8,"Dropped - Units whose status does not meet NEEDS criteria"]
[null,"KMS Crossroads",50693,"DG-1","Combustion Turbine","New Jersey",0.1,"Dropped - Units whose status does not meet NEEDS criteria"]
[null,"KMS Crossroads",50693,"DG-3","Combustion Turbine","New Jersey",0.1,"Dropped - Units whose status does not meet NEEDS criteria"]
[null,"KMS Crossroads",50693,"TG-4","Combustion Turbine","New Jersey",0.1,"Dropped - Units whose status does not meet NEEDS criteria"]
[null,"Plant No 1 Orange County",50696,"GEN1","Non-Fossil Waste","California",2.4,"Dropped - Onsite Unit"]
[null,"Plant No 1 Orange County",50696,"GEN2","Non-Fossil Waste","California",2.4,"Dropped - Onsite Unit"]
[null,"Plant No 1 Orange County",50696,"GEN3","Non-Fossil Waste","California",2.4,"Dropped - Onsite Unit"]
[null,"Thermo Greeley",50709,"GEN1","Combustion Turbine","Colorado",30.1,"Dropped - Units whose status does not meet NEEDS criteria"]
[null,"University of Alaska Fairbanks",50711,"GEN1","Coal Steam","Alaska",0.5,"Dropped - in Alaska or in Hawaii or Puerto Rico"]
[null,"University of Alaska Fairbanks",50711,"GEN2","Coal Steam","Alaska",0.5,"Dropped - in Alaska or in Hawaii or Puerto Rico"]
[null,"University of Alaska Fairbanks",50711,"GEN3","Coal Steam","Alaska",8.1,"Dropped - in Alaska or in Hawaii or Puerto Rico"]
[null,"University of Alaska Fairbanks",50711,"GEN4","Combustion Turbine","Alaska",9.6,"Dropped - in Alaska or in Hawaii or Puerto Rico"]
[null,"University of Alaska Fairbanks",50711,"GEN5","Coal Steam","Alaska",17,"Dropped - in Alaska or in Hawaii or Puerto Rico"]
[null,"Altamont Pass Windplant",50712,"GEN1","Onshore Wind","California",332.5,"Dropped - Units whose status does not meet NEEDS criteria"]
[null,"Blackjack Creek Treating",50725,"BJC1","Combustion Turbine","Florida",0.4,"Dropped - Units whose status does not meet NEEDS criteria"]
[null,"Blackjack Creek Treating",50725,"BJC2","Combustion Turbine","Florida",0.4,"Dropped - Units whose status does not meet NEEDS criteria"]
[null,"Blackjack Creek Treating",50725,"BJC3","Combustion Turbine","Florida",0.4,"Dropped - Units whose status does not meet NEEDS criteria"]
[null,"Blackjack Creek Treating",50725,"BJC4","Combustion Turbine","Florida",0.4,"Dropped - Units whose status does not meet NEEDS criteria"]
[null,"ExxonMobil Garden City Gas Plant",50728,"1","O/G Steam","Louisiana",0.6,"Dropped - Units whose status does not meet NEEDS criteria"]
[null,"ExxonMobil Garden City Gas Plant",50728,"2","O/G Steam","Louisiana",0.6,"Dropped - Units whose status does not meet NEEDS criteria"]
[null,"ExxonMobil Garden City Gas Plant",50728,"3","O/G Steam","Louisiana",0.6,"Dropped - Units whose status does not meet NEEDS criteria"]
[null,"ExxonMobil Garden City Gas Plant",50728,"4","Combustion Turbine","Louisiana",0.7,"Dropped - Units whose status does not meet NEEDS criteria"]
[null,"ExxonMobil Garden City Gas Plant",50728,"5","Combustion Turbine","Louisiana",0.1,"Dropped - Units whose status does not meet NEEDS criteria"]
[null,"Clairton Works",50729,"GEN1","Fossil Waste","Pennsylvania",16,"Dropped - Onsite Unit"]
[null,"Clairton Works",50729,"GEN3","Fossil Waste","Pennsylvania",8,"Dropped - Onsite Unit"]
[null,"Fairfield Works",50730,"GEN1","Fossil Waste","Alabama",20,"Dropped - Units whose status does not meet NEEDS criteria"]
[null,"Fairfield Works",50730,"GEN2","Fossil Waste","Alabama",20,"Dropped - Units whose status does not meet NEEDS criteria"]
[null,"Fairfield Works",50730,"GEN3","Fossil Waste","Alabama",20,"Dropped - Units whose status does not meet NEEDS criteria"]
[null,"Fairfield Works",50730,"GEN4","Fossil Waste","Alabama",20,"Dropped - Units whose status does not meet NEEDS criteria"]
[null,"Mon Valley Works",50732,"GEN1","Fossil Waste","Pennsylvania",30,"Dropped - Onsite Unit"]
[null,"Mon Valley Works",50732,"GEN2","Fossil Waste","Pennsylvania",30,"Dropped - Onsite Unit"]
[null,"Mon Valley Works",50732,"GEN3","Fossil Waste","Pennsylvania",1.9,"Dropped - Onsite Unit"]
[null,"Gary Works",50733,"STG1","Fossil Waste","Indiana",161,"Dropped - Onsite Unit"]
[null,"Exeter Energy LP",50736,"GEN1","Tires","Connecticut",26,"Dropped - Units whose status does not meet NEEDS criteria"]
[null,"New Cornelia Branch Power Plant",50738,"GEN1","Combustion Turbine","Arizona",2.9,"Dropped - Units whose status does not meet NEEDS criteria"]
[null,"New Cornelia Branch Power Plant",50738,"GEN3","Combustion Turbine","Arizona",2.9,"Dropped - Units whose status does not meet NEEDS criteria"]
[null,"New Cornelia Branch Power Plant",50738,"GEN4","Combustion Turbine","Arizona",7.3,"Dropped - Units whose status does not meet NEEDS criteria"]
[null,"Growgen",50745,"GEN1","Combined Cycle","California",22,"Dropped - Units whose status does not meet NEEDS criteria"]
[null,"Growgen",50745,"GEN2","Combined Cycle","California",6,"Dropped - Units whose status does not meet NEEDS criteria"]
[null,"Coidgen",50746,"GEN1","Combined Cycle","California",22,"Dropped - Units whose status does not meet NEEDS criteria"]
[null,"Coidgen",50746,"GEN2","Combined Cycle","California",6,"Dropped - Units whose status does not meet NEEDS criteria"]
[null,"Southeast Kern River Cogen",50751,"GTG2","Combustion Turbine","California",3,"Dropped - Units whose status does not meet NEEDS criteria"]
[null,"Southeast Kern River Cogen",50751,"GTG3","Combustion Turbine","California",3,"Dropped - Units whose status does not meet NEEDS criteria"]
[null,"South Belridge Cogeneration Facility",50752,"GEN1","Combustion Turbine","California",19,"Dropped - Onsite Unit"]
[null,"South Belridge Cogeneration Facility",50752,"GEN2","Combustion Turbine","California",19,"Dropped - Onsite Unit"]
[null,"South Belridge Cogeneration Facility",50752,"GEN3","Combustion Turbine","California",19,"Dropped - Onsite Unit"]
[null,"Empire",50760,"OE11","Geothermal","Nevada",0.6,"Dropped - Units whose status does not meet NEEDS criteria"]
[null,"Empire",50760,"OE12","Geothermal","Nevada",0.9,"Dropped - Units whose status does not meet NEEDS criteria"]
[null,"Empire",50760,"OE13","Geothermal","Nevada",0.9,"Dropped - Units whose status does not meet NEEDS criteria"]
[null,"Empire",50760,"OE14","Geothermal","Nevada",0.9,"Dropped - Units whose status does not meet NEEDS criteria"]
[null,"Ormesa IH",50762,"OE11","Geothermal","California",0.6,"Dropped - Units whose status does not meet NEEDS criteria"]
[null,"Ormesa IH",50762,"OE12","Geothermal","California",0.6,"Dropped - Units whose status does not meet NEEDS criteria"]
[null,"Ormesa IH",50762,"OE13","Geothermal","California",1,"Dropped - Units whose status does not meet NEEDS criteria"]
[null,"Ormesa IH",50762,"OE14","Geothermal","California",0.6,"Dropped - Units whose status does not meet NEEDS criteria"]
[null,"Ormesa IH",50762,"OE15","Geothermal","California",0.6,"Dropped - Units whose status does not meet NEEDS criteria"]
[null,"Ormesa IH",50762,"OE16","Geothermal","California",1,"Dropped - Units whose status does not meet NEEDS criteria"]
[null,"Ormesa IH",50762,"OE21","Geothermal","California",0.6,"Dropped - Units whose status does not meet NEEDS criteria"]
[null,"Ormesa IH",50762,"OE22","Geothermal","California",0.6,"Dropped - Units whose status does not meet NEEDS criteria"]
[null,"Ormesa IH",50762,"OE23","Geothermal","California",0.6,"Dropped - Units whose status does not meet NEEDS criteria"]
[null,"Ormesa IH",50762,"OE24","Geothermal","California",0.6,"Dropped - Units whose status does not meet NEEDS criteria"]
[null,"Ormesa IH",50762,"OE25","Geothermal","California",0.6,"Dropped - Units whose status does not meet NEEDS criteria"]
[null,"Ormesa IH",50762,"OE26","Geothermal","California",0.6,"Dropped - Units whose status does not meet NEEDS criteria"]
[null,"Steamboat 1",50763,"OE11","Geothermal","Nevada",0.9,"Dropped - Units whose status does not meet NEEDS criteria"]
[null,"Steamboat 1",50763,"OE12","Geothermal","Nevada",0.9,"Dropped - Units whose status does not meet NEEDS criteria"]
[null,"Steamboat 1",50763,"OE13","Geothermal","Nevada",0.9,"Dropped - Units whose status does not meet NEEDS criteria"]
[null,"Steamboat 1",50763,"OE14","Geothermal","Nevada",0.9,"Dropped - Units whose status does not meet NEEDS criteria"]
[null,"Steamboat 1",50763,"OE21","Geothermal","Nevada",0.9,"Dropped - Units whose status does not meet NEEDS criteria"]
[null,"Steamboat 1",50763,"OE22","Geothermal","Nevada",0.9,"Dropped - Units whose status does not meet NEEDS criteria"]
[null,"Steamboat 1",50763,"OE23","Geothermal","Nevada",0.9,"Dropped - Units whose status does not meet NEEDS criteria"]
[null,"Ormesa IE",50764,"OE10","Geothermal","California",0.6,"Dropped - Units whose status does not meet NEEDS criteria"]
[null,"Ormesa IE",50764,"OE11","Geothermal","California",1,"Dropped - Units whose status does not meet NEEDS criteria"]
[null,"Ormesa IE",50764,"OE12","Geothermal","California",0.6,"Dropped - Units whose status does not meet NEEDS criteria"]
[null,"Ormesa IE",50764,"OEC1","Geothermal","California",1,"Dropped - Units whose status does not meet NEEDS criteria"]
[null,"Ormesa IE",50764,"OEC2","Geothermal","California",0.6,"Dropped - Units whose status does not meet NEEDS criteria"]
[null,"Ormesa IE",50764,"OEC3","Geothermal","California",1,"Dropped - Units whose status does not meet NEEDS criteria"]
[null,"Ormesa IE",50764,"OEC4","Geothermal","California",0.6,"Dropped - Units whose status does not meet NEEDS criteria"]
[null,"Ormesa IE",50764,"OEC5","Geothermal","California",1,"Dropped - Units whose status does not meet NEEDS criteria"]
[null,"Ormesa IE",50764,"OEC6","Geothermal","California",0.6,"Dropped - Units whose status does not meet NEEDS criteria"]
[null,"Ormesa IE",50764,"OEC7","Geothermal","California",1,"Dropped - Units whose status does not meet NEEDS criteria"]
[null,"Ormesa IE",50764,"OEC8","Geothermal","California",0.6,"Dropped - Units whose status does not meet NEEDS criteria"]
[null,"Ormesa IE",50764,"OEC9","Geothermal","California",1,"Dropped - Units whose status does not meet NEEDS criteria"]
[null,"Stillwater Facility",50765,"OE11","Geothermal","Nevada",0.6,"Dropped - Units whose status does not meet NEEDS criteria"]
[null,"Stillwater Facility",50765,"OE12","Geothermal","Nevada",0.6,"Dropped - Units whose status does not meet NEEDS criteria"]
[null,"Stillwater Facility",50765,"OE13","Geothermal","Nevada",0.7,"Dropped - Units whose status does not meet NEEDS criteria"]
[null,"Stillwater Facility",50765,"OE14","Geothermal","Nevada",0.7,"Dropped - Units whose status does not meet NEEDS criteria"]
[null,"Stillwater Facility",50765,"OE15","Geothermal","Nevada",0.6,"Dropped - Units whose status does not meet NEEDS criteria"]
[null,"Stillwater Facility",50765,"OE16","Geothermal","Nevada",0.7,"Dropped - Units whose status does not meet NEEDS criteria"]
[null,"Stillwater Facility",50765,"OE17","Geothermal","Nevada",0.6,"Dropped - Units whose status does not meet NEEDS criteria"]
[null,"Stillwater Facility",50765,"OE21","Geothermal","Nevada",0.6,"Dropped - Units whose status does not meet NEEDS criteria"]
[null,"Stillwater Facility",50765,"OE22","Geothermal","Nevada",0.5,"Dropped - Units whose status does not meet NEEDS criteria"]
[null,"Stillwater Facility",50765,"OE23","Geothermal","Nevada",0.6,"Dropped - Units whose status does not meet NEEDS criteria"]
[null,"Stillwater Facility",50765,"OE24","Geothermal","Nevada",0.6,"Dropped - Units whose status does not meet NEEDS criteria"]
[null,"Stillwater Facility",50765,"OE25","Geothermal","Nevada",0.6,"Dropped - Units whose status does not meet NEEDS criteria"]
[null,"Stillwater Facility",50765,"OE26","Geothermal","Nevada",0.6,"Dropped - Units whose status does not meet NEEDS criteria"]
[null,"Stillwater Facility",50765,"OE27","Geothermal","Nevada",0.5,"Dropped - Units whose status does not meet NEEDS criteria"]
[null,"Ormesa I",50766,"OE1","Geothermal","California",0.7,"Dropped - Units whose status does not meet NEEDS criteria"]
[null,"Ormesa I",50766,"OE10","Geothermal","California",0.7,"Dropped - Units whose status does not meet NEEDS criteria"]
[null,"Ormesa I",50766,"OE11","Geothermal","California",0.5,"Dropped - Units whose status does not meet NEEDS criteria"]
[null,"Ormesa I",50766,"OE12","Geothermal","California",0.5,"Dropped - Units whose status does not meet NEEDS criteria"]
[null,"Ormesa I",50766,"OE13","Geothermal","California",0.7,"Dropped - Units whose status does not meet NEEDS criteria"]
[null,"Ormesa I",50766,"OE14","Geothermal","California",0.5,"Dropped - Units whose status does not meet NEEDS criteria"]
[null,"Ormesa I",50766,"OE15","Geothermal","California",0.5,"Dropped - Units whose status does not meet NEEDS criteria"]
[null,"Ormesa I",50766,"OE16","Geothermal","California",0.7,"Dropped - Units whose status does not meet NEEDS criteria"]
[null,"Ormesa I",50766,"OE2","Geothermal","California",0.7,"Dropped - Units whose status does not meet NEEDS criteria"]
[null,"Ormesa I",50766,"OE21","Geothermal","California",0.5,"Dropped - Units whose status does not meet NEEDS criteria"]
[null,"Ormesa I",50766,"OE22","Geothermal","California",0.5,"Dropped - Units whose status does not meet NEEDS criteria"]
[null,"Ormesa I",50766,"OE23","Geothermal","California",0.9,"Dropped - Units whose status does not meet NEEDS criteria"]
[null,"Ormesa I",50766,"OE24","Geothermal","California",0.5,"Dropped - Units whose status does not meet NEEDS criteria"]
[null,"Ormesa I",50766,"OE25","Geothermal","California",0.5,"Dropped - Units whose status does not meet NEEDS criteria"]
[null,"Ormesa I",50766,"OE26","Geothermal","California",0.9,"Dropped - Units whose status does not meet NEEDS criteria"]
[null,"Ormesa I",50766,"OE27","Geothermal","California",0.9,"Dropped - Units whose status does not meet NEEDS criteria"]
[null,"Ormesa I",50766,"OE28","Geothermal","California",0.9,"Dropped - Units whose status does not meet NEEDS criteria"]
[null,"Ormesa I",50766,"OE3","Geothermal","California",0.9,"Dropped - Units whose status does not meet NEEDS criteria"]
[null,"Ormesa I",50766,"OE4","Geothermal","California",0.7,"Dropped - Units whose status does not meet NEEDS criteria"]
[null,"Ormesa I",50766,"OE5","Geothermal","California",1.1,"Dropped - Units whose status does not meet NEEDS criteria"]
[null,"Ormesa I",50766,"OE6","Geothermal","California",1.1,"Dropped - Units whose status does not meet NEEDS criteria"]
[null,"Ormesa I",50766,"OE7","Geothermal","California",0.7,"Dropped - Units whose status does not meet NEEDS criteria"]
[null,"Ormesa I",50766,"OE8","Geothermal","California",0.7,"Dropped - Units whose status does not meet NEEDS criteria"]
[null,"Ormesa I",50766,"OE9","Geothermal","California",0.7,"Dropped - Units whose status does not meet NEEDS criteria"]
[null,"Viking Energy of Northumberland",50771,"GEN1","Biomass","Pennsylvania",16.2,"Dropped - Units whose status does not meet NEEDS criteria"]
[null,"Taylor Energy Partners LP",50782,"AM1","Landfill Gas","Pennsylvania",0.6,"Dropped - Units whose status does not meet NEEDS criteria"]
[null,"Taylor Energy Partners LP",50782,"AM2","Landfill Gas","Pennsylvania",0.4,"Dropped - Units whose status does not meet NEEDS criteria"]
[null,"Taylor Energy Partners LP",50782,"AM3","Landfill Gas","Pennsylvania",0.4,"Dropped - Units whose status does not meet NEEDS criteria"]
[null,"Taylor Energy Partners LP",50782,"AM4","Landfill Gas","Pennsylvania",0.4,"Dropped - Units whose status does not meet NEEDS criteria"]
[null,"Lafayette Energy Partners LP",50788,"HA1","Landfill Gas","New Jersey",0.5,"Dropped - Units whose status does not meet NEEDS criteria"]
[null,"Lafayette Energy Partners LP",50788,"HA2","Landfill Gas","New Jersey",0.5,"Dropped - Units whose status does not meet NEEDS criteria"]
[null,"Newark Power Plant",50797,"GEN1","Combined Cycle","New Jersey",40.9,"Dropped - Units whose status does not meet NEEDS criteria"]
[null,"Newark Power Plant",50797,"GEN2","Combined Cycle","New Jersey",16.1,"Dropped - Units whose status does not meet NEEDS criteria"]
[null,"Uncasville Mill",50801,"GEN1","O/G Steam","Connecticut",1.3,"Dropped - Units whose status does not meet NEEDS criteria"]
[null,"Seminole Mill",50803,"GEN3","O/G Steam","Florida",20,"Dropped - Onsite Unit"]
[null,"Catalyst Paper Snowflake Mill",50805,"GEN1","Coal Steam","Arizona",26,"Dropped - Units whose status does not meet NEEDS criteria"]
[null,"Catalyst Paper Snowflake Mill",50805,"GEN2","Coal Steam","Arizona",42,"Dropped - Units whose status does not meet NEEDS criteria"]
[null,"WestRock Panama City Mill",50807,"GEN3","Non-Fossil Waste","Florida",4,"Dropped - Onsite Unit"]
[null,"WestRock Panama City Mill",50807,"GEN4","Non-Fossil Waste","Florida",10,"Dropped - Onsite Unit"]
[null,"WestRock Panama City Mill",50807,"GEN6","Biomass","Florida",21.8,"Dropped - Onsite Unit"]
[null,"Westrock Hodge (LA)",50810,"NO 4","Non-Fossil Waste","Louisiana",3,"Dropped - Units whose status does not meet NEEDS criteria"]
[null,"Westrock Hodge (LA)",50810,"NO 6","Non-Fossil Waste","Louisiana",5,"Dropped - Units whose status does not meet NEEDS criteria"]
[null,"Westrock Hodge (LA)",50810,"NO 7","Non-Fossil Waste","Louisiana",15.6,"Dropped - Onsite Unit"]
[null,"Westrock Hodge (LA)",50810,"NO 8","Non-Fossil Waste","Louisiana",27.5,"Dropped - Onsite Unit"]
[null,"Westrock Hodge (LA)",50810,"NO 9","Non-Fossil Waste","Louisiana",23.3,"Dropped - Onsite Unit"]
[null,"RockTenn Coshocton Mill",50811,"GEN1","Biomass","Ohio",12,"Dropped - Units whose status does not meet NEEDS criteria"]
[null,"Stone Container Ontonagon Mill",50812,"GEN1","Coal Steam","Michigan",11.6,"Dropped - Units whose status does not meet NEEDS criteria"]
[null,"Stone Container Missoula Mill",50814,"GEN1","Non-Fossil Waste","Montana",7.5,"Dropped - Units whose status does not meet NEEDS criteria"]
[null,"Stone Container Missoula Mill",50814,"GEN2","Non-Fossil Waste","Montana",3.3,"Dropped - Units whose status does not meet NEEDS criteria"]
[null,"Stone Container Missoula Mill",50814,"GEN3","Non-Fossil Waste","Montana",6.5,"Dropped - Units whose status does not meet NEEDS criteria"]
[null,"Dyer Road",50818,"GEN1","Onshore Wind","California",10.5,"Dropped - Units whose status does not meet NEEDS criteria"]
[null,"ESI Project",50819,"GEN1","Onshore Wind","California",1.2,"Dropped - Units whose status does not meet NEEDS criteria"]
[null,"Tres Vaqueros Wind Farms LLC",50826,"1","Onshore Wind","California",28.3,"Dropped - Units whose status does not meet NEEDS criteria"]
[null,"TES Filer City Station",50835,"GEN2","Combined Cycle","Michigan",228,"Dropped - Units whose status does not meet NEEDS criteria"]
[null,"Gramercy Holdings LLC",50846,"GT1","Combustion Turbine","Louisiana",15,"Dropped - Units whose status does not meet NEEDS criteria"]
[null,"Gramercy Holdings LLC",50846,"GT2","Combustion Turbine","Louisiana",15,"Dropped - Units whose status does not meet NEEDS criteria"]
[null,"Gramercy Holdings LLC",50846,"GT3","Combustion Turbine","Louisiana",15,"Dropped - Onsite Unit"]
[null,"Gramercy Holdings LLC",50846,"GT4","Combustion Turbine","Louisiana",21,"Dropped - Onsite Unit"]
[null,"Gramercy Holdings LLC",50846,"ST1","O/G Steam","Louisiana",17,"Dropped - Onsite Unit"]
[null,"Gramercy Holdings LLC",50846,"ST2","O/G Steam","Louisiana",17,"Dropped - Onsite Unit"]
[null,"Gramercy Holdings LLC",50846,"ST3","O/G Steam","Louisiana",6,"Dropped - Onsite Unit"]
[null,"Weir Cogen Plant",50848,"GT1","Combustion Turbine","California",3.2,"Dropped - Units whose status does not meet NEEDS criteria"]
[null,"Onondaga Cogeneration",50855,"GEN1","Combined Cycle","New York",45,"Dropped - Units whose status does not meet NEEDS criteria"]
[null,"Onondaga Cogeneration",50855,"GEN2","Combined Cycle","New York",25,"Dropped - Units whose status does not meet NEEDS criteria"]
[null,"Onondaga Cogeneration",50855,"GEN3","Combined Cycle","New York",23,"Dropped - Units whose status does not meet NEEDS criteria"]
[null,"Scott Wood",50863,"ST2","Biomass","Virginia",0.8,"Dropped - Units whose status does not meet NEEDS criteria"]
[null,"Scott Wood",50863,"ST3","Biomass","Virginia",2.6,"Dropped - Units whose status does not meet NEEDS criteria"]
[null,"Wheelabrator Claremont Facility",50872,"GEN1","Municipal Solid Waste","New Hampshire",4.5,"Dropped - Units whose status does not meet NEEDS criteria"]
[null,"Boralex Sherman LLC",50874,"GEN1","Biomass","Maine",21,"Dropped - Units whose status does not meet NEEDS criteria"]
[null,"Wheelabrator Norwalk Energy",50876,"GEN1","Combined Cycle","California",23.6,"Dropped - Units whose status does not meet NEEDS criteria"]
[null,"Wheelabrator Norwalk Energy",50876,"GEN2","Combined Cycle","California",3.7,"Dropped - Units whose status does not meet NEEDS criteria"]
[null,"Wheelabrator Shasta",50881,"GEN4","Biomass","California",3.5,"Dropped - Units whose status does not meet NEEDS criteria"]
[null,"Ivy River Hydro",50890,"GEN5","Hydro","North Carolina",0.2,"Dropped - Units whose status does not meet NEEDS criteria"]
[null,"Ivy River Hydro",50890,"GEN6","Hydro","North Carolina",0.2,"Dropped - Units whose status does not meet NEEDS criteria"]
[null,"Covington Facility",50900,"GEN1","Coal Steam","Virginia",10.5,"Dropped - Units whose status does not meet NEEDS criteria"]
[null,"Covington Facility",50900,"GEN2","Coal Steam","Virginia",10.5,"Dropped - Units whose status does not meet NEEDS criteria"]
[null,"Covington Facility",50900,"GEN6","Non-Fossil Waste","Virginia",5.5,"Dropped - Units whose status does not meet NEEDS criteria"]
[null,"Sagamore Plant Cogeneration",50903,"GEN1","O/G Steam","Indiana",7.4,"Dropped - Onsite Unit"]
[null,"Univ New Mexico Cogen Plant",50905,"1","Combustion Turbine","New Mexico",2.1,"Dropped - Units whose status does not meet NEEDS criteria"]
[null,"Ford Utilities Center",50906,"2","O/G Steam","New Mexico",1.4,"Dropped - Units whose status does not meet NEEDS criteria"]
[null,"Ford Utilities Center",50906,"3","Combustion Turbine","New Mexico",6,"Dropped - Onsite Unit"]
[null,"Ford Utilities Center",50906,"4","O/G Steam","New Mexico",0.7,"Dropped - Onsite Unit"]
[null,"Ford Utilities Center",50906,"5","Combustion Turbine","New Mexico",6.2,"Dropped - Onsite Unit"]
[null,"Sherman Hospital",50909,"1","Combustion Turbine","Illinois",0.8,"Dropped - Units whose status does not meet NEEDS criteria"]
[null,"Sherman Hospital",50909,"2","Combustion Turbine","Illinois",0.8,"Dropped - Units whose status does not meet NEEDS criteria"]
[null,"Bassett Table",50911,"2102","Biomass","Virginia",1,"Dropped - Units whose status does not meet NEEDS criteria"]
[null,"J D Bassett Manufacturing",50912,"1929","Biomass","Virginia",0.8,"Dropped - Units whose status does not meet NEEDS criteria"]
[null,"J D Bassett Manufacturing",50912,"1930","Biomass","Virginia",0.8,"Dropped - Units whose status does not meet NEEDS criteria"]
[null,"Lavalley Lumber LLC",50914,"1500","Biomass","Maine",1.2,"Dropped - Units whose status does not meet NEEDS criteria"]
[null,"Erie Coke",50920,"1","Fossil Waste","Pennsylvania",1,"Dropped - Onsite Unit"]
[null,"San Jose Convention Center",50925,"1","Combustion Turbine","California",1.5,"Dropped - Units whose status does not meet NEEDS criteria"]
[null,"Derst Baking",50927,"GEN1","Combustion Turbine","Georgia",0.4,"Dropped - Units whose status does not meet NEEDS criteria"]
[null,"Derst Baking",50927,"GEN2","Combustion Turbine","Georgia",0.4,"Dropped - Units whose status does not meet NEEDS criteria"]
[null,"Derst Baking",50927,"GEN3","Combustion Turbine","Georgia",0.4,"Dropped - Units whose status does not meet NEEDS criteria"]
[null,"Des Moines Wastewater Reclamation Fac",50932,"01","Non-Fossil Waste","Iowa",0.6,"Dropped - Units whose status does not meet NEEDS criteria"]
[null,"Des Moines Wastewater Reclamation Fac",50932,"02","Non-Fossil Waste","Iowa",0.6,"Dropped - Units whose status does not meet NEEDS criteria"]
[null,"Des Moines Wastewater Reclamation Fac",50932,"03","Non-Fossil Waste","Iowa",0.6,"Dropped - Units whose status does not meet NEEDS criteria"]
[null,"Des Moines Wastewater Reclamation Fac",50932,"72-04","Non-Fossil Waste","Iowa",1.4,"Dropped - Onsite Unit"]
[null,"Des Moines Wastewater Reclamation Fac",50932,"72-05","Non-Fossil Waste","Iowa",1.4,"Dropped - Onsite Unit"]
[null,"Rhinelander Mill",50933,"GEN3","O/G Steam","Wisconsin",0.6,"Dropped - Units whose status does not meet NEEDS criteria"]
[null,"Rhinelander Mill",50933,"GEN5","O/G Steam","Wisconsin",4,"Dropped - Onsite Unit"]
[null,"Rhinelander Mill",50933,"GEN6","Coal Steam","Wisconsin",6.3,"Dropped - Onsite Unit"]
[null,"Rhinelander Mill",50933,"HYD1","Hydro","Wisconsin",0.5,"Dropped - Onsite Unit"]
[null,"Rhinelander Mill",50933,"HYD2","Hydro","Wisconsin",0.5,"Dropped - Onsite Unit"]
[null,"Rhinelander Mill",50933,"HYD3","Hydro","Wisconsin",1,"Dropped - Onsite Unit"]
[null,"Southernmost Waste To Energy",50934,"MKW1","Municipal Solid Waste","Florida",2.3,"Dropped - Units whose status does not meet NEEDS criteria"]
[null,"Caterpillar",50935,"3512","Combustion Turbine","Indiana",0.8,"Dropped - Onsite Unit"]
[null,"Caterpillar",50935,"3516","Combustion Turbine","Indiana",0.8,"Dropped - Onsite Unit"]
[null,"Caterpillar",50935,"516A","Combustion Turbine","Indiana",1.8,"Dropped - Onsite Unit"]
[null,"Caterpillar",50935,"ET1","Combustion Turbine","Indiana",2,"Dropped - Onsite Unit"]
[null,"Caterpillar",50935,"ET2","Combustion Turbine","Indiana",2,"Dropped - Onsite Unit"]
[null,"Caterpillar",50935,"ET3","Combustion Turbine","Indiana",2.5,"Dropped - Onsite Unit"]
[null,"Caterpillar",50935,"ET4","Combustion Turbine","Indiana",2.5,"Dropped - Onsite Unit"]
[null,"Caterpillar",50935,"R12","Combustion Turbine","Indiana",0.3,"Dropped - Onsite Unit"]
[null,"Winnebago County Landfill Gas",50936,"EG1","Landfill Gas","Wisconsin",0.9,"Dropped - Units whose status does not meet NEEDS criteria"]
[null,"Winnebago County Landfill Gas",50936,"EG2","Landfill Gas","Wisconsin",0.9,"Dropped  - Retired/Planned Retirement by 06/2023"]
[null,"Winnebago County Landfill Gas",50936,"EG6","Landfill Gas","Wisconsin",1.4,"Dropped - Units whose status does not meet NEEDS criteria"]
[null,"William Beaumont Hospital",50937,"GENA","Combustion Turbine","Michigan",1.9,"Dropped - Onsite Unit"]
[null,"William Beaumont Hospital",50937,"GENB","Combustion Turbine","Michigan",1.9,"Dropped - Onsite Unit"]
[null,"Lagoon Cogeneration Facility",50942,"1","Combustion Turbine","Utah",0.5,"Dropped - Onsite Unit"]
[null,"Lagoon Cogeneration Facility",50942,"2","Combustion Turbine","Utah",0.5,"Dropped - Onsite Unit"]
[null,"Lagoon Cogeneration Facility",50942,"3","Combustion Turbine","Utah",0.5,"Dropped - Onsite Unit"]
[null,"R & R Lumber",50945,"ST1","Biomass","Oregon",1.4,"Dropped - Units whose status does not meet NEEDS criteria"]
[null,"Wheelabrator Martell",50950,"GEN1","Biomass","California",15,"Dropped - Units whose status does not meet NEEDS criteria"]
[null,"Saint Francis Hospital",50952,"GEN1","Combustion Turbine","Illinois",0.8,"Dropped - Units whose status does not meet NEEDS criteria"]
[null,"Saint Francis Hospital",50952,"GEN2","Combustion Turbine","Illinois",0.8,"Dropped - Units whose status does not meet NEEDS criteria"]
[null,"Dan River Power Plant",50954,"GEN1","Coal Steam","Virginia",3,"Dropped - Units whose status does not meet NEEDS criteria"]
[null,"Dan River Power Plant",50954,"GEN2","Coal Steam","Virginia",6,"Dropped - Units whose status does not meet NEEDS criteria"]
[null,"Rousselot Inc",50955,"GEN1","O/G Steam","Massachusetts",1.5,"Dropped - Onsite Unit"]
[null,"Rousselot Inc",50955,"GEN2","O/G Steam","Massachusetts",1.5,"Dropped - Onsite Unit"]
[null,"Rousselot Inc",50955,"GEN3","O/G Steam","Massachusetts",3.3,"Dropped - Onsite Unit"]
[null,"Bowater Newsprint Calhoun Operation",50956,"GEN1","Non-Fossil Waste","Tennessee",17,"Dropped - Onsite Unit"]
[null,"Bowater Newsprint Calhoun Operation",50956,"GEN2","Non-Fossil Waste","Tennessee",19,"Dropped - Onsite Unit"]
[null,"Bowater Newsprint Calhoun Operation",50956,"GEN3","Non-Fossil Waste","Tennessee",27,"Dropped - Onsite Unit"]
[null,"Nitram",50958,"GEN1","O/G Steam","Florida",2,"Dropped - Units whose status does not meet NEEDS criteria"]
[null,"Naval Hospital Medical Center",50963,"1TG","Combustion Turbine","California",0.7,"Dropped - Units whose status does not meet NEEDS criteria"]
[null,"Naval Hospital Medical Center",50963,"2TG","Combustion Turbine","California",0.7,"Dropped - Units whose status does not meet NEEDS criteria"]
[null,"Naval Hospital Medical Center",50963,"3TG","Combustion Turbine","California",0.7,"Dropped - Units whose status does not meet NEEDS criteria"]
[null,"Naval Hospital Medical Center",50963,"4TG","Combustion Turbine","California",4.4,"Dropped - Onsite Unit"]
[null,"Toledo Ref Power Recovery Train",50965,"GEN1","Coal Steam","Ohio",6,"Dropped - Onsite Unit"]
[null,"Bellmeade Power Station",50966,"1","Combined Cycle","Virginia",95,"Dropped - Units whose status does not meet NEEDS criteria"]
[null,"Bellmeade Power Station",50966,"2","Combined Cycle","Virginia",95,"Dropped - Units whose status does not meet NEEDS criteria"]
[null,"Bellmeade Power Station",50966,"3","Combined Cycle","Virginia",77,"Dropped - Units whose status does not meet NEEDS criteria"]
[null,"Watsonville Power Plant",50968,"GEN1","Combined Cycle","California",22,"Dropped - Units whose status does not meet NEEDS criteria"]
[null,"Watsonville Power Plant",50968,"GEN2","Combined Cycle","California",6.9,"Dropped - Units whose status does not meet NEEDS criteria"]
[null,"MU Combined Heat and Power Plant",50969,"6025","O/G Steam","Missouri",0.3,"Dropped - Onsite Unit"]
[null,"MU Combined Heat and Power Plant",50969,"DGT1","Combustion Turbine","Missouri",2,"Dropped - Onsite Unit"]
[null,"MU Combined Heat and Power Plant",50969,"GEN1","O/G Steam","Missouri",6,"Dropped - Onsite Unit"]
[null,"MU Combined Heat and Power Plant",50969,"GEN2","O/G Steam","Missouri",12.2,"Dropped - Onsite Unit"]
[null,"MU Combined Heat and Power Plant",50969,"GEN3","O/G Steam","Missouri",19.2,"Dropped - Onsite Unit"]
[null,"MU Combined Heat and Power Plant",50969,"GEN4","O/G Steam","Missouri",13.3,"Dropped - Onsite Unit"]
[null,"MU Combined Heat and Power Plant",50969,"GEN6","Combustion Turbine","Missouri",0.5,"Dropped - Onsite Unit"]
[null,"MU Combined Heat and Power Plant",50969,"GEN7","Combustion Turbine","Missouri",1,"Dropped - Onsite Unit"]
[null,"MU Combined Heat and Power Plant",50969,"NTG1","Combustion Turbine","Missouri",11.4,"Dropped - Onsite Unit"]
[null,"MU Combined Heat and Power Plant",50969,"NTG2","Combustion Turbine","Missouri",11.4,"Dropped - Onsite Unit"]
[null,"Motiva Enterprises Port Arthur Refinery",50973,"GN26","Combined Cycle","Texas",9.7,"Dropped - Units whose status does not meet NEEDS criteria"]
[null,"Motiva Enterprises Port Arthur Refinery",50973,"GN27","Combined Cycle","Texas",4.3,"Dropped - Units whose status does not meet NEEDS criteria"]
[null,"Motiva Enterprises Port Arthur Refinery",50973,"GN31","Combined Cycle","Texas",8.4,"Dropped - Onsite Unit"]
[null,"Motiva Enterprises Port Arthur Refinery",50973,"GN32","Combined Cycle","Texas",10.5,"Dropped - Onsite Unit"]
[null,"Motiva Enterprises Port Arthur Refinery",50973,"GN33","Combined Cycle","Texas",21.5,"Dropped - Onsite Unit"]
[null,"Motiva Enterprises Port Arthur Refinery",50973,"GN34","Combustion Turbine","Texas",15.6,"Dropped - Onsite Unit"]
[null,"Motiva Enterprises Port Arthur Refinery",50973,"GN35","Combined Cycle","Texas",39,"Dropped - Onsite Unit"]
[null,"Motiva Enterprises Port Arthur Refinery",50973,"GN41","Combined Cycle","Texas",36.1,"Dropped - Onsite Unit"]
[null,"Motiva Enterprises Port Arthur Refinery",50973,"GN42","Combined Cycle","Texas",36.1,"Dropped - Onsite Unit"]
[null,"Motiva Enterprises Port Arthur Refinery",50973,"GN43","Combined Cycle","Texas",36.1,"Dropped - Onsite Unit"]
[null,"Motiva Enterprises Port Arthur Refinery",50973,"GN44","Combined Cycle","Texas",36.1,"Dropped - Onsite Unit"]
[null,"Indiantown Cogeneration LP",50976,"GEN1","Coal Steam","Florida",330,"Dropped  - Retired/Planned Retirement by 06/2023"]
[null,"Solano County Cogen Plant",50985,"3163","Combustion Turbine","California",1,"Dropped - Onsite Unit"]
[null,"Solano County Cogen Plant",50985,"3164","Combustion Turbine","California",0.4,"Dropped - Onsite Unit"]
[null,"Solano County Cogen Plant",50985,"3165","Combustion Turbine","California",1.4,"Dropped - Onsite Unit"]
[null,"Ingersoll Milling Machine",50989,"0071","Combustion Turbine","Illinois",0.6,"Dropped - Units whose status does not meet NEEDS criteria"]
[null,"Ingersoll Milling Machine",50989,"0072","Combustion Turbine","Illinois",0.6,"Dropped - Units whose status does not meet NEEDS criteria"]
[null,"Ingersoll Milling Machine",50989,"0073","Combustion Turbine","Illinois",0.6,"Dropped - Units whose status does not meet NEEDS criteria"]
[null,"Ingersoll Milling Machine",50989,"0074","Combustion Turbine","Illinois",0.6,"Dropped - Units whose status does not meet NEEDS criteria"]
[null,"Ingersoll Milling Machine",50989,"0075","Combustion Turbine","Illinois",0.6,"Dropped - Units whose status does not meet NEEDS criteria"]
[null,"Ingersoll Milling Machine",50989,"0076","Combustion Turbine","Illinois",0.7,"Dropped - Units whose status does not meet NEEDS criteria"]
[null,"Ingersoll Milling Machine",50989,"0077","Combustion Turbine","Illinois",0.6,"Dropped - Units whose status does not meet NEEDS criteria"]
[null,"Marathon Electric",50990,"P1-1","Combustion Turbine","Wisconsin",0.4,"Dropped - Units whose status does not meet NEEDS criteria"]
[null,"Marathon Electric",50990,"P1-2","Combustion Turbine","Wisconsin",0.4,"Dropped - Units whose status does not meet NEEDS criteria"]
[null,"Marathon Electric",50990,"P2-3","Combustion Turbine","Wisconsin",0.9,"Dropped - Onsite Unit"]
[null,"Marathon Electric",50990,"P2-4","Combustion Turbine","Wisconsin",0.9,"Dropped - Onsite Unit"]
[null,"Marathon Electric",50990,"P3-5","Combustion Turbine","Wisconsin",0.7,"Dropped - Units whose status does not meet NEEDS criteria"]
[null,"Pryor Power Plant",50991,"GEN1","Combustion Turbine","Oklahoma",17.5,"Dropped - Units whose status does not meet NEEDS criteria"]
[null,"Pryor Power Plant",50991,"GEN2","Combustion Turbine","Oklahoma",17.5,"Dropped - Units whose status does not meet NEEDS criteria"]
[null,"Pryor Power Plant",50991,"GEN3","Combustion Turbine","Oklahoma",17.5,"Dropped - Units whose status does not meet NEEDS criteria"]
[null,"Pryor Power Plant",50991,"GEN4","Combustion Turbine","Oklahoma",33.5,"Dropped - Units whose status does not meet NEEDS criteria"]
[null,"Pryor Power Plant",50991,"GEN8","O/G Steam","Oklahoma",2.5,"Dropped - Units whose status does not meet NEEDS criteria"]
[null,"Pryor Power Plant",50991,"GEN9","O/G Steam","Oklahoma",10,"Dropped - Units whose status does not meet NEEDS criteria"]
[null,"Pryor Power Plant",50991,"GN10","O/G Steam","Oklahoma",13,"Dropped - Units whose status does not meet NEEDS criteria"]
[null,"Gallup Refinery",50997,"GEN1","Combustion Turbine","New Mexico",2.9,"Dropped - Units whose status does not meet NEEDS criteria"]
[null,"Gallup Refinery",50997,"GEN2","Combustion Turbine","New Mexico",2.9,"Dropped - Units whose status does not meet NEEDS criteria"]
[null,"Bunge Milling Cogen",51000,"GEN1","Coal Steam","Illinois",17.6,"Dropped - Units whose status does not meet NEEDS criteria"]
[null,"Enterprise Sugar Factory",51008,"1000","Biomass","Louisiana",1,"Dropped - Onsite Unit"]
[null,"Enterprise Sugar Factory",51008,"2000","Biomass","Louisiana",2,"Dropped - Onsite Unit"]
[null,"Brown University Central Heating",51029,"EMG1","O/G Steam","Rhode Island",3,"Dropped - Units whose status does not meet NEEDS criteria"]
[null,"Hofstra University",51035,"GEN1","Combustion Turbine","New York",1.1,"Dropped  - Retired/Planned Retirement by 06/2023"]
[null,"Hofstra University",51035,"GEN2","Combustion Turbine","New York",1.1,"Dropped  - Retired/Planned Retirement by 06/2023"]
[null,"Merritt Square Mall",52003,"NO1","Combustion Turbine","Florida",0.8,"Dropped - Units whose status does not meet NEEDS criteria"]
[null,"Merritt Square Mall",52003,"NO2","Combustion Turbine","Florida",0.7,"Dropped - Units whose status does not meet NEEDS criteria"]
[null,"Merritt Square Mall",52003,"NO3","Combustion Turbine","Florida",0.7,"Dropped - Units whose status does not meet NEEDS criteria"]
[null,"Merritt Square Mall",52003,"NO4","Combustion Turbine","Florida",0.8,"Dropped - Units whose status does not meet NEEDS criteria"]
[null,"Merritt Square Mall",52003,"NO5","Combustion Turbine","Florida",0.7,"Dropped - Units whose status does not meet NEEDS criteria"]
[null,"Merritt Square Mall",52003,"NO6","Combustion Turbine","Florida",0.7,"Dropped - Units whose status does not meet NEEDS criteria"]
[null,"Merritt Square Mall",52003,"NO7","Combustion Turbine","Florida",1,"Dropped - Units whose status does not meet NEEDS criteria"]
[null,"Plaquemine Operations",52005,"GEN1","Combined Cycle","Louisiana",49,"Dropped - Units whose status does not meet NEEDS criteria"]
[null,"Plaquemine Operations",52005,"GEN2","Combined Cycle","Louisiana",49,"Dropped - Units whose status does not meet NEEDS criteria"]
[null,"LaO Energy Systems",52006,"GEN7","Combined Cycle","Louisiana",95,"Dropped - Units whose status does not meet NEEDS criteria"]
[null,"LaO Energy Systems",52006,"GEN8","Combined Cycle","Louisiana",95,"Dropped - Units whose status does not meet NEEDS criteria"]
[null,"Mecklenburg Power Station",52007,"GEN1","Coal Steam","Virginia",69,"Dropped - Units whose status does not meet NEEDS criteria"]
[null,"Mecklenburg Power Station",52007,"GEN2","Coal Steam","Virginia",69,"Dropped - Units whose status does not meet NEEDS criteria"]
[null,"Valero Refining Texas Houston",52012,"GEN1","Combustion Turbine","Texas",16.2,"Dropped - Units whose status does not meet NEEDS criteria"]
[null,"Valero Refining Texas Houston",52012,"GEN2","Combustion Turbine","Texas",16.2,"Dropped - Units whose status does not meet NEEDS criteria"]
[null,"Valero Refining Texas City",52013,"GEN1","Combustion Turbine","Texas",3.6,"Dropped - Units whose status does not meet NEEDS criteria"]
[null,"Valero Refining Texas City",52013,"GEN2","Combustion Turbine","Texas",12,"Dropped - Units whose status does not meet NEEDS criteria"]
[null,"Valero Refining Texas City",52013,"GEN3","Combustion Turbine","Texas",12,"Dropped - Units whose status does not meet NEEDS criteria"]
[null,"Menominee Acquisition",52017,"ST2","Coal Steam","Michigan",2.5,"Dropped - Units whose status does not meet NEEDS criteria"]
[null,"Rhode Island Hospital",52024,"GEN2","O/G Steam","Rhode Island",1.7,"Dropped - Onsite Unit"]
[null,"Rhode Island Hospital",52024,"GEN4","O/G Steam","Rhode Island",1.7,"Dropped - Onsite Unit"]
[null,"Rhode Island Hospital",52024,"NEW1","O/G Steam","Rhode Island",3.5,"Dropped - Onsite Unit"]
[null,"Rhode Island Hospital",52024,"NEW3","O/G Steam","Rhode Island",3.5,"Dropped - Onsite Unit"]
[null,"Puna Geothermal Venture I",52028,"OEC11","Geothermal","Hawaii",3.1,"Dropped - in Alaska or in Hawaii or Puerto Rico"]
[null,"Puna Geothermal Venture I",52028,"OEC12","Geothermal","Hawaii",3.1,"Dropped - in Alaska or in Hawaii or Puerto Rico"]
[null,"Puna Geothermal Venture I",52028,"OEC13","Geothermal","Hawaii",3.1,"Dropped - in Alaska or in Hawaii or Puerto Rico"]
[null,"Puna Geothermal Venture I",52028,"OEC14","Geothermal","Hawaii",3.1,"Dropped - in Alaska or in Hawaii or Puerto Rico"]
[null,"Puna Geothermal Venture I",52028,"OEC15","Geothermal","Hawaii",3.1,"Dropped - in Alaska or in Hawaii or Puerto Rico"]
[null,"Puna Geothermal Venture I",52028,"OEC21","Geothermal","Hawaii",3.1,"Dropped - in Alaska or in Hawaii or Puerto Rico"]
[null,"Puna Geothermal Venture I",52028,"OEC22","Geothermal","Hawaii",3.1,"Dropped - in Alaska or in Hawaii or Puerto Rico"]
[null,"Puna Geothermal Venture I",52028,"OEC23","Geothermal","Hawaii",3.1,"Dropped - in Alaska or in Hawaii or Puerto Rico"]
[null,"Puna Geothermal Venture I",52028,"OEC24","Geothermal","Hawaii",3.1,"Dropped - in Alaska or in Hawaii or Puerto Rico"]
[null,"Puna Geothermal Venture I",52028,"OEC25","Geothermal","Hawaii",3.1,"Dropped - in Alaska or in Hawaii or Puerto Rico"]
[null,"Puna Geothermal Venture I",52028,"OEC31","Geothermal","Hawaii",6,"Dropped - in Alaska or in Hawaii or Puerto Rico"]
[null,"Puna Geothermal Venture I",52028,"OEC32","Geothermal","Hawaii",6,"Dropped - in Alaska or in Hawaii or Puerto Rico"]
[null,"Alliance Refinery",52031,"GEN1","Fossil Waste","Louisiana",6,"Dropped - Onsite Unit"]
[null,"Alliance Refinery",52031,"GEN2","Fossil Waste","Louisiana",19,"Dropped - Onsite Unit"]
[null,"IVEX Packaging",52032,"0001","Combustion Turbine","Illinois",3.5,"Dropped - Units whose status does not meet NEEDS criteria"]
[null,"Moretown Generating Station",52033,"1","Hydro","Vermont",0.3,"Dropped - Units whose status does not meet NEEDS criteria"]
[null,"Bunge Oil",52034,"1","Combustion Turbine","Illinois",2.8,"Dropped - Units whose status does not meet NEEDS criteria"]
[null,"Hopkinton Energy",52041,"GEN1","Biomass","New Hampshire",11,"Dropped - Units whose status does not meet NEEDS criteria"]
[null,"Vanderbilt University Power Plant",52048,"GEN1","Coal Steam","Tennessee",6.5,"Dropped - Units whose status does not meet NEEDS criteria"]
[null,"Vanderbilt University Power Plant",52048,"GEN2","Coal Steam","Tennessee",4.5,"Dropped - Units whose status does not meet NEEDS criteria"]
[null,"Vanderbilt University Power Plant",52048,"GT1","Combustion Turbine","Tennessee",4,"Dropped - Units whose status does not meet NEEDS criteria"]
[null,"Vanderbilt University Power Plant",52048,"GT1B","Combustion Turbine","Tennessee",5.8,"Dropped - Onsite Unit"]
[null,"Vanderbilt University Power Plant",52048,"GT2","Combustion Turbine","Tennessee",4,"Dropped - Onsite Unit"]
[null,"Vanderbilt University Power Plant",52048,"GT3","Combustion Turbine","Tennessee",7.8,"Dropped - Onsite Unit"]
[null,"I 95 Municipal Landfill Phase I",52051,"UNT1","Landfill Gas","Virginia",0.8,"Dropped - Units whose status does not meet NEEDS criteria"]
[null,"I 95 Municipal Landfill Phase I",52051,"UNT2","Landfill Gas","Virginia",0.8,"Dropped - Units whose status does not meet NEEDS criteria"]
[null,"I 95 Municipal Landfill Phase I",52051,"UNT3","Landfill Gas","Virginia",0.8,"Dropped - Units whose status does not meet NEEDS criteria"]
[null,"I 95 Municipal Landfill Phase I",52051,"UNT4","Landfill Gas","Virginia",0.8,"Dropped - Units whose status does not meet NEEDS criteria"]
[null,"Martinez Sulfuric Acid Regeneration Plt",52063,"GEN1","Non-Fossil Waste","California",4,"Dropped - Onsite Unit"]
[null,"Point Comfort Operations",52069,"GEN1","O/G Steam","Texas",14.9,"Dropped - Onsite Unit"]
[null,"Point Comfort Operations",52069,"GEN2","O/G Steam","Texas",14.9,"Dropped - Onsite Unit"]
[null,"Point Comfort Operations",52069,"GEN3","O/G Steam","Texas",14.9,"Dropped - Onsite Unit"]
[null,"Point Comfort Operations",52069,"GEN4","O/G Steam","Texas",14,"Dropped - Onsite Unit"]
[null,"Sandow No 5",52071,"5","Coal Steam","Texas",600,"Dropped - Units whose status does not meet NEEDS criteria"]
[null,"Sandow No 5",52071,"GEN1","Coal Steam","Texas",121,"Dropped - Units whose status does not meet NEEDS criteria"]
[null,"Sandow No 5",52071,"GEN2","Coal Steam","Texas",121,"Dropped - Units whose status does not meet NEEDS criteria"]
[null,"Sandow No 5",52071,"GEN3","Coal Steam","Texas",121,"Dropped - Units whose status does not meet NEEDS criteria"]
[null,"Radford Army Ammunition Plant",52072,"GEN1","O/G Steam","Virginia",5.6,"Dropped - Onsite Unit"]
[null,"Radford Army Ammunition Plant",52072,"GEN2","O/G Steam","Virginia",5.6,"Dropped - Onsite Unit"]
[null,"Radford Army Ammunition Plant",52072,"GEN3","O/G Steam","Virginia",5.6,"Dropped - Onsite Unit"]
[null,"Radford Army Ammunition Plant",52072,"GEN4","O/G Steam","Virginia",5.6,"Dropped - Onsite Unit"]
[null,"McKittrick Cogen",52076,"GEN1","Combustion Turbine","California",3,"Dropped - Units whose status does not meet NEEDS criteria"]
[null,"McKittrick Cogen",52076,"GEN2","Combustion Turbine","California",3,"Dropped - Units whose status does not meet NEEDS criteria"]
[null,"McKittrick Cogen",52076,"GEN3","Combustion Turbine","California",3,"Dropped - Units whose status does not meet NEEDS criteria"]
[null,"North Midway Cogen",52078,"GEN7","Combustion Turbine","California",3,"Dropped - Units whose status does not meet NEEDS criteria"]
[null,"North Midway Cogen",52078,"GEN8","Combustion Turbine","California",3,"Dropped - Units whose status does not meet NEEDS criteria"]
[null,"North Midway Cogen",52078,"GEN9","Combustion Turbine","California",3,"Dropped - Units whose status does not meet NEEDS criteria"]
[null,"Concord Cogen",52080,"1606","Combustion Turbine","California",1.5,"Dropped - Units whose status does not meet NEEDS criteria"]
[null,"Coalinga 6C Cogen",52083,"TG1","Combustion Turbine","California",2.7,"Dropped - Units whose status does not meet NEEDS criteria"]
[null,"Coalinga 6C Cogen",52083,"TG2","Combustion Turbine","California",2.7,"Dropped - Units whose status does not meet NEEDS criteria"]
[null,"Pascagoula Cogen",52084,"TG1","Fossil Waste","Mississippi",4,"Dropped - Units whose status does not meet NEEDS criteria"]
[null,"Celanese Acetate LLC",52089,"DEG1","Combustion Turbine","Virginia",2,"Dropped - Units whose status does not meet NEEDS criteria"]
[null,"Celanese Acetate LLC",52089,"GEN1","O/G Steam","Virginia",6,"Dropped - Onsite Unit"]
[null,"Celanese Acetate LLC",52089,"GEN2","O/G Steam","Virginia",6,"Dropped - Onsite Unit"]
[null,"Celanese Acetate LLC",52089,"GEN3","O/G Steam","Virginia",6,"Dropped - Onsite Unit"]
[null,"Celanese Acetate LLC",52089,"GEN4","O/G Steam","Virginia",9.2,"Dropped - Onsite Unit"]
[null,"New York Methodist Hospital",52091,"3A","Combustion Turbine","New York",0.7,"Dropped - Units whose status does not meet NEEDS criteria"]
[null,"New York Methodist Hospital",52091,"4C","Combustion Turbine","New York",0.7,"Dropped - Units whose status does not meet NEEDS criteria"]
[null,"Kern River Fee B Cogen",52092,"GEN1","Combustion Turbine","California",3.2,"Dropped - Units whose status does not meet NEEDS criteria"]
[null,"Oxford Cogeneration Facility",52093,"GEN1","Combustion Turbine","California",2.4,"Dropped - Units whose status does not meet NEEDS criteria"]
[null,"Oxford Cogeneration Facility",52093,"GEN2","Combustion Turbine","California",2.4,"Dropped - Units whose status does not meet NEEDS criteria"]
[null,"Kern River Fee A Cogen",52094,"GEN1","Combustion Turbine","California",3.2,"Dropped - Units whose status does not meet NEEDS criteria"]
[null,"Kern River Fee A Cogen",52094,"GEN2","Combustion Turbine","California",3.2,"Dropped - Units whose status does not meet NEEDS criteria"]
[null,"Kern River Fee C Cogen",52095,"GEN1","Combustion Turbine","California",3.2,"Dropped - Units whose status does not meet NEEDS criteria"]
[null,"Kern River Fee C Cogen",52095,"GEN2","Combustion Turbine","California",3.2,"Dropped - Units whose status does not meet NEEDS criteria"]
[null,"Plant No 2 Orange County",52099,"GEN1","Non-Fossil Waste","California",2.7,"Dropped - Onsite Unit"]
[null,"Plant No 2 Orange County",52099,"GEN2","Non-Fossil Waste","California",2.7,"Dropped - Onsite Unit"]
[null,"Plant No 2 Orange County",52099,"GEN3","Non-Fossil Waste","California",2.7,"Dropped - Onsite Unit"]
[null,"Plant No 2 Orange County",52099,"GEN4","Non-Fossil Waste","California",2.7,"Dropped - Onsite Unit"]
[null,"Plant No 2 Orange County",52099,"GEN5","Non-Fossil Waste","California",2.7,"Dropped - Onsite Unit"]
[null,"Plant No 2 Orange County",52099,"GEN6","Non-Fossil Waste","California",0.9,"Dropped - Onsite Unit"]
[null,"Richmond Refinery TG800",52105,"GEN1","Fossil Waste","California",3.7,"Dropped - Units whose status does not meet NEEDS criteria"]
[null,"Richmond Refinery TG800",52105,"GEN2","Fossil Waste","California",3.7,"Dropped - Units whose status does not meet NEEDS criteria"]
[null,"Richmond Refinery TG800",52105,"GEN3","Fossil Waste","California",3.7,"Dropped - Units whose status does not meet NEEDS criteria"]
[null,"Richmond Refinery TG800",52105,"GEN4","Fossil Waste","California",8.4,"Dropped - Units whose status does not meet NEEDS criteria"]
[null,"Philadelphia Refinery",52106,"GEN1","Fossil Waste","Pennsylvania",7.7,"Dropped - Onsite Unit"]
[null,"Philadelphia Refinery",52106,"GEN2","Fossil Waste","Pennsylvania",6.7,"Dropped - Units whose status does not meet NEEDS criteria"]
[null,"Philadelphia Refinery",52106,"GEN3","Fossil Waste","Pennsylvania",0.4,"Dropped - Onsite Unit"]
[null,"Valero Energy Port Arthur Refinery",52108,"GEN1","Combined Cycle","Texas",14,"Dropped - Units whose status does not meet NEEDS criteria"]
[null,"Valero Energy Port Arthur Refinery",52108,"GEN2","Combustion Turbine","Texas",12,"Dropped - Units whose status does not meet NEEDS criteria"]
[null,"Valero Energy Port Arthur Refinery",52108,"GEN3","Combined Cycle","Texas",12,"Dropped - Units whose status does not meet NEEDS criteria"]
[null,"Valero Energy Port Arthur Refinery",52108,"GEN4","Fossil Waste","Texas",10,"Dropped - Units whose status does not meet NEEDS criteria"]
[null,"Valero Energy Port Arthur Refinery",52108,"GEN5","Fossil Waste","Texas",10,"Dropped - Units whose status does not meet NEEDS criteria"]
[null,"Valero Energy Port Arthur Refinery",52108,"GEN6","Fossil Waste","Texas",10,"Dropped - Units whose status does not meet NEEDS criteria"]
[null,"Valero Energy Port Arthur Refinery",52108,"GEN7","Fossil Waste","Texas",10,"Dropped - Units whose status does not meet NEEDS criteria"]
[null,"Richmond Cogen",52109,"GEN1","Combined Cycle","California",50,"Dropped - Onsite Unit"]
[null,"Richmond Cogen",52109,"GEN2","Combined Cycle","California",50,"Dropped - Onsite Unit"]
[null,"Richmond Cogen",52109,"GEN3","Combined Cycle","California",43,"Dropped - Units whose status does not meet NEEDS criteria"]
[null,"Richmond Cogen",52109,"GEN5","Combined Cycle","California",30.4,"Dropped - Onsite Unit"]
[null,"Ingredion Stockton",52115,"GEN1","Combustion Turbine","California",2.8,"Dropped - Units whose status does not meet NEEDS criteria"]
[null,"Ingredion Stockton",52115,"GEN2","Combustion Turbine","California",6.5,"Dropped - Units whose status does not meet NEEDS criteria"]
[null,"Multitrade of Pittsylvania LP",52118,"GEN1","Biomass","Virginia",41.5,"Dropped - Units whose status does not meet NEEDS criteria"]
[null,"Multitrade of Pittsylvania LP",52118,"GEN2","Biomass","Virginia",41.5,"Dropped - Units whose status does not meet NEEDS criteria"]
[null,"Primary Childrens Medical Center",52119,"CG01","Combustion Turbine","Utah",0.6,"Dropped - Units whose status does not meet NEEDS criteria"]
[null,"Primary Childrens Medical Center",52119,"CG02","Combustion Turbine","Utah",0.6,"Dropped - Units whose status does not meet NEEDS criteria"]
[null,"Primary Childrens Medical Center",52119,"CG03","Combustion Turbine","Utah",0.6,"Dropped - Units whose status does not meet NEEDS criteria"]
[null,"Freeport Energy",52120,"G-31","Combined Cycle","Texas",50,"Dropped - Units whose status does not meet NEEDS criteria"]
[null,"Freeport Energy",52120,"G-33","Combined Cycle","Texas",49,"Dropped - Units whose status does not meet NEEDS criteria"]
[null,"Freeport Energy",52120,"G-35","Combined Cycle","Texas",95.6,"Dropped - Units whose status does not meet NEEDS criteria"]
[null,"Freeport Energy",52120,"G-36","Combined Cycle","Texas",99,"Dropped - Units whose status does not meet NEEDS criteria"]
[null,"Freeport Energy",52120,"G-37","Combustion Turbine","Texas",59.2,"Dropped - Onsite Unit"]
[null,"Freeport Energy",52120,"G-42","Combined Cycle","Texas",46,"Dropped - Units whose status does not meet NEEDS criteria"]
[null,"Freeport Energy",52120,"G-45","Combined Cycle","Texas",92,"Dropped - Units whose status does not meet NEEDS criteria"]
[null,"Freeport Energy",52120,"G-61","Combined Cycle","Texas",68.3,"Dropped - Onsite Unit"]
[null,"Freeport Energy",52120,"G-62","Combined Cycle","Texas",68.3,"Dropped - Units whose status does not meet NEEDS criteria"]
[null,"Freeport Energy",52120,"G-63","Combined Cycle","Texas",68.3,"Dropped - Onsite Unit"]
[null,"Freeport Energy",52120,"G-64","Combined Cycle","Texas",35,"Dropped - Onsite Unit"]
[null,"Freeport Energy",52120,"G-65","Combined Cycle","Texas",95.2,"Dropped - Onsite Unit"]
[null,"Freeport Energy",52120,"G-66","Combined Cycle","Texas",95.6,"Dropped - Onsite Unit"]
[null,"Freeport Energy",52120,"G-67","Combined Cycle","Texas",95.6,"Dropped - Onsite Unit"]
[null,"Elk Basin Gasoline Plant",52127,"GEN1","Fossil Waste","Wyoming",0.8,"Dropped - Onsite Unit"]
[null,"Elk Basin Gasoline Plant",52127,"GEN2","Fossil Waste","Wyoming",0.8,"Dropped - Onsite Unit"]
[null,"Elk Basin Gasoline Plant",52127,"GEN3","Fossil Waste","Wyoming",0.4,"Dropped - Units whose status does not meet NEEDS criteria"]
[null,"Anschutz Ranch East",52129,"GEN1","Combustion Turbine","Wyoming",20,"Dropped - Units whose status does not meet NEEDS criteria"]
[null,"Anschutz Ranch East",52129,"GEN2","Combustion Turbine","Wyoming",20,"Dropped - Units whose status does not meet NEEDS criteria"]
[null,"Whiting Refinery",52130,"15TG","Fossil Waste","Indiana",5,"Dropped - Units whose status does not meet NEEDS criteria"]
[null,"Whiting Refinery",52130,"17TG","Fossil Waste","Indiana",5,"Dropped - Units whose status does not meet NEEDS criteria"]
[null,"Whiting Refinery",52130,"31TG","Fossil Waste","Indiana",11.2,"Dropped - Onsite Unit"]
[null,"Whiting Refinery",52130,"32TG","Fossil Waste","Indiana",11.2,"Dropped - Onsite Unit"]
[null,"Whiting Refinery",52130,"33TG","Fossil Waste","Indiana",16.4,"Dropped - Onsite Unit"]
[null,"Whiting Refinery",52130,"34TG","Fossil Waste","Indiana",11.8,"Dropped - Onsite Unit"]
[null,"Whiting Refinery",52130,"35TG","Fossil Waste","Indiana",38,"Dropped - Onsite Unit"]
[null,"Power Station 3",52131,"307A","Combined Cycle","Texas",20,"Dropped - Units whose status does not meet NEEDS criteria"]
[null,"Power Station 3",52131,"307B","Combined Cycle","Texas",20,"Dropped - Units whose status does not meet NEEDS criteria"]
[null,"Power Station 3",52131,"307C","Combined Cycle","Texas",10,"Dropped - Units whose status does not meet NEEDS criteria"]
[null,"Power Station 3",52131,"307D","Combined Cycle","Texas",20,"Dropped - Units whose status does not meet NEEDS criteria"]
[null,"Power Station 3",52131,"307E","Combined Cycle","Texas",13.5,"Dropped - Units whose status does not meet NEEDS criteria"]
[null,"Power Station 3",52131,"307F","Combined Cycle","Texas",14,"Dropped - Units whose status does not meet NEEDS criteria"]
[null,"Power Station 4",52132,"GEN3","Combined Cycle","Texas",34,"Dropped - Units whose status does not meet NEEDS criteria"]
[null,"Tesoro Mandan Cogeneration Plant",52133,"GEN1","Fossil Waste","North Dakota",2.8,"Dropped - Onsite Unit"]
[null,"Tesoro Mandan Cogeneration Plant",52133,"GEN2","Fossil Waste","North Dakota",2.8,"Dropped - Onsite Unit"]
[null,"Tesoro Mandan Cogeneration Plant",52133,"GEN3","Fossil Waste","North Dakota",2.8,"Dropped - Onsite Unit"]
[null,"Steamboat 1A Power Plant",52138,"DE31","Geothermal","Nevada",0.9,"Dropped - Units whose status does not meet NEEDS criteria"]
[null,"Steamboat 1A Power Plant",52138,"DE32","Geothermal","Nevada",0.9,"Dropped - Units whose status does not meet NEEDS criteria"]
[null,"International Paper Prattville Mill",52140,"GEN1","Non-Fossil Waste","Alabama",35.5,"Dropped - Onsite Unit"]
[null,"International Paper Prattville Mill",52140,"GEN2","Non-Fossil Waste","Alabama",45.3,"Dropped - Onsite Unit"]
[null,"Cherokee Plant",52146,"001","O/G Steam","Pennsylvania",2.5,"Dropped - Units whose status does not meet NEEDS criteria"]
[null,"Elkton",52148,"GEN1","O/G Steam","Virginia",6,"Dropped - Onsite Unit"]
[null,"Elkton",52148,"GEN2","Combustion Turbine","Virginia",0.8,"Dropped - Onsite Unit"]
[null,"Elkton",52148,"GEN3","Combustion Turbine","Virginia",1,"Dropped - Onsite Unit"]
[null,"Elkton",52148,"GEN4","Combustion Turbine","Virginia",0.3,"Dropped - Onsite Unit"]
[null,"Elkton",52148,"GEN5","O/G Steam","Virginia",0.4,"Dropped - Onsite Unit"]
[null,"West Point (PA)",52149,"COG3","Combustion Turbine","Pennsylvania",38.5,"Dropped - Onsite Unit"]
[null,"West Point (PA)",52149,"GEN1","O/G Steam","Pennsylvania",3,"Dropped - Units whose status does not meet NEEDS criteria"]
[null,"West Point (PA)",52149,"GEN14","Combustion Turbine","Pennsylvania",1.5,"Dropped - Onsite Unit"]
[null,"West Point (PA)",52149,"GEN15","Combustion Turbine","Pennsylvania",1.1,"Dropped - Onsite Unit"]
[null,"West Point (PA)",52149,"GEN2","Combustion Turbine","Pennsylvania",24.5,"Dropped - Onsite Unit"]
[null,"West Point (PA)",52149,"GEN3","Combustion Turbine","Pennsylvania",2.4,"Dropped - Units whose status does not meet NEEDS criteria"]
[null,"West Point (PA)",52149,"GEN4","Combustion Turbine","Pennsylvania",1.7,"Dropped - Onsite Unit"]
[null,"West Point (PA)",52149,"GEN5","Combustion Turbine","Pennsylvania",1.2,"Dropped - Onsite Unit"]
[null,"West Point (PA)",52149,"GEN6","Combustion Turbine","Pennsylvania",1.2,"Dropped - Units whose status does not meet NEEDS criteria"]
[null,"West Point (PA)",52149,"GEN7","Combustion Turbine","Pennsylvania",0.7,"Dropped - Units whose status does not meet NEEDS criteria"]
[null,"West Point (PA)",52149,"GEN8","Combustion Turbine","Pennsylvania",1,"Dropped - Onsite Unit"]
[null,"West Point (PA)",52149,"GEN9","Combustion Turbine","Pennsylvania",0.9,"Dropped - Onsite Unit"]
[null,"West Point (PA)",52149,"GN10","Combustion Turbine","Pennsylvania",0.9,"Dropped - Onsite Unit"]
[null,"West Point (PA)",52149,"GN11","Combustion Turbine","Pennsylvania",0.9,"Dropped - Onsite Unit"]
[null,"West Point (PA)",52149,"GN12","Combustion Turbine","Pennsylvania",2,"Dropped - Onsite Unit"]
[null,"West Point (PA)",52149,"GN13","Combustion Turbine","Pennsylvania",2,"Dropped - Onsite Unit"]
[null,"International Paper Eastover Facility",52151,"GEN1","Non-Fossil Waste","South Carolina",46,"Dropped - Onsite Unit"]
[null,"International Paper Eastover Facility",52151,"GEN2","Non-Fossil Waste","South Carolina",57,"Dropped - Onsite Unit"]
[null,"International Paper Franklin Mill",52152,"GE10","Combustion Turbine","Virginia",38,"Dropped - Onsite Unit"]
[null,"International Paper Franklin Mill",52152,"GEN1","Non-Fossil Waste","Virginia",5,"Dropped - Units whose status does not meet NEEDS criteria"]
[null,"International Paper Franklin Mill",52152,"GEN2","Non-Fossil Waste","Virginia",3.7,"Dropped - Units whose status does not meet NEEDS criteria"]
[null,"International Paper Franklin Mill",52152,"GEN3","Non-Fossil Waste","Virginia",2.5,"Dropped - Units whose status does not meet NEEDS criteria"]
[null,"International Paper Franklin Mill",52152,"GEN6","Non-Fossil Waste","Virginia",9.3,"Dropped - Units whose status does not meet NEEDS criteria"]
[null,"International Paper Franklin Mill",52152,"GEN7","Non-Fossil Waste","Virginia",15.6,"Dropped - Units whose status does not meet NEEDS criteria"]
[null,"International Paper Franklin Mill",52152,"GEN8","Non-Fossil Waste","Virginia",27.5,"Dropped - Units whose status does not meet NEEDS criteria"]
[null,"International Paper Franklin Mill",52152,"GEN9","Non-Fossil Waste","Virginia",36.1,"Dropped - Onsite Unit"]
[null,"Victory Garden Phase IV LLC",52160,"WGNS","Onshore Wind","California",22,"Dropped  - Retired/Planned Retirement by 06/2023"]
[null,"Terra-Gen 251 Wind LLC",52161,"WGNS","Onshore Wind","California",18.4,"Dropped  - Retired/Planned Retirement by 06/2023"]
[null,"Riverbay",52168,"GEN1","O/G Steam","New York",5.6,"Dropped - Units whose status does not meet NEEDS criteria"]
[null,"Soda Lake Geothermal No I II",52174,"OE11","Geothermal","Nevada",0.8,"Dropped - Units whose status does not meet NEEDS criteria"]
[null,"Soda Lake Geothermal No I II",52174,"OE12","Geothermal","Nevada",0.9,"Dropped - Units whose status does not meet NEEDS criteria"]
[null,"Soda Lake Geothermal No I II",52174,"OE13","Geothermal","Nevada",0.9,"Dropped - Units whose status does not meet NEEDS criteria"]
[null,"Soda Lake Geothermal No I II",52174,"OE21","Geothermal","Nevada",1.1,"Dropped - Units whose status does not meet NEEDS criteria"]
[null,"CITGO Refinery Powerhouse",52175,"GEN1","O/G Steam","Louisiana",5.6,"Dropped - Units whose status does not meet NEEDS criteria"]
[null,"CITGO Refinery Powerhouse",52175,"GEN2","O/G Steam","Louisiana",5.6,"Dropped - Onsite Unit"]
[null,"CITGO Refinery Powerhouse",52175,"GEN3","O/G Steam","Louisiana",19.6,"Dropped - Onsite Unit"]
[null,"G-P Gypsum",52182,"GEN1","Combustion Turbine","Georgia",0.7,"Dropped - Units whose status does not meet NEEDS criteria"]
[null,"G-P Gypsum",52182,"GEN2","Combustion Turbine","Georgia",0.7,"Dropped - Units whose status does not meet NEEDS criteria"]
[null,"Tesoro Kenai Cogeneration Plant",52184,"GEN1","Combustion Turbine","Alaska",4.2,"Dropped - in Alaska or in Hawaii or Puerto Rico"]
[null,"Tesoro Kenai Cogeneration Plant",52184,"GEN2","Combustion Turbine","Alaska",4.2,"Dropped - in Alaska or in Hawaii or Puerto Rico"]
[null,"Tesoro Kenai Cogeneration Plant",52184,"GEN3","Combustion Turbine","Alaska",6.3,"Dropped - Units whose status does not meet NEEDS criteria"]
[null,"Ponca City Refinery",52188,"G1","Fossil Waste","Oklahoma",3,"Dropped - Units whose status does not meet NEEDS criteria"]
[null,"Ponca City Refinery",52188,"G1A","Fossil Waste","Oklahoma",3,"Dropped - Units whose status does not meet NEEDS criteria"]
[null,"Ponca City Refinery",52188,"G2","Fossil Waste","Oklahoma",3,"Dropped - Units whose status does not meet NEEDS criteria"]
[null,"Ponca City Refinery",52188,"G3","O/G Steam","Oklahoma",9,"Dropped - Units whose status does not meet NEEDS criteria"]
[null,"JRW Associates LP",52198,"GEN1","O/G Steam","California",1.1,"Dropped - Units whose status does not meet NEEDS criteria"]
[null,"JRW Associates LP",52198,"GEN2","O/G Steam","California",1.1,"Dropped - Units whose status does not meet NEEDS criteria"]
[null,"JRW Associates LP",52198,"GEN3","Combustion Turbine","California",1.1,"Dropped - Units whose status does not meet NEEDS criteria"]
[null,"JRW Associates LP",52198,"GEN4","Combustion Turbine","California",1.1,"Dropped - Units whose status does not meet NEEDS criteria"]
[null,"JRW Associates LP",52198,"GEN5","Combustion Turbine","California",1.1,"Dropped - Units whose status does not meet NEEDS criteria"]
[null,"JRW Associates LP",52198,"GEN6","Combustion Turbine","California",1.1,"Dropped - Units whose status does not meet NEEDS criteria"]
[null,"JRW Associates LP",52198,"GEN7","Combustion Turbine","California",1.1,"Dropped - Units whose status does not meet NEEDS criteria"]
[null,"JRW Associates LP",52198,"GEN8","Combustion Turbine","California",1.1,"Dropped - Units whose status does not meet NEEDS criteria"]
[null,"Ridgewood/Byron Power Partners",52199,"GEN1","Combustion Turbine","California",1.1,"Dropped - Units whose status does not meet NEEDS criteria"]
[null,"Ridgewood/Byron Power Partners",52199,"GEN2","Combustion Turbine","California",1.1,"Dropped - Units whose status does not meet NEEDS criteria"]
[null,"Ridgewood/Byron Power Partners",52199,"GEN3","Combustion Turbine","California",1.1,"Dropped - Units whose status does not meet NEEDS criteria"]
[null,"Ridgewood/Byron Power Partners",52199,"GEN4","Combustion Turbine","California",1.1,"Dropped - Units whose status does not meet NEEDS criteria"]
[null,"Ridgewood/Byron Power Partners",52199,"GEN5","Combustion Turbine","California",1.1,"Dropped - Units whose status does not meet NEEDS criteria"]
[null,"LFG Energy",52200,"GE53","Landfill Gas","New York",0.8,"Dropped - Units whose status does not meet NEEDS criteria"]
[null,"LFG Energy",52200,"GE54","Landfill Gas","New York",0.8,"Dropped - Units whose status does not meet NEEDS criteria"]
[null,"LFG Energy",52200,"GE55","Landfill Gas","New York",0.8,"Dropped - Units whose status does not meet NEEDS criteria"]
[null,"LFG Energy",52200,"GE58","Landfill Gas","New York",0.8,"Dropped - Units whose status does not meet NEEDS criteria"]
[null,"LFG Energy",52200,"S","Landfill Gas","New York",0.8,"Dropped - Units whose status does not meet NEEDS criteria"]
[null,"Sunnyside Cogen Partners",52201,"GEN1","Combustion Turbine","California",1.1,"Dropped - Units whose status does not meet NEEDS criteria"]
[null,"Sunnyside Cogen Partners",52201,"GEN2","Combustion Turbine","California",1.1,"Dropped - Units whose status does not meet NEEDS criteria"]
[null,"Sunnyside Cogen Partners",52201,"GEN3","Combustion Turbine","California",1.1,"Dropped - Units whose status does not meet NEEDS criteria"]
[null,"Sunnyside Cogen Partners",52201,"GEN4","Combustion Turbine","California",1.1,"Dropped - Units whose status does not meet NEEDS criteria"]
[null,"Sunnyside Cogen Partners",52201,"GEN5","Combustion Turbine","California",1.1,"Dropped - Units whose status does not meet NEEDS criteria"]
[null,"Gude",52203,"GUD1","Landfill Gas","Maryland",1.3,"Dropped - Units whose status does not meet NEEDS criteria"]
[null,"Gude",52203,"GUD2","Landfill Gas","Maryland",1.3,"Dropped - Units whose status does not meet NEEDS criteria"]
[null,"Otay Landfill Gas, LLC",52204,"OTA1","Landfill Gas","California",1.5,"Dropped  - Retired/Planned Retirement by 06/2023"]
[null,"Salinas",52205,"SAL1","Landfill Gas","California",1.3,"Dropped - Units whose status does not meet NEEDS criteria"]
[null,"Oxnard",52206,"OXN1","Landfill Gas","California",1.7,"Dropped - Units whose status does not meet NEEDS criteria"]
[null,"Oxnard",52206,"OXN2","Landfill Gas","California",1.7,"Dropped - Units whose status does not meet NEEDS criteria"]
[null,"Oxnard",52206,"OXN3","Landfill Gas","California",1.7,"Dropped - Units whose status does not meet NEEDS criteria"]
[null,"Santa Clara",52207,"SCLA","Landfill Gas","California",1.3,"Dropped - Units whose status does not meet NEEDS criteria"]
[null,"Pittsburg Power Plant",54001,"GEN1","Combustion Turbine","California",16.5,"Dropped - Units whose status does not meet NEEDS criteria"]
[null,"Pittsburg Power Plant",54001,"GEN2","Combustion Turbine","California",22,"Dropped - Units whose status does not meet NEEDS criteria"]
[null,"Pittsburg Power Plant",54001,"GEN3","Combustion Turbine","California",22,"Dropped - Units whose status does not meet NEEDS criteria"]
[null,"MM West Covina",54015,"GEN3","Landfill Gas","California",4.4,"Dropped - Units whose status does not meet NEEDS criteria"]
[null,"Wheelabrator North Broward",54033,"GEN1","Municipal Solid Waste","Florida",56,"Dropped - Units whose status does not meet NEEDS criteria"]
[null,"Roanoke Valley Energy Facility I",54035,"GEN1","Coal Steam","North Carolina",165,"Dropped - Units whose status does not meet NEEDS criteria"]
[null,"University of Illinois Cogen Facility",54044,"CT1","Combustion Turbine","Illinois",6.4,"Dropped - Onsite Unit"]
[null,"University of Illinois Cogen Facility",54044,"CT2","Combustion Turbine","Illinois",6.4,"Dropped - Onsite Unit"]
[null,"University of Illinois Cogen Facility",54044,"CT3","Combustion Turbine","Illinois",6.4,"Dropped - Onsite Unit"]
[null,"University of Illinois Cogen Facility",54044,"GEN1","Combustion Turbine","Illinois",6.3,"Dropped - Onsite Unit"]
[null,"University of Illinois Cogen Facility",54044,"GEN2","Combustion Turbine","Illinois",6.3,"Dropped - Onsite Unit"]
[null,"University of Illinois Cogen Facility",54044,"GEN3","Combustion Turbine","Illinois",3.7,"Dropped - Units whose status does not meet NEEDS criteria"]
[null,"University of Illinois Cogen Facility",54044,"GEN4","Combustion Turbine","Illinois",3.7,"Dropped - Units whose status does not meet NEEDS criteria"]
[null,"University of Illinois Cogen Facility",54044,"RE1","Combustion Turbine","Illinois",5.5,"Dropped - Onsite Unit"]
[null,"University of Illinois Cogen Facility",54044,"RE2","Combustion Turbine","Illinois",5.5,"Dropped - Onsite Unit"]
[null,"University of Illinois Cogen Facility",54044,"RE3","Combustion Turbine","Illinois",5.5,"Dropped - Onsite Unit"]
[null,"Wythe Park Power Petersburg Plant",54045,"1","Fossil Waste","Virginia",3,"Dropped - Units whose status does not meet NEEDS criteria"]
[null,"Wythe Park Power 3 Richmond Plant",54047,"EXIS","Combustion Turbine","Virginia",3,"Dropped - Units whose status does not meet NEEDS criteria"]
[null,"Glines Hydroelectric Project",54050,"GEN1","Hydro","Washington",6,"Dropped - Units whose status does not meet NEEDS criteria"]
[null,"Elwha Hydroelectric Project",54051,"GEN1","Hydro","Washington",3,"Dropped - Units whose status does not meet NEEDS criteria"]
[null,"Elwha Hydroelectric Project",54051,"GEN2","Hydro","Washington",3,"Dropped - Units whose status does not meet NEEDS criteria"]
[null,"Elwha Hydroelectric Project",54051,"GEN3","Hydro","Washington",3.2,"Dropped - Units whose status does not meet NEEDS criteria"]
[null,"Elwha Hydroelectric Project",54051,"GEN4","Hydro","Washington",3.3,"Dropped - Units whose status does not meet NEEDS criteria"]
[null,"Minnesota Wood Products",54061,"GEN1","Biomass","Minnesota",11,"Dropped - Units whose status does not meet NEEDS criteria"]
[null,"Spruance Genco LLC",54081,"GEN1","Coal Steam","Virginia",52.5,"Dropped  - Retired/Planned Retirement by 06/2023"]
[null,"Spruance Genco LLC",54081,"GEN2","Coal Steam","Virginia",52.5,"Dropped  - Retired/Planned Retirement by 06/2023"]
[null,"Androscoggin Mill",54085,"GEN1","Non-Fossil Waste","Maine",25,"Dropped - Onsite Unit"]
[null,"Androscoggin Mill",54085,"GEN2","Non-Fossil Waste","Maine",25,"Dropped - Onsite Unit"]
[null,"Androscoggin Mill",54085,"GEN3","Non-Fossil Waste","Maine",30,"Dropped - Onsite Unit"]
[null,"International Paper Georgetown Mill",54087,"GEN1","Non-Fossil Waste","South Carolina",25.3,"Dropped - Onsite Unit"]
[null,"International Paper Georgetown Mill",54087,"GEN2","Biomass","South Carolina",27.4,"Dropped - Onsite Unit"]
[null,"International Paper Georgetown Mill",54087,"GEN3","Biomass","South Carolina",37.7,"Dropped - Onsite Unit"]
[null,"International Paper Hudson River Mill",54088,"GEN1","O/G Steam","New York",25,"Dropped - Units whose status does not meet NEEDS criteria"]
[null,"International Paper Lock Haven Mill",54089,"GEN1","Coal Steam","Pennsylvania",4.7,"Dropped - Units whose status does not meet NEEDS criteria"]
[null,"International Paper Lock Haven Mill",54089,"GEN3","Coal Steam","Pennsylvania",4.7,"Dropped - Units whose status does not meet NEEDS criteria"]
[null,"International Paper Lock Haven Mill",54089,"GEN4","Coal Steam","Pennsylvania",23.1,"Dropped - Units whose status does not meet NEEDS criteria"]
[null,"International Paper Louisiana Mill",54090,"GEN3","Non-Fossil Waste","Louisiana",25,"Dropped - Units whose status does not meet NEEDS criteria"]
[null,"International Paper Louisiana Mill",54090,"GEN4","Non-Fossil Waste","Louisiana",37.5,"Dropped - Units whose status does not meet NEEDS criteria"]
[null,"Mansfield Mill",54091,"GEN1","Non-Fossil Waste","Louisiana",24.6,"Dropped - Onsite Unit"]
[null,"Mansfield Mill",54091,"GEN2","Non-Fossil Waste","Louisiana",25.6,"Dropped - Onsite Unit"]
[null,"Mansfield Mill",54091,"GEN3","Non-Fossil Waste","Louisiana",22.1,"Dropped - Onsite Unit"]
[null,"Mansfield Mill",54091,"GEN4","Combustion Turbine","Louisiana",45,"Dropped - Onsite Unit"]
[null,"International Paper Natchez Mill",54094,"GEN1","O/G Steam","Mississippi",11,"Dropped - Units whose status does not meet NEEDS criteria"]
[null,"International Paper Natchez Mill",54094,"GEN2","O/G Steam","Mississippi",9,"Dropped - Units whose status does not meet NEEDS criteria"]
[null,"International Paper Natchez Mill",54094,"GEN3","O/G Steam","Mississippi",28.8,"Dropped - Units whose status does not meet NEEDS criteria"]
[null,"Pineville Mill",54095,"GEN1","O/G Steam","Louisiana",22,"Dropped - Units whose status does not meet NEEDS criteria"]
[null,"International Paper Riverdale Mill",54096,"GEN1","Non-Fossil Waste","Alabama",11.6,"Dropped - Onsite Unit"]
[null,"International Paper Riverdale Mill",54096,"GEN2","Non-Fossil Waste","Alabama",37.4,"Dropped - Onsite Unit"]
[null,"International Paper Riverdale Mill",54096,"GEN3","Combined Cycle","Alabama",17,"Dropped - Onsite Unit"]
[null,"International Paper Riverdale Mill",54096,"GEN4","Combined Cycle","Alabama",38.2,"Dropped - Onsite Unit"]
[null,"International Paper Texarkana Mill",54097,"GEN1","Non-Fossil Waste","Texas",25,"Dropped - Onsite Unit"]
[null,"International Paper Texarkana Mill",54097,"GEN2","Non-Fossil Waste","Texas",40,"Dropped - Onsite Unit"]
[null,"Kaukauna Paper Mill",54098,"GEN1","Non-Fossil Waste","Wisconsin",6,"Dropped - Onsite Unit"]
[null,"Kaukauna Paper Mill",54098,"GEN2","Non-Fossil Waste","Wisconsin",11,"Dropped - Onsite Unit"]
[null,"Kaukauna Paper Mill",54098,"GEN3","Non-Fossil Waste","Wisconsin",15.6,"Dropped - Onsite Unit"]
[null,"Kaukauna Paper Mill",54098,"GEN4","Coal Steam","Wisconsin",12,"Dropped - Onsite Unit"]
[null,"Ticonderoga Mill",54099,"GEN1","Non-Fossil Waste","New York",41,"Dropped - Onsite Unit"]
[null,"International Paper Vicksburg Mill",54100,"GEN1","Non-Fossil Waste","Mississippi",1.5,"Dropped - Onsite Unit"]
[null,"International Paper Vicksburg Mill",54100,"GEN2","Non-Fossil Waste","Mississippi",37,"Dropped - Onsite Unit"]
[null,"Georgia-Pacific Cedar Springs",54101,"GEN1","Non-Fossil Waste","Georgia",45,"Dropped - Onsite Unit"]
[null,"Georgia-Pacific Cedar Springs",54101,"GEN2","Non-Fossil Waste","Georgia",45,"Dropped - Onsite Unit"]
[null,"Port Edwards Mill",54103,"GEN4","O/G Steam","Wisconsin",1.8,"Dropped - Units whose status does not meet NEEDS criteria"]
[null,"Port Edwards Mill",54103,"GEN7","O/G Steam","Wisconsin",4.7,"Dropped - Units whose status does not meet NEEDS criteria"]
[null,"Ashdown",54104,"GEN1","Non-Fossil Waste","Arkansas",17,"Dropped - Onsite Unit"]
[null,"Ashdown",54104,"GEN2","Non-Fossil Waste","Arkansas",40,"Dropped - Onsite Unit"]
[null,"Ashdown",54104,"GEN3","Non-Fossil Waste","Arkansas",33,"Dropped - Onsite Unit"]
[null,"Ashdown",54104,"GEN4","Non-Fossil Waste","Arkansas",38,"Dropped - Onsite Unit"]
[null,"Kennedy International Airport Cogen",54114,"CT-3","Combustion Turbine","New York",47,"Dropped - Units whose status does not meet NEEDS criteria"]
[null,"Great Lakes Hydro America - ME",54134,"DOH3","Hydro","Maine",1.3,"Dropped - Units whose status does not meet NEEDS criteria"]
[null,"Great Lakes Hydro America - ME",54134,"DOH4","Hydro","Maine",1.8,"Dropped - Units whose status does not meet NEEDS criteria"]
[null,"Fulton Cogeneration Associates",54138,"GTG","Combustion Turbine","New York",42,"Dropped - Units whose status does not meet NEEDS criteria"]
[null,"Piney Creek Project",54144,"GEN1","Coal Steam","Pennsylvania",32.5,"Dropped - Units whose status does not meet NEEDS criteria"]
[null,"Iowa State University",54201,"1","Coal Steam","Iowa",3,"Dropped - Units whose status does not meet NEEDS criteria"]
[null,"Iowa State University",54201,"GEN3","Coal Steam","Iowa",13.3,"Dropped - Onsite Unit"]
[null,"Iowa State University",54201,"GEN4","Coal Steam","Iowa",6.3,"Dropped - Onsite Unit"]
[null,"Iowa State University",54201,"GEN5","Coal Steam","Iowa",11.5,"Dropped - Onsite Unit"]
[null,"Iowa State University",54201,"GEN6","Coal Steam","Iowa",15.1,"Dropped - Onsite Unit"]
[null,"Upper Androscoggin",54202,"1","Hydro","Maine",0.7,"Dropped - Units whose status does not meet NEEDS criteria"]
[null,"Upper Androscoggin",54202,"2","Hydro","Maine",0.5,"Dropped - Units whose status does not meet NEEDS criteria"]
[null,"Upper Androscoggin",54202,"3","Hydro","Maine",0.5,"Dropped - Units whose status does not meet NEEDS criteria"]
[null,"Mississippi Baptist Medical Center",54203,"A","Combustion Turbine","Mississippi",4,"Dropped - Onsite Unit"]
[null,"Hidalgo Smelter",54208,"EMD3","Combustion Turbine","New Mexico",2.5,"Dropped - Units whose status does not meet NEEDS criteria"]
[null,"Hidalgo Smelter",54208,"EMD4","Combustion Turbine","New Mexico",2.5,"Dropped - Units whose status does not meet NEEDS criteria"]
[null,"Hidalgo Smelter",54208,"EMD5","Combustion Turbine","New Mexico",2.5,"Dropped - Units whose status does not meet NEEDS criteria"]
[null,"Hidalgo Smelter",54208,"TGU1","O/G Steam","New Mexico",15,"Dropped - Units whose status does not meet NEEDS criteria"]
[null,"Hidalgo Smelter",54208,"TGU2","O/G Steam","New Mexico",15,"Dropped - Units whose status does not meet NEEDS criteria"]
[null,"American Crystal Sugar Hillsboro",54210,"G1","Coal Steam","North Dakota",13.3,"Dropped - Onsite Unit"]
[null,"American Crystal Sugar Moorhead",54211,"G1","Coal Steam","Minnesota",3,"Dropped - Onsite Unit"]
[null,"American Crystal Sugar Moorhead",54211,"G2","Coal Steam","Minnesota",2,"Dropped - Onsite Unit"]
[null,"American Crystal Sugar Crookston",54212,"G1","Coal Steam","Minnesota",3.5,"Dropped - Onsite Unit"]
[null,"American Crystal Sugar Crookston",54212,"G2","Coal Steam","Minnesota",3,"Dropped - Onsite Unit"]
[null,"American Crystal Sugar Drayton",54213,"G1","Coal Steam","North Dakota",6,"Dropped - Onsite Unit"]
[null,"American Crystal Sugar East Grand Forks",54214,"G1","Coal Steam","Minnesota",2.5,"Dropped - Onsite Unit"]
[null,"American Crystal Sugar East Grand Forks",54214,"G2","Coal Steam","Minnesota",5,"Dropped - Onsite Unit"]
[null,"U S Alliance Coosa Pines",54216,"AOW1","Coal Steam","Alabama",4.7,"Dropped - Units whose status does not meet NEEDS criteria"]
[null,"U S Alliance Coosa Pines",54216,"AOW2","Coal Steam","Alabama",4.7,"Dropped - Units whose status does not meet NEEDS criteria"]
[null,"U S Alliance Coosa Pines",54216,"AOW3","Coal Steam","Alabama",4.7,"Dropped - Units whose status does not meet NEEDS criteria"]
[null,"U S Alliance Coosa Pines",54216,"AOW4","Coal Steam","Alabama",4.7,"Dropped - Units whose status does not meet NEEDS criteria"]
[null,"U S Alliance Coosa Pines",54216,"AOW5","Coal Steam","Alabama",4.7,"Dropped - Units whose status does not meet NEEDS criteria"]
[null,"U S Alliance Coosa Pines",54216,"AOW6","O/G Steam","Alabama",12.5,"Dropped - Onsite Unit"]
[null,"U S Alliance Coosa Pines",54216,"GEN7","Non-Fossil Waste","Alabama",23.8,"Dropped - Onsite Unit"]
[null,"Burney Mountain Power",54219,"GEN1","Biomass","California",9.8,"Dropped - Units whose status does not meet NEEDS criteria"]
[null,"Blanco Compressor Station",54221,"1","O/G Steam","New Mexico",1,"Dropped - Units whose status does not meet NEEDS criteria"]
[null,"Blanco Compressor Station",54221,"2","O/G Steam","New Mexico",1,"Dropped - Units whose status does not meet NEEDS criteria"]
[null,"Gillette SBMC",54225,"TG1","O/G Steam","Massachusetts",6.3,"Dropped - Units whose status does not meet NEEDS criteria"]
[null,"PCS Nitrogen Fertilizer LP",54226,"GEN1","Combustion Turbine","Tennessee",25,"Dropped - Units whose status does not meet NEEDS criteria"]
[null,"Erving Paper Mills",54228,"1","O/G Steam","Massachusetts",0.3,"Dropped - Units whose status does not meet NEEDS criteria"]
[null,"Rittman Paperboard",54235,"GEN1","Coal Steam","Ohio",3,"Dropped - Units whose status does not meet NEEDS criteria"]
[null,"Rittman Paperboard",54235,"GEN2","Coal Steam","Ohio",5,"Dropped - Units whose status does not meet NEEDS criteria"]
[null,"Rittman Paperboard",54235,"GEN3","Coal Steam","Ohio",6,"Dropped - Units whose status does not meet NEEDS criteria"]
[null,"Pfizer Groton Plant",54236,"GT-1","Combustion Turbine","Connecticut",9.5,"Dropped - Onsite Unit"]
[null,"Pfizer Groton Plant",54236,"TG 1","O/G Steam","Connecticut",2.5,"Dropped - Units whose status does not meet NEEDS criteria"]
[null,"Pfizer Groton Plant",54236,"TG 2","O/G Steam","Connecticut",2.5,"Dropped - Units whose status does not meet NEEDS criteria"]
[null,"Pfizer Groton Plant",54236,"TG 3","O/G Steam","Connecticut",9.4,"Dropped - Onsite Unit"]
[null,"Pfizer Groton Plant",54236,"TG 4","O/G Steam","Connecticut",5,"Dropped - Onsite Unit"]
[null,"Pfizer Groton Plant",54236,"TG5","O/G Steam","Connecticut",7.5,"Dropped - Onsite Unit"]
[null,"Louisiana Tech University Power Plant",54240,"TG1","O/G Steam","Louisiana",2.5,"Dropped - Units whose status does not meet NEEDS criteria"]
[null,"Louisiana Tech University Power Plant",54240,"TG2","O/G Steam","Louisiana",4.6,"Dropped - Units whose status does not meet NEEDS criteria"]
[null,"Louisiana Tech University Power Plant",54240,"TG3","Combustion Turbine","Louisiana",6.4,"Dropped - Onsite Unit"]
[null,"Alvarado Hydro Facility",54242,"AHF","Hydro","California",1.4,"Dropped - Units whose status does not meet NEEDS criteria"]
[null,"Brown Williamson Tobacco",54243,"BWO1","Coal Steam","Georgia",0.8,"Dropped - Units whose status does not meet NEEDS criteria"]
[null,"Nelson Plant Generators",54245,"EXI1","Combustion Turbine","Arizona",1.1,"Dropped - Units whose status does not meet NEEDS criteria"]
[null,"Nelson Plant Generators",54245,"EXI2","Combustion Turbine","Arizona",1.1,"Dropped - Units whose status does not meet NEEDS criteria"]
[null,"Rock Tenn Dallas Mill",54248,"GEN1","O/G Steam","Texas",6.2,"Dropped - Units whose status does not meet NEEDS criteria"]
[null,"Newman (PA)",54250,"001","O/G Steam","Pennsylvania",1.8,"Dropped - Onsite Unit"]
[null,"Byxbee Park Sanitary Landfill",54252,"GEN1","Landfill Gas","California",1,"Dropped - Units whose status does not meet NEEDS criteria"]
[null,"Byxbee Park Sanitary Landfill",54252,"GEN2","Landfill Gas","California",1,"Dropped - Units whose status does not meet NEEDS criteria"]
[null,"S&L Cogeneration",54253,"GEN1","Combustion Turbine","Texas",35,"Dropped - Units whose status does not meet NEEDS criteria"]
[null,"Westwind Trust",54258,"WIN1","Onshore Wind","California",16,"Dropped - Units whose status does not meet NEEDS criteria"]
[null,"Westwind Trust",54258,"WTGS","Onshore Wind","California",15.6,"Dropped - Units whose status does not meet NEEDS criteria"]
[null,"Saint Marys Hospital Power Plant",54262,"6","Combustion Turbine","Minnesota",2.7,"Dropped  - Retired/Planned Retirement by 06/2023"]
[null,"Akron Recycle Energy Plant",54265,"1","O/G Steam","Ohio",2,"Dropped - Units whose status does not meet NEEDS criteria"]
[null,"Akron Recycle Energy Plant",54265,"2","O/G Steam","Ohio",2,"Dropped - Units whose status does not meet NEEDS criteria"]
[null,"March Point Cogeneration",54268,"STG1","Combined Cycle","Washington",26,"Dropped - Units whose status does not meet NEEDS criteria"]
[null,"Univ of NC Chapel Hill Cogen Facility",54276,"ES001","Combustion Turbine","North Carolina",1.8,"Dropped - Onsite Unit"]
[null,"Univ of NC Chapel Hill Cogen Facility",54276,"ES002","Combustion Turbine","North Carolina",1.8,"Dropped - Onsite Unit"]
[null,"Univ of NC Chapel Hill Cogen Facility",54276,"TG3","Coal Steam","North Carolina",28.7,"Dropped - Onsite Unit"]
[null,"Univ of NC Chapel Hill Cogen Facility",54276,"TG4","Coal Steam","North Carolina",20,"Dropped - Units whose status does not meet NEEDS criteria"]
[null,"Interstate Paper LLC Riceboro",54281,"577A","Non-Fossil Waste","Georgia",14.5,"Dropped - Onsite Unit"]
[null,"Rolls Royce",54286,"63F5","Combustion Turbine","Indiana",2.1,"Dropped - Units whose status does not meet NEEDS criteria"]
[null,"Rolls Royce",54286,"N8OT","Landfill Gas","Indiana",4,"Dropped - Units whose status does not meet NEEDS criteria"]
[null,"Rolls Royce",54286,"RIOT","Combustion Turbine","Indiana",3.3,"Dropped - Units whose status does not meet NEEDS criteria"]
[null,"Rolls Royce",54286,"RO9T","Combustion Turbine","Indiana",3.3,"Dropped - Units whose status does not meet NEEDS criteria"]
[null,"Jefferson Smurfit JSC",54288,"1","O/G Steam","Pennsylvania",5.6,"Dropped - Units whose status does not meet NEEDS criteria"]
[null,"Jefferson Smurfit JSC",54288,"2","O/G Steam","Pennsylvania",5.6,"Dropped - Units whose status does not meet NEEDS criteria"]
[null,"Inforum",54290,"BUG1","Combustion Turbine","Georgia",1.3,"Dropped - Onsite Unit"]
[null,"Sherwin Alumina",54291,"1","Non-Fossil Waste","Texas",6,"Dropped - Units whose status does not meet NEEDS criteria"]
[null,"Sherwin Alumina",54291,"2","Non-Fossil Waste","Texas",6,"Dropped - Units whose status does not meet NEEDS criteria"]
[null,"Sherwin Alumina",54291,"3","Non-Fossil Waste","Texas",6,"Dropped - Units whose status does not meet NEEDS criteria"]
[null,"Sherwin Alumina",54291,"4","Non-Fossil Waste","Texas",6,"Dropped - Units whose status does not meet NEEDS criteria"]
[null,"West Group Data Center",54294,"2178","Combustion Turbine","Minnesota",0.7,"Dropped - Units whose status does not meet NEEDS criteria"]
[null,"West Group Data Center",54294,"2179","Combustion Turbine","Minnesota",0.7,"Dropped - Units whose status does not meet NEEDS criteria"]
[null,"West Group Data Center",54294,"2180","Combustion Turbine","Minnesota",0.7,"Dropped - Units whose status does not meet NEEDS criteria"]
[null,"Biola University Hybrid",54296,"BATT","Energy Storage","California",0.3,"Dropped - Onsite Unit"]
[null,"Biola University Hybrid",54296,"EG1","Combustion Turbine","California",0.6,"Dropped  - Retired/Planned Retirement by 06/2023"]
[null,"Biola University Hybrid",54296,"EG-1H","Combustion Turbine","California",1.5,"Dropped - Units whose status does not meet NEEDS criteria"]
[null,"Biola University Hybrid",54296,"EG2","Combustion Turbine","California",0.6,"Dropped  - Retired/Planned Retirement by 06/2023"]
[null,"Biola University Hybrid",54296,"EG-2H","Combustion Turbine","California",1.5,"Dropped - Units whose status does not meet NEEDS criteria"]
[null,"Biola University Hybrid",54296,"EG3","Combustion Turbine","California",1,"Dropped - Onsite Unit"]
[null,"Coram Energy LLC",54297,"SX15","Onshore Wind","California",1,"Dropped - Units whose status does not meet NEEDS criteria"]
[null,"Coram Energy LLC (ECT)",54298,"SX1S","Onshore Wind","California",3.3,"Dropped - Units whose status does not meet NEEDS criteria"]
[null,"Coram Energy LLC",54299,"SX15","Onshore Wind","California",1.4,"Dropped - Units whose status does not meet NEEDS criteria"]
[null,"Westward Seafoods",54305,"2","Combustion Turbine","Alaska",2.2,"Dropped - in Alaska or in Hawaii or Puerto Rico"]
[null,"Westward Seafoods",54305,"3","Combustion Turbine","Alaska",2.2,"Dropped - in Alaska or in Hawaii or Puerto Rico"]
[null,"Westward Seafoods",54305,"4","Combustion Turbine","Alaska",2.2,"Dropped - in Alaska or in Hawaii or Puerto Rico"]
[null,"Galesburg",54310,"GEN1","Combustion Turbine","Illinois",1,"Dropped - Units whose status does not meet NEEDS criteria"]
[null,"Galesburg",54310,"GEN2","Combustion Turbine","Illinois",1,"Dropped - Units whose status does not meet NEEDS criteria"]
[null,"Galesburg",54310,"GEN3","Combustion Turbine","Illinois",1,"Dropped - Units whose status does not meet NEEDS criteria"]
[null,"Archer Daniels Midland Taylorville",54312,"GEN1","Combustion Turbine","Illinois",4,"Dropped - Units whose status does not meet NEEDS criteria"]
[null,"Chicago",54313,"GEN1","Combustion Turbine","Illinois",0.7,"Dropped - Units whose status does not meet NEEDS criteria"]
[null,"Chicago",54313,"GEN2","Combustion Turbine","Illinois",0.7,"Dropped - Units whose status does not meet NEEDS criteria"]
[null,"Chicago",54313,"GEN3","Combustion Turbine","Illinois",0.9,"Dropped - Units whose status does not meet NEEDS criteria"]
[null,"Archer Daniels Midland Southport",54316,"GEN1","Combustion Turbine","North Carolina",15,"Dropped - Onsite Unit"]
[null,"Archer Daniels Midland Southport",54316,"GEN2","Combustion Turbine","North Carolina",15,"Dropped - Onsite Unit"]
[null,"Archer Daniels Midland Southport",54316,"GEN3","Combustion Turbine","North Carolina",15,"Dropped - Onsite Unit"]
[null,"General Chemical",54318,"TG1","Coal Steam","Wyoming",15,"Dropped - Onsite Unit"]
[null,"General Chemical",54318,"TG2","Coal Steam","Wyoming",15,"Dropped - Onsite Unit"]
[null,"CNN Center",54323,"D4_1","Combustion Turbine","Georgia",1.5,"Dropped - Onsite Unit"]
[null,"CNN Center",54323,"D4_2","Combustion Turbine","Georgia",2,"Dropped - Onsite Unit"]
[null,"CNN Center",54323,"D4_3","Combustion Turbine","Georgia",2,"Dropped - Onsite Unit"]
[null,"CNN Center",54323,"D5_1","Combustion Turbine","Georgia",2,"Dropped - Onsite Unit"]
[null,"CNN Center",54323,"D5_2","Combustion Turbine","Georgia",2,"Dropped - Onsite Unit"]
[null,"CNN Center",54323,"D5_3","Combustion Turbine","Georgia",2,"Dropped - Onsite Unit"]
[null,"CNN Center",54323,"DK2","Combustion Turbine","Georgia",1.3,"Dropped - Onsite Unit"]
[null,"Toyon Power Station",54327,"TOY1","Landfill Gas","California",1.7,"Dropped - Units whose status does not meet NEEDS criteria"]
[null,"Toyon Power Station",54327,"TOY2","Landfill Gas","California",1.7,"Dropped - Units whose status does not meet NEEDS criteria"]
[null,"Toyon Power Station",54327,"TOY3","Landfill Gas","California",1.7,"Dropped - Units whose status does not meet NEEDS criteria"]
[null,"Toyon Power Station",54327,"TOY4","Landfill Gas","California",1.7,"Dropped - Units whose status does not meet NEEDS criteria"]
[null,"Toyon Power Station",54327,"TOY5","Landfill Gas","California",1.7,"Dropped - Units whose status does not meet NEEDS criteria"]
[null,"Westhollow Technology Center",54330,"1","Combustion Turbine","Texas",3.7,"Dropped - Onsite Unit"]
[null,"Sonoco Products",54331,"2","Coal Steam","Pennsylvania",2.5,"Dropped - Units whose status does not meet NEEDS criteria"]
[null,"Morton Salt Rittman",54335,"GEN1","Coal Steam","Ohio",1.5,"Dropped - Units whose status does not meet NEEDS criteria"]
[null,"Morton Salt Rittman",54335,"GEN2","O/G Steam","Ohio",2.5,"Dropped - Onsite Unit"]
[null,"Smurfit Newsprint",54339,"1","Combustion Turbine","California",15,"Dropped - Units whose status does not meet NEEDS criteria"]
[null,"Four Mile Hydropower Project",54341,"5","Hydro","Michigan",0.1,"Dropped - Units whose status does not meet NEEDS criteria"]
[null,"Ninth Street Hydropower Project",54342,"4","Hydro","Michigan",0.4,"Dropped - Units whose status does not meet NEEDS criteria"]
[null,"ISG Weirton",54344,"1GEN","O/G Steam","West Virginia",7.5,"Dropped - Units whose status does not meet NEEDS criteria"]
[null,"ISG Weirton",54344,"2GEN","O/G Steam","West Virginia",7.5,"Dropped - Units whose status does not meet NEEDS criteria"]
[null,"ISG Weirton",54344,"3GEN","O/G Steam","West Virginia",7.5,"Dropped - Units whose status does not meet NEEDS criteria"]
[null,"ISG Weirton",54344,"5GEN","O/G Steam","West Virginia",7.5,"Dropped - Units whose status does not meet NEEDS criteria"]
[null,"ISG Weirton",54344,"6GEN","O/G Steam","West Virginia",10,"Dropped - Units whose status does not meet NEEDS criteria"]
[null,"ISG Weirton",54344,"7GEN","O/G Steam","West Virginia",10,"Dropped - Units whose status does not meet NEEDS criteria"]
[null,"ISG Weirton",54344,"8GEN","O/G Steam","West Virginia",25,"Dropped - Units whose status does not meet NEEDS criteria"]
[null,"ISG Weirton",54344,"9GEN","O/G Steam","West Virginia",20,"Dropped - Units whose status does not meet NEEDS criteria"]
[null,"Howard F Curren Advncd Wastewater Plant",54347,"1","Non-Fossil Waste","Florida",0.5,"Dropped - Onsite Unit"]
[null,"Howard F Curren Advncd Wastewater Plant",54347,"2","Non-Fossil Waste","Florida",0.5,"Dropped - Onsite Unit"]
[null,"Howard F Curren Advncd Wastewater Plant",54347,"3","Non-Fossil Waste","Florida",0.5,"Dropped - Onsite Unit"]
[null,"Howard F Curren Advncd Wastewater Plant",54347,"4","Non-Fossil Waste","Florida",0.5,"Dropped - Onsite Unit"]
[null,"Howard F Curren Advncd Wastewater Plant",54347,"5","Non-Fossil Waste","Florida",0.5,"Dropped - Onsite Unit"]
[null,"Nevada Cogen Associates 2 Black Mountain",54349,"GTA","Combined Cycle","Nevada",21.7,"Dropped  - Retired/Planned Retirement by 06/2023"]
[null,"Nevada Cogen Associates 2 Black Mountain",54349,"GTB","Combined Cycle","Nevada",21.7,"Dropped  - Retired/Planned Retirement by 06/2023"]
[null,"Nevada Cogen Associates 2 Black Mountain",54349,"GTC","Combined Cycle","Nevada",21.7,"Dropped  - Retired/Planned Retirement by 06/2023"]
[null,"Nevada Cogen Associates 2 Black Mountain",54349,"STM","Combined Cycle","Nevada",28,"Dropped  - Retired/Planned Retirement by 06/2023"]
[null,"Nevada Cogen Assoc#1 GarnetVly",54350,"GTA","Combined Cycle","Nevada",20.5,"Dropped  - Retired/Planned Retirement by 06/2023"]
[null,"Nevada Cogen Assoc#1 GarnetVly",54350,"GTB","Combined Cycle","Nevada",20.5,"Dropped  - Retired/Planned Retirement by 06/2023"]
[null,"Nevada Cogen Assoc#1 GarnetVly",54350,"GTC","Combined Cycle","Nevada",20.5,"Dropped  - Retired/Planned Retirement by 06/2023"]
[null,"Nevada Cogen Assoc#1 GarnetVly",54350,"STM","Combined Cycle","Nevada",24,"Dropped  - Retired/Planned Retirement by 06/2023"]
[null,"Graphic Packaging International Augusta Mill",54358,"1","Biomass","Georgia",25.3,"Dropped - Onsite Unit"]
[null,"Graphic Packaging International Augusta Mill",54358,"2","O/G Steam","Georgia",36.5,"Dropped - Onsite Unit"]
[null,"Graphic Packaging International Augusta Mill",54358,"3","Biomass","Georgia",17.5,"Dropped - Onsite Unit"]
[null,"Fuyao Glass Illinois Inc.",54360,"1200","Combustion Turbine","Illinois",1.2,"Dropped - Units whose status does not meet NEEDS criteria"]
[null,"Fuyao Glass Illinois Inc.",54360,"PORT","Combustion Turbine","Illinois",0.7,"Dropped - Onsite Unit"]
[null,"Fuyao Glass Illinois Inc.",54360,"TK1","Combustion Turbine","Illinois",2,"Dropped - Onsite Unit"]
[null,"Fuyao Glass Illinois Inc.",54360,"TK2","Combustion Turbine","Illinois",2,"Dropped - Onsite Unit"]
[null,"Shelby, NC",54363,"GEN2","Combustion Turbine","North Carolina",0.6,"Dropped - Onsite Unit"]
[null,"Shelby, NC",54363,"GEN3","Combustion Turbine","North Carolina",0.6,"Dropped - Onsite Unit"]
[null,"Shelby, NC",54363,"GEN4","Combustion Turbine","North Carolina",0.8,"Dropped - Onsite Unit"]
[null,"Shelby, NC",54363,"GEN5","Combustion Turbine","North Carolina",0.8,"Dropped - Onsite Unit"]
[null,"Works 4",54364,"L1G","Combustion Turbine","Texas",2,"Dropped - Onsite Unit"]
[null,"Works 4",54364,"L1PG","Combustion Turbine","Texas",0.9,"Dropped - Onsite Unit"]
[null,"Works 4",54364,"L2G","Combustion Turbine","Texas",2,"Dropped - Onsite Unit"]
[null,"Works 4",54364,"L2PG","Combustion Turbine","Texas",1.1,"Dropped - Units whose status does not meet NEEDS criteria"]
[null,"Oildale Energy LLC",54371,"ODC1","Combustion Turbine","California",40,"Dropped - Units whose status does not meet NEEDS criteria"]
[null,"Southbridge Energy Center LLC",54373,"ENG1","Combustion Turbine","Massachusetts",1.3,"Dropped - Units whose status does not meet NEEDS criteria"]
[null,"Southbridge Energy Center LLC",54373,"ENG2","Combustion Turbine","Massachusetts",1.3,"Dropped - Units whose status does not meet NEEDS criteria"]
[null,"Southbridge Energy Center LLC",54373,"ENG3","Combustion Turbine","Massachusetts",1.3,"Dropped - Units whose status does not meet NEEDS criteria"]
[null,"Southbridge Energy Center LLC",54373,"ENG4","Combustion Turbine","Massachusetts",1.3,"Dropped - Units whose status does not meet NEEDS criteria"]
[null,"Southbridge Energy Center LLC",54373,"ENG5","Combustion Turbine","Massachusetts",1.3,"Dropped - Units whose status does not meet NEEDS criteria"]
[null,"Sinclair Oil Refinery",54374,"2002","Combustion Turbine","Wyoming",1.3,"Dropped - Units whose status does not meet NEEDS criteria"]
[null,"Sinclair Oil Refinery",54374,"2004","Combustion Turbine","Wyoming",1.3,"Dropped - Onsite Unit"]
[null,"Sinclair Oil Refinery",54374,"2006","Combustion Turbine","Wyoming",1.3,"Dropped - Onsite Unit"]
[null,"Sinclair Oil Refinery",54374,"2008","Combustion Turbine","Wyoming",1.3,"Dropped - Onsite Unit"]
[null,"Sinclair Oil Refinery",54374,"NO1","O/G Steam","Wyoming",0.4,"Dropped - Units whose status does not meet NEEDS criteria"]
[null,"Sinclair Oil Refinery",54374,"NO2","Fossil Waste","Wyoming",0.4,"Dropped - Onsite Unit"]
[null,"Sinclair Oil Refinery",54374,"NO3","Fossil Waste","Wyoming",1.3,"Dropped - Onsite Unit"]
[null,"Sinclair Oil Refinery",54374,"NO5","Combustion Turbine","Wyoming",1.1,"Dropped - Onsite Unit"]
[null,"Kamaoa Wind Farm",54390,"GEN1","Onshore Wind","Hawaii",9.2,"Dropped - Units whose status does not meet NEEDS criteria"]
[null,"BJ Gas Recovery",54392,"GEN2","Landfill Gas","Georgia",0.8,"Dropped - Units whose status does not meet NEEDS criteria"]
[null,"Kapaa Hawaii",54405,"1","Landfill Gas","Hawaii",2.2,"Dropped - Units whose status does not meet NEEDS criteria"]
[null,"Capitol Heat and Power",54406,"1","O/G Steam","Wisconsin",0.9,"Dropped - Units whose status does not meet NEEDS criteria"]
[null,"Capitol Heat and Power",54406,"2","O/G Steam","Wisconsin",1,"Dropped - Units whose status does not meet NEEDS criteria"]
[null,"UW Madison Charter Street Plant",54408,"2","Biomass","Wisconsin",12,"Dropped - Units whose status does not meet NEEDS criteria"]
[null,"Dartmouth College Heating Plant",54409,"GEN1","O/G Steam","New Hampshire",2,"Dropped - Onsite Unit"]
[null,"Dartmouth College Heating Plant",54409,"GEN2","O/G Steam","New Hampshire",2,"Dropped - Onsite Unit"]
[null,"Dartmouth College Heating Plant",54409,"GEN3","O/G Steam","New Hampshire",3,"Dropped - Onsite Unit"]
[null,"Western Power & Steam Inc",54410,"STG","Combined Cycle","California",8.3,"Dropped - Units whose status does not meet NEEDS criteria"]
[null,"John Deere Dubuque Works",54414,"GE10","Combustion Turbine","Iowa",1.4,"Dropped - Onsite Unit"]
[null,"John Deere Dubuque Works",54414,"GEN2","Coal Steam","Iowa",3.5,"Dropped - Units whose status does not meet NEEDS criteria"]
[null,"John Deere Dubuque Works",54414,"GEN3","Coal Steam","Iowa",1.5,"Dropped - Units whose status does not meet NEEDS criteria"]
[null,"John Deere Dubuque Works",54414,"GEN4","Coal Steam","Iowa",7.5,"Dropped - Units whose status does not meet NEEDS criteria"]
[null,"John Deere Dubuque Works",54414,"GEN5","Combustion Turbine","Iowa",1.4,"Dropped - Onsite Unit"]
[null,"John Deere Dubuque Works",54414,"GEN6","Combustion Turbine","Iowa",1.4,"Dropped - Onsite Unit"]
[null,"John Deere Dubuque Works",54414,"GEN7","Combustion Turbine","Iowa",1.4,"Dropped - Onsite Unit"]
[null,"John Deere Dubuque Works",54414,"GEN8","Combustion Turbine","Iowa",1.4,"Dropped - Onsite Unit"]
[null,"John Deere Dubuque Works",54414,"GEN9","Combustion Turbine","Iowa",1.4,"Dropped - Onsite Unit"]
[null,"Roche Vitamins",54416,"GEN2","O/G Steam","New Jersey",1.3,"Dropped - Units whose status does not meet NEEDS criteria"]
[null,"Roche Vitamins",54416,"GEN3","Combustion Turbine","New Jersey",32.9,"Dropped - Units whose status does not meet NEEDS criteria"]
[null,"Unisea G 2",54422,"CAT1","Combustion Turbine","Alaska",0.8,"Dropped - Units whose status does not meet NEEDS criteria"]
[null,"Unisea G 2",54422,"CAT2","Combustion Turbine","Alaska",0.9,"Dropped - Units whose status does not meet NEEDS criteria"]
[null,"Unisea G 2",54422,"CAT4","Combustion Turbine","Alaska",1,"Dropped - in Alaska or in Hawaii or Puerto Rico"]
[null,"Unisea G 2",54422,"CAT5","Combustion Turbine","Alaska",1,"Dropped - in Alaska or in Hawaii or Puerto Rico"]
[null,"Unisea G 2",54422,"GEN1","Combustion Turbine","Alaska",2.2,"Dropped - in Alaska or in Hawaii or Puerto Rico"]
[null,"Unisea G 2",54422,"GEN2","Combustion Turbine","Alaska",2.3,"Dropped - in Alaska or in Hawaii or Puerto Rico"]
[null,"Unisea G 2",54422,"GEN3","Combustion Turbine","Alaska",2.3,"Dropped - in Alaska or in Hawaii or Puerto Rico"]
[null,"Unisea G 2",54422,"GEN4","Combustion Turbine","Alaska",2.2,"Dropped - in Alaska or in Hawaii or Puerto Rico"]
[null,"Unisea G 2",54422,"GEN5","Combustion Turbine","Alaska",2.3,"Dropped - in Alaska or in Hawaii or Puerto Rico"]
[null,"Unisea G 2",54422,"GEN6","Combustion Turbine","Alaska",2.2,"Dropped - in Alaska or in Hawaii or Puerto Rico"]
[null,"Quantum Lake Power LP",54423,"GT1","Combined Cycle","Florida",48.5,"Dropped - Units whose status does not meet NEEDS criteria"]
[null,"Quantum Lake Power LP",54423,"GT2","Combined Cycle","Florida",48.5,"Dropped - Units whose status does not meet NEEDS criteria"]
[null,"Quantum Lake Power LP",54423,"ST1","Combined Cycle","Florida",24,"Dropped - Units whose status does not meet NEEDS criteria"]
[null,"Quantum Pasco Power LP",54424,"EDG1","Combustion Turbine","Florida",1.2,"Dropped - Units whose status does not meet NEEDS criteria"]
[null,"Quantum Pasco Power LP",54424,"EDG2","Combustion Turbine","Florida",1.2,"Dropped - Units whose status does not meet NEEDS criteria"]
[null,"Quantum Pasco Power LP",54424,"GT1","Combined Cycle","Florida",48.5,"Dropped - Units whose status does not meet NEEDS criteria"]
[null,"Quantum Pasco Power LP",54424,"GT2","Combined Cycle","Florida",48.5,"Dropped - Units whose status does not meet NEEDS criteria"]
[null,"Quantum Pasco Power LP",54424,"ST1","Combined Cycle","Florida",24,"Dropped - Units whose status does not meet NEEDS criteria"]
[null,"Project Orange Associates LP",54425,"GT1","Combustion Turbine","New York",48,"Dropped - Units whose status does not meet NEEDS criteria"]
[null,"Project Orange Associates LP",54425,"GT2","Combustion Turbine","New York",48,"Dropped - Units whose status does not meet NEEDS criteria"]
[null,"Gaylord Container Bogalusa",54427,"NO10","Biomass","Louisiana",34.4,"Dropped - Onsite Unit"]
[null,"Gaylord Container Bogalusa",54427,"NO8","Biomass","Louisiana",22.5,"Dropped - Onsite Unit"]
[null,"Gaylord Container Bogalusa",54427,"NO9","Biomass","Louisiana",34.9,"Dropped - Onsite Unit"]
[null,"Durango Georgia Paper",54428,"NO1","Coal Steam","Georgia",3.8,"Dropped - Units whose status does not meet NEEDS criteria"]
[null,"Durango Georgia Paper",54428,"NO2","Coal Steam","Georgia",6.3,"Dropped - Units whose status does not meet NEEDS criteria"]
[null,"Durango Georgia Paper",54428,"NO3","Coal Steam","Georgia",17.5,"Dropped - Units whose status does not meet NEEDS criteria"]
[null,"Chunchula Plant 1",54441,"001","Combustion Turbine","Alabama",0.5,"Dropped - Units whose status does not meet NEEDS criteria"]
[null,"Chunchula Plant 1",54441,"002","Combustion Turbine","Alabama",0.5,"Dropped - Units whose status does not meet NEEDS criteria"]
[null,"Chunchula Plant 1",54441,"003","O/G Steam","Alabama",0.4,"Dropped - Units whose status does not meet NEEDS criteria"]
[null,"North Riley",54443,"GEN1","Combustion Turbine","Texas",1,"Dropped - Units whose status does not meet NEEDS criteria"]
[null,"North Riley",54443,"GEN2","Combustion Turbine","Texas",0.9,"Dropped - Units whose status does not meet NEEDS criteria"]
[null,"North Riley",54443,"GEN3","Combustion Turbine","Texas",0.9,"Dropped - Units whose status does not meet NEEDS criteria"]
[null,"Rincon Facility",54445,"GEN1","Combustion Turbine","California",1.7,"Dropped - Units whose status does not meet NEEDS criteria"]
[null,"Los Angeles Refinery Wilmington",54451,"G1","Combustion Turbine","California",6.1,"Dropped - Units whose status does not meet NEEDS criteria"]
[null,"Los Angeles Refinery Wilmington",54451,"G2","Fossil Waste","California",45,"Dropped - Onsite Unit"]
[null,"Agrium Kenai Nitrogen Operations",54452,"744A","Combustion Turbine","Alaska",2.5,"Dropped - Units whose status does not meet NEEDS criteria"]
[null,"Agrium Kenai Nitrogen Operations",54452,"744B","Combustion Turbine","Alaska",2.5,"Dropped - Units whose status does not meet NEEDS criteria"]
[null,"Agrium Kenai Nitrogen Operations",54452,"744C","Combustion Turbine","Alaska",2.5,"Dropped - Units whose status does not meet NEEDS criteria"]
[null,"Agrium Kenai Nitrogen Operations",54452,"744D","Combustion Turbine","Alaska",2.5,"Dropped - Units whose status does not meet NEEDS criteria"]
[null,"Agrium Kenai Nitrogen Operations",54452,"744E","Combustion Turbine","Alaska",2.5,"Dropped - Units whose status does not meet NEEDS criteria"]
[null,"San Gorgonio Windplant WPP1993",54454,"GEN3","Onshore Wind","California",34.5,"Dropped - Units whose status does not meet NEEDS criteria"]
[null,"Art Institute of Chicago",54455,"1","Combustion Turbine","Illinois",0.6,"Dropped - Units whose status does not meet NEEDS criteria"]
[null,"Art Institute of Chicago",54455,"2","Combustion Turbine","Illinois",0.6,"Dropped - Units whose status does not meet NEEDS criteria"]
[null,"Benedum Plant",54458,"BG3A","Combustion Turbine","Texas",1,"Dropped - Units whose status does not meet NEEDS criteria"]
[null,"Benedum Plant",54458,"BG6","Combustion Turbine","Texas",1,"Dropped - Units whose status does not meet NEEDS criteria"]
[null,"Midkiff Plant",54459,"1","Combustion Turbine","Texas",1.2,"Dropped - Units whose status does not meet NEEDS criteria"]
[null,"Midkiff Plant",54459,"2","Combustion Turbine","Texas",1.2,"Dropped - Units whose status does not meet NEEDS criteria"]
[null,"Midkiff Plant",54459,"3","Combustion Turbine","Texas",1.2,"Dropped - Units whose status does not meet NEEDS criteria"]
[null,"Mt Lassen Power",54468,"GEN1","Biomass","California",10.5,"Dropped - Units whose status does not meet NEEDS criteria"]
[null,"Pacific Oroville Power Inc",54469,"GEN1","Biomass","California",8.3,"Dropped - Units whose status does not meet NEEDS criteria"]
[null,"Pacific Oroville Power Inc",54469,"GEN2","Biomass","California",8.3,"Dropped - Units whose status does not meet NEEDS criteria"]
[null,"Eagle & Phenix",54470,"GEN1","Hydro","Georgia",4,"Dropped - Units whose status does not meet NEEDS criteria"]
[null,"Simplot Phosphates",54472,"GEN1","Energy Storage","Wyoming",11.5,"Dropped - Onsite Unit"]
[null,"Domino Sugar Arabi Plant",54512,"TG1","O/G Steam","Louisiana",3.4,"Dropped - Onsite Unit"]
[null,"Domino Sugar Arabi Plant",54512,"TG2","O/G Steam","Louisiana",2.3,"Dropped - Onsite Unit"]
[null,"Domino Sugar Arabi Plant",54512,"TG3","O/G Steam","Louisiana",2,"Dropped - Onsite Unit"]
[null,"WestRock (IL)",54513,"E-1","Combustion Turbine","Illinois",0.7,"Dropped - Onsite Unit"]
[null,"WestRock (IL)",54513,"E2-A","Combustion Turbine","Illinois",0.7,"Dropped - Onsite Unit"]
[null,"WestRock (IL)",54513,"E2-B","Combustion Turbine","Illinois",0.7,"Dropped - Onsite Unit"]
[null,"WestRock (IL)",54513,"E3","Combustion Turbine","Illinois",0.8,"Dropped - Onsite Unit"]
[null,"Dixon Marquette",54516,"0020","Combustion Turbine","Illinois",2.3,"Dropped - Units whose status does not meet NEEDS criteria"]
[null,"Dixon Marquette",54516,"0021","Combustion Turbine","Illinois",2.3,"Dropped - Units whose status does not meet NEEDS criteria"]
[null,"Dixon Marquette",54516,"0022","Combustion Turbine","Illinois",2.3,"Dropped - Units whose status does not meet NEEDS criteria"]
[null,"Dixon Marquette",54516,"0023","Combustion Turbine","Illinois",2.3,"Dropped - Units whose status does not meet NEEDS criteria"]
[null,"Dixon Marquette",54516,"0024","Combustion Turbine","Illinois",2.3,"Dropped - Units whose status does not meet NEEDS criteria"]
[null,"Dixon Marquette",54516,"0034","Combustion Turbine","Illinois",2.3,"Dropped - Units whose status does not meet NEEDS criteria"]
[null,"Sierra Pacific Sonora",54517,"GEN2","Biomass","California",6,"Dropped - Units whose status does not meet NEEDS criteria"]
[null,"Formosa Plastics",54518,"GT1","Combustion Turbine","Louisiana",33,"Dropped - Units whose status does not meet NEEDS criteria"]
[null,"Village Creek Water Reclamation Facility",54520,"3","Non-Fossil Waste","Texas",1.1,"Dropped - Units whose status does not meet NEEDS criteria"]
[null,"Village Creek Water Reclamation Facility",54520,"SD1","Combustion Turbine","Texas",0.9,"Dropped - Onsite Unit"]
[null,"Village Creek Water Reclamation Facility",54520,"SD2","Combustion Turbine","Texas",0.9,"Dropped - Onsite Unit"]
[null,"Village Creek Water Reclamation Facility",54520,"TG1","Combustion Turbine","Texas",4.2,"Dropped - Onsite Unit"]
[null,"Village Creek Water Reclamation Facility",54520,"TG2","Non-Fossil Waste","Texas",4.2,"Dropped - Onsite Unit"]
[null,"Green Tree Chemical Technologies",54522,"NO.2","O/G Steam","New Jersey",1.5,"Dropped - Units whose status does not meet NEEDS criteria"]
[null,"Green Tree Chemical Technologies",54522,"NO.4","O/G Steam","New Jersey",3,"Dropped - Units whose status does not meet NEEDS criteria"]
[null,"Hoffer Plastics",54523,"GEN1","Combustion Turbine","Illinois",0.8,"Dropped - Onsite Unit"]
[null,"Hoffer Plastics",54523,"GEN2","Combustion Turbine","Illinois",0.8,"Dropped - Onsite Unit"]
[null,"Hoffer Plastics",54523,"GEN3","Combustion Turbine","Illinois",0.8,"Dropped - Onsite Unit"]
[null,"Hoffer Plastics",54523,"GEN4","Combustion Turbine","Illinois",0.8,"Dropped - Onsite Unit"]
[null,"Hoffer Plastics",54523,"GEN5","Combustion Turbine","Illinois",0.8,"Dropped - Onsite Unit"]
[null,"Hoffer Plastics",54523,"GEN6","Combustion Turbine","Illinois",0.8,"Dropped - Onsite Unit"]
[null,"Hoffer Plastics",54523,"GEN7","Combustion Turbine","Illinois",0.8,"Dropped - Onsite Unit"]
[null,"Hoffer Plastics",54523,"GEN8","Combustion Turbine","Illinois",0.8,"Dropped - Onsite Unit"]
[null,"Hoffer Plastics",54523,"GEN9","Combustion Turbine","Illinois",0.8,"Dropped - Onsite Unit"]
[null,"Wheelabrator Ridge Energy",54529,"0001","Biomass","Florida",47.1,"Dropped - Units whose status does not meet NEEDS criteria"]
[null,"Stingray Facility",54531,"1S72","Combustion Turbine","Louisiana",2.5,"Dropped - Onsite Unit"]
[null,"Shenango Neville Island Coke Works",54532,"2WH","Fossil Waste","Pennsylvania",4.7,"Dropped - Units whose status does not meet NEEDS criteria"]
[null,"Shenango Neville Island Coke Works",54532,"3GE","Fossil Waste","Pennsylvania",5.9,"Dropped - Units whose status does not meet NEEDS criteria"]
[null,"Southern Minnesota Beet Sugar",54533,"0001","Coal Steam","Minnesota",7.5,"Dropped - Onsite Unit"]
[null,"St Josephs Hospital",54534,"0001","Combustion Turbine","Florida",1.6,"Dropped - Units whose status does not meet NEEDS criteria"]
[null,"St Vincents Medical Center",54535,"6805","Combustion Turbine","Florida",1.3,"Dropped - Units whose status does not meet NEEDS criteria"]
[null,"Sumpter Energy Associates",54536,"0201","Landfill Gas","Michigan",0.8,"Dropped - Units whose status does not meet NEEDS criteria"]
[null,"Charter Dura-Bar",54540,"1A","Combustion Turbine","Illinois",0.9,"Dropped - Onsite Unit"]
[null,"Charter Dura-Bar",54540,"1B","Combustion Turbine","Illinois",0.9,"Dropped - Onsite Unit"]
[null,"Charter Dura-Bar",54540,"2A","Combustion Turbine","Illinois",0.9,"Dropped - Onsite Unit"]
[null,"Charter Dura-Bar",54540,"2B","Combustion Turbine","Illinois",0.9,"Dropped - Onsite Unit"]
[null,"Charter Dura-Bar",54540,"3A","Combustion Turbine","Illinois",0.9,"Dropped - Onsite Unit"]
[null,"Charter Dura-Bar",54540,"3B","Combustion Turbine","Illinois",0.9,"Dropped - Onsite Unit"]
[null,"Entenmanns Energy Center",54541,"1","Combustion Turbine","New York",1.3,"Dropped - Units whose status does not meet NEEDS criteria"]
[null,"Entenmanns Energy Center",54541,"2","Combustion Turbine","New York",1.3,"Dropped - Units whose status does not meet NEEDS criteria"]
[null,"Entenmanns Energy Center",54541,"3","Combustion Turbine","New York",1.3,"Dropped - Units whose status does not meet NEEDS criteria"]
[null,"Entenmanns Energy Center",54541,"4","Combustion Turbine","New York",1.3,"Dropped - Units whose status does not meet NEEDS criteria"]
[null,"Graphic Packaging International",54561,"GT-G","Combined Cycle","California",23,"Dropped - Units whose status does not meet NEEDS criteria"]
[null,"Graphic Packaging International",54561,"ST-G","Combined Cycle","California",3,"Dropped - Units whose status does not meet NEEDS criteria"]
[null,"Longview Fibre",54562,"2","Non-Fossil Waste","Washington",2.5,"Dropped - Units whose status does not meet NEEDS criteria"]
[null,"Longview Fibre",54562,"3","Non-Fossil Waste","Washington",3.5,"Dropped - Units whose status does not meet NEEDS criteria"]
[null,"Longview Fibre",54562,"4","Non-Fossil Waste","Washington",10,"Dropped - Units whose status does not meet NEEDS criteria"]
[null,"Longview Fibre",54562,"5","Non-Fossil Waste","Washington",5.7,"Dropped - Units whose status does not meet NEEDS criteria"]
[null,"Longview Fibre",54562,"8","Combustion Turbine","Washington",60,"Dropped - Units whose status does not meet NEEDS criteria"]
[null,"YKK USA Chestney",54566,"BWP1","Combustion Turbine","Georgia",0.5,"Dropped - Onsite Unit"]
[null,"YKK USA Chestney",54566,"GEN1","Combustion Turbine","Georgia",1.5,"Dropped - Units whose status does not meet NEEDS criteria"]
[null,"YKK USA Chestney",54566,"GEN2","Combustion Turbine","Georgia",1.5,"Dropped - Units whose status does not meet NEEDS criteria"]
[null,"YKK USA Chestney",54566,"GEN3","Combustion Turbine","Georgia",1.7,"Dropped - Units whose status does not meet NEEDS criteria"]
[null,"YKK USA Chestney",54566,"PPD1","Combustion Turbine","Georgia",0.4,"Dropped - Units whose status does not meet NEEDS criteria"]
[null,"YKK USA Chestney",54566,"PPD2","Combustion Turbine","Georgia",0.4,"Dropped - Units whose status does not meet NEEDS criteria"]
[null,"YKK USA Chestney",54566,"SEV1","Combustion Turbine","Georgia",0.3,"Dropped - Onsite Unit"]
[null,"YKK USA Chestney",54566,"SLD1","Combustion Turbine","Georgia",0.5,"Dropped - Onsite Unit"]
[null,"Bayville Central Facility",54569,"COG1","Non-Fossil Waste","New Jersey",0.3,"Dropped - Onsite Unit"]
[null,"Bayville Central Facility",54569,"COG2","Non-Fossil Waste","New Jersey",0.3,"Dropped - Onsite Unit"]
[null,"Bayville Central Facility",54569,"COG3","Non-Fossil Waste","New Jersey",0.3,"Dropped - Onsite Unit"]
[null,"Bayville Central Facility",54569,"COG4","Combustion Turbine","New Jersey",1.5,"Dropped - Onsite Unit"]
[null,"Bayville Central Facility",54569,"COG5","Combustion Turbine","New Jersey",1.5,"Dropped - Onsite Unit"]
[null,"Bayville Central Facility",54569,"COG6","Combustion Turbine","New Jersey",1.5,"Dropped - Onsite Unit"]
[null,"Bayville Central Facility",54569,"COG7","Combustion Turbine","New Jersey",1.5,"Dropped - Onsite Unit"]
[null,"Bayville Central Facility",54569,"CPV1","Solar PV","New Jersey",0.2,"Dropped - Onsite Unit"]
[null,"Bayville Central Facility",54569,"SBG1","Combustion Turbine","New Jersey",0.6,"Dropped - Units whose status does not meet NEEDS criteria"]
[null,"North East Cogeneration Plant",54571,"GEN1","Combined Cycle","Pennsylvania",36.5,"Dropped - Units whose status does not meet NEEDS criteria"]
[null,"North East Cogeneration Plant",54571,"GEN2","Combined Cycle","Pennsylvania",32.5,"Dropped - Units whose status does not meet NEEDS criteria"]
[null,"North East Cogeneration Plant",54571,"GEN3","Combined Cycle","Pennsylvania",10,"Dropped - Units whose status does not meet NEEDS criteria"]
[null,"Glenns Ferry Cogen Facility",54578,"1001","Combined Cycle","Idaho",10.4,"Dropped - Units whose status does not meet NEEDS criteria"]
[null,"Rupert Cogen Project",54579,"1002","Combined Cycle","Idaho",10.4,"Dropped - Units whose status does not meet NEEDS criteria"]
[null,"Tanner Street Generation",54586,"V643","Combined Cycle","Massachusetts",58,"Dropped - Units whose status does not meet NEEDS criteria"]
[null,"Lincoln Paper & Tissue",54587,"GE","Non-Fossil Waste","Maine",2,"Dropped - Units whose status does not meet NEEDS criteria"]
[null,"Lincoln Paper & Tissue",54587,"TG-3","Biomass","Maine",9,"Dropped - Units whose status does not meet NEEDS criteria"]
[null,"Lincoln Paper & Tissue",54587,"WEST","Non-Fossil Waste","Maine",3.5,"Dropped - Units whose status does not meet NEEDS criteria"]
[null,"University of Arizona - Biosphere 2",54594,"G-1","Combustion Turbine","Arizona",1.5,"Dropped - Onsite Unit"]
[null,"University of Arizona - Biosphere 2",54594,"G-4","Combustion Turbine","Arizona",1.6,"Dropped - Onsite Unit"]
[null,"St Johns Riverside Hospital",54595,"COG1","Combustion Turbine","New York",0.4,"Dropped - Units whose status does not meet NEEDS criteria"]
[null,"St Johns Riverside Hospital",54595,"COG2","Combustion Turbine","New York",0.4,"Dropped - Units whose status does not meet NEEDS criteria"]
[null,"Voss Lantz",54602,"1","Combustion Turbine","Michigan",0.5,"Dropped - Units whose status does not meet NEEDS criteria"]
[null,"Voss Lantz",54602,"2","Combustion Turbine","Michigan",0.5,"Dropped - Units whose status does not meet NEEDS criteria"]
[null,"Voss Taylor",54603,"1","Combustion Turbine","Michigan",0.5,"Dropped - Units whose status does not meet NEEDS criteria"]
[null,"Voss Taylor",54603,"2","Combustion Turbine","Michigan",0.5,"Dropped - Units whose status does not meet NEEDS criteria"]
[null,"Warner Lambert",54604,"0550","Combustion Turbine","Michigan",1.5,"Dropped - Onsite Unit"]
[null,"Warner Lambert",54604,"5164","Combustion Turbine","Michigan",2.8,"Dropped - Onsite Unit"]
[null,"Warner Lambert",54604,"016E","Combustion Turbine","Michigan",1,"Dropped - Onsite Unit"]
[null,"Warner Lambert",54604,"085-1","Combustion Turbine","Michigan",2.3,"Dropped - Onsite Unit"]
[null,"Warner Lambert",54604,"085-2","Combustion Turbine","Michigan",2.3,"Dropped - Onsite Unit"]
[null,"Warner Lambert",54604,"800-1","Combustion Turbine","Michigan",2.3,"Dropped - Onsite Unit"]
[null,"Pratt & Whitney",54605,"FT-8","Combustion Turbine","Connecticut",28,"Dropped - Onsite Unit"]
[null,"University of Texas at San Antonio",54606,"GEN1","Combustion Turbine","Texas",3.3,"Dropped - Units whose status does not meet NEEDS criteria"]
[null,"University of Texas at Dallas",54607,"GEN1","Combustion Turbine","Texas",3.5,"Dropped - Onsite Unit"]
[null,"Amalgamated Sugar LLC Nyssa",54612,"1","Coal Steam","Oregon",8,"Dropped - Units whose status does not meet NEEDS criteria"]
[null,"Amalgamated Sugar LLC Nyssa",54612,"2","Coal Steam","Oregon",1.4,"Dropped - Units whose status does not meet NEEDS criteria"]
[null,"Amalgamated Sugar LLC Nyssa",54612,"3","Coal Steam","Oregon",0.4,"Dropped - Units whose status does not meet NEEDS criteria"]
[null,"Ingredion Winston Salem",54618,"900","Biomass","North Carolina",0.4,"Dropped - Onsite Unit"]
[null,"Ingredion Winston Salem",54618,"7500","Biomass","North Carolina",6.6,"Dropped - Onsite Unit"]
[null,"Central District Wastewater Treat Plant",54623,"1","Non-Fossil Waste","Florida",1.2,"Dropped - Units whose status does not meet NEEDS criteria"]
[null,"Central District Wastewater Treat Plant",54623,"2","Non-Fossil Waste","Florida",1.2,"Dropped - Units whose status does not meet NEEDS criteria"]
[null,"Central District Wastewater Treat Plant",54623,"3","Non-Fossil Waste","Florida",1.2,"Dropped - Units whose status does not meet NEEDS criteria"]
[null,"Central District Wastewater Treat Plant",54623,"4","Non-Fossil Waste","Florida",1.2,"Dropped - Units whose status does not meet NEEDS criteria"]
[null,"Central District Wastewater Treat Plant",54623,"5","Non-Fossil Waste","Florida",1.2,"Dropped - Onsite Unit"]
[null,"Central District Wastewater Treat Plant",54623,"6","Non-Fossil Waste","Florida",1.2,"Dropped - Onsite Unit"]
[null,"Central District Wastewater Treat Plant",54623,"3A","Non-Fossil Waste","Florida",1.2,"Dropped - Onsite Unit"]
[null,"Central District Wastewater Treat Plant",54623,"4A","Non-Fossil Waste","Florida",1.2,"Dropped - Onsite Unit"]
[null,"South District Wastewater Treatment Plt",54624,"1","Energy Storage","Florida",0.8,"Dropped - Units whose status does not meet NEEDS criteria"]
[null,"South District Wastewater Treatment Plt",54624,"2","Energy Storage","Florida",0.8,"Dropped - Units whose status does not meet NEEDS criteria"]
[null,"South District Wastewater Treatment Plt",54624,"3","Energy Storage","Florida",0.8,"Dropped - Units whose status does not meet NEEDS criteria"]
[null,"South District Wastewater Treatment Plt",54624,"1A","Non-Fossil Waste","Florida",2,"Dropped - Onsite Unit"]
[null,"South District Wastewater Treatment Plt",54624,"2A","Non-Fossil Waste","Florida",2,"Dropped - Onsite Unit"]
[null,"South District Wastewater Treatment Plt",54624,"3A","Non-Fossil Waste","Florida",2,"Dropped - Onsite Unit"]
[null,"South District Wastewater Treatment Plt",54624,"4A","Non-Fossil Waste","Florida",2,"Dropped - Onsite Unit"]
[null,"Phelps Dodge Refining",54628,"2607","Combustion Turbine","Texas",2.6,"Dropped - Units whose status does not meet NEEDS criteria"]
[null,"Phelps Dodge Refining",54628,"2608","Combustion Turbine","Texas",2.6,"Dropped - Units whose status does not meet NEEDS criteria"]
[null,"Phelps Dodge Refining",54628,"3001","Combustion Turbine","Texas",3.2,"Dropped - Onsite Unit"]
[null,"Phelps Dodge Refining",54628,"3002","Combustion Turbine","Texas",3.2,"Dropped - Onsite Unit"]
[null,"Phelps Dodge Refining",54628,"3003","Combustion Turbine","Texas",3.2,"Dropped - Onsite Unit"]
[null,"Lyondell Chemical Lake Charles",54632,"3","O/G Steam","Louisiana",4,"Dropped - Units whose status does not meet NEEDS criteria"]
[null,"Johnsonburg Mill",54638,"PT1","Non-Fossil Waste","Pennsylvania",49,"Dropped - Onsite Unit"]
[null,"TRW Radio Systems",54645,"EG-1","Combustion Turbine","California",0.6,"Dropped - Units whose status does not meet NEEDS criteria"]
[null,"TRW Radio Systems",54645,"EG-2","Combustion Turbine","California",0.6,"Dropped - Units whose status does not meet NEEDS criteria"]
[null,"Kalaeloa Cogen Plant",54646,"CT1","Combined Cycle","Hawaii",85,"Dropped - in Alaska or in Hawaii or Puerto Rico"]
[null,"Kalaeloa Cogen Plant",54646,"CT2","Combined Cycle","Hawaii",85,"Dropped - in Alaska or in Hawaii or Puerto Rico"]
[null,"Kalaeloa Cogen Plant",54646,"ST","Combined Cycle","Hawaii",50,"Dropped - in Alaska or in Hawaii or Puerto Rico"]
[null,"International Paper Riegelwood Mill",54656,"NO 1","Non-Fossil Waste","North Carolina",7.8,"Dropped  - Retired/Planned Retirement by 06/2023"]
[null,"International Paper Riegelwood Mill",54656,"NO 2","Non-Fossil Waste","North Carolina",8.3,"Dropped - Units whose status does not meet NEEDS criteria"]
[null,"International Paper Riegelwood Mill",54656,"NO3","Non-Fossil Waste","North Carolina",44.5,"Dropped - Onsite Unit"]
[null,"Versailles Mill",54657,"NO1","O/G Steam","Connecticut",14,"Dropped - Units whose status does not meet NEEDS criteria"]
[null,"Quantum Auburndale Power LP",54658,"CT","Combined Cycle","Florida",111.3,"Dropped - Units whose status does not meet NEEDS criteria"]
[null,"Quantum Auburndale Power LP",54658,"ST","Combined Cycle","Florida",44,"Dropped - Units whose status does not meet NEEDS criteria"]
[null,"Kankakee Gas Recovery",54659,"GEN1","Landfill Gas","Illinois",0.8,"Dropped - Units whose status does not meet NEEDS criteria"]
[null,"Kankakee Gas Recovery",54659,"GEN2","Landfill Gas","Illinois",0.8,"Dropped - Units whose status does not meet NEEDS criteria"]
[null,"Pekin Paperboard",54664,"GEN1","O/G Steam","Illinois",1.5,"Dropped - Units whose status does not meet NEEDS criteria"]
[null,"Chino Mines",54667,"4","O/G Steam","New Mexico",7,"Dropped - Units whose status does not meet NEEDS criteria"]
[null,"Chino Mines",54667,"5","O/G Steam","New Mexico",9.3,"Dropped - Units whose status does not meet NEEDS criteria"]
[null,"Chino Mines",54667,"7","Combined Cycle","New Mexico",15.4,"Dropped - Onsite Unit"]
[null,"Chino Mines",54667,"8","O/G Steam","New Mexico",27.9,"Dropped - Units whose status does not meet NEEDS criteria"]
[null,"Chino Mines",54667,"9","Combined Cycle","New Mexico",35,"Dropped - Onsite Unit"]
[null,"Dragon Trail",54671,"ICG1","Combustion Turbine","Colorado",0.4,"Dropped - Units whose status does not meet NEEDS criteria"]
[null,"Spartanburg Water System",54675,"DI1","Combustion Turbine","South Carolina",1.6,"Dropped - Units whose status does not meet NEEDS criteria"]
[null,"Spartanburg Water System",54675,"DI2","Combustion Turbine","South Carolina",2,"Dropped - Onsite Unit"]
[null,"Spartanburg Water System",54675,"DI3","Combustion Turbine","South Carolina",1.3,"Dropped - Onsite Unit"]
[null,"Spartanburg Water System",54675,"HG1","Hydro","South Carolina",0.5,"Dropped - Onsite Unit"]
[null,"Spartanburg Water System",54675,"HG2","Hydro","South Carolina",0.5,"Dropped - Onsite Unit"]
[null,"Difwind Farms Ltd I",54681,"EXIS","Onshore Wind","California",7.3,"Dropped  - Retired/Planned Retirement by 06/2023"]
[null,"Difwind Farms Ltd II",54682,"EXIS","Onshore Wind","California",5.4,"Dropped  - Retired/Planned Retirement by 06/2023"]
[null,"Difwind Farms Ltd V",54685,"EXIS","Onshore Wind","California",11.6,"Dropped  - Retired/Planned Retirement by 06/2023"]
[null,"Difwind Farms Ltd VIII",54687,"EXIS","Onshore Wind","California",15,"Dropped - Units whose status does not meet NEEDS criteria"]
[null,"Thundermist Hydro",54688,"HYD1","Hydro","Rhode Island",1.1,"Dropped - Units whose status does not meet NEEDS criteria"]
[null,"Amalgamated Sugar LLC Nampa",54690,"500","O/G Steam","Idaho",0.5,"Dropped - Units whose status does not meet NEEDS criteria"]
[null,"Amalgamated Sugar LLC Nampa",54690,"2250","O/G Steam","Idaho",2.2,"Dropped - Onsite Unit"]
[null,"Amalgamated Sugar LLC Nampa",54690,"6500","O/G Steam","Idaho",6,"Dropped - Onsite Unit"]
[null,"Smurfit Stone Los Angeles Mill",54692,"1","Combustion Turbine","California",43.4,"Dropped - Units whose status does not meet NEEDS criteria"]
[null,"York Generation Company LLC",54693,"GT#3","Combined Cycle","Pennsylvania",8.3,"Dropped - Units whose status does not meet NEEDS criteria"]
[null,"York Generation Company LLC",54693,"GT#4","Combined Cycle","Pennsylvania",8.3,"Dropped - Units whose status does not meet NEEDS criteria"]
[null,"Metro Methane Recovery Facility",54700,"GEN9","Landfill Gas","Iowa",1.6,"Dropped - Units whose status does not meet NEEDS criteria"]
[null,"Chaney Dell Plant",54702,"G-1A","Combustion Turbine","Oklahoma",0.5,"Dropped - Units whose status does not meet NEEDS criteria"]
[null,"Chaney Dell Plant",54702,"G-1B","Combustion Turbine","Oklahoma",0.4,"Dropped - Units whose status does not meet NEEDS criteria"]
[null,"Chaney Dell Plant",54702,"G-1C","Combustion Turbine","Oklahoma",0.5,"Dropped - Units whose status does not meet NEEDS criteria"]
[null,"CenterPoint Energy Field Svs.",54704,"001","Combustion Turbine","Louisiana",0.2,"Dropped - Units whose status does not meet NEEDS criteria"]
[null,"CenterPoint Energy Field Svs.",54704,"002","Combustion Turbine","Louisiana",0.4,"Dropped - Units whose status does not meet NEEDS criteria"]
[null,"CenterPoint Energy Field Svs.",54704,"003","Combustion Turbine","Louisiana",0.4,"Dropped - Units whose status does not meet NEEDS criteria"]
[null,"CenterPoint Energy Field Svs.",54704,"004","Combustion Turbine","Louisiana",0.2,"Dropped - Units whose status does not meet NEEDS criteria"]
[null,"Hunterdon Cogen Facility",54707,"1","Combustion Turbine","New Jersey",4.1,"Dropped - Units whose status does not meet NEEDS criteria"]
[null,"Montclair Cogen Facility",54708,"1","Combustion Turbine","New Jersey",3.7,"Dropped - Units whose status does not meet NEEDS criteria"]
[null,"Buffalo Paperboard",54722,"1","O/G Steam","New York",1.4,"Dropped - Units whose status does not meet NEEDS criteria"]
[null,"Ormesa II",54724,"OE10","Geothermal","California",0.9,"Dropped - Units whose status does not meet NEEDS criteria"]
[null,"Ormesa II",54724,"OE11","Geothermal","California",0.9,"Dropped - Units whose status does not meet NEEDS criteria"]
[null,"Ormesa II",54724,"OE12","Geothermal","California",0.9,"Dropped - Units whose status does not meet NEEDS criteria"]
[null,"Ormesa II",54724,"OE13","Geothermal","California",0.9,"Dropped - Units whose status does not meet NEEDS criteria"]
[null,"Ormesa II",54724,"OE21","Geothermal","California",0.9,"Dropped - Units whose status does not meet NEEDS criteria"]
[null,"Ormesa II",54724,"OE22","Geothermal","California",0.9,"Dropped - Units whose status does not meet NEEDS criteria"]
[null,"Ormesa II",54724,"OE23","Geothermal","California",0.9,"Dropped - Units whose status does not meet NEEDS criteria"]
[null,"Ormesa II",54724,"OE24","Geothermal","California",0.9,"Dropped - Units whose status does not meet NEEDS criteria"]
[null,"Ormesa II",54724,"OE25","Geothermal","California",0.9,"Dropped - Units whose status does not meet NEEDS criteria"]
[null,"Ormesa II",54724,"OE26","Geothermal","California",0.9,"Dropped - Units whose status does not meet NEEDS criteria"]
[null,"Ormesa II",54724,"OE27","Geothermal","California",0.9,"Dropped - Units whose status does not meet NEEDS criteria"]
[null,"Ormesa II",54724,"OEC1","Geothermal","California",0.9,"Dropped - Units whose status does not meet NEEDS criteria"]
[null,"Ormesa II",54724,"OEC2","Geothermal","California",0.9,"Dropped - Units whose status does not meet NEEDS criteria"]
[null,"Ormesa II",54724,"OEC3","Geothermal","California",0.9,"Dropped - Units whose status does not meet NEEDS criteria"]
[null,"Ormesa II",54724,"OEC4","Geothermal","California",0.9,"Dropped - Units whose status does not meet NEEDS criteria"]
[null,"Ormesa II",54724,"OEC5","Geothermal","California",0.9,"Dropped - Units whose status does not meet NEEDS criteria"]
[null,"Ormesa II",54724,"OEC6","Geothermal","California",0.9,"Dropped - Units whose status does not meet NEEDS criteria"]
[null,"Ormesa II",54724,"OEC7","Geothermal","California",0.9,"Dropped - Units whose status does not meet NEEDS criteria"]
[null,"Ormesa II",54724,"OEC8","Geothermal","California",0.9,"Dropped - Units whose status does not meet NEEDS criteria"]
[null,"Ormesa II",54724,"OEC9","Geothermal","California",0.9,"Dropped - Units whose status does not meet NEEDS criteria"]
[null,"Hendricks Regional Health",54731,"GE06","Combustion Turbine","Indiana",1,"Dropped - Onsite Unit"]
[null,"Hendricks Regional Health",54731,"GEO1","Combustion Turbine","Indiana",0.5,"Dropped - Onsite Unit"]
[null,"Hendricks Regional Health",54731,"GEO2","Combustion Turbine","Indiana",0.5,"Dropped - Onsite Unit"]
[null,"Hendricks Regional Health",54731,"GEO3","Combustion Turbine","Indiana",0.3,"Dropped - Onsite Unit"]
[null,"Hendricks Regional Health",54731,"GEO4","Combustion Turbine","Indiana",1,"Dropped - Onsite Unit"]
[null,"Hendricks Regional Health",54731,"GEO5","Combustion Turbine","Indiana",1,"Dropped - Onsite Unit"]
[null,"Freeport McMoRan",54734,"1","Combustion Turbine","New Mexico",2.9,"Dropped - Onsite Unit"]
[null,"Freeport McMoRan",54734,"2","Combustion Turbine","New Mexico",2.9,"Dropped - Units whose status does not meet NEEDS criteria"]
[null,"Freeport McMoRan",54734,"3","Combustion Turbine","New Mexico",2.9,"Dropped - Onsite Unit"]
[null,"Freeport McMoRan",54734,"4","Combustion Turbine","New Mexico",2.9,"Dropped - Onsite Unit"]
[null,"Freeport McMoRan",54734,"5","Combustion Turbine","New Mexico",2.9,"Dropped - Units whose status does not meet NEEDS criteria"]
[null,"Freeport McMoRan",54734,"6","Combustion Turbine","New Mexico",2.9,"Dropped - Units whose status does not meet NEEDS criteria"]
[null,"Freeport McMoRan",54734,"7","Combustion Turbine","New Mexico",2.9,"Dropped - Onsite Unit"]
[null,"Freeport McMoRan",54734,"8","Combustion Turbine","New Mexico",2.9,"Dropped - Onsite Unit"]
[null,"Freeport McMoRan",54734,"9","Combustion Turbine","New Mexico",2.9,"Dropped - Units whose status does not meet NEEDS criteria"]
[null,"Freeport McMoRan",54734,"10","Combustion Turbine","New Mexico",2.9,"Dropped - Units whose status does not meet NEEDS criteria"]
[null,"Freeport McMoRan",54734,"11","Combustion Turbine","New Mexico",2.9,"Dropped - Onsite Unit"]
[null,"Freeport McMoRan",54734,"12","Combustion Turbine","New Mexico",2.9,"Dropped - Onsite Unit"]
[null,"Freeport McMoRan",54734,"13","Combustion Turbine","New Mexico",2.9,"Dropped - Onsite Unit"]
[null,"Freeport McMoRan",54734,"14","Combustion Turbine","New Mexico",2.9,"Dropped - Onsite Unit"]
[null,"Freeport McMoRan",54734,"15","Combustion Turbine","New Mexico",2.9,"Dropped - Onsite Unit"]
[null,"District 100 Transco Gas Pipe Line",54743,"001","Non-Fossil Waste","Alabama",0.7,"Dropped - Units whose status does not meet NEEDS criteria"]
[null,"District 100 Transco Gas Pipe Line",54743,"002","Non-Fossil Waste","Alabama",0.7,"Dropped - Units whose status does not meet NEEDS criteria"]
[null,"District 70 Transco Gas Pipe Line",54744,"001","Non-Fossil Waste","Mississippi",0.7,"Dropped - Units whose status does not meet NEEDS criteria"]
[null,"District 70 Transco Gas Pipe Line",54744,"002","Non-Fossil Waste","Mississippi",0.7,"Dropped - Units whose status does not meet NEEDS criteria"]
[null,"M C Dixon Lumber",54745,"GEN1","Biomass","Alabama",2.1,"Dropped - Units whose status does not meet NEEDS criteria"]
[null,"International Paper Pine Hill Mill",54752,"NO1","Biomass","Alabama",40,"Dropped - Onsite Unit"]
[null,"International Paper Pine Hill Mill",54752,"NO2","Non-Fossil Waste","Alabama",34.8,"Dropped - Onsite Unit"]
[null,"Roanoke Valley Energy Facility II",54755,"GEN2","Coal Steam","North Carolina",44,"Dropped - Units whose status does not meet NEEDS criteria"]
[null,"Rock-Tenn Mill",54763,"2TG","Non-Fossil Waste","Alabama",8.6,"Dropped - Onsite Unit"]
[null,"Rock-Tenn Mill",54763,"3TG","Non-Fossil Waste","Alabama",16,"Dropped - Units whose status does not meet NEEDS criteria"]
[null,"Rock-Tenn Mill",54763,"4TG","Non-Fossil Waste","Alabama",35,"Dropped - Onsite Unit"]
[null,"Rock-Tenn Mill",54763,"ITG","Non-Fossil Waste","Alabama",9.2,"Dropped - Units whose status does not meet NEEDS criteria"]
[null,"St Marys Hospital",54767,"G-1","Combustion Turbine","New York",0.6,"Dropped - Units whose status does not meet NEEDS criteria"]
[null,"St Marys Hospital",54767,"G-2","Combustion Turbine","New York",0.6,"Dropped - Units whose status does not meet NEEDS criteria"]
[null,"Oklahoma State University",54779,"GEN1","O/G Steam","Oklahoma",1.6,"Dropped - Units whose status does not meet NEEDS criteria"]
[null,"Oklahoma State University",54779,"GEN2","O/G Steam","Oklahoma",1.6,"Dropped - Units whose status does not meet NEEDS criteria"]
[null,"Oklahoma State University",54779,"GEN3","O/G Steam","Oklahoma",1.6,"Dropped - Units whose status does not meet NEEDS criteria"]
[null,"Oklahoma State University",54779,"GEN4","O/G Steam","Oklahoma",5.2,"Dropped - Units whose status does not meet NEEDS criteria"]
[null,"University of Illinois Abbott Power Plt",54780,"T1","O/G Steam","Illinois",3,"Dropped - Onsite Unit"]
[null,"University of Illinois Abbott Power Plt",54780,"T10","O/G Steam","Illinois",10.5,"Dropped - Onsite Unit"]
[null,"University of Illinois Abbott Power Plt",54780,"T11","O/G Steam","Illinois",12.5,"Dropped - Onsite Unit"]
[null,"University of Illinois Abbott Power Plt",54780,"T12","O/G Steam","Illinois",7,"Dropped - Onsite Unit"]
[null,"University of Illinois Abbott Power Plt",54780,"T2","O/G Steam","Illinois",3,"Dropped - Onsite Unit"]
[null,"University of Illinois Abbott Power Plt",54780,"T3","O/G Steam","Illinois",3,"Dropped - Onsite Unit"]
[null,"University of Illinois Abbott Power Plt",54780,"T4","O/G Steam","Illinois",3,"Dropped - Onsite Unit"]
[null,"University of Illinois Abbott Power Plt",54780,"T5","O/G Steam","Illinois",3,"Dropped - Units whose status does not meet NEEDS criteria"]
[null,"University of Illinois Abbott Power Plt",54780,"T6","O/G Steam","Illinois",7.5,"Dropped - Onsite Unit"]
[null,"University of Illinois Abbott Power Plt",54780,"T7","O/G Steam","Illinois",7.5,"Dropped - Onsite Unit"]
[null,"University of Illinois Abbott Power Plt",54780,"T8","Combustion Turbine","Illinois",12.5,"Dropped - Onsite Unit"]
[null,"University of Illinois Abbott Power Plt",54780,"T9","Combustion Turbine","Illinois",12.5,"Dropped - Onsite Unit"]
[null,"Seneca Energy",54782,"GE19","Landfill Gas","New York",1.6,"Dropped - Units whose status does not meet NEEDS criteria"]
[null,"Seneca Energy",54782,"GE20","Landfill Gas","New York",1.6,"Dropped - Units whose status does not meet NEEDS criteria"]
[null,"Seneca Energy",54782,"GE21","Landfill Gas","New York",1.6,"Dropped - Units whose status does not meet NEEDS criteria"]
[null,"Seneca Energy",54782,"GE22","Landfill Gas","New York",1.6,"Dropped - Units whose status does not meet NEEDS criteria"]
[null,"Georgia-Pacific Brewton Mill",54789,"1TG","Non-Fossil Waste","Alabama",12.5,"Dropped - Units whose status does not meet NEEDS criteria"]
[null,"Georgia-Pacific Brewton Mill",54789,"2TG","O/G Steam","Alabama",9.3,"Dropped - Onsite Unit"]
[null,"Georgia-Pacific Brewton Mill",54789,"3TG","O/G Steam","Alabama",12.1,"Dropped - Onsite Unit"]
[null,"Georgia-Pacific Brewton Mill",54789,"4TG","Non-Fossil Waste","Alabama",51.8,"Dropped - Onsite Unit"]
[null,"CSL Behring LLC",54790,"GEN1","Combustion Turbine","Illinois",3.8,"Dropped - Onsite Unit"]
[null,"Buffalo Ridge Windplant WPP 1993",54794,"EXIS","Onshore Wind","Minnesota",21.9,"Dropped - Units whose status does not meet NEEDS criteria"]
[null,"Domino Sugar Baltimore",54795,"GEN1","O/G Steam","Maryland",5,"Dropped - Onsite Unit"]
[null,"Domino Sugar Baltimore",54795,"GEN2","O/G Steam","Maryland",2.5,"Dropped - Onsite Unit"]
[null,"Domino Sugar Baltimore",54795,"GEN4","O/G Steam","Maryland",10,"Dropped - Onsite Unit"]
[null,"Duraco Products",54798,"GEN1","Combustion Turbine","Illinois",0.7,"Dropped - Units whose status does not meet NEEDS criteria"]
[null,"Duraco Products",54798,"GEN2","Combustion Turbine","Illinois",0.7,"Dropped - Units whose status does not meet NEEDS criteria"]
[null,"Saint Agnes Medical Center",54800,"9911","Combustion Turbine","California",2.7,"Dropped - Onsite Unit"]
[null,"Saint Agnes Medical Center",54800,"9929","Combustion Turbine","California",2.7,"Dropped - Onsite Unit"]
[null,"Mead Coated Board",54802,"GEN1","Non-Fossil Waste","Alabama",38,"Dropped - Onsite Unit"]
[null,"Mead Coated Board",54802,"GEN2","Non-Fossil Waste","Alabama",55.5,"Dropped - Onsite Unit"]
[null,"Mead Coated Board",54802,"GEN3","Combustion Turbine","Alabama",21,"Dropped - Onsite Unit"]
[null,"Central Wayne Air Quality",54804,"GEN1","Municipal Solid Waste","Michigan",20,"Dropped - Units whose status does not meet NEEDS criteria"]
[null,"Mary Ann Gas Plant",54806,"6202","O/G Steam","Alabama",2.3,"Dropped - Units whose status does not meet NEEDS criteria"]
[null,"Vineland Cogeneration Plant",54807,"GEN1","Combined Cycle","New Jersey",42.5,"Dropped - Units whose status does not meet NEEDS criteria"]
[null,"Vineland Cogeneration Plant",54807,"GEN2","Combined Cycle","New Jersey",4,"Dropped - Units whose status does not meet NEEDS criteria"]
[null,"University of Washington Power Plant",54809,"DG3","Combustion Turbine","Washington",2,"Dropped - Onsite Unit"]
[null,"University of Washington Power Plant",54809,"DG4","Combustion Turbine","Washington",2,"Dropped - Onsite Unit"]
[null,"University of Washington Power Plant",54809,"DG5","Combustion Turbine","Washington",2,"Dropped - Onsite Unit"]
[null,"University of Washington Power Plant",54809,"DG6","Combustion Turbine","Washington",2,"Dropped - Onsite Unit"]
[null,"University of Washington Power Plant",54809,"DG7","Combustion Turbine","Washington",2,"Dropped - Onsite Unit"]
[null,"University of Washington Power Plant",54809,"TG2","O/G Steam","Washington",5,"Dropped - Onsite Unit"]
[null,"Kansas State Univ Main Campus",54811,"2","O/G Steam","Kansas",2.3,"Dropped - Units whose status does not meet NEEDS criteria"]
[null,"Kansas State Univ Main Campus",54811,"3","O/G Steam","Kansas",1.4,"Dropped - Units whose status does not meet NEEDS criteria"]
[null,"Shepherd Center",54813,"5","Combustion Turbine","Georgia",0.6,"Dropped - Units whose status does not meet NEEDS criteria"]
[null,"Shepherd Center",54813,"6","Combustion Turbine","Georgia",0.6,"Dropped - Units whose status does not meet NEEDS criteria"]
[null,"Milagro Cogeneration Plant",54814,"GENA","Combustion Turbine","New Mexico",30.4,"Dropped - Units whose status does not meet NEEDS criteria"]
[null,"Milagro Cogeneration Plant",54814,"GENB","Combustion Turbine","New Mexico",30.4,"Dropped - Units whose status does not meet NEEDS criteria"]
[null,"Milagro Cogeneration Plant",54814,"GO1A","Combustion Turbine","New Mexico",30.4,"Dropped - Units whose status does not meet NEEDS criteria"]
[null,"Milagro Cogeneration Plant",54814,"GO1B","Combustion Turbine","New Mexico",30.4,"Dropped - Units whose status does not meet NEEDS criteria"]
[null,"Riverwood 100 Building",54816,"11KT","Combustion Turbine","Georgia",1.1,"Dropped - Units whose status does not meet NEEDS criteria"]
[null,"191 Peachtree Tower",54818,"GEN1","Combustion Turbine","Georgia",1.2,"Dropped - Onsite Unit"]
[null,"191 Peachtree Tower",54818,"GEN2","Combustion Turbine","Georgia",1.2,"Dropped - Onsite Unit"]
[null,"Smithfield Farmland Corp Bladen",54823,"GEN1","Combustion Turbine","North Carolina",1.5,"Dropped - Onsite Unit"]
[null,"Smithfield Farmland Corp Bladen",54823,"GEN2","Combustion Turbine","North Carolina",1.5,"Dropped - Onsite Unit"]
[null,"Smithfield Farmland Corp Bladen",54823,"GEN3","Combustion Turbine","North Carolina",1.5,"Dropped - Onsite Unit"]
[null,"Smithfield Farmland Corp Bladen",54823,"GEN4","Combustion Turbine","North Carolina",1.5,"Dropped - Onsite Unit"]
[null,"Smithfield Farmland Corp Bladen",54823,"GEN5","Combustion Turbine","North Carolina",1.5,"Dropped - Onsite Unit"]
[null,"Smithfield Farmland Corp Bladen",54823,"GEN6","Combustion Turbine","North Carolina",1.5,"Dropped - Onsite Unit"]
[null,"Smithfield Farmland Corp Bladen",54823,"GEN7","Combustion Turbine","North Carolina",1.5,"Dropped - Onsite Unit"]
[null,"Smithfield Farmland Corp Bladen",54823,"GEN8","Combustion Turbine","North Carolina",1.5,"Dropped - Onsite Unit"]
[null,"Smithfield Farmland Corp Bladen",54823,"GEN9","Combustion Turbine","North Carolina",1.5,"Dropped - Onsite Unit"]
[null,"Smithfield Farmland Corp Bladen",54823,"GN10","Combustion Turbine","North Carolina",1.5,"Dropped - Onsite Unit"]
[null,"Smithfield Farmland Corp Bladen",54823,"GN11","Combustion Turbine","North Carolina",1.5,"Dropped - Onsite Unit"]
[null,"Smithfield Farmland Corp Bladen",54823,"GN12","Combustion Turbine","North Carolina",1.5,"Dropped - Onsite Unit"]
[null,"Smithfield Farmland Corp Bladen",54823,"GN13","Combustion Turbine","North Carolina",1.5,"Dropped - Onsite Unit"]
[null,"Smithfield Farmland Corp Bladen",54823,"GN14","Combustion Turbine","North Carolina",1.5,"Dropped - Onsite Unit"]
[null,"Smithfield Farmland Corp Bladen",54823,"GN15","Combustion Turbine","North Carolina",1.5,"Dropped - Onsite Unit"]
[null,"Smithfield Farmland Corp Bladen",54823,"GN16","Combustion Turbine","North Carolina",1.5,"Dropped - Onsite Unit"]
[null,"Smithfield Farmland Corp Bladen",54823,"GN17","Combustion Turbine","North Carolina",1.5,"Dropped - Onsite Unit"]
[null,"Smithfield Farmland Corp Bladen",54823,"GN18","Combustion Turbine","North Carolina",1.5,"Dropped - Onsite Unit"]
[null,"Smithfield Farmland Corp Bladen",54823,"GN19","Combustion Turbine","North Carolina",1.5,"Dropped - Onsite Unit"]
[null,"Wailuku River Hydroelectric",54827,"8101","Hydro","Hawaii",4.9,"Dropped - in Alaska or in Hawaii or Puerto Rico"]
[null,"Wailuku River Hydroelectric",54827,"8102","Hydro","Hawaii",4.9,"Dropped - in Alaska or in Hawaii or Puerto Rico"]
[null,"Bristol Myers Squibb New Brunswick",54829,"GEN1","Combustion Turbine","New Jersey",8.8,"Dropped - Onsite Unit"]
[null,"Bristol Myers Squibb New Brunswick",54829,"GEN2","O/G Steam","New Jersey",0.6,"Dropped - Onsite Unit"]
[null,"Emory Decatur Hospital",54830,"03","Combustion Turbine","Georgia",1.2,"Dropped - Onsite Unit"]
[null,"Emory Decatur Hospital",54830,"90","Combustion Turbine","Georgia",1.2,"Dropped - Onsite Unit"]
[null,"Emory Decatur Hospital",54830,"93","Combustion Turbine","Georgia",1.2,"Dropped - Onsite Unit"]
[null,"Fort Greely Power Plant",54834,"EN-1","Combustion Turbine","Alaska",1,"Dropped - Units whose status does not meet NEEDS criteria"]
[null,"Fort Greely Power Plant",54834,"EN-2","Combustion Turbine","Alaska",1,"Dropped - Units whose status does not meet NEEDS criteria"]
[null,"Fort Greely Power Plant",54834,"EN-3","Combustion Turbine","Alaska",1,"Dropped - Units whose status does not meet NEEDS criteria"]
[null,"Fort Greely Power Plant",54834,"EN-4","Combustion Turbine","Alaska",1.2,"Dropped - in Alaska or in Hawaii or Puerto Rico"]
[null,"Fort Greely Power Plant",54834,"EN-5","Combustion Turbine","Alaska",1.2,"Dropped - in Alaska or in Hawaii or Puerto Rico"]
[null,"Fort Greely Power Plant",54834,"EN-6","Combustion Turbine","Alaska",2.5,"Dropped - in Alaska or in Hawaii or Puerto Rico"]
[null,"Fort Greely Power Plant",54834,"EN-7","Combustion Turbine","Alaska",2.5,"Dropped - in Alaska or in Hawaii or Puerto Rico"]
[null,"Evonik Industries AG",54835,"T121","Combustion Turbine","Indiana",1.2,"Dropped - Onsite Unit"]
[null,"Gould Electronics Foil Division",54838,"G1","Combustion Turbine","Arizona",0.5,"Dropped - Units whose status does not meet NEEDS criteria"]
[null,"Gould Electronics Foil Division",54838,"G2","Combustion Turbine","Arizona",0.5,"Dropped - Units whose status does not meet NEEDS criteria"]
[null,"Thiele Kaolin Sandersville",54841,"G1","Combustion Turbine","Georgia",1.1,"Dropped - Units whose status does not meet NEEDS criteria"]
[null,"Thiele Kaolin Sandersville",54841,"G2","Combustion Turbine","Georgia",1.1,"Dropped - Units whose status does not meet NEEDS criteria"]
[null,"Outagamie County Co-Generation Facility",54842,"GEN1","Landfill Gas","Wisconsin",0.8,"Dropped - Units whose status does not meet NEEDS criteria"]
[null,"Outagamie County Co-Generation Facility",54842,"GEN2","Landfill Gas","Wisconsin",0.8,"Dropped - Units whose status does not meet NEEDS criteria"]
[null,"Outagamie County Co-Generation Facility",54842,"GEN3","Landfill Gas","Wisconsin",0.8,"Dropped - Units whose status does not meet NEEDS criteria"]
[null,"Sun Trust Plaza",54845,"EG-1","Combustion Turbine","Georgia",1,"Dropped - Onsite Unit"]
[null,"Sun Trust Plaza",54845,"EG-2","Combustion Turbine","Georgia",1,"Dropped - Onsite Unit"]
[null,"South Georgia Medical Center",54848,"GEN1","Combustion Turbine","Georgia",0.4,"Dropped - Units whose status does not meet NEEDS criteria"]
[null,"South Georgia Medical Center",54848,"GEN2","Combustion Turbine","Georgia",0.4,"Dropped - Units whose status does not meet NEEDS criteria"]
[null,"South Georgia Medical Center",54848,"GEN3","Combustion Turbine","Georgia",0.4,"Dropped - Units whose status does not meet NEEDS criteria"]
[null,"Thiele Kaolin Reedy Creek",54849,"G1","Combustion Turbine","Georgia",1.1,"Dropped - Units whose status does not meet NEEDS criteria"]
[null,"Thiele Kaolin Reedy Creek",54849,"G2","Combustion Turbine","Georgia",1.1,"Dropped - Units whose status does not meet NEEDS criteria"]
[null,"MMSD Jones Island Wastewater",54851,"GEN1","Combustion Turbine","Wisconsin",13,"Dropped - Onsite Unit"]
[null,"MMSD Jones Island Wastewater",54851,"GEN2","Combustion Turbine","Wisconsin",13,"Dropped - Units whose status does not meet NEEDS criteria"]
[null,"MMSD Jones Island Wastewater",54851,"SOL1","Landfill Gas","Wisconsin",4.6,"Dropped - Onsite Unit"]
[null,"MMSD Jones Island Wastewater",54851,"SOL2","Landfill Gas","Wisconsin",4.6,"Dropped - Onsite Unit"]
[null,"MMSD Jones Island Wastewater",54851,"SOL3","Landfill Gas","Wisconsin",4.6,"Dropped - Onsite Unit"]
[null,"Greenville Steam",54852,"1","Biomass","Maine",16,"Dropped - Units whose status does not meet NEEDS criteria"]
[null,"Mars Snackfood US",54855,"1","Combustion Turbine","Illinois",3,"Dropped - Onsite Unit"]
[null,"Riverside Manufacturing",54856,"1753","Combustion Turbine","Georgia",0.9,"Dropped - Units whose status does not meet NEEDS criteria"]
[null,"Niagara Mill",54857,"1ST","Coal Steam","Wisconsin",2.5,"Dropped - Units whose status does not meet NEEDS criteria"]
[null,"Niagara Mill",54857,"2ST","Coal Steam","Wisconsin",9.3,"Dropped - Units whose status does not meet NEEDS criteria"]
[null,"Bassett Medical Center",54863,"0001","Combustion Turbine","New York",0.8,"Dropped - Onsite Unit"]
[null,"Bassett Medical Center",54863,"0002","Combustion Turbine","New York",0.8,"Dropped - Onsite Unit"]
[null,"Bassett Medical Center",54863,"0003","Combustion Turbine","New York",0.8,"Dropped - Onsite Unit"]
[null,"Bassett Medical Center",54863,"0004","Combustion Turbine","New York",1.6,"Dropped - Onsite Unit"]
[null,"Bassett Medical Center",54863,"0005","Combustion Turbine","New York",1.6,"Dropped - Onsite Unit"]
[null,"Bradford Dyeing Association",54866,"AC01","O/G Steam","Rhode Island",0.9,"Dropped - Units whose status does not meet NEEDS criteria"]
[null,"Bradford Dyeing Association",54866,"DC01","O/G Steam","Rhode Island",0.9,"Dropped - Units whose status does not meet NEEDS criteria"]
[null,"Bradford Dyeing Association",54866,"DC30","O/G Steam","Rhode Island",0.3,"Dropped - Units whose status does not meet NEEDS criteria"]
[null,"Neenah Paper Munising Mill",54867,"M387","Coal Steam","Michigan",5.8,"Dropped - Onsite Unit"]
[null,"Durgin & Crowell Lumber",54870,"0277","Combustion Turbine","New Hampshire",1.3,"Dropped - Units whose status does not meet NEEDS criteria"]
[null,"Durgin & Crowell Lumber",54870,"0279","Combustion Turbine","New Hampshire",1.3,"Dropped - Units whose status does not meet NEEDS criteria"]
[null,"Durgin & Crowell Lumber",54870,"0284","Combustion Turbine","New Hampshire",1.3,"Dropped - Units whose status does not meet NEEDS criteria"]
[null,"Durgin & Crowell Lumber",54870,"3413","Combustion Turbine","New Hampshire",0.7,"Dropped - Units whose status does not meet NEEDS criteria"]
[null,"Durgin & Crowell Lumber",54870,"3512","Combustion Turbine","New Hampshire",1.3,"Dropped - Units whose status does not meet NEEDS criteria"]
[null,"Dunn Paper",54878,"01","Hydro","New York",0.4,"Dropped - Onsite Unit"]
[null,"Dunn Paper",54878,"02","Hydro","New York",0.3,"Dropped - Onsite Unit"]
[null,"Dunn Paper",54878,"03","Hydro","New York",0.3,"Dropped - Onsite Unit"]
[null,"Kamin LLC Wrens Plant",54880,"SDT1","Combustion Turbine","Georgia",1.7,"Dropped - Onsite Unit"]
[null,"Kamin LLC Wrens Plant",54880,"SDT2","Combustion Turbine","Georgia",1.7,"Dropped - Onsite Unit"]
[null,"Kamin LLC Wrens Plant",54880,"SDT3","Combustion Turbine","Georgia",1.7,"Dropped - Onsite Unit"]
[null,"Kamin LLC Wrens Plant",54880,"TUR1","Combustion Turbine","Georgia",0.9,"Dropped - Units whose status does not meet NEEDS criteria"]
[null,"Kamin LLC Wrens Plant",54880,"WP1","Combustion Turbine","Georgia",1.1,"Dropped - Units whose status does not meet NEEDS criteria"]
[null,"Kamin LLC Wrens Plant",54880,"WPH1","Combustion Turbine","Georgia",1.1,"Dropped - Units whose status does not meet NEEDS criteria"]
[null,"Kamin LLC Wrens Plant",54880,"WPH2","Combustion Turbine","Georgia",1.2,"Dropped - Units whose status does not meet NEEDS criteria"]
[null,"Kamin LLC Wrens Plant",54880,"WPH3","Combustion Turbine","Georgia",1,"Dropped - Units whose status does not meet NEEDS criteria"]
[null,"Nexpak",54881,"GEN1","Combustion Turbine","Georgia",0.9,"Dropped - Units whose status does not meet NEEDS criteria"]
[null,"Nexpak",54881,"GEN2","Combustion Turbine","Georgia",0.9,"Dropped - Units whose status does not meet NEEDS criteria"]
[null,"The American Sugar Refining Co Brooklyn",54884,"TG1","O/G Steam","New York",5,"Dropped - Units whose status does not meet NEEDS criteria"]
[null,"The American Sugar Refining Co Brooklyn",54884,"TG2","O/G Steam","New York",1.5,"Dropped - Units whose status does not meet NEEDS criteria"]
[null,"The American Sugar Refining Co Brooklyn",54884,"TG3","O/G Steam","New York",5,"Dropped - Units whose status does not meet NEEDS criteria"]
[null,"Kimberly Mill",54885,"3TB","O/G Steam","Wisconsin",15.9,"Dropped - Units whose status does not meet NEEDS criteria"]
[null,"Kimberly Mill",54885,"4TB","O/G Steam","Wisconsin",19.3,"Dropped - Units whose status does not meet NEEDS criteria"]
[null,"Presence Saint Mary of Nazareth Hospital",54886,"GEN2","Combustion Turbine","Illinois",0.8,"Dropped - Units whose status does not meet NEEDS criteria"]
[null,"DSM Pharmaceuticals",54887,"GEN1","Combustion Turbine","North Carolina",3.5,"Dropped - Onsite Unit"]
[null,"DSM Pharmaceuticals",54887,"GEN2","Combustion Turbine","North Carolina",0.3,"Dropped - Onsite Unit"]
[null,"DSM Pharmaceuticals",54887,"GEN3","Combustion Turbine","North Carolina",1.1,"Dropped - Onsite Unit"]
[null,"DSM Pharmaceuticals",54887,"GEN4","Combustion Turbine","North Carolina",1.2,"Dropped - Onsite Unit"]
[null,"DSM Pharmaceuticals",54887,"GEN5","Combustion Turbine","North Carolina",1,"Dropped - Onsite Unit"]
[null,"DSM Pharmaceuticals",54887,"GEN6","Combustion Turbine","North Carolina",1.2,"Dropped - Onsite Unit"]
[null,"DSM Pharmaceuticals",54887,"GEN7","Combustion Turbine","North Carolina",0.1,"Dropped - Onsite Unit"]
[null,"DSM Pharmaceuticals",54887,"GEN8","Combustion Turbine","North Carolina",0.3,"Dropped - Onsite Unit"]
[null,"Cheoah",54899,"1","Hydro","North Carolina",21,"Dropped - Units whose status does not meet NEEDS criteria"]
[null,"Cheoah",54899,"2","Hydro","North Carolina",21,"Dropped - Units whose status does not meet NEEDS criteria"]
[null,"Cheoah",54899,"3","Hydro","North Carolina",21,"Dropped - Units whose status does not meet NEEDS criteria"]
[null,"Cheoah",54899,"4","Hydro","North Carolina",21,"Dropped - Units whose status does not meet NEEDS criteria"]
[null,"Georgia Pacific Center",54906,"01","Combustion Turbine","Georgia",0.7,"Dropped - Onsite Unit"]
[null,"Georgia Pacific Center",54906,"02","Combustion Turbine","Georgia",0.7,"Dropped - Onsite Unit"]
[null,"Mass Inst Tech Cntrl Utilities/Cogen Plt",54907,"CTG1","Combustion Turbine","Massachusetts",19,"Dropped  - Retired/Planned Retirement by 06/2023"]
[null,"Mass Inst Tech Cntrl Utilities/Cogen Plt",54907,"GT200","Combustion Turbine","Massachusetts",17.7,"Dropped - Units whose status does not meet NEEDS criteria"]
[null,"Mass Inst Tech Cntrl Utilities/Cogen Plt",54907,"GT300","Combustion Turbine","Massachusetts",17.7,"Dropped - Units whose status does not meet NEEDS criteria"]
[null,"Enderlin",54908,"GEN1","Biomass","North Dakota",5.1,"Dropped - Onsite Unit"]
[null,"Enderlin",54908,"GEN2","Biomass","North Dakota",4.7,"Dropped - Onsite Unit"]
[null,"Tehachapi Wind Resource II",54909,"PLAN","Onshore Wind","California",15.5,"Dropped - Units whose status does not meet NEEDS criteria"]
[null,"Martinez Refining",54912,"GTG1","Combined Cycle","California",40,"Dropped - Onsite Unit"]
[null,"Martinez Refining",54912,"GTG2","Combined Cycle","California",40,"Dropped - Onsite Unit"]
[null,"Martinez Refining",54912,"STG1","Fossil Waste","California",20,"Dropped - Onsite Unit"]
[null,"Anheuser-Busch Newark Brewery",54913,"GEN1","Combustion Turbine","New Jersey",6.5,"Dropped - Units whose status does not meet NEEDS criteria"]
[null,"Anheuser-Busch Newark Brewery",54913,"GEN2","Combustion Turbine","New Jersey",6.5,"Dropped - Units whose status does not meet NEEDS criteria"]
[null,"Ergon Refining Vicksburg",54918,"TMO1","Combustion Turbine","Mississippi",4.4,"Dropped - Onsite Unit"]
[null,"Ohio University Facilities Management",54923,"OUG1","Coal Steam","Ohio",0.9,"Dropped - Units whose status does not meet NEEDS criteria"]
[null,"General Mills West Chicago",54924,"1","Combustion Turbine","Illinois",0.8,"Dropped - Units whose status does not meet NEEDS criteria"]
[null,"General Mills West Chicago",54924,"2","Combustion Turbine","Illinois",0.8,"Dropped - Units whose status does not meet NEEDS criteria"]
[null,"General Mills West Chicago",54924,"3","Combustion Turbine","Illinois",0.8,"Dropped - Units whose status does not meet NEEDS criteria"]
[null,"General Mills West Chicago",54924,"4","Combustion Turbine","Illinois",0.8,"Dropped - Units whose status does not meet NEEDS criteria"]
[null,"General Mills West Chicago",54924,"5","Combustion Turbine","Illinois",0.8,"Dropped - Units whose status does not meet NEEDS criteria"]
[null,"General Mills West Chicago",54924,"6","Combustion Turbine","Illinois",0.8,"Dropped - Units whose status does not meet NEEDS criteria"]
[null,"General Mills West Chicago",54924,"7","Combustion Turbine","Illinois",0.8,"Dropped - Units whose status does not meet NEEDS criteria"]
[null,"General Mills West Chicago",54924,"8","Combustion Turbine","Illinois",0.8,"Dropped - Units whose status does not meet NEEDS criteria"]
[null,"Alliant SBD 9403 Aegon DC",54929,"6110","Combustion Turbine","Iowa",1.6,"Dropped - Units whose status does not meet NEEDS criteria"]
[null,"Alliant SBD 9402 Climax",54930,"5100","Combustion Turbine","Iowa",1.6,"Dropped - Units whose status does not meet NEEDS criteria"]
[null,"Alliant SBD 9402 Climax",54930,"5200","Combustion Turbine","Iowa",1.6,"Dropped - Units whose status does not meet NEEDS criteria"]
[null,"Alliant SBD 9402 Climax",54930,"5300","Combustion Turbine","Iowa",1.6,"Dropped - Units whose status does not meet NEEDS criteria"]
[null,"Alliant SBD 9402 Climax",54930,"5400","Combustion Turbine","Iowa",1.6,"Dropped - Units whose status does not meet NEEDS criteria"]
[null,"Alliant SBD 9402 Climax",54930,"5500","Combustion Turbine","Iowa",1.6,"Dropped - Units whose status does not meet NEEDS criteria"]
[null,"Panduit Tinley Park",54932,"GEN1","Combustion Turbine","Illinois",0.7,"Dropped - Units whose status does not meet NEEDS criteria"]
[null,"Panduit Tinley Park",54932,"GEN2","Combustion Turbine","Illinois",0.7,"Dropped - Units whose status does not meet NEEDS criteria"]
[null,"Mondelez Global LLC",54933,"GEN1","Combustion Turbine","Illinois",5,"Dropped - Onsite Unit"]
[null,"Harford Waste to Energy Facility",54935,"001","Municipal Solid Waste","Maryland",1.1,"Dropped - Units whose status does not meet NEEDS criteria"]
[null,"Wellesley College Central Utility Plant",54937,"1118","Combustion Turbine","Massachusetts",1.2,"Dropped - Onsite Unit"]
[null,"Wellesley College Central Utility Plant",54937,"1119","Combustion Turbine","Massachusetts",1.2,"Dropped - Onsite Unit"]
[null,"Wellesley College Central Utility Plant",54937,"1120","Combustion Turbine","Massachusetts",1.2,"Dropped - Onsite Unit"]
[null,"Wellesley College Central Utility Plant",54937,"1121","Combustion Turbine","Massachusetts",1.2,"Dropped - Onsite Unit"]
[null,"Wellesley College Central Utility Plant",54937,"8187","Combustion Turbine","Massachusetts",1.9,"Dropped - Onsite Unit"]
[null,"Wellesley College Central Utility Plant",54937,"SB1","Combustion Turbine","Massachusetts",3,"Dropped - Onsite Unit"]
[null,"Woodlake Sanitary Services",54938,"UNT1","Landfill Gas","Minnesota",1.5,"Dropped - Units whose status does not meet NEEDS criteria"]
[null,"Woodlake Sanitary Services",54938,"UNT2","Landfill Gas","Minnesota",1.5,"Dropped - Units whose status does not meet NEEDS criteria"]
[null,"Woodlake Sanitary Services",54938,"UNT3","Landfill Gas","Minnesota",1.5,"Dropped - Units whose status does not meet NEEDS criteria"]
[null,"EKS Landfill",54939,"UNT3","Landfill Gas","Minnesota",0.8,"Dropped - Units whose status does not meet NEEDS criteria"]
[null,"Austin State Hospital",54940,"GEN1","Combustion Turbine","Texas",0.7,"Dropped - Units whose status does not meet NEEDS criteria"]
[null,"Phelps Dodge Chicago Rod",54942,"1","Combustion Turbine","Illinois",0.7,"Dropped - Units whose status does not meet NEEDS criteria"]
[null,"Phelps Dodge Chicago Rod",54942,"2","Combustion Turbine","Illinois",0.7,"Dropped - Units whose status does not meet NEEDS criteria"]
[null,"Phelps Dodge Chicago Rod",54942,"3","Combustion Turbine","Illinois",0.7,"Dropped - Units whose status does not meet NEEDS criteria"]
[null,"Albany Paper Mill",54944,"01","Combustion Turbine","Oregon",51,"Dropped - Units whose status does not meet NEEDS criteria"]
[null,"Albany Paper Mill",54944,"02","Non-Fossil Waste","Oregon",15,"Dropped - Units whose status does not meet NEEDS criteria"]
[null,"West Pharmaceutical Services",54947,"GEN1","Combustion Turbine","North Carolina",1.2,"Dropped - Units whose status does not meet NEEDS criteria"]
[null,"Monterey One Water",54951,"EG1","Non-Fossil Waste","California",0.6,"Dropped - Onsite Unit"]
[null,"Monterey One Water",54951,"EG2","Non-Fossil Waste","California",0.6,"Dropped - Onsite Unit"]
[null,"Monterey One Water",54951,"EG3","Non-Fossil Waste","California",0.6,"Dropped - Onsite Unit"]
[null,"Western Sugar Bayard",54955,"1","O/G Steam","Nebraska",1.4,"Dropped - Units whose status does not meet NEEDS criteria"]
[null,"ExxonMobil Hawkins Gas Plant",54962,"UN73","Combustion Turbine","Texas",2.9,"Dropped - Units whose status does not meet NEEDS criteria"]
[null,"ExxonMobil Hawkins Gas Plant",54962,"UN74","Combustion Turbine","Texas",3.3,"Dropped - Units whose status does not meet NEEDS criteria"]
[null,"ExxonMobil Hawkins Gas Plant",54962,"UN75","Combustion Turbine","Texas",2.4,"Dropped - Units whose status does not meet NEEDS criteria"]
[null,"ExxonMobil Hawkins Gas Plant",54962,"UN76","Combustion Turbine","Texas",0.1,"Dropped - Units whose status does not meet NEEDS criteria"]
[null,"ExxonMobil Hawkins Gas Plant",54962,"UN77","Combustion Turbine","Texas",0.5,"Dropped - Units whose status does not meet NEEDS criteria"]
[null,"ExxonMobil Hawkins Gas Plant",54962,"UN78","Combustion Turbine","Texas",0.5,"Dropped - Units whose status does not meet NEEDS criteria"]
[null,"ExxonMobil Hawkins Gas Plant",54962,"UN79","Combustion Turbine","Texas",0.5,"Dropped - Units whose status does not meet NEEDS criteria"]
[null,"Cargill Salt",54965,"ACTG","O/G Steam","Michigan",2,"Dropped - Onsite Unit"]
[null,"Cargill Salt",54965,"DCT","Coal Steam","Michigan",1.2,"Dropped - Units whose status does not meet NEEDS criteria"]
[null,"Cargill Salt",54965,"EACTG","O/G Steam","Michigan",2.2,"Dropped - Onsite Unit"]
[null,"West Texas Windplant",54966,"WIND","Onshore Wind","Texas",30,"Dropped - Units whose status does not meet NEEDS criteria"]
[null,"Merck Sharp & Dohme Cogen Facility",54970,"GEN1","Combustion Turbine","New Jersey",3.4,"Dropped - Units whose status does not meet NEEDS criteria"]
[null,"Merck Sharp & Dohme Cogen Facility",54970,"GEN2","Combustion Turbine","New Jersey",4.2,"Dropped - Units whose status does not meet NEEDS criteria"]
[null,"Norit Americas Marshall Plant",54972,"8511","Coal Steam","Texas",2,"Dropped - Units whose status does not meet NEEDS criteria"]
[null,"Norit Americas Marshall Plant",54972,"8512","Coal Steam","Texas",2,"Dropped - Units whose status does not meet NEEDS criteria"]
[null,"New Mexico State University",54975,"01","Combustion Turbine","New Mexico",4.5,"Dropped - Onsite Unit"]
[null,"Morton Salt Grand Saline",54976,"1530","O/G Steam","Texas",1.5,"Dropped - Units whose status does not meet NEEDS criteria"]
[null,"Mills Pride",54978,"2058","Biomass","Ohio",0.5,"Dropped - Units whose status does not meet NEEDS criteria"]
[null,"Mills Pride",54978,"2076","Biomass","Ohio",0.5,"Dropped - Units whose status does not meet NEEDS criteria"]
[null,"Harris Energy Realty",54981,"ALBA","Hydro","Massachusetts",0.3,"Dropped - Units whose status does not meet NEEDS criteria"]
[null,"Harris Energy Realty",54981,"ALBD","Hydro","Massachusetts",0.4,"Dropped - Units whose status does not meet NEEDS criteria"]
[null,"Harris Energy Realty",54981,"C-AB","Hydro","Massachusetts",0.3,"Dropped - Units whose status does not meet NEEDS criteria"]
[null,"Harris Energy Realty",54981,"C-C","Hydro","Massachusetts",0.3,"Dropped - Units whose status does not meet NEEDS criteria"]
[null,"Harris Energy Realty",54981,"GILA","Hydro","Massachusetts",0.5,"Dropped - Units whose status does not meet NEEDS criteria"]
[null,"Harris Energy Realty",54981,"GILD","Hydro","Massachusetts",0.3,"Dropped - Units whose status does not meet NEEDS criteria"]
[null,"Harris Energy Realty",54981,"TOM","Hydro","Massachusetts",0.4,"Dropped - Units whose status does not meet NEEDS criteria"]
[null,"Salem Energy Systems LLC",54984,"UNT1","Landfill Gas","North Carolina",3.3,"Dropped - Units whose status does not meet NEEDS criteria"]
[null,"Crestwood Dothan",54985,"P83","O/G Steam","Alabama",4.2,"Dropped - Units whose status does not meet NEEDS criteria"]
[null,"Fellsway Development LLC",54992,"CAT1","Combustion Turbine","Massachusetts",0.7,"Dropped - Units whose status does not meet NEEDS criteria"]
[null,"Fellsway Development LLC",54992,"CAT2","Combustion Turbine","Massachusetts",0.8,"Dropped - Units whose status does not meet NEEDS criteria"]
[null,"Fellsway Development LLC",54992,"GT","Combustion Turbine","Massachusetts",0.6,"Dropped - Units whose status does not meet NEEDS criteria"]
[null,"Fellsway Development LLC",54992,"ST","Biomass","Massachusetts",0.2,"Dropped - Units whose status does not meet NEEDS criteria"]
[null,"Savannah Resource Recovery Facility",54999,"BPST","Municipal Solid Waste","Georgia",1,"Dropped - Units whose status does not meet NEEDS criteria"]
[null,"Savannah Resource Recovery Facility",54999,"CST","Municipal Solid Waste","Georgia",1.5,"Dropped - Units whose status does not meet NEEDS criteria"]
[null,"Savannah Resource Recovery Facility",54999,"DGEN","Combustion Turbine","Georgia",1.2,"Dropped - Units whose status does not meet NEEDS criteria"]
[null,"Small Hydro of Texas",55000,"01","Hydro","Texas",0.4,"Dropped - Units whose status does not meet NEEDS criteria"]
[null,"Small Hydro of Texas",55000,"02","Hydro","Texas",0.4,"Dropped - Units whose status does not meet NEEDS criteria"]
[null,"Small Hydro of Texas",55000,"03","Hydro","Texas",0.4,"Dropped - Units whose status does not meet NEEDS criteria"]
[null,"Murphy-Brown LLC",55002,"01","Combustion Turbine","North Carolina",1.2,"Dropped - Onsite Unit"]
[null,"Murphy-Brown LLC",55002,"02","Combustion Turbine","North Carolina",1.2,"Dropped - Onsite Unit"]
[null,"Thornwood High School",55004,"1","Combustion Turbine","Illinois",0.7,"Dropped - Onsite Unit"]
[null,"Thornwood High School",55004,"2","Combustion Turbine","Illinois",0.7,"Dropped - Onsite Unit"]
[null,"Thornridge High School",55005,"1","Combustion Turbine","Illinois",0.5,"Dropped - Onsite Unit"]
[null,"Thornridge High School",55005,"2","Combustion Turbine","Illinois",0.5,"Dropped - Onsite Unit"]
[null,"Nashua Plant",55006,"UNT1","Landfill Gas","New Hampshire",2,"Dropped - Units whose status does not meet NEEDS criteria"]
[null,"K W Company",55007,"LS1","Hydro","Idaho",0.1,"Dropped - Units whose status does not meet NEEDS criteria"]
[null,"K W Company",55007,"LS2","Hydro","Idaho",0.1,"Dropped - Units whose status does not meet NEEDS criteria"]
[null,"K W Company",55007,"LS3","Hydro","Idaho",0.1,"Dropped - Units whose status does not meet NEEDS criteria"]
[null,"K W Company",55007,"LS4","Hydro","Idaho",0.1,"Dropped - Units whose status does not meet NEEDS criteria"]
[null,"K W Company",55007,"LS5","Hydro","Idaho",0.1,"Dropped - Units whose status does not meet NEEDS criteria"]
[null,"K W Company",55007,"UE5","Hydro","Idaho",0.1,"Dropped - Units whose status does not meet NEEDS criteria"]
[null,"K W Company",55007,"UW1","Hydro","Idaho",0.2,"Dropped - Units whose status does not meet NEEDS criteria"]
[null,"K W Company",55007,"UW2","Hydro","Idaho",0.2,"Dropped - Units whose status does not meet NEEDS criteria"]
[null,"K W Company",55007,"UW3","Hydro","Idaho",0.2,"Dropped - Units whose status does not meet NEEDS criteria"]
[null,"K W Company",55007,"UW4","Hydro","Idaho",0.2,"Dropped - Units whose status does not meet NEEDS criteria"]
[null,"Haverhill Paperboard",55012,"1","O/G Steam","Massachusetts",1.5,"Dropped - Units whose status does not meet NEEDS criteria"]
[null,"Haverhill Paperboard",55012,"2","O/G Steam","Massachusetts",2.5,"Dropped - Units whose status does not meet NEEDS criteria"]
[null,"Mallard Ridge Gas Recovery",55013,"GEN1","Landfill Gas","Wisconsin",0.8,"Dropped - Units whose status does not meet NEEDS criteria"]
[null,"Mallard Ridge Gas Recovery",55013,"GEN2","Landfill Gas","Wisconsin",0.8,"Dropped - Units whose status does not meet NEEDS criteria"]
[null,"Mallard Ridge Gas Recovery",55013,"GEN3","Landfill Gas","Wisconsin",0.8,"Dropped - Units whose status does not meet NEEDS criteria"]
[null,"Greene Valley Gas Recovery",55014,"GEN3","Landfill Gas","Illinois",2.9,"Dropped - Units whose status does not meet NEEDS criteria"]
[null,"BIOTEN Power Plant",55021,"GEN1","Biomass","Tennessee",5.8,"Dropped - Units whose status does not meet NEEDS criteria"]
[null,"Papillion Creek Wastewater",55027,"951","Non-Fossil Waste","Nebraska",0.5,"Dropped - Onsite Unit"]
[null,"Papillion Creek Wastewater",55027,"952","Non-Fossil Waste","Nebraska",0.5,"Dropped - Onsite Unit"]
[null,"Papillion Creek Wastewater",55027,"953","Non-Fossil Waste","Nebraska",0.5,"Dropped - Onsite Unit"]
[null,"Missouri River Wastewater Treatment",55033,"6013","Non-Fossil Waste","Nebraska",1,"Dropped - Onsite Unit"]
[null,"Missouri River Wastewater Treatment",55033,"6101","Non-Fossil Waste","Nebraska",1,"Dropped - Onsite Unit"]
[null,"Missouri River Wastewater Treatment",55033,"6102","Non-Fossil Waste","Nebraska",1,"Dropped - Onsite Unit"]
[null,"Lignetics of Maine, LLC.",55034,"0001","Biomass","Maine",0.4,"Dropped - Units whose status does not meet NEEDS criteria"]
[null,"Lignetics of Maine, LLC.",55034,"0002","Biomass","Maine",0.5,"Dropped - Units whose status does not meet NEEDS criteria"]
[null,"Davenport Water Pollution Control Plant",55035,"GEN1","Non-Fossil Waste","Iowa",0.8,"Dropped - Onsite Unit"]
[null,"Davenport Water Pollution Control Plant",55035,"GEN2","Non-Fossil Waste","Iowa",0.8,"Dropped - Onsite Unit"]
[null,"University of Tennessee Steam Plant",55036,"GEN1","Combustion Turbine","Tennessee",4.5,"Dropped - Onsite Unit"]
[null,"Opryland USA",55037,"GTO1","Combustion Turbine","Tennessee",3.8,"Dropped - Onsite Unit"]
[null,"Westroads Shopping Center",55038,"GEN1","Combustion Turbine","Nebraska",0.8,"Dropped - Units whose status does not meet NEEDS criteria"]
[null,"Westroads Shopping Center",55038,"GEN2","Combustion Turbine","Nebraska",0.8,"Dropped - Units whose status does not meet NEEDS criteria"]
[null,"Westroads Shopping Center",55038,"GEN3","Combustion Turbine","Nebraska",0.8,"Dropped - Units whose status does not meet NEEDS criteria"]
[null,"Westroads Shopping Center",55038,"GEN4","Combustion Turbine","Nebraska",1,"Dropped - Units whose status does not meet NEEDS criteria"]
[null,"Boise Cascade Pulp & Paper Mill",55044,"STG1","O/G Steam","Alabama",17.8,"Dropped - Onsite Unit"]
[null,"Mansfield",55046,"GEN1","Combustion Turbine","Massachusetts",1,"Dropped - Units whose status does not meet NEEDS criteria"]
[null,"Mansfield",55046,"GEN2","Combustion Turbine","Massachusetts",1,"Dropped - Units whose status does not meet NEEDS criteria"]
[null,"Mansfield",55046,"GEN3","Combustion Turbine","Massachusetts",1,"Dropped - Units whose status does not meet NEEDS criteria"]
[null,"Tiverton Power Plant",55048,"UNT3","Combined Cycle","Rhode Island",159.4,"Dropped - Units whose status does not meet NEEDS criteria"]
[null,"Tiverton Power Plant",55048,"UNT4","Combined Cycle","Rhode Island",90.6,"Dropped - Units whose status does not meet NEEDS criteria"]
[null,"Sierra Pacific Anderson Facility",55049,"GEN1","Biomass","California",3.9,"Dropped - Units whose status does not meet NEEDS criteria"]
[null,"Bridgeport Gas Processing Plant",55053,"14","Combustion Turbine","Texas",0.8,"Dropped - Onsite Unit"]
[null,"Bridgeport Gas Processing Plant",55053,"15","Combustion Turbine","Texas",0.8,"Dropped - Onsite Unit"]
[null,"Bridgeport Gas Processing Plant",55053,"16","Combustion Turbine","Texas",0.8,"Dropped - Onsite Unit"]
[null,"Bridgeport Gas Processing Plant",55053,"17","Combustion Turbine","Texas",0.8,"Dropped - Onsite Unit"]
[null,"Bridgeport Gas Processing Plant",55053,"654","Combustion Turbine","Texas",0.8,"Dropped - Onsite Unit"]
[null,"Bridgeport Gas Processing Plant",55053,"655","Combustion Turbine","Texas",0.8,"Dropped - Onsite Unit"]
[null,"Bridgeport Gas Processing Plant",55053,"656","Combustion Turbine","Texas",0.8,"Dropped - Onsite Unit"]
[null,"Bridgeport Gas Processing Plant",55053,"657","Combustion Turbine","Texas",0.8,"Dropped - Onsite Unit"]
[null,"Bridgeport Gas Processing Plant",55053,"658","Combustion Turbine","Texas",0.8,"Dropped - Onsite Unit"]
[null,"Bridgeport Gas Processing Plant",55053,"666","Combustion Turbine","Texas",0.8,"Dropped - Onsite Unit"]
[null,"Bridgeport Gas Processing Plant",55053,"667","Combustion Turbine","Texas",0.8,"Dropped - Onsite Unit"]
[null,"Bridgeport Gas Processing Plant",55053,"671","Combustion Turbine","Texas",0.8,"Dropped - Onsite Unit"]
[null,"Bridgeport Gas Processing Plant",55053,"2723","Combustion Turbine","Texas",0.8,"Dropped - Onsite Unit"]
[null,"Biodyne Beecher",55055,"1","Landfill Gas","Illinois",4.2,"Dropped - Units whose status does not meet NEEDS criteria"]
[null,"Biodyne Congress",55056,"1","Landfill Gas","Illinois",4.2,"Dropped - Units whose status does not meet NEEDS criteria"]
[null,"Biodyne Congress",55056,"2","Landfill Gas","Illinois",4.2,"Dropped - Units whose status does not meet NEEDS criteria"]
[null,"Biodyne Congress",55056,"3","Landfill Gas","Illinois",4.2,"Dropped - Units whose status does not meet NEEDS criteria"]
[null,"Biodyne Peoria",55057,"001","Landfill Gas","Illinois",0.8,"Dropped - Units whose status does not meet NEEDS criteria"]
[null,"Biodyne Peoria",55057,"002","Landfill Gas","Illinois",0.8,"Dropped - Units whose status does not meet NEEDS criteria"]
[null,"Biodyne Peoria",55057,"003","Landfill Gas","Illinois",0.8,"Dropped - Units whose status does not meet NEEDS criteria"]
[null,"Biodyne Peoria",55057,"004","Landfill Gas","Illinois",0.8,"Dropped - Units whose status does not meet NEEDS criteria"]
[null,"Biodyne Peoria",55057,"005","Landfill Gas","Illinois",0.8,"Dropped - Units whose status does not meet NEEDS criteria"]
[null,"Biodyne Lansing",55058,"001","Landfill Gas","Illinois",0.6,"Dropped - Units whose status does not meet NEEDS criteria"]
[null,"Biodyne Lansing",55058,"002","Combustion Turbine","Illinois",0.7,"Dropped - Units whose status does not meet NEEDS criteria"]
[null,"Biodyne Lansing",55058,"003","Combustion Turbine","Illinois",0.7,"Dropped - Units whose status does not meet NEEDS criteria"]
[null,"Biodyne Springfield",55059,"001","Landfill Gas","Illinois",0.6,"Dropped - Units whose status does not meet NEEDS criteria"]
[null,"Biodyne Springfield",55059,"002","Landfill Gas","Illinois",0.6,"Dropped - Units whose status does not meet NEEDS criteria"]
[null,"Biodyne Springfield",55059,"003","Landfill Gas","Illinois",0.6,"Dropped - Units whose status does not meet NEEDS criteria"]
[null,"Biodyne Springfield",55059,"004","Landfill Gas","Illinois",0.6,"Dropped - Units whose status does not meet NEEDS criteria"]
[null,"Biodyne Springfield",55059,"005","Landfill Gas","Illinois",0.6,"Dropped - Units whose status does not meet NEEDS criteria"]
[null,"Biodyne Lyons",55060,"001","Landfill Gas","Illinois",0.9,"Dropped - Units whose status does not meet NEEDS criteria"]
[null,"Biodyne Lyons",55060,"002","Landfill Gas","Illinois",0.9,"Dropped - Units whose status does not meet NEEDS criteria"]
[null,"Biodyne Lyons",55060,"003","Landfill Gas","Illinois",0.9,"Dropped - Units whose status does not meet NEEDS criteria"]
[null,"Biodyne Lyons",55060,"004","Landfill Gas","Illinois",0.9,"Dropped - Units whose status does not meet NEEDS criteria"]
[null,"Biodyne Lyons",55060,"005","Landfill Gas","Illinois",0.9,"Dropped - Units whose status does not meet NEEDS criteria"]
[null,"Batesville Generation Facility",55063,"CTG4","Combined Cycle","Mississippi",292,"Dropped - Units whose status does not meet NEEDS criteria"]
[null,"Black Hawk Station",55064,"UNT2","Combustion Turbine","Texas",110.7,"Dropped - Units whose status does not meet NEEDS criteria"]
[null,"MPEA Energy Center",55067,"GEN1","Combustion Turbine","Illinois",1.1,"Dropped - Units whose status does not meet NEEDS criteria"]
[null,"MPEA Energy Center",55067,"GEN2","Combustion Turbine","Illinois",1.1,"Dropped - Units whose status does not meet NEEDS criteria"]
[null,"MPEA Energy Center",55067,"GEN3","Combustion Turbine","Illinois",1.1,"Dropped - Units whose status does not meet NEEDS criteria"]
[null,"Wheeler Landfill Gas Recovery",55073,"GEN3","Landfill Gas","Indiana",0.8,"Dropped - Units whose status does not meet NEEDS criteria"]
[null,"New Albany Energy Facility",55080,"1","Combustion Turbine","Mississippi",60,"Dropped - Units whose status does not meet NEEDS criteria"]
[null,"New Albany Energy Facility",55080,"2","Combustion Turbine","Mississippi",60,"Dropped - Units whose status does not meet NEEDS criteria"]
[null,"New Albany Energy Facility",55080,"3","Combustion Turbine","Mississippi",60,"Dropped - Units whose status does not meet NEEDS criteria"]
[null,"New Albany Energy Facility",55080,"4","Combustion Turbine","Mississippi",60,"Dropped - Units whose status does not meet NEEDS criteria"]
[null,"New Albany Energy Facility",55080,"5","Combustion Turbine","Mississippi",60,"Dropped - Units whose status does not meet NEEDS criteria"]
[null,"New Albany Energy Facility",55080,"6","Combustion Turbine","Mississippi",60,"Dropped - Units whose status does not meet NEEDS criteria"]
[null,"O'Brien Biogas IV LLC",55092,"UNT1","Landfill Gas","New Jersey",9.5,"Dropped - Units whose status does not meet NEEDS criteria"]
[null,"Lowell Landfill",55095,"UNT1","Landfill Gas","Massachusetts",0.8,"Dropped - Units whose status does not meet NEEDS criteria"]
[null,"Lowell Landfill",55095,"UNT2","Landfill Gas","Massachusetts",0.8,"Dropped - Units whose status does not meet NEEDS criteria"]
[null,"Frontera Energy Center",55098,"GEN1","Combined Cycle","Texas",177,"Dropped - Units whose status does not meet NEEDS criteria"]
[null,"Frontera Energy Center",55098,"GEN2","Combined Cycle","Texas",177,"Dropped - Units whose status does not meet NEEDS criteria"]
[null,"Frontera Energy Center",55098,"GEN3","Combined Cycle","Texas",181,"Dropped - Units whose status does not meet NEEDS criteria"]
[null,"NRG Sterlington Power",55099,"03","Combustion Turbine","Louisiana",22,"Dropped - Units whose status does not meet NEEDS criteria"]
[null,"NRG Sterlington Power",55099,"08","Combustion Turbine","Louisiana",19,"Dropped - Units whose status does not meet NEEDS criteria"]
[null,"Sunoco Eagle Point Refinery",55113,"TR1","Fossil Waste","New Jersey",7,"Dropped - Units whose status does not meet NEEDS criteria"]
[null,"Sunoco Eagle Point Refinery",55113,"TR2","Fossil Waste","New Jersey",7,"Dropped - Units whose status does not meet NEEDS criteria"]
[null,"Sunoco Eagle Point Refinery",55113,"TR3","Fossil Waste","New Jersey",7,"Dropped - Units whose status does not meet NEEDS criteria"]
[null,"Blacks Fork Gas Processing Plant",55134,"GEN1","Combustion Turbine","Wyoming",0.4,"Dropped - Units whose status does not meet NEEDS criteria"]
[null,"Modern Landfill Production Plant",55142,"GEN2","Landfill Gas","Pennsylvania",3,"Dropped - Units whose status does not meet NEEDS criteria"]
[null,"Modern Landfill Production Plant",55142,"GEN3","Landfill Gas","Pennsylvania",3,"Dropped - Units whose status does not meet NEEDS criteria"]
[null,"Modern Landfill Production Plant",55142,"GEN4","Landfill Gas","Pennsylvania",3,"Dropped - Units whose status does not meet NEEDS criteria"]
[null,"Bank of America Plaza",55152,"GEN1","Combustion Turbine","Georgia",1.3,"Dropped - Onsite Unit"]
[null,"Bank of America Plaza",55152,"GEN2","Combustion Turbine","Georgia",1.3,"Dropped - Onsite Unit"]
[null,"Tacoma Landfill Gas Utilization Project",55157,"UNT1","Landfill Gas","Washington",0.8,"Dropped - Units whose status does not meet NEEDS criteria"]
[null,"Tacoma Landfill Gas Utilization Project",55157,"UNT2","Landfill Gas","Washington",0.8,"Dropped - Units whose status does not meet NEEDS criteria"]
[null,"Balefill LFG Project",55159,"UNT1","Landfill Gas","New Jersey",0.1,"Dropped - Units whose status does not meet NEEDS criteria"]
[null,"Balefill LFG Project",55159,"UNT2","Landfill Gas","New Jersey",0.1,"Dropped - Units whose status does not meet NEEDS criteria"]
[null,"MM Lopez Energy",55161,"UNT2","Landfill Gas","California",2.7,"Dropped - Units whose status does not meet NEEDS criteria"]
[null,"MM Tomoka Farms Energy",55162,"UNT1","Landfill Gas","Florida",1.9,"Dropped - Units whose status does not meet NEEDS criteria"]
[null,"MM Tomoka Farms Energy",55162,"UNT2","Landfill Gas","Florida",1.9,"Dropped - Units whose status does not meet NEEDS criteria"]
[null,"MM Hartford Energy",55163,"UNT1","Landfill Gas","Connecticut",0.9,"Dropped - Units whose status does not meet NEEDS criteria"]
[null,"Geneva Energy LLC",55174,"LM1","Tires","Illinois",19.9,"Dropped - Units whose status does not meet NEEDS criteria"]
[null,"Geneva Energy LLC",55174,"LM2","Tires","Illinois",19.9,"Dropped - Units whose status does not meet NEEDS criteria"]
[null,"Aera San Ardo Cogen Facility",55184,"UN-A","Combustion Turbine","California",2.8,"Dropped - Onsite Unit"]
[null,"Aera San Ardo Cogen Facility",55184,"UN-B","Combustion Turbine","California",2.8,"Dropped - Onsite Unit"]
[null,"Aera South Belridge Cogen Facility",55185,"GENA","Combustion Turbine","California",2.7,"Dropped - Units whose status does not meet NEEDS criteria"]
[null,"Aera South Belridge Cogen Facility",55185,"GENB","Combustion Turbine","California",2.7,"Dropped - Units whose status does not meet NEEDS criteria"]
[null,"Aera South Belridge Cogen Facility",55185,"GENC","Combustion Turbine","California",2.7,"Dropped - Units whose status does not meet NEEDS criteria"]
[null,"Ponnequin Phase 1",55203,"EXIS","Onshore Wind","Colorado",5.2,"Dropped - Units whose status does not meet NEEDS criteria"]
[null,"Afton Generating Station",55210,"0003","Combined Cycle","New Mexico",141,"Dropped - Units whose status does not meet NEEDS criteria"]
[null,"Southaven Energy Facility",55219,"1","Combustion Turbine","Mississippi",75,"Dropped - Units whose status does not meet NEEDS criteria"]
[null,"Southaven Energy Facility",55219,"2","Combustion Turbine","Mississippi",75,"Dropped - Units whose status does not meet NEEDS criteria"]
[null,"Southaven Energy Facility",55219,"3","Combustion Turbine","Mississippi",75,"Dropped - Units whose status does not meet NEEDS criteria"]
[null,"Southaven Energy Facility",55219,"4","Combustion Turbine","Mississippi",75,"Dropped - Units whose status does not meet NEEDS criteria"]
[null,"Southaven Energy Facility",55219,"5","Combustion Turbine","Mississippi",78,"Dropped - Units whose status does not meet NEEDS criteria"]
[null,"Southaven Energy Facility",55219,"6","Combustion Turbine","Mississippi",78,"Dropped - Units whose status does not meet NEEDS criteria"]
[null,"Southaven Energy Facility",55219,"7","Combustion Turbine","Mississippi",78,"Dropped - Units whose status does not meet NEEDS criteria"]
[null,"Southaven Energy Facility",55219,"8","Combustion Turbine","Mississippi",78,"Dropped - Units whose status does not meet NEEDS criteria"]
[null,"Hardinsburg Electric Generating Station",55227,"GT1","Combustion Turbine","Kentucky",45,"Dropped - Units whose status does not meet NEEDS criteria"]
[null,"Hardinsburg Electric Generating Station",55227,"GT2","Combustion Turbine","Kentucky",45,"Dropped - Units whose status does not meet NEEDS criteria"]
[null,"Hardinsburg Electric Generating Station",55227,"GT3","Combustion Turbine","Kentucky",45,"Dropped - Units whose status does not meet NEEDS criteria"]
[null,"Hardinsburg Electric Generating Station",55227,"GT4","Combustion Turbine","Kentucky",45,"Dropped - Units whose status does not meet NEEDS criteria"]
[null,"Hardinsburg Electric Generating Station",55227,"GT5","Combustion Turbine","Kentucky",45,"Dropped - Units whose status does not meet NEEDS criteria"]
[null,"Hardinsburg Electric Generating Station",55227,"GT6","Combustion Turbine","Kentucky",45,"Dropped - Units whose status does not meet NEEDS criteria"]
[null,"Hardinsburg Electric Generating Station",55227,"GT7","Combustion Turbine","Kentucky",45,"Dropped - Units whose status does not meet NEEDS criteria"]
[null,"Hardinsburg Electric Generating Station",55227,"GT8","Combustion Turbine","Kentucky",45,"Dropped - Units whose status does not meet NEEDS criteria"]
[null,"Montpelier Electric Generating Station",55229,"GT5","Combustion Turbine","Indiana",45,"Dropped - Units whose status does not meet NEEDS criteria"]
[null,"Montpelier Electric Generating Station",55229,"GT6","Combustion Turbine","Indiana",45,"Dropped - Units whose status does not meet NEEDS criteria"]
[null,"Montpelier Electric Generating Station",55229,"GT7","Combustion Turbine","Indiana",45,"Dropped - Units whose status does not meet NEEDS criteria"]
[null,"Montpelier Electric Generating Station",55229,"GT8","Combustion Turbine","Indiana",45,"Dropped - Units whose status does not meet NEEDS criteria"]
[null,"Astoria Gas Turbines",55243,"5","Combustion Turbine","New York",16.3,"Dropped - Units whose status does not meet NEEDS criteria"]
[null,"Astoria Gas Turbines",55243,"7","Combustion Turbine","New York",16.3,"Dropped - Units whose status does not meet NEEDS criteria"]
[null,"Astoria Gas Turbines",55243,"8","Combustion Turbine","New York",16.3,"Dropped - Units whose status does not meet NEEDS criteria"]
[null,"Astoria Gas Turbines",55243,"9","Combustion Turbine","New York",19.2,"Dropped - Units whose status does not meet NEEDS criteria"]
[null,"Astoria Gas Turbines",55243,"10","Combustion Turbine","New York",23.8,"Dropped - Units whose status does not meet NEEDS criteria"]
[null,"Astoria Gas Turbines",55243,"11","Combustion Turbine","New York",17.3,"Dropped - Units whose status does not meet NEEDS criteria"]
[null,"Astoria Gas Turbines",55243,"12","Combustion Turbine","New York",23.8,"Dropped - Units whose status does not meet NEEDS criteria"]
[null,"Astoria Gas Turbines",55243,"13","Combustion Turbine","New York",23.8,"Dropped - Units whose status does not meet NEEDS criteria"]
[null,"Astoria Gas Turbines",55243,"2-1","Combustion Turbine","New York",36.3,"Dropped  - Retired/Planned Retirement by 06/2023"]
[null,"Astoria Gas Turbines",55243,"2-2","Combustion Turbine","New York",34.8,"Dropped  - Retired/Planned Retirement by 06/2023"]
[null,"Astoria Gas Turbines",55243,"2-3","Combustion Turbine","New York",35.9,"Dropped  - Retired/Planned Retirement by 06/2023"]
[null,"Astoria Gas Turbines",55243,"2-4","Combustion Turbine","New York",35.8,"Dropped  - Retired/Planned Retirement by 06/2023"]
[null,"Astoria Gas Turbines",55243,"3-1","Combustion Turbine","New York",34.1,"Dropped  - Retired/Planned Retirement by 06/2023"]
[null,"Astoria Gas Turbines",55243,"3-2","Combustion Turbine","New York",35.8,"Dropped  - Retired/Planned Retirement by 06/2023"]
[null,"Astoria Gas Turbines",55243,"3-3","Combustion Turbine","New York",35.3,"Dropped  - Retired/Planned Retirement by 06/2023"]
[null,"Astoria Gas Turbines",55243,"3-4","Combustion Turbine","New York",36.8,"Dropped  - Retired/Planned Retirement by 06/2023"]
[null,"Astoria Gas Turbines",55243,"4-1","Combustion Turbine","New York",35.2,"Dropped  - Retired/Planned Retirement by 06/2023"]
[null,"Astoria Gas Turbines",55243,"4-2","Combustion Turbine","New York",34.7,"Dropped  - Retired/Planned Retirement by 06/2023"]
[null,"Astoria Gas Turbines",55243,"4-3","Combustion Turbine","New York",34.9,"Dropped  - Retired/Planned Retirement by 06/2023"]
[null,"Astoria Gas Turbines",55243,"4-4","Combustion Turbine","New York",33.1,"Dropped  - Retired/Planned Retirement by 06/2023"]
[null,"Tuscola Station",55245,"TG1","O/G Steam","Illinois",3.8,"Dropped - Units whose status does not meet NEEDS criteria"]
[null,"Tuscola Station",55245,"TG2","O/G Steam","Illinois",4.9,"Dropped - Units whose status does not meet NEEDS criteria"]
[null,"Tuscola Station",55245,"TG3","O/G Steam","Illinois",4.8,"Dropped - Onsite Unit"]
[null,"Eddy County Generating Station",55252,"0001","Combustion Turbine","New Mexico",37,"Dropped - Units whose status does not meet NEEDS criteria"]
[null,"Ina Road Water Pollution Control Fac",55257,"1","Combustion Turbine","Arizona",0.6,"Dropped - Units whose status does not meet NEEDS criteria"]
[null,"Ina Road Water Pollution Control Fac",55257,"2","Combustion Turbine","Arizona",0.6,"Dropped - Units whose status does not meet NEEDS criteria"]
[null,"Ina Road Water Pollution Control Fac",55257,"3","Combustion Turbine","Arizona",0.6,"Dropped - Units whose status does not meet NEEDS criteria"]
[null,"Ina Road Water Pollution Control Fac",55257,"4","Combustion Turbine","Arizona",0.6,"Dropped - Units whose status does not meet NEEDS criteria"]
[null,"Ina Road Water Pollution Control Fac",55257,"5","Combustion Turbine","Arizona",0.6,"Dropped - Units whose status does not meet NEEDS criteria"]
[null,"Ina Road Water Pollution Control Fac",55257,"6","Combustion Turbine","Arizona",0.6,"Dropped - Units whose status does not meet NEEDS criteria"]
[null,"Ina Road Water Pollution Control Fac",55257,"7","Combustion Turbine","Arizona",0.6,"Dropped - Units whose status does not meet NEEDS criteria"]
[null,"State Farm Support Center East",55274,"2A","Combustion Turbine","Georgia",1.8,"Dropped - Onsite Unit"]
[null,"State Farm Support Center East",55274,"2B","Combustion Turbine","Georgia",1.8,"Dropped - Onsite Unit"]
[null,"State Farm Support Center East",55274,"3A","Combustion Turbine","Georgia",1.8,"Dropped - Onsite Unit"]
[null,"State Farm Support Center East",55274,"3B","Combustion Turbine","Georgia",1.8,"Dropped - Onsite Unit"]
[null,"State Farm Support Center East",55274,"4A","Combustion Turbine","Georgia",1.8,"Dropped - Onsite Unit"]
[null,"State Farm Support Center East",55274,"4B","Combustion Turbine","Georgia",1.8,"Dropped - Onsite Unit"]
[null,"Wasatch Energy Systems Energy Recovery",55302,"1","Municipal Solid Waste","Utah",1.6,"Dropped - Units whose status does not meet NEEDS criteria"]
[null,"Air Products Port Arthur",55309,"GEN2","Combined Cycle","Texas",3,"Dropped - Units whose status does not meet NEEDS criteria"]
[null,"BASF Freeport Works",55311,"GEN1","Combustion Turbine","Texas",75,"Dropped - Onsite Unit"]
[null,"BASF Freeport Works",55311,"GEN2","Non-Fossil Waste","Texas",11.7,"Dropped - Onsite Unit"]
[null,"Freeport McMoRan Cobre Mining",55312,"1","Combustion Turbine","New Mexico",0.8,"Dropped - Units whose status does not meet NEEDS criteria"]
[null,"Freeport McMoRan Cobre Mining",55312,"2","Combustion Turbine","New Mexico",0.8,"Dropped - Units whose status does not meet NEEDS criteria"]
[null,"Freeport McMoRan Cobre Mining",55312,"3","Combustion Turbine","New Mexico",0.8,"Dropped - Units whose status does not meet NEEDS criteria"]
[null,"Alliant SBD 9702 Cedar Graphics",55315,"GEN1","Combustion Turbine","Iowa",1,"Dropped - Units whose status does not meet NEEDS criteria"]
[null,"Indian River",55318,"1","O/G Steam","Florida",75.5,"Dropped - Units whose status does not meet NEEDS criteria"]
[null,"Indian River",55318,"2","O/G Steam","Florida",181.3,"Dropped - Units whose status does not meet NEEDS criteria"]
[null,"Indian River",55318,"3","O/G Steam","Florida",319.6,"Dropped - Units whose status does not meet NEEDS criteria"]
[null,"Athens Regional Medical Center",55319,"CT1","Combustion Turbine","Georgia",0.7,"Dropped - Onsite Unit"]
[null,"Athens Regional Medical Center",55319,"CT3","Combustion Turbine","Georgia",0.7,"Dropped - Onsite Unit"]
[null,"Athens Regional Medical Center",55319,"CU1","Combustion Turbine","Georgia",0.7,"Dropped - Units whose status does not meet NEEDS criteria"]
[null,"Athens Regional Medical Center",55319,"STEG3","Combustion Turbine","Georgia",0.8,"Dropped - Onsite Unit"]
[null,"Athens Regional Medical Center",55319,"STEG4","Combustion Turbine","Georgia",0.8,"Dropped - Onsite Unit"]
[null,"Athens Regional Medical Center",55319,"STEG5","Combustion Turbine","Georgia",0.8,"Dropped - Onsite Unit"]
[null,"Athens Regional Medical Center",55319,"STEG6","Combustion Turbine","Georgia",0.8,"Dropped - Onsite Unit"]
[null,"Philadelphia Water Department Southwest",55331,"GEN1","Combustion Turbine","Pennsylvania",11,"Dropped - Units whose status does not meet NEEDS criteria"]
[null,"PWD Northwest Facility",55336,"GEN1","Combustion Turbine","Pennsylvania",11,"Dropped - Units whose status does not meet NEEDS criteria"]
[null,"Phoenix Wind Power LLC",55339,"GEN1","Onshore Wind","California",1.5,"Dropped - Units whose status does not meet NEEDS criteria"]
[null,"Alta Mesa Project Phase IV",55352,"GEN1","Onshore Wind","California",40,"Dropped - Units whose status does not meet NEEDS criteria"]
[null,"Jack Fusco Energy Center",55357,"CTG3","Combined Cycle","Texas",166,"Dropped - Units whose status does not meet NEEDS criteria"]
[null,"Jack Fusco Energy Center",55357,"CTG4","Combined Cycle","Texas",166,"Dropped - Units whose status does not meet NEEDS criteria"]
[null,"Two Elk Generating Station",55360,"GEN1","Coal Steam","Wyoming",275,"Dropped - Units whose status does not meet NEEDS criteria"]
[null,"Sugar Creek Power",55364,"CT21","Combined Cycle","Indiana",159,"Dropped - Units whose status does not meet NEEDS criteria"]
[null,"Sugar Creek Power",55364,"CT22","Combined Cycle","Indiana",154.3,"Dropped - Units whose status does not meet NEEDS criteria"]
[null,"Sugar Creek Power",55364,"ST2","Combined Cycle","Indiana",195.4,"Dropped - Units whose status does not meet NEEDS criteria"]
[null,"West Texas Wind Energy LLC",55367,"01","Onshore Wind","Texas",75,"Dropped  - Retired/Planned Retirement by 06/2023"]
[null,"Hamakua Energy Plant",55369,"CT1","Fossil Waste","Hawaii",21.7,"Dropped - in Alaska or in Hawaii or Puerto Rico"]
[null,"Hamakua Energy Plant",55369,"CT2","Fossil Waste","Hawaii",21.7,"Dropped - in Alaska or in Hawaii or Puerto Rico"]
[null,"Hamakua Energy Plant",55369,"ST1","Fossil Waste","Hawaii",17.4,"Dropped - in Alaska or in Hawaii or Puerto Rico"]
[null,"Green Mountain Storage, LLC",55370,"N60","Onshore Wind","Pennsylvania",10.4,"Dropped - Units whose status does not meet NEEDS criteria"]
[null,"Enterprise Energy Facility",55373,"CT3","Combustion Turbine","Mississippi",75,"Dropped - Units whose status does not meet NEEDS criteria"]
[null,"Enterprise Energy Facility",55373,"CT4","Combustion Turbine","Mississippi",75,"Dropped - Units whose status does not meet NEEDS criteria"]
[null,"Enterprise Energy Facility",55373,"CT5","Combustion Turbine","Mississippi",75,"Dropped - Units whose status does not meet NEEDS criteria"]
[null,"Enterprise Energy Facility",55373,"CT6","Combustion Turbine","Mississippi",75,"Dropped - Units whose status does not meet NEEDS criteria"]
[null,"Harrod Electric Generating Station",55384,"GT1","Combustion Turbine","Ohio",76,"Dropped - Units whose status does not meet NEEDS criteria"]
[null,"Harrod Electric Generating Station",55384,"GT2","Combustion Turbine","Ohio",76,"Dropped - Units whose status does not meet NEEDS criteria"]
[null,"Harrod Electric Generating Station",55384,"GT3","Combustion Turbine","Ohio",76,"Dropped - Units whose status does not meet NEEDS criteria"]
[null,"Harrod Electric Generating Station",55384,"GT4","Combustion Turbine","Ohio",76,"Dropped - Units whose status does not meet NEEDS criteria"]
[null,"Harrod Electric Generating Station",55384,"GT5","Combustion Turbine","Ohio",76,"Dropped - Units whose status does not meet NEEDS criteria"]
[null,"Harrod Electric Generating Station",55384,"GT6","Combustion Turbine","Ohio",76,"Dropped - Units whose status does not meet NEEDS criteria"]
[null,"Fairmount Electric Generating",55385,"GT1","Combustion Turbine","Indiana",58.9,"Dropped - Units whose status does not meet NEEDS criteria"]
[null,"Fairmount Electric Generating",55385,"GT2","Combustion Turbine","Indiana",58.9,"Dropped - Units whose status does not meet NEEDS criteria"]
[null,"Fairmount Electric Generating",55385,"GT3","Combustion Turbine","Indiana",58.9,"Dropped - Units whose status does not meet NEEDS criteria"]
[null,"Fairmount Electric Generating",55385,"GT4","Combustion Turbine","Indiana",58.9,"Dropped - Units whose status does not meet NEEDS criteria"]
[null,"Fairmount Electric Generating",55385,"GT5","Combustion Turbine","Indiana",58.9,"Dropped - Units whose status does not meet NEEDS criteria"]
[null,"Fairmount Electric Generating",55385,"GT6","Combustion Turbine","Indiana",58.9,"Dropped - Units whose status does not meet NEEDS criteria"]
[null,"Fairmount Electric Generating",55385,"GT7","Combustion Turbine","Indiana",58.9,"Dropped - Units whose status does not meet NEEDS criteria"]
[null,"Fairmount Electric Generating",55385,"GT8","Combustion Turbine","Indiana",58.9,"Dropped - Units whose status does not meet NEEDS criteria"]
[null,"State Farm Insur Support Center Central",55390,"2A","Combustion Turbine","Texas",1.8,"Dropped - Onsite Unit"]
[null,"State Farm Insur Support Center Central",55390,"2B","Combustion Turbine","Texas",1.8,"Dropped - Onsite Unit"]
[null,"State Farm Insur Support Center Central",55390,"3A","Combustion Turbine","Texas",1.8,"Dropped - Onsite Unit"]
[null,"State Farm Insur Support Center Central",55390,"3B","Combustion Turbine","Texas",1.8,"Dropped - Onsite Unit"]
[null,"State Farm Insur Support Center Central",55390,"4A","Combustion Turbine","Texas",1.8,"Dropped - Onsite Unit"]
[null,"State Farm Insur Support Center Central",55390,"4B","Combustion Turbine","Texas",1.8,"Dropped - Onsite Unit"]
[null,"Zion Energy Center",55392,"CTG4","Combustion Turbine","Illinois",152,"Dropped - Units whose status does not meet NEEDS criteria"]
[null,"Zion Energy Center",55392,"CTG5","Combustion Turbine","Illinois",152,"Dropped - Units whose status does not meet NEEDS criteria"]
[null,"Delaware Mountain Windfarm",55399,"01","Onshore Wind","Texas",23.3,"Dropped - Units whose status does not meet NEEDS criteria"]
[null,"Shady Hills Generating Station",55414,"G401","Combustion Turbine","Florida",200,"Dropped - Units whose status does not meet NEEDS criteria"]
[null,"Shady Hills Generating Station",55414,"G501","Combustion Turbine","Florida",200,"Dropped - Units whose status does not meet NEEDS criteria"]
[null,"Hot Spring Generating Facility",55418,"CT3","Combined Cycle","Arkansas",173.8,"Dropped - Units whose status does not meet NEEDS criteria"]
[null,"Hot Spring Generating Facility",55418,"CT4","Combined Cycle","Arkansas",173.8,"Dropped - Units whose status does not meet NEEDS criteria"]
[null,"Hot Spring Generating Facility",55418,"ST2","Combined Cycle","Arkansas",304.4,"Dropped - Units whose status does not meet NEEDS criteria"]
[null,"DeSoto County Plant",55422,"DES1","Combustion Turbine","Florida",159,"Dropped - Units whose status does not meet NEEDS criteria"]
[null,"DeSoto County Plant",55422,"DES2","Combustion Turbine","Florida",161,"Dropped - Units whose status does not meet NEEDS criteria"]
[null,"Kentucky Mills",55429,"01","Non-Fossil Waste","Kentucky",49,"Dropped - Onsite Unit"]
[null,"Amelia Energy Center",55465,"CTG1","Combined Cycle","Texas",180,"Dropped - Units whose status does not meet NEEDS criteria"]
[null,"Amelia Energy Center",55465,"CTG2","Combined Cycle","Texas",180,"Dropped - Units whose status does not meet NEEDS criteria"]
[null,"Amelia Energy Center",55465,"CTG3","Combined Cycle","Texas",180,"Dropped - Units whose status does not meet NEEDS criteria"]
[null,"Amelia Energy Center",55465,"STG1","Combined Cycle","Texas",360,"Dropped - Units whose status does not meet NEEDS criteria"]
[null,"Washington Parish Energy Center",55486,"CTG1","Combustion Turbine","Louisiana",172,"Dropped - Units whose status does not meet NEEDS criteria"]
[null,"Washington Parish Energy Center",55486,"CTG2","Combustion Turbine","Louisiana",172,"Dropped - Units whose status does not meet NEEDS criteria"]
[null,"Washington Parish Energy Center",55486,"ST1","Combined Cycle","Louisiana",215,"Dropped - Units whose status does not meet NEEDS criteria"]
[null,"Tri Center Naniwa Energy",55494,"CT1","Combustion Turbine","Nevada",50,"Dropped - Units whose status does not meet NEEDS criteria"]
[null,"Tri Center Naniwa Energy",55494,"CT2","Combustion Turbine","Nevada",50,"Dropped - Units whose status does not meet NEEDS criteria"]
[null,"Tri Center Naniwa Energy",55494,"CT3","Combustion Turbine","Nevada",50,"Dropped - Units whose status does not meet NEEDS criteria"]
[null,"Tri Center Naniwa Energy",55494,"CT4","Combustion Turbine","Nevada",50,"Dropped - Units whose status does not meet NEEDS criteria"]
[null,"Tri Center Naniwa Energy",55494,"CT5","Combustion Turbine","Nevada",50,"Dropped - Units whose status does not meet NEEDS criteria"]
[null,"Tri Center Naniwa Energy",55494,"CT6","Combustion Turbine","Nevada",50,"Dropped - Units whose status does not meet NEEDS criteria"]
[null,"Gila Bend Power Generation Station",55507,"1","Combined Cycle","Arizona",156,"Dropped - Units whose status does not meet NEEDS criteria"]
[null,"Gila Bend Power Generation Station",55507,"2","Combined Cycle","Arizona",156,"Dropped - Units whose status does not meet NEEDS criteria"]
[null,"Gila Bend Power Generation Station",55507,"3","Combined Cycle","Arizona",156,"Dropped - Units whose status does not meet NEEDS criteria"]
[null,"Gila Bend Power Generation Station",55507,"4","Combined Cycle","Arizona",390,"Dropped - Units whose status does not meet NEEDS criteria"]
[null,"AES Greystone",55519,"CTG1","Combustion Turbine","Tennessee",156,"Dropped - Units whose status does not meet NEEDS criteria"]
[null,"AES Greystone",55519,"CTG2","Combustion Turbine","Tennessee",156,"Dropped - Units whose status does not meet NEEDS criteria"]
[null,"AES Greystone",55519,"CTG3","Combustion Turbine","Tennessee",156,"Dropped - Units whose status does not meet NEEDS criteria"]
[null,"Sundance",55522,"CT11","Combustion Turbine","Arizona",38,"Dropped - Units whose status does not meet NEEDS criteria"]
[null,"Sundance",55522,"CT12","Combustion Turbine","Arizona",38,"Dropped - Units whose status does not meet NEEDS criteria"]
[null,"York Energy Center",55524,"CTG7","Combined Cycle","Pennsylvania",120,"Dropped - Units whose status does not meet NEEDS criteria"]
[null,"MMSD South Shore Wastewater",55525,"1","Non-Fossil Waste","Wisconsin",1.4,"Dropped - Onsite Unit"]
[null,"MMSD South Shore Wastewater",55525,"1CAT","Non-Fossil Waste","Wisconsin",0.9,"Dropped - Onsite Unit"]
[null,"MMSD South Shore Wastewater",55525,"2CAT","Non-Fossil Waste","Wisconsin",0.9,"Dropped - Onsite Unit"]
[null,"MMSD South Shore Wastewater",55525,"3CAT","Non-Fossil Waste","Wisconsin",0.9,"Dropped - Onsite Unit"]
[null,"MMSD South Shore Wastewater",55525,"4CAT","Non-Fossil Waste","Wisconsin",0.9,"Dropped - Onsite Unit"]
[null,"Atascosita",55526,"GEN1","Landfill Gas","Texas",1.7,"Dropped - Units whose status does not meet NEEDS criteria"]
[null,"Atascosita",55526,"GEN2","Landfill Gas","Texas",1.7,"Dropped - Units whose status does not meet NEEDS criteria"]
[null,"Atascosita",55526,"GEN3","Landfill Gas","Texas",1.7,"Dropped - Units whose status does not meet NEEDS criteria"]
[null,"Atascosita",55526,"GEN4","Landfill Gas","Texas",1.7,"Dropped - Units whose status does not meet NEEDS criteria"]
[null,"Atascosita",55526,"GEN5","Landfill Gas","Texas",1.7,"Dropped - Units whose status does not meet NEEDS criteria"]
[null,"Atascosita",55526,"GEN6","Landfill Gas","Texas",1.7,"Dropped - Units whose status does not meet NEEDS criteria"]
[null,"Water Filter Plant #2",55534,"3516","Combustion Turbine","North Carolina",1.3,"Dropped - Units whose status does not meet NEEDS criteria"]
[null,"Hoover Company",55536,"0542","Combustion Turbine","Texas",1.8,"Dropped - Units whose status does not meet NEEDS criteria"]
[null,"Hoover Company",55536,"0543","Combustion Turbine","Texas",1.8,"Dropped - Units whose status does not meet NEEDS criteria"]
[null,"Hoover Company",55536,"0544","Combustion Turbine","Texas",1.8,"Dropped - Units whose status does not meet NEEDS criteria"]
[null,"Hoover Company",55536,"0545","Combustion Turbine","Texas",1.8,"Dropped - Units whose status does not meet NEEDS criteria"]
[null,"Cargill Hammond",55537,"GEN1","O/G Steam","Indiana",3.5,"Dropped - Units whose status does not meet NEEDS criteria"]
[null,"Cargill Hammond",55537,"GEN5","O/G Steam","Indiana",10.5,"Dropped - Units whose status does not meet NEEDS criteria"]
[null,"Escondido Energy Center",55538,"GEN1","Combustion Turbine","California",33.6,"Dropped - Units whose status does not meet NEEDS criteria"]
[null,"Moll Industries Seagrove Division",55546,"GEN1","Combustion Turbine","North Carolina",1,"Dropped - Units whose status does not meet NEEDS criteria"]
[null,"Moll Industries Seagrove Division",55546,"GEN2","Combustion Turbine","North Carolina",1.1,"Dropped - Units whose status does not meet NEEDS criteria"]
[null,"Baytown",55551,"UN5","Landfill Gas","Texas",1,"Dropped - Units whose status does not meet NEEDS criteria"]
[null,"Baytown",55551,"UNT1","Landfill Gas","Texas",1,"Dropped - Units whose status does not meet NEEDS criteria"]
[null,"Baytown",55551,"UNT2","Landfill Gas","Texas",1,"Dropped - Units whose status does not meet NEEDS criteria"]
[null,"Baytown",55551,"UNT3","Landfill Gas","Texas",1,"Dropped - Units whose status does not meet NEEDS criteria"]
[null,"Baytown",55551,"UNT4","Landfill Gas","Texas",1,"Dropped - Units whose status does not meet NEEDS criteria"]
[null,"Bluebonnet",55552,"UNT1","Landfill Gas","Texas",1,"Dropped - Units whose status does not meet NEEDS criteria"]
[null,"Bluebonnet",55552,"UNT2","Landfill Gas","Texas",1,"Dropped - Units whose status does not meet NEEDS criteria"]
[null,"Bluebonnet",55552,"UNT3","Landfill Gas","Texas",1,"Dropped - Units whose status does not meet NEEDS criteria"]
[null,"Bluebonnet",55552,"UNT4","Landfill Gas","Texas",1,"Dropped - Units whose status does not meet NEEDS criteria"]
[null,"Coastal Plains",55554,"UNT1","Landfill Gas","Texas",1.7,"Dropped - Units whose status does not meet NEEDS criteria"]
[null,"Coastal Plains",55554,"UNT2","Landfill Gas","Texas",1.7,"Dropped - Units whose status does not meet NEEDS criteria"]
[null,"Coastal Plains",55554,"UNT3","Landfill Gas","Texas",1.7,"Dropped - Units whose status does not meet NEEDS criteria"]
[null,"Coastal Plains",55554,"UNT4","Landfill Gas","Texas",1.7,"Dropped - Units whose status does not meet NEEDS criteria"]
[null,"Conroe",55555,"UNT1","Landfill Gas","Texas",1,"Dropped - Units whose status does not meet NEEDS criteria"]
[null,"Conroe",55555,"UNT2","Landfill Gas","Texas",1,"Dropped - Units whose status does not meet NEEDS criteria"]
[null,"Conroe",55555,"UNT3","Landfill Gas","Texas",1,"Dropped - Units whose status does not meet NEEDS criteria"]
[null,"Security",55556,"UNT1","Landfill Gas","Texas",1.7,"Dropped - Units whose status does not meet NEEDS criteria"]
[null,"Hueco Mountain Wind Ranch",55578,"EXIS","Onshore Wind","Texas",1.3,"Dropped - Units whose status does not meet NEEDS criteria"]
[null,"East Bridgewater",55584,"1","Landfill Gas","Massachusetts",0.9,"Dropped - Units whose status does not meet NEEDS criteria"]
[null,"East Bridgewater",55584,"2","Landfill Gas","Massachusetts",0.9,"Dropped - Units whose status does not meet NEEDS criteria"]
[null,"East Bridgewater",55584,"3","Landfill Gas","Massachusetts",0.9,"Dropped - Units whose status does not meet NEEDS criteria"]
[null,"East Bridgewater",55584,"4","Landfill Gas","Massachusetts",0.9,"Dropped - Units whose status does not meet NEEDS criteria"]
[null,"East Bridgewater",55584,"5","Landfill Gas","Massachusetts",0.9,"Dropped - Units whose status does not meet NEEDS criteria"]
[null,"East Bridgewater",55584,"6","Landfill Gas","Massachusetts",0.9,"Dropped - Units whose status does not meet NEEDS criteria"]
[null,"Randolph Electric",55585,"1","Landfill Gas","Massachusetts",0.9,"Dropped - Units whose status does not meet NEEDS criteria"]
[null,"Randolph Electric",55585,"2","Landfill Gas","Massachusetts",0.9,"Dropped - Units whose status does not meet NEEDS criteria"]
[null,"Randolph Electric",55585,"3","Landfill Gas","Massachusetts",0.9,"Dropped - Units whose status does not meet NEEDS criteria"]
[null,"Halifax Electric",55586,"1","Landfill Gas","Massachusetts",0.9,"Dropped - Units whose status does not meet NEEDS criteria"]
[null,"Halifax Electric",55586,"2","Landfill Gas","Massachusetts",0.9,"Dropped - Units whose status does not meet NEEDS criteria"]
[null,"Halifax Electric",55586,"3","Landfill Gas","Massachusetts",0.9,"Dropped - Units whose status does not meet NEEDS criteria"]
[null,"GRS Richmond",55587,"1","Landfill Gas","Virginia",0.9,"Dropped - Units whose status does not meet NEEDS criteria"]
[null,"GRS Richmond",55587,"2","Landfill Gas","Virginia",0.9,"Dropped - Units whose status does not meet NEEDS criteria"]
[null,"GRS Richmond",55587,"3","Landfill Gas","Virginia",0.9,"Dropped - Units whose status does not meet NEEDS criteria"]
[null,"GRS Sunset Farms",55588,"1","Landfill Gas","Texas",0.9,"Dropped - Units whose status does not meet NEEDS criteria"]
[null,"GRS Sunset Farms",55588,"2","Landfill Gas","Texas",0.9,"Dropped - Units whose status does not meet NEEDS criteria"]
[null,"GRS Sunset Farms",55588,"3","Landfill Gas","Texas",0.9,"Dropped - Units whose status does not meet NEEDS criteria"]
[null,"GRS Sunset Farms",55588,"4","Landfill Gas","Texas",0.9,"Dropped - Units whose status does not meet NEEDS criteria"]
[null,"GRS Fall River",55589,"1","Landfill Gas","Massachusetts",0.9,"Dropped - Units whose status does not meet NEEDS criteria"]
[null,"GRS Fall River",55589,"2","Landfill Gas","Massachusetts",0.9,"Dropped - Units whose status does not meet NEEDS criteria"]
[null,"Chicopee Electric",55590,"1","Landfill Gas","Massachusetts",0.9,"Dropped - Units whose status does not meet NEEDS criteria"]
[null,"Chicopee Electric",55590,"2","Landfill Gas","Massachusetts",0.9,"Dropped - Units whose status does not meet NEEDS criteria"]
[null,"Rockford Electric",55591,"1","Landfill Gas","Illinois",0.9,"Dropped - Units whose status does not meet NEEDS criteria"]
[null,"Rockford Electric",55591,"2","Landfill Gas","Illinois",0.9,"Dropped - Units whose status does not meet NEEDS criteria"]
[null,"Mallard Lake Electric",55592,"1","Landfill Gas","Illinois",3.8,"Dropped - Units whose status does not meet NEEDS criteria"]
[null,"Mallard Lake Electric",55592,"2","Landfill Gas","Illinois",3.8,"Dropped - Units whose status does not meet NEEDS criteria"]
[null,"Mallard Lake Electric",55592,"3","Landfill Gas","Illinois",3.8,"Dropped - Units whose status does not meet NEEDS criteria"]
[null,"Mallard Lake Electric",55592,"4","Landfill Gas","Illinois",7.6,"Dropped - Units whose status does not meet NEEDS criteria"]
[null,"Quad Cities",55593,"1","Landfill Gas","Illinois",0.9,"Dropped - Units whose status does not meet NEEDS criteria"]
[null,"Quad Cities",55593,"2","Landfill Gas","Illinois",1,"Dropped - Units whose status does not meet NEEDS criteria"]
[null,"South Barrington Electric",55594,"1","Landfill Gas","Illinois",0.8,"Dropped - Units whose status does not meet NEEDS criteria"]
[null,"South Barrington Electric",55594,"2","Landfill Gas","Illinois",0.8,"Dropped - Units whose status does not meet NEEDS criteria"]
[null,"GRS Lyon",55595,"1","Landfill Gas","Michigan",0.9,"Dropped - Units whose status does not meet NEEDS criteria"]
[null,"GRS Lyon",55595,"2","Landfill Gas","Michigan",0.9,"Dropped - Units whose status does not meet NEEDS criteria"]
[null,"GRS Lyon",55595,"3","Landfill Gas","Michigan",0.9,"Dropped - Units whose status does not meet NEEDS criteria"]
[null,"GRS Lyon",55595,"4","Landfill Gas","Michigan",0.9,"Dropped - Units whose status does not meet NEEDS criteria"]
[null,"GRS Lyon",55595,"5","Landfill Gas","Michigan",0.9,"Dropped - Units whose status does not meet NEEDS criteria"]
[null,"GRS C&C",55597,"2","Landfill Gas","Michigan",0.9,"Dropped - Units whose status does not meet NEEDS criteria"]
[null,"GRS Pine Bend",55598,"3","Landfill Gas","Minnesota",6,"Dropped - Units whose status does not meet NEEDS criteria"]
[null,"HMDC Kingsland Landfill",55604,"UNT1","Landfill Gas","New Jersey",0.1,"Dropped - Units whose status does not meet NEEDS criteria"]
[null,"HMDC Kingsland Landfill",55604,"UNT2","Landfill Gas","New Jersey",0.1,"Dropped - Units whose status does not meet NEEDS criteria"]
[null,"HMDC Kingsland Landfill",55604,"UNT3","Landfill Gas","New Jersey",0.1,"Dropped - Units whose status does not meet NEEDS criteria"]
[null,"MM Cuyahoga Energy",55605,"UNT1","Landfill Gas","Ohio",1.8,"Dropped - Units whose status does not meet NEEDS criteria"]
[null,"MM Cuyahoga Energy",55605,"UNT2","Landfill Gas","Ohio",1.8,"Dropped - Units whose status does not meet NEEDS criteria"]
[null,"Mingo Junction Energy Center",55611,"GEN1","Fossil Waste","Ohio",30,"Dropped - Units whose status does not meet NEEDS criteria"]
[null,"Monmouth Landfill Gas to Energy",55618,"GEN1","Landfill Gas","New Jersey",3.3,"Dropped - Units whose status does not meet NEEDS criteria"]
[null,"Monmouth Landfill Gas to Energy",55618,"GEN2","Landfill Gas","New Jersey",3.3,"Dropped - Units whose status does not meet NEEDS criteria"]
[null,"South Bear Creek",55621,"1","Combustion Turbine","Colorado",3.3,"Dropped - Units whose status does not meet NEEDS criteria"]
[null,"Leviton Manufacturing",55637,"GEN1","Combustion Turbine","Texas",1.8,"Dropped - Units whose status does not meet NEEDS criteria"]
[null,"Walhalla",55638,"GEN1","Coal Steam","North Dakota",2,"Dropped - Units whose status does not meet NEEDS criteria"]
[null,"Riverside Energy Center",55641,"PV1","Solar PV","Wisconsin",2,"Dropped - Units whose status does not meet NEEDS criteria"]
[null,"Moapa Paiute Energy Center",55642,"CTG1","Combined Cycle","Nevada",185,"Dropped - Units whose status does not meet NEEDS criteria"]
[null,"Moapa Paiute Energy Center",55642,"CTG2","Combined Cycle","Nevada",185,"Dropped - Units whose status does not meet NEEDS criteria"]
[null,"Moapa Paiute Energy Center",55642,"CTG3","Combined Cycle","Nevada",185,"Dropped - Units whose status does not meet NEEDS criteria"]
[null,"Moapa Paiute Energy Center",55642,"STG1","Combined Cycle","Nevada",492,"Dropped - Units whose status does not meet NEEDS criteria"]
[null,"Memphis Refinery",55703,"PO36","Combustion Turbine","Tennessee",72.3,"Dropped - Units whose status does not meet NEEDS criteria"]
[null,"Pierce Power Station",55704,"1","Combustion Turbine","Washington",18.7,"Dropped - Units whose status does not meet NEEDS criteria"]
[null,"Pierce Power Station",55704,"2","Combustion Turbine","Washington",18.7,"Dropped - Units whose status does not meet NEEDS criteria"]
[null,"Pierce Power Station",55704,"3","Combustion Turbine","Washington",18.7,"Dropped - Units whose status does not meet NEEDS criteria"]
[null,"Pierce Power Station",55704,"4","Combustion Turbine","Washington",18.7,"Dropped - Units whose status does not meet NEEDS criteria"]
[null,"Pierce Power Station",55704,"5","Combustion Turbine","Washington",18.7,"Dropped - Units whose status does not meet NEEDS criteria"]
[null,"Pierce Power Station",55704,"6","Combustion Turbine","Washington",18.7,"Dropped - Units whose status does not meet NEEDS criteria"]
[null,"Pierce Power Station",55704,"7","Combustion Turbine","Washington",18.7,"Dropped - Units whose status does not meet NEEDS criteria"]
[null,"Nacogdoches Power",55708,"CTG1","Combined Cycle","Texas",185,"Dropped - Units whose status does not meet NEEDS criteria"]
[null,"Nacogdoches Power",55708,"CTG2","Combined Cycle","Texas",95,"Dropped - Units whose status does not meet NEEDS criteria"]
[null,"Nacogdoches Power",55708,"CTG3","Combined Cycle","Texas",95,"Dropped - Units whose status does not meet NEEDS criteria"]
[null,"Nacogdoches Power",55708,"STG1","Combined Cycle","Texas",86,"Dropped - Units whose status does not meet NEEDS criteria"]
[null,"Nacogdoches Power",55708,"STG2","Combined Cycle","Texas",100,"Dropped - Units whose status does not meet NEEDS criteria"]
[null,"Nacogdoches Power",55708,"STG3","Combined Cycle","Texas",68,"Dropped - Units whose status does not meet NEEDS criteria"]
[null,"FirstEnergy",55711,"CTG1","Combined Cycle","Arizona",180,"Dropped - Units whose status does not meet NEEDS criteria"]
[null,"FirstEnergy",55711,"CTG2","Combined Cycle","Arizona",180,"Dropped - Units whose status does not meet NEEDS criteria"]
[null,"FirstEnergy",55711,"CTG3","Combined Cycle","Arizona",180,"Dropped - Units whose status does not meet NEEDS criteria"]
[null,"FirstEnergy",55711,"CTG4","Combined Cycle","Arizona",180,"Dropped - Units whose status does not meet NEEDS criteria"]
[null,"FirstEnergy",55711,"STG1","Combined Cycle","Arizona",180,"Dropped - Units whose status does not meet NEEDS criteria"]
[null,"FirstEnergy",55711,"STG2","Combined Cycle","Arizona",180,"Dropped - Units whose status does not meet NEEDS criteria"]
[null,"Bennett Mountain",55733,"FT01","Combustion Turbine","Idaho",142,"Dropped - Units whose status does not meet NEEDS criteria"]
[null,"Bennett Mountain",55733,"FT03","Combustion Turbine","Idaho",50,"Dropped - Units whose status does not meet NEEDS criteria"]
[null,"KMS Macon Power",55758,"E-1","Landfill Gas","Illinois",0.8,"Dropped - Units whose status does not meet NEEDS criteria"]
[null,"KMS Macon Power",55758,"E-2","Landfill Gas","Illinois",0.8,"Dropped - Units whose status does not meet NEEDS criteria"]
[null,"Roxana Resource Recovery",55759,"RX1","Landfill Gas","Illinois",0.9,"Dropped - Units whose status does not meet NEEDS criteria"]
[null,"Roxana Resource Recovery",55759,"RX2","Landfill Gas","Illinois",0.9,"Dropped - Units whose status does not meet NEEDS criteria"]
[null,"Roxana Resource Recovery",55759,"RX3","Landfill Gas","Illinois",0.9,"Dropped - Units whose status does not meet NEEDS criteria"]
[null,"Roxana Resource Recovery",55759,"RX4","Landfill Gas","Illinois",0.9,"Dropped - Units whose status does not meet NEEDS criteria"]
[null,"Streator Energy Partners LLC",55760,"ST1","Landfill Gas","Illinois",0.9,"Dropped - Units whose status does not meet NEEDS criteria"]
[null,"Devonshire Power Partners LLC",55761,"DO1","Landfill Gas","Illinois",1,"Dropped - Units whose status does not meet NEEDS criteria"]
[null,"Devonshire Power Partners LLC",55761,"DO2","Landfill Gas","Illinois",1,"Dropped - Units whose status does not meet NEEDS criteria"]
[null,"Devonshire Power Partners LLC",55761,"DO3","Landfill Gas","Illinois",1,"Dropped - Units whose status does not meet NEEDS criteria"]
[null,"Devonshire Power Partners LLC",55761,"DO4","Landfill Gas","Illinois",1,"Dropped - Units whose status does not meet NEEDS criteria"]
[null,"Devonshire Power Partners LLC",55761,"DO5","Landfill Gas","Illinois",1,"Dropped - Units whose status does not meet NEEDS criteria"]
[null,"Brickyard Energy Partners LLC",55762,"BR1","Landfill Gas","Illinois",0.9,"Dropped - Units whose status does not meet NEEDS criteria"]
[null,"Brickyard Energy Partners LLC",55762,"BR2","Landfill Gas","Illinois",0.9,"Dropped - Units whose status does not meet NEEDS criteria"]
[null,"Brickyard Energy Partners LLC",55762,"BR3","Landfill Gas","Illinois",0.9,"Dropped - Units whose status does not meet NEEDS criteria"]
[null,"Brickyard Energy Partners LLC",55762,"BR5","Landfill Gas","Illinois",0.9,"Dropped - Units whose status does not meet NEEDS criteria"]
[null,"Dixon/Lee Energy Partners LLC",55763,"DX1","Landfill Gas","Illinois",0.9,"Dropped - Units whose status does not meet NEEDS criteria"]
[null,"Dixon/Lee Energy Partners LLC",55763,"DX2","Landfill Gas","Illinois",0.9,"Dropped - Units whose status does not meet NEEDS criteria"]
[null,"Dixon/Lee Energy Partners LLC",55763,"DX3","Landfill Gas","Illinois",0.9,"Dropped - Units whose status does not meet NEEDS criteria"]
[null,"Dixon/Lee Energy Partners LLC",55763,"DX4","Landfill Gas","Illinois",0.9,"Dropped - Units whose status does not meet NEEDS criteria"]
[null,"Upper Rock Energy Partners LLC",55764,"UR1","Landfill Gas","Illinois",0.9,"Dropped - Units whose status does not meet NEEDS criteria"]
[null,"Upper Rock Energy Partners LLC",55764,"UR2","Landfill Gas","Illinois",0.9,"Dropped - Units whose status does not meet NEEDS criteria"]
[null,"Upper Rock Energy Partners LLC",55764,"UR3","Landfill Gas","Illinois",0.9,"Dropped - Units whose status does not meet NEEDS criteria"]
[null,"Upper Rock Energy Partners LLC",55764,"UR4","Landfill Gas","Illinois",0.9,"Dropped - Units whose status does not meet NEEDS criteria"]
[null,"Riveside Resource Recovery LLC",55767,"RO1","Landfill Gas","Illinois",0.9,"Dropped - Units whose status does not meet NEEDS criteria"]
[null,"Avon Energy Partners LLC",55768,"CH1","Landfill Gas","Illinois",0.9,"Dropped - Units whose status does not meet NEEDS criteria"]
[null,"Avon Energy Partners LLC",55768,"CH2","Landfill Gas","Illinois",0.9,"Dropped - Units whose status does not meet NEEDS criteria"]
[null,"Avon Energy Partners LLC",55768,"CH3","Landfill Gas","Illinois",0.9,"Dropped - Units whose status does not meet NEEDS criteria"]
[null,"PERC LLC",55772,"1","Landfill Gas","Washington",0.8,"Dropped - Units whose status does not meet NEEDS criteria"]
[null,"PERC LLC",55772,"2","Landfill Gas","Washington",0.8,"Dropped - Units whose status does not meet NEEDS criteria"]
[null,"PERC LLC",55772,"3","Landfill Gas","Washington",0.8,"Dropped - Units whose status does not meet NEEDS criteria"]
[null,"Countyside Genco LLC",55773,"CS1","Landfill Gas","Illinois",1.3,"Dropped - Units whose status does not meet NEEDS criteria"]
[null,"Countyside Genco LLC",55773,"CS2","Landfill Gas","Illinois",1.3,"Dropped - Units whose status does not meet NEEDS criteria"]
[null,"Countyside Genco LLC",55773,"CS3","Landfill Gas","Illinois",1.3,"Dropped - Units whose status does not meet NEEDS criteria"]
[null,"Countyside Genco LLC",55773,"CS4","Landfill Gas","Illinois",1.3,"Dropped - Units whose status does not meet NEEDS criteria"]
[null,"Countyside Genco LLC",55773,"CS5","Landfill Gas","Illinois",1.3,"Dropped - Units whose status does not meet NEEDS criteria"]
[null,"Countyside Genco LLC",55773,"CS6","Landfill Gas","Illinois",1.3,"Dropped - Units whose status does not meet NEEDS criteria"]
[null,"Morris Genco LLC",55774,"MO1","Landfill Gas","Illinois",1.3,"Dropped - Units whose status does not meet NEEDS criteria"]
[null,"Morris Genco LLC",55774,"MO2","Landfill Gas","Illinois",1.3,"Dropped - Units whose status does not meet NEEDS criteria"]
[null,"Morris Genco LLC",55774,"MO3","Landfill Gas","Illinois",1.3,"Dropped - Units whose status does not meet NEEDS criteria"]
[null,"Morris Genco LLC",55774,"MO4","Landfill Gas","Illinois",1,"Dropped - Units whose status does not meet NEEDS criteria"]
[null,"Morris Genco LLC",55774,"MO5","Landfill Gas","Illinois",1,"Dropped - Units whose status does not meet NEEDS criteria"]
[null,"Barre",55776,"BA1","Landfill Gas","Massachusetts",0.4,"Dropped - Units whose status does not meet NEEDS criteria"]
[null,"Barre",55776,"BA2","Landfill Gas","Massachusetts",0.4,"Dropped - Units whose status does not meet NEEDS criteria"]
[null,"Brookhaven Facility",55778,"BH1","Landfill Gas","New York",1.2,"Dropped - Units whose status does not meet NEEDS criteria"]
[null,"Brookhaven Facility",55778,"BH2","Landfill Gas","New York",1.2,"Dropped - Units whose status does not meet NEEDS criteria"]
[null,"Brookhaven Facility",55778,"BH3","Landfill Gas","New York",1.2,"Dropped - Units whose status does not meet NEEDS criteria"]
[null,"Brookhaven Facility",55778,"BH4","Landfill Gas","New York",1.2,"Dropped - Units whose status does not meet NEEDS criteria"]
[null,"Brookhaven Facility",55778,"BH5","Landfill Gas","New York",0.5,"Dropped - Units whose status does not meet NEEDS criteria"]
[null,"Brookhaven Facility",55778,"BH6","Landfill Gas","New York",0.5,"Dropped - Units whose status does not meet NEEDS criteria"]
[null,"Dunbarton Energy Partners LP",55779,"MA1","Landfill Gas","New Hampshire",0.6,"Dropped - Units whose status does not meet NEEDS criteria"]
[null,"Dunbarton Energy Partners LP",55779,"MA2","Landfill Gas","New Hampshire",0.6,"Dropped - Units whose status does not meet NEEDS criteria"]
[null,"Bowie Power Station LLC",55780,"CT1","Combined Cycle","Arizona",172,"Dropped - Units whose status does not meet NEEDS criteria"]
[null,"Bowie Power Station LLC",55780,"CT2","Combined Cycle","Arizona",172,"Dropped - Units whose status does not meet NEEDS criteria"]
[null,"Bowie Power Station LLC",55780,"CT3","Combined Cycle","Arizona",172,"Dropped - Units whose status does not meet NEEDS criteria"]
[null,"Bowie Power Station LLC",55780,"CT4","Combined Cycle","Arizona",172,"Dropped - Units whose status does not meet NEEDS criteria"]
[null,"Bowie Power Station LLC",55780,"ST1","Combined Cycle","Arizona",181,"Dropped - Units whose status does not meet NEEDS criteria"]
[null,"Bowie Power Station LLC",55780,"ST2","Combined Cycle","Arizona",181,"Dropped - Units whose status does not meet NEEDS criteria"]
[null,"Hospira Inc",55788,"GEN1","Combustion Turbine","New York",1.1,"Dropped - Units whose status does not meet NEEDS criteria"]
[null,"Hospira Inc",55788,"GEN2","Combustion Turbine","New York",1.1,"Dropped - Units whose status does not meet NEEDS criteria"]
[null,"Otsego Mill Power Plant",55799,"NRTH","Combustion Turbine","Michigan",8.8,"Dropped - Onsite Unit"]
[null,"Otsego Mill Power Plant",55799,"SOTH","Combustion Turbine","Michigan",8.8,"Dropped - Onsite Unit"]
[null,"Valencia Energy Facility",55802,"CTG2","Combustion Turbine","New Mexico",159.5,"Dropped - Units whose status does not meet NEEDS criteria"]
[null,"Valencia Energy Facility",55802,"CTG3","Combustion Turbine","New Mexico",84.5,"Dropped - Units whose status does not meet NEEDS criteria"]
[null,"Valencia Energy Facility",55802,"CTG4","Combustion Turbine","New Mexico",84.2,"Dropped - Units whose status does not meet NEEDS criteria"]
[null,"Valencia Energy Facility",55802,"CTG5","Combined Cycle","New Mexico",84.2,"Dropped - Units whose status does not meet NEEDS criteria"]
[null,"Valencia Energy Facility",55802,"CTG6","Combined Cycle","New Mexico",84.2,"Dropped - Units whose status does not meet NEEDS criteria"]
[null,"AD Srvcs Glacier Ridge Landfill, LLC",55817,"NO 1","Landfill Gas","Wisconsin",0.9,"Dropped - Units whose status does not meet NEEDS criteria"]
[null,"AD Srvcs Glacier Ridge Landfill, LLC",55817,"NO 2","Landfill Gas","Wisconsin",0.9,"Dropped - Units whose status does not meet NEEDS criteria"]
[null,"RCWMD Badlands Landfill Gas Project",55820,"GEN1","Landfill Gas","California",1,"Dropped - Units whose status does not meet NEEDS criteria"]
[null,"RCWMD Badlands Landfill Gas Project",55820,"GEN2","Landfill Gas","California",1,"Dropped - Units whose status does not meet NEEDS criteria"]
[null,"Curtis H Stanton Energy Center",55821,"BCT","IGCC","Florida",197,"Dropped - Units whose status does not meet NEEDS criteria"]
[null,"Curtis H Stanton Energy Center",55821,"BST","IGCC","Florida",132,"Dropped - Units whose status does not meet NEEDS criteria"]
[null,"Millinocket Mill",55829,"M1S1","O/G Steam","Maine",14.5,"Dropped - Units whose status does not meet NEEDS criteria"]
[null,"Millinocket Mill",55829,"M1S2","O/G Steam","Maine",14.5,"Dropped - Units whose status does not meet NEEDS criteria"]
[null,"Millinocket Mill",55829,"M1S3","O/G Steam","Maine",29.3,"Dropped - Units whose status does not meet NEEDS criteria"]
[null,"Millinocket Mill",55829,"M1S4","O/G Steam","Maine",21.8,"Dropped - Units whose status does not meet NEEDS criteria"]
[null,"East Millinocket Mill",55830,"M2S1","Biomass","Maine",14.5,"Dropped - Units whose status does not meet NEEDS criteria"]
[null,"East Millinocket Mill",55830,"M2S2","Biomass","Maine",14.5,"Dropped - Units whose status does not meet NEEDS criteria"]
[null,"East Millinocket Mill",55830,"M2S3","Biomass","Maine",28.1,"Dropped - Units whose status does not meet NEEDS criteria"]
[null,"Auburndale Peaker Energy Center",55833,"CTP","Combustion Turbine","Florida",117,"Dropped - Units whose status does not meet NEEDS criteria"]
[null,"Sherry Energy Center",55834,"CT01","Combustion Turbine","Wisconsin",176,"Dropped - Units whose status does not meet NEEDS criteria"]
[null,"Sherry Energy Center",55834,"CT02","Combustion Turbine","Wisconsin",176,"Dropped - Units whose status does not meet NEEDS criteria"]
[null,"Sherry Energy Center",55834,"CT03","Combustion Turbine","Wisconsin",176,"Dropped - Units whose status does not meet NEEDS criteria"]
[null,"Sherry Energy Center",55834,"CT04","Combustion Turbine","Wisconsin",176,"Dropped - Units whose status does not meet NEEDS criteria"]
[null,"Sherry Energy Center",55834,"CTG1","Combined Cycle","Wisconsin",176,"Dropped - Units whose status does not meet NEEDS criteria"]
[null,"Sherry Energy Center",55834,"CTG2","Combined Cycle","Wisconsin",176,"Dropped - Units whose status does not meet NEEDS criteria"]
[null,"Sherry Energy Center",55834,"STG1","Combined Cycle","Wisconsin",180,"Dropped - Units whose status does not meet NEEDS criteria"]
[null,"Four Mile Hill",55845,"1","Geothermal","California",42,"Dropped - Units whose status does not meet NEEDS criteria"]
[null,"Telephone Flat",55846,"1","Geothermal","California",42,"Dropped - Units whose status does not meet NEEDS criteria"]
[null,"Valero Refinery Cogeneration Unit 1",55851,"GT 1","Combustion Turbine","California",45.4,"Dropped - Onsite Unit"]
[null,"Valero Refinery Cogeneration Unit 2",55852,"GT 2","Fossil Waste","California",43.4,"Dropped - Units whose status does not meet NEEDS criteria"]
[null,"Inland Empire Energy Center",55853,"1","Combined Cycle","California",345,"Dropped  - Retired/Planned Retirement by 06/2023"]
[null,"Inland Empire Energy Center",55853,"2","Combined Cycle","California",345,"Dropped  - Retired/Planned Retirement by 06/2023"]
[null,"Desert Power LP",55858,"GEN7","Coal Steam","Utah",40,"Dropped - Units whose status does not meet NEEDS criteria"]
[null,"Desert Power LP",55858,"UNT1","Combustion Turbine","Utah",34,"Dropped - Units whose status does not meet NEEDS criteria"]
[null,"Desert Power LP",55858,"UNT2","Combustion Turbine","Utah",34,"Dropped - Units whose status does not meet NEEDS criteria"]
[null,"Stevens Point Mill",55861,"SP","O/G Steam","Wisconsin",7,"Dropped - Onsite Unit"]
[null,"Kaheka Hydro",55864,"KAH1","Hydro","Hawaii",1.5,"Dropped - in Alaska or in Hawaii or Puerto Rico"]
[null,"Kaheka Hydro",55864,"KAH2","Hydro","Hawaii",1.5,"Dropped - in Alaska or in Hawaii or Puerto Rico"]
[null,"Kaheka Hydro",55864,"KAH3","Hydro","Hawaii",1.5,"Dropped - in Alaska or in Hawaii or Puerto Rico"]
[null,"Benson Power Biomass Plant",55867,"G1","Biomass","Minnesota",55,"Dropped - Units whose status does not meet NEEDS criteria"]
[null,"Genova Arkansas I LLC",55869,"CTG1","Combined Cycle","Arkansas",160,"Dropped - Units whose status does not meet NEEDS criteria"]
[null,"Genova Arkansas I LLC",55869,"CTG2","Combined Cycle","Arkansas",160,"Dropped - Units whose status does not meet NEEDS criteria"]
[null,"Genova Arkansas I LLC",55869,"ST1","Combined Cycle","Arkansas",225,"Dropped - Units whose status does not meet NEEDS criteria"]
[null,"Gates Peaker",55875,"GEN1","Combustion Turbine","California",33.3,"Dropped - Units whose status does not meet NEEDS criteria"]
[null,"Rolling Hills",55884,"N01","Landfill Gas","Pennsylvania",5.5,"Dropped - Units whose status does not meet NEEDS criteria"]
[null,"Montgomery County Oaks LFGE Plant",55885,"N01","Landfill Gas","Maryland",2.3,"Dropped - Units whose status does not meet NEEDS criteria"]
[null,"Montgomery County Oaks LFGE Plant",55885,"N02","Landfill Gas","Maryland",2.3,"Dropped - Units whose status does not meet NEEDS criteria"]
[null,"Partnership Station",55893,"1","Combustion Turbine","Florida",3,"Dropped - Units whose status does not meet NEEDS criteria"]
[null,"Partnership Station",55893,"2","Combustion Turbine","Florida",3,"Dropped - Units whose status does not meet NEEDS criteria"]
[null,"Ridgeview",55925,"GEN10","Landfill Gas","Wisconsin",0.8,"Dropped - Units whose status does not meet NEEDS criteria"]
[null,"Ridgeview",55925,"GEN9","Landfill Gas","Wisconsin",0.8,"Dropped - Units whose status does not meet NEEDS criteria"]
[null,"Bolivar",55929,"1","Combustion Turbine","Tennessee",1.8,"Dropped - Units whose status does not meet NEEDS criteria"]
[null,"Bolivar",55929,"2","Combustion Turbine","Tennessee",1.8,"Dropped - Units whose status does not meet NEEDS criteria"]
[null,"Bolivar",55929,"3","Combustion Turbine","Tennessee",1.8,"Dropped - Units whose status does not meet NEEDS criteria"]
[null,"Bolivar",55929,"4","Combustion Turbine","Tennessee",1.8,"Dropped - Units whose status does not meet NEEDS criteria"]
[null,"Bolivar",55929,"5","Combustion Turbine","Tennessee",1.8,"Dropped - Units whose status does not meet NEEDS criteria"]
[null,"Bolivar",55929,"6","Combustion Turbine","Tennessee",1.8,"Dropped - Units whose status does not meet NEEDS criteria"]
[null,"Bolivar",55929,"7","Combustion Turbine","Tennessee",1.8,"Dropped - Units whose status does not meet NEEDS criteria"]
[null,"Bolivar",55929,"8","Combustion Turbine","Tennessee",1.8,"Dropped - Units whose status does not meet NEEDS criteria"]
[null,"Bolivar",55929,"9","Combustion Turbine","Tennessee",1.8,"Dropped - Units whose status does not meet NEEDS criteria"]
[null,"Bolivar",55929,"10","Combustion Turbine","Tennessee",1.8,"Dropped - Units whose status does not meet NEEDS criteria"]
[null,"TESLA Power Project",55937,"GTG1","Combined Cycle","California",162,"Dropped - Units whose status does not meet NEEDS criteria"]
[null,"TESLA Power Project",55937,"GTG2","Combined Cycle","California",162,"Dropped - Units whose status does not meet NEEDS criteria"]
[null,"TESLA Power Project",55937,"GTG3","Combined Cycle","California",162,"Dropped - Units whose status does not meet NEEDS criteria"]
[null,"TESLA Power Project",55937,"GTG4","Combined Cycle","California",162,"Dropped - Units whose status does not meet NEEDS criteria"]
[null,"TESLA Power Project",55937,"STG1","Combined Cycle","California",246,"Dropped - Units whose status does not meet NEEDS criteria"]
[null,"TESLA Power Project",55937,"STG2","Combined Cycle","California",246,"Dropped - Units whose status does not meet NEEDS criteria"]
[null,"NAEA Ocean Peaking Power LLC",55938,"OPP5","Combustion Turbine","New Jersey",149.2,"Dropped - Units whose status does not meet NEEDS criteria"]
[null,"Kamin LLC Wrens Mine",55961,"WM1","Combustion Turbine","Georgia",1,"Dropped - Units whose status does not meet NEEDS criteria"]
[null,"Kamin LLC Wrens Mine",55961,"WM2","Combustion Turbine","Georgia",1,"Dropped - Units whose status does not meet NEEDS criteria"]
[null,"Nikiski Co-Generation",55966,"GT1","Combined Cycle","Alaska",37.9,"Dropped - in Alaska or in Hawaii or Puerto Rico"]
[null,"Nikiski Co-Generation",55966,"ST1","Combined Cycle","Alaska",40,"Dropped - in Alaska or in Hawaii or Puerto Rico"]
[null,"Great Works Hydro",55967,"WW1","Hydro","Maine",1,"Dropped - Units whose status does not meet NEEDS criteria"]
[null,"Great Works Hydro",55967,"WW10","Hydro","Maine",0.6,"Dropped - Units whose status does not meet NEEDS criteria"]
[null,"Great Works Hydro",55967,"WW11","Hydro","Maine",0.5,"Dropped - Units whose status does not meet NEEDS criteria"]
[null,"Great Works Hydro",55967,"WW2","Hydro","Maine",1,"Dropped - Units whose status does not meet NEEDS criteria"]
[null,"Great Works Hydro",55967,"WW3","Hydro","Maine",1,"Dropped - Units whose status does not meet NEEDS criteria"]
[null,"Great Works Hydro",55967,"WW4","Hydro","Maine",0.6,"Dropped - Units whose status does not meet NEEDS criteria"]
[null,"Great Works Hydro",55967,"WW5","Hydro","Maine",0.6,"Dropped - Units whose status does not meet NEEDS criteria"]
[null,"Great Works Hydro",55967,"WW6","Hydro","Maine",0.7,"Dropped - Units whose status does not meet NEEDS criteria"]
[null,"Great Works Hydro",55967,"WW7","Hydro","Maine",0.6,"Dropped - Units whose status does not meet NEEDS criteria"]
[null,"Great Works Hydro",55967,"WW8","Hydro","Maine",0.6,"Dropped - Units whose status does not meet NEEDS criteria"]
[null,"Great Works Hydro",55967,"WW9","Hydro","Maine",0.5,"Dropped - Units whose status does not meet NEEDS criteria"]
[null,"MMC Midsun LLC",55974,"GEN1","Combustion Turbine","California",19.4,"Dropped - Units whose status does not meet NEEDS criteria"]
[null,"Wabuska",55988,"1","Geothermal","Nevada",0.4,"Dropped - Units whose status does not meet NEEDS criteria"]
[null,"Wabuska",55988,"2","Geothermal","Nevada",0.4,"Dropped - Units whose status does not meet NEEDS criteria"]
[null,"Wabuska",55988,"3","Geothermal","Nevada",0.1,"Dropped - Units whose status does not meet NEEDS criteria"]
[null,"Wabuska",55988,"4","Geothermal","Nevada",0.4,"Dropped - Units whose status does not meet NEEDS criteria"]
[null,"Wabuska",55988,"5","Geothermal","Nevada",0.4,"Dropped - Units whose status does not meet NEEDS criteria"]
[null,"Wabuska",55988,"6","Geothermal","Nevada",0.4,"Dropped - Units whose status does not meet NEEDS criteria"]
[null,"Wabuska",55988,"7","Geothermal","Nevada",0.4,"Dropped - Units whose status does not meet NEEDS criteria"]
[null,"Brady",55991,"TG-1","Geothermal","Nevada",7.5,"Dropped - Units whose status does not meet NEEDS criteria"]
[null,"Brady",55991,"TG-2","Geothermal","Nevada",7.5,"Dropped - Units whose status does not meet NEEDS criteria"]
[null,"Brady",55991,"TG-3","Geothermal","Nevada",6.3,"Dropped - Units whose status does not meet NEEDS criteria"]
[null,"Harrisonburg Power Plant",56006,"ST-1","O/G Steam","Virginia",2.7,"Dropped - Units whose status does not meet NEEDS criteria"]
[null,"Grimes Way",56016,"1","Combustion Turbine","Washington",1,"Dropped - Onsite Unit"]
[null,"Grimes Way",56016,"2","Combustion Turbine","Washington",1,"Dropped - Onsite Unit"]
[null,"Grimes Way",56016,"3","Combustion Turbine","Washington",1.7,"Dropped - Onsite Unit"]
[null,"Franklin/Grays",56017,"GT1","Combustion Turbine","Washington",10.5,"Dropped - Units whose status does not meet NEEDS criteria"]
[null,"Franklin/Grays",56017,"GT2","Combustion Turbine","Washington",10.5,"Dropped - Units whose status does not meet NEEDS criteria"]
[null,"Franklin/Grays",56017,"GT3","Combustion Turbine","Washington",10.5,"Dropped - Units whose status does not meet NEEDS criteria"]
[null,"Franklin/Grays",56017,"GT4","Combustion Turbine","Washington",10.5,"Dropped - Units whose status does not meet NEEDS criteria"]
[null,"Klamath",56019,"CT-1","Combined Cycle","Oregon",162,"Dropped - Units whose status does not meet NEEDS criteria"]
[null,"Klamath",56019,"CT-2","Combined Cycle","Oregon",162,"Dropped - Units whose status does not meet NEEDS criteria"]
[null,"Klamath",56019,"ST-1","Combined Cycle","Oregon",220,"Dropped - Units whose status does not meet NEEDS criteria"]
[null,"Zilwaukee Generating Station",56023,"001","Combustion Turbine","Michigan",38,"Dropped - Units whose status does not meet NEEDS criteria"]
[null,"Berlin Gorham",56024,"TUR1","Biomass","New Hampshire",7.5,"Dropped - Units whose status does not meet NEEDS criteria"]
[null,"Berlin Gorham",56024,"TUR4","Non-Fossil Waste","New Hampshire",5,"Dropped - Units whose status does not meet NEEDS criteria"]
[null,"Berlin Gorham",56024,"TUR7","O/G Steam","New Hampshire",2.5,"Dropped - Units whose status does not meet NEEDS criteria"]
[null,"Berlin Gorham",56024,"TUR9","O/G Steam","New Hampshire",20,"Dropped - Units whose status does not meet NEEDS criteria"]
[null,"Fox Valley Energy Center",56037,"1","Biomass","Wisconsin",6.5,"Dropped - Units whose status does not meet NEEDS criteria"]
[null,"Solo Cup Co",56040,"1","Combustion Turbine","Maryland",5.6,"Dropped - Units whose status does not meet NEEDS criteria"]
[null,"Solo Cup Co",56040,"2","Combustion Turbine","Maryland",5.6,"Dropped - Units whose status does not meet NEEDS criteria"]
[null,"Millennium Hawkins Point",56045,"1A","Combustion Turbine","Maryland",1.1,"Dropped - Units whose status does not meet NEEDS criteria"]
[null,"Millennium Hawkins Point",56045,"1B","Combustion Turbine","Maryland",1.1,"Dropped - Units whose status does not meet NEEDS criteria"]
[null,"Millennium Hawkins Point",56045,"2A","Combustion Turbine","Maryland",1.1,"Dropped - Units whose status does not meet NEEDS criteria"]
[null,"Millennium Hawkins Point",56045,"2B","Combustion Turbine","Maryland",1.1,"Dropped - Units whose status does not meet NEEDS criteria"]
[null,"Millennium Hawkins Point",56045,"3A","Combustion Turbine","Maryland",1.1,"Dropped - Units whose status does not meet NEEDS criteria"]
[null,"Millennium Hawkins Point",56045,"3B","Combustion Turbine","Maryland",1.1,"Dropped - Units whose status does not meet NEEDS criteria"]
[null,"Millennium Hawkins Point",56045,"ST1","O/G Steam","Maryland",0.5,"Dropped - Units whose status does not meet NEEDS criteria"]
[null,"Inner Harbor East Heating",56050,"1","Combustion Turbine","Maryland",2.1,"Dropped - Onsite Unit"]
[null,"Hana Substation",56055,"MH1","Combustion Turbine","Hawaii",1,"Dropped - in Alaska or in Hawaii or Puerto Rico"]
[null,"Hana Substation",56055,"MH2","Combustion Turbine","Hawaii",1,"Dropped - in Alaska or in Hawaii or Puerto Rico"]
[null,"High Point, Jackson Lake",56058,"1","Combustion Turbine","North Carolina",1.8,"Dropped - Units whose status does not meet NEEDS criteria"]
[null,"Gastonia Rankin Lake",56060,"1","Combustion Turbine","North Carolina",1.8,"Dropped - Units whose status does not meet NEEDS criteria"]
[null,"Gastonia Duke Street",56061,"1","Combustion Turbine","North Carolina",1.8,"Dropped - Units whose status does not meet NEEDS criteria"]
[null,"Maiden Finger Street",56065,"1","Combustion Turbine","North Carolina",1.8,"Dropped - Units whose status does not meet NEEDS criteria"]
[null,"Lexington Hickory Street",56066,"1","Combustion Turbine","North Carolina",1.8,"Dropped - Units whose status does not meet NEEDS criteria"]
[null,"Alliant SBD 9801 Aegon Martha's Way",56072,"01","Combustion Turbine","Iowa",1,"Dropped - Units whose status does not meet NEEDS criteria"]
[null,"ABC Coke",56076,"1","Fossil Waste","Alabama",3.8,"Dropped - Onsite Unit"]
[null,"SJ/SC WPCP",56080,"E1","Non-Fossil Waste","California",0.8,"Dropped - Units whose status does not meet NEEDS criteria"]
[null,"SJ/SC WPCP",56080,"E2","Non-Fossil Waste","California",0.8,"Dropped - Units whose status does not meet NEEDS criteria"]
[null,"SJ/SC WPCP",56080,"E3","Non-Fossil Waste","California",0.8,"Dropped - Units whose status does not meet NEEDS criteria"]
[null,"SJ/SC WPCP",56080,"E5","Non-Fossil Waste","California",1.8,"Dropped - Units whose status does not meet NEEDS criteria"]
[null,"SJ/SC WPCP",56080,"E6","Non-Fossil Waste","California",1.8,"Dropped - Units whose status does not meet NEEDS criteria"]
[null,"SJ/SC WPCP",56080,"EG1","Combustion Turbine","California",2.8,"Dropped  - Retired/Planned Retirement by 06/2023"]
[null,"SJ/SC WPCP",56080,"EG2","Combustion Turbine","California",2.8,"Dropped  - Retired/Planned Retirement by 06/2023"]
[null,"SJ/SC WPCP",56080,"EG3","Combustion Turbine","California",2.8,"Dropped  - Retired/Planned Retirement by 06/2023"]
[null,"SJ/SC WPCP",56080,"EG4","Non-Fossil Waste","California",3.5,"Dropped - Onsite Unit"]
[null,"SJ/SC WPCP",56080,"EG5","Non-Fossil Waste","California",3.5,"Dropped - Onsite Unit"]
[null,"SJ/SC WPCP",56080,"EG6","Non-Fossil Waste","California",3.5,"Dropped - Onsite Unit"]
[null,"SJ/SC WPCP",56080,"EG7","Non-Fossil Waste","California",3.5,"Dropped - Onsite Unit"]
[null,"Loring Power Plant",56105,"GTG1","Combined Cycle","Maine",37,"Dropped - Units whose status does not meet NEEDS criteria"]
[null,"Loring Power Plant",56105,"STG1","Combined Cycle","Maine",18,"Dropped - Units whose status does not meet NEEDS criteria"]
[null,"Kimball Wind",56106,"1","Onshore Wind","Nebraska",10.5,"Dropped - Units whose status does not meet NEEDS criteria"]
[null,"Cash Creek",56107,"CT1","Combined Cycle","Kentucky",350.3,"Dropped - Units whose status does not meet NEEDS criteria"]
[null,"Cash Creek",56107,"CT2","Combined Cycle","Kentucky",350.3,"Dropped - Units whose status does not meet NEEDS criteria"]
[null,"Cash Creek",56107,"ST","Combined Cycle","Kentucky",123.6,"Dropped - Units whose status does not meet NEEDS criteria"]
[null,"SPFT - Newberg Cogen",56124,"GT1","Combustion Turbine","Oregon",41.6,"Dropped - Units whose status does not meet NEEDS criteria"]
[null,"SPFT - Newberg Cogen",56124,"GT2","Combustion Turbine","Oregon",41.6,"Dropped - Units whose status does not meet NEEDS criteria"]
[null,"SPFT - Newberg Cogen",56124,"TG1","Biomass","Oregon",4.5,"Dropped - Units whose status does not meet NEEDS criteria"]
[null,"SPFT - Newberg Cogen",56124,"TG2","Biomass","Oregon",11.9,"Dropped - Units whose status does not meet NEEDS criteria"]
[null,"Cornell Dubilier",56130,"1","Combustion Turbine","South Carolina",2.9,"Dropped - Units whose status does not meet NEEDS criteria"]
[null,"Regional Wastewater Control Facility",56134,"0101","Non-Fossil Waste","California",1,"Dropped - Onsite Unit"]
[null,"Regional Wastewater Control Facility",56134,"0301","Non-Fossil Waste","California",1,"Dropped - Onsite Unit"]
[null,"Regional Wastewater Control Facility",56134,"0401","Non-Fossil Waste","California",1,"Dropped - Onsite Unit"]
[null,"Regional Wastewater Control Facility",56134,"0501","Combustion Turbine","California",1,"Dropped - Onsite Unit"]
[null,"Neptune Gas Processing Plant",56139,"NPCG","Energy Storage","Louisiana",3.1,"Dropped - Onsite Unit"]
[null,"Groveton Paper Board",56140,"TUR1","Combustion Turbine","New Hampshire",4,"Dropped - Units whose status does not meet NEEDS criteria"]
[null,"Groveton Paper Board",56140,"TUR2","Combustion Turbine","New Hampshire",4,"Dropped - Units whose status does not meet NEEDS criteria"]
[null,"False Island",56146,"1","Combustion Turbine","Alaska",1.3,"Dropped - in Alaska or in Hawaii or Puerto Rico"]
[null,"False Island",56146,"3","Combustion Turbine","Alaska",0.3,"Dropped - Units whose status does not meet NEEDS criteria"]
[null,"Viking",56147,"1","Combustion Turbine","Alaska",1,"Dropped - Units whose status does not meet NEEDS criteria"]
[null,"Seven Mile Creek LFG",56149,"1","Landfill Gas","Wisconsin",0.8,"Dropped - Units whose status does not meet NEEDS criteria"]
[null,"Seven Mile Creek LFG",56149,"2","Landfill Gas","Wisconsin",0.8,"Dropped - Units whose status does not meet NEEDS criteria"]
[null,"Seven Mile Creek LFG",56149,"3","Landfill Gas","Wisconsin",0.8,"Dropped - Units whose status does not meet NEEDS criteria"]
[null,"Seven Mile Creek LFG",56149,"4","Landfill Gas","Wisconsin",1,"Dropped - Units whose status does not meet NEEDS criteria"]
[null,"Seven Mile Creek LFG",56149,"5","Landfill Gas","Wisconsin",0.7,"Dropped - Units whose status does not meet NEEDS criteria"]
[null,"Freeport Energy Center",56152,"CTG2","Combined Cycle","Texas",180,"Dropped - Units whose status does not meet NEEDS criteria"]
[null,"Kennecott Power Plant",56163,"1","Coal Steam","Utah",50,"Dropped - Units whose status does not meet NEEDS criteria"]
[null,"Kennecott Power Plant",56163,"2","Coal Steam","Utah",25,"Dropped - Units whose status does not meet NEEDS criteria"]
[null,"Kennecott Power Plant",56163,"3","Coal Steam","Utah",25,"Dropped - Units whose status does not meet NEEDS criteria"]
[null,"Kennecott Power Plant",56163,"5CTG","Combined Cycle","Utah",176.9,"Dropped - Units whose status does not meet NEEDS criteria"]
[null,"Kennecott Power Plant",56163,"MCHP","Combustion Turbine","Utah",5.9,"Dropped - Units whose status does not meet NEEDS criteria"]
[null,"Colton Plant",56167,"UNT1","Landfill Gas","California",1.3,"Dropped - Units whose status does not meet NEEDS criteria"]
[null,"NEO Freehold Gen LLC",56169,"UNT1","Combustion Turbine","New Jersey",1.1,"Dropped - Units whose status does not meet NEEDS criteria"]
[null,"NEO Freehold Gen LLC",56169,"UNT2","Combustion Turbine","New Jersey",1.1,"Dropped - Units whose status does not meet NEEDS criteria"]
[null,"Mid Valley Plant",56170,"UNT1","Landfill Gas","California",1.3,"Dropped - Units whose status does not meet NEEDS criteria"]
[null,"Mid Valley Plant",56170,"UNT2","Landfill Gas","California",1.3,"Dropped - Units whose status does not meet NEEDS criteria"]
[null,"Milliken Plant",56171,"UNT1","Landfill Gas","California",1.1,"Dropped - Units whose status does not meet NEEDS criteria"]
[null,"Milliken Plant",56171,"UNT2","Landfill Gas","California",1.1,"Dropped - Units whose status does not meet NEEDS criteria"]
[null,"BNWRD",56176,"1","Combustion Turbine","Illinois",1.8,"Dropped - Units whose status does not meet NEEDS criteria"]
[null,"Columbia Flooring Melbourne",56182,"Kato","Biomass","Arkansas",1.7,"Dropped - Onsite Unit"]
[null,"Modular Power LLC",56183,"1","Combustion Turbine","Michigan",1.6,"Dropped - Units whose status does not meet NEEDS criteria"]
[null,"Modular Power LLC",56183,"2","Combustion Turbine","Michigan",1.8,"Dropped - Units whose status does not meet NEEDS criteria"]
[null,"Modular Power LLC",56183,"3","Combustion Turbine","Michigan",1.6,"Dropped - Units whose status does not meet NEEDS criteria"]
[null,"Modular Power LLC",56183,"4","Combustion Turbine","Michigan",1.6,"Dropped - Units whose status does not meet NEEDS criteria"]
[null,"Modular Power LLC",56183,"5","Combustion Turbine","Michigan",1.8,"Dropped - Units whose status does not meet NEEDS criteria"]
[null,"Modular Power LLC",56183,"6","Combustion Turbine","Michigan",1.6,"Dropped - Units whose status does not meet NEEDS criteria"]
[null,"Modular Power LLC",56183,"7","Combustion Turbine","Michigan",1.6,"Dropped - Units whose status does not meet NEEDS criteria"]
[null,"Modular Power LLC",56183,"8","Combustion Turbine","Michigan",1.6,"Dropped - Units whose status does not meet NEEDS criteria"]
[null,"Modular Power LLC",56183,"9","Combustion Turbine","Michigan",1.6,"Dropped - Units whose status does not meet NEEDS criteria"]
[null,"Waterside Power, LLC",56189,"1","Combustion Turbine","Connecticut",23.2,"Dropped - Units whose status does not meet NEEDS criteria"]
[null,"Waterside Power, LLC",56189,"2","Combustion Turbine","Connecticut",23.2,"Dropped - Units whose status does not meet NEEDS criteria"]
[null,"Waterside Power, LLC",56189,"6","Combustion Turbine","Connecticut",23.2,"Dropped - Units whose status does not meet NEEDS criteria"]
[null,"Central Michigan University",56190,"GT1","Combustion Turbine","Michigan",3.2,"Dropped - Onsite Unit"]
[null,"Central Michigan University",56190,"STM1","O/G Steam","Michigan",1,"Dropped - Onsite Unit"]
[null,"Colville Indian Plywood & Veneer",56191,"Gen1","Biomass","Washington",5,"Dropped - Units whose status does not meet NEEDS criteria"]
[null,"Colville Indian Plywood & Veneer",56191,"Gen2","Biomass","Washington",7.5,"Dropped - Units whose status does not meet NEEDS criteria"]
[null,"Georgia-Pacific Wauna Mill",56192,"1","Non-Fossil Waste","Oregon",22,"Dropped - Onsite Unit"]
[null,"Medford Operation",56193,"1","Biomass","Oregon",3.1,"Dropped - Units whose status does not meet NEEDS criteria"]
[null,"Medford Operation",56193,"2","Biomass","Oregon",4.4,"Dropped - Units whose status does not meet NEEDS criteria"]
[null,"Smithfield",56197,"GEN1","Combustion Turbine","North Carolina",1.4,"Dropped - Units whose status does not meet NEEDS criteria"]
[null,"Smithfield",56197,"GEN2","Combustion Turbine","North Carolina",1.4,"Dropped - Units whose status does not meet NEEDS criteria"]
[null,"Patterson Pass",56213,"WND1","Onshore Wind","California",8.1,"Dropped - Units whose status does not meet NEEDS criteria"]
[null,"Patterson Pass",56213,"WND2","Onshore Wind","California",13.8,"Dropped - Units whose status does not meet NEEDS criteria"]
[null,"L J Trust",56216,"LJT2","Onshore Wind","Iowa",2,"Dropped - Units whose status does not meet NEEDS criteria"]
[null,"NAE Shaokatan Power",56217,"SPP2","Onshore Wind","Minnesota",0.8,"Dropped - Units whose status does not meet NEEDS criteria"]
[null,"NAE Shaokatan Power",56217,"SPP3","Onshore Wind","Minnesota",0.8,"Dropped - Units whose status does not meet NEEDS criteria"]
[null,"Zachary Ridge LLC",56218,"ZR2","Onshore Wind","Iowa",2,"Dropped - Units whose status does not meet NEEDS criteria"]
[null,"Westar Wind",56219,"J1","Onshore Wind","Kansas",0.8,"Dropped - Units whose status does not meet NEEDS criteria"]
[null,"Westar Wind",56219,"J2","Onshore Wind","Kansas",0.8,"Dropped - Units whose status does not meet NEEDS criteria"]
[null,"TS Power Plant",56224,"002","Combustion Turbine","Nevada",26,"Dropped - Units whose status does not meet NEEDS criteria"]
[null,"TS Power Plant",56224,"003","Combustion Turbine","Nevada",26,"Dropped - Units whose status does not meet NEEDS criteria"]
[null,"TS Power Plant",56224,"004","Combustion Turbine","Nevada",26,"Dropped - Units whose status does not meet NEEDS criteria"]
[null,"TS Power Plant",56224,"005","Combustion Turbine","Nevada",26,"Dropped - Units whose status does not meet NEEDS criteria"]
[null,"Prescott Airport",56228,"PV2","Solar PV","Arizona",7,"Dropped - Units whose status does not meet NEEDS criteria"]
[null,"Emory Hillandale Hospital",56231,"01","Combustion Turbine","Georgia",0.7,"Dropped - Onsite Unit"]
[null,"Emory Hillandale Hospital",56231,"02","Combustion Turbine","Georgia",0.7,"Dropped - Onsite Unit"]
[null,"Emory Hillandale Hospital",56231,"03","Combustion Turbine","Georgia",1.5,"Dropped - Units whose status does not meet NEEDS criteria"]
[null,"Perham Incinerator",56243,"1","Municipal Solid Waste","Minnesota",0.8,"Dropped - Units whose status does not meet NEEDS criteria"]
[null,"Veolia Energy-OKC",56246,"CR4","Combustion Turbine","Oklahoma",0.4,"Dropped - Units whose status does not meet NEEDS criteria"]
[null,"John Street 1, 3, 4 & 5",56256,"JS 1","Combustion Turbine","Connecticut",2,"Dropped - Units whose status does not meet NEEDS criteria"]
[null,"John Street 1, 3, 4 & 5",56256,"JS 3","Combustion Turbine","Connecticut",2,"Dropped - Units whose status does not meet NEEDS criteria"]
[null,"John Street 1, 3, 4 & 5",56256,"JS 4","Combustion Turbine","Connecticut",2,"Dropped - Units whose status does not meet NEEDS criteria"]
[null,"John Street 1, 3, 4 & 5",56256,"JS 5","Combustion Turbine","Connecticut",2,"Dropped - Units whose status does not meet NEEDS criteria"]
[null,"Cytec 1, 2 & 3",56257,"CY 1","Combustion Turbine","Connecticut",1.8,"Dropped - Units whose status does not meet NEEDS criteria"]
[null,"Cytec 1, 2 & 3",56257,"CY 2","Combustion Turbine","Connecticut",1.8,"Dropped - Units whose status does not meet NEEDS criteria"]
[null,"Cytec 1, 2 & 3",56257,"CY 3","Combustion Turbine","Connecticut",1.8,"Dropped - Units whose status does not meet NEEDS criteria"]
[null,"Kapaia Power Station",56258,"CT1","Non-Fossil Waste","Hawaii",26.6,"Dropped - in Alaska or in Hawaii or Puerto Rico"]
[null,"South Fork",56265,"1","Hydro","Alaska",1.9,"Dropped - in Alaska or in Hawaii or Puerto Rico"]
[null,"Green Valley LFGTE",56278,"4","Landfill Gas","Kentucky",0.8,"Dropped - Units whose status does not meet NEEDS criteria"]
[null,"SPI - Everett",56281,"GEN1","Biomass","Washington",17,"Dropped - Units whose status does not meet NEEDS criteria"]
[null,"Calcite",56282,"CA1","Combustion Turbine","Michigan",1.8,"Dropped - Units whose status does not meet NEEDS criteria"]
[null,"Calcite",56282,"CA10","Combustion Turbine","Michigan",1.8,"Dropped - Units whose status does not meet NEEDS criteria"]
[null,"Calcite",56282,"CA2","Combustion Turbine","Michigan",1.8,"Dropped - Units whose status does not meet NEEDS criteria"]
[null,"Calcite",56282,"CA3","Combustion Turbine","Michigan",1.8,"Dropped - Units whose status does not meet NEEDS criteria"]
[null,"Calcite",56282,"CA4","Combustion Turbine","Michigan",1.8,"Dropped - Units whose status does not meet NEEDS criteria"]
[null,"Calcite",56282,"CA5","Combustion Turbine","Michigan",1.8,"Dropped - Units whose status does not meet NEEDS criteria"]
[null,"Calcite",56282,"CA6","Combustion Turbine","Michigan",1.8,"Dropped - Units whose status does not meet NEEDS criteria"]
[null,"Calcite",56282,"CA7","Combustion Turbine","Michigan",1.8,"Dropped - Units whose status does not meet NEEDS criteria"]
[null,"Calcite",56282,"CA8","Combustion Turbine","Michigan",1.8,"Dropped - Units whose status does not meet NEEDS criteria"]
[null,"Calcite",56282,"CA9","Combustion Turbine","Michigan",1.8,"Dropped - Units whose status does not meet NEEDS criteria"]
[null,"Santa Maria EPG",56284,"EPG","Fossil Waste","California",5.3,"Dropped - Onsite Unit"]
[null,"Lake Winyah",56285,"LW1","Combustion Turbine","Michigan",1.8,"Dropped - Units whose status does not meet NEEDS criteria"]
[null,"Lake Winyah",56285,"LW10","Combustion Turbine","Michigan",1.8,"Dropped - Units whose status does not meet NEEDS criteria"]
[null,"Lake Winyah",56285,"LW2","Combustion Turbine","Michigan",1.8,"Dropped - Units whose status does not meet NEEDS criteria"]
[null,"Lake Winyah",56285,"LW3","Combustion Turbine","Michigan",1.8,"Dropped - Units whose status does not meet NEEDS criteria"]
[null,"Lake Winyah",56285,"LW4","Combustion Turbine","Michigan",1.8,"Dropped - Units whose status does not meet NEEDS criteria"]
[null,"Lake Winyah",56285,"LW5","Combustion Turbine","Michigan",1.8,"Dropped - Units whose status does not meet NEEDS criteria"]
[null,"Lake Winyah",56285,"LW6","Combustion Turbine","Michigan",1.8,"Dropped - Units whose status does not meet NEEDS criteria"]
[null,"Lake Winyah",56285,"LW7","Combustion Turbine","Michigan",1.8,"Dropped - Units whose status does not meet NEEDS criteria"]
[null,"Lake Winyah",56285,"LW8","Combustion Turbine","Michigan",1.8,"Dropped - Units whose status does not meet NEEDS criteria"]
[null,"Lake Winyah",56285,"LW9","Combustion Turbine","Michigan",1.8,"Dropped - Units whose status does not meet NEEDS criteria"]
[null,"Alpena Long Lake",56286,"LL1","Combustion Turbine","Michigan",1.8,"Dropped - Units whose status does not meet NEEDS criteria"]
[null,"Alpena Long Lake",56286,"LL2","Combustion Turbine","Michigan",1.8,"Dropped - Units whose status does not meet NEEDS criteria"]
[null,"Alpena Long Lake",56286,"LL3","Combustion Turbine","Michigan",1.8,"Dropped - Units whose status does not meet NEEDS criteria"]
[null,"Alpena Long Lake",56286,"LL4","Combustion Turbine","Michigan",1.8,"Dropped - Units whose status does not meet NEEDS criteria"]
[null,"Alpena Long Lake",56286,"LL5","Combustion Turbine","Michigan",1.8,"Dropped - Units whose status does not meet NEEDS criteria"]
[null,"Alpena Rockport",56287,"RP1","Combustion Turbine","Michigan",1.8,"Dropped - Units whose status does not meet NEEDS criteria"]
[null,"Alpena Rockport",56287,"RP2","Combustion Turbine","Michigan",1.8,"Dropped - Units whose status does not meet NEEDS criteria"]
[null,"Alpena Rockport",56287,"RP3","Combustion Turbine","Michigan",1.8,"Dropped - Units whose status does not meet NEEDS criteria"]
[null,"Alpena Rockport",56287,"RP4","Combustion Turbine","Michigan",1.8,"Dropped - Units whose status does not meet NEEDS criteria"]
[null,"Alpena Rockport",56287,"RP5","Combustion Turbine","Michigan",1.8,"Dropped - Units whose status does not meet NEEDS criteria"]
[null,"Bayway Refinery",56294,"FGX","Non-Fossil Waste","New Jersey",11.2,"Dropped - Onsite Unit"]
[null,"San Francisco Electric Reliability Proj",56305,"1","Combustion Turbine","California",48.3,"Dropped - Units whose status does not meet NEEDS criteria"]
[null,"San Francisco Electric Reliability Proj",56305,"2","Combustion Turbine","California",48.3,"Dropped - Units whose status does not meet NEEDS criteria"]
[null,"San Francisco Electric Reliability Proj",56305,"3","Combustion Turbine","California",48.3,"Dropped - Units whose status does not meet NEEDS criteria"]
[null,"San Francisco Intl Airport Ct Project",56306,"1","Combustion Turbine","California",48,"Dropped - Units whose status does not meet NEEDS criteria"]
[null,"Shute Creek Facility",56312,"021A","Fossil Waste","Wyoming",32.9,"Dropped - Onsite Unit"]
[null,"Shute Creek Facility",56312,"021B","Fossil Waste","Wyoming",32.9,"Dropped - Onsite Unit"]
[null,"Shute Creek Facility",56312,"021C","Fossil Waste","Wyoming",32.9,"Dropped - Onsite Unit"]
[null,"Raft River Geothermal Power Plant",56317,"2","Geothermal","Idaho",10,"Dropped - Units whose status does not meet NEEDS criteria"]
[null,"Fauquier Landfill Gas",56318,"1","Landfill Gas","Virginia",1,"Dropped - Units whose status does not meet NEEDS criteria"]
[null,"Fauquier Landfill Gas",56318,"2","Landfill Gas","Virginia",1,"Dropped - Units whose status does not meet NEEDS criteria"]
[null,"Modern Innovative Energy LLC",56323,"GEN5","Landfill Gas","New York",1.6,"Dropped - Units whose status does not meet NEEDS criteria"]
[null,"Modern Innovative Energy LLC",56323,"GEN6","Landfill Gas","New York",1.6,"Dropped - Units whose status does not meet NEEDS criteria"]
[null,"Modern Innovative Energy LLC",56323,"GEN7","Landfill Gas","New York",1.6,"Dropped - Units whose status does not meet NEEDS criteria"]
[null,"Modern Innovative Energy LLC",56323,"GEN8","Landfill Gas","New York",1.6,"Dropped - Units whose status does not meet NEEDS criteria"]
[null,"Delta Power",56325,"6","Combustion Turbine","Alaska",23.1,"Dropped - in Alaska or in Hawaii or Puerto Rico"]
[null,"Campbell Industrial Park",56329,"CIP1","Biomass","Hawaii",113,"Dropped - in Alaska or in Hawaii or Puerto Rico"]
[null,"Ewa Nui Substation DG",56330,"DG1","Combustion Turbine","Hawaii",1.6,"Dropped - Units whose status does not meet NEEDS criteria"]
[null,"Ewa Nui Substation DG",56330,"DG2","Combustion Turbine","Hawaii",1.6,"Dropped - Units whose status does not meet NEEDS criteria"]
[null,"Ewa Nui Substation DG",56330,"DG3","Combustion Turbine","Hawaii",1.6,"Dropped - Units whose status does not meet NEEDS criteria"]
[null,"Ewa Nui Substation DG",56330,"DG4","Combustion Turbine","Hawaii",1.6,"Dropped - Units whose status does not meet NEEDS criteria"]
[null,"Ewa Nui Substation DG",56330,"DG5","Combustion Turbine","Hawaii",1.6,"Dropped - Units whose status does not meet NEEDS criteria"]
[null,"Ewa Nui Substation DG",56330,"DG6","Combustion Turbine","Hawaii",1.6,"Dropped - Units whose status does not meet NEEDS criteria"]
[null,"Iwilei Tank Farm DG",56331,"DG1","Combustion Turbine","Hawaii",1.6,"Dropped - Units whose status does not meet NEEDS criteria"]
[null,"Iwilei Tank Farm DG",56331,"DG2","Combustion Turbine","Hawaii",1.6,"Dropped - Units whose status does not meet NEEDS criteria"]
[null,"Iwilei Tank Farm DG",56331,"DG3","Combustion Turbine","Hawaii",1.6,"Dropped - Units whose status does not meet NEEDS criteria"]
[null,"Helemano Substation DG",56332,"DG1","Combustion Turbine","Hawaii",1.6,"Dropped - Units whose status does not meet NEEDS criteria"]
[null,"Helemano Substation DG",56332,"DG2","Combustion Turbine","Hawaii",1.6,"Dropped - Units whose status does not meet NEEDS criteria"]
[null,"Helemano Substation DG",56332,"DG3","Combustion Turbine","Hawaii",1.6,"Dropped - Units whose status does not meet NEEDS criteria"]
[null,"Tampa Electric Co NA 2",56352,"1","Combustion Turbine","Florida",204,"Dropped - Units whose status does not meet NEEDS criteria"]
[null,"Tampa Electric Co NA 2",56352,"2","Combustion Turbine","Florida",204,"Dropped - Units whose status does not meet NEEDS criteria"]
[null,"Tampa Electric Co NA 2",56352,"3","Combustion Turbine","Florida",56,"Dropped - Units whose status does not meet NEEDS criteria"]
[null,"Tampa Electric Co NA 2",56352,"4","Combustion Turbine","Florida",56,"Dropped - Units whose status does not meet NEEDS criteria"]
[null,"Tampa Electric Co NA 2",56352,"5","Combustion Turbine","Florida",149,"Dropped - Units whose status does not meet NEEDS criteria"]
[null,"Tampa Electric Co NA 2",56352,"6","Combustion Turbine","Florida",149,"Dropped - Units whose status does not meet NEEDS criteria"]
[null,"Tampa Electric Co NA 2",56352,"7","Combustion Turbine","Florida",56,"Dropped - Units whose status does not meet NEEDS criteria"]
[null,"Tampa Electric Co NA 3",56353,"3","Combustion Turbine","Florida",43,"Dropped - Units whose status does not meet NEEDS criteria"]
[null,"Tampa Electric Co NA 3",56353,"4","Combustion Turbine","Florida",54,"Dropped - Units whose status does not meet NEEDS criteria"]
[null,"Tampa Electric Co NA 4",56354,"5","Combustion Turbine","Florida",88,"Dropped - Units whose status does not meet NEEDS criteria"]
[null,"Tampa Electric Co NA 4",56354,"6","Combustion Turbine","Florida",88,"Dropped - Units whose status does not meet NEEDS criteria"]
[null,"Western Renewable Energy",56358,"1","Biomass","Arizona",2.5,"Dropped - Units whose status does not meet NEEDS criteria"]
[null,"Lake Area Landfill Gas Recovery",56366,"1","Landfill Gas","Wisconsin",1,"Dropped - Units whose status does not meet NEEDS criteria"]
[null,"Lake Area Landfill Gas Recovery",56366,"2","Landfill Gas","Wisconsin",1,"Dropped - Units whose status does not meet NEEDS criteria"]
[null,"Lake Area Landfill Gas Recovery",56366,"3","Landfill Gas","Wisconsin",1,"Dropped - Units whose status does not meet NEEDS criteria"]
[null,"Lake Area Landfill Gas Recovery",56366,"4","Landfill Gas","Wisconsin",0.7,"Dropped - Units whose status does not meet NEEDS criteria"]
[null,"Ecogen Wind",56370,"1","Onshore Wind","New York",79.5,"Dropped - Units whose status does not meet NEEDS criteria"]
[null,"Domain Integrated Energy System",56373,"DOMG1","Combustion Turbine","Texas",5,"Dropped - Units whose status does not meet NEEDS criteria"]
[null,"Pakini Nui Wind Farm",56378,"1","Onshore Wind","Hawaii",21,"Dropped - in Alaska or in Hawaii or Puerto Rico"]
[null,"Jordanville Wind Farm",56398,"1","Onshore Wind","New York",80,"Dropped - Units whose status does not meet NEEDS criteria"]
[null,"UTSA TEP II",56401,"GEN2","Combustion Turbine","Texas",1.5,"Dropped - Units whose status does not meet NEEDS criteria"]
[null,"UTSA TEP II",56401,"GEN3","Combustion Turbine","Texas",1.5,"Dropped - Units whose status does not meet NEEDS criteria"]
[null,"Westex Windpower Facility",56402,"1","Onshore Wind","Texas",7,"Dropped - Units whose status does not meet NEEDS criteria"]
[null,"Westchester Gas Recovery",56417,"W1","Landfill Gas","Illinois",1.8,"Dropped - Units whose status does not meet NEEDS criteria"]
[null,"Westchester Gas Recovery",56417,"W2","Landfill Gas","Illinois",1.8,"Dropped - Units whose status does not meet NEEDS criteria"]
[null,"Des Plaines Gas Recovery",56418,"DP1","Landfill Gas","Illinois",1.8,"Dropped - Units whose status does not meet NEEDS criteria"]
[null,"Des Plaines Gas Recovery",56418,"DP2","Landfill Gas","Illinois",1.8,"Dropped - Units whose status does not meet NEEDS criteria"]
[null,"Lava Beds Wind Park LLC",56436,"LBWP","Onshore Wind","Idaho",18,"Dropped - Units whose status does not meet NEEDS criteria"]
[null,"Notch Butte Wind Park",56438,"NBWP","Onshore Wind","Idaho",18,"Dropped - Units whose status does not meet NEEDS criteria"]
[null,"Hawi Wind Farm",56447,"V-47","Onshore Wind","Hawaii",10.6,"Dropped - in Alaska or in Hawaii or Puerto Rico"]
[null,"Kaheawa Pastures Wind Farm",56449,"1","Onshore Wind","Hawaii",30,"Dropped - in Alaska or in Hawaii or Puerto Rico"]
[null,"Medicine Bow Fuel & Power LLC",56452,"1","Coal Steam","Wyoming",350,"Dropped - Units whose status does not meet NEEDS criteria"]
[null,"Robinson Power Company LLC",56453,"CTG1","Combined Cycle","Pennsylvania",950,"Dropped - Units whose status does not meet NEEDS criteria"]
[null,"Taylorville Energy Center",56454,"1","IGCC","Illinois",533,"Dropped - Units whose status does not meet NEEDS criteria"]
[null,"WMPI Pty LLC",56455,"1","IGCC","Pennsylvania",41,"Dropped - Units whose status does not meet NEEDS criteria"]
[null,"Geneva Generation Facility",56462,"GEN6","Combustion Turbine","Illinois",1.4,"Dropped - Units whose status does not meet NEEDS criteria"]
[null,"Dean Drive Area Electric Generators",56491,"PG1","Combustion Turbine","Virginia",1.6,"Dropped - Units whose status does not meet NEEDS criteria"]
[null,"Dean Drive Area Electric Generators",56491,"PG2","Combustion Turbine","Virginia",1.6,"Dropped - Units whose status does not meet NEEDS criteria"]
[null,"Frey Farm Landfill",56510,"GEN1","Landfill Gas","Pennsylvania",1.6,"Dropped - Units whose status does not meet NEEDS criteria"]
[null,"Pennsauken Landfill",56511,"GEN3","Landfill Gas","New Jersey",0.9,"Dropped - Units whose status does not meet NEEDS criteria"]
[null,"Kalaeoloa Pole Yard DG",56514,"DG1","Combustion Turbine","Hawaii",1.6,"Dropped - Units whose status does not meet NEEDS criteria"]
[null,"Kalaeoloa Pole Yard DG",56514,"DG2","Combustion Turbine","Hawaii",1.6,"Dropped - Units whose status does not meet NEEDS criteria"]
[null,"Kalaeoloa Pole Yard DG",56514,"DG3","Combustion Turbine","Hawaii",1.6,"Dropped - Units whose status does not meet NEEDS criteria"]
[null,"CEIP Substation Distributed Generation",56515,"DG1","Combustion Turbine","Hawaii",1.6,"Dropped - Units whose status does not meet NEEDS criteria"]
[null,"CEIP Substation Distributed Generation",56515,"DG2","Combustion Turbine","Hawaii",1.6,"Dropped - Units whose status does not meet NEEDS criteria"]
[null,"CEIP Substation Distributed Generation",56515,"DG3","Combustion Turbine","Hawaii",1.6,"Dropped - Units whose status does not meet NEEDS criteria"]
[null,"Timberline Trail Gas Recovery",56525,"GEN6","Landfill Gas","Wisconsin",0.8,"Dropped - Units whose status does not meet NEEDS criteria"]
[null,"Timberline Trail Gas Recovery",56525,"GEN7","Landfill Gas","Wisconsin",0.8,"Dropped - Units whose status does not meet NEEDS criteria"]
[null,"Bradley Gas Recovery",56533,"GEN1","Landfill Gas","California",1.3,"Dropped - Units whose status does not meet NEEDS criteria"]
[null,"Bradley Gas Recovery",56533,"GEN2","Landfill Gas","California",1.3,"Dropped - Units whose status does not meet NEEDS criteria"]
[null,"Bradley Gas Recovery",56533,"GEN3","Landfill Gas","California",1.3,"Dropped - Units whose status does not meet NEEDS criteria"]
[null,"Bradley Gas Recovery",56533,"GEN4","Landfill Gas","California",1.3,"Dropped - Units whose status does not meet NEEDS criteria"]
[null,"Bradley Gas Recovery",56533,"GEN5","Landfill Gas","California",1.3,"Dropped - Units whose status does not meet NEEDS criteria"]
[null,"El Sobrante Gas Recovery",56534,"GEN1","Landfill Gas","California",1.3,"Dropped - Units whose status does not meet NEEDS criteria"]
[null,"El Sobrante Gas Recovery",56534,"GEN2","Landfill Gas","California",1.3,"Dropped - Units whose status does not meet NEEDS criteria"]
[null,"El Sobrante Gas Recovery",56534,"GEN3","Landfill Gas","California",1.3,"Dropped - Units whose status does not meet NEEDS criteria"]
[null,"Waste Management Simi Valley LFGTE",56535,"GEN1","Landfill Gas","California",1.3,"Dropped - Units whose status does not meet NEEDS criteria"]
[null,"Waste Management Simi Valley LFGTE",56535,"GEN2","Landfill Gas","California",1.3,"Dropped - Units whose status does not meet NEEDS criteria"]
[null,"Clark-Floyd Landfill Gas Generating",56539,"ICG1","Landfill Gas","Indiana",1,"Dropped - Units whose status does not meet NEEDS criteria"]
[null,"Clark-Floyd Landfill Gas Generating",56539,"ICG2","Landfill Gas","Indiana",1,"Dropped - Units whose status does not meet NEEDS criteria"]
[null,"Clark-Floyd Landfill Gas Generating",56539,"ICG3","Landfill Gas","Indiana",1.4,"Dropped - Units whose status does not meet NEEDS criteria"]
[null,"Kasidaya Creek Hydro",56542,"1","Hydro","Alaska",3,"Dropped - in Alaska or in Hawaii or Puerto Rico"]
[null,"EXC Wind 1",56557,"1","Onshore Wind","Texas",10,"Dropped - Units whose status does not meet NEEDS criteria"]
[null,"EXC Wind 2",56558,"JDW2","Onshore Wind","Texas",10,"Dropped - Units whose status does not meet NEEDS criteria"]
[null,"EXC Wind 3",56559,"JDW3","Onshore Wind","Texas",10,"Dropped - Units whose status does not meet NEEDS criteria"]
[null,"Castle Creek Hydroplant",56566,"1","Hydro","Colorado",1.2,"Dropped - Units whose status does not meet NEEDS criteria"]
[null,"Bethlehem Renewable Energy LLC",56572,"1","Landfill Gas","Pennsylvania",3.7,"Dropped - Units whose status does not meet NEEDS criteria"]
[null,"Robbins Community Power LLC",56576,"1","Biomass","Illinois",27.5,"Dropped - Units whose status does not meet NEEDS criteria"]
[null,"Robbins Community Power LLC",56576,"2","Biomass","Illinois",27.5,"Dropped - Units whose status does not meet NEEDS criteria"]
[null,"Elm Street Substation Generators",56597,"EP04","Combustion Turbine","Missouri",1.3,"Dropped  - Retired/Planned Retirement by 06/2023"]
[null,"Walton Street Substation",56598,"EP05","Combustion Turbine","Missouri",1.3,"Dropped  - Retired/Planned Retirement by 06/2023"]
[null,"Walton Street Substation",56598,"EP06","Combustion Turbine","Missouri",1.3,"Dropped  - Retired/Planned Retirement by 06/2023"]
[null,"Jefferson Street Substation",56599,"EP08","Combustion Turbine","Missouri",1.3,"Dropped  - Retired/Planned Retirement by 06/2023"]
[null,"Jefferson Street Substation",56599,"EP09","Combustion Turbine","Missouri",1.3,"Dropped  - Retired/Planned Retirement by 06/2023"]
[null,"Jefferson Street Substation",56599,"EP10","Combustion Turbine","Missouri",1.3,"Dropped  - Retired/Planned Retirement by 06/2023"]
[null,"Turlock Irrigation District Fuel Cell",56631,"TFC","Fuel Cell","California",1.1,"Dropped - Units whose status does not meet NEEDS criteria"]
[null,"Worcester County Renewable Energy",56641,"1","Landfill Gas","Maryland",1,"Dropped - Units whose status does not meet NEEDS criteria"]
[null,"Worcester County Renewable Energy",56641,"2","Landfill Gas","Maryland",1,"Dropped - Units whose status does not meet NEEDS criteria"]
[null,"Ely Energy Center",56642,"1","Coal Steam","Nevada",750,"Dropped - Units whose status does not meet NEEDS criteria"]
[null,"Ely Energy Center",56642,"2","Coal Steam","Nevada",750,"Dropped - Units whose status does not meet NEEDS criteria"]
[null,"Crescent Ridge II Wind Energy Project",56653,"1","Onshore Wind","Illinois",57.8,"Dropped - Units whose status does not meet NEEDS criteria"]
[null,"Seldom Seen Wind LLC",56655,"1","Onshore Wind","Pennsylvania",41,"Dropped - Units whose status does not meet NEEDS criteria"]
[null,"Aragonne Mesa Phase II",56656,"1","Onshore Wind","New Mexico",110.4,"Dropped - Units whose status does not meet NEEDS criteria"]
[null,"Lancaster Wind Farm Project",56657,"1","Onshore Wind","Illinois",70,"Dropped - Units whose status does not meet NEEDS criteria"]
[null,"Majestic 2 Wind Farm",56658,"1","Onshore Wind","Texas",79.2,"Dropped - Units whose status does not meet NEEDS criteria"]
[null,"Texas Gulf Wind 2",56662,"1","Onshore Wind","Texas",187.2,"Dropped - Units whose status does not meet NEEDS criteria"]
[null,"El Paso Wind Project",56663,"1","Onshore Wind","Illinois",80,"Dropped - Units whose status does not meet NEEDS criteria"]
[null,"Dempsey Ridge Wind Farm",56665,"DR2","Onshore Wind","Oklahoma",92,"Dropped - Units whose status does not meet NEEDS criteria"]
[null,"Lanai Solar-Electric Plant",56667,"0001","Solar PV","Hawaii",0.1,"Dropped - in Alaska or in Hawaii or Puerto Rico"]
[null,"Lanai Solar-Electric Plant",56667,"0002","Solar PV","Hawaii",0.1,"Dropped - in Alaska or in Hawaii or Puerto Rico"]
[null,"Lanai Solar-Electric Plant",56667,"0003","Solar PV","Hawaii",0.1,"Dropped - in Alaska or in Hawaii or Puerto Rico"]
[null,"Lanai Solar-Electric Plant",56667,"0004","Solar PV","Hawaii",0.1,"Dropped - in Alaska or in Hawaii or Puerto Rico"]
[null,"Lanai Solar-Electric Plant",56667,"0005","Solar PV","Hawaii",0.1,"Dropped - in Alaska or in Hawaii or Puerto Rico"]
[null,"Lanai Solar-Electric Plant",56667,"0006","Solar PV","Hawaii",0.1,"Dropped - in Alaska or in Hawaii or Puerto Rico"]
[null,"Lanai Solar-Electric Plant",56667,"0007","Solar PV","Hawaii",0.1,"Dropped - in Alaska or in Hawaii or Puerto Rico"]
[null,"Lanai Solar-Electric Plant",56667,"0008","Solar PV","Hawaii",0.1,"Dropped - in Alaska or in Hawaii or Puerto Rico"]
[null,"Lanai Solar-Electric Plant",56667,"0009","Solar PV","Hawaii",0.1,"Dropped - in Alaska or in Hawaii or Puerto Rico"]
[null,"Lanai Solar-Electric Plant",56667,"0010","Solar PV","Hawaii",0.1,"Dropped - in Alaska or in Hawaii or Puerto Rico"]
[null,"Lanai Solar-Electric Plant",56667,"0011","Solar PV","Hawaii",0.1,"Dropped - in Alaska or in Hawaii or Puerto Rico"]
[null,"Lanai Solar-Electric Plant",56667,"0012","Solar PV","Hawaii",0.1,"Dropped - in Alaska or in Hawaii or Puerto Rico"]
[null,"NIH Cogeneration Facility",56668,"CGTG","Combustion Turbine","Maryland",21.3,"Dropped - Units whose status does not meet NEEDS criteria"]
[null,"Planergy Ramsey Methane LLC",56672,"1","Landfill Gas","Minnesota",1.6,"Dropped - Units whose status does not meet NEEDS criteria"]
[null,"Plant Washington",56675,"MAIN","Coal Steam","Georgia",850,"Dropped - Units whose status does not meet NEEDS criteria"]
[null,"Margarita Energy Center",56676,"CTG1","Combustion Turbine","California",46.5,"Dropped - Units whose status does not meet NEEDS criteria"]
[null,"Winnebago Energy Center LLC",56780,"1","Landfill Gas","Illinois",1.6,"Dropped - Units whose status does not meet NEEDS criteria"]
[null,"Winnebago Energy Center LLC",56780,"2","Landfill Gas","Illinois",1.6,"Dropped - Units whose status does not meet NEEDS criteria"]
[null,"Winnebago Energy Center LLC",56780,"3","Landfill Gas","Illinois",1.6,"Dropped - Units whose status does not meet NEEDS criteria"]
[null,"Winnebago Energy Center LLC",56780,"4","Landfill Gas","Illinois",1.6,"Dropped - Units whose status does not meet NEEDS criteria"]
[null,"Greenland Energy Center",56799,"3","Combined Cycle","Florida",166.6,"Dropped - Units whose status does not meet NEEDS criteria"]
[null,"FibroCoast",56816,"FC1","Biomass","North Carolina",55,"Dropped - Units whose status does not meet NEEDS criteria"]
[null,"FibroHills",56817,"1","Biomass","North Carolina",55,"Dropped - Units whose status does not meet NEEDS criteria"]
[null,"Britton Powerhouse",56820,"1","Hydro","California",2.8,"Dropped - Units whose status does not meet NEEDS criteria"]
[null,"Chalk Mountain Powerhouse",56821,"1","Hydro","California",2.2,"Dropped - Units whose status does not meet NEEDS criteria"]
[null,"Rock Creek Dam",56822,"01","Hydro","California",3.6,"Dropped - Units whose status does not meet NEEDS criteria"]
[null,"High Plains",56834,"1","Onshore Wind","Texas",10,"Dropped  - Retired/Planned Retirement by 06/2023"]
[null,"Woodfin",56849,"1","Combustion Turbine","North Carolina",40,"Dropped - Units whose status does not meet NEEDS criteria"]
[null,"Model Gas Power Station",56863,"1","Landfill Gas","Ohio",1.4,"Dropped - Units whose status does not meet NEEDS criteria"]
[null,"Model Gas Power Station",56863,"2","Landfill Gas","Ohio",1.4,"Dropped - Units whose status does not meet NEEDS criteria"]
[null,"Ottawa County Project",56865,"1","Landfill Gas","Ohio",1.4,"Dropped - Units whose status does not meet NEEDS criteria"]
[null,"Middle Point Landfill Gas Recovery",56866,"1","Landfill Gas","Tennessee",1.4,"Dropped - Units whose status does not meet NEEDS criteria"]
[null,"Middle Point Landfill Gas Recovery",56866,"2","Landfill Gas","Tennessee",1.4,"Dropped - Units whose status does not meet NEEDS criteria"]
[null,"Roberts Road Power Plant",56867,"1","Landfill Gas","Georgia",1.4,"Dropped - Units whose status does not meet NEEDS criteria"]
[null,"SECCRA Community Landfill",56873,"2","Landfill Gas","Pennsylvania",1.1,"Dropped - Units whose status does not meet NEEDS criteria"]
[null,"Oak Ridge North Power",56881,"1","Biomass","Texas",1.6,"Dropped - Units whose status does not meet NEEDS criteria"]
[null,"Oak Ridge North Power",56881,"2","Biomass","Texas",1.6,"Dropped - Units whose status does not meet NEEDS criteria"]
[null,"Oak Ridge North Power",56881,"3","Biomass","Texas",1.6,"Dropped - Units whose status does not meet NEEDS criteria"]
[null,"Woodlands Area Power Project",56882,"1","Biomass","Texas",7.8,"Dropped - Units whose status does not meet NEEDS criteria"]
[null,"Maidencreek Biomass Plant",56885,"GEN 1","Biomass","Pennsylvania",5.2,"Dropped - Units whose status does not meet NEEDS criteria"]
[null,"Jersey Shore Steel Co",56886,"GEN 1","Landfill Gas","Pennsylvania",1.6,"Dropped - Units whose status does not meet NEEDS criteria"]
[null,"Warren County Solar",56888,"GEN 5","Solar PV","New Jersey",0.5,"Dropped - Units whose status does not meet NEEDS criteria"]
[null,"Warren County Solar",56888,"GEN 6","Solar PV","New Jersey",0.5,"Dropped - Units whose status does not meet NEEDS criteria"]
[null,"Warren County Solar",56888,"GEN 7","Solar PV","New Jersey",0.5,"Dropped - Units whose status does not meet NEEDS criteria"]
[null,"Warren County Solar",56888,"GEN 8","Solar PV","New Jersey",0.5,"Dropped - Units whose status does not meet NEEDS criteria"]
[null,"Warren County Solar",56888,"GEN 9","Solar PV","New Jersey",0.5,"Dropped - Units whose status does not meet NEEDS criteria"]
[null,"Warren County Solar",56888,"GEN10","Solar PV","New Jersey",0.5,"Dropped - Units whose status does not meet NEEDS criteria"]
[null,"Moretown",56891,"GEN 1","Landfill Gas","Vermont",1.6,"Dropped - Units whose status does not meet NEEDS criteria"]
[null,"Noble Bellmont Windpark LLC",56903,"1","Onshore Wind","New York",21,"Dropped - Units whose status does not meet NEEDS criteria"]
[null,"Reedsport OPT Wave Park",56906,"1","Hydro","Oregon",1.5,"Dropped - Units whose status does not meet NEEDS criteria"]
[null,"Western GeoPower Unit 1",56907,"TBD","Geothermal","California",22.5,"Dropped - Units whose status does not meet NEEDS criteria"]
[null,"Imperial Valley Solar, LLC",56917,"2","Solar PV","California",400,"Dropped - Units whose status does not meet NEEDS criteria"]
[null,"Painted Hills IV Wind",56926,"1","Onshore Wind","California",19.5,"Dropped - Units whose status does not meet NEEDS criteria"]
[null,"Aspen Biomass Power Plant",56931,"GEN7","Biomass","Texas",50,"Dropped - Units whose status does not meet NEEDS criteria"]
[null,"Fairbanks Morse Engine",56937,"GEN7","Combustion Turbine","Wisconsin",3.1,"Dropped - Units whose status does not meet NEEDS criteria"]
[null,"Ausra Kimberlina Solar Generation",56943,"1","Solar Thermal","California",3.5,"Dropped - Units whose status does not meet NEEDS criteria"]
[null,"Helms Energy Center",56955,"1","Combustion Turbine","California",49,"Dropped - Units whose status does not meet NEEDS criteria"]
[null,"Pioneer Crossing Energy, LLC",56957,"LFG6","Landfill Gas","Pennsylvania",1.6,"Dropped - Units whose status does not meet NEEDS criteria"]
[null,"Pioneer Crossing Energy, LLC",56957,"LFG7","Landfill Gas","Pennsylvania",1.6,"Dropped - Units whose status does not meet NEEDS criteria"]
[null,"Solar Photovoltaic Project #01",56976,"S1A","Solar PV","California",0.5,"Dropped - Units whose status does not meet NEEDS criteria"]
[null,"Solar Photovoltaic Project #01",56976,"S1B","Solar PV","California",0.5,"Dropped - Units whose status does not meet NEEDS criteria"]
[null,"Solar Photovoltaic Project #01",56976,"S1C","Solar PV","California",0.5,"Dropped - Units whose status does not meet NEEDS criteria"]
[null,"Solar Photovoltaic Project #01",56976,"S1D","Solar PV","California",0.5,"Dropped - Units whose status does not meet NEEDS criteria"]
[null,"Mason County LFGTE",56977,"1","Landfill Gas","Kentucky",1.6,"Dropped - Units whose status does not meet NEEDS criteria"]
[null,"Hyland LFGTE Facility",56987,"GEN4","Landfill Gas","New York",1.6,"Dropped - Units whose status does not meet NEEDS criteria"]
[null,"Pueblo Airport Generating Station",56998,"GT3","Combustion Turbine","Colorado",90,"Dropped - Units whose status does not meet NEEDS criteria"]
[null,"CPV Vaca Station LLC",56999,"CTG1","Combined Cycle","California",189,"Dropped - Units whose status does not meet NEEDS criteria"]
[null,"CPV Vaca Station LLC",56999,"CTG2","Combined Cycle","California",189,"Dropped - Units whose status does not meet NEEDS criteria"]
[null,"CPV Vaca Station LLC",56999,"STG","Combined Cycle","California",198,"Dropped - Units whose status does not meet NEEDS criteria"]
[null,"DeKalb County Green Energy Facility",57013,"1","Landfill Gas","Georgia",1.6,"Dropped - Units whose status does not meet NEEDS criteria"]
[null,"DeKalb County Green Energy Facility",57013,"2","Landfill Gas","Georgia",1.6,"Dropped - Units whose status does not meet NEEDS criteria"]
[null,"DeKalb County Green Energy Facility",57013,"3","Landfill Gas","Georgia",1.6,"Dropped - Units whose status does not meet NEEDS criteria"]
[null,"Cleveland Cnty Generating Facility",57029,"5","Combustion Turbine","North Carolina",180.8,"Dropped - Units whose status does not meet NEEDS criteria"]
[null,"Cleveland Cnty Generating Facility",57029,"6","Combustion Turbine","North Carolina",180.8,"Dropped - Units whose status does not meet NEEDS criteria"]
[null,"Cleveland Cnty Generating Facility",57029,"7","Combustion Turbine","North Carolina",180.8,"Dropped - Units whose status does not meet NEEDS criteria"]
[null,"Cleveland Cnty Generating Facility",57029,"8","Combustion Turbine","North Carolina",180.8,"Dropped - Units whose status does not meet NEEDS criteria"]
[null,"Southcentral Power Project",57036,"1","Combined Cycle","Alaska",39.8,"Dropped - in Alaska or in Hawaii or Puerto Rico"]
[null,"Southcentral Power Project",57036,"2","Combined Cycle","Alaska",39.8,"Dropped - in Alaska or in Hawaii or Puerto Rico"]
[null,"Southcentral Power Project",57036,"3","Combined Cycle","Alaska",39.8,"Dropped - in Alaska or in Hawaii or Puerto Rico"]
[null,"Southcentral Power Project",57036,"4","Combined Cycle","Alaska",50.3,"Dropped - in Alaska or in Hawaii or Puerto Rico"]
[null,"Noatak",57051,"5A","Combustion Turbine","Alaska",0.5,"Dropped - in Alaska or in Hawaii or Puerto Rico"]
[null,"Noatak",57051,"UNIT2","Combustion Turbine","Alaska",0.3,"Dropped - in Alaska or in Hawaii or Puerto Rico"]
[null,"Noatak",57051,"UNIT4","Combustion Turbine","Alaska",0.5,"Dropped - in Alaska or in Hawaii or Puerto Rico"]
[null,"Noatak",57051,"UNIT5","Combustion Turbine","Alaska",0.4,"Dropped - Units whose status does not meet NEEDS criteria"]
[null,"Savoonga",57052,"UNIT1","Combustion Turbine","Alaska",0.4,"Dropped - in Alaska or in Hawaii or Puerto Rico"]
[null,"Savoonga",57052,"UNIT2","Combustion Turbine","Alaska",0.5,"Dropped - in Alaska or in Hawaii or Puerto Rico"]
[null,"Savoonga",57052,"UNIT3","Combustion Turbine","Alaska",0.8,"Dropped - in Alaska or in Hawaii or Puerto Rico"]
[null,"Alakanuk",57053,"G309","Combustion Turbine","Alaska",0.5,"Dropped - Units whose status does not meet NEEDS criteria"]
[null,"Alakanuk",57053,"UNIT1","Combustion Turbine","Alaska",0.4,"Dropped - Units whose status does not meet NEEDS criteria"]
[null,"Alakanuk",57053,"UNIT2","Combustion Turbine","Alaska",0.5,"Dropped - Units whose status does not meet NEEDS criteria"]
[null,"Alakanuk",57053,"UNIT3","Combustion Turbine","Alaska",0.4,"Dropped - Units whose status does not meet NEEDS criteria"]
[null,"Alakanuk",57053,"UNIT4","Combustion Turbine","Alaska",0.8,"Dropped - in Alaska or in Hawaii or Puerto Rico"]
[null,"Upper Kalskag",57054,"UNIT1","Combustion Turbine","Alaska",0.2,"Dropped - in Alaska or in Hawaii or Puerto Rico"]
[null,"Upper Kalskag",57054,"UNIT2","Combustion Turbine","Alaska",0.4,"Dropped - in Alaska or in Hawaii or Puerto Rico"]
[null,"Upper Kalskag",57054,"UNIT3","Combustion Turbine","Alaska",0.5,"Dropped - in Alaska or in Hawaii or Puerto Rico"]
[null,"Stebbins",57055,"1","Combustion Turbine","Alaska",0.5,"Dropped - in Alaska or in Hawaii or Puerto Rico"]
[null,"Stebbins",57055,"2","Combustion Turbine","Alaska",0.5,"Dropped - in Alaska or in Hawaii or Puerto Rico"]
[null,"Stebbins",57055,"3","Combustion Turbine","Alaska",0.5,"Dropped - in Alaska or in Hawaii or Puerto Rico"]
[null,"Stebbins",57055,"4","Combustion Turbine","Alaska",0.5,"Dropped - in Alaska or in Hawaii or Puerto Rico"]
[null,"Stebbins",57055,"UNIT1","Combustion Turbine","Alaska",0.5,"Dropped - Units whose status does not meet NEEDS criteria"]
[null,"Stebbins",57055,"UNIT2","Combustion Turbine","Alaska",0.4,"Dropped - Units whose status does not meet NEEDS criteria"]
[null,"Stebbins",57055,"UNIT3","Combustion Turbine","Alaska",0.3,"Dropped - Units whose status does not meet NEEDS criteria"]
[null,"Scammon Bay",57056,"UNIT1","Combustion Turbine","Alaska",0.4,"Dropped - in Alaska or in Hawaii or Puerto Rico"]
[null,"Scammon Bay",57056,"UNIT2","Combustion Turbine","Alaska",0.4,"Dropped - in Alaska or in Hawaii or Puerto Rico"]
[null,"Scammon Bay",57056,"UNIT3","Combustion Turbine","Alaska",0.5,"Dropped - in Alaska or in Hawaii or Puerto Rico"]
[null,"Quinhagak",57057,"1A","Combustion Turbine","Alaska",0.5,"Dropped - Units whose status does not meet NEEDS criteria"]
[null,"Quinhagak",57057,"3A","Combustion Turbine","Alaska",0.5,"Dropped - in Alaska or in Hawaii or Puerto Rico"]
[null,"Quinhagak",57057,"UNIT1","Combustion Turbine","Alaska",0.4,"Dropped - in Alaska or in Hawaii or Puerto Rico"]
[null,"Quinhagak",57057,"UNIT2","Combustion Turbine","Alaska",0.3,"Dropped - in Alaska or in Hawaii or Puerto Rico"]
[null,"Quinhagak",57057,"UNIT3","Combustion Turbine","Alaska",0.4,"Dropped - Units whose status does not meet NEEDS criteria"]
[null,"Pilot Station",57058,"1","Combustion Turbine","Alaska",0.5,"Dropped - in Alaska or in Hawaii or Puerto Rico"]
[null,"Pilot Station",57058,"UNIT1","Combustion Turbine","Alaska",0.4,"Dropped - Units whose status does not meet NEEDS criteria"]
[null,"Pilot Station",57058,"UNIT2","Combustion Turbine","Alaska",0.5,"Dropped - in Alaska or in Hawaii or Puerto Rico"]
[null,"Pilot Station",57058,"UNIT3","Combustion Turbine","Alaska",0.3,"Dropped - in Alaska or in Hawaii or Puerto Rico"]
[null,"Koyuk",57059,"UNIT1","Combustion Turbine","Alaska",0.2,"Dropped - in Alaska or in Hawaii or Puerto Rico"]
[null,"Koyuk",57059,"UNIT2","Combustion Turbine","Alaska",0.4,"Dropped - in Alaska or in Hawaii or Puerto Rico"]
[null,"Koyuk",57059,"UNIT3","Combustion Turbine","Alaska",0.5,"Dropped - in Alaska or in Hawaii or Puerto Rico"]
[null,"Elim",57060,"UNIT1","Combustion Turbine","Alaska",0.2,"Dropped - in Alaska or in Hawaii or Puerto Rico"]
[null,"Elim",57060,"UNIT2","Combustion Turbine","Alaska",0.4,"Dropped - in Alaska or in Hawaii or Puerto Rico"]
[null,"Elim",57060,"UNIT3","Combustion Turbine","Alaska",0.5,"Dropped - in Alaska or in Hawaii or Puerto Rico"]
[null,"St. Michael",57061,"4","Combustion Turbine","Alaska",0.7,"Dropped - in Alaska or in Hawaii or Puerto Rico"]
[null,"St. Michael",57061,"UNIT1","Combustion Turbine","Alaska",0.5,"Dropped - Units whose status does not meet NEEDS criteria"]
[null,"St. Michael",57061,"UNIT2","Combustion Turbine","Alaska",0.3,"Dropped - Units whose status does not meet NEEDS criteria"]
[null,"St. Michael",57061,"UNIT3","Combustion Turbine","Alaska",0.2,"Dropped - Units whose status does not meet NEEDS criteria"]
[null,"Gambell",57062,"1A","Combustion Turbine","Alaska",0.3,"Dropped - in Alaska or in Hawaii or Puerto Rico"]
[null,"Gambell",57062,"UNIT1","Combustion Turbine","Alaska",0.3,"Dropped - Units whose status does not meet NEEDS criteria"]
[null,"Gambell",57062,"UNIT2","Combustion Turbine","Alaska",0.5,"Dropped - in Alaska or in Hawaii or Puerto Rico"]
[null,"Gambell",57062,"UNIT3","Combustion Turbine","Alaska",0.8,"Dropped - in Alaska or in Hawaii or Puerto Rico"]
[null,"Shungnak",57063,"UNIT1","Combustion Turbine","Alaska",0.2,"Dropped - in Alaska or in Hawaii or Puerto Rico"]
[null,"Shungnak",57063,"UNIT2","Combustion Turbine","Alaska",0.3,"Dropped - in Alaska or in Hawaii or Puerto Rico"]
[null,"Shungnak",57063,"UNIT3","Combustion Turbine","Alaska",0.3,"Dropped - in Alaska or in Hawaii or Puerto Rico"]
[null,"Shungnak",57063,"UNIT4","Combustion Turbine","Alaska",0.4,"Dropped - in Alaska or in Hawaii or Puerto Rico"]
[null,"Kotlik",57064,"UNIT1","Combustion Turbine","Alaska",0.3,"Dropped - in Alaska or in Hawaii or Puerto Rico"]
[null,"Kotlik",57064,"UNIT2","Combustion Turbine","Alaska",0.3,"Dropped - in Alaska or in Hawaii or Puerto Rico"]
[null,"Kotlik",57064,"UNIT3","Combustion Turbine","Alaska",0.5,"Dropped - in Alaska or in Hawaii or Puerto Rico"]
[null,"Kotlik",57064,"UNIT4","Combustion Turbine","Alaska",0.5,"Dropped - in Alaska or in Hawaii or Puerto Rico"]
[null,"Kivalina",57065,"UNIT1","Combustion Turbine","Alaska",0.2,"Dropped - in Alaska or in Hawaii or Puerto Rico"]
[null,"Kivalina",57065,"UNIT2","Combustion Turbine","Alaska",0.3,"Dropped - in Alaska or in Hawaii or Puerto Rico"]
[null,"Kivalina",57065,"UNIT3","Combustion Turbine","Alaska",0.2,"Dropped - in Alaska or in Hawaii or Puerto Rico"]
[null,"Kivalina",57065,"UNIT4","Combustion Turbine","Alaska",0.4,"Dropped - in Alaska or in Hawaii or Puerto Rico"]
[null,"Kasigluk",57066,"1","Combustion Turbine","Alaska",0.8,"Dropped - in Alaska or in Hawaii or Puerto Rico"]
[null,"Kasigluk",57066,"5A","Combustion Turbine","Alaska",0.7,"Dropped - in Alaska or in Hawaii or Puerto Rico"]
[null,"Kasigluk",57066,"UNIT1","Combustion Turbine","Alaska",0.4,"Dropped - Units whose status does not meet NEEDS criteria"]
[null,"Kasigluk",57066,"UNIT2","Combustion Turbine","Alaska",0.5,"Dropped - in Alaska or in Hawaii or Puerto Rico"]
[null,"Toksook Bay",57067,"UNIT1","Combustion Turbine","Alaska",0.4,"Dropped - in Alaska or in Hawaii or Puerto Rico"]
[null,"Toksook Bay",57067,"UNIT2","Combustion Turbine","Alaska",0.5,"Dropped - in Alaska or in Hawaii or Puerto Rico"]
[null,"Toksook Bay",57067,"UNIT3","Combustion Turbine","Alaska",0.8,"Dropped - in Alaska or in Hawaii or Puerto Rico"]
[null,"Kaheawa Wind Power II LLC",57082,"1","Onshore Wind","Hawaii",21,"Dropped - in Alaska or in Hawaii or Puerto Rico"]
[null,"Kaheawa Wind Power II LLC",57082,"2","Energy Storage","Hawaii",10,"Dropped - in Alaska or in Hawaii or Puerto Rico"]
[null,"Lake Dorothy Hydroelectric Project",57085,"1","Hydro","Alaska",14.3,"Dropped - in Alaska or in Hawaii or Puerto Rico"]
[null,"Kahuku Wind Power LLC",57087,"1","Onshore Wind","Hawaii",30,"Dropped - in Alaska or in Hawaii or Puerto Rico"]
[null,"Kahuku Wind Power LLC",57087,"2","Energy Storage","Hawaii",15,"Dropped - Units whose status does not meet NEEDS criteria"]
[null,"Bowers Wind Project",57088,"1","Onshore Wind","Maine",48,"Dropped - Units whose status does not meet NEEDS criteria"]
[null,"Grays Harbor Paper LP",57105,"1ST","Biomass","Washington",3,"Dropped - Units whose status does not meet NEEDS criteria"]
[null,"Grays Harbor Paper LP",57105,"2ST","Biomass","Washington",5,"Dropped - Units whose status does not meet NEEDS criteria"]
[null,"Grays Harbor Paper LP",57105,"3ST","Biomass","Washington",7.5,"Dropped - Units whose status does not meet NEEDS criteria"]
[null,"Simpson Ridge Wind Farm LLC",57117,"GEN 1","Onshore Wind","Wyoming",50,"Dropped - Units whose status does not meet NEEDS criteria"]
[null,"Solar Photovoltaic Project #24",57127,"SO24A","Solar PV","California",0.5,"Dropped - Units whose status does not meet NEEDS criteria"]
[null,"Solar Photovoltaic Project #24",57127,"SO24B","Solar PV","California",0.5,"Dropped - Units whose status does not meet NEEDS criteria"]
[null,"Solar Photovoltaic Project #24",57127,"SO24C","Solar PV","California",0.5,"Dropped - Units whose status does not meet NEEDS criteria"]
[null,"Solar Photovoltaic Project #24",57127,"SO24D","Solar PV","California",0.5,"Dropped - Units whose status does not meet NEEDS criteria"]
[null,"Solar Photovoltaic Project #24",57127,"SO24E","Solar PV","California",0.5,"Dropped - Units whose status does not meet NEEDS criteria"]
[null,"Solar Photovoltaic Project #24",57127,"SO24F","Solar PV","California",0.5,"Dropped - Units whose status does not meet NEEDS criteria"]
[null,"Solar Photovoltaic Project #24",57127,"SO24G","Solar PV","California",0.5,"Dropped - Units whose status does not meet NEEDS criteria"]
[null,"Solar Photovoltaic Project #24",57127,"SO24H","Solar PV","California",0.5,"Dropped - Units whose status does not meet NEEDS criteria"]
[null,"Catskill Mts Energy Corporation",57129,"G1","Landfill Gas","New York",1.1,"Dropped - Units whose status does not meet NEEDS criteria"]
[null,"Nine Mile Gas Processing Plant",57132,"1","Combustion Turbine","Oklahoma",2,"Dropped - Units whose status does not meet NEEDS criteria"]
[null,"Nine Mile Gas Processing Plant",57132,"2","Combustion Turbine","Oklahoma",2.1,"Dropped - Units whose status does not meet NEEDS criteria"]
[null,"Nine Mile Gas Processing Plant",57132,"3","Combustion Turbine","Oklahoma",2.1,"Dropped - Units whose status does not meet NEEDS criteria"]
[null,"Maricopa Solar",57140,"01","Solar Thermal","Arizona",1.5,"Dropped - Units whose status does not meet NEEDS criteria"]
[null,"Chapin Mountain",57142,"CM","Onshore Wind","Idaho",19.5,"Dropped - Units whose status does not meet NEEDS criteria"]
[null,"Jack Ranch 200",57143,"JR200","Onshore Wind","Idaho",200,"Dropped - Units whose status does not meet NEEDS criteria"]
[null,"Cottonwood Wind Park",57144,"JR20","Onshore Wind","Idaho",20,"Dropped - Units whose status does not meet NEEDS criteria"]
[null,"Rogerson Flats",57145,"RF","Onshore Wind","Idaho",20,"Dropped - Units whose status does not meet NEEDS criteria"]
[null,"Deep Creek Wind Park",57146,"JR1","Onshore Wind","Idaho",20,"Dropped - Units whose status does not meet NEEDS criteria"]
[null,"Conner Ridge",57147,"CR","Onshore Wind","Idaho",19.5,"Dropped - Units whose status does not meet NEEDS criteria"]
[null,"Badger Peak",57148,"BP","Onshore Wind","Idaho",20,"Dropped - Units whose status does not meet NEEDS criteria"]
[null,"Bonanza Bar",57149,"BBAR","Onshore Wind","Idaho",20,"Dropped - Units whose status does not meet NEEDS criteria"]
[null,"Salmon Creek",57150,"SC","Onshore Wind","Idaho",20,"Dropped - Units whose status does not meet NEEDS criteria"]
[null,"Mesquite Lake Water & Power Plant 1",57154,"1209","Biomass","California",13,"Dropped - Units whose status does not meet NEEDS criteria"]
[null,"Calabasas Gas to Energy Facility",57163,"GEN2","Landfill Gas","California",3.3,"Dropped - Units whose status does not meet NEEDS criteria"]
[null,"Waste Management Tri-Cities LFGTE",57164,"GEN1","Landfill Gas","California",1.6,"Dropped - Units whose status does not meet NEEDS criteria"]
[null,"Waste Management Tri-Cities LFGTE",57164,"GEN2","Landfill Gas","California",1.6,"Dropped - Units whose status does not meet NEEDS criteria"]
[null,"Waste Management Tri-Cities LFGTE",57164,"GEN3","Landfill Gas","California",1.6,"Dropped - Units whose status does not meet NEEDS criteria"]
[null,"Colorado Highlands Wind",57174,"CHW3","Onshore Wind","Colorado",19.7,"Dropped - Units whose status does not meet NEEDS criteria"]
[null,"Baca Renewable Energy LLC",57175,"BACA1","Onshore Wind","Colorado",75,"Dropped - Units whose status does not meet NEEDS criteria"]
[null,"Buckeye Geothermal Power Plant",57180,"1","Geothermal","California",49.9,"Dropped - Units whose status does not meet NEEDS criteria"]
[null,"Wild Horse Power Plant",57181,"1","Geothermal","California",40,"Dropped - Units whose status does not meet NEEDS criteria"]
[null,"PPL Glendon LFGTE Plant",57183,"3","Landfill Gas","Pennsylvania",1.6,"Dropped - Units whose status does not meet NEEDS criteria"]
[null,"Pillar Mountain Wind Project Microgrid",57187,"1","Onshore Wind","Alaska",4.5,"Dropped - in Alaska or in Hawaii or Puerto Rico"]
[null,"Pillar Mountain Wind Project Microgrid",57187,"2","Onshore Wind","Alaska",4.5,"Dropped - in Alaska or in Hawaii or Puerto Rico"]
[null,"Ripley Westfield Wind LLC",57193,"WTG","Onshore Wind","New York",75,"Dropped - Units whose status does not meet NEEDS criteria"]
[null,"Soldotna",57206,"1","Combustion Turbine","Alaska",44,"Dropped - in Alaska or in Hawaii or Puerto Rico"]
[null,"Soldotna",57206,"2","Combustion Turbine","Alaska",44,"Dropped - Units whose status does not meet NEEDS criteria"]
[null,"Rumble Road Energy Center",57209,"3","Combined Cycle","Georgia",0,"Dropped - Units whose status does not meet NEEDS criteria"]
[null,"Rumble Road Energy Center",57209,"3A","Combined Cycle","Georgia",0,"Dropped - Units whose status does not meet NEEDS criteria"]
[null,"Rumble Road Energy Center",57209,"3B","Combined Cycle","Georgia",0,"Dropped - Units whose status does not meet NEEDS criteria"]
[null,"Orange County Biomass LLC",57215,"G-01","Biomass","South Carolina",35,"Dropped - Units whose status does not meet NEEDS criteria"]
[null,"Solar Photovoltaic Project #04",57218,"S004A","Solar PV","California",0.5,"Dropped - Units whose status does not meet NEEDS criteria"]
[null,"Solar Photovoltaic Project #04",57218,"S004B","Solar PV","California",0.5,"Dropped - Units whose status does not meet NEEDS criteria"]
[null,"Solar Photovoltaic Project #04",57218,"S004C","Solar PV","California",0.5,"Dropped - Units whose status does not meet NEEDS criteria"]
[null,"Solar Photovoltaic Project #08",57222,"S008E","Solar PV","California",0.5,"Dropped - Units whose status does not meet NEEDS criteria"]
[null,"Solar Photovoltaic Project #09",57223,"S009C","Solar PV","California",0.5,"Dropped - Units whose status does not meet NEEDS criteria"]
[null,"Solar Photovoltaic Project #10",57224,"S010D","Solar PV","California",0.5,"Dropped - Units whose status does not meet NEEDS criteria"]
[null,"Solar Photovoltaic Project #12",57226,"S012B","Solar PV","California",0.5,"Dropped - Units whose status does not meet NEEDS criteria"]
[null,"Solar Photovoltaic Project #14",57228,"S014A","Solar PV","California",0.5,"Dropped - Units whose status does not meet NEEDS criteria"]
[null,"Solar Photovoltaic Project #14",57228,"S014B","Solar PV","California",0.5,"Dropped - Units whose status does not meet NEEDS criteria"]
[null,"Solar Photovoltaic Project #14",57228,"S014C","Solar PV","California",0.5,"Dropped - Units whose status does not meet NEEDS criteria"]
[null,"Solar Photovoltaic Project #17",57231,"S017H","Solar PV","California",0.5,"Dropped - Units whose status does not meet NEEDS criteria"]
[null,"Solar Photovoltaic Project #18",57232,"S018D","Solar PV","California",0.5,"Dropped - Units whose status does not meet NEEDS criteria"]
[null,"Solar Photovoltaic Project #19",57233,"S019A","Solar PV","California",0.5,"Dropped - Units whose status does not meet NEEDS criteria"]
[null,"Solar Photovoltaic Project #19",57233,"S019B","Solar PV","California",0.5,"Dropped - Units whose status does not meet NEEDS criteria"]
[null,"Solar Photovoltaic Project #19",57233,"S019C","Solar PV","California",0.5,"Dropped - Units whose status does not meet NEEDS criteria"]
[null,"Solar Photovoltaic Project #19",57233,"S019D","Solar PV","California",0.5,"Dropped - Units whose status does not meet NEEDS criteria"]
[null,"Solar Photovoltaic Project #19",57233,"S019E","Solar PV","California",0.5,"Dropped - Units whose status does not meet NEEDS criteria"]
[null,"Solar Photovoltaic Project #19",57233,"S019F","Solar PV","California",0.5,"Dropped - Units whose status does not meet NEEDS criteria"]
[null,"Solar Photovoltaic Project #19",57233,"S019G","Solar PV","California",0.5,"Dropped - Units whose status does not meet NEEDS criteria"]
[null,"Solar Photovoltaic Project #19",57233,"S019H","Solar PV","California",0.5,"Dropped - Units whose status does not meet NEEDS criteria"]
[null,"Solar Photovoltaic Project #19",57233,"S019I","Solar PV","California",0.5,"Dropped - Units whose status does not meet NEEDS criteria"]
[null,"Solar Photovoltaic Project #20",57234,"S020A","Solar PV","California",0.5,"Dropped - Units whose status does not meet NEEDS criteria"]
[null,"Solar Photovoltaic Project #20",57234,"S020B","Solar PV","California",0.5,"Dropped - Units whose status does not meet NEEDS criteria"]
[null,"Solar Photovoltaic Project #20",57234,"S020C","Solar PV","California",0.5,"Dropped - Units whose status does not meet NEEDS criteria"]
[null,"Solar Photovoltaic Project #20",57234,"S020D","Solar PV","California",0.5,"Dropped - Units whose status does not meet NEEDS criteria"]
[null,"Solar Photovoltaic Project #20",57234,"S020E","Solar PV","California",0.5,"Dropped - Units whose status does not meet NEEDS criteria"]
[null,"Solar Photovoltaic Project #20",57234,"S020F","Solar PV","California",0.5,"Dropped - Units whose status does not meet NEEDS criteria"]
[null,"Solar Photovoltaic Project #20",57234,"S020G","Solar PV","California",0.5,"Dropped - Units whose status does not meet NEEDS criteria"]
[null,"Solar Photovoltaic Project #21",57235,"S021A","Solar PV","California",0.5,"Dropped - Units whose status does not meet NEEDS criteria"]
[null,"Solar Photovoltaic Project #21",57235,"S021B","Solar PV","California",0.5,"Dropped - Units whose status does not meet NEEDS criteria"]
[null,"Solar Photovoltaic Project #21",57235,"S021C","Solar PV","California",0.5,"Dropped - Units whose status does not meet NEEDS criteria"]
[null,"Solar Photovoltaic Project #21",57235,"S021D","Solar PV","California",0.5,"Dropped - Units whose status does not meet NEEDS criteria"]
[null,"Solar Photovoltaic Project #21",57235,"S021E","Solar PV","California",0.5,"Dropped - Units whose status does not meet NEEDS criteria"]
[null,"Solar Photovoltaic Project #23",57236,"S023F","Solar PV","California",0.5,"Dropped - Units whose status does not meet NEEDS criteria"]
[null,"Mililani South Solar Farm",57242,"1","Solar PV","Hawaii",5,"Dropped - Units whose status does not meet NEEDS criteria"]
[null,"Solar Photovoltaic Project #27",57246,"S027E","Solar PV","California",0.5,"Dropped - Units whose status does not meet NEEDS criteria"]
[null,"Solar Photovoltaic Project #27",57246,"S027F","Solar PV","California",0.5,"Dropped - Units whose status does not meet NEEDS criteria"]
[null,"Solar Photovoltaic Project #28",57247,"S028H","Solar PV","California",0.5,"Dropped - Units whose status does not meet NEEDS criteria"]
[null,"Trishe Wind Minnesota",57255,"1","Onshore Wind","Minnesota",40,"Dropped - Units whose status does not meet NEEDS criteria"]
[null,"Trishe Wind Minnesota",57255,"2","Onshore Wind","Minnesota",300,"Dropped - Units whose status does not meet NEEDS criteria"]
[null,"PA Solar Park",57256,"2","Solar PV","Pennsylvania",3.8,"Dropped - Units whose status does not meet NEEDS criteria"]
[null,"Lubbock Wind Ranch",57259,"1","Onshore Wind","Texas",2.5,"Dropped  - Retired/Planned Retirement by 06/2023"]
[null,"Lubbock Wind Ranch",57259,"2","Onshore Wind","Texas",2.5,"Dropped  - Retired/Planned Retirement by 06/2023"]
[null,"Lubbock Wind Ranch",57259,"3","Onshore Wind","Texas",2.5,"Dropped  - Retired/Planned Retirement by 06/2023"]
[null,"Blythe Solar Power Project",57273,"1","Solar Thermal","California",125,"Dropped - Units whose status does not meet NEEDS criteria"]
[null,"Blythe Solar Power Project",57273,"2","Solar Thermal","California",125,"Dropped - Units whose status does not meet NEEDS criteria"]
[null,"Blythe Solar Power Project",57273,"3","Solar Thermal","California",232,"Dropped - Units whose status does not meet NEEDS criteria"]
[null,"Blythe Solar Power Project",57273,"4","Solar Thermal","California",232,"Dropped - Units whose status does not meet NEEDS criteria"]
[null,"Rice Solar Energy",57276,"RSE1","Solar Thermal","California",150,"Dropped - Units whose status does not meet NEEDS criteria"]
[null,"Flat Water Wind Farm LLC",57283,"WTG2","Onshore Wind","Nebraska",10.5,"Dropped - Units whose status does not meet NEEDS criteria"]
[null,"Alpine Solar",57295,"2","Solar PV","California",66,"Dropped - Units whose status does not meet NEEDS criteria"]
[null,"Dutch Wind Energy",57301,"DEC","Onshore Wind","California",8,"Dropped  - Retired/Planned Retirement by 06/2023"]
[null,"Southern Owens Valley Solar Ranch",57304,"1","Solar PV","California",200,"Dropped - Units whose status does not meet NEEDS criteria"]
[null,"Van Norman Bypass Solar Project",57307,"1","Solar PV","California",2,"Dropped - Units whose status does not meet NEEDS criteria"]
[null,"LATTC South Campus Solar",57312,"1","Solar PV","California",1.1,"Dropped - Units whose status does not meet NEEDS criteria"]
[null,"Sierra SunTower Solar Gen Station",57323,"UNIT1","Solar Thermal","California",3.2,"Dropped - Units whose status does not meet NEEDS criteria"]
[null,"Portsmouth Wind Turbine",57350,"WTG-1","Onshore Wind","Rhode Island",1.5,"Dropped - Units whose status does not meet NEEDS criteria"]
[null,"Thermo No 1",57353,"1","Geothermal","Utah",11,"Dropped - Units whose status does not meet NEEDS criteria"]
[null,"MP Durham LLC",57365,"1C","Landfill Gas","North Carolina",1.1,"Dropped - Units whose status does not meet NEEDS criteria"]
[null,"MP Wilson LLC",57370,"1","Landfill Gas","North Carolina",1.1,"Dropped - Units whose status does not meet NEEDS criteria"]
[null,"MP Wilson LLC",57370,"2","Landfill Gas","North Carolina",1.1,"Dropped - Units whose status does not meet NEEDS criteria"]
[null,"Turning Point Solar",57371,"TPS50","Solar PV","Ohio",44,"Dropped - Units whose status does not meet NEEDS criteria"]
[null,"Turning Point Solar",57371,"TPS51","Solar PV","Ohio",0,"Dropped - Units whose status does not meet NEEDS criteria"]
[null,"Turning Point Solar",57371,"TPS52","Solar PV","Ohio",0,"Dropped - Units whose status does not meet NEEDS criteria"]
[null,"Agua Caliente Solar Project",57373,"AGU01","Solar PV","Arizona",290,"Dropped - Units whose status does not meet NEEDS criteria"]
[null,"TAA Solar Facility",57391,"TAA1","Solar PV","Arizona",2.8,"Dropped - Units whose status does not meet NEEDS criteria"]
[null,"Lakeview Cogeneration LLC",57398,"1","Biomass","Oregon",24,"Dropped - Units whose status does not meet NEEDS criteria"]
[null,"Mahoning",57411,"GEN6","Landfill Gas","Ohio",0.8,"Dropped - Units whose status does not meet NEEDS criteria"]
[null,"K Road Calico Solar",57416,"01","Solar PV","California",0,"Dropped - Units whose status does not meet NEEDS criteria"]
[null,"K Road Calico Solar",57416,"02","Solar PV","California",0,"Dropped - Units whose status does not meet NEEDS criteria"]
[null,"Double A Digester",57425,"1","Non-Fossil Waste","Idaho",1.5,"Dropped  - Retired/Planned Retirement by 06/2023"]
[null,"Double A Digester",57425,"2","Non-Fossil Waste","Idaho",1.5,"Dropped  - Retired/Planned Retirement by 06/2023"]
[null,"Double A Digester",57425,"3","Non-Fossil Waste","Idaho",1.5,"Dropped  - Retired/Planned Retirement by 06/2023"]
[null,"TSGT Mobile Generator #15",57476,"M15G","Combustion Turbine","New Mexico",2,"Dropped - Units whose status does not meet NEEDS criteria"]
[null,"Black Rock I",57477,"G3201","Geothermal","California",60,"Dropped - Units whose status does not meet NEEDS criteria"]
[null,"Black Rock II",57478,"G3202","Geothermal","California",60,"Dropped - Units whose status does not meet NEEDS criteria"]
[null,"Black Rock III",57479,"G303","Geothermal","California",60,"Dropped - Units whose status does not meet NEEDS criteria"]
[null,"Highwood Generating Station",57480,"GTG1","Combustion Turbine","Montana",40.5,"Dropped - Units whose status does not meet NEEDS criteria"]
[null,"Sampson County Disposal",57492,"GEN7","Landfill Gas","North Carolina",1.6,"Dropped - Units whose status does not meet NEEDS criteria"]
[null,"Sampson County Disposal",57492,"GEN8","Landfill Gas","North Carolina",1.6,"Dropped - Units whose status does not meet NEEDS criteria"]
[null,"Perdido",57502,"3","Landfill Gas","Florida",1.5,"Dropped - Units whose status does not meet NEEDS criteria"]
[null,"Oneida Energy",57503,"CE1","Combustion Turbine","Wisconsin",1.5,"Dropped - Units whose status does not meet NEEDS criteria"]
[null,"Oneida Energy",57503,"CE2","Combustion Turbine","Wisconsin",1.5,"Dropped - Units whose status does not meet NEEDS criteria"]
[null,"Oneida Energy",57503,"CE3","Combustion Turbine","Wisconsin",1.5,"Dropped - Units whose status does not meet NEEDS criteria"]
[null,"McKinney LFG",57508,"GEN1","Landfill Gas","Texas",1.4,"Dropped - Units whose status does not meet NEEDS criteria"]
[null,"McKinney LFG",57508,"GEN2","Landfill Gas","Texas",1.4,"Dropped - Units whose status does not meet NEEDS criteria"]
[null,"Central Ohio BioEnergy Plant #1",57513,"COBE1","Non-Fossil Waste","Ohio",0.9,"Dropped - Units whose status does not meet NEEDS criteria"]
[null,"Purdue Energy Park",57518,"1","Onshore Wind","Indiana",20,"Dropped - Units whose status does not meet NEEDS criteria"]
[null,"Purdue Energy Park",57518,"2","Onshore Wind","Indiana",19.2,"Dropped - Units whose status does not meet NEEDS criteria"]
[null,"Giffen",57521,"2","Solar PV","California",10,"Dropped - Units whose status does not meet NEEDS criteria"]
[null,"Kapaa Photovoltaic Project",57525,"KSPV","Solar PV","Hawaii",1,"Dropped - in Alaska or in Hawaii or Puerto Rico"]
[null,"Painted Hills",57527,"1","Onshore Wind","California",17.5,"Dropped - Units whose status does not meet NEEDS criteria"]
[null,"Solar Photovoltaic Project #25",57528,"S25A","Solar PV","California",0.5,"Dropped - Units whose status does not meet NEEDS criteria"]
[null,"Solar Photovoltaic Project #25",57528,"S25B","Solar PV","California",0.5,"Dropped - Units whose status does not meet NEEDS criteria"]
[null,"Solar Photovoltaic Project #25",57528,"S25C","Solar PV","California",0.5,"Dropped - Units whose status does not meet NEEDS criteria"]
[null,"Solar Photovoltaic Project #25",57528,"S25D","Solar PV","California",0.5,"Dropped - Units whose status does not meet NEEDS criteria"]
[null,"Solar Photovoltaic Project #25",57528,"S25E","Solar PV","California",0.5,"Dropped - Units whose status does not meet NEEDS criteria"]
[null,"Solar Photovoltaic Project #25",57528,"S25F","Solar PV","California",0.5,"Dropped - Units whose status does not meet NEEDS criteria"]
[null,"Solar Photovoltaic Project #25",57528,"S25G","Solar PV","California",0.5,"Dropped - Units whose status does not meet NEEDS criteria"]
[null,"Solar Photovoltaic Project #25",57528,"S25H","Solar PV","California",0.5,"Dropped - Units whose status does not meet NEEDS criteria"]
[null,"Solar Photovoltaic Project #25",57528,"S25I","Solar PV","California",0.5,"Dropped - Units whose status does not meet NEEDS criteria"]
[null,"Kawailoa Wind",57529,"1","Onshore Wind","Hawaii",69,"Dropped - in Alaska or in Hawaii or Puerto Rico"]
[null,"Solar Photovoltaic Project #30",57532,"S30A","Solar PV","California",0.5,"Dropped - Units whose status does not meet NEEDS criteria"]
[null,"Solar Photovoltaic Project #30",57532,"S30B","Solar PV","California",0.5,"Dropped - Units whose status does not meet NEEDS criteria"]
[null,"Solar Photovoltaic Project #30",57532,"S30C","Solar PV","California",0.5,"Dropped - Units whose status does not meet NEEDS criteria"]
[null,"Solar Photovoltaic Project #31",57533,"S31A","Solar PV","California",0.5,"Dropped - Units whose status does not meet NEEDS criteria"]
[null,"Solar Photovoltaic Project #31",57533,"S31B","Solar PV","California",0.5,"Dropped - Units whose status does not meet NEEDS criteria"]
[null,"SPVP #35",57537,"35H","Solar PV","California",0.5,"Dropped - Units whose status does not meet NEEDS criteria"]
[null,"SPVP #35",57537,"35I","Solar PV","California",0.5,"Dropped - Units whose status does not meet NEEDS criteria"]
[null,"SPVP #35",57537,"35J","Solar PV","California",0.5,"Dropped - Units whose status does not meet NEEDS criteria"]
[null,"SPVP #35",57537,"35K","Solar PV","California",0.5,"Dropped - Units whose status does not meet NEEDS criteria"]
[null,"SPVP #35",57537,"35L","Solar PV","California",0.5,"Dropped - Units whose status does not meet NEEDS criteria"]
[null,"SPVP #35",57537,"35M","Solar PV","California",0.5,"Dropped - Units whose status does not meet NEEDS criteria"]
[null,"SPVP #35",57537,"35N","Solar PV","California",0.5,"Dropped - Units whose status does not meet NEEDS criteria"]
[null,"SPVP #35",57537,"S35A","Solar PV","California",0.5,"Dropped - Units whose status does not meet NEEDS criteria"]
[null,"SPVP #35",57537,"S35B","Solar PV","California",0.5,"Dropped - Units whose status does not meet NEEDS criteria"]
[null,"SPVP #35",57537,"S35C","Solar PV","California",0.5,"Dropped - Units whose status does not meet NEEDS criteria"]
[null,"SPVP #35",57537,"S35D","Solar PV","California",0.5,"Dropped - Units whose status does not meet NEEDS criteria"]
[null,"SPVP #35",57537,"S35E","Solar PV","California",0.5,"Dropped - Units whose status does not meet NEEDS criteria"]
[null,"SPVP #35",57537,"S35F","Solar PV","California",0.5,"Dropped - Units whose status does not meet NEEDS criteria"]
[null,"SPVP #35",57537,"S35G","Solar PV","California",0.5,"Dropped - Units whose status does not meet NEEDS criteria"]
[null,"Solar Photovoltaic Project #40",57538,"S40A","Solar PV","California",0.5,"Dropped - Units whose status does not meet NEEDS criteria"]
[null,"Solar Photovoltaic Project #40",57538,"S40B","Solar PV","California",0.5,"Dropped - Units whose status does not meet NEEDS criteria"]
[null,"Solar Photovoltaic Project #40",57538,"S40C","Solar PV","California",0.5,"Dropped - Units whose status does not meet NEEDS criteria"]
[null,"Solar Photovoltaic Project #40",57538,"S40D","Solar PV","California",0.5,"Dropped - Units whose status does not meet NEEDS criteria"]
[null,"Solar Photovoltaic Project #40",57538,"S40E","Solar PV","California",0.5,"Dropped - Units whose status does not meet NEEDS criteria"]
[null,"Solar Photovoltaic Project #40",57538,"S40F","Solar PV","California",0.5,"Dropped - Units whose status does not meet NEEDS criteria"]
[null,"Solar Photovoltaic Project #40",57538,"S40G","Solar PV","California",0.5,"Dropped - Units whose status does not meet NEEDS criteria"]
[null,"Solar Photovoltaic Project #40",57538,"S40H","Solar PV","California",0.5,"Dropped - Units whose status does not meet NEEDS criteria"]
[null,"Solar Photovoltaic Project #40",57538,"S40I","Solar PV","California",0.5,"Dropped - Units whose status does not meet NEEDS criteria"]
[null,"Solar Photovoltaic Project #40",57538,"S40J","Solar PV","California",0.5,"Dropped - Units whose status does not meet NEEDS criteria"]
[null,"Solar Photovoltaic Project #40",57538,"S40K","Solar PV","California",0.5,"Dropped - Units whose status does not meet NEEDS criteria"]
[null,"Solar Photovoltaic Project #40",57538,"S40L","Solar PV","California",0.5,"Dropped - Units whose status does not meet NEEDS criteria"]
[null,"Solar Photovoltaic Project #40",57538,"S40M","Solar PV","California",0.5,"Dropped - Units whose status does not meet NEEDS criteria"]
[null,"Solar Photovoltaic Project #40",57538,"S40N","Solar PV","California",0.5,"Dropped - Units whose status does not meet NEEDS criteria"]
[null,"Solar Photovoltaic Project #40",57538,"S40O","Solar PV","California",0.5,"Dropped - Units whose status does not meet NEEDS criteria"]
[null,"Solar Photovoltaic Project #40",57538,"S40P","Solar PV","California",0.5,"Dropped - Units whose status does not meet NEEDS criteria"]
[null,"Solar Photovoltaic Project #40",57538,"S40Q","Solar PV","California",0.5,"Dropped - Units whose status does not meet NEEDS criteria"]
[null,"Solar Photovoltaic Project #40",57538,"S40R","Solar PV","California",0.5,"Dropped - Units whose status does not meet NEEDS criteria"]
[null,"Solar Photovoltaic Project #40",57538,"S40S","Solar PV","California",0.5,"Dropped - Units whose status does not meet NEEDS criteria"]
[null,"Solar Photovoltaic Project #40",57538,"S40T","Solar PV","California",0.5,"Dropped - Units whose status does not meet NEEDS criteria"]
[null,"Solar Photovoltaic Project #41",57539,"S41A","Solar PV","California",0.5,"Dropped - Units whose status does not meet NEEDS criteria"]
[null,"Solar Photovoltaic Project #41",57539,"S41B","Solar PV","California",0.5,"Dropped - Units whose status does not meet NEEDS criteria"]
[null,"Solar Photovoltaic Project #41",57539,"S41C","Solar PV","California",0.5,"Dropped - Units whose status does not meet NEEDS criteria"]
[null,"Solar Photovoltaic Project #41",57539,"S41D","Solar PV","California",0.5,"Dropped - Units whose status does not meet NEEDS criteria"]
[null,"Solar Photovoltaic Project #41",57539,"S41E","Solar PV","California",0.5,"Dropped - Units whose status does not meet NEEDS criteria"]
[null,"Solar Photovoltaic Project #41",57539,"S41F","Solar PV","California",0.5,"Dropped - Units whose status does not meet NEEDS criteria"]
[null,"Solar Photovoltaic Project #41",57539,"S41G","Solar PV","California",0.5,"Dropped - Units whose status does not meet NEEDS criteria"]
[null,"Solar Photovoltaic Project #41",57539,"S41H","Solar PV","California",0.5,"Dropped - Units whose status does not meet NEEDS criteria"]
[null,"Solar Photovoltaic Project #41",57539,"S41I","Solar PV","California",0.5,"Dropped - Units whose status does not meet NEEDS criteria"]
[null,"Solar Photovoltaic Project #41",57539,"S41J","Solar PV","California",0.5,"Dropped - Units whose status does not meet NEEDS criteria"]
[null,"Solar Photovoltaic Project #41",57539,"S41K","Solar PV","California",0.5,"Dropped - Units whose status does not meet NEEDS criteria"]
[null,"Solar Photovoltaic Project #41",57539,"S41L","Solar PV","California",0.5,"Dropped - Units whose status does not meet NEEDS criteria"]
[null,"Solar Photovoltaic Project #41",57539,"S41M","Solar PV","California",0.5,"Dropped - Units whose status does not meet NEEDS criteria"]
[null,"Solar Photovoltaic Project #41",57539,"S41N","Solar PV","California",0.5,"Dropped - Units whose status does not meet NEEDS criteria"]
[null,"Solar Photovoltaic Project #41",57539,"S41O","Solar PV","California",0.5,"Dropped - Units whose status does not meet NEEDS criteria"]
[null,"Solar Photovoltaic Project #41",57539,"S41P","Solar PV","California",0.5,"Dropped - Units whose status does not meet NEEDS criteria"]
[null,"Solar Photovoltaic Project #41",57539,"S41Q","Solar PV","California",0.5,"Dropped - Units whose status does not meet NEEDS criteria"]
[null,"Solar Photovoltaic Project #41",57539,"S41R","Solar PV","California",0.5,"Dropped - Units whose status does not meet NEEDS criteria"]
[null,"Solar Photovoltaic Project #41",57539,"S41S","Solar PV","California",0.5,"Dropped - Units whose status does not meet NEEDS criteria"]
[null,"Solar Photovoltaic Project #41",57539,"S41T","Solar PV","California",0.5,"Dropped - Units whose status does not meet NEEDS criteria"]
[null,"Solar Photovoltaic Project #44",57540,"S44A","Solar PV","California",0.5,"Dropped - Units whose status does not meet NEEDS criteria"]
[null,"Solar Photovoltaic Project #44",57540,"S44B","Solar PV","California",0.5,"Dropped - Units whose status does not meet NEEDS criteria"]
[null,"Solar Photovoltaic Project #44",57540,"S44C","Solar PV","California",0.5,"Dropped - Units whose status does not meet NEEDS criteria"]
[null,"Solar Photovoltaic Project #44",57540,"S44D","Solar PV","California",0.5,"Dropped - Units whose status does not meet NEEDS criteria"]
[null,"Solar Photovoltaic Project #44",57540,"S44E","Solar PV","California",0.5,"Dropped - Units whose status does not meet NEEDS criteria"]
[null,"Solar Photovoltaic Project #44",57540,"S44F","Solar PV","California",0.5,"Dropped - Units whose status does not meet NEEDS criteria"]
[null,"Solar Photovoltaic Project #44",57540,"S44G","Solar PV","California",0.5,"Dropped - Units whose status does not meet NEEDS criteria"]
[null,"Solar Photovoltaic Project #44",57540,"S44H","Solar PV","California",0.5,"Dropped - Units whose status does not meet NEEDS criteria"]
[null,"Solar Photovoltaic Project #44",57540,"S44I","Solar PV","California",0.5,"Dropped - Units whose status does not meet NEEDS criteria"]
[null,"Solar Photovoltaic Project #44",57540,"S44J","Solar PV","California",0.5,"Dropped - Units whose status does not meet NEEDS criteria"]
[null,"Solar Photovoltaic Project #44",57540,"S44K","Solar PV","California",0.5,"Dropped - Units whose status does not meet NEEDS criteria"]
[null,"Solar Photovoltaic Project #44",57540,"S44L","Solar PV","California",0.5,"Dropped - Units whose status does not meet NEEDS criteria"]
[null,"Solar Photovoltaic Project #44",57540,"S44M","Solar PV","California",0.5,"Dropped - Units whose status does not meet NEEDS criteria"]
[null,"Solar Photovoltaic Project #44",57540,"S44N","Solar PV","California",0.5,"Dropped - Units whose status does not meet NEEDS criteria"]
[null,"Solar Photovoltaic Project #44",57540,"S44O","Solar PV","California",0.5,"Dropped - Units whose status does not meet NEEDS criteria"]
[null,"Solar Photovoltaic Project #44",57540,"S44P","Solar PV","California",0.5,"Dropped - Units whose status does not meet NEEDS criteria"]
[null,"Solar Photovoltaic Project #45",57541,"S45A","Solar PV","California",0.5,"Dropped - Units whose status does not meet NEEDS criteria"]
[null,"Solar Photovoltaic Project #45",57541,"S45B","Solar PV","California",0.5,"Dropped - Units whose status does not meet NEEDS criteria"]
[null,"Solar Photovoltaic Project #45",57541,"S45C","Solar PV","California",0.5,"Dropped - Units whose status does not meet NEEDS criteria"]
[null,"Solar Photovoltaic Project #45",57541,"S45D","Solar PV","California",0.5,"Dropped - Units whose status does not meet NEEDS criteria"]
[null,"Solar Photovoltaic Project #45",57541,"S45E","Solar PV","California",0.5,"Dropped - Units whose status does not meet NEEDS criteria"]
[null,"Solar Photovoltaic Project #45",57541,"S45F","Solar PV","California",0.5,"Dropped - Units whose status does not meet NEEDS criteria"]
[null,"Solar Photovoltaic Project #45",57541,"S45G","Solar PV","California",0.5,"Dropped - Units whose status does not meet NEEDS criteria"]
[null,"Solar Photovoltaic Project #45",57541,"S45H","Solar PV","California",0.5,"Dropped - Units whose status does not meet NEEDS criteria"]
[null,"Solar Photovoltaic Project #45",57541,"S45I","Solar PV","California",0.5,"Dropped - Units whose status does not meet NEEDS criteria"]
[null,"Solar Photovoltaic Project #45",57541,"S45J","Solar PV","California",0.5,"Dropped - Units whose status does not meet NEEDS criteria"]
[null,"Solar Photovoltaic Project #45",57541,"S45K","Solar PV","California",0.5,"Dropped - Units whose status does not meet NEEDS criteria"]
[null,"Solar Photovoltaic Project #45",57541,"S45L","Solar PV","California",0.5,"Dropped - Units whose status does not meet NEEDS criteria"]
[null,"Solar Photovoltaic Project #47",57543,"S47A","Solar PV","California",0.5,"Dropped - Units whose status does not meet NEEDS criteria"]
[null,"Solar Photovoltaic Project #47",57543,"S47B","Solar PV","California",0.5,"Dropped - Units whose status does not meet NEEDS criteria"]
[null,"SPVP #46",57545,"S46A","Solar PV","California",0.5,"Dropped - Units whose status does not meet NEEDS criteria"]
[null,"SPVP #46",57545,"S46B","Solar PV","California",0.5,"Dropped - Units whose status does not meet NEEDS criteria"]
[null,"SPVP #46",57545,"S46C","Solar PV","California",0.5,"Dropped - Units whose status does not meet NEEDS criteria"]
[null,"SPVP #46",57545,"S46D","Solar PV","California",0.5,"Dropped - Units whose status does not meet NEEDS criteria"]
[null,"SPVP #46",57545,"S46E","Solar PV","California",0.5,"Dropped - Units whose status does not meet NEEDS criteria"]
[null,"SPVP #46",57545,"S46F","Solar PV","California",0.5,"Dropped - Units whose status does not meet NEEDS criteria"]
[null,"SPVP #46",57545,"S46G","Solar PV","California",0.5,"Dropped - Units whose status does not meet NEEDS criteria"]
[null,"Milford Wind Corridor Phase III",57546,"1","Onshore Wind","Utah",100,"Dropped - Units whose status does not meet NEEDS criteria"]
[null,"Oakley Generating Station",57552,"CT1","Combined Cycle","California",197.3,"Dropped - Units whose status does not meet NEEDS criteria"]
[null,"Oakley Generating Station",57552,"CT2","Combined Cycle","California",197.3,"Dropped - Units whose status does not meet NEEDS criteria"]
[null,"Oakley Generating Station",57552,"ST","Combined Cycle","California",191.3,"Dropped - Units whose status does not meet NEEDS criteria"]
[null,"Algonquin Power Sanger LLC",57564,"STG","Combined Cycle","California",12.5,"Dropped - Units whose status does not meet NEEDS criteria"]
[null,"GE - Tehachapi",57566,"1.6PR","Onshore Wind","California",1.6,"Dropped - Units whose status does not meet NEEDS criteria"]
[null,"Kalaeloa Solar One",57569,"KS1-A","Solar PV","Hawaii",3,"Dropped - Units whose status does not meet NEEDS criteria"]
[null,"Kalaeloa Solar One",57569,"KS1-B","Solar PV","Hawaii",3,"Dropped - Units whose status does not meet NEEDS criteria"]
[null,"Battery Energy Storage System",57583,"BESS","Energy Storage","Alaska",40,"Dropped - in Alaska or in Hawaii or Puerto Rico"]
[null,"The Charleston Clean Energy Facility",57587,"1","Landfill Gas","West Virginia",1.1,"Dropped - Units whose status does not meet NEEDS criteria"]
[null,"The Charleston Clean Energy Facility",57587,"2","Landfill Gas","West Virginia",1.1,"Dropped - Units whose status does not meet NEEDS criteria"]
[null,"Sheraton SD East Tower",57592,"45","Fuel Cell","California",0.3,"Dropped - Units whose status does not meet NEEDS criteria"]
[null,"Sheraton SD East Tower",57592,"47","Fuel Cell","California",0.3,"Dropped - Units whose status does not meet NEEDS criteria"]
[null,"Sheraton SD East Tower",57592,"50","Fuel Cell","California",0.3,"Dropped - Units whose status does not meet NEEDS criteria"]
[null,"Sheraton SD East Tower",57592,"51","Fuel Cell","California",0.3,"Dropped - Units whose status does not meet NEEDS criteria"]
[null,"FibroMont",57596,"G1","Biomass","North Carolina",55,"Dropped - Units whose status does not meet NEEDS criteria"]
[null,"Paulding Wind Farm LLC",57611,"GEN1","Onshore Wind","Ohio",49,"Dropped - Units whose status does not meet NEEDS criteria"]
[null,"Number Nine Wind Farm",57612,"GEN1","Onshore Wind","Maine",250,"Dropped - Units whose status does not meet NEEDS criteria"]
[null,"Antelope Ridge Wind Power",57615,"GEN1","Onshore Wind","Oregon",300,"Dropped - Units whose status does not meet NEEDS criteria"]
[null,"Blackstone Wind Farm III",57618,"GEN1","Onshore Wind","Illinois",200,"Dropped - Units whose status does not meet NEEDS criteria"]
[null,"Blackstone Wind Farm IV",57619,"GEN1","Onshore Wind","Illinois",100,"Dropped - Units whose status does not meet NEEDS criteria"]
[null,"Bright Stalk Wind Farm II",57622,"GEN1","Onshore Wind","Illinois",200,"Dropped - Units whose status does not meet NEEDS criteria"]
[null,"Bos Dairy, LLC",57625,"BOS1","Non-Fossil Waste","Indiana",0.3,"Dropped - Units whose status does not meet NEEDS criteria"]
[null,"Beaver Wood Energy Fair Haven, LLC",57634,"GEN1","Biomass","Vermont",29.5,"Dropped - Units whose status does not meet NEEDS criteria"]
[null,"Auburn LFG Energy Facility",57636,"1","Landfill Gas","New York",1.1,"Dropped - Units whose status does not meet NEEDS criteria"]
[null,"Auburn LFG Energy Facility",57636,"2","Landfill Gas","New York",1.1,"Dropped - Units whose status does not meet NEEDS criteria"]
[null,"Auburn LFG Energy Facility",57636,"3","Landfill Gas","New York",1.1,"Dropped - Units whose status does not meet NEEDS criteria"]
[null,"Antelope Solar Farm",57641,"FRV2","Solar PV","California",20,"Dropped - Units whose status does not meet NEEDS criteria"]
[null,"Vestas Towers America, Inc.",57643,"V112","Onshore Wind","Colorado",3,"Dropped - Units whose status does not meet NEEDS criteria"]
[null,"Town of Falmouth WWTP",57654,"WIND1","Onshore Wind","Massachusetts",0.8,"Dropped - Units whose status does not meet NEEDS criteria"]
[null,"Town of Falmouth WWTP",57654,"WIND2","Onshore Wind","Massachusetts",0.8,"Dropped - Units whose status does not meet NEEDS criteria"]
[null,"Sorrento",57686,"1","Solar PV","Florida",40,"Dropped - Units whose status does not meet NEEDS criteria"]
[null,"DOE Golden NWTC Turbine Side",57693,"ALSTO","Onshore Wind","Colorado",3,"Dropped - Units whose status does not meet NEEDS criteria"]
[null,"Cheyenne Prairie Generating Station",57703,"02B","Combustion Turbine","Wyoming",40,"Dropped - Units whose status does not meet NEEDS criteria"]
[null,"Cheyenne Prairie Generating Station",57703,"03A","Combustion Turbine","Wyoming",40,"Dropped - Units whose status does not meet NEEDS criteria"]
[null,"West Butte Wind Power Project",57704,"WB-1","Onshore Wind","Oregon",104.5,"Dropped - Units whose status does not meet NEEDS criteria"]
[null,"Gibson County Generation Station",57709,"1","Combined Cycle","Tennessee",371,"Dropped - Units whose status does not meet NEEDS criteria"]
[null,"Beacon Power Flywheel System 1",57711,"TYN1","Energy Storage","Massachusetts",1,"Dropped - Units whose status does not meet NEEDS criteria"]
[null,"Beacon Power Flywheel System 2",57712,"TYN2","Energy Storage","Massachusetts",2,"Dropped - Units whose status does not meet NEEDS criteria"]
[null,"Rohr Inc., a Collins Aerospace Company",57713,"151","Combustion Turbine","California",3.2,"Dropped - Units whose status does not meet NEEDS criteria"]
[null,"Rohr Inc., a Collins Aerospace Company",57713,"152","Combustion Turbine","California",3.2,"Dropped - Units whose status does not meet NEEDS criteria"]
[null,"Rohr Inc., a Collins Aerospace Company",57713,"153","Combustion Turbine","California",3.2,"Dropped - Units whose status does not meet NEEDS criteria"]
[null,"Lopez Canyon",57730,"1","Landfill Gas","California",1.5,"Dropped - Units whose status does not meet NEEDS criteria"]
[null,"Suzlon Project VIII LLC",57741,"S128","Onshore Wind","Texas",2.6,"Dropped - Units whose status does not meet NEEDS criteria"]
[null,"Suzlon Project VIII LLC",57741,"SP95","Onshore Wind","Texas",2.1,"Dropped - Units whose status does not meet NEEDS criteria"]
[null,"Consumer Operations LLC",57759,"STG1","O/G Steam","Washington",16.3,"Dropped - Units whose status does not meet NEEDS criteria"]
[null,"Arizona Western College PV",57765,"GV1","Solar PV","Arizona",0.5,"Dropped - Units whose status does not meet NEEDS criteria"]
[null,"Arizona Western College PV",57765,"GV2","Solar PV","Arizona",0.5,"Dropped - Units whose status does not meet NEEDS criteria"]
[null,"FC Landfill Energy",57786,"UNIT1","Landfill Gas","Maryland",1,"Dropped - Units whose status does not meet NEEDS criteria"]
[null,"FC Landfill Energy",57786,"UNIT2","Landfill Gas","Maryland",1,"Dropped - Units whose status does not meet NEEDS criteria"]
[null,"St Joseph Energy Center",57794,"1","Combined Cycle","Indiana",642,"Dropped - Units whose status does not meet NEEDS criteria"]
[null,"St Joseph Energy Center",57794,"CT3","Combined Cycle","Indiana",237,"Dropped - Units whose status does not meet NEEDS criteria"]
[null,"St Joseph Energy Center",57794,"CT4","Combined Cycle","Indiana",237,"Dropped - Units whose status does not meet NEEDS criteria"]
[null,"St Joseph Energy Center",57794,"ST2","Combined Cycle","Indiana",232,"Dropped - Units whose status does not meet NEEDS criteria"]
[null,"Middlebury College",57804,"1","Biomass","Vermont",0.1,"Dropped - Units whose status does not meet NEEDS criteria"]
[null,"Middlebury College",57804,"2","Biomass","Vermont",0.4,"Dropped - Onsite Unit"]
[null,"Middlebury College",57804,"3","Biomass","Vermont",0.3,"Dropped - Onsite Unit"]
[null,"Titusville Solar",57815,"PV1","Solar PV","New Jersey",4.1,"Dropped - Onsite Unit"]
[null,"Tulsa LFG LLC",57828,"GEN2","Landfill Gas","Oklahoma",1.4,"Dropped - Units whose status does not meet NEEDS criteria"]
[null,"Wabash Valley Power IGCC",57842,"1","IGCC","Indiana",85,"Dropped - Units whose status does not meet NEEDS criteria"]
[null,"SC Landfill Energy LLC",57843,"GEN1","Landfill Gas","New Jersey",1.8,"Dropped  - Retired/Planned Retirement by 06/2023"]
[null,"AC Landfill Energy LLC",57845,"UNIT1","Landfill Gas","New Jersey",1.5,"Dropped  - Retired/Planned Retirement by 06/2023"]
[null,"AC Landfill Energy LLC",57845,"UNIT2","Landfill Gas","New Jersey",1.8,"Dropped  - Retired/Planned Retirement by 06/2023"]
[null,"AC Landfill Energy LLC",57845,"UNIT3","Landfill Gas","New Jersey",1.8,"Dropped  - Retired/Planned Retirement by 06/2023"]
[null,"SX Landfill Energy LLC",57846,"UNIT1","Landfill Gas","New Jersey",1.5,"Dropped  - Retired/Planned Retirement by 06/2023"]
[null,"SX Landfill Energy LLC",57846,"UNIT2","Landfill Gas","New Jersey",1.5,"Dropped  - Retired/Planned Retirement by 06/2023"]
[null,"BC Landfill Energy LLC",57847,"UNIT1","Landfill Gas","New Jersey",1.4,"Dropped  - Retired/Planned Retirement by 06/2023"]
[null,"BC Landfill Energy LLC",57847,"UNIT2","Landfill Gas","New Jersey",1.4,"Dropped  - Retired/Planned Retirement by 06/2023"]
[null,"BC Landfill Energy LLC",57847,"UNIT3","Landfill Gas","New Jersey",1.4,"Dropped  - Retired/Planned Retirement by 06/2023"]
[null,"BC Landfill Energy LLC",57847,"UNIT4","Landfill Gas","New Jersey",1.4,"Dropped  - Retired/Planned Retirement by 06/2023"]
[null,"BC Landfill Energy LLC",57847,"UNIT5","Landfill Gas","New Jersey",1.4,"Dropped  - Retired/Planned Retirement by 06/2023"]
[null,"WC Landfill Energy LLC",57848,"GEN1","Landfill Gas","New Jersey",2,"Dropped - Units whose status does not meet NEEDS criteria"]
[null,"North Hollywood",57854,"1PT1","Hydro","California",1.8,"Dropped - Units whose status does not meet NEEDS criteria"]
[null,"North Hollywood",57854,"2T3","Hydro","California",0.5,"Dropped - Units whose status does not meet NEEDS criteria"]
[null,"Shasta Renewable Resources Plant",57857,"1","Biomass","California",5.5,"Dropped - Units whose status does not meet NEEDS criteria"]
[null,"Trinity Oaks Energy",57877,"UNT1","Landfill Gas","Texas",1.5,"Dropped - Units whose status does not meet NEEDS criteria"]
[null,"Trinity Oaks Energy",57877,"UNT2","Landfill Gas","Texas",1.5,"Dropped - Units whose status does not meet NEEDS criteria"]
[null,"Fort Worth Methane",57878,"UNT1","Landfill Gas","Texas",1.5,"Dropped - Units whose status does not meet NEEDS criteria"]
[null,"Levy Nuclear Plant",57894,"LNP1","Nuclear","Florida",1092,"Dropped - Units whose status does not meet NEEDS criteria"]
[null,"Levy Nuclear Plant",57894,"LNP2","Nuclear","Florida",1092,"Dropped - Units whose status does not meet NEEDS criteria"]
[null,"Improvement Dst No. 4",57895,"ID4","Solar PV","California",1.1,"Dropped - Onsite Unit"]
[null,"Hidden Hills Solar Plant 1",57905,"1","Solar Thermal","California",250,"Dropped - Units whose status does not meet NEEDS criteria"]
[null,"Hidden Hills Solar Plant 2",57906,"1","Solar Thermal","California",250,"Dropped - Units whose status does not meet NEEDS criteria"]
[null,"Colton Plant",57907,"1","Coal Steam","California",14.3,"Dropped - Units whose status does not meet NEEDS criteria"]
[null,"Colton Plant",57907,"2","Coal Steam","California",14.3,"Dropped - Units whose status does not meet NEEDS criteria"]
[null,"Sidney MT Plant",57914,"1","Coal Steam","Montana",2,"Dropped - Onsite Unit"]
[null,"Sidney MT Plant",57914,"2","Coal Steam","Montana",2,"Dropped - Onsite Unit"]
[null,"Genesis Alkali",57915,"1","Coal Steam","Wyoming",3.5,"Dropped - Onsite Unit"]
[null,"Genesis Alkali",57915,"2","Coal Steam","Wyoming",3.5,"Dropped - Onsite Unit"]
[null,"Genesis Alkali",57915,"3","Coal Steam","Wyoming",4,"Dropped - Onsite Unit"]
[null,"Genesis Alkali",57915,"4","Coal Steam","Wyoming",10,"Dropped - Onsite Unit"]
[null,"Genesis Alkali",57915,"5","Coal Steam","Wyoming",10,"Dropped - Onsite Unit"]
[null,"Genesis Alkali",57915,"6","Coal Steam","Wyoming",10,"Dropped - Onsite Unit"]
[null,"Spreckels Sugar Company",57916,"1","O/G Steam","California",8.9,"Dropped - Onsite Unit"]
[null,"Bayer CropScience Institute Plant",57917,"1","Coal Steam","West Virginia",6.3,"Dropped - Units whose status does not meet NEEDS criteria"]
[null,"Bayer CropScience Institute Plant",57917,"2","Coal Steam","West Virginia",6.3,"Dropped - Units whose status does not meet NEEDS criteria"]
[null,"Jacksonville Developmental Center",57918,"1","Coal Steam","Illinois",0.7,"Dropped - Units whose status does not meet NEEDS criteria"]
[null,"Jacksonville Developmental Center",57918,"2","Coal Steam","Illinois",0.7,"Dropped - Units whose status does not meet NEEDS criteria"]
[null,"Jacksonville Developmental Center",57918,"3","Coal Steam","Illinois",2,"Dropped - Units whose status does not meet NEEDS criteria"]
[null,"Sonoco Products Co",57919,"2","O/G Steam","South Carolina",2.5,"Dropped - Onsite Unit"]
[null,"Sonoco Products Co",57919,"3","Biomass","South Carolina",10,"Dropped - Onsite Unit"]
[null,"Sonoco Products Co",57919,"4","Coal Steam","South Carolina",28,"Dropped - Onsite Unit"]
[null,"Dolan Springs",57920,"1","Onshore Wind","Arizona",300,"Dropped - Units whose status does not meet NEEDS criteria"]
[null,"Kettleman Solar",57921,"1","Solar PV","California",22,"Dropped - Units whose status does not meet NEEDS criteria"]
[null,"Dry Lake Solar",57922,"1","Solar PV","Arizona",50,"Dropped - Units whose status does not meet NEEDS criteria"]
[null,"Tierra Bonita Solar",57923,"1","Solar PV","California",22,"Dropped - Units whose status does not meet NEEDS criteria"]
[null,"Klamath Solar",57924,"1","Solar PV","Oregon",5,"Dropped - Units whose status does not meet NEEDS criteria"]
[null,"Heat Plant 770",57926,"HP","O/G Steam","Ohio",1.2,"Dropped - Units whose status does not meet NEEDS criteria"]
[null,"Heat Plant 770",57926,"LP","O/G Steam","Ohio",0.8,"Dropped - Units whose status does not meet NEEDS criteria"]
[null,"SIUC",57928,"EMER","Combustion Turbine","Illinois",1.6,"Dropped - Onsite Unit"]
[null,"SIUC",57928,"GEN5","Coal Steam","Illinois",2.8,"Dropped - Onsite Unit"]
[null,"Wentzville Assembly & Contiguous",57932,"GEN1","O/G Steam","Missouri",3,"Dropped - Units whose status does not meet NEEDS criteria"]
[null,"Eva Creek Wind",57935,"EVW","Onshore Wind","Alaska",24.6,"Dropped - in Alaska or in Hawaii or Puerto Rico"]
[null,"Albany Brewery",57936,"GEN1","Coal Steam","Georgia",2.5,"Dropped - Units whose status does not meet NEEDS criteria"]
[null,"Western Sugar Coop - Scottsbluff",57937,"SCBF","Coal Steam","Nebraska",5,"Dropped - Onsite Unit"]
[null,"Wausau Paper Middletown",57940,"G3","Coal Steam","Ohio",7.5,"Dropped - Onsite Unit"]
[null,"Goddard Steam Plant",57944,"1","O/G Steam","Maryland",5,"Dropped - Units whose status does not meet NEEDS criteria"]
[null,"Goddard Steam Plant",57944,"2","O/G Steam","Maryland",5,"Dropped - Units whose status does not meet NEEDS criteria"]
[null,"MSC Sebewaing",57949,"1","Coal Steam","Michigan",1.4,"Dropped - Onsite Unit"]
[null,"MSC Sebewaing",57949,"2","Coal Steam","Michigan",0.9,"Dropped - Units whose status does not meet NEEDS criteria"]
[null,"MSC Croswell",57950,"1","O/G Steam","Michigan",1.2,"Dropped - Onsite Unit"]
[null,"Roquette America",57953,"HRSG","Combined Cycle","Iowa",10,"Dropped - Units whose status does not meet NEEDS criteria"]
[null,"Silver Grove",57955,"1","Combustion Turbine","Kentucky",4.3,"Dropped - Units whose status does not meet NEEDS criteria"]
[null,"LanEast Solar Farm LLC",57957,"1","Solar PV","California",20,"Dropped - Units whose status does not meet NEEDS criteria"]
[null,"LanWest Solar Farm LLC",57958,"1","Solar PV","California",5,"Dropped - Units whose status does not meet NEEDS criteria"]
[null,"Tierra Del Sol Solar Farm LLC",57961,"1","Solar PV","California",45,"Dropped - Units whose status does not meet NEEDS criteria"]
[null,"Southeast Steam Plant",57966,"SSP","O/G Steam","Minnesota",2,"Dropped - Onsite Unit"]
[null,"Western Sugar Coop - Torrington",57967,"GEGEN","O/G Steam","Wyoming",2,"Dropped - Onsite Unit"]
[null,"AES Johnson City",57972,"JCP1","Energy Storage","New York",8,"Dropped - Units whose status does not meet NEEDS criteria"]
[null,"Auwahi Wind Energy Hybrid",57996,"AWEB","Energy Storage","Hawaii",11,"Dropped - in Alaska or in Hawaii or Puerto Rico"]
[null,"Auwahi Wind Energy Hybrid",57996,"AWET","Onshore Wind","Hawaii",24,"Dropped - in Alaska or in Hawaii or Puerto Rico"]
[null,"Evergreen Community Power",58023,"ECP","Biomass","Pennsylvania",25,"Dropped - Units whose status does not meet NEEDS criteria"]
[null,"Lilly Technical Center",58043,"1","Combustion Turbine","Indiana",1,"Dropped - Onsite Unit"]
[null,"Lilly Technical Center",58043,"2","Combustion Turbine","Indiana",1,"Dropped - Onsite Unit"]
[null,"Lilly Technical Center",58043,"3","Combustion Turbine","Indiana",2,"Dropped - Onsite Unit"]
[null,"Lilly Technical Center",58043,"4","Combustion Turbine","Indiana",2,"Dropped - Onsite Unit"]
[null,"Lilly Technical Center",58043,"5","Non-Fossil Waste","Indiana",1,"Dropped - Units whose status does not meet NEEDS criteria"]
[null,"Works 53",58046,"1","Combustion Turbine","North Carolina",1,"Dropped - Onsite Unit"]
[null,"Works 53",58046,"2","Combustion Turbine","North Carolina",1.2,"Dropped - Onsite Unit"]
[null,"Works 53",58046,"3","Combustion Turbine","North Carolina",0.8,"Dropped - Onsite Unit"]
[null,"Miller Coors Eden LLC",58050,"TRB1","Coal Steam","North Carolina",5,"Dropped - Units whose status does not meet NEEDS criteria"]
[null,"Vitro Architectural Glass (PA)",58051,"L1","Combustion Turbine","Pennsylvania",2,"Dropped - Onsite Unit"]
[null,"Vitro Architectural Glass (PA)",58051,"L2AE","Combustion Turbine","Pennsylvania",1.5,"Dropped - Onsite Unit"]
[null,"Vitro Architectural Glass (PA)",58051,"L2BW","Combustion Turbine","Pennsylvania",1.5,"Dropped - Onsite Unit"]
[null,"Battle Creek Mill",58052,"1TG","O/G Steam","Michigan",0.8,"Dropped - Onsite Unit"]
[null,"Battle Creek Mill",58052,"2TG","O/G Steam","Michigan",0.8,"Dropped - Units whose status does not meet NEEDS criteria"]
[null,"Vitro Flat Glass LLC",58053,"IG#2","Combustion Turbine","California",0.7,"Dropped - Onsite Unit"]
[null,"Vitro Flat Glass LLC",58053,"OG#1","Combustion Turbine","California",1,"Dropped - Onsite Unit"]
[null,"Vitro Flat Glass LLC",58053,"OG#3","Combustion Turbine","California",0.9,"Dropped - Onsite Unit"]
[null,"Windy Ridge Generating Facility",58055,"1","Non-Fossil Waste","Indiana",0.6,"Dropped - Units whose status does not meet NEEDS criteria"]
[null,"Windy Ridge Generating Facility",58055,"2","Non-Fossil Waste","Indiana",0.6,"Dropped - Units whose status does not meet NEEDS criteria"]
[null,"MillerCoors Irwindale Brewery",58056,"JEN1","Non-Fossil Waste","California",0.6,"Dropped - Onsite Unit"]
[null,"MillerCoors Irwindale Brewery",58056,"JEN2","Non-Fossil Waste","California",0.6,"Dropped - Onsite Unit"]
[null,"MolsonCoors Irwindale Brewery",58056,"PV","Solar PV","California",2.5,"Dropped - Onsite Unit"]
[null,"MillerCoors Irwindale Brewery",58056,"T100","Combustion Turbine","California",4.1,"Dropped - Onsite Unit"]
[null,"MillerCoors Irwindale Brewery",58056,"T200","Combustion Turbine","California",4.1,"Dropped - Onsite Unit"]
[null,"Paramount Refinery",58058,"1","Combustion Turbine","California",6.5,"Dropped - Units whose status does not meet NEEDS criteria"]
[null,"MillerCoors Trenton Brewery",58059,"GE","Coal Steam","Ohio",8,"Dropped - Units whose status does not meet NEEDS criteria"]
[null,"MillerCoors Trenton Brewery",58059,"MURR","Coal Steam","Ohio",3,"Dropped - Units whose status does not meet NEEDS criteria"]
[null,"SABIC Innovative Plastics Mt. Vernon",58063,"1","Coal Steam","Indiana",3,"Dropped - Units whose status does not meet NEEDS criteria"]
[null,"SABIC Innovative Plastics Mt. Vernon",58063,"COGN1","Combustion Turbine","Indiana",78.6,"Dropped - Onsite Unit"]
[null,"PCA, Filer City Mill",58066,"TG2","O/G Steam","Michigan",8,"Dropped - Onsite Unit"]
[null,"PCA, Filer City Mill",58066,"TG3","O/G Steam","Michigan",11.5,"Dropped - Onsite Unit"]
[null,"PRSI FCC Generator",58069,"55M1","Coal Steam","Texas",3,"Dropped - Onsite Unit"]
[null,"El Dorado Refinery",58075,"L3804","Combustion Turbine","Kansas",32,"Dropped - Onsite Unit"]
[null,"Cross Oil Refining & Marketing, Inc",58077,"CROSS","Combustion Turbine","Arkansas",3.5,"Dropped - Units whose status does not meet NEEDS criteria"]
[null,"Western Sugar Coop- Ft Morgan",58081,"ATB-2","Coal Steam","Colorado",3,"Dropped - Onsite Unit"]
[null,"Fullerton Mill CHP",58083,"GTG1","Combined Cycle","California",12,"Dropped  - Retired/Planned Retirement by 06/2023"]
[null,"Fullerton Mill CHP",58083,"STG1","Combined Cycle","California",1,"Dropped  - Retired/Planned Retirement by 06/2023"]
[null,"PRC-Desoto Intl/PPG Aerospace",58085,"CATR1","Combustion Turbine","California",0.5,"Dropped - Onsite Unit"]
[null,"PRC-Desoto Intl/PPG Aerospace",58085,"CATR2","Combustion Turbine","California",1,"Dropped - Onsite Unit"]
[null,"Pea Patch Wind Farm",58087,"PEAP","Onshore Wind","Maryland",50,"Dropped - Units whose status does not meet NEEDS criteria"]
[null,"Kern Oil & Refining Co",58100,"5900","Combustion Turbine","California",4.9,"Dropped - Onsite Unit"]
[null,"International Paper Red River Mill",58108,"3 T-G","Non-Fossil Waste","Louisiana",55,"Dropped - Onsite Unit"]
[null,"Georgia-Pacific Toledo Mill",58109,"TG1","Non-Fossil Waste","Oregon",18.4,"Dropped - Units whose status does not meet NEEDS criteria"]
[null,"Georgia-Pacific Toledo Mill",58109,"TG2","Non-Fossil Waste","Oregon",13.4,"Dropped - Onsite Unit"]
[null,"Cellu Tissue",58116,"GEN1","Combustion Turbine","Connecticut",2.5,"Dropped - Onsite Unit"]
[null,"TNSG South Plant",58117,"2","Combustion Turbine","Alaska",0.6,"Dropped - in Alaska or in Hawaii or Puerto Rico"]
[null,"TNSG South Plant",58117,"3","Combustion Turbine","Alaska",0.6,"Dropped - in Alaska or in Hawaii or Puerto Rico"]
[null,"TNSG South Plant",58117,"6","Combustion Turbine","Alaska",2,"Dropped - in Alaska or in Hawaii or Puerto Rico"]
[null,"TNSG South Plant",58117,"12","Combustion Turbine","Alaska",0.6,"Dropped - Units whose status does not meet NEEDS criteria"]
[null,"TNSG South Plant",58117,"1A","Combustion Turbine","Alaska",0.8,"Dropped - in Alaska or in Hawaii or Puerto Rico"]
[null,"TNSG South Plant",58117,"4A","Combustion Turbine","Alaska",0.8,"Dropped - in Alaska or in Hawaii or Puerto Rico"]
[null,"Adkins Energy LLC",58136,"S5MW","Combustion Turbine","Illinois",4,"Dropped - Onsite Unit"]
[null,"Otter Creek Ethanol Poet - Ashton",58138,"1","Combustion Turbine","Iowa",5.5,"Dropped - Onsite Unit"]
[null,"Summit Street Power Plant",58140,"GT-1","Combustion Turbine","Ohio",4.9,"Dropped - Onsite Unit"]
[null,"Summit Street Power Plant",58140,"GT-2","Combustion Turbine","Ohio",6.9,"Dropped - Onsite Unit"]
[null,"Twin Rivers Paper Co LLC",58146,"GEN5","Non-Fossil Waste","Maine",22,"Dropped - Onsite Unit"]
[null,"Eastern Maine Medical Center",58153,"COGE","Combustion Turbine","Maine",3.8,"Dropped - Onsite Unit"]
[null,"SUNY Old Westbury College",58156,"GE","Combustion Turbine","New York",1.8,"Dropped - Onsite Unit"]
[null,"University of Rochester",58157,"HP","O/G Steam","New York",17,"Dropped - Onsite Unit"]
[null,"University of Rochester",58157,"LP","O/G Steam","New York",7.2,"Dropped - Onsite Unit"]
[null,"Wesleyan University Cogen 1",58158,"1","Combustion Turbine","Connecticut",2.3,"Dropped - Onsite Unit"]
[null,"UCONN Cogen Facility",58159,"CGT1","Combined Cycle","Connecticut",6.9,"Dropped - Onsite Unit"]
[null,"UCONN Cogen Facility",58159,"CGT2","Combined Cycle","Connecticut",6.9,"Dropped - Onsite Unit"]
[null,"UCONN Cogen Facility",58159,"CGT3","Combined Cycle","Connecticut",6.9,"Dropped - Onsite Unit"]
[null,"UCONN Cogen Facility",58159,"STG1","Combined Cycle","Connecticut",4.9,"Dropped - Onsite Unit"]
[null,"Williams College - Campus CHP",58160,"GEN2","O/G Steam","Massachusetts",3,"Dropped - Onsite Unit"]
[null,"Williams College - Campus CHP",58160,"GEN3","Combustion Turbine","Massachusetts",1.2,"Dropped - Units whose status does not meet NEEDS criteria"]
[null,"Williams College - Campus CHP",58160,"GEN4","Combustion Turbine","Massachusetts",2,"Dropped - Onsite Unit"]
[null,"Williams College - Campus CHP",58160,"GEN5","Combustion Turbine","Massachusetts",2,"Dropped - Onsite Unit"]
[null,"Williams College - Campus CHP",58160,"GEN6","Combustion Turbine","Massachusetts",2,"Dropped - Units whose status does not meet NEEDS criteria"]
[null,"Mercy Medical Center",58163,"1","Combustion Turbine","New York",0.1,"Dropped - Onsite Unit"]
[null,"Mercy Medical Center",58163,"2","Combustion Turbine","New York",0.4,"Dropped - Units whose status does not meet NEEDS criteria"]
[null,"Mercy Medical Center",58163,"3","Combustion Turbine","New York",0.4,"Dropped - Onsite Unit"]
[null,"Mercy Medical Center",58163,"4","Combustion Turbine","New York",0.7,"Dropped - Onsite Unit"]
[null,"Mercy Medical Center",58163,"5","Combustion Turbine","New York",0.3,"Dropped - Onsite Unit"]
[null,"Mercy Medical Center",58163,"6","Combustion Turbine","New York",0.2,"Dropped - Onsite Unit"]
[null,"Mercy Medical Center",58163,"7","Combustion Turbine","New York",0.3,"Dropped - Onsite Unit"]
[null,"Mercy Medical Center",58163,"8","Combustion Turbine","New York",0.6,"Dropped - Onsite Unit"]
[null,"College of New Jersey",58165,"COGEN","Combustion Turbine","New Jersey",4.2,"Dropped - Onsite Unit"]
[null,"Smith College Central Heating Plant",58166,"GT-1","Combustion Turbine","Massachusetts",2.7,"Dropped - Onsite Unit"]
[null,"William Floyd School District",58167,"GEN1","Combustion Turbine","New York",1.3,"Dropped - Onsite Unit"]
[null,"William Floyd School District",58167,"GEN2","Combustion Turbine","New York",1.3,"Dropped - Onsite Unit"]
[null,"William Floyd School District",58167,"GEN3","Combustion Turbine","New York",1.3,"Dropped - Onsite Unit"]
[null,"Energy Center",58168,"EC01","Combustion Turbine","California",1.5,"Dropped - Units whose status does not meet NEEDS criteria"]
[null,"Energy Center",58168,"TURB1","Combustion Turbine","California",0.3,"Dropped - Onsite Unit"]
[null,"Energy Center",58168,"TURB2","Combustion Turbine","California",0.3,"Dropped - Onsite Unit"]
[null,"Energy Center",58168,"TURB3","Combustion Turbine","California",0.3,"Dropped - Onsite Unit"]
[null,"Connecticut Valley Hospital Plant",58176,"ST#1","Combined Cycle","Connecticut",0.7,"Dropped - Units whose status does not meet NEEDS criteria"]
[null,"Connecticut Valley Hospital Plant",58176,"ST#2","Combined Cycle","Connecticut",0.5,"Dropped - Units whose status does not meet NEEDS criteria"]
[null,"Connecticut Valley Hospital Plant",58176,"ST#3","Combined Cycle","Connecticut",0.5,"Dropped - Units whose status does not meet NEEDS criteria"]
[null,"MTSU Power Co-Gen Plant",58179,"GT-01","Combustion Turbine","Tennessee",5,"Dropped - Onsite Unit"]
[null,"MTSU Power Co-Gen Plant",58179,"SG-01","Combustion Turbine","Tennessee",2,"Dropped - Units whose status does not meet NEEDS criteria"]
[null,"MTSU Power Co-Gen Plant",58179,"SG-02","Combustion Turbine","Tennessee",2,"Dropped - Units whose status does not meet NEEDS criteria"]
[null,"MTSU Power Co-Gen Plant",58179,"SG-03","Combustion Turbine","Tennessee",2,"Dropped - Units whose status does not meet NEEDS criteria"]
[null,"MTSU Power Co-Gen Plant",58179,"SG-04","Combustion Turbine","Tennessee",2,"Dropped - Units whose status does not meet NEEDS criteria"]
[null,"MTSU Power Co-Gen Plant",58179,"SG-05","Combustion Turbine","Tennessee",2,"Dropped - Units whose status does not meet NEEDS criteria"]
[null,"Loyola University Health Plant",58181,"UNIT1","Combustion Turbine","Illinois",3.9,"Dropped - Onsite Unit"]
[null,"Loyola University Health Plant",58181,"UNIT2","Combustion Turbine","Illinois",3.9,"Dropped - Onsite Unit"]
[null,"Prairie Horizon Agri Energy",58183,"T5687","O/G Steam","Kansas",0.7,"Dropped - Units whose status does not meet NEEDS criteria"]
[null,"Prairie Horizon Agri Energy",58183,"T5741","O/G Steam","Kansas",0.7,"Dropped - Onsite Unit"]
[null,"Amherst College Co Gen",58185,"CTG","Combustion Turbine","Massachusetts",1.2,"Dropped - Onsite Unit"]
[null,"Amherst College Co Gen",58185,"STG","O/G Steam","Massachusetts",0.5,"Dropped - Onsite Unit"]
[null,"HVCC Cogen Plant",58186,"CG01","Combustion Turbine","New York",0.8,"Dropped - Onsite Unit"]
[null,"HVCC Cogen Plant",58186,"CG02","Combustion Turbine","New York",0.8,"Dropped - Onsite Unit"]
[null,"HVCC Cogen Plant",58186,"CG03","Combustion Turbine","New York",1.3,"Dropped - Onsite Unit"]
[null,"HVCC Cogen Plant",58186,"CG04","Combustion Turbine","New York",1.2,"Dropped - Onsite Unit"]
[null,"HVCC Cogen Plant",58186,"CG05","Combustion Turbine","New York",2,"Dropped - Onsite Unit"]
[null,"HVCC Cogen Plant",58186,"CG06","Combustion Turbine","New York",1.3,"Dropped - Onsite Unit"]
[null,"Rio Mesa Solar Facility 1",58188,"1","Solar Thermal","California",250,"Dropped - Units whose status does not meet NEEDS criteria"]
[null,"Rio Mesa SEGF 2",58189,"1","Solar Thermal","California",250,"Dropped - Units whose status does not meet NEEDS criteria"]
[null,"Thomas M Knott Cogen Facility",58190,"CG","Combustion Turbine","California",1.2,"Dropped - Units whose status does not meet NEEDS criteria"]
[null,"US Magnesium",58191,"GT1","Combustion Turbine","Utah",10,"Dropped - Onsite Unit"]
[null,"US Magnesium",58191,"GT2","Combustion Turbine","Utah",10,"Dropped - Onsite Unit"]
[null,"US Magnesium",58191,"GT3","Combustion Turbine","Utah",10,"Dropped - Onsite Unit"]
[null,"US Magnesium",58191,"GT4","Combustion Turbine","Utah",24,"Dropped - Units whose status does not meet NEEDS criteria"]
[null,"Arkalon Ethanol LLC",58192,"ST961","O/G Steam","Kansas",3,"Dropped - Onsite Unit"]
[null,"Bonanza BioEnergy LLC",58193,"ST96","O/G Steam","Kansas",2,"Dropped - Onsite Unit"]
[null,"West Campus Steam Plant",58194,"WC 2","Coal Steam","Pennsylvania",0.5,"Dropped - Units whose status does not meet NEEDS criteria"]
[null,"West Campus Steam Plant",58194,"WC 3","Coal Steam","Pennsylvania",0.6,"Dropped - Units whose status does not meet NEEDS criteria"]
[null,"West Campus Steam Plant",58194,"WC 4","O/G Steam","Pennsylvania",1.5,"Dropped - Onsite Unit"]
[null,"West Campus Steam Plant",58194,"WC 5","O/G Steam","Pennsylvania",1.5,"Dropped - Onsite Unit"]
[null,"Cargill Salt Hersey",58196,"ST1","O/G Steam","Michigan",2.1,"Dropped - Onsite Unit"]
[null,"Poet Biorefining Lake Crystal",58197,"1","Combustion Turbine","Minnesota",6,"Dropped - Onsite Unit"]
[null,"Poet Biorefining Lake Crystal",58197,"2","O/G Steam","Minnesota",1,"Dropped - Onsite Unit"]
[null,"Arizona State University CHP",58199,"G1","Combined Cycle","Arizona",9.2,"Dropped - Onsite Unit"]
[null,"Monroe Community College Plant",58201,"1","Combustion Turbine","New York",1.4,"Dropped - Onsite Unit"]
[null,"Monroe Community College Plant",58201,"2","Combustion Turbine","New York",1.6,"Dropped - Onsite Unit"]
[null,"Monroe Community College Plant",58201,"3","Combustion Turbine","New York",1.6,"Dropped - Onsite Unit"]
[null,"Monroe Community College Plant",58201,"4","Combustion Turbine","New York",1.6,"Dropped - Onsite Unit"]
[null,"Hudson Ranch Power II LLC",58211,"HR2","Geothermal","California",49,"Dropped - Units whose status does not meet NEEDS criteria"]
[null,"Buzzard Roost GT",58212,"6","Combustion Turbine","South Carolina",22.7,"Dropped - Units whose status does not meet NEEDS criteria"]
[null,"Buzzard Roost GT",58212,"7","Combustion Turbine","South Carolina",22.7,"Dropped - Units whose status does not meet NEEDS criteria"]
[null,"Buzzard Roost GT",58212,"8","Combustion Turbine","South Carolina",22.7,"Dropped - Units whose status does not meet NEEDS criteria"]
[null,"Buzzard Roost GT",58212,"9","Combustion Turbine","South Carolina",22.7,"Dropped - Units whose status does not meet NEEDS criteria"]
[null,"Buzzard Roost GT",58212,"10","Combustion Turbine","South Carolina",17.8,"Dropped - Units whose status does not meet NEEDS criteria"]
[null,"Buzzard Roost GT",58212,"11","Combustion Turbine","South Carolina",17.8,"Dropped - Units whose status does not meet NEEDS criteria"]
[null,"Buzzard Roost GT",58212,"12","Combustion Turbine","South Carolina",17.8,"Dropped - Units whose status does not meet NEEDS criteria"]
[null,"Buzzard Roost GT",58212,"13","Combustion Turbine","South Carolina",17.8,"Dropped - Units whose status does not meet NEEDS criteria"]
[null,"Buzzard Roost GT",58212,"14","Combustion Turbine","South Carolina",17.8,"Dropped - Units whose status does not meet NEEDS criteria"]
[null,"Buzzard Roost GT",58212,"15","Combustion Turbine","South Carolina",17.8,"Dropped - Units whose status does not meet NEEDS criteria"]
[null,"Oak Tree Farm Dairy Facility",58221,"1","Combustion Turbine","New York",0.3,"Dropped - Units whose status does not meet NEEDS criteria"]
[null,"Oak Tree Farm Dairy Facility",58221,"2","Combustion Turbine","New York",0.3,"Dropped - Units whose status does not meet NEEDS criteria"]
[null,"Oak Tree Farm Dairy Facility",58221,"3","Combustion Turbine","New York",0.3,"Dropped - Units whose status does not meet NEEDS criteria"]
[null,"Oak Tree Farm Dairy Facility",58221,"4","Combustion Turbine","New York",0.3,"Dropped - Units whose status does not meet NEEDS criteria"]
[null,"E.B. Eddy Paper Inc",58222,"3TU","O/G Steam","Michigan",5,"Dropped - Onsite Unit"]
[null,"Hoag Hospital Cogen Plant",58223,"1","Combustion Turbine","California",1.2,"Dropped - Onsite Unit"]
[null,"Hoag Hospital Cogen Plant",58223,"2","Combustion Turbine","California",1.2,"Dropped - Onsite Unit"]
[null,"Hoag Hospital Cogen Plant",58223,"3","Combustion Turbine","California",1.2,"Dropped - Onsite Unit"]
[null,"Lake Marion",58229,"GEN1","Combustion Turbine","Minnesota",8.8,"Dropped - Units whose status does not meet NEEDS criteria"]
[null,"Hastings",58230,"GEN1","Combustion Turbine","Minnesota",8.8,"Dropped - Units whose status does not meet NEEDS criteria"]
[null,"C&H Sugar Plant",58251,"TG3","Non-Fossil Waste","California",5,"Dropped - Onsite Unit"]
[null,"C&H Sugar Plant",58251,"TG4","Non-Fossil Waste","California",5,"Dropped - Onsite Unit"]
[null,"Los Alamos PV Site",58256,"4","Solar PV","New Mexico",1,"Dropped - Units whose status does not meet NEEDS criteria"]
[null,"Kalaeloa Solar Two",58259,"KAS2","Solar PV","Hawaii",5,"Dropped - in Alaska or in Hawaii or Puerto Rico"]
[null,"Bay View Cogeneration Facility",58263,"GTG","Landfill Gas","Ohio",4.4,"Dropped - Units whose status does not meet NEEDS criteria"]
[null,"Bay View Cogeneration Facility",58263,"STG","Landfill Gas","Ohio",4,"Dropped - Units whose status does not meet NEEDS criteria"]
[null,"NCAH Central Utility Plant",58265,"C-3","Combustion Turbine","Iowa",0.2,"Dropped - Onsite Unit"]
[null,"NCAH Central Utility Plant",58265,"EP-2","Combustion Turbine","Iowa",0.6,"Dropped - Units whose status does not meet NEEDS criteria"]
[null,"NCAH Central Utility Plant",58265,"EP-6","Combustion Turbine","Iowa",0.8,"Dropped - Onsite Unit"]
[null,"NCAH Central Utility Plant",58265,"FRZRF","Combustion Turbine","Iowa",0.2,"Dropped - Onsite Unit"]
[null,"NCAH Central Utility Plant",58265,"MBGEN","Combustion Turbine","Iowa",0.5,"Dropped - Onsite Unit"]
[null,"NCAH Central Utility Plant",58265,"S-13","Combustion Turbine","Iowa",2.1,"Dropped - Onsite Unit"]
[null,"NCAH Central Utility Plant",58265,"S-14","Combustion Turbine","Iowa",2.1,"Dropped - Onsite Unit"]
[null,"NCAH Central Utility Plant",58265,"S-16","Combustion Turbine","Iowa",3,"Dropped - Onsite Unit"]
[null,"NCAH Central Utility Plant",58265,"S-17","Combustion Turbine","Iowa",2,"Dropped - Onsite Unit"]
[null,"NCAH Central Utility Plant",58265,"S-18","Combustion Turbine","Iowa",2,"Dropped - Onsite Unit"]
[null,"NCAH Central Utility Plant",58265,"S-19","Combustion Turbine","Iowa",2,"Dropped - Onsite Unit"]
[null,"NCAH Central Utility Plant",58265,"S-7A","Combustion Turbine","Iowa",1,"Dropped - Units whose status does not meet NEEDS criteria"]
[null,"Paia Hydroelectric Plant",58277,"PAH1","Hydro","Hawaii",1.3,"Dropped - in Alaska or in Hawaii or Puerto Rico"]
[null,"TNSG North Plant",58278,"13","Combustion Turbine","Alaska",0.3,"Dropped - in Alaska or in Hawaii or Puerto Rico"]
[null,"TNSG North Plant",58278,"CT1","Combustion Turbine","Alaska",4.5,"Dropped - in Alaska or in Hawaii or Puerto Rico"]
[null,"TNSG North Plant",58278,"CT2","Combustion Turbine","Alaska",4.5,"Dropped - in Alaska or in Hawaii or Puerto Rico"]
[null,"TNSG North Plant",58278,"CT3","Combustion Turbine","Alaska",4.5,"Dropped - in Alaska or in Hawaii or Puerto Rico"]
[null,"TNSG North Plant",58278,"CT4","Combustion Turbine","Alaska",4.5,"Dropped - in Alaska or in Hawaii or Puerto Rico"]
[null,"Lanikuhana Solar LLC",58281,"1","Solar PV","Hawaii",14.7,"Dropped - in Alaska or in Hawaii or Puerto Rico"]
[null,"La Luz Energy Center",58284,"0002","Combustion Turbine","New Mexico",40.2,"Dropped - Units whose status does not meet NEEDS criteria"]
[null,"Zuni Solar 1",58285,"ZNPV","Solar PV","California",1.5,"Dropped - Units whose status does not meet NEEDS criteria"]
[null,"Zuni Solar 2",58286,"ZSPV","Solar PV","California",1.5,"Dropped - Units whose status does not meet NEEDS criteria"]
[null,"Helen Solar 1",58287,"GWPV","Solar PV","California",1.5,"Dropped - Units whose status does not meet NEEDS criteria"]
[null,"Helen Solar 2",58288,"GEPV","Solar PV","California",1.5,"Dropped - Units whose status does not meet NEEDS criteria"]
[null,"Tehachapi Spindle",58291,"TS1","Energy Storage","California",20,"Dropped - Units whose status does not meet NEEDS criteria"]
[null,"SREC Bath LFGTE",58295,"GEN1","Landfill Gas","New York",1.6,"Dropped - Units whose status does not meet NEEDS criteria"]
[null,"SREC Bath LFGTE",58295,"GEN2","Landfill Gas","New York",1.6,"Dropped - Units whose status does not meet NEEDS criteria"]
[null,"The Andersons Albion Ethanol LLC",58330,"9611","O/G Steam","Michigan",0.2,"Dropped - Onsite Unit"]
[null,"The Andersons Albion Ethanol LLC",58330,"CHP-1","Combustion Turbine","Michigan",6,"Dropped - Onsite Unit"]
[null,"Fuquay Farm",58331,"1","Solar PV","North Carolina",5,"Dropped - Units whose status does not meet NEEDS criteria"]
[null,"CJTS Energy Center",58365,"UNIT1","Fuel Cell","Connecticut",0.2,"Dropped - Units whose status does not meet NEEDS criteria"]
[null,"CJTS Energy Center",58365,"UNIT2","Fuel Cell","Connecticut",0.2,"Dropped - Units whose status does not meet NEEDS criteria"]
[null,"CJTS Energy Center",58365,"UNIT3","Fuel Cell","Connecticut",0.2,"Dropped - Units whose status does not meet NEEDS criteria"]
[null,"CJTS Energy Center",58365,"UNIT4","Fuel Cell","Connecticut",0.2,"Dropped - Units whose status does not meet NEEDS criteria"]
[null,"CJTS Energy Center",58365,"UNIT5","Fuel Cell","Connecticut",0.2,"Dropped - Units whose status does not meet NEEDS criteria"]
[null,"CJTS Energy Center",58365,"UNIT6","Fuel Cell","Connecticut",0.2,"Dropped - Units whose status does not meet NEEDS criteria"]
[null,"Triton East and West Cogen",58375,"1","Combustion Turbine","Illinois",0.8,"Dropped - Onsite Unit"]
[null,"Triton East and West Cogen",58375,"2","Combustion Turbine","Illinois",0.8,"Dropped - Onsite Unit"]
[null,"Triton East and West Cogen",58375,"3","Combustion Turbine","Illinois",0.8,"Dropped - Onsite Unit"]
[null,"Triton East and West Cogen",58375,"4","Combustion Turbine","Illinois",0.8,"Dropped - Onsite Unit"]
[null,"Triton East and West Cogen",58375,"5","Combustion Turbine","Illinois",0.4,"Dropped - Onsite Unit"]
[null,"JBER Landfill Gas Power Plant",58380,"1","Landfill Gas","Alaska",1.4,"Dropped - in Alaska or in Hawaii or Puerto Rico"]
[null,"JBER Landfill Gas Power Plant",58380,"2","Landfill Gas","Alaska",1.4,"Dropped - in Alaska or in Hawaii or Puerto Rico"]
[null,"JBER Landfill Gas Power Plant",58380,"3","Landfill Gas","Alaska",1.4,"Dropped - in Alaska or in Hawaii or Puerto Rico"]
[null,"JBER Landfill Gas Power Plant",58380,"4","Landfill Gas","Alaska",1.4,"Dropped - in Alaska or in Hawaii or Puerto Rico"]
[null,"JBER Landfill Gas Power Plant",58380,"5","Landfill Gas","Alaska",1.4,"Dropped - in Alaska or in Hawaii or Puerto Rico"]
[null,"Troutdale Energy Center",58396,"PLGEN","Combined Cycle","Oregon",652,"Dropped - Units whose status does not meet NEEDS criteria"]
[null,"Central Energy Facility",58400,"GT01","Combustion Turbine","South Carolina",4.7,"Dropped - Onsite Unit"]
[null,"Central Energy Facility",58400,"GT02","Combustion Turbine","South Carolina",2.5,"Dropped - Units whose status does not meet NEEDS criteria"]
[null,"ESS Battery Microgrid",58405,"1","Energy Storage","Alaska",3,"Dropped - in Alaska or in Hawaii or Puerto Rico"]
[null,"Good Spring NGCC Facility",58409,"GT1","Combined Cycle","Pennsylvania",232,"Dropped - Units whose status does not meet NEEDS criteria"]
[null,"Good Spring NGCC Facility",58409,"ST1","Combined Cycle","Pennsylvania",108,"Dropped - Units whose status does not meet NEEDS criteria"]
[null,"Copper Crossing Energy Center",58413,"CCGS1","Combustion Turbine","Arizona",98,"Dropped - Units whose status does not meet NEEDS criteria"]
[null,"Copper Crossing Energy Center",58413,"CCGS2","Combustion Turbine","Arizona",98,"Dropped - Units whose status does not meet NEEDS criteria"]
[null,"Copper Crossing Energy Center",58413,"CCGS3","Combustion Turbine","Arizona",226,"Dropped - Units whose status does not meet NEEDS criteria"]
[null,"Copper Crossing Energy Center",58413,"CCGS4","Combustion Turbine","Arizona",226,"Dropped - Units whose status does not meet NEEDS criteria"]
[null,"Copper Crossing Energy Center",58413,"CCGS5","Combustion Turbine","Arizona",226,"Dropped - Units whose status does not meet NEEDS criteria"]
[null,"Copper Crossing Energy Center",58413,"CCGS6","Combustion Turbine","Arizona",226,"Dropped - Units whose status does not meet NEEDS criteria"]
[null,"Copper Crossing Energy Center",58413,"CCGS7","Combustion Turbine","Arizona",226,"Dropped - Units whose status does not meet NEEDS criteria"]
[null,"Copper Crossing Energy Center",58413,"CCGS8","Combustion Turbine","Arizona",226,"Dropped - Units whose status does not meet NEEDS criteria"]
[null,"Copper Crossing Energy Center",58413,"CCGS9","Combustion Turbine","Arizona",0,"Dropped - Units whose status does not meet NEEDS criteria"]
[null,"Missouri Center for Waste to Energy",58421,"320","Landfill Gas","Missouri",1,"Dropped - Units whose status does not meet NEEDS criteria"]
[null,"Missouri Center for Waste to Energy",58421,"420","Landfill Gas","Missouri",1.4,"Dropped - Units whose status does not meet NEEDS criteria"]
[null,"CSU Northridge Plant",58422,"63","Fuel Cell","California",0.3,"Dropped - Units whose status does not meet NEEDS criteria"]
[null,"CSU Northridge Plant",58422,"64","Fuel Cell","California",0.3,"Dropped - Units whose status does not meet NEEDS criteria"]
[null,"CSU Northridge Plant",58422,"65","Fuel Cell","California",0.3,"Dropped - Units whose status does not meet NEEDS criteria"]
[null,"CSU Northridge Plant",58422,"67","Fuel Cell","California",0.3,"Dropped - Units whose status does not meet NEEDS criteria"]
[null,"CSU Northridge Plant",58422,"B2PV","Solar PV","California",0.3,"Dropped - Onsite Unit"]
[null,"CSU Northridge Plant",58422,"CP1","Combustion Turbine","California",0.2,"Dropped - Units whose status does not meet NEEDS criteria"]
[null,"CSU Northridge Plant",58422,"E6PV","Solar PV","California",0.1,"Dropped - Onsite Unit"]
[null,"CSU Northridge Plant",58422,"G6PV","Solar PV","California",0.7,"Dropped - Units whose status does not meet NEEDS criteria"]
[null,"Fire Island Wind",58425,"WT1","Onshore Wind","Alaska",18,"Dropped - in Alaska or in Hawaii or Puerto Rico"]
[null,"LSU Cogen",58428,"1-02","Combustion Turbine","Louisiana",19.6,"Dropped - Onsite Unit"]
[null,"ACI Energy Partners LLC",58442,"GEN1","Combustion Turbine","New Jersey",7.2,"Dropped - Units whose status does not meet NEEDS criteria"]
[null,"Mesa Solar Array",58466,"MSA1","Solar PV","Arizona",4,"Dropped - Units whose status does not meet NEEDS criteria"]
[null,"HNL Emergency Power Facility",58469,"AP1","Biomass","Hawaii",2.5,"Dropped - in Alaska or in Hawaii or Puerto Rico"]
[null,"HNL Emergency Power Facility",58469,"AP2","Biomass","Hawaii",2.5,"Dropped - in Alaska or in Hawaii or Puerto Rico"]
[null,"HNL Emergency Power Facility",58469,"AP3","Biomass","Hawaii",2.5,"Dropped - in Alaska or in Hawaii or Puerto Rico"]
[null,"HNL Emergency Power Facility",58469,"AP4","Biomass","Hawaii",2.5,"Dropped - in Alaska or in Hawaii or Puerto Rico"]
[null,"Montefieor Medical Center Moses Division",58507,"EMG01","Combustion Turbine","New York",1,"Dropped - Onsite Unit"]
[null,"Montefieor Medical Center Moses Division",58507,"EMG02","Combustion Turbine","New York",0.6,"Dropped - Onsite Unit"]
[null,"Montefieor Medical Center Moses Division",58507,"EMG03","Combustion Turbine","New York",0.6,"Dropped - Onsite Unit"]
[null,"Montefieor Medical Center Moses Division",58507,"EMG04","Combustion Turbine","New York",0.5,"Dropped - Onsite Unit"]
[null,"Montefieor Medical Center Moses Division",58507,"EMG05","Combustion Turbine","New York",0.5,"Dropped - Onsite Unit"]
[null,"Montefieor Medical Center Moses Division",58507,"EMG06","Combustion Turbine","New York",0.3,"Dropped - Onsite Unit"]
[null,"Montefieor Medical Center Moses Division",58507,"EMG07","Combustion Turbine","New York",0.2,"Dropped - Onsite Unit"]
[null,"Montefieor Medical Center Moses Division",58507,"EMG08","Combustion Turbine","New York",0.2,"Dropped - Onsite Unit"]
[null,"Montefieor Medical Center Moses Division",58507,"EMG09","Combustion Turbine","New York",2,"Dropped - Onsite Unit"]
[null,"Montefieor Medical Center Moses Division",58507,"EMG10","Combustion Turbine","New York",2,"Dropped - Onsite Unit"]
[null,"Montefieor Medical Center Moses Division",58507,"ES006","Combustion Turbine","New York",4.8,"Dropped - Onsite Unit"]
[null,"Montefieor Medical Center Moses Division",58507,"S0001","Combustion Turbine","New York",1.2,"Dropped - Onsite Unit"]
[null,"Montefieor Medical Center Moses Division",58507,"S0002","Combustion Turbine","New York",1.2,"Dropped - Onsite Unit"]
[null,"Montefieor Medical Center Moses Division",58507,"S0003","Combustion Turbine","New York",1.2,"Dropped - Onsite Unit"]
[null,"Delta Wind Farm",58511,"EWT1","Onshore Wind","Alaska",0.9,"Dropped - in Alaska or in Hawaii or Puerto Rico"]
[null,"Delta Wind Farm",58511,"EWT2","Onshore Wind","Alaska",0.9,"Dropped - in Alaska or in Hawaii or Puerto Rico"]
[null,"Delta Wind Farm",58511,"NW1","Onshore Wind","Alaska",0.1,"Dropped - in Alaska or in Hawaii or Puerto Rico"]
[null,"WSACC Power Generation Facility",58518,"1","Non-Fossil Waste","North Carolina",0.8,"Dropped - Units whose status does not meet NEEDS criteria"]
[null,"Port Allen Solar",58549,"1","Solar PV","Hawaii",6,"Dropped - in Alaska or in Hawaii or Puerto Rico"]
[null,"Oshkosh Foundation Rosedale Biodigester LLC",58555,"95100","Non-Fossil Waste","Wisconsin",1.4,"Dropped - Units whose status does not meet NEEDS criteria"]
[null,"Princeton University Cogeneration",58584,"GT1","Combustion Turbine","New Jersey",15.5,"Dropped - Onsite Unit"]
[null,"Princeton University Cogeneration",58584,"PV1","Solar PV","New Jersey",4.5,"Dropped - Onsite Unit"]
[null,"Sierra Nevada Brewing Co Hybrid",58585,"BESS","Energy Storage","California",0.5,"Dropped - Onsite Unit"]
[null,"Sierra Nevada Brewing Co Hybrid",58585,"COGN","Combustion Turbine","California",1.7,"Dropped - Onsite Unit"]
[null,"Sierra Nevada Brewing Co Hybrid",58585,"FCE","Fuel Cell","California",1,"Dropped - Units whose status does not meet NEEDS criteria"]
[null,"Sierra Nevada Brewing Co Hybrid",58585,"SOLR","Solar PV","California",1.4,"Dropped - Onsite Unit"]
[null,"POTB Digester",58591,"GEN1","Non-Fossil Waste","Oregon",1,"Dropped - Units whose status does not meet NEEDS criteria"]
[null,"DGS Central Utility Plant",58593,"BS1","Combustion Turbine","California",0.6,"Dropped - Onsite Unit"]
[null,"DGS Central Utility Plant",58593,"EM1","Combustion Turbine","California",0.4,"Dropped - Onsite Unit"]
[null,"DGS Central Utility Plant",58593,"STG","O/G Steam","California",2.9,"Dropped - Onsite Unit"]
[null,"Synata Hugoton",58613,"STG","O/G Steam","Kansas",6,"Dropped - Units whose status does not meet NEEDS criteria"]
[null,"Water Reclamation Plant",58617,"GEN1","Non-Fossil Waste","Minnesota",0.3,"Dropped - Onsite Unit"]
[null,"Water Reclamation Plant",58617,"GEN2","Non-Fossil Waste","Minnesota",0.3,"Dropped - Onsite Unit"]
[null,"Santa Rita Jail",58625,"SRJFC","Fuel Cell","California",1,"Dropped - Units whose status does not meet NEEDS criteria"]
[null,"Santa Rita Jail",58625,"SRJPV","Solar PV","California",0.7,"Dropped - Units whose status does not meet NEEDS criteria"]
[null,"Museum of Science and Industry",58635,"COGEN","Combustion Turbine","Illinois",1.7,"Dropped - Onsite Unit"]
[null,"Hardee County Solar Farms 1 LLC",58637,"HCSF1","Solar PV","Florida",20,"Dropped - Units whose status does not meet NEEDS criteria"]
[null,"KRS I Anahola Solar Hybrid",58639,"ANAPV","Solar PV","Hawaii",12,"Dropped - in Alaska or in Hawaii or Puerto Rico"]
[null,"KRS I Anahola Solar Hybrid",58639,"B5B6","Energy Storage","Hawaii",6,"Dropped - in Alaska or in Hawaii or Puerto Rico"]
[null,"KRS II Koloa Solar",58640,"BESS3","Energy Storage","Hawaii",1.5,"Dropped - Units whose status does not meet NEEDS criteria"]
[null,"KRS II Koloa Solar",58640,"KOLPV","Solar PV","Hawaii",12,"Dropped - in Alaska or in Hawaii or Puerto Rico"]
[null,"Indian River BioEnergy Center",58648,"ST803","O/G Steam","Florida",6.4,"Dropped - Units whose status does not meet NEEDS criteria"]
[null,"Kalaeloa Renewable Energy Park",58651,"KREP","Solar PV","Hawaii",5,"Dropped - in Alaska or in Hawaii or Puerto Rico"]
[null,"La Paz Solar Tower",58652,"1","Solar Thermal","Arizona",200,"Dropped - Units whose status does not meet NEEDS criteria"]
[null,"Waihonu North Solar",58655,"INV-1","Solar PV","Hawaii",0.5,"Dropped - in Alaska or in Hawaii or Puerto Rico"]
[null,"Waihonu North Solar",58655,"INV10","Solar PV","Hawaii",0.5,"Dropped - in Alaska or in Hawaii or Puerto Rico"]
[null,"Waihonu North Solar",58655,"INV-2","Solar PV","Hawaii",0.5,"Dropped - in Alaska or in Hawaii or Puerto Rico"]
[null,"Waihonu North Solar",58655,"INV-3","Solar PV","Hawaii",0.5,"Dropped - in Alaska or in Hawaii or Puerto Rico"]
[null,"Waihonu North Solar",58655,"INV-4","Solar PV","Hawaii",0.5,"Dropped - in Alaska or in Hawaii or Puerto Rico"]
[null,"Waihonu North Solar",58655,"INV-5","Solar PV","Hawaii",0.5,"Dropped - in Alaska or in Hawaii or Puerto Rico"]
[null,"Waihonu North Solar",58655,"INV-6","Solar PV","Hawaii",0.5,"Dropped - in Alaska or in Hawaii or Puerto Rico"]
[null,"Waihonu North Solar",58655,"INV-7","Solar PV","Hawaii",0.5,"Dropped - in Alaska or in Hawaii or Puerto Rico"]
[null,"Waihonu North Solar",58655,"INV-8","Solar PV","Hawaii",0.5,"Dropped - in Alaska or in Hawaii or Puerto Rico"]
[null,"Waihonu North Solar",58655,"INV-9","Solar PV","Hawaii",0.5,"Dropped - in Alaska or in Hawaii or Puerto Rico"]
[null,"Waihonu South Solar",58656,"INV-1","Solar PV","Hawaii",0.5,"Dropped - in Alaska or in Hawaii or Puerto Rico"]
[null,"Waihonu South Solar",58656,"INV-2","Solar PV","Hawaii",0.5,"Dropped - in Alaska or in Hawaii or Puerto Rico"]
[null,"Waihonu South Solar",58656,"INV-3","Solar PV","Hawaii",0.5,"Dropped - in Alaska or in Hawaii or Puerto Rico"]
[null,"Aloha Solar Energy Fund 1 PK1",58659,"PK-1","Solar PV","Hawaii",5,"Dropped - in Alaska or in Hawaii or Puerto Rico"]
[null,"Mauka FIT One",58662,"3501","Solar PV","Hawaii",3.5,"Dropped - in Alaska or in Hawaii or Puerto Rico"]
[null,"Frito Lay Incorporated",58664,"COGEN","Combustion Turbine","Connecticut",3.6,"Dropped - Onsite Unit"]
[null,"Pearl City Peninsula Solar Park",58676,"PCPPV","Solar PV","Hawaii",1,"Dropped - in Alaska or in Hawaii or Puerto Rico"]
[null,"Kapolei Solar Energy Park",58684,"KSEPV","Solar PV","Hawaii",1,"Dropped - in Alaska or in Hawaii or Puerto Rico"]
[null,"Paynesville Wind Farm",58693,"1","Onshore Wind","Minnesota",95,"Dropped - Units whose status does not meet NEEDS criteria"]
[null,"EKS Solar Farm",58705,"PV1","Solar PV","Hawaii",5,"Dropped - Units whose status does not meet NEEDS criteria"]
[null,"Oxbow Creek",58714,"1","Combustion Turbine","Pennsylvania",6.8,"Dropped - Units whose status does not meet NEEDS criteria"]
[null,"Oxbow Creek",58714,"2","Combustion Turbine","Pennsylvania",6.8,"Dropped - Units whose status does not meet NEEDS criteria"]
[null,"Oxbow Creek",58714,"3","Combustion Turbine","Pennsylvania",6.8,"Dropped - Units whose status does not meet NEEDS criteria"]
[null,"Colin Solar",58723,"PV1","Solar PV","North Carolina",4,"Dropped - Units whose status does not meet NEEDS criteria"]
[null,"Duck Solar",58724,"PV1","Solar PV","North Carolina",5,"Dropped - Units whose status does not meet NEEDS criteria"]
[null,"Hawkins Solar",58727,"PV1","Solar PV","North Carolina",5,"Dropped - Units whose status does not meet NEEDS criteria"]
[null,"Katherine Solar",58728,"PV1","Solar PV","North Carolina",5,"Dropped - Units whose status does not meet NEEDS criteria"]
[null,"Lotus Solar",58729,"PV1","Solar PV","North Carolina",4,"Dropped - Units whose status does not meet NEEDS criteria"]
[null,"Austin Solar",58733,"PV1","Solar PV","North Carolina",2,"Dropped - Units whose status does not meet NEEDS criteria"]
[null,"Beth Solar",58734,"PV1","Solar PV","North Carolina",5,"Dropped - Units whose status does not meet NEEDS criteria"]
[null,"Big Boy Solar",58736,"PV1","Solar PV","North Carolina",3,"Dropped - Units whose status does not meet NEEDS criteria"]
[null,"Binks Solar",58737,"PV1","Solar PV","North Carolina",4,"Dropped - Units whose status does not meet NEEDS criteria"]
[null,"Charlie Solar",58738,"PV1","Solar PV","North Carolina",4.5,"Dropped - Units whose status does not meet NEEDS criteria"]
[null,"RJ Solar",58743,"PV1","Solar PV","North Carolina",5,"Dropped - Units whose status does not meet NEEDS criteria"]
[null,"Shadow Solar",58744,"PV1","Solar PV","North Carolina",3,"Dropped - Units whose status does not meet NEEDS criteria"]
[null,"Blue Mountain Wind Farm",58764,"BM1","Onshore Wind","Utah",80,"Dropped - Units whose status does not meet NEEDS criteria"]
[null,"Wake Wind Energy Center",58766,"2","Onshore Wind","Texas",125,"Dropped - Units whose status does not meet NEEDS criteria"]
[null,"Wake Wind Energy Center",58766,"3","Onshore Wind","Texas",61.1,"Dropped - Units whose status does not meet NEEDS criteria"]
[null,"Buckeye Wind Energy Center",58767,"2","Onshore Wind","Kansas",70.3,"Dropped - Units whose status does not meet NEEDS criteria"]
[null,"Buckeye Wind Energy Center",58767,"3","Onshore Wind","Kansas",105.5,"Dropped - Units whose status does not meet NEEDS criteria"]
[null,"Buckeye Wind Farm",58776,"1","Onshore Wind","Ohio",99,"Dropped - Units whose status does not meet NEEDS criteria"]
[null,"Coyote Crest Wind Farm",58778,"1","Onshore Wind","Washington",127.5,"Dropped  - Retired/Planned Retirement by 06/2023"]
[null,"Allegany Wind Farm",58779,"1","Onshore Wind","New York",72.5,"Dropped - Units whose status does not meet NEEDS criteria"]
[null,"Longhorn Holdings",58781,"PV1","Solar PV","North Carolina",5,"Dropped - Units whose status does not meet NEEDS criteria"]
[null,"Hop Bottom",58800,"1","Combustion Turbine","Pennsylvania",6.8,"Dropped - Units whose status does not meet NEEDS criteria"]
[null,"Hop Bottom",58800,"2","Combustion Turbine","Pennsylvania",6.8,"Dropped - Units whose status does not meet NEEDS criteria"]
[null,"Hop Bottom",58800,"3","Combustion Turbine","Pennsylvania",6.8,"Dropped - Units whose status does not meet NEEDS criteria"]
[null,"Hop Bottom",58800,"GEN1","Combustion Turbine","Pennsylvania",4.2,"Dropped - Units whose status does not meet NEEDS criteria"]
[null,"Hop Bottom",58800,"GEN2","Combustion Turbine","Pennsylvania",4.2,"Dropped - Units whose status does not meet NEEDS criteria"]
[null,"Hop Bottom",58800,"GEN3","Combustion Turbine","Pennsylvania",4.2,"Dropped - Units whose status does not meet NEEDS criteria"]
[null,"Hop Bottom",58800,"GEN4","Combustion Turbine","Pennsylvania",4.2,"Dropped - Units whose status does not meet NEEDS criteria"]
[null,"Hop Bottom",58800,"GEN5","Combustion Turbine","Pennsylvania",4.2,"Dropped - Units whose status does not meet NEEDS criteria"]
[null,"McCaskey Solar Farm, LLC",58804,"INV1","Solar PV","North Carolina",0.3,"Dropped - Units whose status does not meet NEEDS criteria"]
[null,"McCaskey Solar Farm, LLC",58804,"INV2","Solar PV","North Carolina",0.3,"Dropped - Units whose status does not meet NEEDS criteria"]
[null,"McCaskey Solar Farm, LLC",58804,"INV3","Solar PV","North Carolina",0.3,"Dropped - Units whose status does not meet NEEDS criteria"]
[null,"McCaskey Solar Farm, LLC",58804,"INV4","Solar PV","North Carolina",0.3,"Dropped - Units whose status does not meet NEEDS criteria"]
[null,"McCaskey Solar Farm, LLC",58804,"INV5","Solar PV","North Carolina",0.3,"Dropped - Units whose status does not meet NEEDS criteria"]
[null,"McCaskey Solar Farm, LLC",58804,"INV6","Solar PV","North Carolina",0.3,"Dropped - Units whose status does not meet NEEDS criteria"]
[null,"McCaskey Solar Farm, LLC",58804,"INV7","Solar PV","North Carolina",0.3,"Dropped - Units whose status does not meet NEEDS criteria"]
[null,"McCaskey Solar Farm, LLC",58804,"INV8","Solar PV","North Carolina",0.3,"Dropped - Units whose status does not meet NEEDS criteria"]
[null,"Alpaca",58813,"GEN1","Combustion Turbine","Pennsylvania",4.2,"Dropped - Units whose status does not meet NEEDS criteria"]
[null,"Alpaca",58813,"GEN2","Combustion Turbine","Pennsylvania",4.2,"Dropped - Units whose status does not meet NEEDS criteria"]
[null,"Alpaca",58813,"GEN3","Combustion Turbine","Pennsylvania",4.2,"Dropped - Units whose status does not meet NEEDS criteria"]
[null,"Alpaca",58813,"GEN4","Combustion Turbine","Pennsylvania",4.2,"Dropped - Units whose status does not meet NEEDS criteria"]
[null,"Alpaca",58813,"GEN5","Combustion Turbine","Pennsylvania",4.2,"Dropped - Units whose status does not meet NEEDS criteria"]
[null,"Bayles",58816,"1","Combustion Turbine","Pennsylvania",6.8,"Dropped - Units whose status does not meet NEEDS criteria"]
[null,"Bayles",58816,"2","Combustion Turbine","Pennsylvania",6.8,"Dropped - Units whose status does not meet NEEDS criteria"]
[null,"Bayles",58816,"3","Combustion Turbine","Pennsylvania",6.8,"Dropped - Units whose status does not meet NEEDS criteria"]
[null,"Bayles",58816,"GEN1","Combustion Turbine","Pennsylvania",4.2,"Dropped - Units whose status does not meet NEEDS criteria"]
[null,"Bayles",58816,"GEN2","Combustion Turbine","Pennsylvania",4.2,"Dropped - Units whose status does not meet NEEDS criteria"]
[null,"Bayles",58816,"GEN3","Combustion Turbine","Pennsylvania",4.2,"Dropped - Units whose status does not meet NEEDS criteria"]
[null,"Bayles",58816,"GEN4","Combustion Turbine","Pennsylvania",4.2,"Dropped - Units whose status does not meet NEEDS criteria"]
[null,"Bayles",58816,"GEN5","Combustion Turbine","Pennsylvania",4.2,"Dropped - Units whose status does not meet NEEDS criteria"]
[null,"Kelly",58817,"GEN1","Combustion Turbine","Pennsylvania",3,"Dropped - Units whose status does not meet NEEDS criteria"]
[null,"Kelly",58817,"GEN2","Combustion Turbine","Pennsylvania",3,"Dropped - Units whose status does not meet NEEDS criteria"]
[null,"Milan",58818,"GEN1","Combustion Turbine","Pennsylvania",4.2,"Dropped - Units whose status does not meet NEEDS criteria"]
[null,"Milan",58818,"GEN2","Combustion Turbine","Pennsylvania",4.2,"Dropped - Units whose status does not meet NEEDS criteria"]
[null,"Milan",58818,"GEN3","Combustion Turbine","Pennsylvania",4.2,"Dropped - Units whose status does not meet NEEDS criteria"]
[null,"Milan",58818,"GEN4","Combustion Turbine","Pennsylvania",4.2,"Dropped - Units whose status does not meet NEEDS criteria"]
[null,"Milan",58818,"GEN5","Combustion Turbine","Pennsylvania",4.2,"Dropped - Units whose status does not meet NEEDS criteria"]
[null,"Red Glen",58819,"GEN1","Combustion Turbine","Pennsylvania",4.2,"Dropped - Units whose status does not meet NEEDS criteria"]
[null,"Red Glen",58819,"GEN2","Combustion Turbine","Pennsylvania",4.2,"Dropped - Units whose status does not meet NEEDS criteria"]
[null,"Red Glen",58819,"GEN3","Combustion Turbine","Pennsylvania",4.2,"Dropped - Units whose status does not meet NEEDS criteria"]
[null,"Red Glen",58819,"GEN4","Combustion Turbine","Pennsylvania",4.2,"Dropped - Units whose status does not meet NEEDS criteria"]
[null,"Red Glen",58819,"GEN5","Combustion Turbine","Pennsylvania",4.2,"Dropped - Units whose status does not meet NEEDS criteria"]
[null,"Shippenville",58820,"GEN1","Combustion Turbine","Pennsylvania",4.2,"Dropped - Units whose status does not meet NEEDS criteria"]
[null,"Shippenville",58820,"GEN2","Combustion Turbine","Pennsylvania",4.2,"Dropped - Units whose status does not meet NEEDS criteria"]
[null,"Shippenville",58820,"GEN3","Combustion Turbine","Pennsylvania",4.2,"Dropped - Units whose status does not meet NEEDS criteria"]
[null,"Shippenville",58820,"GEN4","Combustion Turbine","Pennsylvania",4.4,"Dropped - Units whose status does not meet NEEDS criteria"]
[null,"Shippenville",58820,"GEN5","Combustion Turbine","Pennsylvania",4.2,"Dropped - Units whose status does not meet NEEDS criteria"]
[null,"Florey Knobb",58821,"1","Combustion Turbine","Pennsylvania",6.8,"Dropped - Units whose status does not meet NEEDS criteria"]
[null,"Florey Knobb",58821,"2","Combustion Turbine","Pennsylvania",6.8,"Dropped - Units whose status does not meet NEEDS criteria"]
[null,"Florey Knobb",58821,"3","Combustion Turbine","Pennsylvania",6.8,"Dropped - Units whose status does not meet NEEDS criteria"]
[null,"Florey Knobb",58821,"GEN1","Combustion Turbine","Pennsylvania",4.2,"Dropped - Units whose status does not meet NEEDS criteria"]
[null,"Florey Knobb",58821,"GEN2","Combustion Turbine","Pennsylvania",4.2,"Dropped - Units whose status does not meet NEEDS criteria"]
[null,"Florey Knobb",58821,"GEN3","Combustion Turbine","Pennsylvania",4.2,"Dropped - Units whose status does not meet NEEDS criteria"]
[null,"Florey Knobb",58821,"GEN4","Combustion Turbine","Pennsylvania",4.2,"Dropped - Units whose status does not meet NEEDS criteria"]
[null,"Florey Knobb",58821,"GEN5","Combustion Turbine","Pennsylvania",4.2,"Dropped - Units whose status does not meet NEEDS criteria"]
[null,"AES ES Tait",58826,"TTES","Energy Storage","Ohio",20,"Dropped - Units whose status does not meet NEEDS criteria"]
[null,"Flannagan Hydroelectric Project",58827,"LEFT","Hydro","Virginia",0.4,"Dropped - Units whose status does not meet NEEDS criteria"]
[null,"Flannagan Hydroelectric Project",58827,"LEFT1","Hydro","Virginia",0.4,"Dropped - Units whose status does not meet NEEDS criteria"]
[null,"Flannagan Hydroelectric Project",58827,"LEFT2","Hydro","Virginia",0.4,"Dropped - Units whose status does not meet NEEDS criteria"]
[null,"Flannagan Hydroelectric Project",58827,"RGHT","Hydro","Virginia",0.4,"Dropped - Units whose status does not meet NEEDS criteria"]
[null,"Na Pua Makani Wind Project",58837,"WT1","Onshore Wind","Hawaii",25,"Dropped - in Alaska or in Hawaii or Puerto Rico"]
[null,"South Dunes Power Plant",58841,"CT-1","Combined Cycle","Oregon",47.2,"Dropped - Units whose status does not meet NEEDS criteria"]
[null,"South Dunes Power Plant",58841,"CT-2","Combined Cycle","Oregon",47.2,"Dropped - Units whose status does not meet NEEDS criteria"]
[null,"South Dunes Power Plant",58841,"CT-3","Combined Cycle","Oregon",47.2,"Dropped - Units whose status does not meet NEEDS criteria"]
[null,"South Dunes Power Plant",58841,"CT-4","Combined Cycle","Oregon",47.2,"Dropped - Units whose status does not meet NEEDS criteria"]
[null,"South Dunes Power Plant",58841,"CT-5","Combined Cycle","Oregon",47.2,"Dropped - Units whose status does not meet NEEDS criteria"]
[null,"South Dunes Power Plant",58841,"CT-6","Combined Cycle","Oregon",47.2,"Dropped - Units whose status does not meet NEEDS criteria"]
[null,"South Dunes Power Plant",58841,"ST-1","Combined Cycle","Oregon",50,"Dropped - Units whose status does not meet NEEDS criteria"]
[null,"South Dunes Power Plant",58841,"ST-2","Combined Cycle","Oregon",50,"Dropped - Units whose status does not meet NEEDS criteria"]
[null,"Greenville Farm 2",58850,"1","Solar PV","North Carolina",3,"Dropped - Units whose status does not meet NEEDS criteria"]
[null,"Mayodan Farm",58852,"1","Solar PV","North Carolina",5,"Dropped - Units whose status does not meet NEEDS criteria"]
[null,"Ostrich Farm",58857,"1","Solar PV","North Carolina",5,"Dropped - Units whose status does not meet NEEDS criteria"]
[null,"Peanut Farm",58858,"1","Solar PV","North Carolina",1.8,"Dropped - Units whose status does not meet NEEDS criteria"]
[null,"Enfield Farm",58860,"1","Solar PV","North Carolina",5,"Dropped - Units whose status does not meet NEEDS criteria"]
[null,"Chatham Park Solar Farm",58869,"1","Solar PV","North Carolina",20,"Dropped - Units whose status does not meet NEEDS criteria"]
[null,"Frederick-Carroll County Renewable Waste",58875,"GEN1","Municipal Solid Waste","Maryland",47,"Dropped - Units whose status does not meet NEEDS criteria"]
[null,"CPV Smyth Generation Company LLC",58878,"1","Combined Cycle","Virginia",989,"Dropped - Units whose status does not meet NEEDS criteria"]
[null,"White Camp Solar",58888,"WCAMP","Solar PV","Texas",100,"Dropped - Units whose status does not meet NEEDS criteria"]
[null,"Summit Ridge I Wind Farm",58894,"SRWF","Onshore Wind","Oregon",192,"Dropped - Units whose status does not meet NEEDS criteria"]
[null,"Stargate Point Comfort",58895,"STAR1","Combustion Turbine","Texas",232,"Dropped - Units whose status does not meet NEEDS criteria"]
[null,"CPV Pondera King Energy Center",58910,"CC","Combined Cycle","Texas",836,"Dropped - Units whose status does not meet NEEDS criteria"]
[null,"4001 and 2510 ClearVista Solar and Wind",58922,"CVPV","Solar PV","California",5,"Dropped - Units whose status does not meet NEEDS criteria"]
[null,"4001 and 2510 ClearVista Solar and Wind",58922,"CVWT","Onshore Wind","California",19.5,"Dropped - Units whose status does not meet NEEDS criteria"]
[null,"Missouri S&T - Power Plant",58923,"1000","Combustion Turbine","Missouri",1,"Dropped - Units whose status does not meet NEEDS criteria"]
[null,"Missouri S&T - Power Plant",58923,"500K","Coal Steam","Missouri",0.2,"Dropped - Units whose status does not meet NEEDS criteria"]
[null,"Sangamon Wind Two LLC",58926,"SAN2","Onshore Wind","Illinois",100,"Dropped - Units whose status does not meet NEEDS criteria"]
[null,"Trishe Wind Colorado",58928,"1","Onshore Wind","Colorado",30,"Dropped - Units whose status does not meet NEEDS criteria"]
[null,"FGE Texas II",58930,"CA1","Combined Cycle","Texas",249.9,"Dropped - Units whose status does not meet NEEDS criteria"]
[null,"FGE Texas II",58930,"GT1","Combined Cycle","Texas",226.7,"Dropped - Units whose status does not meet NEEDS criteria"]
[null,"FGE Texas II",58930,"GT2","Combined Cycle","Texas",226.7,"Dropped - Units whose status does not meet NEEDS criteria"]
[null,"FGE Texas I",58931,"CA1","Combined Cycle","Texas",249.9,"Dropped - Units whose status does not meet NEEDS criteria"]
[null,"FGE Texas I",58931,"GT1","Combined Cycle","Texas",226.7,"Dropped - Units whose status does not meet NEEDS criteria"]
[null,"FGE Texas I",58931,"GT2","Combined Cycle","Texas",226.7,"Dropped - Units whose status does not meet NEEDS criteria"]
[null,"Icebreaker Offshore Wind Farm",58941,"WTG1","Offshore Wind","Ohio",3.4,"Dropped  - Retired/Planned Retirement by 06/2023"]
[null,"Icebreaker Offshore Wind Farm",58941,"WTG2","Offshore Wind","Ohio",3.4,"Dropped  - Retired/Planned Retirement by 06/2023"]
[null,"Icebreaker Offshore Wind Farm",58941,"WTG3","Offshore Wind","Ohio",3.4,"Dropped  - Retired/Planned Retirement by 06/2023"]
[null,"Icebreaker Offshore Wind Farm",58941,"WTG4","Offshore Wind","Ohio",3.4,"Dropped  - Retired/Planned Retirement by 06/2023"]
[null,"Icebreaker Offshore Wind Farm",58941,"WTG5","Offshore Wind","Ohio",3.4,"Dropped  - Retired/Planned Retirement by 06/2023"]
[null,"Icebreaker Offshore Wind Farm",58941,"WTG6","Offshore Wind","Ohio",3.4,"Dropped  - Retired/Planned Retirement by 06/2023"]
[null,"Woodville Renewable Power Project",58944,"G1","Biomass","Texas",46.5,"Dropped - Units whose status does not meet NEEDS criteria"]
[null,"Bristol Myers Squibb Wallingford",58948,"DG12","Combustion Turbine","Connecticut",0.8,"Dropped - Units whose status does not meet NEEDS criteria"]
[null,"Bristol Myers Squibb Wallingford",58948,"DG3","Combustion Turbine","Connecticut",1.8,"Dropped - Units whose status does not meet NEEDS criteria"]
[null,"Bristol Myers Squibb Wallingford",58948,"SOL","Combustion Turbine","Connecticut",4.6,"Dropped - Units whose status does not meet NEEDS criteria"]
[null,"Sibley Wind",58950,"SW-1","Onshore Wind","Minnesota",19.5,"Dropped - Units whose status does not meet NEEDS criteria"]
[null,"Laguna Water Reclamation Facility",58960,"S200","Non-Fossil Waste","California",1.1,"Dropped - Onsite Unit"]
[null,"Laguna Water Reclamation Facility",58960,"S201","Non-Fossil Waste","California",1.1,"Dropped - Onsite Unit"]
[null,"Laguna Water Reclamation Facility",58960,"S202","Non-Fossil Waste","California",1.1,"Dropped - Onsite Unit"]
[null,"Laguna Water Reclamation Facility",58960,"S203","Non-Fossil Waste","California",1.1,"Dropped - Onsite Unit"]
[null,"IDE 1 LLC",58967,"UNIT1","Non-Fossil Waste","Idaho",0.8,"Dropped - Units whose status does not meet NEEDS criteria"]
[null,"IDE 1 LLC",58967,"UNIT2","Non-Fossil Waste","Idaho",0.8,"Dropped - Units whose status does not meet NEEDS criteria"]
[null,"IDE 1 LLC",58967,"UNIT3","Non-Fossil Waste","Idaho",0.8,"Dropped - Units whose status does not meet NEEDS criteria"]
[null,"IDE 2 LLC",58968,"UNIT1","Non-Fossil Waste","Idaho",1.5,"Dropped - Units whose status does not meet NEEDS criteria"]
[null,"IDE 2 LLC",58968,"UNIT2","Non-Fossil Waste","Idaho",1.5,"Dropped - Units whose status does not meet NEEDS criteria"]
[null,"IDE 2 LLC",58968,"UNIT3","Non-Fossil Waste","Idaho",1.5,"Dropped - Units whose status does not meet NEEDS criteria"]
[null,"IDE 3 LLC",58969,"UNIT1","Non-Fossil Waste","Idaho",0.8,"Dropped - Units whose status does not meet NEEDS criteria"]
[null,"IDE 3 LLC",58969,"UNIT2","Non-Fossil Waste","Idaho",0.8,"Dropped - Units whose status does not meet NEEDS criteria"]
[null,"IDE 4 LLC",58970,"UNIT1","Non-Fossil Waste","Idaho",1.1,"Dropped - Units whose status does not meet NEEDS criteria"]
[null,"IDE 4 LLC",58970,"UNIT2","Non-Fossil Waste","Idaho",1.1,"Dropped - Units whose status does not meet NEEDS criteria"]
[null,"IDE 4 LLC",58970,"UNIT3","Non-Fossil Waste","Idaho",1.1,"Dropped - Units whose status does not meet NEEDS criteria"]
[null,"California Dairy Energy I LLC",58971,"UNIT1","Non-Fossil Waste","California",1.1,"Dropped - Units whose status does not meet NEEDS criteria"]
[null,"California Dairy Energy I LLC",58971,"UNIT2","Non-Fossil Waste","California",1.1,"Dropped - Units whose status does not meet NEEDS criteria"]
[null,"California Dairy Energy I LLC",58971,"UNIT3","Non-Fossil Waste","California",1.1,"Dropped - Units whose status does not meet NEEDS criteria"]
[null,"Sunwind Doyle Wind",58976,"SNWND","Onshore Wind","Kansas",200,"Dropped - Units whose status does not meet NEEDS criteria"]
[null,"Whitman",58977,"WPG-1","Hydro","Alaska",3.9,"Dropped - in Alaska or in Hawaii or Puerto Rico"]
[null,"Whitman",58977,"WPG-2","Hydro","Alaska",0.9,"Dropped - in Alaska or in Hawaii or Puerto Rico"]
[null,"Allison Creek Hydro",58982,"GEN1","Hydro","Alaska",6.5,"Dropped - in Alaska or in Hawaii or Puerto Rico"]
[null,"Searchlight Wind",58988,"1","Onshore Wind","Nevada",200,"Dropped - Units whose status does not meet NEEDS criteria"]
[null,"Eklutna Generation Station",58989,"EGS01","Combustion Turbine","Alaska",16.5,"Dropped - in Alaska or in Hawaii or Puerto Rico"]
[null,"Eklutna Generation Station",58989,"EGS02","Combustion Turbine","Alaska",16.5,"Dropped - in Alaska or in Hawaii or Puerto Rico"]
[null,"Eklutna Generation Station",58989,"EGS03","Combustion Turbine","Alaska",16.5,"Dropped - in Alaska or in Hawaii or Puerto Rico"]
[null,"Eklutna Generation Station",58989,"EGS04","Combustion Turbine","Alaska",16.5,"Dropped - in Alaska or in Hawaii or Puerto Rico"]
[null,"Eklutna Generation Station",58989,"EGS05","Combustion Turbine","Alaska",16.5,"Dropped - in Alaska or in Hawaii or Puerto Rico"]
[null,"Eklutna Generation Station",58989,"EGS06","Combustion Turbine","Alaska",16.5,"Dropped - in Alaska or in Hawaii or Puerto Rico"]
[null,"Eklutna Generation Station",58989,"EGS07","Combustion Turbine","Alaska",16.5,"Dropped - in Alaska or in Hawaii or Puerto Rico"]
[null,"Eklutna Generation Station",58989,"EGS08","Combustion Turbine","Alaska",16.5,"Dropped - in Alaska or in Hawaii or Puerto Rico"]
[null,"Eklutna Generation Station",58989,"EGS09","Combustion Turbine","Alaska",16.5,"Dropped - in Alaska or in Hawaii or Puerto Rico"]
[null,"Eklutna Generation Station",58989,"EGS10","Combustion Turbine","Alaska",16.5,"Dropped - in Alaska or in Hawaii or Puerto Rico"]
[null,"Mustang Run Wind Project LLC",59000,"MRWP","Onshore Wind","Oklahoma",136,"Dropped - Units whose status does not meet NEEDS criteria"]
[null,"Carlsbad Energy Center",59002,"CEC11","Combustion Turbine","California",105.5,"Dropped - Units whose status does not meet NEEDS criteria"]
[null,"Mariah East",59006,"MARN","Onshore Wind","Texas",152.5,"Dropped - Units whose status does not meet NEEDS criteria"]
[null,"Mariah South",59007,"MAR S","Onshore Wind","Texas",210.4,"Dropped - Units whose status does not meet NEEDS criteria"]
[null,"Southbridge Landfill Gas-to-Energy",59011,"CAT2","Landfill Gas","Massachusetts",1.5,"Dropped - Units whose status does not meet NEEDS criteria"]
[null,"Maverick Solar",59016,"GEN 1","Solar PV","North Carolina",3,"Dropped - Units whose status does not meet NEEDS criteria"]
[null,"Mahoney Lake Hydroelectric",59027,"GEN 1","Hydro","Alaska",9.6,"Dropped - Units whose status does not meet NEEDS criteria"]
[null,"Biomass to Energy Facility, Kauai",59035,"MKA1","Biomass","Hawaii",7.5,"Dropped - in Alaska or in Hawaii or Puerto Rico"]
[null,"Biomass to Energy Facility, Kauai",59035,"XKA1","Combustion Turbine","Hawaii",0.5,"Dropped - in Alaska or in Hawaii or Puerto Rico"]
[null,"Biomass to Energy Facility, Kauai",59035,"XKA2","Combustion Turbine","Hawaii",0.5,"Dropped - in Alaska or in Hawaii or Puerto Rico"]
[null,"Onslow Energy",59036,"GEN 1","Solar PV","North Carolina",1.5,"Dropped - Units whose status does not meet NEEDS criteria"]
[null,"Hiilangaay Hydro",59037,"GEN 1","Hydro","Alaska",5,"Dropped - in Alaska or in Hawaii or Puerto Rico"]
[null,"Watkins Glen Wind Energy Center",59041,"WGWEC","Onshore Wind","New York",80,"Dropped - Units whose status does not meet NEEDS criteria"]
[null,"Apex Bethel Energy Center",59048,"ABEC1","Combined Cycle","Texas",158.5,"Dropped - Units whose status does not meet NEEDS criteria"]
[null,"Apex Bethel Energy Center",59048,"ABEC2","Combined Cycle","Texas",158.5,"Dropped - Units whose status does not meet NEEDS criteria"]
[null,"Vici Wind Farm",59062,"VICI","Onshore Wind","Oklahoma",180,"Dropped - Units whose status does not meet NEEDS criteria"]
[null,"Stella Wind Farm II",59064,"WT1","Onshore Wind","Texas",200,"Dropped - Units whose status does not meet NEEDS criteria"]
[null,"Grandview Wind Farm III LLC",59067,"GVIII","Onshore Wind","Texas",188,"Dropped - Units whose status does not meet NEEDS criteria"]
[null,"Wildcat Wind Farm II LLC`",59069,"WCII","Onshore Wind","Indiana",210,"Dropped - Units whose status does not meet NEEDS criteria"]
[null,"Braddock Lock and Dam",59091,"GEN1","Hydro","Pennsylvania",5.3,"Dropped - Units whose status does not meet NEEDS criteria"]
[null,"Dobbins Mill Farm",59101,"1","Solar PV","North Carolina",5,"Dropped - Units whose status does not meet NEEDS criteria"]
[null,"Gantt Farm",59104,"1","Solar PV","North Carolina",74.8,"Dropped - Units whose status does not meet NEEDS criteria"]
[null,"Roady Lane Farm LLC",59108,"1","Solar PV","North Carolina",74.8,"Dropped - Units whose status does not meet NEEDS criteria"]
[null,"Front Range Project",59143,"FR-2","Landfill Gas","Colorado",1.5,"Dropped - Units whose status does not meet NEEDS criteria"]
[null,"Tower Solar Center LLC",59159,"TSC 1","Solar PV","North Carolina",5,"Dropped - Units whose status does not meet NEEDS criteria"]
[null,"Pinewood Solar Center LLC",59160,"PSC 1","Solar PV","North Carolina",5,"Dropped - Units whose status does not meet NEEDS criteria"]
[null,"Lake Solar Center LLC",59161,"LSC 1","Solar PV","North Carolina",5,"Dropped - Units whose status does not meet NEEDS criteria"]
[null,"Mason Solar Center LLC",59165,"MSC 1","Solar PV","North Carolina",15.3,"Dropped - Units whose status does not meet NEEDS criteria"]
[null,"Portable Generator 1",59196,"IC1","Combustion Turbine","North Dakota",2,"Dropped - Units whose status does not meet NEEDS criteria"]
[null,"Sonoran West Solar EGS",59202,"1","Solar PV","California",540,"Dropped - Units whose status does not meet NEEDS criteria"]
[null,"Faison Farm",59208,"PV1","Solar PV","North Carolina",5,"Dropped - Units whose status does not meet NEEDS criteria"]
[null,"Garland Farm",59209,"PV1","Solar PV","North Carolina",5,"Dropped - Units whose status does not meet NEEDS criteria"]
[null,"Jackson Solar Farm",59210,"PV1","Solar PV","North Carolina",5,"Dropped - Units whose status does not meet NEEDS criteria"]
[null,"Angus Holdings",59211,"PV1","Solar PV","North Carolina",5,"Dropped - Units whose status does not meet NEEDS criteria"]
[null,"Calypso Farm",59212,"PV1","Solar PV","North Carolina",5,"Dropped - Units whose status does not meet NEEDS criteria"]
[null,"Guernsey Holdings",59214,"PV1","Solar PV","North Carolina",5,"Dropped - Units whose status does not meet NEEDS criteria"]
[null,"Hereford Holdings`",59215,"PV1","Solar PV","North Carolina",5,"Dropped - Units whose status does not meet NEEDS criteria"]
[null,"Rhubarb One",59216,"PV1","Solar PV","North Carolina",5,"Dropped - Units whose status does not meet NEEDS criteria"]
[null,"Holger Holdings",59218,"PV1","Solar PV","North Carolina",5,"Dropped - Units whose status does not meet NEEDS criteria"]
[null,"Leonardo Wind 3 LLC",59229,"WT1","Onshore Wind","Iowa",3,"Dropped - Units whose status does not meet NEEDS criteria"]
[null,"Cogeneration 2",59233,"CT2","Combined Cycle","Arizona",5,"Dropped - Onsite Unit"]
[null,"Changing Winds",59243,"CHAN1","Onshore Wind","Texas",288,"Dropped - Units whose status does not meet NEEDS criteria"]
[null,"Hale Community Wind Farm",59247,"HALE2","Onshore Wind","Texas",240,"Dropped - Units whose status does not meet NEEDS criteria"]
[null,"Aragonne Solar LLC",59252,"PV1","Solar PV","New Mexico",38.4,"Dropped - Units whose status does not meet NEEDS criteria"]
[null,"Osprey Point RES",59255,"1","Fossil Waste","Indiana",3,"Dropped - Units whose status does not meet NEEDS criteria"]
[null,"Osprey Point RES",59255,"2","Fossil Waste","Indiana",3,"Dropped - Units whose status does not meet NEEDS criteria"]
[null,"Osprey Point RES",59255,"3","Fossil Waste","Indiana",3,"Dropped - Units whose status does not meet NEEDS criteria"]
[null,"Westside Solar Farm",59258,"WEST1","Solar PV","North Carolina",4,"Dropped - Units whose status does not meet NEEDS criteria"]
[null,"Hidden View Dairy, LLC",59260,"HV2","Non-Fossil Waste","Indiana",0.3,"Dropped - Units whose status does not meet NEEDS criteria"]
[null,"Con Dios Solar 3",59263,"COND3","Solar PV","California",1.5,"Dropped - Units whose status does not meet NEEDS criteria"]
[null,"Con Dios Solar 11",59264,"CON11","Solar PV","California",1.5,"Dropped - Units whose status does not meet NEEDS criteria"]
[null,"Green Machine",59282,"BBX00","Fuel Cell","Maryland",1.6,"Dropped - Units whose status does not meet NEEDS criteria"]
[null,"Northwest Ohio Wind",59296,"NWOH2","Onshore Wind","Ohio",100,"Dropped - Units whose status does not meet NEEDS criteria"]
[null,"Pecan Creek Energy Center",59298,"PCEC1","Combustion Turbine","Texas",133,"Dropped - Units whose status does not meet NEEDS criteria"]
[null,"Pecan Creek Energy Center",59298,"PCEC2","Combustion Turbine","Texas",133,"Dropped - Units whose status does not meet NEEDS criteria"]
[null,"Crawford Renewable Energy - Meadville Po",59307,"MPS","Tires","Pennsylvania",93.5,"Dropped - Units whose status does not meet NEEDS criteria"]
[null,"Palmer Renewable Energy",59336,"PRE","Biomass","Massachusetts",42,"Dropped - Units whose status does not meet NEEDS criteria"]
[null,"Hydrogen Energy California LLC",59372,"HECA1","IGCC","California",413,"Dropped - Units whose status does not meet NEEDS criteria"]
[null,"Broshco Fabricated Products",59373,"1","Combustion Turbine","Ohio",1.2,"Dropped - Onsite Unit"]
[null,"Broshco Fabricated Products",59373,"2","Combustion Turbine","Ohio",1.2,"Dropped - Onsite Unit"]
[null,"Broshco Fabricated Products",59373,"3","Combustion Turbine","Ohio",1.2,"Dropped - Onsite Unit"]
[null,"Broshco Fabricated Products",59373,"4","Combustion Turbine","Ohio",1.1,"Dropped - Onsite Unit"]
[null,"Helios Plaza CHP Plant",59378,"GEN1","Combustion Turbine","Texas",4.3,"Dropped - Units whose status does not meet NEEDS criteria"]
[null,"The Methodist Hospital, Gas Turbine",59381,"GT-1","Combustion Turbine","Texas",3,"Dropped - Onsite Unit"]
[null,"Great Bay Wind Energy Center",59385,"GEN1","Onshore Wind","Maryland",150,"Dropped - Units whose status does not meet NEEDS criteria"]
[null,"City of Tulare Water Facility",59395,"C2550","Non-Fossil Waste","California",0.4,"Dropped - Units whose status does not meet NEEDS criteria"]
[null,"City of Tulare Water Facility",59395,"DFC30","Fuel Cell","California",1.1,"Dropped - Units whose status does not meet NEEDS criteria"]
[null,"City of Tulare Water Facility",59395,"PV302","Solar PV","California",0.1,"Dropped - Units whose status does not meet NEEDS criteria"]
[null,"City of Tulare Water Facility",59395,"SC500","Solar PV","California",1,"Dropped - Onsite Unit"]
[null,"Amity Energy LLC",59418,"1","Combustion Turbine","Pennsylvania",6.8,"Dropped - Units whose status does not meet NEEDS criteria"]
[null,"Amity Energy LLC",59418,"2","Combustion Turbine","Pennsylvania",6.8,"Dropped - Units whose status does not meet NEEDS criteria"]
[null,"Amity Energy LLC",59418,"3","Combustion Turbine","Pennsylvania",6.8,"Dropped - Units whose status does not meet NEEDS criteria"]
[null,"Amity Energy LLC",59418,"GEN1","Combustion Turbine","Pennsylvania",4.2,"Dropped - Units whose status does not meet NEEDS criteria"]
[null,"Amity Energy LLC",59418,"GEN2","Combustion Turbine","Pennsylvania",4.2,"Dropped - Units whose status does not meet NEEDS criteria"]
[null,"Amity Energy LLC",59418,"GEN3","Combustion Turbine","Pennsylvania",4.2,"Dropped - Units whose status does not meet NEEDS criteria"]
[null,"Amity Energy LLC",59418,"GEN4","Combustion Turbine","Pennsylvania",4.2,"Dropped - Units whose status does not meet NEEDS criteria"]
[null,"Amity Energy LLC",59418,"GEN5","Combustion Turbine","Pennsylvania",4.2,"Dropped - Units whose status does not meet NEEDS criteria"]
[null,"Purdys Run Energy, LLC",59419,"GEN1","Combustion Turbine","West Virginia",4.2,"Dropped - Units whose status does not meet NEEDS criteria"]
[null,"Purdys Run Energy, LLC",59419,"GEN2","Combustion Turbine","West Virginia",4.2,"Dropped - Units whose status does not meet NEEDS criteria"]
[null,"Purdys Run Energy, LLC",59419,"GEN3","Combustion Turbine","West Virginia",4.2,"Dropped - Units whose status does not meet NEEDS criteria"]
[null,"Purdys Run Energy, LLC",59419,"GEN4","Combustion Turbine","West Virginia",4.2,"Dropped - Units whose status does not meet NEEDS criteria"]
[null,"Purdys Run Energy, LLC",59419,"GEN5","Combustion Turbine","West Virginia",4.2,"Dropped - Units whose status does not meet NEEDS criteria"]
[null,"Basswood Energy, LLC",59420,"GEN1","Combustion Turbine","Pennsylvania",4.2,"Dropped - Units whose status does not meet NEEDS criteria"]
[null,"Basswood Energy, LLC",59420,"GEN2","Combustion Turbine","Pennsylvania",4.2,"Dropped - Units whose status does not meet NEEDS criteria"]
[null,"Basswood Energy, LLC",59420,"GEN3","Combustion Turbine","Pennsylvania",4.2,"Dropped - Units whose status does not meet NEEDS criteria"]
[null,"Basswood Energy, LLC",59420,"GEN4","Combustion Turbine","Pennsylvania",4.2,"Dropped - Units whose status does not meet NEEDS criteria"]
[null,"Basswood Energy, LLC",59420,"GEN5","Combustion Turbine","Pennsylvania",4.2,"Dropped - Units whose status does not meet NEEDS criteria"]
[null,"Pacific Rim Dairy Digester",59447,"00001","Non-Fossil Waste","California",1,"Dropped  - Retired/Planned Retirement by 06/2023"]
[null,"Waxdale",59448,"CGEN1","Landfill Gas","Wisconsin",3.5,"Dropped - Onsite Unit"]
[null,"Waxdale",59448,"CGEN2","Combustion Turbine","Wisconsin",3.5,"Dropped - Onsite Unit"]
[null,"Waxdale",59448,"WEC01","Onshore Wind","Wisconsin",1.5,"Dropped - Onsite Unit"]
[null,"Waxdale",59448,"WEC02","Onshore Wind","Wisconsin",1.5,"Dropped - Onsite Unit"]
[null,"East. Michigan Univ. Heating Plant",59452,"COGEN","Combustion Turbine","Michigan",4.1,"Dropped - Units whose status does not meet NEEDS criteria"]
[null,"East. Michigan Univ. Heating Plant",59452,"COGN2","Combustion Turbine","Michigan",6.8,"Dropped - Onsite Unit"]
[null,"Albany Medical Ctr Cogen Plant",59453,"GTG1","Combustion Turbine","New York",3.5,"Dropped - Onsite Unit"]
[null,"P Plant",59456,"P-TG4","Combustion Turbine","California",4,"Dropped - Onsite Unit"]
[null,"P Plant",59456,"P-TG5","Combustion Turbine","California",4,"Dropped - Onsite Unit"]
[null,"Q Plant",59457,"Q-TG1","Combustion Turbine","California",4,"Dropped - Onsite Unit"]
[null,"W Plant",59458,"W-TG1","Combustion Turbine","California",4,"Dropped - Onsite Unit"]
[null,"Buckeye Generation Center, LLC",59471,"CTG01","Combustion Turbine","Arizona",104,"Dropped - Units whose status does not meet NEEDS criteria"]
[null,"Buckeye Generation Center, LLC",59471,"CTG02","Combustion Turbine","Arizona",104,"Dropped - Units whose status does not meet NEEDS criteria"]
[null,"Buckeye Generation Center, LLC",59471,"CTG03","Combustion Turbine","Arizona",104,"Dropped - Units whose status does not meet NEEDS criteria"]
[null,"Buckeye Generation Center, LLC",59471,"CTG04","Combustion Turbine","Arizona",104,"Dropped - Units whose status does not meet NEEDS criteria"]
[null,"Buckeye Generation Center, LLC",59471,"CTG05","Combustion Turbine","Arizona",104,"Dropped - Units whose status does not meet NEEDS criteria"]
[null,"Buckeye Generation Center, LLC",59471,"CTG06","Combustion Turbine","Arizona",104,"Dropped - Units whose status does not meet NEEDS criteria"]
[null,"Gateway Energy Center, LLC",59538,"CT001","Combined Cycle","New Jersey",442.8,"Dropped - Units whose status does not meet NEEDS criteria"]
[null,"Clean Fuel Dane Community Digester",59559,"GEN#1","Non-Fossil Waste","Wisconsin",1,"Dropped  - Retired/Planned Retirement by 06/2023"]
[null,"Clean Fuel Dane Community Digester",59559,"GEN#2","Non-Fossil Waste","Wisconsin",1,"Dropped  - Retired/Planned Retirement by 06/2023"]
[null,"Bradley Farm",59568,"PV1","Solar PV","North Carolina",5,"Dropped - Units whose status does not meet NEEDS criteria"]
[null,"Soy Solar",59571,"PV1","Solar PV","North Carolina",5,"Dropped - Units whose status does not meet NEEDS criteria"]
[null,"North Siler Farm",59580,"PV1","Solar PV","North Carolina",5,"Dropped - Units whose status does not meet NEEDS criteria"]
[null,"Tarboro Farm",59582,"PV1","Solar PV","North Carolina",5,"Dropped - Units whose status does not meet NEEDS criteria"]
[null,"Wommack Farm",59585,"PV1","Solar PV","North Carolina",5,"Dropped - Units whose status does not meet NEEDS criteria"]
[null,"Pit 64",59588,"PV1","Solar PV","North Carolina",5,"Dropped - Units whose status does not meet NEEDS criteria"]
[null,"Sandy Ridge Solar Farm",59590,"PV1","Solar PV","North Carolina",5,"Dropped - Units whose status does not meet NEEDS criteria"]
[null,"Spring Valley Farm",59594,"PV1","Solar PV","North Carolina",5,"Dropped - Units whose status does not meet NEEDS criteria"]
[null,"Maricopa West Solar 2",59608,"MWS2","Solar PV","California",20,"Dropped - Units whose status does not meet NEEDS criteria"]
[null,"Maricopa East Solar",59609,"MES","Solar PV","California",18,"Dropped - Units whose status does not meet NEEDS criteria"]
[null,"LKL Kingfisher, LLC",59612,"LKLKF","Solar PV","Florida",6,"Dropped - Units whose status does not meet NEEDS criteria"]
[null,"Clear Springs Energy Center",59615,"CTG-1","Combustion Turbine","Texas",178,"Dropped - Units whose status does not meet NEEDS criteria"]
[null,"Clear Springs Energy Center",59615,"CTG-2","Combustion Turbine","Texas",177,"Dropped - Units whose status does not meet NEEDS criteria"]
[null,"Clear Springs Energy Center",59615,"CTG-3","Combustion Turbine","Texas",177,"Dropped - Units whose status does not meet NEEDS criteria"]
[null,"Union Valley Energy Center",59616,"CTG-1","Combustion Turbine","Texas",178,"Dropped - Units whose status does not meet NEEDS criteria"]
[null,"Union Valley Energy Center",59616,"CTG-2","Combustion Turbine","Texas",178,"Dropped - Units whose status does not meet NEEDS criteria"]
[null,"Union Valley Energy Center",59616,"CTG-3","Combustion Turbine","Texas",178,"Dropped - Units whose status does not meet NEEDS criteria"]
[null,"Van Alstyne Energy Center",59617,"CTG-1","Combustion Turbine","Texas",177,"Dropped - Units whose status does not meet NEEDS criteria"]
[null,"Van Alstyne Energy Center",59617,"CTG-2","Combustion Turbine","Texas",177,"Dropped - Units whose status does not meet NEEDS criteria"]
[null,"Van Alstyne Energy Center",59617,"CTG-3","Combustion Turbine","Texas",177,"Dropped - Units whose status does not meet NEEDS criteria"]
[null,"Jamesville Solar",59640,"5MWPV","Solar PV","North Carolina",5,"Dropped - Units whose status does not meet NEEDS criteria"]
[null,"Weldon Solar",59644,"5MWPV","Solar PV","North Carolina",5,"Dropped - Units whose status does not meet NEEDS criteria"]
[null,"Highland Park Project",59659,"HPWT","Onshore Wind","Colorado",181,"Dropped - Units whose status does not meet NEEDS criteria"]
[null,"Mattawoman Energy Center",59662,"CGT11","Combined Cycle","Maryland",286,"Dropped - Units whose status does not meet NEEDS criteria"]
[null,"Mattawoman Energy Center",59662,"CGT12","Combined Cycle","Maryland",286,"Dropped - Units whose status does not meet NEEDS criteria"]
[null,"Mattawoman Energy Center",59662,"STG11","Combined Cycle","Maryland",436,"Dropped - Units whose status does not meet NEEDS criteria"]
[null,"Innovative Solar 53",59668,"IS053","Solar PV","North Carolina",40,"Dropped - Units whose status does not meet NEEDS criteria"]
[null,"Innovative Solar 33",59672,"IS033","Solar PV","North Carolina",30.5,"Dropped - Units whose status does not meet NEEDS criteria"]
[null,"Innovative Solar 38",59674,"IS038","Solar PV","North Carolina",34,"Dropped - Units whose status does not meet NEEDS criteria"]
[null,"Innovative Solar 68",59679,"IS068","Solar PV","North Carolina",48.3,"Dropped - Units whose status does not meet NEEDS criteria"]
[null,"Innovative Solar 71",59680,"IS071","Solar PV","North Carolina",5,"Dropped - Units whose status does not meet NEEDS criteria"]
[null,"Innovative Solar 72",59681,"IS072","Solar PV","North Carolina",33.5,"Dropped - Units whose status does not meet NEEDS criteria"]
[null,"NBC Field's Point Wind Farm",59692,"FPWTG","Onshore Wind","Rhode Island",4.5,"Dropped - Onsite Unit"]
[null,"Pocatello Solar",59696,"PAPV1","Solar PV","Idaho",20,"Dropped - Units whose status does not meet NEEDS criteria"]
[null,"Clark 1 Solar",59697,"CSPV1","Solar PV","Idaho",71,"Dropped - Units whose status does not meet NEEDS criteria"]
[null,"Clark 2 Solar",59698,"CSPV2","Solar PV","Idaho",20,"Dropped - Units whose status does not meet NEEDS criteria"]
[null,"Clark 3 Solar",59699,"CSPV3","Solar PV","Idaho",30,"Dropped - Units whose status does not meet NEEDS criteria"]
[null,"Clark 4 Solar",59700,"CSPV4","Solar PV","Idaho",20,"Dropped - Units whose status does not meet NEEDS criteria"]
[null,"Subase Microgrid Project",59701,"SMP1","Combustion Turbine","Connecticut",3.7,"Dropped - Units whose status does not meet NEEDS criteria"]
[null,"Subase Microgrid Project",59701,"SMP2","Combustion Turbine","Connecticut",3.7,"Dropped - Units whose status does not meet NEEDS criteria"]
[null,"Subase Microgrid Project",59701,"SMP3","Combustion Turbine","Connecticut",2,"Dropped - Units whose status does not meet NEEDS criteria"]
[null,"Subase Microgrid Project",59701,"SMP4","Combustion Turbine","Connecticut",2,"Dropped - Units whose status does not meet NEEDS criteria"]
[null,"Aulander Solar",59707,"5MWPV","Solar PV","North Carolina",5,"Dropped - Units whose status does not meet NEEDS criteria"]
[null,"Neches Station, LLC",59716,"CTG1","Combustion Turbine","Texas",223,"Dropped - Units whose status does not meet NEEDS criteria"]
[null,"Neches Station, LLC",59716,"CTG2","Combustion Turbine","Texas",223,"Dropped - Units whose status does not meet NEEDS criteria"]
[null,"Framingham State University Plant",59717,"MSC","Combustion Turbine","Massachusetts",0.3,"Dropped - Units whose status does not meet NEEDS criteria"]
[null,"Moundsville Power",59720,"MPCA1","Combined Cycle","West Virginia",319,"Dropped - Units whose status does not meet NEEDS criteria"]
[null,"Moundsville Power",59720,"MPCT1","Combined Cycle","West Virginia",177.3,"Dropped - Units whose status does not meet NEEDS criteria"]
[null,"Moundsville Power",59720,"MPCT2","Combined Cycle","West Virginia",177.3,"Dropped - Units whose status does not meet NEEDS criteria"]
[null,"BlueWave Capital-Mattapoisett (SREC II)",59753,"1","Solar PV","Massachusetts",4.5,"Dropped - Units whose status does not meet NEEDS criteria"]
[null,"Mud Springs Wind Project, LLC",59756,"1","Onshore Wind","Montana",80,"Dropped - Units whose status does not meet NEEDS criteria"]
[null,"Pryor Caves Wind Project, LLC",59757,"1","Onshore Wind","Montana",80,"Dropped - Units whose status does not meet NEEDS criteria"]
[null,"Horse Thief Wind Project, LLC",59758,"1","Onshore Wind","Montana",80,"Dropped - Units whose status does not meet NEEDS criteria"]
[null,"Heartland Community College",59776,"T01","Onshore Wind","Illinois",1.7,"Dropped - Onsite Unit"]
[null,"Waynoka Gas Processing Plant",59782,"G1","Combustion Turbine","Oklahoma",1.3,"Dropped - Onsite Unit"]
[null,"Waynoka Gas Processing Plant",59782,"G2","Combustion Turbine","Oklahoma",1.3,"Dropped - Onsite Unit"]
[null,"Waynoka Gas Processing Plant",59782,"G3","Combustion Turbine","Oklahoma",1.3,"Dropped - Onsite Unit"]
[null,"Cabin Creek Renewable Energy Station",59791,"1","Landfill Gas","Indiana",1.9,"Dropped - Units whose status does not meet NEEDS criteria"]
[null,"Cabin Creek Renewable Energy Station",59791,"2","Landfill Gas","Indiana",1.9,"Dropped - Units whose status does not meet NEEDS criteria"]
[null,"Industrial Plant",59793,"15","Combustion Turbine","Alaska",23.5,"Dropped - in Alaska or in Hawaii or Puerto Rico"]
[null,"Foothill Solar Project",59799,"W4528","Solar PV","California",1.1,"Dropped - Units whose status does not meet NEEDS criteria"]
[null,"Black Oak Wind Farm",59813,"NA","Onshore Wind","New York",16.1,"Dropped - Units whose status does not meet NEEDS criteria"]
[null,"Westminster Place",59830,"GEN1","Combustion Turbine","Illinois",2.4,"Dropped - Units whose status does not meet NEEDS criteria"]
[null,"Caprock Solar 2 LLC",59846,"PV1","Solar PV","New Mexico",30,"Dropped - Units whose status does not meet NEEDS criteria"]
[null,"Texas Clean Energy Project",59859,"TCE1A","Fossil Waste","Texas",274,"Dropped - Units whose status does not meet NEEDS criteria"]
[null,"Texas Clean Energy Project",59859,"TCE1B","Fossil Waste","Texas",126,"Dropped - Units whose status does not meet NEEDS criteria"]
[null,"Aiya Solar Project",59869,"GEN01","Solar PV","Nevada",100,"Dropped - Units whose status does not meet NEEDS criteria"]
[null,"Thermo Solar PV-01",59883,"SOLAR","Solar PV","Utah",2.9,"Dropped - Units whose status does not meet NEEDS criteria"]
[null,"Great Lakes Central Power Plant",59884,"GTG-1","Combustion Turbine","Illinois",4.5,"Dropped - Units whose status does not meet NEEDS criteria"]
[null,"Great Lakes Central Power Plant",59884,"GTG-2","Combustion Turbine","Illinois",4.5,"Dropped - Units whose status does not meet NEEDS criteria"]
[null,"Great Lakes Central Power Plant",59884,"STG-1","O/G Steam","Illinois",0.5,"Dropped - Units whose status does not meet NEEDS criteria"]
[null,"Great Lakes Central Power Plant",59884,"STG-2","O/G Steam","Illinois",0.5,"Dropped - Units whose status does not meet NEEDS criteria"]
[null,"Little Bear Solar 2, LLC",59885,"GEN01","Solar PV","California",20,"Dropped - Units whose status does not meet NEEDS criteria"]
[null,"Poplars Ranch Solar LLC",59890,"GEN","Solar PV","Oregon",16,"Dropped - Units whose status does not meet NEEDS criteria"]
[null,"Hopeful Solar LLC",59892,"GEN","Solar PV","Georgia",20.7,"Dropped - Units whose status does not meet NEEDS criteria"]
[null,"Louisburg Solar",59895,"5MWPV","Solar PV","North Carolina",5,"Dropped - Units whose status does not meet NEEDS criteria"]
[null,"Black Fork Wind Energy Project",59907,"GEN","Onshore Wind","Ohio",200,"Dropped - Units whose status does not meet NEEDS criteria"]
[null,"Middlesex Energy Center LLC",59909,"CT001","Combined Cycle","New Jersey",570,"Dropped - Units whose status does not meet NEEDS criteria"]
[null,"Rockwood Energy Center LLC",59918,"ROCKW","Combined Cycle","Texas",1068,"Dropped - Units whose status does not meet NEEDS criteria"]
[null,"Smithfield Solar LLC",59920,"5MWPV","Solar PV","North Carolina",5,"Dropped - Units whose status does not meet NEEDS criteria"]
[null,"South Campus Solar",59922,"G1789","Solar PV","Delaware",1.3,"Dropped - Onsite Unit"]
[null,"South Campus Solar",59922,"GA500","Solar PV","Delaware",0.5,"Dropped - Onsite Unit"]
[null,"South Campus Solar",59922,"SG333","Solar PV","Delaware",0.3,"Dropped - Units whose status does not meet NEEDS criteria"]
[null,"South Campus Solar",59922,"SG500","Solar PV","Delaware",0.5,"Dropped - Units whose status does not meet NEEDS criteria"]
[null,"Pinecrest Energy Center",59923,"CTG-1","Combined Cycle","Texas",229,"Dropped - Units whose status does not meet NEEDS criteria"]
[null,"Pinecrest Energy Center",59923,"CTG-2","Combined Cycle","Texas",229,"Dropped - Units whose status does not meet NEEDS criteria"]
[null,"Pinecrest Energy Center",59923,"STG","Combined Cycle","Texas",289,"Dropped - Units whose status does not meet NEEDS criteria"]
[null,"La Paloma Energy Center",59924,"CTG-1","Combined Cycle","Texas",211.5,"Dropped - Units whose status does not meet NEEDS criteria"]
[null,"La Paloma Energy Center",59924,"CTG-2","Combined Cycle","Texas",211.5,"Dropped - Units whose status does not meet NEEDS criteria"]
[null,"La Paloma Energy Center",59924,"STG-1","Combined Cycle","Texas",300,"Dropped - Units whose status does not meet NEEDS criteria"]
[null,"Sonoran Energy Project",59925,"GEN1","Combined Cycle","California",510.7,"Dropped - Units whose status does not meet NEEDS criteria"]
[null,"Snow Mountain Solar, LLC",59935,"GEN01","Solar PV","Nevada",101,"Dropped - Units whose status does not meet NEEDS criteria"]
[null,"Bloomsbury Solar, LLC",59970,"BLOOM","Solar PV","North Carolina",5,"Dropped - Units whose status does not meet NEEDS criteria"]
[null,"Easter",59971,"ESTR1","Onshore Wind","Texas",300,"Dropped - Units whose status does not meet NEEDS criteria"]
[null,"Lebanon Solar 1",59991,"LEB1","Solar PV","Connecticut",2,"Dropped - Units whose status does not meet NEEDS criteria"]
[null,"Lebanon Solar 2",59992,"LEB2","Solar PV","Connecticut",2,"Dropped - Units whose status does not meet NEEDS criteria"]
[null,"Round Hill PV1",59998,"RNDHL","Solar PV","North Carolina",5,"Dropped - Units whose status does not meet NEEDS criteria"]
[null,"Waipio Solar",60024,"WPO","Solar PV","Hawaii",45.9,"Dropped - in Alaska or in Hawaii or Puerto Rico"]
[null,"SunE Redlands",60031,"RDNDS","Solar PV","California",1.5,"Dropped - Units whose status does not meet NEEDS criteria"]
[null,"Garrison Butte Wind, LLC",60066,"GEN","Onshore Wind","North Dakota",150,"Dropped - Units whose status does not meet NEEDS criteria"]
[null,"Wallace Solar 2",60090,"2MWPV","Solar PV","North Carolina",1.9,"Dropped - Units whose status does not meet NEEDS criteria"]
[null,"Blythe Solar III, LLC",60094,"BLCK2","Solar PV","California",31.2,"Dropped - Units whose status does not meet NEEDS criteria"]
[null,"Blythe Solar III, LLC",60094,"BLCK3","Solar PV","California",31.2,"Dropped - Units whose status does not meet NEEDS criteria"]
[null,"Blythe Solar III, LLC",60094,"BLCK4","Solar PV","California",31.2,"Dropped - Units whose status does not meet NEEDS criteria"]
[null,"Blythe Solar IV, LLC",60095,"BLCK1","Solar PV","California",31.2,"Dropped - Units whose status does not meet NEEDS criteria"]
[null,"Blythe Solar IV, LLC",60095,"BLCK2","Solar PV","California",31.2,"Dropped - Units whose status does not meet NEEDS criteria"]
[null,"Blythe Solar IV, LLC",60095,"BLCK3","Solar PV","California",31.2,"Dropped - Units whose status does not meet NEEDS criteria"]
[null,"Blythe Solar IV, LLC",60095,"BLCK4","Solar PV","California",31.2,"Dropped - Units whose status does not meet NEEDS criteria"]
[null,"Kawailoa Solar",60125,"KAWS","Solar PV","Hawaii",49,"Dropped - in Alaska or in Hawaii or Puerto Rico"]
[null,"Alexis Solar",60139,"PV1","Solar PV","North Carolina",5,"Dropped - Units whose status does not meet NEEDS criteria"]
[null,"Brooke Solar",60140,"PV1","Solar PV","North Carolina",4.5,"Dropped - Units whose status does not meet NEEDS criteria"]
[null,"Izia Solar",60141,"PV1","Solar PV","North Carolina",5,"Dropped - Units whose status does not meet NEEDS criteria"]
[null,"McDougald Solar, LLC",60148,"FLS1","Solar PV","North Carolina",4.9,"Dropped - Units whose status does not meet NEEDS criteria"]
[null,"Signature Solar",60155,"PV1","Solar PV","North Carolina",5,"Dropped - Units whose status does not meet NEEDS criteria"]
[null,"June Solar",60158,"PV1","Solar PV","North Carolina",4,"Dropped - Units whose status does not meet NEEDS criteria"]
[null,"Roman Solar",60159,"PV1","Solar PV","North Carolina",5,"Dropped - Units whose status does not meet NEEDS criteria"]
[null,"Wilfork Solar",60162,"PV1","Solar PV","North Carolina",5,"Dropped - Units whose status does not meet NEEDS criteria"]
[null,"Hawk Solar",60163,"PV1","Solar PV","North Carolina",5,"Dropped - Units whose status does not meet NEEDS criteria"]
[null,"Jordan Solar",60164,"PV1","Solar PV","North Carolina",5,"Dropped - Units whose status does not meet NEEDS criteria"]
[null,"Higgins Solar",60166,"PV1","Solar PV","North Carolina",5,"Dropped - Units whose status does not meet NEEDS criteria"]
[null,"Carter Solar",60167,"PV1","Solar PV","North Carolina",5,"Dropped - Units whose status does not meet NEEDS criteria"]
[null,"Sadie Solar",60168,"PV1","Solar PV","North Carolina",5,"Dropped - Units whose status does not meet NEEDS criteria"]
[null,"Icarus Solar",60169,"PV1","Solar PV","North Carolina",3,"Dropped - Units whose status does not meet NEEDS criteria"]
[null,"Iga Solar",60170,"PV1","Solar PV","North Carolina",5,"Dropped - Units whose status does not meet NEEDS criteria"]
[null,"Clayton Solar",60171,"PV1","Solar PV","North Carolina",5,"Dropped - Units whose status does not meet NEEDS criteria"]
[null,"Christina Solar",60172,"PV1","Solar PV","North Carolina",3,"Dropped - Units whose status does not meet NEEDS criteria"]
[null,"Longleaf Solar",60173,"PV1","Solar PV","North Carolina",5,"Dropped - Units whose status does not meet NEEDS criteria"]
[null,"Cardinal Solar",60174,"PV1","Solar PV","North Carolina",5,"Dropped - Units whose status does not meet NEEDS criteria"]
[null,"Bonnie Solar",60175,"PV1","Solar PV","North Carolina",5,"Dropped - Units whose status does not meet NEEDS criteria"]
[null,"Anna Solar",60176,"PV1","Solar PV","North Carolina",5,"Dropped - Units whose status does not meet NEEDS criteria"]
[null,"Blue Bird Solar",60177,"PV1","Solar PV","North Carolina",4,"Dropped - Units whose status does not meet NEEDS criteria"]
[null,"Hill County Generation Facility",60194,"CT1","Combustion Turbine","Texas",205,"Dropped - Units whose status does not meet NEEDS criteria"]
[null,"Hill County Generation Facility",60194,"CT2","Combustion Turbine","Texas",205,"Dropped - Units whose status does not meet NEEDS criteria"]
[null,"Hill County Generation Facility",60194,"CT3","Combustion Turbine","Texas",205,"Dropped - Units whose status does not meet NEEDS criteria"]
[null,"Hill County Generation Facility",60194,"CT4","Combustion Turbine","Texas",205,"Dropped - Units whose status does not meet NEEDS criteria"]
[null,"ESC Brooke County Power I",60202,"BCCA1","Combined Cycle","West Virginia",261.2,"Dropped - Units whose status does not meet NEEDS criteria"]
[null,"ESC Brooke County Power I",60202,"BCCT1","Combined Cycle","West Virginia",252.3,"Dropped - Units whose status does not meet NEEDS criteria"]
[null,"ESC Brooke County Power I",60202,"BCCT2","Combined Cycle","West Virginia",252.3,"Dropped - Units whose status does not meet NEEDS criteria"]
[null,"Wheaton Solar",60203,"1","Solar PV","Wisconsin",3.5,"Dropped - Units whose status does not meet NEEDS criteria"]
[null,"ESC Tioga County Power",60205,"TCCA1","Combined Cycle","Pennsylvania",302,"Dropped - Units whose status does not meet NEEDS criteria"]
[null,"ESC Tioga County Power",60205,"TCCT1","Combined Cycle","Pennsylvania",253.1,"Dropped - Units whose status does not meet NEEDS criteria"]
[null,"ESC Tioga County Power",60205,"TCCT2","Combined Cycle","Pennsylvania",253.1,"Dropped - Units whose status does not meet NEEDS criteria"]
[null,"ESC Harrison County Power",60206,"HCCA1","Combined Cycle","West Virginia",205.4,"Dropped - Units whose status does not meet NEEDS criteria"]
[null,"ESC Harrison County Power",60206,"HCCT1","Combined Cycle","West Virginia",319.1,"Dropped - Units whose status does not meet NEEDS criteria"]
[null,"Terrapin Hills Wind Farm",60211,"1","Onshore Wind","Maryland",50,"Dropped - Units whose status does not meet NEEDS criteria"]
[null,"Mason Dixon Wind Farm",60212,"1","Onshore Wind","Pennsylvania",79.9,"Dropped - Units whose status does not meet NEEDS criteria"]
[null,"ESS Wesel",60214,"ESSWL","Energy Storage","Maryland",6,"Dropped - Units whose status does not meet NEEDS criteria"]
[null,"ESS Fairgrounds",60215,"ESSFG","Energy Storage","Maryland",4,"Dropped - Units whose status does not meet NEEDS criteria"]
[null,"ESS Lewes",60216,"ESSLS","Energy Storage","Delaware",8,"Dropped - Units whose status does not meet NEEDS criteria"]
[null,"Halyard Wharton Energy Center",60221,"TBN1","Combustion Turbine","Texas",162,"Dropped - Units whose status does not meet NEEDS criteria"]
[null,"Halyard Wharton Energy Center",60221,"TBN2","Combustion Turbine","Texas",162,"Dropped - Units whose status does not meet NEEDS criteria"]
[null,"Bristol Plant",60222,"B1","Landfill Gas","Virginia",0.3,"Dropped  - Retired/Planned Retirement by 06/2023"]
[null,"Bristol Plant",60222,"B2","Landfill Gas","Virginia",0.3,"Dropped  - Retired/Planned Retirement by 06/2023"]
[null,"Bristol Plant",60222,"B3","Landfill Gas","Virginia",0.3,"Dropped  - Retired/Planned Retirement by 06/2023"]
[null,"Bristol Plant",60222,"B4","Landfill Gas","Virginia",0.3,"Dropped  - Retired/Planned Retirement by 06/2023"]
[null,"Bristol Plant",60222,"B5","Landfill Gas","Virginia",0.3,"Dropped  - Retired/Planned Retirement by 06/2023"]
[null,"Bristol Plant",60222,"B6","Landfill Gas","Virginia",0.3,"Dropped  - Retired/Planned Retirement by 06/2023"]
[null,"Ambler",60243,"1","Combustion Turbine","Alaska",0.4,"Dropped - in Alaska or in Hawaii or Puerto Rico"]
[null,"Ambler",60243,"2","Combustion Turbine","Alaska",0.3,"Dropped - in Alaska or in Hawaii or Puerto Rico"]
[null,"Ambler",60243,"3","Combustion Turbine","Alaska",0.4,"Dropped - in Alaska or in Hawaii or Puerto Rico"]
[null,"Marshall",60244,"1","Combustion Turbine","Alaska",0.5,"Dropped - in Alaska or in Hawaii or Puerto Rico"]
[null,"Marshall",60244,"2","Combustion Turbine","Alaska",0.4,"Dropped - in Alaska or in Hawaii or Puerto Rico"]
[null,"Marshall",60244,"3","Combustion Turbine","Alaska",0.2,"Dropped - in Alaska or in Hawaii or Puerto Rico"]
[null,"New Stuyahok",60245,"1","Combustion Turbine","Alaska",0.4,"Dropped - in Alaska or in Hawaii or Puerto Rico"]
[null,"New Stuyahok",60245,"2","Combustion Turbine","Alaska",0.5,"Dropped - in Alaska or in Hawaii or Puerto Rico"]
[null,"New Stuyahok",60245,"3","Combustion Turbine","Alaska",0.5,"Dropped - in Alaska or in Hawaii or Puerto Rico"]
[null,"Michigan Wind 3",60246,"1","Onshore Wind","Michigan",152.8,"Dropped - Units whose status does not meet NEEDS criteria"]
[null,"Swampy Acres",60250,"13","Combustion Turbine","Alaska",4.4,"Dropped - in Alaska or in Hawaii or Puerto Rico"]
[null,"Swampy Acres",60250,"6A","Combustion Turbine","Alaska",2,"Dropped - in Alaska or in Hawaii or Puerto Rico"]
[null,"Swampy Acres",60250,"7A","Combustion Turbine","Alaska",2,"Dropped - in Alaska or in Hawaii or Puerto Rico"]
[null,"Brevig Mission",60260,"1","Combustion Turbine","Alaska",0.2,"Dropped - in Alaska or in Hawaii or Puerto Rico"]
[null,"Brevig Mission",60260,"2","Combustion Turbine","Alaska",0.4,"Dropped - in Alaska or in Hawaii or Puerto Rico"]
[null,"Brevig Mission",60260,"3","Combustion Turbine","Alaska",0.5,"Dropped - Units whose status does not meet NEEDS criteria"]
[null,"Brevig Mission",60260,"3A","Combustion Turbine","Alaska",0.4,"Dropped - in Alaska or in Hawaii or Puerto Rico"]
[null,"Halyard Henderson Energy Center",60268,"TBN1","Combustion Turbine","Texas",210,"Dropped - Units whose status does not meet NEEDS criteria"]
[null,"Halyard Henderson Energy Center",60268,"TBN2","Combustion Turbine","Texas",210,"Dropped - Units whose status does not meet NEEDS criteria"]
[null,"Tex-Mex Renewable Energy Project, LLC",60269,"WT1","Onshore Wind","Texas",80,"Dropped - Units whose status does not meet NEEDS criteria"]
[null,"Canyon Wind Project, LLC",60271,"WT1","Onshore Wind","Texas",360,"Dropped - Units whose status does not meet NEEDS criteria"]
[null,"Cone Renewable Energy Project, LLC",60272,"WT1","Onshore Wind","Texas",300,"Dropped - Units whose status does not meet NEEDS criteria"]
[null,"Crosby County Wind Farm, LLC",60273,"WT1","Onshore Wind","Texas",120,"Dropped - Units whose status does not meet NEEDS criteria"]
[null,"Climax Solar",60286,"PV1","Solar PV","North Carolina",4.9,"Dropped - Units whose status does not meet NEEDS criteria"]
[null,"Clean Path Energy Center",60289,"CPEC1","Combined Cycle","New Mexico",680,"Dropped - Units whose status does not meet NEEDS criteria"]
[null,"Clean Path Energy Center",60289,"PVGEN","Solar PV","New Mexico",55,"Dropped - Units whose status does not meet NEEDS criteria"]
[null,"Whiteville Solar 2",60292,"PV1","Solar PV","North Carolina",4.9,"Dropped - Units whose status does not meet NEEDS criteria"]
[null,"Crawford Solar",60294,"PV1","Solar PV","North Carolina",4.9,"Dropped - Units whose status does not meet NEEDS criteria"]
[null,"Crimson Solar",60295,"PV1","Solar PV","North Carolina",4.9,"Dropped - Units whose status does not meet NEEDS criteria"]
[null,"High Pockets Solar",60305,"PV1","Solar PV","North Carolina",1.9,"Dropped - Units whose status does not meet NEEDS criteria"]
[null,"Windpark Unlimited 2",60321,"EXIS2","Onshore Wind","California",16.1,"Dropped  - Retired/Planned Retirement by 06/2023"]
[null,"O'Brien Wind",60326,"OBWF4","Onshore Wind","Iowa",72.5,"Dropped - Units whose status does not meet NEEDS criteria"]
[null,"O'Brien Wind",60326,"OBWF5","Onshore Wind","Iowa",72.5,"Dropped - Units whose status does not meet NEEDS criteria"]
[null,"O'Brien Wind",60326,"OBWF6","Onshore Wind","Iowa",72.5,"Dropped - Units whose status does not meet NEEDS criteria"]
[null,"Schofield Generating Station",60328,"S1","Biomass","Hawaii",8.4,"Dropped - in Alaska or in Hawaii or Puerto Rico"]
[null,"Schofield Generating Station",60328,"S2","Biomass","Hawaii",8.4,"Dropped - in Alaska or in Hawaii or Puerto Rico"]
[null,"Schofield Generating Station",60328,"S3","Biomass","Hawaii",8.4,"Dropped - in Alaska or in Hawaii or Puerto Rico"]
[null,"Schofield Generating Station",60328,"S4","Biomass","Hawaii",8.4,"Dropped - in Alaska or in Hawaii or Puerto Rico"]
[null,"Schofield Generating Station",60328,"S5","Biomass","Hawaii",8.4,"Dropped - in Alaska or in Hawaii or Puerto Rico"]
[null,"Schofield Generating Station",60328,"S6","Biomass","Hawaii",8.4,"Dropped - in Alaska or in Hawaii or Puerto Rico"]
[null,"Ida Grove Wind",60342,"IGWF5","Onshore Wind","Iowa",96.6,"Dropped - Units whose status does not meet NEEDS criteria"]
[null,"Ida Grove Wind",60342,"IGWF6","Onshore Wind","Iowa",98.9,"Dropped - Units whose status does not meet NEEDS criteria"]
[null,"Hilly Branch",60358,"28941","Solar PV","North Carolina",2,"Dropped - Units whose status does not meet NEEDS criteria"]
[null,"Pike Road Solar",60360,"51116","Solar PV","North Carolina",5,"Dropped - Units whose status does not meet NEEDS criteria"]
[null,"Magic Valley Wind Farm III LLC",60362,"MVIII","Onshore Wind","Texas",200,"Dropped - Units whose status does not meet NEEDS criteria"]
[null,"Lamesa Solar",60372,"LSPV2","Solar PV","Texas",100,"Dropped - Units whose status does not meet NEEDS criteria"]
[null,"SunCoke Energy South Shore Facility",60373,"SSST6","Coal Steam","Kentucky",60,"Dropped - Units whose status does not meet NEEDS criteria"]
[null,"Concord Blue Eagar, LLC",60374,"CB001","Non-Fossil Waste","Arizona",0.6,"Dropped - Units whose status does not meet NEEDS criteria"]
[null,"Concord Blue Eagar, LLC",60374,"CB002","Non-Fossil Waste","Arizona",0.6,"Dropped - Units whose status does not meet NEEDS criteria"]
[null,"Duroc Holdings",60379,"PV1","Solar PV","North Carolina",5,"Dropped - Units whose status does not meet NEEDS criteria"]
[null,"Invenergy Nelson Expansion LLC",60387,"GEN3","Combustion Turbine","Illinois",157,"Dropped - Units whose status does not meet NEEDS criteria"]
[null,"Invenergy Nelson Expansion LLC",60387,"GEN4","Combustion Turbine","Illinois",157,"Dropped - Units whose status does not meet NEEDS criteria"]
[null,"LIRR Malverne Wayside Energy Storage Sys",60479,"BA1","Energy Storage","New York",1,"Dropped - Units whose status does not meet NEEDS criteria"]
[null,"LIRR Malverne Wayside Energy Storage Sys",60479,"BA2","Energy Storage","New York",1,"Dropped - Units whose status does not meet NEEDS criteria"]
[null,"Clark Canyon Hydro-Electric Facility",60483,"FRNS1","Hydro","Montana",2.4,"Dropped - Units whose status does not meet NEEDS criteria"]
[null,"Clark Canyon Hydro-Electric Facility",60483,"FRNS2","Hydro","Montana",2.4,"Dropped - Units whose status does not meet NEEDS criteria"]
[null,"KIUC Kapaia PV and BA Storage Project",60546,"BA1","Energy Storage","Hawaii",11,"Dropped - in Alaska or in Hawaii or Puerto Rico"]
[null,"KIUC Kapaia PV and BA Storage Project",60546,"PV1","Solar PV","Hawaii",15,"Dropped - in Alaska or in Hawaii or Puerto Rico"]
[null,"Peanut Solar",60557,"PV1","Solar PV","North Carolina",5,"Dropped - Units whose status does not meet NEEDS criteria"]
[null,"Flywheel Energy Storage System Microgrid",60563,"FESS","Energy Storage","Alaska",2,"Dropped - in Alaska or in Hawaii or Puerto Rico"]
[null,"Sweetheart Lake Hydroelectric Facility",60588,"JHI01","Hydro","Alaska",6.6,"Dropped - Units whose status does not meet NEEDS criteria"]
[null,"Sweetheart Lake Hydroelectric Facility",60588,"JHI02","Hydro","Alaska",6.6,"Dropped - Units whose status does not meet NEEDS criteria"]
[null,"Sweetheart Lake Hydroelectric Facility",60588,"JHI03","Hydro","Alaska",6.6,"Dropped - Units whose status does not meet NEEDS criteria"]
[null,"Sand Creek Wind Farm",60595,"WT1","Onshore Wind","Montana",75,"Dropped - Units whose status does not meet NEEDS criteria"]
[null,"Baron Winds Farm",60596,"1","Onshore Wind","New York",272,"Dropped - Units whose status does not meet NEEDS criteria"]
[null,"CMEEC - Hollyhock Solar",60606,"PV1","Solar PV","Connecticut",6,"Dropped - Units whose status does not meet NEEDS criteria"]
[null,"Howardtown Farm",60630,"PV1","Solar PV","North Carolina",10,"Dropped  - Retired/Planned Retirement by 06/2023"]
[null,"M&G Resins USA",60642,"1","Non-Fossil Waste","Texas",11.7,"Dropped - Units whose status does not meet NEEDS criteria"]
[null,"M&G Resins USA",60642,"2","Non-Fossil Waste","Texas",11.7,"Dropped - Units whose status does not meet NEEDS criteria"]
[null,"Energy Nuevo Storage Farm",60646,"NUEVO","Energy Storage","California",20,"Dropped - Units whose status does not meet NEEDS criteria"]
[null,"Mission Rock Energy Center Hybrid",60650,"BA1","Energy Storage","California",25,"Dropped - Units whose status does not meet NEEDS criteria"]
[null,"Mission Rock Energy Center Hybrid",60650,"GT1","Combustion Turbine","California",275,"Dropped - Units whose status does not meet NEEDS criteria"]
[null,"CE&P Imperial Valley 1",60670,"1","Combined Cycle","California",50,"Dropped - Units whose status does not meet NEEDS criteria"]
[null,"Tisch Mills Wind",60674,"TISCH","Onshore Wind","Wisconsin",150,"Dropped - Units whose status does not meet NEEDS criteria"]
[null,"Turner Energy Storage Project",60675,"TES","Energy Storage","Washington",1.2,"Dropped - Units whose status does not meet NEEDS criteria"]
[null,"FDS Co-Generation Facility",60693,"1","Fossil Waste","Ohio",110,"Dropped - Units whose status does not meet NEEDS criteria"]
[null,"Gaines County",60697,"GC-1","Combustion Turbine","Texas",186,"Dropped - Units whose status does not meet NEEDS criteria"]
[null,"IFF Hazlet",60709,"ROOF","Solar PV","New Jersey",0.6,"Dropped - Units whose status does not meet NEEDS criteria"]
[null,"New Colony Wind Project",60718,"WT1","Onshore Wind","Montana",23.1,"Dropped - Units whose status does not meet NEEDS criteria"]
[null,"Rowan Solar NC LLC",60780,"PV1","Solar PV","North Carolina",2,"Dropped - Units whose status does not meet NEEDS criteria"]
[null,"Renovo Energy Center",60786,"RECNY","Combined Cycle","Pennsylvania",480,"Dropped - Units whose status does not meet NEEDS criteria"]
[null,"Renovo Energy Center",60786,"RECPJ","Combined Cycle","Pennsylvania",480,"Dropped - Units whose status does not meet NEEDS criteria"]
[null,"Salt Springs Wind Farm",60807,"WT","Onshore Wind","Kansas",200,"Dropped - Units whose status does not meet NEEDS criteria"]
[null,"AES ADA Energy Storage Array",60811,"ADA","Energy Storage","Pennsylvania",2,"Dropped - Units whose status does not meet NEEDS criteria"]
[null,"7-Mile Ridge Wind Project",60814,"WT1","Onshore Wind","Alaska",1.8,"Dropped - Units whose status does not meet NEEDS criteria"]
[null,"Neenach Solar Center",60826,"ECA03","Solar PV","California",1.5,"Dropped - Units whose status does not meet NEEDS criteria"]
[null,"Osceola Solar, LLC",60828,"PV1","Solar PV","North Carolina",5,"Dropped - Units whose status does not meet NEEDS criteria"]
[null,"Eastway Solar, LLC",60829,"PV1","Solar PV","North Carolina",4.9,"Dropped - Units whose status does not meet NEEDS criteria"]
[null,"Williams Solar, LLC",60859,"PV1","Solar PV","Texas",20,"Dropped - Units whose status does not meet NEEDS criteria"]
[null,"Homestead Wind LLC",60871,"HOMES","Onshore Wind","Illinois",50,"Dropped - Units whose status does not meet NEEDS criteria"]
[null,"Wildomar Solar",60872,"WILD1","Solar PV","California",1.2,"Dropped - Units whose status does not meet NEEDS criteria"]
[null,"Halifax Solar LLC",60884,"HALFX","Solar PV","North Carolina",5,"Dropped - Units whose status does not meet NEEDS criteria"]
[null,"Carter Solar One, LLC",60896,"CRTON","Solar PV","Idaho",20,"Dropped - Units whose status does not meet NEEDS criteria"]
[null,"Jackpot Solar North, LLC",60897,"JPTNO","Solar PV","Idaho",20,"Dropped - Units whose status does not meet NEEDS criteria"]
[null,"Jackpot Solar South, LLC",60898,"JPTSO","Solar PV","Idaho",20,"Dropped - Units whose status does not meet NEEDS criteria"]
[null,"Jackpot Solar East, LLC",60899,"JPTEA","Solar PV","Idaho",20,"Dropped - Units whose status does not meet NEEDS criteria"]
[null,"Jackpot Solar West, LLC",60900,"JPTWE","Solar PV","Idaho",20,"Dropped - Units whose status does not meet NEEDS criteria"]
[null,"Big Blue River Wind Farm",60907,"WT1","Onshore Wind","Indiana",200,"Dropped - Units whose status does not meet NEEDS criteria"]
[null,"Goodhue Solar",60934,"PV1","Solar PV","Minnesota",1,"Dropped - Units whose status does not meet NEEDS criteria"]
[null,"Goodhue Solar",60934,"PV2","Solar PV","Minnesota",1,"Dropped - Units whose status does not meet NEEDS criteria"]
[null,"Santa Paula Energy Storage",60946,"SPES1","Energy Storage","California",5,"Dropped - Units whose status does not meet NEEDS criteria"]
[null,"Washington Solar",60948,"PV1","Solar PV","North Carolina",5,"Dropped - Units whose status does not meet NEEDS criteria"]
[null,"Adams Solar",60949,"PV1","Solar PV","North Carolina",2,"Dropped - Units whose status does not meet NEEDS criteria"]
[null,"Mountain Lion Solar",60950,"PV1","Solar PV","North Carolina",1.7,"Dropped - Units whose status does not meet NEEDS criteria"]
[null,"Eisenhower Solar",60963,"PV1","Solar PV","North Carolina",5,"Dropped - Units whose status does not meet NEEDS criteria"]
[null,"River Otter Solar",60969,"PV1","Solar PV","North Carolina",5,"Dropped - Units whose status does not meet NEEDS criteria"]
[null,"Tyler Solar",60970,"PV1","Solar PV","North Carolina",5,"Dropped - Units whose status does not meet NEEDS criteria"]
[null,"San Jacinto Solar",60972,"SJAC","Solar PV","California",1.5,"Dropped - Units whose status does not meet NEEDS criteria"]
[null,"Lake Perris Solar",60973,"LKPR","Solar PV","California",1.5,"Dropped - Units whose status does not meet NEEDS criteria"]
[null,"Dakota Solar",60977,"PV1","Solar PV","Minnesota",1,"Dropped - Units whose status does not meet NEEDS criteria"]
[null,"Dakota Solar",60977,"PV2","Solar PV","Minnesota",1,"Dropped - Units whose status does not meet NEEDS criteria"]
[null,"Dakota Solar",60977,"PV3","Solar PV","Minnesota",1,"Dropped - Units whose status does not meet NEEDS criteria"]
[null,"Loma Rica Hydroelectric Powerhouse",60988,"HY1","Hydro","California",1.4,"Dropped - Units whose status does not meet NEEDS criteria"]
[null,"Pattern Santa Isabel LLC",61014,"1","Onshore Wind","Puerto Rico",75,"Dropped - in Alaska or in Hawaii or Puerto Rico"]
[null,"Monument Road",61033,"MR001","Onshore Wind","Nebraska",66,"Dropped - Units whose status does not meet NEEDS criteria"]
[null,"EcoElectrica",61034,"CT1","Combined Cycle","Puerto Rico",183,"Dropped - in Alaska or in Hawaii or Puerto Rico"]
[null,"EcoElectrica",61034,"CT2","Combined Cycle","Puerto Rico",183,"Dropped - in Alaska or in Hawaii or Puerto Rico"]
[null,"EcoElectrica",61034,"STG","Combined Cycle","Puerto Rico",214,"Dropped - in Alaska or in Hawaii or Puerto Rico"]
[null,"AES ILUMINA",61036,"ILUMI","Solar PV","Puerto Rico",17.5,"Dropped - in Alaska or in Hawaii or Puerto Rico"]
[null,"Weybridge 1 Solar",61038,"WEY1","Solar PV","Vermont",3,"Dropped - Units whose status does not meet NEEDS criteria"]
[null,"Morada del Sol, LLC",61049,"PV1","Solar PV","Texas",239.3,"Dropped - Units whose status does not meet NEEDS criteria"]
[null,"West Liberty Wind Farm",61057,"T1","Onshore Wind","Iowa",2.5,"Dropped - Units whose status does not meet NEEDS criteria"]
[null,"West Liberty Wind Farm",61057,"T2","Onshore Wind","Iowa",2.5,"Dropped - Units whose status does not meet NEEDS criteria"]
[null,"Fresno Dam Site Water Power Project",61061,"1","Hydro","Montana",0.5,"Dropped - Units whose status does not meet NEEDS criteria"]
[null,"Fresno Dam Site Water Power Project",61061,"2","Hydro","Montana",0.5,"Dropped - Units whose status does not meet NEEDS criteria"]
[null,"Fresno Dam Site Water Power Project",61061,"3","Hydro","Montana",0.5,"Dropped - Units whose status does not meet NEEDS criteria"]
[null,"Coto Laurel Solar Farm",61062,"CLSF","Solar PV","Puerto Rico",10,"Dropped - in Alaska or in Hawaii or Puerto Rico"]
[null,"Martino",61063,"MATNO","Solar PV","Puerto Rico",3.6,"Dropped - in Alaska or in Hawaii or Puerto Rico"]
[null,"Pfizer Guayama",61064,"PFGY","Solar PV","Puerto Rico",2.7,"Dropped - in Alaska or in Hawaii or Puerto Rico"]
[null,"Pfizer Vega Baja",61065,"PFVB","Solar PV","Puerto Rico",3.1,"Dropped - in Alaska or in Hawaii or Puerto Rico"]
[null,"AES LAWAI SOLAR Hybrid",61068,"LAWA1","Solar PV","Hawaii",20,"Dropped - in Alaska or in Hawaii or Puerto Rico"]
[null,"AES LAWAI SOLAR Hybrid",61068,"LAWA2","Energy Storage","Hawaii",20,"Dropped - in Alaska or in Hawaii or Puerto Rico"]
[null,"UAMPS Carbon Free Power Plant",61075,"NPM1","Nuclear","Idaho",47.5,"Dropped - Units whose status does not meet NEEDS criteria"]
[null,"UAMPS Carbon Free Power Plant",61075,"NPM10","Nuclear","Idaho",47.5,"Dropped - Units whose status does not meet NEEDS criteria"]
[null,"UAMPS Carbon Free Power Plant",61075,"NPM11","Nuclear","Idaho",47.5,"Dropped - Units whose status does not meet NEEDS criteria"]
[null,"UAMPS Carbon Free Power Plant",61075,"NPM12","Nuclear","Idaho",47.5,"Dropped - Units whose status does not meet NEEDS criteria"]
[null,"UAMPS Carbon Free Power Plant",61075,"NPM2","Nuclear","Idaho",47.5,"Dropped - Units whose status does not meet NEEDS criteria"]
[null,"UAMPS Carbon Free Power Plant",61075,"NPM3","Nuclear","Idaho",47.5,"Dropped - Units whose status does not meet NEEDS criteria"]
[null,"UAMPS Carbon Free Power Plant",61075,"NPM4","Nuclear","Idaho",47.5,"Dropped - Units whose status does not meet NEEDS criteria"]
[null,"UAMPS Carbon Free Power Plant",61075,"NPM5","Nuclear","Idaho",47.5,"Dropped - Units whose status does not meet NEEDS criteria"]
[null,"UAMPS Carbon Free Power Plant",61075,"NPM6","Nuclear","Idaho",47.5,"Dropped - Units whose status does not meet NEEDS criteria"]
[null,"UAMPS Carbon Free Power Plant",61075,"NPM7","Nuclear","Idaho",47.5,"Dropped - Units whose status does not meet NEEDS criteria"]
[null,"UAMPS Carbon Free Power Plant",61075,"NPM8","Nuclear","Idaho",47.5,"Dropped - Units whose status does not meet NEEDS criteria"]
[null,"UAMPS Carbon Free Power Plant",61075,"NPM9","Nuclear","Idaho",47.5,"Dropped - Units whose status does not meet NEEDS criteria"]
[null,"Plum Creek Wind",61078,"1","Onshore Wind","Iowa",500,"Dropped - Units whose status does not meet NEEDS criteria"]
[null,"AES Puerto Rico",61082,"UNIT1","Coal Steam","Puerto Rico",227.2,"Dropped - in Alaska or in Hawaii or Puerto Rico"]
[null,"AES Puerto Rico",61082,"UNIT2","Coal Steam","Puerto Rico",227.2,"Dropped - in Alaska or in Hawaii or Puerto Rico"]
[null,"Oriana Energy",61083,"BAT1","Energy Storage","Puerto Rico",21.8,"Dropped - in Alaska or in Hawaii or Puerto Rico"]
[null,"Oriana Energy",61083,"G001","Solar PV","Puerto Rico",45,"Dropped - in Alaska or in Hawaii or Puerto Rico"]
[null,"Kihei Solar Farm",61099,"KIHEI","Solar PV","Hawaii",2.9,"Dropped - in Alaska or in Hawaii or Puerto Rico"]
[null,"Ku'ia Solar",61101,"KUIA","Solar PV","Hawaii",2.9,"Dropped - in Alaska or in Hawaii or Puerto Rico"]
[null,"GASNA 18P, LLC",61102,"UNIT1","Solar PV","Puerto Rico",5,"Dropped - in Alaska or in Hawaii or Puerto Rico"]
[null,"Hamilton College",61103,"PV1","Solar PV","New York",2,"Dropped - Units whose status does not meet NEEDS criteria"]
[null,"Martinsdale Wind Farm",61108,"MTD","Onshore Wind","Montana",80,"Dropped - Units whose status does not meet NEEDS criteria"]
[null,"Fajardo MSWL",61109,"PE558","Landfill Gas","Puerto Rico",0.8,"Dropped - in Alaska or in Hawaii or Puerto Rico"]
[null,"Fajardo MSWL",61109,"PE559","Landfill Gas","Puerto Rico",1.6,"Dropped - in Alaska or in Hawaii or Puerto Rico"]
[null,"San Fermin Solar Farm Hybrid",61110,"BESS","Energy Storage","Puerto Rico",3.6,"Dropped - in Alaska or in Hawaii or Puerto Rico"]
[null,"San Fermin Solar Farm Hybrid",61110,"DSL","Combustion Turbine","Puerto Rico",4,"Dropped - in Alaska or in Hawaii or Puerto Rico"]
[null,"San Fermin Solar Farm Hybrid",61110,"PV","Solar PV","Puerto Rico",20,"Dropped - in Alaska or in Hawaii or Puerto Rico"]
[null,"Poplar Camp Wind Farm",61111,"PC1","Onshore Wind","Virginia",72,"Dropped - Units whose status does not meet NEEDS criteria"]
[null,"El Yunque Filtration Plant",61112,"YUNQ","Solar PV","Puerto Rico",2,"Dropped - in Alaska or in Hawaii or Puerto Rico"]
[null,"Arecibo Filtration Plant",61113,"AREC","Solar PV","Puerto Rico",1,"Dropped - in Alaska or in Hawaii or Puerto Rico"]
[null,"Canovanas Filtration Plant",61114,"CANO","Solar PV","Puerto Rico",1,"Dropped - in Alaska or in Hawaii or Puerto Rico"]
[null,"Toa Baja MSWL",61122,"PE563","Landfill Gas","Puerto Rico",0.8,"Dropped - in Alaska or in Hawaii or Puerto Rico"]
[null,"Toa Baja MSWL",61122,"PE564","Landfill Gas","Puerto Rico",1.6,"Dropped - in Alaska or in Hawaii or Puerto Rico"]
[null,"SCWA R5 Pond Solar",61123,"SKYR5","Solar PV","California",2,"Dropped - Units whose status does not meet NEEDS criteria"]
[null,"Bear Poplar Solar",61130,"12344","Solar PV","North Carolina",5,"Dropped - Units whose status does not meet NEEDS criteria"]
[null,"Punta Lima Wind Farm",61132,"WTGS","Onshore Wind","Puerto Rico",23.4,"Dropped - in Alaska or in Hawaii or Puerto Rico"]
[null,"Humacao Solar Project, LLC",61133,"HUM01","Solar PV","Puerto Rico",20,"Dropped - in Alaska or in Hawaii or Puerto Rico"]
[null,"Humacao Solar Project, LLC",61133,"SSO01","Solar PV","Puerto Rico",20,"Dropped - in Alaska or in Hawaii or Puerto Rico"]
[null,"Horizon Energy (PR) Hybrid",61136,"BAT1","Energy Storage","Puerto Rico",5.1,"Dropped - in Alaska or in Hawaii or Puerto Rico"]
[null,"Horizon Energy (PR) Hybrid",61136,"G001","Solar PV","Puerto Rico",10,"Dropped - in Alaska or in Hawaii or Puerto Rico"]
[null,"Medtronic Solar",61137,"PV1","Solar PV","Puerto Rico",4,"Dropped - in Alaska or in Hawaii or Puerto Rico"]
[null,"Aguirre Plant",61146,"1","O/G Steam","Puerto Rico",424.9,"Dropped - in Alaska or in Hawaii or Puerto Rico"]
[null,"Aguirre Plant",61146,"2","O/G Steam","Puerto Rico",424.9,"Dropped - in Alaska or in Hawaii or Puerto Rico"]
[null,"Aguirre Plant",61146,"CA-1","Combined Cycle","Puerto Rico",92.3,"Dropped - in Alaska or in Hawaii or Puerto Rico"]
[null,"Aguirre Plant",61146,"CA-2","Combined Cycle","Puerto Rico",92.3,"Dropped - in Alaska or in Hawaii or Puerto Rico"]
[null,"Aguirre Plant",61146,"CT1-1","Combined Cycle","Puerto Rico",48.1,"Dropped - in Alaska or in Hawaii or Puerto Rico"]
[null,"Aguirre Plant",61146,"CT1-2","Combined Cycle","Puerto Rico",48.1,"Dropped - in Alaska or in Hawaii or Puerto Rico"]
[null,"Aguirre Plant",61146,"CT1-3","Combined Cycle","Puerto Rico",48.1,"Dropped - in Alaska or in Hawaii or Puerto Rico"]
[null,"Aguirre Plant",61146,"CT1-4","Combined Cycle","Puerto Rico",48.1,"Dropped - in Alaska or in Hawaii or Puerto Rico"]
[null,"Aguirre Plant",61146,"CT2-1","Combined Cycle","Puerto Rico",48.1,"Dropped - in Alaska or in Hawaii or Puerto Rico"]
[null,"Aguirre Plant",61146,"CT2-2","Combined Cycle","Puerto Rico",48.1,"Dropped - in Alaska or in Hawaii or Puerto Rico"]
[null,"Aguirre Plant",61146,"CT2-3","Combined Cycle","Puerto Rico",48.1,"Dropped - in Alaska or in Hawaii or Puerto Rico"]
[null,"Aguirre Plant",61146,"CT2-4","Combined Cycle","Puerto Rico",48.1,"Dropped - in Alaska or in Hawaii or Puerto Rico"]
[null,"Aguirre Plant",61146,"GT2-1","Combustion Turbine","Puerto Rico",21,"Dropped - in Alaska or in Hawaii or Puerto Rico"]
[null,"Aguirre Plant",61146,"GT2-2","Combustion Turbine","Puerto Rico",21,"Dropped - in Alaska or in Hawaii or Puerto Rico"]
[null,"Costa Sur Plant",61147,"1","O/G Steam","Puerto Rico",50,"Dropped - Units whose status does not meet NEEDS criteria"]
[null,"Costa Sur Plant",61147,"2","O/G Steam","Puerto Rico",50,"Dropped - Units whose status does not meet NEEDS criteria"]
[null,"Costa Sur Plant",61147,"3","O/G Steam","Puerto Rico",80.8,"Dropped  - Retired/Planned Retirement by 06/2023"]
[null,"Costa Sur Plant",61147,"4","O/G Steam","Puerto Rico",78.1,"Dropped  - Retired/Planned Retirement by 06/2023"]
[null,"Costa Sur Plant",61147,"5","O/G Steam","Puerto Rico",384,"Dropped - in Alaska or in Hawaii or Puerto Rico"]
[null,"Costa Sur Plant",61147,"6","O/G Steam","Puerto Rico",381.6,"Dropped - in Alaska or in Hawaii or Puerto Rico"]
[null,"Costa Sur Plant",61147,"GT-1","Combustion Turbine","Puerto Rico",21,"Dropped - in Alaska or in Hawaii or Puerto Rico"]
[null,"Costa Sur Plant",61147,"GT-2","Combustion Turbine","Puerto Rico",21,"Dropped - in Alaska or in Hawaii or Puerto Rico"]
[null,"Central San Juan Plant",61148,"7","O/G Steam","Puerto Rico",91.5,"Dropped  - Retired/Planned Retirement by 06/2023"]
[null,"Central San Juan Plant",61148,"8","O/G Steam","Puerto Rico",92.7,"Dropped  - Retired/Planned Retirement by 06/2023"]
[null,"Central San Juan Plant",61148,"9","O/G Steam","Puerto Rico",91.7,"Dropped  - Retired/Planned Retirement by 06/2023"]
[null,"Central San Juan Plant",61148,"10","O/G Steam","Puerto Rico",78.6,"Dropped  - Retired/Planned Retirement by 06/2023"]
[null,"Central San Juan Plant",61148,"CA5","Combined Cycle","Puerto Rico",58.6,"Dropped - in Alaska or in Hawaii or Puerto Rico"]
[null,"Central San Juan Plant",61148,"CA6","Combined Cycle","Puerto Rico",58.6,"Dropped - in Alaska or in Hawaii or Puerto Rico"]
[null,"Central San Juan Plant",61148,"CT5","Combined Cycle","Puerto Rico",156.1,"Dropped - in Alaska or in Hawaii or Puerto Rico"]
[null,"Central San Juan Plant",61148,"CT6","Combined Cycle","Puerto Rico",156.1,"Dropped - in Alaska or in Hawaii or Puerto Rico"]
[null,"Palo Seco Plant",61149,"1","O/G Steam","Puerto Rico",78.3,"Dropped  - Retired/Planned Retirement by 06/2023"]
[null,"Palo Seco Plant",61149,"2","O/G Steam","Puerto Rico",78.8,"Dropped  - Retired/Planned Retirement by 06/2023"]
[null,"Palo Seco Plant",61149,"3","O/G Steam","Puerto Rico",196.3,"Dropped - in Alaska or in Hawaii or Puerto Rico"]
[null,"Palo Seco Plant",61149,"4","O/G Steam","Puerto Rico",216,"Dropped - in Alaska or in Hawaii or Puerto Rico"]
[null,"Palo Seco Plant",61149,"1-1","Combustion Turbine","Puerto Rico",21,"Dropped - in Alaska or in Hawaii or Puerto Rico"]
[null,"Palo Seco Plant",61149,"1-2","Combustion Turbine","Puerto Rico",21,"Dropped - in Alaska or in Hawaii or Puerto Rico"]
[null,"Palo Seco Plant",61149,"2-1","Combustion Turbine","Puerto Rico",21,"Dropped - in Alaska or in Hawaii or Puerto Rico"]
[null,"Palo Seco Plant",61149,"2-2","Combustion Turbine","Puerto Rico",21,"Dropped - in Alaska or in Hawaii or Puerto Rico"]
[null,"Palo Seco Plant",61149,"3-1","Combustion Turbine","Puerto Rico",21,"Dropped - in Alaska or in Hawaii or Puerto Rico"]
[null,"Palo Seco Plant",61149,"3-2","Combustion Turbine","Puerto Rico",21,"Dropped - in Alaska or in Hawaii or Puerto Rico"]
[null,"Cambalache Plant",61150,"GT-1","Combustion Turbine","Puerto Rico",80.5,"Dropped - in Alaska or in Hawaii or Puerto Rico"]
[null,"Cambalache Plant",61150,"GT-2","Combustion Turbine","Puerto Rico",80.5,"Dropped - in Alaska or in Hawaii or Puerto Rico"]
[null,"Cambalache Plant",61150,"GT-3","Combustion Turbine","Puerto Rico",80.5,"Dropped - in Alaska or in Hawaii or Puerto Rico"]
[null,"Mayaguez Plant",61151,"GT-1","Combustion Turbine","Puerto Rico",55,"Dropped - in Alaska or in Hawaii or Puerto Rico"]
[null,"Mayaguez Plant",61151,"GT-2","Combustion Turbine","Puerto Rico",55,"Dropped - in Alaska or in Hawaii or Puerto Rico"]
[null,"Mayaguez Plant",61151,"GT-3","Combustion Turbine","Puerto Rico",55,"Dropped - in Alaska or in Hawaii or Puerto Rico"]
[null,"Mayaguez Plant",61151,"GT-4","Combustion Turbine","Puerto Rico",55,"Dropped - in Alaska or in Hawaii or Puerto Rico"]
[null,"Tyee Lake Hydroelectric Facility",61166,"UNIT1","Hydro","Alaska",11.3,"Dropped - in Alaska or in Hawaii or Puerto Rico"]
[null,"Tyee Lake Hydroelectric Facility",61166,"UNIT2","Hydro","Alaska",11.3,"Dropped - in Alaska or in Hawaii or Puerto Rico"]
[null,"Eland Solar & Storage Center, Phase 1 Hybrid",61168,"68SF8","Solar PV","California",200,"Dropped - Units whose status does not meet NEEDS criteria"]
[null,"Eland Solar & Storage Center, Phase 2 Hybrid",61169,"69SV8","Solar PV","California",200,"Dropped - Units whose status does not meet NEEDS criteria"]
[null,"Long Ridge Solar Farm",61170,"33UI8","Solar PV","Utah",300,"Dropped - Units whose status does not meet NEEDS criteria"]
[null,"Jobos",61171,"GT-1","Combustion Turbine","Puerto Rico",21,"Dropped - in Alaska or in Hawaii or Puerto Rico"]
[null,"Jobos",61171,"GT-2","Combustion Turbine","Puerto Rico",21,"Dropped - in Alaska or in Hawaii or Puerto Rico"]
[null,"EE Waianae Solar Project",61172,"WAIAN","Solar PV","Hawaii",27.6,"Dropped - in Alaska or in Hawaii or Puerto Rico"]
[null,"Winton Solar 2",61188,"PV1","Solar PV","North Carolina",1,"Dropped - Units whose status does not meet NEEDS criteria"]
[null,"Caonillas",61225,"1","Hydro","Puerto Rico",9,"Dropped - in Alaska or in Hawaii or Puerto Rico"]
[null,"Caonillas",61225,"2","Hydro","Puerto Rico",9,"Dropped - in Alaska or in Hawaii or Puerto Rico"]
[null,"Caonillas",61225,"3","Hydro","Puerto Rico",4,"Dropped - in Alaska or in Hawaii or Puerto Rico"]
[null,"Culebra",61226,"1","Combustion Turbine","Puerto Rico",0.3,"Dropped - in Alaska or in Hawaii or Puerto Rico"]
[null,"Culebra",61226,"2","Combustion Turbine","Puerto Rico",0.3,"Dropped - in Alaska or in Hawaii or Puerto Rico"]
[null,"Culebra",61226,"3","Combustion Turbine","Puerto Rico",0.7,"Dropped - in Alaska or in Hawaii or Puerto Rico"]
[null,"Culebra",61226,"4","Combustion Turbine","Puerto Rico",0.8,"Dropped - in Alaska or in Hawaii or Puerto Rico"]
[null,"Daguao",61227,"GT-1","Combustion Turbine","Puerto Rico",21,"Dropped - in Alaska or in Hawaii or Puerto Rico"]
[null,"Daguao",61227,"GT-2","Combustion Turbine","Puerto Rico",21,"Dropped - in Alaska or in Hawaii or Puerto Rico"]
[null,"Dos Bocas",61228,"1","Hydro","Puerto Rico",5,"Dropped - in Alaska or in Hawaii or Puerto Rico"]
[null,"Dos Bocas",61228,"2","Hydro","Puerto Rico",5,"Dropped - in Alaska or in Hawaii or Puerto Rico"]
[null,"Dos Bocas",61228,"3","Hydro","Puerto Rico",5,"Dropped - in Alaska or in Hawaii or Puerto Rico"]
[null,"Garzas",61229,"1","Hydro","Puerto Rico",3.6,"Dropped - in Alaska or in Hawaii or Puerto Rico"]
[null,"Garzas",61229,"2","Hydro","Puerto Rico",3.6,"Dropped - in Alaska or in Hawaii or Puerto Rico"]
[null,"Garzas",61229,"3","Hydro","Puerto Rico",5,"Dropped - in Alaska or in Hawaii or Puerto Rico"]
[null,"Patillas",61230,"1","Hydro","Puerto Rico",0.8,"Dropped - in Alaska or in Hawaii or Puerto Rico"]
[null,"Patillas",61230,"2","Hydro","Puerto Rico",0.6,"Dropped - in Alaska or in Hawaii or Puerto Rico"]
[null,"Toro Negro",61231,"1","Hydro","Puerto Rico",1.4,"Dropped - in Alaska or in Hawaii or Puerto Rico"]
[null,"Toro Negro",61231,"2","Hydro","Puerto Rico",1.4,"Dropped - in Alaska or in Hawaii or Puerto Rico"]
[null,"Toro Negro",61231,"3","Hydro","Puerto Rico",1.4,"Dropped - in Alaska or in Hawaii or Puerto Rico"]
[null,"Toro Negro",61231,"4","Hydro","Puerto Rico",4.3,"Dropped - in Alaska or in Hawaii or Puerto Rico"]
[null,"Vega Baja",61232,"GT-1","Combustion Turbine","Puerto Rico",21,"Dropped - in Alaska or in Hawaii or Puerto Rico"]
[null,"Vega Baja",61232,"GT-2","Combustion Turbine","Puerto Rico",21,"Dropped - in Alaska or in Hawaii or Puerto Rico"]
[null,"Vieques",61233,"1","Combustion Turbine","Puerto Rico",3.2,"Dropped - in Alaska or in Hawaii or Puerto Rico"]
[null,"Vieques",61233,"2","Combustion Turbine","Puerto Rico",3.2,"Dropped - in Alaska or in Hawaii or Puerto Rico"]
[null,"Yabucoa",61234,"GT-1","Combustion Turbine","Puerto Rico",21,"Dropped - in Alaska or in Hawaii or Puerto Rico"]
[null,"Yabucoa",61234,"GT-2","Combustion Turbine","Puerto Rico",21,"Dropped - in Alaska or in Hawaii or Puerto Rico"]
[null,"Yauco",61235,"1","Hydro","Puerto Rico",4.5,"Dropped - in Alaska or in Hawaii or Puerto Rico"]
[null,"Yauco",61235,"2","Hydro","Puerto Rico",4.5,"Dropped - in Alaska or in Hawaii or Puerto Rico"]
[null,"Yauco",61235,"3","Hydro","Puerto Rico",25,"Dropped - in Alaska or in Hawaii or Puerto Rico"]
[null,"Rio Blanco",61236,"1","Hydro","Puerto Rico",2.5,"Dropped - in Alaska or in Hawaii or Puerto Rico"]
[null,"Rio Blanco",61236,"2","Hydro","Puerto Rico",2.5,"Dropped - in Alaska or in Hawaii or Puerto Rico"]
[null,"Killingly Energy Center",61239,"KEC","Combined Cycle","Connecticut",374.3,"Dropped - Units whose status does not meet NEEDS criteria"]
[null,"Killingly Energy Center",61239,"KEC2","Combined Cycle","Connecticut",257.6,"Dropped - Units whose status does not meet NEEDS criteria"]
[null,"Reidsville Energy Center",61240,"REC","Combined Cycle","North Carolina",259,"Dropped - Units whose status does not meet NEEDS criteria"]
[null,"Reidsville Energy Center",61240,"REC2","Combined Cycle","North Carolina",227,"Dropped - Units whose status does not meet NEEDS criteria"]
[null,"Fort Buchanan Distributed Generation",61254,"SOLAR","Solar PV","Puerto Rico",5.8,"Dropped - in Alaska or in Hawaii or Puerto Rico"]
[null,"Fort Buchanan Distributed Generation",61254,"WIND","Onshore Wind","Puerto Rico",0.6,"Dropped - in Alaska or in Hawaii or Puerto Rico"]
[null,"Orme Park Water Treatment Plant",61266,"ORME","Combustion Turbine","Indiana",1.5,"Dropped - Units whose status does not meet NEEDS criteria"]
[null,"USCG Puerto Rico PV",61273,"865","Solar PV","Puerto Rico",1.7,"Dropped - in Alaska or in Hawaii or Puerto Rico"]
[null,"Crazy Horse Solar Project",61285,"PV1","Solar PV","California",2,"Dropped - Units whose status does not meet NEEDS criteria"]
[null,"Niles Valley Energy LLC",61286,"GEN1","Combustion Turbine","Pennsylvania",4.2,"Dropped - Units whose status does not meet NEEDS criteria"]
[null,"Niles Valley Energy LLC",61286,"GEN2","Combustion Turbine","Pennsylvania",4.2,"Dropped - Units whose status does not meet NEEDS criteria"]
[null,"Niles Valley Energy LLC",61286,"GEN3","Combustion Turbine","Pennsylvania",4.2,"Dropped - Units whose status does not meet NEEDS criteria"]
[null,"Niles Valley Energy LLC",61286,"GEN4","Combustion Turbine","Pennsylvania",4.2,"Dropped - Units whose status does not meet NEEDS criteria"]
[null,"Niles Valley Energy LLC",61286,"GEN5","Combustion Turbine","Pennsylvania",4.2,"Dropped - Units whose status does not meet NEEDS criteria"]
[null,"Mineral Point Energy",61300,"GEN1","Combustion Turbine","Pennsylvania",4.4,"Dropped - Units whose status does not meet NEEDS criteria"]
[null,"Mineral Point Energy",61300,"GEN2","Combustion Turbine","Pennsylvania",4.4,"Dropped - Units whose status does not meet NEEDS criteria"]
[null,"Mineral Point Energy",61300,"GEN3","Combustion Turbine","Pennsylvania",4.4,"Dropped - Units whose status does not meet NEEDS criteria"]
[null,"Mineral Point Energy",61300,"GEN4","Combustion Turbine","Pennsylvania",4.4,"Dropped - Units whose status does not meet NEEDS criteria"]
[null,"Mineral Point Energy",61300,"GEN5","Combustion Turbine","Pennsylvania",4.4,"Dropped - Units whose status does not meet NEEDS criteria"]
[null,"Stourbridge Energy",61301,"GEN1","Combustion Turbine","Pennsylvania",4.4,"Dropped - Units whose status does not meet NEEDS criteria"]
[null,"Stourbridge Energy",61301,"GEN2","Combustion Turbine","Pennsylvania",4.4,"Dropped - Units whose status does not meet NEEDS criteria"]
[null,"Stourbridge Energy",61301,"GEN3","Combustion Turbine","Pennsylvania",4.4,"Dropped - Units whose status does not meet NEEDS criteria"]
[null,"Stourbridge Energy",61301,"GEN4","Combustion Turbine","Pennsylvania",4.4,"Dropped - Units whose status does not meet NEEDS criteria"]
[null,"Stourbridge Energy",61301,"GEN5","Combustion Turbine","Pennsylvania",4.4,"Dropped - Units whose status does not meet NEEDS criteria"]
[null,"Wrighter Energy",61302,"GEN1","Combustion Turbine","Pennsylvania",4.2,"Dropped - Units whose status does not meet NEEDS criteria"]
[null,"Wrighter Energy",61302,"GEN2","Combustion Turbine","Pennsylvania",4.2,"Dropped - Units whose status does not meet NEEDS criteria"]
[null,"Wrighter Energy",61302,"GEN3","Combustion Turbine","Pennsylvania",4.2,"Dropped - Units whose status does not meet NEEDS criteria"]
[null,"Wrighter Energy",61302,"GEN4","Combustion Turbine","Pennsylvania",4.2,"Dropped - Units whose status does not meet NEEDS criteria"]
[null,"Wrighter Energy",61302,"GEN5","Combustion Turbine","Pennsylvania",4.2,"Dropped - Units whose status does not meet NEEDS criteria"]
[null,"Anchor Energy",61304,"GEN1","Combustion Turbine","Pennsylvania",4.2,"Dropped - Units whose status does not meet NEEDS criteria"]
[null,"Anchor Energy",61304,"GEN2","Combustion Turbine","Pennsylvania",4.2,"Dropped - Units whose status does not meet NEEDS criteria"]
[null,"Anchor Energy",61304,"GEN3","Combustion Turbine","Pennsylvania",4.2,"Dropped - Units whose status does not meet NEEDS criteria"]
[null,"Anchor Energy",61304,"GEN4","Combustion Turbine","Pennsylvania",4.2,"Dropped - Units whose status does not meet NEEDS criteria"]
[null,"Anchor Energy",61304,"GEN5","Combustion Turbine","Pennsylvania",4.2,"Dropped - Units whose status does not meet NEEDS criteria"]
[null,"Holdridge Energy",61305,"GEN1","Combustion Turbine","Pennsylvania",4.4,"Dropped - Units whose status does not meet NEEDS criteria"]
[null,"Holdridge Energy",61305,"GEN2","Combustion Turbine","Pennsylvania",4.4,"Dropped - Units whose status does not meet NEEDS criteria"]
[null,"Holdridge Energy",61305,"GEN3","Combustion Turbine","Pennsylvania",4.4,"Dropped - Units whose status does not meet NEEDS criteria"]
[null,"Holdridge Energy",61305,"GEN4","Combustion Turbine","Pennsylvania",4.4,"Dropped - Units whose status does not meet NEEDS criteria"]
[null,"Holdridge Energy",61305,"GEN5","Combustion Turbine","Pennsylvania",4.4,"Dropped - Units whose status does not meet NEEDS criteria"]
[null,"Red Glen Energy",61306,"GEN1","Combustion Turbine","Pennsylvania",4.4,"Dropped - Units whose status does not meet NEEDS criteria"]
[null,"Red Glen Energy",61306,"GEN2","Combustion Turbine","Pennsylvania",4.4,"Dropped - Units whose status does not meet NEEDS criteria"]
[null,"Red Glen Energy",61306,"GEN3","Combustion Turbine","Pennsylvania",4.4,"Dropped - Units whose status does not meet NEEDS criteria"]
[null,"Red Glen Energy",61306,"GEN4","Combustion Turbine","Pennsylvania",4.4,"Dropped - Units whose status does not meet NEEDS criteria"]
[null,"Red Glen Energy",61306,"GEN5","Combustion Turbine","Pennsylvania",4.4,"Dropped - Units whose status does not meet NEEDS criteria"]
[null,"Farmingdale Fuel Cell",61317,"MB-21","Fuel Cell","New York",1.4,"Dropped - Units whose status does not meet NEEDS criteria"]
[null,"Casper Solar Center",61320,"CSPSC","Solar PV","Maryland",36.7,"Dropped - Units whose status does not meet NEEDS criteria"]
[null,"Biggs Ford Solar Center",61321,"BFSC","Solar PV","Maryland",15,"Dropped - Units whose status does not meet NEEDS criteria"]
[null,"NISA Electric Generation Project",61331,"GEN1","Combined Cycle","New York",59.7,"Dropped - Units whose status does not meet NEEDS criteria"]
[null,"NISA Electric Generation Project",61331,"STG1","Combined Cycle","New York",20.2,"Dropped - Units whose status does not meet NEEDS criteria"]
[null,"RE Maplewood",61346,"PV3","Solar PV","Texas",0,"Dropped - Units whose status does not meet NEEDS criteria"]
[null,"RE Maplewood",61346,"PV4","Solar PV","Texas",0,"Dropped - Units whose status does not meet NEEDS criteria"]
[null,"RE Maplewood",61346,"PV5","Solar PV","Texas",0,"Dropped - Units whose status does not meet NEEDS criteria"]
[null,"Utica Aero Solar Max PV",61361,"UASM","Solar PV","Ohio",12,"Dropped - Units whose status does not meet NEEDS criteria"]
[null,"Hu Honua Bioenergy Facility",61364,"HHB","Biomass","Hawaii",32,"Dropped - in Alaska or in Hawaii or Puerto Rico"]
[null,"Ord Mountain Solar",61372,"ORDMT","Solar PV","California",60,"Dropped - Units whose status does not meet NEEDS criteria"]
[null,"Northern Westchester Hospital",61378,"1","Combustion Turbine","New York",1,"Dropped - Onsite Unit"]
[null,"Northern Westchester Hospital",61378,"2","Combustion Turbine","New York",1,"Dropped - Onsite Unit"]
[null,"Northern Westchester Hospital",61378,"3","Combustion Turbine","New York",1,"Dropped - Onsite Unit"]
[null,"Northern Westchester Hospital",61378,"4","Combustion Turbine","New York",0.8,"Dropped  - Retired/Planned Retirement by 06/2023"]
[null,"Northern Westchester Hospital",61378,"5","Combustion Turbine","New York",0.8,"Dropped  - Retired/Planned Retirement by 06/2023"]
[null,"Northern Westchester Hospital",61378,"P","Combustion Turbine","New York",1,"Dropped - Onsite Unit"]
[null,"Pomerado Energy Storage, LLC",61390,"PMRDO","Energy Storage","California",6,"Dropped  - Retired/Planned Retirement by 06/2023"]
[null,"Boswell Wind I",61393,"BOSW1","Onshore Wind","Wyoming",80,"Dropped - Units whose status does not meet NEEDS criteria"]
[null,"Boswell Wind II",61394,"BOSW2","Onshore Wind","Wyoming",80,"Dropped - Units whose status does not meet NEEDS criteria"]
[null,"Boswell Wind III",61395,"BOSW3","Onshore Wind","Wyoming",80,"Dropped - Units whose status does not meet NEEDS criteria"]
[null,"Boswell Wind IV",61396,"BOSW4","Onshore Wind","Wyoming",80,"Dropped - Units whose status does not meet NEEDS criteria"]
[null,"Bluegrove Wind",61400,"BLUGR","Onshore Wind","Texas",100,"Dropped - Units whose status does not meet NEEDS criteria"]
[null,"Byers Wind",61401,"BYERS","Onshore Wind","Texas",200,"Dropped - Units whose status does not meet NEEDS criteria"]
[null,"NY Times Daily Production Facility",61414,"GEN1","Combustion Turbine","New York",2,"Dropped - Onsite Unit"]
[null,"NY Times Daily Production Facility",61414,"GEN2","Combustion Turbine","New York",2,"Dropped - Onsite Unit"]
[null,"NY Times Daily Production Facility",61414,"GEN3","Combustion Turbine","New York",2,"Dropped - Onsite Unit"]
[null,"NY Times Daily Production Facility",61414,"GEN4","Combustion Turbine","New York",2,"Dropped - Onsite Unit"]
[null,"NY Times Daily Production Facility",61414,"GEN5","Combustion Turbine","New York",2,"Dropped - Onsite Unit"]
[null,"NY Times Daily Production Facility",61414,"GEN6","Combustion Turbine","New York",2,"Dropped - Onsite Unit"]
[null,"Mount Sinai Hospital",61416,"AP1","Combustion Turbine","New York",1,"Dropped - Onsite Unit"]
[null,"Mount Sinai Hospital",61416,"AP2","Combustion Turbine","New York",1,"Dropped - Onsite Unit"]
[null,"Mount Sinai Hospital",61416,"AP3","Combustion Turbine","New York",1,"Dropped - Onsite Unit"]
[null,"Mount Sinai Hospital",61416,"AP4","Combustion Turbine","New York",1,"Dropped - Onsite Unit"]
[null,"Mount Sinai Hospital",61416,"AP5","Combustion Turbine","New York",1.5,"Dropped - Onsite Unit"]
[null,"Mount Sinai Hospital",61416,"AP6","Combustion Turbine","New York",1.5,"Dropped - Onsite Unit"]
[null,"Mount Sinai Hospital",61416,"CAM12","Combustion Turbine","New York",0.4,"Dropped - Onsite Unit"]
[null,"Mount Sinai Hospital",61416,"EB10","Combustion Turbine","New York",1.5,"Dropped - Onsite Unit"]
[null,"Mount Sinai Hospital",61416,"EB11","Combustion Turbine","New York",1.5,"Dropped - Onsite Unit"]
[null,"Mount Sinai Hospital",61416,"FPA15","Combustion Turbine","New York",0.6,"Dropped - Onsite Unit"]
[null,"Mount Sinai Hospital",61416,"GP7","Combustion Turbine","New York",0.9,"Dropped - Onsite Unit"]
[null,"Mount Sinai Hospital",61416,"GP8","Combustion Turbine","New York",0.9,"Dropped - Onsite Unit"]
[null,"Mount Sinai Hospital",61416,"GP9","Combustion Turbine","New York",0.9,"Dropped - Onsite Unit"]
[null,"Mount Sinai Hospital",61416,"HES13","Combustion Turbine","New York",2.5,"Dropped - Onsite Unit"]
[null,"Mount Sinai Hospital",61416,"HES14","Combustion Turbine","New York",2.5,"Dropped - Onsite Unit"]
[null,"RE Gaskell West 2 LLC",61446,"PV2","Solar PV","California",45,"Dropped - Units whose status does not meet NEEDS criteria"]
[null,"RE Gaskell West 3 LLC",61447,"PV3","Solar PV","California",20,"Dropped - Units whose status does not meet NEEDS criteria"]
[null,"RE Gaskell West 4 LLC",61448,"PV4","Solar PV","California",20,"Dropped - Units whose status does not meet NEEDS criteria"]
[null,"RE Gaskell West 5 LLC",61449,"PV5","Solar PV","California",20,"Dropped - Units whose status does not meet NEEDS criteria"]
[null,"CoreSite Real Estate 55 S. Market Street",61474,"G-1","Combustion Turbine","California",2,"Dropped - Onsite Unit"]
[null,"CoreSite Real Estate 55 S. Market Street",61474,"G-2","Combustion Turbine","California",2,"Dropped - Onsite Unit"]
[null,"CoreSite Real Estate 55 S. Market Street",61474,"G-3","Combustion Turbine","California",2,"Dropped - Onsite Unit"]
[null,"CoreSite Real Estate 55 S. Market Street",61474,"G-4","Combustion Turbine","California",2,"Dropped - Onsite Unit"]
[null,"CoreSite Real Estate 1656 McCarthy, L.P.",61475,"G-1","Combustion Turbine","California",1,"Dropped - Onsite Unit"]
[null,"CoreSite Real Estate 1656 McCarthy, L.P.",61475,"G-2","Combustion Turbine","California",1,"Dropped - Onsite Unit"]
[null,"CoreSite Real Estate 1656 McCarthy, L.P.",61475,"G-3","Combustion Turbine","California",1,"Dropped - Onsite Unit"]
[null,"CoreSite Real Estate 1656 McCarthy, L.P.",61475,"G-4","Combustion Turbine","California",1,"Dropped - Onsite Unit"]
[null,"CoreSite Real Estate 1656 McCarthy, L.P.",61475,"G-5","Combustion Turbine","California",1,"Dropped - Onsite Unit"]
[null,"CoreSite Real Estate 2901 Coronado, L.P.",61476,"G-1","Combustion Turbine","California",2,"Dropped - Onsite Unit"]
[null,"CoreSite Real Estate 2901 Coronado, L.P.",61476,"G-2","Combustion Turbine","California",2,"Dropped - Onsite Unit"]
[null,"CoreSite Real Estate 2901 Coronado, L.P.",61476,"G-3","Combustion Turbine","California",2,"Dropped - Onsite Unit"]
[null,"CoreSite Real Estate 2901 Coronado, L.P.",61476,"G-4","Combustion Turbine","California",2,"Dropped - Onsite Unit"]
[null,"CoreSite Real Estate 2901 Coronado, L.P.",61476,"G-5","Combustion Turbine","California",2,"Dropped - Onsite Unit"]
[null,"CoreSite Real Estate 3032 Coronado, L.P.",61482,"G-1","Combustion Turbine","California",3,"Dropped - Onsite Unit"]
[null,"CoreSite Real Estate 3032 Coronado, L.P.",61482,"G-10","Combustion Turbine","California",3,"Dropped - Onsite Unit"]
[null,"CoreSite Real Estate 3032 Coronado, L.P.",61482,"G-2","Combustion Turbine","California",3,"Dropped - Onsite Unit"]
[null,"CoreSite Real Estate 3032 Coronado, L.P.",61482,"G-3","Combustion Turbine","California",3,"Dropped - Onsite Unit"]
[null,"CoreSite Real Estate 3032 Coronado, L.P.",61482,"G-4","Combustion Turbine","California",3,"Dropped - Onsite Unit"]
[null,"CoreSite Real Estate 3032 Coronado, L.P.",61482,"G-5","Combustion Turbine","California",3,"Dropped - Onsite Unit"]
[null,"CoreSite Real Estate 3032 Coronado, L.P.",61482,"G-6","Combustion Turbine","California",3,"Dropped - Onsite Unit"]
[null,"CoreSite Real Estate 3032 Coronado, L.P.",61482,"G-7","Combustion Turbine","California",3,"Dropped - Onsite Unit"]
[null,"CoreSite Real Estate 3032 Coronado, L.P.",61482,"G-8","Combustion Turbine","California",3,"Dropped - Onsite Unit"]
[null,"CoreSite Real Estate 3032 Coronado, L.P.",61482,"G-9","Combustion Turbine","California",3,"Dropped - Onsite Unit"]
[null,"NYU LANGONE HEALTH",61488,"ENB1","Combustion Turbine","New York",2.7,"Dropped - Onsite Unit"]
[null,"NYU LANGONE HEALTH",61488,"ENB2","Combustion Turbine","New York",2.7,"Dropped - Onsite Unit"]
[null,"NYU LANGONE HEALTH",61488,"GT","Combustion Turbine","New York",7.5,"Dropped - Onsite Unit"]
[null,"NYU LANGONE HEALTH",61488,"HCC1","Combustion Turbine","New York",1,"Dropped - Onsite Unit"]
[null,"NYU LANGONE HEALTH",61488,"SKB1","Combustion Turbine","New York",1.3,"Dropped - Onsite Unit"]
[null,"NYU LANGONE HEALTH",61488,"SMB1","Combustion Turbine","New York",1.4,"Dropped - Onsite Unit"]
[null,"NYU LANGONE HEALTH",61488,"SMB2","Combustion Turbine","New York",1.4,"Dropped - Onsite Unit"]
[null,"Candlewood Solar",61517,"CANDL","Solar PV","Connecticut",25,"Dropped - Units whose status does not meet NEEDS criteria"]
[null,"Island Grove Solar",61531,"GEN1","Solar PV","North Carolina",2,"Dropped - Units whose status does not meet NEEDS criteria"]
[null,"Fort Hays State University Wind Farm",61540,"WIND1","Onshore Wind","Kansas",2,"Dropped - Onsite Unit"]
[null,"Fort Hays State University Wind Farm",61540,"WIND2","Onshore Wind","Kansas",2,"Dropped - Onsite Unit"]
[null,"Good Samaritan Hospital",61551,"EGEN1","Combustion Turbine","New York",1,"Dropped - Onsite Unit"]
[null,"Good Samaritan Hospital",61551,"EGEN2","Combustion Turbine","New York",0.7,"Dropped - Onsite Unit"]
[null,"Good Samaritan Hospital",61551,"EGEN3","Combustion Turbine","New York",0.2,"Dropped - Onsite Unit"]
[null,"Woodhull Hospital",61567,"EGEN1","Combustion Turbine","New York",1.5,"Dropped - Onsite Unit"]
[null,"Woodhull Hospital",61567,"EGEN2","Combustion Turbine","New York",1.5,"Dropped - Onsite Unit"]
[null,"Woodhull Hospital",61567,"EGEN3","Combustion Turbine","New York",2,"Dropped - Onsite Unit"]
[null,"Woodhull Hospital",61567,"EGEN4","Combustion Turbine","New York",2,"Dropped - Onsite Unit"]
[null,"Woodhull Hospital",61567,"EGEN5","Combustion Turbine","New York",1,"Dropped - Onsite Unit"]
[null,"The Allen Hospital",61568,"EGEN1","Combustion Turbine","New York",1,"Dropped - Onsite Unit"]
[null,"West Moore Solar",61624,"GEN1","Solar PV","Texas",5,"Dropped - Units whose status does not meet NEEDS criteria"]
[null,"Holsum de Puerto Rico, Inc.",61639,"EU-16","Combustion Turbine","Puerto Rico",0.8,"Dropped - in Alaska or in Hawaii or Puerto Rico"]
[null,"Holsum de Puerto Rico, Inc.",61639,"EU-17","Combustion Turbine","Puerto Rico",0.9,"Dropped - in Alaska or in Hawaii or Puerto Rico"]
[null,"Holsum de Puerto Rico, Inc.",61639,"EU-18","Combustion Turbine","Puerto Rico",0.9,"Dropped - in Alaska or in Hawaii or Puerto Rico"]
[null,"Alafia Solar",61653,"PV1","Solar PV","Florida",50.3,"Dropped - Units whose status does not meet NEEDS criteria"]
[null,"Janssen Ortho LLC",61659,"2GEN1","Combustion Turbine","Puerto Rico",1.5,"Dropped - in Alaska or in Hawaii or Puerto Rico"]
[null,"Janssen Ortho LLC",61659,"2GEN2","Combustion Turbine","Puerto Rico",1.5,"Dropped - in Alaska or in Hawaii or Puerto Rico"]
[null,"Janssen Ortho LLC",61659,"2GEN3","Combustion Turbine","Puerto Rico",1.5,"Dropped - in Alaska or in Hawaii or Puerto Rico"]
[null,"Janssen Ortho LLC",61659,"GEN-1","Combustion Turbine","Puerto Rico",1.5,"Dropped - in Alaska or in Hawaii or Puerto Rico"]
[null,"Janssen Ortho LLC",61659,"GEN-2","Combustion Turbine","Puerto Rico",1.5,"Dropped - in Alaska or in Hawaii or Puerto Rico"]
[null,"Janssen Ortho LLC",61659,"GEN-3","Combustion Turbine","Puerto Rico",1.5,"Dropped - in Alaska or in Hawaii or Puerto Rico"]
[null,"Janssen Ortho LLC",61659,"GEN-4","Combustion Turbine","Puerto Rico",2,"Dropped - in Alaska or in Hawaii or Puerto Rico"]
[null,"Janssen Ortho LLC",61659,"GEN-5","Combustion Turbine","Puerto Rico",1.5,"Dropped - in Alaska or in Hawaii or Puerto Rico"]
[null,"Janssen Ortho LLC",61659,"PGEN1","Combustion Turbine","Puerto Rico",1.5,"Dropped - in Alaska or in Hawaii or Puerto Rico"]
[null,"Janssen Ortho LLC",61659,"PGEN2","Combustion Turbine","Puerto Rico",1.5,"Dropped - in Alaska or in Hawaii or Puerto Rico"]
[null,"Janssen Ortho LLC",61659,"SOLAR","Solar PV","Puerto Rico",2.2,"Dropped - in Alaska or in Hawaii or Puerto Rico"]
[null,"Klawock Power Generation Station",61684,"1","Combustion Turbine","Alaska",2.5,"Dropped - in Alaska or in Hawaii or Puerto Rico"]
[null,"Slana Generating Station",61685,"1","Combustion Turbine","Alaska",0.4,"Dropped - in Alaska or in Hawaii or Puerto Rico"]
[null,"Slana Generating Station",61685,"2","Combustion Turbine","Alaska",0.4,"Dropped - in Alaska or in Hawaii or Puerto Rico"]
[null,"Slana Generating Station",61685,"3","Combustion Turbine","Alaska",0.4,"Dropped - in Alaska or in Hawaii or Puerto Rico"]
[null,"Depot Solar Center, LLC",61691,"DEPOT","Solar PV","Virginia",15,"Dropped - Units whose status does not meet NEEDS criteria"]
[null,"Lockheed Martin Solar",61694,"SOLAR","Solar PV","Florida",1.9,"Dropped - Onsite Unit"]
[null,"Sikorsky Aircraft CHP",61703,"PV-1","Solar PV","Connecticut",0.1,"Dropped - Onsite Unit"]
[null,"Sikorsky Aircraft CHP",61703,"TG-1","Combustion Turbine","Connecticut",10.3,"Dropped - Onsite Unit"]
[null,"Hydra Community Solar",61714,"HYDR","Solar PV","Minnesota",1,"Dropped - Units whose status does not meet NEEDS criteria"]
[null,"Tom Bevill Lock and Dam Hydroelectric",61749,"GEN1","Hydro","Alabama",4,"Dropped - Units whose status does not meet NEEDS criteria"]
[null,"Tom Bevill Lock and Dam Hydroelectric",61749,"GEN2","Hydro","Alabama",4,"Dropped - Units whose status does not meet NEEDS criteria"]
[null,"Tom Bevill Lock and Dam Hydroelectric",61749,"GEN3","Hydro","Alabama",4,"Dropped - Units whose status does not meet NEEDS criteria"]
[null,"C4GT",61760,"C4GT","Combined Cycle","Virginia",1060,"Dropped - Units whose status does not meet NEEDS criteria"]
[null,"New Mexico Community Solar Facility",61783,"NMCSF","Solar PV","New Mexico",2,"Dropped - Units whose status does not meet NEEDS criteria"]
[null,"Mason Dixon Solar Center",61797,"PV","Solar PV","Maryland",20,"Dropped - Units whose status does not meet NEEDS criteria"]
[null,"Kingston Energy Storage, LLC",61802,"10001","Energy Storage","California",50,"Dropped - Units whose status does not meet NEEDS criteria"]
[null,"HIMA San Pablo - Caguas",61808,"CAG1","Combustion Turbine","Puerto Rico",1.5,"Dropped - in Alaska or in Hawaii or Puerto Rico"]
[null,"HIMA San Pablo - Caguas",61808,"CAG2","Combustion Turbine","Puerto Rico",1.5,"Dropped - in Alaska or in Hawaii or Puerto Rico"]
[null,"HIMA San Pablo - Caguas",61808,"CAG3","Combustion Turbine","Puerto Rico",2,"Dropped - in Alaska or in Hawaii or Puerto Rico"]
[null,"HIMA San Pablo - Caguas",61808,"CAG4","Combustion Turbine","Puerto Rico",2,"Dropped - in Alaska or in Hawaii or Puerto Rico"]
[null,"HIMA San Pablo - Caguas",61808,"CAG5","Combustion Turbine","Puerto Rico",2,"Dropped - in Alaska or in Hawaii or Puerto Rico"]
[null,"Summit Lake Wind Energy Project",61812,"1","Onshore Wind","Michigan",120,"Dropped - Units whose status does not meet NEEDS criteria"]
[null,"IKEA Oak Creek Rooftop PV System",61816,"PV1","Solar PV","Wisconsin",1.2,"Dropped - Onsite Unit"]
[null,"IKEA Conshohocken Rooftop PV System",61819,"211","Solar PV","Pennsylvania",1,"Dropped - Onsite Unit"]
[null,"IKEA New Haven Rooftop PV &  Fuel Cell",61820,"213FC","Fuel Cell","Connecticut",0.3,"Dropped - Onsite Unit"]
[null,"IKEA New Haven Rooftop PV &  Fuel Cell",61820,"213PV","Solar PV","Connecticut",0.8,"Dropped - Onsite Unit"]
[null,"IKEA Jacksonville Rooftop PV System",61821,"PV1","Solar PV","Florida",1.4,"Dropped - Onsite Unit"]
[null,"Princeton Energy Center, LLC",61822,"EDG1","Combustion Turbine","New Jersey",2,"Dropped - Onsite Unit"]
[null,"Princeton Energy Center, LLC",61822,"EDG2","Combustion Turbine","New Jersey",2,"Dropped - Onsite Unit"]
[null,"Princeton Energy Center, LLC",61822,"EDG3","Combustion Turbine","New Jersey",2,"Dropped - Onsite Unit"]
[null,"Princeton Energy Center, LLC",61822,"GT1","Combustion Turbine","New Jersey",4.4,"Dropped - Onsite Unit"]
[null,"Princeton Energy Center, LLC",61822,"S1","Solar PV","New Jersey",0.2,"Dropped - Onsite Unit"]
[null,"Harvest Wind Energy Project",61823,"1","Onshore Wind","Indiana",600,"Dropped - Units whose status does not meet NEEDS criteria"]
[null,"Minco Wind V, LLC",61837,"MV","Onshore Wind","Oklahoma",220,"Dropped - Units whose status does not meet NEEDS criteria"]
[null,"Cleveland Thermal",61838,"ST1","O/G Steam","Ohio",0.5,"Dropped - Onsite Unit"]
[null,"Cleveland Thermal",61838,"ST2","O/G Steam","Ohio",0.5,"Dropped - Onsite Unit"]
[null,"Scituate RI Solar, LLC",61841,"SCITU","Solar PV","Rhode Island",10,"Dropped - Units whose status does not meet NEEDS criteria"]
[null,"Campbell Industrial Park BESS",61851,"CIPB1","Energy Storage","Hawaii",1,"Dropped - in Alaska or in Hawaii or Puerto Rico"]
[null,"Toray Plastic America's CHP Plant",61857,"CG1","Combustion Turbine","Rhode Island",6.8,"Dropped - Onsite Unit"]
[null,"Toray Plastic America's CHP Plant",61857,"KG12","Combustion Turbine","Rhode Island",5,"Dropped - Onsite Unit"]
[null,"Toray Plastic America's CHP Plant",61857,"KG18","Combustion Turbine","Rhode Island",7.5,"Dropped - Onsite Unit"]
[null,"Crazy Mountain Wind LLC",61859,"WT","Onshore Wind","Montana",80,"Dropped - Units whose status does not meet NEEDS criteria"]
[null,"National Raisin",61894,"CR1","Solar PV","California",0.9,"Dropped - Onsite Unit"]
[null,"National Raisin",61894,"CR2","Solar PV","California",0.8,"Dropped - Onsite Unit"]
[null,"National Raisin",61894,"CR3","Solar PV","California",0.5,"Dropped - Onsite Unit"]
[null,"National Raisin",61894,"CR4","Solar PV","California",0.3,"Dropped - Onsite Unit"]
[null,"Georgia-Pacific Taylorsville Plywood",61927,"CTG1","Combustion Turbine","Mississippi",6.2,"Dropped - Onsite Unit"]
[null,"Norton Solar Farm",61967,"NSM01","Solar PV","Texas",125,"Dropped - Units whose status does not meet NEEDS criteria"]
[null,"West Loch Solar One",61987,"WLS1","Solar PV","Hawaii",20,"Dropped - in Alaska or in Hawaii or Puerto Rico"]
[null,"Pacific Ethanol Madera Solar Array",61989,"PV","Solar PV","California",3.9,"Dropped - Onsite Unit"]
[null,"The Bank of New York",62001,"6087K","Combustion Turbine","New York",1.2,"Dropped - Onsite Unit"]
[null,"The Bank of New York",62001,"6187H","Combustion Turbine","New York",1.2,"Dropped - Onsite Unit"]
[null,"The Bank of New York",62001,"6287P","Combustion Turbine","New York",1.2,"Dropped - Onsite Unit"]
[null,"The Bank of New York",62001,"8587X","Combustion Turbine","New York",1.2,"Dropped - Onsite Unit"]
[null,"The Bank of New York",62001,"8687N","Combustion Turbine","New York",1.2,"Dropped - Onsite Unit"]
[null,"The Bank of New York",62001,"8887H","Combustion Turbine","New York",1.2,"Dropped - Onsite Unit"]
[null,"Saint Catherine of Siena Medical Center",62003,"5FPX4","Combustion Turbine","New York",0.4,"Dropped - Onsite Unit"]
[null,"Saint Catherine of Siena Medical Center",62003,"855G3","Combustion Turbine","New York",0.4,"Dropped - Onsite Unit"]
[null,"Saint Catherine of Siena Medical Center",62003,"D400F","Combustion Turbine","New York",0.4,"Dropped - Onsite Unit"]
[null,"Saint Catherine of Siena Medical Center",62003,"DFG65","Combustion Turbine","New York",0.2,"Dropped - Onsite Unit"]
[null,"Saint Catherine of Siena Medical Center",62003,"E4486","Combustion Turbine","New York",0.4,"Dropped - Onsite Unit"]
[null,"Lincoln Land Energy Center",62022,"GEN1","Combined Cycle","Illinois",520,"Dropped - Units whose status does not meet NEEDS criteria"]
[null,"Lincoln Land Energy Center",62022,"GEN2","Combined Cycle","Illinois",520,"Dropped - Units whose status does not meet NEEDS criteria"]
[null,"Kingsbrook Jewish Medical Center",62050,"115WA","Combustion Turbine","New York",0.1,"Dropped - Onsite Unit"]
[null,"Kingsbrook Jewish Medical Center",62050,"SR4","Combustion Turbine","New York",0.6,"Dropped - Onsite Unit"]
[null,"Kingsbrook Jewish Medical Center",62050,"VHP59","Combustion Turbine","New York",1,"Dropped - Onsite Unit"]
[null,"St Johns Riverside Hospital",62051,"EG200","Combustion Turbine","New York",0.2,"Dropped - Onsite Unit"]
[null,"St Johns Riverside Hospital",62051,"EG300","Combustion Turbine","New York",0.3,"Dropped - Onsite Unit"]
[null,"St Johns Riverside Hospital",62051,"EG650","Combustion Turbine","New York",0.7,"Dropped - Onsite Unit"]
[null,"St Johns Riverside Hospital",62051,"EG750","Combustion Turbine","New York",0.8,"Dropped - Onsite Unit"]
[null,"Typha Solar Project",62068,"TYPHA","Solar PV","Washington",5,"Dropped  - Retired/Planned Retirement by 06/2023"]
[null,"Fumaria Solar Project",62070,"FUMAR","Solar PV","Washington",5,"Dropped  - Retired/Planned Retirement by 06/2023"]
[null,"Cadiz Power Plant",62153,"GEN 1","Combined Cycle","Ohio",550,"Dropped - Units whose status does not meet NEEDS criteria"]
[null,"Cadiz Power Plant",62153,"GEN 2","Combined Cycle","Ohio",550,"Dropped - Units whose status does not meet NEEDS criteria"]
[null,"Berry NMW Cogens",62176,"21Z","Combustion Turbine","California",5.7,"Dropped - Onsite Unit"]
[null,"Berry NMW Cogens",62176,"PF","Combustion Turbine","California",5.7,"Dropped - Onsite Unit"]
[null,"Bell Solar",62183,"25","Solar PV","South Carolina",6.1,"Dropped  - Retired/Planned Retirement by 06/2023"]
[null,"Fairfield Solar",62212,"36","Solar PV","South Carolina",10,"Dropped  - Retired/Planned Retirement by 06/2023"]
[null,"Flip Solar",62214,"38","Solar PV","South Carolina",15.8,"Dropped - Units whose status does not meet NEEDS criteria"]
[null,"Indigo Solar",62230,"44","Solar PV","South Carolina",2,"Dropped - Units whose status does not meet NEEDS criteria"]
[null,"Ion Solar",62231,"45","Solar PV","South Carolina",5,"Dropped - Units whose status does not meet NEEDS criteria"]
[null,"Madison Solar",62237,"51","Solar PV","South Carolina",10.9,"Dropped - Units whose status does not meet NEEDS criteria"]
[null,"Arrow Canyon Solar Hybrid",62248,"1","Solar PV","Nevada",200,"Dropped - Units whose status does not meet NEEDS criteria"]
[null,"Alabama Ledge Wind Farm LLC",62261,"GEN1","Onshore Wind","New York",79.8,"Dropped - Units whose status does not meet NEEDS criteria"]
[null,"Rolling Upland Wind Farm  LLC",62262,"GEN1","Onshore Wind","New York",60,"Dropped - Units whose status does not meet NEEDS criteria"]
[null,"Saddle Mountain East Wind Farm",62263,"GEN1","Onshore Wind","Washington",126,"Dropped - Units whose status does not meet NEEDS criteria"]
[null,"NYPH-Queens",62271,"PB809","Combustion Turbine","New York",0.9,"Dropped - Onsite Unit"]
[null,"NYPH-Queens",62271,"PB909","Combustion Turbine","New York",0.9,"Dropped - Onsite Unit"]
[null,"NYPH-Queens",62271,"PR601","Combustion Turbine","New York",0.9,"Dropped - Onsite Unit"]
[null,"NYPH-Queens",62271,"PR602","Combustion Turbine","New York",0.9,"Dropped - Onsite Unit"]
[null,"NYPH-Queens",62271,"PR816","Combustion Turbine","New York",0.9,"Dropped - Onsite Unit"]
[null,"Hecate Energy Columbia County Solar",62273,"HECC1","Solar PV","New York",60,"Dropped - Units whose status does not meet NEEDS criteria"]
[null,"Pawcatuck Solar Center, LLC",62318,"PAWCA","Solar PV","Connecticut",15,"Dropped - Units whose status does not meet NEEDS criteria"]
[null,"Western Sugar Cooperative - Billings",62319,"1","Coal Steam","Montana",1.5,"Dropped - Onsite Unit"]
[null,"Turkey Hill Solar I",62341,"84","Solar PV","South Carolina",2,"Dropped - Units whose status does not meet NEEDS criteria"]
[null,"Webster Solar",62348,"91","Solar PV","South Carolina",5.4,"Dropped - Units whose status does not meet NEEDS criteria"]
[null,"NYP-Lower Manhattan Hospital",62366,"CATR4","Combustion Turbine","New York",1.5,"Dropped - Onsite Unit"]
[null,"Spanish Peaks Solar",62379,"47301","Solar PV","Colorado",100,"Dropped - Units whose status does not meet NEEDS criteria"]
[null,"Point Marion L&D Hydroelectric Project",62384,"NA1","Hydro","Pennsylvania",1.5,"Dropped - Units whose status does not meet NEEDS criteria"]
[null,"Point Marion L&D Hydroelectric Project",62384,"NA2","Hydro","Pennsylvania",1.5,"Dropped - Units whose status does not meet NEEDS criteria"]
[null,"Maxwell L&D Hydroelectric Project",62385,"NA1","Hydro","Pennsylvania",4.5,"Dropped - Units whose status does not meet NEEDS criteria"]
[null,"Maxwell L&D Hydroelectric Project",62385,"NA2","Hydro","Pennsylvania",4.5,"Dropped - Units whose status does not meet NEEDS criteria"]
[null,"Opekiska L&D Hydroelectric Project",62386,"NA1","Hydro","West Virginia",2,"Dropped - Units whose status does not meet NEEDS criteria"]
[null,"Opekiska L&D Hydroelectric Project",62386,"NA2","Hydro","West Virginia",2,"Dropped - Units whose status does not meet NEEDS criteria"]
[null,"Morgantown L&D Hydroelectric Project",62387,"NA1","Hydro","West Virginia",1.5,"Dropped - Units whose status does not meet NEEDS criteria"]
[null,"Morgantown L&D Hydroelectric Project",62387,"NA2","Hydro","West Virginia",1.5,"Dropped - Units whose status does not meet NEEDS criteria"]
[null,"Grays Landing L&D Hydroelectric Project",62388,"NA1","Hydro","Pennsylvania",4.5,"Dropped - Units whose status does not meet NEEDS criteria"]
[null,"Grays Landing L&D Hydroelectric Project",62388,"NA2","Hydro","Pennsylvania",4.5,"Dropped - Units whose status does not meet NEEDS criteria"]
[null,"KY No. 11 L&D Hydroelectric Project",62390,"NA1","Hydro","Kentucky",0.3,"Dropped - Units whose status does not meet NEEDS criteria"]
[null,"KY No. 11 L&D Hydroelectric Project",62390,"NA2","Hydro","Kentucky",0.3,"Dropped - Units whose status does not meet NEEDS criteria"]
[null,"KY No. 11 L&D Hydroelectric Project",62390,"NA3","Hydro","Kentucky",0.3,"Dropped - Units whose status does not meet NEEDS criteria"]
[null,"KY No. 11 L&D Hydroelectric Project",62390,"NA4","Hydro","Kentucky",0.3,"Dropped - Units whose status does not meet NEEDS criteria"]
[null,"KY No. 11 L&D Hydroelectric Project",62390,"NA5","Hydro","Kentucky",0.3,"Dropped - Units whose status does not meet NEEDS criteria"]
[null,"Overton Hydroelectric Project",62391,"NA1","Hydro","Louisiana",5.5,"Dropped - Units whose status does not meet NEEDS criteria"]
[null,"Overton Hydroelectric Project",62391,"NA2","Hydro","Louisiana",5.5,"Dropped - Units whose status does not meet NEEDS criteria"]
[null,"Overton Hydroelectric Project",62391,"NA3","Hydro","Louisiana",5.5,"Dropped - Units whose status does not meet NEEDS criteria"]
[null,"Overton Hydroelectric Project",62391,"NA4","Hydro","Louisiana",5.5,"Dropped - Units whose status does not meet NEEDS criteria"]
[null,"Overton Hydroelectric Project",62391,"NA5","Hydro","Louisiana",5.5,"Dropped - Units whose status does not meet NEEDS criteria"]
[null,"Overton Hydroelectric Project",62391,"NA6","Hydro","Louisiana",5.5,"Dropped - Units whose status does not meet NEEDS criteria"]
[null,"Albert Einstein College of Medicine",62398,"CM058","Combustion Turbine","New York",0.2,"Dropped - Onsite Unit"]
[null,"Albert Einstein College of Medicine",62398,"CM111","Combustion Turbine","New York",0.2,"Dropped - Onsite Unit"]
[null,"Albert Einstein College of Medicine",62398,"CM454","Combustion Turbine","New York",0.5,"Dropped - Onsite Unit"]
[null,"Albert Einstein College of Medicine",62398,"CP035","Combustion Turbine","New York",1,"Dropped - Onsite Unit"]
[null,"Albert Einstein College of Medicine",62398,"CP643","Combustion Turbine","New York",0.2,"Dropped - Onsite Unit"]
[null,"Albert Einstein College of Medicine",62398,"CP703","Combustion Turbine","New York",0.5,"Dropped - Onsite Unit"]
[null,"Albert Einstein College of Medicine",62398,"CP810","Combustion Turbine","New York",0.7,"Dropped - Onsite Unit"]
[null,"Albert Einstein College of Medicine",62398,"CP919","Combustion Turbine","New York",0.1,"Dropped - Onsite Unit"]
[null,"Albert Einstein College of Medicine",62398,"CP922","Combustion Turbine","New York",0.5,"Dropped - Onsite Unit"]
[null,"Albert Einstein College of Medicine",62398,"CP925","Combustion Turbine","New York",0.9,"Dropped - Onsite Unit"]
[null,"Albert Einstein College of Medicine",62398,"CP961","Combustion Turbine","New York",1.8,"Dropped - Onsite Unit"]
[null,"Albert Einstein College of Medicine",62398,"CP962","Combustion Turbine","New York",1.8,"Dropped - Onsite Unit"]
[null,"Albert Einstein College of Medicine",62398,"WK259","Combustion Turbine","New York",0.2,"Dropped - Onsite Unit"]
[null,"Montgomery L&D Hydroelectric Project",62400,"NA1","Hydro","Pennsylvania",5.5,"Dropped - Units whose status does not meet NEEDS criteria"]
[null,"Montgomery L&D Hydroelectric Project",62400,"NA2","Hydro","Pennsylvania",5.5,"Dropped - Units whose status does not meet NEEDS criteria"]
[null,"Montgomery L&D Hydroelectric Project",62400,"NA3","Hydro","Pennsylvania",5.5,"Dropped - Units whose status does not meet NEEDS criteria"]
[null,"Montgomery L&D Hydroelectric Project",62400,"NA4","Hydro","Pennsylvania",5.5,"Dropped - Units whose status does not meet NEEDS criteria"]
[null,"Allegheny L&D2 Hydroelectric Project",62401,"NA1","Hydro","Pennsylvania",2.5,"Dropped - Units whose status does not meet NEEDS criteria"]
[null,"Allegheny L&D2 Hydroelectric Project",62401,"NA2","Hydro","Pennsylvania",2.5,"Dropped - Units whose status does not meet NEEDS criteria"]
[null,"Arkabutla Lake Hydroelectric Project",62402,"NA1","Hydro","Mississippi",1.5,"Dropped - Units whose status does not meet NEEDS criteria"]
[null,"Arkabutla Lake Hydroelectric Project",62402,"NA2","Hydro","Mississippi",1.5,"Dropped - Units whose status does not meet NEEDS criteria"]
[null,"Beverly L&D Hydroelectric Project",62403,"NA1","Hydro","Ohio",1.2,"Dropped - Units whose status does not meet NEEDS criteria"]
[null,"Beverly L&D Hydroelectric Project",62403,"NA2","Hydro","Ohio",1.2,"Dropped - Units whose status does not meet NEEDS criteria"]
[null,"Monongahela L&D4 Hydroelectric Project",62404,"NA1","Hydro","Pennsylvania",4.5,"Dropped - Units whose status does not meet NEEDS criteria"]
[null,"Monongahela L&D4 Hydroelectric Project",62404,"NA2","Hydro","Pennsylvania",4.5,"Dropped - Units whose status does not meet NEEDS criteria"]
[null,"Cervecera de Puerto Rico",62410,"GCC01","Combustion Turbine","Puerto Rico",0.3,"Dropped - in Alaska or in Hawaii or Puerto Rico"]
[null,"Cervecera de Puerto Rico",62410,"GDC01","Combustion Turbine","Puerto Rico",1.6,"Dropped - in Alaska or in Hawaii or Puerto Rico"]
[null,"NYP-Hudson Valley Hospital Center",62421,"300DS","Combustion Turbine","New York",0.3,"Dropped - Onsite Unit"]
[null,"NYP-Hudson Valley Hospital Center",62421,"600CP","Combustion Turbine","New York",0.6,"Dropped - Onsite Unit"]
[null,"NYP-Hudson Valley Hospital Center",62421,"600OE","Combustion Turbine","New York",0.6,"Dropped - Onsite Unit"]
[null,"NYP-Hudson Valley Hospital Center",62421,"750RX","Combustion Turbine","New York",0.8,"Dropped - Onsite Unit"]
[null,"Regeneron Pharmaceuticals Inc.",62423,"735G1","Combustion Turbine","New York",1.5,"Dropped - Onsite Unit"]
[null,"Regeneron Pharmaceuticals Inc.",62423,"735G2","Combustion Turbine","New York",1,"Dropped - Onsite Unit"]
[null,"Regeneron Pharmaceuticals Inc.",62423,"745G1","Combustion Turbine","New York",1.5,"Dropped - Onsite Unit"]
[null,"Regeneron Pharmaceuticals Inc.",62423,"745G2","Combustion Turbine","New York",1.5,"Dropped - Onsite Unit"]
[null,"Regeneron Pharmaceuticals Inc.",62423,"765G1","Combustion Turbine","New York",2.5,"Dropped - Onsite Unit"]
[null,"Regeneron Pharmaceuticals Inc.",62423,"771NG","Combustion Turbine","New York",0.8,"Dropped - Onsite Unit"]
[null,"Regeneron Pharmaceuticals Inc.",62423,"777G1","Combustion Turbine","New York",1,"Dropped - Onsite Unit"]
[null,"Regeneron Pharmaceuticals Inc.",62423,"777NG","Combustion Turbine","New York",0.4,"Dropped - Onsite Unit"]
[null,"Regeneron Pharmaceuticals Inc.",62423,"778NG","Combustion Turbine","New York",0.2,"Dropped - Onsite Unit"]
[null,"Regeneron Pharmaceuticals Inc.",62423,"785G1","Combustion Turbine","New York",1,"Dropped - Onsite Unit"]
[null,"Regeneron Pharmaceuticals Inc.",62423,"795G1","Combustion Turbine","New York",2,"Dropped - Onsite Unit"]
[null,"Regeneron Pharmaceuticals Inc.",62423,"795G2","Combustion Turbine","New York",2,"Dropped - Onsite Unit"]
[null,"Iola Powerhouse & Cogeneration Facility",62424,"1","Combustion Turbine","New York",1.4,"Dropped  - Retired/Planned Retirement by 06/2023"]
[null,"Iola Powerhouse & Cogeneration Facility",62424,"2","Combustion Turbine","New York",1.4,"Dropped  - Retired/Planned Retirement by 06/2023"]
[null,"Iola Powerhouse & Cogeneration Facility",62424,"3","Combustion Turbine","New York",1.4,"Dropped  - Retired/Planned Retirement by 06/2023"]
[null,"Sardis Lake Hydroelectric Project",62425,"NA1","Hydro","Mississippi",5.5,"Dropped - Units whose status does not meet NEEDS criteria"]
[null,"Sardis Lake Hydroelectric Project",62425,"NA2","Hydro","Mississippi",5.5,"Dropped - Units whose status does not meet NEEDS criteria"]
[null,"Rokeby L&D Hydroelectric Project",62426,"NA1","Hydro","Ohio",1.5,"Dropped - Units whose status does not meet NEEDS criteria"]
[null,"Rokeby L&D Hydroelectric Project",62426,"NA2","Hydro","Ohio",1.5,"Dropped - Units whose status does not meet NEEDS criteria"]
[null,"Philo L&D Hydroelectric Project",62427,"NA1","Hydro","Ohio",1.2,"Dropped - Units whose status does not meet NEEDS criteria"]
[null,"Philo L&D Hydroelectric Project",62427,"NA2","Hydro","Ohio",1.2,"Dropped - Units whose status does not meet NEEDS criteria"]
[null,"Malta L&D Hydroelectric Project",62428,"NA1","Hydro","Ohio",1,"Dropped - Units whose status does not meet NEEDS criteria"]
[null,"Malta L&D Hydroelectric Project",62428,"NA2","Hydro","Ohio",1,"Dropped - Units whose status does not meet NEEDS criteria"]
[null,"Lowell L&D Hydroelectric Project",62429,"NA1","Hydro","Ohio",2,"Dropped - Units whose status does not meet NEEDS criteria"]
[null,"Lowell L&D Hydroelectric Project",62429,"NA2","Hydro","Ohio",2,"Dropped - Units whose status does not meet NEEDS criteria"]
[null,"Grenada Lake Hydroelectric Project",62430,"NA1","Hydro","Mississippi",4,"Dropped - Units whose status does not meet NEEDS criteria"]
[null,"Grenada Lake Hydroelectric Project",62430,"NA2","Hydro","Mississippi",4,"Dropped - Units whose status does not meet NEEDS criteria"]
[null,"Enid Lake Hydroelectric Project",62432,"NA1","Hydro","Mississippi",1.5,"Dropped - Units whose status does not meet NEEDS criteria"]
[null,"Enid Lake Hydroelectric Project",62432,"NA2","Hydro","Mississippi",1.5,"Dropped - Units whose status does not meet NEEDS criteria"]
[null,"Emsworth L&D Hydroelectric Project",62433,"NA1","Hydro","Pennsylvania",5,"Dropped - Units whose status does not meet NEEDS criteria"]
[null,"Emsworth L&D Hydroelectric Project",62433,"NA2","Hydro","Pennsylvania",6.5,"Dropped - Units whose status does not meet NEEDS criteria"]
[null,"Emsworth BC Hydroelectric Project",62434,"NA1","Hydro","Pennsylvania",3,"Dropped - Units whose status does not meet NEEDS criteria"]
[null,"Emsworth BC Hydroelectric Project",62434,"NA2","Hydro","Pennsylvania",4,"Dropped - Units whose status does not meet NEEDS criteria"]
[null,"Devola L&D Hydroelectric Project",62435,"NA1","Hydro","Ohio",1,"Dropped - Units whose status does not meet NEEDS criteria"]
[null,"Devola L&D Hydroelectric Project",62435,"NA2","Hydro","Ohio",1,"Dropped - Units whose status does not meet NEEDS criteria"]
[null,"Dodge County Wind",62437,"WT","Onshore Wind","Minnesota",170,"Dropped - Units whose status does not meet NEEDS criteria"]
[null,"South Nassau Communities Hospital",62447,"1","Combustion Turbine","New York",1.1,"Dropped  - Retired/Planned Retirement by 06/2023"]
[null,"South Nassau Communities Hospital",62447,"2","Combustion Turbine","New York",0.8,"Dropped  - Retired/Planned Retirement by 06/2023"]
[null,"South Nassau Communities Hospital",62447,"3","Combustion Turbine","New York",1,"Dropped  - Retired/Planned Retirement by 06/2023"]
[null,"Skeleton Creek Energy Center Hybrid",62494,"SCSOL","Solar PV","Oklahoma",250,"Dropped - Units whose status does not meet NEEDS criteria"]
[null,"Old Jackson Solar LLC",62501,"1","Solar PV","Texas",127.5,"Dropped - Units whose status does not meet NEEDS criteria"]
[null,"Hybrid Holdings 1 Capistrano",62515,"HH4MW","Energy Storage","California",4,"Dropped - Units whose status does not meet NEEDS criteria"]
[null,"Solemio LLC",62522,"1","Solar PV","Texas",79.8,"Dropped - Units whose status does not meet NEEDS criteria"]
[null,"Hale Kuawehi Solar Hybrid",62529,"HKBA","Energy Storage","Hawaii",30,"Dropped - Units whose status does not meet NEEDS criteria"]
[null,"Hale Kuawehi Solar Hybrid",62529,"HKSOL","Solar PV","Hawaii",30,"Dropped - Units whose status does not meet NEEDS criteria"]
[null,"Paeahu Solar Hybrid",62534,"PHBA","Energy Storage","Hawaii",15,"Dropped - Units whose status does not meet NEEDS criteria"]
[null,"Paeahu Solar Hybrid",62534,"PHSOL","Solar PV","Hawaii",15,"Dropped - Units whose status does not meet NEEDS criteria"]
[null,"SJRR Power LLC",62548,"SJ-3","Combustion Turbine","Texas",43,"Dropped - Units whose status does not meet NEEDS criteria"]
[null,"SJRR Power LLC",62548,"SJ-4","Combustion Turbine","Texas",43,"Dropped - Units whose status does not meet NEEDS criteria"]
[null,"Bradley Farm (Dudley)",62593,"PV1","Solar PV","North Carolina",5,"Dropped - Units whose status does not meet NEEDS criteria"]
[null,"Martha's Vineyard Community Battery",62605,"MVESS","Energy Storage","Massachusetts",4.9,"Dropped  - Retired/Planned Retirement by 06/2023"]
[null,"Palestine Power Peaking Facility",62684,"PP-1","Combustion Turbine","Texas",50,"Dropped - Units whose status does not meet NEEDS criteria"]
[null,"Palestine Power Peaking Facility",62684,"PP-2","Combustion Turbine","Texas",50,"Dropped - Units whose status does not meet NEEDS criteria"]
[null,"Palestine Power Peaking Facility",62684,"PP-3","Combustion Turbine","Texas",50,"Dropped - Units whose status does not meet NEEDS criteria"]
[null,"Palestine Power Peaking Facility",62684,"PP-4","Combustion Turbine","Texas",50,"Dropped - Units whose status does not meet NEEDS criteria"]
[null,"Sealy Power Peaking Facility",62685,"SP-1","Combustion Turbine","Texas",50,"Dropped - Units whose status does not meet NEEDS criteria"]
[null,"Sealy Power Peaking Facility",62685,"SP-2","Combustion Turbine","Texas",50,"Dropped - Units whose status does not meet NEEDS criteria"]
[null,"Sealy Power Peaking Facility",62685,"SP-3","Combustion Turbine","Texas",50,"Dropped - Units whose status does not meet NEEDS criteria"]
[null,"Sealy Power Peaking Facility",62685,"SP-4","Combustion Turbine","Texas",50,"Dropped - Units whose status does not meet NEEDS criteria"]
[null,"Eyak Service Center BESS",62714,"BESS1","Energy Storage","Alaska",1,"Dropped - in Alaska or in Hawaii or Puerto Rico"]
[null,"Victorville Energy Center, LLC (CA)",62726,"1","Non-Fossil Waste","California",19.9,"Dropped - Units whose status does not meet NEEDS criteria"]
[null,"Evelyn Hydroelectric Project",62748,"1","Hydro","Kentucky",0.6,"Dropped - Units whose status does not meet NEEDS criteria"]
[null,"Evelyn Hydroelectric Project",62748,"2","Hydro","Kentucky",0.6,"Dropped - Units whose status does not meet NEEDS criteria"]
[null,"Evelyn Hydroelectric Project",62748,"3","Hydro","Kentucky",0.6,"Dropped - Units whose status does not meet NEEDS criteria"]
[null,"Evelyn Hydroelectric Project",62748,"4","Hydro","Kentucky",0.6,"Dropped - Units whose status does not meet NEEDS criteria"]
[null,"Evelyn Hydroelectric Project",62748,"5","Hydro","Kentucky",0.6,"Dropped - Units whose status does not meet NEEDS criteria"]
[null,"Heidelberg Hydroelectric Project",62749,"1","Hydro","Kentucky",0.5,"Dropped - Units whose status does not meet NEEDS criteria"]
[null,"Heidelberg Hydroelectric Project",62749,"2","Hydro","Kentucky",0.5,"Dropped - Units whose status does not meet NEEDS criteria"]
[null,"Heidelberg Hydroelectric Project",62749,"3","Hydro","Kentucky",0.5,"Dropped - Units whose status does not meet NEEDS criteria"]
[null,"Heidelberg Hydroelectric Project",62749,"4","Hydro","Kentucky",0.5,"Dropped - Units whose status does not meet NEEDS criteria"]
[null,"Heidelberg Hydroelectric Project",62749,"5","Hydro","Kentucky",0.5,"Dropped - Units whose status does not meet NEEDS criteria"]
[null,"Piney Creek Solar",62768,"PCSOL","Solar PV","Virginia",80,"Dropped - Units whose status does not meet NEEDS criteria"]
[null,"Pinckard Solar",62787,"PCKND","Solar PV","Alabama",79.7,"Dropped - Units whose status does not meet NEEDS criteria"]
[null,"Arbor Hill II",62796,"1","Onshore Wind","Iowa",60,"Dropped - Units whose status does not meet NEEDS criteria"]
[null,"Bluebird Solar LLC",62797,"BBIRD","Solar PV","Kentucky",80,"Dropped - Units whose status does not meet NEEDS criteria"]
[null,"Grizzly Wind LLC",62802,"GW","Onshore Wind","Montana",80,"Dropped - Units whose status does not meet NEEDS criteria"]
[null,"Buenos Aires Phase 1",62803,"BAW1","Onshore Wind","Texas",200,"Dropped  - Retired/Planned Retirement by 06/2023"]
[null,"Black Bear Wind (MT)",62808,"BBW","Onshore Wind","Montana",80,"Dropped - Units whose status does not meet NEEDS criteria"]
[null,"Bakerstand Solar (NY)",62811,"BKSTD","Solar PV","New York",20,"Dropped - Units whose status does not meet NEEDS criteria"]
[null,"SunEast Skyline Solar Project",62816,"Q670","Solar PV","New York",20,"Dropped - Units whose status does not meet NEEDS criteria"]
[null,"SunEast Clay Solar Project",62819,"Q669","Solar PV","New York",20,"Dropped - Units whose status does not meet NEEDS criteria"]
[null,"HIMA San Pablo Bayamon",62841,"BAY1","Combustion Turbine","Puerto Rico",1.5,"Dropped - in Alaska or in Hawaii or Puerto Rico"]
[null,"HIMA San Pablo Bayamon",62841,"BAY2","Combustion Turbine","Puerto Rico",1.5,"Dropped - in Alaska or in Hawaii or Puerto Rico"]
[null,"HIMA San Pablo Bayamon",62841,"BAY3","Combustion Turbine","Puerto Rico",1.5,"Dropped - in Alaska or in Hawaii or Puerto Rico"]
[null,"Water Valley Wind Energy",62846,"WWE1","Onshore Wind","Texas",150,"Dropped - Units whose status does not meet NEEDS criteria"]
[null,"HIMA San Pablo Fajardo",62850,"FAJ1","Combustion Turbine","Puerto Rico",1.3,"Dropped - in Alaska or in Hawaii or Puerto Rico"]
[null,"HIMA San Pablo Fajardo",62850,"FAJ2","Combustion Turbine","Puerto Rico",1.5,"Dropped - in Alaska or in Hawaii or Puerto Rico"]
[null,"HIMA San Pablo Fajardo",62850,"FAJ3","Combustion Turbine","Puerto Rico",0.2,"Dropped - in Alaska or in Hawaii or Puerto Rico"]
[null,"HIMA San Pablo Cupey",62851,"CUP1","Combustion Turbine","Puerto Rico",0.6,"Dropped - in Alaska or in Hawaii or Puerto Rico"]
[null,"HIMA San Pablo Cupey",62851,"CUP2","Combustion Turbine","Puerto Rico",0.6,"Dropped - in Alaska or in Hawaii or Puerto Rico"]
[null,"HIMA San Pablo Humacao",62852,"HUM1","Combustion Turbine","Puerto Rico",0.8,"Dropped - in Alaska or in Hawaii or Puerto Rico"]
[null,"HIMA San Pablo Humacao",62852,"HUM2","Combustion Turbine","Puerto Rico",0.8,"Dropped - in Alaska or in Hawaii or Puerto Rico"]
[null,"Don Lee BESS 1 LLC",62872,"DONL1","Energy Storage","California",6.5,"Dropped  - Retired/Planned Retirement by 06/2023"]
[null,"High Bridge Wind Project",62894,"WT","Onshore Wind","New York",100,"Dropped - Units whose status does not meet NEEDS criteria"]
[null,"Midland Wind",63003,"1","Onshore Wind","Illinois",101.1,"Dropped - Units whose status does not meet NEEDS criteria"]
[null,"Novel Holmquist Solar CSG",63006,"HOLM","Solar PV","Minnesota",1,"Dropped - Units whose status does not meet NEEDS criteria"]
[null,"Shakespeare Solar",63014,"PGR12","Solar PV","North Carolina",5,"Dropped - Units whose status does not meet NEEDS criteria"]
[null,"Tip Top Solar Energy Center LLC",63028,"GEN1","Solar PV","New Mexico",220,"Dropped - Units whose status does not meet NEEDS criteria"]
[null,"Rooney Ranch",63088,"ROONR","Onshore Wind","California",21,"Dropped - Units whose status does not meet NEEDS criteria"]
[null,"Vineyard Wind 1",63093,"VW01","Offshore Wind","Massachusetts",800,"Dropped - Units whose status does not meet NEEDS criteria"]
[null,"John Paul Jones",63095,"JPJDX","Combustion Turbine","Texas",18.7,"Dropped - Units whose status does not meet NEEDS criteria"]
[null,"Southern Bighorn Solar Hybrid",63113,"SBS","Solar PV","Nevada",300,"Dropped - Units whose status does not meet NEEDS criteria"]
[null,"Sand Hill A",63126,"SNDHA","Onshore Wind","California",13.5,"Dropped - Units whose status does not meet NEEDS criteria"]
[null,"Cabin Point Solar Center",63134,"CBNPT","Solar PV","Virginia",75,"Dropped - Units whose status does not meet NEEDS criteria"]
[null,"Alira",63193,"UNIT1","Solar PV","Texas",222.8,"Dropped - Units whose status does not meet NEEDS criteria"]
[null,"Aero Haven Solar",63195,"ACP3","Solar PV","New Jersey",5,"Dropped - Units whose status does not meet NEEDS criteria"]
[null,"AC Power 2",63196,"ACP2","Solar PV","New Jersey",3.8,"Dropped - Units whose status does not meet NEEDS criteria"]
[null,"Pettinos Solar",63197,"ACP4","Solar PV","New Jersey",1.2,"Dropped - Units whose status does not meet NEEDS criteria"]
[null,"USS Zanzibar Solar LLC CSG",63217,"ZNZBR","Solar PV","Minnesota",1,"Dropped - Units whose status does not meet NEEDS criteria"]
[null,"Obsidian Solar Center",63488,"OBSLR","Solar PV","Oregon",400,"Dropped - Units whose status does not meet NEEDS criteria"]
[null,"CED Peoria Solar",63656,"PS1","Solar PV","Illinois",2,"Dropped - Units whose status does not meet NEEDS criteria"]
[null,"Norwalk Hospital Plant",63673,"EU-02","Combustion Turbine","Connecticut",1.3,"Dropped - Units whose status does not meet NEEDS criteria"]
[null,"RE Bravepost LLC",63730,"BVPST","Solar PV","Texas",200,"Dropped - Units whose status does not meet NEEDS criteria"]
[null,"Goleta Grid Resiliency",63736,"BESS1","Energy Storage","California",10,"Dropped - Units whose status does not meet NEEDS criteria"]
[null,"West River Solar, LLC",63806,"PGR28","Solar PV","North Carolina",40,"Dropped - Units whose status does not meet NEEDS criteria"]
[null,"CED Beecher Sun Solar",63823,"BS1","Solar PV","Illinois",2,"Dropped - Units whose status does not meet NEEDS criteria"]
[null,"CED Hilltop Solar",63824,"HS1","Solar PV","Illinois",2,"Dropped - Units whose status does not meet NEEDS criteria"]
[null,"TX18 Cottage Meadow Storage",63879,"TX18","Energy Storage","Texas",100,"Dropped - Units whose status does not meet NEEDS criteria"]
[null,"CED Spring Creek Solar",63948,"CS1","Solar PV","Illinois",2,"Dropped - Units whose status does not meet NEEDS criteria"]
[null,"Caden Energix New Kent, LLC",64036,"ENX08","Solar PV","Virginia",20,"Dropped - Units whose status does not meet NEEDS criteria"]
[null,"Great Bear Solar, LLC",64073,"GBS","Solar PV","Ohio",46,"Dropped - Units whose status does not meet NEEDS criteria"]
[null,"Highway 9 Solar",64206,"2004","Solar PV","South Carolina",2,"Dropped - Units whose status does not meet NEEDS criteria"]
[null,"Red Antelope Solar & Energy Storage Farm",64208,"30PNA","Solar PV","Arizona",500,"Dropped - Units whose status does not meet NEEDS criteria"]
[null,"Bellefield 2 Solar & Energy Storage Farm",64209,"26SBA","Solar PV","California",500,"Dropped - Units whose status does not meet NEEDS criteria"]
[null,"Bellefield Solar and Energy Storage Farm",64210,"50LWA","Solar PV","California",500,"Dropped - Units whose status does not meet NEEDS criteria"]
[null,"Aratina Solar Center 2",64215,"45MGA","Solar PV","California",200,"Dropped - Units whose status does not meet NEEDS criteria"]
[null,"Rockmont Solar and Storage Project",64216,"201LC","Solar PV","New Mexico",100,"Dropped - Units whose status does not meet NEEDS criteria"]

{"sheet":"Key to Emission Control","index":4,"n_rows":114,"n_cols":17,"rows_kept":114}
["Key to Emission Controls in NEEDS v6"]
[]
["NOx Comb Control","Definition",null,"NOx Post-Comb Control","Definition",null,"PM Control","Definition",null,"Mercury_Controls","Definition",null,"HCL_Controls","Definition",null,"CO2_Controls","Definition"]
["AA","Advanced Overfire Air",null,"SCR","Selective Catalytic Reduction",null,"B","Baghouse",null,"ACI","Activated Carbon Injection",null,"DSI","Dry Sobent Injection",null,"CCS","Carbon Capture and Storage"]
["AA + FR","Advanced Overfire Air + Flue Gas Recirculation",null,"SNCR","Selective Non-catalytic Reduction",null,"B + C","Baghouse + Cyclone"]
["AA + LNB","Advanced Overfire Air + Low NOx Burner Technology",{"$nulls":4},"B + WS","Baghouse + Wet Scrubber"]
["AA + LNB + LNBO","Advanced Overfire Air + Low NOx Burner Technology + Low NOx Burner Technology w/ Overfire Air",{"$nulls":4},"C","Cyclone"]
["AA + LNB + OFA","Advanced Overfire Air + Low NOx Burner Technology + Overfire Air",{"$nulls":4},"ESPC","Electrostatic precipitator, cold side"]
["AA + NH3","Advanced Overfire Air + Ammonia Injection",{"$nulls":4},"ESPC + B","Electrostatic precipitator, cold side + Baghouse"]
["AA + OFA","Advanced Overfire Air + Overfire Air",{"$nulls":4},"ESPC + B + WS","Electrostatic precipitator, cold side + Baghouse + Wet Scrubber"]
["BF","Biased Firing (alternative burners)",{"$nulls":4},"ESPC + C","Electrostatic precipitator, cold side + Cyclone"]
["BF + BOOS + LA","Biased Firing (alternative burners) + Burners-Out-Of-Service + Low excess air",{"$nulls":4},"ESPC + ESPH","Electrostatic precipitator, cold side + Electrostatic precipitator, hot side"]
["BF + LA","Biased Firing (alternative burners) + Low excess air",{"$nulls":4},"ESPC + WESP","Electrostatic precipitator, cold side + Electrostatic precipitator, wet side"]
["BF + LA + LNB","Biased Firing (alternative burners) + Low excess air + Low NOx Burner Technology",{"$nulls":4},"ESPC + WS","Electrostatic precipitator, cold side + Wet Scrubber"]
["BF + LA + OFA","Biased Firing (alternative burners) + Low excess air + Overfire Air",{"$nulls":4},"ESPH","Electrostatic precipitator, hot side"]
["BF + LNB + LNBO","Biased Firing (alternative burners) + Low NOx Burner Technology + Low NOx Burner Technology w/ Overfire Air",{"$nulls":4},"ESPH + B","Electrostatic precipitator, hot side + Baghouse"]
["BOOS","Burners-Out-Of-Service",{"$nulls":4},"ESPH + B + C","Electrostatic precipitator, hot side + Baghouse + Cyclone"]
["BOOS + FR","Burners-Out-Of-Service + Flue Gas Recirculation",{"$nulls":4},"ESPH + B + WS","Electrostatic precipitator, hot side + Baghouse + Wet Scrubber"]
["BOOS + FR + LNB","Burners-Out-Of-Service + Flue Gas Recirculation + Low NOx Burner Technology",{"$nulls":4},"ESPH + C","Electrostatic precipitator, hot side + Cyclone"]
["BOOS + LA + LNB","Burners-Out-Of-Service + Low excess air + Low NOx Burner Technology",{"$nulls":4},"ESPH + WESP","Electrostatic precipitator, hot side + Electrostatic precipitator, wet side"]
["CF","Fluidized Bed Combustor",{"$nulls":4},"WESP + B","Electrostatic precipitator, wet side + Baghouse"]
["CF + CM + NH3","Fluidized Bed Combustor + Combustion Modification + Ammonia Injection",{"$nulls":4},"WS","Wet Scrubber"]
["CF + FR + NH3","Fluidized Bed Combustor + Flue Gas Recirculation + Ammonia Injection"]
["CF + FU + LA","Fluidized Bed Combustor + Fuel Reburning + Low excess air"]
["CF + LA","Fluidized Bed Combustor + Low excess air"]
["CF + LA + NH3","Fluidized Bed Combustor + Low excess air + Ammonia Injection"]
["CF + LA + OFA","Fluidized Bed Combustor + Low excess air + Overfire Air"]
["CF + LNB + NH3","Fluidized Bed Combustor + Low NOx Burner Technology + Ammonia Injection"]
["CF + NH3","Fluidized Bed Combustor + Ammonia Injection"]
["CF + NH3 + OFA","Fluidized Bed Combustor + Ammonia Injection + Overfire Air"]
["CF + OFA","Fluidized Bed Combustor + Overfire Air"]
["CF + other","Fluidized Bed Combustor + other"]
["CM","Combustion Modification"]
["CM + FU","Combustion Modification + Fuel Reburning"]
["CM + FU + LNB","Combustion Modification + Fuel Reburning + Low NOx Burner Technology"]
["CM + FU + LNCB","Combustion Modification + Fuel Reburning + Low NOx Cell Burner"]
["CM + FU + OFA","Combustion Modification + Fuel Reburning + Overfire Air"]
["CO","Combustion Optimization"]
["DLNB","Dry Low NOx Burners"]
["DLNB + H2O","Dry Low NOx Burners + Water Injection"]
["DLNB + H2O + LNB","Dry Low NOx Burners + Water Injection + Low NOx Burner Technology"]
["DLNB + H2O + NH3","Dry Low NOx Burners + Water Injection + Ammonia Injection"]
["DLNB + H2O + STM","Dry Low NOx Burners + Water Injection + Steam Injection"]
["DLNB + LNB + NH3","Dry Low NOx Burners + Low NOx Burner Technology + Ammonia Injection"]
["DLNB + LNB + NH3 + STM","Dry Low NOx Burners + Low NOx Burner Technology + Ammonia Injection + Steam Injection"]
["DLNB + NH3","Dry Low NOx Burners + Ammonia Injection"]
["DLNB + NH3 + STM","Dry Low NOx Burners + Ammonia Injection + Steam Injection"]
["DLNB + STM","Dry Low NOx Burners + Steam Injection"]
["FR","Flue Gas Recirculation "]
["FR + LA","Flue Gas Recirculation + Low excess air"]
["FR + LA + LNB","Flue Gas Recirculation + Low excess air + Low NOx Burner Technology"]
["FR + LNB","Flue Gas Recirculation + Low NOx Burner Technology"]
["FR + LNB + LNBO + OFA","Flue Gas Recirculation + Low NOx Burner Technology + Low NOx Burner Technology w/ Overfire Air + Overfire Air"]
["FR + LNB + OFA","Flue Gas Recirculation + Low NOx Burner Technology + Overfire Air"]
["FR + LNBO + OFA","Flue Gas Recirculation + Low NOx Burner Technology w/ Overfire Air + Overfire Air"]
["FR + NH3","Flue Gas Recirculation + Ammonia Injection"]
["FR + NH3 + OFA","Flue Gas Recirculation + Ammonia Injection + Overfire Air"]
["FR + OFA","Flue Gas Recirculation + Overfire Air"]
["FR + STM","Flue Gas Recirculation + Steam Injection"]
["FU + LA","Fuel Reburning + Low excess air"]
["H2O","Water Injection"]
["H2O + NH3","Water Injection + Ammonia Injection"]
["H2O + NH3 + AA","Water Injection + Ammonia Injection + Advanced Overfire Air"]
["H2O + OFA","Water Injection + Overfire Air"]
["H2O + STM","Water Injection + Steam Injection"]
["LA","Low excess air"]
["LA + LNB","Low excess air + Low NOx Burner Technology"]
["LA + LNB + NH3","Low excess air + Low NOx Burner Technology + Ammonia Injection"]
["LA + LNB + NH3 + OFA","Low excess air + Low NOx Burner Technology + Ammonia Injection + Overfire Air"]
["LA + LNB + OFA","Low excess air + Low NOx Burner Technology + Overfire Air"]
["LA + NH3","Low excess air + Ammonia Injection"]
["LA + OFA","Low excess air + Overfire Air"]
["LA + OFA + other","Low excess air + Overfire Air + other"]
["LNB","Low NOx Burner Technology"]
["LNB + LNBO","Low NOx Burner Technology + Low NOx Burner Technology w/ Overfire Air"]
["LNB + LNBO + OFA","Low NOx Burner Technology + Low NOx Burner Technology w/ Overfire Air + Overfire Air"]
["LNB + LNCB","Low NOx Burner Technology + Low NOx Cell Burner"]
["LNB + LNCB + OFA","Low NOx Burner Technology + Low NOx Cell Burner + Overfire Air"]
["LNB + NH3","Low NOx Burner Technology + Ammonia Injection"]
["LNB + NH3 + OFA","Low NOx Burner Technology + Ammonia Injection + Overfire Air"]
["LNB + OFA","Low NOx Burner Technology + Overfire Air"]
["LNB + OFA + NH3 + other","Low NOx Burner Technology + Overfire Air + Ammonia Injection + other"]
["LNB + other","Low NOx Burner Technology + other"]
["LNB + STM","Low NOx Burner Technology + Steam Injection"]
["LNBO","Low NOx Burner Technology w/ Overfire Air"]
["LNBO + OFA","Low NOx Burner Technology w/ Overfire Air + Overfire Air"]
["LNBO + other","Low NOx Burner Technology w/ Overfire Air + other"]
["LNC1","Low NOx Burner Technology w/ Closed-coupled OFA"]
["LNC2","Low NOx Burner Technology w/ Separated OFA"]
["LNC2 + H2O","Low NOx Burner Technology w/ Separated OFA + Water Injection"]
["LNC2 + LNC1","Low NOx Burner Technology w/ Separated OFA + Low NOx Burner Technology w/ Closed-coupled OFA"]
["LNC2 + NH3","Low NOx Burner Technology w/ Separated OFA + Ammonia Injection"]
["LNC2 + NH3 + OFA","Low NOx Burner Technology w/ Separated OFA + Ammonia Injection + Overfire Air"]
["LNC2 + OFA","Low NOx Burner Technology w/ Separated OFA + Overfire Air"]
["LNC2 + other","Low NOx Burner Technology w/ Separated OFA + other"]
["LNC3","Low NOx Burner Technology w/ Closed-coupled/Separated OFA"]
["LNC3 + NH3","Low NOx Burner Technology w/ Closed-coupled/Separated OFA + Ammonia Injection"]
["LNC3 + OFA","Low NOx Burner Technology w/ Closed-coupled/Separated OFA + Overfire Air"]
["LNC3 + other","Low NOx Burner Technology w/ Closed-coupled/Separated OFA + other"]
["LNCB","Low NOx Cell Burner"]
["LNCB + OFA","Low NOx Cell Burner + Overfire Air"]
["NDI","Nitrogen Diluent Injection"]
["NH3","Ammonia Injection"]
["NH3 + OFA","Ammonia Injection + Overfire Air"]
["NH3 + other","Ammonia Injection + other"]
["NH3 + STM","Ammonia Injection + Steam Injection"]
["OFA","Overfire Air"]
["OFA + LNC1","Overfire Air + Low NOx Burner Technology w/ Closed-coupled OFA"]
["OFA + LNC2","Overfire Air + Low NOx Burner Technology w/ Separated OFA"]
["OFA + other","Overfire Air + other"]
["other","Other"]
["ROFA","Rotating Opposed Fired Air"]
["STC","Staged Combustion"]
["STM","Steam Injection"]