{"text_format":"3","workbook":"xlsx","n_sheets":11,"sheets":["1 - CSS INPUT","2 - CSO INPUT","3 - Tc & RAINFALL","4 - CSO VOLUME","5 - CSO VOLUME SUMMARY","F1 - RUNOFF VOLUME","F2 - CSO VOLUME","F3 - CSS FLOWS","A1 - RAINFALL DEPTHS","CSO CALCULATIONS","WWTP CALCULATIONS"],"not_rendered":{"charts":7,"defined_names":29,"comments":2},"read":"whole","date_system":"1900"}

{"sheet":"1 - CSS INPUT","index":0,"n_rows":20,"n_cols":8,"rows_kept":20}
["U.S. EPA Combined Sewer Overflow Model for Small Communities.\nCSS Data Input, Page 1.\nThis page is intended as a total system overview, describing attributes that apply to the entire combined sewer system. Attributes of individual combined sewer overflows will be entered on subsequent pages.\nData input cells are identified as such along with a description of the data to be entered. Some data input cells are optional and some are required for the model to function. Those that are required for the model to function are identified as such.\nThere are 15 lines of input required on this page, organized in column E from cell E6 down to cell E20. Each line is prefixed by an item number in column C and an line letter in column D for a unique identification. For example, the first required input is the combined sewer system community name, to be entered in line 1a.\nThe tab key can be used to navigate sequentially through the required inputs."]
[]
[null,null,"U.S. EPA Combined Sewer Overflow Model for Small Communities "]
[null,null,"CSS DATA INPUT, Page 1"]
[null,null,"GENERAL INFORMATION"]
[null,null,"1. Community Information","a. Community Name"]
[null,null,"1. Community Information","b. NPDES Permit Number"]
[null,null,"1. Community Information","c. Date"]
[null,null,"1. Community Information","d. Name of entity that owns and operates your facility"]
[null,null,"1. Community Information","e. Facility name"]
[null,null,"1. Community Information","f. Street address"]
[null,null,"1. Community Information","g. City, state, and ZIP code"]
[null,null,"1. Community Information","h. Telephone number"]
[null,null,"1. Community Information","i. Fax number"]
[null,null,"1. Community Information","j. Email address"]
[null,null,"2. System Type","a. Does the CSS have a WWTP? (yes or no)",{"$nulls":3},"Yes"]
[null,null,"3. CSS Information","a. Area of CSS (acres).*",{"$nulls":3},"No"]
[null,null,"3. CSS Information","b. Number of CSO outfalls.*"]
[null,null,"4. WWTP","a. Primary treatment capacity (MGD)."]
[null,null,"4.WWTP","b. Secondary treatment capacity (MGD)."]

{"sheet":"2 - CSO INPUT","index":1,"n_rows":19,"n_cols":44,"rows_kept":19}
["U.S. EPA Combined Sewer Overflow Model for Small Communities.\nCSO Data Input, Page 2.\nInformation describing individual CSOs is entered on this page. The page is structured similar to page 1, with the main difference being the ability to enter data for up to 28 individual CSOs instead of 1 CSS. \nData input cells are oriented from top to bottom with respect to individual line items, and left to right with respect to CSO number. Each line is prefixed by an item number in column C and a line letter in column D for a unique identification. The item number is continued sequentially from page 1. For example, the first line on this page is Line 5 a.\nData input cells are identified as such along with a description of the data to be entered. Some data input cells are optional and some are required for the model to function. Those that are required for the model to function are identified as such.\nFor specific instruction and recommendations on how to obtain certain data inputs, see the accompanying CSO Model User Guide.\nThere are 10 lines of input required on this page for up to 28 individual CSOs. Data input starts in column E for CSO 001 and extends to column AR for CSO 028. Information for as few as 1 CSO can be entered, and the remaining columns can be left blank. Due to print formatting requirements, there are periodic gaps in column lettering to allow information for the 28 CSOs to be distributed over 4 separate pages. The column gaps are locked and cannot be accessed to allow for continuous navigation from left to right, from CSO 001 to CSO 028.\nThe tab key can be used to navigate sequentially through the required inputs."]
[]
[null,null,"U.S. EPA Combined Sewer Overflow Model for Small Communities",{"$nulls":7},"blank","U.S. EPA Combined Sewer Overflow Model for Small Communities",{"$nulls":11},"U.S. EPA Combined Sewer Overflow Model for Small Communities",{"$nulls":11},"U.S. EPA Combined Sewer Overflow Model for Small Communities"]
[null,null,"CSO DATA INPUT, Page 2",{"$nulls":7},"blank","CSO DATA INPUT, Page 2, Extension 1",{"$nulls":11},"CSO DATA INPUT, Page 2, Extension 2",{"$nulls":11},"CSO DATA INPUT, Page 2, Extension 3"]
[null,null,"Community name:",{"$f":"'1 - CSS INPUT'!E6","v":0},{"$nulls":6},"blank","Community name:",{"$f":"'1 - CSS INPUT'!E6","v":0},{"$nulls":10},"Community name:",{"$f":"'1 - CSS INPUT'!E6","v":0},{"$nulls":10},"Community name:",{"$f":"'1 - CSS INPUT'!E6","v":0}]
[null,null,"NPDES number:",{"$f":"'1 - CSS INPUT'!E7","v":0},{"$nulls":6},"blank","NPDES number:",{"$f":"'1 - CSS INPUT'!E7","v":0},{"$nulls":10},"NPDES number:",{"$f":"'1 - CSS INPUT'!E7","v":0},{"$nulls":10},"NPDES number:",{"$f":"'1 - CSS INPUT'!E7","v":0}]
[null,null,"Date:",{"$f":"'1 - CSS INPUT'!E8","v":"00:00:00"},{"$nulls":6},"blank","Date:",{"$f":"'1 - CSS INPUT'!E8","v":"00:00:00"},{"$nulls":10},"Date:",{"$f":"'1 - CSS INPUT'!E8","v":"00:00:00"},{"$nulls":10},"Date:",{"$f":"'1 - CSS INPUT'!E8","v":"00:00:00"}]
[null,null,"SYSTEM CHARACTERIZATION",{"$nulls":7},"blank","SYSTEM CHARACTERIZATION",{"$nulls":11},"SYSTEM CHARACTERIZATION",{"$nulls":11},"SYSTEM CHARACTERIZATION"]
[null,null,"blank","blank",{"$f":"IF(E10=\"\",\"CSO 001\",E10)","v":"CSO 001"},{"$f":"IF(F10=\"\",\"CSO 002\",F10)","v":"CSO 002"},{"$f":"IF(G10=\"\",\"CSO 003\",G10)","v":"CSO 003"},{"$f":"IF(H10=\"\",\"CSO 004\",H10)","v":"CSO 004"},null,null,"blank",null,{"$f":"IF(M10=\"\",\"CSO 005\",M10)","v":"CSO 005"},{"$f":"IF(N10=\"\",\"CSO 006\",N10)","v":"CSO 006"},{"$f":"IF(O10=\"\",\"CSO 007\",O10)","v":"CSO 007"},{"$f":"IF(P10=\"\",\"CSO 008\",P10)","v":"CSO 008"},{"$f":"IF(Q10=\"\",\"CSO 009\",Q10)","v":"CSO 009"},{"$f":"IF(R10=\"\",\"CSO 010\",R10)","v":"CSO 010"},{"$f":"IF(S10=\"\",\"CSO 011\",S10)","v":"CSO 011"},{"$f":"IF(T10=\"\",\"CSO 012\",T10)","v":"CSO 012"},{"$nulls":4},{"$f":"IF(Y10=\"\",\"CSO 013\",Y10)","v":"CSO 013"},{"$f":"IF(Z10=\"\",\"CSO 014\",Z10)","v":"CSO 014"},{"$f":"IF(AA10=\"\",\"CSO 015\",AA10)","v":"CSO 015"},{"$f":"IF(AB10=\"\",\"CSO 016\",AB10)","v":"CSO 016"},{"$f":"IF(AC10=\"\",\"CSO 017\",AC10)","v":"CSO 017"},{"$f":"IF(AD10=\"\",\"CSO 018\",AD10)","v":"CSO 018"},{"$f":"IF(AE10=\"\",\"CSO 019\",AE10)","v":"CSO 019"},{"$f":"IF(AF10=\"\",\"CSO 020\",AF10)","v":"CSO 020"},{"$nulls":4},{"$f":"IF(AK10=\"\",\"CSO 021\",AK10)","v":"CSO 021"},{"$f":"IF(AL10=\"\",\"CSO 022\",AL10)","v":"CSO 022"},{"$f":"IF(AM10=\"\",\"CSO 023\",AM10)","v":"CSO 023"},{"$f":"IF(AN10=\"\",\"CSO 024\",AN10)","v":"CSO 024"},{"$f":"IF(AO10=\"\",\"CSO 025\",AO10)","v":"CSO 025"},{"$f":"IF(AP10=\"\",\"CSO 026\",AP10)","v":"CSO 026"},{"$f":"IF(AQ10=\"\",\"CSO 027\",AQ10)","v":"CSO 027"},{"$f":"IF(AR10=\"\",\"CSO 028\",AR10)","v":"CSO 028"}]
[null,null,"5. CSO Outfall Information","a.   Permitted CSO outfall number.",{"$nulls":6},"blank","5a.",{"$nulls":11},"5a.",{"$nulls":11},"5a."]
[null,null,"5. CSO Outfall Information","b.   Description of location.",{"$nulls":6},"blank","5b.",{"$nulls":11},"5b.",{"$nulls":11},"5b."]
[null,null,"5. CSO Outfall Information","c.   Latitude/longitude.",{"$nulls":6},"blank","5c.",{"$nulls":11},"5c.",{"$nulls":11},"5c."]
[null,null,"5. CSO Outfall Information","d.   Receiving water.",{"$nulls":6},"blank","5d.",{"$nulls":11},"5d.",{"$nulls":11},"5d."]
[null,null,"6. CSS Attributes","a.   Sub-sewershed area (acres).*",{"$nulls":6},"blank","6a.",{"$nulls":11},"6a.",{"$nulls":11},"6a."]
[null,null,"6. CSS Attributes","b.   Average impervious surface (%).* ",{"$nulls":6},"blank","6b.",{"$nulls":11},"6b.",{"$nulls":11},"6b."]
[null,null,"7. CSO Attributes","a.   Type of CSO hydraulic control.",{"$nulls":6},"blank","7a.",{"$nulls":11},"7a.",{"$nulls":11},"7a."]
[null,null,"7. CSO Attributes","b.   CSO hydraulic control capacity (MGD).* ",{"$nulls":6},"blank","7b.",{"$nulls":11},"7b.",{"$nulls":11},"7b."]
[null,null,"7. CSO Attributes","c.   CSO treatment capacity (MGD).*",{"$nulls":6},"blank","7c.",{"$nulls":11},"7c.",{"$nulls":11},"7c."]
[null,null,"7. CSO Attributes","d.   Name of interceptor or downstream pipe.",{"$nulls":6},"blank","7d.",{"$nulls":11},"7d.",{"$nulls":11},"7d."]

{"sheet":"3 - Tc & RAINFALL","index":2,"n_rows":115,"n_cols":44,"rows_kept":115}
["U.S. EPA Combined Sewer Overflow Model for Small Communities.\nRunoff Model Data Input, Page 3.\nInformation describing the runoff generating potential of each CSO and a 24 hour rainfall time series is entered on this page. The is structured similar to page 2, with the main difference being the presence of automatically calculated cells in combination with data input cells. Each type of cell can be accessed and is identified accordingly.\nData input and calculation cells are oriented from top to bottom with respect to individual line items, and left to right with respect to CSO number. Each line is prefixed by an item number in column C and a line letter in column D for a unique identification. The item number is continued sequentially from page 2. For example, the first line item on this page is Line 8a.\nData input cells are identified as such along with a description of the data to be entered. Some data input cells are optional and some are required for the model to function. Those that are required for the model to function are identified as such.\nCalculation cells are identified as such and should not be changed in any way.\nLine 10b, the last line item on this page, consists of one cell requiring input for the simulation start time, one column that is 24 cells high for input of hourly rainfall, and one column that is 96 cells high for input of 15 minute rainfall. Only one rainfall time series should be entered, either as hourly or 15 minute.\nFor specific instruction and recommendations on how to obtain certain data inputs, see the accompanying CSO Model User Guide.\nEnter information for as many CSOs as were included on the prior page. \nThe tab key can be used to navigate sequentially through the required inputs, including the final rainfall time series input."]
[]
[null,null,"U.S. EPA Combined Sewer Overflow Model for Small Communities",{"$nulls":8},"U.S. EPA Combined Sewer Overflow Model for Small Communities",{"$nulls":11},"U.S. EPA Combined Sewer Overflow Model for Small Communities",{"$nulls":11},"U.S. EPA Combined Sewer Overflow Model for Small Communities"]
[null,null,"RUNOFF MODEL DATA INPUT, Page 3",{"$nulls":8},"RUNOFF MODEL DATA INPUT, Page 3, Extension 1",{"$nulls":11},"RUNOFF MODEL DATA INPUT, Page 3, Extension 2",{"$nulls":11},"RUNOFF MODEL DATA INPUT, Page 3, Extension 3"]
[null,null,"Community name:",{"$f":"'1 - CSS INPUT'!E6","v":0},{"$nulls":7},"Community name:",{"$f":"'1 - CSS INPUT'!E6","v":0},{"$nulls":10},"Community name:",{"$f":"'1 - CSS INPUT'!E6","v":0},{"$nulls":10},"Community name:",{"$f":"'1 - CSS INPUT'!E6","v":0}]
[null,null,"NPDES number:",{"$f":"'1 - CSS INPUT'!E7","v":0},{"$nulls":7},"NPDES number:",{"$f":"'1 - CSS INPUT'!E7","v":0},{"$nulls":10},"NPDES number:",{"$f":"'1 - CSS INPUT'!E7","v":0},{"$nulls":10},"NPDES number:",{"$f":"'1 - CSS INPUT'!E7","v":0}]
[null,null,"Date:",{"$f":"'1 - CSS INPUT'!E8","v":"00:00:00"},{"$nulls":7},"Date:",{"$f":"'1 - CSS INPUT'!E8","v":"00:00:00"},{"$nulls":10},"Date:",{"$f":"'1 - CSS INPUT'!E8","v":"00:00:00"},{"$nulls":10},"Date:",{"$f":"'1 - CSS INPUT'!E8","v":"00:00:00"}]
[null,null,"TIME OF CONCENTRATION",{"$nulls":8},"TIME OF CONCENTRATION",{"$nulls":11},"TIME OF CONCENTRATION",{"$nulls":11},"TIME OF CONCENTRATION"]
[{"$nulls":4},{"$f":"'2 - CSO INPUT'!E9","v":"CSO 001"},{"$f":"'2 - CSO INPUT'!F9","v":"CSO 002"},{"$f":"'2 - CSO INPUT'!G9","v":"CSO 003"},{"$f":"'2 - CSO INPUT'!H9","v":"CSO 004"},{"$nulls":4},{"$f":"'2 - CSO INPUT'!M9","v":"CSO 005"},{"$f":"'2 - CSO INPUT'!N9","v":"CSO 006"},{"$f":"'2 - CSO INPUT'!O9","v":"CSO 007"},{"$f":"'2 - CSO INPUT'!P9","v":"CSO 008"},{"$f":"'2 - CSO INPUT'!Q9","v":"CSO 009"},{"$f":"'2 - CSO INPUT'!R9","v":"CSO 010"},{"$f":"'2 - CSO INPUT'!S9","v":"CSO 011"},{"$f":"'2 - CSO INPUT'!T9","v":"CSO 012"},{"$nulls":4},{"$f":"'2 - CSO INPUT'!Y9","v":"CSO 013"},{"$f":"'2 - CSO INPUT'!Z9","v":"CSO 014"},{"$f":"'2 - CSO INPUT'!AA9","v":"CSO 015"},{"$f":"'2 - CSO INPUT'!AB9","v":"CSO 016"},{"$f":"'2 - CSO INPUT'!AC9","v":"CSO 017"},{"$f":"'2 - CSO INPUT'!AD9","v":"CSO 018"},{"$f":"'2 - CSO INPUT'!AE9","v":"CSO 019"},{"$f":"'2 - CSO INPUT'!AF9","v":"CSO 020"},{"$nulls":4},{"$f":"'2 - CSO INPUT'!AK9","v":"CSO 021"},{"$f":"'2 - CSO INPUT'!AL9","v":"CSO 022"},{"$f":"'2 - CSO INPUT'!AM9","v":"CSO 023"},{"$f":"'2 - CSO INPUT'!AN9","v":"CSO 024"},{"$f":"'2 - CSO INPUT'!AO9","v":"CSO 025"},{"$f":"'2 - CSO INPUT'!AP9","v":"CSO 026"},{"$f":"'2 - CSO INPUT'!AQ9","v":"CSO 027"},{"$f":"'2 - CSO INPUT'!AR9","v":"CSO 028"}]
[null,null,"8.Time of Concentration","a.   Length of main flow path (feet).* ",{"$nulls":7},"8a.",{"$nulls":11},"8a.",{"$nulls":11},"8a."]
[null,null,"8.Time of Concentration","b.   Elevation at upstream end of main flow path (feet).* ",{"$nulls":7},"8b.",{"$nulls":11},"8b.",{"$nulls":11},"8b."]
[null,null,"8.Time of Concentration","c.   Elevation at downstream end of main flow path (feet).* ",{"$nulls":7},"8c.",{"$nulls":11},"8c.",{"$nulls":11},"8c."]
[null,null,"8.Time of Concentration","d.   Main flow path slope (%). ",{"$f":"IF(ISNUMBER(E12),IF((E11-E12)/E10<0.005,0.005,(E11-E12)/E10),\"\")","v":""},{"$f":"IF(ISNUMBER(F12),IF((F11-F12)/F10<0.005,0.005,(F11-F12)/F10),\"\")","v":""},"",{"$f":"IF(ISNUMBER(H12),IF((H11-H12)/H10<0.005,0.005,(H11-H12)/H10),\"\")","v":""},{"$nulls":3},"8d.",{"$f":"IF(ISNUMBER(M12),IF((M11-M12)/M10<0.005,0.005,(M11-M12)/M10),\"\")","v":""},{"$f":"IF(ISNUMBER(N12),IF((N11-N12)/N10<0.005,0.005,(N11-N12)/N10),\"\")","v":""},"","","","","",{"$f":"IF(ISNUMBER(T12),IF((T11-T12)/T10<0.005,0.005,(T11-T12)/T10),\"\")","v":""},{"$nulls":3},"8d.",{"$f":"IF(ISNUMBER(Y12),IF((Y11-Y12)/Y10<0.005,0.005,(Y11-Y12)/Y10),\"\")","v":""},{"$f":"IF(ISNUMBER(Z12),IF((Z11-Z12)/Z10<0.005,0.005,(Z11-Z12)/Z10),\"\")","v":""},"","","","","",{"$f":"IF(ISNUMBER(AF12),IF((AF11-AF12)/AF10<0.005,0.005,(AF11-AF12)/AF10),\"\")","v":""},{"$nulls":3},"8d.",{"$f":"IF(ISNUMBER(AK12),IF((AK11-AK12)/AK10<0.005,0.005,(AK11-AK12)/AK10),\"\")","v":""},{"$f":"IF(ISNUMBER(AL12),IF((AL11-AL12)/AL10<0.005,0.005,(AL11-AL12)/AL10),\"\")","v":""},"","","","","",""]
[null,null,"8.Time of Concentration","e.   Time of concentration, tc (hour). ",{"$f":"IF(ISNUMBER(E13),IF(ROUND(4*(0.0078*((E10^2)/E13)^0.385)/60,0)<1,0.25,ROUND(4*(0.0078*((E10^2)/E13)^0.385)/60,0)/4),\"\")","v":""},{"$f":"IF(ISNUMBER(F13),IF(ROUND(4*(0.0078*((F10^2)/F13)^0.385)/60,0)<1,0.25,ROUND(4*(0.0078*((F10^2)/F13)^0.385)/60,0)/4),\"\")","v":""},"",{"$f":"IF(ISNUMBER(H13),IF(ROUND(4*(0.0078*((H10^2)/H13)^0.385)/60,0)<1,0.25,ROUND(4*(0.0078*((H10^2)/H13)^0.385)/60,0)/4),\"\")","v":""},{"$nulls":3},"8g.",{"$f":"IF(ISNUMBER(M13),IF(ROUND(4*(0.0078*((M10^2)/M13)^0.385)/60,0)<1,0.25,ROUND(4*(0.0078*((M10^2)/M13)^0.385)/60,0)/4),\"\")","v":""},{"$f":"IF(ISNUMBER(N13),IF(ROUND(4*(0.0078*((N10^2)/N13)^0.385)/60,0)<1,0.25,ROUND(4*(0.0078*((N10^2)/N13)^0.385)/60,0)/4),\"\")","v":""},"","","","","",{"$f":"IF(ISNUMBER(T13),IF(ROUND(4*(0.0078*((T10^2)/T13)^0.385)/60,0)<1,0.25,ROUND(4*(0.0078*((T10^2)/T13)^0.385)/60,0)/4),\"\")","v":""},{"$nulls":3},"8g.",{"$f":"IF(ISNUMBER(Y13),IF(ROUND(4*(0.0078*((Y10^2)/Y13)^0.385)/60,0)<1,0.25,ROUND(4*(0.0078*((Y10^2)/Y13)^0.385)/60,0)/4),\"\")","v":""},{"$f":"IF(ISNUMBER(Z13),IF(ROUND(4*(0.0078*((Z10^2)/Z13)^0.385)/60,0)<1,0.25,ROUND(4*(0.0078*((Z10^2)/Z13)^0.385)/60,0)/4),\"\")","v":""},"","","","","",{"$f":"IF(ISNUMBER(AF13),IF(ROUND(4*(0.0078*((AF10^2)/AF13)^0.385)/60,0)<1,0.25,ROUND(4*(0.0078*((AF10^2)/AF13)^0.385)/60,0)/4),\"\")","v":""},{"$nulls":3},"8g.",{"$f":"IF(ISNUMBER(AK13),IF(ROUND(4*(0.0078*((AK10^2)/AK13)^0.385)/60,0)<1,0.25,ROUND(4*(0.0078*((AK10^2)/AK13)^0.385)/60,0)/4),\"\")","v":""},{"$f":"IF(ISNUMBER(AL13),IF(ROUND(4*(0.0078*((AL10^2)/AL13)^0.385)/60,0)<1,0.25,ROUND(4*(0.0078*((AL10^2)/AL13)^0.385)/60,0)/4),\"\")","v":""},"","","","","",""]
[]
[null,null,"OBSERVED RAINFALL",{"$nulls":8},"OBSERVED RAINFALL",{"$nulls":11},"OBSERVED RAINFALL",{"$nulls":11},"OBSERVED RAINFALL"]
[null,null,"9. Initial Abstraction","a.   Initial abstraction (inches).",0.1,0.1,0.1,0.1,{"$nulls":3},"9a.",0.1,0.1,0.1,0.1,0.1,0.1,0.1,0.1,{"$nulls":3},"9a.",0.1,0.1,0.1,0.1,0.1,0.1,0.1,0.1,{"$nulls":3},"9a.",0.1,0.1,0.1,0.1,0.1,0.1,0.1,0.1]
[null,null,"10. Rainfall","a.   Description of rainfall data source."]
[{"$nulls":4},"Time (hour)","Hour","Hourly Rain (inches/hour)","15-Minute Rain (inches/15 min)"]
[null,null,"10. Rainfall","b.   Rainfall input (hourly or 15-minute) (inches).*",null,1]
[{"$nulls":4},{"$f":"E20+1/(24*4)","v":"00:15:00"},{"$f":"F20+0.25","v":1.25}]
[{"$nulls":4},{"$f":"E21+1/(24*4)","v":"00:30:00"},{"$f":"F21+0.25","v":{"v":1.5,"d":"1.50"}}]
[{"$nulls":4},"00:45:00",1.75]
[{"$nulls":4},{"$f":"E20+(1/24)","v":"01:00:00"},{"$f":"F20+1","v":2}]
[{"$nulls":4},{"$f":"E24+1/(24*4)","v":"01:15:00"},{"$f":"F24+0.25","v":2.25}]
[{"$nulls":4},{"$f":"E25+1/(24*4)","v":"01:30:00"},{"$f":"F25+0.25","v":{"v":2.5,"d":"2.50"}}]
[{"$nulls":4},"01:45:00",2.75]
[{"$nulls":4},{"$f":"E24+(1/24)","v":"02:00:00"},{"$f":"F24+1","v":3}]
[{"$nulls":4},{"$f":"E28+1/(24*4)","v":"02:15:00"},{"$f":"F28+0.25","v":3.25}]
[{"$nulls":4},{"$f":"E29+1/(24*4)","v":"02:30:00"},{"$f":"F29+0.25","v":{"v":3.5,"d":"3.50"}}]
[{"$nulls":4},"02:45:00",3.75]
[{"$nulls":4},{"$f":"E28+(1/24)","v":"03:00:00"},{"$f":"F28+1","v":4}]
[{"$nulls":4},{"$f":"E32+1/(24*4)","v":"03:15:00"},{"$f":"F32+0.25","v":4.25}]
[{"$nulls":4},{"$f":"E33+1/(24*4)","v":"03:30:00"},{"$f":"F33+0.25","v":{"v":4.5,"d":"4.50"}}]
[{"$nulls":4},"03:45:00",4.75]
[{"$nulls":4},{"$f":"E32+(1/24)","v":"04:00:00"},{"$f":"F32+1","v":5}]
[{"$nulls":4},{"$f":"E36+1/(24*4)","v":"04:15:00"},{"$f":"F36+0.25","v":5.25}]
[{"$nulls":4},{"$f":"E37+1/(24*4)","v":"04:30:00"},{"$f":"F37+0.25","v":{"v":5.5,"d":"5.50"}}]
[{"$nulls":4},"04:45:00",5.75]
[{"$nulls":4},{"$f":"E36+(1/24)","v":"05:00:00"},{"$f":"F36+1","v":6}]
[{"$nulls":4},{"$f":"E40+1/(24*4)","v":"05:15:00"},{"$f":"F40+0.25","v":6.25}]
[{"$nulls":4},{"$f":"E41+1/(24*4)","v":"05:30:00"},{"$f":"F41+0.25","v":{"v":6.5,"d":"6.50"}}]
[{"$nulls":4},"05:45:00",6.75]
[{"$nulls":4},{"$f":"E40+(1/24)","v":"06:00:00"},{"$f":"F40+1","v":7}]
[{"$nulls":4},{"$f":"E44+1/(24*4)","v":"06:15:00"},{"$f":"F44+0.25","v":7.25}]
[{"$nulls":4},{"$f":"E45+1/(24*4)","v":"06:30:00"},{"$f":"F45+0.25","v":{"v":7.5,"d":"7.50"}}]
[{"$nulls":4},"06:45:00",7.75]
[{"$nulls":4},{"$f":"E44+(1/24)","v":"07:00:00"},{"$f":"F44+1","v":8}]
[{"$nulls":4},{"$f":"E48+1/(24*4)","v":"07:15:00"},{"$f":"F48+0.25","v":8.25}]
[{"$nulls":4},{"$f":"E49+1/(24*4)","v":"07:30:00"},{"$f":"F49+0.25","v":{"v":8.5,"d":"8.50"}}]
[{"$nulls":4},"07:45:00",8.75]
[{"$nulls":4},{"$f":"E48+(1/24)","v":"08:00:00"},{"$f":"F48+1","v":9}]
[{"$nulls":4},{"$f":"E52+1/(24*4)","v":"08:15:00"},{"$f":"F52+0.25","v":9.25}]
[{"$nulls":4},{"$f":"E53+1/(24*4)","v":"08:30:00"},{"$f":"F53+0.25","v":{"v":9.5,"d":"9.50"}}]
[{"$nulls":4},"08:45:00",9.75]
[{"$nulls":4},{"$f":"E52+(1/24)","v":"09:00:00"},{"$f":"F52+1","v":10}]
[{"$nulls":4},{"$f":"E56+1/(24*4)","v":"09:15:00"},{"$f":"F56+0.25","v":10.25}]
[{"$nulls":4},{"$f":"E57+1/(24*4)","v":"09:30:00"},{"$f":"F57+0.25","v":{"v":10.5,"d":"10.50"}}]
[{"$nulls":4},"09:45:00",10.75]
[{"$nulls":4},{"$f":"E56+(1/24)","v":"10:00:00"},{"$f":"F56+1","v":11}]
[{"$nulls":4},{"$f":"E60+1/(24*4)","v":"10:15:00"},{"$f":"F60+0.25","v":11.25}]
[{"$nulls":4},{"$f":"E61+1/(24*4)","v":"10:30:00"},{"$f":"F61+0.25","v":{"v":11.5,"d":"11.50"}}]
[{"$nulls":4},"10:45:00",11.75]
[{"$nulls":4},{"$f":"E60+(1/24)","v":"11:00:00"},{"$f":"F60+1","v":12}]
[{"$nulls":4},{"$f":"E64+1/(24*4)","v":"11:15:00"},{"$f":"F64+0.25","v":12.25}]
[{"$nulls":4},{"$f":"E65+1/(24*4)","v":"11:30:00"},{"$f":"F65+0.25","v":{"v":12.5,"d":"12.50"}}]
[{"$nulls":4},"11:45:00",12.75]
[{"$nulls":4},{"$f":"E64+(1/24)","v":"12:00:00"},{"$f":"F64+1","v":13}]
[{"$nulls":4},{"$f":"E68+1/(24*4)","v":"12:15:00"},{"$f":"F68+0.25","v":13.25}]
[{"$nulls":4},{"$f":"E69+1/(24*4)","v":"12:30:00"},{"$f":"F69+0.25","v":{"v":13.5,"d":"13.50"}}]
[{"$nulls":4},"12:45:00",13.75]
[{"$nulls":4},{"$f":"E68+(1/24)","v":"13:00:00"},{"$f":"F68+1","v":14}]
[{"$nulls":4},{"$f":"E72+1/(24*4)","v":"13:15:00"},{"$f":"F72+0.25","v":14.25}]
[{"$nulls":4},{"$f":"E73+1/(24*4)","v":"13:30:00"},{"$f":"F73+0.25","v":{"v":14.5,"d":"14.50"}}]
[{"$nulls":4},"13:45:00",14.75]
[{"$nulls":4},{"$f":"E72+(1/24)","v":"14:00:00"},{"$f":"F72+1","v":15}]
[{"$nulls":4},{"$f":"E76+1/(24*4)","v":"14:15:00"},{"$f":"F76+0.25","v":15.25}]
[{"$nulls":4},{"$f":"E77+1/(24*4)","v":"14:30:00"},{"$f":"F77+0.25","v":{"v":15.5,"d":"15.50"}}]
[{"$nulls":4},"14:45:00",15.75]
[{"$nulls":4},{"$f":"E76+(1/24)","v":"15:00:00"},{"$f":"F76+1","v":16}]
[{"$nulls":4},{"$f":"E80+1/(24*4)","v":"15:15:00"},{"$f":"F80+0.25","v":16.25}]
[{"$nulls":4},{"$f":"E81+1/(24*4)","v":"15:30:00"},{"$f":"F81+0.25","v":{"v":16.5,"d":"16.50"}}]
[{"$nulls":4},"15:45:00",16.75]
[{"$nulls":4},{"$f":"E80+(1/24)","v":"16:00:00"},{"$f":"F80+1","v":17}]
[{"$nulls":4},{"$f":"E84+1/(24*4)","v":"16:15:00"},{"$f":"F84+0.25","v":17.25}]
[{"$nulls":4},{"$f":"E85+1/(24*4)","v":"16:30:00"},{"$f":"F85+0.25","v":{"v":17.5,"d":"17.50"}}]
[{"$nulls":4},"16:45:00",17.75]
[{"$nulls":4},{"$f":"E84+(1/24)","v":"17:00:00"},{"$f":"F84+1","v":18}]
[{"$nulls":4},{"$f":"E88+1/(24*4)","v":"17:15:00"},{"$f":"F88+0.25","v":18.25}]
[{"$nulls":4},{"$f":"E89+1/(24*4)","v":"17:30:00"},{"$f":"F89+0.25","v":{"v":18.5,"d":"18.50"}}]
[{"$nulls":4},"17:45:00",18.75]
[{"$nulls":4},{"$f":"E88+(1/24)","v":"18:00:00"},{"$f":"F88+1","v":19}]
[{"$nulls":4},{"$f":"E92+1/(24*4)","v":"18:15:00"},{"$f":"F92+0.25","v":19.25}]
[{"$nulls":4},{"$f":"E93+1/(24*4)","v":"18:30:00"},{"$f":"F93+0.25","v":{"v":19.5,"d":"19.50"}}]
[{"$nulls":4},"18:45:00",19.75]
[{"$nulls":4},{"$f":"E92+(1/24)","v":"19:00:00"},{"$f":"F92+1","v":20}]
[{"$nulls":4},{"$f":"E96+1/(24*4)","v":"19:15:00"},{"$f":"F96+0.25","v":20.25}]
[{"$nulls":4},{"$f":"E97+1/(24*4)","v":"19:30:00"},{"$f":"F97+0.25","v":{"v":20.5,"d":"20.50"}}]
[{"$nulls":4},"19:45:00",20.75]
[{"$nulls":4},{"$f":"E96+(1/24)","v":"20:00:00"},{"$f":"F96+1","v":21}]
[{"$nulls":4},{"$f":"E100+1/(24*4)","v":"20:15:00"},{"$f":"F100+0.25","v":21.25}]
[{"$nulls":4},{"$f":"E101+1/(24*4)","v":"20:30:00"},{"$f":"F101+0.25","v":{"v":21.5,"d":"21.50"}}]
[{"$nulls":4},"20:45:00",21.75]
[{"$nulls":4},{"$f":"E100+(1/24)","v":"21:00:00"},{"$f":"F100+1","v":22}]
[{"$nulls":4},{"$f":"E104+1/(24*4)","v":"21:15:00"},{"$f":"F104+0.25","v":22.25}]
[{"$nulls":4},{"$f":"E105+1/(24*4)","v":"21:30:00"},{"$f":"F105+0.25","v":{"v":22.5,"d":"22.50"}}]
[{"$nulls":4},"21:45:00",22.75]
[{"$nulls":4},{"$f":"E104+(1/24)","v":"22:00:00"},{"$f":"F104+1","v":23}]
[{"$nulls":4},{"$f":"E108+1/(24*4)","v":"22:15:00"},{"$f":"F108+0.25","v":23.25}]
[{"$nulls":4},{"$f":"E109+1/(24*4)","v":"22:30:00"},{"$f":"F109+0.25","v":{"v":23.5,"d":"23.50"}}]
[{"$nulls":4},"22:45:00",23.75]
[{"$nulls":4},{"$f":"E108+(1/24)","v":"23:00:00"},{"$f":"F108+1","v":24}]
[{"$nulls":4},{"$f":"E112+1/(24*4)","v":"23:15:00"},{"$f":"F112+0.25","v":24.25}]
[{"$nulls":4},{"$f":"E113+1/(24*4)","v":"23:30:00"},{"$f":"F113+0.25","v":{"v":24.5,"d":"24.50"}}]
[{"$nulls":4},"23:45:00",24.75]

{"sheet":"4 - CSO VOLUME","index":3,"n_rows":33,"n_cols":44,"rows_kept":33}
["U.S. EPA Combined Sewer Overflow Model for Small Communities.\nRunoff Model Data Input, Page 4.\nInformation required to simulate stormwater routing through individual CSOs is entered on this page. The page is structured similar to page 3.\nData input and calculation cells are oriented from top to bottom with respect to individual line items, and left to right with respect to CSO number. Each line is prefixed by an item number in column C and a line letter in column D for a unique identification. The item number is continued sequentially from page 3. For example, the first line item on this page is Line 11 a.\nData input cells are identified as such along with a description of the data to be entered. Some data input cells are optional and some are required for the model to function. Those that are required for the model to function are identified as such.\nCalculation cells are identified as such and should not be changed in any way.\nFor specific instruction and recommendations on how to obtain certain data inputs, see the accompanying CSO Model User Guide.\nEnter information for as many CSOs as were included on the prior page. \nThe tab key can be used to navigate sequentially through the required inputs."]
[]
[null,null,"U.S. EPA Combined Sewer Overflow Model for Small Communities",{"$nulls":8},"U.S. EPA Combined Sewer Overflow Model for Small Communities",{"$nulls":11},"U.S. EPA Combined Sewer Overflow Model for Small Communities",{"$nulls":11},"U.S. EPA Combined Sewer Overflow Model for Small Communities"]
[null,null,"CSO VOLUME CALCULATIONS, Page 4",{"$nulls":8},"CSO VOLUME CALCULATIONS, Page 4, Extension 1",{"$nulls":11},"CSO VOLUME CALCULATIONS, Page 4, Extension 2",{"$nulls":11},"CSO VOLUME CALCULATIONS, Page 4, Extension 3"]
[null,null,"Community name:",{"$f":"'1 - CSS INPUT'!E6","v":0},{"$nulls":7},"Community name:",{"$f":"'1 - CSS INPUT'!E6","v":0},{"$nulls":10},"Community name:",{"$f":"'1 - CSS INPUT'!E6","v":0},{"$nulls":10},"Community name:",{"$f":"'1 - CSS INPUT'!E6","v":0}]
[null,null,"NPDES number:",{"$f":"'1 - CSS INPUT'!E7","v":0},{"$nulls":7},"NPDES number:",{"$f":"'1 - CSS INPUT'!E7","v":0},{"$nulls":10},"NPDES number:",{"$f":"'1 - CSS INPUT'!E7","v":0},{"$nulls":10},"NPDES number:",{"$f":"'1 - CSS INPUT'!E7","v":0}]
[null,null,"Date:",{"$f":"'1 - CSS INPUT'!E8","v":"00:00:00"},{"$nulls":7},"Date:",{"$f":"'1 - CSS INPUT'!E8","v":"00:00:00"},{"$nulls":10},"Date:",{"$f":"'1 - CSS INPUT'!E8","v":"00:00:00"},{"$nulls":10},"Date:",{"$f":"'1 - CSS INPUT'!E8","v":"00:00:00"}]
[null,null,"CSO VOLUME CALCULATIONS",{"$nulls":8},"CSO VOLUME CALCULATIONS",{"$nulls":11},"CSO VOLUME CALCULATIONS",{"$nulls":11},"CSO VOLUME CALCULATIONS"]
[{"$nulls":4},{"$f":"'2 - CSO INPUT'!E9","v":"CSO 001"},{"$f":"'2 - CSO INPUT'!F9","v":"CSO 002"},{"$f":"'2 - CSO INPUT'!G9","v":"CSO 003"},{"$f":"'2 - CSO INPUT'!H9","v":"CSO 004"},{"$nulls":4},{"$f":"'2 - CSO INPUT'!M9","v":"CSO 005"},{"$f":"'2 - CSO INPUT'!N9","v":"CSO 006"},{"$f":"'2 - CSO INPUT'!O9","v":"CSO 007"},{"$f":"'2 - CSO INPUT'!P9","v":"CSO 008"},{"$f":"'2 - CSO INPUT'!Q9","v":"CSO 009"},{"$f":"'2 - CSO INPUT'!R9","v":"CSO 010"},{"$f":"'2 - CSO INPUT'!S9","v":"CSO 011"},{"$f":"'2 - CSO INPUT'!T9","v":"CSO 012"},{"$nulls":4},{"$f":"'2 - CSO INPUT'!Y9","v":"CSO 013"},{"$f":"'2 - CSO INPUT'!Z9","v":"CSO 014"},{"$f":"'2 - CSO INPUT'!AA9","v":"CSO 015"},{"$f":"'2 - CSO INPUT'!AB9","v":"CSO 016"},{"$f":"'2 - CSO INPUT'!AC9","v":"CSO 017"},{"$f":"'2 - CSO INPUT'!AD9","v":"CSO 018"},{"$f":"'2 - CSO INPUT'!AE9","v":"CSO 019"},{"$f":"'2 - CSO INPUT'!AF9","v":"CSO 020"},{"$nulls":4},{"$f":"'2 - CSO INPUT'!AK9","v":"CSO 021"},{"$f":"'2 - CSO INPUT'!AL9","v":"CSO 022"},{"$f":"'2 - CSO INPUT'!AM9","v":"CSO 023"},{"$f":"'2 - CSO INPUT'!AN9","v":"CSO 024"},{"$f":"'2 - CSO INPUT'!AO9","v":"CSO 025"},{"$f":"'2 - CSO INPUT'!AP9","v":"CSO 026"},{"$f":"'2 - CSO INPUT'!AQ9","v":"CSO 027"},{"$f":"'2 - CSO INPUT'!AR9","v":"CSO 028"}]
[null,null,"11. Runoff Generated","a.   Stormwater runoff (MG).",{"$f":"IF(ISBLANK(HLOOKUP(E$9,'2 - CSO INPUT'!$E$9:$AS$14,6,FALSE)),\"\",VLOOKUP(CONCATENATE('4 - CSO VOLUME'!E$9,'4 - CSO VOLUME'!$L10),'CSO CALCULATIONS'!$A:$DA,105,FALSE))","v":""},{"$f":"IF(ISBLANK(HLOOKUP(F$9,'2 - CSO INPUT'!$E$9:$AS$14,6,FALSE)),\"\",VLOOKUP(CONCATENATE('4 - CSO VOLUME'!F$9,'4 - CSO VOLUME'!$L10),'CSO CALCULATIONS'!$A:$DA,105,FALSE))","v":""},{"$f":"IF(ISBLANK(HLOOKUP(G$9,'2 - CSO INPUT'!$E$9:$AS$14,6,FALSE)),\"\",VLOOKUP(CONCATENATE('4 - CSO VOLUME'!G$9,'4 - CSO VOLUME'!$L10),'CSO CALCULATIONS'!$A:$DA,105,FALSE))","v":""},{"$f":"IF(ISBLANK(HLOOKUP(H$9,'2 - CSO INPUT'!$E$9:$AS$14,6,FALSE)),\"\",VLOOKUP(CONCATENATE('4 - CSO VOLUME'!H$9,'4 - CSO VOLUME'!$L10),'CSO CALCULATIONS'!$A:$DA,105,FALSE))","v":""},{"$nulls":3},"11a.",{"$f":"IF(ISBLANK(HLOOKUP(M$9,'2 - CSO INPUT'!$E$9:$AS$14,6,FALSE)),\"\",VLOOKUP(CONCATENATE('4 - CSO VOLUME'!M$9,'4 - CSO VOLUME'!$L10),'CSO CALCULATIONS'!$A:$DA,105,FALSE))","v":""},{"$f":"IF(ISBLANK(HLOOKUP(N$9,'2 - CSO INPUT'!$E$9:$AS$14,6,FALSE)),\"\",VLOOKUP(CONCATENATE('4 - CSO VOLUME'!N$9,'4 - CSO VOLUME'!$L10),'CSO CALCULATIONS'!$A:$DA,105,FALSE))","v":""},{"$f":"IF(ISBLANK(HLOOKUP(O$9,'2 - CSO INPUT'!$E$9:$AS$14,6,FALSE)),\"\",VLOOKUP(CONCATENATE('4 - CSO VOLUME'!O$9,'4 - CSO VOLUME'!$L10),'CSO CALCULATIONS'!$A:$DA,105,FALSE))","v":""},{"$f":"IF(ISBLANK(HLOOKUP(P$9,'2 - CSO INPUT'!$E$9:$AS$14,6,FALSE)),\"\",VLOOKUP(CONCATENATE('4 - CSO VOLUME'!P$9,'4 - CSO VOLUME'!$L10),'CSO CALCULATIONS'!$A:$DA,105,FALSE))","v":""},{"$f":"IF(ISBLANK(HLOOKUP(Q$9,'2 - CSO INPUT'!$E$9:$AS$14,6,FALSE)),\"\",VLOOKUP(CONCATENATE('4 - CSO VOLUME'!Q$9,'4 - CSO VOLUME'!$L10),'CSO CALCULATIONS'!$A:$DA,105,FALSE))","v":""},{"$f":"IF(ISBLANK(HLOOKUP(R$9,'2 - CSO INPUT'!$E$9:$AS$14,6,FALSE)),\"\",VLOOKUP(CONCATENATE('4 - CSO VOLUME'!R$9,'4 - CSO VOLUME'!$L10),'CSO CALCULATIONS'!$A:$DA,105,FALSE))","v":""},{"$f":"IF(ISBLANK(HLOOKUP(S$9,'2 - CSO INPUT'!$E$9:$AS$14,6,FALSE)),\"\",VLOOKUP(CONCATENATE('4 - CSO VOLUME'!S$9,'4 - CSO VOLUME'!$L10),'CSO CALCULATIONS'!$A:$DA,105,FALSE))","v":""},{"$f":"IF(ISBLANK(HLOOKUP(T$9,'2 - CSO INPUT'!$E$9:$AS$14,6,FALSE)),\"\",VLOOKUP(CONCATENATE('4 - CSO VOLUME'!T$9,'4 - CSO VOLUME'!$L10),'CSO CALCULATIONS'!$A:$DA,105,FALSE))","v":""},{"$nulls":3},"11a.",{"$f":"IF(ISBLANK(HLOOKUP(Y$9,'2 - CSO INPUT'!$E$9:$AS$14,6,FALSE)),\"\",VLOOKUP(CONCATENATE('4 - CSO VOLUME'!Y$9,'4 - CSO VOLUME'!$X10),'CSO CALCULATIONS'!$A:$DA,105,FALSE))","v":""},{"$f":"IF(ISBLANK(HLOOKUP(Z$9,'2 - CSO INPUT'!$E$9:$AS$14,6,FALSE)),\"\",VLOOKUP(CONCATENATE('4 - CSO VOLUME'!Z$9,'4 - CSO VOLUME'!$X10),'CSO CALCULATIONS'!$A:$DA,105,FALSE))","v":""},{"$f":"IF(ISBLANK(HLOOKUP(AA$9,'2 - CSO INPUT'!$E$9:$AS$14,6,FALSE)),\"\",VLOOKUP(CONCATENATE('4 - CSO VOLUME'!AA$9,'4 - CSO VOLUME'!$X10),'CSO CALCULATIONS'!$A:$DA,105,FALSE))","v":""},{"$f":"IF(ISBLANK(HLOOKUP(AB$9,'2 - CSO INPUT'!$E$9:$AS$14,6,FALSE)),\"\",VLOOKUP(CONCATENATE('4 - CSO VOLUME'!AB$9,'4 - CSO VOLUME'!$X10),'CSO CALCULATIONS'!$A:$DA,105,FALSE))","v":""},{"$f":"IF(ISBLANK(HLOOKUP(AC$9,'2 - CSO INPUT'!$E$9:$AS$14,6,FALSE)),\"\",VLOOKUP(CONCATENATE('4 - CSO VOLUME'!AC$9,'4 - CSO VOLUME'!$X10),'CSO CALCULATIONS'!$A:$DA,105,FALSE))","v":""},{"$f":"IF(ISBLANK(HLOOKUP(AD$9,'2 - CSO INPUT'!$E$9:$AS$14,6,FALSE)),\"\",VLOOKUP(CONCATENATE('4 - CSO VOLUME'!AD$9,'4 - CSO VOLUME'!$X10),'CSO CALCULATIONS'!$A:$DA,105,FALSE))","v":""},{"$f":"IF(ISBLANK(HLOOKUP(AE$9,'2 - CSO INPUT'!$E$9:$AS$14,6,FALSE)),\"\",VLOOKUP(CONCATENATE('4 - CSO VOLUME'!AE$9,'4 - CSO VOLUME'!$X10),'CSO CALCULATIONS'!$A:$DA,105,FALSE))","v":""},{"$f":"IF(ISBLANK(HLOOKUP(AF$9,'2 - CSO INPUT'!$E$9:$AS$14,6,FALSE)),\"\",VLOOKUP(CONCATENATE('4 - CSO VOLUME'!AF$9,'4 - CSO VOLUME'!$X10),'CSO CALCULATIONS'!$A:$DA,105,FALSE))","v":""},{"$nulls":3},"11a.",{"$f":"IF(ISBLANK(HLOOKUP(AK$9,'2 - CSO INPUT'!$E$9:$AS$14,6,FALSE)),\"\",VLOOKUP(CONCATENATE('4 - CSO VOLUME'!AK$9,'4 - CSO VOLUME'!$AJ10),'CSO CALCULATIONS'!$A:$DA,105,FALSE))","v":""},{"$f":"IF(ISBLANK(HLOOKUP(AL$9,'2 - CSO INPUT'!$E$9:$AS$14,6,FALSE)),\"\",VLOOKUP(CONCATENATE('4 - CSO VOLUME'!AL$9,'4 - CSO VOLUME'!$AJ10),'CSO CALCULATIONS'!$A:$DA,105,FALSE))","v":""},{"$f":"IF(ISBLANK(HLOOKUP(AM$9,'2 - CSO INPUT'!$E$9:$AS$14,6,FALSE)),\"\",VLOOKUP(CONCATENATE('4 - CSO VOLUME'!AM$9,'4 - CSO VOLUME'!$AJ10),'CSO CALCULATIONS'!$A:$DA,105,FALSE))","v":""},{"$f":"IF(ISBLANK(HLOOKUP(AN$9,'2 - CSO INPUT'!$E$9:$AS$14,6,FALSE)),\"\",VLOOKUP(CONCATENATE('4 - CSO VOLUME'!AN$9,'4 - CSO VOLUME'!$AJ10),'CSO CALCULATIONS'!$A:$DA,105,FALSE))","v":""},{"$f":"IF(ISBLANK(HLOOKUP(AO$9,'2 - CSO INPUT'!$E$9:$AS$14,6,FALSE)),\"\",VLOOKUP(CONCATENATE('4 - CSO VOLUME'!AO$9,'4 - CSO VOLUME'!$AJ10),'CSO CALCULATIONS'!$A:$DA,105,FALSE))","v":""},{"$f":"IF(ISBLANK(HLOOKUP(AP$9,'2 - CSO INPUT'!$E$9:$AS$14,6,FALSE)),\"\",VLOOKUP(CONCATENATE('4 - CSO VOLUME'!AP$9,'4 - CSO VOLUME'!$AJ10),'CSO CALCULATIONS'!$A:$DA,105,FALSE))","v":""},{"$f":"IF(ISBLANK(HLOOKUP(AQ$9,'2 - CSO INPUT'!$E$9:$AS$14,6,FALSE)),\"\",VLOOKUP(CONCATENATE('4 - CSO VOLUME'!AQ$9,'4 - CSO VOLUME'!$AJ10),'CSO CALCULATIONS'!$A:$DA,105,FALSE))","v":""},{"$f":"IF(ISBLANK(HLOOKUP(AR$9,'2 - CSO INPUT'!$E$9:$AS$14,6,FALSE)),\"\",VLOOKUP(CONCATENATE('4 - CSO VOLUME'!AR$9,'4 - CSO VOLUME'!$AJ10),'CSO CALCULATIONS'!$A:$DA,105,FALSE))","v":""}]
[null,null,"12. Green Infrastructure and","a.   Estimated stormwater control capacity (MG). ",{"$nulls":7},"12a.",{"$nulls":11},"12a.",{"$nulls":11},"12a."]
[null,null,"Other Stormwater","        a1.   Practice 1—Runoff standard or design storm depth (inches).",{"$nulls":7},"12a1.",{"$nulls":11},"12a1.",{"$nulls":11},"12a1."]
[null,null,"Controls","        a2.   Practice 1—Total drainage area (acres).",{"$nulls":7},"12a2.",{"$nulls":11},"12a2.",{"$nulls":11},"12a2."]
[null,null,"12. Green Infrastructure and Other Stormwater Controls","        a3.   Practice 1—Volumetric runoff coefficient.",{"$nulls":7},"12a3.",{"$nulls":11},"12a3.",{"$nulls":11},"12a3."]
[null,null,"12. Green Infrastructure and Other Stormwater Controls","        a4.   Practice 2—Runoff standard or design storm depth (inches).",{"$nulls":7},"12a4.",{"$nulls":11},"12a4.",{"$nulls":11},"12a4."]
[null,null,"12. Green Infrastructure and Other Stormwater Controls","        a5.   Practice 2—Total drainage area (acres).",{"$nulls":7},"12a5.",{"$nulls":11},"12a5.",{"$nulls":11},"12a5."]
[null,null,"12. Green Infrastructure and Other Stormwater Controls","        a6.   Practice 2—Volumetric runoff coefficient.",{"$nulls":7},"12a6.",{"$nulls":11},"12a6.",{"$nulls":11},"12a6."]
[null,null,"12. Green Infrastructure and Other Stormwater Controls","        a7.   Practice 3—Runoff standard or design storm depth (inches).",{"$nulls":7},"12a7.",{"$nulls":11},"12a7.",{"$nulls":11},"12a7."]
[null,null,"12. Green Infrastructure and Other Stormwater Controls","        a8.   Practice 3—Total drainage area (acres).",{"$nulls":7},"12a8.",{"$nulls":11},"12a8.",{"$nulls":11},"12a8."]
[null,null,"12. Green Infrastructure and Other Stormwater Controls","        a9.   Practice 3—Volumetric runoff coefficient.",{"$nulls":7},"12a9.",{"$nulls":11},"12a9.",{"$nulls":11},"12a9."]
[null,null,"12. Green Infrastructure and Other Stormwater Controls","b.   Total stormwater control capacity (MG). ",{"$f":"IF((E11+(43560*7.48/(12*1000000))*((E12*E13*E14)+(E15*E16*E17)+(E18*E19*E20)))=0,\"\",(E11+(43560*7.48/(12*1000000))*((E12*E13*E14)+(E15*E16*E17)+(E18*E19*E20))))","v":""},{"$f":"IF((F11+(43560*7.48/(12*1000000))*((F12*F13*F14)+(F15*F16*F17)+(F18*F19*F20)))=0,\"\",(F11+(43560*7.48/(12*1000000))*((F12*F13*F14)+(F15*F16*F17)+(F18*F19*F20))))","v":""},"",{"$f":"IF((H11+(43560*7.48/(12*1000000))*((H12*H13*H14)+(H15*H16*H17)+(H18*H19*H20)))=0,\"\",(H11+(43560*7.48/(12*1000000))*((H12*H13*H14)+(H15*H16*H17)+(H18*H19*H20))))","v":""},{"$nulls":3},"12b.",{"$f":"IF((M11+(43560*7.48/(12*1000000))*((M12*M13*M14)+(M15*M16*M17)+(M18*M19*M20)))=0,\"\",(M11+(43560*7.48/(12*1000000))*((M12*M13*M14)+(M15*M16*M17)+(M18*M19*M20))))","v":""},{"$f":"IF((N11+(43560*7.48/(12*1000000))*((N12*N13*N14)+(N15*N16*N17)+(N18*N19*N20)))=0,\"\",(N11+(43560*7.48/(12*1000000))*((N12*N13*N14)+(N15*N16*N17)+(N18*N19*N20))))","v":""},"","","","","",{"$f":"IF((T11+(43560*7.48/(12*1000000))*((T12*T13*T14)+(T15*T16*T17)+(T18*T19*T20)))=0,\"\",(T11+(43560*7.48/(12*1000000))*((T12*T13*T14)+(T15*T16*T17)+(T18*T19*T20))))","v":""},{"$nulls":3},"12b.",{"$f":"IF((Y11+(43560*7.48/(12*1000000))*((Y12*Y13*Y14)+(Y15*Y16*Y17)+(Y18*Y19*Y20)))=0,\"\",(Y11+(43560*7.48/(12*1000000))*((Y12*Y13*Y14)+(Y15*Y16*Y17)+(Y18*Y19*Y20))))","v":""},{"$f":"IF((Z11+(43560*7.48/(12*1000000))*((Z12*Z13*Z14)+(Z15*Z16*Z17)+(Z18*Z19*Z20)))=0,\"\",(Z11+(43560*7.48/(12*1000000))*((Z12*Z13*Z14)+(Z15*Z16*Z17)+(Z18*Z19*Z20))))","v":""},"","","","","",{"$f":"IF((AF11+(43560*7.48/(12*1000000))*((AF12*AF13*AF14)+(AF15*AF16*AF17)+(AF18*AF19*AF20)))=0,\"\",(AF11+(43560*7.48/(12*1000000))*((AF12*AF13*AF14)+(AF15*AF16*AF17)+(AF18*AF19*AF20))))","v":""},{"$nulls":3},"12b.",{"$f":"IF((AK11+(43560*7.48/(12*1000000))*((AK12*AK13*AK14)+(AK15*AK16*AK17)+(AK18*AK19*AK20)))=0,\"\",(AK11+(43560*7.48/(12*1000000))*((AK12*AK13*AK14)+(AK15*AK16*AK17)+(AK18*AK19*AK20))))","v":""},{"$f":"IF((AL11+(43560*7.48/(12*1000000))*((AL12*AL13*AL14)+(AL15*AL16*AL17)+(AL18*AL19*AL20)))=0,\"\",(AL11+(43560*7.48/(12*1000000))*((AL12*AL13*AL14)+(AL15*AL16*AL17)+(AL18*AL19*AL20))))","v":""},"","","","","",""]
[null,null,"12. Green Infrastructure and Other Stormwater Controls","c.   Stormwater runoff (MG).",{"$f":"IF(ISBLANK(HLOOKUP(E$9,'2 - CSO INPUT'!$E$9:$AS$14,6,FALSE)),\"\",E10)","v":""},{"$f":"IF(ISBLANK(HLOOKUP(F$9,'2 - CSO INPUT'!$E$9:$AS$14,6,FALSE)),\"\",F10)","v":""},{"$f":"IF(ISBLANK(HLOOKUP(G$9,'2 - CSO INPUT'!$E$9:$AS$14,6,FALSE)),\"\",G10)","v":""},{"$f":"IF(ISBLANK(HLOOKUP(H$9,'2 - CSO INPUT'!$E$9:$AS$14,6,FALSE)),\"\",H10)","v":""},{"$nulls":3},"12c.",{"$f":"IF(ISBLANK(HLOOKUP(M$9,'2 - CSO INPUT'!$E$9:$AS$14,6,FALSE)),\"\",M10)","v":""},{"$f":"IF(ISBLANK(HLOOKUP(N$9,'2 - CSO INPUT'!$E$9:$AS$14,6,FALSE)),\"\",N10)","v":""},{"$f":"IF(ISBLANK(HLOOKUP(O$9,'2 - CSO INPUT'!$E$9:$AS$14,6,FALSE)),\"\",O10)","v":""},{"$f":"IF(ISBLANK(HLOOKUP(P$9,'2 - CSO INPUT'!$E$9:$AS$14,6,FALSE)),\"\",P10)","v":""},{"$f":"IF(ISBLANK(HLOOKUP(Q$9,'2 - CSO INPUT'!$E$9:$AS$14,6,FALSE)),\"\",Q10)","v":""},{"$f":"IF(ISBLANK(HLOOKUP(R$9,'2 - CSO INPUT'!$E$9:$AS$14,6,FALSE)),\"\",R10)","v":""},{"$f":"IF(ISBLANK(HLOOKUP(S$9,'2 - CSO INPUT'!$E$9:$AS$14,6,FALSE)),\"\",S10)","v":""},{"$f":"IF(ISBLANK(HLOOKUP(T$9,'2 - CSO INPUT'!$E$9:$AS$14,6,FALSE)),\"\",T10)","v":""},{"$nulls":3},"12c.",{"$f":"IF(ISBLANK(HLOOKUP(Y$9,'2 - CSO INPUT'!$E$9:$AS$14,6,FALSE)),\"\",Y10)","v":""},{"$f":"IF(ISBLANK(HLOOKUP(Z$9,'2 - CSO INPUT'!$E$9:$AS$14,6,FALSE)),\"\",Z10)","v":""},{"$f":"IF(ISBLANK(HLOOKUP(AA$9,'2 - CSO INPUT'!$E$9:$AS$14,6,FALSE)),\"\",AA10)","v":""},{"$f":"IF(ISBLANK(HLOOKUP(AB$9,'2 - CSO INPUT'!$E$9:$AS$14,6,FALSE)),\"\",AB10)","v":""},{"$f":"IF(ISBLANK(HLOOKUP(AC$9,'2 - CSO INPUT'!$E$9:$AS$14,6,FALSE)),\"\",AC10)","v":""},{"$f":"IF(ISBLANK(HLOOKUP(AD$9,'2 - CSO INPUT'!$E$9:$AS$14,6,FALSE)),\"\",AD10)","v":""},{"$f":"IF(ISBLANK(HLOOKUP(AE$9,'2 - CSO INPUT'!$E$9:$AS$14,6,FALSE)),\"\",AE10)","v":""},{"$f":"IF(ISBLANK(HLOOKUP(AF$9,'2 - CSO INPUT'!$E$9:$AS$14,6,FALSE)),\"\",AF10)","v":""},{"$nulls":3},"12c.",{"$f":"IF(ISBLANK(HLOOKUP(AK$9,'2 - CSO INPUT'!$E$9:$AS$14,6,FALSE)),\"\",AK10)","v":""},{"$f":"IF(ISBLANK(HLOOKUP(AL$9,'2 - CSO INPUT'!$E$9:$AS$14,6,FALSE)),\"\",AL10)","v":""},{"$f":"IF(ISBLANK(HLOOKUP(AM$9,'2 - CSO INPUT'!$E$9:$AS$14,6,FALSE)),\"\",AM10)","v":""},{"$f":"IF(ISBLANK(HLOOKUP(AN$9,'2 - CSO INPUT'!$E$9:$AS$14,6,FALSE)),\"\",AN10)","v":""},{"$f":"IF(ISBLANK(HLOOKUP(AO$9,'2 - CSO INPUT'!$E$9:$AS$14,6,FALSE)),\"\",AO10)","v":""},{"$f":"IF(ISBLANK(HLOOKUP(AP$9,'2 - CSO INPUT'!$E$9:$AS$14,6,FALSE)),\"\",AP10)","v":""},{"$f":"IF(ISBLANK(HLOOKUP(AQ$9,'2 - CSO INPUT'!$E$9:$AS$14,6,FALSE)),\"\",AQ10)","v":""},{"$f":"IF(ISBLANK(HLOOKUP(AR$9,'2 - CSO INPUT'!$E$9:$AS$14,6,FALSE)),\"\",AR10)","v":""}]
[null,null,"12. Green Infrastructure and Other Stormwater Controls","d.   Stormwater runoff after stormwater controls (MG).",{"$f":"IF(ISBLANK(HLOOKUP(E$9,'2 - CSO INPUT'!$E$9:$AS$14,6,FALSE)),\"\",VLOOKUP(CONCATENATE('4 - CSO VOLUME'!E$9,'4 - CSO VOLUME'!$L23),'CSO CALCULATIONS'!$A:$DA,105,FALSE))","v":""},{"$f":"IF(ISBLANK(HLOOKUP(F$9,'2 - CSO INPUT'!$E$9:$AS$14,6,FALSE)),\"\",VLOOKUP(CONCATENATE('4 - CSO VOLUME'!F$9,'4 - CSO VOLUME'!$L23),'CSO CALCULATIONS'!$A:$DA,105,FALSE))","v":""},{"$f":"IF(ISBLANK(HLOOKUP(G$9,'2 - CSO INPUT'!$E$9:$AS$14,6,FALSE)),\"\",VLOOKUP(CONCATENATE('4 - CSO VOLUME'!G$9,'4 - CSO VOLUME'!$L23),'CSO CALCULATIONS'!$A:$DA,105,FALSE))","v":""},{"$f":"IF(ISBLANK(HLOOKUP(H$9,'2 - CSO INPUT'!$E$9:$AS$14,6,FALSE)),\"\",VLOOKUP(CONCATENATE('4 - CSO VOLUME'!H$9,'4 - CSO VOLUME'!$L23),'CSO CALCULATIONS'!$A:$DA,105,FALSE))","v":""},{"$nulls":3},"12d.",{"$f":"IF(ISBLANK(HLOOKUP(M$9,'2 - CSO INPUT'!$E$9:$AS$14,6,FALSE)),\"\",VLOOKUP(CONCATENATE('4 - CSO VOLUME'!M$9,'4 - CSO VOLUME'!$L23),'CSO CALCULATIONS'!$A:$DA,105,FALSE))","v":""},{"$f":"IF(ISBLANK(HLOOKUP(N$9,'2 - CSO INPUT'!$E$9:$AS$14,6,FALSE)),\"\",VLOOKUP(CONCATENATE('4 - CSO VOLUME'!N$9,'4 - CSO VOLUME'!$L23),'CSO CALCULATIONS'!$A:$DA,105,FALSE))","v":""},{"$f":"IF(ISBLANK(HLOOKUP(O$9,'2 - CSO INPUT'!$E$9:$AS$14,6,FALSE)),\"\",VLOOKUP(CONCATENATE('4 - CSO VOLUME'!O$9,'4 - CSO VOLUME'!$L23),'CSO CALCULATIONS'!$A:$DA,105,FALSE))","v":""},{"$f":"IF(ISBLANK(HLOOKUP(P$9,'2 - CSO INPUT'!$E$9:$AS$14,6,FALSE)),\"\",VLOOKUP(CONCATENATE('4 - CSO VOLUME'!P$9,'4 - CSO VOLUME'!$L23),'CSO CALCULATIONS'!$A:$DA,105,FALSE))","v":""},{"$f":"IF(ISBLANK(HLOOKUP(Q$9,'2 - CSO INPUT'!$E$9:$AS$14,6,FALSE)),\"\",VLOOKUP(CONCATENATE('4 - CSO VOLUME'!Q$9,'4 - CSO VOLUME'!$L23),'CSO CALCULATIONS'!$A:$DA,105,FALSE))","v":""},{"$f":"IF(ISBLANK(HLOOKUP(R$9,'2 - CSO INPUT'!$E$9:$AS$14,6,FALSE)),\"\",VLOOKUP(CONCATENATE('4 - CSO VOLUME'!R$9,'4 - CSO VOLUME'!$L23),'CSO CALCULATIONS'!$A:$DA,105,FALSE))","v":""},{"$f":"IF(ISBLANK(HLOOKUP(S$9,'2 - CSO INPUT'!$E$9:$AS$14,6,FALSE)),\"\",VLOOKUP(CONCATENATE('4 - CSO VOLUME'!S$9,'4 - CSO VOLUME'!$L23),'CSO CALCULATIONS'!$A:$DA,105,FALSE))","v":""},{"$f":"IF(ISBLANK(HLOOKUP(T$9,'2 - CSO INPUT'!$E$9:$AS$14,6,FALSE)),\"\",VLOOKUP(CONCATENATE('4 - CSO VOLUME'!T$9,'4 - CSO VOLUME'!$L23),'CSO CALCULATIONS'!$A:$DA,105,FALSE))","v":""},{"$nulls":3},"12d.",{"$f":"IF(ISBLANK(HLOOKUP(Y$9,'2 - CSO INPUT'!$E$9:$AS$14,6,FALSE)),\"\",VLOOKUP(CONCATENATE('4 - CSO VOLUME'!Y$9,'4 - CSO VOLUME'!$X23),'CSO CALCULATIONS'!$A:$DA,105,FALSE))","v":""},{"$f":"IF(ISBLANK(HLOOKUP(Z$9,'2 - CSO INPUT'!$E$9:$AS$14,6,FALSE)),\"\",VLOOKUP(CONCATENATE('4 - CSO VOLUME'!Z$9,'4 - CSO VOLUME'!$X23),'CSO CALCULATIONS'!$A:$DA,105,FALSE))","v":""},{"$f":"IF(ISBLANK(HLOOKUP(AA$9,'2 - CSO INPUT'!$E$9:$AS$14,6,FALSE)),\"\",VLOOKUP(CONCATENATE('4 - CSO VOLUME'!AA$9,'4 - CSO VOLUME'!$X23),'CSO CALCULATIONS'!$A:$DA,105,FALSE))","v":""},{"$f":"IF(ISBLANK(HLOOKUP(AB$9,'2 - CSO INPUT'!$E$9:$AS$14,6,FALSE)),\"\",VLOOKUP(CONCATENATE('4 - CSO VOLUME'!AB$9,'4 - CSO VOLUME'!$X23),'CSO CALCULATIONS'!$A:$DA,105,FALSE))","v":""},{"$f":"IF(ISBLANK(HLOOKUP(AC$9,'2 - CSO INPUT'!$E$9:$AS$14,6,FALSE)),\"\",VLOOKUP(CONCATENATE('4 - CSO VOLUME'!AC$9,'4 - CSO VOLUME'!$X23),'CSO CALCULATIONS'!$A:$DA,105,FALSE))","v":""},{"$f":"IF(ISBLANK(HLOOKUP(AD$9,'2 - CSO INPUT'!$E$9:$AS$14,6,FALSE)),\"\",VLOOKUP(CONCATENATE('4 - CSO VOLUME'!AD$9,'4 - CSO VOLUME'!$X23),'CSO CALCULATIONS'!$A:$DA,105,FALSE))","v":""},{"$f":"IF(ISBLANK(HLOOKUP(AE$9,'2 - CSO INPUT'!$E$9:$AS$14,6,FALSE)),\"\",VLOOKUP(CONCATENATE('4 - CSO VOLUME'!AE$9,'4 - CSO VOLUME'!$X23),'CSO CALCULATIONS'!$A:$DA,105,FALSE))","v":""},{"$f":"IF(ISBLANK(HLOOKUP(AF$9,'2 - CSO INPUT'!$E$9:$AS$14,6,FALSE)),\"\",VLOOKUP(CONCATENATE('4 - CSO VOLUME'!AF$9,'4 - CSO VOLUME'!$X23),'CSO CALCULATIONS'!$A:$DA,105,FALSE))","v":""},{"$nulls":3},"12d.",{"$f":"IF(ISBLANK(HLOOKUP(AK$9,'2 - CSO INPUT'!$E$9:$AS$14,6,FALSE)),\"\",VLOOKUP(CONCATENATE('4 - CSO VOLUME'!AK$9,'4 - CSO VOLUME'!$AJ23),'CSO CALCULATIONS'!$A:$DA,105,FALSE))","v":""},{"$f":"IF(ISBLANK(HLOOKUP(AL$9,'2 - CSO INPUT'!$E$9:$AS$14,6,FALSE)),\"\",VLOOKUP(CONCATENATE('4 - CSO VOLUME'!AL$9,'4 - CSO VOLUME'!$AJ23),'CSO CALCULATIONS'!$A:$DA,105,FALSE))","v":""},{"$f":"IF(ISBLANK(HLOOKUP(AM$9,'2 - CSO INPUT'!$E$9:$AS$14,6,FALSE)),\"\",VLOOKUP(CONCATENATE('4 - CSO VOLUME'!AM$9,'4 - CSO VOLUME'!$AJ23),'CSO CALCULATIONS'!$A:$DA,105,FALSE))","v":""},{"$f":"IF(ISBLANK(HLOOKUP(AN$9,'2 - CSO INPUT'!$E$9:$AS$14,6,FALSE)),\"\",VLOOKUP(CONCATENATE('4 - CSO VOLUME'!AN$9,'4 - CSO VOLUME'!$AJ23),'CSO CALCULATIONS'!$A:$DA,105,FALSE))","v":""},{"$f":"IF(ISBLANK(HLOOKUP(AO$9,'2 - CSO INPUT'!$E$9:$AS$14,6,FALSE)),\"\",VLOOKUP(CONCATENATE('4 - CSO VOLUME'!AO$9,'4 - CSO VOLUME'!$AJ23),'CSO CALCULATIONS'!$A:$DA,105,FALSE))","v":""},{"$f":"IF(ISBLANK(HLOOKUP(AP$9,'2 - CSO INPUT'!$E$9:$AS$14,6,FALSE)),\"\",VLOOKUP(CONCATENATE('4 - CSO VOLUME'!AP$9,'4 - CSO VOLUME'!$AJ23),'CSO CALCULATIONS'!$A:$DA,105,FALSE))","v":""},{"$f":"IF(ISBLANK(HLOOKUP(AQ$9,'2 - CSO INPUT'!$E$9:$AS$14,6,FALSE)),\"\",VLOOKUP(CONCATENATE('4 - CSO VOLUME'!AQ$9,'4 - CSO VOLUME'!$AJ23),'CSO CALCULATIONS'!$A:$DA,105,FALSE))","v":""},{"$f":"IF(ISBLANK(HLOOKUP(AR$9,'2 - CSO INPUT'!$E$9:$AS$14,6,FALSE)),\"\",VLOOKUP(CONCATENATE('4 - CSO VOLUME'!AR$9,'4 - CSO VOLUME'!$AJ23),'CSO CALCULATIONS'!$A:$DA,105,FALSE))","v":""}]
[null,null,"13. Combined Sewage Controls","a.   Total combined sewage control (MG). ",{"$nulls":7},"13a.",{"$nulls":11},"13a.",{"$nulls":11},"13a."]
[null,null,"13. Combined Sewage Controls","b.   Dry weather flow rate (MGD). ",{"$nulls":7},"13b.",{"$nulls":11},"13b.",{"$nulls":11},"13b."]
[null,null,"13. Combined Sewage Controls","c.   Stormwater runoff after stormwater controls plus dry weather flow (MG). ",{"$f":"IF(ISBLANK(HLOOKUP(E$9,'2 - CSO INPUT'!$E$9:$AS$14,6,FALSE)),\"\",VLOOKUP(CONCATENATE('4 - CSO VOLUME'!E$9,'4 - CSO VOLUME'!$L26),'CSO CALCULATIONS'!$A:$DA,105,FALSE))","v":""},{"$f":"IF(ISBLANK(HLOOKUP(F$9,'2 - CSO INPUT'!$E$9:$AS$14,6,FALSE)),\"\",VLOOKUP(CONCATENATE('4 - CSO VOLUME'!F$9,'4 - CSO VOLUME'!$L26),'CSO CALCULATIONS'!$A:$DA,105,FALSE))","v":""},{"$f":"IF(ISBLANK(HLOOKUP(G$9,'2 - CSO INPUT'!$E$9:$AS$14,6,FALSE)),\"\",VLOOKUP(CONCATENATE('4 - CSO VOLUME'!G$9,'4 - CSO VOLUME'!$L26),'CSO CALCULATIONS'!$A:$DA,105,FALSE))","v":""},{"$f":"IF(ISBLANK(HLOOKUP(H$9,'2 - CSO INPUT'!$E$9:$AS$14,6,FALSE)),\"\",VLOOKUP(CONCATENATE('4 - CSO VOLUME'!H$9,'4 - CSO VOLUME'!$L26),'CSO CALCULATIONS'!$A:$DA,105,FALSE))","v":""},{"$nulls":3},"13c.",{"$f":"IF(ISBLANK(HLOOKUP(M$9,'2 - CSO INPUT'!$E$9:$AS$14,6,FALSE)),\"\",VLOOKUP(CONCATENATE('4 - CSO VOLUME'!M$9,'4 - CSO VOLUME'!$L26),'CSO CALCULATIONS'!$A:$DA,105,FALSE))","v":""},{"$f":"IF(ISBLANK(HLOOKUP(N$9,'2 - CSO INPUT'!$E$9:$AS$14,6,FALSE)),\"\",VLOOKUP(CONCATENATE('4 - CSO VOLUME'!N$9,'4 - CSO VOLUME'!$L26),'CSO CALCULATIONS'!$A:$DA,105,FALSE))","v":""},{"$f":"IF(ISBLANK(HLOOKUP(O$9,'2 - CSO INPUT'!$E$9:$AS$14,6,FALSE)),\"\",VLOOKUP(CONCATENATE('4 - CSO VOLUME'!O$9,'4 - CSO VOLUME'!$L26),'CSO CALCULATIONS'!$A:$DA,105,FALSE))","v":""},{"$f":"IF(ISBLANK(HLOOKUP(P$9,'2 - CSO INPUT'!$E$9:$AS$14,6,FALSE)),\"\",VLOOKUP(CONCATENATE('4 - CSO VOLUME'!P$9,'4 - CSO VOLUME'!$L26),'CSO CALCULATIONS'!$A:$DA,105,FALSE))","v":""},{"$f":"IF(ISBLANK(HLOOKUP(Q$9,'2 - CSO INPUT'!$E$9:$AS$14,6,FALSE)),\"\",VLOOKUP(CONCATENATE('4 - CSO VOLUME'!Q$9,'4 - CSO VOLUME'!$L26),'CSO CALCULATIONS'!$A:$DA,105,FALSE))","v":""},{"$f":"IF(ISBLANK(HLOOKUP(R$9,'2 - CSO INPUT'!$E$9:$AS$14,6,FALSE)),\"\",VLOOKUP(CONCATENATE('4 - CSO VOLUME'!R$9,'4 - CSO VOLUME'!$L26),'CSO CALCULATIONS'!$A:$DA,105,FALSE))","v":""},{"$f":"IF(ISBLANK(HLOOKUP(S$9,'2 - CSO INPUT'!$E$9:$AS$14,6,FALSE)),\"\",VLOOKUP(CONCATENATE('4 - CSO VOLUME'!S$9,'4 - CSO VOLUME'!$L26),'CSO CALCULATIONS'!$A:$DA,105,FALSE))","v":""},{"$f":"IF(ISBLANK(HLOOKUP(T$9,'2 - CSO INPUT'!$E$9:$AS$14,6,FALSE)),\"\",VLOOKUP(CONCATENATE('4 - CSO VOLUME'!T$9,'4 - CSO VOLUME'!$L26),'CSO CALCULATIONS'!$A:$DA,105,FALSE))","v":""},{"$nulls":3},"13c.",{"$f":"IF(ISBLANK(HLOOKUP(Y$9,'2 - CSO INPUT'!$E$9:$AS$14,6,FALSE)),\"\",VLOOKUP(CONCATENATE('4 - CSO VOLUME'!Y$9,'4 - CSO VOLUME'!$X26),'CSO CALCULATIONS'!$A:$DA,105,FALSE))","v":""},{"$f":"IF(ISBLANK(HLOOKUP(Z$9,'2 - CSO INPUT'!$E$9:$AS$14,6,FALSE)),\"\",VLOOKUP(CONCATENATE('4 - CSO VOLUME'!Z$9,'4 - CSO VOLUME'!$X26),'CSO CALCULATIONS'!$A:$DA,105,FALSE))","v":""},{"$f":"IF(ISBLANK(HLOOKUP(AA$9,'2 - CSO INPUT'!$E$9:$AS$14,6,FALSE)),\"\",VLOOKUP(CONCATENATE('4 - CSO VOLUME'!AA$9,'4 - CSO VOLUME'!$X26),'CSO CALCULATIONS'!$A:$DA,105,FALSE))","v":""},{"$f":"IF(ISBLANK(HLOOKUP(AB$9,'2 - CSO INPUT'!$E$9:$AS$14,6,FALSE)),\"\",VLOOKUP(CONCATENATE('4 - CSO VOLUME'!AB$9,'4 - CSO VOLUME'!$X26),'CSO CALCULATIONS'!$A:$DA,105,FALSE))","v":""},{"$f":"IF(ISBLANK(HLOOKUP(AC$9,'2 - CSO INPUT'!$E$9:$AS$14,6,FALSE)),\"\",VLOOKUP(CONCATENATE('4 - CSO VOLUME'!AC$9,'4 - CSO VOLUME'!$X26),'CSO CALCULATIONS'!$A:$DA,105,FALSE))","v":""},{"$f":"IF(ISBLANK(HLOOKUP(AD$9,'2 - CSO INPUT'!$E$9:$AS$14,6,FALSE)),\"\",VLOOKUP(CONCATENATE('4 - CSO VOLUME'!AD$9,'4 - CSO VOLUME'!$X26),'CSO CALCULATIONS'!$A:$DA,105,FALSE))","v":""},{"$f":"IF(ISBLANK(HLOOKUP(AE$9,'2 - CSO INPUT'!$E$9:$AS$14,6,FALSE)),\"\",VLOOKUP(CONCATENATE('4 - CSO VOLUME'!AE$9,'4 - CSO VOLUME'!$X26),'CSO CALCULATIONS'!$A:$DA,105,FALSE))","v":""},{"$f":"IF(ISBLANK(HLOOKUP(AF$9,'2 - CSO INPUT'!$E$9:$AS$14,6,FALSE)),\"\",VLOOKUP(CONCATENATE('4 - CSO VOLUME'!AF$9,'4 - CSO VOLUME'!$X26),'CSO CALCULATIONS'!$A:$DA,105,FALSE))","v":""},{"$nulls":3},"13c.",{"$f":"IF(ISBLANK(HLOOKUP(AK$9,'2 - CSO INPUT'!$E$9:$AS$14,6,FALSE)),\"\",VLOOKUP(CONCATENATE('4 - CSO VOLUME'!AK$9,'4 - CSO VOLUME'!$AJ26),'CSO CALCULATIONS'!$A:$DA,105,FALSE))","v":""},{"$f":"IF(ISBLANK(HLOOKUP(AL$9,'2 - CSO INPUT'!$E$9:$AS$14,6,FALSE)),\"\",VLOOKUP(CONCATENATE('4 - CSO VOLUME'!AL$9,'4 - CSO VOLUME'!$AJ26),'CSO CALCULATIONS'!$A:$DA,105,FALSE))","v":""},{"$f":"IF(ISBLANK(HLOOKUP(AM$9,'2 - CSO INPUT'!$E$9:$AS$14,6,FALSE)),\"\",VLOOKUP(CONCATENATE('4 - CSO VOLUME'!AM$9,'4 - CSO VOLUME'!$AJ26),'CSO CALCULATIONS'!$A:$DA,105,FALSE))","v":""},{"$f":"IF(ISBLANK(HLOOKUP(AN$9,'2 - CSO INPUT'!$E$9:$AS$14,6,FALSE)),\"\",VLOOKUP(CONCATENATE('4 - CSO VOLUME'!AN$9,'4 - CSO VOLUME'!$AJ26),'CSO CALCULATIONS'!$A:$DA,105,FALSE))","v":""},{"$f":"IF(ISBLANK(HLOOKUP(AO$9,'2 - CSO INPUT'!$E$9:$AS$14,6,FALSE)),\"\",VLOOKUP(CONCATENATE('4 - CSO VOLUME'!AO$9,'4 - CSO VOLUME'!$AJ26),'CSO CALCULATIONS'!$A:$DA,105,FALSE))","v":""},{"$f":"IF(ISBLANK(HLOOKUP(AP$9,'2 - CSO INPUT'!$E$9:$AS$14,6,FALSE)),\"\",VLOOKUP(CONCATENATE('4 - CSO VOLUME'!AP$9,'4 - CSO VOLUME'!$AJ26),'CSO CALCULATIONS'!$A:$DA,105,FALSE))","v":""},{"$f":"IF(ISBLANK(HLOOKUP(AQ$9,'2 - CSO INPUT'!$E$9:$AS$14,6,FALSE)),\"\",VLOOKUP(CONCATENATE('4 - CSO VOLUME'!AQ$9,'4 - CSO VOLUME'!$AJ26),'CSO CALCULATIONS'!$A:$DA,105,FALSE))","v":""},{"$f":"IF(ISBLANK(HLOOKUP(AR$9,'2 - CSO INPUT'!$E$9:$AS$14,6,FALSE)),\"\",VLOOKUP(CONCATENATE('4 - CSO VOLUME'!AR$9,'4 - CSO VOLUME'!$AJ26),'CSO CALCULATIONS'!$A:$DA,105,FALSE))","v":""}]
[null,null,"13. Combined Sewage Controls","d.   Combined sewage after stormwater controls and combined sewage controls (MG). ",{"$f":"IF(ISBLANK(HLOOKUP(E$9,'2 - CSO INPUT'!$E$9:$AS$14,6,FALSE)),\"\",VLOOKUP(CONCATENATE('4 - CSO VOLUME'!E$9,'4 - CSO VOLUME'!$L27),'CSO CALCULATIONS'!$A:$DA,105,FALSE))","v":""},{"$f":"IF(ISBLANK(HLOOKUP(F$9,'2 - CSO INPUT'!$E$9:$AS$14,6,FALSE)),\"\",VLOOKUP(CONCATENATE('4 - CSO VOLUME'!F$9,'4 - CSO VOLUME'!$L27),'CSO CALCULATIONS'!$A:$DA,105,FALSE))","v":""},{"$f":"IF(ISBLANK(HLOOKUP(G$9,'2 - CSO INPUT'!$E$9:$AS$14,6,FALSE)),\"\",VLOOKUP(CONCATENATE('4 - CSO VOLUME'!G$9,'4 - CSO VOLUME'!$L27),'CSO CALCULATIONS'!$A:$DA,105,FALSE))","v":""},{"$f":"IF(ISBLANK(HLOOKUP(H$9,'2 - CSO INPUT'!$E$9:$AS$14,6,FALSE)),\"\",VLOOKUP(CONCATENATE('4 - CSO VOLUME'!H$9,'4 - CSO VOLUME'!$L27),'CSO CALCULATIONS'!$A:$DA,105,FALSE))","v":""},{"$nulls":3},"13d.",{"$f":"IF(ISBLANK(HLOOKUP(M$9,'2 - CSO INPUT'!$E$9:$AS$14,6,FALSE)),\"\",VLOOKUP(CONCATENATE('4 - CSO VOLUME'!M$9,'4 - CSO VOLUME'!$L27),'CSO CALCULATIONS'!$A:$DA,105,FALSE))","v":""},{"$f":"IF(ISBLANK(HLOOKUP(N$9,'2 - CSO INPUT'!$E$9:$AS$14,6,FALSE)),\"\",VLOOKUP(CONCATENATE('4 - CSO VOLUME'!N$9,'4 - CSO VOLUME'!$L27),'CSO CALCULATIONS'!$A:$DA,105,FALSE))","v":""},{"$f":"IF(ISBLANK(HLOOKUP(O$9,'2 - CSO INPUT'!$E$9:$AS$14,6,FALSE)),\"\",VLOOKUP(CONCATENATE('4 - CSO VOLUME'!O$9,'4 - CSO VOLUME'!$L27),'CSO CALCULATIONS'!$A:$DA,105,FALSE))","v":""},{"$f":"IF(ISBLANK(HLOOKUP(P$9,'2 - CSO INPUT'!$E$9:$AS$14,6,FALSE)),\"\",VLOOKUP(CONCATENATE('4 - CSO VOLUME'!P$9,'4 - CSO VOLUME'!$L27),'CSO CALCULATIONS'!$A:$DA,105,FALSE))","v":""},{"$f":"IF(ISBLANK(HLOOKUP(Q$9,'2 - CSO INPUT'!$E$9:$AS$14,6,FALSE)),\"\",VLOOKUP(CONCATENATE('4 - CSO VOLUME'!Q$9,'4 - CSO VOLUME'!$L27),'CSO CALCULATIONS'!$A:$DA,105,FALSE))","v":""},{"$f":"IF(ISBLANK(HLOOKUP(R$9,'2 - CSO INPUT'!$E$9:$AS$14,6,FALSE)),\"\",VLOOKUP(CONCATENATE('4 - CSO VOLUME'!R$9,'4 - CSO VOLUME'!$L27),'CSO CALCULATIONS'!$A:$DA,105,FALSE))","v":""},{"$f":"IF(ISBLANK(HLOOKUP(S$9,'2 - CSO INPUT'!$E$9:$AS$14,6,FALSE)),\"\",VLOOKUP(CONCATENATE('4 - CSO VOLUME'!S$9,'4 - CSO VOLUME'!$L27),'CSO CALCULATIONS'!$A:$DA,105,FALSE))","v":""},{"$f":"IF(ISBLANK(HLOOKUP(T$9,'2 - CSO INPUT'!$E$9:$AS$14,6,FALSE)),\"\",VLOOKUP(CONCATENATE('4 - CSO VOLUME'!T$9,'4 - CSO VOLUME'!$L27),'CSO CALCULATIONS'!$A:$DA,105,FALSE))","v":""},{"$nulls":3},"13d.",{"$f":"IF(ISBLANK(HLOOKUP(Y$9,'2 - CSO INPUT'!$E$9:$AS$14,6,FALSE)),\"\",VLOOKUP(CONCATENATE('4 - CSO VOLUME'!Y$9,'4 - CSO VOLUME'!$X27),'CSO CALCULATIONS'!$A:$DA,105,FALSE))","v":""},{"$f":"IF(ISBLANK(HLOOKUP(Z$9,'2 - CSO INPUT'!$E$9:$AS$14,6,FALSE)),\"\",VLOOKUP(CONCATENATE('4 - CSO VOLUME'!Z$9,'4 - CSO VOLUME'!$X27),'CSO CALCULATIONS'!$A:$DA,105,FALSE))","v":""},{"$f":"IF(ISBLANK(HLOOKUP(AA$9,'2 - CSO INPUT'!$E$9:$AS$14,6,FALSE)),\"\",VLOOKUP(CONCATENATE('4 - CSO VOLUME'!AA$9,'4 - CSO VOLUME'!$X27),'CSO CALCULATIONS'!$A:$DA,105,FALSE))","v":""},{"$f":"IF(ISBLANK(HLOOKUP(AB$9,'2 - CSO INPUT'!$E$9:$AS$14,6,FALSE)),\"\",VLOOKUP(CONCATENATE('4 - CSO VOLUME'!AB$9,'4 - CSO VOLUME'!$X27),'CSO CALCULATIONS'!$A:$DA,105,FALSE))","v":""},{"$f":"IF(ISBLANK(HLOOKUP(AC$9,'2 - CSO INPUT'!$E$9:$AS$14,6,FALSE)),\"\",VLOOKUP(CONCATENATE('4 - CSO VOLUME'!AC$9,'4 - CSO VOLUME'!$X27),'CSO CALCULATIONS'!$A:$DA,105,FALSE))","v":""},{"$f":"IF(ISBLANK(HLOOKUP(AD$9,'2 - CSO INPUT'!$E$9:$AS$14,6,FALSE)),\"\",VLOOKUP(CONCATENATE('4 - CSO VOLUME'!AD$9,'4 - CSO VOLUME'!$X27),'CSO CALCULATIONS'!$A:$DA,105,FALSE))","v":""},{"$f":"IF(ISBLANK(HLOOKUP(AE$9,'2 - CSO INPUT'!$E$9:$AS$14,6,FALSE)),\"\",VLOOKUP(CONCATENATE('4 - CSO VOLUME'!AE$9,'4 - CSO VOLUME'!$X27),'CSO CALCULATIONS'!$A:$DA,105,FALSE))","v":""},{"$f":"IF(ISBLANK(HLOOKUP(AF$9,'2 - CSO INPUT'!$E$9:$AS$14,6,FALSE)),\"\",VLOOKUP(CONCATENATE('4 - CSO VOLUME'!AF$9,'4 - CSO VOLUME'!$X27),'CSO CALCULATIONS'!$A:$DA,105,FALSE))","v":""},{"$nulls":3},"13d.",{"$f":"IF(ISBLANK(HLOOKUP(AK$9,'2 - CSO INPUT'!$E$9:$AS$14,6,FALSE)),\"\",VLOOKUP(CONCATENATE('4 - CSO VOLUME'!AK$9,'4 - CSO VOLUME'!$AJ27),'CSO CALCULATIONS'!$A:$DA,105,FALSE))","v":""},{"$f":"IF(ISBLANK(HLOOKUP(AL$9,'2 - CSO INPUT'!$E$9:$AS$14,6,FALSE)),\"\",VLOOKUP(CONCATENATE('4 - CSO VOLUME'!AL$9,'4 - CSO VOLUME'!$AJ27),'CSO CALCULATIONS'!$A:$DA,105,FALSE))","v":""},{"$f":"IF(ISBLANK(HLOOKUP(AM$9,'2 - CSO INPUT'!$E$9:$AS$14,6,FALSE)),\"\",VLOOKUP(CONCATENATE('4 - CSO VOLUME'!AM$9,'4 - CSO VOLUME'!$AJ27),'CSO CALCULATIONS'!$A:$DA,105,FALSE))","v":""},{"$f":"IF(ISBLANK(HLOOKUP(AN$9,'2 - CSO INPUT'!$E$9:$AS$14,6,FALSE)),\"\",VLOOKUP(CONCATENATE('4 - CSO VOLUME'!AN$9,'4 - CSO VOLUME'!$AJ27),'CSO CALCULATIONS'!$A:$DA,105,FALSE))","v":""},{"$f":"IF(ISBLANK(HLOOKUP(AO$9,'2 - CSO INPUT'!$E$9:$AS$14,6,FALSE)),\"\",VLOOKUP(CONCATENATE('4 - CSO VOLUME'!AO$9,'4 - CSO VOLUME'!$AJ27),'CSO CALCULATIONS'!$A:$DA,105,FALSE))","v":""},{"$f":"IF(ISBLANK(HLOOKUP(AP$9,'2 - CSO INPUT'!$E$9:$AS$14,6,FALSE)),\"\",VLOOKUP(CONCATENATE('4 - CSO VOLUME'!AP$9,'4 - CSO VOLUME'!$AJ27),'CSO CALCULATIONS'!$A:$DA,105,FALSE))","v":""},{"$f":"IF(ISBLANK(HLOOKUP(AQ$9,'2 - CSO INPUT'!$E$9:$AS$14,6,FALSE)),\"\",VLOOKUP(CONCATENATE('4 - CSO VOLUME'!AQ$9,'4 - CSO VOLUME'!$AJ27),'CSO CALCULATIONS'!$A:$DA,105,FALSE))","v":""},{"$f":"IF(ISBLANK(HLOOKUP(AR$9,'2 - CSO INPUT'!$E$9:$AS$14,6,FALSE)),\"\",VLOOKUP(CONCATENATE('4 - CSO VOLUME'!AR$9,'4 - CSO VOLUME'!$AJ27),'CSO CALCULATIONS'!$A:$DA,105,FALSE))","v":""}]
[null,null,"14. CSO Flows","a.   CSO hydraulic control capacity (MGD).",{"$f":"IF(ISBLANK(HLOOKUP(E$9,'2 - CSO INPUT'!$E$9:$AS$14,6,FALSE)),\"\",HLOOKUP(E9,'2 - CSO INPUT'!$E$9:$AS$17,9,FALSE))","v":""},{"$f":"IF(ISBLANK(HLOOKUP(F$9,'2 - CSO INPUT'!$E$9:$AS$14,6,FALSE)),\"\",HLOOKUP(F9,'2 - CSO INPUT'!$E$9:$AS$17,9,FALSE))","v":""},{"$f":"IF(ISBLANK(HLOOKUP(G$9,'2 - CSO INPUT'!$E$9:$AS$14,6,FALSE)),\"\",HLOOKUP(G9,'2 - CSO INPUT'!$E$9:$AS$17,9,FALSE))","v":""},{"$f":"IF(ISBLANK(HLOOKUP(H$9,'2 - CSO INPUT'!$E$9:$AS$14,6,FALSE)),\"\",HLOOKUP(H9,'2 - CSO INPUT'!$E$9:$AS$17,9,FALSE))","v":""},{"$nulls":3},"14a.",{"$f":"IF(ISBLANK(HLOOKUP(M$9,'2 - CSO INPUT'!$E$9:$AS$14,6,FALSE)),\"\",HLOOKUP(M9,'2 - CSO INPUT'!$E$9:$AS$17,9,FALSE))","v":""},{"$f":"IF(ISBLANK(HLOOKUP(N$9,'2 - CSO INPUT'!$E$9:$AS$14,6,FALSE)),\"\",HLOOKUP(N9,'2 - CSO INPUT'!$E$9:$AS$17,9,FALSE))","v":""},{"$f":"IF(ISBLANK(HLOOKUP(O$9,'2 - CSO INPUT'!$E$9:$AS$14,6,FALSE)),\"\",HLOOKUP(O9,'2 - CSO INPUT'!$E$9:$AS$17,9,FALSE))","v":""},{"$f":"IF(ISBLANK(HLOOKUP(P$9,'2 - CSO INPUT'!$E$9:$AS$14,6,FALSE)),\"\",HLOOKUP(P9,'2 - CSO INPUT'!$E$9:$AS$17,9,FALSE))","v":""},{"$f":"IF(ISBLANK(HLOOKUP(Q$9,'2 - CSO INPUT'!$E$9:$AS$14,6,FALSE)),\"\",HLOOKUP(Q9,'2 - CSO INPUT'!$E$9:$AS$17,9,FALSE))","v":""},{"$f":"IF(ISBLANK(HLOOKUP(R$9,'2 - CSO INPUT'!$E$9:$AS$14,6,FALSE)),\"\",HLOOKUP(R9,'2 - CSO INPUT'!$E$9:$AS$17,9,FALSE))","v":""},{"$f":"IF(ISBLANK(HLOOKUP(S$9,'2 - CSO INPUT'!$E$9:$AS$14,6,FALSE)),\"\",HLOOKUP(S9,'2 - CSO INPUT'!$E$9:$AS$17,9,FALSE))","v":""},{"$f":"IF(ISBLANK(HLOOKUP(T$9,'2 - CSO INPUT'!$E$9:$AS$14,6,FALSE)),\"\",HLOOKUP(T9,'2 - CSO INPUT'!$E$9:$AS$17,9,FALSE))","v":""},{"$nulls":3},"14a.",{"$f":"IF(ISBLANK(HLOOKUP(Y$9,'2 - CSO INPUT'!$E$9:$AS$14,6,FALSE)),\"\",HLOOKUP(Y9,'2 - CSO INPUT'!$E$9:$AS$17,9,FALSE))","v":""},{"$f":"IF(ISBLANK(HLOOKUP(Z$9,'2 - CSO INPUT'!$E$9:$AS$14,6,FALSE)),\"\",HLOOKUP(Z9,'2 - CSO INPUT'!$E$9:$AS$17,9,FALSE))","v":""},{"$f":"IF(ISBLANK(HLOOKUP(AA$9,'2 - CSO INPUT'!$E$9:$AS$14,6,FALSE)),\"\",HLOOKUP(AA9,'2 - CSO INPUT'!$E$9:$AS$17,9,FALSE))","v":""},{"$f":"IF(ISBLANK(HLOOKUP(AB$9,'2 - CSO INPUT'!$E$9:$AS$14,6,FALSE)),\"\",HLOOKUP(AB9,'2 - CSO INPUT'!$E$9:$AS$17,9,FALSE))","v":""},{"$f":"IF(ISBLANK(HLOOKUP(AC$9,'2 - CSO INPUT'!$E$9:$AS$14,6,FALSE)),\"\",HLOOKUP(AC9,'2 - CSO INPUT'!$E$9:$AS$17,9,FALSE))","v":""},{"$f":"IF(ISBLANK(HLOOKUP(AD$9,'2 - CSO INPUT'!$E$9:$AS$14,6,FALSE)),\"\",HLOOKUP(AD9,'2 - CSO INPUT'!$E$9:$AS$17,9,FALSE))","v":""},{"$f":"IF(ISBLANK(HLOOKUP(AE$9,'2 - CSO INPUT'!$E$9:$AS$14,6,FALSE)),\"\",HLOOKUP(AE9,'2 - CSO INPUT'!$E$9:$AS$17,9,FALSE))","v":""},{"$f":"IF(ISBLANK(HLOOKUP(AF$9,'2 - CSO INPUT'!$E$9:$AS$14,6,FALSE)),\"\",HLOOKUP(AF9,'2 - CSO INPUT'!$E$9:$AS$17,9,FALSE))","v":""},{"$nulls":3},"14a.",{"$f":"IF(ISBLANK(HLOOKUP(AK$9,'2 - CSO INPUT'!$E$9:$AS$14,6,FALSE)),\"\",HLOOKUP(AK9,'2 - CSO INPUT'!$E$9:$AS$17,9,FALSE))","v":""},{"$f":"IF(ISBLANK(HLOOKUP(AL$9,'2 - CSO INPUT'!$E$9:$AS$14,6,FALSE)),\"\",HLOOKUP(AL9,'2 - CSO INPUT'!$E$9:$AS$17,9,FALSE))","v":""},{"$f":"IF(ISBLANK(HLOOKUP(AM$9,'2 - CSO INPUT'!$E$9:$AS$14,6,FALSE)),\"\",HLOOKUP(AM9,'2 - CSO INPUT'!$E$9:$AS$17,9,FALSE))","v":""},{"$f":"IF(ISBLANK(HLOOKUP(AN$9,'2 - CSO INPUT'!$E$9:$AS$14,6,FALSE)),\"\",HLOOKUP(AN9,'2 - CSO INPUT'!$E$9:$AS$17,9,FALSE))","v":""},{"$f":"IF(ISBLANK(HLOOKUP(AO$9,'2 - CSO INPUT'!$E$9:$AS$14,6,FALSE)),\"\",HLOOKUP(AO9,'2 - CSO INPUT'!$E$9:$AS$17,9,FALSE))","v":""},{"$f":"IF(ISBLANK(HLOOKUP(AP$9,'2 - CSO INPUT'!$E$9:$AS$14,6,FALSE)),\"\",HLOOKUP(AP9,'2 - CSO INPUT'!$E$9:$AS$17,9,FALSE))","v":""},{"$f":"IF(ISBLANK(HLOOKUP(AQ$9,'2 - CSO INPUT'!$E$9:$AS$14,6,FALSE)),\"\",HLOOKUP(AQ9,'2 - CSO INPUT'!$E$9:$AS$17,9,FALSE))","v":""},{"$f":"IF(ISBLANK(HLOOKUP(AR$9,'2 - CSO INPUT'!$E$9:$AS$14,6,FALSE)),\"\",HLOOKUP(AR9,'2 - CSO INPUT'!$E$9:$AS$17,9,FALSE))","v":""}]
[null,null,"14. CSO Flows","b.   Total CSO volume (MG).",{"$f":"IF(ISBLANK(HLOOKUP(E$9,'2 - CSO INPUT'!$E$9:$AS$14,6,FALSE)),\"\",VLOOKUP(CONCATENATE('4 - CSO VOLUME'!E$9,'4 - CSO VOLUME'!$L29),'CSO CALCULATIONS'!$A:$DA,105,FALSE))","v":""},{"$f":"IF(ISBLANK(HLOOKUP(F$9,'2 - CSO INPUT'!$E$9:$AS$14,6,FALSE)),\"\",VLOOKUP(CONCATENATE('4 - CSO VOLUME'!F$9,'4 - CSO VOLUME'!$L29),'CSO CALCULATIONS'!$A:$DA,105,FALSE))","v":""},{"$f":"IF(ISBLANK(HLOOKUP(G$9,'2 - CSO INPUT'!$E$9:$AS$14,6,FALSE)),\"\",VLOOKUP(CONCATENATE('4 - CSO VOLUME'!G$9,'4 - CSO VOLUME'!$L29),'CSO CALCULATIONS'!$A:$DA,105,FALSE))","v":""},{"$f":"IF(ISBLANK(HLOOKUP(H$9,'2 - CSO INPUT'!$E$9:$AS$14,6,FALSE)),\"\",VLOOKUP(CONCATENATE('4 - CSO VOLUME'!H$9,'4 - CSO VOLUME'!$L29),'CSO CALCULATIONS'!$A:$DA,105,FALSE))","v":""},{"$nulls":3},"14b.",{"$f":"IF(ISBLANK(HLOOKUP(M$9,'2 - CSO INPUT'!$E$9:$AS$14,6,FALSE)),\"\",VLOOKUP(CONCATENATE('4 - CSO VOLUME'!M$9,'4 - CSO VOLUME'!$L29),'CSO CALCULATIONS'!$A:$DA,105,FALSE))","v":""},{"$f":"IF(ISBLANK(HLOOKUP(N$9,'2 - CSO INPUT'!$E$9:$AS$14,6,FALSE)),\"\",VLOOKUP(CONCATENATE('4 - CSO VOLUME'!N$9,'4 - CSO VOLUME'!$L29),'CSO CALCULATIONS'!$A:$DA,105,FALSE))","v":""},{"$f":"IF(ISBLANK(HLOOKUP(O$9,'2 - CSO INPUT'!$E$9:$AS$14,6,FALSE)),\"\",VLOOKUP(CONCATENATE('4 - CSO VOLUME'!O$9,'4 - CSO VOLUME'!$L29),'CSO CALCULATIONS'!$A:$DA,105,FALSE))","v":""},{"$f":"IF(ISBLANK(HLOOKUP(P$9,'2 - CSO INPUT'!$E$9:$AS$14,6,FALSE)),\"\",VLOOKUP(CONCATENATE('4 - CSO VOLUME'!P$9,'4 - CSO VOLUME'!$L29),'CSO CALCULATIONS'!$A:$DA,105,FALSE))","v":""},{"$f":"IF(ISBLANK(HLOOKUP(Q$9,'2 - CSO INPUT'!$E$9:$AS$14,6,FALSE)),\"\",VLOOKUP(CONCATENATE('4 - CSO VOLUME'!Q$9,'4 - CSO VOLUME'!$L29),'CSO CALCULATIONS'!$A:$DA,105,FALSE))","v":""},{"$f":"IF(ISBLANK(HLOOKUP(R$9,'2 - CSO INPUT'!$E$9:$AS$14,6,FALSE)),\"\",VLOOKUP(CONCATENATE('4 - CSO VOLUME'!R$9,'4 - CSO VOLUME'!$L29),'CSO CALCULATIONS'!$A:$DA,105,FALSE))","v":""},{"$f":"IF(ISBLANK(HLOOKUP(S$9,'2 - CSO INPUT'!$E$9:$AS$14,6,FALSE)),\"\",VLOOKUP(CONCATENATE('4 - CSO VOLUME'!S$9,'4 - CSO VOLUME'!$L29),'CSO CALCULATIONS'!$A:$DA,105,FALSE))","v":""},{"$f":"IF(ISBLANK(HLOOKUP(T$9,'2 - CSO INPUT'!$E$9:$AS$14,6,FALSE)),\"\",VLOOKUP(CONCATENATE('4 - CSO VOLUME'!T$9,'4 - CSO VOLUME'!$L29),'CSO CALCULATIONS'!$A:$DA,105,FALSE))","v":""},{"$nulls":3},"14b.",{"$f":"IF(ISBLANK(HLOOKUP(Y$9,'2 - CSO INPUT'!$E$9:$AS$14,6,FALSE)),\"\",VLOOKUP(CONCATENATE('4 - CSO VOLUME'!Y$9,'4 - CSO VOLUME'!$X29),'CSO CALCULATIONS'!$A:$DA,105,FALSE))","v":""},{"$f":"IF(ISBLANK(HLOOKUP(Z$9,'2 - CSO INPUT'!$E$9:$AS$14,6,FALSE)),\"\",VLOOKUP(CONCATENATE('4 - CSO VOLUME'!Z$9,'4 - CSO VOLUME'!$X29),'CSO CALCULATIONS'!$A:$DA,105,FALSE))","v":""},{"$f":"IF(ISBLANK(HLOOKUP(AA$9,'2 - CSO INPUT'!$E$9:$AS$14,6,FALSE)),\"\",VLOOKUP(CONCATENATE('4 - CSO VOLUME'!AA$9,'4 - CSO VOLUME'!$X29),'CSO CALCULATIONS'!$A:$DA,105,FALSE))","v":""},{"$f":"IF(ISBLANK(HLOOKUP(AB$9,'2 - CSO INPUT'!$E$9:$AS$14,6,FALSE)),\"\",VLOOKUP(CONCATENATE('4 - CSO VOLUME'!AB$9,'4 - CSO VOLUME'!$X29),'CSO CALCULATIONS'!$A:$DA,105,FALSE))","v":""},{"$f":"IF(ISBLANK(HLOOKUP(AC$9,'2 - CSO INPUT'!$E$9:$AS$14,6,FALSE)),\"\",VLOOKUP(CONCATENATE('4 - CSO VOLUME'!AC$9,'4 - CSO VOLUME'!$X29),'CSO CALCULATIONS'!$A:$DA,105,FALSE))","v":""},{"$f":"IF(ISBLANK(HLOOKUP(AD$9,'2 - CSO INPUT'!$E$9:$AS$14,6,FALSE)),\"\",VLOOKUP(CONCATENATE('4 - CSO VOLUME'!AD$9,'4 - CSO VOLUME'!$X29),'CSO CALCULATIONS'!$A:$DA,105,FALSE))","v":""},{"$f":"IF(ISBLANK(HLOOKUP(AE$9,'2 - CSO INPUT'!$E$9:$AS$14,6,FALSE)),\"\",VLOOKUP(CONCATENATE('4 - CSO VOLUME'!AE$9,'4 - CSO VOLUME'!$X29),'CSO CALCULATIONS'!$A:$DA,105,FALSE))","v":""},{"$f":"IF(ISBLANK(HLOOKUP(AF$9,'2 - CSO INPUT'!$E$9:$AS$14,6,FALSE)),\"\",VLOOKUP(CONCATENATE('4 - CSO VOLUME'!AF$9,'4 - CSO VOLUME'!$X29),'CSO CALCULATIONS'!$A:$DA,105,FALSE))","v":""},{"$nulls":3},"14b.",{"$f":"IF(ISBLANK(HLOOKUP(AK$9,'2 - CSO INPUT'!$E$9:$AS$14,6,FALSE)),\"\",VLOOKUP(CONCATENATE('4 - CSO VOLUME'!AK$9,'4 - CSO VOLUME'!$AJ29),'CSO CALCULATIONS'!$A:$DA,105,FALSE))","v":""},{"$f":"IF(ISBLANK(HLOOKUP(AL$9,'2 - CSO INPUT'!$E$9:$AS$14,6,FALSE)),\"\",VLOOKUP(CONCATENATE('4 - CSO VOLUME'!AL$9,'4 - CSO VOLUME'!$AJ29),'CSO CALCULATIONS'!$A:$DA,105,FALSE))","v":""},{"$f":"IF(ISBLANK(HLOOKUP(AM$9,'2 - CSO INPUT'!$E$9:$AS$14,6,FALSE)),\"\",VLOOKUP(CONCATENATE('4 - CSO VOLUME'!AM$9,'4 - CSO VOLUME'!$AJ29),'CSO CALCULATIONS'!$A:$DA,105,FALSE))","v":""},{"$f":"IF(ISBLANK(HLOOKUP(AN$9,'2 - CSO INPUT'!$E$9:$AS$14,6,FALSE)),\"\",VLOOKUP(CONCATENATE('4 - CSO VOLUME'!AN$9,'4 - CSO VOLUME'!$AJ29),'CSO CALCULATIONS'!$A:$DA,105,FALSE))","v":""},{"$f":"IF(ISBLANK(HLOOKUP(AO$9,'2 - CSO INPUT'!$E$9:$AS$14,6,FALSE)),\"\",VLOOKUP(CONCATENATE('4 - CSO VOLUME'!AO$9,'4 - CSO VOLUME'!$AJ29),'CSO CALCULATIONS'!$A:$DA,105,FALSE))","v":""},{"$f":"IF(ISBLANK(HLOOKUP(AP$9,'2 - CSO INPUT'!$E$9:$AS$14,6,FALSE)),\"\",VLOOKUP(CONCATENATE('4 - CSO VOLUME'!AP$9,'4 - CSO VOLUME'!$AJ29),'CSO CALCULATIONS'!$A:$DA,105,FALSE))","v":""},{"$f":"IF(ISBLANK(HLOOKUP(AQ$9,'2 - CSO INPUT'!$E$9:$AS$14,6,FALSE)),\"\",VLOOKUP(CONCATENATE('4 - CSO VOLUME'!AQ$9,'4 - CSO VOLUME'!$AJ29),'CSO CALCULATIONS'!$A:$DA,105,FALSE))","v":""},{"$f":"IF(ISBLANK(HLOOKUP(AR$9,'2 - CSO INPUT'!$E$9:$AS$14,6,FALSE)),\"\",VLOOKUP(CONCATENATE('4 - CSO VOLUME'!AR$9,'4 - CSO VOLUME'!$AJ29),'CSO CALCULATIONS'!$A:$DA,105,FALSE))","v":""}]
[null,null,"14. CSO Flows","c.   CSO treatment capacity (MGD).",{"$f":"IF(ISBLANK(HLOOKUP(E$9,'2 - CSO INPUT'!$E$9:$AS$14,6,FALSE)),\"\",'2 - CSO INPUT'!E18)","v":""},{"$f":"IF(ISBLANK(HLOOKUP(F$9,'2 - CSO INPUT'!$E$9:$AS$14,6,FALSE)),\"\",'2 - CSO INPUT'!F18)","v":""},{"$f":"IF(ISBLANK(HLOOKUP(G$9,'2 - CSO INPUT'!$E$9:$AS$14,6,FALSE)),\"\",'2 - CSO INPUT'!G18)","v":""},{"$f":"IF(ISBLANK(HLOOKUP(H$9,'2 - CSO INPUT'!$E$9:$AS$14,6,FALSE)),\"\",'2 - CSO INPUT'!H18)","v":""},{"$nulls":3},"14c.",{"$f":"IF(ISBLANK(HLOOKUP(M$9,'2 - CSO INPUT'!$E$9:$AS$14,6,FALSE)),\"\",'2 - CSO INPUT'!M18)","v":""},{"$f":"IF(ISBLANK(HLOOKUP(N$9,'2 - CSO INPUT'!$E$9:$AS$14,6,FALSE)),\"\",'2 - CSO INPUT'!N18)","v":""},{"$f":"IF(ISBLANK(HLOOKUP(O$9,'2 - CSO INPUT'!$E$9:$AS$14,6,FALSE)),\"\",'2 - CSO INPUT'!O18)","v":""},{"$f":"IF(ISBLANK(HLOOKUP(P$9,'2 - CSO INPUT'!$E$9:$AS$14,6,FALSE)),\"\",'2 - CSO INPUT'!P18)","v":""},{"$f":"IF(ISBLANK(HLOOKUP(Q$9,'2 - CSO INPUT'!$E$9:$AS$14,6,FALSE)),\"\",'2 - CSO INPUT'!Q18)","v":""},{"$f":"IF(ISBLANK(HLOOKUP(R$9,'2 - CSO INPUT'!$E$9:$AS$14,6,FALSE)),\"\",'2 - CSO INPUT'!R18)","v":""},{"$f":"IF(ISBLANK(HLOOKUP(S$9,'2 - CSO INPUT'!$E$9:$AS$14,6,FALSE)),\"\",'2 - CSO INPUT'!S18)","v":""},{"$f":"IF(ISBLANK(HLOOKUP(T$9,'2 - CSO INPUT'!$E$9:$AS$14,6,FALSE)),\"\",'2 - CSO INPUT'!T18)","v":""},{"$nulls":3},"14c.",{"$f":"IF(ISBLANK(HLOOKUP(Y$9,'2 - CSO INPUT'!$E$9:$AS$14,6,FALSE)),\"\",'2 - CSO INPUT'!Y18)","v":""},{"$f":"IF(ISBLANK(HLOOKUP(Z$9,'2 - CSO INPUT'!$E$9:$AS$14,6,FALSE)),\"\",'2 - CSO INPUT'!Z18)","v":""},{"$f":"IF(ISBLANK(HLOOKUP(AA$9,'2 - CSO INPUT'!$E$9:$AS$14,6,FALSE)),\"\",'2 - CSO INPUT'!AA18)","v":""},{"$f":"IF(ISBLANK(HLOOKUP(AB$9,'2 - CSO INPUT'!$E$9:$AS$14,6,FALSE)),\"\",'2 - CSO INPUT'!AB18)","v":""},{"$f":"IF(ISBLANK(HLOOKUP(AC$9,'2 - CSO INPUT'!$E$9:$AS$14,6,FALSE)),\"\",'2 - CSO INPUT'!AC18)","v":""},{"$f":"IF(ISBLANK(HLOOKUP(AD$9,'2 - CSO INPUT'!$E$9:$AS$14,6,FALSE)),\"\",'2 - CSO INPUT'!AD18)","v":""},{"$f":"IF(ISBLANK(HLOOKUP(AE$9,'2 - CSO INPUT'!$E$9:$AS$14,6,FALSE)),\"\",'2 - CSO INPUT'!AE18)","v":""},{"$f":"IF(ISBLANK(HLOOKUP(AF$9,'2 - CSO INPUT'!$E$9:$AS$14,6,FALSE)),\"\",'2 - CSO INPUT'!AF18)","v":""},{"$nulls":3},"14c.",{"$f":"IF(ISBLANK(HLOOKUP(AK$9,'2 - CSO INPUT'!$E$9:$AS$14,6,FALSE)),\"\",'2 - CSO INPUT'!AK18)","v":""},{"$f":"IF(ISBLANK(HLOOKUP(AL$9,'2 - CSO INPUT'!$E$9:$AS$14,6,FALSE)),\"\",'2 - CSO INPUT'!AL18)","v":""},{"$f":"IF(ISBLANK(HLOOKUP(AM$9,'2 - CSO INPUT'!$E$9:$AS$14,6,FALSE)),\"\",'2 - CSO INPUT'!AM18)","v":""},{"$f":"IF(ISBLANK(HLOOKUP(AN$9,'2 - CSO INPUT'!$E$9:$AS$14,6,FALSE)),\"\",'2 - CSO INPUT'!AN18)","v":""},{"$f":"IF(ISBLANK(HLOOKUP(AO$9,'2 - CSO INPUT'!$E$9:$AS$14,6,FALSE)),\"\",'2 - CSO INPUT'!AO18)","v":""},{"$f":"IF(ISBLANK(HLOOKUP(AP$9,'2 - CSO INPUT'!$E$9:$AS$14,6,FALSE)),\"\",'2 - CSO INPUT'!AP18)","v":""},{"$f":"IF(ISBLANK(HLOOKUP(AQ$9,'2 - CSO INPUT'!$E$9:$AS$14,6,FALSE)),\"\",'2 - CSO INPUT'!AQ18)","v":""},{"$f":"IF(ISBLANK(HLOOKUP(AR$9,'2 - CSO INPUT'!$E$9:$AS$14,6,FALSE)),\"\",'2 - CSO INPUT'!AR18)","v":""}]
[null,null,"14. CSO Flows","d.   Treated CSO discharge (MG).",{"$f":"IF(ISBLANK(HLOOKUP(E$9,'2 - CSO INPUT'!$E$9:$AS$14,6,FALSE)),\"\",VLOOKUP(CONCATENATE('4 - CSO VOLUME'!E$9,'4 - CSO VOLUME'!$L31),'CSO CALCULATIONS'!$A:$DA,105,FALSE))","v":""},{"$f":"IF(ISBLANK(HLOOKUP(F$9,'2 - CSO INPUT'!$E$9:$AS$14,6,FALSE)),\"\",VLOOKUP(CONCATENATE('4 - CSO VOLUME'!F$9,'4 - CSO VOLUME'!$L31),'CSO CALCULATIONS'!$A:$DA,105,FALSE))","v":""},{"$f":"IF(ISBLANK(HLOOKUP(G$9,'2 - CSO INPUT'!$E$9:$AS$14,6,FALSE)),\"\",VLOOKUP(CONCATENATE('4 - CSO VOLUME'!G$9,'4 - CSO VOLUME'!$L31),'CSO CALCULATIONS'!$A:$DA,105,FALSE))","v":""},{"$f":"IF(ISBLANK(HLOOKUP(H$9,'2 - CSO INPUT'!$E$9:$AS$14,6,FALSE)),\"\",VLOOKUP(CONCATENATE('4 - CSO VOLUME'!H$9,'4 - CSO VOLUME'!$L31),'CSO CALCULATIONS'!$A:$DA,105,FALSE))","v":""},{"$nulls":3},"14d.",{"$f":"IF(ISBLANK(HLOOKUP(M$9,'2 - CSO INPUT'!$E$9:$AS$14,6,FALSE)),\"\",VLOOKUP(CONCATENATE('4 - CSO VOLUME'!M$9,'4 - CSO VOLUME'!$L31),'CSO CALCULATIONS'!$A:$DA,105,FALSE))","v":""},{"$f":"IF(ISBLANK(HLOOKUP(N$9,'2 - CSO INPUT'!$E$9:$AS$14,6,FALSE)),\"\",VLOOKUP(CONCATENATE('4 - CSO VOLUME'!N$9,'4 - CSO VOLUME'!$L31),'CSO CALCULATIONS'!$A:$DA,105,FALSE))","v":""},{"$f":"IF(ISBLANK(HLOOKUP(O$9,'2 - CSO INPUT'!$E$9:$AS$14,6,FALSE)),\"\",VLOOKUP(CONCATENATE('4 - CSO VOLUME'!O$9,'4 - CSO VOLUME'!$L31),'CSO CALCULATIONS'!$A:$DA,105,FALSE))","v":""},{"$f":"IF(ISBLANK(HLOOKUP(P$9,'2 - CSO INPUT'!$E$9:$AS$14,6,FALSE)),\"\",VLOOKUP(CONCATENATE('4 - CSO VOLUME'!P$9,'4 - CSO VOLUME'!$L31),'CSO CALCULATIONS'!$A:$DA,105,FALSE))","v":""},{"$f":"IF(ISBLANK(HLOOKUP(Q$9,'2 - CSO INPUT'!$E$9:$AS$14,6,FALSE)),\"\",VLOOKUP(CONCATENATE('4 - CSO VOLUME'!Q$9,'4 - CSO VOLUME'!$L31),'CSO CALCULATIONS'!$A:$DA,105,FALSE))","v":""},{"$f":"IF(ISBLANK(HLOOKUP(R$9,'2 - CSO INPUT'!$E$9:$AS$14,6,FALSE)),\"\",VLOOKUP(CONCATENATE('4 - CSO VOLUME'!R$9,'4 - CSO VOLUME'!$L31),'CSO CALCULATIONS'!$A:$DA,105,FALSE))","v":""},{"$f":"IF(ISBLANK(HLOOKUP(S$9,'2 - CSO INPUT'!$E$9:$AS$14,6,FALSE)),\"\",VLOOKUP(CONCATENATE('4 - CSO VOLUME'!S$9,'4 - CSO VOLUME'!$L31),'CSO CALCULATIONS'!$A:$DA,105,FALSE))","v":""},{"$f":"IF(ISBLANK(HLOOKUP(T$9,'2 - CSO INPUT'!$E$9:$AS$14,6,FALSE)),\"\",VLOOKUP(CONCATENATE('4 - CSO VOLUME'!T$9,'4 - CSO VOLUME'!$L31),'CSO CALCULATIONS'!$A:$DA,105,FALSE))","v":""},{"$nulls":3},"14d.",{"$f":"IF(ISBLANK(HLOOKUP(Y$9,'2 - CSO INPUT'!$E$9:$AS$14,6,FALSE)),\"\",VLOOKUP(CONCATENATE('4 - CSO VOLUME'!Y$9,'4 - CSO VOLUME'!$X31),'CSO CALCULATIONS'!$A:$DA,105,FALSE))","v":""},{"$f":"IF(ISBLANK(HLOOKUP(Z$9,'2 - CSO INPUT'!$E$9:$AS$14,6,FALSE)),\"\",VLOOKUP(CONCATENATE('4 - CSO VOLUME'!Z$9,'4 - CSO VOLUME'!$X31),'CSO CALCULATIONS'!$A:$DA,105,FALSE))","v":""},{"$f":"IF(ISBLANK(HLOOKUP(AA$9,'2 - CSO INPUT'!$E$9:$AS$14,6,FALSE)),\"\",VLOOKUP(CONCATENATE('4 - CSO VOLUME'!AA$9,'4 - CSO VOLUME'!$X31),'CSO CALCULATIONS'!$A:$DA,105,FALSE))","v":""},{"$f":"IF(ISBLANK(HLOOKUP(AB$9,'2 - CSO INPUT'!$E$9:$AS$14,6,FALSE)),\"\",VLOOKUP(CONCATENATE('4 - CSO VOLUME'!AB$9,'4 - CSO VOLUME'!$X31),'CSO CALCULATIONS'!$A:$DA,105,FALSE))","v":""},{"$f":"IF(ISBLANK(HLOOKUP(AC$9,'2 - CSO INPUT'!$E$9:$AS$14,6,FALSE)),\"\",VLOOKUP(CONCATENATE('4 - CSO VOLUME'!AC$9,'4 - CSO VOLUME'!$X31),'CSO CALCULATIONS'!$A:$DA,105,FALSE))","v":""},{"$f":"IF(ISBLANK(HLOOKUP(AD$9,'2 - CSO INPUT'!$E$9:$AS$14,6,FALSE)),\"\",VLOOKUP(CONCATENATE('4 - CSO VOLUME'!AD$9,'4 - CSO VOLUME'!$X31),'CSO CALCULATIONS'!$A:$DA,105,FALSE))","v":""},{"$f":"IF(ISBLANK(HLOOKUP(AE$9,'2 - CSO INPUT'!$E$9:$AS$14,6,FALSE)),\"\",VLOOKUP(CONCATENATE('4 - CSO VOLUME'!AE$9,'4 - CSO VOLUME'!$X31),'CSO CALCULATIONS'!$A:$DA,105,FALSE))","v":""},{"$f":"IF(ISBLANK(HLOOKUP(AF$9,'2 - CSO INPUT'!$E$9:$AS$14,6,FALSE)),\"\",VLOOKUP(CONCATENATE('4 - CSO VOLUME'!AF$9,'4 - CSO VOLUME'!$X31),'CSO CALCULATIONS'!$A:$DA,105,FALSE))","v":""},{"$nulls":3},"14d.",{"$f":"IF(ISBLANK(HLOOKUP(AK$9,'2 - CSO INPUT'!$E$9:$AS$14,6,FALSE)),\"\",VLOOKUP(CONCATENATE('4 - CSO VOLUME'!AK$9,'4 - CSO VOLUME'!$AJ31),'CSO CALCULATIONS'!$A:$DA,105,FALSE))","v":""},{"$f":"IF(ISBLANK(HLOOKUP(AL$9,'2 - CSO INPUT'!$E$9:$AS$14,6,FALSE)),\"\",VLOOKUP(CONCATENATE('4 - CSO VOLUME'!AL$9,'4 - CSO VOLUME'!$AJ31),'CSO CALCULATIONS'!$A:$DA,105,FALSE))","v":""},{"$f":"IF(ISBLANK(HLOOKUP(AM$9,'2 - CSO INPUT'!$E$9:$AS$14,6,FALSE)),\"\",VLOOKUP(CONCATENATE('4 - CSO VOLUME'!AM$9,'4 - CSO VOLUME'!$AJ31),'CSO CALCULATIONS'!$A:$DA,105,FALSE))","v":""},{"$f":"IF(ISBLANK(HLOOKUP(AN$9,'2 - CSO INPUT'!$E$9:$AS$14,6,FALSE)),\"\",VLOOKUP(CONCATENATE('4 - CSO VOLUME'!AN$9,'4 - CSO VOLUME'!$AJ31),'CSO CALCULATIONS'!$A:$DA,105,FALSE))","v":""},{"$f":"IF(ISBLANK(HLOOKUP(AO$9,'2 - CSO INPUT'!$E$9:$AS$14,6,FALSE)),\"\",VLOOKUP(CONCATENATE('4 - CSO VOLUME'!AO$9,'4 - CSO VOLUME'!$AJ31),'CSO CALCULATIONS'!$A:$DA,105,FALSE))","v":""},{"$f":"IF(ISBLANK(HLOOKUP(AP$9,'2 - CSO INPUT'!$E$9:$AS$14,6,FALSE)),\"\",VLOOKUP(CONCATENATE('4 - CSO VOLUME'!AP$9,'4 - CSO VOLUME'!$AJ31),'CSO CALCULATIONS'!$A:$DA,105,FALSE))","v":""},{"$f":"IF(ISBLANK(HLOOKUP(AQ$9,'2 - CSO INPUT'!$E$9:$AS$14,6,FALSE)),\"\",VLOOKUP(CONCATENATE('4 - CSO VOLUME'!AQ$9,'4 - CSO VOLUME'!$AJ31),'CSO CALCULATIONS'!$A:$DA,105,FALSE))","v":""},{"$f":"IF(ISBLANK(HLOOKUP(AR$9,'2 - CSO INPUT'!$E$9:$AS$14,6,FALSE)),\"\",VLOOKUP(CONCATENATE('4 - CSO VOLUME'!AR$9,'4 - CSO VOLUME'!$AJ31),'CSO CALCULATIONS'!$A:$DA,105,FALSE))","v":""}]
[null,null,"14. CSO Flows","e.   Untreated CSO discharge (MG).",{"$f":"IF(ISBLANK(HLOOKUP(E$9,'2 - CSO INPUT'!$E$9:$AS$14,6,FALSE)),\"\",VLOOKUP(CONCATENATE('4 - CSO VOLUME'!E$9,'4 - CSO VOLUME'!$L32),'CSO CALCULATIONS'!$A:$DA,105,FALSE))","v":""},{"$f":"IF(ISBLANK(HLOOKUP(F$9,'2 - CSO INPUT'!$E$9:$AS$14,6,FALSE)),\"\",VLOOKUP(CONCATENATE('4 - CSO VOLUME'!F$9,'4 - CSO VOLUME'!$L32),'CSO CALCULATIONS'!$A:$DA,105,FALSE))","v":""},{"$f":"IF(ISBLANK(HLOOKUP(G$9,'2 - CSO INPUT'!$E$9:$AS$14,6,FALSE)),\"\",VLOOKUP(CONCATENATE('4 - CSO VOLUME'!G$9,'4 - CSO VOLUME'!$L32),'CSO CALCULATIONS'!$A:$DA,105,FALSE))","v":""},{"$f":"IF(ISBLANK(HLOOKUP(H$9,'2 - CSO INPUT'!$E$9:$AS$14,6,FALSE)),\"\",VLOOKUP(CONCATENATE('4 - CSO VOLUME'!H$9,'4 - CSO VOLUME'!$L32),'CSO CALCULATIONS'!$A:$DA,105,FALSE))","v":""},{"$nulls":3},"14e.",{"$f":"IF(ISBLANK(HLOOKUP(M$9,'2 - CSO INPUT'!$E$9:$AS$14,6,FALSE)),\"\",VLOOKUP(CONCATENATE('4 - CSO VOLUME'!M$9,'4 - CSO VOLUME'!$L32),'CSO CALCULATIONS'!$A:$DA,105,FALSE))","v":""},{"$f":"IF(ISBLANK(HLOOKUP(N$9,'2 - CSO INPUT'!$E$9:$AS$14,6,FALSE)),\"\",VLOOKUP(CONCATENATE('4 - CSO VOLUME'!N$9,'4 - CSO VOLUME'!$L32),'CSO CALCULATIONS'!$A:$DA,105,FALSE))","v":""},{"$f":"IF(ISBLANK(HLOOKUP(O$9,'2 - CSO INPUT'!$E$9:$AS$14,6,FALSE)),\"\",VLOOKUP(CONCATENATE('4 - CSO VOLUME'!O$9,'4 - CSO VOLUME'!$L32),'CSO CALCULATIONS'!$A:$DA,105,FALSE))","v":""},{"$f":"IF(ISBLANK(HLOOKUP(P$9,'2 - CSO INPUT'!$E$9:$AS$14,6,FALSE)),\"\",VLOOKUP(CONCATENATE('4 - CSO VOLUME'!P$9,'4 - CSO VOLUME'!$L32),'CSO CALCULATIONS'!$A:$DA,105,FALSE))","v":""},{"$f":"IF(ISBLANK(HLOOKUP(Q$9,'2 - CSO INPUT'!$E$9:$AS$14,6,FALSE)),\"\",VLOOKUP(CONCATENATE('4 - CSO VOLUME'!Q$9,'4 - CSO VOLUME'!$L32),'CSO CALCULATIONS'!$A:$DA,105,FALSE))","v":""},{"$f":"IF(ISBLANK(HLOOKUP(R$9,'2 - CSO INPUT'!$E$9:$AS$14,6,FALSE)),\"\",VLOOKUP(CONCATENATE('4 - CSO VOLUME'!R$9,'4 - CSO VOLUME'!$L32),'CSO CALCULATIONS'!$A:$DA,105,FALSE))","v":""},{"$f":"IF(ISBLANK(HLOOKUP(S$9,'2 - CSO INPUT'!$E$9:$AS$14,6,FALSE)),\"\",VLOOKUP(CONCATENATE('4 - CSO VOLUME'!S$9,'4 - CSO VOLUME'!$L32),'CSO CALCULATIONS'!$A:$DA,105,FALSE))","v":""},{"$f":"IF(ISBLANK(HLOOKUP(T$9,'2 - CSO INPUT'!$E$9:$AS$14,6,FALSE)),\"\",VLOOKUP(CONCATENATE('4 - CSO VOLUME'!T$9,'4 - CSO VOLUME'!$L32),'CSO CALCULATIONS'!$A:$DA,105,FALSE))","v":""},{"$nulls":3},"14e.",{"$f":"IF(ISBLANK(HLOOKUP(Y$9,'2 - CSO INPUT'!$E$9:$AS$14,6,FALSE)),\"\",VLOOKUP(CONCATENATE('4 - CSO VOLUME'!Y$9,'4 - CSO VOLUME'!$X32),'CSO CALCULATIONS'!$A:$DA,105,FALSE))","v":""},{"$f":"IF(ISBLANK(HLOOKUP(Z$9,'2 - CSO INPUT'!$E$9:$AS$14,6,FALSE)),\"\",VLOOKUP(CONCATENATE('4 - CSO VOLUME'!Z$9,'4 - CSO VOLUME'!$X32),'CSO CALCULATIONS'!$A:$DA,105,FALSE))","v":""},{"$f":"IF(ISBLANK(HLOOKUP(AA$9,'2 - CSO INPUT'!$E$9:$AS$14,6,FALSE)),\"\",VLOOKUP(CONCATENATE('4 - CSO VOLUME'!AA$9,'4 - CSO VOLUME'!$X32),'CSO CALCULATIONS'!$A:$DA,105,FALSE))","v":""},{"$f":"IF(ISBLANK(HLOOKUP(AB$9,'2 - CSO INPUT'!$E$9:$AS$14,6,FALSE)),\"\",VLOOKUP(CONCATENATE('4 - CSO VOLUME'!AB$9,'4 - CSO VOLUME'!$X32),'CSO CALCULATIONS'!$A:$DA,105,FALSE))","v":""},{"$f":"IF(ISBLANK(HLOOKUP(AC$9,'2 - CSO INPUT'!$E$9:$AS$14,6,FALSE)),\"\",VLOOKUP(CONCATENATE('4 - CSO VOLUME'!AC$9,'4 - CSO VOLUME'!$X32),'CSO CALCULATIONS'!$A:$DA,105,FALSE))","v":""},{"$f":"IF(ISBLANK(HLOOKUP(AD$9,'2 - CSO INPUT'!$E$9:$AS$14,6,FALSE)),\"\",VLOOKUP(CONCATENATE('4 - CSO VOLUME'!AD$9,'4 - CSO VOLUME'!$X32),'CSO CALCULATIONS'!$A:$DA,105,FALSE))","v":""},{"$f":"IF(ISBLANK(HLOOKUP(AE$9,'2 - CSO INPUT'!$E$9:$AS$14,6,FALSE)),\"\",VLOOKUP(CONCATENATE('4 - CSO VOLUME'!AE$9,'4 - CSO VOLUME'!$X32),'CSO CALCULATIONS'!$A:$DA,105,FALSE))","v":""},{"$f":"IF(ISBLANK(HLOOKUP(AF$9,'2 - CSO INPUT'!$E$9:$AS$14,6,FALSE)),\"\",VLOOKUP(CONCATENATE('4 - CSO VOLUME'!AF$9,'4 - CSO VOLUME'!$X32),'CSO CALCULATIONS'!$A:$DA,105,FALSE))","v":""},{"$nulls":3},"14e.",{"$f":"IF(ISBLANK(HLOOKUP(AK$9,'2 - CSO INPUT'!$E$9:$AS$14,6,FALSE)),\"\",VLOOKUP(CONCATENATE('4 - CSO VOLUME'!AK$9,'4 - CSO VOLUME'!$AJ32),'CSO CALCULATIONS'!$A:$DA,105,FALSE))","v":""},{"$f":"IF(ISBLANK(HLOOKUP(AL$9,'2 - CSO INPUT'!$E$9:$AS$14,6,FALSE)),\"\",VLOOKUP(CONCATENATE('4 - CSO VOLUME'!AL$9,'4 - CSO VOLUME'!$AJ32),'CSO CALCULATIONS'!$A:$DA,105,FALSE))","v":""},{"$f":"IF(ISBLANK(HLOOKUP(AM$9,'2 - CSO INPUT'!$E$9:$AS$14,6,FALSE)),\"\",VLOOKUP(CONCATENATE('4 - CSO VOLUME'!AM$9,'4 - CSO VOLUME'!$AJ32),'CSO CALCULATIONS'!$A:$DA,105,FALSE))","v":""},{"$f":"IF(ISBLANK(HLOOKUP(AN$9,'2 - CSO INPUT'!$E$9:$AS$14,6,FALSE)),\"\",VLOOKUP(CONCATENATE('4 - CSO VOLUME'!AN$9,'4 - CSO VOLUME'!$AJ32),'CSO CALCULATIONS'!$A:$DA,105,FALSE))","v":""},{"$f":"IF(ISBLANK(HLOOKUP(AO$9,'2 - CSO INPUT'!$E$9:$AS$14,6,FALSE)),\"\",VLOOKUP(CONCATENATE('4 - CSO VOLUME'!AO$9,'4 - CSO VOLUME'!$AJ32),'CSO CALCULATIONS'!$A:$DA,105,FALSE))","v":""},{"$f":"IF(ISBLANK(HLOOKUP(AP$9,'2 - CSO INPUT'!$E$9:$AS$14,6,FALSE)),\"\",VLOOKUP(CONCATENATE('4 - CSO VOLUME'!AP$9,'4 - CSO VOLUME'!$AJ32),'CSO CALCULATIONS'!$A:$DA,105,FALSE))","v":""},{"$f":"IF(ISBLANK(HLOOKUP(AQ$9,'2 - CSO INPUT'!$E$9:$AS$14,6,FALSE)),\"\",VLOOKUP(CONCATENATE('4 - CSO VOLUME'!AQ$9,'4 - CSO VOLUME'!$AJ32),'CSO CALCULATIONS'!$A:$DA,105,FALSE))","v":""},{"$f":"IF(ISBLANK(HLOOKUP(AR$9,'2 - CSO INPUT'!$E$9:$AS$14,6,FALSE)),\"\",VLOOKUP(CONCATENATE('4 - CSO VOLUME'!AR$9,'4 - CSO VOLUME'!$AJ32),'CSO CALCULATIONS'!$A:$DA,105,FALSE))","v":""}]
[null,null,"14. CSO Flows","f.   Combined sewage diverted to WWTP (MG).",{"$f":"IF(ISBLANK(HLOOKUP(E$9,'2 - CSO INPUT'!$E$9:$AS$14,6,FALSE)),\"\",VLOOKUP(CONCATENATE('4 - CSO VOLUME'!E$9,'4 - CSO VOLUME'!$L33),'CSO CALCULATIONS'!$A:$DA,105,FALSE))","v":""},{"$f":"IF(ISBLANK(HLOOKUP(F$9,'2 - CSO INPUT'!$E$9:$AS$14,6,FALSE)),\"\",VLOOKUP(CONCATENATE('4 - CSO VOLUME'!F$9,'4 - CSO VOLUME'!$L33),'CSO CALCULATIONS'!$A:$DA,105,FALSE))","v":""},{"$f":"IF(ISBLANK(HLOOKUP(G$9,'2 - CSO INPUT'!$E$9:$AS$14,6,FALSE)),\"\",VLOOKUP(CONCATENATE('4 - CSO VOLUME'!G$9,'4 - CSO VOLUME'!$L33),'CSO CALCULATIONS'!$A:$DA,105,FALSE))","v":""},{"$f":"IF(ISBLANK(HLOOKUP(H$9,'2 - CSO INPUT'!$E$9:$AS$14,6,FALSE)),\"\",VLOOKUP(CONCATENATE('4 - CSO VOLUME'!H$9,'4 - CSO VOLUME'!$L33),'CSO CALCULATIONS'!$A:$DA,105,FALSE))","v":""},{"$nulls":3},"14f.",{"$f":"IF(ISBLANK(HLOOKUP(M$9,'2 - CSO INPUT'!$E$9:$AS$14,6,FALSE)),\"\",VLOOKUP(CONCATENATE('4 - CSO VOLUME'!M$9,'4 - CSO VOLUME'!$L33),'CSO CALCULATIONS'!$A:$DA,105,FALSE))","v":""},{"$f":"IF(ISBLANK(HLOOKUP(N$9,'2 - CSO INPUT'!$E$9:$AS$14,6,FALSE)),\"\",VLOOKUP(CONCATENATE('4 - CSO VOLUME'!N$9,'4 - CSO VOLUME'!$L33),'CSO CALCULATIONS'!$A:$DA,105,FALSE))","v":""},{"$f":"IF(ISBLANK(HLOOKUP(O$9,'2 - CSO INPUT'!$E$9:$AS$14,6,FALSE)),\"\",VLOOKUP(CONCATENATE('4 - CSO VOLUME'!O$9,'4 - CSO VOLUME'!$L33),'CSO CALCULATIONS'!$A:$DA,105,FALSE))","v":""},{"$f":"IF(ISBLANK(HLOOKUP(P$9,'2 - CSO INPUT'!$E$9:$AS$14,6,FALSE)),\"\",VLOOKUP(CONCATENATE('4 - CSO VOLUME'!P$9,'4 - CSO VOLUME'!$L33),'CSO CALCULATIONS'!$A:$DA,105,FALSE))","v":""},{"$f":"IF(ISBLANK(HLOOKUP(Q$9,'2 - CSO INPUT'!$E$9:$AS$14,6,FALSE)),\"\",VLOOKUP(CONCATENATE('4 - CSO VOLUME'!Q$9,'4 - CSO VOLUME'!$L33),'CSO CALCULATIONS'!$A:$DA,105,FALSE))","v":""},{"$f":"IF(ISBLANK(HLOOKUP(R$9,'2 - CSO INPUT'!$E$9:$AS$14,6,FALSE)),\"\",VLOOKUP(CONCATENATE('4 - CSO VOLUME'!R$9,'4 - CSO VOLUME'!$L33),'CSO CALCULATIONS'!$A:$DA,105,FALSE))","v":""},{"$f":"IF(ISBLANK(HLOOKUP(S$9,'2 - CSO INPUT'!$E$9:$AS$14,6,FALSE)),\"\",VLOOKUP(CONCATENATE('4 - CSO VOLUME'!S$9,'4 - CSO VOLUME'!$L33),'CSO CALCULATIONS'!$A:$DA,105,FALSE))","v":""},{"$f":"IF(ISBLANK(HLOOKUP(T$9,'2 - CSO INPUT'!$E$9:$AS$14,6,FALSE)),\"\",VLOOKUP(CONCATENATE('4 - CSO VOLUME'!T$9,'4 - CSO VOLUME'!$L33),'CSO CALCULATIONS'!$A:$DA,105,FALSE))","v":""},{"$nulls":3},"14f.",{"$f":"IF(ISBLANK(HLOOKUP(Y$9,'2 - CSO INPUT'!$E$9:$AS$14,6,FALSE)),\"\",VLOOKUP(CONCATENATE('4 - CSO VOLUME'!Y$9,'4 - CSO VOLUME'!$X33),'CSO CALCULATIONS'!$A:$DA,105,FALSE))","v":""},{"$f":"IF(ISBLANK(HLOOKUP(Z$9,'2 - CSO INPUT'!$E$9:$AS$14,6,FALSE)),\"\",VLOOKUP(CONCATENATE('4 - CSO VOLUME'!Z$9,'4 - CSO VOLUME'!$X33),'CSO CALCULATIONS'!$A:$DA,105,FALSE))","v":""},{"$f":"IF(ISBLANK(HLOOKUP(AA$9,'2 - CSO INPUT'!$E$9:$AS$14,6,FALSE)),\"\",VLOOKUP(CONCATENATE('4 - CSO VOLUME'!AA$9,'4 - CSO VOLUME'!$X33),'CSO CALCULATIONS'!$A:$DA,105,FALSE))","v":""},{"$f":"IF(ISBLANK(HLOOKUP(AB$9,'2 - CSO INPUT'!$E$9:$AS$14,6,FALSE)),\"\",VLOOKUP(CONCATENATE('4 - CSO VOLUME'!AB$9,'4 - CSO VOLUME'!$X33),'CSO CALCULATIONS'!$A:$DA,105,FALSE))","v":""},{"$f":"IF(ISBLANK(HLOOKUP(AC$9,'2 - CSO INPUT'!$E$9:$AS$14,6,FALSE)),\"\",VLOOKUP(CONCATENATE('4 - CSO VOLUME'!AC$9,'4 - CSO VOLUME'!$X33),'CSO CALCULATIONS'!$A:$DA,105,FALSE))","v":""},{"$f":"IF(ISBLANK(HLOOKUP(AD$9,'2 - CSO INPUT'!$E$9:$AS$14,6,FALSE)),\"\",VLOOKUP(CONCATENATE('4 - CSO VOLUME'!AD$9,'4 - CSO VOLUME'!$X33),'CSO CALCULATIONS'!$A:$DA,105,FALSE))","v":""},{"$f":"IF(ISBLANK(HLOOKUP(AE$9,'2 - CSO INPUT'!$E$9:$AS$14,6,FALSE)),\"\",VLOOKUP(CONCATENATE('4 - CSO VOLUME'!AE$9,'4 - CSO VOLUME'!$X33),'CSO CALCULATIONS'!$A:$DA,105,FALSE))","v":""},{"$f":"IF(ISBLANK(HLOOKUP(AF$9,'2 - CSO INPUT'!$E$9:$AS$14,6,FALSE)),\"\",VLOOKUP(CONCATENATE('4 - CSO VOLUME'!AF$9,'4 - CSO VOLUME'!$X33),'CSO CALCULATIONS'!$A:$DA,105,FALSE))","v":""},{"$nulls":3},"14f.",{"$f":"IF(ISBLANK(HLOOKUP(AK$9,'2 - CSO INPUT'!$E$9:$AS$14,6,FALSE)),\"\",VLOOKUP(CONCATENATE('4 - CSO VOLUME'!AK$9,'4 - CSO VOLUME'!$AJ33),'CSO CALCULATIONS'!$A:$DA,105,FALSE))","v":""},{"$f":"IF(ISBLANK(HLOOKUP(AL$9,'2 - CSO INPUT'!$E$9:$AS$14,6,FALSE)),\"\",VLOOKUP(CONCATENATE('4 - CSO VOLUME'!AL$9,'4 - CSO VOLUME'!$AJ33),'CSO CALCULATIONS'!$A:$DA,105,FALSE))","v":""},{"$f":"IF(ISBLANK(HLOOKUP(AM$9,'2 - CSO INPUT'!$E$9:$AS$14,6,FALSE)),\"\",VLOOKUP(CONCATENATE('4 - CSO VOLUME'!AM$9,'4 - CSO VOLUME'!$AJ33),'CSO CALCULATIONS'!$A:$DA,105,FALSE))","v":""},{"$f":"IF(ISBLANK(HLOOKUP(AN$9,'2 - CSO INPUT'!$E$9:$AS$14,6,FALSE)),\"\",VLOOKUP(CONCATENATE('4 - CSO VOLUME'!AN$9,'4 - CSO VOLUME'!$AJ33),'CSO CALCULATIONS'!$A:$DA,105,FALSE))","v":""},{"$f":"IF(ISBLANK(HLOOKUP(AO$9,'2 - CSO INPUT'!$E$9:$AS$14,6,FALSE)),\"\",VLOOKUP(CONCATENATE('4 - CSO VOLUME'!AO$9,'4 - CSO VOLUME'!$AJ33),'CSO CALCULATIONS'!$A:$DA,105,FALSE))","v":""},{"$f":"IF(ISBLANK(HLOOKUP(AP$9,'2 - CSO INPUT'!$E$9:$AS$14,6,FALSE)),\"\",VLOOKUP(CONCATENATE('4 - CSO VOLUME'!AP$9,'4 - CSO VOLUME'!$AJ33),'CSO CALCULATIONS'!$A:$DA,105,FALSE))","v":""},{"$f":"IF(ISBLANK(HLOOKUP(AQ$9,'2 - CSO INPUT'!$E$9:$AS$14,6,FALSE)),\"\",VLOOKUP(CONCATENATE('4 - CSO VOLUME'!AQ$9,'4 - CSO VOLUME'!$AJ33),'CSO CALCULATIONS'!$A:$DA,105,FALSE))","v":""},{"$f":"IF(ISBLANK(HLOOKUP(AR$9,'2 - CSO INPUT'!$E$9:$AS$14,6,FALSE)),\"\",VLOOKUP(CONCATENATE('4 - CSO VOLUME'!AR$9,'4 - CSO VOLUME'!$AJ33),'CSO CALCULATIONS'!$A:$DA,105,FALSE))","v":""}]

{"sheet":"5 - CSO VOLUME SUMMARY","index":4,"n_rows":16,"n_cols":5,"rows_kept":16}
["U.S. EPA Combined Sewer Overflow Model for Small Communities.\nRunoff Model Data Input, Page 5.\nTotal combined sewer system results are presented here. Only two data input cells are included, which refer to flows coming from outside individual CSO sub-sewersheds. The page is structured similar to page 1, with a single column of data input and calculation cells.\nEach line is prefixed by an item number in column C and a line letter in column D for a unique identification. The item number is continued sequentially from page 4. For example, the first line item on this page is Line 15 a.\nData input cells are identified as such along with a description of the data to be entered. Both data input cells on this page are optional and should only be populated if applicable to the combined sewer system.\nCalculation cells are identified as such and should not be changed in any way.\nFor specific instruction and recommendations on how to obtain certain data inputs, see the accompanying CSO Model User Guide.\nThe tab key can be used to navigate sequentially through the required inputs."]
[]
[null,null,"U.S. EPA Combined Sewer Overflow Model for Small Communities"]
[null,null,"CSO VOLUME SUMMARY, Page 5"]
[null,null,"Community name:",{"$f":"'1 - CSS INPUT'!E6","v":0}]
[null,null,"NPDES number:",{"$f":"'1 - CSS INPUT'!E7","v":0}]
[null,null,"Date:",{"$f":"'1 - CSS INPUT'!E8","v":"00:00:00"}]
[null,null,"CSO AND CSS VOLUMES"]
[]
[null,null,"15. Flow Conveyed to WWTP","a.   Combined sewage diverted to WWTP (MG).",{"$f":"IF('1 - CSS INPUT'!E16=\"Yes\",'WWTP CALCULATIONS'!CX4,\"\")","v":""}]
[null,null,"15. Flow Conveyed to WWTP","b.   Peak flow rate of sewage from non-CSO areas (MGD)."]
[null,null,"15. Flow Conveyed to WWTP","c.   Peak flow rate of sewage from satellite communities (MGD)."]
[null,null,"15. Flow Conveyed to WWTP","d.   Total sewage conveyed to WWTP (MG).",{"$f":"IF('1 - CSS INPUT'!E16=\"Yes\",'WWTP CALCULATIONS'!CX7,\"\")","v":""}]
[null,null,"16. Total Overflow Volumes","a.   Total CSO volume at all CSO outfalls (MG).",{"$f":"IF(ISBLANK('1 - CSS INPUT'!E18),\"\",'WWTP CALCULATIONS'!CX8)","v":""}]
[null,null,"16. Total Overflow Volumes","b.   Total treated CSO discharge (MG).",{"$f":"IF(ISBLANK('1 - CSS INPUT'!E18),\"\",'WWTP CALCULATIONS'!CX9)","v":""}]
[null,null,"16. Total Overflow Volumes","c.   Total untreated CSO discharge (MG).",{"$f":"IF(ISBLANK('1 - CSS INPUT'!E18),\"\",'WWTP CALCULATIONS'!CX10)","v":""}]

{"sheet":"F1 - RUNOFF VOLUME","index":5,"n_rows":0,"n_cols":0,"rows_kept":0}

{"sheet":"F2 - CSO VOLUME","index":6,"n_rows":0,"n_cols":0,"rows_kept":0}

{"sheet":"F3 - CSS FLOWS","index":7,"n_rows":0,"n_cols":0,"rows_kept":0}

{"sheet":"A1 - RAINFALL DEPTHS","index":8,"n_rows":41087,"n_cols":8,"rows_kept":4500,"cut":true,"merged":[[4,1,4,3]],"bounds":{"rows_first":2000,"rows_last":500,"rows_between":2000,"halvings":0}}
["U.S. EPA Combined Sewer Overflow Model for Small Communities\n85th Percentile Rainfall Depth Lookup, Appendix 1.\n\nIf using a design storm approach for Item 12 calculations, use the lookup tool below. The tool will return the 85th percentile rainfall depth associated with the entered ZIP Code. The 85th rainfall depth is increasingly being used in stormwater design manuals across the U.S. as a design standard that is protective of water quality (Shrestha et al., 2013).\n\nPress tab to go to the single data input cell, and tab again to go to the single result cell."]
[]
[null,"U.S. EPA Combined Sewer Overflow Model for Small Communities "]
[null,"85th Percentile Rainfall Depth Lookup, Appendix 1"]
[null,"If using a design storm approach for Item 12 calculations, use the lookup tool below. The tool will return the 85th percentile rainfall depth associated with the entered ZIP Code. The 85th rainfall depth is increasingly being used in stormwater design manuals across the U.S. as a design standard that is protective of water quality (Shrestha et al., 2013)."]
[{"$nulls":6},"ZIP_CODE","Shrestha_8"]
[null,"ZIP Code:",{"$nulls":4},"National Average",0.9112852242940529]
[null,"85th Percentile Rainfall Depth (inches):",{"$f":"IF(ISBLANK(C7),\"\",VLOOKUP(C7,G:H,2,FALSE))","v":""},{"$nulls":3},36539,1.3364]
[{"$nulls":6},36584,1.35792]
[{"$nulls":6},36913,1.29839]
[{"$nulls":6},37501,1.29883]
[{"$nulls":6},37544,1.29864]
[{"$nulls":6},38001,1.11617]
[{"$nulls":6},38002,1.26064]
[{"$nulls":6},38004,1.24241]
[{"$nulls":6},38006,1.12466]
[{"$nulls":6},38007,1.10396]
[{"$nulls":6},38008,1.1701]
[{"$nulls":6},38010,1.21102]
[{"$nulls":6},38011,1.2208]
[{"$nulls":6},38012,1.13967]
[{"$nulls":6},38014,1.26064]
[{"$nulls":6},38015,1.21175]
[{"$nulls":6},38016,1.27382]
[{"$nulls":6},38017,1.27115]
[{"$nulls":6},38018,1.28133]
[{"$nulls":6},38019,1.18295]
[{"$nulls":6},38021,1.10651]
[{"$nulls":6},38023,1.26323]
[{"$nulls":6},38024,1.10065]
[{"$nulls":6},38025,1.10065]
[{"$nulls":6},38027,1.27115]
[{"$nulls":6},38028,1.25843]
[{"$nulls":6},38029,1.28538]
[{"$nulls":6},38030,1.10391]
[{"$nulls":6},38034,1.10275]
[{"$nulls":6},38036,1.18413]
[{"$nulls":6},38037,1.10654]
[{"$nulls":6},38039,1.20369]
[{"$nulls":6},38040,1.11129]
[{"$nulls":6},38041,1.16219]
[{"$nulls":6},38042,1.18463]
[{"$nulls":6},38044,1.16669]
[{"$nulls":6},38045,1.18413]
[{"$nulls":6},38046,1.20369]
[{"$nulls":6},38047,1.10396]
[{"$nulls":6},38048,1.22603]
[{"$nulls":6},38049,1.20984]
[{"$nulls":6},38050,1.10651]
[{"$nulls":6},38052,1.17739]
[{"$nulls":6},38053,1.27995]
[{"$nulls":6},38054,1.27278]
[{"$nulls":6},38055,1.27278]
[{"$nulls":6},38057,1.22702]
[{"$nulls":6},38058,1.23395]
[{"$nulls":6},38059,1.10129]
[{"$nulls":6},38060,1.22603]
[{"$nulls":6},38061,1.17819]
[{"$nulls":6},38063,1.13155]
[{"$nulls":6},38066,1.25164]
[{"$nulls":6},38067,1.18304]
[{"$nulls":6},38068,1.21102]
[{"$nulls":6},38069,1.16347]
[{"$nulls":6},38070,1.10275]
[{"$nulls":6},38071,1.25507]
[{"$nulls":6},38075,1.16748]
[{"$nulls":6},38076,1.23548]
[{"$nulls":6},38077,1.10647]
[{"$nulls":6},38079,1.10718]
[{"$nulls":6},38080,1.10647]
[{"$nulls":6},38083,1.27995]
[{"$nulls":6},38088,1.28133]
[{"$nulls":6},38101,1.29864]
[{"$nulls":6},38103,1.29864]
[{"$nulls":6},38104,1.29864]
[{"$nulls":6},38105,1.29864]
[{"$nulls":6},38106,1.29864]
[{"$nulls":6},38107,1.29864]
[{"$nulls":6},38108,1.29179]
[{"$nulls":6},38109,1.29578]
[{"$nulls":6},38111,1.298]
[{"$nulls":6},38112,1.298]
[{"$nulls":6},38113,1.29488]
[{"$nulls":6},38114,1.29864]
[{"$nulls":6},38115,1.29348]
[{"$nulls":6},38116,1.29938]
[{"$nulls":6},38117,1.298]
[{"$nulls":6},38118,1.29883]
[{"$nulls":6},38119,1.29216]
[{"$nulls":6},38120,1.29216]
[{"$nulls":6},38122,1.298]
[{"$nulls":6},38124,1.298]
[{"$nulls":6},38125,1.29348]
[{"$nulls":6},38126,1.29864]
[{"$nulls":6},38127,1.29289]
[{"$nulls":6},38128,1.29179]
[{"$nulls":6},38130,1.29938]
[{"$nulls":6},38131,1.29938]
[{"$nulls":6},38132,1.29938]
[{"$nulls":6},38133,1.28538]
[{"$nulls":6},38134,1.28538]
[{"$nulls":6},38135,1.28538]
[{"$nulls":6},38136,1.29864]
[{"$nulls":6},38137,1.298]
[{"$nulls":6},38138,1.29216]
[{"$nulls":6},38139,1.28133]
[{"$nulls":6},38141,1.29348]
[{"$nulls":6},38145,1.29864]
[{"$nulls":6},38148,1.29864]
[{"$nulls":6},38150,1.29864]
[{"$nulls":6},38151,1.298]
[{"$nulls":6},38152,1.298]
[{"$nulls":6},38157,1.298]
[{"$nulls":6},38159,1.29864]
[{"$nulls":6},38161,1.29216]
[{"$nulls":6},38163,1.29864]
[{"$nulls":6},38166,1.29216]
[{"$nulls":6},38167,1.29289]
[{"$nulls":6},38168,1.29179]
[{"$nulls":6},38173,1.29864]
[{"$nulls":6},38174,1.29864]
[{"$nulls":6},38175,1.29348]
[{"$nulls":6},38177,1.298]
[{"$nulls":6},38181,1.29883]
[{"$nulls":6},38182,1.29289]
[{"$nulls":6},38183,1.29216]
[{"$nulls":6},38184,1.28538]
[{"$nulls":6},38186,1.29938]
[{"$nulls":6},38187,1.29216]
[{"$nulls":6},38188,1.29216]
[{"$nulls":6},38190,1.29938]
[{"$nulls":6},38193,1.29883]
[{"$nulls":6},38194,1.29938]
[{"$nulls":6},38197,1.29216]
[{"$nulls":6},38201,1.10103]
[{"$nulls":6},38220,1.11039]
[{"$nulls":6},38223,1.08169]
[{"$nulls":6},38224,1.07772]
[{"$nulls":6},38225,1.09556]
[{"$nulls":6},38226,1.0846]
[{"$nulls":6},38229,1.09486]
[{"$nulls":6},38230,1.10751]
[{"$nulls":6},38231,1.08046]
[{"$nulls":6},38232,1.1048]
[{"$nulls":6},38233,1.10444]
[{"$nulls":6},38235,1.10449]
[{"$nulls":6},38237,1.09865]
[{"$nulls":6},38238,1.09865]
[{"$nulls":6},38240,1.10302]
[{"$nulls":6},38241,1.08324]
[{"$nulls":6},38253,1.10412]
[{"$nulls":6},38254,1.10416]
[{"$nulls":6},38255,1.10091]
[{"$nulls":6},38257,1.09297]
[{"$nulls":6},38258,1.10725]
[{"$nulls":6},38259,1.10344]
[{"$nulls":6},38260,1.1026]
[{"$nulls":6},38261,1.10116]
[{"$nulls":6},38271,1.0993]
[{"$nulls":6},38281,1.0997]
[{"$nulls":6},38301,1.13405]
[{"$nulls":6},38302,1.13405]
[{"$nulls":6},38303,1.12798]
[{"$nulls":6},38305,1.12798]
[{"$nulls":6},38308,1.12798]
[{"$nulls":6},38313,1.13237]
[{"$nulls":6},38314,1.13405]
[{"$nulls":6},38315,1.155]
[{"$nulls":6},38316,1.10938]
[{"$nulls":6},38321,1.1118]
[{"$nulls":6},38324,1.10567]
[{"$nulls":6},38330,1.10715]
[{"$nulls":6},38331,1.10569]
[{"$nulls":6},38332,1.14559]
[{"$nulls":6},38334,1.14751]
[{"$nulls":6},38336,1.11876]
[{"$nulls":6},38337,1.11876]
[{"$nulls":6},38338,1.11839]
[{"$nulls":6},38339,1.16499]
[{"$nulls":6},38340,1.14293]
[{"$nulls":6},38343,1.11635]
[{"$nulls":6},38344,1.10086]
[{"$nulls":6},38345,1.1289]
[{"$nulls":6},38346,1.10938]
[{"$nulls":6},38347,1.13371]
[{"$nulls":6},38348,1.11384]
[{"$nulls":6},38351,1.11288]
[{"$nulls":6},38352,1.13083]
[{"$nulls":6},38355,1.11926]
[{"$nulls":6},38356,1.14062]
[{"$nulls":6},38357,1.1628]
[{"$nulls":6},38358,1.11168]
[{"$nulls":6},38362,1.12333]
[{"$nulls":6},38366,1.13919]
[{"$nulls":6},38367,1.17053]
[{"$nulls":6},38369,1.10488]
[{"$nulls":6},38375,1.15794]
[{"$nulls":6},38377,1.14062]
[{"$nulls":6},38378,1.12296]
[{"$nulls":6},38379,1.15829]
[{"$nulls":6},38381,1.14991]
[{"$nulls":6},38382,1.11302]
[{"$nulls":6},38389,1.10443]
[{"$nulls":6},38391,1.13439]
[{"$nulls":6},38392,1.14362]
[{"$nulls":6},38393,1.17053]
[{"$nulls":6},38601,1.24066]
[{"$nulls":6},38602,1.27175]
[{"$nulls":6},38603,1.21358]
[{"$nulls":6},38606,1.2563]
[{"$nulls":6},38609,1.25338]
[{"$nulls":6},38610,1.20356]
[{"$nulls":6},38611,1.26751]
[{"$nulls":6},38614,1.24902]
[{"$nulls":6},38617,1.24941]
[{"$nulls":6},38618,1.27306]
[{"$nulls":6},38619,1.25973]
[{"$nulls":6},38620,1.25658]
[{"$nulls":6},38621,1.25986]
[{"$nulls":6},38622,1.25448]
[{"$nulls":6},38623,1.25289]
[{"$nulls":6},38625,1.19355]
[{"$nulls":6},38626,1.25559]
[{"$nulls":6},38627,1.22456]
[{"$nulls":6},38628,1.25289]
[{"$nulls":6},38629,1.19213]
[{"$nulls":6},38630,1.24902]
[{"$nulls":6},38631,1.24611]
[{"$nulls":6},38632,1.2896]
[{"$nulls":6},38633,1.21661]
[{"$nulls":6},38634,1.24241]
[{"$nulls":6},38635,1.24241]
[{"$nulls":6},38637,1.29596]
[{"$nulls":6},38638,1.27306]
[{"$nulls":6},38639,1.24595]
[{"$nulls":6},38641,1.2872]
[{"$nulls":6},38642,1.2189]
[{"$nulls":6},38643,1.25923]
[{"$nulls":6},38644,1.25063]
[{"$nulls":6},38645,1.24973]
[{"$nulls":6},38646,1.25415]
[{"$nulls":6},38647,1.2189]
[{"$nulls":6},38649,1.25745]
[{"$nulls":6},38650,1.21089]
[{"$nulls":6},38651,1.2896]
[{"$nulls":6},38652,1.20684]
[{"$nulls":6},38654,1.29042]
[{"$nulls":6},38655,1.24305]
[{"$nulls":6},38658,1.25658]
[{"$nulls":6},38659,1.2243]
[{"$nulls":6},38661,1.25597]
[{"$nulls":6},38663,1.19546]
[{"$nulls":6},38664,1.27644]
[{"$nulls":6},38665,1.26485]
[{"$nulls":6},38666,1.26071]
[{"$nulls":6},38668,1.26483]
[{"$nulls":6},38669,1.24902]
[{"$nulls":6},38670,1.25905]
[{"$nulls":6},38671,1.29596]
[{"$nulls":6},38672,1.2953]
[{"$nulls":6},38673,1.24031]
[{"$nulls":6},38674,1.19213]
[{"$nulls":6},38675,1.24305]
[{"$nulls":6},38676,1.26078]
[{"$nulls":6},38677,1.24305]
[{"$nulls":6},38679,1.26751]
[{"$nulls":6},38680,1.29287]
[{"$nulls":6},38683,1.18807]
[{"$nulls":6},38685,1.2431]
[{"$nulls":6},38686,1.287]
[{"$nulls":6},38701,1.2672]
[{"$nulls":6},38702,1.2672]
[{"$nulls":6},38703,1.2672]
[{"$nulls":6},38704,1.2672]
[{"$nulls":6},38720,1.24935]
[{"$nulls":6},38721,1.25586]
[{"$nulls":6},38722,1.2628]
[{"$nulls":6},38723,1.26536]
[{"$nulls":6},38725,1.26353]
[{"$nulls":6},38726,1.25741]
[{"$nulls":6},38730,1.26361]
[{"$nulls":6},38731,1.27255]
[{"$nulls":6},38732,1.2564]
[{"$nulls":6},38733,1.2564]
[{"$nulls":6},38736,1.25072]
[{"$nulls":6},38737,1.25357]
[{"$nulls":6},38738,1.25441]
[{"$nulls":6},38739,1.25729]
[{"$nulls":6},38740,1.2593]
[{"$nulls":6},38744,1.26896]
[{"$nulls":6},38745,1.2606]
[{"$nulls":6},38746,1.25903]
[{"$nulls":6},38748,1.26124]
[{"$nulls":6},38749,1.25983]
[{"$nulls":6},38751,1.26009]
[{"$nulls":6},38753,1.26249]
[{"$nulls":6},38754,1.26013]
[{"$nulls":6},38756,1.2657]
[{"$nulls":6},38759,1.25738]
[{"$nulls":6},38760,1.2672]
[{"$nulls":6},38761,1.26079]
[{"$nulls":6},38762,1.25738]
[{"$nulls":6},38764,1.25687]
[{"$nulls":6},38765,1.25773]
[{"$nulls":6},38767,1.24935]
[{"$nulls":6},38768,1.25441]
[{"$nulls":6},38769,1.25879]
[{"$nulls":6},38771,1.25244]
[{"$nulls":6},38772,1.2639]
[{"$nulls":6},38773,1.2625]
[{"$nulls":6},38774,1.25834]
[{"$nulls":6},38776,1.2657]
[{"$nulls":6},38778,1.2606]
[{"$nulls":6},38780,1.26803]
[{"$nulls":6},38781,1.25834]
[{"$nulls":6},38782,1.26513]
[{"$nulls":6},38801,1.21472]
[{"$nulls":6},38802,1.21213]
[{"$nulls":6},38803,1.21472]
[{"$nulls":6},38804,1.20974]
[{"$nulls":6},38820,1.22216]
[{"$nulls":6},38821,1.21481]
[{"$nulls":6},38824,1.19204]
[{"$nulls":6},38825,1.21653]
[{"$nulls":6},38826,1.21472]
[{"$nulls":6},38828,1.21238]
[{"$nulls":6},38829,1.18313]
[{"$nulls":6},38834,1.1719]
[{"$nulls":6},38835,1.16929]
[{"$nulls":6},38839,1.24383]
[{"$nulls":6},38841,1.21905]
[{"$nulls":6},38843,1.20367]
[{"$nulls":6},38846,1.17113]
[{"$nulls":6},38849,1.19204]
[{"$nulls":6},38850,1.22559]
[{"$nulls":6},38851,1.22754]
[{"$nulls":6},38855,1.20553]
[{"$nulls":6},38856,1.18711]
[{"$nulls":6},38857,1.20755]
[{"$nulls":6},38858,1.21349]
[{"$nulls":6},38859,1.18193]
[{"$nulls":6},38860,1.22004]
[{"$nulls":6},38862,1.21255]
[{"$nulls":6},38863,1.22216]
[{"$nulls":6},38864,1.22859]
[{"$nulls":6},38865,1.17968]
[{"$nulls":6},38866,1.2069]
[{"$nulls":6},38868,1.21735]
[{"$nulls":6},38869,1.21238]
[{"$nulls":6},38871,1.22739]
[{"$nulls":6},38874,1.22739]
[{"$nulls":6},38875,1.22754]
[{"$nulls":6},38877,1.22754]
[{"$nulls":6},38878,1.24281]
[{"$nulls":6},38879,1.21472]
[{"$nulls":6},38880,1.18636]
[{"$nulls":6},38901,1.24845]
[{"$nulls":6},38902,1.24845]
[{"$nulls":6},38913,1.2428]
[{"$nulls":6},38914,1.24576]
[{"$nulls":6},38915,1.24322]
[{"$nulls":6},38916,1.24383]
[{"$nulls":6},38917,1.25256]
[{"$nulls":6},38920,1.2504]
[{"$nulls":6},38921,1.254]
[{"$nulls":6},38922,1.24779]
[{"$nulls":6},38923,1.25677]
[{"$nulls":6},38924,1.25373]
[{"$nulls":6},38925,1.24762]
[{"$nulls":6},38926,1.24845]
[{"$nulls":6},38927,1.25521]
[{"$nulls":6},38928,1.25746]
[{"$nulls":6},38929,1.24701]
[{"$nulls":6},38930,1.2514]
[{"$nulls":6},38935,1.2514]
[{"$nulls":6},38940,1.25478]
[{"$nulls":6},38941,1.25937]
[{"$nulls":6},38943,1.24682]
[{"$nulls":6},38944,1.25678]
[{"$nulls":6},38945,1.2514]
[{"$nulls":6},38946,1.25765]
[{"$nulls":6},38947,1.25142]
[{"$nulls":6},38948,1.25416]
[{"$nulls":6},38949,1.24549]
[{"$nulls":6},38950,1.25567]
[{"$nulls":6},38951,1.24251]
[{"$nulls":6},38952,1.25548]
[{"$nulls":6},38953,1.25087]
[{"$nulls":6},38954,1.25659]
[{"$nulls":6},38955,1.24592]
[{"$nulls":6},38957,1.25412]
[{"$nulls":6},38958,1.25746]
[{"$nulls":6},38959,1.25491]
[{"$nulls":6},38960,1.24799]
[{"$nulls":6},38961,1.25229]
[{"$nulls":6},38962,1.25305]
[{"$nulls":6},38963,1.25578]
[{"$nulls":6},38964,1.25731]
[{"$nulls":6},38965,1.24933]
[{"$nulls":6},38966,1.25412]
[{"$nulls":6},38967,1.24731]
[{"$nulls":6},39038,1.2555]
[{"$nulls":6},39039,1.23161]
[{"$nulls":6},39040,1.226]
[{"$nulls":6},39041,1.22257]
[{"$nulls":6},39042,1.20448]
[{"$nulls":6},39043,1.20081]
[{"$nulls":6},39044,1.22188]
[{"$nulls":6},39045,1.23115]
[{"$nulls":6},39046,1.21036]
[{"$nulls":6},39047,1.20151]
[{"$nulls":6},39051,1.25868]
[{"$nulls":6},39054,1.26547]
[{"$nulls":6},39056,1.20848]
[{"$nulls":6},39057,1.27418]
[{"$nulls":6},39058,1.20814]
[{"$nulls":6},39059,1.22874]
[{"$nulls":6},39060,1.20848]
[{"$nulls":6},39061,1.25954]
[{"$nulls":6},39062,1.22188]
[{"$nulls":6},39063,1.25038]
[{"$nulls":6},39066,1.24066]
[{"$nulls":6},39067,1.25637]
[{"$nulls":6},39069,1.29583]
[{"$nulls":6},39071,1.21582]
[{"$nulls":6},39073,1.20869]
[{"$nulls":6},39074,1.25632]
[{"$nulls":6},39077,1.24043]
[{"$nulls":6},39078,1.24316]
[{"$nulls":6},39079,1.23899]
[{"$nulls":6},39080,1.25628]
[{"$nulls":6},39081,1.29583]
[{"$nulls":6},39082,1.22755]
[{"$nulls":6},39083,1.25096]
[{"$nulls":6},39086,1.26704]
[{"$nulls":6},39087,1.23236]
[{"$nulls":6},39088,1.25197]
[{"$nulls":6},39090,1.25236]
[{"$nulls":6},39092,1.26735]
[{"$nulls":6},39094,1.23661]
[{"$nulls":6},39095,1.24699]
[{"$nulls":6},39096,1.28995]
[{"$nulls":6},39097,1.24717]
[{"$nulls":6},39098,1.23236]
[{"$nulls":6},39107,1.25347]
[{"$nulls":6},39108,1.26448]
[{"$nulls":6},39109,1.25868]
[{"$nulls":6},39110,1.20462]
[{"$nulls":6},39111,1.25605]
[{"$nulls":6},39113,1.26793]
[{"$nulls":6},39114,1.23884]
[{"$nulls":6},39115,1.25204]
[{"$nulls":6},39116,1.26844]
[{"$nulls":6},39117,1.23266]
[{"$nulls":6},39119,1.27206]
[{"$nulls":6},39120,1.31921]
[{"$nulls":6},39121,1.31921]
[{"$nulls":6},39122,1.31921]
[{"$nulls":6},39130,1.20462]
[{"$nulls":6},39140,1.25264]
[{"$nulls":6},39144,1.27886]
[{"$nulls":6},39145,1.21143]
[{"$nulls":6},39146,1.23692]
[{"$nulls":6},39148,1.21805]
[{"$nulls":6},39149,1.24032]
[{"$nulls":6},39150,1.28466]
[{"$nulls":6},39151,1.22921]
[{"$nulls":6},39152,1.24791]
[{"$nulls":6},39153,1.26599]
[{"$nulls":6},39154,1.21728]
[{"$nulls":6},39156,1.25526]
[{"$nulls":6},39157,1.20104]
[{"$nulls":6},39158,1.20104]
[{"$nulls":6},39159,1.25586]
[{"$nulls":6},39160,1.24978]
[{"$nulls":6},39161,1.21465]
[{"$nulls":6},39162,1.2371]
[{"$nulls":6},39163,1.21036]
[{"$nulls":6},39165,1.32902]
[{"$nulls":6},39166,1.24813]
[{"$nulls":6},39167,1.20943]
[{"$nulls":6},39168,1.28217]
[{"$nulls":6},39169,1.2503]
[{"$nulls":6},39170,1.21557]
[{"$nulls":6},39171,1.24742]
[{"$nulls":6},39173,1.23598]
[{"$nulls":6},39174,1.20357]
[{"$nulls":6},39175,1.24682]
[{"$nulls":6},39176,1.25069]
[{"$nulls":6},39177,1.25582]
[{"$nulls":6},39179,1.22974]
[{"$nulls":6},39180,1.2568]
[{"$nulls":6},39181,1.2568]
[{"$nulls":6},39182,1.2568]
[{"$nulls":6},39183,1.25554]
[{"$nulls":6},39189,1.26434]
[{"$nulls":6},39190,1.31921]
[{"$nulls":6},39191,1.26239]
[{"$nulls":6},39192,1.24929]
[{"$nulls":6},39193,1.20293]
[{"$nulls":6},39194,1.23573]
[{"$nulls":6},39201,1.20301]
[{"$nulls":6},39202,1.20301]
[{"$nulls":6},39203,1.20301]
[{"$nulls":6},39204,1.20301]
[{"$nulls":6},39205,1.20301]
[{"$nulls":6},39206,1.20357]
[{"$nulls":6},39207,1.20301]
[{"$nulls":6},39208,1.20035]
[{"$nulls":6},39209,1.20814]
[{"$nulls":6},39210,1.20301]
[{"$nulls":6},39211,1.20104]
[{"$nulls":6},39212,1.21051]
[{"$nulls":6},39213,1.20357]
[{"$nulls":6},39215,1.20301]
[{"$nulls":6},39216,1.20301]
[{"$nulls":6},39217,1.20301]
[{"$nulls":6},39218,1.20548]
[{"$nulls":6},39225,1.20301]
[{"$nulls":6},39232,1.20151]
[{"$nulls":6},39236,1.20104]
[{"$nulls":6},39250,1.20301]
[{"$nulls":6},39269,1.20301]
[{"$nulls":6},39271,1.20301]
[{"$nulls":6},39272,1.21051]
[{"$nulls":6},39282,1.20814]
[{"$nulls":6},39283,1.20301]
[{"$nulls":6},39284,1.20814]
[{"$nulls":6},39286,1.20357]
[{"$nulls":6},39288,1.20035]
[{"$nulls":6},39289,1.20301]
[{"$nulls":6},39296,1.20301]
[{"$nulls":6},39298,1.20035]
[{"$nulls":6},39301,1.29939]
[{"$nulls":6},39302,1.29984]
[{"$nulls":6},39303,1.29984]
[{"$nulls":6},39304,1.29984]
[{"$nulls":6},39305,1.29797]
[{"$nulls":6},39307,1.29984]
[{"$nulls":6},39309,1.29557]
[{"$nulls":6},39320,1.29599]
[{"$nulls":6},39322,1.31521]
[{"$nulls":6},39323,1.29797]
[{"$nulls":6},39324,1.30732]
[{"$nulls":6},39325,1.29589]
[{"$nulls":6},39326,1.29557]
[{"$nulls":6},39327,1.28841]
[{"$nulls":6},39328,1.2883]
[{"$nulls":6},39330,1.29886]
[{"$nulls":6},39332,1.29505]
[{"$nulls":6},39335,1.29438]
[{"$nulls":6},39336,1.28423]
[{"$nulls":6},39337,1.29316]
[{"$nulls":6},39338,1.28495]
[{"$nulls":6},39339,1.27148]
[{"$nulls":6},39341,1.26262]
[{"$nulls":6},39342,1.29923]
[{"$nulls":6},39345,1.28423]
[{"$nulls":6},39346,1.27484]
[{"$nulls":6},39347,1.29601]
[{"$nulls":6},39348,1.29374]
[{"$nulls":6},39350,1.28069]
[{"$nulls":6},39352,1.28899]
[{"$nulls":6},39354,1.28536]
[{"$nulls":6},39355,1.29796]
[{"$nulls":6},39356,1.29412]
[{"$nulls":6},39358,1.28105]
[{"$nulls":6},39359,1.26434]
[{"$nulls":6},39360,1.30023]
[{"$nulls":6},39361,1.27445]
[{"$nulls":6},39362,1.33161]
[{"$nulls":6},39363,1.29848]
[{"$nulls":6},39364,1.29578]
[{"$nulls":6},39365,1.28624]
[{"$nulls":6},39366,1.29763]
[{"$nulls":6},39367,1.30732]
[{"$nulls":6},39401,1.32152]
[{"$nulls":6},39402,1.32272]
[{"$nulls":6},39403,1.32152]
[{"$nulls":6},39404,1.32272]
[{"$nulls":6},39406,1.32152]
[{"$nulls":6},39407,1.33003]
[{"$nulls":6},39421,1.29678]
[{"$nulls":6},39422,1.28463]
[{"$nulls":6},39423,1.33611]
[{"$nulls":6},39425,1.34392]
[{"$nulls":6},39426,1.38114]
[{"$nulls":6},39427,1.28324]
[{"$nulls":6},39428,1.28605]
[{"$nulls":6},39429,1.31994]
[{"$nulls":6},39436,1.30839]
[{"$nulls":6},39437,1.30252]
[{"$nulls":6},39439,1.29548]
[{"$nulls":6},39440,1.30044]
[{"$nulls":6},39441,1.30044]
[{"$nulls":6},39442,1.30044]
[{"$nulls":6},39443,1.29536]
[{"$nulls":6},39451,1.36241]
[{"$nulls":6},39452,1.38244]
[{"$nulls":6},39455,1.34526]
[{"$nulls":6},39456,1.35321]
[{"$nulls":6},39457,1.38114]
[{"$nulls":6},39459,1.30839]
[{"$nulls":6},39460,1.28891]
[{"$nulls":6},39461,1.34443]
[{"$nulls":6},39462,1.33265]
[{"$nulls":6},39463,1.38853]
[{"$nulls":6},39464,1.31089]
[{"$nulls":6},39465,1.31726]
[{"$nulls":6},39466,1.38853]
[{"$nulls":6},39470,1.36155]
[{"$nulls":6},39474,1.27196]
[{"$nulls":6},39475,1.32986]
[{"$nulls":6},39476,1.3328]
[{"$nulls":6},39477,1.29803]
[{"$nulls":6},39478,1.34175]
[{"$nulls":6},39479,1.29805]
[{"$nulls":6},39480,1.29182]
[{"$nulls":6},39481,1.28778]
[{"$nulls":6},39482,1.31095]
[{"$nulls":6},39483,1.33132]
[{"$nulls":6},39501,1.36267]
[{"$nulls":6},39502,1.36267]
[{"$nulls":6},39503,1.36276]
[{"$nulls":6},39505,1.36276]
[{"$nulls":6},39506,1.36268]
[{"$nulls":6},39507,1.36268]
[{"$nulls":6},39520,1.37396]
[{"$nulls":6},39521,1.37396]
[{"$nulls":6},39522,1.40056]
[{"$nulls":6},39525,1.37373]
[{"$nulls":6},39529,1.40056]
[{"$nulls":6},39530,1.36416]
[{"$nulls":6},39531,1.36416]
[{"$nulls":6},39532,1.36525]
[{"$nulls":6},39533,1.36416]
[{"$nulls":6},39534,1.36416]
[{"$nulls":6},39535,1.36416]
[{"$nulls":6},39540,1.36525]
[{"$nulls":6},39552,1.38217]
[{"$nulls":6},39553,1.37332]
[{"$nulls":6},39555,1.39234]
[{"$nulls":6},39556,1.37205]
[{"$nulls":6},39558,1.38169]
[{"$nulls":6},39560,1.36426]
[{"$nulls":6},39561,1.35763]
[{"$nulls":6},39562,1.39071]
[{"$nulls":6},39563,1.37819]
[{"$nulls":6},39564,1.37073]
[{"$nulls":6},39565,1.37249]
[{"$nulls":6},39566,1.36693]
[{"$nulls":6},39567,1.37819]
[{"$nulls":6},39568,1.37819]
[{"$nulls":6},39569,1.37819]
[{"$nulls":6},39571,1.36756]
[{"$nulls":6},39572,1.3916]
[{"$nulls":6},39573,1.35763]
[{"$nulls":6},39574,1.36192]
[{"$nulls":6},39576,1.37396]
[{"$nulls":6},39577,1.35305]
[{"$nulls":6},39581,1.37819]
[{"$nulls":6},39595,1.37819]
[{"$nulls":6},39601,1.28989]
[{"$nulls":6},39602,1.28989]
[{"$nulls":6},39603,1.28989]
[{"$nulls":6},39629,1.30159]
[{"$nulls":6},39630,1.31438]
[{"$nulls":6},39631,1.3496]
[{"$nulls":6},39632,1.36209]
[{"$nulls":6},39633,1.3359]
[{"$nulls":6},39635,1.33742]
[{"$nulls":6},39638,1.34232]
[{"$nulls":6},39641,1.30825]
[{"$nulls":6},39643,1.33198]
[{"$nulls":6},39645,1.3413]
[{"$nulls":6},39647,1.30786]
[{"$nulls":6},39648,1.33742]
[{"$nulls":6},39649,1.33742]
[{"$nulls":6},39652,1.34964]
[{"$nulls":6},39653,1.31438]
[{"$nulls":6},39654,1.28157]
[{"$nulls":6},39656,1.29584]
[{"$nulls":6},39657,1.36209]
[{"$nulls":6},39661,1.32018]
[{"$nulls":6},39662,1.30954]
[{"$nulls":6},39663,1.28205]
[{"$nulls":6},39664,1.32885]
[{"$nulls":6},39665,1.26907]
[{"$nulls":6},39666,1.32536]
[{"$nulls":6},39667,1.3455]
[{"$nulls":6},39668,1.29767]
[{"$nulls":6},39669,1.34894]
[{"$nulls":6},39701,1.23106]
[{"$nulls":6},39703,1.23106]
[{"$nulls":6},39705,1.22509]
[{"$nulls":6},39710,1.22271]
[{"$nulls":6},39730,1.22293]
[{"$nulls":6},39735,1.25343]
[{"$nulls":6},39736,1.25421]
[{"$nulls":6},39737,1.24871]
[{"$nulls":6},39739,1.25745]
[{"$nulls":6},39741,1.23333]
[{"$nulls":6},39743,1.25361]
[{"$nulls":6},39744,1.24871]
[{"$nulls":6},39745,1.25274]
[{"$nulls":6},39746,1.21737]
[{"$nulls":6},39747,1.24857]
[{"$nulls":6},39750,1.24883]
[{"$nulls":6},39751,1.24632]
[{"$nulls":6},39752,1.24883]
[{"$nulls":6},39753,1.23918]
[{"$nulls":6},39754,1.23509]
[{"$nulls":6},39755,1.24838]
[{"$nulls":6},39756,1.229]
[{"$nulls":6},39759,1.25143]
[{"$nulls":6},39760,1.25143]
[{"$nulls":6},39762,1.25091]
[{"$nulls":6},39767,1.24925]
[{"$nulls":6},39769,1.25815]
[{"$nulls":6},39771,1.24871]
[{"$nulls":6},39772,1.25438]
[{"$nulls":6},39773,1.23509]
[{"$nulls":6},39776,1.24318]
[{"$nulls":6},42001,1.04867]
[{"$nulls":6},42002,1.04867]
[{"$nulls":6},42003,1.04296]
[{"$nulls":6},42021,1.08684]
[{"$nulls":6},42022,1.04862]
[{"$nulls":6},42023,1.0763]
[{"$nulls":6},42024,1.06651]
[{"$nulls":6},42027,1.05277]
[{"$nulls":6},42031,1.09077]
[{"$nulls":6},42032,1.08392]
[{"$nulls":6},42035,1.05556]
[{"$nulls":6},42039,1.07803]
[{"$nulls":6},42040,1.05903]
[{"$nulls":6},42041,1.09297]
[{"$nulls":6},42050,1.09855]
[{"$nulls":6},42051,1.06114]
[{"$nulls":6},42053,1.04862]
[{"$nulls":6},42054,1.05903]
[{"$nulls":6},42056,1.05362]
[{"$nulls":6},42058,1.03941]
[{"$nulls":6},42060,1.05556]
[{"$nulls":6},42061,1.06961]
[{"$nulls":6},42063,1.06824]
[{"$nulls":6},42066,1.06516]
[{"$nulls":6},42069,1.05652]
[{"$nulls":6},42070,1.08371]
[{"$nulls":6},42079,1.06824]
[{"$nulls":6},42081,1.0331]
[{"$nulls":6},42082,1.04894]
[{"$nulls":6},42085,1.08957]
[{"$nulls":6},42086,1.04758]
[{"$nulls":6},42087,1.06651]
[{"$nulls":6},42088,1.08179]
[{"$nulls":6},52632,0.953067]
[{"$nulls":6},61411,0.932231]
[{"$nulls":6},61440,0.934454]
[{"$nulls":6},61441,0.923926]
[{"$nulls":6},61452,0.938748]
[{"$nulls":6},61482,0.928552]
[{"$nulls":6},61484,0.927622]
[{"$nulls":6},61501,0.924928]
[{"$nulls":6},61532,0.90745]
[{"$nulls":6},61534,0.905399]
[{"$nulls":6},61542,0.916738]
[{"$nulls":6},61543,0.913098]
[{"$nulls":6},61567,0.911]
[{"$nulls":6},61721,0.909338]
[{"$nulls":6},61723,0.910683]
[{"$nulls":6},61724,0.90947]
[{"$nulls":6},61727,0.91316]
[{"$nulls":6},61734,0.905363]
[{"$nulls":6},61735,0.910598]
[{"$nulls":6},61736,0.909575]
[{"$nulls":6},61745,0.912369]
[{"$nulls":6},61747,0.907536]
[{"$nulls":6},61749,0.912037]
[{"$nulls":6},61750,0.914881]
[{"$nulls":6},61751,0.909559]
[{"$nulls":6},61752,0.91001]
[{"$nulls":6},61754,0.910426]
[{"$nulls":6},61756,0.914715]
[{"$nulls":6},61772,0.911108]
[{"$nulls":6},61777,0.91359]
[{"$nulls":6},61778,0.911772]
[{"$nulls":6},61813,0.915746]
[{"$nulls":6},61818,0.918538]
[{"$nulls":6},61830,0.914134]
[{"$nulls":6},61839,0.913668]
[{"$nulls":6},61842,0.910501]
[{"$nulls":6},61845,0.908179]
[{"$nulls":6},61851,0.915884]
[{"$nulls":6},61853,0.909228]
[{"$nulls":6},61854,0.909804]
[{"$nulls":6},61855,0.915454]
[{"$nulls":6},61856,0.914717]
[{"$nulls":6},61875,0.913762]
[{"$nulls":6},61882,0.913384]
[{"$nulls":6},61884,0.914773]
[{"$nulls":6},61911,0.923569]
[{"$nulls":6},61913,0.921894]
[{"$nulls":6},61914,0.921375]
[{"$nulls":6},61925,0.920287]
[{"$nulls":6},61928,0.936012]
[{"$nulls":6},61929,0.921395]
[{"$nulls":6},61936,0.919874]
[{"$nulls":6},61937,0.922273]
[{"$nulls":6},61951,0.924777]
[{"$nulls":6},61957,0.935112]
[{"$nulls":6},62001,0.974332]
[{"$nulls":6},62002,0.990537]
[{"$nulls":6},62006,0.989451]
[{"$nulls":6},62009,0.957578]
[{"$nulls":6},62010,0.982894]
[{"$nulls":6},62011,0.942228]
[{"$nulls":6},62012,0.982508]
[{"$nulls":6},62013,0.995724]
[{"$nulls":6},62014,0.9709]
[{"$nulls":6},62015,0.937372]
[{"$nulls":6},62016,0.969819]
[{"$nulls":6},62017,0.94195]
[{"$nulls":6},62018,0.993866]
[{"$nulls":6},62019,0.94848]
[{"$nulls":6},62021,0.982894]
[{"$nulls":6},62022,0.991961]
[{"$nulls":6},62023,0.950585]
[{"$nulls":6},62024,0.993866]
[{"$nulls":6},62025,0.983509]
[{"$nulls":6},62026,0.992228]
[{"$nulls":6},62027,0.973599]
[{"$nulls":6},62028,0.997099]
[{"$nulls":6},62030,0.979744]
[{"$nulls":6},62031,0.985375]
[{"$nulls":6},62032,0.941846]
[{"$nulls":6},62033,0.957578]
[{"$nulls":6},62034,0.988473]
[{"$nulls":6},62035,0.994087]
[{"$nulls":6},62036,0.99785]
[{"$nulls":6},62037,0.997099]
[{"$nulls":6},62040,0.995569]
[{"$nulls":6},62044,0.961893]
[{"$nulls":6},62045,0.97939]
[{"$nulls":6},62046,0.978678]
[{"$nulls":6},62047,0.984488]
[{"$nulls":6},62048,0.993866]
[{"$nulls":6},62049,0.942706]
[{"$nulls":6},62050,0.96195]
[{"$nulls":6},62051,0.936356]
[{"$nulls":6},62052,0.983224]
[{"$nulls":6},62053,0.973599]
[{"$nulls":6},62054,0.977714]
[{"$nulls":6},62056,0.939307]
[{"$nulls":6},62058,0.969195]
[{"$nulls":6},62059,0.998193]
[{"$nulls":6},62060,0.996161]
[{"$nulls":6},62061,0.978341]
[{"$nulls":6},62062,0.988473]
[{"$nulls":6},62063,0.965935]
[{"$nulls":6},62065,0.979637]
[{"$nulls":6},62067,0.982894]
[{"$nulls":6},62069,0.962807]
[{"$nulls":6},62070,0.975034]
[{"$nulls":6},62071,0.996161]
[{"$nulls":6},62074,0.965436]
[{"$nulls":6},62075,0.931785]
[{"$nulls":6},62076,0.933283]
[{"$nulls":6},62077,0.950592]
[{"$nulls":6},62078,0.958887]
[{"$nulls":6},62079,0.974884]
[{"$nulls":6},62080,0.942956]
[{"$nulls":6},62081,0.966425]
[{"$nulls":6},62082,0.953688]
[{"$nulls":6},62083,0.927337]
[{"$nulls":6},62084,0.993866]
[{"$nulls":6},62085,0.96746]
[{"$nulls":6},62086,0.950592]
[{"$nulls":6},62087,0.98989]
[{"$nulls":6},62088,0.962807]
[{"$nulls":6},62089,0.942706]
[{"$nulls":6},62090,0.998193]
[{"$nulls":6},62091,0.950592]
[{"$nulls":6},62092,0.960871]
[{"$nulls":6},62093,0.96746]
[{"$nulls":6},62094,0.936356]
[{"$nulls":6},62095,0.993866]
[{"$nulls":6},62097,0.973802]
[{"$nulls":6},62098,0.956801]
[{"$nulls":6},62201,0.996161]
[{"$nulls":6},62202,0.996197]
[{"$nulls":6},62203,0.996197]
[{"$nulls":6},62204,0.996161]
[{"$nulls":6},62205,0.996197]
[{"$nulls":6},62206,0.997767]
[{"$nulls":6},62207,0.996197]
[{"$nulls":6},62208,0.994131]
[{"$nulls":6},62214,0.989999]
[{"$nulls":6},62215,0.987992]
[{"$nulls":6},62216,0.979544]
[{"$nulls":6},62217,1.00095]
[{"$nulls":6},62218,0.986148]
[{"$nulls":6},62219,0.982635]
[{"$nulls":6},62220,0.99465]
[{"$nulls":6},62221,0.992913]
[{"$nulls":6},62222,0.99465]
[{"$nulls":6},62223,0.994131]
[{"$nulls":6},62225,0.989353]
[{"$nulls":6},62226,0.994131]
[{"$nulls":6},62230,0.976206]
[{"$nulls":6},62231,0.973182]
[{"$nulls":6},62232,0.993472]
[{"$nulls":6},62233,1.02131]
[{"$nulls":6},62234,0.993472]
[{"$nulls":6},62236,1.0003]
[{"$nulls":6},62237,0.996062]
[{"$nulls":6},62238,1.00274]
[{"$nulls":6},62239,0.99935]
[{"$nulls":6},62240,0.99935]
[{"$nulls":6},62241,1.01605]
[{"$nulls":6},62242,1.01177]
[{"$nulls":6},62243,0.994135]
[{"$nulls":6},62244,1.00694]
[{"$nulls":6},62245,0.979544]
[{"$nulls":6},62246,0.956302]
[{"$nulls":6},62248,0.999106]
[{"$nulls":6},62249,0.975019]
[{"$nulls":6},62250,0.985579]
[{"$nulls":6},62252,0.981724]
[{"$nulls":6},62253,0.958774]
[{"$nulls":6},62254,0.989353]
[{"$nulls":6},62255,0.997998]
[{"$nulls":6},62256,1.00694]
[{"$nulls":6},62257,0.997998]
[{"$nulls":6},62258,0.989383]
[{"$nulls":6},62259,1.02131]
[{"$nulls":6},62260,0.99617]
[{"$nulls":6},62261,1.01552]
[{"$nulls":6},62262,0.951058]
[{"$nulls":6},62263,0.992432]
[{"$nulls":6},62264,0.998729]
[{"$nulls":6},62265,0.987992]
[{"$nulls":6},62266,0.987992]
[{"$nulls":6},62268,0.992995]
[{"$nulls":6},62269,0.991775]
[{"$nulls":6},62271,0.989999]
[{"$nulls":6},62272,1.00783]
[{"$nulls":6},62273,0.972372]
[{"$nulls":6},62274,0.999261]
[{"$nulls":6},62275,0.972372]
[{"$nulls":6},62277,1.01085]
[{"$nulls":6},62278,1.00753]
[{"$nulls":6},62279,1.01085]
[{"$nulls":6},62280,1.02731]
[{"$nulls":6},62281,0.981448]
[{"$nulls":6},62282,0.995354]
[{"$nulls":6},62284,0.955115]
[{"$nulls":6},62285,0.995356]
[{"$nulls":6},62286,1.00406]
[{"$nulls":6},62288,1.00783]
[{"$nulls":6},62289,0.983927]
[{"$nulls":6},62292,1.00085]
[{"$nulls":6},62293,0.981526]
[{"$nulls":6},62294,0.988473]
[{"$nulls":6},62295,1.00217]
[{"$nulls":6},62297,1.01664]
[{"$nulls":6},62298,1.00186]
[{"$nulls":6},62301,0.964195]
[{"$nulls":6},62305,0.964195]
[{"$nulls":6},62306,0.964195]
[{"$nulls":6},62311,0.948315]
[{"$nulls":6},62312,0.964134]
[{"$nulls":6},62313,0.951135]
[{"$nulls":6},62314,0.954873]
[{"$nulls":6},62316,0.950463]
[{"$nulls":6},62319,0.941719]
[{"$nulls":6},62320,0.956801]
[{"$nulls":6},62321,0.947489]
[{"$nulls":6},62323,0.946564]
[{"$nulls":6},62324,0.949755]
[{"$nulls":6},62325,0.958874]
[{"$nulls":6},62334,0.951126]
[{"$nulls":6},62338,0.962297]
[{"$nulls":6},62339,0.951063]
[{"$nulls":6},62340,0.955219]
[{"$nulls":6},62341,0.952174]
[{"$nulls":6},62343,0.968169]
[{"$nulls":6},62344,0.945915]
[{"$nulls":6},62345,0.966176]
[{"$nulls":6},62346,0.951063]
[{"$nulls":6},62347,0.95985]
[{"$nulls":6},62348,0.960216]
[{"$nulls":6},62349,0.957729]
[{"$nulls":6},62351,0.959579]
[{"$nulls":6},62352,0.956406]
[{"$nulls":6},62353,0.947805]
[{"$nulls":6},62355,0.966391]
[{"$nulls":6},62356,0.966176]
[{"$nulls":6},62357,0.957639]
[{"$nulls":6},62359,0.958874]
[{"$nulls":6},62360,0.961994]
[{"$nulls":6},62361,0.96439]
[{"$nulls":6},62362,0.952198]
[{"$nulls":6},62363,0.960818]
[{"$nulls":6},62365,0.963898]
[{"$nulls":6},62366,0.968122]
[{"$nulls":6},62367,0.94422]
[{"$nulls":6},62370,0.964735]
[{"$nulls":6},62373,0.960216]
[{"$nulls":6},62374,0.943132]
[{"$nulls":6},62375,0.947207]
[{"$nulls":6},62376,0.961312]
[{"$nulls":6},62378,0.946564]
[{"$nulls":6},62379,0.959361]
[{"$nulls":6},62380,0.956888]
[{"$nulls":6},62401,0.943442]
[{"$nulls":6},62411,0.950552]
[{"$nulls":6},62414,0.938463]
[{"$nulls":6},62418,0.951757]
[{"$nulls":6},62422,0.94311]
[{"$nulls":6},62424,0.947471]
[{"$nulls":6},62426,0.958139]
[{"$nulls":6},62431,0.940263]
[{"$nulls":6},62438,0.940055]
[{"$nulls":6},62443,0.958139]
[{"$nulls":6},62444,0.938463]
[{"$nulls":6},62447,0.938662]
[{"$nulls":6},62458,0.949438]
[{"$nulls":6},62461,0.939518]
[{"$nulls":6},62462,0.94147]
[{"$nulls":6},62463,0.936716]
[{"$nulls":6},62465,0.934072]
[{"$nulls":6},62467,0.944415]
[{"$nulls":6},62471,0.950714]
[{"$nulls":6},62473,0.956402]
[{"$nulls":6},62501,0.916468]
[{"$nulls":6},62510,0.927947]
[{"$nulls":6},62512,0.910776]
[{"$nulls":6},62513,0.917417]
[{"$nulls":6},62514,0.916051]
[{"$nulls":6},62515,0.906375]
[{"$nulls":6},62517,0.915107]
[{"$nulls":6},62518,0.910789]
[{"$nulls":6},62519,0.906556]
[{"$nulls":6},62520,0.904984]
[{"$nulls":6},62521,0.916345]
[{"$nulls":6},62522,0.914979]
[{"$nulls":6},62523,0.916345]
[{"$nulls":6},62524,0.916345]
[{"$nulls":6},62525,0.916345]
[{"$nulls":6},62526,0.916345]
[{"$nulls":6},62530,0.90904]
[{"$nulls":6},62531,0.910229]
[{"$nulls":6},62532,0.916051]
[{"$nulls":6},62533,0.923226]
[{"$nulls":6},62534,0.930395]
[{"$nulls":6},62535,0.91544]
[{"$nulls":6},62536,0.90904]
[{"$nulls":6},62537,0.913314]
[{"$nulls":6},62538,0.922788]
[{"$nulls":6},62539,0.91132]
[{"$nulls":6},62540,0.915107]
[{"$nulls":6},62541,0.906556]
[{"$nulls":6},62543,0.9109]
[{"$nulls":6},62544,0.919459]
[{"$nulls":6},62545,0.907086]
[{"$nulls":6},62546,0.923474]
[{"$nulls":6},62547,0.909792]
[{"$nulls":6},62548,0.909094]
[{"$nulls":6},62549,0.918798]
[{"$nulls":6},62550,0.921419]
[{"$nulls":6},62551,0.91132]
[{"$nulls":6},62553,0.934946]
[{"$nulls":6},62554,0.916468]
[{"$nulls":6},62555,0.923467]
[{"$nulls":6},62556,0.919657]
[{"$nulls":6},62557,0.931128]
[{"$nulls":6},62558,0.909945]
[{"$nulls":6},62560,0.93008]
[{"$nulls":6},62561,0.901383]
[{"$nulls":6},62563,0.902277]
[{"$nulls":6},62565,0.931587]
[{"$nulls":6},62567,0.915056]
[{"$nulls":6},62568,0.918328]
[{"$nulls":6},62570,0.912157]
[{"$nulls":6},62571,0.935263]
[{"$nulls":6},62572,0.923226]
[{"$nulls":6},62573,0.914195]
[{"$nulls":6},62601,0.913972]
[{"$nulls":6},62610,0.950157]
[{"$nulls":6},62611,0.931989]
[{"$nulls":6},62612,0.911348]
[{"$nulls":6},62613,0.901629]
[{"$nulls":6},62615,0.909939]
[{"$nulls":6},62617,0.916669]
[{"$nulls":6},62618,0.929174]
[{"$nulls":6},62621,0.945737]
[{"$nulls":6},62622,0.930218]
[{"$nulls":6},62624,0.928699]
[{"$nulls":6},62625,0.901157]
[{"$nulls":6},62626,0.937594]
[{"$nulls":6},62627,0.915868]
[{"$nulls":6},62628,0.937294]
[{"$nulls":6},62629,0.903983]
[{"$nulls":6},62630,0.965935]
[{"$nulls":6},62631,0.931989]
[{"$nulls":6},62633,0.909179]
[{"$nulls":6},62634,0.905506]
[{"$nulls":6},62635,0.907393]
[{"$nulls":6},62638,0.922483]
[{"$nulls":6},62639,0.936472]
[{"$nulls":6},62640,0.925083]
[{"$nulls":6},62642,0.903991]
[{"$nulls":6},62643,0.90761]
[{"$nulls":6},62644,0.913647]
[{"$nulls":6},62649,0.948365]
[{"$nulls":6},62650,0.926674]
[{"$nulls":6},62651,0.926674]
[{"$nulls":6},62655,0.912977]
[{"$nulls":6},62656,0.908081]
[{"$nulls":6},62659,0.9037]
[{"$nulls":6},62660,0.922441]
[{"$nulls":6},62661,0.907116]
[{"$nulls":6},62662,0.912828]
[{"$nulls":6},62663,0.942473]
[{"$nulls":6},62664,0.907502]
[{"$nulls":6},62665,0.943008]
[{"$nulls":6},62666,0.905952]
[{"$nulls":6},62667,0.930375]
[{"$nulls":6},62668,0.942473]
[{"$nulls":6},62670,0.907687]
[{"$nulls":6},62671,0.907049]
[{"$nulls":6},62672,0.933764]
[{"$nulls":6},62673,0.91011]
[{"$nulls":6},62674,0.938917]
[{"$nulls":6},62675,0.905726]
[{"$nulls":6},62677,0.902785]
[{"$nulls":6},62681,0.93579]
[{"$nulls":6},62682,0.906809]
[{"$nulls":6},62683,0.930375]
[{"$nulls":6},62684,0.901383]
[{"$nulls":6},62685,0.969133]
[{"$nulls":6},62688,0.907089]
[{"$nulls":6},62689,0.916947]
[{"$nulls":6},62690,0.916947]
[{"$nulls":6},62691,0.921298]
[{"$nulls":6},62692,0.917465]
[{"$nulls":6},62693,0.902235]
[{"$nulls":6},62694,0.950157]
[{"$nulls":6},62695,0.934608]
[{"$nulls":6},62701,0.90088]
[{"$nulls":6},62702,0.900104]
[{"$nulls":6},62703,0.90088]
[{"$nulls":6},62704,0.90088]
[{"$nulls":6},62705,0.90088]
[{"$nulls":6},62706,0.90088]
[{"$nulls":6},62707,0.900104]
[{"$nulls":6},62708,0.90088]
[{"$nulls":6},62711,0.90135]
[{"$nulls":6},62712,0.902277]
[{"$nulls":6},62715,0.90088]
[{"$nulls":6},62716,0.90088]
[{"$nulls":6},62719,0.90088]
[{"$nulls":6},62722,0.90088]
[{"$nulls":6},62723,0.902277]
[{"$nulls":6},62726,0.90088]
[{"$nulls":6},62736,0.90088]
[{"$nulls":6},62739,0.90088]
[{"$nulls":6},62756,0.90088]
[{"$nulls":6},62757,0.90088]
[{"$nulls":6},62761,0.90088]
[{"$nulls":6},62762,0.90088]
[{"$nulls":6},62763,0.90088]
[{"$nulls":6},62764,0.902277]
[{"$nulls":6},62765,0.90088]
[{"$nulls":6},62766,0.900104]
[{"$nulls":6},62767,0.90088]
[{"$nulls":6},62769,0.90088]
[{"$nulls":6},62776,0.90088]
[{"$nulls":6},62777,0.90088]
[{"$nulls":6},62781,0.90088]
[{"$nulls":6},62786,0.90088]
[{"$nulls":6},62791,0.90088]
[{"$nulls":6},62794,0.90088]
[{"$nulls":6},62796,0.90088]
[{"$nulls":6},62801,0.985579]
[{"$nulls":6},62803,0.985391]
[{"$nulls":6},62807,0.958123]
[{"$nulls":6},62808,0.99239]
[{"$nulls":6},62810,0.996416]
[{"$nulls":6},62812,1.00255]
[{"$nulls":6},62814,0.990616]
[{"$nulls":6},62816,0.99617]
[{"$nulls":6},62817,1.00819]
[{"$nulls":6},62819,1.00613]
[{"$nulls":6},62822,1.00613]
[{"$nulls":6},62823,0.986547]
[{"$nulls":6},62825,1.0028]
[{"$nulls":6},62828,0.996515]
[{"$nulls":6},62829,1.00643]
[{"$nulls":6},62830,0.989739]
[{"$nulls":6},62831,0.995834]
[{"$nulls":6},62832,1.00285]
[{"$nulls":6},62836,0.999319]
[{"$nulls":6},62838,0.960034]
[{"$nulls":6},62839,0.970202]
[{"$nulls":6},62840,1.01488]
[{"$nulls":6},62841,1.0192]
[{"$nulls":6},62842,0.989855]
[{"$nulls":6},62846,0.999319]
[{"$nulls":6},62848,0.988925]
[{"$nulls":6},62849,0.972514]
[{"$nulls":6},62850,0.977376]
[{"$nulls":6},62851,0.991082]
[{"$nulls":6},62853,0.986422]
[{"$nulls":6},62854,0.965532]
[{"$nulls":6},62856,1.01094]
[{"$nulls":6},62858,0.967169]
[{"$nulls":6},62859,0.999022]
[{"$nulls":6},62860,1.00209]
[{"$nulls":6},62864,0.992977]
[{"$nulls":6},62865,1.00636]
[{"$nulls":6},62866,0.99617]
[{"$nulls":6},62870,0.970373]
[{"$nulls":6},62872,0.996299]
[{"$nulls":6},62874,1.00613]
[{"$nulls":6},62875,0.957695]
[{"$nulls":6},62876,0.99239]
[{"$nulls":6},62877,0.988925]
[{"$nulls":6},62878,0.973133]
[{"$nulls":6},62880,0.955715]
[{"$nulls":6},62881,0.967838]
[{"$nulls":6},62882,0.970118]
[{"$nulls":6},62883,0.999335]
[{"$nulls":6},62884,0.999353]
[{"$nulls":6},62885,0.954317]
[{"$nulls":6},62886,0.988663]
[{"$nulls":6},62888,0.999306]
[{"$nulls":6},62889,0.974467]
[{"$nulls":6},62890,1.01357]
[{"$nulls":6},62891,1.0027]
[{"$nulls":6},62892,0.954317]
[{"$nulls":6},62893,0.98594]
[{"$nulls":6},62894,0.99604]
[{"$nulls":6},62895,0.994115]
[{"$nulls":6},62896,1.01488]
[{"$nulls":6},62897,0.99935]
[{"$nulls":6},62898,0.98909]
[{"$nulls":6},62899,0.967523]
[{"$nulls":6},62901,1.01429]
[{"$nulls":6},62902,1.02388]
[{"$nulls":6},62903,1.02438]
[{"$nulls":6},62905,1.03301]
[{"$nulls":6},62906,1.03368]
[{"$nulls":6},62907,1.01042]
[{"$nulls":6},62908,1.03914]
[{"$nulls":6},62909,1.03468]
[{"$nulls":6},62910,1.0394]
[{"$nulls":6},62912,1.03169]
[{"$nulls":6},62914,1.07118]
[{"$nulls":6},62915,1.01969]
[{"$nulls":6},62916,1.00644]
[{"$nulls":6},62917,1.01886]
[{"$nulls":6},62918,1.01969]
[{"$nulls":6},62920,1.02893]
[{"$nulls":6},62921,1.0192]
[{"$nulls":6},62922,1.02133]
[{"$nulls":6},62923,1.03622]
[{"$nulls":6},62924,1.01031]
[{"$nulls":6},62926,1.03755]
[{"$nulls":6},62927,1.00651]
[{"$nulls":6},62928,1.02366]
[{"$nulls":6},62930,1.01065]
[{"$nulls":6},62932,1.00651]
[{"$nulls":6},62933,1.0192]
[{"$nulls":6},62935,1.01271]
[{"$nulls":6},62938,1.02693]
[{"$nulls":6},62939,1.02629]
[{"$nulls":6},62940,1.01476]
[{"$nulls":6},62941,1.04585]
[{"$nulls":6},62942,1.02846]
[{"$nulls":6},62943,1.03496]
[{"$nulls":6},62946,1.01453]
[{"$nulls":6},62947,1.01653]
[{"$nulls":6},62948,1.0192]
[{"$nulls":6},62949,1.01003]
[{"$nulls":6},62950,1.02667]
[{"$nulls":6},62951,1.01488]
[{"$nulls":6},62952,1.03435]
[{"$nulls":6},62953,1.0415]
[{"$nulls":6},62956,1.03914]
[{"$nulls":6},62957,1.05891]
[{"$nulls":6},62958,1.02893]
[{"$nulls":6},62959,1.01855]
[{"$nulls":6},62960,1.03902]
[{"$nulls":6},62961,1.05701]
[{"$nulls":6},62962,1.06906]
[{"$nulls":6},62963,1.06596]
[{"$nulls":6},62964,1.06596]
[{"$nulls":6},62965,1.01453]
[{"$nulls":6},62966,1.01457]
[{"$nulls":6},62967,1.02365]
[{"$nulls":6},62969,1.06906]
[{"$nulls":6},62970,1.04766]
[{"$nulls":6},62972,1.02365]
[{"$nulls":6},62973,1.0425]
[{"$nulls":6},62974,1.01775]
[{"$nulls":6},62975,1.03301]
[{"$nulls":6},62976,1.06078]
[{"$nulls":6},62977,1.01173]
[{"$nulls":6},62983,1.01003]
[{"$nulls":6},62985,1.02552]
[{"$nulls":6},62987,1.02016]
[{"$nulls":6},62988,1.0623]
[{"$nulls":6},62990,1.06355]
[{"$nulls":6},62992,1.04381]
[{"$nulls":6},62993,1.06766]
[{"$nulls":6},62994,1.0066]
[{"$nulls":6},62995,1.03294]
[{"$nulls":6},62996,1.06596]
[{"$nulls":6},62997,1.00644]
[{"$nulls":6},62998,1.0389]
[{"$nulls":6},62999,1.01534]
[{"$nulls":6},63005,0.999414]
[{"$nulls":6},63006,0.999732]
[{"$nulls":6},63010,1.0008]
[{"$nulls":6},63011,0.999802]
[{"$nulls":6},63012,1.00246]
[{"$nulls":6},63013,1.01061]
[{"$nulls":6},63014,1.00719]
[{"$nulls":6},63015,1.00459]
[{"$nulls":6},63016,1.00565]
[{"$nulls":6},63017,0.999501]
[{"$nulls":6},63019,1.00491]
[{"$nulls":6},63020,1.01082]
[{"$nulls":6},63021,0.999802]
[{"$nulls":6},63022,0.999802]
[{"$nulls":6},63023,1.00694]
[{"$nulls":6},63024,0.999802]
[{"$nulls":6},63025,1.00102]
[{"$nulls":6},63026,1.00013]
[{"$nulls":6},63028,1.00491]
[{"$nulls":6},63030,1.01319]
[{"$nulls":6},63031,0.999597]
[{"$nulls":6},63032,0.999597]
[{"$nulls":6},63033,0.999597]
[{"$nulls":6},63034,0.998744]
[{"$nulls":6},63036,1.01981]
[{"$nulls":6},63037,1.013]
[{"$nulls":6},63038,1.00005]
[{"$nulls":6},63039,1.00402]
[{"$nulls":6},63040,1.00005]
[{"$nulls":6},63041,1.00981]
[{"$nulls":6},63042,0.999985]
[{"$nulls":6},63043,0.999724]
[{"$nulls":6},63044,0.999985]
[{"$nulls":6},63045,0.999475]
[{"$nulls":6},63047,1.00544]
[{"$nulls":6},63048,1.00491]
[{"$nulls":6},63049,1.00047]
[{"$nulls":6},63050,1.00362]
[{"$nulls":6},63051,1.00171]
[{"$nulls":6},63052,1.0008]
[{"$nulls":6},63053,1.0008]
[{"$nulls":6},63055,1.00402]
[{"$nulls":6},63056,1.01194]
[{"$nulls":6},63057,1.00246]
[{"$nulls":6},63060,1.01129]
[{"$nulls":6},63061,1.00841]
[{"$nulls":6},63065,1.00544]
[{"$nulls":6},63066,1.00621]
[{"$nulls":6},63068,1.00783]
[{"$nulls":6},63069,1.00276]
[{"$nulls":6},63070,1.00246]
[{"$nulls":6},63071,1.01463]
[{"$nulls":6},63072,1.00599]
[{"$nulls":6},63073,1.00057]
[{"$nulls":6},63074,0.999985]
[{"$nulls":6},63077,1.00999]
[{"$nulls":6},63079,1.01309]
[{"$nulls":6},63080,1.0159]
[{"$nulls":6},63084,1.0091]
[{"$nulls":6},63087,1.01558]
[{"$nulls":6},63088,0.999732]
[{"$nulls":6},63089,1.00402]
[{"$nulls":6},63090,1.00513]
[{"$nulls":6},63091,1.01372]
[{"$nulls":6},63099,0.999732]
[{"$nulls":6},63101,0.998193]
[{"$nulls":6},63102,0.998193]
[{"$nulls":6},63103,0.998193]
[{"$nulls":6},63104,0.997767]
[{"$nulls":6},63105,0.999386]
[{"$nulls":6},63106,0.998193]
[{"$nulls":6},63107,0.998193]
[{"$nulls":6},63108,0.999386]
[{"$nulls":6},63109,0.999496]
[{"$nulls":6},63110,0.999496]
[{"$nulls":6},63111,0.999496]
[{"$nulls":6},63112,0.999386]
[{"$nulls":6},63113,0.998193]
[{"$nulls":6},63114,0.999717]
[{"$nulls":6},63115,0.998193]
[{"$nulls":6},63116,0.999496]
[{"$nulls":6},63117,0.999386]
[{"$nulls":6},63118,0.997767]
[{"$nulls":6},63119,0.999689]
[{"$nulls":6},63120,0.999386]
[{"$nulls":6},63121,0.999386]
[{"$nulls":6},63122,0.999689]
[{"$nulls":6},63123,0.999496]
[{"$nulls":6},63124,0.999717]
[{"$nulls":6},63125,0.99969]
[{"$nulls":6},63126,0.999689]
[{"$nulls":6},63127,0.999689]
[{"$nulls":6},63128,0.999912]
[{"$nulls":6},63129,0.99969]
[{"$nulls":6},63130,0.999386]
[{"$nulls":6},63131,0.999732]
[{"$nulls":6},63132,0.999717]
[{"$nulls":6},63133,0.999386]
[{"$nulls":6},63134,0.999597]
[{"$nulls":6},63135,0.999597]
[{"$nulls":6},63136,0.999597]
[{"$nulls":6},63137,0.998113]
[{"$nulls":6},63138,0.998113]
[{"$nulls":6},63139,0.999496]
[{"$nulls":6},63140,0.999597]
[{"$nulls":6},63141,0.999724]
[{"$nulls":6},63143,0.999496]
[{"$nulls":6},63144,0.999689]
[{"$nulls":6},63145,0.999985]
[{"$nulls":6},63146,0.999724]
[{"$nulls":6},63147,0.998193]
[{"$nulls":6},63150,0.997767]
[{"$nulls":6},63151,0.99969]
[{"$nulls":6},63155,0.998193]
[{"$nulls":6},63156,0.998193]
[{"$nulls":6},63157,0.997767]
[{"$nulls":6},63158,0.997767]
[{"$nulls":6},63160,0.997767]
[{"$nulls":6},63163,0.997767]
[{"$nulls":6},63164,0.997767]
[{"$nulls":6},63166,0.998193]
[{"$nulls":6},63167,0.999717]
[{"$nulls":6},63169,0.998193]
[{"$nulls":6},63171,0.999496]
[{"$nulls":6},63177,0.998193]
[{"$nulls":6},63178,0.998193]
[{"$nulls":6},63179,0.998193]
[{"$nulls":6},63180,0.998193]
[{"$nulls":6},63182,0.998193]
[{"$nulls":6},63188,0.998193]
[{"$nulls":6},63195,0.999717]
[{"$nulls":6},63197,0.998193]
[{"$nulls":6},63199,0.997767]
[{"$nulls":6},63301,0.998751]
[{"$nulls":6},63302,0.999475]
[{"$nulls":6},63303,0.998622]
[{"$nulls":6},63304,0.997591]
[{"$nulls":6},63330,0.980602]
[{"$nulls":6},63332,1.00245]
[{"$nulls":6},63333,0.987401]
[{"$nulls":6},63334,0.98091]
[{"$nulls":6},63336,0.974716]
[{"$nulls":6},63338,0.997591]
[{"$nulls":6},63339,0.984034]
[{"$nulls":6},63341,0.997106]
[{"$nulls":6},63342,1.00513]
[{"$nulls":6},63343,0.98386]
[{"$nulls":6},63344,0.981124]
[{"$nulls":6},63345,0.987645]
[{"$nulls":6},63346,0.994975]
[{"$nulls":6},63347,0.987958]
[{"$nulls":6},63348,0.996001]
[{"$nulls":6},63349,0.987355]
[{"$nulls":6},63350,0.990007]
[{"$nulls":6},63351,0.989941]
[{"$nulls":6},63352,0.991097]
[{"$nulls":6},63353,0.977335]
[{"$nulls":6},63357,1.00352]
[{"$nulls":6},63359,0.987335]
[{"$nulls":6},63361,0.991502]
[{"$nulls":6},63362,0.989057]
[{"$nulls":6},63363,0.999075]
[{"$nulls":6},63365,0.997106]
[{"$nulls":6},63366,0.995648]
[{"$nulls":6},63367,0.996716]
[{"$nulls":6},63368,0.996716]
[{"$nulls":6},63369,0.993194]
[{"$nulls":6},63370,0.984714]
[{"$nulls":6},63373,0.997099]
[{"$nulls":6},63376,0.997591]
[{"$nulls":6},63377,0.983894]
[{"$nulls":6},63378,1.00612]
[{"$nulls":6},63379,0.987375]
[{"$nulls":6},63380,0.996747]
[{"$nulls":6},63381,0.986369]
[{"$nulls":6},63382,0.985803]
[{"$nulls":6},63383,0.988737]
[{"$nulls":6},63384,0.992045]
[{"$nulls":6},63385,0.996163]
[{"$nulls":6},63386,0.996926]
[{"$nulls":6},63387,0.981124]
[{"$nulls":6},63388,1.00094]
[{"$nulls":6},63389,0.98672]
[{"$nulls":6},63390,0.994894]
[{"$nulls":6},63401,0.969914]
[{"$nulls":6},63430,0.960716]
[{"$nulls":6},63431,0.984536]
[{"$nulls":6},63433,0.970304]
[{"$nulls":6},63434,0.978451]
[{"$nulls":6},63435,0.964501]
[{"$nulls":6},63436,0.984016]
[{"$nulls":6},63437,0.984536]
[{"$nulls":6},63438,0.969414]
[{"$nulls":6},63439,0.979107]
[{"$nulls":6},63440,0.969108]
[{"$nulls":6},63441,0.978472]
[{"$nulls":6},63443,0.981272]
[{"$nulls":6},63446,0.974083]
[{"$nulls":6},63447,0.969816]
[{"$nulls":6},63448,0.966036]
[{"$nulls":6},63450,0.985118]
[{"$nulls":6},63451,0.981812]
[{"$nulls":6},63452,0.973285]
[{"$nulls":6},63454,0.969414]
[{"$nulls":6},63456,0.979635]
[{"$nulls":6},63457,0.965979]
[{"$nulls":6},63458,0.976468]
[{"$nulls":6},63459,0.976236]
[{"$nulls":6},63460,0.978015]
[{"$nulls":6},63461,0.971662]
[{"$nulls":6},63462,0.987692]
[{"$nulls":6},63463,0.975508]
[{"$nulls":6},63466,0.964522]
[{"$nulls":6},63467,0.967961]
[{"$nulls":6},63468,0.98405]
[{"$nulls":6},63469,0.98184]
[{"$nulls":6},63471,0.967752]
[{"$nulls":6},63472,0.954675]
[{"$nulls":6},63473,0.965797]
[{"$nulls":6},63474,0.964971]
[{"$nulls":6},63501,0.977554]
[{"$nulls":6},63530,0.983647]
[{"$nulls":6},63531,0.97459]
[{"$nulls":6},63532,0.985805]
[{"$nulls":6},63533,0.977878]
[{"$nulls":6},63534,0.986034]
[{"$nulls":6},63537,0.976252]
[{"$nulls":6},63538,0.982674]
[{"$nulls":6},63539,0.983027]
[{"$nulls":6},63540,0.977878]
[{"$nulls":6},63543,0.967455]
[{"$nulls":6},63544,0.979278]
[{"$nulls":6},63545,0.979822]
[{"$nulls":6},63546,0.976141]
[{"$nulls":6},63547,0.977187]
[{"$nulls":6},63549,0.980124]
[{"$nulls":6},63552,0.985516]
[{"$nulls":6},63556,0.980862]
[{"$nulls":6},63557,0.983359]
[{"$nulls":6},63558,0.986227]
[{"$nulls":6},63559,0.97872]
[{"$nulls":6},63560,0.979937]
[{"$nulls":6},63561,0.974804]
[{"$nulls":6},63563,0.968422]
[{"$nulls":6},63566,0.982311]
[{"$nulls":6},63601,1.02606]
[{"$nulls":6},63620,1.05495]
[{"$nulls":6},63621,1.0434]
[{"$nulls":6},63622,1.03185]
[{"$nulls":6},63623,1.03607]
[{"$nulls":6},63624,1.03217]
[{"$nulls":6},63625,1.05163]
[{"$nulls":6},63626,1.0158]
[{"$nulls":6},63627,1.01483]
[{"$nulls":6},63628,1.02103]
[{"$nulls":6},63629,1.05436]
[{"$nulls":6},63630,1.01703]
[{"$nulls":6},63631,1.03185]
[{"$nulls":6},63632,1.05425]
[{"$nulls":6},63633,1.05824]
[{"$nulls":6},63636,1.06121]
[{"$nulls":6},63637,1.03081]
[{"$nulls":6},63638,1.06948]
[{"$nulls":6},63640,1.03043]
[{"$nulls":6},63645,1.04194]
[{"$nulls":6},63648,1.02487]
[{"$nulls":6},63650,1.0434]
[{"$nulls":6},63651,1.03615]
[{"$nulls":6},63653,1.02606]
[{"$nulls":6},63654,1.05076]
[{"$nulls":6},63655,1.05425]
[{"$nulls":6},63656,1.03767]
[{"$nulls":6},63660,1.02128]
[{"$nulls":6},63662,1.04823]
[{"$nulls":6},63663,1.0434]
[{"$nulls":6},63664,1.02253]
[{"$nulls":6},63665,1.0627]
[{"$nulls":6},63666,1.05906]
[{"$nulls":6},63670,1.01984]
[{"$nulls":6},63673,1.02532]
[{"$nulls":6},63674,1.0158]
[{"$nulls":6},63675,1.06157]
[{"$nulls":6},63701,1.06538]
[{"$nulls":6},63702,1.06538]
[{"$nulls":6},63703,1.06538]
[{"$nulls":6},63730,1.07815]
[{"$nulls":6},63732,1.04016]
[{"$nulls":6},63735,1.08368]
[{"$nulls":6},63736,1.07647]
[{"$nulls":6},63737,1.03763]
[{"$nulls":6},63738,1.07815]
[{"$nulls":6},63739,1.05994]
[{"$nulls":6},63740,1.07144]
[{"$nulls":6},63742,1.0702]
[{"$nulls":6},63743,1.04852]
[{"$nulls":6},63744,1.07177]
[{"$nulls":6},63745,1.07144]
[{"$nulls":6},63746,1.03763]
[{"$nulls":6},63747,1.0427]
[{"$nulls":6},63748,1.03763]
[{"$nulls":6},63750,1.07859]
[{"$nulls":6},63751,1.06055]
[{"$nulls":6},63752,1.06571]
[{"$nulls":6},63755,1.05996]
[{"$nulls":6},63758,1.07096]
[{"$nulls":6},63760,1.06598]
[{"$nulls":6},63763,1.08486]
[{"$nulls":6},63764,1.06055]
[{"$nulls":6},63766,1.05994]
[{"$nulls":6},63767,1.08261]
[{"$nulls":6},63769,1.04862]
[{"$nulls":6},63770,1.04291]
[{"$nulls":6},63771,1.0771]
[{"$nulls":6},63774,1.07756]
[{"$nulls":6},63775,1.03668]
[{"$nulls":6},63776,1.03154]
[{"$nulls":6},63779,1.04568]
[{"$nulls":6},63780,1.07096]
[{"$nulls":6},63781,1.04246]
[{"$nulls":6},63782,1.08437]
[{"$nulls":6},63783,1.04016]
[{"$nulls":6},63784,1.08261]
[{"$nulls":6},63785,1.06598]
[{"$nulls":6},63787,1.07847]
[{"$nulls":6},63801,1.09189]
[{"$nulls":6},63820,1.08345]
[{"$nulls":6},63821,1.16033]
[{"$nulls":6},63822,1.10665]
[{"$nulls":6},63823,1.08599]
[{"$nulls":6},63824,1.08186]
[{"$nulls":6},63825,1.09529]
[{"$nulls":6},63826,1.12471]
[{"$nulls":6},63827,1.12658]
[{"$nulls":6},63828,1.09744]
[{"$nulls":6},63829,1.16382]
[{"$nulls":6},63830,1.11318]
[{"$nulls":6},63833,1.10647]
[{"$nulls":6},63834,1.07994]
[{"$nulls":6},63837,1.11945]
[{"$nulls":6},63839,1.13338]
[{"$nulls":6},63840,1.13059]
[{"$nulls":6},63841,1.10051]
[{"$nulls":6},63845,1.08995]
[{"$nulls":6},63846,1.09457]
[{"$nulls":6},63847,1.12222]
[{"$nulls":6},63848,1.11945]
[{"$nulls":6},63849,1.13549]
[{"$nulls":6},63850,1.09377]
[{"$nulls":6},63851,1.11875]
[{"$nulls":6},63852,1.1265]
[{"$nulls":6},63853,1.13338]
[{"$nulls":6},63855,1.15556]
[{"$nulls":6},63857,1.13601]
[{"$nulls":6},63860,1.10015]
[{"$nulls":6},63862,1.10481]
[{"$nulls":6},63863,1.11166]
[{"$nulls":6},63866,1.11116]
[{"$nulls":6},63867,1.09631]
[{"$nulls":6},63868,1.09288]
[{"$nulls":6},63869,1.10326]
[{"$nulls":6},63870,1.10822]
[{"$nulls":6},63873,1.1123]
[{"$nulls":6},63874,1.10822]
[{"$nulls":6},63875,1.14197]
[{"$nulls":6},63876,1.15192]
[{"$nulls":6},63877,1.1283]
[{"$nulls":6},63878,1.11659]
[{"$nulls":6},63879,1.1193]
[{"$nulls":6},63880,1.13099]
[{"$nulls":6},63881,1.08631]
[{"$nulls":6},63882,1.07637]
[{"$nulls":6},63901,1.10428]
[{"$nulls":6},63902,1.10428]
[{"$nulls":6},63931,1.11039]
[{"$nulls":6},63932,1.10885]
[{"$nulls":6},63933,1.12477]
[{"$nulls":6},63934,1.06712]
[{"$nulls":6},63935,1.11708]
[{"$nulls":6},63936,1.10226]
[{"$nulls":6},63937,1.08999]
[{"$nulls":6},63939,1.10996]
[{"$nulls":6},63940,1.10302]
[{"$nulls":6},63941,1.08962]
[{"$nulls":6},63942,1.12141]
[{"$nulls":6},63943,1.09726]
[{"$nulls":6},63944,1.07649]
[{"$nulls":6},63945,1.10902]
[{"$nulls":6},63950,1.0673]
[{"$nulls":6},63951,1.07872]
[{"$nulls":6},63952,1.08357]
[{"$nulls":6},63953,1.1156]
[{"$nulls":6},63954,1.11494]
[{"$nulls":6},63955,1.11615]
[{"$nulls":6},63956,1.07044]
[{"$nulls":6},63957,1.07718]
[{"$nulls":6},63960,1.09066]
[{"$nulls":6},63961,1.11583]
[{"$nulls":6},63962,1.09756]
[{"$nulls":6},63964,1.0673]
[{"$nulls":6},63965,1.08244]
[{"$nulls":6},63966,1.09135]
[{"$nulls":6},63967,1.09565]
[{"$nulls":6},64001,1.0071]
[{"$nulls":6},64002,1.00295]
[{"$nulls":6},64011,1.00701]
[{"$nulls":6},64012,1.00548]
[{"$nulls":6},64013,1.00263]
[{"$nulls":6},64014,1.00263]
[{"$nulls":6},64015,1.00263]
[{"$nulls":6},64016,1.00246]
[{"$nulls":6},64017,1.00299]
[{"$nulls":6},64018,0.999205]
[{"$nulls":6},64019,1.02161]
[{"$nulls":6},64020,1.01066]
[{"$nulls":6},64021,1.00921]
[{"$nulls":6},64022,1.00536]
[{"$nulls":6},64024,1.00098]
[{"$nulls":6},64028,0.999935]
[{"$nulls":6},64029,1.0035]
[{"$nulls":6},64030,1.00356]
[{"$nulls":6},64034,1.00535]
[{"$nulls":6},64035,1.00102]
[{"$nulls":6},64036,1.0037]
[{"$nulls":6},64037,1.01014]
[{"$nulls":6},64040,1.01817]
[{"$nulls":6},64048,0.998914]
[{"$nulls":6},64050,1.00113]
[{"$nulls":6},64051,1.00113]
[{"$nulls":6},64052,1.00129]
[{"$nulls":6},64053,1.00066]
[{"$nulls":6},64054,1.00113]
[{"$nulls":6},64055,1.00188]
[{"$nulls":6},64056,1.00174]
[{"$nulls":6},64057,1.00188]
[{"$nulls":6},64058,1.00174]
[{"$nulls":6},64060,0.999971]
[{"$nulls":6},64061,1.00973]
[{"$nulls":6},64062,1.00037]
[{"$nulls":6},64063,1.00295]
[{"$nulls":6},64064,1.00382]
[{"$nulls":6},64065,1.00295]
[{"$nulls":6},64066,1.00327]
[{"$nulls":6},64067,1.00643]
[{"$nulls":6},64068,1.00063]
[{"$nulls":6},64069,1.00063]
[{"$nulls":6},64070,1.00765]
[{"$nulls":6},64071,1.00927]
[{"$nulls":6},64072,1.00108]
[{"$nulls":6},64073,1.00058]
[{"$nulls":6},64074,1.00327]
[{"$nulls":6},64075,1.00445]
[{"$nulls":6},64076,1.00809]
[{"$nulls":6},64077,1.0023]
[{"$nulls":6},64078,1.00722]
[{"$nulls":6},64079,0.999996]
[{"$nulls":6},64080,1.00722]
[{"$nulls":6},64081,1.00295]
[{"$nulls":6},64082,1.00437]
[{"$nulls":6},64083,1.00356]
[{"$nulls":6},64084,1.0007]
[{"$nulls":6},64085,1.00257]
[{"$nulls":6},64086,1.00382]
[{"$nulls":6},64088,1.00246]
[{"$nulls":6},64089,0.999568]
[{"$nulls":6},64090,1.00844]
[{"$nulls":6},64092,1.00001]
[{"$nulls":6},64093,1.02301]
[{"$nulls":6},64096,1.00566]
[{"$nulls":6},64097,1.00496]
[{"$nulls":6},64098,0.999476]
[{"$nulls":6},64101,1.00035]
[{"$nulls":6},64102,1.00035]
[{"$nulls":6},64105,1.00035]
[{"$nulls":6},64106,1.00035]
[{"$nulls":6},64108,1.00087]
[{"$nulls":6},64109,1.00087]
[{"$nulls":6},64110,1.00087]
[{"$nulls":6},64111,1.00087]
[{"$nulls":6},64112,1.00087]
[{"$nulls":6},64113,1.00087]
[{"$nulls":6},64114,1.00236]
[{"$nulls":6},64116,1.00035]
[{"$nulls":6},64117,1.00066]
[{"$nulls":6},64118,1.00011]
[{"$nulls":6},64119,1.0003]
[{"$nulls":6},64120,1.00066]
[{"$nulls":6},64121,1.00035]
[{"$nulls":6},64123,1.00066]
[{"$nulls":6},64124,1.00035]
[{"$nulls":6},64125,1.00066]
[{"$nulls":6},64126,1.00066]
[{"$nulls":6},64127,1.00035]
[{"$nulls":6},64128,1.00087]
[{"$nulls":6},64129,1.00129]
[{"$nulls":6},64130,1.00087]
[{"$nulls":6},64131,1.00236]
[{"$nulls":6},64132,1.00236]
[{"$nulls":6},64133,1.00129]
[{"$nulls":6},64134,1.00225]
[{"$nulls":6},64136,1.00188]
[{"$nulls":6},64137,1.00236]
[{"$nulls":6},64138,1.00225]
[{"$nulls":6},64139,1.00295]
[{"$nulls":6},64141,1.00087]
[{"$nulls":6},64144,1.00066]
[{"$nulls":6},64145,1.00376]
[{"$nulls":6},64146,1.00376]
[{"$nulls":6},64147,1.00376]
[{"$nulls":6},64148,1.00376]
[{"$nulls":6},64149,1.00356]
[{"$nulls":6},64150,1.00035]
[{"$nulls":6},64151,1.00003]
[{"$nulls":6},64152,1.00003]
[{"$nulls":6},64153,1.00003]
[{"$nulls":6},64154,1.00003]
[{"$nulls":6},64155,1.00001]
[{"$nulls":6},64156,1.00011]
[{"$nulls":6},64157,1.0001]
[{"$nulls":6},64158,1.0003]
[{"$nulls":6},64161,1.00066]
[{"$nulls":6},64162,1.00066]
[{"$nulls":6},64163,0.999999]
[{"$nulls":6},64164,0.999999]
[{"$nulls":6},64165,1.00001]
[{"$nulls":6},64166,1.0001]
[{"$nulls":6},64167,1.0001]
[{"$nulls":6},64168,1.00011]
[{"$nulls":6},64170,1.00236]
[{"$nulls":6},64171,1.00087]
[{"$nulls":6},64179,1.00087]
[{"$nulls":6},64180,1.00035]
[{"$nulls":6},64184,1.00035]
[{"$nulls":6},64187,1.00035]
[{"$nulls":6},64188,1.00011]
[{"$nulls":6},64190,1.00003]
[{"$nulls":6},64191,1.00035]
[{"$nulls":6},64195,1.00003]
[{"$nulls":6},64196,1.00035]
[{"$nulls":6},64197,1.00236]
[{"$nulls":6},64198,1.00087]
[{"$nulls":6},64199,1.00035]
[{"$nulls":6},64401,0.996774]
[{"$nulls":6},64402,0.983909]
[{"$nulls":6},64421,0.99149]
[{"$nulls":6},64422,0.993281]
[{"$nulls":6},64423,0.977216]
[{"$nulls":6},64424,0.983438]
[{"$nulls":6},64427,0.980503]
[{"$nulls":6},64429,0.995692]
[{"$nulls":6},64430,0.993309]
[{"$nulls":6},64432,0.979378]
[{"$nulls":6},64433,0.979378]
[{"$nulls":6},64434,0.979378]
[{"$nulls":6},64436,0.993174]
[{"$nulls":6},64437,0.96727]
[{"$nulls":6},64438,0.983448]
[{"$nulls":6},64439,0.999205]
[{"$nulls":6},64440,0.997124]
[{"$nulls":6},64441,0.978252]
[{"$nulls":6},64443,0.995211]
[{"$nulls":6},64444,0.99925]
[{"$nulls":6},64446,0.9626]
[{"$nulls":6},64448,0.998201]
[{"$nulls":6},64449,0.986068]
[{"$nulls":6},64451,0.978749]
[{"$nulls":6},64453,0.979284]
[{"$nulls":6},64454,0.998141]
[{"$nulls":6},64455,0.974337]
[{"$nulls":6},64457,0.981485]
[{"$nulls":6},64459,0.990893]
[{"$nulls":6},64463,0.989156]
[{"$nulls":6},64465,0.997976]
[{"$nulls":6},64466,0.974337]
[{"$nulls":6},64467,0.983075]
[{"$nulls":6},64468,0.973937]
[{"$nulls":6},64469,0.994498]
[{"$nulls":6},64470,0.974949]
[{"$nulls":6},64471,0.984209]
[{"$nulls":6},64473,0.986802]
[{"$nulls":6},64474,0.994812]
[{"$nulls":6},64475,0.973879]
[{"$nulls":6},64477,0.99781]
[{"$nulls":6},64479,0.976564]
[{"$nulls":6},64480,0.987828]
[{"$nulls":6},64481,0.982849]
[{"$nulls":6},64483,0.987037]
[{"$nulls":6},64484,0.99628]
[{"$nulls":6},64485,0.989769]
[{"$nulls":6},64487,0.970608]
[{"$nulls":6},64489,0.980188]
[{"$nulls":6},64490,0.995071]
[{"$nulls":6},64492,0.999043]
[{"$nulls":6},64493,0.997976]
[{"$nulls":6},64494,0.991166]
[{"$nulls":6},64497,0.991105]
[{"$nulls":6},64499,0.974095]
[{"$nulls":6},64501,0.994468]
[{"$nulls":6},64502,0.994468]
[{"$nulls":6},64503,0.994468]
[{"$nulls":6},64504,0.996328]
[{"$nulls":6},64505,0.992265]
[{"$nulls":6},64506,0.994966]
[{"$nulls":6},64507,0.994966]
[{"$nulls":6},64508,0.994966]
[{"$nulls":6},64601,0.987939]
[{"$nulls":6},64620,0.992403]
[{"$nulls":6},64622,0.996592]
[{"$nulls":6},64623,0.996126]
[{"$nulls":6},64624,0.995625]
[{"$nulls":6},64625,0.993212]
[{"$nulls":6},64628,0.986773]
[{"$nulls":6},64630,0.983074]
[{"$nulls":6},64631,0.986405]
[{"$nulls":6},64633,0.997861]
[{"$nulls":6},64635,0.985069]
[{"$nulls":6},64636,0.986026]
[{"$nulls":6},64637,0.99769]
[{"$nulls":6},64638,0.989174]
[{"$nulls":6},64639,0.997169]
[{"$nulls":6},64640,0.990935]
[{"$nulls":6},64641,0.982967]
[{"$nulls":6},64642,0.986128]
[{"$nulls":6},64643,0.990018]
[{"$nulls":6},64644,0.995503]
[{"$nulls":6},64645,0.981018]
[{"$nulls":6},64646,0.982701]
[{"$nulls":6},64647,0.989636]
[{"$nulls":6},64648,0.986093]
[{"$nulls":6},64649,0.995568]
[{"$nulls":6},64650,0.996626]
[{"$nulls":6},64651,0.987122]
[{"$nulls":6},64652,0.984205]
[{"$nulls":6},64653,0.985844]
[{"$nulls":6},64654,0.987335]
[{"$nulls":6},64656,0.989472]
[{"$nulls":6},64657,0.987976]
[{"$nulls":6},64658,0.988085]
[{"$nulls":6},64659,0.987282]
[{"$nulls":6},64660,0.989719]
[{"$nulls":6},64664,0.993212]
[{"$nulls":6},64667,0.980412]
[{"$nulls":6},64668,0.998016]
[{"$nulls":6},64670,0.989589]
[{"$nulls":6},64671,0.998589]
[{"$nulls":6},64673,0.981045]
[{"$nulls":6},64674,0.984621]
[{"$nulls":6},64676,0.988214]
[{"$nulls":6},64679,0.982444]
[{"$nulls":6},64680,1.0002]
[{"$nulls":6},64681,0.988439]
[{"$nulls":6},64682,0.990194]
[{"$nulls":6},64683,0.984436]
[{"$nulls":6},64686,0.987939]
[{"$nulls":6},64688,0.986243]
[{"$nulls":6},64689,0.992403]
[{"$nulls":6},64701,1.00944]
[{"$nulls":6},64720,1.02733]
[{"$nulls":6},64722,1.03153]
[{"$nulls":6},64723,1.02383]
[{"$nulls":6},64724,1.04446]
[{"$nulls":6},64725,1.02023]
[{"$nulls":6},64726,1.02634]
[{"$nulls":6},64728,1.05685]
[{"$nulls":6},64730,1.03758]
[{"$nulls":6},64733,1.02801]
[{"$nulls":6},64734,1.00751]
[{"$nulls":6},64735,1.0373]
[{"$nulls":6},64738,1.0707]
[{"$nulls":6},64739,1.02614]
[{"$nulls":6},64740,1.0479]
[{"$nulls":6},64741,1.0473]
[{"$nulls":6},64742,1.01702]
[{"$nulls":6},64743,1.01731]
[{"$nulls":6},64744,1.06297]
[{"$nulls":6},64745,1.03744]
[{"$nulls":6},64746,1.00722]
[{"$nulls":6},64747,1.02057]
[{"$nulls":6},64771,1.05325]
[{"$nulls":6},64781,1.06364]
[{"$nulls":6},64843,1.09498]
[{"$nulls":6},65016,1.00262]
[{"$nulls":6},65040,1.01222]
[{"$nulls":6},65064,1.01185]
[{"$nulls":6},65082,1.02079]
[{"$nulls":6},65237,1.00799]
[{"$nulls":6},65247,0.987429]
[{"$nulls":6},65276,1.00366]
[{"$nulls":6},65349,0.999191]
[{"$nulls":6},65402,1.03396]
[{"$nulls":6},65464,1.07927]
[{"$nulls":6},65556,1.05204]
[{"$nulls":6},65605,1.09789]
[{"$nulls":6},65625,1.1014]
[{"$nulls":6},65655,1.12381]
[{"$nulls":6},65658,1.1043]
[{"$nulls":6},65715,1.1102]
[{"$nulls":6},65724,1.07996]
[{"$nulls":6},65757,1.09707]
[{"$nulls":6},65778,1.13215]
[{"$nulls":6},65807,1.09949]
[{"$nulls":6},66007,1.00011]
[{"$nulls":6},66049,1.00024]
[{"$nulls":6},66075,1.02985]
[{"$nulls":6},66103,1.00063]
[{"$nulls":6},66205,1.00063]
[{"$nulls":6},66213,1.00247]
[{"$nulls":6},66404,0.975397]
[{"$nulls":6},66423,0.999139]
[{"$nulls":6},66507,0.998574]
[{"$nulls":6},66538,0.9783]
[{"$nulls":6},66607,0.99998]
[{"$nulls":6},66614,0.999854]
[{"$nulls":6},66701,1.04361]
[{"$nulls":6},66740,1.04911]
[{"$nulls":6},66777,1.0222]
[{"$nulls":6},66849,0.991001]
[{"$nulls":6},66869,1.00053]
[{"$nulls":6},66937,0.952634]
[{"$nulls":6},67009,0.984159]
[{"$nulls":6},67018,1.00734]
[{"$nulls":6},67042,1.00517]
[{"$nulls":6},67108,0.997065]
[{"$nulls":6},67123,1.00207]
[{"$nulls":6},67152,1.00371]
[{"$nulls":6},67215,1.00007]
[{"$nulls":6},67337,1.06656]
[{"$nulls":6},67364,1.06539]
[{"$nulls":6},67418,0.940152]
[{"$nulls":6},67445,0.941303]
[{"$nulls":6},67474,0.916311]
[{"$nulls":6},67518,0.806806]
[{"$nulls":6},67559,0.854543]
[{"$nulls":6},67621,0.898455]
[{"$nulls":6},67645,0.846468]
[{"$nulls":6},67654,0.854472]
[{"$nulls":6},67730,0.747931]
[{"$nulls":6},67752,0.801704]
[{"$nulls":6},67843,0.804751]
[{"$nulls":6},67953,0.767471]
[{"$nulls":6},68326,0.920276]
[{"$nulls":6},68416,0.930004]
[{"$nulls":6},68444,0.927772]
[{"$nulls":6},68952,0.905748]
[{"$nulls":6},69037,0.74782]
[{"$nulls":6},70033,1.49896]
[{"$nulls":6},70037,1.4677]
[{"$nulls":6},70067,1.46811]
[{"$nulls":6},70090,1.46416]
[{"$nulls":6},70128,1.46144]
[{"$nulls":6},70163,1.49054]
[{"$nulls":6},70187,1.47956]
[{"$nulls":6},70371,1.4703]
[{"$nulls":6},70404,1.44218]
[{"$nulls":6},70429,1.38471]
[{"$nulls":6},70452,1.41294]
[{"$nulls":6},70512,1.36922]
[{"$nulls":6},70527,1.37399]
[{"$nulls":6},70551,1.3658]
[{"$nulls":6},70577,1.36547]
[{"$nulls":6},70634,1.36552]
[{"$nulls":6},70658,1.38215]
[{"$nulls":6},70664,1.39622]
[{"$nulls":6},70748,1.36772]
[{"$nulls":6},70754,1.43212]
[{"$nulls":6},70785,1.40705]
[{"$nulls":6},70813,1.38476]
[{"$nulls":6},70874,1.38968]
[{"$nulls":6},71028,1.29719]
[{"$nulls":6},71032,1.2998]
[{"$nulls":6},71064,1.28742]
[{"$nulls":6},71105,1.29985]
[{"$nulls":6},71137,1.29949]
[{"$nulls":6},71219,1.30237]
[{"$nulls":6},71240,1.30238]
[{"$nulls":6},71277,1.28309]
[{"$nulls":6},71292,1.30481]
[{"$nulls":6},71346,1.34792]
[{"$nulls":6},71355,1.34752]
[{"$nulls":6},71401,1.31807]
[{"$nulls":6},71449,1.31925]
[{"$nulls":6},71459,1.35292]
[{"$nulls":6},71485,1.34526]
[{"$nulls":6},71644,1.26349]
[{"$nulls":6},71711,1.26511]
[{"$nulls":6},71751,1.27009]
[{"$nulls":6},71762,1.27009]
[{"$nulls":6},71836,1.20738]
[{"$nulls":6},71901,1.23127]
[{"$nulls":6},71943,1.20609]
[{"$nulls":6},72002,1.27896]
[{"$nulls":6},72023,1.29766]
[{"$nulls":6},72042,1.25264]
[{"$nulls":6},72057,1.2722]
[{"$nulls":6},72104,1.24839]
[{"$nulls":6},72124,1.29878]
[{"$nulls":6},72130,1.22872]
[{"$nulls":6},72175,1.26655]
[{"$nulls":6},72199,1.29602]
[{"$nulls":6},72295,1.29604]
[{"$nulls":6},72326,1.23926]
[{"$nulls":6},72358,1.16729]
[{"$nulls":6},72395,1.22919]
[{"$nulls":6},72426,1.17661]
[{"$nulls":6},72450,1.16773]
[{"$nulls":6},72456,1.129]
[{"$nulls":6},72478,1.13351]
[{"$nulls":6},72536,1.15889]
[{"$nulls":6},72566,1.1734]
[{"$nulls":6},72623,1.13212]
[{"$nulls":6},72629,1.19778]
[{"$nulls":6},72679,1.17777]
[{"$nulls":6},72687,1.13257]
[{"$nulls":6},72732,1.10569]
[{"$nulls":6},72801,1.1851]
[{"$nulls":6},72830,1.13896]
[{"$nulls":6},72855,1.12289]
[{"$nulls":6},72913,1.10015]
[{"$nulls":6},72955,1.10167]
[{"$nulls":6},73015,1.0433]
[{"$nulls":6},73021,1.0397]
[{"$nulls":6},73040,1.06166]
[{"$nulls":6},73070,1.09528]
[{"$nulls":6},73095,1.0889]
[{"$nulls":6},73118,1.09839]
[{"$nulls":6},73143,1.09911]
[{"$nulls":6},73164,1.09839]
[{"$nulls":6},73178,1.09922]
[{"$nulls":6},73436,1.10031]
[{"$nulls":6},73460,1.12313]
[{"$nulls":6},73534,1.04802]
[{"$nulls":6},73562,1.0079]
[{"$nulls":6},73622,1.02447]
[{"$nulls":6},73663,0.987492]
[{"$nulls":6},73706,1.03601]
[{"$nulls":6},73750,1.07381]
[{"$nulls":6},73758,0.998315]
[{"$nulls":6},73840,0.91714]
[{"$nulls":6},74008,1.09835]
[{"$nulls":6},74018,1.09788]
[{"$nulls":6},74039,1.09487]
[{"$nulls":6},74063,1.0976]
[{"$nulls":6},74105,1.09968]
[{"$nulls":6},74141,1.09978]
[{"$nulls":6},74187,1.09896]
[{"$nulls":6},74349,1.09363]
[{"$nulls":6},74359,1.09927]
[{"$nulls":6},74426,1.10409]
[{"$nulls":6},74460,1.10132]
[{"$nulls":6},74522,1.11152]
[{"$nulls":6},74553,1.11515]
[{"$nulls":6},74563,1.11303]
[{"$nulls":6},74723,1.13785]
[{"$nulls":6},74748,1.13039]
[{"$nulls":6},74756,1.16395]
[{"$nulls":6},74851,1.0931]
[{"$nulls":6},74859,1.10013]
[{"$nulls":6},74939,1.11582]
[{"$nulls":6},74960,1.10246]
[{"$nulls":6},75028,1.18077]
[{"$nulls":6},75050,1.18727]
[{"$nulls":6},75053,1.18727]
[{"$nulls":6},75082,1.1778]
[{"$nulls":6},75105,1.19547]
[{"$nulls":6},75143,1.19656]
[{"$nulls":6},75167,1.19089]
[{"$nulls":6},75207,1.18487]
[{"$nulls":6},75233,1.1858]
[{"$nulls":6},75241,1.18417]
[{"$nulls":6},75315,1.183]
[{"$nulls":6},75354,1.17933]
[{"$nulls":6},75382,1.1815]
[{"$nulls":6},75428,1.18368]
[{"$nulls":6},75442,1.17243]
[{"$nulls":6},75462,1.17614]
[{"$nulls":6},75485,1.16586]
[{"$nulls":6},75563,1.26029]
[{"$nulls":6},75569,1.24257]
[{"$nulls":6},75636,1.23827]
[{"$nulls":6},75660,1.25924]
[{"$nulls":6},75701,1.2361]
[{"$nulls":6},75757,1.23891]
[{"$nulls":6},75797,1.23894]
[{"$nulls":6},75850,1.23643]
[{"$nulls":6},75904,1.28966]
[{"$nulls":6},75930,1.31586]
[{"$nulls":6},75958,1.29968]
[{"$nulls":6},75980,1.31611]
[{"$nulls":6},76028,1.19508]
[{"$nulls":6},76070,1.18362]
[{"$nulls":6},76088,1.17456]
[{"$nulls":6},76117,1.19727]
[{"$nulls":6},76133,1.19855]
[{"$nulls":6},76202,1.17331]
[{"$nulls":6},76241,1.1356]
[{"$nulls":6},76266,1.15696]
[{"$nulls":6},76360,1.01682]
[{"$nulls":6},76369,1.01115]
[{"$nulls":6},76437,1.10217]
[{"$nulls":6},76461,1.13552]
[{"$nulls":6},76490,1.14996]
[{"$nulls":6},76539,1.18912]
[{"$nulls":6},76542,1.19589]
[{"$nulls":6},76629,1.21177]
[{"$nulls":6},76635,1.20306]
[{"$nulls":6},76656,1.20069]
[{"$nulls":6},76703,1.19986]
[{"$nulls":6},76803,1.12133]
[{"$nulls":6},76849,1.10569]
[{"$nulls":6},76866,1.04391]
[{"$nulls":6},76936,1.0257]
[{"$nulls":6},77006,1.21251]
[{"$nulls":6},77012,1.20823]
[{"$nulls":6},77028,1.21427]
[{"$nulls":6},77057,1.21821]
[{"$nulls":6},77076,1.21712]
[{"$nulls":6},77098,1.21251]
[{"$nulls":6},77225,1.20997]
[{"$nulls":6},77248,1.21712]
[{"$nulls":6},77273,1.23186]
[{"$nulls":6},77279,1.22401]
[{"$nulls":6},77315,1.22058]
[{"$nulls":6},77348,1.25185]
[{"$nulls":6},77377,1.23676]
[{"$nulls":6},77393,1.24212]
[{"$nulls":6},77432,1.26663]
[{"$nulls":6},77444,1.23984]
[{"$nulls":6},77460,1.25851]
[{"$nulls":6},77481,1.22406]
[{"$nulls":6},77504,1.20121]
[{"$nulls":6},77552,1.24044]
[{"$nulls":6},77566,1.24408]
[{"$nulls":6},77613,1.37816]
[{"$nulls":6},77631,1.38913]
[{"$nulls":6},77706,1.39236]
[{"$nulls":6},77725,1.39654]
[{"$nulls":6},77870,1.2227]
[{"$nulls":6},77871,1.23131]
[{"$nulls":6},77968,1.2986]
[{"$nulls":6},77991,1.2874]
[{"$nulls":6},78023,1.20003]
[{"$nulls":6},78058,1.15334]
[{"$nulls":6},78102,1.26687]
[{"$nulls":6},78115,1.20787]
[{"$nulls":6},78201,1.20009]
[{"$nulls":6},78220,1.20078]
[{"$nulls":6},78226,1.20059]
[{"$nulls":6},78258,1.20011]
[{"$nulls":6},78280,1.2001]
[{"$nulls":6},78336,1.28469]
[{"$nulls":6},78359,1.29291]
[{"$nulls":6},78401,1.29805]
[{"$nulls":6},78426,1.29805]
[{"$nulls":6},78521,1.10055]
[{"$nulls":6},78539,1.16378]
[{"$nulls":6},78563,1.19657]
[{"$nulls":6},78591,1.20583]
[{"$nulls":6},78615,1.20312]
[{"$nulls":6},78634,1.20146]
[{"$nulls":6},78662,1.20939]
[{"$nulls":6},78669,1.198]
[{"$nulls":6},78709,1.20037]
[{"$nulls":6},78728,1.201]
[{"$nulls":6},78749,1.20037]
[{"$nulls":6},78829,1.18106]
[{"$nulls":6},78850,1.18527]
[{"$nulls":6},78941,1.23011]
[{"$nulls":6},78951,1.25201]
[{"$nulls":6},79024,0.863092]
[{"$nulls":6},79033,0.834967]
[{"$nulls":6},79059,0.868649]
[{"$nulls":6},79085,0.819771]
[{"$nulls":6},79118,0.802645]
[{"$nulls":6},79227,1.01606]
[{"$nulls":6},79255,0.903155]
[{"$nulls":6},79345,0.901064]
[{"$nulls":6},79372,0.88676]
[{"$nulls":6},79379,0.879138]
[{"$nulls":6},79424,0.900477]
[{"$nulls":6},79512,1.02719]
[{"$nulls":6},79545,1.04389]
[{"$nulls":6},79703,0.960283]
[{"$nulls":6},79733,0.999476]
[{"$nulls":6},79760,0.958714]
[{"$nulls":6},79778,1.00933]
[{"$nulls":6},79834,1.01318]
[{"$nulls":6},79902,0.70022]
[{"$nulls":6},79930,0.700031]
[{"$nulls":6},79996,0.700066]
[{"$nulls":6},80004,0.646958]
[{"$nulls":6},80034,0.653387]
[{"$nulls":6},80106,0.629583]
[{"$nulls":6},80131,0.658]
[{"$nulls":6},80209,0.665368]
[{"$nulls":6},80211,0.653387]
[{"$nulls":6},80236,0.655753]
[{"$nulls":6},80262,0.660716]
[{"$nulls":6},80306,0.632246]
[{"$nulls":6},80442,0.601525]
[{"$nulls":6},80466,0.620087]
[{"$nulls":6},80504,0.634145]
[{"$nulls":6},80540,0.623161]
[{"$nulls":6},80743,0.670277]
[{"$nulls":6},80801,0.65591]
[{"$nulls":6},80823,0.642199]
[{"$nulls":6},80841,0.611599]
[{"$nulls":6},80924,0.602999]
[{"$nulls":6},80947,0.600996]
[{"$nulls":6},81007,0.603774]
[{"$nulls":6},81050,0.637344]
[{"$nulls":6},81087,0.720007]
[{"$nulls":6},81136,0.604645]
[{"$nulls":6},81143,0.596192]
[{"$nulls":6},81223,0.606349]
[{"$nulls":6},81302,0.556748]
[{"$nulls":6},81416,0.511874]
[{"$nulls":6},81504,0.500333]
[{"$nulls":6},81621,0.507689]
[{"$nulls":6},81637,0.500481]
[{"$nulls":6},84001,0.496706]
[{"$nulls":6},84058,0.497576]
[{"$nulls":6},84526,0.503369]
[{"$nulls":6},84629,0.499821]
[{"$nulls":6},84640,0.501675]
[{"$nulls":6},84712,0.553827]
[{"$nulls":6},84726,0.556775]
[{"$nulls":6},84754,0.523282]
[{"$nulls":6},84760,0.548698]
[{"$nulls":6},85015,0.699393]
[{"$nulls":6},85023,0.695188]
[{"$nulls":6},85043,0.697733]
[{"$nulls":6},85070,0.698493]
[{"$nulls":6},85128,0.691546]
[{"$nulls":6},85201,0.699287]
[{"$nulls":6},85233,0.697954]
[{"$nulls":6},85251,0.699302]
[{"$nulls":6},85271,0.699302]
[{"$nulls":6},85309,0.689752]
[{"$nulls":6},85335,0.689752]
[{"$nulls":6},85366,0.732999]
[{"$nulls":6},85382,0.68993]
[{"$nulls":6},85540,0.66145]
[{"$nulls":6},85553,0.681179]
[{"$nulls":6},85634,0.691618]
[{"$nulls":6},85670,0.697547]
[{"$nulls":6},85716,0.699879]
[{"$nulls":6},85725,0.699923]
[{"$nulls":6},85746,0.699987]
[{"$nulls":6},85930,0.655565]
[{"$nulls":6},86016,0.669442]
[{"$nulls":6},86046,0.666499]
[{"$nulls":6},86325,0.660856]
[{"$nulls":6},86332,0.616155]
[{"$nulls":6},86412,0.663906]
[{"$nulls":6},86444,0.665206]
[{"$nulls":6},87004,0.508538]
[{"$nulls":6},87029,0.570583]
[{"$nulls":6},87047,0.512434]
[{"$nulls":6},87109,0.500688]
[{"$nulls":6},87119,0.500028]
[{"$nulls":6},87302,0.606602]
[{"$nulls":6},87315,0.616934]
[{"$nulls":6},87410,0.56539]
[{"$nulls":6},87522,0.589012]
[{"$nulls":6},87535,0.594001]
[{"$nulls":6},87562,0.59078]
[{"$nulls":6},87594,0.568717]
[{"$nulls":6},87746,0.7504]
[{"$nulls":6},87930,0.666029]
[{"$nulls":6},87936,0.670843]
[{"$nulls":6},88023,0.664148]
[{"$nulls":6},88051,0.653027]
[{"$nulls":6},88115,0.817763]
[{"$nulls":6},88232,0.773604]
[{"$nulls":6},88301,0.646942]
[{"$nulls":6},88342,0.702887]
[{"$nulls":6},88350,0.708169]
[{"$nulls":6},88426,0.795784]
[{"$nulls":6},88521,0.700031]
[{"$nulls":6},88548,0.700028]
[{"$nulls":6},88582,0.700028]
[{"$nulls":6},88590,0.700028]
[{"$nulls":6},89022,0.433485]
[{"$nulls":6},89040,0.66173]
[{"$nulls":6},89052,0.699623]
[{"$nulls":6},89106,0.6986]
[{"$nulls":6},89126,0.699876]
[{"$nulls":6},89151,0.699225]
[{"$nulls":6},89177,0.6986]
[{"$nulls":6},89402,0.518182]
[{"$nulls":6},89439,0.507251]
[{"$nulls":6},89507,0.501421]
[{"$nulls":6},89712,0.515083]
[{"$nulls":6},89833,0.435776]
[{"$nulls":6},90034,1.09498]
[{"$nulls":6},90040,1.07259]
[{"$nulls":6},90059,1.09141]
[{"$nulls":6},90090,1.07433]
[{"$nulls":6},90220,1.08777]
[{"$nulls":6},90254,1.09498]
[{"$nulls":6},90278,1.09498]
[{"$nulls":6},90410,1.09456]
[{"$nulls":6},90608,1.03498]
[{"$nulls":6},90661,1.05304]
[{"$nulls":6},90702,1.05538]
[{"$nulls":6},90746,1.08777]
[{"$nulls":6},90831,1.06497]
[{"$nulls":6},91016,1.02042]
[{"$nulls":6},91107,1.04125]
[{"$nulls":6},91189,1.06017]
[{"$nulls":6},91203,1.07433]
[{"$nulls":6},91309,1.03042]
[{"$nulls":6},91335,1.04809]
[{"$nulls":6},91371,1.04809]
[{"$nulls":6},91410,1.05795]
[{"$nulls":6},91499,1.05795]
[{"$nulls":6},91612,1.05946]
[{"$nulls":6},91711,0.955053]
[{"$nulls":6},91737,0.914171]
[{"$nulls":6},91762,0.938816]
[{"$nulls":6},91908,0.897918]
[{"$nulls":6},91917,0.887203]
[{"$nulls":6},91977,0.898242]
[{"$nulls":6},92023,0.896788]
[{"$nulls":6},92058,0.896276]
[{"$nulls":6},92088,0.892715]
[{"$nulls":6},92102,0.899624]
[{"$nulls":6},92122,0.899445]
[{"$nulls":6},92145,0.899034]
[{"$nulls":6},92177,0.899445]
[{"$nulls":6},92211,0.81845]
[{"$nulls":6},92253,0.817048]
[{"$nulls":6},92276,0.812598]
[{"$nulls":6},92313,0.889228]
[{"$nulls":6},92325,0.863238]
[{"$nulls":6},92342,0.805567]
[{"$nulls":6},92372,0.894752]
[{"$nulls":6},92501,0.889228]
[{"$nulls":6},92514,0.907535]
[{"$nulls":6},92561,0.843536]
[{"$nulls":6},92593,0.88697]
[{"$nulls":6},92620,0.958346]
[{"$nulls":6},92662,0.985794]
[{"$nulls":6},92697,0.977117]
[{"$nulls":6},92703,1.00564]
[{"$nulls":6},92809,0.966577]
[{"$nulls":6},92840,1.00564]
[{"$nulls":6},92879,0.925089]
[{"$nulls":6},93016,0.887641]
[{"$nulls":6},93043,0.874122]
[{"$nulls":6},93120,0.804267]
[{"$nulls":6},93201,0.57292]
[{"$nulls":6},93224,0.633388]
[{"$nulls":6},93249,0.654823]
[{"$nulls":6},93272,0.597829]
[{"$nulls":6},93386,0.511535]
[{"$nulls":6},93409,0.849955]
[{"$nulls":6},93438,0.885613]
[{"$nulls":6},93457,0.898661]
[{"$nulls":6},93528,0.718884]
[{"$nulls":6},93535,0.872856]
[{"$nulls":6},93556,0.685118]
[{"$nulls":6},93610,0.642667]
[{"$nulls":6},93638,0.613023]
[{"$nulls":6},93660,0.633383]
[{"$nulls":6},93711,0.601933]
[{"$nulls":6},93747,0.600064]
[{"$nulls":6},93792,0.601409]
[{"$nulls":6},93905,0.7763100000000001]
[{"$nulls":6},93942,0.791299]
[{"$nulls":6},94020,0.88075]
[{"$nulls":6},94066,0.898851]
[{"$nulls":6},94124,0.895529]
[{"$nulls":6},94142,0.895529]
[{"$nulls":6},94206,0.799841]
[{"$nulls":6},94245,0.799281]
[{"$nulls":6},94261,0.799281]
[{"$nulls":6},94289,0.799281]
[{"$nulls":6},94403,0.896852]
[{"$nulls":6},94525,0.854867]
[{"$nulls":6},94545,0.879545]
[{"$nulls":6},94571,0.800193]
[{"$nulls":6},94591,0.842325]
[{"$nulls":6},94614,0.885524]
[{"$nulls":6},94621,0.885524]
[{"$nulls":6},94802,0.878231]
[{"$nulls":6},94927,0.83236]
[{"$nulls":6},94952,0.843745]
[{"$nulls":6},94978,0.877066]
[{"$nulls":6},95032,0.839791]
[{"$nulls":6},95053,0.845773]
[{"$nulls":6},95103,0.845773]
[{"$nulls":6},95121,0.833502]
[{"$nulls":6},95160,0.828475]
[{"$nulls":6},95190,0.850473]
[{"$nulls":6},95230,0.735092]
[{"$nulls":6},95240,0.782337]
[{"$nulls":6},95309,0.681649]
[{"$nulls":6},95329,0.677383]
[{"$nulls":6},95352,0.738334]
[{"$nulls":6},95382,0.71691]
[{"$nulls":6},95415,0.763682]
[{"$nulls":6},95418,0.756736]
[{"$nulls":6},95444,0.821889]
[{"$nulls":6},95465,0.81679]
[{"$nulls":6},95545,0.725204]
[{"$nulls":6},95614,0.727074]
[{"$nulls":6},95634,0.695055]
[{"$nulls":6},95656,0.70972]
[{"$nulls":6},95668,0.78418]
[{"$nulls":6},95683,0.774544]
[{"$nulls":6},95709,0.677388]
[{"$nulls":6},95819,0.799281]
[{"$nulls":6},95829,0.798029]
[{"$nulls":6},95865,0.79731]
[{"$nulls":6},95930,0.690728]
[{"$nulls":6},95947,0.611706]
[{"$nulls":6},95973,0.707425]
[{"$nulls":6},95979,0.747915]
[{"$nulls":6},96061,0.657097]
[{"$nulls":6},96128,0.563035]
[{"$nulls":6},96157,0.546662]
[{"$nulls":6},7723,0.986872]
[{"$nulls":6},7763,0.984488]
[{"$nulls":6},8019,0.987386]
[{"$nulls":6},8039,0.994761]
[{"$nulls":6},8052,0.989055]
[{"$nulls":6},8069,0.995352]
[{"$nulls":6},8095,0.99081]
[{"$nulls":6},8220,0.998156]
[{"$nulls":6},8241,0.999578]
[{"$nulls":6},8321,0.986869]
[{"$nulls":6},8349,0.987589]
[{"$nulls":6},8512,0.980638]
[{"$nulls":6},8528,0.974727]
[{"$nulls":6},8602,0.972709]
[{"$nulls":6},8734,0.986982]
[{"$nulls":6},8742,0.986516]
[{"$nulls":6},15017,0.715761]
[{"$nulls":6},15072,0.750436]
[{"$nulls":6},15137,0.738606]
[{"$nulls":6},15314,0.740639]
[{"$nulls":6},15338,0.769582]
[{"$nulls":6},15346,0.756388]
[{"$nulls":6},15368,0.749828]
[{"$nulls":6},15423,0.746207]
[{"$nulls":6},15459,0.803503]
[{"$nulls":6},15474,0.776618]
[{"$nulls":6},15520,0.810691]
[{"$nulls":6},15553,0.844839]
[{"$nulls":6},15565,0.826807]
[{"$nulls":6},15640,0.75147]
[{"$nulls":6},15655,0.802636]
[{"$nulls":6},15677,0.792732]
[{"$nulls":6},15930,0.822588]
[{"$nulls":6},16621,0.885309]
[{"$nulls":6},16670,0.852499]
[{"$nulls":6},17018,0.980373]
[{"$nulls":6},17057,0.998841]
[{"$nulls":6},17090,0.96513]
[{"$nulls":6},17105,0.989472]
[{"$nulls":6},17140,0.999049]
[{"$nulls":6},17237,0.941622]
[{"$nulls":6},17261,0.948494]
[{"$nulls":6},17322,0.977227]
[{"$nulls":6},17344,0.970121]
[{"$nulls":6},17370,0.997949]
[{"$nulls":6},17503,0.969512]
[{"$nulls":6},17520,0.970634]
[{"$nulls":6},17551,0.971785]
[{"$nulls":6},17608,0.971785]
[{"$nulls":6},18902,0.958724]
[{"$nulls":6},18936,0.964175]
[{"$nulls":6},18991,0.969266]
[{"$nulls":6},19020,0.976853]
[{"$nulls":6},19029,0.999775]
[{"$nulls":6},19050,0.997524]
[{"$nulls":6},19079,0.999775]
[{"$nulls":6},19105,0.996951]
[{"$nulls":6},19125,0.996951]
[{"$nulls":6},19144,0.989684]
[{"$nulls":6},19185,0.998893]
[{"$nulls":6},19316,0.970737]
[{"$nulls":6},19331,0.991918]
[{"$nulls":6},19367,0.974675]
[{"$nulls":6},19395,0.986136]
[{"$nulls":6},19437,0.964175]
[{"$nulls":6},19486,0.964175]
[{"$nulls":6},19503,0.925791]
[{"$nulls":6},19606,0.944417]
[{"$nulls":6},19715,0.997005]
[{"$nulls":6},19803,0.996574]
[{"$nulls":6},19906,0.985707]
[{"$nulls":6},19954,0.982822]
[{"$nulls":6},19956,0.979358]
[{"$nulls":6},20007,0.905601]
[{"$nulls":6},20039,0.907384]
[{"$nulls":6},20062,0.901206]
[{"$nulls":6},20105,0.934886]
[{"$nulls":6},20131,0.93992]
[{"$nulls":6},20153,0.930747]
[{"$nulls":6},20167,0.93261]
[{"$nulls":6},20187,0.938747]
[{"$nulls":6},20211,0.90154]
[{"$nulls":6},20250,0.90154]
[{"$nulls":6},20303,0.90154]
[{"$nulls":6},20389,0.914237]
[{"$nulls":6},20418,0.901206]
[{"$nulls":6},20434,0.901206]
[{"$nulls":6},20456,0.901206]
[{"$nulls":6},20515,0.90154]
[{"$nulls":6},20538,0.90154]
[{"$nulls":6},20577,0.905601]
[{"$nulls":6},20606,0.962027]
[{"$nulls":6},20626,0.962027]
[{"$nulls":6},20664,0.950017]
[{"$nulls":6},20701,0.987326]
[{"$nulls":6},20708,0.971676]
[{"$nulls":6},20736,0.952259]
[{"$nulls":6},20754,0.956026]
[{"$nulls":6},20785,0.923909]
[{"$nulls":6},20841,0.940087]
[{"$nulls":6},20859,0.921349]
[{"$nulls":6},20896,0.919464]
[{"$nulls":6},20918,0.925906]
[{"$nulls":6},21020,0.974546]
[{"$nulls":6},21040,0.979074]
[{"$nulls":6},21065,0.9817940000000001]
[{"$nulls":6},21146,0.986219]
[{"$nulls":6},21158,0.967628]
[{"$nulls":6},21221,0.985036]
[{"$nulls":6},21244,0.992366]
[{"$nulls":6},21401,0.977809]
[{"$nulls":6},21409,0.982176]
[{"$nulls":6},21538,0.831792]
[{"$nulls":6},21624,0.972569]
[{"$nulls":6},21649,0.980955]
[{"$nulls":6},21668,0.981204]
[{"$nulls":6},21719,0.951107]
[{"$nulls":6},21756,0.935165]
[{"$nulls":6},21781,0.932482]
[{"$nulls":6},21824,0.984784]
[{"$nulls":6},21842,0.981221]
[{"$nulls":6},21869,0.973867]
[{"$nulls":6},21920,0.991661]
[{"$nulls":6},22034,0.91668]
[{"$nulls":6},22122,0.910714]
[{"$nulls":6},22185,0.91668]
[{"$nulls":6},22214,0.901206]
[{"$nulls":6},22305,0.901206]
[{"$nulls":6},22412,0.947537]
[{"$nulls":6},22435,0.981325]
[{"$nulls":6},22480,0.990067]
[{"$nulls":6},22530,0.984453]
[{"$nulls":6},22578,0.990729]
[{"$nulls":6},22639,0.931277]
[{"$nulls":6},22720,0.944971]
[{"$nulls":6},22738,0.925227]
[{"$nulls":6},22821,0.88139]
[{"$nulls":6},22840,0.900488]
[{"$nulls":6},22905,0.916993]
[{"$nulls":6},22942,0.941709]
[{"$nulls":6},23014,0.967201]
[{"$nulls":6},23035,0.995]
[{"$nulls":6},23075,0.999428]
[{"$nulls":6},23109,0.996803]
[{"$nulls":6},23129,0.979211]
[{"$nulls":6},23148,0.986401]
[{"$nulls":6},23180,0.989273]
[{"$nulls":6},23229,0.995137]
[{"$nulls":6},23284,0.998044]
[{"$nulls":6},23308,0.994832]
[{"$nulls":6},23359,0.994832]
[{"$nulls":6},23419,1.00015]
[{"$nulls":6},23439,1.00558]
[{"$nulls":6},23451,1.00264]
[{"$nulls":6},23501,1.00039]
[{"$nulls":6},23517,1.00039]
[{"$nulls":6},23666,1.00207]
[{"$nulls":6},23829,1.00006]
[{"$nulls":6},23845,0.987721]
[{"$nulls":6},23881,0.998435]
[{"$nulls":6},23919,0.98558]
[{"$nulls":6},23944,0.967217]
[{"$nulls":6},23963,0.91822]
[{"$nulls":6},24018,0.900464]
[{"$nulls":6},24033,0.900056]
[{"$nulls":6},24070,0.898691]
[{"$nulls":6},24112,0.951319]
[{"$nulls":6},24138,0.910596]
[{"$nulls":6},24178,0.89997]
[{"$nulls":6},24226,0.890454]
[{"$nulls":6},24269,0.890454]
[{"$nulls":6},24277,0.937976]
[{"$nulls":6},24324,0.906344]
[{"$nulls":6},24368,0.909059]
[{"$nulls":6},24442,0.857878]
[{"$nulls":6},24473,0.887885]
[{"$nulls":6},24526,0.901407]
[{"$nulls":6},24554,0.90815]
[{"$nulls":6},24574,0.901864]
[{"$nulls":6},24594,0.94482]
[{"$nulls":6},24622,0.873185]
[{"$nulls":6},24657,0.875752]
[{"$nulls":6},24818,0.839295]
[{"$nulls":6},24850,0.866111]
[{"$nulls":6},24887,0.839205]
[{"$nulls":6},24934,0.840132]
[{"$nulls":6},24986,0.871822]
[{"$nulls":6},25007,0.815099]
[{"$nulls":6},25045,0.815233]
[{"$nulls":6},25076,0.835151]
[{"$nulls":6},25123,0.814038]
[{"$nulls":6},25169,0.820873]
[{"$nulls":6},25211,0.819623]
[{"$nulls":6},25262,0.812581]
[{"$nulls":6},25309,0.818616]
[{"$nulls":6},25325,0.818674]
[{"$nulls":6},25339,0.818674]
[{"$nulls":6},25420,0.919348]
[{"$nulls":6},25514,0.807476]
[{"$nulls":6},25530,0.800054]
[{"$nulls":6},25607,0.841011]
[{"$nulls":6},25647,0.838571]
[{"$nulls":6},25688,0.849198]
[{"$nulls":6},25701,0.801258]
[{"$nulls":6},25720,0.801258]
[{"$nulls":6},25779,0.801258]
[{"$nulls":6},25846,0.801202]
[{"$nulls":6},25878,0.807818]
[{"$nulls":6},25936,0.804177]
[{"$nulls":6},26003,0.768602]
[{"$nulls":6},26036,0.756359]
[{"$nulls":6},26120,0.810831]
[{"$nulls":6},26180,0.809516]
[{"$nulls":6},26224,0.809653]
[{"$nulls":6},26267,0.803139]
[{"$nulls":6},26287,0.806768]
[{"$nulls":6},26366,0.797583]
[{"$nulls":6},26421,0.802552]
[{"$nulls":6},26506,0.781564]
[{"$nulls":6},26542,0.792172]
[{"$nulls":6},26588,0.785814]
[{"$nulls":6},26615,0.814325]
[{"$nulls":6},26675,0.819162]
[{"$nulls":6},26739,0.827374]
[{"$nulls":6},26845,0.849407]
[{"$nulls":6},27018,0.972876]
[{"$nulls":6},27052,0.98676]
[{"$nulls":6},27117,0.995124]
[{"$nulls":6},27213,0.999327]
[{"$nulls":6},27231,0.983143]
[{"$nulls":6},27262,0.997916]
[{"$nulls":6},27311,0.964298]
[{"$nulls":6},27359,0.988725]
[{"$nulls":6},27403,0.997728]
[{"$nulls":6},27499,0.997728]
[{"$nulls":6},27519,0.999502]
[{"$nulls":6},27536,0.986719]
[{"$nulls":6},27549,0.993981]
[{"$nulls":6},27576,1.02124]
[{"$nulls":6},27599,0.995325]
[{"$nulls":6},27634,1.00126]
[{"$nulls":6},27704,0.997569]
[{"$nulls":6},27813,1.03276]
[{"$nulls":6},27833,1.05265]
[{"$nulls":6},27855,1.01063]
[{"$nulls":6},27862,1.00619]
[{"$nulls":6},27886,1.01998]
[{"$nulls":6},27921,1.02991]
[{"$nulls":6},27944,1.04006]
[{"$nulls":6},27982,1.15762]
[{"$nulls":6},28021,1.01561]
[{"$nulls":6},28052,1.0067]
[{"$nulls":6},28071,1.00499]
[{"$nulls":6},28107,1.0087]
[{"$nulls":6},28123,1.0033]
[{"$nulls":6},28164,1.0042]
[{"$nulls":6},28206,1.00148]
[{"$nulls":6},28233,1.00148]
[{"$nulls":6},28273,1.00122]
[{"$nulls":6},28303,1.03146]
[{"$nulls":6},28328,1.07465]
[{"$nulls":6},28335,1.02257]
[{"$nulls":6},28357,1.04389]
[{"$nulls":6},28382,1.0716]
[{"$nulls":6},28407,1.19922]
[{"$nulls":6},28443,1.18204]
[{"$nulls":6},28466,1.14711]
[{"$nulls":6},28512,1.11304]
[{"$nulls":6},28542,1.13497]
[{"$nulls":6},28571,1.10248]
[{"$nulls":6},28584,1.11889]
[{"$nulls":6},28608,0.980362]
[{"$nulls":6},28629,0.958537]
[{"$nulls":6},28664,0.996998]
[{"$nulls":6},28678,0.991548]
[{"$nulls":6},28701,1.00601]
[{"$nulls":6},28728,1.00415]
[{"$nulls":6},28744,1.01947]
[{"$nulls":6},28770,1.01277]
[{"$nulls":6},28776,1.00064]
[{"$nulls":6},28804,1.00599]
[{"$nulls":6},29020,1.07113]
[{"$nulls":6},29052,1.09069]
[{"$nulls":6},29102,1.08736]
[{"$nulls":6},29130,1.07992]
[{"$nulls":6},29162,1.07901]
[{"$nulls":6},29170,1.09957]
[{"$nulls":6},29219,1.09503]
[{"$nulls":6},29290,1.09611]
[{"$nulls":6},29338,1.07159]
[{"$nulls":6},29395,1.06766]
[{"$nulls":6},29412,1.0996]
[{"$nulls":6},29442,1.09099]
[{"$nulls":6},29469,1.09726]
[{"$nulls":6},29487,1.09885]
[{"$nulls":6},29511,1.07979]
[{"$nulls":6},29547,1.0579]
[{"$nulls":6},29576,1.09362]
[{"$nulls":6},29606,1.09184]
[{"$nulls":6},29627,1.0784]
[{"$nulls":6},29653,1.07827]
[{"$nulls":6},29678,1.06513]
[{"$nulls":6},29684,1.07599]
[{"$nulls":6},29709,1.03788]
[{"$nulls":6},29802,1.09567]
[{"$nulls":6},29829,1.09637]
[{"$nulls":6},29851,1.09796]
[{"$nulls":6},29926,1.09854]
[{"$nulls":6},30002,1.09993]
[{"$nulls":6},30022,1.09761]
[{"$nulls":6},30029,1.09677]
[{"$nulls":6},30065,1.10028]
[{"$nulls":6},30074,1.09903]
[{"$nulls":6},30101,1.10164]
[{"$nulls":6},30117,1.11444]
[{"$nulls":6},30150,1.11732]
[{"$nulls":6},30176,1.1203]
[{"$nulls":6},30216,1.09919]
[{"$nulls":6},30256,1.10392]
[{"$nulls":6},30286,1.10517]
[{"$nulls":6},30292,1.10308]
[{"$nulls":6},30314,1.10012]
[{"$nulls":6},30336,1.10041]
[{"$nulls":6},30364,1.10002]
[{"$nulls":6},30417,1.09784]
[{"$nulls":6},30441,1.09515]
[{"$nulls":6},30475,1.0972]
[{"$nulls":6},30520,1.08487]
[{"$nulls":6},30534,1.08198]
[{"$nulls":6},30552,1.05842]
[{"$nulls":6},30576,1.05149]
[{"$nulls":6},30608,1.09982]
[{"$nulls":6},30660,1.09007]
[{"$nulls":6},30708,1.07987]
[{"$nulls":6},30750,1.09999]
[{"$nulls":6},30815,1.09918]
[{"$nulls":6},30822,1.09633]
[{"$nulls":6},31001,1.10613]
[{"$nulls":6},31024,1.092]
[{"$nulls":6},31047,1.10065]
[{"$nulls":6},31069,1.10081]
[{"$nulls":6},31096,1.09464]
[{"$nulls":6},31196,1.10013]
[{"$nulls":6},31296,1.10034]
[{"$nulls":6},31305,1.10184]
[{"$nulls":6},31405,1.09983]
[{"$nulls":6},31419,1.09983]
[{"$nulls":6},31539,1.09733]
[{"$nulls":6},31553,1.10251]
[{"$nulls":6},31631,1.10914]
[{"$nulls":6},31702,1.11809]
[{"$nulls":6},31735,1.11091]
[{"$nulls":6},31771,1.1192]
[{"$nulls":6},31780,1.1157]
[{"$nulls":6},31811,1.1045]
[{"$nulls":6},31832,1.12368]
[{"$nulls":6},32008,1.12052]
[{"$nulls":6},32059,1.11893]
[{"$nulls":6},32087,1.10447]
[{"$nulls":6},32118,1.10014]
[{"$nulls":6},32124,1.10004]
[{"$nulls":6},32143,1.10228]
[{"$nulls":6},32185,1.10939]
[{"$nulls":6},32212,1.10136]
[{"$nulls":6},32234,1.10197]
[{"$nulls":6},32310,1.15033]
[{"$nulls":6},32326,1.1511]
[{"$nulls":6},32348,1.12526]
[{"$nulls":6},32411,1.23224]
[{"$nulls":6},32432,1.17449]
[{"$nulls":6},32445,1.17414]
[{"$nulls":6},32503,1.31497]
[{"$nulls":6},32531,1.27724]
[{"$nulls":6},32569,1.2872]
[{"$nulls":6},32609,1.11554]
[{"$nulls":6},32639,1.13262]
[{"$nulls":6},32696,1.12585]
[{"$nulls":6},32721,1.10297]
[{"$nulls":6},32727,1.12322]
[{"$nulls":6},32764,1.10551]
[{"$nulls":6},32783,1.11241]
[{"$nulls":6},32815,1.11042]
[{"$nulls":6},32858,1.12256]
[{"$nulls":6},32899,1.1131]
[{"$nulls":6},32926,1.1175]
[{"$nulls":6},32957,1.12415]
[{"$nulls":6},32971,1.12435]
[{"$nulls":6},33015,1.19794]
[{"$nulls":6},33061,1.13907]
[{"$nulls":6},33083,1.18966]
[{"$nulls":6},33161,1.19573]
[{"$nulls":6},33280,1.18413]
[{"$nulls":6},33316,1.17279]
[{"$nulls":6},33339,1.157]
[{"$nulls":6},33351,1.16595]
[{"$nulls":6},33415,1.10028]
[{"$nulls":6},33438,1.12245]
[{"$nulls":6},33469,1.10791]
[{"$nulls":6},33496,1.12517]
[{"$nulls":6},33545,1.18547]
[{"$nulls":6},33573,1.19452]
[{"$nulls":6},33602,1.19935]
[{"$nulls":6},33608,1.19826]
[{"$nulls":6},33660,1.19735]
[{"$nulls":6},33685,1.19981]
[{"$nulls":6},33714,1.19822]
[{"$nulls":6},33744,1.19443]
[{"$nulls":6},33785,1.19513]
[{"$nulls":6},33827,1.15024]
[{"$nulls":6},33837,1.14696]
[{"$nulls":6},33877,1.15228]
[{"$nulls":6},33884,1.15228]
[{"$nulls":6},33919,1.1556]
[{"$nulls":6},33949,1.16444]
[{"$nulls":6},33980,1.16444]
[{"$nulls":6},34133,1.15465]
[{"$nulls":6},34212,1.1867]
[{"$nulls":6},34238,1.17968]
[{"$nulls":6},34275,1.17637]
[{"$nulls":6},34421,1.12763]
[{"$nulls":6},34441,1.14476]
[{"$nulls":6},34471,1.12443]
[{"$nulls":6},34498,1.14925]
[{"$nulls":6},34636,1.15988]
[{"$nulls":6},34698,1.19741]
[{"$nulls":6},34756,1.13083]
[{"$nulls":6},34945,1.12299]
[{"$nulls":6},34982,1.12039]
[{"$nulls":6},34991,1.1151]
[{"$nulls":6},35022,1.20091]
[{"$nulls":6},35052,1.19045]
[{"$nulls":6},35091,1.19855]
[{"$nulls":6},35127,1.20155]
[{"$nulls":6},35175,1.18603]
[{"$nulls":6},35210,1.1997]
[{"$nulls":6},35232,1.19999]
[{"$nulls":6},35238,1.20001]
[{"$nulls":6},35297,1.19993]
[{"$nulls":6},35453,1.21717]
[{"$nulls":6},35477,1.26807]
[{"$nulls":6},35503,1.19254]
[{"$nulls":6},35582,1.17618]
[{"$nulls":6},35617,1.15872]
[{"$nulls":6},35630,1.16446]
[{"$nulls":6},35742,1.1976]
[{"$nulls":6},35752,1.12621]
[{"$nulls":6},35803,1.19079]
[{"$nulls":6},35893,1.19462]
[{"$nulls":6},35961,1.13482]
[{"$nulls":6},36005,1.20783]
[{"$nulls":6},36032,1.27679]
[{"$nulls":6},36038,1.24334]
[{"$nulls":6},36065,1.27122]
[{"$nulls":6},36093,1.2655]
[{"$nulls":6},36130,1.29431]
[{"$nulls":6},36255,1.16785]
[{"$nulls":6},36276,1.1494]
[{"$nulls":6},36349,1.19765]
[{"$nulls":6},36420,1.25893]
[{"$nulls":6},36432,1.28125]
[{"$nulls":6},36467,1.24148]
[{"$nulls":6},36533,1.38307]
[{"$nulls":6},36549,1.33746]
[{"$nulls":6},36576,1.36695]
[{"$nulls":6},36604,1.39658]
[{"$nulls":6},36695,1.39953]
[{"$nulls":6},36749,1.25171]
[{"$nulls":6},36776,1.2456]
[{"$nulls":6},36860,1.14279]
[{"$nulls":6},36908,1.30144]
[{"$nulls":6},36921,1.29812]
[{"$nulls":6},37031,1.06846]
[{"$nulls":6},37059,1.07019]
[{"$nulls":6},37078,1.0684]
[{"$nulls":6},37129,1.09399]
[{"$nulls":6},37149,1.08508]
[{"$nulls":6},37183,1.10349]
[{"$nulls":6},37211,1.09878]
[{"$nulls":6},37227,1.09977]
[{"$nulls":6},37244,1.09962]
[{"$nulls":6},37324,1.1107]
[{"$nulls":6},37335,1.1398]
[{"$nulls":6},37366,1.10295]
[{"$nulls":6},37398,1.11737]
[{"$nulls":6},37419,1.09973]
[{"$nulls":6},37615,0.974867]
[{"$nulls":6},37662,0.962195]
[{"$nulls":6},37705,0.929902]
[{"$nulls":6},37731,0.951454]
[{"$nulls":6},37771,0.926406]
[{"$nulls":6},37816,0.963553]
[{"$nulls":6},37860,0.973979]
[{"$nulls":6},37880,1.00585]
[{"$nulls":6},37888,0.942827]
[{"$nulls":6},37927,0.912124]
[{"$nulls":6},38328,1.10954]
[{"$nulls":6},38387,1.10012]
[{"$nulls":6},38463,1.15517]
[{"$nulls":6},38547,1.06744]
[{"$nulls":6},38563,1.059]
[{"$nulls":6},38585,1.06466]
[{"$nulls":6},39704,1.22934]
[{"$nulls":6},39826,1.1187]
[{"$nulls":6},39866,1.13539]
[{"$nulls":6},40026,0.9022]
[{"$nulls":6},40056,0.902262]
[{"$nulls":6},40118,0.900223]
[{"$nulls":6},40162,0.927272]
[{"$nulls":6},40215,0.900987]
[{"$nulls":6},40218,0.900665]
[{"$nulls":6},40252,0.900665]
[{"$nulls":6},40289,0.900147]
[{"$nulls":6},40346,0.883191]
[{"$nulls":6},40371,0.870808]
[{"$nulls":6},40442,0.92252]
[{"$nulls":6},40460,0.90611]
[{"$nulls":6},40524,0.900123]
[{"$nulls":6},40618,0.900189]
[{"$nulls":6},40755,0.917967]
[{"$nulls":6},40816,0.912022]
[{"$nulls":6},40843,0.932589]
[{"$nulls":6},40913,0.920556]
[{"$nulls":6},40953,0.931584]
[{"$nulls":6},41016,0.898439]
[{"$nulls":6},41045,0.895753]
[{"$nulls":6},41081,0.864992]
[{"$nulls":6},41139,0.805161]
[{"$nulls":6},41149,0.837694]
[{"$nulls":6},41214,0.838752]
[{"$nulls":6},41274,0.838611]
[{"$nulls":6},41390,0.894884]
[{"$nulls":6},41519,0.85543]
[{"$nulls":6},41537,0.889401]
[{"$nulls":6},41616,0.864385]
[{"$nulls":6},41659,0.860473]
[{"$nulls":6},41701,0.895419]
[{"$nulls":6},41772,0.878824]
[{"$nulls":6},41815,0.89761]
[{"$nulls":6},41855,0.887498]
[{"$nulls":6},42045,1.03802]
[{"$nulls":6},42153,1.03148]
[{"$nulls":6},42214,0.966862]
[{"$nulls":6},42265,1.03169]
[{"$nulls":6},42285,0.99095]
[{"$nulls":6},42334,0.998138]
[{"$nulls":6},42367,1.01254]
[{"$nulls":6},42441,1.01103]
[{"$nulls":6},42516,0.92637]
[{"$nulls":6},42653,0.953898]
[{"$nulls":6},42746,0.959707]
[{"$nulls":6},43001,0.814253]
[{"$nulls":6},43008,0.817334]
[{"$nulls":6},43033,0.808694]
[{"$nulls":6},43073,0.804801]
[{"$nulls":6},43106,0.84171]
[{"$nulls":6},43137,0.810449]
[{"$nulls":6},43152,0.820286]
[{"$nulls":6},43221,0.809522]
[{"$nulls":6},43270,0.803435]
[{"$nulls":6},43711,0.804673]
[{"$nulls":6},43722,0.804954]
[{"$nulls":6},43757,0.79638]
[{"$nulls":6},43786,0.800871]
[{"$nulls":6},43844,0.824924]
[{"$nulls":6},43940,0.768602]
[{"$nulls":6},43981,0.781864]
[{"$nulls":6},45034,0.893707]
[{"$nulls":6},45066,0.889941]
[{"$nulls":6},45120,0.888464]
[{"$nulls":6},45132,0.865528]
[{"$nulls":6},45171,0.876146]
[{"$nulls":6},45211,0.896323]
[{"$nulls":6},45237,0.89826]
[{"$nulls":6},45247,0.89537]
[{"$nulls":6},45311,0.88589]
[{"$nulls":6},45332,0.868339]
[{"$nulls":6},45349,0.884845]
[{"$nulls":6},45362,0.861115]
[{"$nulls":6},45387,0.884526]
[{"$nulls":6},45420,0.8912]
[{"$nulls":6},45459,0.893072]
[{"$nulls":6},45623,0.807184]
[{"$nulls":6},45658,0.81063]
[{"$nulls":6},45684,0.842685]
[{"$nulls":6},45715,0.812297]
[{"$nulls":6},45723,0.81425]
[{"$nulls":6},45766,0.818459]
[{"$nulls":6},45865,0.864538]
[{"$nulls":6},46039,0.877016]
[{"$nulls":6},46064,0.877044]
[{"$nulls":6},46122,0.898487]
[{"$nulls":6},46146,0.882989]
[{"$nulls":6},46168,0.899643]
[{"$nulls":6},46202,0.899383]
[{"$nulls":6},46218,0.89789]
[{"$nulls":6},46251,0.899851]
[{"$nulls":6},46957,0.837609]
[{"$nulls":6},47030,0.884558]
[{"$nulls":6},47119,0.904189]
[{"$nulls":6},47142,0.924669]
[{"$nulls":6},47199,0.900846]
[{"$nulls":6},47220,0.904731]
[{"$nulls":6},47247,0.901262]
[{"$nulls":6},47325,0.880111]
[{"$nulls":6},47356,0.866715]
[{"$nulls":6},47385,0.872351]
[{"$nulls":6},47433,0.906633]
[{"$nulls":6},47441,0.93297]
[{"$nulls":6},47467,0.916394]
[{"$nulls":6},47528,0.949776]
[{"$nulls":6},47558,0.946802]
[{"$nulls":6},47617,0.996024]
[{"$nulls":6},47647,0.995227]
[{"$nulls":6},47713,0.999655]
[{"$nulls":6},47735,0.999655]
[{"$nulls":6},47850,0.924845]
[{"$nulls":6},47880,0.911449]
[{"$nulls":6},47941,0.876474]
[{"$nulls":6},56902,0.907384]
[{"$nulls":6},56935,0.907384]
[{"$nulls":6},61816,0.909863]
[{"$nulls":6},61859,0.905834]
[{"$nulls":6},61924,0.909982]
[{"$nulls":6},62420,0.930489]
[{"$nulls":6},62466,0.969204]
[{"$nulls":6},62833,0.991199]
[{"$nulls":6},62954,1.00694]
[{"$nulls":6},49901,0.824025]
[{"$nulls":6},49955,0.834033]
[{"$nulls":6},50006,0.931783]
[{"$nulls":6},50032,0.996404]
[{"$nulls":6},50046,0.986325]
[{"$nulls":6},50101,0.927125]
[{"$nulls":6},50123,0.982895]
[{"$nulls":6},50141,0.944773]
[{"$nulls":6},50149,0.977378]
[{"$nulls":6},50169,0.988661]
[{"$nulls":6},50229,0.997315]
[{"$nulls":6},50247,0.952516]
[{"$nulls":6},50273,0.985635]
[{"$nulls":6},50320,0.998857]
[{"$nulls":6},50363,0.998696]
[{"$nulls":6},50369,0.998696]
[{"$nulls":6},50430,0.91939]
[{"$nulls":6},50453,0.90269]
[{"$nulls":6},50483,0.916635]
[{"$nulls":6},50527,0.91622]
[{"$nulls":6},50551,0.928051]
[{"$nulls":6},50566,0.939046]
[{"$nulls":6},50606,0.908339]
[{"$nulls":6},50613,0.900488]
[{"$nulls":6},50650,0.910585]
[{"$nulls":6},50660,0.902825]
[{"$nulls":6},50801,0.967413]
[{"$nulls":6},50854,0.976335]
[{"$nulls":6},51004,0.910754]
[{"$nulls":6},51033,0.914885]
[{"$nulls":6},51054,0.900481]
[{"$nulls":6},51234,0.905726]
[{"$nulls":6},51240,0.903667]
[{"$nulls":6},51343,0.913589]
[{"$nulls":6},51443,0.936302]
[{"$nulls":6},51503,0.900906]
[{"$nulls":6},51543,0.926246]
[{"$nulls":6},51563,0.910443]
[{"$nulls":6},51576,0.904632]
[{"$nulls":6},52036,0.916878]
[{"$nulls":6},52057,0.915253]
[{"$nulls":6},52077,0.909314]
[{"$nulls":6},52142,0.905714]
[{"$nulls":6},52168,0.901453]
[{"$nulls":6},52220,0.927022]
[{"$nulls":6},52236,0.929942]
[{"$nulls":6},52312,0.943631]
[{"$nulls":6},52339,0.922165]
[{"$nulls":6},52361,0.929981]
[{"$nulls":6},52535,0.952285]
[{"$nulls":6},52544,0.9671]
[{"$nulls":6},52569,0.971088]
[{"$nulls":6},52621,0.951258]
[{"$nulls":6},52651,0.952136]
[{"$nulls":6},52731,0.963991]
[{"$nulls":6},52767,0.991829]
[{"$nulls":6},52808,0.999273]
[{"$nulls":6},53032,0.885291]
[{"$nulls":6},53137,0.892742]
[{"$nulls":6},53504,0.904881]
[{"$nulls":6},53534,0.897978]
[{"$nulls":6},53555,0.899021]
[{"$nulls":6},53574,0.901683]
[{"$nulls":6},53706,0.899898]
[{"$nulls":6},53785,0.899898]
[{"$nulls":6},53809,0.906514]
[{"$nulls":6},53821,0.905643]
[{"$nulls":6},53930,0.892751]
[{"$nulls":6},53957,0.891316]
[{"$nulls":6},54013,0.870717]
[{"$nulls":6},54166,0.822464]
[{"$nulls":6},54417,0.873824]
[{"$nulls":6},54423,0.870307]
[{"$nulls":6},54451,0.885779]
[{"$nulls":6},54473,0.870307]
[{"$nulls":6},54495,0.886499]
[{"$nulls":6},54545,0.871498]
[{"$nulls":6},54563,0.882414]
[{"$nulls":6},54628,0.90203]
[{"$nulls":6},54638,0.897242]
[{"$nulls":6},54702,0.890665]
[{"$nulls":6},54724,0.882191]
[{"$nulls":6},54760,0.896187]
[{"$nulls":6},54766,0.883538]
[{"$nulls":6},54828,0.881778]
[{"$nulls":6},54850,0.880501]
[{"$nulls":6},54875,0.882301]
[{"$nulls":6},54929,0.836276]
[{"$nulls":6},54952,0.819844]
[{"$nulls":6},54984,0.874527]
[{"$nulls":6},55021,0.849901]
[{"$nulls":6},55030,0.866254]
[{"$nulls":6},55054,0.821129]
[{"$nulls":6},55088,0.830964]
[{"$nulls":6},55116,0.800121]
[{"$nulls":6},55150,0.802916]
[{"$nulls":6},55307,0.866189]
[{"$nulls":6},55341,0.852643]
[{"$nulls":6},55362,0.879325]
[{"$nulls":6},55376,0.861414]
[{"$nulls":6},55391,0.816777]
[{"$nulls":6},55414,0.80163]
[{"$nulls":6},55439,0.806497]
[{"$nulls":6},55460,0.802879]
[{"$nulls":6},55607,0.877145]
[{"$nulls":6},55716,0.85972]
[{"$nulls":6},55744,0.860133]
[{"$nulls":6},55750,0.882043]
[{"$nulls":6},55779,0.897994]
[{"$nulls":6},55803,0.89901]
[{"$nulls":6},55922,0.898865]
[{"$nulls":6},55945,0.893346]
[{"$nulls":6},55973,0.897058]
[{"$nulls":6},55979,0.896679]
[{"$nulls":6},56032,0.886421]
[{"$nulls":6},56039,0.894927]
[{"$nulls":6},56080,0.873923]
[{"$nulls":6},56091,0.878893]
[{"$nulls":6},56134,0.902148]
[{"$nulls":6},56156,0.902489]
[{"$nulls":6},56172,0.900309]
[{"$nulls":6},56226,0.87368]
[{"$nulls":6},56252,0.878312]
[{"$nulls":6},56279,0.881464]
[{"$nulls":6},56285,0.888818]
[{"$nulls":6},56317,0.892723]
[{"$nulls":6},56338,0.884272]
[{"$nulls":6},56364,0.889796]
[{"$nulls":6},56395,0.897689]
[{"$nulls":6},56446,0.871774]
[{"$nulls":6},56456,0.872355]
[{"$nulls":6},56482,0.865428]
[{"$nulls":6},56528,0.841418]
[{"$nulls":6},56562,0.800214]
[{"$nulls":6},56580,0.803587]
[{"$nulls":6},56628,0.837725]
[{"$nulls":6},56662,0.86924]
[{"$nulls":6},56680,0.843949]
[{"$nulls":6},56750,0.823084]
[{"$nulls":6},57024,0.901183]
[{"$nulls":6},57041,0.900454]
[{"$nulls":6},57051,0.898409]
[{"$nulls":6},57072,0.921303]
[{"$nulls":6},57197,0.900149]
[{"$nulls":6},57236,0.886236]
[{"$nulls":6},57264,0.879724]
[{"$nulls":6},57325,0.877267]
[{"$nulls":6},57354,0.916793]
[{"$nulls":6},57375,0.900895]
[{"$nulls":6},57383,0.89368]
[{"$nulls":6},57441,0.853799]
[{"$nulls":6},57461,0.881926]
[{"$nulls":6},57533,0.876139]
[{"$nulls":6},57564,0.832699]
[{"$nulls":6},57579,0.810799]
[{"$nulls":6},57660,0.732978]
[{"$nulls":6},57737,0.700811]
[{"$nulls":6},57761,0.699857]
[{"$nulls":6},57775,0.706195]
[{"$nulls":6},58013,0.83784]
[{"$nulls":6},58045,0.808813]
[{"$nulls":6},58067,0.839468]
[{"$nulls":6},58202,0.81797]
[{"$nulls":6},58230,0.815883]
[{"$nulls":6},58237,0.824057]
[{"$nulls":6},58278,0.81664]
[{"$nulls":6},58346,0.786242]
[{"$nulls":6},58415,0.829151]
[{"$nulls":6},58445,0.804891]
[{"$nulls":6},58475,0.777602]
[{"$nulls":6},58507,0.700071]
[{"$nulls":6},58531,0.758609]
[{"$nulls":6},58579,0.713081]
[{"$nulls":6},58621,0.653055]
[{"$nulls":6},58704,0.798632]
[{"$nulls":6},58734,0.781183]
[{"$nulls":6},58776,0.736516]
[{"$nulls":6},58843,0.696259]
[{"$nulls":6},59013,0.580848]
[{"$nulls":6},59046,0.563574]
[{"$nulls":6},59055,0.54008]
[{"$nulls":6},59105,0.598884]
[{"$nulls":6},59108,0.599618]
[{"$nulls":6},59247,0.634864]
[{"$nulls":6},59318,0.583704]
[{"$nulls":6},59404,0.599531]
[{"$nulls":6},59435,0.594867]
[{"$nulls":6},59463,0.560197]
[{"$nulls":6},59472,0.593133]
[{"$nulls":6},59633,0.507766]
[{"$nulls":6},59711,0.489997]
[{"$nulls":6},59725,0.493045]
[{"$nulls":6},59745,0.512186]
[{"$nulls":6},59812,0.40207]
[{"$nulls":6},59842,0.471649]
[{"$nulls":6},59863,0.418508]
[{"$nulls":6},59929,0.489309]
[{"$nulls":6},60144,0.896897]
[{"$nulls":6},60520,0.89762]
[{"$nulls":6},60545,0.896822]
[{"$nulls":6},61014,0.930711]
[{"$nulls":6},61049,0.899978]
[{"$nulls":6},61073,0.899472]
[{"$nulls":6},61107,0.899818]
[{"$nulls":6},61240,0.998707]
[{"$nulls":6},61244,0.99498]
[{"$nulls":6},61313,0.905696]
[{"$nulls":6},61319,0.906608]
[{"$nulls":6},61350,0.902426]
[{"$nulls":6},61373,0.906665]
[{"$nulls":6},61421,0.916014]
[{"$nulls":6},61443,0.935181]
[{"$nulls":6},61466,0.977764]
[{"$nulls":6},61529,0.909044]
[{"$nulls":6},61537,0.911369]
[{"$nulls":6},61606,0.901335]
[{"$nulls":6},61615,0.901127]
[{"$nulls":6},61709,0.912339]
[{"$nulls":6},61744,0.908542]
[{"$nulls":6},62354,0.952864]
[{"$nulls":6},64461,0.964701]
[{"$nulls":6},68010,0.905434]
[{"$nulls":6},68041,0.922432]
[{"$nulls":6},68045,0.92064]
[{"$nulls":6},68070,0.934403]
[{"$nulls":6},68130,0.909288]
[{"$nulls":6},68172,0.900907]
[{"$nulls":6},68324,0.943847]
[{"$nulls":6},68372,0.934632]
[{"$nulls":6},68410,0.930695]
[{"$nulls":6},68453,0.933726]
[{"$nulls":6},68510,0.932324]
[{"$nulls":6},68635,0.938406]
[{"$nulls":6},68648,0.936279]
[{"$nulls":6},68702,0.998731]
[{"$nulls":6},68736,0.944045]
[{"$nulls":6},68755,0.886422]
[{"$nulls":6},68783,0.941823]
[{"$nulls":6},68824,0.903125]
[{"$nulls":6},68847,0.903384]
[{"$nulls":6},68870,0.898634]
[{"$nulls":6},68876,0.904394]
[{"$nulls":6},68973,0.905863]
[{"$nulls":6},69125,0.691641]
[{"$nulls":6},69148,0.705048]
[{"$nulls":6},69170,0.879877]
[{"$nulls":6},69218,0.758144]
[{"$nulls":6},80430,0.567462]
[{"$nulls":6},80488,0.547709]
[{"$nulls":6},80622,0.627728]
[{"$nulls":6},80729,0.629024]
[{"$nulls":6},82007,0.600124]
[{"$nulls":6},82081,0.628325]
[{"$nulls":6},82225,0.65421]
[{"$nulls":6},82421,0.577294]
[{"$nulls":6},82513,0.54515]
[{"$nulls":6},82638,0.576759]
[{"$nulls":6},82648,0.596255]
[{"$nulls":6},82732,0.610163]
[{"$nulls":6},82934,0.466807]
[{"$nulls":6},83113,0.50837]
[{"$nulls":6},83204,0.401384]
[{"$nulls":6},83237,0.457593]
[{"$nulls":6},83246,0.426438]
[{"$nulls":6},83285,0.457594]
[{"$nulls":6},83328,0.420899]
[{"$nulls":6},83420,0.484127]
[{"$nulls":6},83438,0.467652]
[{"$nulls":6},83465,0.465388]
[{"$nulls":6},83546,0.465792]
[{"$nulls":6},83606,0.404379]
[{"$nulls":6},83643,0.416181]
[{"$nulls":6},83650,0.40414]
[{"$nulls":6},83717,0.400131]
[{"$nulls":6},83724,0.400067]
[{"$nulls":6},83822,0.496946]
[{"$nulls":6},83847,0.491857]
[{"$nulls":6},83872,0.485788]
[{"$nulls":6},84033,0.493484]
[{"$nulls":6},84067,0.494718]
[{"$nulls":6},84078,0.48821]
[{"$nulls":6},84103,0.499888]
[{"$nulls":6},84122,0.499986]
[{"$nulls":6},84190,0.499888]
[{"$nulls":6},84313,0.43787]
[{"$nulls":6},84338,0.458231]
[{"$nulls":6},89421,0.419751]
[{"$nulls":6},89826,0.41869]
[{"$nulls":6},95550,0.716837]
[{"$nulls":6},96010,0.701245]
[{"$nulls":6},96033,0.692559]
[{"$nulls":6},96049,0.691052]
[{"$nulls":6},96085,0.647915]
[{"$nulls":6},97002,0.669642]
[{"$nulls":6},97021,0.590248]
[{"$nulls":6},97044,0.631986]
[{"$nulls":6},97079,0.646495]
[{"$nulls":6},97089,0.621994]
[{"$nulls":6},97127,0.704986]
[{"$nulls":6},97148,0.711924]
[{"$nulls":6},97227,0.605413]
[{"$nulls":6},97258,0.605413]
[{"$nulls":6},97303,0.700679]
[{"$nulls":6},97338,0.720915]
[{"$nulls":6},97346,0.708836]
[{"$nulls":6},97388,0.78784]
[{"$nulls":6},97396,0.74054]
[{"$nulls":6},97438,0.833374]
[{"$nulls":6},97447,0.744746]
[{"$nulls":6},97476,0.843169]
[{"$nulls":6},97498,0.818967]
[{"$nulls":6},97533,0.655214]
[{"$nulls":6},97636,0.557891]
[{"$nulls":6},97731,0.693569]
[{"$nulls":6},97812,0.495332]
[{"$nulls":6},97818,0.462201]
[{"$nulls":6},97842,0.438005]
[{"$nulls":6},97884,0.428631]
[{"$nulls":6},98001,0.609281]
[{"$nulls":6},98029,0.624801]
[{"$nulls":6},98051,0.632518]
[{"$nulls":6},98063,0.609281]
[{"$nulls":6},98093,0.612704]
[{"$nulls":6},98119,0.610876]
[{"$nulls":6},98175,0.618628]
[{"$nulls":6},98206,0.649706]
[{"$nulls":6},98251,0.637501]
[{"$nulls":6},98286,0.76203]
[{"$nulls":6},98312,0.684556]
[{"$nulls":6},98344,0.671887]
[{"$nulls":6},98352,0.625709]
[{"$nulls":6},98394,0.719612]
[{"$nulls":6},98403,0.650152]
[{"$nulls":6},98431,0.706099]
[{"$nulls":6},98502,0.796966]
[{"$nulls":6},98535,0.923999]
[{"$nulls":6},98559,0.790756]
[{"$nulls":6},98588,0.755779]
[{"$nulls":6},98591,0.756383]
[{"$nulls":6},98638,0.881791]
[{"$nulls":6},98644,0.88694]
[{"$nulls":6},98801,0.512793]
[{"$nulls":6},98822,0.53959]
[{"$nulls":6},98856,0.573186]
[{"$nulls":6},98932,0.438327]
[{"$nulls":6},98946,0.474678]
[{"$nulls":6},99032,0.492758]
[{"$nulls":6},99117,0.489688]
[{"$nulls":6},99143,0.478658]
[{"$nulls":6},99158,0.492663]
[{"$nulls":6},99204,0.499849]
[{"$nulls":6},99256,0.499734]
[{"$nulls":6},99346,0.438366]
[{"$nulls":6},1005,0.991396]
[{"$nulls":6},1033,0.988421]
[{"$nulls":6},1039,0.973325]
[{"$nulls":6},1074,0.991396]
[{"$nulls":6},1097,0.990883]
[{"$nulls":6},1203,0.916891]
[{"$nulls":6},1247,0.919069]
[{"$nulls":6},1331,0.973807]
[{"$nulls":6},1378,0.965391]
[{"$nulls":6},1440,0.979713]
[{"$nulls":6},1516,1.01087]
[{"$nulls":6},1523,0.98207]
[{"$nulls":6},1590,1.00211]
[{"$nulls":6},1611,0.999871]
[{"$nulls":6},1741,0.943713]
[{"$nulls":6},1801,0.917777]
[{"$nulls":6},1842,0.929512]
[{"$nulls":6},1899,0.929512]
[{"$nulls":6},1937,0.917387]
[{"$nulls":6},1949,0.917387]
[{"$nulls":6},2027,0.926619]
[{"$nulls":6},2067,0.948754]
[{"$nulls":6},2124,0.902881]
[{"$nulls":6},2140,0.912773]
[{"$nulls":6},2189,0.911018]
[{"$nulls":6},2269,0.911018]
[{"$nulls":6},2304,0.951583]
[{"$nulls":6},2344,0.994623]
[{"$nulls":6},2368,0.934464]
[{"$nulls":6},2477,0.929118]
[{"$nulls":6},2536,0.984943]
[{"$nulls":6},2568,0.994943]
[{"$nulls":6},2650,0.972879]
[{"$nulls":6},2671,0.973421]
[{"$nulls":6},2746,1.01892]
[{"$nulls":6},2801,1.05478]
[{"$nulls":6},2804,1.03216]
[{"$nulls":6},2835,1.07115]
[{"$nulls":6},2872,1.08369]
[{"$nulls":6},2896,1.04933]
[{"$nulls":6},3031,0.930959]
[{"$nulls":6},3053,0.927544]
[{"$nulls":6},3108,0.916321]
[{"$nulls":6},3217,0.920401]
[{"$nulls":6},3257,0.922592]
[{"$nulls":6},3263,0.908727]
[{"$nulls":6},3435,0.947941]
[{"$nulls":6},3456,0.93618]
[{"$nulls":6},3581,0.931277]
[{"$nulls":6},3607,0.932223]
[{"$nulls":6},3756,0.912727]
[{"$nulls":6},3818,0.937254]
[{"$nulls":6},3841,0.930559]
[{"$nulls":6},3862,0.94216]
[{"$nulls":6},3868,0.938975]
[{"$nulls":6},3907,0.965566]
[{"$nulls":6},4016,0.951105]
[{"$nulls":6},4043,0.984411]
[{"$nulls":6},4078,0.994788]
[{"$nulls":6},4102,0.999177]
[{"$nulls":6},4107,0.999125]
[{"$nulls":6},4226,0.941578]
[{"$nulls":6},4257,0.945864]
[{"$nulls":6},4330,0.957842]
[{"$nulls":6},4352,0.952289]
[{"$nulls":6},4416,0.911395]
[{"$nulls":6},4455,0.836331]
[{"$nulls":6},4474,0.90658]
[{"$nulls":6},4530,0.975816]
[{"$nulls":6},4564,0.961329]
[{"$nulls":6},4673,0.920533]
[{"$nulls":6},4684,0.906362]
[{"$nulls":6},4765,0.762908]
[{"$nulls":6},4853,0.933019]
[{"$nulls":6},4923,0.909674]
[{"$nulls":6},4944,0.93502]
[{"$nulls":6},4952,0.932781]
[{"$nulls":6},4976,0.932664]
[{"$nulls":6},5033,0.904929]
[{"$nulls":6},5060,0.860629]
[{"$nulls":6},5142,0.91251]
[{"$nulls":6},5253,0.901352]
[{"$nulls":6},5351,0.934206]
[{"$nulls":6},5407,0.800206]
[{"$nulls":6},5449,0.801373]
[{"$nulls":6},5486,0.807045]
[{"$nulls":6},5647,0.867472]
[{"$nulls":6},5665,0.836999]
[{"$nulls":6},5675,0.880847]
[{"$nulls":6},5745,0.847188]
[{"$nulls":6},5765,0.864314]
[{"$nulls":6},5830,0.873813]
[{"$nulls":6},5862,0.886356]
[{"$nulls":6},6006,0.999179]
[{"$nulls":6},6034,0.993178]
[{"$nulls":6},6041,0.996344]
[{"$nulls":6},6068,0.940751]
[{"$nulls":6},6094,0.974937]
[{"$nulls":6},6119,0.996903]
[{"$nulls":6},6146,0.996903]
[{"$nulls":6},6239,1.02133]
[{"$nulls":6},6249,0.999162]
[{"$nulls":6},6277,1.00791]
[{"$nulls":6},6351,1.0163]
[{"$nulls":6},6410,0.991128]
[{"$nulls":6},6423,0.995063]
[{"$nulls":6},6461,0.999297]
[{"$nulls":6},6488,0.988718]
[{"$nulls":6},6512,0.995366]
[{"$nulls":6},6606,0.998524]
[{"$nulls":6},6614,0.999703]
[{"$nulls":6},6723,0.98806]
[{"$nulls":6},6781,0.988664]
[{"$nulls":6},6820,0.992817]
[{"$nulls":6},6876,0.994157]
[{"$nulls":6},6914,0.992817]
[{"$nulls":6},7016,0.99389]
[{"$nulls":6},7036,0.996929]
[{"$nulls":6},7046,0.982792]
[{"$nulls":6},7068,0.989064]
[{"$nulls":6},7090,0.99389]
[{"$nulls":6},7201,0.999989]
[{"$nulls":6},7307,0.997744]
[{"$nulls":6},7438,0.966481]
[{"$nulls":6},7480,0.972429]
[{"$nulls":6},7514,0.991248]
[{"$nulls":6},7604,0.995899]
[{"$nulls":6},7645,0.988982]
[{"$nulls":6},7828,0.955259]
[{"$nulls":6},7838,0.936579]
[{"$nulls":6},7863,0.930932]
[{"$nulls":6},7922,0.987261]
[{"$nulls":6},7976,0.977907]
[{"$nulls":6},8808,0.925038]
[{"$nulls":6},8848,0.932839]
[{"$nulls":6},8858,0.96074]
[{"$nulls":6},8888,0.958281]
[{"$nulls":6},10009,0.998516]
[{"$nulls":6},10039,0.997505]
[{"$nulls":6},10102,0.998516]
[{"$nulls":6},10121,0.998516]
[{"$nulls":6},10156,0.998516]
[{"$nulls":6},10172,0.998516]
[{"$nulls":6},10276,0.998516]
[{"$nulls":6},10282,0.997795]
[{"$nulls":6},10467,0.998841]
[{"$nulls":6},10473,0.998841]
[{"$nulls":6},10527,0.980264]
[{"$nulls":6},10550,0.996354]
[{"$nulls":6},10602,0.993538]
[{"$nulls":6},10803,0.99848]
[{"$nulls":6},10925,0.972531]
[{"$nulls":6},10930,0.970256]
[{"$nulls":6},10973,0.946347]
[{"$nulls":6},10994,0.985898]
[{"$nulls":6},11102,0.999974]
[{"$nulls":6},11211,0.997795]
[{"$nulls":6},11237,0.998539]
[{"$nulls":6},11359,0.999218]
[{"$nulls":6},11371,0.999974]
[{"$nulls":6},11412,0.998354]
[{"$nulls":6},11431,0.998354]
[{"$nulls":6},11563,0.996811]
[{"$nulls":6},11576,0.995344]
[{"$nulls":6},11703,0.993238]
[{"$nulls":6},11724,0.993539]
[{"$nulls":6},11760,0.992707]
[{"$nulls":6},11782,0.992757]
[{"$nulls":6},11789,0.996287]
[{"$nulls":6},11933,0.993998]
[{"$nulls":6},11962,0.997589]
[{"$nulls":6},12010,0.826082]
[{"$nulls":6},12046,0.822956]
[{"$nulls":6},12068,0.835709]
[{"$nulls":6},12092,0.840531]
[{"$nulls":6},12130,0.857032]
[{"$nulls":6},12143,0.821981]
[{"$nulls":6},12161,0.809703]
[{"$nulls":6},12192,0.838516]
[{"$nulls":6},12230,0.801385]
[{"$nulls":6},12240,0.801385]
[{"$nulls":6},12325,0.805597]
[{"$nulls":6},12416,0.88807]
[{"$nulls":6},12452,0.880016]
[{"$nulls":6},12473,0.874498]
[{"$nulls":6},12496,0.86894]
[{"$nulls":6},12522,0.959322]
[{"$nulls":6},12528,0.952724]
[{"$nulls":6},12551,0.963738]
[{"$nulls":6},12585,0.955163]
[{"$nulls":6},12729,0.933236]
[{"$nulls":6},12764,0.888866]
[{"$nulls":6},12787,0.896124]
[{"$nulls":6},12804,0.844216]
[{"$nulls":6},12831,0.83251]
[{"$nulls":6},12851,0.829879]
[{"$nulls":6},12912,0.813997]
[{"$nulls":6},12926,0.738447]
[{"$nulls":6},12950,0.813058]
[{"$nulls":6},12980,0.728697]
[{"$nulls":6},12998,0.825666]
[{"$nulls":6},13054,0.802108]
[{"$nulls":6},13063,0.801813]
[{"$nulls":6},13083,0.794626]
[{"$nulls":6},13126,0.79049]
[{"$nulls":6},13153,0.79879]
[{"$nulls":6},13208,0.800066]
[{"$nulls":6},13304,0.815399]
[{"$nulls":6},13326,0.843944]
[{"$nulls":6},13350,0.833776]
[{"$nulls":6},13361,0.839499]
[{"$nulls":6},13416,0.821973]
[{"$nulls":6},13457,0.837228]
[{"$nulls":6},13490,0.811526]
[{"$nulls":6},13603,0.780809]
[{"$nulls":6},13632,0.78046]
[{"$nulls":6},13652,0.740317]
[{"$nulls":6},13665,0.781203]
[{"$nulls":6},13680,0.739562]
[{"$nulls":6},13733,0.831902]
[{"$nulls":6},13784,0.808981]
[{"$nulls":6},13802,0.801852]
[{"$nulls":6},13833,0.806639]
[{"$nulls":6},13861,0.84895]
[{"$nulls":6},14027,0.736089]
[{"$nulls":6},14033,0.716018]
[{"$nulls":6},14058,0.72467]
[{"$nulls":6},14095,0.707052]
[{"$nulls":6},14134,0.744177]
[{"$nulls":6},14173,0.746897]
[{"$nulls":6},14227,0.701409]
[{"$nulls":6},14280,0.707364]
[{"$nulls":6},14428,0.70494]
[{"$nulls":6},14471,0.729552]
[{"$nulls":6},14481,0.729163]
[{"$nulls":6},14532,0.769341]
[{"$nulls":6},14539,0.721261]
[{"$nulls":6},14592,0.721261]
[{"$nulls":6},14614,0.700747]
[{"$nulls":6},14646,0.700747]
[{"$nulls":6},14712,0.779289]
[{"$nulls":6},14743,0.777395]
[{"$nulls":6},14772,0.780149]
[{"$nulls":6},14806,0.787472]
[{"$nulls":6},14809,0.784223]
[{"$nulls":6},14839,0.797686]
[{"$nulls":6},14870,0.830191]
[{"$nulls":6},14894,0.837692]
[{"$nulls":6},15024,0.739997]
[{"$nulls":6},15081,0.703812]
[{"$nulls":6},15202,0.707093]
[{"$nulls":6},15215,0.726072]
[{"$nulls":6},15237,0.718729]
[{"$nulls":6},15267,0.716123]
[{"$nulls":6},15705,0.795091]
[{"$nulls":6},15725,0.782843]
[{"$nulls":6},15748,0.795527]
[{"$nulls":6},15770,0.787617]
[{"$nulls":6},15847,0.790797]
[{"$nulls":6},15857,0.801002]
[{"$nulls":6},15957,0.808416]
[{"$nulls":6},16033,0.72969]
[{"$nulls":6},16101,0.765679]
[{"$nulls":6},16127,0.771318]
[{"$nulls":6},16161,0.793016]
[{"$nulls":6},16233,0.78825]
[{"$nulls":6},16258,0.786768]
[{"$nulls":6},16301,0.783952]
[{"$nulls":6},16343,0.783952]
[{"$nulls":6},16367,0.786655]
[{"$nulls":6},16421,0.794832]
[{"$nulls":6},16509,0.799284]
[{"$nulls":6},16565,0.799284]
[{"$nulls":6},16645,0.821444]
[{"$nulls":6},16671,0.830999]
[{"$nulls":6},16720,0.807979]
[{"$nulls":6},16748,0.792267]
[{"$nulls":6},16833,0.815751]
[{"$nulls":6},16877,0.847835]
[{"$nulls":6},16911,0.872175]
[{"$nulls":6},16943,0.831292]
[{"$nulls":6},17037,0.935807]
[{"$nulls":6},17094,0.929754]
[{"$nulls":6},17747,0.890993]
[{"$nulls":6},17776,0.882261]
[{"$nulls":6},17813,0.916199]
[{"$nulls":6},17841,0.915935]
[{"$nulls":6},17865,0.904097]
[{"$nulls":6},17931,0.914866]
[{"$nulls":6},17957,0.94916]
[{"$nulls":6},17983,0.937623]
[{"$nulls":6},18042,0.909661]
[{"$nulls":6},18058,0.891767]
[{"$nulls":6},18078,0.904215]
[{"$nulls":6},18109,0.901332]
[{"$nulls":6},18224,0.857526]
[{"$nulls":6},18323,0.875516]
[{"$nulls":6},18346,0.863233]
[{"$nulls":6},18411,0.812265]
[{"$nulls":6},18443,0.87769]
[{"$nulls":6},18463,0.855386]
[{"$nulls":6},18471,0.812265]
[{"$nulls":6},18601,0.882769]
[{"$nulls":6},18629,0.84908]
[{"$nulls":6},18705,0.812827]
[{"$nulls":6},18821,0.823375]
[{"$nulls":6},18840,0.837175]
[{"$nulls":6},19506,0.934748]
[{"$nulls":6},19555,0.931043]
[{"$nulls":6},43014,0.845391]
[{"$nulls":6},43326,0.832553]
[{"$nulls":6},43359,0.828215]
[{"$nulls":6},43457,0.816315]
[{"$nulls":6},43501,0.80366]
[{"$nulls":6},43532,0.801341]
[{"$nulls":6},43549,0.81213]
[{"$nulls":6},43611,0.805337]
[{"$nulls":6},43617,0.800547]
[{"$nulls":6},43903,0.777981]
[{"$nulls":6},44021,0.798016]
[{"$nulls":6},44054,0.806506]
[{"$nulls":6},44082,0.793651]
[{"$nulls":6},44109,0.801173]
[{"$nulls":6},44131,0.802248]
[{"$nulls":6},44188,0.80239]
[{"$nulls":6},44195,0.80239]
[{"$nulls":6},44240,0.800385]
[{"$nulls":6},44274,0.80567]
[{"$nulls":6},44309,0.801337]
[{"$nulls":6},44415,0.774415]
[{"$nulls":6},44432,0.781527]
[{"$nulls":6},44460,0.785365]
[{"$nulls":6},44503,0.797617]
[{"$nulls":6},44622,0.801332]
[{"$nulls":6},44646,0.800703]
[{"$nulls":6},44653,0.798647]
[{"$nulls":6},44672,0.794192]
[{"$nulls":6},44710,0.800703]
[{"$nulls":6},44824,0.83029]
[{"$nulls":6},44849,0.845326]
[{"$nulls":6},44875,0.892662]
[{"$nulls":6},45807,0.8335]
[{"$nulls":6},45832,0.817067]
[{"$nulls":6},45839,0.819734]
[{"$nulls":6},45867,0.826647]
[{"$nulls":6},45888,0.846019]
[{"$nulls":6},46342,0.863164]
[{"$nulls":6},46371,0.806762]
[{"$nulls":6},46407,0.872408]
[{"$nulls":6},46507,0.81396]
[{"$nulls":6},46554,0.80728]
[{"$nulls":6},46565,0.815331]
[{"$nulls":6},46624,0.800414]
[{"$nulls":6},46714,0.806215]
[{"$nulls":6},46767,0.813588]
[{"$nulls":6},46788,0.807355]
[{"$nulls":6},46809,0.800167]
[{"$nulls":6},46867,0.801248]
[{"$nulls":6},46916,0.848634]
[{"$nulls":6},46923,0.867797]
[{"$nulls":6},46958,0.834355]
[{"$nulls":6},46990,0.822302]
[{"$nulls":6},47921,0.880122]
[{"$nulls":6},47995,0.866835]
[{"$nulls":6},48025,0.797563]
[{"$nulls":6},48046,0.796778]
[{"$nulls":6},48064,0.792282]
[{"$nulls":6},48080,0.797803]
[{"$nulls":6},48101,0.800347]
[{"$nulls":6},48128,0.800006]
[{"$nulls":6},48168,0.799063]
[{"$nulls":6},48178,0.794661]
[{"$nulls":6},48208,0.799922]
[{"$nulls":6},48224,0.800348]
[{"$nulls":6},48265,0.800337]
[{"$nulls":6},48275,0.799922]
[{"$nulls":6},48316,0.795351]
[{"$nulls":6},48341,0.796236]
[{"$nulls":6},48381,0.79438]
[{"$nulls":6},48420,0.796241]
[{"$nulls":6},48453,0.785819]
[{"$nulls":6},48473,0.799054]
[{"$nulls":6},48602,0.776134]
[{"$nulls":6},48621,0.719858]
[{"$nulls":6},48631,0.761474]
[{"$nulls":6},48653,0.703347]
[{"$nulls":6},48708,0.768218]
[{"$nulls":6},48732,0.772038]
[{"$nulls":6},48767,0.771765]
[{"$nulls":6},48820,0.704647]
[{"$nulls":6},48836,0.769676]
[{"$nulls":6},48870,0.792135]
[{"$nulls":6},48889,0.768518]
[{"$nulls":6},48895,0.741003]
[{"$nulls":6},48929,0.700438]
[{"$nulls":6},49015,0.810911]
[{"$nulls":6},49041,0.826087]
[{"$nulls":6},49068,0.787265]
[{"$nulls":6},49092,0.796739]
[{"$nulls":6},49117,0.819655]
[{"$nulls":6},49230,0.784139]
[{"$nulls":6},49240,0.782361]
[{"$nulls":6},49259,0.763848]
[{"$nulls":6},49289,0.800028]
[{"$nulls":6},49330,0.841822]
[{"$nulls":6},49343,0.839188]
[{"$nulls":6},49417,0.803236]
[{"$nulls":6},49429,0.858475]
[{"$nulls":6},49461,0.808048]
[{"$nulls":6},49503,0.888011]
[{"$nulls":6},49544,0.863905]
[{"$nulls":6},49619,0.788309]
[{"$nulls":6},49650,0.771836]
[{"$nulls":6},49676,0.740984]
[{"$nulls":6},49715,0.702043]
[{"$nulls":6},49740,0.734506]
[{"$nulls":6},49748,0.726098]
[{"$nulls":6},49775,0.718879]
[{"$nulls":6},49814,0.82375]
[{"$nulls":6},49839,0.759438]
[{"$nulls":6},49870,0.82745]
[{"$nulls":6},53004,0.87237]
[{"$nulls":6},53023,0.855436]
[{"$nulls":6},53061,0.837913]
[{"$nulls":6},53080,0.881836]
[{"$nulls":6},53103,0.895195]
[{"$nulls":6},53144,0.891356]
[{"$nulls":6},53189,0.893451]
[{"$nulls":6},53212,0.898724]
[{"$nulls":6},53288,0.898724]
[{"$nulls":6},54126,0.805901]
[{"$nulls":6},54160,0.817956]
[{"$nulls":6},54221,0.834267]
[{"$nulls":6},54306,0.801258]
[{"$nulls":6},60013,0.895795]
[{"$nulls":6},60018,0.899763]
[{"$nulls":6},60047,0.896314]
[{"$nulls":6},60081,0.893363]
[{"$nulls":6},60107,0.897106]
[{"$nulls":6},60133,0.898331]
[{"$nulls":6},60173,0.899236]
[{"$nulls":6},60185,0.896978]
[{"$nulls":6},60408,0.892214]
[{"$nulls":6},60416,0.893746]
[{"$nulls":6},60438,0.885307]
[{"$nulls":6},60475,0.88663]
[{"$nulls":6},60501,0.897036]
[{"$nulls":6},60527,0.897656]
[{"$nulls":6},60567,0.896405]
[{"$nulls":6},60620,0.890625]
[{"$nulls":6},60626,0.894064]
[{"$nulls":6},60647,0.897469]
[{"$nulls":6},60678,0.892571]
[{"$nulls":6},60804,0.896005]
[{"$nulls":6},60928,0.889067]
[{"$nulls":6},60958,0.878361]
[{"$nulls":6},606,0]
[{"$nulls":6},650,0]
[{"$nulls":6},664,0]
[{"$nulls":6},698,0]
[{"$nulls":6},730,0]
[{"$nulls":6},775,0]
[{"$nulls":6},902,0]
[{"$nulls":6},914,0]
[{"$nulls":6},949,0]
[{"$nulls":6},965,0]
[{"$nulls":6},981,0]
[{"$nulls":6},4622,0]
[{"$nulls":6},4671,0]
[{"$nulls":6},33030,0]
[{"$nulls":6},33126,0]
[{"$nulls":6},33183,0]
[{"$nulls":6},33255,0]
[{"$nulls":6},56755,0]
[{"$nulls":6},58236,0]
[{"$nulls":6},58711,0]
[{"$nulls":6},58793,0]
[{"$nulls":6},58833,0]
[{"$nulls":6},58844,0]
[{"$nulls":6},59211,0]
[{"$nulls":6},59222,0]
[{"$nulls":6},59240,0]
[{"$nulls":6},59250,0]
[{"$nulls":6},59252,0]
[{"$nulls":6},59254,0]
[{"$nulls":6},59256,0]
[{"$nulls":6},59257,0]
[{"$nulls":6},59260,0]
[{"$nulls":6},59263,0]
[{"$nulls":6},59275,0]
[{"$nulls":6},59276,0]
[{"$nulls":6},59411,0]
[{"$nulls":6},59427,0]
[{"$nulls":6},59454,0]
[{"$nulls":6},59466,0]
[{"$nulls":6},59482,0]
[{"$nulls":6},59484,0]
[{"$nulls":6},59529,0]
[{"$nulls":6},59537,0]
[{"$nulls":6},59542,0]
[{"$nulls":6},59544,0]
[{"$nulls":6},59545,0]
[{"$nulls":6},59917,0]
[{"$nulls":6},59918,0]
[{"$nulls":6},59928,0]
[{"$nulls":6},59930,0]
[{"$nulls":6},59933,0]
[{"$nulls":6},59934,0]
[{"$nulls":6},83805,0]
[{"$nulls":6},83826,0]
[{"$nulls":6},83845,0]
[{"$nulls":6},83853,0]
[{"$nulls":6},96701,0]
[{"$nulls":6},96703,0]
[{"$nulls":6},96704,0]
[{"$nulls":6},96705,0]
[{"$nulls":6},96706,0]
[{"$nulls":6},96707,0]
[{"$nulls":6},96708,0]
[{"$nulls":6},96709,0]
[{"$nulls":6},96710,0]
[{"$nulls":6},96712,0]
[{"$nulls":6},96713,0]
[{"$nulls":6},96714,0]
[{"$nulls":6},96715,0]
[{"$nulls":6},96716,0]
[{"$nulls":6},96717,0]
[{"$nulls":6},96718,0]
[{"$nulls":6},96719,0]
[{"$nulls":6},96720,0]
[{"$nulls":6},96721,0]
[{"$nulls":6},96722,0]
[{"$nulls":6},96725,0]
[{"$nulls":6},96726,0]
[{"$nulls":6},96727,0]
[{"$nulls":6},96728,0]
[{"$nulls":6},96729,0]
[{"$nulls":6},96730,0]
[{"$nulls":6},96731,0]
[{"$nulls":6},96732,0]
[{"$nulls":6},96733,0]
[{"$nulls":6},96734,0]
[{"$nulls":6},96737,0]
[{"$nulls":6},96738,0]
[{"$nulls":6},96739,0]
[{"$nulls":6},96740,0]
[{"$nulls":6},96741,0]
[{"$nulls":6},96742,0]
[{"$nulls":6},96743,0]
[{"$nulls":6},96744,0]
[{"$nulls":6},96745,0]
[{"$nulls":6},96746,0]
[{"$nulls":6},96747,0]
[{"$nulls":6},96748,0]
[{"$nulls":6},96749,0]
[{"$nulls":6},96750,0]
[{"$nulls":6},96751,0]
[{"$nulls":6},96752,0]
[{"$nulls":6},96753,0]
[{"$nulls":6},96754,0]
[{"$nulls":6},96755,0]
[{"$nulls":6},96756,0]
[{"$nulls":6},96757,0]
[{"$nulls":6},96759,0]
[{"$nulls":6},96760,0]
[{"$nulls":6},96761,0]
[{"$nulls":6},96762,0]
[{"$nulls":6},96763,0]
[{"$nulls":6},96764,0]
[{"$nulls":6},96765,0]
[{"$nulls":6},96766,0]
[{"$nulls":6},96767,0]
[{"$nulls":6},96768,0]
[{"$nulls":6},96769,0]
[{"$nulls":6},96770,0]
[{"$nulls":6},96771,0]
[{"$nulls":6},96772,0]
[{"$nulls":6},96773,0]
[{"$nulls":6},96774,0]
[{"$nulls":6},96776,0]
[{"$nulls":6},96777,0]
[{"$nulls":6},96778,0]
[{"$nulls":6},96779,0]
[{"$nulls":6},96780,0]
[{"$nulls":6},96781,0]
[{"$nulls":6},96782,0]
[{"$nulls":6},96783,0]
[{"$nulls":6},96784,0]
[{"$nulls":6},96785,0]
[{"$nulls":6},96786,0]
[{"$nulls":6},96788,0]
[{"$nulls":6},96789,0]
[{"$nulls":6},96790,0]
[{"$nulls":6},96791,0]
[{"$nulls":6},96792,0]
[{"$nulls":6},96793,0]
[{"$nulls":6},96795,0]
[{"$nulls":6},96796,0]
[{"$nulls":6},96797,0]
[{"$nulls":6},96801,0]
[{"$nulls":6},96802,0]
[{"$nulls":6},96803,0]
[{"$nulls":6},96804,0]
[{"$nulls":6},96805,0]
[{"$nulls":6},96806,0]
[{"$nulls":6},96807,0]
[{"$nulls":6},96808,0]
[{"$nulls":6},96809,0]
[{"$nulls":6},96810,0]
[{"$nulls":6},96811,0]
[{"$nulls":6},96812,0]
[{"$nulls":6},96813,0]
[{"$nulls":6},96814,0]
[{"$nulls":6},96815,0]
[{"$nulls":6},96816,0]
[{"$nulls":6},96817,0]
[{"$nulls":6},96818,0]
[{"$nulls":6},96819,0]
[{"$nulls":6},96820,0]
[{"$nulls":6},96821,0]
[{"$nulls":6},96822,0]
[{"$nulls":6},96823,0]
[{"$nulls":6},96824,0]
[{"$nulls":6},96825,0]
[{"$nulls":6},96826,0]
[{"$nulls":6},96828,0]
[{"$nulls":6},96830,0]
[{"$nulls":6},96836,0]
[{"$nulls":6},96837,0]
[{"$nulls":6},96838,0]
[{"$nulls":6},96839,0]
[{"$nulls":6},96840,0]
[{"$nulls":6},96841,0]
[{"$nulls":6},96843,0]
[{"$nulls":6},96844,0]
[{"$nulls":6},96846,0]
[{"$nulls":6},96847,0]
[{"$nulls":6},96848,0]
[{"$nulls":6},96849,0]
[{"$nulls":6},96850,0]
[{"$nulls":6},96853,0]
[{"$nulls":6},96854,0]
[{"$nulls":6},96857,0]
[{"$nulls":6},96858,0]
[{"$nulls":6},96859,0]
[{"$nulls":6},96860,0]
[{"$nulls":6},96861,0]
[{"$nulls":6},96863,0]
[{"$nulls":6},96898,0]
[{"$nulls":6},96910,0]
[{"$nulls":6},96912,0]
[{"$nulls":6},96913,0]
[{"$nulls":6},96915,0]
[{"$nulls":6},96916,0]
[{"$nulls":6},96917,0]
[{"$nulls":6},96919,0]
[{"$nulls":6},96921,0]
[{"$nulls":6},96923,0]
[{"$nulls":6},96928,0]
[{"$nulls":6},96929,0]
[{"$nulls":6},96931,0]
[{"$nulls":6},96932,0]
[{"$nulls":6},96951,0]
[{"$nulls":6},96952,0]
[{"$nulls":6},98220,0]
[{"$nulls":6},98225,0]
[{"$nulls":6},98226,0]
[{"$nulls":6},98227,0]
[{"$nulls":6},98228,0]
[{"$nulls":6},98229,0]
[{"$nulls":6},98230,0]
[{"$nulls":6},98231,0]
[{"$nulls":6},98240,0]
[{"$nulls":6},98244,0]
[{"$nulls":6},98245,0]
[{"$nulls":6},98247,0]
[{"$nulls":6},98248,0]
[{"$nulls":6},98262,0]
[{"$nulls":6},98264,0]
[{"$nulls":6},98266,0]
[{"$nulls":6},98276,0]
[{"$nulls":6},98281,0]
[{"$nulls":6},98295,0]
[{"$nulls":6},98297,0]
[{"$nulls":6},98350,0]
[{"$nulls":6},98357,0]
[{"$nulls":6},98827,0]
[{"$nulls":6},98844,0]
[{"$nulls":6},98855,0]
[{"$nulls":6},98859,0]
[{"$nulls":6},99107,0]
[{"$nulls":6},99118,0]
[{"$nulls":6},99121,0]
[{"$nulls":6},99126,0]
[{"$nulls":6},99139,0]
[{"$nulls":6},99146,0]
[{"$nulls":6},99150,0]
[{"$nulls":6},99151,0]
[{"$nulls":6},99152,0]
[{"$nulls":6},99153,0]
[{"$nulls":6},99157,0]
[{"$nulls":6},99160,0]
[{"$nulls":6},99166,0]
[{"$nulls":6},99501,0]
[{"$nulls":6},99502,0]
[{"$nulls":6},99503,0]
[{"$nulls":6},99504,0]
[{"$nulls":6},99505,0]
[{"$nulls":6},99506,0]
[{"$nulls":6},99507,0]
[{"$nulls":6},99508,0]
[{"$nulls":6},99509,0]
[{"$nulls":6},99510,0]
[{"$nulls":6},99511,0]
[{"$nulls":6},99513,0]
[{"$nulls":6},99514,0]
[{"$nulls":6},99515,0]
[{"$nulls":6},99516,0]
[{"$nulls":6},99517,0]
[{"$nulls":6},99518,0]
[{"$nulls":6},99519,0]
[{"$nulls":6},99520,0]
[{"$nulls":6},99521,0]
[{"$nulls":6},99522,0]
[{"$nulls":6},99523,0]
[{"$nulls":6},99524,0]
[{"$nulls":6},99529,0]
[{"$nulls":6},99530,0]
[{"$nulls":6},99540,0]
[{"$nulls":6},99545,0]
[{"$nulls":6},99546,0]
[{"$nulls":6},99547,0]
[{"$nulls":6},99548,0]
[{"$nulls":6},99549,0]
[{"$nulls":6},99550,0]
[{"$nulls":6},99551,0]
[{"$nulls":6},99552,0]
[{"$nulls":6},99553,0]
[{"$nulls":6},99554,0]
[{"$nulls":6},99555,0]
[{"$nulls":6},99556,0]
[{"$nulls":6},99557,0]
[{"$nulls":6},99558,0]
[{"$nulls":6},99559,0]
[{"$nulls":6},99561,0]
[{"$nulls":6},99563,0]
[{"$nulls":6},99564,0]
[{"$nulls":6},99565,0]
[{"$nulls":6},99566,0]
[{"$nulls":6},99567,0]
[{"$nulls":6},99568,0]
[{"$nulls":6},99569,0]
[{"$nulls":6},99571,0]
[{"$nulls":6},99572,0]
[{"$nulls":6},99573,0]
[{"$nulls":6},99574,0]
[{"$nulls":6},99575,0]
[{"$nulls":6},99576,0]
[{"$nulls":6},99577,0]
[{"$nulls":6},99578,0]
[{"$nulls":6},99579,0]
[{"$nulls":6},99580,0]
[{"$nulls":6},99581,0]
[{"$nulls":6},99583,0]
[{"$nulls":6},99585,0]
[{"$nulls":6},99586,0]
[{"$nulls":6},99587,0]
[{"$nulls":6},99588,0]
[{"$nulls":6},99589,0]
[{"$nulls":6},99590,0]
[{"$nulls":6},99591,0]
[{"$nulls":6},99599,0]
[{"$nulls":6},99602,0]
[{"$nulls":6},99603,0]
[{"$nulls":6},99604,0]
[{"$nulls":6},99605,0]
[{"$nulls":6},99606,0]
[{"$nulls":6},99607,0]
[{"$nulls":6},99608,0]
[{"$nulls":6},99609,0]
[{"$nulls":6},99610,0]
[{"$nulls":6},99611,0]
[{"$nulls":6},99612,0]
[{"$nulls":6},99613,0]
[{"$nulls":6},99614,0]
[{"$nulls":6},99615,0]
[{"$nulls":6},99619,0]
[{"$nulls":6},99620,0]
[{"$nulls":6},99621,0]
[{"$nulls":6},99622,0]
[{"$nulls":6},99623,0]
[{"$nulls":6},99624,0]
[{"$nulls":6},99625,0]
[{"$nulls":6},99626,0]
[{"$nulls":6},99627,0]
[{"$nulls":6},99628,0]
[{"$nulls":6},99629,0]
[{"$nulls":6},99630,0]
[{"$nulls":6},99631,0]
[{"$nulls":6},99632,0]
[{"$nulls":6},99633,0]
[{"$nulls":6},99634,0]
[{"$nulls":6},99635,0]
[{"$nulls":6},99636,0]
[{"$nulls":6},99637,0]
[{"$nulls":6},99638,0]
[{"$nulls":6},99639,0]
[{"$nulls":6},99640,0]
[{"$nulls":6},99641,0]
[{"$nulls":6},99643,0]
[{"$nulls":6},99644,0]
[{"$nulls":6},99645,0]
[{"$nulls":6},99647,0]
[{"$nulls":6},99648,0]
[{"$nulls":6},99649,0]
[{"$nulls":6},99650,0]
[{"$nulls":6},99651,0]
[{"$nulls":6},99652,0]
[{"$nulls":6},99653,0]
[{"$nulls":6},99654,0]
[{"$nulls":6},99655,0]
[{"$nulls":6},99656,0]
[{"$nulls":6},99657,0]
[{"$nulls":6},99658,0]
[{"$nulls":6},99659,0]
[{"$nulls":6},99660,0]
[{"$nulls":6},99661,0]
[{"$nulls":6},99662,0]
[{"$nulls":6},99663,0]
[{"$nulls":6},99664,0]
[{"$nulls":6},99665,0]
[{"$nulls":6},99666,0]
[{"$nulls":6},99667,0]
[{"$nulls":6},99668,0]
[{"$nulls":6},99669,0]
[{"$nulls":6},99670,0]
[{"$nulls":6},99671,0]
[{"$nulls":6},99672,0]
[{"$nulls":6},99674,0]
[{"$nulls":6},99675,0]
[{"$nulls":6},99676,0]
[{"$nulls":6},99677,0]
[{"$nulls":6},99678,0]
[{"$nulls":6},99679,0]
[{"$nulls":6},99680,0]
[{"$nulls":6},99681,0]
[{"$nulls":6},99682,0]
[{"$nulls":6},99683,0]
[{"$nulls":6},99684,0]
[{"$nulls":6},99685,0]
[{"$nulls":6},99686,0]
[{"$nulls":6},99687,0]
[{"$nulls":6},99688,0]
[{"$nulls":6},99689,0]
[{"$nulls":6},99690,0]
[{"$nulls":6},99691,0]
[{"$nulls":6},99692,0]
[{"$nulls":6},99693,0]
[{"$nulls":6},99694,0]
[{"$nulls":6},99695,0]
[{"$nulls":6},99697,0]
[{"$nulls":6},99701,0]
[{"$nulls":6},99702,0]
[{"$nulls":6},99703,0]
[{"$nulls":6},99704,0]
[{"$nulls":6},99705,0]
[{"$nulls":6},99706,0]
[{"$nulls":6},99707,0]
[{"$nulls":6},99708,0]
[{"$nulls":6},99709,0]
[{"$nulls":6},99710,0]
[{"$nulls":6},99711,0]
[{"$nulls":6},99712,0]
[{"$nulls":6},99714,0]
[{"$nulls":6},99716,0]
[{"$nulls":6},99720,0]
[{"$nulls":6},99721,0]
[{"$nulls":6},99722,0]
[{"$nulls":6},99723,0]
[{"$nulls":6},99724,0]
[{"$nulls":6},99725,0]
[{"$nulls":6},99726,0]
[{"$nulls":6},99727,0]
[{"$nulls":6},99729,0]
[{"$nulls":6},99730,0]
[{"$nulls":6},99731,0]
[{"$nulls":6},99732,0]
[{"$nulls":6},99733,0]
[{"$nulls":6},99734,0]
[{"$nulls":6},99736,0]
[{"$nulls":6},99737,0]
[{"$nulls":6},99738,0]
[{"$nulls":6},99739,0]
[{"$nulls":6},99740,0]
[{"$nulls":6},99741,0]
[{"$nulls":6},99742,0]
[{"$nulls":6},99743,0]
[{"$nulls":6},99744,0]
[{"$nulls":6},99745,0]
[{"$nulls":6},99746,0]
[{"$nulls":6},99747,0]
[{"$nulls":6},99748,0]
[{"$nulls":6},99749,0]
[{"$nulls":6},99750,0]
[{"$nulls":6},99751,0]
[{"$nulls":6},99752,0]
[{"$nulls":6},99753,0]
[{"$nulls":6},99754,0]
[{"$nulls":6},99755,0]
[{"$nulls":6},99756,0]
[{"$nulls":6},99757,0]
[{"$nulls":6},99758,0]
[{"$nulls":6},99759,0]
[{"$nulls":6},99760,0]
[{"$nulls":6},99761,0]
[{"$nulls":6},99762,0]
[{"$nulls":6},99763,0]
[{"$nulls":6},99764,0]
[{"$nulls":6},99765,0]
[{"$nulls":6},99766,0]
[{"$nulls":6},99767,0]
[{"$nulls":6},99768,0]
[{"$nulls":6},99769,0]
[{"$nulls":6},99770,0]
[{"$nulls":6},99771,0]
[{"$nulls":6},99772,0]
[{"$nulls":6},99773,0]
[{"$nulls":6},99774,0]
[{"$nulls":6},99775,0]
[{"$nulls":6},99776,0]
[{"$nulls":6},99777,0]
[{"$nulls":6},99778,0]
[{"$nulls":6},99780,0]
[{"$nulls":6},99781,0]
[{"$nulls":6},99782,0]
[{"$nulls":6},99783,0]
[{"$nulls":6},99784,0]
[{"$nulls":6},99785,0]
[{"$nulls":6},99786,0]
[{"$nulls":6},99788,0]
[{"$nulls":6},99789,0]
[{"$nulls":6},99790,0]
[{"$nulls":6},99791,0]
[{"$nulls":6},99801,0]
[{"$nulls":6},99802,0]
[{"$nulls":6},99803,0]
[{"$nulls":6},99811,0]
[{"$nulls":6},99812,0]
[{"$nulls":6},99820,0]
[{"$nulls":6},99821,0]
[{"$nulls":6},99824,0]
[{"$nulls":6},99825,0]
[{"$nulls":6},99826,0]
[{"$nulls":6},99827,0]
[{"$nulls":6},99829,0]
[{"$nulls":6},99830,0]
[{"$nulls":6},99832,0]
[{"$nulls":6},99833,0]
[{"$nulls":6},99835,0]
[{"$nulls":6},99836,0]
[{"$nulls":6},99840,0]
[{"$nulls":6},99841,0]
[{"$nulls":6},99850,0]
[{"$nulls":6},99901,0]
[{"$nulls":6},99903,0]
[{"$nulls":6},99918,0]
[{"$nulls":6},99919,0]
[{"$nulls":6},99921,0]
[{"$nulls":6},99922,0]
[{"$nulls":6},99923,0]
[{"$nulls":6},99925,0]
[{"$nulls":6},99926,0]
[{"$nulls":6},99927,0]
[{"$nulls":6},99928,0]
[{"$nulls":6},99929,0]
[{"$nulls":6},99950,0]

{"sheet":"CSO CALCULATIONS","index":9,"n_rows":3570,"n_cols":203,"rows_kept":2250,"cut":true,"hidden":true,"merged":[[2,1,31,1],[2,2,31,2],[2,3,31,5],[2,107,97,107],[2,111,97,111],[2,145,97,145],[2,179,97,179],[2,184,97,184],[2,189,97,189],[2,194,97,194],[2,199,97,199],[32,1,61,1],[32,2,61,2],[32,3,61,5],[62,1,91,1],[62,2,91,2],[62,3,91,5],[92,1,121,1],[92,2,121,2],[92,3,121,5],[122,1,151,1],[122,2,151,2],[122,3,151,5],[152,1,181,1],[152,2,181,2],[152,3,181,5],[288,1,291,1],[292,1,296,1],[297,1,302,1],[409,1,412,1],[413,1,417,1],[418,1,423,1],[530,1,533,1],[534,1,538,1],[539,1,544,1],[651,1,654,1],[655,1,659,1],[660,1,665,1],[772,1,775,1],[776,1,780,1],[781,1,786,1],[893,1,896,1],[897,1,901,1],[902,1,907,1],[1014,1,1017,1],[1018,1,1022,1],[1023,1,1028,1],[1135,1,1138,1],[1139,1,1143,1],[1144,1,1149,1],[1256,1,1259,1],[1260,1,1264,1],[1265,1,1270,1],[1377,1,1380,1],[1381,1,1385,1],[1386,1,1391,1],[1498,1,1501,1],[1502,1,1506,1],[1507,1,1512,1],[1619,1,1622,1],[1623,1,1627,1],[1628,1,1633,1],[1740,1,1743,1],[1744,1,1748,1],[1749,1,1754,1],[1861,1,1864,1],[1865,1,1869,1],[1870,1,1875,1],[1982,1,1985,1],[1986,1,1990,1],[1991,1,1996,1],[2103,1,2106,1],[2107,1,2111,1],[2112,1,2117,1],[2224,1,2227,1],[2228,1,2232,1],[2233,1,2238,1],[2345,1,2348,1],[2349,1,2353,1],[2354,1,2359,1],[2466,1,2469,1],[2470,1,2474,1],[2475,1,2480,1],[2587,1,2590,1],[2591,1,2595,1],[2596,1,2601,1],[2708,1,2711,1],[2712,1,2716,1],[2717,1,2722,1],[2829,1,2832,1],[2833,1,2837,1],[2838,1,2843,1],[2950,1,2953,1],[2954,1,2958,1],[2959,1,2964,1],[3071,1,3074,1],[3075,1,3079,1],[3080,1,3085,1],[3192,1,3195,1],[3196,1,3200,1],[3201,1,3206,1],[3313,1,3316,1],[3317,1,3321,1],[3322,1,3327,1],[3434,1,3437,1],[3438,1,3442,1],[3443,1,3448,1],[3555,1,3558,1],[3559,1,3563,1],[3564,1,3569,1]],"bounds":{"rows_first":1000,"rows_last":250,"rows_between":1000,"halvings":1}}
[1,{"$f":"A1+1","v":2},{"$f":"B1+1","v":3},4,{"$f":"D1+1","v":5},{"$f":"E1+1","v":6},{"$f":"F1+1","v":7},{"$f":"G1+1","v":8},{"$f":"H1+1","v":9},{"$f":"I1+1","v":10},{"$f":"J1+1","v":11},{"$f":"K1+1","v":12},{"$f":"L1+1","v":13},{"$f":"M1+1","v":14},{"$f":"N1+1","v":15},{"$f":"O1+1","v":16},{"$f":"P1+1","v":17},{"$f":"Q1+1","v":18},{"$f":"R1+1","v":19},{"$f":"S1+1","v":20},{"$f":"T1+1","v":21},{"$f":"U1+1","v":22},{"$f":"V1+1","v":23},{"$f":"W1+1","v":24},{"$f":"X1+1","v":25},{"$f":"Y1+1","v":26},{"$f":"Z1+1","v":27},{"$f":"AA1+1","v":28},{"$f":"AB1+1","v":29},{"$f":"AC1+1","v":30},{"$f":"AD1+1","v":31},{"$f":"AE1+1","v":32},{"$f":"AF1+1","v":33},{"$f":"AG1+1","v":34},{"$f":"AH1+1","v":35},{"$f":"AI1+1","v":36},{"$f":"AJ1+1","v":37},{"$f":"AK1+1","v":38},{"$f":"AL1+1","v":39},{"$f":"AM1+1","v":40},{"$f":"AN1+1","v":41},{"$f":"AO1+1","v":42},{"$f":"AP1+1","v":43},{"$f":"AQ1+1","v":44},{"$f":"AR1+1","v":45},{"$f":"AS1+1","v":46},{"$f":"AT1+1","v":47},{"$f":"AU1+1","v":48},{"$f":"AV1+1","v":49},{"$f":"AW1+1","v":50},{"$f":"AX1+1","v":51},{"$f":"AY1+1","v":52},{"$f":"AZ1+1","v":53},{"$f":"BA1+1","v":54},{"$f":"BB1+1","v":55},{"$f":"BC1+1","v":56},{"$f":"BD1+1","v":57},{"$f":"BE1+1","v":58},{"$f":"BF1+1","v":59},{"$f":"BG1+1","v":60},{"$f":"BH1+1","v":61},{"$f":"BI1+1","v":62},{"$f":"BJ1+1","v":63},{"$f":"BK1+1","v":64},{"$f":"BL1+1","v":65},{"$f":"BM1+1","v":66},{"$f":"BN1+1","v":67},{"$f":"BO1+1","v":68},{"$f":"BP1+1","v":69},{"$f":"BQ1+1","v":70},{"$f":"BR1+1","v":71},{"$f":"BS1+1","v":72},{"$f":"BT1+1","v":73},{"$f":"BU1+1","v":74},{"$f":"BV1+1","v":75},{"$f":"BW1+1","v":76},{"$f":"BX1+1","v":77},{"$f":"BY1+1","v":78},{"$f":"BZ1+1","v":79},{"$f":"CA1+1","v":80},{"$f":"CB1+1","v":81},{"$f":"CC1+1","v":82},{"$f":"CD1+1","v":83},{"$f":"CE1+1","v":84},{"$f":"CF1+1","v":85},{"$f":"CG1+1","v":86},{"$f":"CH1+1","v":87},{"$f":"CI1+1","v":88},{"$f":"CJ1+1","v":89},{"$f":"CK1+1","v":90},{"$f":"CL1+1","v":91},{"$f":"CM1+1","v":92},{"$f":"CN1+1","v":93},{"$f":"CO1+1","v":94},{"$f":"CP1+1","v":95},{"$f":"CQ1+1","v":96},{"$f":"CR1+1","v":97},{"$f":"CS1+1","v":98},{"$f":"CT1+1","v":99},{"$f":"CU1+1","v":100},{"$f":"CV1+1","v":101},{"$f":"CW1+1","v":102},{"$f":"CX1+1","v":103},{"$f":"CY1+1","v":104},{"$f":"CZ1+1","v":105}]
[{"$nulls":7},"Input",1,{"$f":"I2+0.25","v":1.25},{"$f":"J2+0.25","v":{"v":1.5,"d":"1.50"}},1.75,{"v":2,"d":"2.00"},2.25,{"v":2.5,"d":"2.50"},2.75,{"v":3,"d":"3.00"},3.25,{"v":3.5,"d":"3.50"},3.75,{"v":4,"d":"4.00"},4.25,{"v":4.5,"d":"4.50"},4.75,{"v":5,"d":"5.00"},5.25,{"v":5.5,"d":"5.50"},5.75,{"v":6,"d":"6.00"},6.25,{"v":6.5,"d":"6.50"},6.75,{"v":7,"d":"7.00"},7.25,{"v":7.5,"d":"7.50"},7.75,{"v":8,"d":"8.00"},8.25,{"v":8.5,"d":"8.50"},8.75,{"v":9,"d":"9.00"},9.25,{"v":9.5,"d":"9.50"},9.75,{"v":10,"d":"10.00"},10.25,{"v":10.5,"d":"10.50"},10.75,{"v":11,"d":"11.00"},11.25,{"v":11.5,"d":"11.50"},11.75,{"v":12,"d":"12.00"},12.25,{"v":12.5,"d":"12.50"},12.75,{"v":13,"d":"13.00"},13.25,{"v":13.5,"d":"13.50"},13.75,{"v":14,"d":"14.00"},14.25,{"v":14.5,"d":"14.50"},14.75,{"v":15,"d":"15.00"},15.25,{"v":15.5,"d":"15.50"},15.75,{"v":16,"d":"16.00"},16.25,{"v":16.5,"d":"16.50"},16.75,{"v":17,"d":"17.00"},17.25,{"$f":"BV2+0.25","v":{"v":17.5,"d":"17.50"}},17.75,{"v":18,"d":"18.00"},18.25,{"v":18.5,"d":"18.50"},18.75,{"v":19,"d":"19.00"},19.25,{"v":19.5,"d":"19.50"},19.75,{"v":20,"d":"20.00"},20.25,{"v":20.5,"d":"20.50"},20.75,{"v":21,"d":"21.00"},21.25,{"v":21.5,"d":"21.50"},21.75,{"v":22,"d":"22.00"},22.25,{"v":22.5,"d":"22.50"},22.75,{"v":23,"d":"23.00"},23.25,{"v":23.5,"d":"23.50"},23.75,{"v":24,"d":"24.00"},24.25,{"v":24.5,"d":"24.50"},24.75,"Total (MG)",{"$nulls":3},"Hour","Rainfall",null,null,"Hour","Rainfall",{"$f":"TRANSPOSE(A3:A30)","v":"CSO 001"},"CSO 002","CSO 003","CSO 004","CSO 005","CSO 006","CSO 007","CSO 008","CSO 009","CSO 010","CSO 011","CSO 012","CSO 013","CSO 014","CSO 015","CSO 016","CSO 017","CSO 018","CSO 019","CSO 020","CSO 021","CSO 022","CSO 023","CSO 024","CSO 025","CSO 026","CSO 027","CSO 028","Total","Cumu.",null,null,"Hour","Rainfall",{"$f":"TRANSPOSE(A3:A30)","v":"CSO 001"},"CSO 002","CSO 003","CSO 004","CSO 005","CSO 006","CSO 007","CSO 008","CSO 009","CSO 010","CSO 011","CSO 012","CSO 013","CSO 014","CSO 015","CSO 016","CSO 017","CSO 018","CSO 019","CSO 020","CSO 021","CSO 022","CSO 023","CSO 024","CSO 025","CSO 026","CSO 027","CSO 028","Total","Cumu.",null,null,"Hour","Total","Cumu.",null,null,"Hour","Total","Cumu.",null,null,"Hour","Total","Cumu.",null,null,"Hour","Total","Cumu.",null,null,"Hour","Total","Cumu."]
[{"$f":"'2 - CSO INPUT'!E9","v":"CSO 001"},"11. Runoff Generated","11a.","Stormwater runoff (MG)",null,null,"11a.",{"$f":"A3","v":"CSO 001"},{"$f":"IF(IFERROR(VLOOKUP(CONCATENATE($H3,$G3),$A:$DA,I$1,FALSE),\"\")=0,\"\",IFERROR(VLOOKUP(CONCATENATE($H3,$G3),$A:$DA,I$1,FALSE),\"\"))","v":""},"","","","","","","","","",{"$f":"IF(IFERROR(VLOOKUP(CONCATENATE($H3,$G3),$A:$DA,S$1,FALSE),\"\")=0,\"\",IFERROR(VLOOKUP(CONCATENATE($H3,$G3),$A:$DA,S$1,FALSE),\"\"))","v":""},"","","","","","","","","",{"$f":"IF(IFERROR(VLOOKUP(CONCATENATE($H3,$G3),$A:$DA,AC$1,FALSE),\"\")=0,\"\",IFERROR(VLOOKUP(CONCATENATE($H3,$G3),$A:$DA,AC$1,FALSE),\"\"))","v":""},"","","","","","","","","",{"$f":"IF(IFERROR(VLOOKUP(CONCATENATE($H3,$G3),$A:$DA,AM$1,FALSE),\"\")=0,\"\",IFERROR(VLOOKUP(CONCATENATE($H3,$G3),$A:$DA,AM$1,FALSE),\"\"))","v":""},"","","","","","","","","",{"$f":"IF(IFERROR(VLOOKUP(CONCATENATE($H3,$G3),$A:$DA,AW$1,FALSE),\"\")=0,\"\",IFERROR(VLOOKUP(CONCATENATE($H3,$G3),$A:$DA,AW$1,FALSE),\"\"))","v":""},"","","","","","","","","",{"$f":"IF(IFERROR(VLOOKUP(CONCATENATE($H3,$G3),$A:$DA,BG$1,FALSE),\"\")=0,\"\",IFERROR(VLOOKUP(CONCATENATE($H3,$G3),$A:$DA,BG$1,FALSE),\"\"))","v":""},"","","","","","","","","",{"$f":"IF(IFERROR(VLOOKUP(CONCATENATE($H3,$G3),$A:$DA,BQ$1,FALSE),\"\")=0,\"\",IFERROR(VLOOKUP(CONCATENATE($H3,$G3),$A:$DA,BQ$1,FALSE),\"\"))","v":""},"","","","","","","","","",{"$f":"IF(IFERROR(VLOOKUP(CONCATENATE($H3,$G3),$A:$DA,CA$1,FALSE),\"\")=0,\"\",IFERROR(VLOOKUP(CONCATENATE($H3,$G3),$A:$DA,CA$1,FALSE),\"\"))","v":""},"","","","","","","","","",{"$f":"IF(IFERROR(VLOOKUP(CONCATENATE($H3,$G3),$A:$DA,CK$1,FALSE),\"\")=0,\"\",IFERROR(VLOOKUP(CONCATENATE($H3,$G3),$A:$DA,CK$1,FALSE),\"\"))","v":""},"","","","","","","","","",{"$f":"IF(IFERROR(VLOOKUP(CONCATENATE($H3,$G3),$A:$DA,CU$1,FALSE),\"\")=0,\"\",IFERROR(VLOOKUP(CONCATENATE($H3,$G3),$A:$DA,CU$1,FALSE),\"\"))","v":""},"","","","","",{"$f":"IF(SUM(I3:CZ3)=0,\"\",SUM(I3:CZ3))","v":""},null,null,"Rainfall (in) - 9a.",{"v":1,"d":"1.00"},{"$f":"IF(ISBLANK('3 - Tc & RAINFALL'!G20),'3 - Tc & RAINFALL'!H20,'3 - Tc & RAINFALL'!G20/4)","v":{"v":0,"d":"0.00"}},null,"11a. Runoff (MG)",{"v":1,"d":"1.00"},{"$f":"DF3","v":{"v":0,"d":"0.00"}},{"$f":"TRANSPOSE(I3:CZ30)","v":""},"","","","","","","","","","","","","","","","","","","","","","","","","","","",{"$f":"SUM(DK3:EL3)","v":{"v":0,"d":"0.00"}},{"$f":"EM3","v":{"v":0,"d":"0.00"}},null,"14b. Overflow Volume by CSO Outfall (MG)",{"v":1,"d":"1.00"},{"$f":"DF3","v":{"v":0,"d":"0.00"}},{"$f":"TRANSPOSE(I63:CZ90)","v":""},"","","","","","","","","","","","","","","","","","","","","","","","","","","",{"$f":"SUM(ES3:FT3)","v":{"v":0,"d":"0.00"}},{"$f":"FU3","v":{"v":0,"d":"0.00"}},null,"13b. Dry Weather Flow (MGD)",{"v":1,"d":"1.00"},{"$f":"TRANSPOSE(I61:CZ62)","v":{"v":0,"d":"0.00"}},{"v":0,"d":"0.00"},null,"11a + 13b - Runoff plus Dry Weather Flow (MGD)",{"v":1,"d":"1.00"},{"$f":"EM3+FZ3","v":{"v":0,"d":"0.00"}},{"$f":"EN3+GA3","v":{"v":0,"d":"0.00"}},null,"14d. Treated CSO Volume (MG)",{"v":1,"d":"1.00"},{"$f":"TRANSPOSE(I121:CZ122)","v":{"v":0,"d":"0.00"}},{"v":0,"d":"0.00"},null,"14e. Untreated CSO Volume (MG)",{"v":1,"d":"1.00"},{"$f":"TRANSPOSE(I151:CZ152)","v":{"v":0,"d":"0.00"}},{"v":0,"d":"0.00"},null,"14f. Combined Sewage Diverted to WWTP (MG)",{"v":1,"d":"1.00"},{"$f":"TRANSPOSE(I181:CZ182)","v":{"v":0,"d":"0.00"}},{"v":0,"d":"0.00"}]
[{"$f":"'2 - CSO INPUT'!F9","v":"CSO 002"},{"$nulls":5},"11a.","CSO 002","","","","","","","","","","","","","","","","","","","","","","","","","","","","","","","","","","","","","","","","","","","","","","","","","","","","","","","","","","","","","","","","","","","","","","","","","","","","","","","","","","","","","","","","","","","","","","","","",{"$f":"IF(SUM(I4:CZ4)=0,\"\",SUM(I4:CZ4))","v":""},{"$nulls":3},1.25,{"$f":"IF(ISBLANK('3 - Tc & RAINFALL'!G21),'3 - Tc & RAINFALL'!H21,'3 - Tc & RAINFALL'!G21/4)","v":{"v":0,"d":"0.00"}},null,null,1.25,{"v":0,"d":"0.00"},"","","","","","","","","","","","","","","","","","","","","","","","","","","","",{"$f":"SUM(DK4:EL4)","v":{"v":0,"d":"0.00"}},{"$f":"EM4+EN3","v":{"v":0,"d":"0.00"}},null,null,1.25,{"v":0,"d":"0.00"},"","","","","","","","","","","","","","","","","","","","","","","","","","","","",{"$f":"SUM(ES4:FT4)","v":{"v":0,"d":"0.00"}},{"$f":"FU4+FV3","v":{"v":0,"d":"0.00"}},null,null,1.25,{"v":0,"d":"0.00"},{"v":0,"d":"0.00"},null,null,1.25,{"$f":"EM4+FZ4","v":{"v":0,"d":"0.00"}},{"$f":"EN4+GA4","v":{"v":0,"d":"0.00"}},null,null,1.25,{"v":0,"d":"0.00"},{"v":0,"d":"0.00"},null,null,1.25,{"v":0,"d":"0.00"},{"v":0,"d":"0.00"},null,null,1.25,{"v":0,"d":"0.00"},{"v":0,"d":"0.00"}]
[{"$f":"'2 - CSO INPUT'!G9","v":"CSO 003"},{"$nulls":5},"11a.","CSO 003","","","","","","","","","","","","","","","","","","","","","","","","","","","","","","","","","","","","","","","","","","","","","","","","","","","","","","","","","","","","","","","","","","","","","","","","","","","","","","","","","","","","","","","","","","","","","","","","","",{"$nulls":3},{"v":1.5,"d":"1.50"},{"$f":"IF(ISBLANK('3 - Tc & RAINFALL'!G22),'3 - Tc & RAINFALL'!H22,'3 - Tc & RAINFALL'!G22/4)","v":{"v":0,"d":"0.00"}},null,null,{"v":1.5,"d":"1.50"},{"$f":"DF5","v":{"v":0,"d":"0.00"}},"","","","","","","","","","","","","","","","","","","","","","","","","","","","",{"$f":"SUM(DK5:EL5)","v":{"v":0,"d":"0.00"}},{"$f":"EM5+EN4","v":{"v":0,"d":"0.00"}},null,null,{"v":1.5,"d":"1.50"},{"v":0,"d":"0.00"},"","","","","","","","","","","","","","","","","","","","","","","","","","","","",{"$f":"SUM(ES5:FT5)","v":{"v":0,"d":"0.00"}},{"$f":"FU5+FV4","v":{"v":0,"d":"0.00"}},null,null,{"v":1.5,"d":"1.50"},{"v":0,"d":"0.00"},{"v":0,"d":"0.00"},null,null,{"v":1.5,"d":"1.50"},{"v":0,"d":"0.00"},{"v":0,"d":"0.00"},null,null,{"v":1.5,"d":"1.50"},{"v":0,"d":"0.00"},{"v":0,"d":"0.00"},null,null,{"v":1.5,"d":"1.50"},{"v":0,"d":"0.00"},{"v":0,"d":"0.00"},null,null,{"v":1.5,"d":"1.50"},{"v":0,"d":"0.00"},{"v":0,"d":"0.00"}]
[{"$f":"'2 - CSO INPUT'!H9","v":"CSO 004"},{"$nulls":5},"11a.","CSO 004","","","","","","","","","","","","","","","","","","","","","","","","","","","","","","","","","","","","","","","","","","","","","","","","","","","","","","","","","","","","","","","","","","","","","","","","","","","","","","","","","","","","","","","","","","","","","","","","","",{"$nulls":3},1.75,{"$f":"IF(ISBLANK('3 - Tc & RAINFALL'!G23),'3 - Tc & RAINFALL'!H23,'3 - Tc & RAINFALL'!G23/4)","v":{"v":0,"d":"0.00"}},null,null,1.75,{"v":0,"d":"0.00"},"","","","","","","","","","","","","","","","","","","","","","","","","","","","",{"v":0,"d":"0.00"},{"v":0,"d":"0.00"},null,null,1.75,{"v":0,"d":"0.00"},"","","","","","","","","","","","","","","","","","","","","","","","","","","","",{"v":0,"d":"0.00"},{"v":0,"d":"0.00"},null,null,1.75,{"v":0,"d":"0.00"},{"v":0,"d":"0.00"},null,null,1.75,{"v":0,"d":"0.00"},{"v":0,"d":"0.00"},null,null,1.75,{"v":0,"d":"0.00"},{"v":0,"d":"0.00"},null,null,1.75,{"v":0,"d":"0.00"},{"v":0,"d":"0.00"},null,null,1.75,{"v":0,"d":"0.00"},{"v":0,"d":"0.00"}]
[{"$f":"'2 - CSO INPUT'!M9","v":"CSO 005"},{"$nulls":5},"11a.","CSO 005","","","","","","","","","","","","","","","","","","","","","","","","","","","","","","","","","","","","","","","","","","","","","","","","","","","","","","","","","","","","","","","","","","","","","","","","","","","","","","","","","","","","","","","","","","","","","","","","","",{"$nulls":3},{"v":2,"d":"2.00"},{"$f":"IF(ISBLANK('3 - Tc & RAINFALL'!G24),'3 - Tc & RAINFALL'!H24,'3 - Tc & RAINFALL'!G24/4)","v":{"v":0,"d":"0.00"}},null,null,{"v":2,"d":"2.00"},{"v":0,"d":"0.00"},"","","","","","","","","","","","","","","","","","","","","","","","","","","","",{"v":0,"d":"0.00"},{"v":0,"d":"0.00"},null,null,{"v":2,"d":"2.00"},{"v":0,"d":"0.00"},"","","","","","","","","","","","","","","","","","","","","","","","","","","","",{"v":0,"d":"0.00"},{"v":0,"d":"0.00"},null,null,{"v":2,"d":"2.00"},{"v":0,"d":"0.00"},{"v":0,"d":"0.00"},null,null,{"v":2,"d":"2.00"},{"v":0,"d":"0.00"},{"v":0,"d":"0.00"},null,null,{"v":2,"d":"2.00"},{"v":0,"d":"0.00"},{"v":0,"d":"0.00"},null,null,{"v":2,"d":"2.00"},{"v":0,"d":"0.00"},{"v":0,"d":"0.00"},null,null,{"v":2,"d":"2.00"},{"v":0,"d":"0.00"},{"v":0,"d":"0.00"}]
[{"$f":"'2 - CSO INPUT'!N9","v":"CSO 006"},{"$nulls":5},"11a.","CSO 006","","","","","","","","","","","","","","","","","","","","","","","","","","","","","","","","","","","","","","","","","","","","","","","","","","","","","","","","","","","","","","","","","","","","","","","","","","","","","","","","","","","","","","","","","","","","","","","","","",{"$nulls":3},2.25,{"$f":"IF(ISBLANK('3 - Tc & RAINFALL'!G25),'3 - Tc & RAINFALL'!H25,'3 - Tc & RAINFALL'!G25/4)","v":{"v":0,"d":"0.00"}},null,null,2.25,{"$f":"DF8","v":{"v":0,"d":"0.00"}},"","","","","","","","","","","","","","","","","","","","","","","","","","","","",{"v":0,"d":"0.00"},{"v":0,"d":"0.00"},null,null,2.25,{"v":0,"d":"0.00"},"","","","","","","","","","","","","","","","","","","","","","","","","","","","",{"v":0,"d":"0.00"},{"v":0,"d":"0.00"},null,null,2.25,{"v":0,"d":"0.00"},{"v":0,"d":"0.00"},null,null,2.25,{"v":0,"d":"0.00"},{"v":0,"d":"0.00"},null,null,2.25,{"v":0,"d":"0.00"},{"v":0,"d":"0.00"},null,null,2.25,{"v":0,"d":"0.00"},{"v":0,"d":"0.00"},null,null,2.25,{"v":0,"d":"0.00"},{"v":0,"d":"0.00"}]
[{"$f":"'2 - CSO INPUT'!O9","v":"CSO 007"},{"$nulls":5},"11a.","CSO 007","","","","","","","","","","","","","","","","","","","","","","","","","","","","","","","","","","","","","","","","","","","","","","","","","","","","","","","","","","","","","","","","","","","","","","","","","","","","","","","","","","","","","","","","","","","","","","","","","",{"$nulls":3},{"v":2.5,"d":"2.50"},{"$f":"IF(ISBLANK('3 - Tc & RAINFALL'!G26),'3 - Tc & RAINFALL'!H26,'3 - Tc & RAINFALL'!G26/4)","v":{"v":0,"d":"0.00"}},null,null,{"v":2.5,"d":"2.50"},{"v":0,"d":"0.00"},"","","","","","","","","","","","","","","","","","","","","","","","","","","","",{"v":0,"d":"0.00"},{"v":0,"d":"0.00"},null,null,{"v":2.5,"d":"2.50"},{"v":0,"d":"0.00"},"","","","","","","","","","","","","","","","","","","","","","","","","","","","",{"v":0,"d":"0.00"},{"v":0,"d":"0.00"},null,null,{"v":2.5,"d":"2.50"},{"v":0,"d":"0.00"},{"v":0,"d":"0.00"},null,null,{"v":2.5,"d":"2.50"},{"v":0,"d":"0.00"},{"v":0,"d":"0.00"},null,null,{"v":2.5,"d":"2.50"},{"v":0,"d":"0.00"},{"v":0,"d":"0.00"},null,null,{"v":2.5,"d":"2.50"},{"v":0,"d":"0.00"},{"v":0,"d":"0.00"},null,null,{"v":2.5,"d":"2.50"},{"v":0,"d":"0.00"},{"v":0,"d":"0.00"}]
[{"$f":"'2 - CSO INPUT'!P9","v":"CSO 008"},{"$nulls":5},"11a.","CSO 008","","","","","","","","","","","","","","","","","","","","","","","","","","","","","","","","","","","","","","","","","","","","","","","","","","","","","","","","","","","","","","","","","","","","","","","","","","","","","","","","","","","","","","","","","","","","","","","","","",{"$nulls":3},2.75,{"$f":"IF(ISBLANK('3 - Tc & RAINFALL'!G27),'3 - Tc & RAINFALL'!H27,'3 - Tc & RAINFALL'!G27/4)","v":{"v":0,"d":"0.00"}},null,null,2.75,{"v":0,"d":"0.00"},"","","","","","","","","","","","","","","","","","","","","","","","","","","","",{"v":0,"d":"0.00"},{"v":0,"d":"0.00"},null,null,2.75,{"v":0,"d":"0.00"},"","","","","","","","","","","","","","","","","","","","","","","","","","","","",{"v":0,"d":"0.00"},{"v":0,"d":"0.00"},null,null,2.75,{"v":0,"d":"0.00"},{"v":0,"d":"0.00"},null,null,2.75,{"v":0,"d":"0.00"},{"v":0,"d":"0.00"},null,null,2.75,{"v":0,"d":"0.00"},{"v":0,"d":"0.00"},null,null,2.75,{"v":0,"d":"0.00"},{"v":0,"d":"0.00"},null,null,2.75,{"v":0,"d":"0.00"},{"v":0,"d":"0.00"}]
[{"$f":"'2 - CSO INPUT'!Q9","v":"CSO 009"},{"$nulls":5},"11a.","CSO 009","","","","","","","","","","","","","","","","","","","","","","","","","","","","","","","","","","","","","","","","","","","","","","","","","","","","","","","","","","","","","","","","","","","","","","","","","","","","","","","","","","","","","","","","","","","","","","","","","",{"$nulls":3},{"v":3,"d":"3.00"},{"$f":"IF(ISBLANK('3 - Tc & RAINFALL'!G28),'3 - Tc & RAINFALL'!H28,'3 - Tc & RAINFALL'!G28/4)","v":{"v":0,"d":"0.00"}},null,null,{"v":3,"d":"3.00"},{"v":0,"d":"0.00"},"","","","","","","","","","","","","","","","","","","","","","","","","","","","",{"v":0,"d":"0.00"},{"v":0,"d":"0.00"},null,null,{"v":3,"d":"3.00"},{"v":0,"d":"0.00"},"","","","","","","","","","","","","","","","","","","","","","","","","","","","",{"v":0,"d":"0.00"},{"v":0,"d":"0.00"},null,null,{"v":3,"d":"3.00"},{"v":0,"d":"0.00"},{"v":0,"d":"0.00"},null,null,{"v":3,"d":"3.00"},{"v":0,"d":"0.00"},{"v":0,"d":"0.00"},null,null,{"v":3,"d":"3.00"},{"v":0,"d":"0.00"},{"v":0,"d":"0.00"},null,null,{"v":3,"d":"3.00"},{"v":0,"d":"0.00"},{"v":0,"d":"0.00"},null,null,{"v":3,"d":"3.00"},{"v":0,"d":"0.00"},{"v":0,"d":"0.00"}]
[{"$f":"'2 - CSO INPUT'!R9","v":"CSO 010"},{"$nulls":5},"11a.","CSO 010","","","","","","","","","","","","","","","","","","","","","","","","","","","","","","","","","","","","","","","","","","","","","","","","","","","","","","","","","","","","","","","","","","","","","","","","","","","","","","","","","","","","","","","","","","","","","","","","","",{"$nulls":3},3.25,{"$f":"IF(ISBLANK('3 - Tc & RAINFALL'!G29),'3 - Tc & RAINFALL'!H29,'3 - Tc & RAINFALL'!G29/4)","v":{"v":0,"d":"0.00"}},null,null,3.25,{"v":0,"d":"0.00"},"","","","","","","","","","","","","","","","","","","","","","","","","","","","",{"v":0,"d":"0.00"},{"v":0,"d":"0.00"},null,null,3.25,{"v":0,"d":"0.00"},"","","","","","","","","","","","","","","","","","","","","","","","","","","","",{"v":0,"d":"0.00"},{"v":0,"d":"0.00"},null,null,3.25,{"v":0,"d":"0.00"},{"v":0,"d":"0.00"},null,null,3.25,{"v":0,"d":"0.00"},{"v":0,"d":"0.00"},null,null,3.25,{"v":0,"d":"0.00"},{"v":0,"d":"0.00"},null,null,3.25,{"v":0,"d":"0.00"},{"v":0,"d":"0.00"},null,null,3.25,{"v":0,"d":"0.00"},{"v":0,"d":"0.00"}]
[{"$f":"'2 - CSO INPUT'!S9","v":"CSO 011"},{"$nulls":5},"11a.","CSO 011",{"$f":"IF(IFERROR(VLOOKUP(CONCATENATE($H13,$G13),$A:$DA,I$1,FALSE),\"\")=0,\"\",IFERROR(VLOOKUP(CONCATENATE($H13,$G13),$A:$DA,I$1,FALSE),\"\"))","v":""},"","","","","","","","","",{"$f":"IF(IFERROR(VLOOKUP(CONCATENATE($H13,$G13),$A:$DA,S$1,FALSE),\"\")=0,\"\",IFERROR(VLOOKUP(CONCATENATE($H13,$G13),$A:$DA,S$1,FALSE),\"\"))","v":""},"","","","","","","","","",{"$f":"IF(IFERROR(VLOOKUP(CONCATENATE($H13,$G13),$A:$DA,AC$1,FALSE),\"\")=0,\"\",IFERROR(VLOOKUP(CONCATENATE($H13,$G13),$A:$DA,AC$1,FALSE),\"\"))","v":""},"","","","","","","","","",{"$f":"IF(IFERROR(VLOOKUP(CONCATENATE($H13,$G13),$A:$DA,AM$1,FALSE),\"\")=0,\"\",IFERROR(VLOOKUP(CONCATENATE($H13,$G13),$A:$DA,AM$1,FALSE),\"\"))","v":""},"","","","","","","","","",{"$f":"IF(IFERROR(VLOOKUP(CONCATENATE($H13,$G13),$A:$DA,AW$1,FALSE),\"\")=0,\"\",IFERROR(VLOOKUP(CONCATENATE($H13,$G13),$A:$DA,AW$1,FALSE),\"\"))","v":""},"","","","","","","","","",{"$f":"IF(IFERROR(VLOOKUP(CONCATENATE($H13,$G13),$A:$DA,BG$1,FALSE),\"\")=0,\"\",IFERROR(VLOOKUP(CONCATENATE($H13,$G13),$A:$DA,BG$1,FALSE),\"\"))","v":""},"","","","","","","","","",{"$f":"IF(IFERROR(VLOOKUP(CONCATENATE($H13,$G13),$A:$DA,BQ$1,FALSE),\"\")=0,\"\",IFERROR(VLOOKUP(CONCATENATE($H13,$G13),$A:$DA,BQ$1,FALSE),\"\"))","v":""},"","","","","","","","","",{"$f":"IF(IFERROR(VLOOKUP(CONCATENATE($H13,$G13),$A:$DA,CA$1,FALSE),\"\")=0,\"\",IFERROR(VLOOKUP(CONCATENATE($H13,$G13),$A:$DA,CA$1,FALSE),\"\"))","v":""},"","","","","","","","","",{"$f":"IF(IFERROR(VLOOKUP(CONCATENATE($H13,$G13),$A:$DA,CK$1,FALSE),\"\")=0,\"\",IFERROR(VLOOKUP(CONCATENATE($H13,$G13),$A:$DA,CK$1,FALSE),\"\"))","v":""},"","","","","","","","","",{"$f":"IF(IFERROR(VLOOKUP(CONCATENATE($H13,$G13),$A:$DA,CU$1,FALSE),\"\")=0,\"\",IFERROR(VLOOKUP(CONCATENATE($H13,$G13),$A:$DA,CU$1,FALSE),\"\"))","v":""},"","","","","","",{"$nulls":3},{"v":3.5,"d":"3.50"},{"$f":"IF(ISBLANK('3 - Tc & RAINFALL'!G30),'3 - Tc & RAINFALL'!H30,'3 - Tc & RAINFALL'!G30/4)","v":{"v":0,"d":"0.00"}},null,null,{"v":3.5,"d":"3.50"},{"v":0,"d":"0.00"},"","","","","","","","","","","","","","","","","","","","","","","","","","","","",{"v":0,"d":"0.00"},{"v":0,"d":"0.00"},null,null,{"v":3.5,"d":"3.50"},{"v":0,"d":"0.00"},"","","","","","","","","","","","","","","","","","","","","","","","","","","","",{"v":0,"d":"0.00"},{"v":0,"d":"0.00"},null,null,{"v":3.5,"d":"3.50"},{"v":0,"d":"0.00"},{"v":0,"d":"0.00"},null,null,{"v":3.5,"d":"3.50"},{"v":0,"d":"0.00"},{"v":0,"d":"0.00"},null,null,{"v":3.5,"d":"3.50"},{"v":0,"d":"0.00"},{"v":0,"d":"0.00"},null,null,{"v":3.5,"d":"3.50"},{"v":0,"d":"0.00"},{"v":0,"d":"0.00"},null,null,{"v":3.5,"d":"3.50"},{"v":0,"d":"0.00"},{"v":0,"d":"0.00"}]
[{"$f":"'2 - CSO INPUT'!T9","v":"CSO 012"},{"$nulls":5},"11a.","CSO 012","","","","","","","","","","","","","","","","","","","","","","","","","","","","","","","","","","","","","","","","","","","","","","","","","","","","","","","","","","","","","","","","","","","","","","","","","","","","","","","","","","","","","","","","","","","","","","","","","",{"$nulls":3},3.75,{"$f":"IF(ISBLANK('3 - Tc & RAINFALL'!G31),'3 - Tc & RAINFALL'!H31,'3 - Tc & RAINFALL'!G31/4)","v":{"v":0,"d":"0.00"}},null,null,3.75,{"v":0,"d":"0.00"},"","","","","","","","","","","","","","","","","","","","","","","","","","","","",{"v":0,"d":"0.00"},{"v":0,"d":"0.00"},null,null,3.75,{"v":0,"d":"0.00"},"","","","","","","","","","","","","","","","","","","","","","","","","","","","",{"v":0,"d":"0.00"},{"v":0,"d":"0.00"},null,null,3.75,{"v":0,"d":"0.00"},{"v":0,"d":"0.00"},null,null,3.75,{"v":0,"d":"0.00"},{"v":0,"d":"0.00"},null,null,3.75,{"v":0,"d":"0.00"},{"v":0,"d":"0.00"},null,null,3.75,{"v":0,"d":"0.00"},{"v":0,"d":"0.00"},null,null,3.75,{"v":0,"d":"0.00"},{"v":0,"d":"0.00"}]
[{"$f":"'2 - CSO INPUT'!Y9","v":"CSO 013"},{"$nulls":5},"11a.","CSO 013","","","","","","","","","","","","","","","","","","","","","","","","","","","","","","","","","","","","","","","","","","","","","","","","","","","","","","","","","","","","","","","","","","","","","","","","","","","","","","","","","","","","","","","","","","","","","","","","","",{"$nulls":3},{"v":4,"d":"4.00"},{"$f":"IF(ISBLANK('3 - Tc & RAINFALL'!G32),'3 - Tc & RAINFALL'!H32,'3 - Tc & RAINFALL'!G32/4)","v":{"v":0,"d":"0.00"}},null,null,{"v":4,"d":"4.00"},{"v":0,"d":"0.00"},"","","","","","","","","","","","","","","","","","","","","","","","","","","","",{"v":0,"d":"0.00"},{"v":0,"d":"0.00"},null,null,{"v":4,"d":"4.00"},{"v":0,"d":"0.00"},"","","","","","","","","","","","","","","","","","","","","","","","","","","","",{"v":0,"d":"0.00"},{"v":0,"d":"0.00"},null,null,{"v":4,"d":"4.00"},{"v":0,"d":"0.00"},{"v":0,"d":"0.00"},null,null,{"v":4,"d":"4.00"},{"v":0,"d":"0.00"},{"v":0,"d":"0.00"},null,null,{"v":4,"d":"4.00"},{"v":0,"d":"0.00"},{"v":0,"d":"0.00"},null,null,{"v":4,"d":"4.00"},{"v":0,"d":"0.00"},{"v":0,"d":"0.00"},null,null,{"v":4,"d":"4.00"},{"v":0,"d":"0.00"},{"v":0,"d":"0.00"}]
[{"$f":"'2 - CSO INPUT'!Z9","v":"CSO 014"},{"$nulls":5},"11a.","CSO 014","","","","","","","","","","","","","","","","","","","","","","","","","","","","","","","","","","","","","","","","","","","","","","","","","","","","","","","","","","","","","","","","","","","","","","","","","","","","","","","","","","","","","","","","","","","","","","","","","",{"$nulls":3},4.25,{"$f":"IF(ISBLANK('3 - Tc & RAINFALL'!G33),'3 - Tc & RAINFALL'!H33,'3 - Tc & RAINFALL'!G33/4)","v":{"v":0,"d":"0.00"}},null,null,4.25,{"v":0,"d":"0.00"},"","","","","","","","","","","","","","","","","","","","","","","","","","","","",{"v":0,"d":"0.00"},{"v":0,"d":"0.00"},null,null,4.25,{"v":0,"d":"0.00"},"","","","","","","","","","","","","","","","","","","","","","","","","","","","",{"v":0,"d":"0.00"},{"v":0,"d":"0.00"},null,null,4.25,{"v":0,"d":"0.00"},{"v":0,"d":"0.00"},null,null,4.25,{"v":0,"d":"0.00"},{"v":0,"d":"0.00"},null,null,4.25,{"v":0,"d":"0.00"},{"v":0,"d":"0.00"},null,null,4.25,{"v":0,"d":"0.00"},{"v":0,"d":"0.00"},null,null,4.25,{"v":0,"d":"0.00"},{"v":0,"d":"0.00"}]
[{"$f":"'2 - CSO INPUT'!AA9","v":"CSO 015"},{"$nulls":5},"11a.","CSO 015","","","","","","","","","","","","","","","","","","","","","","","","","","","","","","","","","","","","","","","","","","","","","","","","","","","","","","","","","","","","","","","","","","","","","","","","","","","","","","","","","","","","","","","","","","","","","","","","","",{"$nulls":3},{"v":4.5,"d":"4.50"},{"$f":"IF(ISBLANK('3 - Tc & RAINFALL'!G34),'3 - Tc & RAINFALL'!H34,'3 - Tc & RAINFALL'!G34/4)","v":{"v":0,"d":"0.00"}},null,null,{"v":4.5,"d":"4.50"},{"v":0,"d":"0.00"},"","","","","","","","","","","","","","","","","","","","","","","","","","","","",{"v":0,"d":"0.00"},{"v":0,"d":"0.00"},null,null,{"v":4.5,"d":"4.50"},{"v":0,"d":"0.00"},"","","","","","","","","","","","","","","","","","","","","","","","","","","","",{"v":0,"d":"0.00"},{"v":0,"d":"0.00"},null,null,{"v":4.5,"d":"4.50"},{"v":0,"d":"0.00"},{"v":0,"d":"0.00"},null,null,{"v":4.5,"d":"4.50"},{"v":0,"d":"0.00"},{"v":0,"d":"0.00"},null,null,{"v":4.5,"d":"4.50"},{"v":0,"d":"0.00"},{"v":0,"d":"0.00"},null,null,{"v":4.5,"d":"4.50"},{"v":0,"d":"0.00"},{"v":0,"d":"0.00"},null,null,{"v":4.5,"d":"4.50"},{"v":0,"d":"0.00"},{"v":0,"d":"0.00"}]
[{"$f":"'2 - CSO INPUT'!AB9","v":"CSO 016"},{"$nulls":5},"11a.","CSO 016","","","","","","","","","","","","","","","","","","","","","","","","","","","","","","","","","","","","","","","","","","","","","","","","","","","","","","","","","","","","","","","","","","","","","","","","","","","","","","","","","","","","","","","","","","","","","","","","","",{"$nulls":3},4.75,{"$f":"IF(ISBLANK('3 - Tc & RAINFALL'!G35),'3 - Tc & RAINFALL'!H35,'3 - Tc & RAINFALL'!G35/4)","v":{"v":0,"d":"0.00"}},null,null,4.75,{"v":0,"d":"0.00"},"","","","","","","","","","","","","","","","","","","","","","","","","","","","",{"v":0,"d":"0.00"},{"v":0,"d":"0.00"},null,null,4.75,{"v":0,"d":"0.00"},"","","","","","","","","","","","","","","","","","","","","","","","","","","","",{"v":0,"d":"0.00"},{"v":0,"d":"0.00"},null,null,4.75,{"v":0,"d":"0.00"},{"v":0,"d":"0.00"},null,null,4.75,{"v":0,"d":"0.00"},{"v":0,"d":"0.00"},null,null,4.75,{"v":0,"d":"0.00"},{"v":0,"d":"0.00"},null,null,4.75,{"v":0,"d":"0.00"},{"v":0,"d":"0.00"},null,null,4.75,{"v":0,"d":"0.00"},{"v":0,"d":"0.00"}]
[{"$f":"'2 - CSO INPUT'!AC9","v":"CSO 017"},{"$nulls":5},"11a.","CSO 017","","","","","","","","","","","","","","","","","","","","","","","","","","","","","","","","","","","","","","","","","","","","","","","","","","","","","","","","","","","","","","","","","","","","","","","","","","","","","","","","","","","","","","","","","","","","","","","","","",{"$nulls":3},{"v":5,"d":"5.00"},{"$f":"IF(ISBLANK('3 - Tc & RAINFALL'!G36),'3 - Tc & RAINFALL'!H36,'3 - Tc & RAINFALL'!G36/4)","v":{"v":0,"d":"0.00"}},null,null,{"v":5,"d":"5.00"},{"v":0,"d":"0.00"},"","","","","","","","","","","","","","","","","","","","","","","","","","","","",{"v":0,"d":"0.00"},{"v":0,"d":"0.00"},null,null,{"v":5,"d":"5.00"},{"v":0,"d":"0.00"},"","","","","","","","","","","","","","","","","","","","","","","","","","","","",{"v":0,"d":"0.00"},{"v":0,"d":"0.00"},null,null,{"v":5,"d":"5.00"},{"v":0,"d":"0.00"},{"v":0,"d":"0.00"},null,null,{"v":5,"d":"5.00"},{"v":0,"d":"0.00"},{"v":0,"d":"0.00"},null,null,{"v":5,"d":"5.00"},{"v":0,"d":"0.00"},{"v":0,"d":"0.00"},null,null,{"v":5,"d":"5.00"},{"v":0,"d":"0.00"},{"v":0,"d":"0.00"},null,null,{"v":5,"d":"5.00"},{"v":0,"d":"0.00"},{"v":0,"d":"0.00"}]
[{"$f":"'2 - CSO INPUT'!AD9","v":"CSO 018"},{"$nulls":5},"11a.","CSO 018","","","","","","","","","","","","","","","","","","","","","","","","","","","","","","","","","","","","","","","","","","","","","","","","","","","","","","","","","","","","","","","","","","","","","","","","","","","","","","","","","","","","","","","","","","","","","","","","","",{"$nulls":3},5.25,{"$f":"IF(ISBLANK('3 - Tc & RAINFALL'!G37),'3 - Tc & RAINFALL'!H37,'3 - Tc & RAINFALL'!G37/4)","v":{"v":0,"d":"0.00"}},null,null,5.25,{"v":0,"d":"0.00"},"","","","","","","","","","","","","","","","","","","","","","","","","","","","",{"v":0,"d":"0.00"},{"v":0,"d":"0.00"},null,null,5.25,{"v":0,"d":"0.00"},"","","","","","","","","","","","","","","","","","","","","","","","","","","","",{"v":0,"d":"0.00"},{"v":0,"d":"0.00"},null,null,5.25,{"v":0,"d":"0.00"},{"v":0,"d":"0.00"},null,null,5.25,{"v":0,"d":"0.00"},{"v":0,"d":"0.00"},null,null,5.25,{"v":0,"d":"0.00"},{"v":0,"d":"0.00"},null,null,5.25,{"v":0,"d":"0.00"},{"v":0,"d":"0.00"},null,null,5.25,{"v":0,"d":"0.00"},{"v":0,"d":"0.00"}]
[{"$f":"'2 - CSO INPUT'!AE9","v":"CSO 019"},{"$nulls":5},"11a.","CSO 019","","","","","","","","","","","","","","","","","","","","","","","","","","","","","","","","","","","","","","","","","","","","","","","","","","","","","","","","","","","","","","","","","","","","","","","","","","","","","","","","","","","","","","","","","","","","","","","","","",{"$nulls":3},{"v":5.5,"d":"5.50"},{"$f":"IF(ISBLANK('3 - Tc & RAINFALL'!G38),'3 - Tc & RAINFALL'!H38,'3 - Tc & RAINFALL'!G38/4)","v":{"v":0,"d":"0.00"}},null,null,{"v":5.5,"d":"5.50"},{"v":0,"d":"0.00"},"","","","","","","","","","","","","","","","","","","","","","","","","","","","",{"v":0,"d":"0.00"},{"v":0,"d":"0.00"},null,null,{"v":5.5,"d":"5.50"},{"v":0,"d":"0.00"},"","","","","","","","","","","","","","","","","","","","","","","","","","","","",{"v":0,"d":"0.00"},{"v":0,"d":"0.00"},null,null,{"v":5.5,"d":"5.50"},{"v":0,"d":"0.00"},{"v":0,"d":"0.00"},null,null,{"v":5.5,"d":"5.50"},{"v":0,"d":"0.00"},{"v":0,"d":"0.00"},null,null,{"v":5.5,"d":"5.50"},{"v":0,"d":"0.00"},{"v":0,"d":"0.00"},null,null,{"v":5.5,"d":"5.50"},{"v":0,"d":"0.00"},{"v":0,"d":"0.00"},null,null,{"v":5.5,"d":"5.50"},{"v":0,"d":"0.00"},{"v":0,"d":"0.00"}]
[{"$f":"'2 - CSO INPUT'!AF9","v":"CSO 020"},{"$nulls":5},"11a.","CSO 020","","","","","","","","","","","","","","","","","","","","","","","","","","","","","","","","","","","","","","","","","","","","","","","","","","","","","","","","","","","","","","","","","","","","","","","","","","","","","","","","","","","","","","","","","","","","","","","","","",{"$nulls":3},5.75,{"$f":"IF(ISBLANK('3 - Tc & RAINFALL'!G39),'3 - Tc & RAINFALL'!H39,'3 - Tc & RAINFALL'!G39/4)","v":{"v":0,"d":"0.00"}},null,null,5.75,{"v":0,"d":"0.00"},"","","","","","","","","","","","","","","","","","","","","","","","","","","","",{"v":0,"d":"0.00"},{"v":0,"d":"0.00"},null,null,5.75,{"v":0,"d":"0.00"},"","","","","","","","","","","","","","","","","","","","","","","","","","","","",{"v":0,"d":"0.00"},{"v":0,"d":"0.00"},null,null,5.75,{"v":0,"d":"0.00"},{"v":0,"d":"0.00"},null,null,5.75,{"v":0,"d":"0.00"},{"v":0,"d":"0.00"},null,null,5.75,{"v":0,"d":"0.00"},{"v":0,"d":"0.00"},null,null,5.75,{"v":0,"d":"0.00"},{"v":0,"d":"0.00"},null,null,5.75,{"v":0,"d":"0.00"},{"v":0,"d":"0.00"}]
[{"$f":"'2 - CSO INPUT'!AK9","v":"CSO 021"},{"$nulls":5},"11a.","CSO 021",{"$f":"IF(IFERROR(VLOOKUP(CONCATENATE($H23,$G23),$A:$DA,I$1,FALSE),\"\")=0,\"\",IFERROR(VLOOKUP(CONCATENATE($H23,$G23),$A:$DA,I$1,FALSE),\"\"))","v":""},"","","","","","","","","",{"$f":"IF(IFERROR(VLOOKUP(CONCATENATE($H23,$G23),$A:$DA,S$1,FALSE),\"\")=0,\"\",IFERROR(VLOOKUP(CONCATENATE($H23,$G23),$A:$DA,S$1,FALSE),\"\"))","v":""},"","","","","","","","","",{"$f":"IF(IFERROR(VLOOKUP(CONCATENATE($H23,$G23),$A:$DA,AC$1,FALSE),\"\")=0,\"\",IFERROR(VLOOKUP(CONCATENATE($H23,$G23),$A:$DA,AC$1,FALSE),\"\"))","v":""},"","","","","","","","","",{"$f":"IF(IFERROR(VLOOKUP(CONCATENATE($H23,$G23),$A:$DA,AM$1,FALSE),\"\")=0,\"\",IFERROR(VLOOKUP(CONCATENATE($H23,$G23),$A:$DA,AM$1,FALSE),\"\"))","v":""},"","","","","","","","","",{"$f":"IF(IFERROR(VLOOKUP(CONCATENATE($H23,$G23),$A:$DA,AW$1,FALSE),\"\")=0,\"\",IFERROR(VLOOKUP(CONCATENATE($H23,$G23),$A:$DA,AW$1,FALSE),\"\"))","v":""},"","","","","","","","","",{"$f":"IF(IFERROR(VLOOKUP(CONCATENATE($H23,$G23),$A:$DA,BG$1,FALSE),\"\")=0,\"\",IFERROR(VLOOKUP(CONCATENATE($H23,$G23),$A:$DA,BG$1,FALSE),\"\"))","v":""},"","","","","","","","","",{"$f":"IF(IFERROR(VLOOKUP(CONCATENATE($H23,$G23),$A:$DA,BQ$1,FALSE),\"\")=0,\"\",IFERROR(VLOOKUP(CONCATENATE($H23,$G23),$A:$DA,BQ$1,FALSE),\"\"))","v":""},"","","","","","","","","",{"$f":"IF(IFERROR(VLOOKUP(CONCATENATE($H23,$G23),$A:$DA,CA$1,FALSE),\"\")=0,\"\",IFERROR(VLOOKUP(CONCATENATE($H23,$G23),$A:$DA,CA$1,FALSE),\"\"))","v":""},"","","","","","","","","",{"$f":"IF(IFERROR(VLOOKUP(CONCATENATE($H23,$G23),$A:$DA,CK$1,FALSE),\"\")=0,\"\",IFERROR(VLOOKUP(CONCATENATE($H23,$G23),$A:$DA,CK$1,FALSE),\"\"))","v":""},"","","","","","","","","",{"$f":"IF(IFERROR(VLOOKUP(CONCATENATE($H23,$G23),$A:$DA,CU$1,FALSE),\"\")=0,\"\",IFERROR(VLOOKUP(CONCATENATE($H23,$G23),$A:$DA,CU$1,FALSE),\"\"))","v":""},"","","","","","",{"$nulls":3},{"v":6,"d":"6.00"},{"$f":"IF(ISBLANK('3 - Tc & RAINFALL'!G40),'3 - Tc & RAINFALL'!H40,'3 - Tc & RAINFALL'!G40/4)","v":{"v":0,"d":"0.00"}},null,null,{"v":6,"d":"6.00"},{"v":0,"d":"0.00"},"","","","","","","","","","","","","","","","","","","","","","","","","","","","",{"v":0,"d":"0.00"},{"v":0,"d":"0.00"},null,null,{"v":6,"d":"6.00"},{"v":0,"d":"0.00"},"","","","","","","","","","","","","","","","","","","","","","","","","","","","",{"v":0,"d":"0.00"},{"v":0,"d":"0.00"},null,null,{"v":6,"d":"6.00"},{"v":0,"d":"0.00"},{"v":0,"d":"0.00"},null,null,{"v":6,"d":"6.00"},{"v":0,"d":"0.00"},{"v":0,"d":"0.00"},null,null,{"v":6,"d":"6.00"},{"v":0,"d":"0.00"},{"v":0,"d":"0.00"},null,null,{"v":6,"d":"6.00"},{"v":0,"d":"0.00"},{"v":0,"d":"0.00"},null,null,{"v":6,"d":"6.00"},{"v":0,"d":"0.00"},{"v":0,"d":"0.00"}]
[{"$f":"'2 - CSO INPUT'!AL9","v":"CSO 022"},{"$nulls":5},"11a.","CSO 022","","","","","","","","","","","","","","","","","","","","","","","","","","","","","","","","","","","","","","","","","","","","","","","","","","","","","","","","","","","","","","","","","","","","","","","","","","","","","","","","","","","","","","","","","","","","","","","","","",{"$nulls":3},6.25,{"$f":"IF(ISBLANK('3 - Tc & RAINFALL'!G41),'3 - Tc & RAINFALL'!H41,'3 - Tc & RAINFALL'!G41/4)","v":{"v":0,"d":"0.00"}},null,null,6.25,{"v":0,"d":"0.00"},"","","","","","","","","","","","","","","","","","","","","","","","","","","","",{"v":0,"d":"0.00"},{"v":0,"d":"0.00"},null,null,6.25,{"v":0,"d":"0.00"},"","","","","","","","","","","","","","","","","","","","","","","","","","","","",{"v":0,"d":"0.00"},{"v":0,"d":"0.00"},null,null,6.25,{"v":0,"d":"0.00"},{"v":0,"d":"0.00"},null,null,6.25,{"v":0,"d":"0.00"},{"v":0,"d":"0.00"},null,null,6.25,{"v":0,"d":"0.00"},{"v":0,"d":"0.00"},null,null,6.25,{"v":0,"d":"0.00"},{"v":0,"d":"0.00"},null,null,6.25,{"v":0,"d":"0.00"},{"v":0,"d":"0.00"}]
[{"$f":"'2 - CSO INPUT'!AM9","v":"CSO 023"},{"$nulls":5},"11a.","CSO 023","","","","","","","","","","","","","","","","","","","","","","","","","","","","","","","","","","","","","","","","","","","","","","","","","","","","","","","","","","","","","","","","","","","","","","","","","","","","","","","","","","","","","","","","","","","","","","","","","",{"$nulls":3},{"v":6.5,"d":"6.50"},{"$f":"IF(ISBLANK('3 - Tc & RAINFALL'!G42),'3 - Tc & RAINFALL'!H42,'3 - Tc & RAINFALL'!G42/4)","v":{"v":0,"d":"0.00"}},null,null,{"v":6.5,"d":"6.50"},{"v":0,"d":"0.00"},"","","","","","","","","","","","","","","","","","","","","","","","","","","","",{"v":0,"d":"0.00"},{"v":0,"d":"0.00"},null,null,{"v":6.5,"d":"6.50"},{"v":0,"d":"0.00"},"","","","","","","","","","","","","","","","","","","","","","","","","","","","",{"v":0,"d":"0.00"},{"v":0,"d":"0.00"},null,null,{"v":6.5,"d":"6.50"},{"v":0,"d":"0.00"},{"v":0,"d":"0.00"},null,null,{"v":6.5,"d":"6.50"},{"v":0,"d":"0.00"},{"v":0,"d":"0.00"},null,null,{"v":6.5,"d":"6.50"},{"v":0,"d":"0.00"},{"v":0,"d":"0.00"},null,null,{"v":6.5,"d":"6.50"},{"v":0,"d":"0.00"},{"v":0,"d":"0.00"},null,null,{"v":6.5,"d":"6.50"},{"v":0,"d":"0.00"},{"v":0,"d":"0.00"}]
[{"$f":"'2 - CSO INPUT'!AN9","v":"CSO 024"},{"$nulls":5},"11a.","CSO 024","","","","","","","","","","","","","","","","","","","","","","","","","","","","","","","","","","","","","","","","","","","","","","","","","","","","","","","","","","","","","","","","","","","","","","","","","","","","","","","","","","","","","","","","","","","","","","","","","",{"$nulls":3},6.75,{"$f":"IF(ISBLANK('3 - Tc & RAINFALL'!G43),'3 - Tc & RAINFALL'!H43,'3 - Tc & RAINFALL'!G43/4)","v":{"v":0,"d":"0.00"}},null,null,6.75,{"v":0,"d":"0.00"},"","","","","","","","","","","","","","","","","","","","","","","","","","","","",{"v":0,"d":"0.00"},{"v":0,"d":"0.00"},null,null,6.75,{"v":0,"d":"0.00"},"","","","","","","","","","","","","","","","","","","","","","","","","","","","",{"v":0,"d":"0.00"},{"v":0,"d":"0.00"},null,null,6.75,{"v":0,"d":"0.00"},{"v":0,"d":"0.00"},null,null,6.75,{"v":0,"d":"0.00"},{"v":0,"d":"0.00"},null,null,6.75,{"v":0,"d":"0.00"},{"v":0,"d":"0.00"},null,null,6.75,{"v":0,"d":"0.00"},{"v":0,"d":"0.00"},null,null,6.75,{"v":0,"d":"0.00"},{"v":0,"d":"0.00"}]
[{"$f":"'2 - CSO INPUT'!AO9","v":"CSO 025"},{"$nulls":5},"11a.","CSO 025","","","","","","","","","","","","","","","","","","","","","","","","","","","","","","","","","","","","","","","","","","","","","","","","","","","","","","","","","","","","","","","","","","","","","","","","","","","","","","","","","","","","","","","","","","","","","","","","","",{"$nulls":3},{"v":7,"d":"7.00"},{"$f":"IF(ISBLANK('3 - Tc & RAINFALL'!G44),'3 - Tc & RAINFALL'!H44,'3 - Tc & RAINFALL'!G44/4)","v":{"v":0,"d":"0.00"}},null,null,{"v":7,"d":"7.00"},{"v":0,"d":"0.00"},"","","","","","","","","","","","","","","","","","","","","","","","","","","","",{"v":0,"d":"0.00"},{"v":0,"d":"0.00"},null,null,{"v":7,"d":"7.00"},{"v":0,"d":"0.00"},"","","","","","","","","","","","","","","","","","","","","","","","","","","","",{"v":0,"d":"0.00"},{"v":0,"d":"0.00"},null,null,{"v":7,"d":"7.00"},{"v":0,"d":"0.00"},{"v":0,"d":"0.00"},null,null,{"v":7,"d":"7.00"},{"v":0,"d":"0.00"},{"v":0,"d":"0.00"},null,null,{"v":7,"d":"7.00"},{"v":0,"d":"0.00"},{"v":0,"d":"0.00"},null,null,{"v":7,"d":"7.00"},{"v":0,"d":"0.00"},{"v":0,"d":"0.00"},null,null,{"v":7,"d":"7.00"},{"v":0,"d":"0.00"},{"v":0,"d":"0.00"}]
[{"$f":"'2 - CSO INPUT'!AP9","v":"CSO 026"},{"$nulls":5},"11a.","CSO 026","","","","","","","","","","","","","","","","","","","","","","","","","","","","","","","","","","","","","","","","","","","","","","","","","","","","","","","","","","","","","","","","","","","","","","","","","","","","","","","","","","","","","","","","","","","","","","","","","",{"$nulls":3},7.25,{"$f":"IF(ISBLANK('3 - Tc & RAINFALL'!G45),'3 - Tc & RAINFALL'!H45,'3 - Tc & RAINFALL'!G45/4)","v":{"v":0,"d":"0.00"}},null,null,7.25,{"v":0,"d":"0.00"},"","","","","","","","","","","","","","","","","","","","","","","","","","","","",{"v":0,"d":"0.00"},{"v":0,"d":"0.00"},null,null,7.25,{"v":0,"d":"0.00"},"","","","","","","","","","","","","","","","","","","","","","","","","","","","",{"v":0,"d":"0.00"},{"v":0,"d":"0.00"},null,null,7.25,{"v":0,"d":"0.00"},{"v":0,"d":"0.00"},null,null,7.25,{"v":0,"d":"0.00"},{"v":0,"d":"0.00"},null,null,7.25,{"v":0,"d":"0.00"},{"v":0,"d":"0.00"},null,null,7.25,{"v":0,"d":"0.00"},{"v":0,"d":"0.00"},null,null,7.25,{"v":0,"d":"0.00"},{"v":0,"d":"0.00"}]
[{"$f":"'2 - CSO INPUT'!AQ9","v":"CSO 027"},{"$nulls":5},"11a.","CSO 027","","","","","","","","","","","","","","","","","","","","","","","","","","","","","","","","","","","","","","","","","","","","","","","","","","","","","","","","","","","","","","","","","","","","","","","","","","","","","","","","","","","","","","","","","","","","","","","","","",{"$nulls":3},{"v":7.5,"d":"7.50"},{"$f":"IF(ISBLANK('3 - Tc & RAINFALL'!G46),'3 - Tc & RAINFALL'!H46,'3 - Tc & RAINFALL'!G46/4)","v":{"v":0,"d":"0.00"}},null,null,{"v":7.5,"d":"7.50"},{"v":0,"d":"0.00"},"","","","","","","","","","","","","","","","","","","","","","","","","","","","",{"v":0,"d":"0.00"},{"v":0,"d":"0.00"},null,null,{"v":7.5,"d":"7.50"},{"v":0,"d":"0.00"},"","","","","","","","","","","","","","","","","","","","","","","","","","","","",{"v":0,"d":"0.00"},{"v":0,"d":"0.00"},null,null,{"v":7.5,"d":"7.50"},{"v":0,"d":"0.00"},{"v":0,"d":"0.00"},null,null,{"v":7.5,"d":"7.50"},{"v":0,"d":"0.00"},{"v":0,"d":"0.00"},null,null,{"v":7.5,"d":"7.50"},{"v":0,"d":"0.00"},{"v":0,"d":"0.00"},null,null,{"v":7.5,"d":"7.50"},{"v":0,"d":"0.00"},{"v":0,"d":"0.00"},null,null,{"v":7.5,"d":"7.50"},{"v":0,"d":"0.00"},{"v":0,"d":"0.00"}]
[{"$f":"'2 - CSO INPUT'!AR9","v":"CSO 028"},{"$nulls":5},"11a.","CSO 028","","","","","","","","","","","","","","","","","","","","","","","","","","","","","","","","","","","","","","","","","","","","","","","","","","","","","","","","","","","","","","","","","","","","","","","","","","","","","","","","","","","","","","","","","","","","","","","","","",{"$nulls":3},7.75,{"$f":"IF(ISBLANK('3 - Tc & RAINFALL'!G47),'3 - Tc & RAINFALL'!H47,'3 - Tc & RAINFALL'!G47/4)","v":{"v":0,"d":"0.00"}},null,null,7.75,{"v":0,"d":"0.00"},"","","","","","","","","","","","","","","","","","","","","","","","","","","","",{"v":0,"d":"0.00"},{"v":0,"d":"0.00"},null,null,7.75,{"v":0,"d":"0.00"},"","","","","","","","","","","","","","","","","","","","","","","","","","","","",{"v":0,"d":"0.00"},{"v":0,"d":"0.00"},null,null,7.75,{"v":0,"d":"0.00"},{"v":0,"d":"0.00"},null,null,7.75,{"v":0,"d":"0.00"},{"v":0,"d":"0.00"},null,null,7.75,{"v":0,"d":"0.00"},{"v":0,"d":"0.00"},null,null,7.75,{"v":0,"d":"0.00"},{"v":0,"d":"0.00"},null,null,7.75,{"v":0,"d":"0.00"},{"v":0,"d":"0.00"}]
[{"$nulls":6},"11a.","Total",{"$f":"SUM(I3:I30)","v":{"v":0,"d":"0.00"}},{"$f":"SUM(J3:J30)","v":{"v":0,"d":"0.00"}},{"v":0,"d":"0.00"},{"v":0,"d":"0.00"},{"v":0,"d":"0.00"},{"v":0,"d":"0.00"},{"v":0,"d":"0.00"},{"v":0,"d":"0.00"},{"v":0,"d":"0.00"},{"v":0,"d":"0.00"},{"v":0,"d":"0.00"},{"v":0,"d":"0.00"},{"v":0,"d":"0.00"},{"v":0,"d":"0.00"},{"v":0,"d":"0.00"},{"v":0,"d":"0.00"},{"v":0,"d":"0.00"},{"v":0,"d":"0.00"},{"v":0,"d":"0.00"},{"v":0,"d":"0.00"},{"v":0,"d":"0.00"},{"v":0,"d":"0.00"},{"v":0,"d":"0.00"},{"v":0,"d":"0.00"},{"v":0,"d":"0.00"},{"v":0,"d":"0.00"},{"v":0,"d":"0.00"},{"v":0,"d":"0.00"},{"v":0,"d":"0.00"},{"v":0,"d":"0.00"},{"v":0,"d":"0.00"},{"v":0,"d":"0.00"},{"v":0,"d":"0.00"},{"v":0,"d":"0.00"},{"v":0,"d":"0.00"},{"v":0,"d":"0.00"},{"v":0,"d":"0.00"},{"v":0,"d":"0.00"},{"v":0,"d":"0.00"},{"v":0,"d":"0.00"},{"v":0,"d":"0.00"},{"v":0,"d":"0.00"},{"v":0,"d":"0.00"},{"v":0,"d":"0.00"},{"v":0,"d":"0.00"},{"v":0,"d":"0.00"},{"v":0,"d":"0.00"},{"v":0,"d":"0.00"},{"v":0,"d":"0.00"},{"v":0,"d":"0.00"},{"v":0,"d":"0.00"},{"v":0,"d":"0.00"},{"v":0,"d":"0.00"},{"v":0,"d":"0.00"},{"v":0,"d":"0.00"},{"v":0,"d":"0.00"},{"v":0,"d":"0.00"},{"v":0,"d":"0.00"},{"v":0,"d":"0.00"},{"v":0,"d":"0.00"},{"v":0,"d":"0.00"},{"v":0,"d":"0.00"},{"v":0,"d":"0.00"},{"v":0,"d":"0.00"},{"v":0,"d":"0.00"},{"$f":"SUM(BV3:BV30)","v":{"v":0,"d":"0.00"}},{"v":0,"d":"0.00"},{"v":0,"d":"0.00"},{"v":0,"d":"0.00"},{"v":0,"d":"0.00"},{"v":0,"d":"0.00"},{"v":0,"d":"0.00"},{"v":0,"d":"0.00"},{"v":0,"d":"0.00"},{"v":0,"d":"0.00"},{"v":0,"d":"0.00"},{"v":0,"d":"0.00"},{"v":0,"d":"0.00"},{"v":0,"d":"0.00"},{"v":0,"d":"0.00"},{"v":0,"d":"0.00"},{"v":0,"d":"0.00"},{"v":0,"d":"0.00"},{"v":0,"d":"0.00"},{"v":0,"d":"0.00"},{"v":0,"d":"0.00"},{"v":0,"d":"0.00"},{"v":0,"d":"0.00"},{"v":0,"d":"0.00"},{"v":0,"d":"0.00"},{"v":0,"d":"0.00"},{"v":0,"d":"0.00"},{"v":0,"d":"0.00"},{"v":0,"d":"0.00"},{"v":0,"d":"0.00"},{"v":0,"d":"0.00"},{"$f":"SUM(DA3:DA30)","v":{"v":0,"d":"0.00"}},{"$nulls":3},{"v":8,"d":"8.00"},{"$f":"IF(ISBLANK('3 - Tc & RAINFALL'!G48),'3 - Tc & RAINFALL'!H48,'3 - Tc & RAINFALL'!G48/4)","v":{"v":0,"d":"0.00"}},null,null,{"v":8,"d":"8.00"},{"v":0,"d":"0.00"},"","","","","","","","","","","","","","","","","","","","","","","","","","","","",{"v":0,"d":"0.00"},{"v":0,"d":"0.00"},null,null,{"v":8,"d":"8.00"},{"v":0,"d":"0.00"},"","","","","","","","","","","","","","","","","","","","","","","","","","","","",{"v":0,"d":"0.00"},{"v":0,"d":"0.00"},null,null,{"v":8,"d":"8.00"},{"v":0,"d":"0.00"},{"v":0,"d":"0.00"},null,null,{"v":8,"d":"8.00"},{"v":0,"d":"0.00"},{"v":0,"d":"0.00"},null,null,{"v":8,"d":"8.00"},{"v":0,"d":"0.00"},{"v":0,"d":"0.00"},null,null,{"v":8,"d":"8.00"},{"v":0,"d":"0.00"},{"v":0,"d":"0.00"},null,null,{"v":8,"d":"8.00"},{"v":0,"d":"0.00"},{"v":0,"d":"0.00"}]
[{"$nulls":6},"11a.","Cumu.",{"$f":"I31","v":{"v":0,"d":"0.00"}},{"$f":"I32+J31","v":{"v":0,"d":"0.00"}},{"$f":"J32+K31","v":{"v":0,"d":"0.00"}},{"v":0,"d":"0.00"},{"v":0,"d":"0.00"},{"v":0,"d":"0.00"},{"v":0,"d":"0.00"},{"v":0,"d":"0.00"},{"v":0,"d":"0.00"},{"v":0,"d":"0.00"},{"v":0,"d":"0.00"},{"v":0,"d":"0.00"},{"v":0,"d":"0.00"},{"v":0,"d":"0.00"},{"v":0,"d":"0.00"},{"v":0,"d":"0.00"},{"v":0,"d":"0.00"},{"v":0,"d":"0.00"},{"v":0,"d":"0.00"},{"v":0,"d":"0.00"},{"v":0,"d":"0.00"},{"v":0,"d":"0.00"},{"v":0,"d":"0.00"},{"v":0,"d":"0.00"},{"v":0,"d":"0.00"},{"v":0,"d":"0.00"},{"v":0,"d":"0.00"},{"v":0,"d":"0.00"},{"v":0,"d":"0.00"},{"v":0,"d":"0.00"},{"v":0,"d":"0.00"},{"v":0,"d":"0.00"},{"v":0,"d":"0.00"},{"v":0,"d":"0.00"},{"v":0,"d":"0.00"},{"v":0,"d":"0.00"},{"v":0,"d":"0.00"},{"v":0,"d":"0.00"},{"v":0,"d":"0.00"},{"v":0,"d":"0.00"},{"v":0,"d":"0.00"},{"v":0,"d":"0.00"},{"v":0,"d":"0.00"},{"v":0,"d":"0.00"},{"v":0,"d":"0.00"},{"v":0,"d":"0.00"},{"v":0,"d":"0.00"},{"v":0,"d":"0.00"},{"v":0,"d":"0.00"},{"v":0,"d":"0.00"},{"v":0,"d":"0.00"},{"v":0,"d":"0.00"},{"v":0,"d":"0.00"},{"v":0,"d":"0.00"},{"v":0,"d":"0.00"},{"v":0,"d":"0.00"},{"v":0,"d":"0.00"},{"v":0,"d":"0.00"},{"v":0,"d":"0.00"},{"v":0,"d":"0.00"},{"v":0,"d":"0.00"},{"v":0,"d":"0.00"},{"v":0,"d":"0.00"},{"v":0,"d":"0.00"},{"v":0,"d":"0.00"},{"v":0,"d":"0.00"},{"$f":"BV32+BW31","v":{"v":0,"d":"0.00"}},{"v":0,"d":"0.00"},{"v":0,"d":"0.00"},{"v":0,"d":"0.00"},{"v":0,"d":"0.00"},{"v":0,"d":"0.00"},{"v":0,"d":"0.00"},{"v":0,"d":"0.00"},{"v":0,"d":"0.00"},{"v":0,"d":"0.00"},{"v":0,"d":"0.00"},{"v":0,"d":"0.00"},{"v":0,"d":"0.00"},{"v":0,"d":"0.00"},{"v":0,"d":"0.00"},{"v":0,"d":"0.00"},{"v":0,"d":"0.00"},{"v":0,"d":"0.00"},{"v":0,"d":"0.00"},{"v":0,"d":"0.00"},{"v":0,"d":"0.00"},{"v":0,"d":"0.00"},{"v":0,"d":"0.00"},{"v":0,"d":"0.00"},{"v":0,"d":"0.00"},{"v":0,"d":"0.00"},{"v":0,"d":"0.00"},{"v":0,"d":"0.00"},{"v":0,"d":"0.00"},{"v":0,"d":"0.00"},{"$nulls":4},8.25,{"$f":"IF(ISBLANK('3 - Tc & RAINFALL'!G49),'3 - Tc & RAINFALL'!H49,'3 - Tc & RAINFALL'!G49/4)","v":{"v":0,"d":"0.00"}},null,null,8.25,{"v":0,"d":"0.00"},"","","","","","","","","","","","","","","","","","","","","","","","","","","","",{"v":0,"d":"0.00"},{"v":0,"d":"0.00"},null,null,8.25,{"v":0,"d":"0.00"},"","","","","","","","","","","","","","","","","","","","","","","","","","","","",{"v":0,"d":"0.00"},{"v":0,"d":"0.00"},null,null,8.25,{"v":0,"d":"0.00"},{"v":0,"d":"0.00"},null,null,8.25,{"v":0,"d":"0.00"},{"v":0,"d":"0.00"},null,null,8.25,{"v":0,"d":"0.00"},{"v":0,"d":"0.00"},null,null,8.25,{"v":0,"d":"0.00"},{"v":0,"d":"0.00"},null,null,8.25,{"v":0,"d":"0.00"},{"v":0,"d":"0.00"}]
[null,"13. Runoff Controls","13b.","Dry weather flow rate (MGD)",null,null,"13b.",{"$f":"H3","v":"CSO 001"},{"$f":"IF(IFERROR(VLOOKUP(CONCATENATE($H33,$G33),$A:$DA,I$1,FALSE),\"\")=0,\"\",IFERROR(VLOOKUP(CONCATENATE($H33,$G33),$A:$DA,I$1,FALSE),\"\"))","v":""},"","","","","","","","","",{"$f":"IF(IFERROR(VLOOKUP(CONCATENATE($H33,$G33),$A:$DA,S$1,FALSE),\"\")=0,\"\",IFERROR(VLOOKUP(CONCATENATE($H33,$G33),$A:$DA,S$1,FALSE),\"\"))","v":""},"","","","","","","","","",{"$f":"IF(IFERROR(VLOOKUP(CONCATENATE($H33,$G33),$A:$DA,AC$1,FALSE),\"\")=0,\"\",IFERROR(VLOOKUP(CONCATENATE($H33,$G33),$A:$DA,AC$1,FALSE),\"\"))","v":""},"","","","","","","","","",{"$f":"IF(IFERROR(VLOOKUP(CONCATENATE($H33,$G33),$A:$DA,AM$1,FALSE),\"\")=0,\"\",IFERROR(VLOOKUP(CONCATENATE($H33,$G33),$A:$DA,AM$1,FALSE),\"\"))","v":""},"","","","","","","","","",{"$f":"IF(IFERROR(VLOOKUP(CONCATENATE($H33,$G33),$A:$DA,AW$1,FALSE),\"\")=0,\"\",IFERROR(VLOOKUP(CONCATENATE($H33,$G33),$A:$DA,AW$1,FALSE),\"\"))","v":""},"","","","","","","","","",{"$f":"IF(IFERROR(VLOOKUP(CONCATENATE($H33,$G33),$A:$DA,BG$1,FALSE),\"\")=0,\"\",IFERROR(VLOOKUP(CONCATENATE($H33,$G33),$A:$DA,BG$1,FALSE),\"\"))","v":""},"","","","","","","","","",{"$f":"IF(IFERROR(VLOOKUP(CONCATENATE($H33,$G33),$A:$DA,BQ$1,FALSE),\"\")=0,\"\",IFERROR(VLOOKUP(CONCATENATE($H33,$G33),$A:$DA,BQ$1,FALSE),\"\"))","v":""},"","","","","","","","","",{"$f":"IF(IFERROR(VLOOKUP(CONCATENATE($H33,$G33),$A:$DA,CA$1,FALSE),\"\")=0,\"\",IFERROR(VLOOKUP(CONCATENATE($H33,$G33),$A:$DA,CA$1,FALSE),\"\"))","v":""},"","","","","","","","","",{"$f":"IF(IFERROR(VLOOKUP(CONCATENATE($H33,$G33),$A:$DA,CK$1,FALSE),\"\")=0,\"\",IFERROR(VLOOKUP(CONCATENATE($H33,$G33),$A:$DA,CK$1,FALSE),\"\"))","v":""},"","","","","","","","","",{"$f":"IF(IFERROR(VLOOKUP(CONCATENATE($H33,$G33),$A:$DA,CU$1,FALSE),\"\")=0,\"\",IFERROR(VLOOKUP(CONCATENATE($H33,$G33),$A:$DA,CU$1,FALSE),\"\"))","v":""},"","","","","",{"$f":"IF(SUM(I33:CZ33)=0,\"\",SUM(I33:CZ33))","v":""},{"$nulls":3},{"v":8.5,"d":"8.50"},{"$f":"IF(ISBLANK('3 - Tc & RAINFALL'!G50),'3 - Tc & RAINFALL'!H50,'3 - Tc & RAINFALL'!G50/4)","v":{"v":0,"d":"0.00"}},null,null,{"v":8.5,"d":"8.50"},{"v":0,"d":"0.00"},"","","","","","","","","","","","","","","","","","","","","","","","","","","","",{"v":0,"d":"0.00"},{"v":0,"d":"0.00"},null,null,{"v":8.5,"d":"8.50"},{"v":0,"d":"0.00"},"","","","","","","","","","","","","","","","","","","","","","","","","","","","",{"v":0,"d":"0.00"},{"v":0,"d":"0.00"},null,null,{"v":8.5,"d":"8.50"},{"v":0,"d":"0.00"},{"v":0,"d":"0.00"},null,null,{"v":8.5,"d":"8.50"},{"v":0,"d":"0.00"},{"v":0,"d":"0.00"},null,null,{"v":8.5,"d":"8.50"},{"v":0,"d":"0.00"},{"v":0,"d":"0.00"},null,null,{"v":8.5,"d":"8.50"},{"v":0,"d":"0.00"},{"v":0,"d":"0.00"},null,null,{"v":8.5,"d":"8.50"},{"v":0,"d":"0.00"},{"v":0,"d":"0.00"}]
[{"$nulls":6},"13b.","CSO 002","","","","","","","","","","","","","","","","","","","","","","","","","","","","","","","","","","","","","","","","","","","","","","","","","","","","","","","","","","","","","","","","","","","","","","","","","","","","","","","","","","","","","","","","","","","","","","","","",{"$f":"IF(SUM(I34:CZ34)=0,\"\",SUM(I34:CZ34))","v":""},{"$nulls":3},8.75,{"$f":"IF(ISBLANK('3 - Tc & RAINFALL'!G51),'3 - Tc & RAINFALL'!H51,'3 - Tc & RAINFALL'!G51/4)","v":{"v":0,"d":"0.00"}},null,null,8.75,{"v":0,"d":"0.00"},"","","","","","","","","","","","","","","","","","","","","","","","","","","","",{"v":0,"d":"0.00"},{"v":0,"d":"0.00"},null,null,8.75,{"v":0,"d":"0.00"},"","","","","","","","","","","","","","","","","","","","","","","","","","","","",{"v":0,"d":"0.00"},{"v":0,"d":"0.00"},null,null,8.75,{"v":0,"d":"0.00"},{"v":0,"d":"0.00"},null,null,8.75,{"v":0,"d":"0.00"},{"v":0,"d":"0.00"},null,null,8.75,{"v":0,"d":"0.00"},{"v":0,"d":"0.00"},null,null,8.75,{"v":0,"d":"0.00"},{"v":0,"d":"0.00"},null,null,8.75,{"v":0,"d":"0.00"},{"v":0,"d":"0.00"}]
[{"$nulls":6},"13b.","CSO 003","","","","","","","","","","","","","","","","","","","","","","","","","","","","","","","","","","","","","","","","","","","","","","","","","","","","","","","","","","","","","","","","","","","","","","","","","","","","","","","","","","","","","","","","","","","","","","","","",{"$f":"IF(SUM(I35:CZ35)=0,\"\",SUM(I35:CZ35))","v":""},{"$nulls":3},{"v":9,"d":"9.00"},{"$f":"IF(ISBLANK('3 - Tc & RAINFALL'!G52),'3 - Tc & RAINFALL'!H52,'3 - Tc & RAINFALL'!G52/4)","v":{"v":0,"d":"0.00"}},null,null,{"v":9,"d":"9.00"},{"$f":"DF35","v":{"v":0,"d":"0.00"}},"","","","","","","","","","","","","","","","","","","","","","","","","","","","",{"v":0,"d":"0.00"},{"v":0,"d":"0.00"},null,null,{"v":9,"d":"9.00"},{"$f":"DF35","v":{"v":0,"d":"0.00"}},"","","","","","","","","","","","","","","","","","","","","","","","","","","","",{"v":0,"d":"0.00"},{"v":0,"d":"0.00"},null,null,{"v":9,"d":"9.00"},{"v":0,"d":"0.00"},{"v":0,"d":"0.00"},null,null,{"v":9,"d":"9.00"},{"v":0,"d":"0.00"},{"v":0,"d":"0.00"},null,null,{"v":9,"d":"9.00"},{"v":0,"d":"0.00"},{"v":0,"d":"0.00"},null,null,{"v":9,"d":"9.00"},{"v":0,"d":"0.00"},{"v":0,"d":"0.00"},null,null,{"v":9,"d":"9.00"},{"v":0,"d":"0.00"},{"v":0,"d":"0.00"}]
[{"$nulls":6},"13b.","CSO 004","","","","","","","","","","","","","","","","","","","","","","","","","","","","","","","","","","","","","","","","","","","","","","","","","","","","","","","","","","","","","","","","","","","","","","","","","","","","","","","","","","","","","","","","","","","","","","","","","",{"$nulls":3},9.25,{"$f":"IF(ISBLANK('3 - Tc & RAINFALL'!G53),'3 - Tc & RAINFALL'!H53,'3 - Tc & RAINFALL'!G53/4)","v":{"v":0,"d":"0.00"}},null,null,9.25,{"v":0,"d":"0.00"},"","","","","","","","","","","","","","","","","","","","","","","","","","","","",{"v":0,"d":"0.00"},{"v":0,"d":"0.00"},null,null,9.25,{"v":0,"d":"0.00"},"","","","","","","","","","","","","","","","","","","","","","","","","","","","",{"v":0,"d":"0.00"},{"v":0,"d":"0.00"},null,null,9.25,{"v":0,"d":"0.00"},{"v":0,"d":"0.00"},null,null,9.25,{"v":0,"d":"0.00"},{"v":0,"d":"0.00"},null,null,9.25,{"v":0,"d":"0.00"},{"v":0,"d":"0.00"},null,null,9.25,{"v":0,"d":"0.00"},{"v":0,"d":"0.00"},null,null,9.25,{"v":0,"d":"0.00"},{"v":0,"d":"0.00"}]
[{"$nulls":6},"13b.","CSO 005","","","","","","","","","","","","","","","","","","","","","","","","","","","","","","","","","","","","","","","","","","","","","","","","","","","","","","","","","","","","","","","","","","","","","","","","","","","","","","","","","","","","","","","","","","","","","","","","",{"$f":"IF(SUM(I37:CZ37)=0,\"\",SUM(I37:CZ37))","v":""},{"$nulls":3},{"v":9.5,"d":"9.50"},{"$f":"IF(ISBLANK('3 - Tc & RAINFALL'!G54),'3 - Tc & RAINFALL'!H54,'3 - Tc & RAINFALL'!G54/4)","v":{"v":0,"d":"0.00"}},null,null,{"v":9.5,"d":"9.50"},{"v":0,"d":"0.00"},"","","","","","","","","","","","","","","","","","","","","","","","","","","","",{"v":0,"d":"0.00"},{"v":0,"d":"0.00"},null,null,{"v":9.5,"d":"9.50"},{"v":0,"d":"0.00"},"","","","","","","","","","","","","","","","","","","","","","","","","","","","",{"v":0,"d":"0.00"},{"v":0,"d":"0.00"},null,null,{"v":9.5,"d":"9.50"},{"v":0,"d":"0.00"},{"v":0,"d":"0.00"},null,null,{"v":9.5,"d":"9.50"},{"v":0,"d":"0.00"},{"v":0,"d":"0.00"},null,null,{"v":9.5,"d":"9.50"},{"v":0,"d":"0.00"},{"v":0,"d":"0.00"},null,null,{"v":9.5,"d":"9.50"},{"v":0,"d":"0.00"},{"v":0,"d":"0.00"},null,null,{"v":9.5,"d":"9.50"},{"v":0,"d":"0.00"},{"v":0,"d":"0.00"}]
[{"$nulls":6},"13b.","CSO 006","","","","","","","","","","","","","","","","","","","","","","","","","","","","","","","","","","","","","","","","","","","","","","","","","","","","","","","","","","","","","","","","","","","","","","","","","","","","","","","","","","","","","","","","","","","","","","","","","",{"$nulls":3},9.75,{"$f":"IF(ISBLANK('3 - Tc & RAINFALL'!G55),'3 - Tc & RAINFALL'!H55,'3 - Tc & RAINFALL'!G55/4)","v":{"v":0,"d":"0.00"}},null,null,9.75,{"v":0,"d":"0.00"},"","","","","","","","","","","","","","","","","","","","","","","","","","","","",{"v":0,"d":"0.00"},{"v":0,"d":"0.00"},null,null,9.75,{"v":0,"d":"0.00"},"","","","","","","","","","","","","","","","","","","","","","","","","","","","",{"v":0,"d":"0.00"},{"v":0,"d":"0.00"},null,null,9.75,{"v":0,"d":"0.00"},{"v":0,"d":"0.00"},null,null,9.75,{"v":0,"d":"0.00"},{"v":0,"d":"0.00"},null,null,9.75,{"v":0,"d":"0.00"},{"v":0,"d":"0.00"},null,null,9.75,{"v":0,"d":"0.00"},{"v":0,"d":"0.00"},null,null,9.75,{"v":0,"d":"0.00"},{"v":0,"d":"0.00"}]
[{"$nulls":6},"13b.","CSO 007","","","","","","","","","","","","","","","","","","","","","","","","","","","","","","","","","","","","","","","","","","","","","","","","","","","","","","","","","","","","","","","","","","","","","","","","","","","","","","","","","","","","","","","","","","","","","","","","","",{"$nulls":3},{"v":10,"d":"10.00"},{"$f":"IF(ISBLANK('3 - Tc & RAINFALL'!G56),'3 - Tc & RAINFALL'!H56,'3 - Tc & RAINFALL'!G56/4)","v":{"v":0,"d":"0.00"}},null,null,{"v":10,"d":"10.00"},{"v":0,"d":"0.00"},"","","","","","","","","","","","","","","","","","","","","","","","","","","","",{"v":0,"d":"0.00"},{"v":0,"d":"0.00"},null,null,{"v":10,"d":"10.00"},{"v":0,"d":"0.00"},"","","","","","","","","","","","","","","","","","","","","","","","","","","","",{"v":0,"d":"0.00"},{"v":0,"d":"0.00"},null,null,{"v":10,"d":"10.00"},{"v":0,"d":"0.00"},{"v":0,"d":"0.00"},null,null,{"v":10,"d":"10.00"},{"v":0,"d":"0.00"},{"v":0,"d":"0.00"},null,null,{"v":10,"d":"10.00"},{"v":0,"d":"0.00"},{"v":0,"d":"0.00"},null,null,{"v":10,"d":"10.00"},{"v":0,"d":"0.00"},{"v":0,"d":"0.00"},null,null,{"v":10,"d":"10.00"},{"v":0,"d":"0.00"},{"v":0,"d":"0.00"}]
[{"$nulls":6},"13b.","CSO 008","","","","","","","","","","","","","","","","","","","","","","","","","","","","","","","","","","","","","","","","","","","","","","","","","","","","","","","","","","","","","","","","","","","","","","","","","","","","","","","","","","","","","","","","","","","","","","","","","",{"$nulls":3},10.25,{"$f":"IF(ISBLANK('3 - Tc & RAINFALL'!G57),'3 - Tc & RAINFALL'!H57,'3 - Tc & RAINFALL'!G57/4)","v":{"v":0,"d":"0.00"}},null,null,10.25,{"v":0,"d":"0.00"},"","","","","","","","","","","","","","","","","","","","","","","","","","","","",{"v":0,"d":"0.00"},{"v":0,"d":"0.00"},null,null,10.25,{"v":0,"d":"0.00"},"","","","","","","","","","","","","","","","","","","","","","","","","","","","",{"v":0,"d":"0.00"},{"v":0,"d":"0.00"},null,null,10.25,{"v":0,"d":"0.00"},{"v":0,"d":"0.00"},null,null,10.25,{"v":0,"d":"0.00"},{"v":0,"d":"0.00"},null,null,10.25,{"v":0,"d":"0.00"},{"v":0,"d":"0.00"},null,null,10.25,{"v":0,"d":"0.00"},{"v":0,"d":"0.00"},null,null,10.25,{"v":0,"d":"0.00"},{"v":0,"d":"0.00"}]
[{"$nulls":6},"13b.","CSO 009","","","","","","","","","","","","","","","","","","","","","","","","","","","","","","","","","","","","","","","","","","","","","","","","","","","","","","","","","","","","","","","","","","","","","","","","","","","","","","","","","","","","","","","","","","","","","","","","","",{"$nulls":3},{"v":10.5,"d":"10.50"},{"$f":"IF(ISBLANK('3 - Tc & RAINFALL'!G58),'3 - Tc & RAINFALL'!H58,'3 - Tc & RAINFALL'!G58/4)","v":{"v":0,"d":"0.00"}},null,null,{"v":10.5,"d":"10.50"},{"v":0,"d":"0.00"},"","","","","","","","","","","","","","","","","","","","","","","","","","","","",{"v":0,"d":"0.00"},{"v":0,"d":"0.00"},null,null,{"v":10.5,"d":"10.50"},{"v":0,"d":"0.00"},"","","","","","","","","","","","","","","","","","","","","","","","","","","","",{"v":0,"d":"0.00"},{"v":0,"d":"0.00"},null,null,{"v":10.5,"d":"10.50"},{"v":0,"d":"0.00"},{"v":0,"d":"0.00"},null,null,{"v":10.5,"d":"10.50"},{"v":0,"d":"0.00"},{"v":0,"d":"0.00"},null,null,{"v":10.5,"d":"10.50"},{"v":0,"d":"0.00"},{"v":0,"d":"0.00"},null,null,{"v":10.5,"d":"10.50"},{"v":0,"d":"0.00"},{"v":0,"d":"0.00"},null,null,{"v":10.5,"d":"10.50"},{"v":0,"d":"0.00"},{"v":0,"d":"0.00"}]
[{"$nulls":6},"13b.","CSO 010","","","","","","","","","","","","","","","","","","","","","","","","","","","","","","","","","","","","","","","","","","","","","","","","","","","","","","","","","","","","","","","","","","","","","","","","","","","","","","","","","","","","","","","","","","","","","","","","","",{"$nulls":3},10.75,{"$f":"IF(ISBLANK('3 - Tc & RAINFALL'!G59),'3 - Tc & RAINFALL'!H59,'3 - Tc & RAINFALL'!G59/4)","v":{"v":0,"d":"0.00"}},null,null,10.75,{"v":0,"d":"0.00"},"","","","","","","","","","","","","","","","","","","","","","","","","","","","",{"v":0,"d":"0.00"},{"v":0,"d":"0.00"},null,null,10.75,{"v":0,"d":"0.00"},"","","","","","","","","","","","","","","","","","","","","","","","","","","","",{"v":0,"d":"0.00"},{"v":0,"d":"0.00"},null,null,10.75,{"v":0,"d":"0.00"},{"v":0,"d":"0.00"},null,null,10.75,{"v":0,"d":"0.00"},{"v":0,"d":"0.00"},null,null,10.75,{"v":0,"d":"0.00"},{"v":0,"d":"0.00"},null,null,10.75,{"v":0,"d":"0.00"},{"v":0,"d":"0.00"},null,null,10.75,{"v":0,"d":"0.00"},{"v":0,"d":"0.00"}]
[{"$nulls":6},"13b.","CSO 011",{"$f":"IF(IFERROR(VLOOKUP(CONCATENATE($H43,$G43),$A:$DA,I$1,FALSE),\"\")=0,\"\",IFERROR(VLOOKUP(CONCATENATE($H43,$G43),$A:$DA,I$1,FALSE),\"\"))","v":""},"","","","","","","","","",{"$f":"IF(IFERROR(VLOOKUP(CONCATENATE($H43,$G43),$A:$DA,S$1,FALSE),\"\")=0,\"\",IFERROR(VLOOKUP(CONCATENATE($H43,$G43),$A:$DA,S$1,FALSE),\"\"))","v":""},"","","","","","","","","",{"$f":"IF(IFERROR(VLOOKUP(CONCATENATE($H43,$G43),$A:$DA,AC$1,FALSE),\"\")=0,\"\",IFERROR(VLOOKUP(CONCATENATE($H43,$G43),$A:$DA,AC$1,FALSE),\"\"))","v":""},"","","","","","","","","",{"$f":"IF(IFERROR(VLOOKUP(CONCATENATE($H43,$G43),$A:$DA,AM$1,FALSE),\"\")=0,\"\",IFERROR(VLOOKUP(CONCATENATE($H43,$G43),$A:$DA,AM$1,FALSE),\"\"))","v":""},"","","","","","","","","",{"$f":"IF(IFERROR(VLOOKUP(CONCATENATE($H43,$G43),$A:$DA,AW$1,FALSE),\"\")=0,\"\",IFERROR(VLOOKUP(CONCATENATE($H43,$G43),$A:$DA,AW$1,FALSE),\"\"))","v":""},"","","","","","","","","",{"$f":"IF(IFERROR(VLOOKUP(CONCATENATE($H43,$G43),$A:$DA,BG$1,FALSE),\"\")=0,\"\",IFERROR(VLOOKUP(CONCATENATE($H43,$G43),$A:$DA,BG$1,FALSE),\"\"))","v":""},"","","","","","","","","",{"$f":"IF(IFERROR(VLOOKUP(CONCATENATE($H43,$G43),$A:$DA,BQ$1,FALSE),\"\")=0,\"\",IFERROR(VLOOKUP(CONCATENATE($H43,$G43),$A:$DA,BQ$1,FALSE),\"\"))","v":""},"","","","","","","","","",{"$f":"IF(IFERROR(VLOOKUP(CONCATENATE($H43,$G43),$A:$DA,CA$1,FALSE),\"\")=0,\"\",IFERROR(VLOOKUP(CONCATENATE($H43,$G43),$A:$DA,CA$1,FALSE),\"\"))","v":""},"","","","","","","","","",{"$f":"IF(IFERROR(VLOOKUP(CONCATENATE($H43,$G43),$A:$DA,CK$1,FALSE),\"\")=0,\"\",IFERROR(VLOOKUP(CONCATENATE($H43,$G43),$A:$DA,CK$1,FALSE),\"\"))","v":""},"","","","","","","","","",{"$f":"IF(IFERROR(VLOOKUP(CONCATENATE($H43,$G43),$A:$DA,CU$1,FALSE),\"\")=0,\"\",IFERROR(VLOOKUP(CONCATENATE($H43,$G43),$A:$DA,CU$1,FALSE),\"\"))","v":""},"","","","","","",{"$nulls":3},{"v":11,"d":"11.00"},{"$f":"IF(ISBLANK('3 - Tc & RAINFALL'!G60),'3 - Tc & RAINFALL'!H60,'3 - Tc & RAINFALL'!G60/4)","v":{"v":0,"d":"0.00"}},null,null,{"v":11,"d":"11.00"},{"v":0,"d":"0.00"},"","","","","","","","","","","","","","","","","","","","","","","","","","","","",{"v":0,"d":"0.00"},{"v":0,"d":"0.00"},null,null,{"v":11,"d":"11.00"},{"v":0,"d":"0.00"},"","","","","","","","","","","","","","","","","","","","","","","","","","","","",{"v":0,"d":"0.00"},{"v":0,"d":"0.00"},null,null,{"v":11,"d":"11.00"},{"v":0,"d":"0.00"},{"v":0,"d":"0.00"},null,null,{"v":11,"d":"11.00"},{"v":0,"d":"0.00"},{"v":0,"d":"0.00"},null,null,{"v":11,"d":"11.00"},{"v":0,"d":"0.00"},{"v":0,"d":"0.00"},null,null,{"v":11,"d":"11.00"},{"v":0,"d":"0.00"},{"v":0,"d":"0.00"},null,null,{"v":11,"d":"11.00"},{"v":0,"d":"0.00"},{"v":0,"d":"0.00"}]
[{"$nulls":6},"13b.","CSO 012","","","","","","","","","","","","","","","","","","","","","","","","","","","","","","","","","","","","","","","","","","","","","","","","","","","","","","","","","","","","","","","","","","","","","","","","","","","","","","","","","","","","","","","","","","","","","","","","","",{"$nulls":3},11.25,{"$f":"IF(ISBLANK('3 - Tc & RAINFALL'!G61),'3 - Tc & RAINFALL'!H61,'3 - Tc & RAINFALL'!G61/4)","v":{"v":0,"d":"0.00"}},null,null,11.25,{"v":0,"d":"0.00"},"","","","","","","","","","","","","","","","","","","","","","","","","","","","",{"v":0,"d":"0.00"},{"v":0,"d":"0.00"},null,null,11.25,{"v":0,"d":"0.00"},"","","","","","","","","","","","","","","","","","","","","","","","","","","","",{"v":0,"d":"0.00"},{"v":0,"d":"0.00"},null,null,11.25,{"v":0,"d":"0.00"},{"v":0,"d":"0.00"},null,null,11.25,{"v":0,"d":"0.00"},{"v":0,"d":"0.00"},null,null,11.25,{"v":0,"d":"0.00"},{"v":0,"d":"0.00"},null,null,11.25,{"v":0,"d":"0.00"},{"v":0,"d":"0.00"},null,null,11.25,{"v":0,"d":"0.00"},{"v":0,"d":"0.00"}]
[{"$nulls":6},"13b.","CSO 013","","","","","","","","","","","","","","","","","","","","","","","","","","","","","","","","","","","","","","","","","","","","","","","","","","","","","","","","","","","","","","","","","","","","","","","","","","","","","","","","","","","","","","","","","","","","","","","","","",{"$nulls":3},{"v":11.5,"d":"11.50"},{"$f":"IF(ISBLANK('3 - Tc & RAINFALL'!G62),'3 - Tc & RAINFALL'!H62,'3 - Tc & RAINFALL'!G62/4)","v":{"v":0,"d":"0.00"}},null,null,{"v":11.5,"d":"11.50"},{"v":0,"d":"0.00"},"","","","","","","","","","","","","","","","","","","","","","","","","","","","",{"v":0,"d":"0.00"},{"v":0,"d":"0.00"},null,null,{"v":11.5,"d":"11.50"},{"v":0,"d":"0.00"},"","","","","","","","","","","","","","","","","","","","","","","","","","","","",{"v":0,"d":"0.00"},{"v":0,"d":"0.00"},null,null,{"v":11.5,"d":"11.50"},{"v":0,"d":"0.00"},{"v":0,"d":"0.00"},null,null,{"v":11.5,"d":"11.50"},{"v":0,"d":"0.00"},{"v":0,"d":"0.00"},null,null,{"v":11.5,"d":"11.50"},{"v":0,"d":"0.00"},{"v":0,"d":"0.00"},null,null,{"v":11.5,"d":"11.50"},{"v":0,"d":"0.00"},{"v":0,"d":"0.00"},null,null,{"v":11.5,"d":"11.50"},{"v":0,"d":"0.00"},{"v":0,"d":"0.00"}]
[{"$nulls":6},"13b.","CSO 014","","","","","","","","","","","","","","","","","","","","","","","","","","","","","","","","","","","","","","","","","","","","","","","","","","","","","","","","","","","","","","","","","","","","","","","","","","","","","","","","","","","","","","","","","","","","","","","","","",{"$nulls":3},11.75,{"$f":"IF(ISBLANK('3 - Tc & RAINFALL'!G63),'3 - Tc & RAINFALL'!H63,'3 - Tc & RAINFALL'!G63/4)","v":{"v":0,"d":"0.00"}},null,null,11.75,{"v":0,"d":"0.00"},"","","","","","","","","","","","","","","","","","","","","","","","","","","","",{"v":0,"d":"0.00"},{"v":0,"d":"0.00"},null,null,11.75,{"v":0,"d":"0.00"},"","","","","","","","","","","","","","","","","","","","","","","","","","","","",{"v":0,"d":"0.00"},{"v":0,"d":"0.00"},null,null,11.75,{"v":0,"d":"0.00"},{"v":0,"d":"0.00"},null,null,11.75,{"v":0,"d":"0.00"},{"v":0,"d":"0.00"},null,null,11.75,{"v":0,"d":"0.00"},{"v":0,"d":"0.00"},null,null,11.75,{"v":0,"d":"0.00"},{"v":0,"d":"0.00"},null,null,11.75,{"v":0,"d":"0.00"},{"v":0,"d":"0.00"}]
[{"$nulls":6},"13b.","CSO 015","","","","","","","","","","","","","","","","","","","","","","","","","","","","","","","","","","","","","","","","","","","","","","","","","","","","","","","","","","","","","","","","","","","","","","","","","","","","","","","","","","","","","","","","","","","","","","","","","",{"$nulls":3},{"v":12,"d":"12.00"},{"$f":"IF(ISBLANK('3 - Tc & RAINFALL'!G64),'3 - Tc & RAINFALL'!H64,'3 - Tc & RAINFALL'!G64/4)","v":{"v":0,"d":"0.00"}},null,null,{"v":12,"d":"12.00"},{"v":0,"d":"0.00"},"","","","","","","","","","","","","","","","","","","","","","","","","","","","",{"v":0,"d":"0.00"},{"v":0,"d":"0.00"},null,null,{"v":12,"d":"12.00"},{"v":0,"d":"0.00"},"","","","","","","","","","","","","","","","","","","","","","","","","","","","",{"v":0,"d":"0.00"},{"v":0,"d":"0.00"},null,null,{"v":12,"d":"12.00"},{"v":0,"d":"0.00"},{"v":0,"d":"0.00"},null,null,{"v":12,"d":"12.00"},{"v":0,"d":"0.00"},{"v":0,"d":"0.00"},null,null,{"v":12,"d":"12.00"},{"v":0,"d":"0.00"},{"v":0,"d":"0.00"},null,null,{"v":12,"d":"12.00"},{"v":0,"d":"0.00"},{"v":0,"d":"0.00"},null,null,{"v":12,"d":"12.00"},{"v":0,"d":"0.00"},{"v":0,"d":"0.00"}]
[{"$nulls":6},"13b.","CSO 016","","","","","","","","","","","","","","","","","","","","","","","","","","","","","","","","","","","","","","","","","","","","","","","","","","","","","","","","","","","","","","","","","","","","","","","","","","","","","","","","","","","","","","","","","","","","","","","","","",{"$nulls":3},12.25,{"$f":"IF(ISBLANK('3 - Tc & RAINFALL'!G65),'3 - Tc & RAINFALL'!H65,'3 - Tc & RAINFALL'!G65/4)","v":{"v":0,"d":"0.00"}},null,null,12.25,{"v":0,"d":"0.00"},"","","","","","","","","","","","","","","","","","","","","","","","","","","","",{"v":0,"d":"0.00"},{"v":0,"d":"0.00"},null,null,12.25,{"v":0,"d":"0.00"},"","","","","","","","","","","","","","","","","","","","","","","","","","","","",{"v":0,"d":"0.00"},{"v":0,"d":"0.00"},null,null,12.25,{"v":0,"d":"0.00"},{"v":0,"d":"0.00"},null,null,12.25,{"v":0,"d":"0.00"},{"v":0,"d":"0.00"},null,null,12.25,{"v":0,"d":"0.00"},{"v":0,"d":"0.00"},null,null,12.25,{"v":0,"d":"0.00"},{"v":0,"d":"0.00"},null,null,12.25,{"v":0,"d":"0.00"},{"v":0,"d":"0.00"}]
[{"$nulls":6},"13b.","CSO 017","","","","","","","","","","","","","","","","","","","","","","","","","","","","","","","","","","","","","","","","","","","","","","","","","","","","","","","","","","","","","","","","","","","","","","","","","","","","","","","","","","","","","","","","","","","","","","","","","",{"$nulls":3},{"v":12.5,"d":"12.50"},{"$f":"IF(ISBLANK('3 - Tc & RAINFALL'!G66),'3 - Tc & RAINFALL'!H66,'3 - Tc & RAINFALL'!G66/4)","v":{"v":0,"d":"0.00"}},null,null,{"v":12.5,"d":"12.50"},{"v":0,"d":"0.00"},"","","","","","","","","","","","","","","","","","","","","","","","","","","","",{"v":0,"d":"0.00"},{"v":0,"d":"0.00"},null,null,{"v":12.5,"d":"12.50"},{"v":0,"d":"0.00"},"","","","","","","","","","","","","","","","","","","","","","","","","","","","",{"v":0,"d":"0.00"},{"v":0,"d":"0.00"},null,null,{"v":12.5,"d":"12.50"},{"v":0,"d":"0.00"},{"v":0,"d":"0.00"},null,null,{"v":12.5,"d":"12.50"},{"v":0,"d":"0.00"},{"v":0,"d":"0.00"},null,null,{"v":12.5,"d":"12.50"},{"v":0,"d":"0.00"},{"v":0,"d":"0.00"},null,null,{"v":12.5,"d":"12.50"},{"v":0,"d":"0.00"},{"v":0,"d":"0.00"},null,null,{"v":12.5,"d":"12.50"},{"v":0,"d":"0.00"},{"v":0,"d":"0.00"}]
[{"$nulls":6},"13b.","CSO 018","","","","","","","","","","","","","","","","","","","","","","","","","","","","","","","","","","","","","","","","","","","","","","","","","","","","","","","","","","","","","","","","","","","","","","","","","","","","","","","","","","","","","","","","","","","","","","","","","",{"$nulls":3},12.75,{"$f":"IF(ISBLANK('3 - Tc & RAINFALL'!G67),'3 - Tc & RAINFALL'!H67,'3 - Tc & RAINFALL'!G67/4)","v":{"v":0,"d":"0.00"}},null,null,12.75,{"v":0,"d":"0.00"},"","","","","","","","","","","","","","","","","","","","","","","","","","","","",{"v":0,"d":"0.00"},{"v":0,"d":"0.00"},null,null,12.75,{"v":0,"d":"0.00"},"","","","","","","","","","","","","","","","","","","","","","","","","","","","",{"v":0,"d":"0.00"},{"v":0,"d":"0.00"},null,null,12.75,{"v":0,"d":"0.00"},{"v":0,"d":"0.00"},null,null,12.75,{"v":0,"d":"0.00"},{"v":0,"d":"0.00"},null,null,12.75,{"v":0,"d":"0.00"},{"v":0,"d":"0.00"},null,null,12.75,{"v":0,"d":"0.00"},{"v":0,"d":"0.00"},null,null,12.75,{"v":0,"d":"0.00"},{"v":0,"d":"0.00"}]
[{"$nulls":6},"13b.","CSO 019","","","","","","","","","","","","","","","","","","","","","","","","","","","","","","","","","","","","","","","","","","","","","","","","","","","","","","","","","","","","","","","","","","","","","","","","","","","","","","","","","","","","","","","","","","","","","","","","","",{"$nulls":3},{"v":13,"d":"13.00"},{"$f":"IF(ISBLANK('3 - Tc & RAINFALL'!G68),'3 - Tc & RAINFALL'!H68,'3 - Tc & RAINFALL'!G68/4)","v":{"v":0,"d":"0.00"}},null,null,{"v":13,"d":"13.00"},{"v":0,"d":"0.00"},"","","","","","","","","","","","","","","","","","","","","","","","","","","","",{"v":0,"d":"0.00"},{"v":0,"d":"0.00"},null,null,{"v":13,"d":"13.00"},{"v":0,"d":"0.00"},"","","","","","","","","","","","","","","","","","","","","","","","","","","","",{"v":0,"d":"0.00"},{"v":0,"d":"0.00"},null,null,{"v":13,"d":"13.00"},{"v":0,"d":"0.00"},{"v":0,"d":"0.00"},null,null,{"v":13,"d":"13.00"},{"v":0,"d":"0.00"},{"v":0,"d":"0.00"},null,null,{"v":13,"d":"13.00"},{"v":0,"d":"0.00"},{"v":0,"d":"0.00"},null,null,{"v":13,"d":"13.00"},{"v":0,"d":"0.00"},{"v":0,"d":"0.00"},null,null,{"v":13,"d":"13.00"},{"v":0,"d":"0.00"},{"v":0,"d":"0.00"}]
[{"$nulls":6},"13b.","CSO 020","","","","","","","","","","","","","","","","","","","","","","","","","","","","","","","","","","","","","","","","","","","","","","","","","","","","","","","","","","","","","","","","","","","","","","","","","","","","","","","","","","","","","","","","","","","","","","","","","",{"$nulls":3},13.25,{"$f":"IF(ISBLANK('3 - Tc & RAINFALL'!G69),'3 - Tc & RAINFALL'!H69,'3 - Tc & RAINFALL'!G69/4)","v":{"v":0,"d":"0.00"}},null,null,13.25,{"v":0,"d":"0.00"},"","","","","","","","","","","","","","","","","","","","","","","","","","","","",{"v":0,"d":"0.00"},{"v":0,"d":"0.00"},null,null,13.25,{"v":0,"d":"0.00"},"","","","","","","","","","","","","","","","","","","","","","","","","","","","",{"v":0,"d":"0.00"},{"v":0,"d":"0.00"},null,null,13.25,{"v":0,"d":"0.00"},{"v":0,"d":"0.00"},null,null,13.25,{"v":0,"d":"0.00"},{"v":0,"d":"0.00"},null,null,13.25,{"v":0,"d":"0.00"},{"v":0,"d":"0.00"},null,null,13.25,{"v":0,"d":"0.00"},{"v":0,"d":"0.00"},null,null,13.25,{"v":0,"d":"0.00"},{"v":0,"d":"0.00"}]
[{"$nulls":6},"13b.","CSO 021",{"$f":"IF(IFERROR(VLOOKUP(CONCATENATE($H53,$G53),$A:$DA,I$1,FALSE),\"\")=0,\"\",IFERROR(VLOOKUP(CONCATENATE($H53,$G53),$A:$DA,I$1,FALSE),\"\"))","v":""},"","","","","","","","","",{"$f":"IF(IFERROR(VLOOKUP(CONCATENATE($H53,$G53),$A:$DA,S$1,FALSE),\"\")=0,\"\",IFERROR(VLOOKUP(CONCATENATE($H53,$G53),$A:$DA,S$1,FALSE),\"\"))","v":""},"","","","","","","","","",{"$f":"IF(IFERROR(VLOOKUP(CONCATENATE($H53,$G53),$A:$DA,AC$1,FALSE),\"\")=0,\"\",IFERROR(VLOOKUP(CONCATENATE($H53,$G53),$A:$DA,AC$1,FALSE),\"\"))","v":""},"","","","","","","","","",{"$f":"IF(IFERROR(VLOOKUP(CONCATENATE($H53,$G53),$A:$DA,AM$1,FALSE),\"\")=0,\"\",IFERROR(VLOOKUP(CONCATENATE($H53,$G53),$A:$DA,AM$1,FALSE),\"\"))","v":""},"","","","","","","","","",{"$f":"IF(IFERROR(VLOOKUP(CONCATENATE($H53,$G53),$A:$DA,AW$1,FALSE),\"\")=0,\"\",IFERROR(VLOOKUP(CONCATENATE($H53,$G53),$A:$DA,AW$1,FALSE),\"\"))","v":""},"","","","","","","","","",{"$f":"IF(IFERROR(VLOOKUP(CONCATENATE($H53,$G53),$A:$DA,BG$1,FALSE),\"\")=0,\"\",IFERROR(VLOOKUP(CONCATENATE($H53,$G53),$A:$DA,BG$1,FALSE),\"\"))","v":""},"","","","","","","","","",{"$f":"IF(IFERROR(VLOOKUP(CONCATENATE($H53,$G53),$A:$DA,BQ$1,FALSE),\"\")=0,\"\",IFERROR(VLOOKUP(CONCATENATE($H53,$G53),$A:$DA,BQ$1,FALSE),\"\"))","v":""},"","","","","","","","","",{"$f":"IF(IFERROR(VLOOKUP(CONCATENATE($H53,$G53),$A:$DA,CA$1,FALSE),\"\")=0,\"\",IFERROR(VLOOKUP(CONCATENATE($H53,$G53),$A:$DA,CA$1,FALSE),\"\"))","v":""},"","","","","","","","","",{"$f":"IF(IFERROR(VLOOKUP(CONCATENATE($H53,$G53),$A:$DA,CK$1,FALSE),\"\")=0,\"\",IFERROR(VLOOKUP(CONCATENATE($H53,$G53),$A:$DA,CK$1,FALSE),\"\"))","v":""},"","","","","","","","","",{"$f":"IF(IFERROR(VLOOKUP(CONCATENATE($H53,$G53),$A:$DA,CU$1,FALSE),\"\")=0,\"\",IFERROR(VLOOKUP(CONCATENATE($H53,$G53),$A:$DA,CU$1,FALSE),\"\"))","v":""},"","","","","","",{"$nulls":3},{"v":13.5,"d":"13.50"},{"$f":"IF(ISBLANK('3 - Tc & RAINFALL'!G70),'3 - Tc & RAINFALL'!H70,'3 - Tc & RAINFALL'!G70/4)","v":{"v":0,"d":"0.00"}},null,null,{"v":13.5,"d":"13.50"},{"v":0,"d":"0.00"},"","","","","","","","","","","","","","","","","","","","","","","","","","","","",{"v":0,"d":"0.00"},{"v":0,"d":"0.00"},null,null,{"v":13.5,"d":"13.50"},{"v":0,"d":"0.00"},"","","","","","","","","","","","","","","","","","","","","","","","","","","","",{"v":0,"d":"0.00"},{"v":0,"d":"0.00"},null,null,{"v":13.5,"d":"13.50"},{"v":0,"d":"0.00"},{"v":0,"d":"0.00"},null,null,{"v":13.5,"d":"13.50"},{"v":0,"d":"0.00"},{"v":0,"d":"0.00"},null,null,{"v":13.5,"d":"13.50"},{"v":0,"d":"0.00"},{"v":0,"d":"0.00"},null,null,{"v":13.5,"d":"13.50"},{"v":0,"d":"0.00"},{"v":0,"d":"0.00"},null,null,{"v":13.5,"d":"13.50"},{"v":0,"d":"0.00"},{"v":0,"d":"0.00"}]
[{"$nulls":6},"13b.","CSO 022","","","","","","","","","","","","","","","","","","","","","","","","","","","","","","","","","","","","","","","","","","","","","","","","","","","","","","","","","","","","","","","","","","","","","","","","","","","","","","","","","","","","","","","","","","","","","","","","","",{"$nulls":3},13.75,{"$f":"IF(ISBLANK('3 - Tc & RAINFALL'!G71),'3 - Tc & RAINFALL'!H71,'3 - Tc & RAINFALL'!G71/4)","v":{"v":0,"d":"0.00"}},null,null,13.75,{"v":0,"d":"0.00"},"","","","","","","","","","","","","","","","","","","","","","","","","","","","",{"v":0,"d":"0.00"},{"v":0,"d":"0.00"},null,null,13.75,{"v":0,"d":"0.00"},"","","","","","","","","","","","","","","","","","","","","","","","","","","","",{"v":0,"d":"0.00"},{"v":0,"d":"0.00"},null,null,13.75,{"v":0,"d":"0.00"},{"v":0,"d":"0.00"},null,null,13.75,{"v":0,"d":"0.00"},{"v":0,"d":"0.00"},null,null,13.75,{"v":0,"d":"0.00"},{"v":0,"d":"0.00"},null,null,13.75,{"v":0,"d":"0.00"},{"v":0,"d":"0.00"},null,null,13.75,{"v":0,"d":"0.00"},{"v":0,"d":"0.00"}]
[{"$nulls":6},"13b.","CSO 023","","","","","","","","","","","","","","","","","","","","","","","","","","","","","","","","","","","","","","","","","","","","","","","","","","","","","","","","","","","","","","","","","","","","","","","","","","","","","","","","","","","","","","","","","","","","","","","","","",{"$nulls":3},{"v":14,"d":"14.00"},{"$f":"IF(ISBLANK('3 - Tc & RAINFALL'!G72),'3 - Tc & RAINFALL'!H72,'3 - Tc & RAINFALL'!G72/4)","v":{"v":0,"d":"0.00"}},null,null,{"v":14,"d":"14.00"},{"v":0,"d":"0.00"},"","","","","","","","","","","","","","","","","","","","","","","","","","","","",{"v":0,"d":"0.00"},{"v":0,"d":"0.00"},null,null,{"v":14,"d":"14.00"},{"v":0,"d":"0.00"},"","","","","","","","","","","","","","","","","","","","","","","","","","","","",{"v":0,"d":"0.00"},{"v":0,"d":"0.00"},null,null,{"v":14,"d":"14.00"},{"v":0,"d":"0.00"},{"v":0,"d":"0.00"},null,null,{"v":14,"d":"14.00"},{"v":0,"d":"0.00"},{"v":0,"d":"0.00"},null,null,{"v":14,"d":"14.00"},{"v":0,"d":"0.00"},{"v":0,"d":"0.00"},null,null,{"v":14,"d":"14.00"},{"v":0,"d":"0.00"},{"v":0,"d":"0.00"},null,null,{"v":14,"d":"14.00"},{"v":0,"d":"0.00"},{"v":0,"d":"0.00"}]
[{"$nulls":6},"13b.","CSO 024","","","","","","","","","","","","","","","","","","","","","","","","","","","","","","","","","","","","","","","","","","","","","","","","","","","","","","","","","","","","","","","","","","","","","","","","","","","","","","","","","","","","","","","","","","","","","","","","","",{"$nulls":3},14.25,{"$f":"IF(ISBLANK('3 - Tc & RAINFALL'!G73),'3 - Tc & RAINFALL'!H73,'3 - Tc & RAINFALL'!G73/4)","v":{"v":0,"d":"0.00"}},null,null,14.25,{"v":0,"d":"0.00"},"","","","","","","","","","","","","","","","","","","","","","","","","","","","",{"v":0,"d":"0.00"},{"v":0,"d":"0.00"},null,null,14.25,{"v":0,"d":"0.00"},"","","","","","","","","","","","","","","","","","","","","","","","","","","","",{"v":0,"d":"0.00"},{"v":0,"d":"0.00"},null,null,14.25,{"v":0,"d":"0.00"},{"v":0,"d":"0.00"},null,null,14.25,{"v":0,"d":"0.00"},{"v":0,"d":"0.00"},null,null,14.25,{"v":0,"d":"0.00"},{"v":0,"d":"0.00"},null,null,14.25,{"v":0,"d":"0.00"},{"v":0,"d":"0.00"},null,null,14.25,{"v":0,"d":"0.00"},{"v":0,"d":"0.00"}]
[{"$nulls":6},"13b.",{"$f":"H27","v":"CSO 025"},"","","","","","","","","","","","","","","","","","","","","","","","","","","","","","","","","","","","","","","","","","","","","","","","","","","","","","","","","","","","","","","","","","","","","","","","","","","","","","","","","","","","","","","","","","","","","","","","","",{"$nulls":3},{"v":14.5,"d":"14.50"},{"$f":"IF(ISBLANK('3 - Tc & RAINFALL'!G74),'3 - Tc & RAINFALL'!H74,'3 - Tc & RAINFALL'!G74/4)","v":{"v":0,"d":"0.00"}},null,null,{"v":14.5,"d":"14.50"},{"v":0,"d":"0.00"},"","","","","","","","","","","","","","","","","","","","","","","","","","","","",{"v":0,"d":"0.00"},{"v":0,"d":"0.00"},null,null,{"v":14.5,"d":"14.50"},{"v":0,"d":"0.00"},"","","","","","","","","","","","","","","","","","","","","","","","","","","","",{"v":0,"d":"0.00"},{"v":0,"d":"0.00"},null,null,{"v":14.5,"d":"14.50"},{"v":0,"d":"0.00"},{"v":0,"d":"0.00"},null,null,{"v":14.5,"d":"14.50"},{"v":0,"d":"0.00"},{"v":0,"d":"0.00"},null,null,{"v":14.5,"d":"14.50"},{"v":0,"d":"0.00"},{"v":0,"d":"0.00"},null,null,{"v":14.5,"d":"14.50"},{"v":0,"d":"0.00"},{"v":0,"d":"0.00"},null,null,{"v":14.5,"d":"14.50"},{"v":0,"d":"0.00"},{"v":0,"d":"0.00"}]
[{"$nulls":6},"13b.","CSO 026","","","","","","","","","","","","","","","","","","","","","","","","","","","","","","","","","","","","","","","","","","","","","","","","","","","","","","","","","","","","","","","","","","","","","","","","","","","","","","","","","","","","","","","","","","","","","","","","","",{"$nulls":3},14.75,{"$f":"IF(ISBLANK('3 - Tc & RAINFALL'!G75),'3 - Tc & RAINFALL'!H75,'3 - Tc & RAINFALL'!G75/4)","v":{"v":0,"d":"0.00"}},null,null,14.75,{"v":0,"d":"0.00"},"","","","","","","","","","","","","","","","","","","","","","","","","","","","",{"v":0,"d":"0.00"},{"v":0,"d":"0.00"},null,null,14.75,{"v":0,"d":"0.00"},"","","","","","","","","","","","","","","","","","","","","","","","","","","","",{"v":0,"d":"0.00"},{"v":0,"d":"0.00"},null,null,14.75,{"v":0,"d":"0.00"},{"v":0,"d":"0.00"},null,null,14.75,{"v":0,"d":"0.00"},{"v":0,"d":"0.00"},null,null,14.75,{"v":0,"d":"0.00"},{"v":0,"d":"0.00"},null,null,14.75,{"v":0,"d":"0.00"},{"v":0,"d":"0.00"},null,null,14.75,{"v":0,"d":"0.00"},{"v":0,"d":"0.00"}]
[{"$nulls":6},"13b.","CSO 027","","","","","","","","","","","","","","","","","","","","","","","","","","","","","","","","","","","","","","","","","","","","","","","","","","","","","","","","","","","","","","","","","","","","","","","","","","","","","","","","","","","","","","","","","","","","","","","","","",{"$nulls":3},{"v":15,"d":"15.00"},{"$f":"IF(ISBLANK('3 - Tc & RAINFALL'!G76),'3 - Tc & RAINFALL'!H76,'3 - Tc & RAINFALL'!G76/4)","v":{"v":0,"d":"0.00"}},null,null,{"v":15,"d":"15.00"},{"v":0,"d":"0.00"},"","","","","","","","","","","","","","","","","","","","","","","","","","","","",{"v":0,"d":"0.00"},{"v":0,"d":"0.00"},null,null,{"v":15,"d":"15.00"},{"v":0,"d":"0.00"},"","","","","","","","","","","","","","","","","","","","","","","","","","","","",{"v":0,"d":"0.00"},{"v":0,"d":"0.00"},null,null,{"v":15,"d":"15.00"},{"v":0,"d":"0.00"},{"v":0,"d":"0.00"},null,null,{"v":15,"d":"15.00"},{"v":0,"d":"0.00"},{"v":0,"d":"0.00"},null,null,{"v":15,"d":"15.00"},{"v":0,"d":"0.00"},{"v":0,"d":"0.00"},null,null,{"v":15,"d":"15.00"},{"v":0,"d":"0.00"},{"v":0,"d":"0.00"},null,null,{"v":15,"d":"15.00"},{"v":0,"d":"0.00"},{"v":0,"d":"0.00"}]
[{"$nulls":6},"13b.","CSO 028","","","","","","","","","","","","","","","","","","","","","","","","","","","","","","","","","","","","","","","","","","","","","","","","","","","","","","","","","","","","","","","","","","","","","","","","","","","","","","","","","","","","","","","","","","","","","","","","","",{"$nulls":3},15.25,{"$f":"IF(ISBLANK('3 - Tc & RAINFALL'!G77),'3 - Tc & RAINFALL'!H77,'3 - Tc & RAINFALL'!G77/4)","v":{"v":0,"d":"0.00"}},null,null,15.25,{"v":0,"d":"0.00"},"","","","","","","","","","","","","","","","","","","","","","","","","","","","",{"v":0,"d":"0.00"},{"v":0,"d":"0.00"},null,null,15.25,{"v":0,"d":"0.00"},"","","","","","","","","","","","","","","","","","","","","","","","","","","","",{"v":0,"d":"0.00"},{"v":0,"d":"0.00"},null,null,15.25,{"v":0,"d":"0.00"},{"v":0,"d":"0.00"},null,null,15.25,{"v":0,"d":"0.00"},{"v":0,"d":"0.00"},null,null,15.25,{"v":0,"d":"0.00"},{"v":0,"d":"0.00"},null,null,15.25,{"v":0,"d":"0.00"},{"v":0,"d":"0.00"},null,null,15.25,{"v":0,"d":"0.00"},{"v":0,"d":"0.00"}]
[{"$nulls":6},"13b.","Total",{"$f":"SUM(I33:I60)","v":{"v":0,"d":"0.00"}},{"$f":"SUM(J33:J60)","v":{"v":0,"d":"0.00"}},{"$f":"SUM(K33:K60)","v":{"v":0,"d":"0.00"}},{"v":0,"d":"0.00"},{"v":0,"d":"0.00"},{"v":0,"d":"0.00"},{"v":0,"d":"0.00"},{"v":0,"d":"0.00"},{"v":0,"d":"0.00"},{"v":0,"d":"0.00"},{"v":0,"d":"0.00"},{"v":0,"d":"0.00"},{"v":0,"d":"0.00"},{"v":0,"d":"0.00"},{"v":0,"d":"0.00"},{"v":0,"d":"0.00"},{"v":0,"d":"0.00"},{"v":0,"d":"0.00"},{"v":0,"d":"0.00"},{"v":0,"d":"0.00"},{"v":0,"d":"0.00"},{"v":0,"d":"0.00"},{"v":0,"d":"0.00"},{"v":0,"d":"0.00"},{"v":0,"d":"0.00"},{"v":0,"d":"0.00"},{"v":0,"d":"0.00"},{"v":0,"d":"0.00"},{"v":0,"d":"0.00"},{"v":0,"d":"0.00"},{"v":0,"d":"0.00"},{"v":0,"d":"0.00"},{"v":0,"d":"0.00"},{"v":0,"d":"0.00"},{"v":0,"d":"0.00"},{"v":0,"d":"0.00"},{"v":0,"d":"0.00"},{"v":0,"d":"0.00"},{"v":0,"d":"0.00"},{"v":0,"d":"0.00"},{"v":0,"d":"0.00"},{"v":0,"d":"0.00"},{"v":0,"d":"0.00"},{"v":0,"d":"0.00"},{"v":0,"d":"0.00"},{"v":0,"d":"0.00"},{"v":0,"d":"0.00"},{"v":0,"d":"0.00"},{"v":0,"d":"0.00"},{"v":0,"d":"0.00"},{"v":0,"d":"0.00"},{"v":0,"d":"0.00"},{"v":0,"d":"0.00"},{"v":0,"d":"0.00"},{"v":0,"d":"0.00"},{"v":0,"d":"0.00"},{"v":0,"d":"0.00"},{"v":0,"d":"0.00"},{"v":0,"d":"0.00"},{"v":0,"d":"0.00"},{"v":0,"d":"0.00"},{"v":0,"d":"0.00"},{"v":0,"d":"0.00"},{"v":0,"d":"0.00"},{"v":0,"d":"0.00"},{"v":0,"d":"0.00"},{"$f":"SUM(BW33:BW60)","v":{"v":0,"d":"0.00"}},{"v":0,"d":"0.00"},{"v":0,"d":"0.00"},{"v":0,"d":"0.00"},{"v":0,"d":"0.00"},{"v":0,"d":"0.00"},{"v":0,"d":"0.00"},{"v":0,"d":"0.00"},{"v":0,"d":"0.00"},{"v":0,"d":"0.00"},{"v":0,"d":"0.00"},{"v":0,"d":"0.00"},{"v":0,"d":"0.00"},{"v":0,"d":"0.00"},{"v":0,"d":"0.00"},{"v":0,"d":"0.00"},{"v":0,"d":"0.00"},{"v":0,"d":"0.00"},{"v":0,"d":"0.00"},{"v":0,"d":"0.00"},{"v":0,"d":"0.00"},{"v":0,"d":"0.00"},{"v":0,"d":"0.00"},{"v":0,"d":"0.00"},{"v":0,"d":"0.00"},{"v":0,"d":"0.00"},{"v":0,"d":"0.00"},{"v":0,"d":"0.00"},{"v":0,"d":"0.00"},{"v":0,"d":"0.00"},{"$f":"SUM(DA33:DA60)","v":{"v":0,"d":"0.00"}},{"$nulls":3},{"v":15.5,"d":"15.50"},{"$f":"IF(ISBLANK('3 - Tc & RAINFALL'!G78),'3 - Tc & RAINFALL'!H78,'3 - Tc & RAINFALL'!G78/4)","v":{"v":0,"d":"0.00"}},null,null,{"v":15.5,"d":"15.50"},{"v":0,"d":"0.00"},"","","","","","","","","","","","","","","","","","","","","","","","","","","","",{"v":0,"d":"0.00"},{"v":0,"d":"0.00"},null,null,{"v":15.5,"d":"15.50"},{"v":0,"d":"0.00"},"","","","","","","","","","","","","","","","","","","","","","","","","","","","",{"v":0,"d":"0.00"},{"v":0,"d":"0.00"},null,null,{"v":15.5,"d":"15.50"},{"v":0,"d":"0.00"},{"v":0,"d":"0.00"},null,null,{"v":15.5,"d":"15.50"},{"v":0,"d":"0.00"},{"v":0,"d":"0.00"},null,null,{"v":15.5,"d":"15.50"},{"v":0,"d":"0.00"},{"v":0,"d":"0.00"},null,null,{"v":15.5,"d":"15.50"},{"v":0,"d":"0.00"},{"v":0,"d":"0.00"},null,null,{"v":15.5,"d":"15.50"},{"v":0,"d":"0.00"},{"v":0,"d":"0.00"}]
[{"$nulls":6},"13b.","Cumu.",{"$f":"I61","v":{"v":0,"d":"0.00"}},{"$f":"I62+J61","v":{"v":0,"d":"0.00"}},{"$f":"J62+K61","v":{"v":0,"d":"0.00"}},{"v":0,"d":"0.00"},{"v":0,"d":"0.00"},{"v":0,"d":"0.00"},{"v":0,"d":"0.00"},{"v":0,"d":"0.00"},{"v":0,"d":"0.00"},{"v":0,"d":"0.00"},{"v":0,"d":"0.00"},{"v":0,"d":"0.00"},{"v":0,"d":"0.00"},{"v":0,"d":"0.00"},{"v":0,"d":"0.00"},{"v":0,"d":"0.00"},{"v":0,"d":"0.00"},{"v":0,"d":"0.00"},{"v":0,"d":"0.00"},{"v":0,"d":"0.00"},{"v":0,"d":"0.00"},{"v":0,"d":"0.00"},{"v":0,"d":"0.00"},{"v":0,"d":"0.00"},{"v":0,"d":"0.00"},{"v":0,"d":"0.00"},{"v":0,"d":"0.00"},{"v":0,"d":"0.00"},{"v":0,"d":"0.00"},{"v":0,"d":"0.00"},{"v":0,"d":"0.00"},{"v":0,"d":"0.00"},{"v":0,"d":"0.00"},{"v":0,"d":"0.00"},{"v":0,"d":"0.00"},{"v":0,"d":"0.00"},{"v":0,"d":"0.00"},{"v":0,"d":"0.00"},{"v":0,"d":"0.00"},{"v":0,"d":"0.00"},{"v":0,"d":"0.00"},{"v":0,"d":"0.00"},{"v":0,"d":"0.00"},{"v":0,"d":"0.00"},{"v":0,"d":"0.00"},{"v":0,"d":"0.00"},{"v":0,"d":"0.00"},{"v":0,"d":"0.00"},{"v":0,"d":"0.00"},{"v":0,"d":"0.00"},{"v":0,"d":"0.00"},{"v":0,"d":"0.00"},{"v":0,"d":"0.00"},{"v":0,"d":"0.00"},{"v":0,"d":"0.00"},{"v":0,"d":"0.00"},{"v":0,"d":"0.00"},{"v":0,"d":"0.00"},{"v":0,"d":"0.00"},{"v":0,"d":"0.00"},{"v":0,"d":"0.00"},{"v":0,"d":"0.00"},{"v":0,"d":"0.00"},{"v":0,"d":"0.00"},{"v":0,"d":"0.00"},{"v":0,"d":"0.00"},{"$f":"BV62+BW61","v":{"v":0,"d":"0.00"}},{"v":0,"d":"0.00"},{"v":0,"d":"0.00"},{"v":0,"d":"0.00"},{"v":0,"d":"0.00"},{"v":0,"d":"0.00"},{"v":0,"d":"0.00"},{"v":0,"d":"0.00"},{"v":0,"d":"0.00"},{"v":0,"d":"0.00"},{"v":0,"d":"0.00"},{"v":0,"d":"0.00"},{"v":0,"d":"0.00"},{"v":0,"d":"0.00"},{"v":0,"d":"0.00"},{"v":0,"d":"0.00"},{"v":0,"d":"0.00"},{"v":0,"d":"0.00"},{"v":0,"d":"0.00"},{"v":0,"d":"0.00"},{"v":0,"d":"0.00"},{"v":0,"d":"0.00"},{"v":0,"d":"0.00"},{"v":0,"d":"0.00"},{"v":0,"d":"0.00"},{"v":0,"d":"0.00"},{"v":0,"d":"0.00"},{"v":0,"d":"0.00"},{"v":0,"d":"0.00"},{"v":0,"d":"0.00"},{"$nulls":4},15.75,{"$f":"IF(ISBLANK('3 - Tc & RAINFALL'!G79),'3 - Tc & RAINFALL'!H79,'3 - Tc & RAINFALL'!G79/4)","v":{"v":0,"d":"0.00"}},null,null,15.75,{"v":0,"d":"0.00"},"","","","","","","","","","","","","","","","","","","","","","","","","","","","",{"v":0,"d":"0.00"},{"v":0,"d":"0.00"},null,null,15.75,{"v":0,"d":"0.00"},"","","","","","","","","","","","","","","","","","","","","","","","","","","","",{"v":0,"d":"0.00"},{"v":0,"d":"0.00"},null,null,15.75,{"v":0,"d":"0.00"},{"v":0,"d":"0.00"},null,null,15.75,{"v":0,"d":"0.00"},{"v":0,"d":"0.00"},null,null,15.75,{"v":0,"d":"0.00"},{"v":0,"d":"0.00"},null,null,15.75,{"v":0,"d":"0.00"},{"v":0,"d":"0.00"},null,null,15.75,{"v":0,"d":"0.00"},{"v":0,"d":"0.00"}]
[null,"14. CSO Flows","14b.","Overflow at individual CSO outfalls (MG). Divide Line 14a by 24, then subtract from Line 13d at hourly increments.",null,null,"14b.",{"$f":"H33","v":"CSO 001"},{"$f":"IF(IFERROR(VLOOKUP(CONCATENATE($H63,$G63),$A:$DA,I$1,FALSE),\"\")=0,\"\",IFERROR(VLOOKUP(CONCATENATE($H63,$G63),$A:$DA,I$1,FALSE),\"\"))","v":""},"","","","","","","","","",{"$f":"IF(IFERROR(VLOOKUP(CONCATENATE($H63,$G63),$A:$DA,S$1,FALSE),\"\")=0,\"\",IFERROR(VLOOKUP(CONCATENATE($H63,$G63),$A:$DA,S$1,FALSE),\"\"))","v":""},"","","","","","","","","",{"$f":"IF(IFERROR(VLOOKUP(CONCATENATE($H63,$G63),$A:$DA,AC$1,FALSE),\"\")=0,\"\",IFERROR(VLOOKUP(CONCATENATE($H63,$G63),$A:$DA,AC$1,FALSE),\"\"))","v":""},"","","","","","","","","",{"$f":"IF(IFERROR(VLOOKUP(CONCATENATE($H63,$G63),$A:$DA,AM$1,FALSE),\"\")=0,\"\",IFERROR(VLOOKUP(CONCATENATE($H63,$G63),$A:$DA,AM$1,FALSE),\"\"))","v":""},"","","","","","","","","",{"$f":"IF(IFERROR(VLOOKUP(CONCATENATE($H63,$G63),$A:$DA,AW$1,FALSE),\"\")=0,\"\",IFERROR(VLOOKUP(CONCATENATE($H63,$G63),$A:$DA,AW$1,FALSE),\"\"))","v":""},"","","","","","","","","",{"$f":"IF(IFERROR(VLOOKUP(CONCATENATE($H63,$G63),$A:$DA,BG$1,FALSE),\"\")=0,\"\",IFERROR(VLOOKUP(CONCATENATE($H63,$G63),$A:$DA,BG$1,FALSE),\"\"))","v":""},"","","","","","","","","",{"$f":"IF(IFERROR(VLOOKUP(CONCATENATE($H63,$G63),$A:$DA,BQ$1,FALSE),\"\")=0,\"\",IFERROR(VLOOKUP(CONCATENATE($H63,$G63),$A:$DA,BQ$1,FALSE),\"\"))","v":""},"","","","","","","","","",{"$f":"IF(IFERROR(VLOOKUP(CONCATENATE($H63,$G63),$A:$DA,CA$1,FALSE),\"\")=0,\"\",IFERROR(VLOOKUP(CONCATENATE($H63,$G63),$A:$DA,CA$1,FALSE),\"\"))","v":""},"","","","","","","","","",{"$f":"IF(IFERROR(VLOOKUP(CONCATENATE($H63,$G63),$A:$DA,CK$1,FALSE),\"\")=0,\"\",IFERROR(VLOOKUP(CONCATENATE($H63,$G63),$A:$DA,CK$1,FALSE),\"\"))","v":""},"","","","","","","","","",{"$f":"IF(IFERROR(VLOOKUP(CONCATENATE($H63,$G63),$A:$DA,CU$1,FALSE),\"\")=0,\"\",IFERROR(VLOOKUP(CONCATENATE($H63,$G63),$A:$DA,CU$1,FALSE),\"\"))","v":""},"","","","","",{"$f":"IF(SUM(I63:CZ63)=0,\"\",SUM(I63:CZ63))","v":""},{"$nulls":3},{"v":16,"d":"16.00"},{"$f":"IF(ISBLANK('3 - Tc & RAINFALL'!G80),'3 - Tc & RAINFALL'!H80,'3 - Tc & RAINFALL'!G80/4)","v":{"v":0,"d":"0.00"}},null,null,{"v":16,"d":"16.00"},{"v":0,"d":"0.00"},"","","","","","","","","","","","","","","","","","","","","","","","","","","","",{"v":0,"d":"0.00"},{"v":0,"d":"0.00"},null,null,{"v":16,"d":"16.00"},{"v":0,"d":"0.00"},"","","","","","","","","","","","","","","","","","","","","","","","","","","","",{"v":0,"d":"0.00"},{"v":0,"d":"0.00"},null,null,{"v":16,"d":"16.00"},{"v":0,"d":"0.00"},{"v":0,"d":"0.00"},null,null,{"v":16,"d":"16.00"},{"v":0,"d":"0.00"},{"v":0,"d":"0.00"},null,null,{"v":16,"d":"16.00"},{"v":0,"d":"0.00"},{"v":0,"d":"0.00"},null,null,{"v":16,"d":"16.00"},{"v":0,"d":"0.00"},{"v":0,"d":"0.00"},null,null,{"v":16,"d":"16.00"},{"v":0,"d":"0.00"},{"v":0,"d":"0.00"}]
[{"$nulls":6},"14b.",{"$f":"H34","v":"CSO 002"},"","","","","","","","","","","","","","","","","","","","","","","","","","","","","","","","","","","","","","","","","","","","","","","","","","","","","","","","","","","","","","","","","","","","","","","","","","","","","","","","","","","","","","","","","","","","","","","","","",{"$nulls":3},16.25,{"$f":"IF(ISBLANK('3 - Tc & RAINFALL'!G81),'3 - Tc & RAINFALL'!H81,'3 - Tc & RAINFALL'!G81/4)","v":{"v":0,"d":"0.00"}},null,null,16.25,{"v":0,"d":"0.00"},"","","","","","","","","","","","","","","","","","","","","","","","","","","","",{"v":0,"d":"0.00"},{"v":0,"d":"0.00"},null,null,16.25,{"v":0,"d":"0.00"},"","","","","","","","","","","","","","","","","","","","","","","","","","","","",{"v":0,"d":"0.00"},{"v":0,"d":"0.00"},null,null,16.25,{"v":0,"d":"0.00"},{"v":0,"d":"0.00"},null,null,16.25,{"v":0,"d":"0.00"},{"v":0,"d":"0.00"},null,null,16.25,{"v":0,"d":"0.00"},{"v":0,"d":"0.00"},null,null,16.25,{"v":0,"d":"0.00"},{"v":0,"d":"0.00"},null,null,16.25,{"v":0,"d":"0.00"},{"v":0,"d":"0.00"}]
[{"$nulls":6},"14b.","CSO 003","","","","","","","","","","","","","","","","","","","","","","","","","","","","","","","","","","","","","","","","","","","","","","","","","","","","","","","","","","","","","","","","","","","","","","","","","","","","","","","","","","","","","","","","","","","","","","","","","",{"$nulls":3},{"v":16.5,"d":"16.50"},{"$f":"IF(ISBLANK('3 - Tc & RAINFALL'!G82),'3 - Tc & RAINFALL'!H82,'3 - Tc & RAINFALL'!G82/4)","v":{"v":0,"d":"0.00"}},null,null,{"v":16.5,"d":"16.50"},{"v":0,"d":"0.00"},"","","","","","","","","","","","","","","","","","","","","","","","","","","","",{"v":0,"d":"0.00"},{"v":0,"d":"0.00"},null,null,{"v":16.5,"d":"16.50"},{"v":0,"d":"0.00"},"","","","","","","","","","","","","","","","","","","","","","","","","","","","",{"v":0,"d":"0.00"},{"v":0,"d":"0.00"},null,null,{"v":16.5,"d":"16.50"},{"v":0,"d":"0.00"},{"v":0,"d":"0.00"},null,null,{"v":16.5,"d":"16.50"},{"v":0,"d":"0.00"},{"v":0,"d":"0.00"},null,null,{"v":16.5,"d":"16.50"},{"v":0,"d":"0.00"},{"v":0,"d":"0.00"},null,null,{"v":16.5,"d":"16.50"},{"v":0,"d":"0.00"},{"v":0,"d":"0.00"},null,null,{"v":16.5,"d":"16.50"},{"v":0,"d":"0.00"},{"v":0,"d":"0.00"}]
[{"$nulls":6},"14b.","CSO 004","","","","","","","","","","","","","","","","","","","","","","","","","","","","","","","","","","","","","","","","","","","","","","","","","","","","","","","","","","","","","","","","","","","","","","","","","","","","","","","","","","","","","","","","","","","","","","","","","",{"$nulls":3},16.75,{"$f":"IF(ISBLANK('3 - Tc & RAINFALL'!G83),'3 - Tc & RAINFALL'!H83,'3 - Tc & RAINFALL'!G83/4)","v":{"v":0,"d":"0.00"}},null,null,16.75,{"v":0,"d":"0.00"},"","","","","","","","","","","","","","","","","","","","","","","","","","","","",{"v":0,"d":"0.00"},{"v":0,"d":"0.00"},null,null,16.75,{"v":0,"d":"0.00"},"","","","","","","","","","","","","","","","","","","","","","","","","","","","",{"v":0,"d":"0.00"},{"v":0,"d":"0.00"},null,null,16.75,{"v":0,"d":"0.00"},{"v":0,"d":"0.00"},null,null,16.75,{"v":0,"d":"0.00"},{"v":0,"d":"0.00"},null,null,16.75,{"v":0,"d":"0.00"},{"v":0,"d":"0.00"},null,null,16.75,{"v":0,"d":"0.00"},{"v":0,"d":"0.00"},null,null,16.75,{"v":0,"d":"0.00"},{"v":0,"d":"0.00"}]
[{"$nulls":6},"14b.","CSO 005","","","","","","","","","","","","","","","","","","","","","","","","","","","","","","","","","","","","","","","","","","","","","","","","","","","","","","","","","","","","","","","","","","","","","","","","","","","","","","","","","","","","","","","","","","","","","","","","","",{"$nulls":3},{"v":17,"d":"17.00"},{"$f":"IF(ISBLANK('3 - Tc & RAINFALL'!G84),'3 - Tc & RAINFALL'!H84,'3 - Tc & RAINFALL'!G84/4)","v":{"v":0,"d":"0.00"}},null,null,{"v":17,"d":"17.00"},{"$f":"DF67","v":{"v":0,"d":"0.00"}},"","","","","","","","","","","","","","","","","","","","","","","","","","","","",{"v":0,"d":"0.00"},{"v":0,"d":"0.00"},null,null,{"v":17,"d":"17.00"},{"$f":"DF67","v":{"v":0,"d":"0.00"}},"","","","","","","","","","","","","","","","","","","","","","","","","","","","",{"v":0,"d":"0.00"},{"v":0,"d":"0.00"},null,null,{"v":17,"d":"17.00"},{"v":0,"d":"0.00"},{"v":0,"d":"0.00"},null,null,{"v":17,"d":"17.00"},{"v":0,"d":"0.00"},{"v":0,"d":"0.00"},null,null,{"v":17,"d":"17.00"},{"v":0,"d":"0.00"},{"v":0,"d":"0.00"},null,null,{"v":17,"d":"17.00"},{"v":0,"d":"0.00"},{"v":0,"d":"0.00"},null,null,{"v":17,"d":"17.00"},{"v":0,"d":"0.00"},{"v":0,"d":"0.00"}]
[{"$nulls":6},"14b.","CSO 006","","","","","","","","","","","","","","","","","","","","","","","","","","","","","","","","","","","","","","","","","","","","","","","","","","","","","","","","","","","","","","","","","","","","","","","","","","","","","","","","","","","","","","","","","","","","","","","","","",{"$nulls":3},17.25,{"$f":"IF(ISBLANK('3 - Tc & RAINFALL'!G85),'3 - Tc & RAINFALL'!H85,'3 - Tc & RAINFALL'!G85/4)","v":{"v":0,"d":"0.00"}},null,null,17.25,{"v":0,"d":"0.00"},"","","","","","","","","","","","","","","","","","","","","","","","","","","","",{"v":0,"d":"0.00"},{"v":0,"d":"0.00"},null,null,17.25,{"v":0,"d":"0.00"},"","","","","","","","","","","","","","","","","","","","","","","","","","","","",{"v":0,"d":"0.00"},{"v":0,"d":"0.00"},null,null,17.25,{"v":0,"d":"0.00"},{"v":0,"d":"0.00"},null,null,17.25,{"$f":"EM68+FZ68","v":{"v":0,"d":"0.00"}},{"$f":"EN68+GA68","v":{"v":0,"d":"0.00"}},null,null,17.25,{"v":0,"d":"0.00"},{"v":0,"d":"0.00"},null,null,17.25,{"v":0,"d":"0.00"},{"v":0,"d":"0.00"},null,null,17.25,{"v":0,"d":"0.00"},{"v":0,"d":"0.00"}]
[{"$nulls":6},"14b.","CSO 007","","","","","","","","","","","","","","","","","","","","","","","","","","","","","","","","","","","","","","","","","","","","","","","","","","","","","","","","","","","","","","","","","","","","","","","","","","","","","","","","","","","","","","","","","","","","","","","","","",{"$nulls":3},{"v":17.5,"d":"17.50"},{"$f":"IF(ISBLANK('3 - Tc & RAINFALL'!G86),'3 - Tc & RAINFALL'!H86,'3 - Tc & RAINFALL'!G86/4)","v":{"v":0,"d":"0.00"}},null,null,{"v":17.5,"d":"17.50"},{"v":0,"d":"0.00"},"","","","","","","","","","","","","","","","","","","","","","","","","","","","",{"$f":"SUM(DK69:EL69)","v":{"v":0,"d":"0.00"}},{"$f":"EM69+EN68","v":{"v":0,"d":"0.00"}},null,null,{"v":17.5,"d":"17.50"},{"v":0,"d":"0.00"},"","","","","","","","","","","","","","","","","","","","","","","","","","","","",{"$f":"SUM(ES69:FT69)","v":{"v":0,"d":"0.00"}},{"$f":"FU69+FV68","v":{"v":0,"d":"0.00"}},null,null,{"v":17.5,"d":"17.50"},{"v":0,"d":"0.00"},{"v":0,"d":"0.00"},null,null,{"v":17.5,"d":"17.50"},{"v":0,"d":"0.00"},{"v":0,"d":"0.00"},null,null,{"v":17.5,"d":"17.50"},{"v":0,"d":"0.00"},{"v":0,"d":"0.00"},null,null,{"v":17.5,"d":"17.50"},{"v":0,"d":"0.00"},{"v":0,"d":"0.00"},null,null,{"v":17.5,"d":"17.50"},{"v":0,"d":"0.00"},{"v":0,"d":"0.00"}]
[{"$nulls":6},"14b.","CSO 008","","","","","","","","","","","","","","","","","","","","","","","","","","","","","","","","","","","","","","","","","","","","","","","","","","","","","","","","","","","","","","","","","","","","","","","","","","","","","","","","","","","","","","","","","","","","","","","","","",{"$nulls":3},17.75,{"$f":"IF(ISBLANK('3 - Tc & RAINFALL'!G87),'3 - Tc & RAINFALL'!H87,'3 - Tc & RAINFALL'!G87/4)","v":{"v":0,"d":"0.00"}},null,null,17.75,{"v":0,"d":"0.00"},"","","","","","","","","","","","","","","","","","","","","","","","","","","","",{"v":0,"d":"0.00"},{"v":0,"d":"0.00"},null,null,17.75,{"v":0,"d":"0.00"},"","","","","","","","","","","","","","","","","","","","","","","","","","","","",{"v":0,"d":"0.00"},{"v":0,"d":"0.00"},null,null,17.75,{"v":0,"d":"0.00"},{"v":0,"d":"0.00"},null,null,17.75,{"v":0,"d":"0.00"},{"v":0,"d":"0.00"},null,null,17.75,{"v":0,"d":"0.00"},{"v":0,"d":"0.00"},null,null,17.75,{"v":0,"d":"0.00"},{"v":0,"d":"0.00"},null,null,17.75,{"v":0,"d":"0.00"},{"v":0,"d":"0.00"}]
[{"$nulls":6},"14b.","CSO 009","","","","","","","","","","","","","","","","","","","","","","","","","","","","","","","","","","","","","","","","","","","","","","","","","","","","","","","","","","","","","","","","","","","","","","","","","","","","","","","","","","","","","","","","","","","","","","","","","",{"$nulls":3},{"v":18,"d":"18.00"},{"$f":"IF(ISBLANK('3 - Tc & RAINFALL'!G88),'3 - Tc & RAINFALL'!H88,'3 - Tc & RAINFALL'!G88/4)","v":{"v":0,"d":"0.00"}},null,null,{"v":18,"d":"18.00"},{"v":0,"d":"0.00"},"","","","","","","","","","","","","","","","","","","","","","","","","","","","",{"v":0,"d":"0.00"},{"v":0,"d":"0.00"},null,null,{"v":18,"d":"18.00"},{"v":0,"d":"0.00"},"","","","","","","","","","","","","","","","","","","","","","","","","","","","",{"v":0,"d":"0.00"},{"v":0,"d":"0.00"},null,null,{"v":18,"d":"18.00"},{"v":0,"d":"0.00"},{"v":0,"d":"0.00"},null,null,{"v":18,"d":"18.00"},{"v":0,"d":"0.00"},{"v":0,"d":"0.00"},null,null,{"v":18,"d":"18.00"},{"v":0,"d":"0.00"},{"v":0,"d":"0.00"},null,null,{"v":18,"d":"18.00"},{"v":0,"d":"0.00"},{"v":0,"d":"0.00"},null,null,{"v":18,"d":"18.00"},{"v":0,"d":"0.00"},{"v":0,"d":"0.00"}]
[{"$nulls":6},"14b.","CSO 010","","","","","","","","","","","","","","","","","","","","","","","","","","","","","","","","","","","","","","","","","","","","","","","","","","","","","","","","","","","","","","","","","","","","","","","","","","","","","","","","","","","","","","","","","","","","","","","","","",{"$nulls":3},18.25,{"$f":"IF(ISBLANK('3 - Tc & RAINFALL'!G89),'3 - Tc & RAINFALL'!H89,'3 - Tc & RAINFALL'!G89/4)","v":{"v":0,"d":"0.00"}},null,null,18.25,{"v":0,"d":"0.00"},"","","","","","","","","","","","","","","","","","","","","","","","","","","","",{"v":0,"d":"0.00"},{"v":0,"d":"0.00"},null,null,18.25,{"v":0,"d":"0.00"},"","","","","","","","","","","","","","","","","","","","","","","","","","","","",{"v":0,"d":"0.00"},{"v":0,"d":"0.00"},null,null,18.25,{"v":0,"d":"0.00"},{"v":0,"d":"0.00"},null,null,18.25,{"v":0,"d":"0.00"},{"v":0,"d":"0.00"},null,null,18.25,{"v":0,"d":"0.00"},{"v":0,"d":"0.00"},null,null,18.25,{"v":0,"d":"0.00"},{"v":0,"d":"0.00"},null,null,18.25,{"v":0,"d":"0.00"},{"v":0,"d":"0.00"}]
[{"$nulls":6},"14b.","CSO 011",{"$f":"IF(IFERROR(VLOOKUP(CONCATENATE($H73,$G73),$A:$DA,I$1,FALSE),\"\")=0,\"\",IFERROR(VLOOKUP(CONCATENATE($H73,$G73),$A:$DA,I$1,FALSE),\"\"))","v":""},"","","","","","","","","",{"$f":"IF(IFERROR(VLOOKUP(CONCATENATE($H73,$G73),$A:$DA,S$1,FALSE),\"\")=0,\"\",IFERROR(VLOOKUP(CONCATENATE($H73,$G73),$A:$DA,S$1,FALSE),\"\"))","v":""},"","","","","","","","","",{"$f":"IF(IFERROR(VLOOKUP(CONCATENATE($H73,$G73),$A:$DA,AC$1,FALSE),\"\")=0,\"\",IFERROR(VLOOKUP(CONCATENATE($H73,$G73),$A:$DA,AC$1,FALSE),\"\"))","v":""},"","","","","","","","","",{"$f":"IF(IFERROR(VLOOKUP(CONCATENATE($H73,$G73),$A:$DA,AM$1,FALSE),\"\")=0,\"\",IFERROR(VLOOKUP(CONCATENATE($H73,$G73),$A:$DA,AM$1,FALSE),\"\"))","v":""},"","","","","","","","","",{"$f":"IF(IFERROR(VLOOKUP(CONCATENATE($H73,$G73),$A:$DA,AW$1,FALSE),\"\")=0,\"\",IFERROR(VLOOKUP(CONCATENATE($H73,$G73),$A:$DA,AW$1,FALSE),\"\"))","v":""},"","","","","","","","","",{"$f":"IF(IFERROR(VLOOKUP(CONCATENATE($H73,$G73),$A:$DA,BG$1,FALSE),\"\")=0,\"\",IFERROR(VLOOKUP(CONCATENATE($H73,$G73),$A:$DA,BG$1,FALSE),\"\"))","v":""},"","","","","","","","","",{"$f":"IF(IFERROR(VLOOKUP(CONCATENATE($H73,$G73),$A:$DA,BQ$1,FALSE),\"\")=0,\"\",IFERROR(VLOOKUP(CONCATENATE($H73,$G73),$A:$DA,BQ$1,FALSE),\"\"))","v":""},"","","","","","","","","",{"$f":"IF(IFERROR(VLOOKUP(CONCATENATE($H73,$G73),$A:$DA,CA$1,FALSE),\"\")=0,\"\",IFERROR(VLOOKUP(CONCATENATE($H73,$G73),$A:$DA,CA$1,FALSE),\"\"))","v":""},"","","","","","","","","",{"$f":"IF(IFERROR(VLOOKUP(CONCATENATE($H73,$G73),$A:$DA,CK$1,FALSE),\"\")=0,\"\",IFERROR(VLOOKUP(CONCATENATE($H73,$G73),$A:$DA,CK$1,FALSE),\"\"))","v":""},"","","","","","","","","",{"$f":"IF(IFERROR(VLOOKUP(CONCATENATE($H73,$G73),$A:$DA,CU$1,FALSE),\"\")=0,\"\",IFERROR(VLOOKUP(CONCATENATE($H73,$G73),$A:$DA,CU$1,FALSE),\"\"))","v":""},"","","","","","",{"$nulls":3},{"v":18.5,"d":"18.50"},{"$f":"IF(ISBLANK('3 - Tc & RAINFALL'!G90),'3 - Tc & RAINFALL'!H90,'3 - Tc & RAINFALL'!G90/4)","v":{"v":0,"d":"0.00"}},null,null,{"v":18.5,"d":"18.50"},{"v":0,"d":"0.00"},"","","","","","","","","","","","","","","","","","","","","","","","","","","","",{"v":0,"d":"0.00"},{"v":0,"d":"0.00"},null,null,{"v":18.5,"d":"18.50"},{"v":0,"d":"0.00"},"","","","","","","","","","","","","","","","","","","","","","","","","","","","",{"v":0,"d":"0.00"},{"v":0,"d":"0.00"},null,null,{"v":18.5,"d":"18.50"},{"v":0,"d":"0.00"},{"v":0,"d":"0.00"},null,null,{"v":18.5,"d":"18.50"},{"v":0,"d":"0.00"},{"v":0,"d":"0.00"},null,null,{"v":18.5,"d":"18.50"},{"v":0,"d":"0.00"},{"v":0,"d":"0.00"},null,null,{"v":18.5,"d":"18.50"},{"v":0,"d":"0.00"},{"v":0,"d":"0.00"},null,null,{"v":18.5,"d":"18.50"},{"v":0,"d":"0.00"},{"v":0,"d":"0.00"}]
[{"$nulls":6},"14b.","CSO 012","","","","","","","","","","","","","","","","","","","","","","","","","","","","","","","","","","","","","","","","","","","","","","","","","","","","","","","","","","","","","","","","","","","","","","","","","","","","","","","","","","","","","","","","","","","","","","","","","",{"$nulls":3},18.75,{"$f":"IF(ISBLANK('3 - Tc & RAINFALL'!G91),'3 - Tc & RAINFALL'!H91,'3 - Tc & RAINFALL'!G91/4)","v":{"v":0,"d":"0.00"}},null,null,18.75,{"v":0,"d":"0.00"},"","","","","","","","","","","","","","","","","","","","","","","","","","","","",{"v":0,"d":"0.00"},{"v":0,"d":"0.00"},null,null,18.75,{"v":0,"d":"0.00"},"","","","","","","","","","","","","","","","","","","","","","","","","","","","",{"v":0,"d":"0.00"},{"v":0,"d":"0.00"},null,null,18.75,{"v":0,"d":"0.00"},{"v":0,"d":"0.00"},null,null,18.75,{"v":0,"d":"0.00"},{"v":0,"d":"0.00"},null,null,18.75,{"v":0,"d":"0.00"},{"v":0,"d":"0.00"},null,null,18.75,{"v":0,"d":"0.00"},{"v":0,"d":"0.00"},null,null,18.75,{"v":0,"d":"0.00"},{"v":0,"d":"0.00"}]
[{"$nulls":6},"14b.","CSO 013","","","","","","","","","","","","","","","","","","","","","","","","","","","","","","","","","","","","","","","","","","","","","","","","","","","","","","","","","","","","","","","","","","","","","","","","","","","","","","","","","","","","","","","","","","","","","","","","","",{"$nulls":3},{"v":19,"d":"19.00"},{"$f":"IF(ISBLANK('3 - Tc & RAINFALL'!G92),'3 - Tc & RAINFALL'!H92,'3 - Tc & RAINFALL'!G92/4)","v":{"v":0,"d":"0.00"}},null,null,{"v":19,"d":"19.00"},{"v":0,"d":"0.00"},"","","","","","","","","","","","","","","","","","","","","","","","","","","","",{"v":0,"d":"0.00"},{"v":0,"d":"0.00"},null,null,{"v":19,"d":"19.00"},{"v":0,"d":"0.00"},"","","","","","","","","","","","","","","","","","","","","","","","","","","","",{"v":0,"d":"0.00"},{"v":0,"d":"0.00"},null,null,{"v":19,"d":"19.00"},{"v":0,"d":"0.00"},{"v":0,"d":"0.00"},null,null,{"v":19,"d":"19.00"},{"v":0,"d":"0.00"},{"v":0,"d":"0.00"},null,null,{"v":19,"d":"19.00"},{"v":0,"d":"0.00"},{"v":0,"d":"0.00"},null,null,{"v":19,"d":"19.00"},{"v":0,"d":"0.00"},{"v":0,"d":"0.00"},null,null,{"v":19,"d":"19.00"},{"v":0,"d":"0.00"},{"v":0,"d":"0.00"}]
[{"$nulls":6},"14b.","CSO 014","","","","","","","","","","","","","","","","","","","","","","","","","","","","","","","","","","","","","","","","","","","","","","","","","","","","","","","","","","","","","","","","","","","","","","","","","","","","","","","","","","","","","","","","","","","","","","","","","",{"$nulls":3},19.25,{"$f":"IF(ISBLANK('3 - Tc & RAINFALL'!G93),'3 - Tc & RAINFALL'!H93,'3 - Tc & RAINFALL'!G93/4)","v":{"v":0,"d":"0.00"}},null,null,19.25,{"v":0,"d":"0.00"},"","","","","","","","","","","","","","","","","","","","","","","","","","","","",{"v":0,"d":"0.00"},{"v":0,"d":"0.00"},null,null,19.25,{"v":0,"d":"0.00"},"","","","","","","","","","","","","","","","","","","","","","","","","","","","",{"v":0,"d":"0.00"},{"v":0,"d":"0.00"},null,null,19.25,{"v":0,"d":"0.00"},{"v":0,"d":"0.00"},null,null,19.25,{"v":0,"d":"0.00"},{"v":0,"d":"0.00"},null,null,19.25,{"v":0,"d":"0.00"},{"v":0,"d":"0.00"},null,null,19.25,{"v":0,"d":"0.00"},{"v":0,"d":"0.00"},null,null,19.25,{"v":0,"d":"0.00"},{"v":0,"d":"0.00"}]
[{"$nulls":6},"14b.","CSO 015","","","","","","","","","","","","","","","","","","","","","","","","","","","","","","","","","","","","","","","","","","","","","","","","","","","","","","","","","","","","","","","","","","","","","","","","","","","","","","","","","","","","","","","","","","","","","","","","","",{"$nulls":3},{"v":19.5,"d":"19.50"},{"$f":"IF(ISBLANK('3 - Tc & RAINFALL'!G94),'3 - Tc & RAINFALL'!H94,'3 - Tc & RAINFALL'!G94/4)","v":{"v":0,"d":"0.00"}},null,null,{"v":19.5,"d":"19.50"},{"v":0,"d":"0.00"},"","","","","","","","","","","","","","","","","","","","","","","","","","","","",{"v":0,"d":"0.00"},{"v":0,"d":"0.00"},null,null,{"v":19.5,"d":"19.50"},{"v":0,"d":"0.00"},"","","","","","","","","","","","","","","","","","","","","","","","","","","","",{"v":0,"d":"0.00"},{"v":0,"d":"0.00"},null,null,{"v":19.5,"d":"19.50"},{"v":0,"d":"0.00"},{"v":0,"d":"0.00"},null,null,{"v":19.5,"d":"19.50"},{"v":0,"d":"0.00"},{"v":0,"d":"0.00"},null,null,{"v":19.5,"d":"19.50"},{"v":0,"d":"0.00"},{"v":0,"d":"0.00"},null,null,{"v":19.5,"d":"19.50"},{"v":0,"d":"0.00"},{"v":0,"d":"0.00"},null,null,{"v":19.5,"d":"19.50"},{"v":0,"d":"0.00"},{"v":0,"d":"0.00"}]
[{"$nulls":6},"14b.","CSO 016","","","","","","","","","","","","","","","","","","","","","","","","","","","","","","","","","","","","","","","","","","","","","","","","","","","","","","","","","","","","","","","","","","","","","","","","","","","","","","","","","","","","","","","","","","","","","","","","","",{"$nulls":3},19.75,{"$f":"IF(ISBLANK('3 - Tc & RAINFALL'!G95),'3 - Tc & RAINFALL'!H95,'3 - Tc & RAINFALL'!G95/4)","v":{"v":0,"d":"0.00"}},null,null,19.75,{"v":0,"d":"0.00"},"","","","","","","","","","","","","","","","","","","","","","","","","","","","",{"v":0,"d":"0.00"},{"v":0,"d":"0.00"},null,null,19.75,{"v":0,"d":"0.00"},"","","","","","","","","","","","","","","","","","","","","","","","","","","","",{"v":0,"d":"0.00"},{"v":0,"d":"0.00"},null,null,19.75,{"v":0,"d":"0.00"},{"v":0,"d":"0.00"},null,null,19.75,{"v":0,"d":"0.00"},{"v":0,"d":"0.00"},null,null,19.75,{"v":0,"d":"0.00"},{"v":0,"d":"0.00"},null,null,19.75,{"v":0,"d":"0.00"},{"v":0,"d":"0.00"},null,null,19.75,{"v":0,"d":"0.00"},{"v":0,"d":"0.00"}]
[{"$nulls":6},"14b.","CSO 017","","","","","","","","","","","","","","","","","","","","","","","","","","","","","","","","","","","","","","","","","","","","","","","","","","","","","","","","","","","","","","","","","","","","","","","","","","","","","","","","","","","","","","","","","","","","","","","","","",{"$nulls":3},{"v":20,"d":"20.00"},{"$f":"IF(ISBLANK('3 - Tc & RAINFALL'!G96),'3 - Tc & RAINFALL'!H96,'3 - Tc & RAINFALL'!G96/4)","v":{"v":0,"d":"0.00"}},null,null,{"v":20,"d":"20.00"},{"v":0,"d":"0.00"},"","","","","","","","","","","","","","","","","","","","","","","","","","","","",{"v":0,"d":"0.00"},{"v":0,"d":"0.00"},null,null,{"v":20,"d":"20.00"},{"v":0,"d":"0.00"},"","","","","","","","","","","","","","","","","","","","","","","","","","","","",{"v":0,"d":"0.00"},{"v":0,"d":"0.00"},null,null,{"v":20,"d":"20.00"},{"v":0,"d":"0.00"},{"v":0,"d":"0.00"},null,null,{"v":20,"d":"20.00"},{"v":0,"d":"0.00"},{"v":0,"d":"0.00"},null,null,{"v":20,"d":"20.00"},{"v":0,"d":"0.00"},{"v":0,"d":"0.00"},null,null,{"v":20,"d":"20.00"},{"v":0,"d":"0.00"},{"v":0,"d":"0.00"},null,null,{"v":20,"d":"20.00"},{"v":0,"d":"0.00"},{"v":0,"d":"0.00"}]
[{"$nulls":6},"14b.","CSO 018","","","","","","","","","","","","","","","","","","","","","","","","","","","","","","","","","","","","","","","","","","","","","","","","","","","","","","","","","","","","","","","","","","","","","","","","","","","","","","","","","","","","","","","","","","","","","","","","","",{"$nulls":3},20.25,{"$f":"IF(ISBLANK('3 - Tc & RAINFALL'!G97),'3 - Tc & RAINFALL'!H97,'3 - Tc & RAINFALL'!G97/4)","v":{"v":0,"d":"0.00"}},null,null,20.25,{"v":0,"d":"0.00"},"","","","","","","","","","","","","","","","","","","","","","","","","","","","",{"v":0,"d":"0.00"},{"v":0,"d":"0.00"},null,null,20.25,{"v":0,"d":"0.00"},"","","","","","","","","","","","","","","","","","","","","","","","","","","","",{"v":0,"d":"0.00"},{"v":0,"d":"0.00"},null,null,20.25,{"v":0,"d":"0.00"},{"v":0,"d":"0.00"},null,null,20.25,{"v":0,"d":"0.00"},{"v":0,"d":"0.00"},null,null,20.25,{"v":0,"d":"0.00"},{"v":0,"d":"0.00"},null,null,20.25,{"v":0,"d":"0.00"},{"v":0,"d":"0.00"},null,null,20.25,{"v":0,"d":"0.00"},{"v":0,"d":"0.00"}]
[{"$nulls":6},"14b.","CSO 019","","","","","","","","","","","","","","","","","","","","","","","","","","","","","","","","","","","","","","","","","","","","","","","","","","","","","","","","","","","","","","","","","","","","","","","","","","","","","","","","","","","","","","","","","","","","","","","","","",{"$nulls":3},{"v":20.5,"d":"20.50"},{"$f":"IF(ISBLANK('3 - Tc & RAINFALL'!G98),'3 - Tc & RAINFALL'!H98,'3 - Tc & RAINFALL'!G98/4)","v":{"v":0,"d":"0.00"}},null,null,{"v":20.5,"d":"20.50"},{"v":0,"d":"0.00"},"","","","","","","","","","","","","","","","","","","","","","","","","","","","",{"v":0,"d":"0.00"},{"v":0,"d":"0.00"},null,null,{"v":20.5,"d":"20.50"},{"v":0,"d":"0.00"},"","","","","","","","","","","","","","","","","","","","","","","","","","","","",{"v":0,"d":"0.00"},{"v":0,"d":"0.00"},null,null,{"v":20.5,"d":"20.50"},{"v":0,"d":"0.00"},{"v":0,"d":"0.00"},null,null,{"v":20.5,"d":"20.50"},{"v":0,"d":"0.00"},{"v":0,"d":"0.00"},null,null,{"v":20.5,"d":"20.50"},{"v":0,"d":"0.00"},{"v":0,"d":"0.00"},null,null,{"v":20.5,"d":"20.50"},{"v":0,"d":"0.00"},{"v":0,"d":"0.00"},null,null,{"v":20.5,"d":"20.50"},{"v":0,"d":"0.00"},{"v":0,"d":"0.00"}]
[{"$nulls":6},"14b.","CSO 020","","","","","","","","","","","","","","","","","","","","","","","","","","","","","","","","","","","","","","","","","","","","","","","","","","","","","","","","","","","","","","","","","","","","","","","","","","","","","","","","","","","","","","","","","","","","","","","","","",{"$nulls":3},20.75,{"$f":"IF(ISBLANK('3 - Tc & RAINFALL'!G99),'3 - Tc & RAINFALL'!H99,'3 - Tc & RAINFALL'!G99/4)","v":{"v":0,"d":"0.00"}},null,null,20.75,{"v":0,"d":"0.00"},"","","","","","","","","","","","","","","","","","","","","","","","","","","","",{"v":0,"d":"0.00"},{"v":0,"d":"0.00"},null,null,20.75,{"v":0,"d":"0.00"},"","","","","","","","","","","","","","","","","","","","","","","","","","","","",{"v":0,"d":"0.00"},{"v":0,"d":"0.00"},null,null,20.75,{"v":0,"d":"0.00"},{"v":0,"d":"0.00"},null,null,20.75,{"v":0,"d":"0.00"},{"v":0,"d":"0.00"},null,null,20.75,{"v":0,"d":"0.00"},{"v":0,"d":"0.00"},null,null,20.75,{"v":0,"d":"0.00"},{"v":0,"d":"0.00"},null,null,20.75,{"v":0,"d":"0.00"},{"v":0,"d":"0.00"}]
[{"$nulls":6},"14b.","CSO 021",{"$f":"IF(IFERROR(VLOOKUP(CONCATENATE($H83,$G83),$A:$DA,I$1,FALSE),\"\")=0,\"\",IFERROR(VLOOKUP(CONCATENATE($H83,$G83),$A:$DA,I$1,FALSE),\"\"))","v":""},"","","","","","","","","",{"$f":"IF(IFERROR(VLOOKUP(CONCATENATE($H83,$G83),$A:$DA,S$1,FALSE),\"\")=0,\"\",IFERROR(VLOOKUP(CONCATENATE($H83,$G83),$A:$DA,S$1,FALSE),\"\"))","v":""},"","","","","","","","","",{"$f":"IF(IFERROR(VLOOKUP(CONCATENATE($H83,$G83),$A:$DA,AC$1,FALSE),\"\")=0,\"\",IFERROR(VLOOKUP(CONCATENATE($H83,$G83),$A:$DA,AC$1,FALSE),\"\"))","v":""},"","","","","","","","","",{"$f":"IF(IFERROR(VLOOKUP(CONCATENATE($H83,$G83),$A:$DA,AM$1,FALSE),\"\")=0,\"\",IFERROR(VLOOKUP(CONCATENATE($H83,$G83),$A:$DA,AM$1,FALSE),\"\"))","v":""},"","","","","","","","","",{"$f":"IF(IFERROR(VLOOKUP(CONCATENATE($H83,$G83),$A:$DA,AW$1,FALSE),\"\")=0,\"\",IFERROR(VLOOKUP(CONCATENATE($H83,$G83),$A:$DA,AW$1,FALSE),\"\"))","v":""},"","","","","","","","","",{"$f":"IF(IFERROR(VLOOKUP(CONCATENATE($H83,$G83),$A:$DA,BG$1,FALSE),\"\")=0,\"\",IFERROR(VLOOKUP(CONCATENATE($H83,$G83),$A:$DA,BG$1,FALSE),\"\"))","v":""},"","","","","","","","","",{"$f":"IF(IFERROR(VLOOKUP(CONCATENATE($H83,$G83),$A:$DA,BQ$1,FALSE),\"\")=0,\"\",IFERROR(VLOOKUP(CONCATENATE($H83,$G83),$A:$DA,BQ$1,FALSE),\"\"))","v":""},"","","","","","","","","",{"$f":"IF(IFERROR(VLOOKUP(CONCATENATE($H83,$G83),$A:$DA,CA$1,FALSE),\"\")=0,\"\",IFERROR(VLOOKUP(CONCATENATE($H83,$G83),$A:$DA,CA$1,FALSE),\"\"))","v":""},"","","","","","","","","",{"$f":"IF(IFERROR(VLOOKUP(CONCATENATE($H83,$G83),$A:$DA,CK$1,FALSE),\"\")=0,\"\",IFERROR(VLOOKUP(CONCATENATE($H83,$G83),$A:$DA,CK$1,FALSE),\"\"))","v":""},"","","","","","","","","",{"$f":"IF(IFERROR(VLOOKUP(CONCATENATE($H83,$G83),$A:$DA,CU$1,FALSE),\"\")=0,\"\",IFERROR(VLOOKUP(CONCATENATE($H83,$G83),$A:$DA,CU$1,FALSE),\"\"))","v":""},"","","","","","",{"$nulls":3},{"v":21,"d":"21.00"},{"$f":"IF(ISBLANK('3 - Tc & RAINFALL'!G100),'3 - Tc & RAINFALL'!H100,'3 - Tc & RAINFALL'!G100/4)","v":{"v":0,"d":"0.00"}},null,null,{"v":21,"d":"21.00"},{"v":0,"d":"0.00"},"","","","","","","","","","","","","","","","","","","","","","","","","","","","",{"v":0,"d":"0.00"},{"v":0,"d":"0.00"},null,null,{"v":21,"d":"21.00"},{"v":0,"d":"0.00"},"","","","","","","","","","","","","","","","","","","","","","","","","","","","",{"v":0,"d":"0.00"},{"v":0,"d":"0.00"},null,null,{"v":21,"d":"21.00"},{"v":0,"d":"0.00"},{"v":0,"d":"0.00"},null,null,{"v":21,"d":"21.00"},{"v":0,"d":"0.00"},{"v":0,"d":"0.00"},null,null,{"v":21,"d":"21.00"},{"v":0,"d":"0.00"},{"v":0,"d":"0.00"},null,null,{"v":21,"d":"21.00"},{"v":0,"d":"0.00"},{"v":0,"d":"0.00"},null,null,{"v":21,"d":"21.00"},{"v":0,"d":"0.00"},{"v":0,"d":"0.00"}]
[{"$nulls":6},"14b.","CSO 022","","","","","","","","","","","","","","","","","","","","","","","","","","","","","","","","","","","","","","","","","","","","","","","","","","","","","","","","","","","","","","","","","","","","","","","","","","","","","","","","","","","","","","","","","","","","","","","","","",{"$nulls":3},21.25,{"$f":"IF(ISBLANK('3 - Tc & RAINFALL'!G101),'3 - Tc & RAINFALL'!H101,'3 - Tc & RAINFALL'!G101/4)","v":{"v":0,"d":"0.00"}},null,null,21.25,{"v":0,"d":"0.00"},"","","","","","","","","","","","","","","","","","","","","","","","","","","","",{"v":0,"d":"0.00"},{"v":0,"d":"0.00"},null,null,21.25,{"v":0,"d":"0.00"},"","","","","","","","","","","","","","","","","","","","","","","","","","","","",{"v":0,"d":"0.00"},{"v":0,"d":"0.00"},null,null,21.25,{"v":0,"d":"0.00"},{"v":0,"d":"0.00"},null,null,21.25,{"v":0,"d":"0.00"},{"v":0,"d":"0.00"},null,null,21.25,{"v":0,"d":"0.00"},{"v":0,"d":"0.00"},null,null,21.25,{"v":0,"d":"0.00"},{"v":0,"d":"0.00"},null,null,21.25,{"v":0,"d":"0.00"},{"v":0,"d":"0.00"}]
[{"$nulls":6},"14b.","CSO 023","","","","","","","","","","","","","","","","","","","","","","","","","","","","","","","","","","","","","","","","","","","","","","","","","","","","","","","","","","","","","","","","","","","","","","","","","","","","","","","","","","","","","","","","","","","","","","","","","",{"$nulls":3},{"v":21.5,"d":"21.50"},{"$f":"IF(ISBLANK('3 - Tc & RAINFALL'!G102),'3 - Tc & RAINFALL'!H102,'3 - Tc & RAINFALL'!G102/4)","v":{"v":0,"d":"0.00"}},null,null,{"v":21.5,"d":"21.50"},{"v":0,"d":"0.00"},"","","","","","","","","","","","","","","","","","","","","","","","","","","","",{"v":0,"d":"0.00"},{"v":0,"d":"0.00"},null,null,{"v":21.5,"d":"21.50"},{"v":0,"d":"0.00"},"","","","","","","","","","","","","","","","","","","","","","","","","","","","",{"v":0,"d":"0.00"},{"v":0,"d":"0.00"},null,null,{"v":21.5,"d":"21.50"},{"v":0,"d":"0.00"},{"v":0,"d":"0.00"},null,null,{"v":21.5,"d":"21.50"},{"v":0,"d":"0.00"},{"v":0,"d":"0.00"},null,null,{"v":21.5,"d":"21.50"},{"v":0,"d":"0.00"},{"v":0,"d":"0.00"},null,null,{"v":21.5,"d":"21.50"},{"v":0,"d":"0.00"},{"v":0,"d":"0.00"},null,null,{"v":21.5,"d":"21.50"},{"v":0,"d":"0.00"},{"v":0,"d":"0.00"}]
[{"$nulls":6},"14b.","CSO 024","","","","","","","","","","","","","","","","","","","","","","","","","","","","","","","","","","","","","","","","","","","","","","","","","","","","","","","","","","","","","","","","","","","","","","","","","","","","","","","","","","","","","","","","","","","","","","","","","",{"$nulls":3},21.75,{"$f":"IF(ISBLANK('3 - Tc & RAINFALL'!G103),'3 - Tc & RAINFALL'!H103,'3 - Tc & RAINFALL'!G103/4)","v":{"v":0,"d":"0.00"}},null,null,21.75,{"v":0,"d":"0.00"},"","","","","","","","","","","","","","","","","","","","","","","","","","","","",{"v":0,"d":"0.00"},{"v":0,"d":"0.00"},null,null,21.75,{"v":0,"d":"0.00"},"","","","","","","","","","","","","","","","","","","","","","","","","","","","",{"v":0,"d":"0.00"},{"v":0,"d":"0.00"},null,null,21.75,{"v":0,"d":"0.00"},{"v":0,"d":"0.00"},null,null,21.75,{"v":0,"d":"0.00"},{"v":0,"d":"0.00"},null,null,21.75,{"v":0,"d":"0.00"},{"v":0,"d":"0.00"},null,null,21.75,{"v":0,"d":"0.00"},{"v":0,"d":"0.00"},null,null,21.75,{"v":0,"d":"0.00"},{"v":0,"d":"0.00"}]
[{"$nulls":6},"14b.","CSO 025","","","","","","","","","","","","","","","","","","","","","","","","","","","","","","","","","","","","","","","","","","","","","","","","","","","","","","","","","","","","","","","","","","","","","","","","","","","","","","","","","","","","","","","","","","","","","","","","","",{"$nulls":3},{"v":22,"d":"22.00"},{"$f":"IF(ISBLANK('3 - Tc & RAINFALL'!G104),'3 - Tc & RAINFALL'!H104,'3 - Tc & RAINFALL'!G104/4)","v":{"v":0,"d":"0.00"}},null,null,{"v":22,"d":"22.00"},{"v":0,"d":"0.00"},"","","","","","","","","","","","","","","","","","","","","","","","","","","","",{"v":0,"d":"0.00"},{"v":0,"d":"0.00"},null,null,{"v":22,"d":"22.00"},{"v":0,"d":"0.00"},"","","","","","","","","","","","","","","","","","","","","","","","","","","","",{"v":0,"d":"0.00"},{"v":0,"d":"0.00"},null,null,{"v":22,"d":"22.00"},{"v":0,"d":"0.00"},{"v":0,"d":"0.00"},null,null,{"v":22,"d":"22.00"},{"v":0,"d":"0.00"},{"v":0,"d":"0.00"},null,null,{"v":22,"d":"22.00"},{"v":0,"d":"0.00"},{"v":0,"d":"0.00"},null,null,{"v":22,"d":"22.00"},{"v":0,"d":"0.00"},{"v":0,"d":"0.00"},null,null,{"v":22,"d":"22.00"},{"v":0,"d":"0.00"},{"v":0,"d":"0.00"}]
[{"$nulls":6},"14b.","CSO 026","","","","","","","","","","","","","","","","","","","","","","","","","","","","","","","","","","","","","","","","","","","","","","","","","","","","","","","","","","","","","","","","","","","","","","","","","","","","","","","","","","","","","","","","","","","","","","","","","",{"$nulls":3},22.25,{"$f":"IF(ISBLANK('3 - Tc & RAINFALL'!G105),'3 - Tc & RAINFALL'!H105,'3 - Tc & RAINFALL'!G105/4)","v":{"v":0,"d":"0.00"}},null,null,22.25,{"v":0,"d":"0.00"},"","","","","","","","","","","","","","","","","","","","","","","","","","","","",{"v":0,"d":"0.00"},{"v":0,"d":"0.00"},null,null,22.25,{"v":0,"d":"0.00"},"","","","","","","","","","","","","","","","","","","","","","","","","","","","",{"v":0,"d":"0.00"},{"v":0,"d":"0.00"},null,null,22.25,{"v":0,"d":"0.00"},{"v":0,"d":"0.00"},null,null,22.25,{"v":0,"d":"0.00"},{"v":0,"d":"0.00"},null,null,22.25,{"v":0,"d":"0.00"},{"v":0,"d":"0.00"},null,null,22.25,{"v":0,"d":"0.00"},{"v":0,"d":"0.00"},null,null,22.25,{"v":0,"d":"0.00"},{"v":0,"d":"0.00"}]
[{"$nulls":6},"14b.","CSO 027","","","","","","","","","","","","","","","","","","","","","","","","","","","","","","","","","","","","","","","","","","","","","","","","","","","","","","","","","","","","","","","","","","","","","","","","","","","","","","","","","","","","","","","","","","","","","","","","","",{"$nulls":3},{"v":22.5,"d":"22.50"},{"$f":"IF(ISBLANK('3 - Tc & RAINFALL'!G106),'3 - Tc & RAINFALL'!H106,'3 - Tc & RAINFALL'!G106/4)","v":{"v":0,"d":"0.00"}},null,null,{"v":22.5,"d":"22.50"},{"v":0,"d":"0.00"},"","","","","","","","","","","","","","","","","","","","","","","","","","","","",{"v":0,"d":"0.00"},{"v":0,"d":"0.00"},null,null,{"v":22.5,"d":"22.50"},{"v":0,"d":"0.00"},"","","","","","","","","","","","","","","","","","","","","","","","","","","","",{"v":0,"d":"0.00"},{"v":0,"d":"0.00"},null,null,{"v":22.5,"d":"22.50"},{"v":0,"d":"0.00"},{"v":0,"d":"0.00"},null,null,{"v":22.5,"d":"22.50"},{"v":0,"d":"0.00"},{"v":0,"d":"0.00"},null,null,{"v":22.5,"d":"22.50"},{"v":0,"d":"0.00"},{"v":0,"d":"0.00"},null,null,{"v":22.5,"d":"22.50"},{"v":0,"d":"0.00"},{"v":0,"d":"0.00"},null,null,{"v":22.5,"d":"22.50"},{"v":0,"d":"0.00"},{"v":0,"d":"0.00"}]
[{"$nulls":6},"14b.","CSO 028","","","","","","","","","","","","","","","","","","","","","","","","","","","","","","","","","","","","","","","","","","","","","","","","","","","","","","","","","","","","","","","","","","","","","","","","","","","","","","","","","","","","","","","","","","","","","","","","","",{"$nulls":3},22.75,{"$f":"IF(ISBLANK('3 - Tc & RAINFALL'!G107),'3 - Tc & RAINFALL'!H107,'3 - Tc & RAINFALL'!G107/4)","v":{"v":0,"d":"0.00"}},null,null,22.75,{"v":0,"d":"0.00"},"","","","","","","","","","","","","","","","","","","","","","","","","","","","",{"v":0,"d":"0.00"},{"v":0,"d":"0.00"},null,null,22.75,{"v":0,"d":"0.00"},"","","","","","","","","","","","","","","","","","","","","","","","","","","","",{"v":0,"d":"0.00"},{"v":0,"d":"0.00"},null,null,22.75,{"v":0,"d":"0.00"},{"v":0,"d":"0.00"},null,null,22.75,{"v":0,"d":"0.00"},{"v":0,"d":"0.00"},null,null,22.75,{"v":0,"d":"0.00"},{"v":0,"d":"0.00"},null,null,22.75,{"v":0,"d":"0.00"},{"v":0,"d":"0.00"},null,null,22.75,{"v":0,"d":"0.00"},{"v":0,"d":"0.00"}]
[{"$nulls":6},"14b.","Total",{"$f":"SUM(I63:I90)","v":{"v":0,"d":"0.00"}},{"$f":"SUM(J63:J90)","v":{"v":0,"d":"0.00"}},{"v":0,"d":"0.00"},{"v":0,"d":"0.00"},{"v":0,"d":"0.00"},{"v":0,"d":"0.00"},{"v":0,"d":"0.00"},{"v":0,"d":"0.00"},{"v":0,"d":"0.00"},{"v":0,"d":"0.00"},{"v":0,"d":"0.00"},{"v":0,"d":"0.00"},{"v":0,"d":"0.00"},{"v":0,"d":"0.00"},{"v":0,"d":"0.00"},{"v":0,"d":"0.00"},{"v":0,"d":"0.00"},{"v":0,"d":"0.00"},{"v":0,"d":"0.00"},{"v":0,"d":"0.00"},{"v":0,"d":"0.00"},{"v":0,"d":"0.00"},{"v":0,"d":"0.00"},{"v":0,"d":"0.00"},{"v":0,"d":"0.00"},{"v":0,"d":"0.00"},{"v":0,"d":"0.00"},{"v":0,"d":"0.00"},{"v":0,"d":"0.00"},{"v":0,"d":"0.00"},{"v":0,"d":"0.00"},{"v":0,"d":"0.00"},{"v":0,"d":"0.00"},{"v":0,"d":"0.00"},{"v":0,"d":"0.00"},{"v":0,"d":"0.00"},{"v":0,"d":"0.00"},{"v":0,"d":"0.00"},{"v":0,"d":"0.00"},{"v":0,"d":"0.00"},{"v":0,"d":"0.00"},{"v":0,"d":"0.00"},{"v":0,"d":"0.00"},{"v":0,"d":"0.00"},{"v":0,"d":"0.00"},{"v":0,"d":"0.00"},{"v":0,"d":"0.00"},{"v":0,"d":"0.00"},{"v":0,"d":"0.00"},{"v":0,"d":"0.00"},{"v":0,"d":"0.00"},{"v":0,"d":"0.00"},{"v":0,"d":"0.00"},{"v":0,"d":"0.00"},{"v":0,"d":"0.00"},{"v":0,"d":"0.00"},{"v":0,"d":"0.00"},{"v":0,"d":"0.00"},{"v":0,"d":"0.00"},{"v":0,"d":"0.00"},{"v":0,"d":"0.00"},{"v":0,"d":"0.00"},{"v":0,"d":"0.00"},{"v":0,"d":"0.00"},{"v":0,"d":"0.00"},{"$f":"SUM(BV63:BV90)","v":{"v":0,"d":"0.00"}},{"v":0,"d":"0.00"},{"v":0,"d":"0.00"},{"v":0,"d":"0.00"},{"v":0,"d":"0.00"},{"v":0,"d":"0.00"},{"v":0,"d":"0.00"},{"v":0,"d":"0.00"},{"v":0,"d":"0.00"},{"v":0,"d":"0.00"},{"v":0,"d":"0.00"},{"v":0,"d":"0.00"},{"v":0,"d":"0.00"},{"v":0,"d":"0.00"},{"v":0,"d":"0.00"},{"v":0,"d":"0.00"},{"v":0,"d":"0.00"},{"v":0,"d":"0.00"},{"v":0,"d":"0.00"},{"v":0,"d":"0.00"},{"v":0,"d":"0.00"},{"v":0,"d":"0.00"},{"v":0,"d":"0.00"},{"v":0,"d":"0.00"},{"v":0,"d":"0.00"},{"v":0,"d":"0.00"},{"v":0,"d":"0.00"},{"v":0,"d":"0.00"},{"v":0,"d":"0.00"},{"v":0,"d":"0.00"},{"v":0,"d":"0.00"},{"$f":"SUM(DA63:DA90)","v":{"v":0,"d":"0.00"}},{"$nulls":3},{"v":23,"d":"23.00"},{"$f":"IF(ISBLANK('3 - Tc & RAINFALL'!G108),'3 - Tc & RAINFALL'!H108,'3 - Tc & RAINFALL'!G108/4)","v":{"v":0,"d":"0.00"}},null,null,{"v":23,"d":"23.00"},{"v":0,"d":"0.00"},"","","","","","","","","","","","","","","","","","","","","","","","","","","","",{"v":0,"d":"0.00"},{"v":0,"d":"0.00"},null,null,{"v":23,"d":"23.00"},{"v":0,"d":"0.00"},"","","","","","","","","","","","","","","","","","","","","","","","","","","","",{"v":0,"d":"0.00"},{"v":0,"d":"0.00"},null,null,{"v":23,"d":"23.00"},{"v":0,"d":"0.00"},{"v":0,"d":"0.00"},null,null,{"v":23,"d":"23.00"},{"v":0,"d":"0.00"},{"v":0,"d":"0.00"},null,null,{"v":23,"d":"23.00"},{"v":0,"d":"0.00"},{"v":0,"d":"0.00"},null,null,{"v":23,"d":"23.00"},{"v":0,"d":"0.00"},{"v":0,"d":"0.00"},null,null,{"v":23,"d":"23.00"},{"v":0,"d":"0.00"},{"v":0,"d":"0.00"}]
[{"$nulls":6},"14b.","Cumu.",{"$f":"I91","v":{"v":0,"d":"0.00"}},{"$f":"I92+J91","v":{"v":0,"d":"0.00"}},{"$f":"J92+K91","v":{"v":0,"d":"0.00"}},{"v":0,"d":"0.00"},{"v":0,"d":"0.00"},{"v":0,"d":"0.00"},{"v":0,"d":"0.00"},{"v":0,"d":"0.00"},{"v":0,"d":"0.00"},{"v":0,"d":"0.00"},{"v":0,"d":"0.00"},{"v":0,"d":"0.00"},{"v":0,"d":"0.00"},{"v":0,"d":"0.00"},{"v":0,"d":"0.00"},{"v":0,"d":"0.00"},{"v":0,"d":"0.00"},{"v":0,"d":"0.00"},{"v":0,"d":"0.00"},{"v":0,"d":"0.00"},{"v":0,"d":"0.00"},{"v":0,"d":"0.00"},{"v":0,"d":"0.00"},{"v":0,"d":"0.00"},{"v":0,"d":"0.00"},{"v":0,"d":"0.00"},{"v":0,"d":"0.00"},{"v":0,"d":"0.00"},{"v":0,"d":"0.00"},{"v":0,"d":"0.00"},{"v":0,"d":"0.00"},{"v":0,"d":"0.00"},{"v":0,"d":"0.00"},{"v":0,"d":"0.00"},{"v":0,"d":"0.00"},{"v":0,"d":"0.00"},{"v":0,"d":"0.00"},{"v":0,"d":"0.00"},{"v":0,"d":"0.00"},{"v":0,"d":"0.00"},{"v":0,"d":"0.00"},{"v":0,"d":"0.00"},{"v":0,"d":"0.00"},{"v":0,"d":"0.00"},{"v":0,"d":"0.00"},{"v":0,"d":"0.00"},{"v":0,"d":"0.00"},{"v":0,"d":"0.00"},{"v":0,"d":"0.00"},{"v":0,"d":"0.00"},{"v":0,"d":"0.00"},{"v":0,"d":"0.00"},{"v":0,"d":"0.00"},{"v":0,"d":"0.00"},{"v":0,"d":"0.00"},{"v":0,"d":"0.00"},{"v":0,"d":"0.00"},{"v":0,"d":"0.00"},{"v":0,"d":"0.00"},{"v":0,"d":"0.00"},{"v":0,"d":"0.00"},{"v":0,"d":"0.00"},{"v":0,"d":"0.00"},{"v":0,"d":"0.00"},{"v":0,"d":"0.00"},{"v":0,"d":"0.00"},{"$f":"BV92+BW91","v":{"v":0,"d":"0.00"}},{"v":0,"d":"0.00"},{"v":0,"d":"0.00"},{"v":0,"d":"0.00"},{"v":0,"d":"0.00"},{"v":0,"d":"0.00"},{"v":0,"d":"0.00"},{"v":0,"d":"0.00"},{"v":0,"d":"0.00"},{"v":0,"d":"0.00"},{"v":0,"d":"0.00"},{"v":0,"d":"0.00"},{"v":0,"d":"0.00"},{"v":0,"d":"0.00"},{"v":0,"d":"0.00"},{"v":0,"d":"0.00"},{"v":0,"d":"0.00"},{"v":0,"d":"0.00"},{"v":0,"d":"0.00"},{"v":0,"d":"0.00"},{"v":0,"d":"0.00"},{"v":0,"d":"0.00"},{"v":0,"d":"0.00"},{"v":0,"d":"0.00"},{"v":0,"d":"0.00"},{"v":0,"d":"0.00"},{"v":0,"d":"0.00"},{"v":0,"d":"0.00"},{"v":0,"d":"0.00"},{"v":0,"d":"0.00"},{"$nulls":4},23.25,{"$f":"IF(ISBLANK('3 - Tc & RAINFALL'!G109),'3 - Tc & RAINFALL'!H109,'3 - Tc & RAINFALL'!G109/4)","v":{"v":0,"d":"0.00"}},null,null,23.25,{"v":0,"d":"0.00"},"","","","","","","","","","","","","","","","","","","","","","","","","","","","",{"v":0,"d":"0.00"},{"v":0,"d":"0.00"},null,null,23.25,{"v":0,"d":"0.00"},"","","","","","","","","","","","","","","","","","","","","","","","","","","","",{"v":0,"d":"0.00"},{"v":0,"d":"0.00"},null,null,23.25,{"v":0,"d":"0.00"},{"v":0,"d":"0.00"},null,null,23.25,{"v":0,"d":"0.00"},{"v":0,"d":"0.00"},null,null,23.25,{"v":0,"d":"0.00"},{"v":0,"d":"0.00"},null,null,23.25,{"v":0,"d":"0.00"},{"v":0,"d":"0.00"},null,null,23.25,{"v":0,"d":"0.00"},{"v":0,"d":"0.00"}]
[null,"14. CSO Flows","14d.","Treated CSO volume (MG). Populate with Line 14b values that are less than or equal to Line 14c divided by 24.",null,null,"14d.",{"$f":"H63","v":"CSO 001"},{"$f":"IF(IFERROR(VLOOKUP(CONCATENATE($H93,$G93),$A:$DA,I$1,FALSE),\"\")=0,\"\",IFERROR(VLOOKUP(CONCATENATE($H93,$G93),$A:$DA,I$1,FALSE),\"\"))","v":""},"","","","","","","","","",{"$f":"IF(IFERROR(VLOOKUP(CONCATENATE($H93,$G93),$A:$DA,S$1,FALSE),\"\")=0,\"\",IFERROR(VLOOKUP(CONCATENATE($H93,$G93),$A:$DA,S$1,FALSE),\"\"))","v":""},"","","","","","","","","",{"$f":"IF(IFERROR(VLOOKUP(CONCATENATE($H93,$G93),$A:$DA,AC$1,FALSE),\"\")=0,\"\",IFERROR(VLOOKUP(CONCATENATE($H93,$G93),$A:$DA,AC$1,FALSE),\"\"))","v":""},"","","","","","","","","",{"$f":"IF(IFERROR(VLOOKUP(CONCATENATE($H93,$G93),$A:$DA,AM$1,FALSE),\"\")=0,\"\",IFERROR(VLOOKUP(CONCATENATE($H93,$G93),$A:$DA,AM$1,FALSE),\"\"))","v":""},"","","","","","","","","",{"$f":"IF(IFERROR(VLOOKUP(CONCATENATE($H93,$G93),$A:$DA,AW$1,FALSE),\"\")=0,\"\",IFERROR(VLOOKUP(CONCATENATE($H93,$G93),$A:$DA,AW$1,FALSE),\"\"))","v":""},"","","","","","","","","",{"$f":"IF(IFERROR(VLOOKUP(CONCATENATE($H93,$G93),$A:$DA,BG$1,FALSE),\"\")=0,\"\",IFERROR(VLOOKUP(CONCATENATE($H93,$G93),$A:$DA,BG$1,FALSE),\"\"))","v":""},"","","","","","","","","",{"$f":"IF(IFERROR(VLOOKUP(CONCATENATE($H93,$G93),$A:$DA,BQ$1,FALSE),\"\")=0,\"\",IFERROR(VLOOKUP(CONCATENATE($H93,$G93),$A:$DA,BQ$1,FALSE),\"\"))","v":""},"","","","","","","","","",{"$f":"IF(IFERROR(VLOOKUP(CONCATENATE($H93,$G93),$A:$DA,CA$1,FALSE),\"\")=0,\"\",IFERROR(VLOOKUP(CONCATENATE($H93,$G93),$A:$DA,CA$1,FALSE),\"\"))","v":""},"","","","","","","","","",{"$f":"IF(IFERROR(VLOOKUP(CONCATENATE($H93,$G93),$A:$DA,CK$1,FALSE),\"\")=0,\"\",IFERROR(VLOOKUP(CONCATENATE($H93,$G93),$A:$DA,CK$1,FALSE),\"\"))","v":""},"","","","","","","","","",{"$f":"IF(IFERROR(VLOOKUP(CONCATENATE($H93,$G93),$A:$DA,CU$1,FALSE),\"\")=0,\"\",IFERROR(VLOOKUP(CONCATENATE($H93,$G93),$A:$DA,CU$1,FALSE),\"\"))","v":""},"","","","","",{"$f":"IF(SUM(I93:CZ93)=0,\"\",SUM(I93:CZ93))","v":""},{"$nulls":3},{"v":23.5,"d":"23.50"},{"$f":"IF(ISBLANK('3 - Tc & RAINFALL'!G110),'3 - Tc & RAINFALL'!H110,'3 - Tc & RAINFALL'!G110/4)","v":{"v":0,"d":"0.00"}},null,null,{"v":23.5,"d":"23.50"},{"v":0,"d":"0.00"},"","","","","","","","","","","","","","","","","","","","","","","","","","","","",{"v":0,"d":"0.00"},{"v":0,"d":"0.00"},null,null,{"v":23.5,"d":"23.50"},{"v":0,"d":"0.00"},"","","","","","","","","","","","","","","","","","","","","","","","","","","","",{"v":0,"d":"0.00"},{"v":0,"d":"0.00"},null,null,{"v":23.5,"d":"23.50"},{"v":0,"d":"0.00"},{"v":0,"d":"0.00"},null,null,{"v":23.5,"d":"23.50"},{"v":0,"d":"0.00"},{"v":0,"d":"0.00"},null,null,{"v":23.5,"d":"23.50"},{"v":0,"d":"0.00"},{"v":0,"d":"0.00"},null,null,{"v":23.5,"d":"23.50"},{"v":0,"d":"0.00"},{"v":0,"d":"0.00"},null,null,{"v":23.5,"d":"23.50"},{"v":0,"d":"0.00"},{"v":0,"d":"0.00"}]
[{"$nulls":6},"14d.",{"$f":"H64","v":"CSO 002"},"","","","","","","","","","","","","","","","","","","","","","","","","","","","","","","","","","","","","","","","","","","","","","","","","","","","","","","","","","","","","","","","","","","","","","","","","","","","","","","","","","","","","","","","","","","","","","","","","",{"$nulls":3},23.75,{"$f":"IF(ISBLANK('3 - Tc & RAINFALL'!G111),'3 - Tc & RAINFALL'!H111,'3 - Tc & RAINFALL'!G111/4)","v":{"v":0,"d":"0.00"}},null,null,23.75,{"v":0,"d":"0.00"},"","","","","","","","","","","","","","","","","","","","","","","","","","","","",{"v":0,"d":"0.00"},{"v":0,"d":"0.00"},null,null,23.75,{"v":0,"d":"0.00"},"","","","","","","","","","","","","","","","","","","","","","","","","","","","",{"v":0,"d":"0.00"},{"v":0,"d":"0.00"},null,null,23.75,{"v":0,"d":"0.00"},{"v":0,"d":"0.00"},null,null,23.75,{"v":0,"d":"0.00"},{"v":0,"d":"0.00"},null,null,23.75,{"v":0,"d":"0.00"},{"v":0,"d":"0.00"},null,null,23.75,{"v":0,"d":"0.00"},{"v":0,"d":"0.00"},null,null,23.75,{"v":0,"d":"0.00"},{"v":0,"d":"0.00"}]
[{"$nulls":6},"14d.","CSO 003","","","","","","","","","","","","","","","","","","","","","","","","","","","","","","","","","","","","","","","","","","","","","","","","","","","","","","","","","","","","","","","","","","","","","","","","","","","","","","","","","","","","","","","","","","","","","","","","","",{"$nulls":3},{"v":24,"d":"24.00"},{"$f":"IF(ISBLANK('3 - Tc & RAINFALL'!G112),'3 - Tc & RAINFALL'!H112,'3 - Tc & RAINFALL'!G112/4)","v":{"v":0,"d":"0.00"}},null,null,{"v":24,"d":"24.00"},{"v":0,"d":"0.00"},"","","","","","","","","","","","","","","","","","","","","","","","","","","","",{"v":0,"d":"0.00"},{"v":0,"d":"0.00"},null,null,{"v":24,"d":"24.00"},{"v":0,"d":"0.00"},"","","","","","","","","","","","","","","","","","","","","","","","","","","","",{"v":0,"d":"0.00"},{"v":0,"d":"0.00"},null,null,{"v":24,"d":"24.00"},{"v":0,"d":"0.00"},{"v":0,"d":"0.00"},null,null,{"v":24,"d":"24.00"},{"v":0,"d":"0.00"},{"v":0,"d":"0.00"},null,null,{"v":24,"d":"24.00"},{"v":0,"d":"0.00"},{"v":0,"d":"0.00"},null,null,{"v":24,"d":"24.00"},{"v":0,"d":"0.00"},{"v":0,"d":"0.00"},null,null,{"v":24,"d":"24.00"},{"v":0,"d":"0.00"},{"v":0,"d":"0.00"}]
[{"$nulls":6},"14d.","CSO 004","","","","","","","","","","","","","","","","","","","","","","","","","","","","","","","","","","","","","","","","","","","","","","","","","","","","","","","","","","","","","","","","","","","","","","","","","","","","","","","","","","","","","","","","","","","","","","","","","",{"$nulls":3},24.25,{"$f":"IF(ISBLANK('3 - Tc & RAINFALL'!G113),'3 - Tc & RAINFALL'!H113,'3 - Tc & RAINFALL'!G113/4)","v":{"v":0,"d":"0.00"}},null,null,24.25,{"v":0,"d":"0.00"},"","","","","","","","","","","","","","","","","","","","","","","","","","","","",{"v":0,"d":"0.00"},{"v":0,"d":"0.00"},null,null,24.25,{"v":0,"d":"0.00"},"","","","","","","","","","","","","","","","","","","","","","","","","","","","",{"v":0,"d":"0.00"},{"v":0,"d":"0.00"},null,null,24.25,{"v":0,"d":"0.00"},{"v":0,"d":"0.00"},null,null,24.25,{"v":0,"d":"0.00"},{"v":0,"d":"0.00"},null,null,24.25,{"v":0,"d":"0.00"},{"v":0,"d":"0.00"},null,null,24.25,{"v":0,"d":"0.00"},{"v":0,"d":"0.00"},null,null,24.25,{"v":0,"d":"0.00"},{"v":0,"d":"0.00"}]
[{"$nulls":6},"14d.","CSO 005","","","","","","","","","","","","","","","","","","","","","","","","","","","","","","","","","","","","","","","","","","","","","","","","","","","","","","","","","","","","","","","","","","","","","","","","","","","","","","","","","","","","","","","","","","","","","","","","","",{"$nulls":3},{"v":24.5,"d":"24.50"},{"$f":"IF(ISBLANK('3 - Tc & RAINFALL'!G114),'3 - Tc & RAINFALL'!H114,'3 - Tc & RAINFALL'!G114/4)","v":{"v":0,"d":"0.00"}},null,null,{"v":24.5,"d":"24.50"},{"v":0,"d":"0.00"},"","","","","","","","","","","","","","","","","","","","","","","","","","","","",{"v":0,"d":"0.00"},{"v":0,"d":"0.00"},null,null,{"v":24.5,"d":"24.50"},{"v":0,"d":"0.00"},"","","","","","","","","","","","","","","","","","","","","","","","","","","","",{"v":0,"d":"0.00"},{"v":0,"d":"0.00"},null,null,{"v":24.5,"d":"24.50"},{"v":0,"d":"0.00"},{"v":0,"d":"0.00"},null,null,{"v":24.5,"d":"24.50"},{"v":0,"d":"0.00"},{"v":0,"d":"0.00"},null,null,{"v":24.5,"d":"24.50"},{"v":0,"d":"0.00"},{"v":0,"d":"0.00"},null,null,{"v":24.5,"d":"24.50"},{"v":0,"d":"0.00"},{"v":0,"d":"0.00"},null,null,{"v":24.5,"d":"24.50"},{"v":0,"d":"0.00"},{"v":0,"d":"0.00"}]
[{"$nulls":6},"14d.","CSO 006","","","","","","","","","","","","","","","","","","","","","","","","","","","","","","","","","","","","","","","","","","","","","","","","","","","","","","","","","","","","","","","","","","","","","","","","","","","","","","","","","","","","","","","","","","","","","","","","",{"$f":"IF(SUM(I98:CZ98)=0,\"\",SUM(I98:CZ98))","v":""},{"$nulls":3},24.75,{"$f":"IF(ISBLANK('3 - Tc & RAINFALL'!G115),'3 - Tc & RAINFALL'!H115,'3 - Tc & RAINFALL'!G115/4)","v":{"v":0,"d":"0.00"}},null,null,24.75,{"v":0,"d":"0.00"},"","","","","","","","","","","","","","","","","","","","","","","","","","","","",{"v":0,"d":"0.00"},{"v":0,"d":"0.00"},null,null,24.75,{"v":0,"d":"0.00"},"","","","","","","","","","","","","","","","","","","","","","","","","","","","",{"v":0,"d":"0.00"},{"v":0,"d":"0.00"},null,null,24.75,{"v":0,"d":"0.00"},{"v":0,"d":"0.00"},null,null,24.75,{"v":0,"d":"0.00"},{"v":0,"d":"0.00"},null,null,24.75,{"v":0,"d":"0.00"},{"v":0,"d":"0.00"},null,null,24.75,{"v":0,"d":"0.00"},{"v":0,"d":"0.00"},null,null,24.75,{"v":0,"d":"0.00"},{"v":0,"d":"0.00"}]
[{"$nulls":6},"14d.","CSO 007","","","","","","","","","","","","","","","","","","","","","","","","","","","","","","","","","","","","","","","","","","","","","","","","","","","","","","","","","","","","","","","","","","","","","","","","","","","","","","","","","","","","","","","","","","","","","","","","",""]
[{"$nulls":6},"14d.","CSO 008","","","","","","","","","","","","","","","","","","","","","","","","","","","","","","","","","","","","","","","","","","","","","","","","","","","","","","","","","","","","","","","","","","","","","","","","","","","","","","","","","","","","","","","","","","","","","","","","",""]
[{"$nulls":6},"14d.","CSO 009","","","","","","","","","","","","","","","","","","","","","","","","","","","","","","","","","","","","","","","","","","","","","","","","","","","","","","","","","","","","","","","","","","","","","","","","","","","","","","","","","","","","","","","","","","","","","","","","",""]
[{"$nulls":6},"14d.","CSO 010","","","","","","","","","","","","","","","","","","","","","","","","","","","","","","","","","","","","","","","","","","","","","","","","","","","","","","","","","","","","","","","","","","","","","","","","","","","","","","","","","","","","","","","","","","","","","","","","",""]
[{"$nulls":6},"14d.","CSO 011",{"$f":"IF(IFERROR(VLOOKUP(CONCATENATE($H103,$G103),$A:$DA,I$1,FALSE),\"\")=0,\"\",IFERROR(VLOOKUP(CONCATENATE($H103,$G103),$A:$DA,I$1,FALSE),\"\"))","v":""},"","","","","","","","","",{"$f":"IF(IFERROR(VLOOKUP(CONCATENATE($H103,$G103),$A:$DA,S$1,FALSE),\"\")=0,\"\",IFERROR(VLOOKUP(CONCATENATE($H103,$G103),$A:$DA,S$1,FALSE),\"\"))","v":""},"","","","","","","","","",{"$f":"IF(IFERROR(VLOOKUP(CONCATENATE($H103,$G103),$A:$DA,AC$1,FALSE),\"\")=0,\"\",IFERROR(VLOOKUP(CONCATENATE($H103,$G103),$A:$DA,AC$1,FALSE),\"\"))","v":""},"","","","","","","","","",{"$f":"IF(IFERROR(VLOOKUP(CONCATENATE($H103,$G103),$A:$DA,AM$1,FALSE),\"\")=0,\"\",IFERROR(VLOOKUP(CONCATENATE($H103,$G103),$A:$DA,AM$1,FALSE),\"\"))","v":""},"","","","","","","","","",{"$f":"IF(IFERROR(VLOOKUP(CONCATENATE($H103,$G103),$A:$DA,AW$1,FALSE),\"\")=0,\"\",IFERROR(VLOOKUP(CONCATENATE($H103,$G103),$A:$DA,AW$1,FALSE),\"\"))","v":""},"","","","","","","","","",{"$f":"IF(IFERROR(VLOOKUP(CONCATENATE($H103,$G103),$A:$DA,BG$1,FALSE),\"\")=0,\"\",IFERROR(VLOOKUP(CONCATENATE($H103,$G103),$A:$DA,BG$1,FALSE),\"\"))","v":""},"","","","","","","","","",{"$f":"IF(IFERROR(VLOOKUP(CONCATENATE($H103,$G103),$A:$DA,BQ$1,FALSE),\"\")=0,\"\",IFERROR(VLOOKUP(CONCATENATE($H103,$G103),$A:$DA,BQ$1,FALSE),\"\"))","v":""},"","","","","","","","","",{"$f":"IF(IFERROR(VLOOKUP(CONCATENATE($H103,$G103),$A:$DA,CA$1,FALSE),\"\")=0,\"\",IFERROR(VLOOKUP(CONCATENATE($H103,$G103),$A:$DA,CA$1,FALSE),\"\"))","v":""},"","","","","","","","","",{"$f":"IF(IFERROR(VLOOKUP(CONCATENATE($H103,$G103),$A:$DA,CK$1,FALSE),\"\")=0,\"\",IFERROR(VLOOKUP(CONCATENATE($H103,$G103),$A:$DA,CK$1,FALSE),\"\"))","v":""},"","","","","","","","","",{"$f":"IF(IFERROR(VLOOKUP(CONCATENATE($H103,$G103),$A:$DA,CU$1,FALSE),\"\")=0,\"\",IFERROR(VLOOKUP(CONCATENATE($H103,$G103),$A:$DA,CU$1,FALSE),\"\"))","v":""},"","","","","",""]
[{"$nulls":6},"14d.","CSO 012","","","","","","","","","","","","","","","","","","","","","","","","","","","","","","","","","","","","","","","","","","","","","","","","","","","","","","","","","","","","","","","","","","","","","","","","","","","","","","","","","","","","","","","","","","","","","","","","",""]
[{"$nulls":6},"14d.","CSO 013","","","","","","","","","","","","","","","","","","","","","","","","","","","","","","","","","","","","","","","","","","","","","","","","","","","","","","","","","","","","","","","","","","","","","","","","","","","","","","","","","","","","","","","","","","","","","","","","",""]
[{"$nulls":6},"14d.","CSO 014","","","","","","","","","","","","","","","","","","","","","","","","","","","","","","","","","","","","","","","","","","","","","","","","","","","","","","","","","","","","","","","","","","","","","","","","","","","","","","","","","","","","","","","","","","","","","","","","",""]
[{"$nulls":6},"14d.","CSO 015","","","","","","","","","","","","","","","","","","","","","","","","","","","","","","","","","","","","","","","","","","","","","","","","","","","","","","","","","","","","","","","","","","","","","","","","","","","","","","","","","","","","","","","","","","","","","","","","",""]
[{"$nulls":6},"14d.","CSO 016","","","","","","","","","","","","","","","","","","","","","","","","","","","","","","","","","","","","","","","","","","","","","","","","","","","","","","","","","","","","","","","","","","","","","","","","","","","","","","","","","","","","","","","","","","","","","","","","",""]
[{"$nulls":6},"14d.","CSO 017","","","","","","","","","","","","","","","","","","","","","","","","","","","","","","","","","","","","","","","","","","","","","","","","","","","","","","","","","","","","","","","","","","","","","","","","","","","","","","","","","","","","","","","","","","","","","","","","",""]
[{"$nulls":6},"14d.","CSO 018","","","","","","","","","","","","","","","","","","","","","","","","","","","","","","","","","","","","","","","","","","","","","","","","","","","","","","","","","","","","","","","","","","","","","","","","","","","","","","","","","","","","","","","","","","","","","","","","",""]
[{"$nulls":6},"14d.","CSO 019","","","","","","","","","","","","","","","","","","","","","","","","","","","","","","","","","","","","","","","","","","","","","","","","","","","","","","","","","","","","","","","","","","","","","","","","","","","","","","","","","","","","","","","","","","","","","","","","",""]
[{"$nulls":6},"14d.","CSO 020","","","","","","","","","","","","","","","","","","","","","","","","","","","","","","","","","","","","","","","","","","","","","","","","","","","","","","","","","","","","","","","","","","","","","","","","","","","","","","","","","","","","","","","","","","","","","","","","",""]
[{"$nulls":6},"14d.","CSO 021",{"$f":"IF(IFERROR(VLOOKUP(CONCATENATE($H113,$G113),$A:$DA,I$1,FALSE),\"\")=0,\"\",IFERROR(VLOOKUP(CONCATENATE($H113,$G113),$A:$DA,I$1,FALSE),\"\"))","v":""},"","","","","","","","","",{"$f":"IF(IFERROR(VLOOKUP(CONCATENATE($H113,$G113),$A:$DA,S$1,FALSE),\"\")=0,\"\",IFERROR(VLOOKUP(CONCATENATE($H113,$G113),$A:$DA,S$1,FALSE),\"\"))","v":""},"","","","","","","","","",{"$f":"IF(IFERROR(VLOOKUP(CONCATENATE($H113,$G113),$A:$DA,AC$1,FALSE),\"\")=0,\"\",IFERROR(VLOOKUP(CONCATENATE($H113,$G113),$A:$DA,AC$1,FALSE),\"\"))","v":""},"","","","","","","","","",{"$f":"IF(IFERROR(VLOOKUP(CONCATENATE($H113,$G113),$A:$DA,AM$1,FALSE),\"\")=0,\"\",IFERROR(VLOOKUP(CONCATENATE($H113,$G113),$A:$DA,AM$1,FALSE),\"\"))","v":""},"","","","","","","","","",{"$f":"IF(IFERROR(VLOOKUP(CONCATENATE($H113,$G113),$A:$DA,AW$1,FALSE),\"\")=0,\"\",IFERROR(VLOOKUP(CONCATENATE($H113,$G113),$A:$DA,AW$1,FALSE),\"\"))","v":""},"","","","","","","","","",{"$f":"IF(IFERROR(VLOOKUP(CONCATENATE($H113,$G113),$A:$DA,BG$1,FALSE),\"\")=0,\"\",IFERROR(VLOOKUP(CONCATENATE($H113,$G113),$A:$DA,BG$1,FALSE),\"\"))","v":""},"","","","","","","","","",{"$f":"IF(IFERROR(VLOOKUP(CONCATENATE($H113,$G113),$A:$DA,BQ$1,FALSE),\"\")=0,\"\",IFERROR(VLOOKUP(CONCATENATE($H113,$G113),$A:$DA,BQ$1,FALSE),\"\"))","v":""},"","","","","","","","","",{"$f":"IF(IFERROR(VLOOKUP(CONCATENATE($H113,$G113),$A:$DA,CA$1,FALSE),\"\")=0,\"\",IFERROR(VLOOKUP(CONCATENATE($H113,$G113),$A:$DA,CA$1,FALSE),\"\"))","v":""},"","","","","","","","","",{"$f":"IF(IFERROR(VLOOKUP(CONCATENATE($H113,$G113),$A:$DA,CK$1,FALSE),\"\")=0,\"\",IFERROR(VLOOKUP(CONCATENATE($H113,$G113),$A:$DA,CK$1,FALSE),\"\"))","v":""},"","","","","","","","","",{"$f":"IF(IFERROR(VLOOKUP(CONCATENATE($H113,$G113),$A:$DA,CU$1,FALSE),\"\")=0,\"\",IFERROR(VLOOKUP(CONCATENATE($H113,$G113),$A:$DA,CU$1,FALSE),\"\"))","v":""},"","","","","",""]
[{"$nulls":6},"14d.","CSO 022","","","","","","","","","","","","","","","","","","","","","","","","","","","","","","","","","","","","","","","","","","","","","","","","","","","","","","","","","","","","","","","","","","","","","","","","","","","","","","","","","","","","","","","","","","","","","","","","",""]
[{"$nulls":6},"14d.","CSO 023","","","","","","","","","","","","","","","","","","","","","","","","","","","","","","","","","","","","","","","","","","","","","","","","","","","","","","","","","","","","","","","","","","","","","","","","","","","","","","","","","","","","","","","","","","","","","","","","",""]
[{"$nulls":6},"14d.","CSO 024","","","","","","","","","","","","","","","","","","","","","","","","","","","","","","","","","","","","","","","","","","","","","","","","","","","","","","","","","","","","","","","","","","","","","","","","","","","","","","","","","","","","","","","","","","","","","","","","",""]
[{"$nulls":6},"14d.","CSO 025","","","","","","","","","","","","","","","","","","","","","","","","","","","","","","","","","","","","","","","","","","","","","","","","","","","","","","","","","","","","","","","","","","","","","","","","","","","","","","","","","","","","","","","","","","","","","","","","",""]
[{"$nulls":6},"14d.","CSO 026","","","","","","","","","","","","","","","","","","","","","","","","","","","","","","","","","","","","","","","","","","","","","","","","","","","","","","","","","","","","","","","","","","","","","","","","","","","","","","","","","","","","","","","","","","","","","","","","",""]
[{"$nulls":6},"14d.","CSO 027","","","","","","","","","","","","","","","","","","","","","","","","","","","","","","","","","","","","","","","","","","","","","","","","","","","","","","","","","","","","","","","","","","","","","","","","","","","","","","","","","","","","","","","","","","","","","","","","",""]
[{"$nulls":6},"14d.","CSO 028","","","","","","","","","","","","","","","","","","","","","","","","","","","","","","","","","","","","","","","","","","","","","","","","","","","","","","","","","","","","","","","","","","","","","","","","","","","","","","","","","","","","","","","","","","","","","","","","",""]
[{"$nulls":6},"14d.","Total",{"$f":"SUM(I93:I120)","v":{"v":0,"d":"0.00"}},{"$f":"SUM(J93:J120)","v":{"v":0,"d":"0.00"}},{"$f":"SUM(K93:K120)","v":{"v":0,"d":"0.00"}},{"v":0,"d":"0.00"},{"v":0,"d":"0.00"},{"v":0,"d":"0.00"},{"v":0,"d":"0.00"},{"v":0,"d":"0.00"},{"v":0,"d":"0.00"},{"v":0,"d":"0.00"},{"v":0,"d":"0.00"},{"v":0,"d":"0.00"},{"v":0,"d":"0.00"},{"v":0,"d":"0.00"},{"v":0,"d":"0.00"},{"v":0,"d":"0.00"},{"v":0,"d":"0.00"},{"v":0,"d":"0.00"},{"v":0,"d":"0.00"},{"v":0,"d":"0.00"},{"v":0,"d":"0.00"},{"v":0,"d":"0.00"},{"v":0,"d":"0.00"},{"v":0,"d":"0.00"},{"v":0,"d":"0.00"},{"v":0,"d":"0.00"},{"v":0,"d":"0.00"},{"v":0,"d":"0.00"},{"v":0,"d":"0.00"},{"v":0,"d":"0.00"},{"v":0,"d":"0.00"},{"v":0,"d":"0.00"},{"v":0,"d":"0.00"},{"v":0,"d":"0.00"},{"v":0,"d":"0.00"},{"v":0,"d":"0.00"},{"v":0,"d":"0.00"},{"v":0,"d":"0.00"},{"v":0,"d":"0.00"},{"v":0,"d":"0.00"},{"v":0,"d":"0.00"},{"v":0,"d":"0.00"},{"v":0,"d":"0.00"},{"v":0,"d":"0.00"},{"v":0,"d":"0.00"},{"v":0,"d":"0.00"},{"v":0,"d":"0.00"},{"v":0,"d":"0.00"},{"v":0,"d":"0.00"},{"v":0,"d":"0.00"},{"v":0,"d":"0.00"},{"v":0,"d":"0.00"},{"v":0,"d":"0.00"},{"v":0,"d":"0.00"},{"v":0,"d":"0.00"},{"v":0,"d":"0.00"},{"v":0,"d":"0.00"},{"v":0,"d":"0.00"},{"v":0,"d":"0.00"},{"v":0,"d":"0.00"},{"v":0,"d":"0.00"},{"v":0,"d":"0.00"},{"v":0,"d":"0.00"},{"v":0,"d":"0.00"},{"v":0,"d":"0.00"},{"v":0,"d":"0.00"},{"$f":"SUM(BW93:BW120)","v":{"v":0,"d":"0.00"}},{"v":0,"d":"0.00"},{"v":0,"d":"0.00"},{"v":0,"d":"0.00"},{"v":0,"d":"0.00"},{"v":0,"d":"0.00"},{"v":0,"d":"0.00"},{"v":0,"d":"0.00"},{"v":0,"d":"0.00"},{"v":0,"d":"0.00"},{"v":0,"d":"0.00"},{"v":0,"d":"0.00"},{"v":0,"d":"0.00"},{"v":0,"d":"0.00"},{"v":0,"d":"0.00"},{"v":0,"d":"0.00"},{"v":0,"d":"0.00"},{"v":0,"d":"0.00"},{"v":0,"d":"0.00"},{"v":0,"d":"0.00"},{"v":0,"d":"0.00"},{"v":0,"d":"0.00"},{"v":0,"d":"0.00"},{"v":0,"d":"0.00"},{"v":0,"d":"0.00"},{"v":0,"d":"0.00"},{"v":0,"d":"0.00"},{"v":0,"d":"0.00"},{"v":0,"d":"0.00"},{"v":0,"d":"0.00"},{"$f":"SUM(DA93:DA120)","v":{"v":0,"d":"0.00"}}]
[{"$nulls":6},"14d.","Cumu.",{"$f":"I121","v":{"v":0,"d":"0.00"}},{"$f":"I122+J121","v":{"v":0,"d":"0.00"}},{"$f":"J122+K121","v":{"v":0,"d":"0.00"}},{"v":0,"d":"0.00"},{"v":0,"d":"0.00"},{"v":0,"d":"0.00"},{"v":0,"d":"0.00"},{"v":0,"d":"0.00"},{"v":0,"d":"0.00"},{"v":0,"d":"0.00"},{"v":0,"d":"0.00"},{"v":0,"d":"0.00"},{"v":0,"d":"0.00"},{"v":0,"d":"0.00"},{"v":0,"d":"0.00"},{"v":0,"d":"0.00"},{"v":0,"d":"0.00"},{"v":0,"d":"0.00"},{"v":0,"d":"0.00"},{"v":0,"d":"0.00"},{"v":0,"d":"0.00"},{"v":0,"d":"0.00"},{"v":0,"d":"0.00"},{"v":0,"d":"0.00"},{"v":0,"d":"0.00"},{"v":0,"d":"0.00"},{"v":0,"d":"0.00"},{"v":0,"d":"0.00"},{"v":0,"d":"0.00"},{"v":0,"d":"0.00"},{"v":0,"d":"0.00"},{"v":0,"d":"0.00"},{"v":0,"d":"0.00"},{"v":0,"d":"0.00"},{"v":0,"d":"0.00"},{"v":0,"d":"0.00"},{"v":0,"d":"0.00"},{"v":0,"d":"0.00"},{"v":0,"d":"0.00"},{"v":0,"d":"0.00"},{"v":0,"d":"0.00"},{"v":0,"d":"0.00"},{"v":0,"d":"0.00"},{"v":0,"d":"0.00"},{"v":0,"d":"0.00"},{"v":0,"d":"0.00"},{"v":0,"d":"0.00"},{"v":0,"d":"0.00"},{"v":0,"d":"0.00"},{"v":0,"d":"0.00"},{"v":0,"d":"0.00"},{"v":0,"d":"0.00"},{"v":0,"d":"0.00"},{"v":0,"d":"0.00"},{"v":0,"d":"0.00"},{"v":0,"d":"0.00"},{"v":0,"d":"0.00"},{"v":0,"d":"0.00"},{"v":0,"d":"0.00"},{"v":0,"d":"0.00"},{"v":0,"d":"0.00"},{"v":0,"d":"0.00"},{"v":0,"d":"0.00"},{"v":0,"d":"0.00"},{"v":0,"d":"0.00"},{"v":0,"d":"0.00"},{"$f":"BV122+BW121","v":{"v":0,"d":"0.00"}},{"v":0,"d":"0.00"},{"v":0,"d":"0.00"},{"v":0,"d":"0.00"},{"v":0,"d":"0.00"},{"v":0,"d":"0.00"},{"v":0,"d":"0.00"},{"v":0,"d":"0.00"},{"v":0,"d":"0.00"},{"v":0,"d":"0.00"},{"v":0,"d":"0.00"},{"v":0,"d":"0.00"},{"v":0,"d":"0.00"},{"v":0,"d":"0.00"},{"v":0,"d":"0.00"},{"v":0,"d":"0.00"},{"v":0,"d":"0.00"},{"v":0,"d":"0.00"},{"v":0,"d":"0.00"},{"v":0,"d":"0.00"},{"v":0,"d":"0.00"},{"v":0,"d":"0.00"},{"v":0,"d":"0.00"},{"v":0,"d":"0.00"},{"v":0,"d":"0.00"},{"v":0,"d":"0.00"},{"v":0,"d":"0.00"},{"v":0,"d":"0.00"},{"v":0,"d":"0.00"},{"v":0,"d":"0.00"}]
[null,"14. CSO Flows","14e.","Untreated CSO volume (MG). Difference between hourly values for Line 14b and line 14d.",null,null,"14e.",{"$f":"H93","v":"CSO 001"},{"$f":"IF(IFERROR(VLOOKUP(CONCATENATE($H123,$G123),$A:$DA,I$1,FALSE),\"\")=0,\"\",IFERROR(VLOOKUP(CONCATENATE($H123,$G123),$A:$DA,I$1,FALSE),\"\"))","v":""},"","","","","","","","","",{"$f":"IF(IFERROR(VLOOKUP(CONCATENATE($H123,$G123),$A:$DA,S$1,FALSE),\"\")=0,\"\",IFERROR(VLOOKUP(CONCATENATE($H123,$G123),$A:$DA,S$1,FALSE),\"\"))","v":""},"","","","","","","","","",{"$f":"IF(IFERROR(VLOOKUP(CONCATENATE($H123,$G123),$A:$DA,AC$1,FALSE),\"\")=0,\"\",IFERROR(VLOOKUP(CONCATENATE($H123,$G123),$A:$DA,AC$1,FALSE),\"\"))","v":""},"","","","","","","","","",{"$f":"IF(IFERROR(VLOOKUP(CONCATENATE($H123,$G123),$A:$DA,AM$1,FALSE),\"\")=0,\"\",IFERROR(VLOOKUP(CONCATENATE($H123,$G123),$A:$DA,AM$1,FALSE),\"\"))","v":""},"","","","","","","","","",{"$f":"IF(IFERROR(VLOOKUP(CONCATENATE($H123,$G123),$A:$DA,AW$1,FALSE),\"\")=0,\"\",IFERROR(VLOOKUP(CONCATENATE($H123,$G123),$A:$DA,AW$1,FALSE),\"\"))","v":""},"","","","","","","","","",{"$f":"IF(IFERROR(VLOOKUP(CONCATENATE($H123,$G123),$A:$DA,BG$1,FALSE),\"\")=0,\"\",IFERROR(VLOOKUP(CONCATENATE($H123,$G123),$A:$DA,BG$1,FALSE),\"\"))","v":""},"","","","","","","","","",{"$f":"IF(IFERROR(VLOOKUP(CONCATENATE($H123,$G123),$A:$DA,BQ$1,FALSE),\"\")=0,\"\",IFERROR(VLOOKUP(CONCATENATE($H123,$G123),$A:$DA,BQ$1,FALSE),\"\"))","v":""},"","","","","","","","","",{"$f":"IF(IFERROR(VLOOKUP(CONCATENATE($H123,$G123),$A:$DA,CA$1,FALSE),\"\")=0,\"\",IFERROR(VLOOKUP(CONCATENATE($H123,$G123),$A:$DA,CA$1,FALSE),\"\"))","v":""},"","","","","","","","","",{"$f":"IF(IFERROR(VLOOKUP(CONCATENATE($H123,$G123),$A:$DA,CK$1,FALSE),\"\")=0,\"\",IFERROR(VLOOKUP(CONCATENATE($H123,$G123),$A:$DA,CK$1,FALSE),\"\"))","v":""},"","","","","","","","","",{"$f":"IF(IFERROR(VLOOKUP(CONCATENATE($H123,$G123),$A:$DA,CU$1,FALSE),\"\")=0,\"\",IFERROR(VLOOKUP(CONCATENATE($H123,$G123),$A:$DA,CU$1,FALSE),\"\"))","v":""},"","","","","",{"$f":"IF(SUM(I123:CZ123)=0,\"\",SUM(I123:CZ123))","v":""}]
[{"$nulls":6},"14e.",{"$f":"H94","v":"CSO 002"},"","","","","","","","","","","","","","","","","","","","","","","","","","","","","","","","","","","","","","","","","","","","","","","","","","","","","","","","","","","","","","","","","","","","","","","","","","","","","","","","","","","","","","","","","","","","","","","","",""]
[{"$nulls":6},"14e.","CSO 003","","","","","","","","","","","","","","","","","","","","","","","","","","","","","","","","","","","","","","","","","","","","","","","","","","","","","","","","","","","","","","","","","","","","","","","","","","","","","","","","","","","","","","","","","","","","","","","","",""]
[{"$nulls":6},"14e.","CSO 004","","","","","","","","","","","","","","","","","","","","","","","","","","","","","","","","","","","","","","","","","","","","","","","","","","","","","","","","","","","","","","","","","","","","","","","","","","","","","","","","","","","","","","","","","","","","","","","","",""]
[{"$nulls":6},"14e.","CSO 005","","","","","","","","","","","","","","","","","","","","","","","","","","","","","","","","","","","","","","","","","","","","","","","","","","","","","","","","","","","","","","","","","","","","","","","","","","","","","","","","","","","","","","","","","","","","","","","","",""]
[{"$nulls":6},"14e.","CSO 006","","","","","","","","","","","","","","","","","","","","","","","","","","","","","","","","","","","","","","","","","","","","","","","","","","","","","","","","","","","","","","","","","","","","","","","","","","","","","","","","","","","","","","","","","","","","","","","","",""]
[{"$nulls":6},"14e.","CSO 007","","","","","","","","","","","","","","","","","","","","","","","","","","","","","","","","","","","","","","","","","","","","","","","","","","","","","","","","","","","","","","","","","","","","","","","","","","","","","","","","","","","","","","","","","","","","","","","","",""]
[{"$nulls":6},"14e.","CSO 008","","","","","","","","","","","","","","","","","","","","","","","","","","","","","","","","","","","","","","","","","","","","","","","","","","","","","","","","","","","","","","","","","","","","","","","","","","","","","","","","","","","","","","","","","","","","","","","","",{"$f":"IF(SUM(I130:CZ130)=0,\"\",SUM(I130:CZ130))","v":""}]
[{"$nulls":6},"14e.","CSO 009","","","","","","","","","","","","","","","","","","","","","","","","","","","","","","","","","","","","","","","","","","","","","","","","","","","","","","","","","","","","","","","","","","","","","","","","","","","","","","","","","","","","","","","","","","","","","","","","",""]
[{"$nulls":6},"14e.","CSO 010","","","","","","","","","","","","","","","","","","","","","","","","","","","","","","","","","","","","","","","","","","","","","","","","","","","","","","","","","","","","","","","","","","","","","","","","","","","","","","","","","","","","","","","","","","","","","","","","",""]
[{"$nulls":6},"14e.","CSO 011",{"$f":"IF(IFERROR(VLOOKUP(CONCATENATE($H133,$G133),$A:$DA,I$1,FALSE),\"\")=0,\"\",IFERROR(VLOOKUP(CONCATENATE($H133,$G133),$A:$DA,I$1,FALSE),\"\"))","v":""},"","","","","","","","","",{"$f":"IF(IFERROR(VLOOKUP(CONCATENATE($H133,$G133),$A:$DA,S$1,FALSE),\"\")=0,\"\",IFERROR(VLOOKUP(CONCATENATE($H133,$G133),$A:$DA,S$1,FALSE),\"\"))","v":""},"","","","","","","","","",{"$f":"IF(IFERROR(VLOOKUP(CONCATENATE($H133,$G133),$A:$DA,AC$1,FALSE),\"\")=0,\"\",IFERROR(VLOOKUP(CONCATENATE($H133,$G133),$A:$DA,AC$1,FALSE),\"\"))","v":""},"","","","","","","","","",{"$f":"IF(IFERROR(VLOOKUP(CONCATENATE($H133,$G133),$A:$DA,AM$1,FALSE),\"\")=0,\"\",IFERROR(VLOOKUP(CONCATENATE($H133,$G133),$A:$DA,AM$1,FALSE),\"\"))","v":""},"","","","","","","","","",{"$f":"IF(IFERROR(VLOOKUP(CONCATENATE($H133,$G133),$A:$DA,AW$1,FALSE),\"\")=0,\"\",IFERROR(VLOOKUP(CONCATENATE($H133,$G133),$A:$DA,AW$1,FALSE),\"\"))","v":""},"","","","","","","","","",{"$f":"IF(IFERROR(VLOOKUP(CONCATENATE($H133,$G133),$A:$DA,BG$1,FALSE),\"\")=0,\"\",IFERROR(VLOOKUP(CONCATENATE($H133,$G133),$A:$DA,BG$1,FALSE),\"\"))","v":""},"","","","","","","","","",{"$f":"IF(IFERROR(VLOOKUP(CONCATENATE($H133,$G133),$A:$DA,BQ$1,FALSE),\"\")=0,\"\",IFERROR(VLOOKUP(CONCATENATE($H133,$G133),$A:$DA,BQ$1,FALSE),\"\"))","v":""},"","","","","","","","","",{"$f":"IF(IFERROR(VLOOKUP(CONCATENATE($H133,$G133),$A:$DA,CA$1,FALSE),\"\")=0,\"\",IFERROR(VLOOKUP(CONCATENATE($H133,$G133),$A:$DA,CA$1,FALSE),\"\"))","v":""},"","","","","","","","","",{"$f":"IF(IFERROR(VLOOKUP(CONCATENATE($H133,$G133),$A:$DA,CK$1,FALSE),\"\")=0,\"\",IFERROR(VLOOKUP(CONCATENATE($H133,$G133),$A:$DA,CK$1,FALSE),\"\"))","v":""},"","","","","","","","","",{"$f":"IF(IFERROR(VLOOKUP(CONCATENATE($H133,$G133),$A:$DA,CU$1,FALSE),\"\")=0,\"\",IFERROR(VLOOKUP(CONCATENATE($H133,$G133),$A:$DA,CU$1,FALSE),\"\"))","v":""},"","","","","",""]
[{"$nulls":6},"14e.","CSO 012","","","","","","","","","","","","","","","","","","","","","","","","","","","","","","","","","","","","","","","","","","","","","","","","","","","","","","","","","","","","","","","","","","","","","","","","","","","","","","","","","","","","","","","","","","","","","","","","",""]
[{"$nulls":6},"14e.","CSO 013","","","","","","","","","","","","","","","","","","","","","","","","","","","","","","","","","","","","","","","","","","","","","","","","","","","","","","","","","","","","","","","","","","","","","","","","","","","","","","","","","","","","","","","","","","","","","","","","",""]
[{"$nulls":6},"14e.","CSO 014","","","","","","","","","","","","","","","","","","","","","","","","","","","","","","","","","","","","","","","","","","","","","","","","","","","","","","","","","","","","","","","","","","","","","","","","","","","","","","","","","","","","","","","","","","","","","","","","",""]
[{"$nulls":6},"14e.","CSO 015","","","","","","","","","","","","","","","","","","","","","","","","","","","","","","","","","","","","","","","","","","","","","","","","","","","","","","","","","","","","","","","","","","","","","","","","","","","","","","","","","","","","","","","","","","","","","","","","",""]
[{"$nulls":6},"14e.","CSO 016","","","","","","","","","","","","","","","","","","","","","","","","","","","","","","","","","","","","","","","","","","","","","","","","","","","","","","","","","","","","","","","","","","","","","","","","","","","","","","","","","","","","","","","","","","","","","","","","",""]
[{"$nulls":6},"14e.","CSO 017","","","","","","","","","","","","","","","","","","","","","","","","","","","","","","","","","","","","","","","","","","","","","","","","","","","","","","","","","","","","","","","","","","","","","","","","","","","","","","","","","","","","","","","","","","","","","","","","",""]
[{"$nulls":6},"14e.","CSO 018","","","","","","","","","","","","","","","","","","","","","","","","","","","","","","","","","","","","","","","","","","","","","","","","","","","","","","","","","","","","","","","","","","","","","","","","","","","","","","","","","","","","","","","","","","","","","","","","",""]
[{"$nulls":6},"14e.","CSO 019","","","","","","","","","","","","","","","","","","","","","","","","","","","","","","","","","","","","","","","","","","","","","","","","","","","","","","","","","","","","","","","","","","","","","","","","","","","","","","","","","","","","","","","","","","","","","","","","",""]
[{"$nulls":6},"14e.","CSO 020","","","","","","","","","","","","","","","","","","","","","","","","","","","","","","","","","","","","","","","","","","","","","","","","","","","","","","","","","","","","","","","","","","","","","","","","","","","","","","","","","","","","","","","","","","","","","","","","",""]
[{"$nulls":6},"14e.","CSO 021",{"$f":"IF(IFERROR(VLOOKUP(CONCATENATE($H143,$G143),$A:$DA,I$1,FALSE),\"\")=0,\"\",IFERROR(VLOOKUP(CONCATENATE($H143,$G143),$A:$DA,I$1,FALSE),\"\"))","v":""},"","","","","","","","","",{"$f":"IF(IFERROR(VLOOKUP(CONCATENATE($H143,$G143),$A:$DA,S$1,FALSE),\"\")=0,\"\",IFERROR(VLOOKUP(CONCATENATE($H143,$G143),$A:$DA,S$1,FALSE),\"\"))","v":""},"","","","","","","","","",{"$f":"IF(IFERROR(VLOOKUP(CONCATENATE($H143,$G143),$A:$DA,AC$1,FALSE),\"\")=0,\"\",IFERROR(VLOOKUP(CONCATENATE($H143,$G143),$A:$DA,AC$1,FALSE),\"\"))","v":""},"","","","","","","","","",{"$f":"IF(IFERROR(VLOOKUP(CONCATENATE($H143,$G143),$A:$DA,AM$1,FALSE),\"\")=0,\"\",IFERROR(VLOOKUP(CONCATENATE($H143,$G143),$A:$DA,AM$1,FALSE),\"\"))","v":""},"","","","","","","","","",{"$f":"IF(IFERROR(VLOOKUP(CONCATENATE($H143,$G143),$A:$DA,AW$1,FALSE),\"\")=0,\"\",IFERROR(VLOOKUP(CONCATENATE($H143,$G143),$A:$DA,AW$1,FALSE),\"\"))","v":""},"","","","","","","","","",{"$f":"IF(IFERROR(VLOOKUP(CONCATENATE($H143,$G143),$A:$DA,BG$1,FALSE),\"\")=0,\"\",IFERROR(VLOOKUP(CONCATENATE($H143,$G143),$A:$DA,BG$1,FALSE),\"\"))","v":""},"","","","","","","","","",{"$f":"IF(IFERROR(VLOOKUP(CONCATENATE($H143,$G143),$A:$DA,BQ$1,FALSE),\"\")=0,\"\",IFERROR(VLOOKUP(CONCATENATE($H143,$G143),$A:$DA,BQ$1,FALSE),\"\"))","v":""},"","","","","","","","","",{"$f":"IF(IFERROR(VLOOKUP(CONCATENATE($H143,$G143),$A:$DA,CA$1,FALSE),\"\")=0,\"\",IFERROR(VLOOKUP(CONCATENATE($H143,$G143),$A:$DA,CA$1,FALSE),\"\"))","v":""},"","","","","","","","","",{"$f":"IF(IFERROR(VLOOKUP(CONCATENATE($H143,$G143),$A:$DA,CK$1,FALSE),\"\")=0,\"\",IFERROR(VLOOKUP(CONCATENATE($H143,$G143),$A:$DA,CK$1,FALSE),\"\"))","v":""},"","","","","","","","","",{"$f":"IF(IFERROR(VLOOKUP(CONCATENATE($H143,$G143),$A:$DA,CU$1,FALSE),\"\")=0,\"\",IFERROR(VLOOKUP(CONCATENATE($H143,$G143),$A:$DA,CU$1,FALSE),\"\"))","v":""},"","","","","",""]
[{"$nulls":6},"14e.","CSO 022","","","","","","","","","","","","","","","","","","","","","","","","","","","","","","","","","","","","","","","","","","","","","","","","","","","","","","","","","","","","","","","","","","","","","","","","","","","","","","","","","","","","","","","","","","","","","","","","",""]
[{"$nulls":6},"14e.","CSO 023","","","","","","","","","","","","","","","","","","","","","","","","","","","","","","","","","","","","","","","","","","","","","","","","","","","","","","","","","","","","","","","","","","","","","","","","","","","","","","","","","","","","","","","","","","","","","","","","",""]
[{"$nulls":6},"14e.","CSO 024","","","","","","","","","","","","","","","","","","","","","","","","","","","","","","","","","","","","","","","","","","","","","","","","","","","","","","","","","","","","","","","","","","","","","","","","","","","","","","","","","","","","","","","","","","","","","","","","",""]
[{"$nulls":6},"14e.","CSO 025","","","","","","","","","","","","","","","","","","","","","","","","","","","","","","","","","","","","","","","","","","","","","","","","","","","","","","","","","","","","","","","","","","","","","","","","","","","","","","","","","","","","","","","","","","","","","","","","",""]
[{"$nulls":6},"14e.","CSO 026","","","","","","","","","","","","","","","","","","","","","","","","","","","","","","","","","","","","","","","","","","","","","","","","","","","","","","","","","","","","","","","","","","","","","","","","","","","","","","","","","","","","","","","","","","","","","","","","",""]
[{"$nulls":6},"14e.","CSO 027","","","","","","","","","","","","","","","","","","","","","","","","","","","","","","","","","","","","","","","","","","","","","","","","","","","","","","","","","","","","","","","","","","","","","","","","","","","","","","","","","","","","","","","","","","","","","","","","",""]
[{"$nulls":6},"14e.","CSO 028","","","","","","","","","","","","","","","","","","","","","","","","","","","","","","","","","","","","","","","","","","","","","","","","","","","","","","","","","","","","","","","","","","","","","","","","","","","","","","","","","","","","","","","","","","","","","","","","",""]
[{"$nulls":6},"14e.","Total",{"$f":"SUM(I123:I150)","v":{"v":0,"d":"0.00"}},{"$f":"SUM(J123:J150)","v":{"v":0,"d":"0.00"}},{"$f":"SUM(K123:K150)","v":{"v":0,"d":"0.00"}},{"v":0,"d":"0.00"},{"v":0,"d":"0.00"},{"v":0,"d":"0.00"},{"v":0,"d":"0.00"},{"v":0,"d":"0.00"},{"v":0,"d":"0.00"},{"v":0,"d":"0.00"},{"v":0,"d":"0.00"},{"v":0,"d":"0.00"},{"v":0,"d":"0.00"},{"v":0,"d":"0.00"},{"v":0,"d":"0.00"},{"v":0,"d":"0.00"},{"v":0,"d":"0.00"},{"v":0,"d":"0.00"},{"v":0,"d":"0.00"},{"v":0,"d":"0.00"},{"v":0,"d":"0.00"},{"v":0,"d":"0.00"},{"v":0,"d":"0.00"},{"v":0,"d":"0.00"},{"v":0,"d":"0.00"},{"v":0,"d":"0.00"},{"v":0,"d":"0.00"},{"v":0,"d":"0.00"},{"v":0,"d":"0.00"},{"v":0,"d":"0.00"},{"v":0,"d":"0.00"},{"v":0,"d":"0.00"},{"v":0,"d":"0.00"},{"v":0,"d":"0.00"},{"v":0,"d":"0.00"},{"v":0,"d":"0.00"},{"v":0,"d":"0.00"},{"v":0,"d":"0.00"},{"v":0,"d":"0.00"},{"v":0,"d":"0.00"},{"v":0,"d":"0.00"},{"v":0,"d":"0.00"},{"v":0,"d":"0.00"},{"v":0,"d":"0.00"},{"v":0,"d":"0.00"},{"v":0,"d":"0.00"},{"v":0,"d":"0.00"},{"v":0,"d":"0.00"},{"v":0,"d":"0.00"},{"v":0,"d":"0.00"},{"v":0,"d":"0.00"},{"v":0,"d":"0.00"},{"v":0,"d":"0.00"},{"v":0,"d":"0.00"},{"v":0,"d":"0.00"},{"v":0,"d":"0.00"},{"v":0,"d":"0.00"},{"v":0,"d":"0.00"},{"v":0,"d":"0.00"},{"v":0,"d":"0.00"},{"v":0,"d":"0.00"},{"v":0,"d":"0.00"},{"v":0,"d":"0.00"},{"v":0,"d":"0.00"},{"v":0,"d":"0.00"},{"v":0,"d":"0.00"},{"$f":"SUM(BW123:BW150)","v":{"v":0,"d":"0.00"}},{"v":0,"d":"0.00"},{"v":0,"d":"0.00"},{"v":0,"d":"0.00"},{"v":0,"d":"0.00"},{"v":0,"d":"0.00"},{"v":0,"d":"0.00"},{"v":0,"d":"0.00"},{"v":0,"d":"0.00"},{"v":0,"d":"0.00"},{"v":0,"d":"0.00"},{"v":0,"d":"0.00"},{"v":0,"d":"0.00"},{"v":0,"d":"0.00"},{"v":0,"d":"0.00"},{"v":0,"d":"0.00"},{"v":0,"d":"0.00"},{"v":0,"d":"0.00"},{"v":0,"d":"0.00"},{"v":0,"d":"0.00"},{"v":0,"d":"0.00"},{"v":0,"d":"0.00"},{"v":0,"d":"0.00"},{"v":0,"d":"0.00"},{"v":0,"d":"0.00"},{"v":0,"d":"0.00"},{"v":0,"d":"0.00"},{"v":0,"d":"0.00"},{"v":0,"d":"0.00"},{"v":0,"d":"0.00"},{"$f":"SUM(DA123:DA150)","v":{"v":0,"d":"0.00"}}]
[{"$nulls":6},"14e.","Cumu.",{"$f":"I151","v":{"v":0,"d":"0.00"}},{"$f":"I152+J151","v":{"v":0,"d":"0.00"}},{"$f":"J152+K151","v":{"v":0,"d":"0.00"}},{"v":0,"d":"0.00"},{"v":0,"d":"0.00"},{"v":0,"d":"0.00"},{"v":0,"d":"0.00"},{"v":0,"d":"0.00"},{"v":0,"d":"0.00"},{"v":0,"d":"0.00"},{"v":0,"d":"0.00"},{"v":0,"d":"0.00"},{"v":0,"d":"0.00"},{"v":0,"d":"0.00"},{"v":0,"d":"0.00"},{"v":0,"d":"0.00"},{"v":0,"d":"0.00"},{"v":0,"d":"0.00"},{"v":0,"d":"0.00"},{"v":0,"d":"0.00"},{"v":0,"d":"0.00"},{"v":0,"d":"0.00"},{"v":0,"d":"0.00"},{"v":0,"d":"0.00"},{"v":0,"d":"0.00"},{"v":0,"d":"0.00"},{"v":0,"d":"0.00"},{"v":0,"d":"0.00"},{"v":0,"d":"0.00"},{"v":0,"d":"0.00"},{"v":0,"d":"0.00"},{"v":0,"d":"0.00"},{"v":0,"d":"0.00"},{"v":0,"d":"0.00"},{"v":0,"d":"0.00"},{"v":0,"d":"0.00"},{"v":0,"d":"0.00"},{"v":0,"d":"0.00"},{"v":0,"d":"0.00"},{"v":0,"d":"0.00"},{"v":0,"d":"0.00"},{"v":0,"d":"0.00"},{"v":0,"d":"0.00"},{"v":0,"d":"0.00"},{"v":0,"d":"0.00"},{"v":0,"d":"0.00"},{"v":0,"d":"0.00"},{"v":0,"d":"0.00"},{"v":0,"d":"0.00"},{"v":0,"d":"0.00"},{"v":0,"d":"0.00"},{"v":0,"d":"0.00"},{"v":0,"d":"0.00"},{"v":0,"d":"0.00"},{"v":0,"d":"0.00"},{"v":0,"d":"0.00"},{"v":0,"d":"0.00"},{"v":0,"d":"0.00"},{"v":0,"d":"0.00"},{"v":0,"d":"0.00"},{"v":0,"d":"0.00"},{"v":0,"d":"0.00"},{"v":0,"d":"0.00"},{"v":0,"d":"0.00"},{"v":0,"d":"0.00"},{"v":0,"d":"0.00"},{"$f":"BV152+BW151","v":{"v":0,"d":"0.00"}},{"v":0,"d":"0.00"},{"v":0,"d":"0.00"},{"v":0,"d":"0.00"},{"v":0,"d":"0.00"},{"v":0,"d":"0.00"},{"v":0,"d":"0.00"},{"v":0,"d":"0.00"},{"v":0,"d":"0.00"},{"v":0,"d":"0.00"},{"v":0,"d":"0.00"},{"v":0,"d":"0.00"},{"v":0,"d":"0.00"},{"v":0,"d":"0.00"},{"v":0,"d":"0.00"},{"v":0,"d":"0.00"},{"v":0,"d":"0.00"},{"v":0,"d":"0.00"},{"v":0,"d":"0.00"},{"v":0,"d":"0.00"},{"v":0,"d":"0.00"},{"v":0,"d":"0.00"},{"v":0,"d":"0.00"},{"v":0,"d":"0.00"},{"v":0,"d":"0.00"},{"v":0,"d":"0.00"},{"v":0,"d":"0.00"},{"v":0,"d":"0.00"},{"v":0,"d":"0.00"},{"v":0,"d":"0.00"}]
[null,"14. CSO Flows","14f.","Combined sewage diverted to WWTP (MG). Subtract Line 14b from Line 13d.",null,null,"14f.",{"$f":"H123","v":"CSO 001"},{"$f":"IF(IFERROR(VLOOKUP(CONCATENATE($H153,$G153),$A:$DA,I$1,FALSE),\"\")=0,\"\",IFERROR(VLOOKUP(CONCATENATE($H153,$G153),$A:$DA,I$1,FALSE),\"\"))","v":""},"","","","","","","","","",{"$f":"IF(IFERROR(VLOOKUP(CONCATENATE($H153,$G153),$A:$DA,S$1,FALSE),\"\")=0,\"\",IFERROR(VLOOKUP(CONCATENATE($H153,$G153),$A:$DA,S$1,FALSE),\"\"))","v":""},"","","","","","","","","",{"$f":"IF(IFERROR(VLOOKUP(CONCATENATE($H153,$G153),$A:$DA,AC$1,FALSE),\"\")=0,\"\",IFERROR(VLOOKUP(CONCATENATE($H153,$G153),$A:$DA,AC$1,FALSE),\"\"))","v":""},"","","","","","","","","",{"$f":"IF(IFERROR(VLOOKUP(CONCATENATE($H153,$G153),$A:$DA,AM$1,FALSE),\"\")=0,\"\",IFERROR(VLOOKUP(CONCATENATE($H153,$G153),$A:$DA,AM$1,FALSE),\"\"))","v":""},"","","","","","","","","",{"$f":"IF(IFERROR(VLOOKUP(CONCATENATE($H153,$G153),$A:$DA,AW$1,FALSE),\"\")=0,\"\",IFERROR(VLOOKUP(CONCATENATE($H153,$G153),$A:$DA,AW$1,FALSE),\"\"))","v":""},"","","","","","","","","",{"$f":"IF(IFERROR(VLOOKUP(CONCATENATE($H153,$G153),$A:$DA,BG$1,FALSE),\"\")=0,\"\",IFERROR(VLOOKUP(CONCATENATE($H153,$G153),$A:$DA,BG$1,FALSE),\"\"))","v":""},"","","","","","","","","",{"$f":"IF(IFERROR(VLOOKUP(CONCATENATE($H153,$G153),$A:$DA,BQ$1,FALSE),\"\")=0,\"\",IFERROR(VLOOKUP(CONCATENATE($H153,$G153),$A:$DA,BQ$1,FALSE),\"\"))","v":""},"","","","","","","","","",{"$f":"IF(IFERROR(VLOOKUP(CONCATENATE($H153,$G153),$A:$DA,CA$1,FALSE),\"\")=0,\"\",IFERROR(VLOOKUP(CONCATENATE($H153,$G153),$A:$DA,CA$1,FALSE),\"\"))","v":""},"","","","","","","","","",{"$f":"IF(IFERROR(VLOOKUP(CONCATENATE($H153,$G153),$A:$DA,CK$1,FALSE),\"\")=0,\"\",IFERROR(VLOOKUP(CONCATENATE($H153,$G153),$A:$DA,CK$1,FALSE),\"\"))","v":""},"","","","","","","","","",{"$f":"IF(IFERROR(VLOOKUP(CONCATENATE($H153,$G153),$A:$DA,CU$1,FALSE),\"\")=0,\"\",IFERROR(VLOOKUP(CONCATENATE($H153,$G153),$A:$DA,CU$1,FALSE),\"\"))","v":""},"","","","","",{"$f":"IF(SUM(I153:CZ153)=0,\"\",SUM(I153:CZ153))","v":""}]
[{"$nulls":6},"14f.",{"$f":"H124","v":"CSO 002"},"","","","","","","","","","","","","","","","","","","","","","","","","","","","","","","","","","","","","","","","","","","","","","","","","","","","","","","","","","","","","","","","","","","","","","","","","","","","","","","","","","","","","","","","","","","","","","","","",""]
[{"$nulls":6},"14f.","CSO 003","","","","","","","","","","","","","","","","","","","","","","","","","","","","","","","","","","","","","","","","","","","","","","","","","","","","","","","","","","","","","","","","","","","","","","","","","","","","","","","","","","","","","","","","","","","","","","","","",""]
[{"$nulls":6},"14f.","CSO 004","","","","","","","","","","","","","","","","","","","","","","","","","","","","","","","","","","","","","","","","","","","","","","","","","","","","","","","","","","","","","","","","","","","","","","","","","","","","","","","","","","","","","","","","","","","","","","","","",""]
[{"$nulls":6},"14f.","CSO 005","","","","","","","","","","","","","","","","","","","","","","","","","","","","","","","","","","","","","","","","","","","","","","","","","","","","","","","","","","","","","","","","","","","","","","","","","","","","","","","","","","","","","","","","","","","","","","","","",""]
[{"$nulls":6},"14f.","CSO 006","","","","","","","","","","","","","","","","","","","","","","","","","","","","","","","","","","","","","","","","","","","","","","","","","","","","","","","","","","","","","","","","","","","","","","","","","","","","","","","","","","","","","","","","","","","","","","","","",""]
[{"$nulls":6},"14f.","CSO 007","","","","","","","","","","","","","","","","","","","","","","","","","","","","","","","","","","","","","","","","","","","","","","","","","","","","","","","","","","","","","","","","","","","","","","","","","","","","","","","","","","","","","","","","","","","","","","","","",""]
[{"$nulls":6},"14f.","CSO 008","","","","","","","","","","","","","","","","","","","","","","","","","","","","","","","","","","","","","","","","","","","","","","","","","","","","","","","","","","","","","","","","","","","","","","","","","","","","","","","","","","","","","","","","","","","","","","","","",{"$f":"IF(SUM(I160:CZ160)=0,\"\",SUM(I160:CZ160))","v":""}]
[{"$nulls":6},"14f.","CSO 009","","","","","","","","","","","","","","","","","","","","","","","","","","","","","","","","","","","","","","","","","","","","","","","","","","","","","","","","","","","","","","","","","","","","","","","","","","","","","","","","","","","","","","","","","","","","","","","","",{"$f":"IF(SUM(I161:CZ161)=0,\"\",SUM(I161:CZ161))","v":""}]
[{"$nulls":6},"14f.","CSO 010","","","","","","","","","","","","","","","","","","","","","","","","","","","","","","","","","","","","","","","","","","","","","","","","","","","","","","","","","","","","","","","","","","","","","","","","","","","","","","","","","","","","","","","","","","","","","","","","",""]
[{"$nulls":6},"14f.","CSO 011",{"$f":"IF(IFERROR(VLOOKUP(CONCATENATE($H163,$G163),$A:$DA,I$1,FALSE),\"\")=0,\"\",IFERROR(VLOOKUP(CONCATENATE($H163,$G163),$A:$DA,I$1,FALSE),\"\"))","v":""},"","","","","","","","","",{"$f":"IF(IFERROR(VLOOKUP(CONCATENATE($H163,$G163),$A:$DA,S$1,FALSE),\"\")=0,\"\",IFERROR(VLOOKUP(CONCATENATE($H163,$G163),$A:$DA,S$1,FALSE),\"\"))","v":""},"","","","","","","","","",{"$f":"IF(IFERROR(VLOOKUP(CONCATENATE($H163,$G163),$A:$DA,AC$1,FALSE),\"\")=0,\"\",IFERROR(VLOOKUP(CONCATENATE($H163,$G163),$A:$DA,AC$1,FALSE),\"\"))","v":""},"","","","","","","","","",{"$f":"IF(IFERROR(VLOOKUP(CONCATENATE($H163,$G163),$A:$DA,AM$1,FALSE),\"\")=0,\"\",IFERROR(VLOOKUP(CONCATENATE($H163,$G163),$A:$DA,AM$1,FALSE),\"\"))","v":""},"","","","","","","","","",{"$f":"IF(IFERROR(VLOOKUP(CONCATENATE($H163,$G163),$A:$DA,AW$1,FALSE),\"\")=0,\"\",IFERROR(VLOOKUP(CONCATENATE($H163,$G163),$A:$DA,AW$1,FALSE),\"\"))","v":""},"","","","","","","","","",{"$f":"IF(IFERROR(VLOOKUP(CONCATENATE($H163,$G163),$A:$DA,BG$1,FALSE),\"\")=0,\"\",IFERROR(VLOOKUP(CONCATENATE($H163,$G163),$A:$DA,BG$1,FALSE),\"\"))","v":""},"","","","","","","","","",{"$f":"IF(IFERROR(VLOOKUP(CONCATENATE($H163,$G163),$A:$DA,BQ$1,FALSE),\"\")=0,\"\",IFERROR(VLOOKUP(CONCATENATE($H163,$G163),$A:$DA,BQ$1,FALSE),\"\"))","v":""},"","","","","","","","","",{"$f":"IF(IFERROR(VLOOKUP(CONCATENATE($H163,$G163),$A:$DA,CA$1,FALSE),\"\")=0,\"\",IFERROR(VLOOKUP(CONCATENATE($H163,$G163),$A:$DA,CA$1,FALSE),\"\"))","v":""},"","","","","","","","","",{"$f":"IF(IFERROR(VLOOKUP(CONCATENATE($H163,$G163),$A:$DA,CK$1,FALSE),\"\")=0,\"\",IFERROR(VLOOKUP(CONCATENATE($H163,$G163),$A:$DA,CK$1,FALSE),\"\"))","v":""},"","","","","","","","","",{"$f":"IF(IFERROR(VLOOKUP(CONCATENATE($H163,$G163),$A:$DA,CU$1,FALSE),\"\")=0,\"\",IFERROR(VLOOKUP(CONCATENATE($H163,$G163),$A:$DA,CU$1,FALSE),\"\"))","v":""},"","","","","",""]
[{"$nulls":6},"14f.","CSO 012","","","","","","","","","","","","","","","","","","","","","","","","","","","","","","","","","","","","","","","","","","","","","","","","","","","","","","","","","","","","","","","","","","","","","","","","","","","","","","","","","","","","","","","","","","","","","","","","",""]
[{"$nulls":6},"14f.","CSO 013","","","","","","","","","","","","","","","","","","","","","","","","","","","","","","","","","","","","","","","","","","","","","","","","","","","","","","","","","","","","","","","","","","","","","","","","","","","","","","","","","","","","","","","","","","","","","","","","",""]
[{"$nulls":6},"14f.","CSO 014","","","","","","","","","","","","","","","","","","","","","","","","","","","","","","","","","","","","","","","","","","","","","","","","","","","","","","","","","","","","","","","","","","","","","","","","","","","","","","","","","","","","","","","","","","","","","","","","",""]
[{"$nulls":6},"14f.","CSO 015","","","","","","","","","","","","","","","","","","","","","","","","","","","","","","","","","","","","","","","","","","","","","","","","","","","","","","","","","","","","","","","","","","","","","","","","","","","","","","","","","","","","","","","","","","","","","","","","",""]
[{"$nulls":6},"14f.","CSO 016","","","","","","","","","","","","","","","","","","","","","","","","","","","","","","","","","","","","","","","","","","","","","","","","","","","","","","","","","","","","","","","","","","","","","","","","","","","","","","","","","","","","","","","","","","","","","","","","",""]
[{"$nulls":6},"14f.","CSO 017","","","","","","","","","","","","","","","","","","","","","","","","","","","","","","","","","","","","","","","","","","","","","","","","","","","","","","","","","","","","","","","","","","","","","","","","","","","","","","","","","","","","","","","","","","","","","","","","",""]
[{"$nulls":6},"14f.","CSO 018","","","","","","","","","","","","","","","","","","","","","","","","","","","","","","","","","","","","","","","","","","","","","","","","","","","","","","","","","","","","","","","","","","","","","","","","","","","","","","","","","","","","","","","","","","","","","","","","",""]
[{"$nulls":6},"14f.","CSO 019","","","","","","","","","","","","","","","","","","","","","","","","","","","","","","","","","","","","","","","","","","","","","","","","","","","","","","","","","","","","","","","","","","","","","","","","","","","","","","","","","","","","","","","","","","","","","","","","",""]
[{"$nulls":6},"14f.","CSO 020","","","","","","","","","","","","","","","","","","","","","","","","","","","","","","","","","","","","","","","","","","","","","","","","","","","","","","","","","","","","","","","","","","","","","","","","","","","","","","","","","","","","","","","","","","","","","","","","",""]
[{"$nulls":6},"14f.","CSO 021",{"$f":"IF(IFERROR(VLOOKUP(CONCATENATE($H173,$G173),$A:$DA,I$1,FALSE),\"\")=0,\"\",IFERROR(VLOOKUP(CONCATENATE($H173,$G173),$A:$DA,I$1,FALSE),\"\"))","v":""},"","","","","","","","","",{"$f":"IF(IFERROR(VLOOKUP(CONCATENATE($H173,$G173),$A:$DA,S$1,FALSE),\"\")=0,\"\",IFERROR(VLOOKUP(CONCATENATE($H173,$G173),$A:$DA,S$1,FALSE),\"\"))","v":""},"","","","","","","","","",{"$f":"IF(IFERROR(VLOOKUP(CONCATENATE($H173,$G173),$A:$DA,AC$1,FALSE),\"\")=0,\"\",IFERROR(VLOOKUP(CONCATENATE($H173,$G173),$A:$DA,AC$1,FALSE),\"\"))","v":""},"","","","","","","","","",{"$f":"IF(IFERROR(VLOOKUP(CONCATENATE($H173,$G173),$A:$DA,AM$1,FALSE),\"\")=0,\"\",IFERROR(VLOOKUP(CONCATENATE($H173,$G173),$A:$DA,AM$1,FALSE),\"\"))","v":""},"","","","","","","","","",{"$f":"IF(IFERROR(VLOOKUP(CONCATENATE($H173,$G173),$A:$DA,AW$1,FALSE),\"\")=0,\"\",IFERROR(VLOOKUP(CONCATENATE($H173,$G173),$A:$DA,AW$1,FALSE),\"\"))","v":""},"","","","","","","","","",{"$f":"IF(IFERROR(VLOOKUP(CONCATENATE($H173,$G173),$A:$DA,BG$1,FALSE),\"\")=0,\"\",IFERROR(VLOOKUP(CONCATENATE($H173,$G173),$A:$DA,BG$1,FALSE),\"\"))","v":""},"","","","","","","","","",{"$f":"IF(IFERROR(VLOOKUP(CONCATENATE($H173,$G173),$A:$DA,BQ$1,FALSE),\"\")=0,\"\",IFERROR(VLOOKUP(CONCATENATE($H173,$G173),$A:$DA,BQ$1,FALSE),\"\"))","v":""},"","","","","","","","","",{"$f":"IF(IFERROR(VLOOKUP(CONCATENATE($H173,$G173),$A:$DA,CA$1,FALSE),\"\")=0,\"\",IFERROR(VLOOKUP(CONCATENATE($H173,$G173),$A:$DA,CA$1,FALSE),\"\"))","v":""},"","","","","","","","","",{"$f":"IF(IFERROR(VLOOKUP(CONCATENATE($H173,$G173),$A:$DA,CK$1,FALSE),\"\")=0,\"\",IFERROR(VLOOKUP(CONCATENATE($H173,$G173),$A:$DA,CK$1,FALSE),\"\"))","v":""},"","","","","","","","","",{"$f":"IF(IFERROR(VLOOKUP(CONCATENATE($H173,$G173),$A:$DA,CU$1,FALSE),\"\")=0,\"\",IFERROR(VLOOKUP(CONCATENATE($H173,$G173),$A:$DA,CU$1,FALSE),\"\"))","v":""},"","","","","",""]
[{"$nulls":6},"14f.","CSO 022","","","","","","","","","","","","","","","","","","","","","","","","","","","","","","","","","","","","","","","","","","","","","","","","","","","","","","","","","","","","","","","","","","","","","","","","","","","","","","","","","","","","","","","","","","","","","","","","",""]
[{"$nulls":6},"14f.","CSO 023","","","","","","","","","","","","","","","","","","","","","","","","","","","","","","","","","","","","","","","","","","","","","","","","","","","","","","","","","","","","","","","","","","","","","","","","","","","","","","","","","","","","","","","","","","","","","","","","",""]
[{"$nulls":6},"14f.","CSO 024","","","","","","","","","","","","","","","","","","","","","","","","","","","","","","","","","","","","","","","","","","","","","","","","","","","","","","","","","","","","","","","","","","","","","","","","","","","","","","","","","","","","","","","","","","","","","","","","",""]
[{"$nulls":6},"14f.","CSO 025","","","","","","","","","","","","","","","","","","","","","","","","","","","","","","","","","","","","","","","","","","","","","","","","","","","","","","","","","","","","","","","","","","","","","","","","","","","","","","","","","","","","","","","","","","","","","","","","",""]
[{"$nulls":6},"14f.","CSO 026","","","","","","","","","","","","","","","","","","","","","","","","","","","","","","","","","","","","","","","","","","","","","","","","","","","","","","","","","","","","","","","","","","","","","","","","","","","","","","","","","","","","","","","","","","","","","","","","",""]
[{"$nulls":6},"14f.","CSO 027","","","","","","","","","","","","","","","","","","","","","","","","","","","","","","","","","","","","","","","","","","","","","","","","","","","","","","","","","","","","","","","","","","","","","","","","","","","","","","","","","","","","","","","","","","","","","","","","",""]
[{"$nulls":6},"14f.","CSO 028","","","","","","","","","","","","","","","","","","","","","","","","","","","","","","","","","","","","","","","","","","","","","","","","","","","","","","","","","","","","","","","","","","","","","","","","","","","","","","","","","","","","","","","","","","","","","","","","",""]
[{"$nulls":6},"14f.","Total",{"$f":"SUM(I153:I180)","v":{"v":0,"d":"0.00"}},{"$f":"SUM(J153:J180)","v":{"v":0,"d":"0.00"}},{"$f":"SUM(K153:K180)","v":{"v":0,"d":"0.00"}},{"$f":"SUM(L153:L180)","v":{"v":0,"d":"0.00"}},{"$f":"SUM(M153:M180)","v":{"v":0,"d":"0.00"}},{"$f":"SUM(N153:N180)","v":{"v":0,"d":"0.00"}},{"$f":"SUM(O153:O180)","v":{"v":0,"d":"0.00"}},{"$f":"SUM(P153:P180)","v":{"v":0,"d":"0.00"}},{"$f":"SUM(Q153:Q180)","v":{"v":0,"d":"0.00"}},{"$f":"SUM(R153:R180)","v":{"v":0,"d":"0.00"}},{"$f":"SUM(S153:S180)","v":{"v":0,"d":"0.00"}},{"$f":"SUM(T153:T180)","v":{"v":0,"d":"0.00"}},{"$f":"SUM(U153:U180)","v":{"v":0,"d":"0.00"}},{"$f":"SUM(V153:V180)","v":{"v":0,"d":"0.00"}},{"$f":"SUM(W153:W180)","v":{"v":0,"d":"0.00"}},{"$f":"SUM(X153:X180)","v":{"v":0,"d":"0.00"}},{"$f":"SUM(Y153:Y180)","v":{"v":0,"d":"0.00"}},{"$f":"SUM(Z153:Z180)","v":{"v":0,"d":"0.00"}},{"$f":"SUM(AA153:AA180)","v":{"v":0,"d":"0.00"}},{"$f":"SUM(AB153:AB180)","v":{"v":0,"d":"0.00"}},{"$f":"SUM(AC153:AC180)","v":{"v":0,"d":"0.00"}},{"$f":"SUM(AD153:AD180)","v":{"v":0,"d":"0.00"}},{"$f":"SUM(AE153:AE180)","v":{"v":0,"d":"0.00"}},{"$f":"SUM(AF153:AF180)","v":{"v":0,"d":"0.00"}},{"$f":"SUM(AG153:AG180)","v":{"v":0,"d":"0.00"}},{"$f":"SUM(AH153:AH180)","v":{"v":0,"d":"0.00"}},{"$f":"SUM(AI153:AI180)","v":{"v":0,"d":"0.00"}},{"$f":"SUM(AJ153:AJ180)","v":{"v":0,"d":"0.00"}},{"$f":"SUM(AK153:AK180)","v":{"v":0,"d":"0.00"}},{"$f":"SUM(AL153:AL180)","v":{"v":0,"d":"0.00"}},{"$f":"SUM(AM153:AM180)","v":{"v":0,"d":"0.00"}},{"$f":"SUM(AN153:AN180)","v":{"v":0,"d":"0.00"}},{"$f":"SUM(AO153:AO180)","v":{"v":0,"d":"0.00"}},{"$f":"SUM(AP153:AP180)","v":{"v":0,"d":"0.00"}},{"$f":"SUM(AQ153:AQ180)","v":{"v":0,"d":"0.00"}},{"$f":"SUM(AR153:AR180)","v":{"v":0,"d":"0.00"}},{"$f":"SUM(AS153:AS180)","v":{"v":0,"d":"0.00"}},{"$f":"SUM(AT153:AT180)","v":{"v":0,"d":"0.00"}},{"$f":"SUM(AU153:AU180)","v":{"v":0,"d":"0.00"}},{"$f":"SUM(AV153:AV180)","v":{"v":0,"d":"0.00"}},{"$f":"SUM(AW153:AW180)","v":{"v":0,"d":"0.00"}},{"$f":"SUM(AX153:AX180)","v":{"v":0,"d":"0.00"}},{"$f":"SUM(AY153:AY180)","v":{"v":0,"d":"0.00"}},{"$f":"SUM(AZ153:AZ180)","v":{"v":0,"d":"0.00"}},{"$f":"SUM(BA153:BA180)","v":{"v":0,"d":"0.00"}},{"$f":"SUM(BB153:BB180)","v":{"v":0,"d":"0.00"}},{"$f":"SUM(BC153:BC180)","v":{"v":0,"d":"0.00"}},{"$f":"SUM(BD153:BD180)","v":{"v":0,"d":"0.00"}},{"$f":"SUM(BE153:BE180)","v":{"v":0,"d":"0.00"}},{"$f":"SUM(BF153:BF180)","v":{"v":0,"d":"0.00"}},{"$f":"SUM(BG153:BG180)","v":{"v":0,"d":"0.00"}},{"$f":"SUM(BH153:BH180)","v":{"v":0,"d":"0.00"}},{"$f":"SUM(BI153:BI180)","v":{"v":0,"d":"0.00"}},{"$f":"SUM(BJ153:BJ180)","v":{"v":0,"d":"0.00"}},{"$f":"SUM(BK153:BK180)","v":{"v":0,"d":"0.00"}},{"$f":"SUM(BL153:BL180)","v":{"v":0,"d":"0.00"}},{"$f":"SUM(BM153:BM180)","v":{"v":0,"d":"0.00"}},{"$f":"SUM(BN153:BN180)","v":{"v":0,"d":"0.00"}},{"$f":"SUM(BO153:BO180)","v":{"v":0,"d":"0.00"}},{"$f":"SUM(BP153:BP180)","v":{"v":0,"d":"0.00"}},{"$f":"SUM(BQ153:BQ180)","v":{"v":0,"d":"0.00"}},{"$f":"SUM(BR153:BR180)","v":{"v":0,"d":"0.00"}},{"$f":"SUM(BS153:BS180)","v":{"v":0,"d":"0.00"}},{"$f":"SUM(BT153:BT180)","v":{"v":0,"d":"0.00"}},{"$f":"SUM(BU153:BU180)","v":{"v":0,"d":"0.00"}},{"$f":"SUM(BV153:BV180)","v":{"v":0,"d":"0.00"}},{"$f":"SUM(BW153:BW180)","v":{"v":0,"d":"0.00"}},{"$f":"SUM(BX153:BX180)","v":{"v":0,"d":"0.00"}},{"$f":"SUM(BY153:BY180)","v":{"v":0,"d":"0.00"}},{"$f":"SUM(BZ153:BZ180)","v":{"v":0,"d":"0.00"}},{"$f":"SUM(CA153:CA180)","v":{"v":0,"d":"0.00"}},{"$f":"SUM(CB153:CB180)","v":{"v":0,"d":"0.00"}},{"$f":"SUM(CC153:CC180)","v":{"v":0,"d":"0.00"}},{"$f":"SUM(CD153:CD180)","v":{"v":0,"d":"0.00"}},{"$f":"SUM(CE153:CE180)","v":{"v":0,"d":"0.00"}},{"$f":"SUM(CF153:CF180)","v":{"v":0,"d":"0.00"}},{"$f":"SUM(CG153:CG180)","v":{"v":0,"d":"0.00"}},{"$f":"SUM(CH153:CH180)","v":{"v":0,"d":"0.00"}},{"$f":"SUM(CI153:CI180)","v":{"v":0,"d":"0.00"}},{"$f":"SUM(CJ153:CJ180)","v":{"v":0,"d":"0.00"}},{"$f":"SUM(CK153:CK180)","v":{"v":0,"d":"0.00"}},{"$f":"SUM(CL153:CL180)","v":{"v":0,"d":"0.00"}},{"$f":"SUM(CM153:CM180)","v":{"v":0,"d":"0.00"}},{"$f":"SUM(CN153:CN180)","v":{"v":0,"d":"0.00"}},{"$f":"SUM(CO153:CO180)","v":{"v":0,"d":"0.00"}},{"$f":"SUM(CP153:CP180)","v":{"v":0,"d":"0.00"}},{"$f":"SUM(CQ153:CQ180)","v":{"v":0,"d":"0.00"}},{"$f":"SUM(CR153:CR180)","v":{"v":0,"d":"0.00"}},{"$f":"SUM(CS153:CS180)","v":{"v":0,"d":"0.00"}},{"$f":"SUM(CT153:CT180)","v":{"v":0,"d":"0.00"}},{"$f":"SUM(CU153:CU180)","v":{"v":0,"d":"0.00"}},{"$f":"SUM(CV153:CV180)","v":{"v":0,"d":"0.00"}},{"$f":"SUM(CW153:CW180)","v":{"v":0,"d":"0.00"}},{"$f":"SUM(CX153:CX180)","v":{"v":0,"d":"0.00"}},{"$f":"SUM(CY153:CY180)","v":{"v":0,"d":"0.00"}},{"$f":"SUM(CZ153:CZ180)","v":{"v":0,"d":"0.00"}},{"$f":"SUM(DA153:DA180)","v":{"v":0,"d":"0.00"}}]
[{"$nulls":6},"14f.","Cumu.",{"$f":"I181","v":{"v":0,"d":"0.00"}},{"$f":"I182+J181","v":{"v":0,"d":"0.00"}},{"$f":"J182+K181","v":{"v":0,"d":"0.00"}},{"$f":"K182+L181","v":{"v":0,"d":"0.00"}},{"$f":"L182+M181","v":{"v":0,"d":"0.00"}},{"$f":"M182+N181","v":{"v":0,"d":"0.00"}},{"$f":"N182+O181","v":{"v":0,"d":"0.00"}},{"$f":"O182+P181","v":{"v":0,"d":"0.00"}},{"$f":"P182+Q181","v":{"v":0,"d":"0.00"}},{"$f":"Q182+R181","v":{"v":0,"d":"0.00"}},{"$f":"R182+S181","v":{"v":0,"d":"0.00"}},{"$f":"S182+T181","v":{"v":0,"d":"0.00"}},{"$f":"T182+U181","v":{"v":0,"d":"0.00"}},{"$f":"U182+V181","v":{"v":0,"d":"0.00"}},{"$f":"V182+W181","v":{"v":0,"d":"0.00"}},{"$f":"W182+X181","v":{"v":0,"d":"0.00"}},{"$f":"X182+Y181","v":{"v":0,"d":"0.00"}},{"$f":"Y182+Z181","v":{"v":0,"d":"0.00"}},{"$f":"Z182+AA181","v":{"v":0,"d":"0.00"}},{"$f":"AA182+AB181","v":{"v":0,"d":"0.00"}},{"$f":"AB182+AC181","v":{"v":0,"d":"0.00"}},{"$f":"AC182+AD181","v":{"v":0,"d":"0.00"}},{"$f":"AD182+AE181","v":{"v":0,"d":"0.00"}},{"$f":"AE182+AF181","v":{"v":0,"d":"0.00"}},{"$f":"AF182+AG181","v":{"v":0,"d":"0.00"}},{"$f":"AG182+AH181","v":{"v":0,"d":"0.00"}},{"$f":"AH182+AI181","v":{"v":0,"d":"0.00"}},{"$f":"AI182+AJ181","v":{"v":0,"d":"0.00"}},{"$f":"AJ182+AK181","v":{"v":0,"d":"0.00"}},{"$f":"AK182+AL181","v":{"v":0,"d":"0.00"}},{"$f":"AL182+AM181","v":{"v":0,"d":"0.00"}},{"$f":"AM182+AN181","v":{"v":0,"d":"0.00"}},{"$f":"AN182+AO181","v":{"v":0,"d":"0.00"}},{"$f":"AO182+AP181","v":{"v":0,"d":"0.00"}},{"$f":"AP182+AQ181","v":{"v":0,"d":"0.00"}},{"$f":"AQ182+AR181","v":{"v":0,"d":"0.00"}},{"$f":"AR182+AS181","v":{"v":0,"d":"0.00"}},{"$f":"AS182+AT181","v":{"v":0,"d":"0.00"}},{"$f":"AT182+AU181","v":{"v":0,"d":"0.00"}},{"$f":"AU182+AV181","v":{"v":0,"d":"0.00"}},{"$f":"AV182+AW181","v":{"v":0,"d":"0.00"}},{"$f":"AW182+AX181","v":{"v":0,"d":"0.00"}},{"$f":"AX182+AY181","v":{"v":0,"d":"0.00"}},{"$f":"AY182+AZ181","v":{"v":0,"d":"0.00"}},{"$f":"AZ182+BA181","v":{"v":0,"d":"0.00"}},{"$f":"BA182+BB181","v":{"v":0,"d":"0.00"}},{"$f":"BB182+BC181","v":{"v":0,"d":"0.00"}},{"$f":"BC182+BD181","v":{"v":0,"d":"0.00"}},{"$f":"BD182+BE181","v":{"v":0,"d":"0.00"}},{"$f":"BE182+BF181","v":{"v":0,"d":"0.00"}},{"$f":"BF182+BG181","v":{"v":0,"d":"0.00"}},{"$f":"BG182+BH181","v":{"v":0,"d":"0.00"}},{"$f":"BH182+BI181","v":{"v":0,"d":"0.00"}},{"$f":"BI182+BJ181","v":{"v":0,"d":"0.00"}},{"$f":"BJ182+BK181","v":{"v":0,"d":"0.00"}},{"$f":"BK182+BL181","v":{"v":0,"d":"0.00"}},{"$f":"BL182+BM181","v":{"v":0,"d":"0.00"}},{"$f":"BM182+BN181","v":{"v":0,"d":"0.00"}},{"$f":"BN182+BO181","v":{"v":0,"d":"0.00"}},{"$f":"BO182+BP181","v":{"v":0,"d":"0.00"}},{"$f":"BP182+BQ181","v":{"v":0,"d":"0.00"}},{"$f":"BQ182+BR181","v":{"v":0,"d":"0.00"}},{"$f":"BR182+BS181","v":{"v":0,"d":"0.00"}},{"$f":"BS182+BT181","v":{"v":0,"d":"0.00"}},{"$f":"BT182+BU181","v":{"v":0,"d":"0.00"}},{"$f":"BU182+BV181","v":{"v":0,"d":"0.00"}},{"$f":"BV182+BW181","v":{"v":0,"d":"0.00"}},{"$f":"BW182+BX181","v":{"v":0,"d":"0.00"}},{"$f":"BX182+BY181","v":{"v":0,"d":"0.00"}},{"$f":"BY182+BZ181","v":{"v":0,"d":"0.00"}},{"$f":"BZ182+CA181","v":{"v":0,"d":"0.00"}},{"$f":"CA182+CB181","v":{"v":0,"d":"0.00"}},{"$f":"CB182+CC181","v":{"v":0,"d":"0.00"}},{"$f":"CC182+CD181","v":{"v":0,"d":"0.00"}},{"$f":"CD182+CE181","v":{"v":0,"d":"0.00"}},{"$f":"CE182+CF181","v":{"v":0,"d":"0.00"}},{"$f":"CF182+CG181","v":{"v":0,"d":"0.00"}},{"$f":"CG182+CH181","v":{"v":0,"d":"0.00"}},{"$f":"CH182+CI181","v":{"v":0,"d":"0.00"}},{"$f":"CI182+CJ181","v":{"v":0,"d":"0.00"}},{"$f":"CJ182+CK181","v":{"v":0,"d":"0.00"}},{"$f":"CK182+CL181","v":{"v":0,"d":"0.00"}},{"$f":"CL182+CM181","v":{"v":0,"d":"0.00"}},{"$f":"CM182+CN181","v":{"v":0,"d":"0.00"}},{"$f":"CN182+CO181","v":{"v":0,"d":"0.00"}},{"$f":"CO182+CP181","v":{"v":0,"d":"0.00"}},{"$f":"CP182+CQ181","v":{"v":0,"d":"0.00"}},{"$f":"CQ182+CR181","v":{"v":0,"d":"0.00"}},{"$f":"CR182+CS181","v":{"v":0,"d":"0.00"}},{"$f":"CS182+CT181","v":{"v":0,"d":"0.00"}},{"$f":"CT182+CU181","v":{"v":0,"d":"0.00"}},{"$f":"CU182+CV181","v":{"v":0,"d":"0.00"}},{"$f":"CV182+CW181","v":{"v":0,"d":"0.00"}},{"$f":"CW182+CX181","v":{"v":0,"d":"0.00"}},{"$f":"CX182+CY181","v":{"v":0,"d":"0.00"}},{"$f":"CY182+CZ181","v":{"v":0,"d":"0.00"}}]
[]
[]
[{"$nulls":7},{"$f":"A3","v":"CSO 001"}]
[{"$nulls":6},"Area (acres):",{"$f":"HLOOKUP(H185,'2 - CSO INPUT'!$E$9:$AS$19,6,FALSE)","v":0},null,{"$f":"43560*7.48/(12*1000000)","v":0.027152400000000004},"MG",{"$f":"\"=\"","v":"="},1,"in-ac/hr"]
[{"$nulls":6},"ISA:",{"$f":"HLOOKUP(H185,'2 - CSO INPUT'!$E$9:$AS$19,7,FALSE)","v":{"v":0,"d":"0%"}}]
[{"$nulls":6},"TOC (hr);",{"$f":"HLOOKUP(H185,'3 - Tc & RAINFALL'!$E$9:$AS$17,6,FALSE)","v":""}]
[{"$nulls":6},"Initial Abstraction (in):",{"$f":"HLOOKUP(H185,'3 - Tc & RAINFALL'!$E$9:$AS$17,9,FALSE)","v":{"v":0.1,"d":"0.10"}}]
[{"$nulls":4},"hour","P (in)","P_cum (in)","P_mod (in)",1,1.25,{"v":1.5,"d":"1.50"},1.75,{"v":2,"d":"2.00"},2.25,{"v":2.5,"d":"2.50"},2.75,{"v":3,"d":"3.00"},3.25,{"v":3.5,"d":"3.50"},3.75,{"v":4,"d":"4.00"},4.25,{"v":4.5,"d":"4.50"},4.75,{"v":5,"d":"5.00"},5.25,{"v":5.5,"d":"5.50"},5.75,{"v":6,"d":"6.00"},6.25,{"v":6.5,"d":"6.50"},6.75,{"v":7,"d":"7.00"},7.25,{"v":7.5,"d":"7.50"},7.75,{"v":8,"d":"8.00"},8.25,{"v":8.5,"d":"8.50"},8.75,{"v":9,"d":"9.00"},9.25,{"v":9.5,"d":"9.50"},9.75,{"v":10,"d":"10.00"},10.25,{"v":10.5,"d":"10.50"},10.75,{"v":11,"d":"11.00"},11.25,{"v":11.5,"d":"11.50"},11.75,{"v":12,"d":"12.00"},12.25,{"v":12.5,"d":"12.50"},12.75,{"v":13,"d":"13.00"},13.25,{"v":13.5,"d":"13.50"},13.75,{"v":14,"d":"14.00"},14.25,{"v":14.5,"d":"14.50"},14.75,{"v":15,"d":"15.00"},15.25,{"v":15.5,"d":"15.50"},15.75,{"v":16,"d":"16.00"},16.25,{"v":16.5,"d":"16.50"},16.75,{"v":17,"d":"17.00"},17.25,{"v":17.5,"d":"17.50"},17.75,{"v":18,"d":"18.00"},18.25,{"v":18.5,"d":"18.50"},18.75,{"v":19,"d":"19.00"},19.25,{"v":19.5,"d":"19.50"},19.75,{"v":20,"d":"20.00"},20.25,{"v":20.5,"d":"20.50"},20.75,{"v":21,"d":"21.00"},21.25,{"v":21.5,"d":"21.50"},21.75,{"v":22,"d":"22.00"},22.25,{"v":22.5,"d":"22.50"},22.75,{"v":23,"d":"23.00"},23.25,{"v":23.5,"d":"23.50"},23.75,{"v":24,"d":"24.00"},24.25,{"v":24.5,"d":"24.50"},24.75]
[{"$nulls":4},1,{"$f":"$DF$3","v":{"v":0,"d":"0.000"}},{"$f":"IF(SUM(F191:F191)-H189<=0,0,SUM(F191:F191)-H189)","v":{"v":0,"d":"0.00"}},{"$f":"G191-0","v":{"v":0,"d":"0.000"}},{"$f":"IF(H188<=I190-E191,0,H191*H186*H187*J186/(H188*4))","v":{"$error":"#VALUE!"}},{"$f":"IF(H188<=J190-E191,0,H191*H186*H187*J186/(H188*4))","v":{"$error":"#VALUE!"}},{"$f":"IF(H188<=K190-E191,0,H191*H186*H187*J186/(H188*4))","v":{"$error":"#VALUE!"}},{"$f":"IF(H188<=L190-E191,0,H191*H186*H187*J186/(H188*4))","v":{"$error":"#VALUE!"}},{"$f":"IF(H188<=M190-E191,0,H191*H186*H187*J186/(H188*4))","v":{"$error":"#VALUE!"}},{"$f":"IF(H188<=N190-E191,0,H191*H186*H187*J186/(H188*4))","v":{"$error":"#VALUE!"}},{"$f":"IF(H188<=O190-E191,0,H191*H186*H187*J186/(H188*4))","v":{"$error":"#VALUE!"}},{"$f":"IF(H188<=P190-E191,0,H191*H186*H187*J186/(H188*4))","v":{"$error":"#VALUE!"}},{"$f":"IF(H188<=Q190-E191,0,H191*H186*H187*J186/(H188*4))","v":{"$error":"#VALUE!"}},{"$f":"IF(H188<=R190-E191,0,H191*H186*H187*J186/(H188*4))","v":{"$error":"#VALUE!"}},{"$f":"IF(H188<=S190-E191,0,H191*H186*H187*J186/(H188*4))","v":{"$error":"#VALUE!"}},{"$f":"IF(H188<=T190-E191,0,H191*H186*H187*J186/(H188*4))","v":{"$error":"#VALUE!"}},{"$f":"IF(H188<=U190-E191,0,H191*H186*H187*J186/(H188*4))","v":{"$error":"#VALUE!"}}]
[{"$nulls":4},1.25,{"$f":"$DF$4","v":{"v":0,"d":"0.000"}},{"$f":"IF(SUM(F191:F192)-H189<=0,0,SUM(F191:F192)-H189)","v":{"v":0,"d":"0.00"}},{"$f":"G192-G191","v":{"v":0,"d":"0.000"}},null,{"$f":"IF(H188<=J190-E192,0,H192*H186*H187*J186/(H188*4))","v":{"$error":"#VALUE!"}},{"$f":"IF(H188<=K190-E192,0,H192*H186*H187*J186/(H188*4))","v":{"$error":"#VALUE!"}},{"$f":"IF(H188<=L190-E192,0,H192*H186*H187*J186/(H188*4))","v":{"$error":"#VALUE!"}},{"$f":"IF(H188<=M190-E192,0,H192*H186*H187*J186/(H188*4))","v":{"$error":"#VALUE!"}},{"$f":"IF(H188<=N190-E192,0,H192*H186*H187*J186/(H188*4))","v":{"$error":"#VALUE!"}},{"$f":"IF(H188<=O190-E192,0,H192*H186*H187*J186/(H188*4))","v":{"$error":"#VALUE!"}},{"$f":"IF(H188<=P190-E192,0,H192*H186*H187*J186/(H188*4))","v":{"$error":"#VALUE!"}},{"$f":"IF(H188<=Q190-E192,0,H192*H186*H187*J186/(H188*4))","v":{"$error":"#VALUE!"}},{"$f":"IF(H188<=R190-E192,0,H192*H186*H187*J186/(H188*4))","v":{"$error":"#VALUE!"}},{"$f":"IF(H188<=S190-E192,0,H192*H186*H187*J186/(H188*4))","v":{"$error":"#VALUE!"}},{"$f":"IF(H188<=T190-E192,0,H192*H186*H187*J186/(H188*4))","v":{"$error":"#VALUE!"}},{"$f":"IF(H188<=U190-E192,0,H192*H186*H187*J186/(H188*4))","v":{"$error":"#VALUE!"}},{"$f":"IF(H188<=V190-E192,0,H192*H186*H187*J186/(H188*4))","v":{"$error":"#VALUE!"}}]
[{"$nulls":4},{"v":1.5,"d":"1.50"},{"$f":"$DF$5","v":{"v":0,"d":"0.000"}},{"$f":"IF(SUM(F191:F193)-H189<=0,0,SUM(F191:F193)-H189)","v":{"v":0,"d":"0.00"}},{"v":0,"d":"0.000"},null,null,{"$f":"IF(H188<=K190-E193,0,H193*H186*H187*J186/(H188*4))","v":{"$error":"#VALUE!"}},{"$f":"IF(H188<=L190-E193,0,H193*H186*H187*J186/(H188*4))","v":{"$error":"#VALUE!"}},{"$f":"IF(H188<=M190-E193,0,H193*H186*H187*J186/(H188*4))","v":{"$error":"#VALUE!"}},{"$f":"IF(H188<=N190-E193,0,H193*H186*H187*J186/(H188*4))","v":{"$error":"#VALUE!"}},{"$f":"IF(H188<=O190-E193,0,H193*H186*H187*J186/(H188*4))","v":{"$error":"#VALUE!"}},{"$f":"IF(H188<=P190-E193,0,H193*H186*H187*J186/(H188*4))","v":{"$error":"#VALUE!"}},{"$f":"IF(H188<=Q190-E193,0,H193*H186*H187*J186/(H188*4))","v":{"$error":"#VALUE!"}},{"$f":"IF(H188<=R190-E193,0,H193*H186*H187*J186/(H188*4))","v":{"$error":"#VALUE!"}},{"$f":"IF(H188<=S190-E193,0,H193*H186*H187*J186/(H188*4))","v":{"$error":"#VALUE!"}},{"$f":"IF(H188<=T190-E193,0,H193*H186*H187*J186/(H188*4))","v":{"$error":"#VALUE!"}},{"$f":"IF(H188<=U190-E193,0,H193*H186*H187*J186/(H188*4))","v":{"$error":"#VALUE!"}},{"$f":"IF(H188<=V190-E193,0,H193*H186*H187*J186/(H188*4))","v":{"$error":"#VALUE!"}},{"$f":"IF(H188<=W190-E193,0,H193*H186*H187*J186/(H188*4))","v":{"$error":"#VALUE!"}}]
[{"$nulls":4},1.75,{"$f":"$DF$6","v":{"v":0,"d":"0.000"}},{"$f":"IF(SUM(F191:F194)-H189<=0,0,SUM(F191:F194)-H189)","v":{"v":0,"d":"0.00"}},{"v":0,"d":"0.000"},{"$nulls":3},{"$f":"IF(H188<=L190-E194,0,H194*H186*H187*J186/(H188*4))","v":{"$error":"#VALUE!"}},{"$f":"IF(H188<=M190-E194,0,H194*H186*H187*J186/(H188*4))","v":{"$error":"#VALUE!"}},{"$f":"IF(H188<=N190-E194,0,H194*H186*H187*J186/(H188*4))","v":{"$error":"#VALUE!"}},{"$f":"IF(H188<=O190-E194,0,H194*H186*H187*J186/(H188*4))","v":{"$error":"#VALUE!"}},{"$f":"IF(H188<=P190-E194,0,H194*H186*H187*J186/(H188*4))","v":{"$error":"#VALUE!"}},{"$f":"IF(H188<=Q190-E194,0,H194*H186*H187*J186/(H188*4))","v":{"$error":"#VALUE!"}},{"$f":"IF(H188<=R190-E194,0,H194*H186*H187*J186/(H188*4))","v":{"$error":"#VALUE!"}},{"$f":"IF(H188<=S190-E194,0,H194*H186*H187*J186/(H188*4))","v":{"$error":"#VALUE!"}},{"$f":"IF(H188<=T190-E194,0,H194*H186*H187*J186/(H188*4))","v":{"$error":"#VALUE!"}},{"$f":"IF(H188<=U190-E194,0,H194*H186*H187*J186/(H188*4))","v":{"$error":"#VALUE!"}},{"$f":"IF(H188<=V190-E194,0,H194*H186*H187*J186/(H188*4))","v":{"$error":"#VALUE!"}},{"$f":"IF(H188<=W190-E194,0,H194*H186*H187*J186/(H188*4))","v":{"$error":"#VALUE!"}},{"$f":"IF(H188<=X190-E194,0,H194*H186*H187*J186/(H188*4))","v":{"$error":"#VALUE!"}}]
[{"$nulls":4},{"v":2,"d":"2.00"},{"$f":"$DF$7","v":{"v":0,"d":"0.000"}},{"$f":"IF(SUM(F191:F195)-H189<=0,0,SUM(F191:F195)-H189)","v":{"v":0,"d":"0.00"}},{"v":0,"d":"0.000"},{"$nulls":4},{"$f":"IF(H188<=M190-E195,0,H195*H186*H187*J186/(H188*4))","v":{"$error":"#VALUE!"}},{"$f":"IF(H188<=N190-E195,0,H195*H186*H187*J186/(H188*4))","v":{"$error":"#VALUE!"}},{"$f":"IF(H188<=O190-E195,0,H195*H186*H187*J186/(H188*4))","v":{"$error":"#VALUE!"}},{"$f":"IF(H188<=P190-E195,0,H195*H186*H187*J186/(H188*4))","v":{"$error":"#VALUE!"}},{"$f":"IF(H188<=Q190-E195,0,H195*H186*H187*J186/(H188*4))","v":{"$error":"#VALUE!"}},{"$f":"IF(H188<=R190-E195,0,H195*H186*H187*J186/(H188*4))","v":{"$error":"#VALUE!"}},{"$f":"IF(H188<=S190-E195,0,H195*H186*H187*J186/(H188*4))","v":{"$error":"#VALUE!"}},{"$f":"IF(H188<=T190-E195,0,H195*H186*H187*J186/(H188*4))","v":{"$error":"#VALUE!"}},{"$f":"IF(H188<=U190-E195,0,H195*H186*H187*J186/(H188*4))","v":{"$error":"#VALUE!"}},{"$f":"IF(H188<=V190-E195,0,H195*H186*H187*J186/(H188*4))","v":{"$error":"#VALUE!"}},{"$f":"IF(H188<=W190-E195,0,H195*H186*H187*J186/(H188*4))","v":{"$error":"#VALUE!"}},{"$f":"IF(H188<=X190-E195,0,H195*H186*H187*J186/(H188*4))","v":{"$error":"#VALUE!"}},{"$f":"IF(H188<=Y190-E195,0,H195*H186*H187*J186/(H188*4))","v":{"$error":"#VALUE!"}}]
[{"$nulls":4},2.25,{"$f":"$DF$8","v":{"v":0,"d":"0.000"}},{"$f":"IF(SUM(F191:F196)-H189<=0,0,SUM(F191:F196)-H189)","v":{"v":0,"d":"0.00"}},{"v":0,"d":"0.000"},{"$nulls":5},{"$f":"IF(H188<=N190-E196,0,H196*H186*H187*J186/(H188*4))","v":{"$error":"#VALUE!"}},{"$f":"IF(H188<=O190-E196,0,H196*H186*H187*J186/(H188*4))","v":{"$error":"#VALUE!"}},{"$f":"IF(H188<=P190-E196,0,H196*H186*H187*J186/(H188*4))","v":{"$error":"#VALUE!"}},{"$f":"IF(H188<=Q190-E196,0,H196*H186*H187*J186/(H188*4))","v":{"$error":"#VALUE!"}},{"$f":"IF(H188<=R190-E196,0,H196*H186*H187*J186/(H188*4))","v":{"$error":"#VALUE!"}},{"$f":"IF(H188<=S190-E196,0,H196*H186*H187*J186/(H188*4))","v":{"$error":"#VALUE!"}},{"$f":"IF(H188<=T190-E196,0,H196*H186*H187*J186/(H188*4))","v":{"$error":"#VALUE!"}},{"$f":"IF(H188<=U190-E196,0,H196*H186*H187*J186/(H188*4))","v":{"$error":"#VALUE!"}},{"$f":"IF(H188<=V190-E196,0,H196*H186*H187*J186/(H188*4))","v":{"$error":"#VALUE!"}},{"$f":"IF(H188<=W190-E196,0,H196*H186*H187*J186/(H188*4))","v":{"$error":"#VALUE!"}},{"$f":"IF(H188<=X190-E196,0,H196*H186*H187*J186/(H188*4))","v":{"$error":"#VALUE!"}},{"$f":"IF(H188<=Y190-E196,0,H196*H186*H187*J186/(H188*4))","v":{"$error":"#VALUE!"}},{"$f":"IF(H188<=Z190-E196,0,H196*H186*H187*J186/(H188*4))","v":{"$error":"#VALUE!"}}]
[{"$nulls":4},{"v":2.5,"d":"2.50"},{"$f":"$DF$9","v":{"v":0,"d":"0.000"}},{"$f":"IF(SUM(F191:F197)-H189<=0,0,SUM(F191:F197)-H189)","v":{"v":0,"d":"0.00"}},{"v":0,"d":"0.000"},{"$nulls":6},{"$f":"IF(H188<=O190-E197,0,H197*H186*H187*J186/(H188*4))","v":{"$error":"#VALUE!"}},{"$f":"IF(H188<=P190-E197,0,H197*H186*H187*J186/(H188*4))","v":{"$error":"#VALUE!"}},{"$f":"IF(H188<=Q190-E197,0,H197*H186*H187*J186/(H188*4))","v":{"$error":"#VALUE!"}},{"$f":"IF(H188<=R190-E197,0,H197*H186*H187*J186/(H188*4))","v":{"$error":"#VALUE!"}},{"$f":"IF(H188<=S190-E197,0,H197*H186*H187*J186/(H188*4))","v":{"$error":"#VALUE!"}},{"$f":"IF(H188<=T190-E197,0,H197*H186*H187*J186/(H188*4))","v":{"$error":"#VALUE!"}},{"$f":"IF(H188<=U190-E197,0,H197*H186*H187*J186/(H188*4))","v":{"$error":"#VALUE!"}},{"$f":"IF(H188<=V190-E197,0,H197*H186*H187*J186/(H188*4))","v":{"$error":"#VALUE!"}},{"$f":"IF(H188<=W190-E197,0,H197*H186*H187*J186/(H188*4))","v":{"$error":"#VALUE!"}},{"$f":"IF(H188<=X190-E197,0,H197*H186*H187*J186/(H188*4))","v":{"$error":"#VALUE!"}},{"$f":"IF(H188<=Y190-E197,0,H197*H186*H187*J186/(H188*4))","v":{"$error":"#VALUE!"}},{"$f":"IF(H188<=Z190-E197,0,H197*H186*H187*J186/(H188*4))","v":{"$error":"#VALUE!"}},{"$f":"IF(H188<=AA190-E197,0,H197*H186*H187*J186/(H188*4))","v":{"$error":"#VALUE!"}}]
[{"$nulls":4},2.75,{"$f":"$DF$10","v":{"v":0,"d":"0.000"}},{"$f":"IF(SUM(F191:F198)-H189<=0,0,SUM(F191:F198)-H189)","v":{"v":0,"d":"0.00"}},{"v":0,"d":"0.000"},{"$nulls":7},{"$f":"IF(H188<=P190-E198,0,H198*H186*H187*J186/(H188*4))","v":{"$error":"#VALUE!"}},{"$f":"IF(H188<=Q190-E198,0,H198*H186*H187*J186/(H188*4))","v":{"$error":"#VALUE!"}},{"$f":"IF(H188<=R190-E198,0,H198*H186*H187*J186/(H188*4))","v":{"$error":"#VALUE!"}},{"$f":"IF(H188<=S190-E198,0,H198*H186*H187*J186/(H188*4))","v":{"$error":"#VALUE!"}},{"$f":"IF(H188<=T190-E198,0,H198*H186*H187*J186/(H188*4))","v":{"$error":"#VALUE!"}},{"$f":"IF(H188<=U190-E198,0,H198*H186*H187*J186/(H188*4))","v":{"$error":"#VALUE!"}},{"$f":"IF(H188<=V190-E198,0,H198*H186*H187*J186/(H188*4))","v":{"$error":"#VALUE!"}},{"$f":"IF(H188<=W190-E198,0,H198*H186*H187*J186/(H188*4))","v":{"$error":"#VALUE!"}},{"$f":"IF(H188<=X190-E198,0,H198*H186*H187*J186/(H188*4))","v":{"$error":"#VALUE!"}},{"$f":"IF(H188<=Y190-E198,0,H198*H186*H187*J186/(H188*4))","v":{"$error":"#VALUE!"}},{"$f":"IF(H188<=Z190-E198,0,H198*H186*H187*J186/(H188*4))","v":{"$error":"#VALUE!"}},{"$f":"IF(H188<=AA190-E198,0,H198*H186*H187*J186/(H188*4))","v":{"$error":"#VALUE!"}},{"$f":"IF(H188<=AB190-E198,0,H198*H186*H187*J186/(H188*4))","v":{"$error":"#VALUE!"}}]
[{"$nulls":4},{"v":3,"d":"3.00"},{"$f":"$DF$11","v":{"v":0,"d":"0.000"}},{"$f":"IF(SUM(F191:F199)-H189<=0,0,SUM(F191:F199)-H189)","v":{"v":0,"d":"0.00"}},{"v":0,"d":"0.000"},{"$nulls":8},{"$f":"IF(H188<=Q190-E199,0,H199*H186*H187*J186/(H188*4))","v":{"$error":"#VALUE!"}},{"$f":"IF(H188<=R190-E199,0,H199*H186*H187*J186/(H188*4))","v":{"$error":"#VALUE!"}},{"$f":"IF(H188<=S190-E199,0,H199*H186*H187*J186/(H188*4))","v":{"$error":"#VALUE!"}},{"$f":"IF(H188<=T190-E199,0,H199*H186*H187*J186/(H188*4))","v":{"$error":"#VALUE!"}},{"$f":"IF(H188<=U190-E199,0,H199*H186*H187*J186/(H188*4))","v":{"$error":"#VALUE!"}},{"$f":"IF(H188<=V190-E199,0,H199*H186*H187*J186/(H188*4))","v":{"$error":"#VALUE!"}},{"$f":"IF(H188<=W190-E199,0,H199*H186*H187*J186/(H188*4))","v":{"$error":"#VALUE!"}},{"$f":"IF(H188<=X190-E199,0,H199*H186*H187*J186/(H188*4))","v":{"$error":"#VALUE!"}},{"$f":"IF(H188<=Y190-E199,0,H199*H186*H187*J186/(H188*4))","v":{"$error":"#VALUE!"}},{"$f":"IF(H188<=Z190-E199,0,H199*H186*H187*J186/(H188*4))","v":{"$error":"#VALUE!"}},{"$f":"IF(H188<=AA190-E199,0,H199*H186*H187*J186/(H188*4))","v":{"$error":"#VALUE!"}},{"$f":"IF(H188<=AB190-E199,0,H199*H186*H187*J186/(H188*4))","v":{"$error":"#VALUE!"}},{"$f":"IF(H188<=AC190-E199,0,H199*H186*H187*J186/(H188*4))","v":{"$error":"#VALUE!"}}]
[{"$nulls":4},3.25,{"$f":"$DF$12","v":{"v":0,"d":"0.000"}},{"$f":"IF(SUM(F191:F200)-H189<=0,0,SUM(F191:F200)-H189)","v":{"v":0,"d":"0.00"}},{"v":0,"d":"0.000"},{"$nulls":9},{"$f":"IF(H188<=R190-E200,0,H200*H186*H187*J186/(H188*4))","v":{"$error":"#VALUE!"}},{"$f":"IF(H188<=S190-E200,0,H200*H186*H187*J186/(H188*4))","v":{"$error":"#VALUE!"}},{"$f":"IF(H188<=T190-E200,0,H200*H186*H187*J186/(H188*4))","v":{"$error":"#VALUE!"}},{"$f":"IF(H188<=U190-E200,0,H200*H186*H187*J186/(H188*4))","v":{"$error":"#VALUE!"}},{"$f":"IF(H188<=V190-E200,0,H200*H186*H187*J186/(H188*4))","v":{"$error":"#VALUE!"}},{"$f":"IF(H188<=W190-E200,0,H200*H186*H187*J186/(H188*4))","v":{"$error":"#VALUE!"}},{"$f":"IF(H188<=X190-E200,0,H200*H186*H187*J186/(H188*4))","v":{"$error":"#VALUE!"}},{"$f":"IF(H188<=Y190-E200,0,H200*H186*H187*J186/(H188*4))","v":{"$error":"#VALUE!"}},{"$f":"IF(H188<=Z190-E200,0,H200*H186*H187*J186/(H188*4))","v":{"$error":"#VALUE!"}},{"$f":"IF(H188<=AA190-E200,0,H200*H186*H187*J186/(H188*4))","v":{"$error":"#VALUE!"}},{"$f":"IF(H188<=AB190-E200,0,H200*H186*H187*J186/(H188*4))","v":{"$error":"#VALUE!"}},{"$f":"IF(H188<=AC190-E200,0,H200*H186*H187*J186/(H188*4))","v":{"$error":"#VALUE!"}},{"$f":"IF(H188<=AD190-E200,0,H200*H186*H187*J186/(H188*4))","v":{"$error":"#VALUE!"}}]
[{"$nulls":4},{"v":3.5,"d":"3.50"},{"$f":"$DF$13","v":{"v":0,"d":"0.000"}},{"$f":"IF(SUM(F191:F201)-H189<=0,0,SUM(F191:F201)-H189)","v":{"v":0,"d":"0.00"}},{"v":0,"d":"0.000"},{"$nulls":10},{"$f":"IF(H188<=S190-E201,0,H201*H186*H187*J186/(H188*4))","v":{"$error":"#VALUE!"}},{"$f":"IF(H188<=T190-E201,0,H201*H186*H187*J186/(H188*4))","v":{"$error":"#VALUE!"}},{"$f":"IF(H188<=U190-E201,0,H201*H186*H187*J186/(H188*4))","v":{"$error":"#VALUE!"}},{"$f":"IF(H188<=V190-E201,0,H201*H186*H187*J186/(H188*4))","v":{"$error":"#VALUE!"}},{"$f":"IF(H188<=W190-E201,0,H201*H186*H187*J186/(H188*4))","v":{"$error":"#VALUE!"}},{"$f":"IF(H188<=X190-E201,0,H201*H186*H187*J186/(H188*4))","v":{"$error":"#VALUE!"}},{"$f":"IF(H188<=Y190-E201,0,H201*H186*H187*J186/(H188*4))","v":{"$error":"#VALUE!"}},{"$f":"IF(H188<=Z190-E201,0,H201*H186*H187*J186/(H188*4))","v":{"$error":"#VALUE!"}},{"$f":"IF(H188<=AA190-E201,0,H201*H186*H187*J186/(H188*4))","v":{"$error":"#VALUE!"}},{"$f":"IF(H188<=AB190-E201,0,H201*H186*H187*J186/(H188*4))","v":{"$error":"#VALUE!"}},{"$f":"IF(H188<=AC190-E201,0,H201*H186*H187*J186/(H188*4))","v":{"$error":"#VALUE!"}},{"$f":"IF(H188<=AD190-E201,0,H201*H186*H187*J186/(H188*4))","v":{"$error":"#VALUE!"}},{"$f":"IF(H188<=AE190-E201,0,H201*H186*H187*J186/(H188*4))","v":{"$error":"#VALUE!"}}]
[{"$nulls":4},3.75,{"$f":"$DF$14","v":{"v":0,"d":"0.000"}},{"$f":"IF(SUM(F191:F202)-H189<=0,0,SUM(F191:F202)-H189)","v":{"v":0,"d":"0.00"}},{"v":0,"d":"0.000"},{"$nulls":11},{"$f":"IF(H188<=T190-E202,0,H202*H186*H187*J186/(H188*4))","v":{"$error":"#VALUE!"}},{"$f":"IF(H188<=U190-E202,0,H202*H186*H187*J186/(H188*4))","v":{"$error":"#VALUE!"}},{"$f":"IF(H188<=V190-E202,0,H202*H186*H187*J186/(H188*4))","v":{"$error":"#VALUE!"}},{"$f":"IF(H188<=W190-E202,0,H202*H186*H187*J186/(H188*4))","v":{"$error":"#VALUE!"}},{"$f":"IF(H188<=X190-E202,0,H202*H186*H187*J186/(H188*4))","v":{"$error":"#VALUE!"}},{"$f":"IF(H188<=Y190-E202,0,H202*H186*H187*J186/(H188*4))","v":{"$error":"#VALUE!"}},{"$f":"IF(H188<=Z190-E202,0,H202*H186*H187*J186/(H188*4))","v":{"$error":"#VALUE!"}},{"$f":"IF(H188<=AA190-E202,0,H202*H186*H187*J186/(H188*4))","v":{"$error":"#VALUE!"}},{"$f":"IF(H188<=AB190-E202,0,H202*H186*H187*J186/(H188*4))","v":{"$error":"#VALUE!"}},{"$f":"IF(H188<=AC190-E202,0,H202*H186*H187*J186/(H188*4))","v":{"$error":"#VALUE!"}},{"$f":"IF(H188<=AD190-E202,0,H202*H186*H187*J186/(H188*4))","v":{"$error":"#VALUE!"}},{"$f":"IF(H188<=AE190-E202,0,H202*H186*H187*J186/(H188*4))","v":{"$error":"#VALUE!"}},{"$f":"IF(H188<=AF190-E202,0,H202*H186*H187*J186/(H188*4))","v":{"$error":"#VALUE!"}}]
[{"$nulls":4},{"v":4,"d":"4.00"},{"$f":"$DF$15","v":{"v":0,"d":"0.000"}},{"$f":"IF(SUM(F191:F203)-H189<=0,0,SUM(F191:F203)-H189)","v":{"v":0,"d":"0.00"}},{"v":0,"d":"0.000"},{"$nulls":12},{"$f":"IF(H188<=U190-E203,0,H203*H186*H187*J186/(H188*4))","v":{"$error":"#VALUE!"}},{"$f":"IF(H188<=V190-E203,0,H203*H186*H187*J186/(H188*4))","v":{"$error":"#VALUE!"}},{"$f":"IF(H188<=W190-E203,0,H203*H186*H187*J186/(H188*4))","v":{"$error":"#VALUE!"}},{"$f":"IF(H188<=X190-E203,0,H203*H186*H187*J186/(H188*4))","v":{"$error":"#VALUE!"}},{"$f":"IF(H188<=Y190-E203,0,H203*H186*H187*J186/(H188*4))","v":{"$error":"#VALUE!"}},{"$f":"IF(H188<=Z190-E203,0,H203*H186*H187*J186/(H188*4))","v":{"$error":"#VALUE!"}},{"$f":"IF(H188<=AA190-E203,0,H203*H186*H187*J186/(H188*4))","v":{"$error":"#VALUE!"}},{"$f":"IF(H188<=AB190-E203,0,H203*H186*H187*J186/(H188*4))","v":{"$error":"#VALUE!"}},{"$f":"IF(H188<=AC190-E203,0,H203*H186*H187*J186/(H188*4))","v":{"$error":"#VALUE!"}},{"$f":"IF(H188<=AD190-E203,0,H203*H186*H187*J186/(H188*4))","v":{"$error":"#VALUE!"}},{"$f":"IF(H188<=AE190-E203,0,H203*H186*H187*J186/(H188*4))","v":{"$error":"#VALUE!"}},{"$f":"IF(H188<=AF190-E203,0,H203*H186*H187*J186/(H188*4))","v":{"$error":"#VALUE!"}},{"$f":"IF(H188<=AG190-E203,0,H203*H186*H187*J186/(H188*4))","v":{"$error":"#VALUE!"}}]
[{"$nulls":4},4.25,{"$f":"$DF$16","v":{"v":0,"d":"0.000"}},{"$f":"IF(SUM(F191:F204)-H189<=0,0,SUM(F191:F204)-H189)","v":{"v":0,"d":"0.00"}},{"v":0,"d":"0.000"},{"$nulls":13},{"$f":"IF(H188<=V190-E204,0,H204*H186*H187*J186/(H188*4))","v":{"$error":"#VALUE!"}},{"$f":"IF(H188<=W190-E204,0,H204*H186*H187*J186/(H188*4))","v":{"$error":"#VALUE!"}},{"$f":"IF(H188<=X190-E204,0,H204*H186*H187*J186/(H188*4))","v":{"$error":"#VALUE!"}},{"$f":"IF(H188<=Y190-E204,0,H204*H186*H187*J186/(H188*4))","v":{"$error":"#VALUE!"}},{"$f":"IF(H188<=Z190-E204,0,H204*H186*H187*J186/(H188*4))","v":{"$error":"#VALUE!"}},{"$f":"IF(H188<=AA190-E204,0,H204*H186*H187*J186/(H188*4))","v":{"$error":"#VALUE!"}},{"$f":"IF(H188<=AB190-E204,0,H204*H186*H187*J186/(H188*4))","v":{"$error":"#VALUE!"}},{"$f":"IF(H188<=AC190-E204,0,H204*H186*H187*J186/(H188*4))","v":{"$error":"#VALUE!"}},{"$f":"IF(H188<=AD190-E204,0,H204*H186*H187*J186/(H188*4))","v":{"$error":"#VALUE!"}},{"$f":"IF(H188<=AE190-E204,0,H204*H186*H187*J186/(H188*4))","v":{"$error":"#VALUE!"}},{"$f":"IF(H188<=AF190-E204,0,H204*H186*H187*J186/(H188*4))","v":{"$error":"#VALUE!"}},{"$f":"IF(H188<=AG190-E204,0,H204*H186*H187*J186/(H188*4))","v":{"$error":"#VALUE!"}},{"$f":"IF(H188<=AH190-E204,0,H204*H186*H187*J186/(H188*4))","v":{"$error":"#VALUE!"}}]
[{"$nulls":4},{"v":4.5,"d":"4.50"},{"$f":"$DF$17","v":{"v":0,"d":"0.000"}},{"$f":"IF(SUM(F191:F205)-H189<=0,0,SUM(F191:F205)-H189)","v":{"v":0,"d":"0.00"}},{"v":0,"d":"0.000"},{"$nulls":14},{"$f":"IF(H188<=W190-E205,0,H205*H186*H187*J186/(H188*4))","v":{"$error":"#VALUE!"}},{"$f":"IF(H188<=X190-E205,0,H205*H186*H187*J186/(H188*4))","v":{"$error":"#VALUE!"}},{"$f":"IF(H188<=Y190-E205,0,H205*H186*H187*J186/(H188*4))","v":{"$error":"#VALUE!"}},{"$f":"IF(H188<=Z190-E205,0,H205*H186*H187*J186/(H188*4))","v":{"$error":"#VALUE!"}},{"$f":"IF(H188<=AA190-E205,0,H205*H186*H187*J186/(H188*4))","v":{"$error":"#VALUE!"}},{"$f":"IF(H188<=AB190-E205,0,H205*H186*H187*J186/(H188*4))","v":{"$error":"#VALUE!"}},{"$f":"IF(H188<=AC190-E205,0,H205*H186*H187*J186/(H188*4))","v":{"$error":"#VALUE!"}},{"$f":"IF(H188<=AD190-E205,0,H205*H186*H187*J186/(H188*4))","v":{"$error":"#VALUE!"}},{"$f":"IF(H188<=AE190-E205,0,H205*H186*H187*J186/(H188*4))","v":{"$error":"#VALUE!"}},{"$f":"IF(H188<=AF190-E205,0,H205*H186*H187*J186/(H188*4))","v":{"$error":"#VALUE!"}},{"$f":"IF(H188<=AG190-E205,0,H205*H186*H187*J186/(H188*4))","v":{"$error":"#VALUE!"}},{"$f":"IF(H188<=AH190-E205,0,H205*H186*H187*J186/(H188*4))","v":{"$error":"#VALUE!"}},{"$f":"IF(H188<=AI190-E205,0,H205*H186*H187*J186/(H188*4))","v":{"$error":"#VALUE!"}}]
[{"$nulls":4},4.75,{"$f":"$DF$18","v":{"v":0,"d":"0.000"}},{"$f":"IF(SUM(F191:F206)-H189<=0,0,SUM(F191:F206)-H189)","v":{"v":0,"d":"0.00"}},{"v":0,"d":"0.000"},{"$nulls":15},{"$f":"IF(H188<=X190-E206,0,H206*H186*H187*J186/(H188*4))","v":{"$error":"#VALUE!"}},{"$f":"IF(H188<=Y190-E206,0,H206*H186*H187*J186/(H188*4))","v":{"$error":"#VALUE!"}},{"$f":"IF(H188<=Z190-E206,0,H206*H186*H187*J186/(H188*4))","v":{"$error":"#VALUE!"}},{"$f":"IF(H188<=AA190-E206,0,H206*H186*H187*J186/(H188*4))","v":{"$error":"#VALUE!"}},{"$f":"IF(H188<=AB190-E206,0,H206*H186*H187*J186/(H188*4))","v":{"$error":"#VALUE!"}},{"$f":"IF(H188<=AC190-E206,0,H206*H186*H187*J186/(H188*4))","v":{"$error":"#VALUE!"}},{"$f":"IF(H188<=AD190-E206,0,H206*H186*H187*J186/(H188*4))","v":{"$error":"#VALUE!"}},{"$f":"IF(H188<=AE190-E206,0,H206*H186*H187*J186/(H188*4))","v":{"$error":"#VALUE!"}},{"$f":"IF(H188<=AF190-E206,0,H206*H186*H187*J186/(H188*4))","v":{"$error":"#VALUE!"}},{"$f":"IF(H188<=AG190-E206,0,H206*H186*H187*J186/(H188*4))","v":{"$error":"#VALUE!"}},{"$f":"IF(H188<=AH190-E206,0,H206*H186*H187*J186/(H188*4))","v":{"$error":"#VALUE!"}},{"$f":"IF(H188<=AI190-E206,0,H206*H186*H187*J186/(H188*4))","v":{"$error":"#VALUE!"}},{"$f":"IF(H188<=AJ190-E206,0,H206*H186*H187*J186/(H188*4))","v":{"$error":"#VALUE!"}}]
[{"$nulls":4},{"v":5,"d":"5.00"},{"$f":"$DF$19","v":{"v":0,"d":"0.000"}},{"$f":"IF(SUM(F191:F207)-H189<=0,0,SUM(F191:F207)-H189)","v":{"v":0,"d":"0.00"}},{"v":0,"d":"0.000"},{"$nulls":16},{"$f":"IF(H188<=Y190-E207,0,H207*H186*H187*J186/(H188*4))","v":{"$error":"#VALUE!"}},{"$f":"IF(H188<=Z190-E207,0,H207*H186*H187*J186/(H188*4))","v":{"$error":"#VALUE!"}},{"$f":"IF(H188<=AA190-E207,0,H207*H186*H187*J186/(H188*4))","v":{"$error":"#VALUE!"}},{"$f":"IF(H188<=AB190-E207,0,H207*H186*H187*J186/(H188*4))","v":{"$error":"#VALUE!"}},{"$f":"IF(H188<=AC190-E207,0,H207*H186*H187*J186/(H188*4))","v":{"$error":"#VALUE!"}},{"$f":"IF(H188<=AD190-E207,0,H207*H186*H187*J186/(H188*4))","v":{"$error":"#VALUE!"}},{"$f":"IF(H188<=AE190-E207,0,H207*H186*H187*J186/(H188*4))","v":{"$error":"#VALUE!"}},{"$f":"IF(H188<=AF190-E207,0,H207*H186*H187*J186/(H188*4))","v":{"$error":"#VALUE!"}},{"$f":"IF(H188<=AG190-E207,0,H207*H186*H187*J186/(H188*4))","v":{"$error":"#VALUE!"}},{"$f":"IF(H188<=AH190-E207,0,H207*H186*H187*J186/(H188*4))","v":{"$error":"#VALUE!"}},{"$f":"IF(H188<=AI190-E207,0,H207*H186*H187*J186/(H188*4))","v":{"$error":"#VALUE!"}},{"$f":"IF(H188<=AJ190-E207,0,H207*H186*H187*J186/(H188*4))","v":{"$error":"#VALUE!"}},{"$f":"IF(H188<=AK190-E207,0,H207*H186*H187*J186/(H188*4))","v":{"$error":"#VALUE!"}}]
[{"$nulls":4},5.25,{"$f":"$DF$20","v":{"v":0,"d":"0.000"}},{"$f":"IF(SUM(F191:F208)-H189<=0,0,SUM(F191:F208)-H189)","v":{"v":0,"d":"0.00"}},{"v":0,"d":"0.000"},{"$nulls":17},{"$f":"IF(H188<=Z190-E208,0,H208*H186*H187*J186/(H188*4))","v":{"$error":"#VALUE!"}},{"$f":"IF(H188<=AA190-E208,0,H208*H186*H187*J186/(H188*4))","v":{"$error":"#VALUE!"}},{"$f":"IF(H188<=AB190-E208,0,H208*H186*H187*J186/(H188*4))","v":{"$error":"#VALUE!"}},{"$f":"IF(H188<=AC190-E208,0,H208*H186*H187*J186/(H188*4))","v":{"$error":"#VALUE!"}},{"$f":"IF(H188<=AD190-E208,0,H208*H186*H187*J186/(H188*4))","v":{"$error":"#VALUE!"}},{"$f":"IF(H188<=AE190-E208,0,H208*H186*H187*J186/(H188*4))","v":{"$error":"#VALUE!"}},{"$f":"IF(H188<=AF190-E208,0,H208*H186*H187*J186/(H188*4))","v":{"$error":"#VALUE!"}},{"$f":"IF(H188<=AG190-E208,0,H208*H186*H187*J186/(H188*4))","v":{"$error":"#VALUE!"}},{"$f":"IF(H188<=AH190-E208,0,H208*H186*H187*J186/(H188*4))","v":{"$error":"#VALUE!"}},{"$f":"IF(H188<=AI190-E208,0,H208*H186*H187*J186/(H188*4))","v":{"$error":"#VALUE!"}},{"$f":"IF(H188<=AJ190-E208,0,H208*H186*H187*J186/(H188*4))","v":{"$error":"#VALUE!"}},{"$f":"IF(H188<=AK190-E208,0,H208*H186*H187*J186/(H188*4))","v":{"$error":"#VALUE!"}},{"$f":"IF(H188<=AL190-E208,0,H208*H186*H187*J186/(H188*4))","v":{"$error":"#VALUE!"}}]
[{"$nulls":4},{"v":5.5,"d":"5.50"},{"$f":"$DF$21","v":{"v":0,"d":"0.000"}},{"$f":"IF(SUM(F191:F209)-H189<=0,0,SUM(F191:F209)-H189)","v":{"v":0,"d":"0.00"}},{"v":0,"d":"0.000"},{"$nulls":18},{"$f":"IF(H188<=AA190-E209,0,H209*H186*H187*J186/(H188*4))","v":{"$error":"#VALUE!"}},{"$f":"IF(H188<=AB190-E209,0,H209*H186*H187*J186/(H188*4))","v":{"$error":"#VALUE!"}},{"$f":"IF(H188<=AC190-E209,0,H209*H186*H187*J186/(H188*4))","v":{"$error":"#VALUE!"}},{"$f":"IF(H188<=AD190-E209,0,H209*H186*H187*J186/(H188*4))","v":{"$error":"#VALUE!"}},{"$f":"IF(H188<=AE190-E209,0,H209*H186*H187*J186/(H188*4))","v":{"$error":"#VALUE!"}},{"$f":"IF(H188<=AF190-E209,0,H209*H186*H187*J186/(H188*4))","v":{"$error":"#VALUE!"}},{"$f":"IF(H188<=AG190-E209,0,H209*H186*H187*J186/(H188*4))","v":{"$error":"#VALUE!"}},{"$f":"IF(H188<=AH190-E209,0,H209*H186*H187*J186/(H188*4))","v":{"$error":"#VALUE!"}},{"$f":"IF(H188<=AI190-E209,0,H209*H186*H187*J186/(H188*4))","v":{"$error":"#VALUE!"}},{"$f":"IF(H188<=AJ190-E209,0,H209*H186*H187*J186/(H188*4))","v":{"$error":"#VALUE!"}},{"$f":"IF(H188<=AK190-E209,0,H209*H186*H187*J186/(H188*4))","v":{"$error":"#VALUE!"}},{"$f":"IF(H188<=AL190-E209,0,H209*H186*H187*J186/(H188*4))","v":{"$error":"#VALUE!"}},{"$f":"IF(H188<=AM190-E209,0,H209*H186*H187*J186/(H188*4))","v":{"$error":"#VALUE!"}}]
[{"$nulls":4},5.75,{"$f":"$DF$22","v":{"v":0,"d":"0.000"}},{"$f":"IF(SUM(F191:F210)-H189<=0,0,SUM(F191:F210)-H189)","v":{"v":0,"d":"0.00"}},{"v":0,"d":"0.000"},{"$nulls":19},{"$f":"IF(H188<=AB190-E210,0,H210*H186*H187*J186/(H188*4))","v":{"$error":"#VALUE!"}},{"$f":"IF(H188<=AC190-E210,0,H210*H186*H187*J186/(H188*4))","v":{"$error":"#VALUE!"}},{"$f":"IF(H188<=AD190-E210,0,H210*H186*H187*J186/(H188*4))","v":{"$error":"#VALUE!"}},{"$f":"IF(H188<=AE190-E210,0,H210*H186*H187*J186/(H188*4))","v":{"$error":"#VALUE!"}},{"$f":"IF(H188<=AF190-E210,0,H210*H186*H187*J186/(H188*4))","v":{"$error":"#VALUE!"}},{"$f":"IF(H188<=AG190-E210,0,H210*H186*H187*J186/(H188*4))","v":{"$error":"#VALUE!"}},{"$f":"IF(H188<=AH190-E210,0,H210*H186*H187*J186/(H188*4))","v":{"$error":"#VALUE!"}},{"$f":"IF(H188<=AI190-E210,0,H210*H186*H187*J186/(H188*4))","v":{"$error":"#VALUE!"}},{"$f":"IF(H188<=AJ190-E210,0,H210*H186*H187*J186/(H188*4))","v":{"$error":"#VALUE!"}},{"$f":"IF(H188<=AK190-E210,0,H210*H186*H187*J186/(H188*4))","v":{"$error":"#VALUE!"}},{"$f":"IF(H188<=AL190-E210,0,H210*H186*H187*J186/(H188*4))","v":{"$error":"#VALUE!"}},{"$f":"IF(H188<=AM190-E210,0,H210*H186*H187*J186/(H188*4))","v":{"$error":"#VALUE!"}},{"$f":"IF(H188<=AN190-E210,0,H210*H186*H187*J186/(H188*4))","v":{"$error":"#VALUE!"}}]
[{"$nulls":4},{"v":6,"d":"6.00"},{"$f":"$DF$23","v":{"v":0,"d":"0.000"}},{"$f":"IF(SUM(F191:F211)-H189<=0,0,SUM(F191:F211)-H189)","v":{"v":0,"d":"0.00"}},{"v":0,"d":"0.000"},{"$nulls":20},{"$f":"IF(H188<=AC190-E211,0,H211*H186*H187*J186/(H188*4))","v":{"$error":"#VALUE!"}},{"$f":"IF(H188<=AD190-E211,0,H211*H186*H187*J186/(H188*4))","v":{"$error":"#VALUE!"}},{"$f":"IF(H188<=AE190-E211,0,H211*H186*H187*J186/(H188*4))","v":{"$error":"#VALUE!"}},{"$f":"IF(H188<=AF190-E211,0,H211*H186*H187*J186/(H188*4))","v":{"$error":"#VALUE!"}},{"$f":"IF(H188<=AG190-E211,0,H211*H186*H187*J186/(H188*4))","v":{"$error":"#VALUE!"}},{"$f":"IF(H188<=AH190-E211,0,H211*H186*H187*J186/(H188*4))","v":{"$error":"#VALUE!"}},{"$f":"IF(H188<=AI190-E211,0,H211*H186*H187*J186/(H188*4))","v":{"$error":"#VALUE!"}},{"$f":"IF(H188<=AJ190-E211,0,H211*H186*H187*J186/(H188*4))","v":{"$error":"#VALUE!"}},{"$f":"IF(H188<=AK190-E211,0,H211*H186*H187*J186/(H188*4))","v":{"$error":"#VALUE!"}},{"$f":"IF(H188<=AL190-E211,0,H211*H186*H187*J186/(H188*4))","v":{"$error":"#VALUE!"}},{"$f":"IF(H188<=AM190-E211,0,H211*H186*H187*J186/(H188*4))","v":{"$error":"#VALUE!"}},{"$f":"IF(H188<=AN190-E211,0,H211*H186*H187*J186/(H188*4))","v":{"$error":"#VALUE!"}},{"$f":"IF(H188<=AO190-E211,0,H211*H186*H187*J186/(H188*4))","v":{"$error":"#VALUE!"}}]
[{"$nulls":4},6.25,{"$f":"$DF$24","v":{"v":0,"d":"0.000"}},{"$f":"IF(SUM(F191:F212)-H189<=0,0,SUM(F191:F212)-H189)","v":{"v":0,"d":"0.00"}},{"v":0,"d":"0.000"},{"$nulls":21},{"$f":"IF(H188<=AD190-E212,0,H212*H186*H187*J186/(H188*4))","v":{"$error":"#VALUE!"}},{"$f":"IF(H188<=AE190-E212,0,H212*H186*H187*J186/(H188*4))","v":{"$error":"#VALUE!"}},{"$f":"IF(H188<=AF190-E212,0,H212*H186*H187*J186/(H188*4))","v":{"$error":"#VALUE!"}},{"$f":"IF(H188<=AG190-E212,0,H212*H186*H187*J186/(H188*4))","v":{"$error":"#VALUE!"}},{"$f":"IF(H188<=AH190-E212,0,H212*H186*H187*J186/(H188*4))","v":{"$error":"#VALUE!"}},{"$f":"IF(H188<=AI190-E212,0,H212*H186*H187*J186/(H188*4))","v":{"$error":"#VALUE!"}},{"$f":"IF(H188<=AJ190-E212,0,H212*H186*H187*J186/(H188*4))","v":{"$error":"#VALUE!"}},{"$f":"IF(H188<=AK190-E212,0,H212*H186*H187*J186/(H188*4))","v":{"$error":"#VALUE!"}},{"$f":"IF(H188<=AL190-E212,0,H212*H186*H187*J186/(H188*4))","v":{"$error":"#VALUE!"}},{"$f":"IF(H188<=AM190-E212,0,H212*H186*H187*J186/(H188*4))","v":{"$error":"#VALUE!"}},{"$f":"IF(H188<=AN190-E212,0,H212*H186*H187*J186/(H188*4))","v":{"$error":"#VALUE!"}},{"$f":"IF(H188<=AO190-E212,0,H212*H186*H187*J186/(H188*4))","v":{"$error":"#VALUE!"}},{"$f":"IF(H188<=AP190-E212,0,H212*H186*H187*J186/(H188*4))","v":{"$error":"#VALUE!"}}]
[{"$nulls":4},{"v":6.5,"d":"6.50"},{"$f":"$DF$25","v":{"v":0,"d":"0.000"}},{"$f":"IF(SUM(F191:F213)-H189<=0,0,SUM(F191:F213)-H189)","v":{"v":0,"d":"0.00"}},{"v":0,"d":"0.000"},{"$nulls":22},{"$f":"IF(H188<=AE190-E213,0,H213*H186*H187*J186/(H188*4))","v":{"$error":"#VALUE!"}},{"$f":"IF(H188<=AF190-E213,0,H213*H186*H187*J186/(H188*4))","v":{"$error":"#VALUE!"}},{"$f":"IF(H188<=AG190-E213,0,H213*H186*H187*J186/(H188*4))","v":{"$error":"#VALUE!"}},{"$f":"IF(H188<=AH190-E213,0,H213*H186*H187*J186/(H188*4))","v":{"$error":"#VALUE!"}},{"$f":"IF(H188<=AI190-E213,0,H213*H186*H187*J186/(H188*4))","v":{"$error":"#VALUE!"}},{"$f":"IF(H188<=AJ190-E213,0,H213*H186*H187*J186/(H188*4))","v":{"$error":"#VALUE!"}},{"$f":"IF(H188<=AK190-E213,0,H213*H186*H187*J186/(H188*4))","v":{"$error":"#VALUE!"}},{"$f":"IF(H188<=AL190-E213,0,H213*H186*H187*J186/(H188*4))","v":{"$error":"#VALUE!"}},{"$f":"IF(H188<=AM190-E213,0,H213*H186*H187*J186/(H188*4))","v":{"$error":"#VALUE!"}},{"$f":"IF(H188<=AN190-E213,0,H213*H186*H187*J186/(H188*4))","v":{"$error":"#VALUE!"}},{"$f":"IF(H188<=AO190-E213,0,H213*H186*H187*J186/(H188*4))","v":{"$error":"#VALUE!"}},{"$f":"IF(H188<=AP190-E213,0,H213*H186*H187*J186/(H188*4))","v":{"$error":"#VALUE!"}},{"$f":"IF(H188<=AQ190-E213,0,H213*H186*H187*J186/(H188*4))","v":{"$error":"#VALUE!"}}]
[{"$nulls":4},6.75,{"$f":"$DF$26","v":{"v":0,"d":"0.000"}},{"$f":"IF(SUM(F191:F214)-H189<=0,0,SUM(F191:F214)-H189)","v":{"v":0,"d":"0.00"}},{"v":0,"d":"0.000"},{"$nulls":23},{"$f":"IF(H188<=AF190-E214,0,H214*H186*H187*J186/(H188*4))","v":{"$error":"#VALUE!"}},{"$f":"IF(H188<=AG190-E214,0,H214*H186*H187*J186/(H188*4))","v":{"$error":"#VALUE!"}},{"$f":"IF(H188<=AH190-E214,0,H214*H186*H187*J186/(H188*4))","v":{"$error":"#VALUE!"}},{"$f":"IF(H188<=AI190-E214,0,H214*H186*H187*J186/(H188*4))","v":{"$error":"#VALUE!"}},{"$f":"IF(H188<=AJ190-E214,0,H214*H186*H187*J186/(H188*4))","v":{"$error":"#VALUE!"}},{"$f":"IF(H188<=AK190-E214,0,H214*H186*H187*J186/(H188*4))","v":{"$error":"#VALUE!"}},{"$f":"IF(H188<=AL190-E214,0,H214*H186*H187*J186/(H188*4))","v":{"$error":"#VALUE!"}},{"$f":"IF(H188<=AM190-E214,0,H214*H186*H187*J186/(H188*4))","v":{"$error":"#VALUE!"}},{"$f":"IF(H188<=AN190-E214,0,H214*H186*H187*J186/(H188*4))","v":{"$error":"#VALUE!"}},{"$f":"IF(H188<=AO190-E214,0,H214*H186*H187*J186/(H188*4))","v":{"$error":"#VALUE!"}},{"$f":"IF(H188<=AP190-E214,0,H214*H186*H187*J186/(H188*4))","v":{"$error":"#VALUE!"}},{"$f":"IF(H188<=AQ190-E214,0,H214*H186*H187*J186/(H188*4))","v":{"$error":"#VALUE!"}},{"$f":"IF(H188<=AR190-E214,0,H214*H186*H187*J186/(H188*4))","v":{"$error":"#VALUE!"}}]
[{"$nulls":4},{"v":7,"d":"7.00"},{"$f":"$DF$27","v":{"v":0,"d":"0.000"}},{"$f":"IF(SUM(F191:F215)-H189<=0,0,SUM(F191:F215)-H189)","v":{"v":0,"d":"0.00"}},{"v":0,"d":"0.000"},{"$nulls":24},{"$f":"IF(H188<=AG190-E215,0,H215*H186*H187*J186/(H188*4))","v":{"$error":"#VALUE!"}},{"$f":"IF(H188<=AH190-E215,0,H215*H186*H187*J186/(H188*4))","v":{"$error":"#VALUE!"}},{"$f":"IF(H188<=AI190-E215,0,H215*H186*H187*J186/(H188*4))","v":{"$error":"#VALUE!"}},{"$f":"IF(H188<=AJ190-E215,0,H215*H186*H187*J186/(H188*4))","v":{"$error":"#VALUE!"}},{"$f":"IF(H188<=AK190-E215,0,H215*H186*H187*J186/(H188*4))","v":{"$error":"#VALUE!"}},{"$f":"IF(H188<=AL190-E215,0,H215*H186*H187*J186/(H188*4))","v":{"$error":"#VALUE!"}},{"$f":"IF(H188<=AM190-E215,0,H215*H186*H187*J186/(H188*4))","v":{"$error":"#VALUE!"}},{"$f":"IF(H188<=AN190-E215,0,H215*H186*H187*J186/(H188*4))","v":{"$error":"#VALUE!"}},{"$f":"IF(H188<=AO190-E215,0,H215*H186*H187*J186/(H188*4))","v":{"$error":"#VALUE!"}},{"$f":"IF(H188<=AP190-E215,0,H215*H186*H187*J186/(H188*4))","v":{"$error":"#VALUE!"}},{"$f":"IF(H188<=AQ190-E215,0,H215*H186*H187*J186/(H188*4))","v":{"$error":"#VALUE!"}},{"$f":"IF(H188<=AR190-E215,0,H215*H186*H187*J186/(H188*4))","v":{"$error":"#VALUE!"}},{"$f":"IF(H188<=AS190-E215,0,H215*H186*H187*J186/(H188*4))","v":{"$error":"#VALUE!"}}]
[{"$nulls":4},7.25,{"$f":"$DF$28","v":{"v":0,"d":"0.000"}},{"$f":"IF(SUM(F191:F216)-H189<=0,0,SUM(F191:F216)-H189)","v":{"v":0,"d":"0.00"}},{"v":0,"d":"0.000"},{"$nulls":25},{"$f":"IF(H188<=AH190-E216,0,H216*H186*H187*J186/(H188*4))","v":{"$error":"#VALUE!"}},{"$f":"IF(H188<=AI190-E216,0,H216*H186*H187*J186/(H188*4))","v":{"$error":"#VALUE!"}},{"$f":"IF(H188<=AJ190-E216,0,H216*H186*H187*J186/(H188*4))","v":{"$error":"#VALUE!"}},{"$f":"IF(H188<=AK190-E216,0,H216*H186*H187*J186/(H188*4))","v":{"$error":"#VALUE!"}},{"$f":"IF(H188<=AL190-E216,0,H216*H186*H187*J186/(H188*4))","v":{"$error":"#VALUE!"}},{"$f":"IF(H188<=AM190-E216,0,H216*H186*H187*J186/(H188*4))","v":{"$error":"#VALUE!"}},{"$f":"IF(H188<=AN190-E216,0,H216*H186*H187*J186/(H188*4))","v":{"$error":"#VALUE!"}},{"$f":"IF(H188<=AO190-E216,0,H216*H186*H187*J186/(H188*4))","v":{"$error":"#VALUE!"}},{"$f":"IF(H188<=AP190-E216,0,H216*H186*H187*J186/(H188*4))","v":{"$error":"#VALUE!"}},{"$f":"IF(H188<=AQ190-E216,0,H216*H186*H187*J186/(H188*4))","v":{"$error":"#VALUE!"}},{"$f":"IF(H188<=AR190-E216,0,H216*H186*H187*J186/(H188*4))","v":{"$error":"#VALUE!"}},{"$f":"IF(H188<=AS190-E216,0,H216*H186*H187*J186/(H188*4))","v":{"$error":"#VALUE!"}},{"$f":"IF(H188<=AT190-E216,0,H216*H186*H187*J186/(H188*4))","v":{"$error":"#VALUE!"}}]
[{"$nulls":4},{"v":7.5,"d":"7.50"},{"$f":"$DF$29","v":{"v":0,"d":"0.000"}},{"$f":"IF(SUM(F191:F217)-H189<=0,0,SUM(F191:F217)-H189)","v":{"v":0,"d":"0.00"}},{"v":0,"d":"0.000"},{"$nulls":26},{"$f":"IF(H188<=AI190-E217,0,H217*H186*H187*J186/(H188*4))","v":{"$error":"#VALUE!"}},{"$f":"IF(H188<=AJ190-E217,0,H217*H186*H187*J186/(H188*4))","v":{"$error":"#VALUE!"}},{"$f":"IF(H188<=AK190-E217,0,H217*H186*H187*J186/(H188*4))","v":{"$error":"#VALUE!"}},{"$f":"IF(H188<=AL190-E217,0,H217*H186*H187*J186/(H188*4))","v":{"$error":"#VALUE!"}},{"$f":"IF(H188<=AM190-E217,0,H217*H186*H187*J186/(H188*4))","v":{"$error":"#VALUE!"}},{"$f":"IF(H188<=AN190-E217,0,H217*H186*H187*J186/(H188*4))","v":{"$error":"#VALUE!"}},{"$f":"IF(H188<=AO190-E217,0,H217*H186*H187*J186/(H188*4))","v":{"$error":"#VALUE!"}},{"$f":"IF(H188<=AP190-E217,0,H217*H186*H187*J186/(H188*4))","v":{"$error":"#VALUE!"}},{"$f":"IF(H188<=AQ190-E217,0,H217*H186*H187*J186/(H188*4))","v":{"$error":"#VALUE!"}},{"$f":"IF(H188<=AR190-E217,0,H217*H186*H187*J186/(H188*4))","v":{"$error":"#VALUE!"}},{"$f":"IF(H188<=AS190-E217,0,H217*H186*H187*J186/(H188*4))","v":{"$error":"#VALUE!"}},{"$f":"IF(H188<=AT190-E217,0,H217*H186*H187*J186/(H188*4))","v":{"$error":"#VALUE!"}},{"$f":"IF(H188<=AU190-E217,0,H217*H186*H187*J186/(H188*4))","v":{"$error":"#VALUE!"}}]
[{"$nulls":4},7.75,{"$f":"$DF$30","v":{"v":0,"d":"0.000"}},{"$f":"IF(SUM(F191:F218)-H189<=0,0,SUM(F191:F218)-H189)","v":{"v":0,"d":"0.00"}},{"v":0,"d":"0.000"},{"$nulls":27},{"$f":"IF(H188<=AJ190-E218,0,H218*H186*H187*J186/(H188*4))","v":{"$error":"#VALUE!"}},{"$f":"IF(H188<=AK190-E218,0,H218*H186*H187*J186/(H188*4))","v":{"$error":"#VALUE!"}},{"$f":"IF(H188<=AL190-E218,0,H218*H186*H187*J186/(H188*4))","v":{"$error":"#VALUE!"}},{"$f":"IF(H188<=AM190-E218,0,H218*H186*H187*J186/(H188*4))","v":{"$error":"#VALUE!"}},{"$f":"IF(H188<=AN190-E218,0,H218*H186*H187*J186/(H188*4))","v":{"$error":"#VALUE!"}},{"$f":"IF(H188<=AO190-E218,0,H218*H186*H187*J186/(H188*4))","v":{"$error":"#VALUE!"}},{"$f":"IF(H188<=AP190-E218,0,H218*H186*H187*J186/(H188*4))","v":{"$error":"#VALUE!"}},{"$f":"IF(H188<=AQ190-E218,0,H218*H186*H187*J186/(H188*4))","v":{"$error":"#VALUE!"}},{"$f":"IF(H188<=AR190-E218,0,H218*H186*H187*J186/(H188*4))","v":{"$error":"#VALUE!"}},{"$f":"IF(H188<=AS190-E218,0,H218*H186*H187*J186/(H188*4))","v":{"$error":"#VALUE!"}},{"$f":"IF(H188<=AT190-E218,0,H218*H186*H187*J186/(H188*4))","v":{"$error":"#VALUE!"}},{"$f":"IF(H188<=AU190-E218,0,H218*H186*H187*J186/(H188*4))","v":{"$error":"#VALUE!"}},{"$f":"IF(H188<=AV190-E218,0,H218*H186*H187*J186/(H188*4))","v":{"$error":"#VALUE!"}}]
[{"$nulls":4},{"v":8,"d":"8.00"},{"$f":"$DF$31","v":{"v":0,"d":"0.000"}},{"$f":"IF(SUM(F191:F219)-H189<=0,0,SUM(F191:F219)-H189)","v":{"v":0,"d":"0.00"}},{"v":0,"d":"0.000"},{"$nulls":28},{"$f":"IF(H188<=AK190-E219,0,H219*H186*H187*J186/(H188*4))","v":{"$error":"#VALUE!"}},{"$f":"IF(H188<=AL190-E219,0,H219*H186*H187*J186/(H188*4))","v":{"$error":"#VALUE!"}},{"$f":"IF(H188<=AM190-E219,0,H219*H186*H187*J186/(H188*4))","v":{"$error":"#VALUE!"}},{"$f":"IF(H188<=AN190-E219,0,H219*H186*H187*J186/(H188*4))","v":{"$error":"#VALUE!"}},{"$f":"IF(H188<=AO190-E219,0,H219*H186*H187*J186/(H188*4))","v":{"$error":"#VALUE!"}},{"$f":"IF(H188<=AP190-E219,0,H219*H186*H187*J186/(H188*4))","v":{"$error":"#VALUE!"}},{"$f":"IF(H188<=AQ190-E219,0,H219*H186*H187*J186/(H188*4))","v":{"$error":"#VALUE!"}},{"$f":"IF(H188<=AR190-E219,0,H219*H186*H187*J186/(H188*4))","v":{"$error":"#VALUE!"}},{"$f":"IF(H188<=AS190-E219,0,H219*H186*H187*J186/(H188*4))","v":{"$error":"#VALUE!"}},{"$f":"IF(H188<=AT190-E219,0,H219*H186*H187*J186/(H188*4))","v":{"$error":"#VALUE!"}},{"$f":"IF(H188<=AU190-E219,0,H219*H186*H187*J186/(H188*4))","v":{"$error":"#VALUE!"}},{"$f":"IF(H188<=AV190-E219,0,H219*H186*H187*J186/(H188*4))","v":{"$error":"#VALUE!"}},{"$f":"IF(H188<=AW190-E219,0,H219*H186*H187*J186/(H188*4))","v":{"$error":"#VALUE!"}}]
[{"$nulls":4},8.25,{"$f":"$DF$32","v":{"v":0,"d":"0.000"}},{"$f":"IF(SUM(F191:F220)-H189<=0,0,SUM(F191:F220)-H189)","v":{"v":0,"d":"0.00"}},{"v":0,"d":"0.000"},{"$nulls":29},{"$f":"IF(H188<=AL190-E220,0,H220*H186*H187*J186/(H188*4))","v":{"$error":"#VALUE!"}},{"$f":"IF(H188<=AM190-E220,0,H220*H186*H187*J186/(H188*4))","v":{"$error":"#VALUE!"}},{"$f":"IF(H188<=AN190-E220,0,H220*H186*H187*J186/(H188*4))","v":{"$error":"#VALUE!"}},{"$f":"IF(H188<=AO190-E220,0,H220*H186*H187*J186/(H188*4))","v":{"$error":"#VALUE!"}},{"$f":"IF(H188<=AP190-E220,0,H220*H186*H187*J186/(H188*4))","v":{"$error":"#VALUE!"}},{"$f":"IF(H188<=AQ190-E220,0,H220*H186*H187*J186/(H188*4))","v":{"$error":"#VALUE!"}},{"$f":"IF(H188<=AR190-E220,0,H220*H186*H187*J186/(H188*4))","v":{"$error":"#VALUE!"}},{"$f":"IF(H188<=AS190-E220,0,H220*H186*H187*J186/(H188*4))","v":{"$error":"#VALUE!"}},{"$f":"IF(H188<=AT190-E220,0,H220*H186*H187*J186/(H188*4))","v":{"$error":"#VALUE!"}},{"$f":"IF(H188<=AU190-E220,0,H220*H186*H187*J186/(H188*4))","v":{"$error":"#VALUE!"}},{"$f":"IF(H188<=AV190-E220,0,H220*H186*H187*J186/(H188*4))","v":{"$error":"#VALUE!"}},{"$f":"IF(H188<=AW190-E220,0,H220*H186*H187*J186/(H188*4))","v":{"$error":"#VALUE!"}},{"$f":"IF(H188<=AX190-E220,0,H220*H186*H187*J186/(H188*4))","v":{"$error":"#VALUE!"}}]
[{"$nulls":4},{"v":8.5,"d":"8.50"},{"$f":"$DF$33","v":{"v":0,"d":"0.000"}},{"$f":"IF(SUM(F191:F221)-H189<=0,0,SUM(F191:F221)-H189)","v":{"v":0,"d":"0.00"}},{"v":0,"d":"0.000"},{"$nulls":30},{"$f":"IF(H188<=AM190-E221,0,H221*H186*H187*J186/(H188*4))","v":{"$error":"#VALUE!"}},{"$f":"IF(H188<=AN190-E221,0,H221*H186*H187*J186/(H188*4))","v":{"$error":"#VALUE!"}},{"$f":"IF(H188<=AO190-E221,0,H221*H186*H187*J186/(H188*4))","v":{"$error":"#VALUE!"}},{"$f":"IF(H188<=AP190-E221,0,H221*H186*H187*J186/(H188*4))","v":{"$error":"#VALUE!"}},{"$f":"IF(H188<=AQ190-E221,0,H221*H186*H187*J186/(H188*4))","v":{"$error":"#VALUE!"}},{"$f":"IF(H188<=AR190-E221,0,H221*H186*H187*J186/(H188*4))","v":{"$error":"#VALUE!"}},{"$f":"IF(H188<=AS190-E221,0,H221*H186*H187*J186/(H188*4))","v":{"$error":"#VALUE!"}},{"$f":"IF(H188<=AT190-E221,0,H221*H186*H187*J186/(H188*4))","v":{"$error":"#VALUE!"}},{"$f":"IF(H188<=AU190-E221,0,H221*H186*H187*J186/(H188*4))","v":{"$error":"#VALUE!"}},{"$f":"IF(H188<=AV190-E221,0,H221*H186*H187*J186/(H188*4))","v":{"$error":"#VALUE!"}},{"$f":"IF(H188<=AW190-E221,0,H221*H186*H187*J186/(H188*4))","v":{"$error":"#VALUE!"}},{"$f":"IF(H188<=AX190-E221,0,H221*H186*H187*J186/(H188*4))","v":{"$error":"#VALUE!"}},{"$f":"IF(H188<=AY190-E221,0,H221*H186*H187*J186/(H188*4))","v":{"$error":"#VALUE!"}}]
[{"$nulls":4},8.75,{"$f":"$DF$34","v":{"v":0,"d":"0.000"}},{"$f":"IF(SUM(F191:F222)-H189<=0,0,SUM(F191:F222)-H189)","v":{"v":0,"d":"0.00"}},{"v":0,"d":"0.000"},{"$nulls":31},{"$f":"IF(H188<=AN190-E222,0,H222*H186*H187*J186/(H188*4))","v":{"$error":"#VALUE!"}},{"$f":"IF(H188<=AO190-E222,0,H222*H186*H187*J186/(H188*4))","v":{"$error":"#VALUE!"}},{"$f":"IF(H188<=AP190-E222,0,H222*H186*H187*J186/(H188*4))","v":{"$error":"#VALUE!"}},{"$f":"IF(H188<=AQ190-E222,0,H222*H186*H187*J186/(H188*4))","v":{"$error":"#VALUE!"}},{"$f":"IF(H188<=AR190-E222,0,H222*H186*H187*J186/(H188*4))","v":{"$error":"#VALUE!"}},{"$f":"IF(H188<=AS190-E222,0,H222*H186*H187*J186/(H188*4))","v":{"$error":"#VALUE!"}},{"$f":"IF(H188<=AT190-E222,0,H222*H186*H187*J186/(H188*4))","v":{"$error":"#VALUE!"}},{"$f":"IF(H188<=AU190-E222,0,H222*H186*H187*J186/(H188*4))","v":{"$error":"#VALUE!"}},{"$f":"IF(H188<=AV190-E222,0,H222*H186*H187*J186/(H188*4))","v":{"$error":"#VALUE!"}},{"$f":"IF(H188<=AW190-E222,0,H222*H186*H187*J186/(H188*4))","v":{"$error":"#VALUE!"}},{"$f":"IF(H188<=AX190-E222,0,H222*H186*H187*J186/(H188*4))","v":{"$error":"#VALUE!"}},{"$f":"IF(H188<=AY190-E222,0,H222*H186*H187*J186/(H188*4))","v":{"$error":"#VALUE!"}},{"$f":"IF(H188<=AZ190-E222,0,H222*H186*H187*J186/(H188*4))","v":{"$error":"#VALUE!"}}]
[{"$nulls":4},{"v":9,"d":"9.00"},{"$f":"$DF$35","v":{"v":0,"d":"0.000"}},{"$f":"IF(SUM(F191:F223)-H189<=0,0,SUM(F191:F223)-H189)","v":{"v":0,"d":"0.00"}},{"v":0,"d":"0.000"},{"$nulls":32},{"$f":"IF(H188<=AO190-E223,0,H223*H186*H187*J186/(H188*4))","v":{"$error":"#VALUE!"}},{"$f":"IF(H188<=AP190-E223,0,H223*H186*H187*J186/(H188*4))","v":{"$error":"#VALUE!"}},{"$f":"IF(H188<=AQ190-E223,0,H223*H186*H187*J186/(H188*4))","v":{"$error":"#VALUE!"}},{"$f":"IF(H188<=AR190-E223,0,H223*H186*H187*J186/(H188*4))","v":{"$error":"#VALUE!"}},{"$f":"IF(H188<=AS190-E223,0,H223*H186*H187*J186/(H188*4))","v":{"$error":"#VALUE!"}},{"$f":"IF(H188<=AT190-E223,0,H223*H186*H187*J186/(H188*4))","v":{"$error":"#VALUE!"}},{"$f":"IF(H188<=AU190-E223,0,H223*H186*H187*J186/(H188*4))","v":{"$error":"#VALUE!"}},{"$f":"IF(H188<=AV190-E223,0,H223*H186*H187*J186/(H188*4))","v":{"$error":"#VALUE!"}},{"$f":"IF(H188<=AW190-E223,0,H223*H186*H187*J186/(H188*4))","v":{"$error":"#VALUE!"}},{"$f":"IF(H188<=AX190-E223,0,H223*H186*H187*J186/(H188*4))","v":{"$error":"#VALUE!"}},{"$f":"IF(H188<=AY190-E223,0,H223*H186*H187*J186/(H188*4))","v":{"$error":"#VALUE!"}},{"$f":"IF(H188<=AZ190-E223,0,H223*H186*H187*J186/(H188*4))","v":{"$error":"#VALUE!"}},{"$f":"IF(H188<=BA190-E223,0,H223*H186*H187*J186/(H188*4))","v":{"$error":"#VALUE!"}}]
[{"$nulls":4},9.25,{"$f":"$DF$36","v":{"v":0,"d":"0.000"}},{"$f":"IF(SUM(F191:F224)-H189<=0,0,SUM(F191:F224)-H189)","v":{"v":0,"d":"0.00"}},{"v":0,"d":"0.000"},{"$nulls":33},{"$f":"IF(H188<=AP190-E224,0,H224*H186*H187*J186/(H188*4))","v":{"$error":"#VALUE!"}},{"$f":"IF(H188<=AQ190-E224,0,H224*H186*H187*J186/(H188*4))","v":{"$error":"#VALUE!"}},{"$f":"IF(H188<=AR190-E224,0,H224*H186*H187*J186/(H188*4))","v":{"$error":"#VALUE!"}},{"$f":"IF(H188<=AS190-E224,0,H224*H186*H187*J186/(H188*4))","v":{"$error":"#VALUE!"}},{"$f":"IF(H188<=AT190-E224,0,H224*H186*H187*J186/(H188*4))","v":{"$error":"#VALUE!"}},{"$f":"IF(H188<=AU190-E224,0,H224*H186*H187*J186/(H188*4))","v":{"$error":"#VALUE!"}},{"$f":"IF(H188<=AV190-E224,0,H224*H186*H187*J186/(H188*4))","v":{"$error":"#VALUE!"}},{"$f":"IF(H188<=AW190-E224,0,H224*H186*H187*J186/(H188*4))","v":{"$error":"#VALUE!"}},{"$f":"IF(H188<=AX190-E224,0,H224*H186*H187*J186/(H188*4))","v":{"$error":"#VALUE!"}},{"$f":"IF(H188<=AY190-E224,0,H224*H186*H187*J186/(H188*4))","v":{"$error":"#VALUE!"}},{"$f":"IF(H188<=AZ190-E224,0,H224*H186*H187*J186/(H188*4))","v":{"$error":"#VALUE!"}},{"$f":"IF(H188<=BA190-E224,0,H224*H186*H187*J186/(H188*4))","v":{"$error":"#VALUE!"}},{"$f":"IF(H188<=BB190-E224,0,H224*H186*H187*J186/(H188*4))","v":{"$error":"#VALUE!"}}]
[{"$nulls":4},{"v":9.5,"d":"9.50"},{"$f":"$DF$37","v":{"v":0,"d":"0.000"}},{"$f":"IF(SUM(F191:F225)-H189<=0,0,SUM(F191:F225)-H189)","v":{"v":0,"d":"0.00"}},{"v":0,"d":"0.000"},{"$nulls":34},{"$f":"IF(H188<=AQ190-E225,0,H225*H186*H187*J186/(H188*4))","v":{"$error":"#VALUE!"}},{"$f":"IF(H188<=AR190-E225,0,H225*H186*H187*J186/(H188*4))","v":{"$error":"#VALUE!"}},{"$f":"IF(H188<=AS190-E225,0,H225*H186*H187*J186/(H188*4))","v":{"$error":"#VALUE!"}},{"$f":"IF(H188<=AT190-E225,0,H225*H186*H187*J186/(H188*4))","v":{"$error":"#VALUE!"}},{"$f":"IF(H188<=AU190-E225,0,H225*H186*H187*J186/(H188*4))","v":{"$error":"#VALUE!"}},{"$f":"IF(H188<=AV190-E225,0,H225*H186*H187*J186/(H188*4))","v":{"$error":"#VALUE!"}},{"$f":"IF(H188<=AW190-E225,0,H225*H186*H187*J186/(H188*4))","v":{"$error":"#VALUE!"}},{"$f":"IF(H188<=AX190-E225,0,H225*H186*H187*J186/(H188*4))","v":{"$error":"#VALUE!"}},{"$f":"IF(H188<=AY190-E225,0,H225*H186*H187*J186/(H188*4))","v":{"$error":"#VALUE!"}},{"$f":"IF(H188<=AZ190-E225,0,H225*H186*H187*J186/(H188*4))","v":{"$error":"#VALUE!"}},{"$f":"IF(H188<=BA190-E225,0,H225*H186*H187*J186/(H188*4))","v":{"$error":"#VALUE!"}},{"$f":"IF(H188<=BB190-E225,0,H225*H186*H187*J186/(H188*4))","v":{"$error":"#VALUE!"}},{"$f":"IF(H188<=BC190-E225,0,H225*H186*H187*J186/(H188*4))","v":{"$error":"#VALUE!"}}]
[{"$nulls":4},9.75,{"$f":"$DF$38","v":{"v":0,"d":"0.000"}},{"$f":"IF(SUM(F191:F226)-H189<=0,0,SUM(F191:F226)-H189)","v":{"v":0,"d":"0.00"}},{"v":0,"d":"0.000"},{"$nulls":35},{"$f":"IF(H188<=AR190-E226,0,H226*H186*H187*J186/(H188*4))","v":{"$error":"#VALUE!"}},{"$f":"IF(H188<=AS190-E226,0,H226*H186*H187*J186/(H188*4))","v":{"$error":"#VALUE!"}},{"$f":"IF(H188<=AT190-E226,0,H226*H186*H187*J186/(H188*4))","v":{"$error":"#VALUE!"}},{"$f":"IF(H188<=AU190-E226,0,H226*H186*H187*J186/(H188*4))","v":{"$error":"#VALUE!"}},{"$f":"IF(H188<=AV190-E226,0,H226*H186*H187*J186/(H188*4))","v":{"$error":"#VALUE!"}},{"$f":"IF(H188<=AW190-E226,0,H226*H186*H187*J186/(H188*4))","v":{"$error":"#VALUE!"}},{"$f":"IF(H188<=AX190-E226,0,H226*H186*H187*J186/(H188*4))","v":{"$error":"#VALUE!"}},{"$f":"IF(H188<=AY190-E226,0,H226*H186*H187*J186/(H188*4))","v":{"$error":"#VALUE!"}},{"$f":"IF(H188<=AZ190-E226,0,H226*H186*H187*J186/(H188*4))","v":{"$error":"#VALUE!"}},{"$f":"IF(H188<=BA190-E226,0,H226*H186*H187*J186/(H188*4))","v":{"$error":"#VALUE!"}},{"$f":"IF(H188<=BB190-E226,0,H226*H186*H187*J186/(H188*4))","v":{"$error":"#VALUE!"}},{"$f":"IF(H188<=BC190-E226,0,H226*H186*H187*J186/(H188*4))","v":{"$error":"#VALUE!"}},{"$f":"IF(H188<=BD190-E226,0,H226*H186*H187*J186/(H188*4))","v":{"$error":"#VALUE!"}}]
[{"$nulls":4},{"v":10,"d":"10.00"},{"$f":"$DF$39","v":{"v":0,"d":"0.000"}},{"$f":"IF(SUM(F191:F227)-H189<=0,0,SUM(F191:F227)-H189)","v":{"v":0,"d":"0.00"}},{"v":0,"d":"0.000"},{"$nulls":36},{"$f":"IF(H188<=AS190-E227,0,H227*H186*H187*J186/(H188*4))","v":{"$error":"#VALUE!"}},{"$f":"IF(H188<=AT190-E227,0,H227*H186*H187*J186/(H188*4))","v":{"$error":"#VALUE!"}},{"$f":"IF(H188<=AU190-E227,0,H227*H186*H187*J186/(H188*4))","v":{"$error":"#VALUE!"}},{"$f":"IF(H188<=AV190-E227,0,H227*H186*H187*J186/(H188*4))","v":{"$error":"#VALUE!"}},{"$f":"IF(H188<=AW190-E227,0,H227*H186*H187*J186/(H188*4))","v":{"$error":"#VALUE!"}},{"$f":"IF(H188<=AX190-E227,0,H227*H186*H187*J186/(H188*4))","v":{"$error":"#VALUE!"}},{"$f":"IF(H188<=AY190-E227,0,H227*H186*H187*J186/(H188*4))","v":{"$error":"#VALUE!"}},{"$f":"IF(H188<=AZ190-E227,0,H227*H186*H187*J186/(H188*4))","v":{"$error":"#VALUE!"}},{"$f":"IF(H188<=BA190-E227,0,H227*H186*H187*J186/(H188*4))","v":{"$error":"#VALUE!"}},{"$f":"IF(H188<=BB190-E227,0,H227*H186*H187*J186/(H188*4))","v":{"$error":"#VALUE!"}},{"$f":"IF(H188<=BC190-E227,0,H227*H186*H187*J186/(H188*4))","v":{"$error":"#VALUE!"}},{"$f":"IF(H188<=BD190-E227,0,H227*H186*H187*J186/(H188*4))","v":{"$error":"#VALUE!"}},{"$f":"IF(H188<=BE190-E227,0,H227*H186*H187*J186/(H188*4))","v":{"$error":"#VALUE!"}}]
[{"$nulls":4},10.25,{"$f":"$DF$40","v":{"v":0,"d":"0.000"}},{"$f":"IF(SUM(F191:F228)-H189<=0,0,SUM(F191:F228)-H189)","v":{"v":0,"d":"0.000"}},{"v":0,"d":"0.000"},{"$nulls":37},{"$f":"IF(H188<=AT190-E228,0,H228*H186*H187*J186/(H188*4))","v":{"$error":"#VALUE!"}},{"$f":"IF(H188<=AU190-E228,0,H228*H186*H187*J186/(H188*4))","v":{"$error":"#VALUE!"}},{"$f":"IF(H188<=AV190-E228,0,H228*H186*H187*J186/(H188*4))","v":{"$error":"#VALUE!"}},{"$f":"IF(H188<=AW190-E228,0,H228*H186*H187*J186/(H188*4))","v":{"$error":"#VALUE!"}},{"$f":"IF(H188<=AX190-E228,0,H228*H186*H187*J186/(H188*4))","v":{"$error":"#VALUE!"}},{"$f":"IF(H188<=AY190-E228,0,H228*H186*H187*J186/(H188*4))","v":{"$error":"#VALUE!"}},{"$f":"IF(H188<=AZ190-E228,0,H228*H186*H187*J186/(H188*4))","v":{"$error":"#VALUE!"}},{"$f":"IF(H188<=BA190-E228,0,H228*H186*H187*J186/(H188*4))","v":{"$error":"#VALUE!"}},{"$f":"IF(H188<=BB190-E228,0,H228*H186*H187*J186/(H188*4))","v":{"$error":"#VALUE!"}},{"$f":"IF(H188<=BC190-E228,0,H228*H186*H187*J186/(H188*4))","v":{"$error":"#VALUE!"}},{"$f":"IF(H188<=BD190-E228,0,H228*H186*H187*J186/(H188*4))","v":{"$error":"#VALUE!"}},{"$f":"IF(H188<=BE190-E228,0,H228*H186*H187*J186/(H188*4))","v":{"$error":"#VALUE!"}},{"$f":"IF(H188<=BF190-E228,0,H228*H186*H187*J186/(H188*4))","v":{"$error":"#VALUE!"}}]
[{"$nulls":4},{"v":10.5,"d":"10.50"},{"$f":"$DF$41","v":{"v":0,"d":"0.000"}},{"$f":"IF(SUM(F191:F229)-H189<=0,0,SUM(F191:F229)-H189)","v":{"v":0,"d":"0.00"}},{"v":0,"d":"0.000"},{"$nulls":38},{"$f":"IF(H188<=AU190-E229,0,H229*H186*H187*J186/(H188*4))","v":{"$error":"#VALUE!"}},{"$f":"IF(H188<=AV190-E229,0,H229*H186*H187*J186/(H188*4))","v":{"$error":"#VALUE!"}},{"$f":"IF(H188<=AW190-E229,0,H229*H186*H187*J186/(H188*4))","v":{"$error":"#VALUE!"}},{"$f":"IF(H188<=AX190-E229,0,H229*H186*H187*J186/(H188*4))","v":{"$error":"#VALUE!"}},{"$f":"IF(H188<=AY190-E229,0,H229*H186*H187*J186/(H188*4))","v":{"$error":"#VALUE!"}},{"$f":"IF(H188<=AZ190-E229,0,H229*H186*H187*J186/(H188*4))","v":{"$error":"#VALUE!"}},{"$f":"IF(H188<=BA190-E229,0,H229*H186*H187*J186/(H188*4))","v":{"$error":"#VALUE!"}},{"$f":"IF(H188<=BB190-E229,0,H229*H186*H187*J186/(H188*4))","v":{"$error":"#VALUE!"}},{"$f":"IF(H188<=BC190-E229,0,H229*H186*H187*J186/(H188*4))","v":{"$error":"#VALUE!"}},{"$f":"IF(H188<=BD190-E229,0,H229*H186*H187*J186/(H188*4))","v":{"$error":"#VALUE!"}},{"$f":"IF(H188<=BE190-E229,0,H229*H186*H187*J186/(H188*4))","v":{"$error":"#VALUE!"}},{"$f":"IF(H188<=BF190-E229,0,H229*H186*H187*J186/(H188*4))","v":{"$error":"#VALUE!"}},{"$f":"IF(H188<=BG190-E229,0,H229*H186*H187*J186/(H188*4))","v":{"$error":"#VALUE!"}}]
[{"$nulls":4},10.75,{"$f":"$DF$42","v":{"v":0,"d":"0.000"}},{"$f":"IF(SUM(F191:F230)-H189<=0,0,SUM(F191:F230)-H189)","v":{"v":0,"d":"0.00"}},{"v":0,"d":"0.000"},{"$nulls":39},{"$f":"IF(H188<=AV190-E230,0,H230*H186*H187*J186/(H188*4))","v":{"$error":"#VALUE!"}},{"$f":"IF(H188<=AW190-E230,0,H230*H186*H187*J186/(H188*4))","v":{"$error":"#VALUE!"}},{"$f":"IF(H188<=AX190-E230,0,H230*H186*H187*J186/(H188*4))","v":{"$error":"#VALUE!"}},{"$f":"IF(H188<=AY190-E230,0,H230*H186*H187*J186/(H188*4))","v":{"$error":"#VALUE!"}},{"$f":"IF(H188<=AZ190-E230,0,H230*H186*H187*J186/(H188*4))","v":{"$error":"#VALUE!"}},{"$f":"IF(H188<=BA190-E230,0,H230*H186*H187*J186/(H188*4))","v":{"$error":"#VALUE!"}},{"$f":"IF(H188<=BB190-E230,0,H230*H186*H187*J186/(H188*4))","v":{"$error":"#VALUE!"}},{"$f":"IF(H188<=BC190-E230,0,H230*H186*H187*J186/(H188*4))","v":{"$error":"#VALUE!"}},{"$f":"IF(H188<=BD190-E230,0,H230*H186*H187*J186/(H188*4))","v":{"$error":"#VALUE!"}},{"$f":"IF(H188<=BE190-E230,0,H230*H186*H187*J186/(H188*4))","v":{"$error":"#VALUE!"}},{"$f":"IF(H188<=BF190-E230,0,H230*H186*H187*J186/(H188*4))","v":{"$error":"#VALUE!"}},{"$f":"IF(H188<=BG190-E230,0,H230*H186*H187*J186/(H188*4))","v":{"$error":"#VALUE!"}},{"$f":"IF(H188<=BH190-E230,0,H230*H186*H187*J186/(H188*4))","v":{"$error":"#VALUE!"}}]
[{"$nulls":4},{"v":11,"d":"11.00"},{"$f":"$DF$43","v":{"v":0,"d":"0.000"}},{"$f":"IF(SUM(F191:F231)-H189<=0,0,SUM(F191:F231)-H189)","v":{"v":0,"d":"0.00"}},{"v":0,"d":"0.000"},{"$nulls":40},{"$f":"IF(H188<=AW190-E231,0,H231*H186*H187*J186/(H188*4))","v":{"$error":"#VALUE!"}},{"$f":"IF(H188<=AX190-E231,0,H231*H186*H187*J186/(H188*4))","v":{"$error":"#VALUE!"}},{"$f":"IF(H188<=AY190-E231,0,H231*H186*H187*J186/(H188*4))","v":{"$error":"#VALUE!"}},{"$f":"IF(H188<=AZ190-E231,0,H231*H186*H187*J186/(H188*4))","v":{"$error":"#VALUE!"}},{"$f":"IF(H188<=BA190-E231,0,H231*H186*H187*J186/(H188*4))","v":{"$error":"#VALUE!"}},{"$f":"IF(H188<=BB190-E231,0,H231*H186*H187*J186/(H188*4))","v":{"$error":"#VALUE!"}},{"$f":"IF(H188<=BC190-E231,0,H231*H186*H187*J186/(H188*4))","v":{"$error":"#VALUE!"}},{"$f":"IF(H188<=BD190-E231,0,H231*H186*H187*J186/(H188*4))","v":{"$error":"#VALUE!"}},{"$f":"IF(H188<=BE190-E231,0,H231*H186*H187*J186/(H188*4))","v":{"$error":"#VALUE!"}},{"$f":"IF(H188<=BF190-E231,0,H231*H186*H187*J186/(H188*4))","v":{"$error":"#VALUE!"}},{"$f":"IF(H188<=BG190-E231,0,H231*H186*H187*J186/(H188*4))","v":{"$error":"#VALUE!"}},{"$f":"IF(H188<=BH190-E231,0,H231*H186*H187*J186/(H188*4))","v":{"$error":"#VALUE!"}},{"$f":"IF(H188<=BI190-E231,0,H231*H186*H187*J186/(H188*4))","v":{"$error":"#VALUE!"}}]
[{"$nulls":4},11.25,{"$f":"$DF$44","v":{"v":0,"d":"0.000"}},{"$f":"IF(SUM(F191:F232)-H189<=0,0,SUM(F191:F232)-H189)","v":{"v":0,"d":"0.00"}},{"v":0,"d":"0.000"},{"$nulls":41},{"$f":"IF(H188<=AX190-E232,0,H232*H186*H187*J186/(H188*4))","v":{"$error":"#VALUE!"}},{"$f":"IF(H188<=AY190-E232,0,H232*H186*H187*J186/(H188*4))","v":{"$error":"#VALUE!"}},{"$f":"IF(H188<=AZ190-E232,0,H232*H186*H187*J186/(H188*4))","v":{"$error":"#VALUE!"}},{"$f":"IF(H188<=BA190-E232,0,H232*H186*H187*J186/(H188*4))","v":{"$error":"#VALUE!"}},{"$f":"IF(H188<=BB190-E232,0,H232*H186*H187*J186/(H188*4))","v":{"$error":"#VALUE!"}},{"$f":"IF(H188<=BC190-E232,0,H232*H186*H187*J186/(H188*4))","v":{"$error":"#VALUE!"}},{"$f":"IF(H188<=BD190-E232,0,H232*H186*H187*J186/(H188*4))","v":{"$error":"#VALUE!"}},{"$f":"IF(H188<=BE190-E232,0,H232*H186*H187*J186/(H188*4))","v":{"$error":"#VALUE!"}},{"$f":"IF(H188<=BF190-E232,0,H232*H186*H187*J186/(H188*4))","v":{"$error":"#VALUE!"}},{"$f":"IF(H188<=BG190-E232,0,H232*H186*H187*J186/(H188*4))","v":{"$error":"#VALUE!"}},{"$f":"IF(H188<=BH190-E232,0,H232*H186*H187*J186/(H188*4))","v":{"$error":"#VALUE!"}},{"$f":"IF(H188<=BI190-E232,0,H232*H186*H187*J186/(H188*4))","v":{"$error":"#VALUE!"}},{"$f":"IF(H188<=BJ190-E232,0,H232*H186*H187*J186/(H188*4))","v":{"$error":"#VALUE!"}}]
[{"$nulls":4},{"v":11.5,"d":"11.50"},{"$f":"$DF$45","v":{"v":0,"d":"0.000"}},{"$f":"IF(SUM(F191:F233)-H189<=0,0,SUM(F191:F233)-H189)","v":{"v":0,"d":"0.00"}},{"v":0,"d":"0.000"},{"$nulls":42},{"$f":"IF(H188<=AY190-E233,0,H233*H186*H187*J186/(H188*4))","v":{"$error":"#VALUE!"}},{"$f":"IF(H188<=AZ190-E233,0,H233*H186*H187*J186/(H188*4))","v":{"$error":"#VALUE!"}},{"$f":"IF(H188<=BA190-E233,0,H233*H186*H187*J186/(H188*4))","v":{"$error":"#VALUE!"}},{"$f":"IF(H188<=BB190-E233,0,H233*H186*H187*J186/(H188*4))","v":{"$error":"#VALUE!"}},{"$f":"IF(H188<=BC190-E233,0,H233*H186*H187*J186/(H188*4))","v":{"$error":"#VALUE!"}},{"$f":"IF(H188<=BD190-E233,0,H233*H186*H187*J186/(H188*4))","v":{"$error":"#VALUE!"}},{"$f":"IF(H188<=BE190-E233,0,H233*H186*H187*J186/(H188*4))","v":{"$error":"#VALUE!"}},{"$f":"IF(H188<=BF190-E233,0,H233*H186*H187*J186/(H188*4))","v":{"$error":"#VALUE!"}},{"$f":"IF(H188<=BG190-E233,0,H233*H186*H187*J186/(H188*4))","v":{"$error":"#VALUE!"}},{"$f":"IF(H188<=BH190-E233,0,H233*H186*H187*J186/(H188*4))","v":{"$error":"#VALUE!"}},{"$f":"IF(H188<=BI190-E233,0,H233*H186*H187*J186/(H188*4))","v":{"$error":"#VALUE!"}},{"$f":"IF(H188<=BJ190-E233,0,H233*H186*H187*J186/(H188*4))","v":{"$error":"#VALUE!"}},{"$f":"IF(H188<=BK190-E233,0,H233*H186*H187*J186/(H188*4))","v":{"$error":"#VALUE!"}}]
[{"$nulls":4},11.75,{"$f":"$DF$46","v":{"v":0,"d":"0.000"}},{"$f":"IF(SUM(F191:F234)-H189<=0,0,SUM(F191:F234)-H189)","v":{"v":0,"d":"0.00"}},{"v":0,"d":"0.000"},{"$nulls":43},{"$f":"IF(H188<=AZ190-E234,0,H234*H186*H187*J186/(H188*4))","v":{"$error":"#VALUE!"}},{"$f":"IF(H188<=BA190-E234,0,H234*H186*H187*J186/(H188*4))","v":{"$error":"#VALUE!"}},{"$f":"IF(H188<=BB190-E234,0,H234*H186*H187*J186/(H188*4))","v":{"$error":"#VALUE!"}},{"$f":"IF(H188<=BC190-E234,0,H234*H186*H187*J186/(H188*4))","v":{"$error":"#VALUE!"}},{"$f":"IF(H188<=BD190-E234,0,H234*H186*H187*J186/(H188*4))","v":{"$error":"#VALUE!"}},{"$f":"IF(H188<=BE190-E234,0,H234*H186*H187*J186/(H188*4))","v":{"$error":"#VALUE!"}},{"$f":"IF(H188<=BF190-E234,0,H234*H186*H187*J186/(H188*4))","v":{"$error":"#VALUE!"}},{"$f":"IF(H188<=BG190-E234,0,H234*H186*H187*J186/(H188*4))","v":{"$error":"#VALUE!"}},{"$f":"IF(H188<=BH190-E234,0,H234*H186*H187*J186/(H188*4))","v":{"$error":"#VALUE!"}},{"$f":"IF(H188<=BI190-E234,0,H234*H186*H187*J186/(H188*4))","v":{"$error":"#VALUE!"}},{"$f":"IF(H188<=BJ190-E234,0,H234*H186*H187*J186/(H188*4))","v":{"$error":"#VALUE!"}},{"$f":"IF(H188<=BK190-E234,0,H234*H186*H187*J186/(H188*4))","v":{"$error":"#VALUE!"}},{"$f":"IF(H188<=BL190-E234,0,H234*H186*H187*J186/(H188*4))","v":{"$error":"#VALUE!"}}]
[{"$nulls":4},{"v":12,"d":"12.00"},{"$f":"$DF$47","v":{"v":0,"d":"0.000"}},{"$f":"IF(SUM(F191:F235)-H189<=0,0,SUM(F191:F235)-H189)","v":{"v":0,"d":"0.00"}},{"v":0,"d":"0.000"},{"$nulls":44},{"$f":"IF(H188<=BA190-E235,0,H235*H186*H187*J186/(H188*4))","v":{"$error":"#VALUE!"}},{"$f":"IF(H188<=BB190-E235,0,H235*H186*H187*J186/(H188*4))","v":{"$error":"#VALUE!"}},{"$f":"IF(H188<=BC190-E235,0,H235*H186*H187*J186/(H188*4))","v":{"$error":"#VALUE!"}},{"$f":"IF(H188<=BD190-E235,0,H235*H186*H187*J186/(H188*4))","v":{"$error":"#VALUE!"}},{"$f":"IF(H188<=BE190-E235,0,H235*H186*H187*J186/(H188*4))","v":{"$error":"#VALUE!"}},{"$f":"IF(H188<=BF190-E235,0,H235*H186*H187*J186/(H188*4))","v":{"$error":"#VALUE!"}},{"$f":"IF(H188<=BG190-E235,0,H235*H186*H187*J186/(H188*4))","v":{"$error":"#VALUE!"}},{"$f":"IF(H188<=BH190-E235,0,H235*H186*H187*J186/(H188*4))","v":{"$error":"#VALUE!"}},{"$f":"IF(H188<=BI190-E235,0,H235*H186*H187*J186/(H188*4))","v":{"$error":"#VALUE!"}},{"$f":"IF(H188<=BJ190-E235,0,H235*H186*H187*J186/(H188*4))","v":{"$error":"#VALUE!"}},{"$f":"IF(H188<=BK190-E235,0,H235*H186*H187*J186/(H188*4))","v":{"$error":"#VALUE!"}},{"$f":"IF(H188<=BL190-E235,0,H235*H186*H187*J186/(H188*4))","v":{"$error":"#VALUE!"}},{"$f":"IF(H188<=BM190-E235,0,H235*H186*H187*J186/(H188*4))","v":{"$error":"#VALUE!"}}]
[{"$nulls":4},12.25,{"$f":"$DF$48","v":{"v":0,"d":"0.000"}},{"$f":"IF(SUM(F191:F236)-H189<=0,0,SUM(F191:F236)-H189)","v":{"v":0,"d":"0.00"}},{"v":0,"d":"0.000"},{"$nulls":45},{"$f":"IF(H188<=BB190-E236,0,H236*H186*H187*J186/(H188*4))","v":{"$error":"#VALUE!"}},{"$f":"IF(H188<=BC190-E236,0,H236*H186*H187*J186/(H188*4))","v":{"$error":"#VALUE!"}},{"$f":"IF(H188<=BD190-E236,0,H236*H186*H187*J186/(H188*4))","v":{"$error":"#VALUE!"}},{"$f":"IF(H188<=BE190-E236,0,H236*H186*H187*J186/(H188*4))","v":{"$error":"#VALUE!"}},{"$f":"IF(H188<=BF190-E236,0,H236*H186*H187*J186/(H188*4))","v":{"$error":"#VALUE!"}},{"$f":"IF(H188<=BG190-E236,0,H236*H186*H187*J186/(H188*4))","v":{"$error":"#VALUE!"}},{"$f":"IF(H188<=BH190-E236,0,H236*H186*H187*J186/(H188*4))","v":{"$error":"#VALUE!"}},{"$f":"IF(H188<=BI190-E236,0,H236*H186*H187*J186/(H188*4))","v":{"$error":"#VALUE!"}},{"$f":"IF(H188<=BJ190-E236,0,H236*H186*H187*J186/(H188*4))","v":{"$error":"#VALUE!"}},{"$f":"IF(H188<=BK190-E236,0,H236*H186*H187*J186/(H188*4))","v":{"$error":"#VALUE!"}},{"$f":"IF(H188<=BL190-E236,0,H236*H186*H187*J186/(H188*4))","v":{"$error":"#VALUE!"}},{"$f":"IF(H188<=BM190-E236,0,H236*H186*H187*J186/(H188*4))","v":{"$error":"#VALUE!"}},{"$f":"IF(H188<=BN190-E236,0,H236*H186*H187*J186/(H188*4))","v":{"$error":"#VALUE!"}}]
[{"$nulls":4},{"v":12.5,"d":"12.50"},{"$f":"$DF$49","v":{"v":0,"d":"0.000"}},{"$f":"IF(SUM(F191:F237)-H189<=0,0,SUM(F191:F237)-H189)","v":{"v":0,"d":"0.00"}},{"v":0,"d":"0.000"},{"$nulls":46},{"$f":"IF(H188<=BC190-E237,0,H237*H186*H187*J186/(H188*4))","v":{"$error":"#VALUE!"}},{"$f":"IF(H188<=BD190-E237,0,H237*H186*H187*J186/(H188*4))","v":{"$error":"#VALUE!"}},{"$f":"IF(H188<=BE190-E237,0,H237*H186*H187*J186/(H188*4))","v":{"$error":"#VALUE!"}},{"$f":"IF(H188<=BF190-E237,0,H237*H186*H187*J186/(H188*4))","v":{"$error":"#VALUE!"}},{"$f":"IF(H188<=BG190-E237,0,H237*H186*H187*J186/(H188*4))","v":{"$error":"#VALUE!"}},{"$f":"IF(H188<=BH190-E237,0,H237*H186*H187*J186/(H188*4))","v":{"$error":"#VALUE!"}},{"$f":"IF(H188<=BI190-E237,0,H237*H186*H187*J186/(H188*4))","v":{"$error":"#VALUE!"}},{"$f":"IF(H188<=BJ190-E237,0,H237*H186*H187*J186/(H188*4))","v":{"$error":"#VALUE!"}},{"$f":"IF(H188<=BK190-E237,0,H237*H186*H187*J186/(H188*4))","v":{"$error":"#VALUE!"}},{"$f":"IF(H188<=BL190-E237,0,H237*H186*H187*J186/(H188*4))","v":{"$error":"#VALUE!"}},{"$f":"IF(H188<=BM190-E237,0,H237*H186*H187*J186/(H188*4))","v":{"$error":"#VALUE!"}},{"$f":"IF(H188<=BN190-E237,0,H237*H186*H187*J186/(H188*4))","v":{"$error":"#VALUE!"}},{"$f":"IF(H188<=BO190-E237,0,H237*H186*H187*J186/(H188*4))","v":{"$error":"#VALUE!"}}]
[{"$nulls":4},12.75,{"$f":"$DF$50","v":{"v":0,"d":"0.000"}},{"$f":"IF(SUM(F191:F238)-H189<=0,0,SUM(F191:F238)-H189)","v":{"v":0,"d":"0.00"}},{"v":0,"d":"0.000"},{"$nulls":47},{"$f":"IF(H188<=BD190-E238,0,H238*H186*H187*J186/(H188*4))","v":{"$error":"#VALUE!"}},{"$f":"IF(H188<=BE190-E238,0,H238*H186*H187*J186/(H188*4))","v":{"$error":"#VALUE!"}},{"$f":"IF(H188<=BF190-E238,0,H238*H186*H187*J186/(H188*4))","v":{"$error":"#VALUE!"}},{"$f":"IF(H188<=BG190-E238,0,H238*H186*H187*J186/(H188*4))","v":{"$error":"#VALUE!"}},{"$f":"IF(H188<=BH190-E238,0,H238*H186*H187*J186/(H188*4))","v":{"$error":"#VALUE!"}},{"$f":"IF(H188<=BI190-E238,0,H238*H186*H187*J186/(H188*4))","v":{"$error":"#VALUE!"}},{"$f":"IF(H188<=BJ190-E238,0,H238*H186*H187*J186/(H188*4))","v":{"$error":"#VALUE!"}},{"$f":"IF(H188<=BK190-E238,0,H238*H186*H187*J186/(H188*4))","v":{"$error":"#VALUE!"}},{"$f":"IF(H188<=BL190-E238,0,H238*H186*H187*J186/(H188*4))","v":{"$error":"#VALUE!"}},{"$f":"IF(H188<=BM190-E238,0,H238*H186*H187*J186/(H188*4))","v":{"$error":"#VALUE!"}},{"$f":"IF(H188<=BN190-E238,0,H238*H186*H187*J186/(H188*4))","v":{"$error":"#VALUE!"}},{"$f":"IF(H188<=BO190-E238,0,H238*H186*H187*J186/(H188*4))","v":{"$error":"#VALUE!"}},{"$f":"IF(H188<=BP190-E238,0,H238*H186*H187*J186/(H188*4))","v":{"$error":"#VALUE!"}}]
[{"$nulls":4},{"v":13,"d":"13.00"},{"$f":"$DF$51","v":{"v":0,"d":"0.000"}},{"$f":"IF(SUM(F191:F239)-H189<=0,0,SUM(F191:F239)-H189)","v":{"v":0,"d":"0.00"}},{"v":0,"d":"0.000"},{"$nulls":48},{"$f":"IF(H188<=BE190-E239,0,H239*H186*H187*J186/(H188*4))","v":{"$error":"#VALUE!"}},{"$f":"IF(H188<=BF190-E239,0,H239*H186*H187*J186/(H188*4))","v":{"$error":"#VALUE!"}},{"$f":"IF(H188<=BG190-E239,0,H239*H186*H187*J186/(H188*4))","v":{"$error":"#VALUE!"}},{"$f":"IF(H188<=BH190-E239,0,H239*H186*H187*J186/(H188*4))","v":{"$error":"#VALUE!"}},{"$f":"IF(H188<=BI190-E239,0,H239*H186*H187*J186/(H188*4))","v":{"$error":"#VALUE!"}},{"$f":"IF(H188<=BJ190-E239,0,H239*H186*H187*J186/(H188*4))","v":{"$error":"#VALUE!"}},{"$f":"IF(H188<=BK190-E239,0,H239*H186*H187*J186/(H188*4))","v":{"$error":"#VALUE!"}},{"$f":"IF(H188<=BL190-E239,0,H239*H186*H187*J186/(H188*4))","v":{"$error":"#VALUE!"}},{"$f":"IF(H188<=BM190-E239,0,H239*H186*H187*J186/(H188*4))","v":{"$error":"#VALUE!"}},{"$f":"IF(H188<=BN190-E239,0,H239*H186*H187*J186/(H188*4))","v":{"$error":"#VALUE!"}},{"$f":"IF(H188<=BO190-E239,0,H239*H186*H187*J186/(H188*4))","v":{"$error":"#VALUE!"}},{"$f":"IF(H188<=BP190-E239,0,H239*H186*H187*J186/(H188*4))","v":{"$error":"#VALUE!"}},{"$f":"IF(H188<=BQ190-E239,0,H239*H186*H187*J186/(H188*4))","v":{"$error":"#VALUE!"}}]
[{"$nulls":4},13.25,{"$f":"$DF$52","v":{"v":0,"d":"0.000"}},{"$f":"IF(SUM(F191:F240)-H189<=0,0,SUM(F191:F240)-H189)","v":{"v":0,"d":"0.00"}},{"v":0,"d":"0.000"},{"$nulls":49},{"$f":"IF(H188<=BF190-E240,0,H240*H186*H187*J186/(H188*4))","v":{"$error":"#VALUE!"}},{"$f":"IF(H188<=BG190-E240,0,H240*H186*H187*J186/(H188*4))","v":{"$error":"#VALUE!"}},{"$f":"IF(H188<=BH190-E240,0,H240*H186*H187*J186/(H188*4))","v":{"$error":"#VALUE!"}},{"$f":"IF(H188<=BI190-E240,0,H240*H186*H187*J186/(H188*4))","v":{"$error":"#VALUE!"}},{"$f":"IF(H188<=BJ190-E240,0,H240*H186*H187*J186/(H188*4))","v":{"$error":"#VALUE!"}},{"$f":"IF(H188<=BK190-E240,0,H240*H186*H187*J186/(H188*4))","v":{"$error":"#VALUE!"}},{"$f":"IF(H188<=BL190-E240,0,H240*H186*H187*J186/(H188*4))","v":{"$error":"#VALUE!"}},{"$f":"IF(H188<=BM190-E240,0,H240*H186*H187*J186/(H188*4))","v":{"$error":"#VALUE!"}},{"$f":"IF(H188<=BN190-E240,0,H240*H186*H187*J186/(H188*4))","v":{"$error":"#VALUE!"}},{"$f":"IF(H188<=BO190-E240,0,H240*H186*H187*J186/(H188*4))","v":{"$error":"#VALUE!"}},{"$f":"IF(H188<=BP190-E240,0,H240*H186*H187*J186/(H188*4))","v":{"$error":"#VALUE!"}},{"$f":"IF(H188<=BQ190-E240,0,H240*H186*H187*J186/(H188*4))","v":{"$error":"#VALUE!"}},{"$f":"IF(H188<=BR190-E240,0,H240*H186*H187*J186/(H188*4))","v":{"$error":"#VALUE!"}}]
[{"$nulls":4},{"v":13.5,"d":"13.50"},{"$f":"$DF$53","v":{"v":0,"d":"0.000"}},{"$f":"IF(SUM(F191:F241)-H189<=0,0,SUM(F191:F241)-H189)","v":{"v":0,"d":"0.00"}},{"v":0,"d":"0.000"},{"$nulls":50},{"$f":"IF(H188<=BG190-E241,0,H241*H186*H187*J186/(H188*4))","v":{"$error":"#VALUE!"}},{"$f":"IF(H188<=BH190-E241,0,H241*H186*H187*J186/(H188*4))","v":{"$error":"#VALUE!"}},{"$f":"IF(H188<=BI190-E241,0,H241*H186*H187*J186/(H188*4))","v":{"$error":"#VALUE!"}},{"$f":"IF(H188<=BJ190-E241,0,H241*H186*H187*J186/(H188*4))","v":{"$error":"#VALUE!"}},{"$f":"IF(H188<=BK190-E241,0,H241*H186*H187*J186/(H188*4))","v":{"$error":"#VALUE!"}},{"$f":"IF(H188<=BL190-E241,0,H241*H186*H187*J186/(H188*4))","v":{"$error":"#VALUE!"}},{"$f":"IF(H188<=BM190-E241,0,H241*H186*H187*J186/(H188*4))","v":{"$error":"#VALUE!"}},{"$f":"IF(H188<=BN190-E241,0,H241*H186*H187*J186/(H188*4))","v":{"$error":"#VALUE!"}},{"$f":"IF(H188<=BO190-E241,0,H241*H186*H187*J186/(H188*4))","v":{"$error":"#VALUE!"}},{"$f":"IF(H188<=BP190-E241,0,H241*H186*H187*J186/(H188*4))","v":{"$error":"#VALUE!"}},{"$f":"IF(H188<=BQ190-E241,0,H241*H186*H187*J186/(H188*4))","v":{"$error":"#VALUE!"}},{"$f":"IF(H188<=BR190-E241,0,H241*H186*H187*J186/(H188*4))","v":{"$error":"#VALUE!"}},{"$f":"IF(H188<=BS190-E241,0,H241*H186*H187*J186/(H188*4))","v":{"$error":"#VALUE!"}}]
[{"$nulls":4},13.75,{"$f":"$DF$54","v":{"v":0,"d":"0.000"}},{"$f":"IF(SUM(F191:F242)-H189<=0,0,SUM(F191:F242)-H189)","v":{"v":0,"d":"0.00"}},{"v":0,"d":"0.000"},{"$nulls":51},{"$f":"IF(H188<=BH190-E242,0,H242*H186*H187*J186/(H188*4))","v":{"$error":"#VALUE!"}},{"$f":"IF(H188<=BI190-E242,0,H242*H186*H187*J186/(H188*4))","v":{"$error":"#VALUE!"}},{"$f":"IF(H188<=BJ190-E242,0,H242*H186*H187*J186/(H188*4))","v":{"$error":"#VALUE!"}},{"$f":"IF(H188<=BK190-E242,0,H242*H186*H187*J186/(H188*4))","v":{"$error":"#VALUE!"}},{"$f":"IF(H188<=BL190-E242,0,H242*H186*H187*J186/(H188*4))","v":{"$error":"#VALUE!"}},{"$f":"IF(H188<=BM190-E242,0,H242*H186*H187*J186/(H188*4))","v":{"$error":"#VALUE!"}},{"$f":"IF(H188<=BN190-E242,0,H242*H186*H187*J186/(H188*4))","v":{"$error":"#VALUE!"}},{"$f":"IF(H188<=BO190-E242,0,H242*H186*H187*J186/(H188*4))","v":{"$error":"#VALUE!"}},{"$f":"IF(H188<=BP190-E242,0,H242*H186*H187*J186/(H188*4))","v":{"$error":"#VALUE!"}},{"$f":"IF(H188<=BQ190-E242,0,H242*H186*H187*J186/(H188*4))","v":{"$error":"#VALUE!"}},{"$f":"IF(H188<=BR190-E242,0,H242*H186*H187*J186/(H188*4))","v":{"$error":"#VALUE!"}},{"$f":"IF(H188<=BS190-E242,0,H242*H186*H187*J186/(H188*4))","v":{"$error":"#VALUE!"}},{"$f":"IF(H188<=BT190-E242,0,H242*H186*H187*J186/(H188*4))","v":{"$error":"#VALUE!"}}]
[{"$nulls":4},{"v":14,"d":"14.00"},{"$f":"$DF$55","v":{"v":0,"d":"0.000"}},{"$f":"IF(SUM(F191:F243)-H189<=0,0,SUM(F191:F243)-H189)","v":{"v":0,"d":"0.00"}},{"v":0,"d":"0.000"},{"$nulls":52},{"$f":"IF(H188<=BI190-E243,0,H243*H186*H187*J186/(H188*4))","v":{"$error":"#VALUE!"}},{"$f":"IF(H188<=BJ190-E243,0,H243*H186*H187*J186/(H188*4))","v":{"$error":"#VALUE!"}},{"$f":"IF($H188<=$BK190-$E243,0,$H243*$H186*$H187*$J186/($H188*4))","v":{"$error":"#VALUE!"}},{"$f":"IF(H188<=BL190-E243,0,H243*H186*H187*J186/(H188*4))","v":{"$error":"#VALUE!"}},{"$f":"IF(H188<=BM190-E243,0,H243*H186*H187*J186/(H188*4))","v":{"$error":"#VALUE!"}},{"$f":"IF(H188<=BN190-E243,0,H243*H186*H187*J186/(H188*4))","v":{"$error":"#VALUE!"}},{"$f":"IF(H188<=BO190-E243,0,H243*H186*H187*J186/(H188*4))","v":{"$error":"#VALUE!"}},{"$f":"IF(H188<=BP190-E243,0,H243*H186*H187*J186/(H188*4))","v":{"$error":"#VALUE!"}},{"$f":"IF(H188<=BQ190-E243,0,H243*H186*H187*J186/(H188*4))","v":{"$error":"#VALUE!"}},{"$f":"IF(H188<=BR190-E243,0,H243*H186*H187*J186/(H188*4))","v":{"$error":"#VALUE!"}},{"$f":"IF(H188<=BS190-E243,0,H243*H186*H187*J186/(H188*4))","v":{"$error":"#VALUE!"}},{"$f":"IF(H188<=BT190-E243,0,H243*H186*H187*J186/(H188*4))","v":{"$error":"#VALUE!"}},{"$f":"IF(H188<=BU190-E243,0,H243*H186*H187*J186/(H188*4))","v":{"$error":"#VALUE!"}}]
[{"$nulls":4},14.25,{"$f":"$DF$56","v":{"v":0,"d":"0.000"}},{"$f":"IF(SUM(F191:F244)-H189<=0,0,SUM(F191:F244)-H189)","v":{"v":0,"d":"0.00"}},{"v":0,"d":"0.000"},{"$nulls":53},{"$f":"IF(H188<=BJ190-E244,0,H244*H186*H187*J186/(H188*4))","v":{"$error":"#VALUE!"}},{"$f":"IF(H188<=BK190-E244,0,H244*H186*H187*J186/(H188*4))","v":{"$error":"#VALUE!"}},{"$f":"IF(H188<=BL190-E244,0,H244*H186*H187*J186/(H188*4))","v":{"$error":"#VALUE!"}},{"$f":"IF(H188<=BM190-E244,0,H244*H186*H187*J186/(H188*4))","v":{"$error":"#VALUE!"}},{"$f":"IF(H188<=BN190-E244,0,H244*H186*H187*J186/(H188*4))","v":{"$error":"#VALUE!"}},{"$f":"IF(H188<=BO190-E244,0,H244*H186*H187*J186/(H188*4))","v":{"$error":"#VALUE!"}},{"$f":"IF(H188<=BP190-E244,0,H244*H186*H187*J186/(H188*4))","v":{"$error":"#VALUE!"}},{"$f":"IF(H188<=BQ190-E244,0,H244*H186*H187*J186/(H188*4))","v":{"$error":"#VALUE!"}},{"$f":"IF(H188<=BR190-E244,0,H244*H186*H187*J186/(H188*4))","v":{"$error":"#VALUE!"}},{"$f":"IF(H188<=BS190-E244,0,H244*H186*H187*J186/(H188*4))","v":{"$error":"#VALUE!"}},{"$f":"IF(H188<=BT190-E244,0,H244*H186*H187*J186/(H188*4))","v":{"$error":"#VALUE!"}},{"$f":"IF(H188<=BU190-E244,0,H244*H186*H187*J186/(H188*4))","v":{"$error":"#VALUE!"}},{"$f":"IF(H188<=BV190-E244,0,H244*H186*H187*J186/(H188*4))","v":{"$error":"#VALUE!"}}]
[{"$nulls":4},{"v":14.5,"d":"14.50"},{"$f":"$DF$57","v":{"v":0,"d":"0.000"}},{"$f":"IF(SUM(F191:F245)-H189<=0,0,SUM(F191:F245)-H189)","v":{"v":0,"d":"0.00"}},{"v":0,"d":"0.000"},{"$nulls":54},{"$f":"IF(H188<=BK190-E245,0,H245*H186*H187*J186/(H188*4))","v":{"$error":"#VALUE!"}},{"$f":"IF(H188<=BL190-E245,0,H245*H186*H187*J186/(H188*4))","v":{"$error":"#VALUE!"}},{"$f":"IF(H188<=BM190-E245,0,H245*H186*H187*J186/(H188*4))","v":{"$error":"#VALUE!"}},{"$f":"IF(H188<=BN190-E245,0,H245*H186*H187*J186/(H188*4))","v":{"$error":"#VALUE!"}},{"$f":"IF(H188<=BO190-E245,0,H245*H186*H187*J186/(H188*4))","v":{"$error":"#VALUE!"}},{"$f":"IF(H188<=BP190-E245,0,H245*H186*H187*J186/(H188*4))","v":{"$error":"#VALUE!"}},{"$f":"IF(H188<=BQ190-E245,0,H245*H186*H187*J186/(H188*4))","v":{"$error":"#VALUE!"}},{"$f":"IF(H188<=BR190-E245,0,H245*H186*H187*J186/(H188*4))","v":{"$error":"#VALUE!"}},{"$f":"IF(H188<=BS190-E245,0,H245*H186*H187*J186/(H188*4))","v":{"$error":"#VALUE!"}},{"$f":"IF(H188<=BT190-E245,0,H245*H186*H187*J186/(H188*4))","v":{"$error":"#VALUE!"}},{"$f":"IF(H188<=BU190-E245,0,H245*H186*H187*J186/(H188*4))","v":{"$error":"#VALUE!"}},{"$f":"IF(H188<=BV190-E245,0,H245*H186*H187*J186/(H188*4))","v":{"$error":"#VALUE!"}},{"$f":"IF(H188<=BW190-E245,0,H245*H186*H187*J186/(H188*4))","v":{"$error":"#VALUE!"}}]
[{"$nulls":4},14.75,{"$f":"$DF$58","v":{"v":0,"d":"0.000"}},{"$f":"IF(SUM(F191:F246)-H189<=0,0,SUM(F191:F246)-H189)","v":{"v":0,"d":"0.00"}},{"v":0,"d":"0.000"},{"$nulls":55},{"$f":"IF(H188<=BL190-E246,0,H246*H186*H187*J186/(H188*4))","v":{"$error":"#VALUE!"}},{"$f":"IF(H188<=BM190-E246,0,H246*H186*H187*J186/(H188*4))","v":{"$error":"#VALUE!"}},{"$f":"IF(H188<=BN190-E246,0,H246*H186*H187*J186/(H188*4))","v":{"$error":"#VALUE!"}},{"$f":"IF(H188<=BO190-E246,0,H246*H186*H187*J186/(H188*4))","v":{"$error":"#VALUE!"}},{"$f":"IF(H188<=BP190-E246,0,H246*H186*H187*J186/(H188*4))","v":{"$error":"#VALUE!"}},{"$f":"IF(H188<=BQ190-E246,0,H246*H186*H187*J186/(H188*4))","v":{"$error":"#VALUE!"}},{"$f":"IF(H188<=BR190-E246,0,H246*H186*H187*J186/(H188*4))","v":{"$error":"#VALUE!"}},{"$f":"IF(H188<=BS190-E246,0,H246*H186*H187*J186/(H188*4))","v":{"$error":"#VALUE!"}},{"$f":"IF(H188<=BT190-E246,0,H246*H186*H187*J186/(H188*4))","v":{"$error":"#VALUE!"}},{"$f":"IF(H188<=BU190-E246,0,H246*H186*H187*J186/(H188*4))","v":{"$error":"#VALUE!"}},{"$f":"IF(H188<=BV190-E246,0,H246*H186*H187*J186/(H188*4))","v":{"$error":"#VALUE!"}},{"$f":"IF(H188<=BW190-E246,0,H246*H186*H187*J186/(H188*4))","v":{"$error":"#VALUE!"}},{"$f":"IF(H188<=BX190-E246,0,H246*H186*H187*J186/(H188*4))","v":{"$error":"#VALUE!"}}]
[{"$nulls":4},{"v":15,"d":"15.00"},{"$f":"$DF$59","v":{"v":0,"d":"0.000"}},{"$f":"IF(SUM(F191:F247)-H189<=0,0,SUM(F191:F247)-H189)","v":{"v":0,"d":"0.00"}},{"v":0,"d":"0.000"},{"$nulls":56},{"$f":"IF(H188<=BM190-E247,0,H247*H186*H187*J186/(H188*4))","v":{"$error":"#VALUE!"}},{"$f":"IF(H188<=BN190-E247,0,H247*H186*H187*J186/(H188*4))","v":{"$error":"#VALUE!"}},{"$f":"IF(H188<=BO190-E247,0,H247*H186*H187*J186/(H188*4))","v":{"$error":"#VALUE!"}},{"$f":"IF(H188<=BP190-E247,0,H247*H186*H187*J186/(H188*4))","v":{"$error":"#VALUE!"}},{"$f":"IF(H188<=BQ190-E247,0,H247*H186*H187*J186/(H188*4))","v":{"$error":"#VALUE!"}},{"$f":"IF(H188<=BR190-E247,0,H247*H186*H187*J186/(H188*4))","v":{"$error":"#VALUE!"}},{"$f":"IF(H188<=BS190-E247,0,H247*H186*H187*J186/(H188*4))","v":{"$error":"#VALUE!"}},{"$f":"IF(H188<=BT190-E247,0,H247*H186*H187*J186/(H188*4))","v":{"$error":"#VALUE!"}},{"$f":"IF(H188<=BU190-E247,0,H247*H186*H187*J186/(H188*4))","v":{"$error":"#VALUE!"}},{"$f":"IF(H188<=BV190-E247,0,H247*H186*H187*J186/(H188*4))","v":{"$error":"#VALUE!"}},{"$f":"IF(H188<=BW190-E247,0,H247*H186*H187*J186/(H188*4))","v":{"$error":"#VALUE!"}},{"$f":"IF(H188<=BX190-E247,0,H247*H186*H187*J186/(H188*4))","v":{"$error":"#VALUE!"}},{"$f":"IF(H188<=BY190-E247,0,H247*H186*H187*J186/(H188*4))","v":{"$error":"#VALUE!"}}]
[{"$nulls":4},15.25,{"$f":"$DF$60","v":{"v":0,"d":"0.000"}},{"$f":"IF(SUM(F191:F248)-H189<=0,0,SUM(F191:F248)-H189)","v":{"v":0,"d":"0.00"}},{"v":0,"d":"0.000"},{"$nulls":57},{"$f":"IF(H188<=BN190-E248,0,H248*H186*H187*J186/(H188*4))","v":{"$error":"#VALUE!"}},{"$f":"IF(H188<=BO190-E248,0,H248*H186*H187*J186/(H188*4))","v":{"$error":"#VALUE!"}},{"$f":"IF(H188<=BP190-E248,0,H248*H186*H187*J186/(H188*4))","v":{"$error":"#VALUE!"}},{"$f":"IF(H188<=BQ190-E248,0,H248*H186*H187*J186/(H188*4))","v":{"$error":"#VALUE!"}},{"$f":"IF(H188<=BR190-E248,0,H248*H186*H187*J186/(H188*4))","v":{"$error":"#VALUE!"}},{"$f":"IF(H188<=BS190-E248,0,H248*H186*H187*J186/(H188*4))","v":{"$error":"#VALUE!"}},{"$f":"IF(H188<=BT190-E248,0,H248*H186*H187*J186/(H188*4))","v":{"$error":"#VALUE!"}},{"$f":"IF(H188<=BU190-E248,0,H248*H186*H187*J186/(H188*4))","v":{"$error":"#VALUE!"}},{"$f":"IF(H188<=BV190-E248,0,H248*H186*H187*J186/(H188*4))","v":{"$error":"#VALUE!"}},{"$f":"IF(H188<=BW190-E248,0,H248*H186*H187*J186/(H188*4))","v":{"$error":"#VALUE!"}},{"$f":"IF(H188<=BX190-E248,0,H248*H186*H187*J186/(H188*4))","v":{"$error":"#VALUE!"}},{"$f":"IF(H188<=BY190-E248,0,H248*H186*H187*J186/(H188*4))","v":{"$error":"#VALUE!"}},{"$f":"IF(H188<=BZ190-E248,0,H248*H186*H187*J186/(H188*4))","v":{"$error":"#VALUE!"}}]
[{"$nulls":4},{"v":15.5,"d":"15.50"},{"$f":"$DF$61","v":{"v":0,"d":"0.000"}},{"$f":"IF(SUM(F191:F249)-H189<=0,0,SUM(F191:F249)-H189)","v":{"v":0,"d":"0.00"}},{"v":0,"d":"0.000"},{"$nulls":58},{"$f":"IF(H188<=BO190-E249,0,H249*H186*H187*J186/(H188*4))","v":{"$error":"#VALUE!"}},{"$f":"IF(H188<=BP190-E249,0,H249*H186*H187*J186/(H188*4))","v":{"$error":"#VALUE!"}},{"$f":"IF(H188<=BQ190-E249,0,H249*H186*H187*J186/(H188*4))","v":{"$error":"#VALUE!"}},{"$f":"IF(H188<=BR190-E249,0,H249*H186*H187*J186/(H188*4))","v":{"$error":"#VALUE!"}},{"$f":"IF(H188<=BS190-E249,0,H249*H186*H187*J186/(H188*4))","v":{"$error":"#VALUE!"}},{"$f":"IF(H188<=BT190-E249,0,H249*H186*H187*J186/(H188*4))","v":{"$error":"#VALUE!"}},{"$f":"IF(H188<=BU190-E249,0,H249*H186*H187*J186/(H188*4))","v":{"$error":"#VALUE!"}},{"$f":"IF(H188<=BV190-E249,0,H249*H186*H187*J186/(H188*4))","v":{"$error":"#VALUE!"}},{"$f":"IF(H188<=BW190-E249,0,H249*H186*H187*J186/(H188*4))","v":{"$error":"#VALUE!"}},{"$f":"IF(H188<=BX190-E249,0,H249*H186*H187*J186/(H188*4))","v":{"$error":"#VALUE!"}},{"$f":"IF(H188<=BY190-E249,0,H249*H186*H187*J186/(H188*4))","v":{"$error":"#VALUE!"}},{"$f":"IF(H188<=BZ190-E249,0,H249*H186*H187*J186/(H188*4))","v":{"$error":"#VALUE!"}},{"$f":"IF(H188<=CA190-E249,0,H249*H186*H187*J186/(H188*4))","v":{"$error":"#VALUE!"}}]
[{"$nulls":4},15.75,{"$f":"$DF$62","v":{"v":0,"d":"0.000"}},{"$f":"IF(SUM(F191:F250)-H189<=0,0,SUM(F191:F250)-H189)","v":{"v":0,"d":"0.00"}},{"v":0,"d":"0.000"},{"$nulls":59},{"$f":"IF(H188<=BP190-E250,0,H250*H186*H187*J186/(H188*4))","v":{"$error":"#VALUE!"}},{"$f":"IF(H188<=BQ190-E250,0,H250*H186*H187*J186/(H188*4))","v":{"$error":"#VALUE!"}},{"$f":"IF(H188<=BR190-E250,0,H250*H186*H187*J186/(H188*4))","v":{"$error":"#VALUE!"}},{"$f":"IF(H188<=BS190-E250,0,H250*H186*H187*J186/(H188*4))","v":{"$error":"#VALUE!"}},{"$f":"IF(H188<=BT190-E250,0,H250*H186*H187*J186/(H188*4))","v":{"$error":"#VALUE!"}},{"$f":"IF(H188<=BU190-E250,0,H250*H186*H187*J186/(H188*4))","v":{"$error":"#VALUE!"}},{"$f":"IF(H188<=BV190-E250,0,H250*H186*H187*J186/(H188*4))","v":{"$error":"#VALUE!"}},{"$f":"IF(H188<=BW190-E250,0,H250*H186*H187*J186/(H188*4))","v":{"$error":"#VALUE!"}},{"$f":"IF(H188<=BX190-E250,0,H250*H186*H187*J186/(H188*4))","v":{"$error":"#VALUE!"}},{"$f":"IF(H188<=BY190-E250,0,H250*H186*H187*J186/(H188*4))","v":{"$error":"#VALUE!"}},{"$f":"IF(H188<=BZ190-E250,0,H250*H186*H187*J186/(H188*4))","v":{"$error":"#VALUE!"}},{"$f":"IF(H188<=CA190-E250,0,H250*H186*H187*J186/(H188*4))","v":{"$error":"#VALUE!"}},{"$f":"IF(H188<=CB190-E250,0,H250*H186*H187*J186/(H188*4))","v":{"$error":"#VALUE!"}}]
[{"$nulls":4},{"v":16,"d":"16.00"},{"$f":"$DF$63","v":{"v":0,"d":"0.000"}},{"$f":"IF(SUM(F191:F251)-H189<=0,0,SUM(F191:F251)-H189)","v":{"v":0,"d":"0.00"}},{"v":0,"d":"0.000"},{"$nulls":60},{"$f":"IF(H188<=BQ190-E251,0,H251*H186*H187*J186/(H188*4))","v":{"$error":"#VALUE!"}},{"$f":"IF(H188<=BR190-E251,0,H251*H186*H187*J186/(H188*4))","v":{"$error":"#VALUE!"}},{"$f":"IF(H188<=BS190-E251,0,H251*H186*H187*J186/(H188*4))","v":{"$error":"#VALUE!"}},{"$f":"IF(H188<=BT190-E251,0,H251*H186*H187*J186/(H188*4))","v":{"$error":"#VALUE!"}},{"$f":"IF(H188<=BU190-E251,0,H251*H186*H187*J186/(H188*4))","v":{"$error":"#VALUE!"}},{"$f":"IF(H188<=BV190-E251,0,H251*H186*H187*J186/(H188*4))","v":{"$error":"#VALUE!"}},{"$f":"IF(H188<=BW190-E251,0,H251*H186*H187*J186/(H188*4))","v":{"$error":"#VALUE!"}},{"$f":"IF(H188<=BX190-E251,0,H251*H186*H187*J186/(H188*4))","v":{"$error":"#VALUE!"}},{"$f":"IF(H188<=BY190-E251,0,H251*H186*H187*J186/(H188*4))","v":{"$error":"#VALUE!"}},{"$f":"IF(H188<=BZ190-E251,0,H251*H186*H187*J186/(H188*4))","v":{"$error":"#VALUE!"}},{"$f":"IF(H188<=CA190-E251,0,H251*H186*H187*J186/(H188*4))","v":{"$error":"#VALUE!"}},{"$f":"IF(H188<=CB190-E251,0,H251*H186*H187*J186/(H188*4))","v":{"$error":"#VALUE!"}},{"$f":"IF(H188<=CC190-E251,0,H251*H186*H187*J186/(H188*4))","v":{"$error":"#VALUE!"}}]
[{"$nulls":4},16.25,{"$f":"$DF$64","v":{"v":0,"d":"0.000"}},{"$f":"IF(SUM(F191:F252)-H189<=0,0,SUM(F191:F252)-H189)","v":{"v":0,"d":"0.00"}},{"v":0,"d":"0.000"},{"$nulls":61},{"$f":"IF(H188<=BR190-E252,0,H252*H186*H187*J186/(H188*4))","v":{"$error":"#VALUE!"}},{"$f":"IF(H188<=BS190-E252,0,H252*H186*H187*J186/(H188*4))","v":{"$error":"#VALUE!"}},{"$f":"IF(H188<=BT190-E252,0,H252*H186*H187*J186/(H188*4))","v":{"$error":"#VALUE!"}},{"$f":"IF(H188<=BU190-E252,0,H252*H186*H187*J186/(H188*4))","v":{"$error":"#VALUE!"}},{"$f":"IF(H188<=BV190-E252,0,H252*H186*H187*J186/(H188*4))","v":{"$error":"#VALUE!"}},{"$f":"IF(H188<=BW190-E252,0,H252*H186*H187*J186/(H188*4))","v":{"$error":"#VALUE!"}},{"$f":"IF(H188<=BX190-E252,0,H252*H186*H187*J186/(H188*4))","v":{"$error":"#VALUE!"}},{"$f":"IF(H188<=BY190-E252,0,H252*H186*H187*J186/(H188*4))","v":{"$error":"#VALUE!"}},{"$f":"IF(H188<=BZ190-E252,0,H252*H186*H187*J186/(H188*4))","v":{"$error":"#VALUE!"}},{"$f":"IF(H188<=CA190-E252,0,H252*H186*H187*J186/(H188*4))","v":{"$error":"#VALUE!"}},{"$f":"IF(H188<=CB190-E252,0,H252*H186*H187*J186/(H188*4))","v":{"$error":"#VALUE!"}},{"$f":"IF(H188<=CC190-E252,0,H252*H186*H187*J186/(H188*4))","v":{"$error":"#VALUE!"}},{"$f":"IF(H188<=CD190-E252,0,H252*H186*H187*J186/(H188*4))","v":{"$error":"#VALUE!"}}]
[{"$nulls":4},{"v":16.5,"d":"16.50"},{"$f":"$DF$65","v":{"v":0,"d":"0.000"}},{"$f":"IF(SUM(F191:F253)-H189<=0,0,SUM(F191:F253)-H189)","v":{"v":0,"d":"0.00"}},{"v":0,"d":"0.000"},{"$nulls":62},{"$f":"IF(H188<=BS190-E253,0,H253*H186*H187*J186/(H188*4))","v":{"$error":"#VALUE!"}},{"$f":"IF(H188<=BT190-E253,0,H253*H186*H187*J186/(H188*4))","v":{"$error":"#VALUE!"}},{"$f":"IF(H188<=BU190-E253,0,H253*H186*H187*J186/(H188*4))","v":{"$error":"#VALUE!"}},{"$f":"IF(H188<=BV190-E253,0,H253*H186*H187*J186/(H188*4))","v":{"$error":"#VALUE!"}},{"$f":"IF(H188<=BW190-E253,0,H253*H186*H187*J186/(H188*4))","v":{"$error":"#VALUE!"}},{"$f":"IF(H188<=BX190-E253,0,H253*H186*H187*J186/(H188*4))","v":{"$error":"#VALUE!"}},{"$f":"IF(H188<=BY190-E253,0,H253*H186*H187*J186/(H188*4))","v":{"$error":"#VALUE!"}},{"$f":"IF(H188<=BZ190-E253,0,H253*H186*H187*J186/(H188*4))","v":{"$error":"#VALUE!"}},{"$f":"IF(H188<=CA190-E253,0,H253*H186*H187*J186/(H188*4))","v":{"$error":"#VALUE!"}},{"$f":"IF(H188<=CB190-E253,0,H253*H186*H187*J186/(H188*4))","v":{"$error":"#VALUE!"}},{"$f":"IF(H188<=CC190-E253,0,H253*H186*H187*J186/(H188*4))","v":{"$error":"#VALUE!"}},{"$f":"IF(H188<=CD190-E253,0,H253*H186*H187*J186/(H188*4))","v":{"$error":"#VALUE!"}},{"$f":"IF(H188<=CE190-E253,0,H253*H186*H187*J186/(H188*4))","v":{"$error":"#VALUE!"}}]
[{"$nulls":4},16.75,{"$f":"$DF$66","v":{"v":0,"d":"0.000"}},{"$f":"IF(SUM(F191:F254)-H189<=0,0,SUM(F191:F254)-H189)","v":{"v":0,"d":"0.00"}},{"v":0,"d":"0.000"},{"$nulls":63},{"$f":"IF(H188<=BT190-E254,0,H254*H186*H187*J186/(H188*4))","v":{"$error":"#VALUE!"}},{"$f":"IF(H188<=BU190-E254,0,H254*H186*H187*J186/(H188*4))","v":{"$error":"#VALUE!"}},{"$f":"IF(H188<=BV190-E254,0,H254*H186*H187*J186/(H188*4))","v":{"$error":"#VALUE!"}},{"$f":"IF(H188<=BW190-E254,0,H254*H186*H187*J186/(H188*4))","v":{"$error":"#VALUE!"}},{"$f":"IF(H188<=BX190-E254,0,H254*H186*H187*J186/(H188*4))","v":{"$error":"#VALUE!"}},{"$f":"IF(H188<=BY190-E254,0,H254*H186*H187*J186/(H188*4))","v":{"$error":"#VALUE!"}},{"$f":"IF(H188<=BZ190-E254,0,H254*H186*H187*J186/(H188*4))","v":{"$error":"#VALUE!"}},{"$f":"IF(H188<=CA190-E254,0,H254*H186*H187*J186/(H188*4))","v":{"$error":"#VALUE!"}},{"$f":"IF(H188<=CB190-E254,0,H254*H186*H187*J186/(H188*4))","v":{"$error":"#VALUE!"}},{"$f":"IF(H188<=CC190-E254,0,H254*H186*H187*J186/(H188*4))","v":{"$error":"#VALUE!"}},{"$f":"IF(H188<=CD190-E254,0,H254*H186*H187*J186/(H188*4))","v":{"$error":"#VALUE!"}},{"$f":"IF(H188<=CE190-E254,0,H254*H186*H187*J186/(H188*4))","v":{"$error":"#VALUE!"}},{"$f":"IF(H188<=CF190-E254,0,H254*H186*H187*J186/(H188*4))","v":{"$error":"#VALUE!"}}]
[{"$nulls":4},{"v":17,"d":"17.00"},{"$f":"$DF$67","v":{"v":0,"d":"0.000"}},{"$f":"IF(SUM(F191:F255)-H189<=0,0,SUM(F191:F255)-H189)","v":{"v":0,"d":"0.00"}},{"v":0,"d":"0.000"},{"$nulls":64},{"$f":"IF(H188<=BU190-E255,0,H255*H186*H187*J186/(H188*4))","v":{"$error":"#VALUE!"}},{"$f":"IF(H188<=BV190-E255,0,H255*H186*H187*J186/(H188*4))","v":{"$error":"#VALUE!"}},{"$f":"IF(H188<=BW190-E255,0,H255*H186*H187*J186/(H188*4))","v":{"$error":"#VALUE!"}},{"$f":"IF(H188<=BX190-E255,0,H255*H186*H187*J186/(H188*4))","v":{"$error":"#VALUE!"}},{"$f":"IF(H188<=BY190-E255,0,H255*H186*H187*J186/(H188*4))","v":{"$error":"#VALUE!"}},{"$f":"IF(H188<=BZ190-E255,0,H255*H186*H187*J186/(H188*4))","v":{"$error":"#VALUE!"}},{"$f":"IF(H188<=CA190-E255,0,H255*H186*H187*J186/(H188*4))","v":{"$error":"#VALUE!"}},{"$f":"IF(H188<=CB190-E255,0,H255*H186*H187*J186/(H188*4))","v":{"$error":"#VALUE!"}},{"$f":"IF(H188<=CC190-E255,0,H255*H186*H187*J186/(H188*4))","v":{"$error":"#VALUE!"}},{"$f":"IF(H188<=CD190-E255,0,H255*H186*H187*J186/(H188*4))","v":{"$error":"#VALUE!"}},{"$f":"IF(H188<=CE190-E255,0,H255*H186*H187*J186/(H188*4))","v":{"$error":"#VALUE!"}},{"$f":"IF(H188<=CF190-E255,0,H255*H186*H187*J186/(H188*4))","v":{"$error":"#VALUE!"}},{"$f":"IF(H188<=CG190-E255,0,H255*H186*H187*J186/(H188*4))","v":{"$error":"#VALUE!"}}]
[{"$nulls":4},17.25,{"$f":"$DF$68","v":{"v":0,"d":"0.000"}},{"$f":"IF(SUM(F191:F256)-H189<=0,0,SUM(F191:F256)-H189)","v":{"v":0,"d":"0.00"}},{"$f":"G256-G255","v":{"v":0,"d":"0.000"}},{"$nulls":65},{"$f":"IF(H188<=BV190-E256,0,H256*H186*H187*J186/(H188*4))","v":{"$error":"#VALUE!"}},{"$f":"IF(H188<=BW190-E256,0,H256*H186*H187*J186/(H188*4))","v":{"$error":"#VALUE!"}},{"$f":"IF(H188<=BX190-E256,0,H256*H186*H187*J186/(H188*4))","v":{"$error":"#VALUE!"}},{"$f":"IF(H188<=BY190-E256,0,H256*H186*H187*J186/(H188*4))","v":{"$error":"#VALUE!"}},{"$f":"IF(H188<=BZ190-E256,0,H256*H186*H187*J186/(H188*4))","v":{"$error":"#VALUE!"}},{"$f":"IF(H188<=CA190-E256,0,H256*H186*H187*J186/(H188*4))","v":{"$error":"#VALUE!"}},{"$f":"IF(H188<=CB190-E256,0,H256*H186*H187*J186/(H188*4))","v":{"$error":"#VALUE!"}},{"$f":"IF(H188<=CC190-E256,0,H256*H186*H187*J186/(H188*4))","v":{"$error":"#VALUE!"}},{"$f":"IF(H188<=CD190-E256,0,H256*H186*H187*J186/(H188*4))","v":{"$error":"#VALUE!"}},{"$f":"IF(H188<=CE190-E256,0,H256*H186*H187*J186/(H188*4))","v":{"$error":"#VALUE!"}},{"$f":"IF(H188<=CF190-E256,0,H256*H186*H187*J186/(H188*4))","v":{"$error":"#VALUE!"}},{"$f":"IF(H188<=CG190-E256,0,H256*H186*H187*J186/(H188*4))","v":{"$error":"#VALUE!"}},{"$f":"IF(H188<=CH190-E256,0,H256*H186*H187*J186/(H188*4))","v":{"$error":"#VALUE!"}}]
[{"$nulls":4},{"v":17.5,"d":"17.50"},{"$f":"$DF$69","v":{"v":0,"d":"0.000"}},{"$f":"IF(SUM(F191:F257)-H189<=0,0,SUM(F191:F257)-H189)","v":{"v":0,"d":"0.00"}},{"v":0,"d":"0.000"},{"$nulls":66},{"$f":"IF(H188<=BW190-E257,0,H257*H186*H187*J186/(H188*4))","v":{"$error":"#VALUE!"}},{"$f":"IF(H188<=BX190-E257,0,H257*H186*H187*J186/(H188*4))","v":{"$error":"#VALUE!"}},{"$f":"IF(H188<=BY190-E257,0,H257*H186*H187*J186/(H188*4))","v":{"$error":"#VALUE!"}},{"$f":"IF(H188<=BZ190-E257,0,H257*H186*H187*J186/(H188*4))","v":{"$error":"#VALUE!"}},{"$f":"IF(H188<=CA190-E257,0,H257*H186*H187*J186/(H188*4))","v":{"$error":"#VALUE!"}},{"$f":"IF(H188<=CB190-E257,0,H257*H186*H187*J186/(H188*4))","v":{"$error":"#VALUE!"}},{"$f":"IF(H188<=CC190-E257,0,H257*H186*H187*J186/(H188*4))","v":{"$error":"#VALUE!"}},{"$f":"IF(H188<=CD190-E257,0,H257*H186*H187*J186/(H188*4))","v":{"$error":"#VALUE!"}},{"$f":"IF(H188<=CE190-E257,0,H257*H186*H187*J186/(H188*4))","v":{"$error":"#VALUE!"}},{"$f":"IF(H188<=CF190-E257,0,H257*H186*H187*J186/(H188*4))","v":{"$error":"#VALUE!"}},{"$f":"IF(H188<=CG190-E257,0,H257*H186*H187*J186/(H188*4))","v":{"$error":"#VALUE!"}},{"$f":"IF(H188<=CH190-E257,0,H257*H186*H187*J186/(H188*4))","v":{"$error":"#VALUE!"}},{"$f":"IF(H188<=CI190-E257,0,H257*H186*H187*J186/(H188*4))","v":{"$error":"#VALUE!"}}]
[{"$nulls":4},17.75,{"$f":"$DF$70","v":{"v":0,"d":"0.000"}},{"$f":"IF(SUM(F191:F258)-H189<=0,0,SUM(F191:F258)-H189)","v":{"v":0,"d":"0.00"}},{"v":0,"d":"0.000"},{"$nulls":67},{"$f":"IF(H188<=BX190-E258,0,H258*H186*H187*J186/(H188*4))","v":{"$error":"#VALUE!"}},{"$f":"IF(H188<=BY190-E258,0,H258*H186*H187*J186/(H188*4))","v":{"$error":"#VALUE!"}},{"$f":"IF(H188<=BZ190-E258,0,H258*H186*H187*J186/(H188*4))","v":{"$error":"#VALUE!"}},{"$f":"IF(H188<=CA190-E258,0,H258*H186*H187*J186/(H188*4))","v":{"$error":"#VALUE!"}},{"$f":"IF(H188<=CB190-E258,0,H258*H186*H187*J186/(H188*4))","v":{"$error":"#VALUE!"}},{"$f":"IF(H188<=CC190-E258,0,H258*H186*H187*J186/(H188*4))","v":{"$error":"#VALUE!"}},{"$f":"IF(H188<=CD190-E258,0,H258*H186*H187*J186/(H188*4))","v":{"$error":"#VALUE!"}},{"$f":"IF(H188<=CE190-E258,0,H258*H186*H187*J186/(H188*4))","v":{"$error":"#VALUE!"}},{"$f":"IF(H188<=CF190-E258,0,H258*H186*H187*J186/(H188*4))","v":{"$error":"#VALUE!"}},{"$f":"IF(H188<=CG190-E258,0,H258*H186*H187*J186/(H188*4))","v":{"$error":"#VALUE!"}},{"$f":"IF(H188<=CH190-E258,0,H258*H186*H187*J186/(H188*4))","v":{"$error":"#VALUE!"}},{"$f":"IF(H188<=CI190-E258,0,H258*H186*H187*J186/(H188*4))","v":{"$error":"#VALUE!"}},{"$f":"IF(H188<=CJ190-E258,0,H258*H186*H187*J186/(H188*4))","v":{"$error":"#VALUE!"}}]
[{"$nulls":4},{"v":18,"d":"18.00"},{"$f":"$DF$71","v":{"v":0,"d":"0.000"}},{"$f":"IF(SUM(F191:F259)-H189<=0,0,SUM(F191:F259)-H189)","v":{"v":0,"d":"0.00"}},{"v":0,"d":"0.000"},{"$nulls":68},{"$f":"IF(H188<=BY190-E259,0,H259*H186*H187*J186/(H188*4))","v":{"$error":"#VALUE!"}},{"$f":"IF(H188<=BZ190-E259,0,H259*H186*H187*J186/(H188*4))","v":{"$error":"#VALUE!"}},{"$f":"IF(H188<=CA190-E259,0,H259*H186*H187*J186/(H188*4))","v":{"$error":"#VALUE!"}},{"$f":"IF(H188<=CB190-E259,0,H259*H186*H187*J186/(H188*4))","v":{"$error":"#VALUE!"}},{"$f":"IF(H188<=CC190-E259,0,H259*H186*H187*J186/(H188*4))","v":{"$error":"#VALUE!"}},{"$f":"IF(H188<=CD190-E259,0,H259*H186*H187*J186/(H188*4))","v":{"$error":"#VALUE!"}},{"$f":"IF(H188<=CE190-E259,0,H259*H186*H187*J186/(H188*4))","v":{"$error":"#VALUE!"}},{"$f":"IF(H188<=CF190-E259,0,H259*H186*H187*J186/(H188*4))","v":{"$error":"#VALUE!"}},{"$f":"IF(H188<=CG190-E259,0,H259*H186*H187*J186/(H188*4))","v":{"$error":"#VALUE!"}},{"$f":"IF(H188<=CH190-E259,0,H259*H186*H187*J186/(H188*4))","v":{"$error":"#VALUE!"}},{"$f":"IF(H188<=CI190-E259,0,H259*H186*H187*J186/(H188*4))","v":{"$error":"#VALUE!"}},{"$f":"IF(H188<=CJ190-E259,0,H259*H186*H187*J186/(H188*4))","v":{"$error":"#VALUE!"}},{"$f":"IF(H188<=CK190-E259,0,H259*H186*H187*J186/(H188*4))","v":{"$error":"#VALUE!"}}]
[{"$nulls":4},18.25,{"$f":"$DF$72","v":{"v":0,"d":"0.000"}},{"$f":"IF(SUM(F191:F260)-H189<=0,0,SUM(F191:F260)-H189)","v":{"v":0,"d":"0.00"}},{"v":0,"d":"0.000"},{"$nulls":69},{"$f":"IF(H188<=BZ190-E260,0,H260*H186*H187*J186/(H188*4))","v":{"$error":"#VALUE!"}},{"$f":"IF(H188<=CA190-E260,0,H260*H186*H187*J186/(H188*4))","v":{"$error":"#VALUE!"}},{"$f":"IF(H188<=CB190-E260,0,H260*H186*H187*J186/(H188*4))","v":{"$error":"#VALUE!"}},{"$f":"IF(H188<=CC190-E260,0,H260*H186*H187*J186/(H188*4))","v":{"$error":"#VALUE!"}},{"$f":"IF(H188<=CD190-E260,0,H260*H186*H187*J186/(H188*4))","v":{"$error":"#VALUE!"}},{"$f":"IF(H188<=CE190-E260,0,H260*H186*H187*J186/(H188*4))","v":{"$error":"#VALUE!"}},{"$f":"IF(H188<=CF190-E260,0,H260*H186*H187*J186/(H188*4))","v":{"$error":"#VALUE!"}},{"$f":"IF(H188<=CG190-E260,0,H260*H186*H187*J186/(H188*4))","v":{"$error":"#VALUE!"}},{"$f":"IF(H188<=CH190-E260,0,H260*H186*H187*J186/(H188*4))","v":{"$error":"#VALUE!"}},{"$f":"IF(H188<=CI190-E260,0,H260*H186*H187*J186/(H188*4))","v":{"$error":"#VALUE!"}},{"$f":"IF(H188<=CJ190-E260,0,H260*H186*H187*J186/(H188*4))","v":{"$error":"#VALUE!"}},{"$f":"IF(H188<=CK190-E260,0,H260*H186*H187*J186/(H188*4))","v":{"$error":"#VALUE!"}},{"$f":"IF(H188<=CL190-E260,0,H260*H186*H187*J186/(H188*4))","v":{"$error":"#VALUE!"}}]
[{"$nulls":4},{"v":18.5,"d":"18.50"},{"$f":"$DF$73","v":{"v":0,"d":"0.000"}},{"$f":"IF(SUM(F191:F261)-H189<=0,0,SUM(F191:F261)-H189)","v":{"v":0,"d":"0.00"}},{"v":0,"d":"0.000"},{"$nulls":70},{"$f":"IF(H188<=CA190-E261,0,H261*H186*H187*J186/(H188*4))","v":{"$error":"#VALUE!"}},{"$f":"IF(H188<=CB190-E261,0,H261*H186*H187*J186/(H188*4))","v":{"$error":"#VALUE!"}},{"$f":"IF(H188<=CC190-E261,0,H261*H186*H187*J186/(H188*4))","v":{"$error":"#VALUE!"}},{"$f":"IF(H188<=CD190-E261,0,H261*H186*H187*J186/(H188*4))","v":{"$error":"#VALUE!"}},{"$f":"IF(H188<=CE190-E261,0,H261*H186*H187*J186/(H188*4))","v":{"$error":"#VALUE!"}},{"$f":"IF(H188<=CF190-E261,0,H261*H186*H187*J186/(H188*4))","v":{"$error":"#VALUE!"}},{"$f":"IF(H188<=CG190-E261,0,H261*H186*H187*J186/(H188*4))","v":{"$error":"#VALUE!"}},{"$f":"IF(H188<=CH190-E261,0,H261*H186*H187*J186/(H188*4))","v":{"$error":"#VALUE!"}},{"$f":"IF(H188<=CI190-E261,0,H261*H186*H187*J186/(H188*4))","v":{"$error":"#VALUE!"}},{"$f":"IF(H188<=CJ190-E261,0,H261*H186*H187*J186/(H188*4))","v":{"$error":"#VALUE!"}},{"$f":"IF(H188<=CK190-E261,0,H261*H186*H187*J186/(H188*4))","v":{"$error":"#VALUE!"}},{"$f":"IF(H188<=CL190-E261,0,H261*H186*H187*J186/(H188*4))","v":{"$error":"#VALUE!"}},{"$f":"IF(H188<=CM190-E261,0,H261*H186*H187*J186/(H188*4))","v":{"$error":"#VALUE!"}}]
[{"$nulls":4},18.75,{"$f":"$DF$74","v":{"v":0,"d":"0.000"}},{"$f":"IF(SUM(F191:F262)-H189<=0,0,SUM(F191:F262)-H189)","v":{"v":0,"d":"0.00"}},{"v":0,"d":"0.000"},{"$nulls":71},{"$f":"IF(H188<=CB190-E262,0,H262*H186*H187*J186/(H188*4))","v":{"$error":"#VALUE!"}},{"$f":"IF(H188<=CC190-E262,0,H262*H186*H187*J186/(H188*4))","v":{"$error":"#VALUE!"}},{"$f":"IF(H188<=CD190-E262,0,H262*H186*H187*J186/(H188*4))","v":{"$error":"#VALUE!"}},{"$f":"IF(H188<=CE190-E262,0,H262*H186*H187*J186/(H188*4))","v":{"$error":"#VALUE!"}},{"$f":"IF(H188<=CF190-E262,0,H262*H186*H187*J186/(H188*4))","v":{"$error":"#VALUE!"}},{"$f":"IF(H188<=CG190-E262,0,H262*H186*H187*J186/(H188*4))","v":{"$error":"#VALUE!"}},{"$f":"IF(H188<=CH190-E262,0,H262*H186*H187*J186/(H188*4))","v":{"$error":"#VALUE!"}},{"$f":"IF(H188<=CI190-E262,0,H262*H186*H187*J186/(H188*4))","v":{"$error":"#VALUE!"}},{"$f":"IF(H188<=CJ190-E262,0,H262*H186*H187*J186/(H188*4))","v":{"$error":"#VALUE!"}},{"$f":"IF(H188<=CK190-E262,0,H262*H186*H187*J186/(H188*4))","v":{"$error":"#VALUE!"}},{"$f":"IF(H188<=CL190-E262,0,H262*H186*H187*J186/(H188*4))","v":{"$error":"#VALUE!"}},{"$f":"IF(H188<=CM190-E262,0,H262*H186*H187*J186/(H188*4))","v":{"$error":"#VALUE!"}},{"$f":"IF(H188<=CN190-E262,0,H262*H186*H187*J186/(H188*4))","v":{"$error":"#VALUE!"}}]
[{"$nulls":4},{"v":19,"d":"19.00"},{"$f":"$DF$75","v":{"v":0,"d":"0.000"}},{"$f":"IF(SUM(F191:F263)-H189<=0,0,SUM(F191:F263)-H189)","v":{"v":0,"d":"0.00"}},{"v":0,"d":"0.000"},{"$nulls":72},{"$f":"IF(H188<=CC190-E263,0,H263*H186*H187*J186/(H188*4))","v":{"$error":"#VALUE!"}},{"$f":"IF(H188<=CD190-E263,0,H263*H186*H187*J186/(H188*4))","v":{"$error":"#VALUE!"}},{"$f":"IF(H188<=CE190-E263,0,H263*H186*H187*J186/(H188*4))","v":{"$error":"#VALUE!"}},{"$f":"IF(H188<=CF190-E263,0,H263*H186*H187*J186/(H188*4))","v":{"$error":"#VALUE!"}},{"$f":"IF(H188<=CG190-E263,0,H263*H186*H187*J186/(H188*4))","v":{"$error":"#VALUE!"}},{"$f":"IF(H188<=CH190-E263,0,H263*H186*H187*J186/(H188*4))","v":{"$error":"#VALUE!"}},{"$f":"IF(H188<=CI190-E263,0,H263*H186*H187*J186/(H188*4))","v":{"$error":"#VALUE!"}},{"$f":"IF(H188<=CJ190-E263,0,H263*H186*H187*J186/(H188*4))","v":{"$error":"#VALUE!"}},{"$f":"IF(H188<=CK190-E263,0,H263*H186*H187*J186/(H188*4))","v":{"$error":"#VALUE!"}},{"$f":"IF(H188<=CL190-E263,0,H263*H186*H187*J186/(H188*4))","v":{"$error":"#VALUE!"}},{"$f":"IF(H188<=CM190-E263,0,H263*H186*H187*J186/(H188*4))","v":{"$error":"#VALUE!"}},{"$f":"IF(H188<=CN190-E263,0,H263*H186*H187*J186/(H188*4))","v":{"$error":"#VALUE!"}},{"$f":"IF(H188<=CO190-E263,0,H263*H186*H187*J186/(H188*4))","v":{"$error":"#VALUE!"}}]
[{"$nulls":4},19.25,{"$f":"$DF$76","v":{"v":0,"d":"0.000"}},{"$f":"IF(SUM(F191:F264)-H189<=0,0,SUM(F191:F264)-H189)","v":{"v":0,"d":"0.00"}},{"v":0,"d":"0.000"},{"$nulls":73},{"$f":"IF(H188<=CD190-E264,0,H264*H186*H187*J186/(H188*4))","v":{"$error":"#VALUE!"}},{"$f":"IF(H188<=CE190-E264,0,H264*H186*H187*J186/(H188*4))","v":{"$error":"#VALUE!"}},{"$f":"IF(H188<=CF190-E264,0,H264*H186*H187*J186/(H188*4))","v":{"$error":"#VALUE!"}},{"$f":"IF(H188<=CG190-E264,0,H264*H186*H187*J186/(H188*4))","v":{"$error":"#VALUE!"}},{"$f":"IF(H188<=CH190-E264,0,H264*H186*H187*J186/(H188*4))","v":{"$error":"#VALUE!"}},{"$f":"IF(H188<=CI190-E264,0,H264*H186*H187*J186/(H188*4))","v":{"$error":"#VALUE!"}},{"$f":"IF(H188<=CJ190-E264,0,H264*H186*H187*J186/(H188*4))","v":{"$error":"#VALUE!"}},{"$f":"IF(H188<=CK190-E264,0,H264*H186*H187*J186/(H188*4))","v":{"$error":"#VALUE!"}},{"$f":"IF(H188<=CL190-E264,0,H264*H186*H187*J186/(H188*4))","v":{"$error":"#VALUE!"}},{"$f":"IF(H188<=CM190-E264,0,H264*H186*H187*J186/(H188*4))","v":{"$error":"#VALUE!"}},{"$f":"IF(H188<=CN190-E264,0,H264*H186*H187*J186/(H188*4))","v":{"$error":"#VALUE!"}},{"$f":"IF(H188<=CO190-E264,0,H264*H186*H187*J186/(H188*4))","v":{"$error":"#VALUE!"}},{"$f":"IF(H188<=CP190-E264,0,H264*H186*H187*J186/(H188*4))","v":{"$error":"#VALUE!"}}]
[{"$nulls":4},{"v":19.5,"d":"19.50"},{"$f":"$DF$77","v":{"v":0,"d":"0.000"}},{"$f":"IF(SUM(F191:F265)-H189<=0,0,SUM(F191:F265)-H189)","v":{"v":0,"d":"0.00"}},{"v":0,"d":"0.000"},{"$nulls":74},{"$f":"IF(H188<=CE190-E265,0,H265*H186*H187*J186/(H188*4))","v":{"$error":"#VALUE!"}},{"$f":"IF(H188<=CF190-E265,0,H265*H186*H187*J186/(H188*4))","v":{"$error":"#VALUE!"}},{"$f":"IF(H188<=CG190-E265,0,H265*H186*H187*J186/(H188*4))","v":{"$error":"#VALUE!"}},{"$f":"IF(H188<=CH190-E265,0,H265*H186*H187*J186/(H188*4))","v":{"$error":"#VALUE!"}},{"$f":"IF(H188<=CI190-E265,0,H265*H186*H187*J186/(H188*4))","v":{"$error":"#VALUE!"}},{"$f":"IF(H188<=CJ190-E265,0,H265*H186*H187*J186/(H188*4))","v":{"$error":"#VALUE!"}},{"$f":"IF(H188<=CK190-E265,0,H265*H186*H187*J186/(H188*4))","v":{"$error":"#VALUE!"}},{"$f":"IF(H188<=CL190-E265,0,H265*H186*H187*J186/(H188*4))","v":{"$error":"#VALUE!"}},{"$f":"IF(H188<=CM190-E265,0,H265*H186*H187*J186/(H188*4))","v":{"$error":"#VALUE!"}},{"$f":"IF(H188<=CN190-E265,0,H265*H186*H187*J186/(H188*4))","v":{"$error":"#VALUE!"}},{"$f":"IF(H188<=CO190-E265,0,H265*H186*H187*J186/(H188*4))","v":{"$error":"#VALUE!"}},{"$f":"IF(H188<=CP190-E265,0,H265*H186*H187*J186/(H188*4))","v":{"$error":"#VALUE!"}},{"$f":"IF(H188<=CQ190-E265,0,H265*H186*H187*J186/(H188*4))","v":{"$error":"#VALUE!"}}]
[{"$nulls":4},19.75,{"$f":"$DF$78","v":{"v":0,"d":"0.000"}},{"$f":"IF(SUM(F191:F266)-H189<=0,0,SUM(F191:F266)-H189)","v":{"v":0,"d":"0.00"}},{"v":0,"d":"0.000"},{"$nulls":75},{"$f":"IF(H188<=CF190-E266,0,H266*H186*H187*J186/(H188*4))","v":{"$error":"#VALUE!"}},{"$f":"IF(H188<=CG190-E266,0,H266*H186*H187*J186/(H188*4))","v":{"$error":"#VALUE!"}},{"$f":"IF(H188<=CH190-E266,0,H266*H186*H187*J186/(H188*4))","v":{"$error":"#VALUE!"}},{"$f":"IF(H188<=CI190-E266,0,H266*H186*H187*J186/(H188*4))","v":{"$error":"#VALUE!"}},{"$f":"IF(H188<=CJ190-E266,0,H266*H186*H187*J186/(H188*4))","v":{"$error":"#VALUE!"}},{"$f":"IF(H188<=CK190-E266,0,H266*H186*H187*J186/(H188*4))","v":{"$error":"#VALUE!"}},{"$f":"IF(H188<=CL190-E266,0,H266*H186*H187*J186/(H188*4))","v":{"$error":"#VALUE!"}},{"$f":"IF(H188<=CM190-E266,0,H266*H186*H187*J186/(H188*4))","v":{"$error":"#VALUE!"}},{"$f":"IF(H188<=CN190-E266,0,H266*H186*H187*J186/(H188*4))","v":{"$error":"#VALUE!"}},{"$f":"IF(H188<=CO190-E266,0,H266*H186*H187*J186/(H188*4))","v":{"$error":"#VALUE!"}},{"$f":"IF(H188<=CP190-E266,0,H266*H186*H187*J186/(H188*4))","v":{"$error":"#VALUE!"}},{"$f":"IF(H188<=CQ190-E266,0,H266*H186*H187*J186/(H188*4))","v":{"$error":"#VALUE!"}},{"$f":"IF(H188<=CR190-E266,0,H266*H186*H187*J186/(H188*4))","v":{"$error":"#VALUE!"}}]
[{"$nulls":4},{"v":20,"d":"20.00"},{"$f":"$DF$79","v":{"v":0,"d":"0.000"}},{"$f":"IF(SUM(F191:F267)-H189<=0,0,SUM(F191:F267)-H189)","v":{"v":0,"d":"0.00"}},{"v":0,"d":"0.000"},{"$nulls":76},{"$f":"IF(H188<=CG190-E267,0,H267*H186*H187*J186/(H188*4))","v":{"$error":"#VALUE!"}},{"$f":"IF(H188<=CH190-E267,0,H267*H186*H187*J186/(H188*4))","v":{"$error":"#VALUE!"}},{"$f":"IF(H188<=CI190-E267,0,H267*H186*H187*J186/(H188*4))","v":{"$error":"#VALUE!"}},{"$f":"IF(H188<=CJ190-E267,0,H267*H186*H187*J186/(H188*4))","v":{"$error":"#VALUE!"}},{"$f":"IF(H188<=CK190-E267,0,H267*H186*H187*J186/(H188*4))","v":{"$error":"#VALUE!"}},{"$f":"IF(H188<=CL190-E267,0,H267*H186*H187*J186/(H188*4))","v":{"$error":"#VALUE!"}},{"$f":"IF(H188<=CM190-E267,0,H267*H186*H187*J186/(H188*4))","v":{"$error":"#VALUE!"}},{"$f":"IF(H188<=CN190-E267,0,H267*H186*H187*J186/(H188*4))","v":{"$error":"#VALUE!"}},{"$f":"IF(H188<=CO190-E267,0,H267*H186*H187*J186/(H188*4))","v":{"$error":"#VALUE!"}},{"$f":"IF(H188<=CP190-E267,0,H267*H186*H187*J186/(H188*4))","v":{"$error":"#VALUE!"}},{"$f":"IF(H188<=CQ190-E267,0,H267*H186*H187*J186/(H188*4))","v":{"$error":"#VALUE!"}},{"$f":"IF(H188<=CR190-E267,0,H267*H186*H187*J186/(H188*4))","v":{"$error":"#VALUE!"}},{"$f":"IF(H188<=CS190-E267,0,H267*H186*H187*J186/(H188*4))","v":{"$error":"#VALUE!"}}]
[{"$nulls":4},20.25,{"$f":"$DF$80","v":{"v":0,"d":"0.000"}},{"$f":"IF(SUM(F191:F268)-H189<=0,0,SUM(F191:F268)-H189)","v":{"v":0,"d":"0.00"}},{"v":0,"d":"0.000"},{"$nulls":77},{"$f":"IF(H188<=CH190-E268,0,H268*H186*H187*J186/(H188*4))","v":{"$error":"#VALUE!"}},{"$f":"IF(H188<=CI190-E268,0,H268*H186*H187*J186/(H188*4))","v":{"$error":"#VALUE!"}},{"$f":"IF(H188<=CJ190-E268,0,H268*H186*H187*J186/(H188*4))","v":{"$error":"#VALUE!"}},{"$f":"IF(H188<=CK190-E268,0,H268*H186*H187*J186/(H188*4))","v":{"$error":"#VALUE!"}},{"$f":"IF(H188<=CL190-E268,0,H268*H186*H187*J186/(H188*4))","v":{"$error":"#VALUE!"}},{"$f":"IF(H188<=CM190-E268,0,H268*H186*H187*J186/(H188*4))","v":{"$error":"#VALUE!"}},{"$f":"IF(H188<=CN190-E268,0,H268*H186*H187*J186/(H188*4))","v":{"$error":"#VALUE!"}},{"$f":"IF(H188<=CO190-E268,0,H268*H186*H187*J186/(H188*4))","v":{"$error":"#VALUE!"}},{"$f":"IF(H188<=CP190-E268,0,H268*H186*H187*J186/(H188*4))","v":{"$error":"#VALUE!"}},{"$f":"IF(H188<=CQ190-E268,0,H268*H186*H187*J186/(H188*4))","v":{"$error":"#VALUE!"}},{"$f":"IF(H188<=CR190-E268,0,H268*H186*H187*J186/(H188*4))","v":{"$error":"#VALUE!"}},{"$f":"IF(H188<=CS190-E268,0,H268*H186*H187*J186/(H188*4))","v":{"$error":"#VALUE!"}},{"$f":"IF(H188<=CT190-E268,0,H268*H186*H187*J186/(H188*4))","v":{"$error":"#VALUE!"}}]
[{"$nulls":4},{"v":20.5,"d":"20.50"},{"$f":"$DF$81","v":{"v":0,"d":"0.000"}},{"$f":"IF(SUM(F191:F269)-H189<=0,0,SUM(F191:F269)-H189)","v":{"v":0,"d":"0.00"}},{"v":0,"d":"0.000"},{"$nulls":78},{"$f":"IF(H188<=CI190-E269,0,H269*H186*H187*J186/(H188*4))","v":{"$error":"#VALUE!"}},{"$f":"IF(H188<=CJ190-E269,0,H269*H186*H187*J186/(H188*4))","v":{"$error":"#VALUE!"}},{"$f":"IF(H188<=CK190-E269,0,H269*H186*H187*J186/(H188*4))","v":{"$error":"#VALUE!"}},{"$f":"IF(H188<=CL190-E269,0,H269*H186*H187*J186/(H188*4))","v":{"$error":"#VALUE!"}},{"$f":"IF(H188<=CM190-E269,0,H269*H186*H187*J186/(H188*4))","v":{"$error":"#VALUE!"}},{"$f":"IF(H188<=CN190-E269,0,H269*H186*H187*J186/(H188*4))","v":{"$error":"#VALUE!"}},{"$f":"IF(H188<=CO190-E269,0,H269*H186*H187*J186/(H188*4))","v":{"$error":"#VALUE!"}},{"$f":"IF(H188<=CP190-E269,0,H269*H186*H187*J186/(H188*4))","v":{"$error":"#VALUE!"}},{"$f":"IF(H188<=CQ190-E269,0,H269*H186*H187*J186/(H188*4))","v":{"$error":"#VALUE!"}},{"$f":"IF(H188<=CR190-E269,0,H269*H186*H187*J186/(H188*4))","v":{"$error":"#VALUE!"}},{"$f":"IF(H188<=CS190-E269,0,H269*H186*H187*J186/(H188*4))","v":{"$error":"#VALUE!"}},{"$f":"IF(H188<=CT190-E269,0,H269*H186*H187*J186/(H188*4))","v":{"$error":"#VALUE!"}},{"$f":"IF(H188<=CU190-E269,0,H269*H186*H187*J186/(H188*4))","v":{"$error":"#VALUE!"}}]
[{"$nulls":4},20.75,{"$f":"$DF$82","v":{"v":0,"d":"0.000"}},{"$f":"IF(SUM(F191:F270)-H189<=0,0,SUM(F191:F270)-H189)","v":{"v":0,"d":"0.00"}},{"v":0,"d":"0.000"},{"$nulls":79},{"$f":"IF(H188<=CJ190-E270,0,H270*H186*H187*J186/(H188*4))","v":{"$error":"#VALUE!"}},{"$f":"IF(H188<=CK190-E270,0,H270*H186*H187*J186/(H188*4))","v":{"$error":"#VALUE!"}},{"$f":"IF(H188<=CL190-E270,0,H270*H186*H187*J186/(H188*4))","v":{"$error":"#VALUE!"}},{"$f":"IF(H188<=CM190-E270,0,H270*H186*H187*J186/(H188*4))","v":{"$error":"#VALUE!"}},{"$f":"IF(H188<=CN190-E270,0,H270*H186*H187*J186/(H188*4))","v":{"$error":"#VALUE!"}},{"$f":"IF(H188<=CO190-E270,0,H270*H186*H187*J186/(H188*4))","v":{"$error":"#VALUE!"}},{"$f":"IF(H188<=CP190-E270,0,H270*H186*H187*J186/(H188*4))","v":{"$error":"#VALUE!"}},{"$f":"IF(H188<=CQ190-E270,0,H270*H186*H187*J186/(H188*4))","v":{"$error":"#VALUE!"}},{"$f":"IF(H188<=CR190-E270,0,H270*H186*H187*J186/(H188*4))","v":{"$error":"#VALUE!"}},{"$f":"IF(H188<=CS190-E270,0,H270*H186*H187*J186/(H188*4))","v":{"$error":"#VALUE!"}},{"$f":"IF(H188<=CT190-E270,0,H270*H186*H187*J186/(H188*4))","v":{"$error":"#VALUE!"}},{"$f":"IF(H188<=CU190-E270,0,H270*H186*H187*J186/(H188*4))","v":{"$error":"#VALUE!"}},{"$f":"IF(H188<=CV190-E270,0,H270*H186*H187*J186/(H188*4))","v":{"$error":"#VALUE!"}}]
[{"$nulls":4},{"v":21,"d":"21.00"},{"$f":"$DF$83","v":{"v":0,"d":"0.000"}},{"$f":"IF(SUM(F191:F271)-H189<=0,0,SUM(F191:F271)-H189)","v":{"v":0,"d":"0.00"}},{"v":0,"d":"0.000"},{"$nulls":80},{"$f":"IF(H188<=CK190-E271,0,H271*H186*H187*J186/(H188*4))","v":{"$error":"#VALUE!"}},{"$f":"IF(H188<=CL190-E271,0,H271*H186*H187*J186/(H188*4))","v":{"$error":"#VALUE!"}},{"$f":"IF(H188<=CM190-E271,0,H271*H186*H187*J186/(H188*4))","v":{"$error":"#VALUE!"}},{"$f":"IF(H188<=CN190-E271,0,H271*H186*H187*J186/(H188*4))","v":{"$error":"#VALUE!"}},{"$f":"IF(H188<=CO190-E271,0,H271*H186*H187*J186/(H188*4))","v":{"$error":"#VALUE!"}},{"$f":"IF(H188<=CP190-E271,0,H271*H186*H187*J186/(H188*4))","v":{"$error":"#VALUE!"}},{"$f":"IF(H188<=CQ190-E271,0,H271*H186*H187*J186/(H188*4))","v":{"$error":"#VALUE!"}},{"$f":"IF(H188<=CR190-E271,0,H271*H186*H187*J186/(H188*4))","v":{"$error":"#VALUE!"}},{"$f":"IF(H188<=CS190-E271,0,H271*H186*H187*J186/(H188*4))","v":{"$error":"#VALUE!"}},{"$f":"IF(H188<=CT190-E271,0,H271*H186*H187*J186/(H188*4))","v":{"$error":"#VALUE!"}},{"$f":"IF(H188<=CU190-E271,0,H271*H186*H187*J186/(H188*4))","v":{"$error":"#VALUE!"}},{"$f":"IF(H188<=CV190-E271,0,H271*H186*H187*J186/(H188*4))","v":{"$error":"#VALUE!"}},{"$f":"IF(H188<=CW190-E271,0,H271*H186*H187*J186/(H188*4))","v":{"$error":"#VALUE!"}}]
[{"$nulls":4},21.25,{"$f":"$DF$84","v":{"v":0,"d":"0.000"}},{"$f":"IF(SUM(F191:F272)-H189<=0,0,SUM(F191:F272)-H189)","v":{"v":0,"d":"0.00"}},{"v":0,"d":"0.000"},{"$nulls":81},{"$f":"IF(H188<=CL190-E272,0,H272*H186*H187*J186/(H188*4))","v":{"$error":"#VALUE!"}},{"$f":"IF(H188<=CM190-E272,0,H272*H186*H187*J186/(H188*4))","v":{"$error":"#VALUE!"}},{"$f":"IF(H188<=CN190-E272,0,H272*H186*H187*J186/(H188*4))","v":{"$error":"#VALUE!"}},{"$f":"IF(H188<=CO190-E272,0,H272*H186*H187*J186/(H188*4))","v":{"$error":"#VALUE!"}},{"$f":"IF(H188<=CP190-E272,0,H272*H186*H187*J186/(H188*4))","v":{"$error":"#VALUE!"}},{"$f":"IF(H188<=CQ190-E272,0,H272*H186*H187*J186/(H188*4))","v":{"$error":"#VALUE!"}},{"$f":"IF(H188<=CR190-E272,0,H272*H186*H187*J186/(H188*4))","v":{"$error":"#VALUE!"}},{"$f":"IF(H188<=CS190-E272,0,H272*H186*H187*J186/(H188*4))","v":{"$error":"#VALUE!"}},{"$f":"IF(H188<=CT190-E272,0,H272*H186*H187*J186/(H188*4))","v":{"$error":"#VALUE!"}},{"$f":"IF(H188<=CU190-E272,0,H272*H186*H187*J186/(H188*4))","v":{"$error":"#VALUE!"}},{"$f":"IF(H188<=CV190-E272,0,H272*H186*H187*J186/(H188*4))","v":{"$error":"#VALUE!"}},{"$f":"IF(H188<=CW190-E272,0,H272*H186*H187*J186/(H188*4))","v":{"$error":"#VALUE!"}},{"$f":"IF(H188<=CX190-E272,0,H272*H186*H187*J186/(H188*4))","v":{"$error":"#VALUE!"}}]
[{"$nulls":4},{"v":21.5,"d":"21.50"},{"$f":"$DF$85","v":{"v":0,"d":"0.000"}},{"$f":"IF(SUM(F191:F273)-H189<=0,0,SUM(F191:F273)-H189)","v":{"v":0,"d":"0.00"}},{"v":0,"d":"0.000"},{"$nulls":82},{"$f":"IF(H188<=CM190-E273,0,H273*H186*H187*J186/(H188*4))","v":{"$error":"#VALUE!"}},{"$f":"IF(H188<=CN190-E273,0,H273*H186*H187*J186/(H188*4))","v":{"$error":"#VALUE!"}},{"$f":"IF(H188<=CO190-E273,0,H273*H186*H187*J186/(H188*4))","v":{"$error":"#VALUE!"}},{"$f":"IF(H188<=CP190-E273,0,H273*H186*H187*J186/(H188*4))","v":{"$error":"#VALUE!"}},{"$f":"IF(H188<=CQ190-E273,0,H273*H186*H187*J186/(H188*4))","v":{"$error":"#VALUE!"}},{"$f":"IF(H188<=CR190-E273,0,H273*H186*H187*J186/(H188*4))","v":{"$error":"#VALUE!"}},{"$f":"IF(H188<=CS190-E273,0,H273*H186*H187*J186/(H188*4))","v":{"$error":"#VALUE!"}},{"$f":"IF(H188<=CT190-E273,0,H273*H186*H187*J186/(H188*4))","v":{"$error":"#VALUE!"}},{"$f":"IF(H188<=CU190-E273,0,H273*H186*H187*J186/(H188*4))","v":{"$error":"#VALUE!"}},{"$f":"IF(H188<=CV190-E273,0,H273*H186*H187*J186/(H188*4))","v":{"$error":"#VALUE!"}},{"$f":"IF(H188<=CW190-E273,0,H273*H186*H187*J186/(H188*4))","v":{"$error":"#VALUE!"}},{"$f":"IF(H188<=CX190-E273,0,H273*H186*H187*J186/(H188*4))","v":{"$error":"#VALUE!"}},{"$f":"IF(H188<=CY190-E273,0,H273*H186*H187*J186/(H188*4))","v":{"$error":"#VALUE!"}}]
[{"$nulls":4},21.75,{"$f":"$DF$86","v":{"v":0,"d":"0.000"}},{"$f":"IF(SUM(F191:F274)-H189<=0,0,SUM(F191:F274)-H189)","v":{"v":0,"d":"0.00"}},{"v":0,"d":"0.000"},{"$nulls":83},{"$f":"IF(H188<=CN190-E274,0,H274*H186*H187*J186/(H188*4))","v":{"$error":"#VALUE!"}},{"$f":"IF(H188<=CO190-E274,0,H274*H186*H187*J186/(H188*4))","v":{"$error":"#VALUE!"}},{"$f":"IF(H188<=CP190-E274,0,H274*H186*H187*J186/(H188*4))","v":{"$error":"#VALUE!"}},{"$f":"IF(H188<=CQ190-E274,0,H274*H186*H187*J186/(H188*4))","v":{"$error":"#VALUE!"}},{"$f":"IF(H188<=CR190-E274,0,H274*H186*H187*J186/(H188*4))","v":{"$error":"#VALUE!"}},{"$f":"IF(H188<=CS190-E274,0,H274*H186*H187*J186/(H188*4))","v":{"$error":"#VALUE!"}},{"$f":"IF(H188<=CT190-E274,0,H274*H186*H187*J186/(H188*4))","v":{"$error":"#VALUE!"}},{"$f":"IF(H188<=CU190-E274,0,H274*H186*H187*J186/(H188*4))","v":{"$error":"#VALUE!"}},{"$f":"IF(H188<=CV190-E274,0,H274*H186*H187*J186/(H188*4))","v":{"$error":"#VALUE!"}},{"$f":"IF(H188<=CW190-E274,0,H274*H186*H187*J186/(H188*4))","v":{"$error":"#VALUE!"}},{"$f":"IF(H188<=CX190-E274,0,H274*H186*H187*J186/(H188*4))","v":{"$error":"#VALUE!"}},{"$f":"IF(H188<=CY190-E274,0,H274*H186*H187*J186/(H188*4))","v":{"$error":"#VALUE!"}},{"$f":"IF(H188<=CZ190-E274,0,H274*H186*H187*J186/(H188*4))","v":{"$error":"#VALUE!"}}]
[{"$nulls":4},{"v":22,"d":"22.00"},{"$f":"$DF$87","v":{"v":0,"d":"0.000"}},{"$f":"IF(SUM(F191:F275)-H189<=0,0,SUM(F191:F275)-H189)","v":{"v":0,"d":"0.00"}},{"v":0,"d":"0.000"},{"$nulls":84},{"$f":"IF(H188<=CO190-E275,0,H275*H186*H187*J186/(H188*4))","v":{"$error":"#VALUE!"}},{"$f":"IF(H188<=CP190-E275,0,H275*H186*H187*J186/(H188*4))","v":{"$error":"#VALUE!"}},{"$f":"IF(H188<=CQ190-E275,0,H275*H186*H187*J186/(H188*4))","v":{"$error":"#VALUE!"}},{"$f":"IF(H188<=CR190-E275,0,H275*H186*H187*J186/(H188*4))","v":{"$error":"#VALUE!"}},{"$f":"IF(H188<=CS190-E275,0,H275*H186*H187*J186/(H188*4))","v":{"$error":"#VALUE!"}},{"$f":"IF(H188<=CT190-E275,0,H275*H186*H187*J186/(H188*4))","v":{"$error":"#VALUE!"}},{"$f":"IF(H188<=CU190-E275,0,H275*H186*H187*J186/(H188*4))","v":{"$error":"#VALUE!"}},{"$f":"IF(H188<=CV190-E275,0,H275*H186*H187*J186/(H188*4))","v":{"$error":"#VALUE!"}},{"$f":"IF(H188<=CW190-E275,0,H275*H186*H187*J186/(H188*4))","v":{"$error":"#VALUE!"}},{"$f":"IF(H188<=CX190-E275,0,H275*H186*H187*J186/(H188*4))","v":{"$error":"#VALUE!"}},{"$f":"IF(H188<=CY190-E275,0,H275*H186*H187*J186/(H188*4))","v":{"$error":"#VALUE!"}},{"$f":"IF(H188<=CZ190-E275,0,H275*H186*H187*J186/(H188*4))","v":{"$error":"#VALUE!"}}]
[{"$nulls":4},22.25,{"$f":"$DF$88","v":{"v":0,"d":"0.000"}},{"$f":"IF(SUM(F191:F276)-H189<=0,0,SUM(F191:F276)-H189)","v":{"v":0,"d":"0.00"}},{"v":0,"d":"0.000"},{"$nulls":85},{"$f":"IF(H188<=CP190-E276,0,H276*H186*H187*J186/(H188*4))","v":{"$error":"#VALUE!"}},{"$f":"IF(H188<=CQ190-E276,0,H276*H186*H187*J186/(H188*4))","v":{"$error":"#VALUE!"}},{"$f":"IF(H188<=CR190-E276,0,H276*H186*H187*J186/(H188*4))","v":{"$error":"#VALUE!"}},{"$f":"IF(H188<=CS190-E276,0,H276*H186*H187*J186/(H188*4))","v":{"$error":"#VALUE!"}},{"$f":"IF(H188<=CT190-E276,0,H276*H186*H187*J186/(H188*4))","v":{"$error":"#VALUE!"}},{"$f":"IF(H188<=CU190-E276,0,H276*H186*H187*J186/(H188*4))","v":{"$error":"#VALUE!"}},{"$f":"IF(H188<=CV190-E276,0,H276*H186*H187*J186/(H188*4))","v":{"$error":"#VALUE!"}},{"$f":"IF(H188<=CW190-E276,0,H276*H186*H187*J186/(H188*4))","v":{"$error":"#VALUE!"}},{"$f":"IF(H188<=CX190-E276,0,H276*H186*H187*J186/(H188*4))","v":{"$error":"#VALUE!"}},{"$f":"IF(H188<=CY190-E276,0,H276*H186*H187*J186/(H188*4))","v":{"$error":"#VALUE!"}},{"$f":"IF(H188<=CZ190-E276,0,H276*H186*H187*J186/(H188*4))","v":{"$error":"#VALUE!"}}]
[{"$nulls":4},{"v":22.5,"d":"22.50"},{"$f":"$DF$89","v":{"v":0,"d":"0.000"}},{"$f":"IF(SUM(F191:F277)-H189<=0,0,SUM(F191:F277)-H189)","v":{"v":0,"d":"0.00"}},{"v":0,"d":"0.000"},{"$nulls":86},{"$f":"IF(H188<=CQ190-E277,0,H277*H186*H187*J186/(H188*4))","v":{"$error":"#VALUE!"}},{"$f":"IF(H188<=CR190-E277,0,H277*H186*H187*J186/(H188*4))","v":{"$error":"#VALUE!"}},{"$f":"IF(H188<=CS190-E277,0,H277*H186*H187*J186/(H188*4))","v":{"$error":"#VALUE!"}},{"$f":"IF(H188<=CT190-E277,0,H277*H186*H187*J186/(H188*4))","v":{"$error":"#VALUE!"}},{"$f":"IF(H188<=CU190-E277,0,H277*H186*H187*J186/(H188*4))","v":{"$error":"#VALUE!"}},{"$f":"IF(H188<=CV190-E277,0,H277*H186*H187*J186/(H188*4))","v":{"$error":"#VALUE!"}},{"$f":"IF(H188<=CW190-E277,0,H277*H186*H187*J186/(H188*4))","v":{"$error":"#VALUE!"}},{"$f":"IF(H188<=CX190-E277,0,H277*H186*H187*J186/(H188*4))","v":{"$error":"#VALUE!"}},{"$f":"IF(H188<=CY190-E277,0,H277*H186*H187*J186/(H188*4))","v":{"$error":"#VALUE!"}},{"$f":"IF(H188<=CZ190-E277,0,H277*H186*H187*J186/(H188*4))","v":{"$error":"#VALUE!"}}]
[{"$nulls":4},22.75,{"$f":"$DF$90","v":{"v":0,"d":"0.000"}},{"$f":"IF(SUM(F191:F278)-H189<=0,0,SUM(F191:F278)-H189)","v":{"v":0,"d":"0.00"}},{"v":0,"d":"0.000"},{"$nulls":87},{"$f":"IF(H188<=CR190-E278,0,H278*H186*H187*J186/(H188*4))","v":{"$error":"#VALUE!"}},{"$f":"IF(H188<=CS190-E278,0,H278*H186*H187*J186/(H188*4))","v":{"$error":"#VALUE!"}},{"$f":"IF(H188<=CT190-E278,0,H278*H186*H187*J186/(H188*4))","v":{"$error":"#VALUE!"}},{"$f":"IF(H188<=CU190-E278,0,H278*H186*H187*J186/(H188*4))","v":{"$error":"#VALUE!"}},{"$f":"IF(H188<=CV190-E278,0,H278*H186*H187*J186/(H188*4))","v":{"$error":"#VALUE!"}},{"$f":"IF(H188<=CW190-E278,0,H278*H186*H187*J186/(H188*4))","v":{"$error":"#VALUE!"}},{"$f":"IF(H188<=CX190-E278,0,H278*H186*H187*J186/(H188*4))","v":{"$error":"#VALUE!"}},{"$f":"IF(H188<=CY190-E278,0,H278*H186*H187*J186/(H188*4))","v":{"$error":"#VALUE!"}},{"$f":"IF(H188<=CZ190-E278,0,H278*H186*H187*J186/(H188*4))","v":{"$error":"#VALUE!"}}]
[{"$nulls":4},{"v":23,"d":"23.00"},{"$f":"$DF$91","v":{"v":0,"d":"0.000"}},{"$f":"IF(SUM(F191:F279)-H189<=0,0,SUM(F191:F279)-H189)","v":{"v":0,"d":"0.00"}},{"v":0,"d":"0.000"},{"$nulls":88},{"$f":"IF(H188<=CS190-E279,0,H279*H186*H187*J186/(H188*4))","v":{"$error":"#VALUE!"}},{"$f":"IF(H188<=CT190-E279,0,H279*H186*H187*J186/(H188*4))","v":{"$error":"#VALUE!"}},{"$f":"IF(H188<=CU190-E279,0,H279*H186*H187*J186/(H188*4))","v":{"$error":"#VALUE!"}},{"$f":"IF(H188<=CV190-E279,0,H279*H186*H187*J186/(H188*4))","v":{"$error":"#VALUE!"}},{"$f":"IF(H188<=CW190-E279,0,H279*H186*H187*J186/(H188*4))","v":{"$error":"#VALUE!"}},{"$f":"IF(H188<=CX190-E279,0,H279*H186*H187*J186/(H188*4))","v":{"$error":"#VALUE!"}},{"$f":"IF(H188<=CY190-E279,0,H279*H186*H187*J186/(H188*4))","v":{"$error":"#VALUE!"}},{"$f":"IF(H188<=CZ190-E279,0,H279*H186*H187*J186/(H188*4))","v":{"$error":"#VALUE!"}}]
[{"$nulls":4},23.25,{"$f":"$DF$92","v":{"v":0,"d":"0.000"}},{"$f":"IF(SUM(F191:F280)-H189<=0,0,SUM(F191:F280)-H189)","v":{"v":0,"d":"0.00"}},{"v":0,"d":"0.000"},{"$nulls":89},{"$f":"IF(H188<=CT190-E280,0,H280*H186*H187*J186/(H188*4))","v":{"$error":"#VALUE!"}},{"$f":"IF(H188<=CU190-E280,0,H280*H186*H187*J186/(H188*4))","v":{"$error":"#VALUE!"}},{"$f":"IF(H188<=CV190-E280,0,H280*H186*H187*J186/(H188*4))","v":{"$error":"#VALUE!"}},{"$f":"IF(H188<=CW190-E280,0,H280*H186*H187*J186/(H188*4))","v":{"$error":"#VALUE!"}},{"$f":"IF(H188<=CX190-E280,0,H280*H186*H187*J186/(H188*4))","v":{"$error":"#VALUE!"}},{"$f":"IF(H188<=CY190-E280,0,H280*H186*H187*J186/(H188*4))","v":{"$error":"#VALUE!"}},{"$f":"IF(H188<=CZ190-E280,0,H280*H186*H187*J186/(H188*4))","v":{"$error":"#VALUE!"}}]
[{"$nulls":4},{"v":23.5,"d":"23.50"},{"$f":"$DF$93","v":{"v":0,"d":"0.000"}},{"$f":"IF(SUM(F191:F281)-H189<=0,0,SUM(F191:F281)-H189)","v":{"v":0,"d":"0.00"}},{"v":0,"d":"0.000"},{"$nulls":90},{"$f":"IF(H188<=CU190-E281,0,H281*H186*H187*J186/(H188*4))","v":{"$error":"#VALUE!"}},{"$f":"IF(H188<=CV190-E281,0,H281*H186*H187*J186/(H188*4))","v":{"$error":"#VALUE!"}},{"$f":"IF(H188<=CW190-E281,0,H281*H186*H187*J186/(H188*4))","v":{"$error":"#VALUE!"}},{"$f":"IF(H188<=CX190-E281,0,H281*H186*H187*J186/(H188*4))","v":{"$error":"#VALUE!"}},{"$f":"IF(H188<=CY190-E281,0,H281*H186*H187*J186/(H188*4))","v":{"$error":"#VALUE!"}},{"$f":"IF(H188<=CZ190-E281,0,H281*H186*H187*J186/(H188*4))","v":{"$error":"#VALUE!"}}]
[{"$nulls":4},23.75,{"$f":"$DF$94","v":{"v":0,"d":"0.000"}},{"$f":"IF(SUM(F191:F282)-H189<=0,0,SUM(F191:F282)-H189)","v":{"v":0,"d":"0.00"}},{"v":0,"d":"0.000"},{"$nulls":91},{"$f":"IF(H188<=CV190-E282,0,H282*H186*H187*J186/(H188*4))","v":{"$error":"#VALUE!"}},{"$f":"IF(H188<=CW190-E282,0,H282*H186*H187*J186/(H188*4))","v":{"$error":"#VALUE!"}},{"$f":"IF(H188<=CX190-E282,0,H282*H186*H187*J186/(H188*4))","v":{"$error":"#VALUE!"}},{"$f":"IF(H188<=CY190-E282,0,H282*H186*H187*J186/(H188*4))","v":{"$error":"#VALUE!"}},{"$f":"IF(H188<=CZ190-E282,0,H282*H186*H187*J186/(H188*4))","v":{"$error":"#VALUE!"}}]
[{"$nulls":4},{"v":24,"d":"24.00"},{"$f":"$DF$95","v":{"v":0,"d":"0.000"}},{"$f":"IF(SUM(F191:F283)-H189<=0,0,SUM(F191:F283)-H189)","v":{"v":0,"d":"0.00"}},{"v":0,"d":"0.000"},{"$nulls":92},{"$f":"IF(H188<=CW190-E283,0,H283*H186*H187*J186/(H188*4))","v":{"$error":"#VALUE!"}},{"$f":"IF(H188<=CX190-E283,0,H283*H186*H187*J186/(H188*4))","v":{"$error":"#VALUE!"}},{"$f":"IF(H188<=CY190-E283,0,H283*H186*H187*J186/(H188*4))","v":{"$error":"#VALUE!"}},{"$f":"IF(H188<=CZ190-E283,0,H283*H186*H187*J186/(H188*4))","v":{"$error":"#VALUE!"}}]
[{"$nulls":4},24.25,{"$f":"$DF$96","v":{"v":0,"d":"0.000"}},{"$f":"IF(SUM(F191:F284)-H189<=0,0,SUM(F191:F284)-H189)","v":{"v":0,"d":"0.00"}},{"v":0,"d":"0.000"},{"$nulls":93},{"$f":"IF(H188<=CX190-E284,0,H284*H186*H187*J186/(H188*4))","v":{"$error":"#VALUE!"}},{"$f":"IF(H188<=CY190-E284,0,H284*H186*H187*J186/(H188*4))","v":{"$error":"#VALUE!"}},{"$f":"IF(H188<=CZ190-E284,0,H284*H186*H187*J186/(H188*4))","v":{"$error":"#VALUE!"}}]
[{"$nulls":4},{"v":24.5,"d":"24.50"},{"$f":"$DF$97","v":{"v":0,"d":"0.000"}},{"$f":"IF(SUM(F191:F285)-H189<=0,0,SUM(F191:F285)-H189)","v":{"v":0,"d":"0.00"}},{"v":0,"d":"0.000"},{"$nulls":94},{"$f":"IF(H188<=CY190-E285,0,H285*H186*H187*J186/(H188*4))","v":{"$error":"#VALUE!"}},{"$f":"IF(H188<=CZ190-E285,0,H285*H186*H187*J186/(H188*4))","v":{"$error":"#VALUE!"}}]
[{"$nulls":4},24.75,{"$f":"$DF$98","v":{"v":0,"d":"0.000"}},{"$f":"IF(SUM(F191:F286)-H189<=0,0,SUM(F191:F286)-H189)","v":{"v":0,"d":"0.00"}},{"v":0,"d":"0.000"},{"$nulls":95},{"$f":"IF(H188<=CZ190-E286,0,H286*H186*H187*J186/(H188*4))","v":{"$error":"#VALUE!"}}]
[{"$nulls":7},"Input",{"v":1,"d":"1.00"},1.25,{"v":1.5,"d":"1.50"},1.75,{"v":2,"d":"2.00"},2.25,{"v":2.5,"d":"2.50"},2.75,{"v":3,"d":"3.00"},3.25,{"v":3.5,"d":"3.50"},3.75,{"v":4,"d":"4.00"},4.25,{"v":4.5,"d":"4.50"},4.75,{"v":5,"d":"5.00"},5.25,{"v":5.5,"d":"5.50"},5.75,{"v":6,"d":"6.00"},6.25,{"v":6.5,"d":"6.50"},6.75,{"v":7,"d":"7.00"},7.25,{"v":7.5,"d":"7.50"},7.75,{"v":8,"d":"8.00"},8.25,{"v":8.5,"d":"8.50"},8.75,{"v":9,"d":"9.00"},9.25,{"v":9.5,"d":"9.50"},9.75,{"v":10,"d":"10.00"},10.25,{"v":10.5,"d":"10.50"},10.75,{"v":11,"d":"11.00"},11.25,{"v":11.5,"d":"11.50"},11.75,{"v":12,"d":"12.00"},12.25,{"v":12.5,"d":"12.50"},12.75,{"v":13,"d":"13.00"},13.25,{"v":13.5,"d":"13.50"},13.75,{"v":14,"d":"14.00"},14.25,{"v":14.5,"d":"14.50"},14.75,{"v":15,"d":"15.00"},15.25,{"v":15.5,"d":"15.50"},15.75,{"v":16,"d":"16.00"},16.25,{"v":16.5,"d":"16.50"},16.75,{"v":17,"d":"17.00"},17.25,{"v":17.5,"d":"17.50"},17.75,{"v":18,"d":"18.00"},18.25,{"v":18.5,"d":"18.50"},18.75,{"v":19,"d":"19.00"},19.25,{"v":19.5,"d":"19.50"},19.75,{"v":20,"d":"20.00"},20.25,{"v":20.5,"d":"20.50"},20.75,{"v":21,"d":"21.00"},21.25,{"v":21.5,"d":"21.50"},21.75,{"v":22,"d":"22.00"},22.25,{"v":22.5,"d":"22.50"},22.75,{"v":23,"d":"23.00"},23.25,{"v":23.5,"d":"23.50"},23.75,{"v":24,"d":"24.00"},24.25,{"v":24.5,"d":"24.50"},24.75,"Total (MG)"]
[{"$f":"CONCATENATE(H185,C288)","v":"CSO 00111a."},"11. Runoff Generated","11a.","Stormwater runoff (MG). ",null,null,{"$f":"C288","v":"11a."},null,{"$f":"SUM(I191:I286)","v":{"$error":"#VALUE!"}},{"$f":"SUM(J191:J286)","v":{"$error":"#VALUE!"}},{"$error":"#VALUE!"},{"$error":"#VALUE!"},{"$error":"#VALUE!"},{"$error":"#VALUE!"},{"$error":"#VALUE!"},{"$error":"#VALUE!"},{"$error":"#VALUE!"},{"$error":"#VALUE!"},{"$error":"#VALUE!"},{"$error":"#VALUE!"},{"$error":"#VALUE!"},{"$error":"#VALUE!"},{"$error":"#VALUE!"},{"$error":"#VALUE!"},{"$error":"#VALUE!"},{"$error":"#VALUE!"},{"$error":"#VALUE!"},{"$error":"#VALUE!"},{"$error":"#VALUE!"},{"$error":"#VALUE!"},{"$error":"#VALUE!"},{"$error":"#VALUE!"},{"$error":"#VALUE!"},{"$error":"#VALUE!"},{"$error":"#VALUE!"},{"$error":"#VALUE!"},{"$error":"#VALUE!"},{"$error":"#VALUE!"},{"$error":"#VALUE!"},{"$error":"#VALUE!"},{"$error":"#VALUE!"},{"$error":"#VALUE!"},{"$error":"#VALUE!"},{"$error":"#VALUE!"},{"$error":"#VALUE!"},{"$error":"#VALUE!"},{"$error":"#VALUE!"},{"$error":"#VALUE!"},{"$error":"#VALUE!"},{"$error":"#VALUE!"},{"$error":"#VALUE!"},{"$error":"#VALUE!"},{"$error":"#VALUE!"},{"$error":"#VALUE!"},{"$error":"#VALUE!"},{"$error":"#VALUE!"},{"$error":"#VALUE!"},{"$error":"#VALUE!"},{"$error":"#VALUE!"},{"$error":"#VALUE!"},{"$error":"#VALUE!"},{"$error":"#VALUE!"},{"$error":"#VALUE!"},{"$error":"#VALUE!"},{"$error":"#VALUE!"},{"$error":"#VALUE!"},{"$error":"#VALUE!"},{"$error":"#VALUE!"},{"$error":"#VALUE!"},{"$error":"#VALUE!"},{"$error":"#VALUE!"},{"$error":"#VALUE!"},{"$error":"#VALUE!"},{"$f":"SUM(BV191:BV286)","v":{"$error":"#VALUE!"}},{"$error":"#VALUE!"},{"$error":"#VALUE!"},{"$error":"#VALUE!"},{"$error":"#VALUE!"},{"$error":"#VALUE!"},{"$error":"#VALUE!"},{"$error":"#VALUE!"},{"$error":"#VALUE!"},{"$error":"#VALUE!"},{"$error":"#VALUE!"},{"$error":"#VALUE!"},{"$error":"#VALUE!"},{"$error":"#VALUE!"},{"$error":"#VALUE!"},{"$error":"#VALUE!"},{"$error":"#VALUE!"},{"$error":"#VALUE!"},{"$error":"#VALUE!"},{"$error":"#VALUE!"},{"$error":"#VALUE!"},{"$error":"#VALUE!"},{"$error":"#VALUE!"},{"$error":"#VALUE!"},{"$error":"#VALUE!"},{"$error":"#VALUE!"},{"$error":"#VALUE!"},{"$error":"#VALUE!"},{"$error":"#VALUE!"},{"$error":"#VALUE!"},{"$error":"#VALUE!"},{"$f":"SUM(I288:CZ288)","v":{"$error":"#VALUE!"}}]
[{"$f":"CONCATENATE(H185,C289)","v":"CSO 00112b."},"12. Green Infrastructure Reductions","12b.","Total GI capacity (MG). ",null,null,{"$f":"C289","v":"12b."},{"$f":"IF(HLOOKUP(H185,'4 - CSO VOLUME'!$E$9:$AS$33,13,FALSE)=\"\",0,HLOOKUP(H185,'4 - CSO VOLUME'!$E$9:$AS$33,13,FALSE))","v":{"v":0,"d":"0.00"}}]
[{"$f":"CONCATENATE(H185,C290)","v":"CSO 00112c."},null,"12c.","Stormwater runoff (MG). Line 11a.",null,null,{"$f":"C290","v":"12c."},null,{"$f":"I288","v":{"$error":"#VALUE!"}},{"$f":"J288","v":{"$error":"#VALUE!"}},{"$error":"#VALUE!"},{"$error":"#VALUE!"},{"$error":"#VALUE!"},{"$error":"#VALUE!"},{"$error":"#VALUE!"},{"$error":"#VALUE!"},{"$error":"#VALUE!"},{"$error":"#VALUE!"},{"$error":"#VALUE!"},{"$error":"#VALUE!"},{"$error":"#VALUE!"},{"$error":"#VALUE!"},{"$error":"#VALUE!"},{"$error":"#VALUE!"},{"$error":"#VALUE!"},{"$error":"#VALUE!"},{"$error":"#VALUE!"},{"$error":"#VALUE!"},{"$error":"#VALUE!"},{"$error":"#VALUE!"},{"$error":"#VALUE!"},{"$error":"#VALUE!"},{"$error":"#VALUE!"},{"$error":"#VALUE!"},{"$error":"#VALUE!"},{"$error":"#VALUE!"},{"$error":"#VALUE!"},{"$error":"#VALUE!"},{"$error":"#VALUE!"},{"$error":"#VALUE!"},{"$error":"#VALUE!"},{"$error":"#VALUE!"},{"$error":"#VALUE!"},{"$error":"#VALUE!"},{"$error":"#VALUE!"},{"$error":"#VALUE!"},{"$error":"#VALUE!"},{"$error":"#VALUE!"},{"$error":"#VALUE!"},{"$error":"#VALUE!"},{"$error":"#VALUE!"},{"$error":"#VALUE!"},{"$error":"#VALUE!"},{"$error":"#VALUE!"},{"$error":"#VALUE!"},{"$error":"#VALUE!"},{"$error":"#VALUE!"},{"$error":"#VALUE!"},{"$error":"#VALUE!"},{"$error":"#VALUE!"},{"$error":"#VALUE!"},{"$error":"#VALUE!"},{"$error":"#VALUE!"},{"$error":"#VALUE!"},{"$error":"#VALUE!"},{"$error":"#VALUE!"},{"$error":"#VALUE!"},{"$error":"#VALUE!"},{"$error":"#VALUE!"},{"$error":"#VALUE!"},{"$error":"#VALUE!"},{"$error":"#VALUE!"},{"$error":"#VALUE!"},{"$f":"BV288","v":{"$error":"#VALUE!"}},{"$error":"#VALUE!"},{"$error":"#VALUE!"},{"$error":"#VALUE!"},{"$error":"#VALUE!"},{"$error":"#VALUE!"},{"$error":"#VALUE!"},{"$error":"#VALUE!"},{"$error":"#VALUE!"},{"$error":"#VALUE!"},{"$error":"#VALUE!"},{"$error":"#VALUE!"},{"$error":"#VALUE!"},{"$error":"#VALUE!"},{"$error":"#VALUE!"},{"$error":"#VALUE!"},{"$error":"#VALUE!"},{"$error":"#VALUE!"},{"$error":"#VALUE!"},{"$error":"#VALUE!"},{"$error":"#VALUE!"},{"$error":"#VALUE!"},{"$error":"#VALUE!"},{"$error":"#VALUE!"},{"$error":"#VALUE!"},{"$error":"#VALUE!"},{"$error":"#VALUE!"},{"$error":"#VALUE!"},{"$error":"#VALUE!"},{"$error":"#VALUE!"},{"$error":"#VALUE!"},{"$f":"SUM(I290:CZ290)","v":{"$error":"#VALUE!"}}]
[{"$f":"CONCATENATE(H185,C291)","v":"CSO 001"},null,null,"Excess volume after GI saturation, cumulative (MG). Subtract Line 12b from 12c.",{"$nulls":4},{"$f":"IF(SUM($I290:I290)-$H289<=0,0,SUM($I290:I290)-$H289)","v":{"$error":"#VALUE!"}},{"$f":"IF(SUM($I290:J290)-$H289<=0,0,SUM($I290:J290)-$H289)","v":{"$error":"#VALUE!"}},{"$f":"IF(SUM($I290:K290)-$H289<=0,0,SUM($I290:K290)-$H289)","v":{"$error":"#VALUE!"}},{"$f":"IF(SUM($I290:L290)-$H289<=0,0,SUM($I290:L290)-$H289)","v":{"$error":"#VALUE!"}},{"$f":"IF(SUM($I290:M290)-$H289<=0,0,SUM($I290:M290)-$H289)","v":{"$error":"#VALUE!"}},{"$f":"IF(SUM($I290:N290)-$H289<=0,0,SUM($I290:N290)-$H289)","v":{"$error":"#VALUE!"}},{"$f":"IF(SUM($I290:O290)-$H289<=0,0,SUM($I290:O290)-$H289)","v":{"$error":"#VALUE!"}},{"$f":"IF(SUM($I290:P290)-$H289<=0,0,SUM($I290:P290)-$H289)","v":{"$error":"#VALUE!"}},{"$f":"IF(SUM($I290:Q290)-$H289<=0,0,SUM($I290:Q290)-$H289)","v":{"$error":"#VALUE!"}},{"$f":"IF(SUM($I290:R290)-$H289<=0,0,SUM($I290:R290)-$H289)","v":{"$error":"#VALUE!"}},{"$f":"IF(SUM($I290:S290)-$H289<=0,0,SUM($I290:S290)-$H289)","v":{"$error":"#VALUE!"}},{"$f":"IF(SUM($I290:T290)-$H289<=0,0,SUM($I290:T290)-$H289)","v":{"$error":"#VALUE!"}},{"$f":"IF(SUM($I290:U290)-$H289<=0,0,SUM($I290:U290)-$H289)","v":{"$error":"#VALUE!"}},{"$f":"IF(SUM($I290:V290)-$H289<=0,0,SUM($I290:V290)-$H289)","v":{"$error":"#VALUE!"}},{"$f":"IF(SUM($I290:W290)-$H289<=0,0,SUM($I290:W290)-$H289)","v":{"$error":"#VALUE!"}},{"$f":"IF(SUM($I290:X290)-$H289<=0,0,SUM($I290:X290)-$H289)","v":{"$error":"#VALUE!"}},{"$f":"IF(SUM($I290:Y290)-$H289<=0,0,SUM($I290:Y290)-$H289)","v":{"$error":"#VALUE!"}},{"$f":"IF(SUM($I290:Z290)-$H289<=0,0,SUM($I290:Z290)-$H289)","v":{"$error":"#VALUE!"}},{"$f":"IF(SUM($I290:AA290)-$H289<=0,0,SUM($I290:AA290)-$H289)","v":{"$error":"#VALUE!"}},{"$f":"IF(SUM($I290:AB290)-$H289<=0,0,SUM($I290:AB290)-$H289)","v":{"$error":"#VALUE!"}},{"$f":"IF(SUM($I290:AC290)-$H289<=0,0,SUM($I290:AC290)-$H289)","v":{"$error":"#VALUE!"}},{"$f":"IF(SUM($I290:AD290)-$H289<=0,0,SUM($I290:AD290)-$H289)","v":{"$error":"#VALUE!"}},{"$f":"IF(SUM($I290:AE290)-$H289<=0,0,SUM($I290:AE290)-$H289)","v":{"$error":"#VALUE!"}},{"$f":"IF(SUM($I290:AF290)-$H289<=0,0,SUM($I290:AF290)-$H289)","v":{"$error":"#VALUE!"}},{"$f":"IF(SUM($I290:AG290)-$H289<=0,0,SUM($I290:AG290)-$H289)","v":{"$error":"#VALUE!"}},{"$f":"IF(SUM($I290:AH290)-$H289<=0,0,SUM($I290:AH290)-$H289)","v":{"$error":"#VALUE!"}},{"$f":"IF(SUM($I290:AI290)-$H289<=0,0,SUM($I290:AI290)-$H289)","v":{"$error":"#VALUE!"}},{"$f":"IF(SUM($I290:AJ290)-$H289<=0,0,SUM($I290:AJ290)-$H289)","v":{"$error":"#VALUE!"}},{"$f":"IF(SUM($I290:AK290)-$H289<=0,0,SUM($I290:AK290)-$H289)","v":{"$error":"#VALUE!"}},{"$f":"IF(SUM($I290:AL290)-$H289<=0,0,SUM($I290:AL290)-$H289)","v":{"$error":"#VALUE!"}},{"$f":"IF(SUM($I290:AM290)-$H289<=0,0,SUM($I290:AM290)-$H289)","v":{"$error":"#VALUE!"}},{"$f":"IF(SUM($I290:AN290)-$H289<=0,0,SUM($I290:AN290)-$H289)","v":{"$error":"#VALUE!"}},{"$f":"IF(SUM($I290:AO290)-$H289<=0,0,SUM($I290:AO290)-$H289)","v":{"$error":"#VALUE!"}},{"$f":"IF(SUM($I290:AP290)-$H289<=0,0,SUM($I290:AP290)-$H289)","v":{"$error":"#VALUE!"}},{"$f":"IF(SUM($I290:AQ290)-$H289<=0,0,SUM($I290:AQ290)-$H289)","v":{"$error":"#VALUE!"}},{"$f":"IF(SUM($I290:AR290)-$H289<=0,0,SUM($I290:AR290)-$H289)","v":{"$error":"#VALUE!"}},{"$f":"IF(SUM($I290:AS290)-$H289<=0,0,SUM($I290:AS290)-$H289)","v":{"$error":"#VALUE!"}},{"$f":"IF(SUM($I290:AT290)-$H289<=0,0,SUM($I290:AT290)-$H289)","v":{"$error":"#VALUE!"}},{"$f":"IF(SUM($I290:AU290)-$H289<=0,0,SUM($I290:AU290)-$H289)","v":{"$error":"#VALUE!"}},{"$f":"IF(SUM($I290:AV290)-$H289<=0,0,SUM($I290:AV290)-$H289)","v":{"$error":"#VALUE!"}},{"$f":"IF(SUM($I290:AW290)-$H289<=0,0,SUM($I290:AW290)-$H289)","v":{"$error":"#VALUE!"}},{"$f":"IF(SUM($I290:AX290)-$H289<=0,0,SUM($I290:AX290)-$H289)","v":{"$error":"#VALUE!"}},{"$f":"IF(SUM($I290:AY290)-$H289<=0,0,SUM($I290:AY290)-$H289)","v":{"$error":"#VALUE!"}},{"$f":"IF(SUM($I290:AZ290)-$H289<=0,0,SUM($I290:AZ290)-$H289)","v":{"$error":"#VALUE!"}},{"$f":"IF(SUM($I290:BA290)-$H289<=0,0,SUM($I290:BA290)-$H289)","v":{"$error":"#VALUE!"}},{"$f":"IF(SUM($I290:BB290)-$H289<=0,0,SUM($I290:BB290)-$H289)","v":{"$error":"#VALUE!"}},{"$f":"IF(SUM($I290:BC290)-$H289<=0,0,SUM($I290:BC290)-$H289)","v":{"$error":"#VALUE!"}},{"$f":"IF(SUM($I290:BD290)-$H289<=0,0,SUM($I290:BD290)-$H289)","v":{"$error":"#VALUE!"}},{"$f":"IF(SUM($I290:BE290)-$H289<=0,0,SUM($I290:BE290)-$H289)","v":{"$error":"#VALUE!"}},{"$f":"IF(SUM($I290:BF290)-$H289<=0,0,SUM($I290:BF290)-$H289)","v":{"$error":"#VALUE!"}},{"$f":"IF(SUM($I290:BG290)-$H289<=0,0,SUM($I290:BG290)-$H289)","v":{"$error":"#VALUE!"}},{"$f":"IF(SUM($I290:BH290)-$H289<=0,0,SUM($I290:BH290)-$H289)","v":{"$error":"#VALUE!"}},{"$f":"IF(SUM($I290:BI290)-$H289<=0,0,SUM($I290:BI290)-$H289)","v":{"$error":"#VALUE!"}},{"$f":"IF(SUM($I290:BJ290)-$H289<=0,0,SUM($I290:BJ290)-$H289)","v":{"$error":"#VALUE!"}},{"$f":"IF(SUM($I290:BK290)-$H289<=0,0,SUM($I290:BK290)-$H289)","v":{"$error":"#VALUE!"}},{"$f":"IF(SUM($I290:BL290)-$H289<=0,0,SUM($I290:BL290)-$H289)","v":{"$error":"#VALUE!"}},{"$f":"IF(SUM($I290:BM290)-$H289<=0,0,SUM($I290:BM290)-$H289)","v":{"$error":"#VALUE!"}},{"$f":"IF(SUM($I290:BN290)-$H289<=0,0,SUM($I290:BN290)-$H289)","v":{"$error":"#VALUE!"}},{"$f":"IF(SUM($I290:BO290)-$H289<=0,0,SUM($I290:BO290)-$H289)","v":{"$error":"#VALUE!"}},{"$f":"IF(SUM($I290:BP290)-$H289<=0,0,SUM($I290:BP290)-$H289)","v":{"$error":"#VALUE!"}},{"$f":"IF(SUM($I290:BQ290)-$H289<=0,0,SUM($I290:BQ290)-$H289)","v":{"$error":"#VALUE!"}},{"$f":"IF(SUM($I290:BR290)-$H289<=0,0,SUM($I290:BR290)-$H289)","v":{"$error":"#VALUE!"}},{"$f":"IF(SUM($I290:BS290)-$H289<=0,0,SUM($I290:BS290)-$H289)","v":{"$error":"#VALUE!"}},{"$f":"IF(SUM($I290:BT290)-$H289<=0,0,SUM($I290:BT290)-$H289)","v":{"$error":"#VALUE!"}},{"$f":"IF(SUM($I290:BU290)-$H289<=0,0,SUM($I290:BU290)-$H289)","v":{"$error":"#VALUE!"}},{"$f":"IF(SUM($I290:BV290)-$H289<=0,0,SUM($I290:BV290)-$H289)","v":{"$error":"#VALUE!"}},{"$f":"IF(SUM($I290:BW290)-$H289<=0,0,SUM($I290:BW290)-$H289)","v":{"$error":"#VALUE!"}},{"$f":"IF(SUM($I290:BX290)-$H289<=0,0,SUM($I290:BX290)-$H289)","v":{"$error":"#VALUE!"}},{"$f":"IF(SUM($I290:BY290)-$H289<=0,0,SUM($I290:BY290)-$H289)","v":{"$error":"#VALUE!"}},{"$f":"IF(SUM($I290:BZ290)-$H289<=0,0,SUM($I290:BZ290)-$H289)","v":{"$error":"#VALUE!"}},{"$f":"IF(SUM($I290:CA290)-$H289<=0,0,SUM($I290:CA290)-$H289)","v":{"$error":"#VALUE!"}},{"$f":"IF(SUM($I290:CB290)-$H289<=0,0,SUM($I290:CB290)-$H289)","v":{"$error":"#VALUE!"}},{"$f":"IF(SUM($I290:CC290)-$H289<=0,0,SUM($I290:CC290)-$H289)","v":{"$error":"#VALUE!"}},{"$f":"IF(SUM($I290:CD290)-$H289<=0,0,SUM($I290:CD290)-$H289)","v":{"$error":"#VALUE!"}},{"$f":"IF(SUM($I290:CE290)-$H289<=0,0,SUM($I290:CE290)-$H289)","v":{"$error":"#VALUE!"}},{"$f":"IF(SUM($I290:CF290)-$H289<=0,0,SUM($I290:CF290)-$H289)","v":{"$error":"#VALUE!"}},{"$f":"IF(SUM($I290:CG290)-$H289<=0,0,SUM($I290:CG290)-$H289)","v":{"$error":"#VALUE!"}},{"$f":"IF(SUM($I290:CH290)-$H289<=0,0,SUM($I290:CH290)-$H289)","v":{"$error":"#VALUE!"}},{"$f":"IF(SUM($I290:CI290)-$H289<=0,0,SUM($I290:CI290)-$H289)","v":{"$error":"#VALUE!"}},{"$f":"IF(SUM($I290:CJ290)-$H289<=0,0,SUM($I290:CJ290)-$H289)","v":{"$error":"#VALUE!"}},{"$f":"IF(SUM($I290:CK290)-$H289<=0,0,SUM($I290:CK290)-$H289)","v":{"$error":"#VALUE!"}},{"$f":"IF(SUM($I290:CL290)-$H289<=0,0,SUM($I290:CL290)-$H289)","v":{"$error":"#VALUE!"}},{"$f":"IF(SUM($I290:CM290)-$H289<=0,0,SUM($I290:CM290)-$H289)","v":{"$error":"#VALUE!"}},{"$f":"IF(SUM($I290:CN290)-$H289<=0,0,SUM($I290:CN290)-$H289)","v":{"$error":"#VALUE!"}},{"$f":"IF(SUM($I290:CO290)-$H289<=0,0,SUM($I290:CO290)-$H289)","v":{"$error":"#VALUE!"}},{"$f":"IF(SUM($I290:CP290)-$H289<=0,0,SUM($I290:CP290)-$H289)","v":{"$error":"#VALUE!"}},{"$f":"IF(SUM($I290:CQ290)-$H289<=0,0,SUM($I290:CQ290)-$H289)","v":{"$error":"#VALUE!"}},{"$f":"IF(SUM($I290:CR290)-$H289<=0,0,SUM($I290:CR290)-$H289)","v":{"$error":"#VALUE!"}},{"$f":"IF(SUM($I290:CS290)-$H289<=0,0,SUM($I290:CS290)-$H289)","v":{"$error":"#VALUE!"}},{"$f":"IF(SUM($I290:CT290)-$H289<=0,0,SUM($I290:CT290)-$H289)","v":{"$error":"#VALUE!"}},{"$f":"IF(SUM($I290:CU290)-$H289<=0,0,SUM($I290:CU290)-$H289)","v":{"$error":"#VALUE!"}},{"$f":"IF(SUM($I290:CV290)-$H289<=0,0,SUM($I290:CV290)-$H289)","v":{"$error":"#VALUE!"}},{"$f":"IF(SUM($I290:CW290)-$H289<=0,0,SUM($I290:CW290)-$H289)","v":{"$error":"#VALUE!"}},{"$f":"IF(SUM($I290:CX290)-$H289<=0,0,SUM($I290:CX290)-$H289)","v":{"$error":"#VALUE!"}},{"$f":"IF(SUM($I290:CY290)-$H289<=0,0,SUM($I290:CY290)-$H289)","v":{"$error":"#VALUE!"}},{"$f":"IF(SUM($I290:CZ290)-$H289<=0,0,SUM($I290:CZ290)-$H289)","v":{"$error":"#VALUE!"}},"NA"]
[{"$f":"CONCATENATE(H185,C292)","v":"CSO 00112d."},null,"12d.","Stormwater runoff after GI saturation (MG). Excess after Line 12c exceeds Line 12b.",null,null,{"$f":"C292","v":"12d."},null,{"$f":"I291-H291","v":{"$error":"#VALUE!"}},{"$f":"J291-I291","v":{"$error":"#VALUE!"}},{"$error":"#VALUE!"},{"$error":"#VALUE!"},{"$error":"#VALUE!"},{"$error":"#VALUE!"},{"$error":"#VALUE!"},{"$error":"#VALUE!"},{"$error":"#VALUE!"},{"$error":"#VALUE!"},{"$error":"#VALUE!"},{"$error":"#VALUE!"},{"$error":"#VALUE!"},{"$error":"#VALUE!"},{"$error":"#VALUE!"},{"$error":"#VALUE!"},{"$error":"#VALUE!"},{"$error":"#VALUE!"},{"$error":"#VALUE!"},{"$error":"#VALUE!"},{"$error":"#VALUE!"},{"$error":"#VALUE!"},{"$error":"#VALUE!"},{"$error":"#VALUE!"},{"$error":"#VALUE!"},{"$error":"#VALUE!"},{"$error":"#VALUE!"},{"$error":"#VALUE!"},{"$error":"#VALUE!"},{"$error":"#VALUE!"},{"$error":"#VALUE!"},{"$error":"#VALUE!"},{"$error":"#VALUE!"},{"$error":"#VALUE!"},{"$error":"#VALUE!"},{"$error":"#VALUE!"},{"$error":"#VALUE!"},{"$error":"#VALUE!"},{"$error":"#VALUE!"},{"$error":"#VALUE!"},{"$error":"#VALUE!"},{"$error":"#VALUE!"},{"$error":"#VALUE!"},{"$error":"#VALUE!"},{"$error":"#VALUE!"},{"$error":"#VALUE!"},{"$error":"#VALUE!"},{"$error":"#VALUE!"},{"$error":"#VALUE!"},{"$error":"#VALUE!"},{"$error":"#VALUE!"},{"$error":"#VALUE!"},{"$error":"#VALUE!"},{"$error":"#VALUE!"},{"$error":"#VALUE!"},{"$error":"#VALUE!"},{"$error":"#VALUE!"},{"$error":"#VALUE!"},{"$error":"#VALUE!"},{"$error":"#VALUE!"},{"$error":"#VALUE!"},{"$error":"#VALUE!"},{"$error":"#VALUE!"},{"$error":"#VALUE!"},{"$error":"#VALUE!"},{"$f":"BV291-BU291","v":{"$error":"#VALUE!"}},{"$error":"#VALUE!"},{"$error":"#VALUE!"},{"$error":"#VALUE!"},{"$error":"#VALUE!"},{"$error":"#VALUE!"},{"$error":"#VALUE!"},{"$error":"#VALUE!"},{"$error":"#VALUE!"},{"$error":"#VALUE!"},{"$error":"#VALUE!"},{"$error":"#VALUE!"},{"$error":"#VALUE!"},{"$error":"#VALUE!"},{"$error":"#VALUE!"},{"$error":"#VALUE!"},{"$error":"#VALUE!"},{"$error":"#VALUE!"},{"$error":"#VALUE!"},{"$error":"#VALUE!"},{"$error":"#VALUE!"},{"$error":"#VALUE!"},{"$error":"#VALUE!"},{"$error":"#VALUE!"},{"$error":"#VALUE!"},{"$error":"#VALUE!"},{"$error":"#VALUE!"},{"$error":"#VALUE!"},{"$error":"#VALUE!"},{"$error":"#VALUE!"},{"$error":"#VALUE!"},{"$f":"SUM(I292:CZ292)","v":{"$error":"#VALUE!"}}]
[{"$f":"CONCATENATE(H185,C293)","v":"CSO 00113a."},"13. Runoff Controls","13a.","Total CSO control volume (MG).",null,null,{"$f":"C293","v":"13a."},{"$f":"HLOOKUP(H185,'4 - CSO VOLUME'!$E$9:$AS$33,16,FALSE)","v":{"v":0,"d":"0.00"}}]
[{"$f":"CONCATENATE(H185,C294)","v":"CSO 00113b."},null,"13b.","Dry weather flow rate (MGD). ",null,null,{"$f":"C294","v":"13b."},{"$f":"HLOOKUP(H185,'4 - CSO VOLUME'!$E$9:$AS$33,17,FALSE)","v":{"v":0,"d":"0.00"}},{"$f":"$H294/(4*24)","v":{"v":0,"d":"0.000"}},{"$f":"$H294/(4*24)","v":{"v":0,"d":"0.000"}},{"v":0,"d":"0.000"},{"v":0,"d":"0.000"},{"v":0,"d":"0.000"},{"v":0,"d":"0.000"},{"v":0,"d":"0.000"},{"v":0,"d":"0.000"},{"v":0,"d":"0.000"},{"v":0,"d":"0.000"},{"v":0,"d":"0.000"},{"v":0,"d":"0.000"},{"v":0,"d":"0.000"},{"v":0,"d":"0.000"},{"v":0,"d":"0.000"},{"v":0,"d":"0.000"},{"v":0,"d":"0.000"},{"v":0,"d":"0.000"},{"v":0,"d":"0.000"},{"v":0,"d":"0.000"},{"v":0,"d":"0.000"},{"v":0,"d":"0.000"},{"v":0,"d":"0.000"},{"v":0,"d":"0.000"},{"v":0,"d":"0.000"},{"v":0,"d":"0.000"},{"v":0,"d":"0.000"},{"v":0,"d":"0.000"},{"v":0,"d":"0.000"},{"v":0,"d":"0.000"},{"v":0,"d":"0.000"},{"v":0,"d":"0.000"},{"v":0,"d":"0.000"},{"v":0,"d":"0.000"},{"v":0,"d":"0.000"},{"v":0,"d":"0.000"},{"v":0,"d":"0.000"},{"v":0,"d":"0.000"},{"v":0,"d":"0.000"},{"v":0,"d":"0.000"},{"v":0,"d":"0.000"},{"v":0,"d":"0.000"},{"v":0,"d":"0.000"},{"v":0,"d":"0.000"},{"v":0,"d":"0.000"},{"v":0,"d":"0.000"},{"v":0,"d":"0.000"},{"v":0,"d":"0.000"},{"v":0,"d":"0.000"},{"v":0,"d":"0.000"},{"v":0,"d":"0.000"},{"v":0,"d":"0.000"},{"v":0,"d":"0.000"},{"v":0,"d":"0.000"},{"v":0,"d":"0.000"},{"v":0,"d":"0.000"},{"v":0,"d":"0.000"},{"v":0,"d":"0.000"},{"v":0,"d":"0.000"},{"v":0,"d":"0.000"},{"v":0,"d":"0.000"},{"v":0,"d":"0.000"},{"v":0,"d":"0.000"},{"v":0,"d":"0.000"},{"v":0,"d":"0.000"},{"$f":"$H294/(4*24)","v":{"v":0,"d":"0.000"}},{"v":0,"d":"0.000"},{"v":0,"d":"0.000"},{"v":0,"d":"0.000"},{"v":0,"d":"0.000"},{"v":0,"d":"0.000"},{"v":0,"d":"0.000"},{"v":0,"d":"0.000"},{"v":0,"d":"0.000"},{"v":0,"d":"0.000"},{"v":0,"d":"0.000"},{"v":0,"d":"0.000"},{"v":0,"d":"0.000"},{"v":0,"d":"0.000"},{"v":0,"d":"0.000"},{"v":0,"d":"0.000"},{"v":0,"d":"0.000"},{"v":0,"d":"0.000"},{"v":0,"d":"0.000"},{"v":0,"d":"0.000"},{"v":0,"d":"0.000"},{"v":0,"d":"0.000"},{"v":0,"d":"0.000"},{"v":0,"d":"0.000"},{"v":0,"d":"0.000"},{"v":0,"d":"0.000"},{"v":0,"d":"0.000"},{"v":0,"d":"0.000"},{"v":0,"d":"0.000"},{"v":0,"d":"0.000"},{"v":0,"d":"0.000"}]
[{"$f":"CONCATENATE(H185,C295)","v":"CSO 00113c."},null,"13c.","Stormwater runoff after GI saturation plus dry weather flow (MG). Add Line 13b to Line 12d.",null,null,{"$f":"C295","v":"13c."},null,{"$f":"I294+I292","v":{"$error":"#VALUE!"}},{"$f":"J294+J292","v":{"$error":"#VALUE!"}},{"$error":"#VALUE!"},{"$error":"#VALUE!"},{"$error":"#VALUE!"},{"$error":"#VALUE!"},{"$error":"#VALUE!"},{"$error":"#VALUE!"},{"$error":"#VALUE!"},{"$error":"#VALUE!"},{"$error":"#VALUE!"},{"$error":"#VALUE!"},{"$error":"#VALUE!"},{"$error":"#VALUE!"},{"$error":"#VALUE!"},{"$error":"#VALUE!"},{"$error":"#VALUE!"},{"$error":"#VALUE!"},{"$error":"#VALUE!"},{"$error":"#VALUE!"},{"$error":"#VALUE!"},{"$error":"#VALUE!"},{"$error":"#VALUE!"},{"$error":"#VALUE!"},{"$error":"#VALUE!"},{"$error":"#VALUE!"},{"$error":"#VALUE!"},{"$error":"#VALUE!"},{"$error":"#VALUE!"},{"$error":"#VALUE!"},{"$error":"#VALUE!"},{"$error":"#VALUE!"},{"$error":"#VALUE!"},{"$error":"#VALUE!"},{"$error":"#VALUE!"},{"$error":"#VALUE!"},{"$error":"#VALUE!"},{"$error":"#VALUE!"},{"$error":"#VALUE!"},{"$error":"#VALUE!"},{"$error":"#VALUE!"},{"$error":"#VALUE!"},{"$error":"#VALUE!"},{"$error":"#VALUE!"},{"$error":"#VALUE!"},{"$error":"#VALUE!"},{"$error":"#VALUE!"},{"$error":"#VALUE!"},{"$error":"#VALUE!"},{"$error":"#VALUE!"},{"$error":"#VALUE!"},{"$error":"#VALUE!"},{"$error":"#VALUE!"},{"$error":"#VALUE!"},{"$error":"#VALUE!"},{"$error":"#VALUE!"},{"$error":"#VALUE!"},{"$error":"#VALUE!"},{"$error":"#VALUE!"},{"$error":"#VALUE!"},{"$error":"#VALUE!"},{"$error":"#VALUE!"},{"$error":"#VALUE!"},{"$error":"#VALUE!"},{"$error":"#VALUE!"},{"$f":"BV294+BV292","v":{"$error":"#VALUE!"}},{"$error":"#VALUE!"},{"$error":"#VALUE!"},{"$error":"#VALUE!"},{"$error":"#VALUE!"},{"$error":"#VALUE!"},{"$error":"#VALUE!"},{"$error":"#VALUE!"},{"$error":"#VALUE!"},{"$error":"#VALUE!"},{"$error":"#VALUE!"},{"$error":"#VALUE!"},{"$error":"#VALUE!"},{"$error":"#VALUE!"},{"$error":"#VALUE!"},{"$error":"#VALUE!"},{"$error":"#VALUE!"},{"$error":"#VALUE!"},{"$error":"#VALUE!"},{"$error":"#VALUE!"},{"$error":"#VALUE!"},{"$error":"#VALUE!"},{"$error":"#VALUE!"},{"$error":"#VALUE!"},{"$error":"#VALUE!"},{"$error":"#VALUE!"},{"$error":"#VALUE!"},{"$error":"#VALUE!"},{"$error":"#VALUE!"},{"$error":"#VALUE!"},{"$error":"#VALUE!"},{"$f":"SUM(I295:CZ295)","v":{"$error":"#VALUE!"}}]
[{"$f":"CONCATENATE(H185,C296)","v":"CSO 001"},null,null,"Excess stormwater runoff volume, cumulative (MG). Subtract Line 13a from Line 13c.",{"$nulls":4},{"$f":"IF(SUM($I295:I295)-$H293<=0,0,SUM($I295:I295)-$H293)","v":{"$error":"#VALUE!"}},{"$f":"IF(SUM($I295:J295)-$H293<=0,0,SUM($I295:J295)-$H293)","v":{"$error":"#VALUE!"}},{"$f":"IF(SUM($I295:K295)-$H293<=0,0,SUM($I295:K295)-$H293)","v":{"$error":"#VALUE!"}},{"$f":"IF(SUM($I295:L295)-$H293<=0,0,SUM($I295:L295)-$H293)","v":{"$error":"#VALUE!"}},{"$f":"IF(SUM($I295:M295)-$H293<=0,0,SUM($I295:M295)-$H293)","v":{"$error":"#VALUE!"}},{"$f":"IF(SUM($I295:N295)-$H293<=0,0,SUM($I295:N295)-$H293)","v":{"$error":"#VALUE!"}},{"$f":"IF(SUM($I295:O295)-$H293<=0,0,SUM($I295:O295)-$H293)","v":{"$error":"#VALUE!"}},{"$f":"IF(SUM($I295:P295)-$H293<=0,0,SUM($I295:P295)-$H293)","v":{"$error":"#VALUE!"}},{"$f":"IF(SUM($I295:Q295)-$H293<=0,0,SUM($I295:Q295)-$H293)","v":{"$error":"#VALUE!"}},{"$f":"IF(SUM($I295:R295)-$H293<=0,0,SUM($I295:R295)-$H293)","v":{"$error":"#VALUE!"}},{"$f":"IF(SUM($I295:S295)-$H293<=0,0,SUM($I295:S295)-$H293)","v":{"$error":"#VALUE!"}},{"$f":"IF(SUM($I295:T295)-$H293<=0,0,SUM($I295:T295)-$H293)","v":{"$error":"#VALUE!"}},{"$f":"IF(SUM($I295:U295)-$H293<=0,0,SUM($I295:U295)-$H293)","v":{"$error":"#VALUE!"}},{"$f":"IF(SUM($I295:V295)-$H293<=0,0,SUM($I295:V295)-$H293)","v":{"$error":"#VALUE!"}},{"$f":"IF(SUM($I295:W295)-$H293<=0,0,SUM($I295:W295)-$H293)","v":{"$error":"#VALUE!"}},{"$f":"IF(SUM($I295:X295)-$H293<=0,0,SUM($I295:X295)-$H293)","v":{"$error":"#VALUE!"}},{"$f":"IF(SUM($I295:Y295)-$H293<=0,0,SUM($I295:Y295)-$H293)","v":{"$error":"#VALUE!"}},{"$f":"IF(SUM($I295:Z295)-$H293<=0,0,SUM($I295:Z295)-$H293)","v":{"$error":"#VALUE!"}},{"$f":"IF(SUM($I295:AA295)-$H293<=0,0,SUM($I295:AA295)-$H293)","v":{"$error":"#VALUE!"}},{"$f":"IF(SUM($I295:AB295)-$H293<=0,0,SUM($I295:AB295)-$H293)","v":{"$error":"#VALUE!"}},{"$f":"IF(SUM($I295:AC295)-$H293<=0,0,SUM($I295:AC295)-$H293)","v":{"$error":"#VALUE!"}},{"$f":"IF(SUM($I295:AD295)-$H293<=0,0,SUM($I295:AD295)-$H293)","v":{"$error":"#VALUE!"}},{"$f":"IF(SUM($I295:AE295)-$H293<=0,0,SUM($I295:AE295)-$H293)","v":{"$error":"#VALUE!"}},{"$f":"IF(SUM($I295:AF295)-$H293<=0,0,SUM($I295:AF295)-$H293)","v":{"$error":"#VALUE!"}},{"$f":"IF(SUM($I295:AG295)-$H293<=0,0,SUM($I295:AG295)-$H293)","v":{"$error":"#VALUE!"}},{"$f":"IF(SUM($I295:AH295)-$H293<=0,0,SUM($I295:AH295)-$H293)","v":{"$error":"#VALUE!"}},{"$f":"IF(SUM($I295:AI295)-$H293<=0,0,SUM($I295:AI295)-$H293)","v":{"$error":"#VALUE!"}},{"$f":"IF(SUM($I295:AJ295)-$H293<=0,0,SUM($I295:AJ295)-$H293)","v":{"$error":"#VALUE!"}},{"$f":"IF(SUM($I295:AK295)-$H293<=0,0,SUM($I295:AK295)-$H293)","v":{"$error":"#VALUE!"}},{"$f":"IF(SUM($I295:AL295)-$H293<=0,0,SUM($I295:AL295)-$H293)","v":{"$error":"#VALUE!"}},{"$f":"IF(SUM($I295:AM295)-$H293<=0,0,SUM($I295:AM295)-$H293)","v":{"$error":"#VALUE!"}},{"$f":"IF(SUM($I295:AN295)-$H293<=0,0,SUM($I295:AN295)-$H293)","v":{"$error":"#VALUE!"}},{"$f":"IF(SUM($I295:AO295)-$H293<=0,0,SUM($I295:AO295)-$H293)","v":{"$error":"#VALUE!"}},{"$f":"IF(SUM($I295:AP295)-$H293<=0,0,SUM($I295:AP295)-$H293)","v":{"$error":"#VALUE!"}},{"$f":"IF(SUM($I295:AQ295)-$H293<=0,0,SUM($I295:AQ295)-$H293)","v":{"$error":"#VALUE!"}},{"$f":"IF(SUM($I295:AR295)-$H293<=0,0,SUM($I295:AR295)-$H293)","v":{"$error":"#VALUE!"}},{"$f":"IF(SUM($I295:AS295)-$H293<=0,0,SUM($I295:AS295)-$H293)","v":{"$error":"#VALUE!"}},{"$f":"IF(SUM($I295:AT295)-$H293<=0,0,SUM($I295:AT295)-$H293)","v":{"$error":"#VALUE!"}},{"$f":"IF(SUM($I295:AU295)-$H293<=0,0,SUM($I295:AU295)-$H293)","v":{"$error":"#VALUE!"}},{"$f":"IF(SUM($I295:AV295)-$H293<=0,0,SUM($I295:AV295)-$H293)","v":{"$error":"#VALUE!"}},{"$f":"IF(SUM($I295:AW295)-$H293<=0,0,SUM($I295:AW295)-$H293)","v":{"$error":"#VALUE!"}},{"$f":"IF(SUM($I295:AX295)-$H293<=0,0,SUM($I295:AX295)-$H293)","v":{"$error":"#VALUE!"}},{"$f":"IF(SUM($I295:AY295)-$H293<=0,0,SUM($I295:AY295)-$H293)","v":{"$error":"#VALUE!"}},{"$f":"IF(SUM($I295:AZ295)-$H293<=0,0,SUM($I295:AZ295)-$H293)","v":{"$error":"#VALUE!"}},{"$f":"IF(SUM($I295:BA295)-$H293<=0,0,SUM($I295:BA295)-$H293)","v":{"$error":"#VALUE!"}},{"$f":"IF(SUM($I295:BB295)-$H293<=0,0,SUM($I295:BB295)-$H293)","v":{"$error":"#VALUE!"}},{"$f":"IF(SUM($I295:BC295)-$H293<=0,0,SUM($I295:BC295)-$H293)","v":{"$error":"#VALUE!"}},{"$f":"IF(SUM($I295:BD295)-$H293<=0,0,SUM($I295:BD295)-$H293)","v":{"$error":"#VALUE!"}},{"$f":"IF(SUM($I295:BE295)-$H293<=0,0,SUM($I295:BE295)-$H293)","v":{"$error":"#VALUE!"}},{"$f":"IF(SUM($I295:BF295)-$H293<=0,0,SUM($I295:BF295)-$H293)","v":{"$error":"#VALUE!"}},{"$f":"IF(SUM($I295:BG295)-$H293<=0,0,SUM($I295:BG295)-$H293)","v":{"$error":"#VALUE!"}},{"$f":"IF(SUM($I295:BH295)-$H293<=0,0,SUM($I295:BH295)-$H293)","v":{"$error":"#VALUE!"}},{"$f":"IF(SUM($I295:BI295)-$H293<=0,0,SUM($I295:BI295)-$H293)","v":{"$error":"#VALUE!"}},{"$f":"IF(SUM($I295:BJ295)-$H293<=0,0,SUM($I295:BJ295)-$H293)","v":{"$error":"#VALUE!"}},{"$f":"IF(SUM($I295:BK295)-$H293<=0,0,SUM($I295:BK295)-$H293)","v":{"$error":"#VALUE!"}},{"$f":"IF(SUM($I295:BL295)-$H293<=0,0,SUM($I295:BL295)-$H293)","v":{"$error":"#VALUE!"}},{"$f":"IF(SUM($I295:BM295)-$H293<=0,0,SUM($I295:BM295)-$H293)","v":{"$error":"#VALUE!"}},{"$f":"IF(SUM($I295:BN295)-$H293<=0,0,SUM($I295:BN295)-$H293)","v":{"$error":"#VALUE!"}},{"$f":"IF(SUM($I295:BO295)-$H293<=0,0,SUM($I295:BO295)-$H293)","v":{"$error":"#VALUE!"}},{"$f":"IF(SUM($I295:BP295)-$H293<=0,0,SUM($I295:BP295)-$H293)","v":{"$error":"#VALUE!"}},{"$f":"IF(SUM($I295:BQ295)-$H293<=0,0,SUM($I295:BQ295)-$H293)","v":{"$error":"#VALUE!"}},{"$f":"IF(SUM($I295:BR295)-$H293<=0,0,SUM($I295:BR295)-$H293)","v":{"$error":"#VALUE!"}},{"$f":"IF(SUM($I295:BS295)-$H293<=0,0,SUM($I295:BS295)-$H293)","v":{"$error":"#VALUE!"}},{"$f":"IF(SUM($I295:BT295)-$H293<=0,0,SUM($I295:BT295)-$H293)","v":{"$error":"#VALUE!"}},{"$f":"IF(SUM($I295:BU295)-$H293<=0,0,SUM($I295:BU295)-$H293)","v":{"$error":"#VALUE!"}},{"$f":"IF(SUM($I295:BV295)-$H293<=0,0,SUM($I295:BV295)-$H293)","v":{"$error":"#VALUE!"}},{"$f":"IF(SUM($I295:BW295)-$H293<=0,0,SUM($I295:BW295)-$H293)","v":{"$error":"#VALUE!"}},{"$f":"IF(SUM($I295:BX295)-$H293<=0,0,SUM($I295:BX295)-$H293)","v":{"$error":"#VALUE!"}},{"$f":"IF(SUM($I295:BY295)-$H293<=0,0,SUM($I295:BY295)-$H293)","v":{"$error":"#VALUE!"}},{"$f":"IF(SUM($I295:BZ295)-$H293<=0,0,SUM($I295:BZ295)-$H293)","v":{"$error":"#VALUE!"}},{"$f":"IF(SUM($I295:CA295)-$H293<=0,0,SUM($I295:CA295)-$H293)","v":{"$error":"#VALUE!"}},{"$f":"IF(SUM($I295:CB295)-$H293<=0,0,SUM($I295:CB295)-$H293)","v":{"$error":"#VALUE!"}},{"$f":"IF(SUM($I295:CC295)-$H293<=0,0,SUM($I295:CC295)-$H293)","v":{"$error":"#VALUE!"}},{"$f":"IF(SUM($I295:CD295)-$H293<=0,0,SUM($I295:CD295)-$H293)","v":{"$error":"#VALUE!"}},{"$f":"IF(SUM($I295:CE295)-$H293<=0,0,SUM($I295:CE295)-$H293)","v":{"$error":"#VALUE!"}},{"$f":"IF(SUM($I295:CF295)-$H293<=0,0,SUM($I295:CF295)-$H293)","v":{"$error":"#VALUE!"}},{"$f":"IF(SUM($I295:CG295)-$H293<=0,0,SUM($I295:CG295)-$H293)","v":{"$error":"#VALUE!"}},{"$f":"IF(SUM($I295:CH295)-$H293<=0,0,SUM($I295:CH295)-$H293)","v":{"$error":"#VALUE!"}},{"$f":"IF(SUM($I295:CI295)-$H293<=0,0,SUM($I295:CI295)-$H293)","v":{"$error":"#VALUE!"}},{"$f":"IF(SUM($I295:CJ295)-$H293<=0,0,SUM($I295:CJ295)-$H293)","v":{"$error":"#VALUE!"}},{"$f":"IF(SUM($I295:CK295)-$H293<=0,0,SUM($I295:CK295)-$H293)","v":{"$error":"#VALUE!"}},{"$f":"IF(SUM($I295:CL295)-$H293<=0,0,SUM($I295:CL295)-$H293)","v":{"$error":"#VALUE!"}},{"$f":"IF(SUM($I295:CM295)-$H293<=0,0,SUM($I295:CM295)-$H293)","v":{"$error":"#VALUE!"}},{"$f":"IF(SUM($I295:CN295)-$H293<=0,0,SUM($I295:CN295)-$H293)","v":{"$error":"#VALUE!"}},{"$f":"IF(SUM($I295:CO295)-$H293<=0,0,SUM($I295:CO295)-$H293)","v":{"$error":"#VALUE!"}},{"$f":"IF(SUM($I295:CP295)-$H293<=0,0,SUM($I295:CP295)-$H293)","v":{"$error":"#VALUE!"}},{"$f":"IF(SUM($I295:CQ295)-$H293<=0,0,SUM($I295:CQ295)-$H293)","v":{"$error":"#VALUE!"}},{"$f":"IF(SUM($I295:CR295)-$H293<=0,0,SUM($I295:CR295)-$H293)","v":{"$error":"#VALUE!"}},{"$f":"IF(SUM($I295:CS295)-$H293<=0,0,SUM($I295:CS295)-$H293)","v":{"$error":"#VALUE!"}},{"$f":"IF(SUM($I295:CT295)-$H293<=0,0,SUM($I295:CT295)-$H293)","v":{"$error":"#VALUE!"}},{"$f":"IF(SUM($I295:CU295)-$H293<=0,0,SUM($I295:CU295)-$H293)","v":{"$error":"#VALUE!"}},{"$f":"IF(SUM($I295:CV295)-$H293<=0,0,SUM($I295:CV295)-$H293)","v":{"$error":"#VALUE!"}},{"$f":"IF(SUM($I295:CW295)-$H293<=0,0,SUM($I295:CW295)-$H293)","v":{"$error":"#VALUE!"}},{"$f":"IF(SUM($I295:CX295)-$H293<=0,0,SUM($I295:CX295)-$H293)","v":{"$error":"#VALUE!"}},{"$f":"IF(SUM($I295:CY295)-$H293<=0,0,SUM($I295:CY295)-$H293)","v":{"$error":"#VALUE!"}},{"$f":"IF(SUM($I295:CZ295)-$H293<=0,0,SUM($I295:CZ295)-$H293)","v":{"$error":"#VALUE!"}},"NA"]
[{"$f":"CONCATENATE(H185,C297)","v":"CSO 00113d."},null,"13d.","Combined sewage after GI saturation and CSO control (MG). Excess after Line 13c exceeds Line 13a.",null,null,{"$f":"C297","v":"13d."},null,{"$f":"I296-H296","v":{"$error":"#VALUE!"}},{"$f":"J296-I296","v":{"$error":"#VALUE!"}},{"$f":"K296-J296","v":{"$error":"#VALUE!"}},{"$error":"#VALUE!"},{"$error":"#VALUE!"},{"$error":"#VALUE!"},{"$error":"#VALUE!"},{"$error":"#VALUE!"},{"$error":"#VALUE!"},{"$error":"#VALUE!"},{"$error":"#VALUE!"},{"$error":"#VALUE!"},{"$error":"#VALUE!"},{"$error":"#VALUE!"},{"$error":"#VALUE!"},{"$error":"#VALUE!"},{"$error":"#VALUE!"},{"$error":"#VALUE!"},{"$error":"#VALUE!"},{"$error":"#VALUE!"},{"$error":"#VALUE!"},{"$error":"#VALUE!"},{"$error":"#VALUE!"},{"$error":"#VALUE!"},{"$error":"#VALUE!"},{"$error":"#VALUE!"},{"$error":"#VALUE!"},{"$error":"#VALUE!"},{"$error":"#VALUE!"},{"$error":"#VALUE!"},{"$error":"#VALUE!"},{"$error":"#VALUE!"},{"$error":"#VALUE!"},{"$error":"#VALUE!"},{"$error":"#VALUE!"},{"$error":"#VALUE!"},{"$error":"#VALUE!"},{"$error":"#VALUE!"},{"$error":"#VALUE!"},{"$error":"#VALUE!"},{"$error":"#VALUE!"},{"$error":"#VALUE!"},{"$error":"#VALUE!"},{"$error":"#VALUE!"},{"$error":"#VALUE!"},{"$error":"#VALUE!"},{"$error":"#VALUE!"},{"$error":"#VALUE!"},{"$error":"#VALUE!"},{"$error":"#VALUE!"},{"$error":"#VALUE!"},{"$error":"#VALUE!"},{"$error":"#VALUE!"},{"$error":"#VALUE!"},{"$error":"#VALUE!"},{"$error":"#VALUE!"},{"$error":"#VALUE!"},{"$error":"#VALUE!"},{"$error":"#VALUE!"},{"$error":"#VALUE!"},{"$error":"#VALUE!"},{"$error":"#VALUE!"},{"$error":"#VALUE!"},{"$error":"#VALUE!"},{"$error":"#VALUE!"},{"$f":"BV296-BU296","v":{"$error":"#VALUE!"}},{"$error":"#VALUE!"},{"$error":"#VALUE!"},{"$error":"#VALUE!"},{"$error":"#VALUE!"},{"$error":"#VALUE!"},{"$error":"#VALUE!"},{"$error":"#VALUE!"},{"$error":"#VALUE!"},{"$error":"#VALUE!"},{"$error":"#VALUE!"},{"$error":"#VALUE!"},{"$error":"#VALUE!"},{"$error":"#VALUE!"},{"$error":"#VALUE!"},{"$error":"#VALUE!"},{"$error":"#VALUE!"},{"$error":"#VALUE!"},{"$error":"#VALUE!"},{"$error":"#VALUE!"},{"$error":"#VALUE!"},{"$error":"#VALUE!"},{"$error":"#VALUE!"},{"$error":"#VALUE!"},{"$error":"#VALUE!"},{"$error":"#VALUE!"},{"$error":"#VALUE!"},{"$error":"#VALUE!"},{"$error":"#VALUE!"},{"$error":"#VALUE!"},{"$error":"#VALUE!"},{"$f":"SUM(I297:CZ297)","v":{"$error":"#VALUE!"}}]
[{"$f":"CONCATENATE(H185,C298)","v":"CSO 00114a."},"14. CSO Flows","14a.","CSO hydraulic control capacity (MGD). ",null,null,"14a.",{"$f":"HLOOKUP(H185,'4 - CSO VOLUME'!$E$9:$AS$33,20,FALSE)","v":""}]
[{"$f":"CONCATENATE(H185,C299)","v":"CSO 00114b."},null,"14b.","Total CSO volume (MG). Divide Line 14a by 24, then subtract from Line 13d at hourly increments.",null,null,"14b.",null,{"$f":"IF(I297-($H298/(4*24))<0,0,I297-($H298/(4*24)))","v":{"$error":"#VALUE!"}},{"$f":"IF(J297-($H298/(4*24))<0,0,J297-($H298/(4*24)))","v":{"$error":"#VALUE!"}},{"$error":"#VALUE!"},{"$error":"#VALUE!"},{"$error":"#VALUE!"},{"$error":"#VALUE!"},{"$error":"#VALUE!"},{"$error":"#VALUE!"},{"$error":"#VALUE!"},{"$error":"#VALUE!"},{"$error":"#VALUE!"},{"$error":"#VALUE!"},{"$error":"#VALUE!"},{"$error":"#VALUE!"},{"$error":"#VALUE!"},{"$error":"#VALUE!"},{"$error":"#VALUE!"},{"$error":"#VALUE!"},{"$error":"#VALUE!"},{"$error":"#VALUE!"},{"$error":"#VALUE!"},{"$error":"#VALUE!"},{"$error":"#VALUE!"},{"$error":"#VALUE!"},{"$error":"#VALUE!"},{"$error":"#VALUE!"},{"$error":"#VALUE!"},{"$error":"#VALUE!"},{"$error":"#VALUE!"},{"$error":"#VALUE!"},{"$error":"#VALUE!"},{"$error":"#VALUE!"},{"$error":"#VALUE!"},{"$error":"#VALUE!"},{"$error":"#VALUE!"},{"$error":"#VALUE!"},{"$error":"#VALUE!"},{"$error":"#VALUE!"},{"$error":"#VALUE!"},{"$error":"#VALUE!"},{"$error":"#VALUE!"},{"$error":"#VALUE!"},{"$error":"#VALUE!"},{"$error":"#VALUE!"},{"$error":"#VALUE!"},{"$error":"#VALUE!"},{"$error":"#VALUE!"},{"$error":"#VALUE!"},{"$error":"#VALUE!"},{"$error":"#VALUE!"},{"$error":"#VALUE!"},{"$error":"#VALUE!"},{"$error":"#VALUE!"},{"$error":"#VALUE!"},{"$error":"#VALUE!"},{"$error":"#VALUE!"},{"$error":"#VALUE!"},{"$error":"#VALUE!"},{"$error":"#VALUE!"},{"$error":"#VALUE!"},{"$error":"#VALUE!"},{"$error":"#VALUE!"},{"$error":"#VALUE!"},{"$error":"#VALUE!"},{"$error":"#VALUE!"},{"$f":"IF(BV297-($H298/(4*24))<0,0,BV297-($H298/(4*24)))","v":{"$error":"#VALUE!"}},{"$error":"#VALUE!"},{"$error":"#VALUE!"},{"$error":"#VALUE!"},{"$error":"#VALUE!"},{"$error":"#VALUE!"},{"$error":"#VALUE!"},{"$error":"#VALUE!"},{"$error":"#VALUE!"},{"$error":"#VALUE!"},{"$error":"#VALUE!"},{"$error":"#VALUE!"},{"$error":"#VALUE!"},{"$error":"#VALUE!"},{"$error":"#VALUE!"},{"$error":"#VALUE!"},{"$error":"#VALUE!"},{"$error":"#VALUE!"},{"$error":"#VALUE!"},{"$error":"#VALUE!"},{"$error":"#VALUE!"},{"$error":"#VALUE!"},{"$error":"#VALUE!"},{"$error":"#VALUE!"},{"$error":"#VALUE!"},{"$error":"#VALUE!"},{"$error":"#VALUE!"},{"$error":"#VALUE!"},{"$error":"#VALUE!"},{"$error":"#VALUE!"},{"$error":"#VALUE!"},{"$f":"SUM(I299:CZ299)","v":{"$error":"#VALUE!"}}]
[{"$f":"CONCATENATE(H185,C300)","v":"CSO 00114c."},null,"14c.","CSO treatment capacity (MGD). Line 7c.",null,null,"14c.",{"$f":"HLOOKUP(H185,'4 - CSO VOLUME'!$E$9:$AS$33,22,FALSE)","v":""}]
[{"$f":"CONCATENATE(H185,C301)","v":"CSO 00114d."},null,"14d.","Treated CSO volume (MG). Populate with Line 14b values that are less than or equal to Line 14c divided by 24.",null,null,"14d.",null,{"$f":"IF(I299=0,0,IF(I299<=$H300/(4*24),I299,$H300/(4*24)))","v":{"$error":"#VALUE!"}},{"$f":"IF(J299=0,0,IF(J299<=$H300/(4*24),J299,$H300/(4*24)))","v":{"$error":"#VALUE!"}},{"$error":"#VALUE!"},{"$error":"#VALUE!"},{"$error":"#VALUE!"},{"$error":"#VALUE!"},{"$error":"#VALUE!"},{"$error":"#VALUE!"},{"$error":"#VALUE!"},{"$error":"#VALUE!"},{"$error":"#VALUE!"},{"$error":"#VALUE!"},{"$error":"#VALUE!"},{"$error":"#VALUE!"},{"$error":"#VALUE!"},{"$error":"#VALUE!"},{"$error":"#VALUE!"},{"$error":"#VALUE!"},{"$error":"#VALUE!"},{"$error":"#VALUE!"},{"$error":"#VALUE!"},{"$error":"#VALUE!"},{"$error":"#VALUE!"},{"$error":"#VALUE!"},{"$error":"#VALUE!"},{"$error":"#VALUE!"},{"$error":"#VALUE!"},{"$error":"#VALUE!"},{"$error":"#VALUE!"},{"$error":"#VALUE!"},{"$error":"#VALUE!"},{"$error":"#VALUE!"},{"$error":"#VALUE!"},{"$error":"#VALUE!"},{"$error":"#VALUE!"},{"$error":"#VALUE!"},{"$error":"#VALUE!"},{"$error":"#VALUE!"},{"$error":"#VALUE!"},{"$error":"#VALUE!"},{"$error":"#VALUE!"},{"$error":"#VALUE!"},{"$error":"#VALUE!"},{"$error":"#VALUE!"},{"$error":"#VALUE!"},{"$error":"#VALUE!"},{"$error":"#VALUE!"},{"$error":"#VALUE!"},{"$error":"#VALUE!"},{"$error":"#VALUE!"},{"$error":"#VALUE!"},{"$error":"#VALUE!"},{"$error":"#VALUE!"},{"$error":"#VALUE!"},{"$error":"#VALUE!"},{"$error":"#VALUE!"},{"$error":"#VALUE!"},{"$error":"#VALUE!"},{"$error":"#VALUE!"},{"$error":"#VALUE!"},{"$error":"#VALUE!"},{"$error":"#VALUE!"},{"$error":"#VALUE!"},{"$error":"#VALUE!"},{"$error":"#VALUE!"},{"$f":"IF(BV299=0,0,IF(BV299<=$H300/(4*24),BV299,$H300/(4*24)))","v":{"$error":"#VALUE!"}},{"$error":"#VALUE!"},{"$error":"#VALUE!"},{"$error":"#VALUE!"},{"$error":"#VALUE!"},{"$error":"#VALUE!"},{"$error":"#VALUE!"},{"$error":"#VALUE!"},{"$error":"#VALUE!"},{"$error":"#VALUE!"},{"$error":"#VALUE!"},{"$error":"#VALUE!"},{"$error":"#VALUE!"},{"$error":"#VALUE!"},{"$error":"#VALUE!"},{"$error":"#VALUE!"},{"$error":"#VALUE!"},{"$error":"#VALUE!"},{"$error":"#VALUE!"},{"$error":"#VALUE!"},{"$error":"#VALUE!"},{"$error":"#VALUE!"},{"$error":"#VALUE!"},{"$error":"#VALUE!"},{"$error":"#VALUE!"},{"$error":"#VALUE!"},{"$error":"#VALUE!"},{"$error":"#VALUE!"},{"$error":"#VALUE!"},{"$error":"#VALUE!"},{"$error":"#VALUE!"},{"$f":"SUM(I301:CZ301)","v":{"$error":"#VALUE!"}}]
[{"$f":"CONCATENATE(H185,C302)","v":"CSO 00114e."},null,"14e.","Untreated CSO volume (MG). Difference between hourly values for Line 14b and line 14d.",null,null,"14e.",null,{"$f":"I299-I301","v":{"$error":"#VALUE!"}},{"$f":"J299-J301","v":{"$error":"#VALUE!"}},{"$error":"#VALUE!"},{"$error":"#VALUE!"},{"$error":"#VALUE!"},{"$error":"#VALUE!"},{"$error":"#VALUE!"},{"$error":"#VALUE!"},{"$error":"#VALUE!"},{"$error":"#VALUE!"},{"$error":"#VALUE!"},{"$error":"#VALUE!"},{"$error":"#VALUE!"},{"$error":"#VALUE!"},{"$error":"#VALUE!"},{"$error":"#VALUE!"},{"$error":"#VALUE!"},{"$error":"#VALUE!"},{"$error":"#VALUE!"},{"$error":"#VALUE!"},{"$error":"#VALUE!"},{"$error":"#VALUE!"},{"$error":"#VALUE!"},{"$error":"#VALUE!"},{"$error":"#VALUE!"},{"$error":"#VALUE!"},{"$error":"#VALUE!"},{"$error":"#VALUE!"},{"$error":"#VALUE!"},{"$error":"#VALUE!"},{"$error":"#VALUE!"},{"$error":"#VALUE!"},{"$error":"#VALUE!"},{"$error":"#VALUE!"},{"$error":"#VALUE!"},{"$error":"#VALUE!"},{"$error":"#VALUE!"},{"$error":"#VALUE!"},{"$error":"#VALUE!"},{"$error":"#VALUE!"},{"$error":"#VALUE!"},{"$error":"#VALUE!"},{"$error":"#VALUE!"},{"$error":"#VALUE!"},{"$error":"#VALUE!"},{"$error":"#VALUE!"},{"$error":"#VALUE!"},{"$error":"#VALUE!"},{"$error":"#VALUE!"},{"$error":"#VALUE!"},{"$error":"#VALUE!"},{"$error":"#VALUE!"},{"$error":"#VALUE!"},{"$error":"#VALUE!"},{"$error":"#VALUE!"},{"$error":"#VALUE!"},{"$error":"#VALUE!"},{"$error":"#VALUE!"},{"$error":"#VALUE!"},{"$error":"#VALUE!"},{"$error":"#VALUE!"},{"$error":"#VALUE!"},{"$error":"#VALUE!"},{"$error":"#VALUE!"},{"$error":"#VALUE!"},{"$f":"BV299-BV301","v":{"$error":"#VALUE!"}},{"$error":"#VALUE!"},{"$error":"#VALUE!"},{"$error":"#VALUE!"},{"$error":"#VALUE!"},{"$error":"#VALUE!"},{"$error":"#VALUE!"},{"$error":"#VALUE!"},{"$error":"#VALUE!"},{"$error":"#VALUE!"},{"$error":"#VALUE!"},{"$error":"#VALUE!"},{"$error":"#VALUE!"},{"$error":"#VALUE!"},{"$error":"#VALUE!"},{"$error":"#VALUE!"},{"$error":"#VALUE!"},{"$error":"#VALUE!"},{"$error":"#VALUE!"},{"$error":"#VALUE!"},{"$error":"#VALUE!"},{"$error":"#VALUE!"},{"$error":"#VALUE!"},{"$error":"#VALUE!"},{"$error":"#VALUE!"},{"$error":"#VALUE!"},{"$error":"#VALUE!"},{"$error":"#VALUE!"},{"$error":"#VALUE!"},{"$error":"#VALUE!"},{"$error":"#VALUE!"},{"$f":"SUM(I302:CZ302)","v":{"$error":"#VALUE!"}}]
[{"$f":"CONCATENATE(H185,C303)","v":"CSO 00114f."},null,"14f.","Combined sewage diverted to WWTP (MG). Subtract Line 14b from Line 13d at hourly increments.",null,null,"14f.",null,{"$f":"I297-I299","v":{"$error":"#VALUE!"}},{"$f":"J297-J299","v":{"$error":"#VALUE!"}},{"$error":"#VALUE!"},{"$error":"#VALUE!"},{"$error":"#VALUE!"},{"$error":"#VALUE!"},{"$error":"#VALUE!"},{"$error":"#VALUE!"},{"$error":"#VALUE!"},{"$error":"#VALUE!"},{"$error":"#VALUE!"},{"$error":"#VALUE!"},{"$error":"#VALUE!"},{"$error":"#VALUE!"},{"$error":"#VALUE!"},{"$error":"#VALUE!"},{"$error":"#VALUE!"},{"$error":"#VALUE!"},{"$error":"#VALUE!"},{"$error":"#VALUE!"},{"$error":"#VALUE!"},{"$error":"#VALUE!"},{"$error":"#VALUE!"},{"$error":"#VALUE!"},{"$error":"#VALUE!"},{"$error":"#VALUE!"},{"$error":"#VALUE!"},{"$error":"#VALUE!"},{"$error":"#VALUE!"},{"$error":"#VALUE!"},{"$error":"#VALUE!"},{"$error":"#VALUE!"},{"$error":"#VALUE!"},{"$error":"#VALUE!"},{"$error":"#VALUE!"},{"$error":"#VALUE!"},{"$error":"#VALUE!"},{"$error":"#VALUE!"},{"$error":"#VALUE!"},{"$error":"#VALUE!"},{"$error":"#VALUE!"},{"$error":"#VALUE!"},{"$error":"#VALUE!"},{"$error":"#VALUE!"},{"$error":"#VALUE!"},{"$error":"#VALUE!"},{"$error":"#VALUE!"},{"$error":"#VALUE!"},{"$error":"#VALUE!"},{"$error":"#VALUE!"},{"$error":"#VALUE!"},{"$error":"#VALUE!"},{"$error":"#VALUE!"},{"$error":"#VALUE!"},{"$error":"#VALUE!"},{"$error":"#VALUE!"},{"$error":"#VALUE!"},{"$error":"#VALUE!"},{"$error":"#VALUE!"},{"$error":"#VALUE!"},{"$error":"#VALUE!"},{"$error":"#VALUE!"},{"$error":"#VALUE!"},{"$error":"#VALUE!"},{"$error":"#VALUE!"},{"$f":"BV297-BV299","v":{"$error":"#VALUE!"}},{"$error":"#VALUE!"},{"$error":"#VALUE!"},{"$error":"#VALUE!"},{"$error":"#VALUE!"},{"$error":"#VALUE!"},{"$error":"#VALUE!"},{"$error":"#VALUE!"},{"$error":"#VALUE!"},{"$error":"#VALUE!"},{"$error":"#VALUE!"},{"$error":"#VALUE!"},{"$error":"#VALUE!"},{"$error":"#VALUE!"},{"$error":"#VALUE!"},{"$error":"#VALUE!"},{"$error":"#VALUE!"},{"$error":"#VALUE!"},{"$error":"#VALUE!"},{"$error":"#VALUE!"},{"$error":"#VALUE!"},{"$error":"#VALUE!"},{"$error":"#VALUE!"},{"$error":"#VALUE!"},{"$error":"#VALUE!"},{"$error":"#VALUE!"},{"$error":"#VALUE!"},{"$error":"#VALUE!"},{"$error":"#VALUE!"},{"$error":"#VALUE!"},{"$error":"#VALUE!"},{"$f":"SUM(I303:CZ303)","v":{"$error":"#VALUE!"}}]
[]
[]
[{"$nulls":7},{"$f":"A4","v":"CSO 002"}]
[{"$nulls":6},"Area (acres):",{"$f":"HLOOKUP(H306,'2 - CSO INPUT'!$E$9:$AS$19,6,FALSE)","v":0},null,{"$f":"43560*7.48/(12*1000000)","v":0.027152400000000004},"MG",{"$f":"\"=\"","v":"="},1,"in-ac/hr"]
[{"$nulls":6},"ISA:",{"$f":"HLOOKUP(H306,'2 - CSO INPUT'!$E$9:$AS$19,7,FALSE)","v":{"v":0,"d":"0%"}}]
[{"$nulls":6},"TOC (hr);",{"$f":"HLOOKUP(H306,'3 - Tc & RAINFALL'!$E$9:$AS$17,6,FALSE)","v":""}]
[{"$nulls":6},"Initial Abstraction (in):",{"$f":"HLOOKUP(H306,'3 - Tc & RAINFALL'!$E$9:$AS$17,9,FALSE)","v":{"v":0.1,"d":"0.10"}}]
[{"$nulls":4},"hour","P (in)","P_cum (in)","P_mod (in)",1,1.25,{"v":1.5,"d":"1.50"},1.75,{"v":2,"d":"2.00"},2.25,{"v":2.5,"d":"2.50"},2.75,{"v":3,"d":"3.00"},3.25,{"v":3.5,"d":"3.50"},3.75,{"v":4,"d":"4.00"},4.25,{"v":4.5,"d":"4.50"},4.75,{"v":5,"d":"5.00"},5.25,{"v":5.5,"d":"5.50"},5.75,{"v":6,"d":"6.00"},6.25,{"v":6.5,"d":"6.50"},6.75,{"v":7,"d":"7.00"},7.25,{"v":7.5,"d":"7.50"},7.75,{"v":8,"d":"8.00"},8.25,{"v":8.5,"d":"8.50"},8.75,{"v":9,"d":"9.00"},9.25,{"v":9.5,"d":"9.50"},9.75,{"v":10,"d":"10.00"},10.25,{"v":10.5,"d":"10.50"},10.75,{"v":11,"d":"11.00"},11.25,{"v":11.5,"d":"11.50"},11.75,{"v":12,"d":"12.00"},12.25,{"v":12.5,"d":"12.50"},12.75,{"v":13,"d":"13.00"},13.25,{"v":13.5,"d":"13.50"},13.75,{"v":14,"d":"14.00"},14.25,{"v":14.5,"d":"14.50"},14.75,{"v":15,"d":"15.00"},15.25,{"v":15.5,"d":"15.50"},15.75,{"v":16,"d":"16.00"},16.25,{"v":16.5,"d":"16.50"},16.75,{"v":17,"d":"17.00"},17.25,{"v":17.5,"d":"17.50"},17.75,{"v":18,"d":"18.00"},18.25,{"v":18.5,"d":"18.50"},18.75,{"v":19,"d":"19.00"},19.25,{"v":19.5,"d":"19.50"},19.75,{"v":20,"d":"20.00"},20.25,{"v":20.5,"d":"20.50"},20.75,{"v":21,"d":"21.00"},21.25,{"v":21.5,"d":"21.50"},21.75,{"v":22,"d":"22.00"},22.25,{"v":22.5,"d":"22.50"},22.75,{"v":23,"d":"23.00"},23.25,{"v":23.5,"d":"23.50"},23.75,{"v":24,"d":"24.00"},24.25,{"v":24.5,"d":"24.50"},24.75]
[{"$nulls":4},1,{"$f":"$DF$3","v":{"v":0,"d":"0.000"}},{"$f":"IF(SUM(F312:F312)-H310<=0,0,SUM(F312:F312)-H310)","v":{"v":0,"d":"0.00"}},{"$f":"G312-0","v":{"v":0,"d":"0.000"}},{"$f":"IF(H309<=I311-E312,0,H312*H307*H308*J307/(H309*4))","v":{"$error":"#VALUE!"}},{"$f":"IF(H309<=J311-E312,0,H312*H307*H308*J307/(H309*4))","v":{"$error":"#VALUE!"}},{"$f":"IF(H309<=K311-E312,0,H312*H307*H308*J307/(H309*4))","v":{"$error":"#VALUE!"}},{"$f":"IF(H309<=L311-E312,0,H312*H307*H308*J307/(H309*4))","v":{"$error":"#VALUE!"}},{"$f":"IF(H309<=M311-E312,0,H312*H307*H308*J307/(H309*4))","v":{"$error":"#VALUE!"}},{"$f":"IF(H309<=N311-E312,0,H312*H307*H308*J307/(H309*4))","v":{"$error":"#VALUE!"}},{"$f":"IF(H309<=O311-E312,0,H312*H307*H308*J307/(H309*4))","v":{"$error":"#VALUE!"}},{"$f":"IF(H309<=P311-E312,0,H312*H307*H308*J307/(H309*4))","v":{"$error":"#VALUE!"}},{"$f":"IF(H309<=Q311-E312,0,H312*H307*H308*J307/(H309*4))","v":{"$error":"#VALUE!"}},{"$f":"IF(H309<=R311-E312,0,H312*H307*H308*J307/(H309*4))","v":{"$error":"#VALUE!"}},{"$f":"IF(H309<=S311-E312,0,H312*H307*H308*J307/(H309*4))","v":{"$error":"#VALUE!"}},{"$f":"IF(H309<=T311-E312,0,H312*H307*H308*J307/(H309*4))","v":{"$error":"#VALUE!"}},{"$f":"IF(H309<=U311-E312,0,H312*H307*H308*J307/(H309*4))","v":{"$error":"#VALUE!"}}]
[{"$nulls":4},1.25,{"$f":"$DF$4","v":{"v":0,"d":"0.000"}},{"$f":"IF(SUM(F312:F313)-H310<=0,0,SUM(F312:F313)-H310)","v":{"v":0,"d":"0.00"}},{"$f":"G313-G312","v":{"v":0,"d":"0.000"}},null,{"$f":"IF(H309<=J311-E313,0,H313*H307*H308*J307/(H309*4))","v":{"$error":"#VALUE!"}},{"$f":"IF(H309<=K311-E313,0,H313*H307*H308*J307/(H309*4))","v":{"$error":"#VALUE!"}},{"$f":"IF(H309<=L311-E313,0,H313*H307*H308*J307/(H309*4))","v":{"$error":"#VALUE!"}},{"$f":"IF(H309<=M311-E313,0,H313*H307*H308*J307/(H309*4))","v":{"$error":"#VALUE!"}},{"$f":"IF(H309<=N311-E313,0,H313*H307*H308*J307/(H309*4))","v":{"$error":"#VALUE!"}},{"$f":"IF(H309<=O311-E313,0,H313*H307*H308*J307/(H309*4))","v":{"$error":"#VALUE!"}},{"$f":"IF(H309<=P311-E313,0,H313*H307*H308*J307/(H309*4))","v":{"$error":"#VALUE!"}},{"$f":"IF(H309<=Q311-E313,0,H313*H307*H308*J307/(H309*4))","v":{"$error":"#VALUE!"}},{"$f":"IF(H309<=R311-E313,0,H313*H307*H308*J307/(H309*4))","v":{"$error":"#VALUE!"}},{"$f":"IF(H309<=S311-E313,0,H313*H307*H308*J307/(H309*4))","v":{"$error":"#VALUE!"}},{"$f":"IF(H309<=T311-E313,0,H313*H307*H308*J307/(H309*4))","v":{"$error":"#VALUE!"}},{"$f":"IF(H309<=U311-E313,0,H313*H307*H308*J307/(H309*4))","v":{"$error":"#VALUE!"}},{"$f":"IF(H309<=V311-E313,0,H313*H307*H308*J307/(H309*4))","v":{"$error":"#VALUE!"}}]
[{"$nulls":4},{"v":1.5,"d":"1.50"},{"$f":"$DF$5","v":{"v":0,"d":"0.000"}},{"$f":"IF(SUM(F312:F314)-H310<=0,0,SUM(F312:F314)-H310)","v":{"v":0,"d":"0.00"}},{"v":0,"d":"0.000"},null,null,{"$f":"IF(H309<=K311-E314,0,H314*H307*H308*J307/(H309*4))","v":{"$error":"#VALUE!"}},{"$f":"IF(H309<=L311-E314,0,H314*H307*H308*J307/(H309*4))","v":{"$error":"#VALUE!"}},{"$f":"IF(H309<=M311-E314,0,H314*H307*H308*J307/(H309*4))","v":{"$error":"#VALUE!"}},{"$f":"IF(H309<=N311-E314,0,H314*H307*H308*J307/(H309*4))","v":{"$error":"#VALUE!"}},{"$f":"IF(H309<=O311-E314,0,H314*H307*H308*J307/(H309*4))","v":{"$error":"#VALUE!"}},{"$f":"IF(H309<=P311-E314,0,H314*H307*H308*J307/(H309*4))","v":{"$error":"#VALUE!"}},{"$f":"IF(H309<=Q311-E314,0,H314*H307*H308*J307/(H309*4))","v":{"$error":"#VALUE!"}},{"$f":"IF(H309<=R311-E314,0,H314*H307*H308*J307/(H309*4))","v":{"$error":"#VALUE!"}},{"$f":"IF(H309<=S311-E314,0,H314*H307*H308*J307/(H309*4))","v":{"$error":"#VALUE!"}},{"$f":"IF(H309<=T311-E314,0,H314*H307*H308*J307/(H309*4))","v":{"$error":"#VALUE!"}},{"$f":"IF(H309<=U311-E314,0,H314*H307*H308*J307/(H309*4))","v":{"$error":"#VALUE!"}},{"$f":"IF(H309<=V311-E314,0,H314*H307*H308*J307/(H309*4))","v":{"$error":"#VALUE!"}},{"$f":"IF(H309<=W311-E314,0,H314*H307*H308*J307/(H309*4))","v":{"$error":"#VALUE!"}}]
[{"$nulls":4},1.75,{"$f":"$DF$6","v":{"v":0,"d":"0.000"}},{"$f":"IF(SUM(F312:F315)-H310<=0,0,SUM(F312:F315)-H310)","v":{"v":0,"d":"0.00"}},{"v":0,"d":"0.000"},{"$nulls":3},{"$f":"IF(H309<=L311-E315,0,H315*H307*H308*J307/(H309*4))","v":{"$error":"#VALUE!"}},{"$f":"IF(H309<=M311-E315,0,H315*H307*H308*J307/(H309*4))","v":{"$error":"#VALUE!"}},{"$f":"IF(H309<=N311-E315,0,H315*H307*H308*J307/(H309*4))","v":{"$error":"#VALUE!"}},{"$f":"IF(H309<=O311-E315,0,H315*H307*H308*J307/(H309*4))","v":{"$error":"#VALUE!"}},{"$f":"IF(H309<=P311-E315,0,H315*H307*H308*J307/(H309*4))","v":{"$error":"#VALUE!"}},{"$f":"IF(H309<=Q311-E315,0,H315*H307*H308*J307/(H309*4))","v":{"$error":"#VALUE!"}},{"$f":"IF(H309<=R311-E315,0,H315*H307*H308*J307/(H309*4))","v":{"$error":"#VALUE!"}},{"$f":"IF(H309<=S311-E315,0,H315*H307*H308*J307/(H309*4))","v":{"$error":"#VALUE!"}},{"$f":"IF(H309<=T311-E315,0,H315*H307*H308*J307/(H309*4))","v":{"$error":"#VALUE!"}},{"$f":"IF(H309<=U311-E315,0,H315*H307*H308*J307/(H309*4))","v":{"$error":"#VALUE!"}},{"$f":"IF(H309<=V311-E315,0,H315*H307*H308*J307/(H309*4))","v":{"$error":"#VALUE!"}},{"$f":"IF(H309<=W311-E315,0,H315*H307*H308*J307/(H309*4))","v":{"$error":"#VALUE!"}},{"$f":"IF(H309<=X311-E315,0,H315*H307*H308*J307/(H309*4))","v":{"$error":"#VALUE!"}}]
[{"$nulls":4},{"v":2,"d":"2.00"},{"$f":"$DF$7","v":{"v":0,"d":"0.000"}},{"$f":"IF(SUM(F312:F316)-H310<=0,0,SUM(F312:F316)-H310)","v":{"v":0,"d":"0.00"}},{"v":0,"d":"0.000"},{"$nulls":4},{"$f":"IF(H309<=M311-E316,0,H316*H307*H308*J307/(H309*4))","v":{"$error":"#VALUE!"}},{"$f":"IF(H309<=N311-E316,0,H316*H307*H308*J307/(H309*4))","v":{"$error":"#VALUE!"}},{"$f":"IF(H309<=O311-E316,0,H316*H307*H308*J307/(H309*4))","v":{"$error":"#VALUE!"}},{"$f":"IF(H309<=P311-E316,0,H316*H307*H308*J307/(H309*4))","v":{"$error":"#VALUE!"}},{"$f":"IF(H309<=Q311-E316,0,H316*H307*H308*J307/(H309*4))","v":{"$error":"#VALUE!"}},{"$f":"IF(H309<=R311-E316,0,H316*H307*H308*J307/(H309*4))","v":{"$error":"#VALUE!"}},{"$f":"IF(H309<=S311-E316,0,H316*H307*H308*J307/(H309*4))","v":{"$error":"#VALUE!"}},{"$f":"IF(H309<=T311-E316,0,H316*H307*H308*J307/(H309*4))","v":{"$error":"#VALUE!"}},{"$f":"IF(H309<=U311-E316,0,H316*H307*H308*J307/(H309*4))","v":{"$error":"#VALUE!"}},{"$f":"IF(H309<=V311-E316,0,H316*H307*H308*J307/(H309*4))","v":{"$error":"#VALUE!"}},{"$f":"IF(H309<=W311-E316,0,H316*H307*H308*J307/(H309*4))","v":{"$error":"#VALUE!"}},{"$f":"IF(H309<=X311-E316,0,H316*H307*H308*J307/(H309*4))","v":{"$error":"#VALUE!"}},{"$f":"IF(H309<=Y311-E316,0,H316*H307*H308*J307/(H309*4))","v":{"$error":"#VALUE!"}}]
[{"$nulls":4},2.25,{"$f":"$DF$8","v":{"v":0,"d":"0.000"}},{"$f":"IF(SUM(F312:F317)-H310<=0,0,SUM(F312:F317)-H310)","v":{"v":0,"d":"0.00"}},{"v":0,"d":"0.000"},{"$nulls":5},{"$f":"IF(H309<=N311-E317,0,H317*H307*H308*J307/(H309*4))","v":{"$error":"#VALUE!"}},{"$f":"IF(H309<=O311-E317,0,H317*H307*H308*J307/(H309*4))","v":{"$error":"#VALUE!"}},{"$f":"IF(H309<=P311-E317,0,H317*H307*H308*J307/(H309*4))","v":{"$error":"#VALUE!"}},{"$f":"IF(H309<=Q311-E317,0,H317*H307*H308*J307/(H309*4))","v":{"$error":"#VALUE!"}},{"$f":"IF(H309<=R311-E317,0,H317*H307*H308*J307/(H309*4))","v":{"$error":"#VALUE!"}},{"$f":"IF(H309<=S311-E317,0,H317*H307*H308*J307/(H309*4))","v":{"$error":"#VALUE!"}},{"$f":"IF(H309<=T311-E317,0,H317*H307*H308*J307/(H309*4))","v":{"$error":"#VALUE!"}},{"$f":"IF(H309<=U311-E317,0,H317*H307*H308*J307/(H309*4))","v":{"$error":"#VALUE!"}},{"$f":"IF(H309<=V311-E317,0,H317*H307*H308*J307/(H309*4))","v":{"$error":"#VALUE!"}},{"$f":"IF(H309<=W311-E317,0,H317*H307*H308*J307/(H309*4))","v":{"$error":"#VALUE!"}},{"$f":"IF(H309<=X311-E317,0,H317*H307*H308*J307/(H309*4))","v":{"$error":"#VALUE!"}},{"$f":"IF(H309<=Y311-E317,0,H317*H307*H308*J307/(H309*4))","v":{"$error":"#VALUE!"}},{"$f":"IF(H309<=Z311-E317,0,H317*H307*H308*J307/(H309*4))","v":{"$error":"#VALUE!"}}]
[{"$nulls":4},{"v":2.5,"d":"2.50"},{"$f":"$DF$9","v":{"v":0,"d":"0.000"}},{"$f":"IF(SUM(F312:F318)-H310<=0,0,SUM(F312:F318)-H310)","v":{"v":0,"d":"0.00"}},{"v":0,"d":"0.000"},{"$nulls":6},{"$f":"IF(H309<=O311-E318,0,H318*H307*H308*J307/(H309*4))","v":{"$error":"#VALUE!"}},{"$f":"IF(H309<=P311-E318,0,H318*H307*H308*J307/(H309*4))","v":{"$error":"#VALUE!"}},{"$f":"IF(H309<=Q311-E318,0,H318*H307*H308*J307/(H309*4))","v":{"$error":"#VALUE!"}},{"$f":"IF(H309<=R311-E318,0,H318*H307*H308*J307/(H309*4))","v":{"$error":"#VALUE!"}},{"$f":"IF(H309<=S311-E318,0,H318*H307*H308*J307/(H309*4))","v":{"$error":"#VALUE!"}},{"$f":"IF(H309<=T311-E318,0,H318*H307*H308*J307/(H309*4))","v":{"$error":"#VALUE!"}},{"$f":"IF(H309<=U311-E318,0,H318*H307*H308*J307/(H309*4))","v":{"$error":"#VALUE!"}},{"$f":"IF(H309<=V311-E318,0,H318*H307*H308*J307/(H309*4))","v":{"$error":"#VALUE!"}},{"$f":"IF(H309<=W311-E318,0,H318*H307*H308*J307/(H309*4))","v":{"$error":"#VALUE!"}},{"$f":"IF(H309<=X311-E318,0,H318*H307*H308*J307/(H309*4))","v":{"$error":"#VALUE!"}},{"$f":"IF(H309<=Y311-E318,0,H318*H307*H308*J307/(H309*4))","v":{"$error":"#VALUE!"}},{"$f":"IF(H309<=Z311-E318,0,H318*H307*H308*J307/(H309*4))","v":{"$error":"#VALUE!"}},{"$f":"IF(H309<=AA311-E318,0,H318*H307*H308*J307/(H309*4))","v":{"$error":"#VALUE!"}}]
[{"$nulls":4},2.75,{"$f":"$DF$10","v":{"v":0,"d":"0.000"}},{"$f":"IF(SUM(F312:F319)-H310<=0,0,SUM(F312:F319)-H310)","v":{"v":0,"d":"0.00"}},{"v":0,"d":"0.000"},{"$nulls":7},{"$f":"IF(H309<=P311-E319,0,H319*H307*H308*J307/(H309*4))","v":{"$error":"#VALUE!"}},{"$f":"IF(H309<=Q311-E319,0,H319*H307*H308*J307/(H309*4))","v":{"$error":"#VALUE!"}},{"$f":"IF(H309<=R311-E319,0,H319*H307*H308*J307/(H309*4))","v":{"$error":"#VALUE!"}},{"$f":"IF(H309<=S311-E319,0,H319*H307*H308*J307/(H309*4))","v":{"$error":"#VALUE!"}},{"$f":"IF(H309<=T311-E319,0,H319*H307*H308*J307/(H309*4))","v":{"$error":"#VALUE!"}},{"$f":"IF(H309<=U311-E319,0,H319*H307*H308*J307/(H309*4))","v":{"$error":"#VALUE!"}},{"$f":"IF(H309<=V311-E319,0,H319*H307*H308*J307/(H309*4))","v":{"$error":"#VALUE!"}},{"$f":"IF(H309<=W311-E319,0,H319*H307*H308*J307/(H309*4))","v":{"$error":"#VALUE!"}},{"$f":"IF(H309<=X311-E319,0,H319*H307*H308*J307/(H309*4))","v":{"$error":"#VALUE!"}},{"$f":"IF(H309<=Y311-E319,0,H319*H307*H308*J307/(H309*4))","v":{"$error":"#VALUE!"}},{"$f":"IF(H309<=Z311-E319,0,H319*H307*H308*J307/(H309*4))","v":{"$error":"#VALUE!"}},{"$f":"IF(H309<=AA311-E319,0,H319*H307*H308*J307/(H309*4))","v":{"$error":"#VALUE!"}},{"$f":"IF(H309<=AB311-E319,0,H319*H307*H308*J307/(H309*4))","v":{"$error":"#VALUE!"}}]
[{"$nulls":4},{"v":3,"d":"3.00"},{"$f":"$DF$11","v":{"v":0,"d":"0.000"}},{"$f":"IF(SUM(F312:F320)-H310<=0,0,SUM(F312:F320)-H310)","v":{"v":0,"d":"0.00"}},{"v":0,"d":"0.000"},{"$nulls":8},{"$f":"IF(H309<=Q311-E320,0,H320*H307*H308*J307/(H309*4))","v":{"$error":"#VALUE!"}},{"$f":"IF(H309<=R311-E320,0,H320*H307*H308*J307/(H309*4))","v":{"$error":"#VALUE!"}},{"$f":"IF(H309<=S311-E320,0,H320*H307*H308*J307/(H309*4))","v":{"$error":"#VALUE!"}},{"$f":"IF(H309<=T311-E320,0,H320*H307*H308*J307/(H309*4))","v":{"$error":"#VALUE!"}},{"$f":"IF(H309<=U311-E320,0,H320*H307*H308*J307/(H309*4))","v":{"$error":"#VALUE!"}},{"$f":"IF(H309<=V311-E320,0,H320*H307*H308*J307/(H309*4))","v":{"$error":"#VALUE!"}},{"$f":"IF(H309<=W311-E320,0,H320*H307*H308*J307/(H309*4))","v":{"$error":"#VALUE!"}},{"$f":"IF(H309<=X311-E320,0,H320*H307*H308*J307/(H309*4))","v":{"$error":"#VALUE!"}},{"$f":"IF(H309<=Y311-E320,0,H320*H307*H308*J307/(H309*4))","v":{"$error":"#VALUE!"}},{"$f":"IF(H309<=Z311-E320,0,H320*H307*H308*J307/(H309*4))","v":{"$error":"#VALUE!"}},{"$f":"IF(H309<=AA311-E320,0,H320*H307*H308*J307/(H309*4))","v":{"$error":"#VALUE!"}},{"$f":"IF(H309<=AB311-E320,0,H320*H307*H308*J307/(H309*4))","v":{"$error":"#VALUE!"}},{"$f":"IF(H309<=AC311-E320,0,H320*H307*H308*J307/(H309*4))","v":{"$error":"#VALUE!"}}]
[{"$nulls":4},3.25,{"$f":"$DF$12","v":{"v":0,"d":"0.000"}},{"$f":"IF(SUM(F312:F321)-H310<=0,0,SUM(F312:F321)-H310)","v":{"v":0,"d":"0.00"}},{"v":0,"d":"0.000"},{"$nulls":9},{"$f":"IF(H309<=R311-E321,0,H321*H307*H308*J307/(H309*4))","v":{"$error":"#VALUE!"}},{"$f":"IF(H309<=S311-E321,0,H321*H307*H308*J307/(H309*4))","v":{"$error":"#VALUE!"}},{"$f":"IF(H309<=T311-E321,0,H321*H307*H308*J307/(H309*4))","v":{"$error":"#VALUE!"}},{"$f":"IF(H309<=U311-E321,0,H321*H307*H308*J307/(H309*4))","v":{"$error":"#VALUE!"}},{"$f":"IF(H309<=V311-E321,0,H321*H307*H308*J307/(H309*4))","v":{"$error":"#VALUE!"}},{"$f":"IF(H309<=W311-E321,0,H321*H307*H308*J307/(H309*4))","v":{"$error":"#VALUE!"}},{"$f":"IF(H309<=X311-E321,0,H321*H307*H308*J307/(H309*4))","v":{"$error":"#VALUE!"}},{"$f":"IF(H309<=Y311-E321,0,H321*H307*H308*J307/(H309*4))","v":{"$error":"#VALUE!"}},{"$f":"IF(H309<=Z311-E321,0,H321*H307*H308*J307/(H309*4))","v":{"$error":"#VALUE!"}},{"$f":"IF(H309<=AA311-E321,0,H321*H307*H308*J307/(H309*4))","v":{"$error":"#VALUE!"}},{"$f":"IF(H309<=AB311-E321,0,H321*H307*H308*J307/(H309*4))","v":{"$error":"#VALUE!"}},{"$f":"IF(H309<=AC311-E321,0,H321*H307*H308*J307/(H309*4))","v":{"$error":"#VALUE!"}},{"$f":"IF(H309<=AD311-E321,0,H321*H307*H308*J307/(H309*4))","v":{"$error":"#VALUE!"}}]
[{"$nulls":4},{"v":3.5,"d":"3.50"},{"$f":"$DF$13","v":{"v":0,"d":"0.000"}},{"$f":"IF(SUM(F312:F322)-H310<=0,0,SUM(F312:F322)-H310)","v":{"v":0,"d":"0.00"}},{"v":0,"d":"0.000"},{"$nulls":10},{"$f":"IF(H309<=S311-E322,0,H322*H307*H308*J307/(H309*4))","v":{"$error":"#VALUE!"}},{"$f":"IF(H309<=T311-E322,0,H322*H307*H308*J307/(H309*4))","v":{"$error":"#VALUE!"}},{"$f":"IF(H309<=U311-E322,0,H322*H307*H308*J307/(H309*4))","v":{"$error":"#VALUE!"}},{"$f":"IF(H309<=V311-E322,0,H322*H307*H308*J307/(H309*4))","v":{"$error":"#VALUE!"}},{"$f":"IF(H309<=W311-E322,0,H322*H307*H308*J307/(H309*4))","v":{"$error":"#VALUE!"}},{"$f":"IF(H309<=X311-E322,0,H322*H307*H308*J307/(H309*4))","v":{"$error":"#VALUE!"}},{"$f":"IF(H309<=Y311-E322,0,H322*H307*H308*J307/(H309*4))","v":{"$error":"#VALUE!"}},{"$f":"IF(H309<=Z311-E322,0,H322*H307*H308*J307/(H309*4))","v":{"$error":"#VALUE!"}},{"$f":"IF(H309<=AA311-E322,0,H322*H307*H308*J307/(H309*4))","v":{"$error":"#VALUE!"}},{"$f":"IF(H309<=AB311-E322,0,H322*H307*H308*J307/(H309*4))","v":{"$error":"#VALUE!"}},{"$f":"IF(H309<=AC311-E322,0,H322*H307*H308*J307/(H309*4))","v":{"$error":"#VALUE!"}},{"$f":"IF(H309<=AD311-E322,0,H322*H307*H308*J307/(H309*4))","v":{"$error":"#VALUE!"}},{"$f":"IF(H309<=AE311-E322,0,H322*H307*H308*J307/(H309*4))","v":{"$error":"#VALUE!"}}]
[{"$nulls":4},3.75,{"$f":"$DF$14","v":{"v":0,"d":"0.000"}},{"$f":"IF(SUM(F312:F323)-H310<=0,0,SUM(F312:F323)-H310)","v":{"v":0,"d":"0.00"}},{"v":0,"d":"0.000"},{"$nulls":11},{"$f":"IF(H309<=T311-E323,0,H323*H307*H308*J307/(H309*4))","v":{"$error":"#VALUE!"}},{"$f":"IF(H309<=U311-E323,0,H323*H307*H308*J307/(H309*4))","v":{"$error":"#VALUE!"}},{"$f":"IF(H309<=V311-E323,0,H323*H307*H308*J307/(H309*4))","v":{"$error":"#VALUE!"}},{"$f":"IF(H309<=W311-E323,0,H323*H307*H308*J307/(H309*4))","v":{"$error":"#VALUE!"}},{"$f":"IF(H309<=X311-E323,0,H323*H307*H308*J307/(H309*4))","v":{"$error":"#VALUE!"}},{"$f":"IF(H309<=Y311-E323,0,H323*H307*H308*J307/(H309*4))","v":{"$error":"#VALUE!"}},{"$f":"IF(H309<=Z311-E323,0,H323*H307*H308*J307/(H309*4))","v":{"$error":"#VALUE!"}},{"$f":"IF(H309<=AA311-E323,0,H323*H307*H308*J307/(H309*4))","v":{"$error":"#VALUE!"}},{"$f":"IF(H309<=AB311-E323,0,H323*H307*H308*J307/(H309*4))","v":{"$error":"#VALUE!"}},{"$f":"IF(H309<=AC311-E323,0,H323*H307*H308*J307/(H309*4))","v":{"$error":"#VALUE!"}},{"$f":"IF(H309<=AD311-E323,0,H323*H307*H308*J307/(H309*4))","v":{"$error":"#VALUE!"}},{"$f":"IF(H309<=AE311-E323,0,H323*H307*H308*J307/(H309*4))","v":{"$error":"#VALUE!"}},{"$f":"IF(H309<=AF311-E323,0,H323*H307*H308*J307/(H309*4))","v":{"$error":"#VALUE!"}}]
[{"$nulls":4},{"v":4,"d":"4.00"},{"$f":"$DF$15","v":{"v":0,"d":"0.000"}},{"$f":"IF(SUM(F312:F324)-H310<=0,0,SUM(F312:F324)-H310)","v":{"v":0,"d":"0.00"}},{"v":0,"d":"0.000"},{"$nulls":12},{"$f":"IF(H309<=U311-E324,0,H324*H307*H308*J307/(H309*4))","v":{"$error":"#VALUE!"}},{"$f":"IF(H309<=V311-E324,0,H324*H307*H308*J307/(H309*4))","v":{"$error":"#VALUE!"}},{"$f":"IF(H309<=W311-E324,0,H324*H307*H308*J307/(H309*4))","v":{"$error":"#VALUE!"}},{"$f":"IF(H309<=X311-E324,0,H324*H307*H308*J307/(H309*4))","v":{"$error":"#VALUE!"}},{"$f":"IF(H309<=Y311-E324,0,H324*H307*H308*J307/(H309*4))","v":{"$error":"#VALUE!"}},{"$f":"IF(H309<=Z311-E324,0,H324*H307*H308*J307/(H309*4))","v":{"$error":"#VALUE!"}},{"$f":"IF(H309<=AA311-E324,0,H324*H307*H308*J307/(H309*4))","v":{"$error":"#VALUE!"}},{"$f":"IF(H309<=AB311-E324,0,H324*H307*H308*J307/(H309*4))","v":{"$error":"#VALUE!"}},{"$f":"IF(H309<=AC311-E324,0,H324*H307*H308*J307/(H309*4))","v":{"$error":"#VALUE!"}},{"$f":"IF(H309<=AD311-E324,0,H324*H307*H308*J307/(H309*4))","v":{"$error":"#VALUE!"}},{"$f":"IF(H309<=AE311-E324,0,H324*H307*H308*J307/(H309*4))","v":{"$error":"#VALUE!"}},{"$f":"IF(H309<=AF311-E324,0,H324*H307*H308*J307/(H309*4))","v":{"$error":"#VALUE!"}},{"$f":"IF(H309<=AG311-E324,0,H324*H307*H308*J307/(H309*4))","v":{"$error":"#VALUE!"}}]
[{"$nulls":4},4.25,{"$f":"$DF$16","v":{"v":0,"d":"0.000"}},{"$f":"IF(SUM(F312:F325)-H310<=0,0,SUM(F312:F325)-H310)","v":{"v":0,"d":"0.00"}},{"v":0,"d":"0.000"},{"$nulls":13},{"$f":"IF(H309<=V311-E325,0,H325*H307*H308*J307/(H309*4))","v":{"$error":"#VALUE!"}},{"$f":"IF(H309<=W311-E325,0,H325*H307*H308*J307/(H309*4))","v":{"$error":"#VALUE!"}},{"$f":"IF(H309<=X311-E325,0,H325*H307*H308*J307/(H309*4))","v":{"$error":"#VALUE!"}},{"$f":"IF(H309<=Y311-E325,0,H325*H307*H308*J307/(H309*4))","v":{"$error":"#VALUE!"}},{"$f":"IF(H309<=Z311-E325,0,H325*H307*H308*J307/(H309*4))","v":{"$error":"#VALUE!"}},{"$f":"IF(H309<=AA311-E325,0,H325*H307*H308*J307/(H309*4))","v":{"$error":"#VALUE!"}},{"$f":"IF(H309<=AB311-E325,0,H325*H307*H308*J307/(H309*4))","v":{"$error":"#VALUE!"}},{"$f":"IF(H309<=AC311-E325,0,H325*H307*H308*J307/(H309*4))","v":{"$error":"#VALUE!"}},{"$f":"IF(H309<=AD311-E325,0,H325*H307*H308*J307/(H309*4))","v":{"$error":"#VALUE!"}},{"$f":"IF(H309<=AE311-E325,0,H325*H307*H308*J307/(H309*4))","v":{"$error":"#VALUE!"}},{"$f":"IF(H309<=AF311-E325,0,H325*H307*H308*J307/(H309*4))","v":{"$error":"#VALUE!"}},{"$f":"IF(H309<=AG311-E325,0,H325*H307*H308*J307/(H309*4))","v":{"$error":"#VALUE!"}},{"$f":"IF(H309<=AH311-E325,0,H325*H307*H308*J307/(H309*4))","v":{"$error":"#VALUE!"}}]
[{"$nulls":4},{"v":4.5,"d":"4.50"},{"$f":"$DF$17","v":{"v":0,"d":"0.000"}},{"$f":"IF(SUM(F312:F326)-H310<=0,0,SUM(F312:F326)-H310)","v":{"v":0,"d":"0.00"}},{"v":0,"d":"0.000"},{"$nulls":14},{"$f":"IF(H309<=W311-E326,0,H326*H307*H308*J307/(H309*4))","v":{"$error":"#VALUE!"}},{"$f":"IF(H309<=X311-E326,0,H326*H307*H308*J307/(H309*4))","v":{"$error":"#VALUE!"}},{"$f":"IF(H309<=Y311-E326,0,H326*H307*H308*J307/(H309*4))","v":{"$error":"#VALUE!"}},{"$f":"IF(H309<=Z311-E326,0,H326*H307*H308*J307/(H309*4))","v":{"$error":"#VALUE!"}},{"$f":"IF(H309<=AA311-E326,0,H326*H307*H308*J307/(H309*4))","v":{"$error":"#VALUE!"}},{"$f":"IF(H309<=AB311-E326,0,H326*H307*H308*J307/(H309*4))","v":{"$error":"#VALUE!"}},{"$f":"IF(H309<=AC311-E326,0,H326*H307*H308*J307/(H309*4))","v":{"$error":"#VALUE!"}},{"$f":"IF(H309<=AD311-E326,0,H326*H307*H308*J307/(H309*4))","v":{"$error":"#VALUE!"}},{"$f":"IF(H309<=AE311-E326,0,H326*H307*H308*J307/(H309*4))","v":{"$error":"#VALUE!"}},{"$f":"IF(H309<=AF311-E326,0,H326*H307*H308*J307/(H309*4))","v":{"$error":"#VALUE!"}},{"$f":"IF(H309<=AG311-E326,0,H326*H307*H308*J307/(H309*4))","v":{"$error":"#VALUE!"}},{"$f":"IF(H309<=AH311-E326,0,H326*H307*H308*J307/(H309*4))","v":{"$error":"#VALUE!"}},{"$f":"IF(H309<=AI311-E326,0,H326*H307*H308*J307/(H309*4))","v":{"$error":"#VALUE!"}}]
[{"$nulls":4},4.75,{"$f":"$DF$18","v":{"v":0,"d":"0.000"}},{"$f":"IF(SUM(F312:F327)-H310<=0,0,SUM(F312:F327)-H310)","v":{"v":0,"d":"0.00"}},{"v":0,"d":"0.000"},{"$nulls":15},{"$f":"IF(H309<=X311-E327,0,H327*H307*H308*J307/(H309*4))","v":{"$error":"#VALUE!"}},{"$f":"IF(H309<=Y311-E327,0,H327*H307*H308*J307/(H309*4))","v":{"$error":"#VALUE!"}},{"$f":"IF(H309<=Z311-E327,0,H327*H307*H308*J307/(H309*4))","v":{"$error":"#VALUE!"}},{"$f":"IF(H309<=AA311-E327,0,H327*H307*H308*J307/(H309*4))","v":{"$error":"#VALUE!"}},{"$f":"IF(H309<=AB311-E327,0,H327*H307*H308*J307/(H309*4))","v":{"$error":"#VALUE!"}},{"$f":"IF(H309<=AC311-E327,0,H327*H307*H308*J307/(H309*4))","v":{"$error":"#VALUE!"}},{"$f":"IF(H309<=AD311-E327,0,H327*H307*H308*J307/(H309*4))","v":{"$error":"#VALUE!"}},{"$f":"IF(H309<=AE311-E327,0,H327*H307*H308*J307/(H309*4))","v":{"$error":"#VALUE!"}},{"$f":"IF(H309<=AF311-E327,0,H327*H307*H308*J307/(H309*4))","v":{"$error":"#VALUE!"}},{"$f":"IF(H309<=AG311-E327,0,H327*H307*H308*J307/(H309*4))","v":{"$error":"#VALUE!"}},{"$f":"IF(H309<=AH311-E327,0,H327*H307*H308*J307/(H309*4))","v":{"$error":"#VALUE!"}},{"$f":"IF(H309<=AI311-E327,0,H327*H307*H308*J307/(H309*4))","v":{"$error":"#VALUE!"}},{"$f":"IF(H309<=AJ311-E327,0,H327*H307*H308*J307/(H309*4))","v":{"$error":"#VALUE!"}}]
[{"$nulls":4},{"v":5,"d":"5.00"},{"$f":"$DF$19","v":{"v":0,"d":"0.000"}},{"$f":"IF(SUM(F312:F328)-H310<=0,0,SUM(F312:F328)-H310)","v":{"v":0,"d":"0.00"}},{"v":0,"d":"0.000"},{"$nulls":16},{"$f":"IF(H309<=Y311-E328,0,H328*H307*H308*J307/(H309*4))","v":{"$error":"#VALUE!"}},{"$f":"IF(H309<=Z311-E328,0,H328*H307*H308*J307/(H309*4))","v":{"$error":"#VALUE!"}},{"$f":"IF(H309<=AA311-E328,0,H328*H307*H308*J307/(H309*4))","v":{"$error":"#VALUE!"}},{"$f":"IF(H309<=AB311-E328,0,H328*H307*H308*J307/(H309*4))","v":{"$error":"#VALUE!"}},{"$f":"IF(H309<=AC311-E328,0,H328*H307*H308*J307/(H309*4))","v":{"$error":"#VALUE!"}},{"$f":"IF(H309<=AD311-E328,0,H328*H307*H308*J307/(H309*4))","v":{"$error":"#VALUE!"}},{"$f":"IF(H309<=AE311-E328,0,H328*H307*H308*J307/(H309*4))","v":{"$error":"#VALUE!"}},{"$f":"IF(H309<=AF311-E328,0,H328*H307*H308*J307/(H309*4))","v":{"$error":"#VALUE!"}},{"$f":"IF(H309<=AG311-E328,0,H328*H307*H308*J307/(H309*4))","v":{"$error":"#VALUE!"}},{"$f":"IF(H309<=AH311-E328,0,H328*H307*H308*J307/(H309*4))","v":{"$error":"#VALUE!"}},{"$f":"IF(H309<=AI311-E328,0,H328*H307*H308*J307/(H309*4))","v":{"$error":"#VALUE!"}},{"$f":"IF(H309<=AJ311-E328,0,H328*H307*H308*J307/(H309*4))","v":{"$error":"#VALUE!"}},{"$f":"IF(H309<=AK311-E328,0,H328*H307*H308*J307/(H309*4))","v":{"$error":"#VALUE!"}}]
[{"$nulls":4},5.25,{"$f":"$DF$20","v":{"v":0,"d":"0.000"}},{"$f":"IF(SUM(F312:F329)-H310<=0,0,SUM(F312:F329)-H310)","v":{"v":0,"d":"0.00"}},{"v":0,"d":"0.000"},{"$nulls":17},{"$f":"IF(H309<=Z311-E329,0,H329*H307*H308*J307/(H309*4))","v":{"$error":"#VALUE!"}},{"$f":"IF(H309<=AA311-E329,0,H329*H307*H308*J307/(H309*4))","v":{"$error":"#VALUE!"}},{"$f":"IF(H309<=AB311-E329,0,H329*H307*H308*J307/(H309*4))","v":{"$error":"#VALUE!"}},{"$f":"IF(H309<=AC311-E329,0,H329*H307*H308*J307/(H309*4))","v":{"$error":"#VALUE!"}},{"$f":"IF(H309<=AD311-E329,0,H329*H307*H308*J307/(H309*4))","v":{"$error":"#VALUE!"}},{"$f":"IF(H309<=AE311-E329,0,H329*H307*H308*J307/(H309*4))","v":{"$error":"#VALUE!"}},{"$f":"IF(H309<=AF311-E329,0,H329*H307*H308*J307/(H309*4))","v":{"$error":"#VALUE!"}},{"$f":"IF(H309<=AG311-E329,0,H329*H307*H308*J307/(H309*4))","v":{"$error":"#VALUE!"}},{"$f":"IF(H309<=AH311-E329,0,H329*H307*H308*J307/(H309*4))","v":{"$error":"#VALUE!"}},{"$f":"IF(H309<=AI311-E329,0,H329*H307*H308*J307/(H309*4))","v":{"$error":"#VALUE!"}},{"$f":"IF(H309<=AJ311-E329,0,H329*H307*H308*J307/(H309*4))","v":{"$error":"#VALUE!"}},{"$f":"IF(H309<=AK311-E329,0,H329*H307*H308*J307/(H309*4))","v":{"$error":"#VALUE!"}},{"$f":"IF(H309<=AL311-E329,0,H329*H307*H308*J307/(H309*4))","v":{"$error":"#VALUE!"}}]
[{"$nulls":4},{"v":5.5,"d":"5.50"},{"$f":"$DF$21","v":{"v":0,"d":"0.000"}},{"$f":"IF(SUM(F312:F330)-H310<=0,0,SUM(F312:F330)-H310)","v":{"v":0,"d":"0.00"}},{"v":0,"d":"0.000"},{"$nulls":18},{"$f":"IF(H309<=AA311-E330,0,H330*H307*H308*J307/(H309*4))","v":{"$error":"#VALUE!"}},{"$f":"IF(H309<=AB311-E330,0,H330*H307*H308*J307/(H309*4))","v":{"$error":"#VALUE!"}},{"$f":"IF(H309<=AC311-E330,0,H330*H307*H308*J307/(H309*4))","v":{"$error":"#VALUE!"}},{"$f":"IF(H309<=AD311-E330,0,H330*H307*H308*J307/(H309*4))","v":{"$error":"#VALUE!"}},{"$f":"IF(H309<=AE311-E330,0,H330*H307*H308*J307/(H309*4))","v":{"$error":"#VALUE!"}},{"$f":"IF(H309<=AF311-E330,0,H330*H307*H308*J307/(H309*4))","v":{"$error":"#VALUE!"}},{"$f":"IF(H309<=AG311-E330,0,H330*H307*H308*J307/(H309*4))","v":{"$error":"#VALUE!"}},{"$f":"IF(H309<=AH311-E330,0,H330*H307*H308*J307/(H309*4))","v":{"$error":"#VALUE!"}},{"$f":"IF(H309<=AI311-E330,0,H330*H307*H308*J307/(H309*4))","v":{"$error":"#VALUE!"}},{"$f":"IF(H309<=AJ311-E330,0,H330*H307*H308*J307/(H309*4))","v":{"$error":"#VALUE!"}},{"$f":"IF(H309<=AK311-E330,0,H330*H307*H308*J307/(H309*4))","v":{"$error":"#VALUE!"}},{"$f":"IF(H309<=AL311-E330,0,H330*H307*H308*J307/(H309*4))","v":{"$error":"#VALUE!"}},{"$f":"IF(H309<=AM311-E330,0,H330*H307*H308*J307/(H309*4))","v":{"$error":"#VALUE!"}}]
[{"$nulls":4},5.75,{"$f":"$DF$22","v":{"v":0,"d":"0.000"}},{"$f":"IF(SUM(F312:F331)-H310<=0,0,SUM(F312:F331)-H310)","v":{"v":0,"d":"0.00"}},{"v":0,"d":"0.000"},{"$nulls":19},{"$f":"IF(H309<=AB311-E331,0,H331*H307*H308*J307/(H309*4))","v":{"$error":"#VALUE!"}},{"$f":"IF(H309<=AC311-E331,0,H331*H307*H308*J307/(H309*4))","v":{"$error":"#VALUE!"}},{"$f":"IF(H309<=AD311-E331,0,H331*H307*H308*J307/(H309*4))","v":{"$error":"#VALUE!"}},{"$f":"IF(H309<=AE311-E331,0,H331*H307*H308*J307/(H309*4))","v":{"$error":"#VALUE!"}},{"$f":"IF(H309<=AF311-E331,0,H331*H307*H308*J307/(H309*4))","v":{"$error":"#VALUE!"}},{"$f":"IF(H309<=AG311-E331,0,H331*H307*H308*J307/(H309*4))","v":{"$error":"#VALUE!"}},{"$f":"IF(H309<=AH311-E331,0,H331*H307*H308*J307/(H309*4))","v":{"$error":"#VALUE!"}},{"$f":"IF(H309<=AI311-E331,0,H331*H307*H308*J307/(H309*4))","v":{"$error":"#VALUE!"}},{"$f":"IF(H309<=AJ311-E331,0,H331*H307*H308*J307/(H309*4))","v":{"$error":"#VALUE!"}},{"$f":"IF(H309<=AK311-E331,0,H331*H307*H308*J307/(H309*4))","v":{"$error":"#VALUE!"}},{"$f":"IF(H309<=AL311-E331,0,H331*H307*H308*J307/(H309*4))","v":{"$error":"#VALUE!"}},{"$f":"IF(H309<=AM311-E331,0,H331*H307*H308*J307/(H309*4))","v":{"$error":"#VALUE!"}},{"$f":"IF(H309<=AN311-E331,0,H331*H307*H308*J307/(H309*4))","v":{"$error":"#VALUE!"}}]
[{"$nulls":4},{"v":6,"d":"6.00"},{"$f":"$DF$23","v":{"v":0,"d":"0.000"}},{"$f":"IF(SUM(F312:F332)-H310<=0,0,SUM(F312:F332)-H310)","v":{"v":0,"d":"0.00"}},{"v":0,"d":"0.000"},{"$nulls":20},{"$f":"IF(H309<=AC311-E332,0,H332*H307*H308*J307/(H309*4))","v":{"$error":"#VALUE!"}},{"$f":"IF(H309<=AD311-E332,0,H332*H307*H308*J307/(H309*4))","v":{"$error":"#VALUE!"}},{"$f":"IF(H309<=AE311-E332,0,H332*H307*H308*J307/(H309*4))","v":{"$error":"#VALUE!"}},{"$f":"IF(H309<=AF311-E332,0,H332*H307*H308*J307/(H309*4))","v":{"$error":"#VALUE!"}},{"$f":"IF(H309<=AG311-E332,0,H332*H307*H308*J307/(H309*4))","v":{"$error":"#VALUE!"}},{"$f":"IF(H309<=AH311-E332,0,H332*H307*H308*J307/(H309*4))","v":{"$error":"#VALUE!"}},{"$f":"IF(H309<=AI311-E332,0,H332*H307*H308*J307/(H309*4))","v":{"$error":"#VALUE!"}},{"$f":"IF(H309<=AJ311-E332,0,H332*H307*H308*J307/(H309*4))","v":{"$error":"#VALUE!"}},{"$f":"IF(H309<=AK311-E332,0,H332*H307*H308*J307/(H309*4))","v":{"$error":"#VALUE!"}},{"$f":"IF(H309<=AL311-E332,0,H332*H307*H308*J307/(H309*4))","v":{"$error":"#VALUE!"}},{"$f":"IF(H309<=AM311-E332,0,H332*H307*H308*J307/(H309*4))","v":{"$error":"#VALUE!"}},{"$f":"IF(H309<=AN311-E332,0,H332*H307*H308*J307/(H309*4))","v":{"$error":"#VALUE!"}},{"$f":"IF(H309<=AO311-E332,0,H332*H307*H308*J307/(H309*4))","v":{"$error":"#VALUE!"}}]
[{"$nulls":4},6.25,{"$f":"$DF$24","v":{"v":0,"d":"0.000"}},{"$f":"IF(SUM(F312:F333)-H310<=0,0,SUM(F312:F333)-H310)","v":{"v":0,"d":"0.00"}},{"v":0,"d":"0.000"},{"$nulls":21},{"$f":"IF(H309<=AD311-E333,0,H333*H307*H308*J307/(H309*4))","v":{"$error":"#VALUE!"}},{"$f":"IF(H309<=AE311-E333,0,H333*H307*H308*J307/(H309*4))","v":{"$error":"#VALUE!"}},{"$f":"IF(H309<=AF311-E333,0,H333*H307*H308*J307/(H309*4))","v":{"$error":"#VALUE!"}},{"$f":"IF(H309<=AG311-E333,0,H333*H307*H308*J307/(H309*4))","v":{"$error":"#VALUE!"}},{"$f":"IF(H309<=AH311-E333,0,H333*H307*H308*J307/(H309*4))","v":{"$error":"#VALUE!"}},{"$f":"IF(H309<=AI311-E333,0,H333*H307*H308*J307/(H309*4))","v":{"$error":"#VALUE!"}},{"$f":"IF(H309<=AJ311-E333,0,H333*H307*H308*J307/(H309*4))","v":{"$error":"#VALUE!"}},{"$f":"IF(H309<=AK311-E333,0,H333*H307*H308*J307/(H309*4))","v":{"$error":"#VALUE!"}},{"$f":"IF(H309<=AL311-E333,0,H333*H307*H308*J307/(H309*4))","v":{"$error":"#VALUE!"}},{"$f":"IF(H309<=AM311-E333,0,H333*H307*H308*J307/(H309*4))","v":{"$error":"#VALUE!"}},{"$f":"IF(H309<=AN311-E333,0,H333*H307*H308*J307/(H309*4))","v":{"$error":"#VALUE!"}},{"$f":"IF(H309<=AO311-E333,0,H333*H307*H308*J307/(H309*4))","v":{"$error":"#VALUE!"}},{"$f":"IF(H309<=AP311-E333,0,H333*H307*H308*J307/(H309*4))","v":{"$error":"#VALUE!"}}]
[{"$nulls":4},{"v":6.5,"d":"6.50"},{"$f":"$DF$25","v":{"v":0,"d":"0.000"}},{"$f":"IF(SUM(F312:F334)-H310<=0,0,SUM(F312:F334)-H310)","v":{"v":0,"d":"0.00"}},{"v":0,"d":"0.000"},{"$nulls":22},{"$f":"IF(H309<=AE311-E334,0,H334*H307*H308*J307/(H309*4))","v":{"$error":"#VALUE!"}},{"$f":"IF(H309<=AF311-E334,0,H334*H307*H308*J307/(H309*4))","v":{"$error":"#VALUE!"}},{"$f":"IF(H309<=AG311-E334,0,H334*H307*H308*J307/(H309*4))","v":{"$error":"#VALUE!"}},{"$f":"IF(H309<=AH311-E334,0,H334*H307*H308*J307/(H309*4))","v":{"$error":"#VALUE!"}},{"$f":"IF(H309<=AI311-E334,0,H334*H307*H308*J307/(H309*4))","v":{"$error":"#VALUE!"}},{"$f":"IF(H309<=AJ311-E334,0,H334*H307*H308*J307/(H309*4))","v":{"$error":"#VALUE!"}},{"$f":"IF(H309<=AK311-E334,0,H334*H307*H308*J307/(H309*4))","v":{"$error":"#VALUE!"}},{"$f":"IF(H309<=AL311-E334,0,H334*H307*H308*J307/(H309*4))","v":{"$error":"#VALUE!"}},{"$f":"IF(H309<=AM311-E334,0,H334*H307*H308*J307/(H309*4))","v":{"$error":"#VALUE!"}},{"$f":"IF(H309<=AN311-E334,0,H334*H307*H308*J307/(H309*4))","v":{"$error":"#VALUE!"}},{"$f":"IF(H309<=AO311-E334,0,H334*H307*H308*J307/(H309*4))","v":{"$error":"#VALUE!"}},{"$f":"IF(H309<=AP311-E334,0,H334*H307*H308*J307/(H309*4))","v":{"$error":"#VALUE!"}},{"$f":"IF(H309<=AQ311-E334,0,H334*H307*H308*J307/(H309*4))","v":{"$error":"#VALUE!"}}]
[{"$nulls":4},6.75,{"$f":"$DF$26","v":{"v":0,"d":"0.000"}},{"$f":"IF(SUM(F312:F335)-H310<=0,0,SUM(F312:F335)-H310)","v":{"v":0,"d":"0.00"}},{"v":0,"d":"0.000"},{"$nulls":23},{"$f":"IF(H309<=AF311-E335,0,H335*H307*H308*J307/(H309*4))","v":{"$error":"#VALUE!"}},{"$f":"IF(H309<=AG311-E335,0,H335*H307*H308*J307/(H309*4))","v":{"$error":"#VALUE!"}},{"$f":"IF(H309<=AH311-E335,0,H335*H307*H308*J307/(H309*4))","v":{"$error":"#VALUE!"}},{"$f":"IF(H309<=AI311-E335,0,H335*H307*H308*J307/(H309*4))","v":{"$error":"#VALUE!"}},{"$f":"IF(H309<=AJ311-E335,0,H335*H307*H308*J307/(H309*4))","v":{"$error":"#VALUE!"}},{"$f":"IF(H309<=AK311-E335,0,H335*H307*H308*J307/(H309*4))","v":{"$error":"#VALUE!"}},{"$f":"IF(H309<=AL311-E335,0,H335*H307*H308*J307/(H309*4))","v":{"$error":"#VALUE!"}},{"$f":"IF(H309<=AM311-E335,0,H335*H307*H308*J307/(H309*4))","v":{"$error":"#VALUE!"}},{"$f":"IF(H309<=AN311-E335,0,H335*H307*H308*J307/(H309*4))","v":{"$error":"#VALUE!"}},{"$f":"IF(H309<=AO311-E335,0,H335*H307*H308*J307/(H309*4))","v":{"$error":"#VALUE!"}},{"$f":"IF(H309<=AP311-E335,0,H335*H307*H308*J307/(H309*4))","v":{"$error":"#VALUE!"}},{"$f":"IF(H309<=AQ311-E335,0,H335*H307*H308*J307/(H309*4))","v":{"$error":"#VALUE!"}},{"$f":"IF(H309<=AR311-E335,0,H335*H307*H308*J307/(H309*4))","v":{"$error":"#VALUE!"}}]
[{"$nulls":4},{"v":7,"d":"7.00"},{"$f":"$DF$27","v":{"v":0,"d":"0.000"}},{"$f":"IF(SUM(F312:F336)-H310<=0,0,SUM(F312:F336)-H310)","v":{"v":0,"d":"0.00"}},{"v":0,"d":"0.000"},{"$nulls":24},{"$f":"IF(H309<=AG311-E336,0,H336*H307*H308*J307/(H309*4))","v":{"$error":"#VALUE!"}},{"$f":"IF(H309<=AH311-E336,0,H336*H307*H308*J307/(H309*4))","v":{"$error":"#VALUE!"}},{"$f":"IF(H309<=AI311-E336,0,H336*H307*H308*J307/(H309*4))","v":{"$error":"#VALUE!"}},{"$f":"IF(H309<=AJ311-E336,0,H336*H307*H308*J307/(H309*4))","v":{"$error":"#VALUE!"}},{"$f":"IF(H309<=AK311-E336,0,H336*H307*H308*J307/(H309*4))","v":{"$error":"#VALUE!"}},{"$f":"IF(H309<=AL311-E336,0,H336*H307*H308*J307/(H309*4))","v":{"$error":"#VALUE!"}},{"$f":"IF(H309<=AM311-E336,0,H336*H307*H308*J307/(H309*4))","v":{"$error":"#VALUE!"}},{"$f":"IF(H309<=AN311-E336,0,H336*H307*H308*J307/(H309*4))","v":{"$error":"#VALUE!"}},{"$f":"IF(H309<=AO311-E336,0,H336*H307*H308*J307/(H309*4))","v":{"$error":"#VALUE!"}},{"$f":"IF(H309<=AP311-E336,0,H336*H307*H308*J307/(H309*4))","v":{"$error":"#VALUE!"}},{"$f":"IF(H309<=AQ311-E336,0,H336*H307*H308*J307/(H309*4))","v":{"$error":"#VALUE!"}},{"$f":"IF(H309<=AR311-E336,0,H336*H307*H308*J307/(H309*4))","v":{"$error":"#VALUE!"}},{"$f":"IF(H309<=AS311-E336,0,H336*H307*H308*J307/(H309*4))","v":{"$error":"#VALUE!"}}]
[{"$nulls":4},7.25,{"$f":"$DF$28","v":{"v":0,"d":"0.000"}},{"$f":"IF(SUM(F312:F337)-H310<=0,0,SUM(F312:F337)-H310)","v":{"v":0,"d":"0.00"}},{"v":0,"d":"0.000"},{"$nulls":25},{"$f":"IF(H309<=AH311-E337,0,H337*H307*H308*J307/(H309*4))","v":{"$error":"#VALUE!"}},{"$f":"IF(H309<=AI311-E337,0,H337*H307*H308*J307/(H309*4))","v":{"$error":"#VALUE!"}},{"$f":"IF(H309<=AJ311-E337,0,H337*H307*H308*J307/(H309*4))","v":{"$error":"#VALUE!"}},{"$f":"IF(H309<=AK311-E337,0,H337*H307*H308*J307/(H309*4))","v":{"$error":"#VALUE!"}},{"$f":"IF(H309<=AL311-E337,0,H337*H307*H308*J307/(H309*4))","v":{"$error":"#VALUE!"}},{"$f":"IF(H309<=AM311-E337,0,H337*H307*H308*J307/(H309*4))","v":{"$error":"#VALUE!"}},{"$f":"IF(H309<=AN311-E337,0,H337*H307*H308*J307/(H309*4))","v":{"$error":"#VALUE!"}},{"$f":"IF(H309<=AO311-E337,0,H337*H307*H308*J307/(H309*4))","v":{"$error":"#VALUE!"}},{"$f":"IF(H309<=AP311-E337,0,H337*H307*H308*J307/(H309*4))","v":{"$error":"#VALUE!"}},{"$f":"IF(H309<=AQ311-E337,0,H337*H307*H308*J307/(H309*4))","v":{"$error":"#VALUE!"}},{"$f":"IF(H309<=AR311-E337,0,H337*H307*H308*J307/(H309*4))","v":{"$error":"#VALUE!"}},{"$f":"IF(H309<=AS311-E337,0,H337*H307*H308*J307/(H309*4))","v":{"$error":"#VALUE!"}},{"$f":"IF(H309<=AT311-E337,0,H337*H307*H308*J307/(H309*4))","v":{"$error":"#VALUE!"}}]
[{"$nulls":4},{"v":7.5,"d":"7.50"},{"$f":"$DF$29","v":{"v":0,"d":"0.000"}},{"$f":"IF(SUM(F312:F338)-H310<=0,0,SUM(F312:F338)-H310)","v":{"v":0,"d":"0.00"}},{"v":0,"d":"0.000"},{"$nulls":26},{"$f":"IF(H309<=AI311-E338,0,H338*H307*H308*J307/(H309*4))","v":{"$error":"#VALUE!"}},{"$f":"IF(H309<=AJ311-E338,0,H338*H307*H308*J307/(H309*4))","v":{"$error":"#VALUE!"}},{"$f":"IF(H309<=AK311-E338,0,H338*H307*H308*J307/(H309*4))","v":{"$error":"#VALUE!"}},{"$f":"IF(H309<=AL311-E338,0,H338*H307*H308*J307/(H309*4))","v":{"$error":"#VALUE!"}},{"$f":"IF(H309<=AM311-E338,0,H338*H307*H308*J307/(H309*4))","v":{"$error":"#VALUE!"}},{"$f":"IF(H309<=AN311-E338,0,H338*H307*H308*J307/(H309*4))","v":{"$error":"#VALUE!"}},{"$f":"IF(H309<=AO311-E338,0,H338*H307*H308*J307/(H309*4))","v":{"$error":"#VALUE!"}},{"$f":"IF(H309<=AP311-E338,0,H338*H307*H308*J307/(H309*4))","v":{"$error":"#VALUE!"}},{"$f":"IF(H309<=AQ311-E338,0,H338*H307*H308*J307/(H309*4))","v":{"$error":"#VALUE!"}},{"$f":"IF(H309<=AR311-E338,0,H338*H307*H308*J307/(H309*4))","v":{"$error":"#VALUE!"}},{"$f":"IF(H309<=AS311-E338,0,H338*H307*H308*J307/(H309*4))","v":{"$error":"#VALUE!"}},{"$f":"IF(H309<=AT311-E338,0,H338*H307*H308*J307/(H309*4))","v":{"$error":"#VALUE!"}},{"$f":"IF(H309<=AU311-E338,0,H338*H307*H308*J307/(H309*4))","v":{"$error":"#VALUE!"}}]
[{"$nulls":4},7.75,{"$f":"$DF$30","v":{"v":0,"d":"0.000"}},{"$f":"IF(SUM(F312:F339)-H310<=0,0,SUM(F312:F339)-H310)","v":{"v":0,"d":"0.00"}},{"v":0,"d":"0.000"},{"$nulls":27},{"$f":"IF(H309<=AJ311-E339,0,H339*H307*H308*J307/(H309*4))","v":{"$error":"#VALUE!"}},{"$f":"IF(H309<=AK311-E339,0,H339*H307*H308*J307/(H309*4))","v":{"$error":"#VALUE!"}},{"$f":"IF(H309<=AL311-E339,0,H339*H307*H308*J307/(H309*4))","v":{"$error":"#VALUE!"}},{"$f":"IF(H309<=AM311-E339,0,H339*H307*H308*J307/(H309*4))","v":{"$error":"#VALUE!"}},{"$f":"IF(H309<=AN311-E339,0,H339*H307*H308*J307/(H309*4))","v":{"$error":"#VALUE!"}},{"$f":"IF(H309<=AO311-E339,0,H339*H307*H308*J307/(H309*4))","v":{"$error":"#VALUE!"}},{"$f":"IF(H309<=AP311-E339,0,H339*H307*H308*J307/(H309*4))","v":{"$error":"#VALUE!"}},{"$f":"IF(H309<=AQ311-E339,0,H339*H307*H308*J307/(H309*4))","v":{"$error":"#VALUE!"}},{"$f":"IF(H309<=AR311-E339,0,H339*H307*H308*J307/(H309*4))","v":{"$error":"#VALUE!"}},{"$f":"IF(H309<=AS311-E339,0,H339*H307*H308*J307/(H309*4))","v":{"$error":"#VALUE!"}},{"$f":"IF(H309<=AT311-E339,0,H339*H307*H308*J307/(H309*4))","v":{"$error":"#VALUE!"}},{"$f":"IF(H309<=AU311-E339,0,H339*H307*H308*J307/(H309*4))","v":{"$error":"#VALUE!"}},{"$f":"IF(H309<=AV311-E339,0,H339*H307*H308*J307/(H309*4))","v":{"$error":"#VALUE!"}}]
[{"$nulls":4},{"v":8,"d":"8.00"},{"$f":"$DF$31","v":{"v":0,"d":"0.000"}},{"$f":"IF(SUM(F312:F340)-H310<=0,0,SUM(F312:F340)-H310)","v":{"v":0,"d":"0.00"}},{"v":0,"d":"0.000"},{"$nulls":28},{"$f":"IF(H309<=AK311-E340,0,H340*H307*H308*J307/(H309*4))","v":{"$error":"#VALUE!"}},{"$f":"IF(H309<=AL311-E340,0,H340*H307*H308*J307/(H309*4))","v":{"$error":"#VALUE!"}},{"$f":"IF(H309<=AM311-E340,0,H340*H307*H308*J307/(H309*4))","v":{"$error":"#VALUE!"}},{"$f":"IF(H309<=AN311-E340,0,H340*H307*H308*J307/(H309*4))","v":{"$error":"#VALUE!"}},{"$f":"IF(H309<=AO311-E340,0,H340*H307*H308*J307/(H309*4))","v":{"$error":"#VALUE!"}},{"$f":"IF(H309<=AP311-E340,0,H340*H307*H308*J307/(H309*4))","v":{"$error":"#VALUE!"}},{"$f":"IF(H309<=AQ311-E340,0,H340*H307*H308*J307/(H309*4))","v":{"$error":"#VALUE!"}},{"$f":"IF(H309<=AR311-E340,0,H340*H307*H308*J307/(H309*4))","v":{"$error":"#VALUE!"}},{"$f":"IF(H309<=AS311-E340,0,H340*H307*H308*J307/(H309*4))","v":{"$error":"#VALUE!"}},{"$f":"IF(H309<=AT311-E340,0,H340*H307*H308*J307/(H309*4))","v":{"$error":"#VALUE!"}},{"$f":"IF(H309<=AU311-E340,0,H340*H307*H308*J307/(H309*4))","v":{"$error":"#VALUE!"}},{"$f":"IF(H309<=AV311-E340,0,H340*H307*H308*J307/(H309*4))","v":{"$error":"#VALUE!"}},{"$f":"IF(H309<=AW311-E340,0,H340*H307*H308*J307/(H309*4))","v":{"$error":"#VALUE!"}}]
[{"$nulls":4},8.25,{"$f":"$DF$32","v":{"v":0,"d":"0.000"}},{"$f":"IF(SUM(F312:F341)-H310<=0,0,SUM(F312:F341)-H310)","v":{"v":0,"d":"0.00"}},{"v":0,"d":"0.000"},{"$nulls":29},{"$f":"IF(H309<=AL311-E341,0,H341*H307*H308*J307/(H309*4))","v":{"$error":"#VALUE!"}},{"$f":"IF(H309<=AM311-E341,0,H341*H307*H308*J307/(H309*4))","v":{"$error":"#VALUE!"}},{"$f":"IF(H309<=AN311-E341,0,H341*H307*H308*J307/(H309*4))","v":{"$error":"#VALUE!"}},{"$f":"IF(H309<=AO311-E341,0,H341*H307*H308*J307/(H309*4))","v":{"$error":"#VALUE!"}},{"$f":"IF(H309<=AP311-E341,0,H341*H307*H308*J307/(H309*4))","v":{"$error":"#VALUE!"}},{"$f":"IF(H309<=AQ311-E341,0,H341*H307*H308*J307/(H309*4))","v":{"$error":"#VALUE!"}},{"$f":"IF(H309<=AR311-E341,0,H341*H307*H308*J307/(H309*4))","v":{"$error":"#VALUE!"}},{"$f":"IF(H309<=AS311-E341,0,H341*H307*H308*J307/(H309*4))","v":{"$error":"#VALUE!"}},{"$f":"IF(H309<=AT311-E341,0,H341*H307*H308*J307/(H309*4))","v":{"$error":"#VALUE!"}},{"$f":"IF(H309<=AU311-E341,0,H341*H307*H308*J307/(H309*4))","v":{"$error":"#VALUE!"}},{"$f":"IF(H309<=AV311-E341,0,H341*H307*H308*J307/(H309*4))","v":{"$error":"#VALUE!"}},{"$f":"IF(H309<=AW311-E341,0,H341*H307*H308*J307/(H309*4))","v":{"$error":"#VALUE!"}},{"$f":"IF(H309<=AX311-E341,0,H341*H307*H308*J307/(H309*4))","v":{"$error":"#VALUE!"}}]
[{"$nulls":4},{"v":8.5,"d":"8.50"},{"$f":"$DF$33","v":{"v":0,"d":"0.000"}},{"$f":"IF(SUM(F312:F342)-H310<=0,0,SUM(F312:F342)-H310)","v":{"v":0,"d":"0.00"}},{"v":0,"d":"0.000"},{"$nulls":30},{"$f":"IF(H309<=AM311-E342,0,H342*H307*H308*J307/(H309*4))","v":{"$error":"#VALUE!"}},{"$f":"IF(H309<=AN311-E342,0,H342*H307*H308*J307/(H309*4))","v":{"$error":"#VALUE!"}},{"$f":"IF(H309<=AO311-E342,0,H342*H307*H308*J307/(H309*4))","v":{"$error":"#VALUE!"}},{"$f":"IF(H309<=AP311-E342,0,H342*H307*H308*J307/(H309*4))","v":{"$error":"#VALUE!"}},{"$f":"IF(H309<=AQ311-E342,0,H342*H307*H308*J307/(H309*4))","v":{"$error":"#VALUE!"}},{"$f":"IF(H309<=AR311-E342,0,H342*H307*H308*J307/(H309*4))","v":{"$error":"#VALUE!"}},{"$f":"IF(H309<=AS311-E342,0,H342*H307*H308*J307/(H309*4))","v":{"$error":"#VALUE!"}},{"$f":"IF(H309<=AT311-E342,0,H342*H307*H308*J307/(H309*4))","v":{"$error":"#VALUE!"}},{"$f":"IF(H309<=AU311-E342,0,H342*H307*H308*J307/(H309*4))","v":{"$error":"#VALUE!"}},{"$f":"IF(H309<=AV311-E342,0,H342*H307*H308*J307/(H309*4))","v":{"$error":"#VALUE!"}},{"$f":"IF(H309<=AW311-E342,0,H342*H307*H308*J307/(H309*4))","v":{"$error":"#VALUE!"}},{"$f":"IF(H309<=AX311-E342,0,H342*H307*H308*J307/(H309*4))","v":{"$error":"#VALUE!"}},{"$f":"IF(H309<=AY311-E342,0,H342*H307*H308*J307/(H309*4))","v":{"$error":"#VALUE!"}}]
[{"$nulls":4},8.75,{"$f":"$DF$34","v":{"v":0,"d":"0.000"}},{"$f":"IF(SUM(F312:F343)-H310<=0,0,SUM(F312:F343)-H310)","v":{"v":0,"d":"0.00"}},{"v":0,"d":"0.000"},{"$nulls":31},{"$f":"IF(H309<=AN311-E343,0,H343*H307*H308*J307/(H309*4))","v":{"$error":"#VALUE!"}},{"$f":"IF(H309<=AO311-E343,0,H343*H307*H308*J307/(H309*4))","v":{"$error":"#VALUE!"}},{"$f":"IF(H309<=AP311-E343,0,H343*H307*H308*J307/(H309*4))","v":{"$error":"#VALUE!"}},{"$f":"IF(H309<=AQ311-E343,0,H343*H307*H308*J307/(H309*4))","v":{"$error":"#VALUE!"}},{"$f":"IF(H309<=AR311-E343,0,H343*H307*H308*J307/(H309*4))","v":{"$error":"#VALUE!"}},{"$f":"IF(H309<=AS311-E343,0,H343*H307*H308*J307/(H309*4))","v":{"$error":"#VALUE!"}},{"$f":"IF(H309<=AT311-E343,0,H343*H307*H308*J307/(H309*4))","v":{"$error":"#VALUE!"}},{"$f":"IF(H309<=AU311-E343,0,H343*H307*H308*J307/(H309*4))","v":{"$error":"#VALUE!"}},{"$f":"IF(H309<=AV311-E343,0,H343*H307*H308*J307/(H309*4))","v":{"$error":"#VALUE!"}},{"$f":"IF(H309<=AW311-E343,0,H343*H307*H308*J307/(H309*4))","v":{"$error":"#VALUE!"}},{"$f":"IF(H309<=AX311-E343,0,H343*H307*H308*J307/(H309*4))","v":{"$error":"#VALUE!"}},{"$f":"IF(H309<=AY311-E343,0,H343*H307*H308*J307/(H309*4))","v":{"$error":"#VALUE!"}},{"$f":"IF(H309<=AZ311-E343,0,H343*H307*H308*J307/(H309*4))","v":{"$error":"#VALUE!"}}]
[{"$nulls":4},{"v":9,"d":"9.00"},{"$f":"$DF$35","v":{"v":0,"d":"0.000"}},{"$f":"IF(SUM(F312:F344)-H310<=0,0,SUM(F312:F344)-H310)","v":{"v":0,"d":"0.00"}},{"v":0,"d":"0.000"},{"$nulls":32},{"$f":"IF(H309<=AO311-E344,0,H344*H307*H308*J307/(H309*4))","v":{"$error":"#VALUE!"}},{"$f":"IF(H309<=AP311-E344,0,H344*H307*H308*J307/(H309*4))","v":{"$error":"#VALUE!"}},{"$f":"IF(H309<=AQ311-E344,0,H344*H307*H308*J307/(H309*4))","v":{"$error":"#VALUE!"}},{"$f":"IF(H309<=AR311-E344,0,H344*H307*H308*J307/(H309*4))","v":{"$error":"#VALUE!"}},{"$f":"IF(H309<=AS311-E344,0,H344*H307*H308*J307/(H309*4))","v":{"$error":"#VALUE!"}},{"$f":"IF(H309<=AT311-E344,0,H344*H307*H308*J307/(H309*4))","v":{"$error":"#VALUE!"}},{"$f":"IF(H309<=AU311-E344,0,H344*H307*H308*J307/(H309*4))","v":{"$error":"#VALUE!"}},{"$f":"IF(H309<=AV311-E344,0,H344*H307*H308*J307/(H309*4))","v":{"$error":"#VALUE!"}},{"$f":"IF(H309<=AW311-E344,0,H344*H307*H308*J307/(H309*4))","v":{"$error":"#VALUE!"}},{"$f":"IF(H309<=AX311-E344,0,H344*H307*H308*J307/(H309*4))","v":{"$error":"#VALUE!"}},{"$f":"IF(H309<=AY311-E344,0,H344*H307*H308*J307/(H309*4))","v":{"$error":"#VALUE!"}},{"$f":"IF(H309<=AZ311-E344,0,H344*H307*H308*J307/(H309*4))","v":{"$error":"#VALUE!"}},{"$f":"IF(H309<=BA311-E344,0,H344*H307*H308*J307/(H309*4))","v":{"$error":"#VALUE!"}}]
[{"$nulls":4},9.25,{"$f":"$DF$36","v":{"v":0,"d":"0.000"}},{"$f":"IF(SUM(F312:F345)-H310<=0,0,SUM(F312:F345)-H310)","v":{"v":0,"d":"0.00"}},{"v":0,"d":"0.000"},{"$nulls":33},{"$f":"IF(H309<=AP311-E345,0,H345*H307*H308*J307/(H309*4))","v":{"$error":"#VALUE!"}},{"$f":"IF(H309<=AQ311-E345,0,H345*H307*H308*J307/(H309*4))","v":{"$error":"#VALUE!"}},{"$f":"IF(H309<=AR311-E345,0,H345*H307*H308*J307/(H309*4))","v":{"$error":"#VALUE!"}},{"$f":"IF(H309<=AS311-E345,0,H345*H307*H308*J307/(H309*4))","v":{"$error":"#VALUE!"}},{"$f":"IF(H309<=AT311-E345,0,H345*H307*H308*J307/(H309*4))","v":{"$error":"#VALUE!"}},{"$f":"IF(H309<=AU311-E345,0,H345*H307*H308*J307/(H309*4))","v":{"$error":"#VALUE!"}},{"$f":"IF(H309<=AV311-E345,0,H345*H307*H308*J307/(H309*4))","v":{"$error":"#VALUE!"}},{"$f":"IF(H309<=AW311-E345,0,H345*H307*H308*J307/(H309*4))","v":{"$error":"#VALUE!"}},{"$f":"IF(H309<=AX311-E345,0,H345*H307*H308*J307/(H309*4))","v":{"$error":"#VALUE!"}},{"$f":"IF(H309<=AY311-E345,0,H345*H307*H308*J307/(H309*4))","v":{"$error":"#VALUE!"}},{"$f":"IF(H309<=AZ311-E345,0,H345*H307*H308*J307/(H309*4))","v":{"$error":"#VALUE!"}},{"$f":"IF(H309<=BA311-E345,0,H345*H307*H308*J307/(H309*4))","v":{"$error":"#VALUE!"}},{"$f":"IF(H309<=BB311-E345,0,H345*H307*H308*J307/(H309*4))","v":{"$error":"#VALUE!"}}]
[{"$nulls":4},{"v":9.5,"d":"9.50"},{"$f":"$DF$37","v":{"v":0,"d":"0.000"}},{"$f":"IF(SUM(F312:F346)-H310<=0,0,SUM(F312:F346)-H310)","v":{"v":0,"d":"0.00"}},{"v":0,"d":"0.000"},{"$nulls":34},{"$f":"IF(H309<=AQ311-E346,0,H346*H307*H308*J307/(H309*4))","v":{"$error":"#VALUE!"}},{"$f":"IF(H309<=AR311-E346,0,H346*H307*H308*J307/(H309*4))","v":{"$error":"#VALUE!"}},{"$f":"IF(H309<=AS311-E346,0,H346*H307*H308*J307/(H309*4))","v":{"$error":"#VALUE!"}},{"$f":"IF(H309<=AT311-E346,0,H346*H307*H308*J307/(H309*4))","v":{"$error":"#VALUE!"}},{"$f":"IF(H309<=AU311-E346,0,H346*H307*H308*J307/(H309*4))","v":{"$error":"#VALUE!"}},{"$f":"IF(H309<=AV311-E346,0,H346*H307*H308*J307/(H309*4))","v":{"$error":"#VALUE!"}},{"$f":"IF(H309<=AW311-E346,0,H346*H307*H308*J307/(H309*4))","v":{"$error":"#VALUE!"}},{"$f":"IF(H309<=AX311-E346,0,H346*H307*H308*J307/(H309*4))","v":{"$error":"#VALUE!"}},{"$f":"IF(H309<=AY311-E346,0,H346*H307*H308*J307/(H309*4))","v":{"$error":"#VALUE!"}},{"$f":"IF(H309<=AZ311-E346,0,H346*H307*H308*J307/(H309*4))","v":{"$error":"#VALUE!"}},{"$f":"IF(H309<=BA311-E346,0,H346*H307*H308*J307/(H309*4))","v":{"$error":"#VALUE!"}},{"$f":"IF(H309<=BB311-E346,0,H346*H307*H308*J307/(H309*4))","v":{"$error":"#VALUE!"}},{"$f":"IF(H309<=BC311-E346,0,H346*H307*H308*J307/(H309*4))","v":{"$error":"#VALUE!"}}]
[{"$nulls":4},9.75,{"$f":"$DF$38","v":{"v":0,"d":"0.000"}},{"$f":"IF(SUM(F312:F347)-H310<=0,0,SUM(F312:F347)-H310)","v":{"v":0,"d":"0.00"}},{"v":0,"d":"0.000"},{"$nulls":35},{"$f":"IF(H309<=AR311-E347,0,H347*H307*H308*J307/(H309*4))","v":{"$error":"#VALUE!"}},{"$f":"IF(H309<=AS311-E347,0,H347*H307*H308*J307/(H309*4))","v":{"$error":"#VALUE!"}},{"$f":"IF(H309<=AT311-E347,0,H347*H307*H308*J307/(H309*4))","v":{"$error":"#VALUE!"}},{"$f":"IF(H309<=AU311-E347,0,H347*H307*H308*J307/(H309*4))","v":{"$error":"#VALUE!"}},{"$f":"IF(H309<=AV311-E347,0,H347*H307*H308*J307/(H309*4))","v":{"$error":"#VALUE!"}},{"$f":"IF(H309<=AW311-E347,0,H347*H307*H308*J307/(H309*4))","v":{"$error":"#VALUE!"}},{"$f":"IF(H309<=AX311-E347,0,H347*H307*H308*J307/(H309*4))","v":{"$error":"#VALUE!"}},{"$f":"IF(H309<=AY311-E347,0,H347*H307*H308*J307/(H309*4))","v":{"$error":"#VALUE!"}},{"$f":"IF(H309<=AZ311-E347,0,H347*H307*H308*J307/(H309*4))","v":{"$error":"#VALUE!"}},{"$f":"IF(H309<=BA311-E347,0,H347*H307*H308*J307/(H309*4))","v":{"$error":"#VALUE!"}},{"$f":"IF(H309<=BB311-E347,0,H347*H307*H308*J307/(H309*4))","v":{"$error":"#VALUE!"}},{"$f":"IF(H309<=BC311-E347,0,H347*H307*H308*J307/(H309*4))","v":{"$error":"#VALUE!"}},{"$f":"IF(H309<=BD311-E347,0,H347*H307*H308*J307/(H309*4))","v":{"$error":"#VALUE!"}}]
[{"$nulls":4},{"v":10,"d":"10.00"},{"$f":"$DF$39","v":{"v":0,"d":"0.000"}},{"$f":"IF(SUM(F312:F348)-H310<=0,0,SUM(F312:F348)-H310)","v":{"v":0,"d":"0.00"}},{"v":0,"d":"0.000"},{"$nulls":36},{"$f":"IF(H309<=AS311-E348,0,H348*H307*H308*J307/(H309*4))","v":{"$error":"#VALUE!"}},{"$f":"IF(H309<=AT311-E348,0,H348*H307*H308*J307/(H309*4))","v":{"$error":"#VALUE!"}},{"$f":"IF(H309<=AU311-E348,0,H348*H307*H308*J307/(H309*4))","v":{"$error":"#VALUE!"}},{"$f":"IF(H309<=AV311-E348,0,H348*H307*H308*J307/(H309*4))","v":{"$error":"#VALUE!"}},{"$f":"IF(H309<=AW311-E348,0,H348*H307*H308*J307/(H309*4))","v":{"$error":"#VALUE!"}},{"$f":"IF(H309<=AX311-E348,0,H348*H307*H308*J307/(H309*4))","v":{"$error":"#VALUE!"}},{"$f":"IF(H309<=AY311-E348,0,H348*H307*H308*J307/(H309*4))","v":{"$error":"#VALUE!"}},{"$f":"IF(H309<=AZ311-E348,0,H348*H307*H308*J307/(H309*4))","v":{"$error":"#VALUE!"}},{"$f":"IF(H309<=BA311-E348,0,H348*H307*H308*J307/(H309*4))","v":{"$error":"#VALUE!"}},{"$f":"IF(H309<=BB311-E348,0,H348*H307*H308*J307/(H309*4))","v":{"$error":"#VALUE!"}},{"$f":"IF(H309<=BC311-E348,0,H348*H307*H308*J307/(H309*4))","v":{"$error":"#VALUE!"}},{"$f":"IF(H309<=BD311-E348,0,H348*H307*H308*J307/(H309*4))","v":{"$error":"#VALUE!"}},{"$f":"IF(H309<=BE311-E348,0,H348*H307*H308*J307/(H309*4))","v":{"$error":"#VALUE!"}}]
[{"$nulls":4},10.25,{"$f":"$DF$40","v":{"v":0,"d":"0.000"}},{"$f":"IF(SUM(F312:F349)-H310<=0,0,SUM(F312:F349)-H310)","v":{"v":0,"d":"0.000"}},{"v":0,"d":"0.000"},{"$nulls":37},{"$f":"IF(H309<=AT311-E349,0,H349*H307*H308*J307/(H309*4))","v":{"$error":"#VALUE!"}},{"$f":"IF(H309<=AU311-E349,0,H349*H307*H308*J307/(H309*4))","v":{"$error":"#VALUE!"}},{"$f":"IF(H309<=AV311-E349,0,H349*H307*H308*J307/(H309*4))","v":{"$error":"#VALUE!"}},{"$f":"IF(H309<=AW311-E349,0,H349*H307*H308*J307/(H309*4))","v":{"$error":"#VALUE!"}},{"$f":"IF(H309<=AX311-E349,0,H349*H307*H308*J307/(H309*4))","v":{"$error":"#VALUE!"}},{"$f":"IF(H309<=AY311-E349,0,H349*H307*H308*J307/(H309*4))","v":{"$error":"#VALUE!"}},{"$f":"IF(H309<=AZ311-E349,0,H349*H307*H308*J307/(H309*4))","v":{"$error":"#VALUE!"}},{"$f":"IF(H309<=BA311-E349,0,H349*H307*H308*J307/(H309*4))","v":{"$error":"#VALUE!"}},{"$f":"IF(H309<=BB311-E349,0,H349*H307*H308*J307/(H309*4))","v":{"$error":"#VALUE!"}},{"$f":"IF(H309<=BC311-E349,0,H349*H307*H308*J307/(H309*4))","v":{"$error":"#VALUE!"}},{"$f":"IF(H309<=BD311-E349,0,H349*H307*H308*J307/(H309*4))","v":{"$error":"#VALUE!"}},{"$f":"IF(H309<=BE311-E349,0,H349*H307*H308*J307/(H309*4))","v":{"$error":"#VALUE!"}},{"$f":"IF(H309<=BF311-E349,0,H349*H307*H308*J307/(H309*4))","v":{"$error":"#VALUE!"}}]
[{"$nulls":4},{"v":10.5,"d":"10.50"},{"$f":"$DF$41","v":{"v":0,"d":"0.000"}},{"$f":"IF(SUM(F312:F350)-H310<=0,0,SUM(F312:F350)-H310)","v":{"v":0,"d":"0.00"}},{"v":0,"d":"0.000"},{"$nulls":38},{"$f":"IF(H309<=AU311-E350,0,H350*H307*H308*J307/(H309*4))","v":{"$error":"#VALUE!"}},{"$f":"IF(H309<=AV311-E350,0,H350*H307*H308*J307/(H309*4))","v":{"$error":"#VALUE!"}},{"$f":"IF(H309<=AW311-E350,0,H350*H307*H308*J307/(H309*4))","v":{"$error":"#VALUE!"}},{"$f":"IF(H309<=AX311-E350,0,H350*H307*H308*J307/(H309*4))","v":{"$error":"#VALUE!"}},{"$f":"IF(H309<=AY311-E350,0,H350*H307*H308*J307/(H309*4))","v":{"$error":"#VALUE!"}},{"$f":"IF(H309<=AZ311-E350,0,H350*H307*H308*J307/(H309*4))","v":{"$error":"#VALUE!"}},{"$f":"IF(H309<=BA311-E350,0,H350*H307*H308*J307/(H309*4))","v":{"$error":"#VALUE!"}},{"$f":"IF(H309<=BB311-E350,0,H350*H307*H308*J307/(H309*4))","v":{"$error":"#VALUE!"}},{"$f":"IF(H309<=BC311-E350,0,H350*H307*H308*J307/(H309*4))","v":{"$error":"#VALUE!"}},{"$f":"IF(H309<=BD311-E350,0,H350*H307*H308*J307/(H309*4))","v":{"$error":"#VALUE!"}},{"$f":"IF(H309<=BE311-E350,0,H350*H307*H308*J307/(H309*4))","v":{"$error":"#VALUE!"}},{"$f":"IF(H309<=BF311-E350,0,H350*H307*H308*J307/(H309*4))","v":{"$error":"#VALUE!"}},{"$f":"IF(H309<=BG311-E350,0,H350*H307*H308*J307/(H309*4))","v":{"$error":"#VALUE!"}}]
[{"$nulls":4},10.75,{"$f":"$DF$42","v":{"v":0,"d":"0.000"}},{"$f":"IF(SUM(F312:F351)-H310<=0,0,SUM(F312:F351)-H310)","v":{"v":0,"d":"0.00"}},{"v":0,"d":"0.000"},{"$nulls":39},{"$f":"IF(H309<=AV311-E351,0,H351*H307*H308*J307/(H309*4))","v":{"$error":"#VALUE!"}},{"$f":"IF(H309<=AW311-E351,0,H351*H307*H308*J307/(H309*4))","v":{"$error":"#VALUE!"}},{"$f":"IF(H309<=AX311-E351,0,H351*H307*H308*J307/(H309*4))","v":{"$error":"#VALUE!"}},{"$f":"IF(H309<=AY311-E351,0,H351*H307*H308*J307/(H309*4))","v":{"$error":"#VALUE!"}},{"$f":"IF(H309<=AZ311-E351,0,H351*H307*H308*J307/(H309*4))","v":{"$error":"#VALUE!"}},{"$f":"IF(H309<=BA311-E351,0,H351*H307*H308*J307/(H309*4))","v":{"$error":"#VALUE!"}},{"$f":"IF(H309<=BB311-E351,0,H351*H307*H308*J307/(H309*4))","v":{"$error":"#VALUE!"}},{"$f":"IF(H309<=BC311-E351,0,H351*H307*H308*J307/(H309*4))","v":{"$error":"#VALUE!"}},{"$f":"IF(H309<=BD311-E351,0,H351*H307*H308*J307/(H309*4))","v":{"$error":"#VALUE!"}},{"$f":"IF(H309<=BE311-E351,0,H351*H307*H308*J307/(H309*4))","v":{"$error":"#VALUE!"}},{"$f":"IF(H309<=BF311-E351,0,H351*H307*H308*J307/(H309*4))","v":{"$error":"#VALUE!"}},{"$f":"IF(H309<=BG311-E351,0,H351*H307*H308*J307/(H309*4))","v":{"$error":"#VALUE!"}},{"$f":"IF(H309<=BH311-E351,0,H351*H307*H308*J307/(H309*4))","v":{"$error":"#VALUE!"}}]
[{"$nulls":4},{"v":11,"d":"11.00"},{"$f":"$DF$43","v":{"v":0,"d":"0.000"}},{"$f":"IF(SUM(F312:F352)-H310<=0,0,SUM(F312:F352)-H310)","v":{"v":0,"d":"0.00"}},{"v":0,"d":"0.000"},{"$nulls":40},{"$f":"IF(H309<=AW311-E352,0,H352*H307*H308*J307/(H309*4))","v":{"$error":"#VALUE!"}},{"$f":"IF(H309<=AX311-E352,0,H352*H307*H308*J307/(H309*4))","v":{"$error":"#VALUE!"}},{"$f":"IF(H309<=AY311-E352,0,H352*H307*H308*J307/(H309*4))","v":{"$error":"#VALUE!"}},{"$f":"IF(H309<=AZ311-E352,0,H352*H307*H308*J307/(H309*4))","v":{"$error":"#VALUE!"}},{"$f":"IF(H309<=BA311-E352,0,H352*H307*H308*J307/(H309*4))","v":{"$error":"#VALUE!"}},{"$f":"IF(H309<=BB311-E352,0,H352*H307*H308*J307/(H309*4))","v":{"$error":"#VALUE!"}},{"$f":"IF(H309<=BC311-E352,0,H352*H307*H308*J307/(H309*4))","v":{"$error":"#VALUE!"}},{"$f":"IF(H309<=BD311-E352,0,H352*H307*H308*J307/(H309*4))","v":{"$error":"#VALUE!"}},{"$f":"IF(H309<=BE311-E352,0,H352*H307*H308*J307/(H309*4))","v":{"$error":"#VALUE!"}},{"$f":"IF(H309<=BF311-E352,0,H352*H307*H308*J307/(H309*4))","v":{"$error":"#VALUE!"}},{"$f":"IF(H309<=BG311-E352,0,H352*H307*H308*J307/(H309*4))","v":{"$error":"#VALUE!"}},{"$f":"IF(H309<=BH311-E352,0,H352*H307*H308*J307/(H309*4))","v":{"$error":"#VALUE!"}},{"$f":"IF(H309<=BI311-E352,0,H352*H307*H308*J307/(H309*4))","v":{"$error":"#VALUE!"}}]
[{"$nulls":4},11.25,{"$f":"$DF$44","v":{"v":0,"d":"0.000"}},{"$f":"IF(SUM(F312:F353)-H310<=0,0,SUM(F312:F353)-H310)","v":{"v":0,"d":"0.00"}},{"v":0,"d":"0.000"},{"$nulls":41},{"$f":"IF(H309<=AX311-E353,0,H353*H307*H308*J307/(H309*4))","v":{"$error":"#VALUE!"}},{"$f":"IF(H309<=AY311-E353,0,H353*H307*H308*J307/(H309*4))","v":{"$error":"#VALUE!"}},{"$f":"IF(H309<=AZ311-E353,0,H353*H307*H308*J307/(H309*4))","v":{"$error":"#VALUE!"}},{"$f":"IF(H309<=BA311-E353,0,H353*H307*H308*J307/(H309*4))","v":{"$error":"#VALUE!"}},{"$f":"IF(H309<=BB311-E353,0,H353*H307*H308*J307/(H309*4))","v":{"$error":"#VALUE!"}},{"$f":"IF(H309<=BC311-E353,0,H353*H307*H308*J307/(H309*4))","v":{"$error":"#VALUE!"}},{"$f":"IF(H309<=BD311-E353,0,H353*H307*H308*J307/(H309*4))","v":{"$error":"#VALUE!"}},{"$f":"IF(H309<=BE311-E353,0,H353*H307*H308*J307/(H309*4))","v":{"$error":"#VALUE!"}},{"$f":"IF(H309<=BF311-E353,0,H353*H307*H308*J307/(H309*4))","v":{"$error":"#VALUE!"}},{"$f":"IF(H309<=BG311-E353,0,H353*H307*H308*J307/(H309*4))","v":{"$error":"#VALUE!"}},{"$f":"IF(H309<=BH311-E353,0,H353*H307*H308*J307/(H309*4))","v":{"$error":"#VALUE!"}},{"$f":"IF(H309<=BI311-E353,0,H353*H307*H308*J307/(H309*4))","v":{"$error":"#VALUE!"}},{"$f":"IF(H309<=BJ311-E353,0,H353*H307*H308*J307/(H309*4))","v":{"$error":"#VALUE!"}}]
[{"$nulls":4},{"v":11.5,"d":"11.50"},{"$f":"$DF$45","v":{"v":0,"d":"0.000"}},{"$f":"IF(SUM(F312:F354)-H310<=0,0,SUM(F312:F354)-H310)","v":{"v":0,"d":"0.00"}},{"v":0,"d":"0.000"},{"$nulls":42},{"$f":"IF(H309<=AY311-E354,0,H354*H307*H308*J307/(H309*4))","v":{"$error":"#VALUE!"}},{"$f":"IF(H309<=AZ311-E354,0,H354*H307*H308*J307/(H309*4))","v":{"$error":"#VALUE!"}},{"$f":"IF(H309<=BA311-E354,0,H354*H307*H308*J307/(H309*4))","v":{"$error":"#VALUE!"}},{"$f":"IF(H309<=BB311-E354,0,H354*H307*H308*J307/(H309*4))","v":{"$error":"#VALUE!"}},{"$f":"IF(H309<=BC311-E354,0,H354*H307*H308*J307/(H309*4))","v":{"$error":"#VALUE!"}},{"$f":"IF(H309<=BD311-E354,0,H354*H307*H308*J307/(H309*4))","v":{"$error":"#VALUE!"}},{"$f":"IF(H309<=BE311-E354,0,H354*H307*H308*J307/(H309*4))","v":{"$error":"#VALUE!"}},{"$f":"IF(H309<=BF311-E354,0,H354*H307*H308*J307/(H309*4))","v":{"$error":"#VALUE!"}},{"$f":"IF(H309<=BG311-E354,0,H354*H307*H308*J307/(H309*4))","v":{"$error":"#VALUE!"}},{"$f":"IF(H309<=BH311-E354,0,H354*H307*H308*J307/(H309*4))","v":{"$error":"#VALUE!"}},{"$f":"IF(H309<=BI311-E354,0,H354*H307*H308*J307/(H309*4))","v":{"$error":"#VALUE!"}},{"$f":"IF(H309<=BJ311-E354,0,H354*H307*H308*J307/(H309*4))","v":{"$error":"#VALUE!"}},{"$f":"IF(H309<=BK311-E354,0,H354*H307*H308*J307/(H309*4))","v":{"$error":"#VALUE!"}}]
[{"$nulls":4},11.75,{"$f":"$DF$46","v":{"v":0,"d":"0.000"}},{"$f":"IF(SUM(F312:F355)-H310<=0,0,SUM(F312:F355)-H310)","v":{"v":0,"d":"0.00"}},{"v":0,"d":"0.000"},{"$nulls":43},{"$f":"IF(H309<=AZ311-E355,0,H355*H307*H308*J307/(H309*4))","v":{"$error":"#VALUE!"}},{"$f":"IF(H309<=BA311-E355,0,H355*H307*H308*J307/(H309*4))","v":{"$error":"#VALUE!"}},{"$f":"IF(H309<=BB311-E355,0,H355*H307*H308*J307/(H309*4))","v":{"$error":"#VALUE!"}},{"$f":"IF(H309<=BC311-E355,0,H355*H307*H308*J307/(H309*4))","v":{"$error":"#VALUE!"}},{"$f":"IF(H309<=BD311-E355,0,H355*H307*H308*J307/(H309*4))","v":{"$error":"#VALUE!"}},{"$f":"IF(H309<=BE311-E355,0,H355*H307*H308*J307/(H309*4))","v":{"$error":"#VALUE!"}},{"$f":"IF(H309<=BF311-E355,0,H355*H307*H308*J307/(H309*4))","v":{"$error":"#VALUE!"}},{"$f":"IF(H309<=BG311-E355,0,H355*H307*H308*J307/(H309*4))","v":{"$error":"#VALUE!"}},{"$f":"IF(H309<=BH311-E355,0,H355*H307*H308*J307/(H309*4))","v":{"$error":"#VALUE!"}},{"$f":"IF(H309<=BI311-E355,0,H355*H307*H308*J307/(H309*4))","v":{"$error":"#VALUE!"}},{"$f":"IF(H309<=BJ311-E355,0,H355*H307*H308*J307/(H309*4))","v":{"$error":"#VALUE!"}},{"$f":"IF(H309<=BK311-E355,0,H355*H307*H308*J307/(H309*4))","v":{"$error":"#VALUE!"}},{"$f":"IF(H309<=BL311-E355,0,H355*H307*H308*J307/(H309*4))","v":{"$error":"#VALUE!"}}]
[{"$nulls":4},{"v":12,"d":"12.00"},{"$f":"$DF$47","v":{"v":0,"d":"0.000"}},{"$f":"IF(SUM(F312:F356)-H310<=0,0,SUM(F312:F356)-H310)","v":{"v":0,"d":"0.00"}},{"v":0,"d":"0.000"},{"$nulls":44},{"$f":"IF(H309<=BA311-E356,0,H356*H307*H308*J307/(H309*4))","v":{"$error":"#VALUE!"}},{"$f":"IF(H309<=BB311-E356,0,H356*H307*H308*J307/(H309*4))","v":{"$error":"#VALUE!"}},{"$f":"IF(H309<=BC311-E356,0,H356*H307*H308*J307/(H309*4))","v":{"$error":"#VALUE!"}},{"$f":"IF(H309<=BD311-E356,0,H356*H307*H308*J307/(H309*4))","v":{"$error":"#VALUE!"}},{"$f":"IF(H309<=BE311-E356,0,H356*H307*H308*J307/(H309*4))","v":{"$error":"#VALUE!"}},{"$f":"IF(H309<=BF311-E356,0,H356*H307*H308*J307/(H309*4))","v":{"$error":"#VALUE!"}},{"$f":"IF(H309<=BG311-E356,0,H356*H307*H308*J307/(H309*4))","v":{"$error":"#VALUE!"}},{"$f":"IF(H309<=BH311-E356,0,H356*H307*H308*J307/(H309*4))","v":{"$error":"#VALUE!"}},{"$f":"IF(H309<=BI311-E356,0,H356*H307*H308*J307/(H309*4))","v":{"$error":"#VALUE!"}},{"$f":"IF(H309<=BJ311-E356,0,H356*H307*H308*J307/(H309*4))","v":{"$error":"#VALUE!"}},{"$f":"IF(H309<=BK311-E356,0,H356*H307*H308*J307/(H309*4))","v":{"$error":"#VALUE!"}},{"$f":"IF(H309<=BL311-E356,0,H356*H307*H308*J307/(H309*4))","v":{"$error":"#VALUE!"}},{"$f":"IF(H309<=BM311-E356,0,H356*H307*H308*J307/(H309*4))","v":{"$error":"#VALUE!"}}]
[{"$nulls":4},12.25,{"$f":"$DF$48","v":{"v":0,"d":"0.000"}},{"$f":"IF(SUM(F312:F357)-H310<=0,0,SUM(F312:F357)-H310)","v":{"v":0,"d":"0.00"}},{"v":0,"d":"0.000"},{"$nulls":45},{"$f":"IF(H309<=BB311-E357,0,H357*H307*H308*J307/(H309*4))","v":{"$error":"#VALUE!"}},{"$f":"IF(H309<=BC311-E357,0,H357*H307*H308*J307/(H309*4))","v":{"$error":"#VALUE!"}},{"$f":"IF(H309<=BD311-E357,0,H357*H307*H308*J307/(H309*4))","v":{"$error":"#VALUE!"}},{"$f":"IF(H309<=BE311-E357,0,H357*H307*H308*J307/(H309*4))","v":{"$error":"#VALUE!"}},{"$f":"IF(H309<=BF311-E357,0,H357*H307*H308*J307/(H309*4))","v":{"$error":"#VALUE!"}},{"$f":"IF(H309<=BG311-E357,0,H357*H307*H308*J307/(H309*4))","v":{"$error":"#VALUE!"}},{"$f":"IF(H309<=BH311-E357,0,H357*H307*H308*J307/(H309*4))","v":{"$error":"#VALUE!"}},{"$f":"IF(H309<=BI311-E357,0,H357*H307*H308*J307/(H309*4))","v":{"$error":"#VALUE!"}},{"$f":"IF(H309<=BJ311-E357,0,H357*H307*H308*J307/(H309*4))","v":{"$error":"#VALUE!"}},{"$f":"IF(H309<=BK311-E357,0,H357*H307*H308*J307/(H309*4))","v":{"$error":"#VALUE!"}},{"$f":"IF(H309<=BL311-E357,0,H357*H307*H308*J307/(H309*4))","v":{"$error":"#VALUE!"}},{"$f":"IF(H309<=BM311-E357,0,H357*H307*H308*J307/(H309*4))","v":{"$error":"#VALUE!"}},{"$f":"IF(H309<=BN311-E357,0,H357*H307*H308*J307/(H309*4))","v":{"$error":"#VALUE!"}}]
[{"$nulls":4},{"v":12.5,"d":"12.50"},{"$f":"$DF$49","v":{"v":0,"d":"0.000"}},{"$f":"IF(SUM(F312:F358)-H310<=0,0,SUM(F312:F358)-H310)","v":{"v":0,"d":"0.00"}},{"v":0,"d":"0.000"},{"$nulls":46},{"$f":"IF(H309<=BC311-E358,0,H358*H307*H308*J307/(H309*4))","v":{"$error":"#VALUE!"}},{"$f":"IF(H309<=BD311-E358,0,H358*H307*H308*J307/(H309*4))","v":{"$error":"#VALUE!"}},{"$f":"IF(H309<=BE311-E358,0,H358*H307*H308*J307/(H309*4))","v":{"$error":"#VALUE!"}},{"$f":"IF(H309<=BF311-E358,0,H358*H307*H308*J307/(H309*4))","v":{"$error":"#VALUE!"}},{"$f":"IF(H309<=BG311-E358,0,H358*H307*H308*J307/(H309*4))","v":{"$error":"#VALUE!"}},{"$f":"IF(H309<=BH311-E358,0,H358*H307*H308*J307/(H309*4))","v":{"$error":"#VALUE!"}},{"$f":"IF(H309<=BI311-E358,0,H358*H307*H308*J307/(H309*4))","v":{"$error":"#VALUE!"}},{"$f":"IF(H309<=BJ311-E358,0,H358*H307*H308*J307/(H309*4))","v":{"$error":"#VALUE!"}},{"$f":"IF(H309<=BK311-E358,0,H358*H307*H308*J307/(H309*4))","v":{"$error":"#VALUE!"}},{"$f":"IF(H309<=BL311-E358,0,H358*H307*H308*J307/(H309*4))","v":{"$error":"#VALUE!"}},{"$f":"IF(H309<=BM311-E358,0,H358*H307*H308*J307/(H309*4))","v":{"$error":"#VALUE!"}},{"$f":"IF(H309<=BN311-E358,0,H358*H307*H308*J307/(H309*4))","v":{"$error":"#VALUE!"}},{"$f":"IF(H309<=BO311-E358,0,H358*H307*H308*J307/(H309*4))","v":{"$error":"#VALUE!"}}]
[{"$nulls":4},12.75,{"$f":"$DF$50","v":{"v":0,"d":"0.000"}},{"$f":"IF(SUM(F312:F359)-H310<=0,0,SUM(F312:F359)-H310)","v":{"v":0,"d":"0.00"}},{"v":0,"d":"0.000"},{"$nulls":47},{"$f":"IF(H309<=BD311-E359,0,H359*H307*H308*J307/(H309*4))","v":{"$error":"#VALUE!"}},{"$f":"IF(H309<=BE311-E359,0,H359*H307*H308*J307/(H309*4))","v":{"$error":"#VALUE!"}},{"$f":"IF(H309<=BF311-E359,0,H359*H307*H308*J307/(H309*4))","v":{"$error":"#VALUE!"}},{"$f":"IF(H309<=BG311-E359,0,H359*H307*H308*J307/(H309*4))","v":{"$error":"#VALUE!"}},{"$f":"IF(H309<=BH311-E359,0,H359*H307*H308*J307/(H309*4))","v":{"$error":"#VALUE!"}},{"$f":"IF(H309<=BI311-E359,0,H359*H307*H308*J307/(H309*4))","v":{"$error":"#VALUE!"}},{"$f":"IF(H309<=BJ311-E359,0,H359*H307*H308*J307/(H309*4))","v":{"$error":"#VALUE!"}},{"$f":"IF(H309<=BK311-E359,0,H359*H307*H308*J307/(H309*4))","v":{"$error":"#VALUE!"}},{"$f":"IF(H309<=BL311-E359,0,H359*H307*H308*J307/(H309*4))","v":{"$error":"#VALUE!"}},{"$f":"IF(H309<=BM311-E359,0,H359*H307*H308*J307/(H309*4))","v":{"$error":"#VALUE!"}},{"$f":"IF(H309<=BN311-E359,0,H359*H307*H308*J307/(H309*4))","v":{"$error":"#VALUE!"}},{"$f":"IF(H309<=BO311-E359,0,H359*H307*H308*J307/(H309*4))","v":{"$error":"#VALUE!"}},{"$f":"IF(H309<=BP311-E359,0,H359*H307*H308*J307/(H309*4))","v":{"$error":"#VALUE!"}}]
[{"$nulls":4},{"v":13,"d":"13.00"},{"$f":"$DF$51","v":{"v":0,"d":"0.000"}},{"$f":"IF(SUM(F312:F360)-H310<=0,0,SUM(F312:F360)-H310)","v":{"v":0,"d":"0.00"}},{"v":0,"d":"0.000"},{"$nulls":48},{"$f":"IF(H309<=BE311-E360,0,H360*H307*H308*J307/(H309*4))","v":{"$error":"#VALUE!"}},{"$f":"IF(H309<=BF311-E360,0,H360*H307*H308*J307/(H309*4))","v":{"$error":"#VALUE!"}},{"$f":"IF(H309<=BG311-E360,0,H360*H307*H308*J307/(H309*4))","v":{"$error":"#VALUE!"}},{"$f":"IF(H309<=BH311-E360,0,H360*H307*H308*J307/(H309*4))","v":{"$error":"#VALUE!"}},{"$f":"IF(H309<=BI311-E360,0,H360*H307*H308*J307/(H309*4))","v":{"$error":"#VALUE!"}},{"$f":"IF(H309<=BJ311-E360,0,H360*H307*H308*J307/(H309*4))","v":{"$error":"#VALUE!"}},{"$f":"IF(H309<=BK311-E360,0,H360*H307*H308*J307/(H309*4))","v":{"$error":"#VALUE!"}},{"$f":"IF(H309<=BL311-E360,0,H360*H307*H308*J307/(H309*4))","v":{"$error":"#VALUE!"}},{"$f":"IF(H309<=BM311-E360,0,H360*H307*H308*J307/(H309*4))","v":{"$error":"#VALUE!"}},{"$f":"IF(H309<=BN311-E360,0,H360*H307*H308*J307/(H309*4))","v":{"$error":"#VALUE!"}},{"$f":"IF(H309<=BO311-E360,0,H360*H307*H308*J307/(H309*4))","v":{"$error":"#VALUE!"}},{"$f":"IF(H309<=BP311-E360,0,H360*H307*H308*J307/(H309*4))","v":{"$error":"#VALUE!"}},{"$f":"IF(H309<=BQ311-E360,0,H360*H307*H308*J307/(H309*4))","v":{"$error":"#VALUE!"}}]
[{"$nulls":4},13.25,{"$f":"$DF$52","v":{"v":0,"d":"0.000"}},{"$f":"IF(SUM(F312:F361)-H310<=0,0,SUM(F312:F361)-H310)","v":{"v":0,"d":"0.00"}},{"v":0,"d":"0.000"},{"$nulls":49},{"$f":"IF(H309<=BF311-E361,0,H361*H307*H308*J307/(H309*4))","v":{"$error":"#VALUE!"}},{"$f":"IF(H309<=BG311-E361,0,H361*H307*H308*J307/(H309*4))","v":{"$error":"#VALUE!"}},{"$f":"IF(H309<=BH311-E361,0,H361*H307*H308*J307/(H309*4))","v":{"$error":"#VALUE!"}},{"$f":"IF(H309<=BI311-E361,0,H361*H307*H308*J307/(H309*4))","v":{"$error":"#VALUE!"}},{"$f":"IF(H309<=BJ311-E361,0,H361*H307*H308*J307/(H309*4))","v":{"$error":"#VALUE!"}},{"$f":"IF(H309<=BK311-E361,0,H361*H307*H308*J307/(H309*4))","v":{"$error":"#VALUE!"}},{"$f":"IF(H309<=BL311-E361,0,H361*H307*H308*J307/(H309*4))","v":{"$error":"#VALUE!"}},{"$f":"IF(H309<=BM311-E361,0,H361*H307*H308*J307/(H309*4))","v":{"$error":"#VALUE!"}},{"$f":"IF(H309<=BN311-E361,0,H361*H307*H308*J307/(H309*4))","v":{"$error":"#VALUE!"}},{"$f":"IF(H309<=BO311-E361,0,H361*H307*H308*J307/(H309*4))","v":{"$error":"#VALUE!"}},{"$f":"IF(H309<=BP311-E361,0,H361*H307*H308*J307/(H309*4))","v":{"$error":"#VALUE!"}},{"$f":"IF(H309<=BQ311-E361,0,H361*H307*H308*J307/(H309*4))","v":{"$error":"#VALUE!"}},{"$f":"IF(H309<=BR311-E361,0,H361*H307*H308*J307/(H309*4))","v":{"$error":"#VALUE!"}}]
[{"$nulls":4},{"v":13.5,"d":"13.50"},{"$f":"$DF$53","v":{"v":0,"d":"0.000"}},{"$f":"IF(SUM(F312:F362)-H310<=0,0,SUM(F312:F362)-H310)","v":{"v":0,"d":"0.00"}},{"v":0,"d":"0.000"},{"$nulls":50},{"$f":"IF(H309<=BG311-E362,0,H362*H307*H308*J307/(H309*4))","v":{"$error":"#VALUE!"}},{"$f":"IF(H309<=BH311-E362,0,H362*H307*H308*J307/(H309*4))","v":{"$error":"#VALUE!"}},{"$f":"IF(H309<=BI311-E362,0,H362*H307*H308*J307/(H309*4))","v":{"$error":"#VALUE!"}},{"$f":"IF(H309<=BJ311-E362,0,H362*H307*H308*J307/(H309*4))","v":{"$error":"#VALUE!"}},{"$f":"IF(H309<=BK311-E362,0,H362*H307*H308*J307/(H309*4))","v":{"$error":"#VALUE!"}},{"$f":"IF(H309<=BL311-E362,0,H362*H307*H308*J307/(H309*4))","v":{"$error":"#VALUE!"}},{"$f":"IF(H309<=BM311-E362,0,H362*H307*H308*J307/(H309*4))","v":{"$error":"#VALUE!"}},{"$f":"IF(H309<=BN311-E362,0,H362*H307*H308*J307/(H309*4))","v":{"$error":"#VALUE!"}},{"$f":"IF(H309<=BO311-E362,0,H362*H307*H308*J307/(H309*4))","v":{"$error":"#VALUE!"}},{"$f":"IF(H309<=BP311-E362,0,H362*H307*H308*J307/(H309*4))","v":{"$error":"#VALUE!"}},{"$f":"IF(H309<=BQ311-E362,0,H362*H307*H308*J307/(H309*4))","v":{"$error":"#VALUE!"}},{"$f":"IF(H309<=BR311-E362,0,H362*H307*H308*J307/(H309*4))","v":{"$error":"#VALUE!"}},{"$f":"IF(H309<=BS311-E362,0,H362*H307*H308*J307/(H309*4))","v":{"$error":"#VALUE!"}}]
[{"$nulls":4},13.75,{"$f":"$DF$54","v":{"v":0,"d":"0.000"}},{"$f":"IF(SUM(F312:F363)-H310<=0,0,SUM(F312:F363)-H310)","v":{"v":0,"d":"0.00"}},{"v":0,"d":"0.000"},{"$nulls":51},{"$f":"IF(H309<=BH311-E363,0,H363*H307*H308*J307/(H309*4))","v":{"$error":"#VALUE!"}},{"$f":"IF(H309<=BI311-E363,0,H363*H307*H308*J307/(H309*4))","v":{"$error":"#VALUE!"}},{"$f":"IF(H309<=BJ311-E363,0,H363*H307*H308*J307/(H309*4))","v":{"$error":"#VALUE!"}},{"$f":"IF(H309<=BK311-E363,0,H363*H307*H308*J307/(H309*4))","v":{"$error":"#VALUE!"}},{"$f":"IF(H309<=BL311-E363,0,H363*H307*H308*J307/(H309*4))","v":{"$error":"#VALUE!"}},{"$f":"IF(H309<=BM311-E363,0,H363*H307*H308*J307/(H309*4))","v":{"$error":"#VALUE!"}},{"$f":"IF(H309<=BN311-E363,0,H363*H307*H308*J307/(H309*4))","v":{"$error":"#VALUE!"}},{"$f":"IF(H309<=BO311-E363,0,H363*H307*H308*J307/(H309*4))","v":{"$error":"#VALUE!"}},{"$f":"IF(H309<=BP311-E363,0,H363*H307*H308*J307/(H309*4))","v":{"$error":"#VALUE!"}},{"$f":"IF(H309<=BQ311-E363,0,H363*H307*H308*J307/(H309*4))","v":{"$error":"#VALUE!"}},{"$f":"IF(H309<=BR311-E363,0,H363*H307*H308*J307/(H309*4))","v":{"$error":"#VALUE!"}},{"$f":"IF(H309<=BS311-E363,0,H363*H307*H308*J307/(H309*4))","v":{"$error":"#VALUE!"}},{"$f":"IF(H309<=BT311-E363,0,H363*H307*H308*J307/(H309*4))","v":{"$error":"#VALUE!"}}]
[{"$nulls":4},{"v":14,"d":"14.00"},{"$f":"$DF$55","v":{"v":0,"d":"0.000"}},{"$f":"IF(SUM(F312:F364)-H310<=0,0,SUM(F312:F364)-H310)","v":{"v":0,"d":"0.00"}},{"v":0,"d":"0.000"},{"$nulls":52},{"$f":"IF(H309<=BI311-E364,0,H364*H307*H308*J307/(H309*4))","v":{"$error":"#VALUE!"}},{"$f":"IF(H309<=BJ311-E364,0,H364*H307*H308*J307/(H309*4))","v":{"$error":"#VALUE!"}},{"$f":"IF($H309<=$BK311-$E364,0,$H364*$H307*$H308*$J307/($H309*4))","v":{"$error":"#VALUE!"}},{"$f":"IF(H309<=BL311-E364,0,H364*H307*H308*J307/(H309*4))","v":{"$error":"#VALUE!"}},{"$f":"IF(H309<=BM311-E364,0,H364*H307*H308*J307/(H309*4))","v":{"$error":"#VALUE!"}},{"$f":"IF(H309<=BN311-E364,0,H364*H307*H308*J307/(H309*4))","v":{"$error":"#VALUE!"}},{"$f":"IF(H309<=BO311-E364,0,H364*H307*H308*J307/(H309*4))","v":{"$error":"#VALUE!"}},{"$f":"IF(H309<=BP311-E364,0,H364*H307*H308*J307/(H309*4))","v":{"$error":"#VALUE!"}},{"$f":"IF(H309<=BQ311-E364,0,H364*H307*H308*J307/(H309*4))","v":{"$error":"#VALUE!"}},{"$f":"IF(H309<=BR311-E364,0,H364*H307*H308*J307/(H309*4))","v":{"$error":"#VALUE!"}},{"$f":"IF(H309<=BS311-E364,0,H364*H307*H308*J307/(H309*4))","v":{"$error":"#VALUE!"}},{"$f":"IF(H309<=BT311-E364,0,H364*H307*H308*J307/(H309*4))","v":{"$error":"#VALUE!"}},{"$f":"IF(H309<=BU311-E364,0,H364*H307*H308*J307/(H309*4))","v":{"$error":"#VALUE!"}}]
[{"$nulls":4},14.25,{"$f":"$DF$56","v":{"v":0,"d":"0.000"}},{"$f":"IF(SUM(F312:F365)-H310<=0,0,SUM(F312:F365)-H310)","v":{"v":0,"d":"0.00"}},{"v":0,"d":"0.000"},{"$nulls":53},{"$f":"IF(H309<=BJ311-E365,0,H365*H307*H308*J307/(H309*4))","v":{"$error":"#VALUE!"}},{"$f":"IF(H309<=BK311-E365,0,H365*H307*H308*J307/(H309*4))","v":{"$error":"#VALUE!"}},{"$f":"IF(H309<=BL311-E365,0,H365*H307*H308*J307/(H309*4))","v":{"$error":"#VALUE!"}},{"$f":"IF(H309<=BM311-E365,0,H365*H307*H308*J307/(H309*4))","v":{"$error":"#VALUE!"}},{"$f":"IF(H309<=BN311-E365,0,H365*H307*H308*J307/(H309*4))","v":{"$error":"#VALUE!"}},{"$f":"IF(H309<=BO311-E365,0,H365*H307*H308*J307/(H309*4))","v":{"$error":"#VALUE!"}},{"$f":"IF(H309<=BP311-E365,0,H365*H307*H308*J307/(H309*4))","v":{"$error":"#VALUE!"}},{"$f":"IF(H309<=BQ311-E365,0,H365*H307*H308*J307/(H309*4))","v":{"$error":"#VALUE!"}},{"$f":"IF(H309<=BR311-E365,0,H365*H307*H308*J307/(H309*4))","v":{"$error":"#VALUE!"}},{"$f":"IF(H309<=BS311-E365,0,H365*H307*H308*J307/(H309*4))","v":{"$error":"#VALUE!"}},{"$f":"IF(H309<=BT311-E365,0,H365*H307*H308*J307/(H309*4))","v":{"$error":"#VALUE!"}},{"$f":"IF(H309<=BU311-E365,0,H365*H307*H308*J307/(H309*4))","v":{"$error":"#VALUE!"}},{"$f":"IF(H309<=BV311-E365,0,H365*H307*H308*J307/(H309*4))","v":{"$error":"#VALUE!"}}]
[{"$nulls":4},{"v":14.5,"d":"14.50"},{"$f":"$DF$57","v":{"v":0,"d":"0.000"}},{"$f":"IF(SUM(F312:F366)-H310<=0,0,SUM(F312:F366)-H310)","v":{"v":0,"d":"0.00"}},{"v":0,"d":"0.000"},{"$nulls":54},{"$f":"IF(H309<=BK311-E366,0,H366*H307*H308*J307/(H309*4))","v":{"$error":"#VALUE!"}},{"$f":"IF(H309<=BL311-E366,0,H366*H307*H308*J307/(H309*4))","v":{"$error":"#VALUE!"}},{"$f":"IF(H309<=BM311-E366,0,H366*H307*H308*J307/(H309*4))","v":{"$error":"#VALUE!"}},{"$f":"IF(H309<=BN311-E366,0,H366*H307*H308*J307/(H309*4))","v":{"$error":"#VALUE!"}},{"$f":"IF(H309<=BO311-E366,0,H366*H307*H308*J307/(H309*4))","v":{"$error":"#VALUE!"}},{"$f":"IF(H309<=BP311-E366,0,H366*H307*H308*J307/(H309*4))","v":{"$error":"#VALUE!"}},{"$f":"IF(H309<=BQ311-E366,0,H366*H307*H308*J307/(H309*4))","v":{"$error":"#VALUE!"}},{"$f":"IF(H309<=BR311-E366,0,H366*H307*H308*J307/(H309*4))","v":{"$error":"#VALUE!"}},{"$f":"IF(H309<=BS311-E366,0,H366*H307*H308*J307/(H309*4))","v":{"$error":"#VALUE!"}},{"$f":"IF(H309<=BT311-E366,0,H366*H307*H308*J307/(H309*4))","v":{"$error":"#VALUE!"}},{"$f":"IF(H309<=BU311-E366,0,H366*H307*H308*J307/(H309*4))","v":{"$error":"#VALUE!"}},{"$f":"IF(H309<=BV311-E366,0,H366*H307*H308*J307/(H309*4))","v":{"$error":"#VALUE!"}},{"$f":"IF(H309<=BW311-E366,0,H366*H307*H308*J307/(H309*4))","v":{"$error":"#VALUE!"}}]
[{"$nulls":4},14.75,{"$f":"$DF$58","v":{"v":0,"d":"0.000"}},{"$f":"IF(SUM(F312:F367)-H310<=0,0,SUM(F312:F367)-H310)","v":{"v":0,"d":"0.00"}},{"v":0,"d":"0.000"},{"$nulls":55},{"$f":"IF(H309<=BL311-E367,0,H367*H307*H308*J307/(H309*4))","v":{"$error":"#VALUE!"}},{"$f":"IF(H309<=BM311-E367,0,H367*H307*H308*J307/(H309*4))","v":{"$error":"#VALUE!"}},{"$f":"IF(H309<=BN311-E367,0,H367*H307*H308*J307/(H309*4))","v":{"$error":"#VALUE!"}},{"$f":"IF(H309<=BO311-E367,0,H367*H307*H308*J307/(H309*4))","v":{"$error":"#VALUE!"}},{"$f":"IF(H309<=BP311-E367,0,H367*H307*H308*J307/(H309*4))","v":{"$error":"#VALUE!"}},{"$f":"IF(H309<=BQ311-E367,0,H367*H307*H308*J307/(H309*4))","v":{"$error":"#VALUE!"}},{"$f":"IF(H309<=BR311-E367,0,H367*H307*H308*J307/(H309*4))","v":{"$error":"#VALUE!"}},{"$f":"IF(H309<=BS311-E367,0,H367*H307*H308*J307/(H309*4))","v":{"$error":"#VALUE!"}},{"$f":"IF(H309<=BT311-E367,0,H367*H307*H308*J307/(H309*4))","v":{"$error":"#VALUE!"}},{"$f":"IF(H309<=BU311-E367,0,H367*H307*H308*J307/(H309*4))","v":{"$error":"#VALUE!"}},{"$f":"IF(H309<=BV311-E367,0,H367*H307*H308*J307/(H309*4))","v":{"$error":"#VALUE!"}},{"$f":"IF(H309<=BW311-E367,0,H367*H307*H308*J307/(H309*4))","v":{"$error":"#VALUE!"}},{"$f":"IF(H309<=BX311-E367,0,H367*H307*H308*J307/(H309*4))","v":{"$error":"#VALUE!"}}]
[{"$nulls":4},{"v":15,"d":"15.00"},{"$f":"$DF$59","v":{"v":0,"d":"0.000"}},{"$f":"IF(SUM(F312:F368)-H310<=0,0,SUM(F312:F368)-H310)","v":{"v":0,"d":"0.00"}},{"v":0,"d":"0.000"},{"$nulls":56},{"$f":"IF(H309<=BM311-E368,0,H368*H307*H308*J307/(H309*4))","v":{"$error":"#VALUE!"}},{"$f":"IF(H309<=BN311-E368,0,H368*H307*H308*J307/(H309*4))","v":{"$error":"#VALUE!"}},{"$f":"IF(H309<=BO311-E368,0,H368*H307*H308*J307/(H309*4))","v":{"$error":"#VALUE!"}},{"$f":"IF(H309<=BP311-E368,0,H368*H307*H308*J307/(H309*4))","v":{"$error":"#VALUE!"}},{"$f":"IF(H309<=BQ311-E368,0,H368*H307*H308*J307/(H309*4))","v":{"$error":"#VALUE!"}},{"$f":"IF(H309<=BR311-E368,0,H368*H307*H308*J307/(H309*4))","v":{"$error":"#VALUE!"}},{"$f":"IF(H309<=BS311-E368,0,H368*H307*H308*J307/(H309*4))","v":{"$error":"#VALUE!"}},{"$f":"IF(H309<=BT311-E368,0,H368*H307*H308*J307/(H309*4))","v":{"$error":"#VALUE!"}},{"$f":"IF(H309<=BU311-E368,0,H368*H307*H308*J307/(H309*4))","v":{"$error":"#VALUE!"}},{"$f":"IF(H309<=BV311-E368,0,H368*H307*H308*J307/(H309*4))","v":{"$error":"#VALUE!"}},{"$f":"IF(H309<=BW311-E368,0,H368*H307*H308*J307/(H309*4))","v":{"$error":"#VALUE!"}},{"$f":"IF(H309<=BX311-E368,0,H368*H307*H308*J307/(H309*4))","v":{"$error":"#VALUE!"}},{"$f":"IF(H309<=BY311-E368,0,H368*H307*H308*J307/(H309*4))","v":{"$error":"#VALUE!"}}]
[{"$nulls":4},15.25,{"$f":"$DF$60","v":{"v":0,"d":"0.000"}},{"$f":"IF(SUM(F312:F369)-H310<=0,0,SUM(F312:F369)-H310)","v":{"v":0,"d":"0.00"}},{"v":0,"d":"0.000"},{"$nulls":57},{"$f":"IF(H309<=BN311-E369,0,H369*H307*H308*J307/(H309*4))","v":{"$error":"#VALUE!"}},{"$f":"IF(H309<=BO311-E369,0,H369*H307*H308*J307/(H309*4))","v":{"$error":"#VALUE!"}},{"$f":"IF(H309<=BP311-E369,0,H369*H307*H308*J307/(H309*4))","v":{"$error":"#VALUE!"}},{"$f":"IF(H309<=BQ311-E369,0,H369*H307*H308*J307/(H309*4))","v":{"$error":"#VALUE!"}},{"$f":"IF(H309<=BR311-E369,0,H369*H307*H308*J307/(H309*4))","v":{"$error":"#VALUE!"}},{"$f":"IF(H309<=BS311-E369,0,H369*H307*H308*J307/(H309*4))","v":{"$error":"#VALUE!"}},{"$f":"IF(H309<=BT311-E369,0,H369*H307*H308*J307/(H309*4))","v":{"$error":"#VALUE!"}},{"$f":"IF(H309<=BU311-E369,0,H369*H307*H308*J307/(H309*4))","v":{"$error":"#VALUE!"}},{"$f":"IF(H309<=BV311-E369,0,H369*H307*H308*J307/(H309*4))","v":{"$error":"#VALUE!"}},{"$f":"IF(H309<=BW311-E369,0,H369*H307*H308*J307/(H309*4))","v":{"$error":"#VALUE!"}},{"$f":"IF(H309<=BX311-E369,0,H369*H307*H308*J307/(H309*4))","v":{"$error":"#VALUE!"}},{"$f":"IF(H309<=BY311-E369,0,H369*H307*H308*J307/(H309*4))","v":{"$error":"#VALUE!"}},{"$f":"IF(H309<=BZ311-E369,0,H369*H307*H308*J307/(H309*4))","v":{"$error":"#VALUE!"}}]
[{"$nulls":4},{"v":15.5,"d":"15.50"},{"$f":"$DF$61","v":{"v":0,"d":"0.000"}},{"$f":"IF(SUM(F312:F370)-H310<=0,0,SUM(F312:F370)-H310)","v":{"v":0,"d":"0.00"}},{"v":0,"d":"0.000"},{"$nulls":58},{"$f":"IF(H309<=BO311-E370,0,H370*H307*H308*J307/(H309*4))","v":{"$error":"#VALUE!"}},{"$f":"IF(H309<=BP311-E370,0,H370*H307*H308*J307/(H309*4))","v":{"$error":"#VALUE!"}},{"$f":"IF(H309<=BQ311-E370,0,H370*H307*H308*J307/(H309*4))","v":{"$error":"#VALUE!"}},{"$f":"IF(H309<=BR311-E370,0,H370*H307*H308*J307/(H309*4))","v":{"$error":"#VALUE!"}},{"$f":"IF(H309<=BS311-E370,0,H370*H307*H308*J307/(H309*4))","v":{"$error":"#VALUE!"}},{"$f":"IF(H309<=BT311-E370,0,H370*H307*H308*J307/(H309*4))","v":{"$error":"#VALUE!"}},{"$f":"IF(H309<=BU311-E370,0,H370*H307*H308*J307/(H309*4))","v":{"$error":"#VALUE!"}},{"$f":"IF(H309<=BV311-E370,0,H370*H307*H308*J307/(H309*4))","v":{"$error":"#VALUE!"}},{"$f":"IF(H309<=BW311-E370,0,H370*H307*H308*J307/(H309*4))","v":{"$error":"#VALUE!"}},{"$f":"IF(H309<=BX311-E370,0,H370*H307*H308*J307/(H309*4))","v":{"$error":"#VALUE!"}},{"$f":"IF(H309<=BY311-E370,0,H370*H307*H308*J307/(H309*4))","v":{"$error":"#VALUE!"}},{"$f":"IF(H309<=BZ311-E370,0,H370*H307*H308*J307/(H309*4))","v":{"$error":"#VALUE!"}},{"$f":"IF(H309<=CA311-E370,0,H370*H307*H308*J307/(H309*4))","v":{"$error":"#VALUE!"}}]
[{"$nulls":4},15.75,{"$f":"$DF$62","v":{"v":0,"d":"0.000"}},{"$f":"IF(SUM(F312:F371)-H310<=0,0,SUM(F312:F371)-H310)","v":{"v":0,"d":"0.00"}},{"v":0,"d":"0.000"},{"$nulls":59},{"$f":"IF(H309<=BP311-E371,0,H371*H307*H308*J307/(H309*4))","v":{"$error":"#VALUE!"}},{"$f":"IF(H309<=BQ311-E371,0,H371*H307*H308*J307/(H309*4))","v":{"$error":"#VALUE!"}},{"$f":"IF(H309<=BR311-E371,0,H371*H307*H308*J307/(H309*4))","v":{"$error":"#VALUE!"}},{"$f":"IF(H309<=BS311-E371,0,H371*H307*H308*J307/(H309*4))","v":{"$error":"#VALUE!"}},{"$f":"IF(H309<=BT311-E371,0,H371*H307*H308*J307/(H309*4))","v":{"$error":"#VALUE!"}},{"$f":"IF(H309<=BU311-E371,0,H371*H307*H308*J307/(H309*4))","v":{"$error":"#VALUE!"}},{"$f":"IF(H309<=BV311-E371,0,H371*H307*H308*J307/(H309*4))","v":{"$error":"#VALUE!"}},{"$f":"IF(H309<=BW311-E371,0,H371*H307*H308*J307/(H309*4))","v":{"$error":"#VALUE!"}},{"$f":"IF(H309<=BX311-E371,0,H371*H307*H308*J307/(H309*4))","v":{"$error":"#VALUE!"}},{"$f":"IF(H309<=BY311-E371,0,H371*H307*H308*J307/(H309*4))","v":{"$error":"#VALUE!"}},{"$f":"IF(H309<=BZ311-E371,0,H371*H307*H308*J307/(H309*4))","v":{"$error":"#VALUE!"}},{"$f":"IF(H309<=CA311-E371,0,H371*H307*H308*J307/(H309*4))","v":{"$error":"#VALUE!"}},{"$f":"IF(H309<=CB311-E371,0,H371*H307*H308*J307/(H309*4))","v":{"$error":"#VALUE!"}}]
[{"$nulls":4},{"v":16,"d":"16.00"},{"$f":"$DF$63","v":{"v":0,"d":"0.000"}},{"$f":"IF(SUM(F312:F372)-H310<=0,0,SUM(F312:F372)-H310)","v":{"v":0,"d":"0.00"}},{"v":0,"d":"0.000"},{"$nulls":60},{"$f":"IF(H309<=BQ311-E372,0,H372*H307*H308*J307/(H309*4))","v":{"$error":"#VALUE!"}},{"$f":"IF(H309<=BR311-E372,0,H372*H307*H308*J307/(H309*4))","v":{"$error":"#VALUE!"}},{"$f":"IF(H309<=BS311-E372,0,H372*H307*H308*J307/(H309*4))","v":{"$error":"#VALUE!"}},{"$f":"IF(H309<=BT311-E372,0,H372*H307*H308*J307/(H309*4))","v":{"$error":"#VALUE!"}},{"$f":"IF(H309<=BU311-E372,0,H372*H307*H308*J307/(H309*4))","v":{"$error":"#VALUE!"}},{"$f":"IF(H309<=BV311-E372,0,H372*H307*H308*J307/(H309*4))","v":{"$error":"#VALUE!"}},{"$f":"IF(H309<=BW311-E372,0,H372*H307*H308*J307/(H309*4))","v":{"$error":"#VALUE!"}},{"$f":"IF(H309<=BX311-E372,0,H372*H307*H308*J307/(H309*4))","v":{"$error":"#VALUE!"}},{"$f":"IF(H309<=BY311-E372,0,H372*H307*H308*J307/(H309*4))","v":{"$error":"#VALUE!"}},{"$f":"IF(H309<=BZ311-E372,0,H372*H307*H308*J307/(H309*4))","v":{"$error":"#VALUE!"}},{"$f":"IF(H309<=CA311-E372,0,H372*H307*H308*J307/(H309*4))","v":{"$error":"#VALUE!"}},{"$f":"IF(H309<=CB311-E372,0,H372*H307*H308*J307/(H309*4))","v":{"$error":"#VALUE!"}},{"$f":"IF(H309<=CC311-E372,0,H372*H307*H308*J307/(H309*4))","v":{"$error":"#VALUE!"}}]
[{"$nulls":4},16.25,{"$f":"$DF$64","v":{"v":0,"d":"0.000"}},{"$f":"IF(SUM(F312:F373)-H310<=0,0,SUM(F312:F373)-H310)","v":{"v":0,"d":"0.00"}},{"v":0,"d":"0.000"},{"$nulls":61},{"$f":"IF(H309<=BR311-E373,0,H373*H307*H308*J307/(H309*4))","v":{"$error":"#VALUE!"}},{"$f":"IF(H309<=BS311-E373,0,H373*H307*H308*J307/(H309*4))","v":{"$error":"#VALUE!"}},{"$f":"IF(H309<=BT311-E373,0,H373*H307*H308*J307/(H309*4))","v":{"$error":"#VALUE!"}},{"$f":"IF(H309<=BU311-E373,0,H373*H307*H308*J307/(H309*4))","v":{"$error":"#VALUE!"}},{"$f":"IF(H309<=BV311-E373,0,H373*H307*H308*J307/(H309*4))","v":{"$error":"#VALUE!"}},{"$f":"IF(H309<=BW311-E373,0,H373*H307*H308*J307/(H309*4))","v":{"$error":"#VALUE!"}},{"$f":"IF(H309<=BX311-E373,0,H373*H307*H308*J307/(H309*4))","v":{"$error":"#VALUE!"}},{"$f":"IF(H309<=BY311-E373,0,H373*H307*H308*J307/(H309*4))","v":{"$error":"#VALUE!"}},{"$f":"IF(H309<=BZ311-E373,0,H373*H307*H308*J307/(H309*4))","v":{"$error":"#VALUE!"}},{"$f":"IF(H309<=CA311-E373,0,H373*H307*H308*J307/(H309*4))","v":{"$error":"#VALUE!"}},{"$f":"IF(H309<=CB311-E373,0,H373*H307*H308*J307/(H309*4))","v":{"$error":"#VALUE!"}},{"$f":"IF(H309<=CC311-E373,0,H373*H307*H308*J307/(H309*4))","v":{"$error":"#VALUE!"}},{"$f":"IF(H309<=CD311-E373,0,H373*H307*H308*J307/(H309*4))","v":{"$error":"#VALUE!"}}]
[{"$nulls":4},{"v":16.5,"d":"16.50"},{"$f":"$DF$65","v":{"v":0,"d":"0.000"}},{"$f":"IF(SUM(F312:F374)-H310<=0,0,SUM(F312:F374)-H310)","v":{"v":0,"d":"0.00"}},{"v":0,"d":"0.000"},{"$nulls":62},{"$f":"IF(H309<=BS311-E374,0,H374*H307*H308*J307/(H309*4))","v":{"$error":"#VALUE!"}},{"$f":"IF(H309<=BT311-E374,0,H374*H307*H308*J307/(H309*4))","v":{"$error":"#VALUE!"}},{"$f":"IF(H309<=BU311-E374,0,H374*H307*H308*J307/(H309*4))","v":{"$error":"#VALUE!"}},{"$f":"IF(H309<=BV311-E374,0,H374*H307*H308*J307/(H309*4))","v":{"$error":"#VALUE!"}},{"$f":"IF(H309<=BW311-E374,0,H374*H307*H308*J307/(H309*4))","v":{"$error":"#VALUE!"}},{"$f":"IF(H309<=BX311-E374,0,H374*H307*H308*J307/(H309*4))","v":{"$error":"#VALUE!"}},{"$f":"IF(H309<=BY311-E374,0,H374*H307*H308*J307/(H309*4))","v":{"$error":"#VALUE!"}},{"$f":"IF(H309<=BZ311-E374,0,H374*H307*H308*J307/(H309*4))","v":{"$error":"#VALUE!"}},{"$f":"IF(H309<=CA311-E374,0,H374*H307*H308*J307/(H309*4))","v":{"$error":"#VALUE!"}},{"$f":"IF(H309<=CB311-E374,0,H374*H307*H308*J307/(H309*4))","v":{"$error":"#VALUE!"}},{"$f":"IF(H309<=CC311-E374,0,H374*H307*H308*J307/(H309*4))","v":{"$error":"#VALUE!"}},{"$f":"IF(H309<=CD311-E374,0,H374*H307*H308*J307/(H309*4))","v":{"$error":"#VALUE!"}},{"$f":"IF(H309<=CE311-E374,0,H374*H307*H308*J307/(H309*4))","v":{"$error":"#VALUE!"}}]
[{"$nulls":4},16.75,{"$f":"$DF$66","v":{"v":0,"d":"0.000"}},{"$f":"IF(SUM(F312:F375)-H310<=0,0,SUM(F312:F375)-H310)","v":{"v":0,"d":"0.00"}},{"v":0,"d":"0.000"},{"$nulls":63},{"$f":"IF(H309<=BT311-E375,0,H375*H307*H308*J307/(H309*4))","v":{"$error":"#VALUE!"}},{"$f":"IF(H309<=BU311-E375,0,H375*H307*H308*J307/(H309*4))","v":{"$error":"#VALUE!"}},{"$f":"IF(H309<=BV311-E375,0,H375*H307*H308*J307/(H309*4))","v":{"$error":"#VALUE!"}},{"$f":"IF(H309<=BW311-E375,0,H375*H307*H308*J307/(H309*4))","v":{"$error":"#VALUE!"}},{"$f":"IF(H309<=BX311-E375,0,H375*H307*H308*J307/(H309*4))","v":{"$error":"#VALUE!"}},{"$f":"IF(H309<=BY311-E375,0,H375*H307*H308*J307/(H309*4))","v":{"$error":"#VALUE!"}},{"$f":"IF(H309<=BZ311-E375,0,H375*H307*H308*J307/(H309*4))","v":{"$error":"#VALUE!"}},{"$f":"IF(H309<=CA311-E375,0,H375*H307*H308*J307/(H309*4))","v":{"$error":"#VALUE!"}},{"$f":"IF(H309<=CB311-E375,0,H375*H307*H308*J307/(H309*4))","v":{"$error":"#VALUE!"}},{"$f":"IF(H309<=CC311-E375,0,H375*H307*H308*J307/(H309*4))","v":{"$error":"#VALUE!"}},{"$f":"IF(H309<=CD311-E375,0,H375*H307*H308*J307/(H309*4))","v":{"$error":"#VALUE!"}},{"$f":"IF(H309<=CE311-E375,0,H375*H307*H308*J307/(H309*4))","v":{"$error":"#VALUE!"}},{"$f":"IF(H309<=CF311-E375,0,H375*H307*H308*J307/(H309*4))","v":{"$error":"#VALUE!"}}]
[{"$nulls":4},{"v":17,"d":"17.00"},{"$f":"$DF$67","v":{"v":0,"d":"0.000"}},{"$f":"IF(SUM(F312:F376)-H310<=0,0,SUM(F312:F376)-H310)","v":{"v":0,"d":"0.00"}},{"v":0,"d":"0.000"},{"$nulls":64},{"$f":"IF(H309<=BU311-E376,0,H376*H307*H308*J307/(H309*4))","v":{"$error":"#VALUE!"}},{"$f":"IF(H309<=BV311-E376,0,H376*H307*H308*J307/(H309*4))","v":{"$error":"#VALUE!"}},{"$f":"IF(H309<=BW311-E376,0,H376*H307*H308*J307/(H309*4))","v":{"$error":"#VALUE!"}},{"$f":"IF(H309<=BX311-E376,0,H376*H307*H308*J307/(H309*4))","v":{"$error":"#VALUE!"}},{"$f":"IF(H309<=BY311-E376,0,H376*H307*H308*J307/(H309*4))","v":{"$error":"#VALUE!"}},{"$f":"IF(H309<=BZ311-E376,0,H376*H307*H308*J307/(H309*4))","v":{"$error":"#VALUE!"}},{"$f":"IF(H309<=CA311-E376,0,H376*H307*H308*J307/(H309*4))","v":{"$error":"#VALUE!"}},{"$f":"IF(H309<=CB311-E376,0,H376*H307*H308*J307/(H309*4))","v":{"$error":"#VALUE!"}},{"$f":"IF(H309<=CC311-E376,0,H376*H307*H308*J307/(H309*4))","v":{"$error":"#VALUE!"}},{"$f":"IF(H309<=CD311-E376,0,H376*H307*H308*J307/(H309*4))","v":{"$error":"#VALUE!"}},{"$f":"IF(H309<=CE311-E376,0,H376*H307*H308*J307/(H309*4))","v":{"$error":"#VALUE!"}},{"$f":"IF(H309<=CF311-E376,0,H376*H307*H308*J307/(H309*4))","v":{"$error":"#VALUE!"}},{"$f":"IF(H309<=CG311-E376,0,H376*H307*H308*J307/(H309*4))","v":{"$error":"#VALUE!"}}]
[{"$nulls":4},17.25,{"$f":"$DF$68","v":{"v":0,"d":"0.000"}},{"$f":"IF(SUM(F312:F377)-H310<=0,0,SUM(F312:F377)-H310)","v":{"v":0,"d":"0.00"}},{"$f":"G377-G376","v":{"v":0,"d":"0.000"}},{"$nulls":65},{"$f":"IF(H309<=BV311-E377,0,H377*H307*H308*J307/(H309*4))","v":{"$error":"#VALUE!"}},{"$f":"IF(H309<=BW311-E377,0,H377*H307*H308*J307/(H309*4))","v":{"$error":"#VALUE!"}},{"$f":"IF(H309<=BX311-E377,0,H377*H307*H308*J307/(H309*4))","v":{"$error":"#VALUE!"}},{"$f":"IF(H309<=BY311-E377,0,H377*H307*H308*J307/(H309*4))","v":{"$error":"#VALUE!"}},{"$f":"IF(H309<=BZ311-E377,0,H377*H307*H308*J307/(H309*4))","v":{"$error":"#VALUE!"}},{"$f":"IF(H309<=CA311-E377,0,H377*H307*H308*J307/(H309*4))","v":{"$error":"#VALUE!"}},{"$f":"IF(H309<=CB311-E377,0,H377*H307*H308*J307/(H309*4))","v":{"$error":"#VALUE!"}},{"$f":"IF(H309<=CC311-E377,0,H377*H307*H308*J307/(H309*4))","v":{"$error":"#VALUE!"}},{"$f":"IF(H309<=CD311-E377,0,H377*H307*H308*J307/(H309*4))","v":{"$error":"#VALUE!"}},{"$f":"IF(H309<=CE311-E377,0,H377*H307*H308*J307/(H309*4))","v":{"$error":"#VALUE!"}},{"$f":"IF(H309<=CF311-E377,0,H377*H307*H308*J307/(H309*4))","v":{"$error":"#VALUE!"}},{"$f":"IF(H309<=CG311-E377,0,H377*H307*H308*J307/(H309*4))","v":{"$error":"#VALUE!"}},{"$f":"IF(H309<=CH311-E377,0,H377*H307*H308*J307/(H309*4))","v":{"$error":"#VALUE!"}}]
[{"$nulls":4},{"v":17.5,"d":"17.50"},{"$f":"$DF$69","v":{"v":0,"d":"0.000"}},{"$f":"IF(SUM(F312:F378)-H310<=0,0,SUM(F312:F378)-H310)","v":{"v":0,"d":"0.00"}},{"v":0,"d":"0.000"},{"$nulls":66},{"$f":"IF(H309<=BW311-E378,0,H378*H307*H308*J307/(H309*4))","v":{"$error":"#VALUE!"}},{"$f":"IF(H309<=BX311-E378,0,H378*H307*H308*J307/(H309*4))","v":{"$error":"#VALUE!"}},{"$f":"IF(H309<=BY311-E378,0,H378*H307*H308*J307/(H309*4))","v":{"$error":"#VALUE!"}},{"$f":"IF(H309<=BZ311-E378,0,H378*H307*H308*J307/(H309*4))","v":{"$error":"#VALUE!"}},{"$f":"IF(H309<=CA311-E378,0,H378*H307*H308*J307/(H309*4))","v":{"$error":"#VALUE!"}},{"$f":"IF(H309<=CB311-E378,0,H378*H307*H308*J307/(H309*4))","v":{"$error":"#VALUE!"}},{"$f":"IF(H309<=CC311-E378,0,H378*H307*H308*J307/(H309*4))","v":{"$error":"#VALUE!"}},{"$f":"IF(H309<=CD311-E378,0,H378*H307*H308*J307/(H309*4))","v":{"$error":"#VALUE!"}},{"$f":"IF(H309<=CE311-E378,0,H378*H307*H308*J307/(H309*4))","v":{"$error":"#VALUE!"}},{"$f":"IF(H309<=CF311-E378,0,H378*H307*H308*J307/(H309*4))","v":{"$error":"#VALUE!"}},{"$f":"IF(H309<=CG311-E378,0,H378*H307*H308*J307/(H309*4))","v":{"$error":"#VALUE!"}},{"$f":"IF(H309<=CH311-E378,0,H378*H307*H308*J307/(H309*4))","v":{"$error":"#VALUE!"}},{"$f":"IF(H309<=CI311-E378,0,H378*H307*H308*J307/(H309*4))","v":{"$error":"#VALUE!"}}]
[{"$nulls":4},17.75,{"$f":"$DF$70","v":{"v":0,"d":"0.000"}},{"$f":"IF(SUM(F312:F379)-H310<=0,0,SUM(F312:F379)-H310)","v":{"v":0,"d":"0.00"}},{"v":0,"d":"0.000"},{"$nulls":67},{"$f":"IF(H309<=BX311-E379,0,H379*H307*H308*J307/(H309*4))","v":{"$error":"#VALUE!"}},{"$f":"IF(H309<=BY311-E379,0,H379*H307*H308*J307/(H309*4))","v":{"$error":"#VALUE!"}},{"$f":"IF(H309<=BZ311-E379,0,H379*H307*H308*J307/(H309*4))","v":{"$error":"#VALUE!"}},{"$f":"IF(H309<=CA311-E379,0,H379*H307*H308*J307/(H309*4))","v":{"$error":"#VALUE!"}},{"$f":"IF(H309<=CB311-E379,0,H379*H307*H308*J307/(H309*4))","v":{"$error":"#VALUE!"}},{"$f":"IF(H309<=CC311-E379,0,H379*H307*H308*J307/(H309*4))","v":{"$error":"#VALUE!"}},{"$f":"IF(H309<=CD311-E379,0,H379*H307*H308*J307/(H309*4))","v":{"$error":"#VALUE!"}},{"$f":"IF(H309<=CE311-E379,0,H379*H307*H308*J307/(H309*4))","v":{"$error":"#VALUE!"}},{"$f":"IF(H309<=CF311-E379,0,H379*H307*H308*J307/(H309*4))","v":{"$error":"#VALUE!"}},{"$f":"IF(H309<=CG311-E379,0,H379*H307*H308*J307/(H309*4))","v":{"$error":"#VALUE!"}},{"$f":"IF(H309<=CH311-E379,0,H379*H307*H308*J307/(H309*4))","v":{"$error":"#VALUE!"}},{"$f":"IF(H309<=CI311-E379,0,H379*H307*H308*J307/(H309*4))","v":{"$error":"#VALUE!"}},{"$f":"IF(H309<=CJ311-E379,0,H379*H307*H308*J307/(H309*4))","v":{"$error":"#VALUE!"}}]
[{"$nulls":4},{"v":18,"d":"18.00"},{"$f":"$DF$71","v":{"v":0,"d":"0.000"}},{"$f":"IF(SUM(F312:F380)-H310<=0,0,SUM(F312:F380)-H310)","v":{"v":0,"d":"0.00"}},{"v":0,"d":"0.000"},{"$nulls":68},{"$f":"IF(H309<=BY311-E380,0,H380*H307*H308*J307/(H309*4))","v":{"$error":"#VALUE!"}},{"$f":"IF(H309<=BZ311-E380,0,H380*H307*H308*J307/(H309*4))","v":{"$error":"#VALUE!"}},{"$f":"IF(H309<=CA311-E380,0,H380*H307*H308*J307/(H309*4))","v":{"$error":"#VALUE!"}},{"$f":"IF(H309<=CB311-E380,0,H380*H307*H308*J307/(H309*4))","v":{"$error":"#VALUE!"}},{"$f":"IF(H309<=CC311-E380,0,H380*H307*H308*J307/(H309*4))","v":{"$error":"#VALUE!"}},{"$f":"IF(H309<=CD311-E380,0,H380*H307*H308*J307/(H309*4))","v":{"$error":"#VALUE!"}},{"$f":"IF(H309<=CE311-E380,0,H380*H307*H308*J307/(H309*4))","v":{"$error":"#VALUE!"}},{"$f":"IF(H309<=CF311-E380,0,H380*H307*H308*J307/(H309*4))","v":{"$error":"#VALUE!"}},{"$f":"IF(H309<=CG311-E380,0,H380*H307*H308*J307/(H309*4))","v":{"$error":"#VALUE!"}},{"$f":"IF(H309<=CH311-E380,0,H380*H307*H308*J307/(H309*4))","v":{"$error":"#VALUE!"}},{"$f":"IF(H309<=CI311-E380,0,H380*H307*H308*J307/(H309*4))","v":{"$error":"#VALUE!"}},{"$f":"IF(H309<=CJ311-E380,0,H380*H307*H308*J307/(H309*4))","v":{"$error":"#VALUE!"}},{"$f":"IF(H309<=CK311-E380,0,H380*H307*H308*J307/(H309*4))","v":{"$error":"#VALUE!"}}]
[{"$nulls":4},18.25,{"$f":"$DF$72","v":{"v":0,"d":"0.000"}},{"$f":"IF(SUM(F312:F381)-H310<=0,0,SUM(F312:F381)-H310)","v":{"v":0,"d":"0.00"}},{"v":0,"d":"0.000"},{"$nulls":69},{"$f":"IF(H309<=BZ311-E381,0,H381*H307*H308*J307/(H309*4))","v":{"$error":"#VALUE!"}},{"$f":"IF(H309<=CA311-E381,0,H381*H307*H308*J307/(H309*4))","v":{"$error":"#VALUE!"}},{"$f":"IF(H309<=CB311-E381,0,H381*H307*H308*J307/(H309*4))","v":{"$error":"#VALUE!"}},{"$f":"IF(H309<=CC311-E381,0,H381*H307*H308*J307/(H309*4))","v":{"$error":"#VALUE!"}},{"$f":"IF(H309<=CD311-E381,0,H381*H307*H308*J307/(H309*4))","v":{"$error":"#VALUE!"}},{"$f":"IF(H309<=CE311-E381,0,H381*H307*H308*J307/(H309*4))","v":{"$error":"#VALUE!"}},{"$f":"IF(H309<=CF311-E381,0,H381*H307*H308*J307/(H309*4))","v":{"$error":"#VALUE!"}},{"$f":"IF(H309<=CG311-E381,0,H381*H307*H308*J307/(H309*4))","v":{"$error":"#VALUE!"}},{"$f":"IF(H309<=CH311-E381,0,H381*H307*H308*J307/(H309*4))","v":{"$error":"#VALUE!"}},{"$f":"IF(H309<=CI311-E381,0,H381*H307*H308*J307/(H309*4))","v":{"$error":"#VALUE!"}},{"$f":"IF(H309<=CJ311-E381,0,H381*H307*H308*J307/(H309*4))","v":{"$error":"#VALUE!"}},{"$f":"IF(H309<=CK311-E381,0,H381*H307*H308*J307/(H309*4))","v":{"$error":"#VALUE!"}},{"$f":"IF(H309<=CL311-E381,0,H381*H307*H308*J307/(H309*4))","v":{"$error":"#VALUE!"}}]
[{"$nulls":4},{"v":18.5,"d":"18.50"},{"$f":"$DF$73","v":{"v":0,"d":"0.000"}},{"$f":"IF(SUM(F312:F382)-H310<=0,0,SUM(F312:F382)-H310)","v":{"v":0,"d":"0.00"}},{"v":0,"d":"0.000"},{"$nulls":70},{"$f":"IF(H309<=CA311-E382,0,H382*H307*H308*J307/(H309*4))","v":{"$error":"#VALUE!"}},{"$f":"IF(H309<=CB311-E382,0,H382*H307*H308*J307/(H309*4))","v":{"$error":"#VALUE!"}},{"$f":"IF(H309<=CC311-E382,0,H382*H307*H308*J307/(H309*4))","v":{"$error":"#VALUE!"}},{"$f":"IF(H309<=CD311-E382,0,H382*H307*H308*J307/(H309*4))","v":{"$error":"#VALUE!"}},{"$f":"IF(H309<=CE311-E382,0,H382*H307*H308*J307/(H309*4))","v":{"$error":"#VALUE!"}},{"$f":"IF(H309<=CF311-E382,0,H382*H307*H308*J307/(H309*4))","v":{"$error":"#VALUE!"}},{"$f":"IF(H309<=CG311-E382,0,H382*H307*H308*J307/(H309*4))","v":{"$error":"#VALUE!"}},{"$f":"IF(H309<=CH311-E382,0,H382*H307*H308*J307/(H309*4))","v":{"$error":"#VALUE!"}},{"$f":"IF(H309<=CI311-E382,0,H382*H307*H308*J307/(H309*4))","v":{"$error":"#VALUE!"}},{"$f":"IF(H309<=CJ311-E382,0,H382*H307*H308*J307/(H309*4))","v":{"$error":"#VALUE!"}},{"$f":"IF(H309<=CK311-E382,0,H382*H307*H308*J307/(H309*4))","v":{"$error":"#VALUE!"}},{"$f":"IF(H309<=CL311-E382,0,H382*H307*H308*J307/(H309*4))","v":{"$error":"#VALUE!"}},{"$f":"IF(H309<=CM311-E382,0,H382*H307*H308*J307/(H309*4))","v":{"$error":"#VALUE!"}}]
[{"$nulls":4},18.75,{"$f":"$DF$74","v":{"v":0,"d":"0.000"}},{"$f":"IF(SUM(F312:F383)-H310<=0,0,SUM(F312:F383)-H310)","v":{"v":0,"d":"0.00"}},{"v":0,"d":"0.000"},{"$nulls":71},{"$f":"IF(H309<=CB311-E383,0,H383*H307*H308*J307/(H309*4))","v":{"$error":"#VALUE!"}},{"$f":"IF(H309<=CC311-E383,0,H383*H307*H308*J307/(H309*4))","v":{"$error":"#VALUE!"}},{"$f":"IF(H309<=CD311-E383,0,H383*H307*H308*J307/(H309*4))","v":{"$error":"#VALUE!"}},{"$f":"IF(H309<=CE311-E383,0,H383*H307*H308*J307/(H309*4))","v":{"$error":"#VALUE!"}},{"$f":"IF(H309<=CF311-E383,0,H383*H307*H308*J307/(H309*4))","v":{"$error":"#VALUE!"}},{"$f":"IF(H309<=CG311-E383,0,H383*H307*H308*J307/(H309*4))","v":{"$error":"#VALUE!"}},{"$f":"IF(H309<=CH311-E383,0,H383*H307*H308*J307/(H309*4))","v":{"$error":"#VALUE!"}},{"$f":"IF(H309<=CI311-E383,0,H383*H307*H308*J307/(H309*4))","v":{"$error":"#VALUE!"}},{"$f":"IF(H309<=CJ311-E383,0,H383*H307*H308*J307/(H309*4))","v":{"$error":"#VALUE!"}},{"$f":"IF(H309<=CK311-E383,0,H383*H307*H308*J307/(H309*4))","v":{"$error":"#VALUE!"}},{"$f":"IF(H309<=CL311-E383,0,H383*H307*H308*J307/(H309*4))","v":{"$error":"#VALUE!"}},{"$f":"IF(H309<=CM311-E383,0,H383*H307*H308*J307/(H309*4))","v":{"$error":"#VALUE!"}},{"$f":"IF(H309<=CN311-E383,0,H383*H307*H308*J307/(H309*4))","v":{"$error":"#VALUE!"}}]
[{"$nulls":4},{"v":19,"d":"19.00"},{"$f":"$DF$75","v":{"v":0,"d":"0.000"}},{"$f":"IF(SUM(F312:F384)-H310<=0,0,SUM(F312:F384)-H310)","v":{"v":0,"d":"0.00"}},{"v":0,"d":"0.000"},{"$nulls":72},{"$f":"IF(H309<=CC311-E384,0,H384*H307*H308*J307/(H309*4))","v":{"$error":"#VALUE!"}},{"$f":"IF(H309<=CD311-E384,0,H384*H307*H308*J307/(H309*4))","v":{"$error":"#VALUE!"}},{"$f":"IF(H309<=CE311-E384,0,H384*H307*H308*J307/(H309*4))","v":{"$error":"#VALUE!"}},{"$f":"IF(H309<=CF311-E384,0,H384*H307*H308*J307/(H309*4))","v":{"$error":"#VALUE!"}},{"$f":"IF(H309<=CG311-E384,0,H384*H307*H308*J307/(H309*4))","v":{"$error":"#VALUE!"}},{"$f":"IF(H309<=CH311-E384,0,H384*H307*H308*J307/(H309*4))","v":{"$error":"#VALUE!"}},{"$f":"IF(H309<=CI311-E384,0,H384*H307*H308*J307/(H309*4))","v":{"$error":"#VALUE!"}},{"$f":"IF(H309<=CJ311-E384,0,H384*H307*H308*J307/(H309*4))","v":{"$error":"#VALUE!"}},{"$f":"IF(H309<=CK311-E384,0,H384*H307*H308*J307/(H309*4))","v":{"$error":"#VALUE!"}},{"$f":"IF(H309<=CL311-E384,0,H384*H307*H308*J307/(H309*4))","v":{"$error":"#VALUE!"}},{"$f":"IF(H309<=CM311-E384,0,H384*H307*H308*J307/(H309*4))","v":{"$error":"#VALUE!"}},{"$f":"IF(H309<=CN311-E384,0,H384*H307*H308*J307/(H309*4))","v":{"$error":"#VALUE!"}},{"$f":"IF(H309<=CO311-E384,0,H384*H307*H308*J307/(H309*4))","v":{"$error":"#VALUE!"}}]
[{"$nulls":4},19.25,{"$f":"$DF$76","v":{"v":0,"d":"0.000"}},{"$f":"IF(SUM(F312:F385)-H310<=0,0,SUM(F312:F385)-H310)","v":{"v":0,"d":"0.00"}},{"v":0,"d":"0.000"},{"$nulls":73},{"$f":"IF(H309<=CD311-E385,0,H385*H307*H308*J307/(H309*4))","v":{"$error":"#VALUE!"}},{"$f":"IF(H309<=CE311-E385,0,H385*H307*H308*J307/(H309*4))","v":{"$error":"#VALUE!"}},{"$f":"IF(H309<=CF311-E385,0,H385*H307*H308*J307/(H309*4))","v":{"$error":"#VALUE!"}},{"$f":"IF(H309<=CG311-E385,0,H385*H307*H308*J307/(H309*4))","v":{"$error":"#VALUE!"}},{"$f":"IF(H309<=CH311-E385,0,H385*H307*H308*J307/(H309*4))","v":{"$error":"#VALUE!"}},{"$f":"IF(H309<=CI311-E385,0,H385*H307*H308*J307/(H309*4))","v":{"$error":"#VALUE!"}},{"$f":"IF(H309<=CJ311-E385,0,H385*H307*H308*J307/(H309*4))","v":{"$error":"#VALUE!"}},{"$f":"IF(H309<=CK311-E385,0,H385*H307*H308*J307/(H309*4))","v":{"$error":"#VALUE!"}},{"$f":"IF(H309<=CL311-E385,0,H385*H307*H308*J307/(H309*4))","v":{"$error":"#VALUE!"}},{"$f":"IF(H309<=CM311-E385,0,H385*H307*H308*J307/(H309*4))","v":{"$error":"#VALUE!"}},{"$f":"IF(H309<=CN311-E385,0,H385*H307*H308*J307/(H309*4))","v":{"$error":"#VALUE!"}},{"$f":"IF(H309<=CO311-E385,0,H385*H307*H308*J307/(H309*4))","v":{"$error":"#VALUE!"}},{"$f":"IF(H309<=CP311-E385,0,H385*H307*H308*J307/(H309*4))","v":{"$error":"#VALUE!"}}]
[{"$nulls":4},{"v":19.5,"d":"19.50"},{"$f":"$DF$77","v":{"v":0,"d":"0.000"}},{"$f":"IF(SUM(F312:F386)-H310<=0,0,SUM(F312:F386)-H310)","v":{"v":0,"d":"0.00"}},{"v":0,"d":"0.000"},{"$nulls":74},{"$f":"IF(H309<=CE311-E386,0,H386*H307*H308*J307/(H309*4))","v":{"$error":"#VALUE!"}},{"$f":"IF(H309<=CF311-E386,0,H386*H307*H308*J307/(H309*4))","v":{"$error":"#VALUE!"}},{"$f":"IF(H309<=CG311-E386,0,H386*H307*H308*J307/(H309*4))","v":{"$error":"#VALUE!"}},{"$f":"IF(H309<=CH311-E386,0,H386*H307*H308*J307/(H309*4))","v":{"$error":"#VALUE!"}},{"$f":"IF(H309<=CI311-E386,0,H386*H307*H308*J307/(H309*4))","v":{"$error":"#VALUE!"}},{"$f":"IF(H309<=CJ311-E386,0,H386*H307*H308*J307/(H309*4))","v":{"$error":"#VALUE!"}},{"$f":"IF(H309<=CK311-E386,0,H386*H307*H308*J307/(H309*4))","v":{"$error":"#VALUE!"}},{"$f":"IF(H309<=CL311-E386,0,H386*H307*H308*J307/(H309*4))","v":{"$error":"#VALUE!"}},{"$f":"IF(H309<=CM311-E386,0,H386*H307*H308*J307/(H309*4))","v":{"$error":"#VALUE!"}},{"$f":"IF(H309<=CN311-E386,0,H386*H307*H308*J307/(H309*4))","v":{"$error":"#VALUE!"}},{"$f":"IF(H309<=CO311-E386,0,H386*H307*H308*J307/(H309*4))","v":{"$error":"#VALUE!"}},{"$f":"IF(H309<=CP311-E386,0,H386*H307*H308*J307/(H309*4))","v":{"$error":"#VALUE!"}},{"$f":"IF(H309<=CQ311-E386,0,H386*H307*H308*J307/(H309*4))","v":{"$error":"#VALUE!"}}]
[{"$nulls":4},19.75,{"$f":"$DF$78","v":{"v":0,"d":"0.000"}},{"$f":"IF(SUM(F312:F387)-H310<=0,0,SUM(F312:F387)-H310)","v":{"v":0,"d":"0.00"}},{"v":0,"d":"0.000"},{"$nulls":75},{"$f":"IF(H309<=CF311-E387,0,H387*H307*H308*J307/(H309*4))","v":{"$error":"#VALUE!"}},{"$f":"IF(H309<=CG311-E387,0,H387*H307*H308*J307/(H309*4))","v":{"$error":"#VALUE!"}},{"$f":"IF(H309<=CH311-E387,0,H387*H307*H308*J307/(H309*4))","v":{"$error":"#VALUE!"}},{"$f":"IF(H309<=CI311-E387,0,H387*H307*H308*J307/(H309*4))","v":{"$error":"#VALUE!"}},{"$f":"IF(H309<=CJ311-E387,0,H387*H307*H308*J307/(H309*4))","v":{"$error":"#VALUE!"}},{"$f":"IF(H309<=CK311-E387,0,H387*H307*H308*J307/(H309*4))","v":{"$error":"#VALUE!"}},{"$f":"IF(H309<=CL311-E387,0,H387*H307*H308*J307/(H309*4))","v":{"$error":"#VALUE!"}},{"$f":"IF(H309<=CM311-E387,0,H387*H307*H308*J307/(H309*4))","v":{"$error":"#VALUE!"}},{"$f":"IF(H309<=CN311-E387,0,H387*H307*H308*J307/(H309*4))","v":{"$error":"#VALUE!"}},{"$f":"IF(H309<=CO311-E387,0,H387*H307*H308*J307/(H309*4))","v":{"$error":"#VALUE!"}},{"$f":"IF(H309<=CP311-E387,0,H387*H307*H308*J307/(H309*4))","v":{"$error":"#VALUE!"}},{"$f":"IF(H309<=CQ311-E387,0,H387*H307*H308*J307/(H309*4))","v":{"$error":"#VALUE!"}},{"$f":"IF(H309<=CR311-E387,0,H387*H307*H308*J307/(H309*4))","v":{"$error":"#VALUE!"}}]
[{"$nulls":4},{"v":20,"d":"20.00"},{"$f":"$DF$79","v":{"v":0,"d":"0.000"}},{"$f":"IF(SUM(F312:F388)-H310<=0,0,SUM(F312:F388)-H310)","v":{"v":0,"d":"0.00"}},{"v":0,"d":"0.000"},{"$nulls":76},{"$f":"IF(H309<=CG311-E388,0,H388*H307*H308*J307/(H309*4))","v":{"$error":"#VALUE!"}},{"$f":"IF(H309<=CH311-E388,0,H388*H307*H308*J307/(H309*4))","v":{"$error":"#VALUE!"}},{"$f":"IF(H309<=CI311-E388,0,H388*H307*H308*J307/(H309*4))","v":{"$error":"#VALUE!"}},{"$f":"IF(H309<=CJ311-E388,0,H388*H307*H308*J307/(H309*4))","v":{"$error":"#VALUE!"}},{"$f":"IF(H309<=CK311-E388,0,H388*H307*H308*J307/(H309*4))","v":{"$error":"#VALUE!"}},{"$f":"IF(H309<=CL311-E388,0,H388*H307*H308*J307/(H309*4))","v":{"$error":"#VALUE!"}},{"$f":"IF(H309<=CM311-E388,0,H388*H307*H308*J307/(H309*4))","v":{"$error":"#VALUE!"}},{"$f":"IF(H309<=CN311-E388,0,H388*H307*H308*J307/(H309*4))","v":{"$error":"#VALUE!"}},{"$f":"IF(H309<=CO311-E388,0,H388*H307*H308*J307/(H309*4))","v":{"$error":"#VALUE!"}},{"$f":"IF(H309<=CP311-E388,0,H388*H307*H308*J307/(H309*4))","v":{"$error":"#VALUE!"}},{"$f":"IF(H309<=CQ311-E388,0,H388*H307*H308*J307/(H309*4))","v":{"$error":"#VALUE!"}},{"$f":"IF(H309<=CR311-E388,0,H388*H307*H308*J307/(H309*4))","v":{"$error":"#VALUE!"}},{"$f":"IF(H309<=CS311-E388,0,H388*H307*H308*J307/(H309*4))","v":{"$error":"#VALUE!"}}]
[{"$nulls":4},20.25,{"$f":"$DF$80","v":{"v":0,"d":"0.000"}},{"$f":"IF(SUM(F312:F389)-H310<=0,0,SUM(F312:F389)-H310)","v":{"v":0,"d":"0.00"}},{"v":0,"d":"0.000"},{"$nulls":77},{"$f":"IF(H309<=CH311-E389,0,H389*H307*H308*J307/(H309*4))","v":{"$error":"#VALUE!"}},{"$f":"IF(H309<=CI311-E389,0,H389*H307*H308*J307/(H309*4))","v":{"$error":"#VALUE!"}},{"$f":"IF(H309<=CJ311-E389,0,H389*H307*H308*J307/(H309*4))","v":{"$error":"#VALUE!"}},{"$f":"IF(H309<=CK311-E389,0,H389*H307*H308*J307/(H309*4))","v":{"$error":"#VALUE!"}},{"$f":"IF(H309<=CL311-E389,0,H389*H307*H308*J307/(H309*4))","v":{"$error":"#VALUE!"}},{"$f":"IF(H309<=CM311-E389,0,H389*H307*H308*J307/(H309*4))","v":{"$error":"#VALUE!"}},{"$f":"IF(H309<=CN311-E389,0,H389*H307*H308*J307/(H309*4))","v":{"$error":"#VALUE!"}},{"$f":"IF(H309<=CO311-E389,0,H389*H307*H308*J307/(H309*4))","v":{"$error":"#VALUE!"}},{"$f":"IF(H309<=CP311-E389,0,H389*H307*H308*J307/(H309*4))","v":{"$error":"#VALUE!"}},{"$f":"IF(H309<=CQ311-E389,0,H389*H307*H308*J307/(H309*4))","v":{"$error":"#VALUE!"}},{"$f":"IF(H309<=CR311-E389,0,H389*H307*H308*J307/(H309*4))","v":{"$error":"#VALUE!"}},{"$f":"IF(H309<=CS311-E389,0,H389*H307*H308*J307/(H309*4))","v":{"$error":"#VALUE!"}},{"$f":"IF(H309<=CT311-E389,0,H389*H307*H308*J307/(H309*4))","v":{"$error":"#VALUE!"}}]
[{"$nulls":4},{"v":20.5,"d":"20.50"},{"$f":"$DF$81","v":{"v":0,"d":"0.000"}},{"$f":"IF(SUM(F312:F390)-H310<=0,0,SUM(F312:F390)-H310)","v":{"v":0,"d":"0.00"}},{"v":0,"d":"0.000"},{"$nulls":78},{"$f":"IF(H309<=CI311-E390,0,H390*H307*H308*J307/(H309*4))","v":{"$error":"#VALUE!"}},{"$f":"IF(H309<=CJ311-E390,0,H390*H307*H308*J307/(H309*4))","v":{"$error":"#VALUE!"}},{"$f":"IF(H309<=CK311-E390,0,H390*H307*H308*J307/(H309*4))","v":{"$error":"#VALUE!"}},{"$f":"IF(H309<=CL311-E390,0,H390*H307*H308*J307/(H309*4))","v":{"$error":"#VALUE!"}},{"$f":"IF(H309<=CM311-E390,0,H390*H307*H308*J307/(H309*4))","v":{"$error":"#VALUE!"}},{"$f":"IF(H309<=CN311-E390,0,H390*H307*H308*J307/(H309*4))","v":{"$error":"#VALUE!"}},{"$f":"IF(H309<=CO311-E390,0,H390*H307*H308*J307/(H309*4))","v":{"$error":"#VALUE!"}},{"$f":"IF(H309<=CP311-E390,0,H390*H307*H308*J307/(H309*4))","v":{"$error":"#VALUE!"}},{"$f":"IF(H309<=CQ311-E390,0,H390*H307*H308*J307/(H309*4))","v":{"$error":"#VALUE!"}},{"$f":"IF(H309<=CR311-E390,0,H390*H307*H308*J307/(H309*4))","v":{"$error":"#VALUE!"}},{"$f":"IF(H309<=CS311-E390,0,H390*H307*H308*J307/(H309*4))","v":{"$error":"#VALUE!"}},{"$f":"IF(H309<=CT311-E390,0,H390*H307*H308*J307/(H309*4))","v":{"$error":"#VALUE!"}},{"$f":"IF(H309<=CU311-E390,0,H390*H307*H308*J307/(H309*4))","v":{"$error":"#VALUE!"}}]
[{"$nulls":4},20.75,{"$f":"$DF$82","v":{"v":0,"d":"0.000"}},{"$f":"IF(SUM(F312:F391)-H310<=0,0,SUM(F312:F391)-H310)","v":{"v":0,"d":"0.00"}},{"v":0,"d":"0.000"},{"$nulls":79},{"$f":"IF(H309<=CJ311-E391,0,H391*H307*H308*J307/(H309*4))","v":{"$error":"#VALUE!"}},{"$f":"IF(H309<=CK311-E391,0,H391*H307*H308*J307/(H309*4))","v":{"$error":"#VALUE!"}},{"$f":"IF(H309<=CL311-E391,0,H391*H307*H308*J307/(H309*4))","v":{"$error":"#VALUE!"}},{"$f":"IF(H309<=CM311-E391,0,H391*H307*H308*J307/(H309*4))","v":{"$error":"#VALUE!"}},{"$f":"IF(H309<=CN311-E391,0,H391*H307*H308*J307/(H309*4))","v":{"$error":"#VALUE!"}},{"$f":"IF(H309<=CO311-E391,0,H391*H307*H308*J307/(H309*4))","v":{"$error":"#VALUE!"}},{"$f":"IF(H309<=CP311-E391,0,H391*H307*H308*J307/(H309*4))","v":{"$error":"#VALUE!"}},{"$f":"IF(H309<=CQ311-E391,0,H391*H307*H308*J307/(H309*4))","v":{"$error":"#VALUE!"}},{"$f":"IF(H309<=CR311-E391,0,H391*H307*H308*J307/(H309*4))","v":{"$error":"#VALUE!"}},{"$f":"IF(H309<=CS311-E391,0,H391*H307*H308*J307/(H309*4))","v":{"$error":"#VALUE!"}},{"$f":"IF(H309<=CT311-E391,0,H391*H307*H308*J307/(H309*4))","v":{"$error":"#VALUE!"}},{"$f":"IF(H309<=CU311-E391,0,H391*H307*H308*J307/(H309*4))","v":{"$error":"#VALUE!"}},{"$f":"IF(H309<=CV311-E391,0,H391*H307*H308*J307/(H309*4))","v":{"$error":"#VALUE!"}}]
[{"$nulls":4},{"v":21,"d":"21.00"},{"$f":"$DF$83","v":{"v":0,"d":"0.000"}},{"$f":"IF(SUM(F312:F392)-H310<=0,0,SUM(F312:F392)-H310)","v":{"v":0,"d":"0.00"}},{"v":0,"d":"0.000"},{"$nulls":80},{"$f":"IF(H309<=CK311-E392,0,H392*H307*H308*J307/(H309*4))","v":{"$error":"#VALUE!"}},{"$f":"IF(H309<=CL311-E392,0,H392*H307*H308*J307/(H309*4))","v":{"$error":"#VALUE!"}},{"$f":"IF(H309<=CM311-E392,0,H392*H307*H308*J307/(H309*4))","v":{"$error":"#VALUE!"}},{"$f":"IF(H309<=CN311-E392,0,H392*H307*H308*J307/(H309*4))","v":{"$error":"#VALUE!"}},{"$f":"IF(H309<=CO311-E392,0,H392*H307*H308*J307/(H309*4))","v":{"$error":"#VALUE!"}},{"$f":"IF(H309<=CP311-E392,0,H392*H307*H308*J307/(H309*4))","v":{"$error":"#VALUE!"}},{"$f":"IF(H309<=CQ311-E392,0,H392*H307*H308*J307/(H309*4))","v":{"$error":"#VALUE!"}},{"$f":"IF(H309<=CR311-E392,0,H392*H307*H308*J307/(H309*4))","v":{"$error":"#VALUE!"}},{"$f":"IF(H309<=CS311-E392,0,H392*H307*H308*J307/(H309*4))","v":{"$error":"#VALUE!"}},{"$f":"IF(H309<=CT311-E392,0,H392*H307*H308*J307/(H309*4))","v":{"$error":"#VALUE!"}},{"$f":"IF(H309<=CU311-E392,0,H392*H307*H308*J307/(H309*4))","v":{"$error":"#VALUE!"}},{"$f":"IF(H309<=CV311-E392,0,H392*H307*H308*J307/(H309*4))","v":{"$error":"#VALUE!"}},{"$f":"IF(H309<=CW311-E392,0,H392*H307*H308*J307/(H309*4))","v":{"$error":"#VALUE!"}}]
[{"$nulls":4},21.25,{"$f":"$DF$84","v":{"v":0,"d":"0.000"}},{"$f":"IF(SUM(F312:F393)-H310<=0,0,SUM(F312:F393)-H310)","v":{"v":0,"d":"0.00"}},{"v":0,"d":"0.000"},{"$nulls":81},{"$f":"IF(H309<=CL311-E393,0,H393*H307*H308*J307/(H309*4))","v":{"$error":"#VALUE!"}},{"$f":"IF(H309<=CM311-E393,0,H393*H307*H308*J307/(H309*4))","v":{"$error":"#VALUE!"}},{"$f":"IF(H309<=CN311-E393,0,H393*H307*H308*J307/(H309*4))","v":{"$error":"#VALUE!"}},{"$f":"IF(H309<=CO311-E393,0,H393*H307*H308*J307/(H309*4))","v":{"$error":"#VALUE!"}},{"$f":"IF(H309<=CP311-E393,0,H393*H307*H308*J307/(H309*4))","v":{"$error":"#VALUE!"}},{"$f":"IF(H309<=CQ311-E393,0,H393*H307*H308*J307/(H309*4))","v":{"$error":"#VALUE!"}},{"$f":"IF(H309<=CR311-E393,0,H393*H307*H308*J307/(H309*4))","v":{"$error":"#VALUE!"}},{"$f":"IF(H309<=CS311-E393,0,H393*H307*H308*J307/(H309*4))","v":{"$error":"#VALUE!"}},{"$f":"IF(H309<=CT311-E393,0,H393*H307*H308*J307/(H309*4))","v":{"$error":"#VALUE!"}},{"$f":"IF(H309<=CU311-E393,0,H393*H307*H308*J307/(H309*4))","v":{"$error":"#VALUE!"}},{"$f":"IF(H309<=CV311-E393,0,H393*H307*H308*J307/(H309*4))","v":{"$error":"#VALUE!"}},{"$f":"IF(H309<=CW311-E393,0,H393*H307*H308*J307/(H309*4))","v":{"$error":"#VALUE!"}},{"$f":"IF(H309<=CX311-E393,0,H393*H307*H308*J307/(H309*4))","v":{"$error":"#VALUE!"}}]
[{"$nulls":4},{"v":21.5,"d":"21.50"},{"$f":"$DF$85","v":{"v":0,"d":"0.000"}},{"$f":"IF(SUM(F312:F394)-H310<=0,0,SUM(F312:F394)-H310)","v":{"v":0,"d":"0.00"}},{"v":0,"d":"0.000"},{"$nulls":82},{"$f":"IF(H309<=CM311-E394,0,H394*H307*H308*J307/(H309*4))","v":{"$error":"#VALUE!"}},{"$f":"IF(H309<=CN311-E394,0,H394*H307*H308*J307/(H309*4))","v":{"$error":"#VALUE!"}},{"$f":"IF(H309<=CO311-E394,0,H394*H307*H308*J307/(H309*4))","v":{"$error":"#VALUE!"}},{"$f":"IF(H309<=CP311-E394,0,H394*H307*H308*J307/(H309*4))","v":{"$error":"#VALUE!"}},{"$f":"IF(H309<=CQ311-E394,0,H394*H307*H308*J307/(H309*4))","v":{"$error":"#VALUE!"}},{"$f":"IF(H309<=CR311-E394,0,H394*H307*H308*J307/(H309*4))","v":{"$error":"#VALUE!"}},{"$f":"IF(H309<=CS311-E394,0,H394*H307*H308*J307/(H309*4))","v":{"$error":"#VALUE!"}},{"$f":"IF(H309<=CT311-E394,0,H394*H307*H308*J307/(H309*4))","v":{"$error":"#VALUE!"}},{"$f":"IF(H309<=CU311-E394,0,H394*H307*H308*J307/(H309*4))","v":{"$error":"#VALUE!"}},{"$f":"IF(H309<=CV311-E394,0,H394*H307*H308*J307/(H309*4))","v":{"$error":"#VALUE!"}},{"$f":"IF(H309<=CW311-E394,0,H394*H307*H308*J307/(H309*4))","v":{"$error":"#VALUE!"}},{"$f":"IF(H309<=CX311-E394,0,H394*H307*H308*J307/(H309*4))","v":{"$error":"#VALUE!"}},{"$f":"IF(H309<=CY311-E394,0,H394*H307*H308*J307/(H309*4))","v":{"$error":"#VALUE!"}}]
[{"$nulls":4},21.75,{"$f":"$DF$86","v":{"v":0,"d":"0.000"}},{"$f":"IF(SUM(F312:F395)-H310<=0,0,SUM(F312:F395)-H310)","v":{"v":0,"d":"0.00"}},{"v":0,"d":"0.000"},{"$nulls":83},{"$f":"IF(H309<=CN311-E395,0,H395*H307*H308*J307/(H309*4))","v":{"$error":"#VALUE!"}},{"$f":"IF(H309<=CO311-E395,0,H395*H307*H308*J307/(H309*4))","v":{"$error":"#VALUE!"}},{"$f":"IF(H309<=CP311-E395,0,H395*H307*H308*J307/(H309*4))","v":{"$error":"#VALUE!"}},{"$f":"IF(H309<=CQ311-E395,0,H395*H307*H308*J307/(H309*4))","v":{"$error":"#VALUE!"}},{"$f":"IF(H309<=CR311-E395,0,H395*H307*H308*J307/(H309*4))","v":{"$error":"#VALUE!"}},{"$f":"IF(H309<=CS311-E395,0,H395*H307*H308*J307/(H309*4))","v":{"$error":"#VALUE!"}},{"$f":"IF(H309<=CT311-E395,0,H395*H307*H308*J307/(H309*4))","v":{"$error":"#VALUE!"}},{"$f":"IF(H309<=CU311-E395,0,H395*H307*H308*J307/(H309*4))","v":{"$error":"#VALUE!"}},{"$f":"IF(H309<=CV311-E395,0,H395*H307*H308*J307/(H309*4))","v":{"$error":"#VALUE!"}},{"$f":"IF(H309<=CW311-E395,0,H395*H307*H308*J307/(H309*4))","v":{"$error":"#VALUE!"}},{"$f":"IF(H309<=CX311-E395,0,H395*H307*H308*J307/(H309*4))","v":{"$error":"#VALUE!"}},{"$f":"IF(H309<=CY311-E395,0,H395*H307*H308*J307/(H309*4))","v":{"$error":"#VALUE!"}},{"$f":"IF(H309<=CZ311-E395,0,H395*H307*H308*J307/(H309*4))","v":{"$error":"#VALUE!"}}]
[{"$nulls":4},{"v":22,"d":"22.00"},{"$f":"$DF$87","v":{"v":0,"d":"0.000"}},{"$f":"IF(SUM(F312:F396)-H310<=0,0,SUM(F312:F396)-H310)","v":{"v":0,"d":"0.00"}},{"v":0,"d":"0.000"},{"$nulls":84},{"$f":"IF(H309<=CO311-E396,0,H396*H307*H308*J307/(H309*4))","v":{"$error":"#VALUE!"}},{"$f":"IF(H309<=CP311-E396,0,H396*H307*H308*J307/(H309*4))","v":{"$error":"#VALUE!"}},{"$f":"IF(H309<=CQ311-E396,0,H396*H307*H308*J307/(H309*4))","v":{"$error":"#VALUE!"}},{"$f":"IF(H309<=CR311-E396,0,H396*H307*H308*J307/(H309*4))","v":{"$error":"#VALUE!"}},{"$f":"IF(H309<=CS311-E396,0,H396*H307*H308*J307/(H309*4))","v":{"$error":"#VALUE!"}},{"$f":"IF(H309<=CT311-E396,0,H396*H307*H308*J307/(H309*4))","v":{"$error":"#VALUE!"}},{"$f":"IF(H309<=CU311-E396,0,H396*H307*H308*J307/(H309*4))","v":{"$error":"#VALUE!"}},{"$f":"IF(H309<=CV311-E396,0,H396*H307*H308*J307/(H309*4))","v":{"$error":"#VALUE!"}},{"$f":"IF(H309<=CW311-E396,0,H396*H307*H308*J307/(H309*4))","v":{"$error":"#VALUE!"}},{"$f":"IF(H309<=CX311-E396,0,H396*H307*H308*J307/(H309*4))","v":{"$error":"#VALUE!"}},{"$f":"IF(H309<=CY311-E396,0,H396*H307*H308*J307/(H309*4))","v":{"$error":"#VALUE!"}},{"$f":"IF(H309<=CZ311-E396,0,H396*H307*H308*J307/(H309*4))","v":{"$error":"#VALUE!"}}]
[{"$nulls":4},22.25,{"$f":"$DF$88","v":{"v":0,"d":"0.000"}},{"$f":"IF(SUM(F312:F397)-H310<=0,0,SUM(F312:F397)-H310)","v":{"v":0,"d":"0.00"}},{"v":0,"d":"0.000"},{"$nulls":85},{"$f":"IF(H309<=CP311-E397,0,H397*H307*H308*J307/(H309*4))","v":{"$error":"#VALUE!"}},{"$f":"IF(H309<=CQ311-E397,0,H397*H307*H308*J307/(H309*4))","v":{"$error":"#VALUE!"}},{"$f":"IF(H309<=CR311-E397,0,H397*H307*H308*J307/(H309*4))","v":{"$error":"#VALUE!"}},{"$f":"IF(H309<=CS311-E397,0,H397*H307*H308*J307/(H309*4))","v":{"$error":"#VALUE!"}},{"$f":"IF(H309<=CT311-E397,0,H397*H307*H308*J307/(H309*4))","v":{"$error":"#VALUE!"}},{"$f":"IF(H309<=CU311-E397,0,H397*H307*H308*J307/(H309*4))","v":{"$error":"#VALUE!"}},{"$f":"IF(H309<=CV311-E397,0,H397*H307*H308*J307/(H309*4))","v":{"$error":"#VALUE!"}},{"$f":"IF(H309<=CW311-E397,0,H397*H307*H308*J307/(H309*4))","v":{"$error":"#VALUE!"}},{"$f":"IF(H309<=CX311-E397,0,H397*H307*H308*J307/(H309*4))","v":{"$error":"#VALUE!"}},{"$f":"IF(H309<=CY311-E397,0,H397*H307*H308*J307/(H309*4))","v":{"$error":"#VALUE!"}},{"$f":"IF(H309<=CZ311-E397,0,H397*H307*H308*J307/(H309*4))","v":{"$error":"#VALUE!"}}]
[{"$nulls":4},{"v":22.5,"d":"22.50"},{"$f":"$DF$89","v":{"v":0,"d":"0.000"}},{"$f":"IF(SUM(F312:F398)-H310<=0,0,SUM(F312:F398)-H310)","v":{"v":0,"d":"0.00"}},{"v":0,"d":"0.000"},{"$nulls":86},{"$f":"IF(H309<=CQ311-E398,0,H398*H307*H308*J307/(H309*4))","v":{"$error":"#VALUE!"}},{"$f":"IF(H309<=CR311-E398,0,H398*H307*H308*J307/(H309*4))","v":{"$error":"#VALUE!"}},{"$f":"IF(H309<=CS311-E398,0,H398*H307*H308*J307/(H309*4))","v":{"$error":"#VALUE!"}},{"$f":"IF(H309<=CT311-E398,0,H398*H307*H308*J307/(H309*4))","v":{"$error":"#VALUE!"}},{"$f":"IF(H309<=CU311-E398,0,H398*H307*H308*J307/(H309*4))","v":{"$error":"#VALUE!"}},{"$f":"IF(H309<=CV311-E398,0,H398*H307*H308*J307/(H309*4))","v":{"$error":"#VALUE!"}},{"$f":"IF(H309<=CW311-E398,0,H398*H307*H308*J307/(H309*4))","v":{"$error":"#VALUE!"}},{"$f":"IF(H309<=CX311-E398,0,H398*H307*H308*J307/(H309*4))","v":{"$error":"#VALUE!"}},{"$f":"IF(H309<=CY311-E398,0,H398*H307*H308*J307/(H309*4))","v":{"$error":"#VALUE!"}},{"$f":"IF(H309<=CZ311-E398,0,H398*H307*H308*J307/(H309*4))","v":{"$error":"#VALUE!"}}]
[{"$nulls":4},22.75,{"$f":"$DF$90","v":{"v":0,"d":"0.000"}},{"$f":"IF(SUM(F312:F399)-H310<=0,0,SUM(F312:F399)-H310)","v":{"v":0,"d":"0.00"}},{"v":0,"d":"0.000"},{"$nulls":87},{"$f":"IF(H309<=CR311-E399,0,H399*H307*H308*J307/(H309*4))","v":{"$error":"#VALUE!"}},{"$f":"IF(H309<=CS311-E399,0,H399*H307*H308*J307/(H309*4))","v":{"$error":"#VALUE!"}},{"$f":"IF(H309<=CT311-E399,0,H399*H307*H308*J307/(H309*4))","v":{"$error":"#VALUE!"}},{"$f":"IF(H309<=CU311-E399,0,H399*H307*H308*J307/(H309*4))","v":{"$error":"#VALUE!"}},{"$f":"IF(H309<=CV311-E399,0,H399*H307*H308*J307/(H309*4))","v":{"$error":"#VALUE!"}},{"$f":"IF(H309<=CW311-E399,0,H399*H307*H308*J307/(H309*4))","v":{"$error":"#VALUE!"}},{"$f":"IF(H309<=CX311-E399,0,H399*H307*H308*J307/(H309*4))","v":{"$error":"#VALUE!"}},{"$f":"IF(H309<=CY311-E399,0,H399*H307*H308*J307/(H309*4))","v":{"$error":"#VALUE!"}},{"$f":"IF(H309<=CZ311-E399,0,H399*H307*H308*J307/(H309*4))","v":{"$error":"#VALUE!"}}]
[{"$nulls":4},{"v":23,"d":"23.00"},{"$f":"$DF$91","v":{"v":0,"d":"0.000"}},{"$f":"IF(SUM(F312:F400)-H310<=0,0,SUM(F312:F400)-H310)","v":{"v":0,"d":"0.00"}},{"v":0,"d":"0.000"},{"$nulls":88},{"$f":"IF(H309<=CS311-E400,0,H400*H307*H308*J307/(H309*4))","v":{"$error":"#VALUE!"}},{"$f":"IF(H309<=CT311-E400,0,H400*H307*H308*J307/(H309*4))","v":{"$error":"#VALUE!"}},{"$f":"IF(H309<=CU311-E400,0,H400*H307*H308*J307/(H309*4))","v":{"$error":"#VALUE!"}},{"$f":"IF(H309<=CV311-E400,0,H400*H307*H308*J307/(H309*4))","v":{"$error":"#VALUE!"}},{"$f":"IF(H309<=CW311-E400,0,H400*H307*H308*J307/(H309*4))","v":{"$error":"#VALUE!"}},{"$f":"IF(H309<=CX311-E400,0,H400*H307*H308*J307/(H309*4))","v":{"$error":"#VALUE!"}},{"$f":"IF(H309<=CY311-E400,0,H400*H307*H308*J307/(H309*4))","v":{"$error":"#VALUE!"}},{"$f":"IF(H309<=CZ311-E400,0,H400*H307*H308*J307/(H309*4))","v":{"$error":"#VALUE!"}}]
[{"$nulls":4},23.25,{"$f":"$DF$92","v":{"v":0,"d":"0.000"}},{"$f":"IF(SUM(F312:F401)-H310<=0,0,SUM(F312:F401)-H310)","v":{"v":0,"d":"0.00"}},{"v":0,"d":"0.000"},{"$nulls":89},{"$f":"IF(H309<=CT311-E401,0,H401*H307*H308*J307/(H309*4))","v":{"$error":"#VALUE!"}},{"$f":"IF(H309<=CU311-E401,0,H401*H307*H308*J307/(H309*4))","v":{"$error":"#VALUE!"}},{"$f":"IF(H309<=CV311-E401,0,H401*H307*H308*J307/(H309*4))","v":{"$error":"#VALUE!"}},{"$f":"IF(H309<=CW311-E401,0,H401*H307*H308*J307/(H309*4))","v":{"$error":"#VALUE!"}},{"$f":"IF(H309<=CX311-E401,0,H401*H307*H308*J307/(H309*4))","v":{"$error":"#VALUE!"}},{"$f":"IF(H309<=CY311-E401,0,H401*H307*H308*J307/(H309*4))","v":{"$error":"#VALUE!"}},{"$f":"IF(H309<=CZ311-E401,0,H401*H307*H308*J307/(H309*4))","v":{"$error":"#VALUE!"}}]
[{"$nulls":4},{"v":23.5,"d":"23.50"},{"$f":"$DF$93","v":{"v":0,"d":"0.000"}},{"$f":"IF(SUM(F312:F402)-H310<=0,0,SUM(F312:F402)-H310)","v":{"v":0,"d":"0.00"}},{"v":0,"d":"0.000"},{"$nulls":90},{"$f":"IF(H309<=CU311-E402,0,H402*H307*H308*J307/(H309*4))","v":{"$error":"#VALUE!"}},{"$f":"IF(H309<=CV311-E402,0,H402*H307*H308*J307/(H309*4))","v":{"$error":"#VALUE!"}},{"$f":"IF(H309<=CW311-E402,0,H402*H307*H308*J307/(H309*4))","v":{"$error":"#VALUE!"}},{"$f":"IF(H309<=CX311-E402,0,H402*H307*H308*J307/(H309*4))","v":{"$error":"#VALUE!"}},{"$f":"IF(H309<=CY311-E402,0,H402*H307*H308*J307/(H309*4))","v":{"$error":"#VALUE!"}},{"$f":"IF(H309<=CZ311-E402,0,H402*H307*H308*J307/(H309*4))","v":{"$error":"#VALUE!"}}]
[{"$nulls":4},23.75,{"$f":"$DF$94","v":{"v":0,"d":"0.000"}},{"$f":"IF(SUM(F312:F403)-H310<=0,0,SUM(F312:F403)-H310)","v":{"v":0,"d":"0.00"}},{"v":0,"d":"0.000"},{"$nulls":91},{"$f":"IF(H309<=CV311-E403,0,H403*H307*H308*J307/(H309*4))","v":{"$error":"#VALUE!"}},{"$f":"IF(H309<=CW311-E403,0,H403*H307*H308*J307/(H309*4))","v":{"$error":"#VALUE!"}},{"$f":"IF(H309<=CX311-E403,0,H403*H307*H308*J307/(H309*4))","v":{"$error":"#VALUE!"}},{"$f":"IF(H309<=CY311-E403,0,H403*H307*H308*J307/(H309*4))","v":{"$error":"#VALUE!"}},{"$f":"IF(H309<=CZ311-E403,0,H403*H307*H308*J307/(H309*4))","v":{"$error":"#VALUE!"}}]
[{"$nulls":4},{"v":24,"d":"24.00"},{"$f":"$DF$95","v":{"v":0,"d":"0.000"}},{"$f":"IF(SUM(F312:F404)-H310<=0,0,SUM(F312:F404)-H310)","v":{"v":0,"d":"0.00"}},{"v":0,"d":"0.000"},{"$nulls":92},{"$f":"IF(H309<=CW311-E404,0,H404*H307*H308*J307/(H309*4))","v":{"$error":"#VALUE!"}},{"$f":"IF(H309<=CX311-E404,0,H404*H307*H308*J307/(H309*4))","v":{"$error":"#VALUE!"}},{"$f":"IF(H309<=CY311-E404,0,H404*H307*H308*J307/(H309*4))","v":{"$error":"#VALUE!"}},{"$f":"IF(H309<=CZ311-E404,0,H404*H307*H308*J307/(H309*4))","v":{"$error":"#VALUE!"}}]
[{"$nulls":4},24.25,{"$f":"$DF$96","v":{"v":0,"d":"0.000"}},{"$f":"IF(SUM(F312:F405)-H310<=0,0,SUM(F312:F405)-H310)","v":{"v":0,"d":"0.00"}},{"v":0,"d":"0.000"},{"$nulls":93},{"$f":"IF(H309<=CX311-E405,0,H405*H307*H308*J307/(H309*4))","v":{"$error":"#VALUE!"}},{"$f":"IF(H309<=CY311-E405,0,H405*H307*H308*J307/(H309*4))","v":{"$error":"#VALUE!"}},{"$f":"IF(H309<=CZ311-E405,0,H405*H307*H308*J307/(H309*4))","v":{"$error":"#VALUE!"}}]
[{"$nulls":4},{"v":24.5,"d":"24.50"},{"$f":"$DF$97","v":{"v":0,"d":"0.000"}},{"$f":"IF(SUM(F312:F406)-H310<=0,0,SUM(F312:F406)-H310)","v":{"v":0,"d":"0.00"}},{"v":0,"d":"0.000"},{"$nulls":94},{"$f":"IF(H309<=CY311-E406,0,H406*H307*H308*J307/(H309*4))","v":{"$error":"#VALUE!"}},{"$f":"IF(H309<=CZ311-E406,0,H406*H307*H308*J307/(H309*4))","v":{"$error":"#VALUE!"}}]
[{"$nulls":4},24.75,{"$f":"$DF$98","v":{"v":0,"d":"0.000"}},{"$f":"IF(SUM(F312:F407)-H310<=0,0,SUM(F312:F407)-H310)","v":{"v":0,"d":"0.00"}},{"v":0,"d":"0.000"},{"$nulls":95},{"$f":"IF(H309<=CZ311-E407,0,H407*H307*H308*J307/(H309*4))","v":{"$error":"#VALUE!"}}]
[{"$nulls":7},"Input",{"v":1,"d":"1.00"},1.25,{"v":1.5,"d":"1.50"},1.75,{"v":2,"d":"2.00"},2.25,{"v":2.5,"d":"2.50"},2.75,{"v":3,"d":"3.00"},3.25,{"v":3.5,"d":"3.50"},3.75,{"v":4,"d":"4.00"},4.25,{"v":4.5,"d":"4.50"},4.75,{"v":5,"d":"5.00"},5.25,{"v":5.5,"d":"5.50"},5.75,{"v":6,"d":"6.00"},6.25,{"v":6.5,"d":"6.50"},6.75,{"v":7,"d":"7.00"},7.25,{"v":7.5,"d":"7.50"},7.75,{"v":8,"d":"8.00"},8.25,{"v":8.5,"d":"8.50"},8.75,{"v":9,"d":"9.00"},9.25,{"v":9.5,"d":"9.50"},9.75,{"v":10,"d":"10.00"},10.25,{"v":10.5,"d":"10.50"},10.75,{"v":11,"d":"11.00"},11.25,{"v":11.5,"d":"11.50"},11.75,{"v":12,"d":"12.00"},12.25,{"v":12.5,"d":"12.50"},12.75,{"v":13,"d":"13.00"},13.25,{"v":13.5,"d":"13.50"},13.75,{"v":14,"d":"14.00"},14.25,{"v":14.5,"d":"14.50"},14.75,{"v":15,"d":"15.00"},15.25,{"v":15.5,"d":"15.50"},15.75,{"v":16,"d":"16.00"},16.25,{"v":16.5,"d":"16.50"},16.75,{"v":17,"d":"17.00"},17.25,{"v":17.5,"d":"17.50"},17.75,{"v":18,"d":"18.00"},18.25,{"v":18.5,"d":"18.50"},18.75,{"v":19,"d":"19.00"},19.25,{"v":19.5,"d":"19.50"},19.75,{"v":20,"d":"20.00"},20.25,{"v":20.5,"d":"20.50"},20.75,{"v":21,"d":"21.00"},21.25,{"v":21.5,"d":"21.50"},21.75,{"v":22,"d":"22.00"},22.25,{"v":22.5,"d":"22.50"},22.75,{"v":23,"d":"23.00"},23.25,{"v":23.5,"d":"23.50"},23.75,{"v":24,"d":"24.00"},24.25,{"v":24.5,"d":"24.50"},24.75,"Total (MG)"]
[{"$f":"CONCATENATE(H306,C409)","v":"CSO 00211a."},"11. Runoff Generated","11a.","Stormwater runoff (MG). ",null,null,{"$f":"C409","v":"11a."},null,{"$f":"SUM(I312:I407)","v":{"$error":"#VALUE!"}},{"$f":"SUM(J312:J407)","v":{"$error":"#VALUE!"}},{"$error":"#VALUE!"},{"$error":"#VALUE!"},{"$error":"#VALUE!"},{"$error":"#VALUE!"},{"$error":"#VALUE!"},{"$error":"#VALUE!"},{"$error":"#VALUE!"},{"$error":"#VALUE!"},{"$error":"#VALUE!"},{"$error":"#VALUE!"},{"$error":"#VALUE!"},{"$error":"#VALUE!"},{"$error":"#VALUE!"},{"$error":"#VALUE!"},{"$error":"#VALUE!"},{"$error":"#VALUE!"},{"$error":"#VALUE!"},{"$error":"#VALUE!"},{"$error":"#VALUE!"},{"$error":"#VALUE!"},{"$error":"#VALUE!"},{"$error":"#VALUE!"},{"$error":"#VALUE!"},{"$error":"#VALUE!"},{"$error":"#VALUE!"},{"$error":"#VALUE!"},{"$error":"#VALUE!"},{"$error":"#VALUE!"},{"$error":"#VALUE!"},{"$error":"#VALUE!"},{"$error":"#VALUE!"},{"$error":"#VALUE!"},{"$error":"#VALUE!"},{"$error":"#VALUE!"},{"$error":"#VALUE!"},{"$error":"#VALUE!"},{"$error":"#VALUE!"},{"$error":"#VALUE!"},{"$error":"#VALUE!"},{"$error":"#VALUE!"},{"$error":"#VALUE!"},{"$error":"#VALUE!"},{"$error":"#VALUE!"},{"$error":"#VALUE!"},{"$error":"#VALUE!"},{"$error":"#VALUE!"},{"$error":"#VALUE!"},{"$error":"#VALUE!"},{"$error":"#VALUE!"},{"$error":"#VALUE!"},{"$error":"#VALUE!"},{"$error":"#VALUE!"},{"$error":"#VALUE!"},{"$error":"#VALUE!"},{"$error":"#VALUE!"},{"$error":"#VALUE!"},{"$error":"#VALUE!"},{"$error":"#VALUE!"},{"$error":"#VALUE!"},{"$error":"#VALUE!"},{"$error":"#VALUE!"},{"$error":"#VALUE!"},{"$error":"#VALUE!"},{"$f":"SUM(BV312:BV407)","v":{"$error":"#VALUE!"}},{"$error":"#VALUE!"},{"$error":"#VALUE!"},{"$error":"#VALUE!"},{"$error":"#VALUE!"},{"$error":"#VALUE!"},{"$error":"#VALUE!"},{"$error":"#VALUE!"},{"$error":"#VALUE!"},{"$error":"#VALUE!"},{"$error":"#VALUE!"},{"$error":"#VALUE!"},{"$error":"#VALUE!"},{"$error":"#VALUE!"},{"$error":"#VALUE!"},{"$error":"#VALUE!"},{"$error":"#VALUE!"},{"$error":"#VALUE!"},{"$error":"#VALUE!"},{"$error":"#VALUE!"},{"$error":"#VALUE!"},{"$error":"#VALUE!"},{"$error":"#VALUE!"},{"$error":"#VALUE!"},{"$error":"#VALUE!"},{"$error":"#VALUE!"},{"$error":"#VALUE!"},{"$error":"#VALUE!"},{"$error":"#VALUE!"},{"$error":"#VALUE!"},{"$error":"#VALUE!"},{"$f":"SUM(I409:CZ409)","v":{"$error":"#VALUE!"}}]
[{"$f":"CONCATENATE(H306,C410)","v":"CSO 00212b."},"12. Green Infrastructure Reductions","12b.","Total GI capacity (MG). ",null,null,{"$f":"C410","v":"12b."},{"$f":"IF(HLOOKUP(H306,'4 - CSO VOLUME'!$E$9:$AS$33,13,FALSE)=\"\",0,HLOOKUP(H306,'4 - CSO VOLUME'!$E$9:$AS$33,13,FALSE))","v":{"v":0,"d":"0.00"}}]
[{"$f":"CONCATENATE(H306,C411)","v":"CSO 00212c."},null,"12c.","Stormwater runoff (MG). Line 11a.",null,null,{"$f":"C411","v":"12c."},null,{"$f":"I409","v":{"$error":"#VALUE!"}},{"$f":"J409","v":{"$error":"#VALUE!"}},{"$error":"#VALUE!"},{"$error":"#VALUE!"},{"$error":"#VALUE!"},{"$error":"#VALUE!"},{"$error":"#VALUE!"},{"$error":"#VALUE!"},{"$error":"#VALUE!"},{"$error":"#VALUE!"},{"$error":"#VALUE!"},{"$error":"#VALUE!"},{"$error":"#VALUE!"},{"$error":"#VALUE!"},{"$error":"#VALUE!"},{"$error":"#VALUE!"},{"$error":"#VALUE!"},{"$error":"#VALUE!"},{"$error":"#VALUE!"},{"$error":"#VALUE!"},{"$error":"#VALUE!"},{"$error":"#VALUE!"},{"$error":"#VALUE!"},{"$error":"#VALUE!"},{"$error":"#VALUE!"},{"$error":"#VALUE!"},{"$error":"#VALUE!"},{"$error":"#VALUE!"},{"$error":"#VALUE!"},{"$error":"#VALUE!"},{"$error":"#VALUE!"},{"$error":"#VALUE!"},{"$error":"#VALUE!"},{"$error":"#VALUE!"},{"$error":"#VALUE!"},{"$error":"#VALUE!"},{"$error":"#VALUE!"},{"$error":"#VALUE!"},{"$error":"#VALUE!"},{"$error":"#VALUE!"},{"$error":"#VALUE!"},{"$error":"#VALUE!"},{"$error":"#VALUE!"},{"$error":"#VALUE!"},{"$error":"#VALUE!"},{"$error":"#VALUE!"},{"$error":"#VALUE!"},{"$error":"#VALUE!"},{"$error":"#VALUE!"},{"$error":"#VALUE!"},{"$error":"#VALUE!"},{"$error":"#VALUE!"},{"$error":"#VALUE!"},{"$error":"#VALUE!"},{"$error":"#VALUE!"},{"$error":"#VALUE!"},{"$error":"#VALUE!"},{"$error":"#VALUE!"},{"$error":"#VALUE!"},{"$error":"#VALUE!"},{"$error":"#VALUE!"},{"$error":"#VALUE!"},{"$error":"#VALUE!"},{"$error":"#VALUE!"},{"$error":"#VALUE!"},{"$f":"BV409","v":{"$error":"#VALUE!"}},{"$error":"#VALUE!"},{"$error":"#VALUE!"},{"$error":"#VALUE!"},{"$error":"#VALUE!"},{"$error":"#VALUE!"},{"$error":"#VALUE!"},{"$error":"#VALUE!"},{"$error":"#VALUE!"},{"$error":"#VALUE!"},{"$error":"#VALUE!"},{"$error":"#VALUE!"},{"$error":"#VALUE!"},{"$error":"#VALUE!"},{"$error":"#VALUE!"},{"$error":"#VALUE!"},{"$error":"#VALUE!"},{"$error":"#VALUE!"},{"$error":"#VALUE!"},{"$error":"#VALUE!"},{"$error":"#VALUE!"},{"$error":"#VALUE!"},{"$error":"#VALUE!"},{"$error":"#VALUE!"},{"$error":"#VALUE!"},{"$error":"#VALUE!"},{"$error":"#VALUE!"},{"$error":"#VALUE!"},{"$error":"#VALUE!"},{"$error":"#VALUE!"},{"$error":"#VALUE!"},{"$f":"SUM(I411:CZ411)","v":{"$error":"#VALUE!"}}]
[{"$f":"CONCATENATE(H306,C412)","v":"CSO 002"},null,null,"Excess volume after GI saturation, cumulative (MG). Subtract Line 12b from 12c.",{"$nulls":4},{"$f":"IF(SUM($I411:I411)-$H410<=0,0,SUM($I411:I411)-$H410)","v":{"$error":"#VALUE!"}},{"$f":"IF(SUM($I411:J411)-$H410<=0,0,SUM($I411:J411)-$H410)","v":{"$error":"#VALUE!"}},{"$f":"IF(SUM($I411:K411)-$H410<=0,0,SUM($I411:K411)-$H410)","v":{"$error":"#VALUE!"}},{"$f":"IF(SUM($I411:L411)-$H410<=0,0,SUM($I411:L411)-$H410)","v":{"$error":"#VALUE!"}},{"$f":"IF(SUM($I411:M411)-$H410<=0,0,SUM($I411:M411)-$H410)","v":{"$error":"#VALUE!"}},{"$f":"IF(SUM($I411:N411)-$H410<=0,0,SUM($I411:N411)-$H410)","v":{"$error":"#VALUE!"}},{"$f":"IF(SUM($I411:O411)-$H410<=0,0,SUM($I411:O411)-$H410)","v":{"$error":"#VALUE!"}},{"$f":"IF(SUM($I411:P411)-$H410<=0,0,SUM($I411:P411)-$H410)","v":{"$error":"#VALUE!"}},{"$f":"IF(SUM($I411:Q411)-$H410<=0,0,SUM($I411:Q411)-$H410)","v":{"$error":"#VALUE!"}},{"$f":"IF(SUM($I411:R411)-$H410<=0,0,SUM($I411:R411)-$H410)","v":{"$error":"#VALUE!"}},{"$f":"IF(SUM($I411:S411)-$H410<=0,0,SUM($I411:S411)-$H410)","v":{"$error":"#VALUE!"}},{"$f":"IF(SUM($I411:T411)-$H410<=0,0,SUM($I411:T411)-$H410)","v":{"$error":"#VALUE!"}},{"$f":"IF(SUM($I411:U411)-$H410<=0,0,SUM($I411:U411)-$H410)","v":{"$error":"#VALUE!"}},{"$f":"IF(SUM($I411:V411)-$H410<=0,0,SUM($I411:V411)-$H410)","v":{"$error":"#VALUE!"}},{"$f":"IF(SUM($I411:W411)-$H410<=0,0,SUM($I411:W411)-$H410)","v":{"$error":"#VALUE!"}},{"$f":"IF(SUM($I411:X411)-$H410<=0,0,SUM($I411:X411)-$H410)","v":{"$error":"#VALUE!"}},{"$f":"IF(SUM($I411:Y411)-$H410<=0,0,SUM($I411:Y411)-$H410)","v":{"$error":"#VALUE!"}},{"$f":"IF(SUM($I411:Z411)-$H410<=0,0,SUM($I411:Z411)-$H410)","v":{"$error":"#VALUE!"}},{"$f":"IF(SUM($I411:AA411)-$H410<=0,0,SUM($I411:AA411)-$H410)","v":{"$error":"#VALUE!"}},{"$f":"IF(SUM($I411:AB411)-$H410<=0,0,SUM($I411:AB411)-$H410)","v":{"$error":"#VALUE!"}},{"$f":"IF(SUM($I411:AC411)-$H410<=0,0,SUM($I411:AC411)-$H410)","v":{"$error":"#VALUE!"}},{"$f":"IF(SUM($I411:AD411)-$H410<=0,0,SUM($I411:AD411)-$H410)","v":{"$error":"#VALUE!"}},{"$f":"IF(SUM($I411:AE411)-$H410<=0,0,SUM($I411:AE411)-$H410)","v":{"$error":"#VALUE!"}},{"$f":"IF(SUM($I411:AF411)-$H410<=0,0,SUM($I411:AF411)-$H410)","v":{"$error":"#VALUE!"}},{"$f":"IF(SUM($I411:AG411)-$H410<=0,0,SUM($I411:AG411)-$H410)","v":{"$error":"#VALUE!"}},{"$f":"IF(SUM($I411:AH411)-$H410<=0,0,SUM($I411:AH411)-$H410)","v":{"$error":"#VALUE!"}},{"$f":"IF(SUM($I411:AI411)-$H410<=0,0,SUM($I411:AI411)-$H410)","v":{"$error":"#VALUE!"}},{"$f":"IF(SUM($I411:AJ411)-$H410<=0,0,SUM($I411:AJ411)-$H410)","v":{"$error":"#VALUE!"}},{"$f":"IF(SUM($I411:AK411)-$H410<=0,0,SUM($I411:AK411)-$H410)","v":{"$error":"#VALUE!"}},{"$f":"IF(SUM($I411:AL411)-$H410<=0,0,SUM($I411:AL411)-$H410)","v":{"$error":"#VALUE!"}},{"$f":"IF(SUM($I411:AM411)-$H410<=0,0,SUM($I411:AM411)-$H410)","v":{"$error":"#VALUE!"}},{"$f":"IF(SUM($I411:AN411)-$H410<=0,0,SUM($I411:AN411)-$H410)","v":{"$error":"#VALUE!"}},{"$f":"IF(SUM($I411:AO411)-$H410<=0,0,SUM($I411:AO411)-$H410)","v":{"$error":"#VALUE!"}},{"$f":"IF(SUM($I411:AP411)-$H410<=0,0,SUM($I411:AP411)-$H410)","v":{"$error":"#VALUE!"}},{"$f":"IF(SUM($I411:AQ411)-$H410<=0,0,SUM($I411:AQ411)-$H410)","v":{"$error":"#VALUE!"}},{"$f":"IF(SUM($I411:AR411)-$H410<=0,0,SUM($I411:AR411)-$H410)","v":{"$error":"#VALUE!"}},{"$f":"IF(SUM($I411:AS411)-$H410<=0,0,SUM($I411:AS411)-$H410)","v":{"$error":"#VALUE!"}},{"$f":"IF(SUM($I411:AT411)-$H410<=0,0,SUM($I411:AT411)-$H410)","v":{"$error":"#VALUE!"}},{"$f":"IF(SUM($I411:AU411)-$H410<=0,0,SUM($I411:AU411)-$H410)","v":{"$error":"#VALUE!"}},{"$f":"IF(SUM($I411:AV411)-$H410<=0,0,SUM($I411:AV411)-$H410)","v":{"$error":"#VALUE!"}},{"$f":"IF(SUM($I411:AW411)-$H410<=0,0,SUM($I411:AW411)-$H410)","v":{"$error":"#VALUE!"}},{"$f":"IF(SUM($I411:AX411)-$H410<=0,0,SUM($I411:AX411)-$H410)","v":{"$error":"#VALUE!"}},{"$f":"IF(SUM($I411:AY411)-$H410<=0,0,SUM($I411:AY411)-$H410)","v":{"$error":"#VALUE!"}},{"$f":"IF(SUM($I411:AZ411)-$H410<=0,0,SUM($I411:AZ411)-$H410)","v":{"$error":"#VALUE!"}},{"$f":"IF(SUM($I411:BA411)-$H410<=0,0,SUM($I411:BA411)-$H410)","v":{"$error":"#VALUE!"}},{"$f":"IF(SUM($I411:BB411)-$H410<=0,0,SUM($I411:BB411)-$H410)","v":{"$error":"#VALUE!"}},{"$f":"IF(SUM($I411:BC411)-$H410<=0,0,SUM($I411:BC411)-$H410)","v":{"$error":"#VALUE!"}},{"$f":"IF(SUM($I411:BD411)-$H410<=0,0,SUM($I411:BD411)-$H410)","v":{"$error":"#VALUE!"}},{"$f":"IF(SUM($I411:BE411)-$H410<=0,0,SUM($I411:BE411)-$H410)","v":{"$error":"#VALUE!"}},{"$f":"IF(SUM($I411:BF411)-$H410<=0,0,SUM($I411:BF411)-$H410)","v":{"$error":"#VALUE!"}},{"$f":"IF(SUM($I411:BG411)-$H410<=0,0,SUM($I411:BG411)-$H410)","v":{"$error":"#VALUE!"}},{"$f":"IF(SUM($I411:BH411)-$H410<=0,0,SUM($I411:BH411)-$H410)","v":{"$error":"#VALUE!"}},{"$f":"IF(SUM($I411:BI411)-$H410<=0,0,SUM($I411:BI411)-$H410)","v":{"$error":"#VALUE!"}},{"$f":"IF(SUM($I411:BJ411)-$H410<=0,0,SUM($I411:BJ411)-$H410)","v":{"$error":"#VALUE!"}},{"$f":"IF(SUM($I411:BK411)-$H410<=0,0,SUM($I411:BK411)-$H410)","v":{"$error":"#VALUE!"}},{"$f":"IF(SUM($I411:BL411)-$H410<=0,0,SUM($I411:BL411)-$H410)","v":{"$error":"#VALUE!"}},{"$f":"IF(SUM($I411:BM411)-$H410<=0,0,SUM($I411:BM411)-$H410)","v":{"$error":"#VALUE!"}},{"$f":"IF(SUM($I411:BN411)-$H410<=0,0,SUM($I411:BN411)-$H410)","v":{"$error":"#VALUE!"}},{"$f":"IF(SUM($I411:BO411)-$H410<=0,0,SUM($I411:BO411)-$H410)","v":{"$error":"#VALUE!"}},{"$f":"IF(SUM($I411:BP411)-$H410<=0,0,SUM($I411:BP411)-$H410)","v":{"$error":"#VALUE!"}},{"$f":"IF(SUM($I411:BQ411)-$H410<=0,0,SUM($I411:BQ411)-$H410)","v":{"$error":"#VALUE!"}},{"$f":"IF(SUM($I411:BR411)-$H410<=0,0,SUM($I411:BR411)-$H410)","v":{"$error":"#VALUE!"}},{"$f":"IF(SUM($I411:BS411)-$H410<=0,0,SUM($I411:BS411)-$H410)","v":{"$error":"#VALUE!"}},{"$f":"IF(SUM($I411:BT411)-$H410<=0,0,SUM($I411:BT411)-$H410)","v":{"$error":"#VALUE!"}},{"$f":"IF(SUM($I411:BU411)-$H410<=0,0,SUM($I411:BU411)-$H410)","v":{"$error":"#VALUE!"}},{"$f":"IF(SUM($I411:BV411)-$H410<=0,0,SUM($I411:BV411)-$H410)","v":{"$error":"#VALUE!"}},{"$f":"IF(SUM($I411:BW411)-$H410<=0,0,SUM($I411:BW411)-$H410)","v":{"$error":"#VALUE!"}},{"$f":"IF(SUM($I411:BX411)-$H410<=0,0,SUM($I411:BX411)-$H410)","v":{"$error":"#VALUE!"}},{"$f":"IF(SUM($I411:BY411)-$H410<=0,0,SUM($I411:BY411)-$H410)","v":{"$error":"#VALUE!"}},{"$f":"IF(SUM($I411:BZ411)-$H410<=0,0,SUM($I411:BZ411)-$H410)","v":{"$error":"#VALUE!"}},{"$f":"IF(SUM($I411:CA411)-$H410<=0,0,SUM($I411:CA411)-$H410)","v":{"$error":"#VALUE!"}},{"$f":"IF(SUM($I411:CB411)-$H410<=0,0,SUM($I411:CB411)-$H410)","v":{"$error":"#VALUE!"}},{"$f":"IF(SUM($I411:CC411)-$H410<=0,0,SUM($I411:CC411)-$H410)","v":{"$error":"#VALUE!"}},{"$f":"IF(SUM($I411:CD411)-$H410<=0,0,SUM($I411:CD411)-$H410)","v":{"$error":"#VALUE!"}},{"$f":"IF(SUM($I411:CE411)-$H410<=0,0,SUM($I411:CE411)-$H410)","v":{"$error":"#VALUE!"}},{"$f":"IF(SUM($I411:CF411)-$H410<=0,0,SUM($I411:CF411)-$H410)","v":{"$error":"#VALUE!"}},{"$f":"IF(SUM($I411:CG411)-$H410<=0,0,SUM($I411:CG411)-$H410)","v":{"$error":"#VALUE!"}},{"$f":"IF(SUM($I411:CH411)-$H410<=0,0,SUM($I411:CH411)-$H410)","v":{"$error":"#VALUE!"}},{"$f":"IF(SUM($I411:CI411)-$H410<=0,0,SUM($I411:CI411)-$H410)","v":{"$error":"#VALUE!"}},{"$f":"IF(SUM($I411:CJ411)-$H410<=0,0,SUM($I411:CJ411)-$H410)","v":{"$error":"#VALUE!"}},{"$f":"IF(SUM($I411:CK411)-$H410<=0,0,SUM($I411:CK411)-$H410)","v":{"$error":"#VALUE!"}},{"$f":"IF(SUM($I411:CL411)-$H410<=0,0,SUM($I411:CL411)-$H410)","v":{"$error":"#VALUE!"}},{"$f":"IF(SUM($I411:CM411)-$H410<=0,0,SUM($I411:CM411)-$H410)","v":{"$error":"#VALUE!"}},{"$f":"IF(SUM($I411:CN411)-$H410<=0,0,SUM($I411:CN411)-$H410)","v":{"$error":"#VALUE!"}},{"$f":"IF(SUM($I411:CO411)-$H410<=0,0,SUM($I411:CO411)-$H410)","v":{"$error":"#VALUE!"}},{"$f":"IF(SUM($I411:CP411)-$H410<=0,0,SUM($I411:CP411)-$H410)","v":{"$error":"#VALUE!"}},{"$f":"IF(SUM($I411:CQ411)-$H410<=0,0,SUM($I411:CQ411)-$H410)","v":{"$error":"#VALUE!"}},{"$f":"IF(SUM($I411:CR411)-$H410<=0,0,SUM($I411:CR411)-$H410)","v":{"$error":"#VALUE!"}},{"$f":"IF(SUM($I411:CS411)-$H410<=0,0,SUM($I411:CS411)-$H410)","v":{"$error":"#VALUE!"}},{"$f":"IF(SUM($I411:CT411)-$H410<=0,0,SUM($I411:CT411)-$H410)","v":{"$error":"#VALUE!"}},{"$f":"IF(SUM($I411:CU411)-$H410<=0,0,SUM($I411:CU411)-$H410)","v":{"$error":"#VALUE!"}},{"$f":"IF(SUM($I411:CV411)-$H410<=0,0,SUM($I411:CV411)-$H410)","v":{"$error":"#VALUE!"}},{"$f":"IF(SUM($I411:CW411)-$H410<=0,0,SUM($I411:CW411)-$H410)","v":{"$error":"#VALUE!"}},{"$f":"IF(SUM($I411:CX411)-$H410<=0,0,SUM($I411:CX411)-$H410)","v":{"$error":"#VALUE!"}},{"$f":"IF(SUM($I411:CY411)-$H410<=0,0,SUM($I411:CY411)-$H410)","v":{"$error":"#VALUE!"}},{"$f":"IF(SUM($I411:CZ411)-$H410<=0,0,SUM($I411:CZ411)-$H410)","v":{"$error":"#VALUE!"}},"NA"]
[{"$f":"CONCATENATE(H306,C413)","v":"CSO 00212d."},null,"12d.","Stormwater runoff after GI saturation (MG). Excess after Line 12c exceeds Line 12b.",null,null,{"$f":"C413","v":"12d."},null,{"$f":"I412-H412","v":{"$error":"#VALUE!"}},{"$f":"J412-I412","v":{"$error":"#VALUE!"}},{"$f":"K412-J412","v":{"$error":"#VALUE!"}},{"$f":"L412-K412","v":{"$error":"#VALUE!"}},{"$f":"M412-L412","v":{"$error":"#VALUE!"}},{"$f":"N412-M412","v":{"$error":"#VALUE!"}},{"$f":"O412-N412","v":{"$error":"#VALUE!"}},{"$f":"P412-O412","v":{"$error":"#VALUE!"}},{"$f":"Q412-P412","v":{"$error":"#VALUE!"}},{"$f":"R412-Q412","v":{"$error":"#VALUE!"}},{"$f":"S412-R412","v":{"$error":"#VALUE!"}},{"$f":"T412-S412","v":{"$error":"#VALUE!"}},{"$f":"U412-T412","v":{"$error":"#VALUE!"}},{"$f":"V412-U412","v":{"$error":"#VALUE!"}},{"$f":"W412-V412","v":{"$error":"#VALUE!"}},{"$f":"X412-W412","v":{"$error":"#VALUE!"}},{"$f":"Y412-X412","v":{"$error":"#VALUE!"}},{"$f":"Z412-Y412","v":{"$error":"#VALUE!"}},{"$f":"AA412-Z412","v":{"$error":"#VALUE!"}},{"$f":"AB412-AA412","v":{"$error":"#VALUE!"}},{"$f":"AC412-AB412","v":{"$error":"#VALUE!"}},{"$f":"AD412-AC412","v":{"$error":"#VALUE!"}},{"$f":"AE412-AD412","v":{"$error":"#VALUE!"}},{"$f":"AF412-AE412","v":{"$error":"#VALUE!"}},{"$f":"AG412-AF412","v":{"$error":"#VALUE!"}},{"$f":"AH412-AG412","v":{"$error":"#VALUE!"}},{"$f":"AI412-AH412","v":{"$error":"#VALUE!"}},{"$f":"AJ412-AI412","v":{"$error":"#VALUE!"}},{"$f":"AK412-AJ412","v":{"$error":"#VALUE!"}},{"$f":"AL412-AK412","v":{"$error":"#VALUE!"}},{"$f":"AM412-AL412","v":{"$error":"#VALUE!"}},{"$f":"AN412-AM412","v":{"$error":"#VALUE!"}},{"$f":"AO412-AN412","v":{"$error":"#VALUE!"}},{"$f":"AP412-AO412","v":{"$error":"#VALUE!"}},{"$f":"AQ412-AP412","v":{"$error":"#VALUE!"}},{"$f":"AR412-AQ412","v":{"$error":"#VALUE!"}},{"$f":"AS412-AR412","v":{"$error":"#VALUE!"}},{"$f":"AT412-AS412","v":{"$error":"#VALUE!"}},{"$f":"AU412-AT412","v":{"$error":"#VALUE!"}},{"$f":"AV412-AU412","v":{"$error":"#VALUE!"}},{"$f":"AW412-AV412","v":{"$error":"#VALUE!"}},{"$f":"AX412-AW412","v":{"$error":"#VALUE!"}},{"$f":"AY412-AX412","v":{"$error":"#VALUE!"}},{"$f":"AZ412-AY412","v":{"$error":"#VALUE!"}},{"$f":"BA412-AZ412","v":{"$error":"#VALUE!"}},{"$f":"BB412-BA412","v":{"$error":"#VALUE!"}},{"$f":"BC412-BB412","v":{"$error":"#VALUE!"}},{"$f":"BD412-BC412","v":{"$error":"#VALUE!"}},{"$f":"BE412-BD412","v":{"$error":"#VALUE!"}},{"$f":"BF412-BE412","v":{"$error":"#VALUE!"}},{"$f":"BG412-BF412","v":{"$error":"#VALUE!"}},{"$f":"BH412-BG412","v":{"$error":"#VALUE!"}},{"$f":"BI412-BH412","v":{"$error":"#VALUE!"}},{"$f":"BJ412-BI412","v":{"$error":"#VALUE!"}},{"$f":"BK412-BJ412","v":{"$error":"#VALUE!"}},{"$f":"BL412-BK412","v":{"$error":"#VALUE!"}},{"$f":"BM412-BL412","v":{"$error":"#VALUE!"}},{"$f":"BN412-BM412","v":{"$error":"#VALUE!"}},{"$f":"BO412-BN412","v":{"$error":"#VALUE!"}},{"$f":"BP412-BO412","v":{"$error":"#VALUE!"}},{"$f":"BQ412-BP412","v":{"$error":"#VALUE!"}},{"$f":"BR412-BQ412","v":{"$error":"#VALUE!"}},{"$f":"BS412-BR412","v":{"$error":"#VALUE!"}},{"$f":"BT412-BS412","v":{"$error":"#VALUE!"}},{"$f":"BU412-BT412","v":{"$error":"#VALUE!"}},{"$f":"BV412-BU412","v":{"$error":"#VALUE!"}},{"$f":"BW412-BV412","v":{"$error":"#VALUE!"}},{"$f":"BX412-BW412","v":{"$error":"#VALUE!"}},{"$f":"BY412-BX412","v":{"$error":"#VALUE!"}},{"$f":"BZ412-BY412","v":{"$error":"#VALUE!"}},{"$f":"CA412-BZ412","v":{"$error":"#VALUE!"}},{"$f":"CB412-CA412","v":{"$error":"#VALUE!"}},{"$f":"CC412-CB412","v":{"$error":"#VALUE!"}},{"$f":"CD412-CC412","v":{"$error":"#VALUE!"}},{"$f":"CE412-CD412","v":{"$error":"#VALUE!"}},{"$f":"CF412-CE412","v":{"$error":"#VALUE!"}},{"$f":"CG412-CF412","v":{"$error":"#VALUE!"}},{"$f":"CH412-CG412","v":{"$error":"#VALUE!"}},{"$f":"CI412-CH412","v":{"$error":"#VALUE!"}},{"$f":"CJ412-CI412","v":{"$error":"#VALUE!"}},{"$f":"CK412-CJ412","v":{"$error":"#VALUE!"}},{"$f":"CL412-CK412","v":{"$error":"#VALUE!"}},{"$f":"CM412-CL412","v":{"$error":"#VALUE!"}},{"$f":"CN412-CM412","v":{"$error":"#VALUE!"}},{"$f":"CO412-CN412","v":{"$error":"#VALUE!"}},{"$f":"CP412-CO412","v":{"$error":"#VALUE!"}},{"$f":"CQ412-CP412","v":{"$error":"#VALUE!"}},{"$f":"CR412-CQ412","v":{"$error":"#VALUE!"}},{"$f":"CS412-CR412","v":{"$error":"#VALUE!"}},{"$f":"CT412-CS412","v":{"$error":"#VALUE!"}},{"$f":"CU412-CT412","v":{"$error":"#VALUE!"}},{"$f":"CV412-CU412","v":{"$error":"#VALUE!"}},{"$f":"CW412-CV412","v":{"$error":"#VALUE!"}},{"$f":"CX412-CW412","v":{"$error":"#VALUE!"}},{"$f":"CY412-CX412","v":{"$error":"#VALUE!"}},{"$f":"CZ412-CY412","v":{"$error":"#VALUE!"}},{"$f":"SUM(I413:CZ413)","v":{"$error":"#VALUE!"}}]
[{"$f":"CONCATENATE(H306,C414)","v":"CSO 00213a."},"13. Runoff Controls","13a.","Total CSO control volume (MG).",null,null,{"$f":"C414","v":"13a."},{"$f":"HLOOKUP(H306,'4 - CSO VOLUME'!$E$9:$AS$33,16,FALSE)","v":{"v":0,"d":"0.00"}}]
[{"$f":"CONCATENATE(H306,C415)","v":"CSO 00213b."},null,"13b.","Dry weather flow rate (MGD). ",null,null,{"$f":"C415","v":"13b."},{"$f":"HLOOKUP(H306,'4 - CSO VOLUME'!$E$9:$AS$33,17,FALSE)","v":{"v":0,"d":"0.00"}},{"$f":"$H415/(4*24)","v":{"v":0,"d":"0.000"}},{"$f":"$H415/(4*24)","v":{"v":0,"d":"0.000"}},{"v":0,"d":"0.000"},{"v":0,"d":"0.000"},{"v":0,"d":"0.000"},{"v":0,"d":"0.000"},{"v":0,"d":"0.000"},{"v":0,"d":"0.000"},{"v":0,"d":"0.000"},{"v":0,"d":"0.000"},{"v":0,"d":"0.000"},{"v":0,"d":"0.000"},{"v":0,"d":"0.000"},{"v":0,"d":"0.000"},{"v":0,"d":"0.000"},{"v":0,"d":"0.000"},{"v":0,"d":"0.000"},{"v":0,"d":"0.000"},{"v":0,"d":"0.000"},{"v":0,"d":"0.000"},{"v":0,"d":"0.000"},{"v":0,"d":"0.000"},{"v":0,"d":"0.000"},{"v":0,"d":"0.000"},{"v":0,"d":"0.000"},{"v":0,"d":"0.000"},{"v":0,"d":"0.000"},{"v":0,"d":"0.000"},{"v":0,"d":"0.000"},{"v":0,"d":"0.000"},{"v":0,"d":"0.000"},{"v":0,"d":"0.000"},{"v":0,"d":"0.000"},{"v":0,"d":"0.000"},{"v":0,"d":"0.000"},{"v":0,"d":"0.000"},{"v":0,"d":"0.000"},{"v":0,"d":"0.000"},{"v":0,"d":"0.000"},{"v":0,"d":"0.000"},{"v":0,"d":"0.000"},{"v":0,"d":"0.000"},{"v":0,"d":"0.000"},{"v":0,"d":"0.000"},{"v":0,"d":"0.000"},{"v":0,"d":"0.000"},{"v":0,"d":"0.000"},{"v":0,"d":"0.000"},{"v":0,"d":"0.000"},{"v":0,"d":"0.000"},{"v":0,"d":"0.000"},{"v":0,"d":"0.000"},{"v":0,"d":"0.000"},{"v":0,"d":"0.000"},{"v":0,"d":"0.000"},{"v":0,"d":"0.000"},{"v":0,"d":"0.000"},{"v":0,"d":"0.000"},{"v":0,"d":"0.000"},{"v":0,"d":"0.000"},{"v":0,"d":"0.000"},{"v":0,"d":"0.000"},{"v":0,"d":"0.000"},{"v":0,"d":"0.000"},{"v":0,"d":"0.000"},{"$f":"$H415/(4*24)","v":{"v":0,"d":"0.000"}},{"v":0,"d":"0.000"},{"v":0,"d":"0.000"},{"v":0,"d":"0.000"},{"v":0,"d":"0.000"},{"v":0,"d":"0.000"},{"v":0,"d":"0.000"},{"v":0,"d":"0.000"},{"v":0,"d":"0.000"},{"v":0,"d":"0.000"},{"v":0,"d":"0.000"},{"v":0,"d":"0.000"},{"v":0,"d":"0.000"},{"v":0,"d":"0.000"},{"v":0,"d":"0.000"},{"v":0,"d":"0.000"},{"v":0,"d":"0.000"},{"v":0,"d":"0.000"},{"v":0,"d":"0.000"},{"v":0,"d":"0.000"},{"v":0,"d":"0.000"},{"v":0,"d":"0.000"},{"v":0,"d":"0.000"},{"v":0,"d":"0.000"},{"v":0,"d":"0.000"},{"v":0,"d":"0.000"},{"v":0,"d":"0.000"},{"v":0,"d":"0.000"},{"v":0,"d":"0.000"},{"v":0,"d":"0.000"},{"v":0,"d":"0.000"},{"$nulls":14},{"$f":"row","v":{"$error":"#NAME?"}}]
[{"$f":"CONCATENATE(H306,C416)","v":"CSO 00213c."},null,"13c.","Stormwater runoff after GI saturation plus dry weather flow (MG). Add Line 13b to Line 12d.",null,null,{"$f":"C416","v":"13c."},null,{"$f":"I415+I413","v":{"$error":"#VALUE!"}},{"$f":"J415+J413","v":{"$error":"#VALUE!"}},{"$error":"#VALUE!"},{"$error":"#VALUE!"},{"$error":"#VALUE!"},{"$error":"#VALUE!"},{"$error":"#VALUE!"},{"$error":"#VALUE!"},{"$error":"#VALUE!"},{"$error":"#VALUE!"},{"$error":"#VALUE!"},{"$error":"#VALUE!"},{"$error":"#VALUE!"},{"$error":"#VALUE!"},{"$error":"#VALUE!"},{"$error":"#VALUE!"},{"$error":"#VALUE!"},{"$error":"#VALUE!"},{"$error":"#VALUE!"},{"$error":"#VALUE!"},{"$error":"#VALUE!"},{"$error":"#VALUE!"},{"$error":"#VALUE!"},{"$error":"#VALUE!"},{"$error":"#VALUE!"},{"$error":"#VALUE!"},{"$error":"#VALUE!"},{"$error":"#VALUE!"},{"$error":"#VALUE!"},{"$error":"#VALUE!"},{"$error":"#VALUE!"},{"$error":"#VALUE!"},{"$error":"#VALUE!"},{"$error":"#VALUE!"},{"$error":"#VALUE!"},{"$error":"#VALUE!"},{"$error":"#VALUE!"},{"$error":"#VALUE!"},{"$error":"#VALUE!"},{"$error":"#VALUE!"},{"$error":"#VALUE!"},{"$error":"#VALUE!"},{"$error":"#VALUE!"},{"$error":"#VALUE!"},{"$error":"#VALUE!"},{"$error":"#VALUE!"},{"$error":"#VALUE!"},{"$error":"#VALUE!"},{"$error":"#VALUE!"},{"$error":"#VALUE!"},{"$error":"#VALUE!"},{"$error":"#VALUE!"},{"$error":"#VALUE!"},{"$error":"#VALUE!"},{"$error":"#VALUE!"},{"$error":"#VALUE!"},{"$error":"#VALUE!"},{"$error":"#VALUE!"},{"$error":"#VALUE!"},{"$error":"#VALUE!"},{"$error":"#VALUE!"},{"$error":"#VALUE!"},{"$error":"#VALUE!"},{"$error":"#VALUE!"},{"$error":"#VALUE!"},{"$f":"BV415+BV413","v":{"$error":"#VALUE!"}},{"$error":"#VALUE!"},{"$error":"#VALUE!"},{"$error":"#VALUE!"},{"$error":"#VALUE!"},{"$error":"#VALUE!"},{"$error":"#VALUE!"},{"$error":"#VALUE!"},{"$error":"#VALUE!"},{"$error":"#VALUE!"},{"$error":"#VALUE!"},{"$error":"#VALUE!"},{"$error":"#VALUE!"},{"$error":"#VALUE!"},{"$error":"#VALUE!"},{"$error":"#VALUE!"},{"$error":"#VALUE!"},{"$error":"#VALUE!"},{"$error":"#VALUE!"},{"$error":"#VALUE!"},{"$error":"#VALUE!"},{"$error":"#VALUE!"},{"$error":"#VALUE!"},{"$error":"#VALUE!"},{"$error":"#VALUE!"},{"$error":"#VALUE!"},{"$error":"#VALUE!"},{"$error":"#VALUE!"},{"$error":"#VALUE!"},{"$error":"#VALUE!"},{"$error":"#VALUE!"},{"$f":"SUM(I416:CZ416)","v":{"$error":"#VALUE!"}}]
[{"$f":"CONCATENATE(H306,C417)","v":"CSO 002"},null,null,"Excess stormwater runoff volume, cumulative (MG). Subtract Line 13a from Line 13c.",{"$nulls":4},{"$f":"IF(SUM($I416:I416)-$H414<=0,0,SUM($I416:I416)-$H414)","v":{"$error":"#VALUE!"}},{"$f":"IF(SUM($I416:J416)-$H414<=0,0,SUM($I416:J416)-$H414)","v":{"$error":"#VALUE!"}},{"$f":"IF(SUM($I416:K416)-$H414<=0,0,SUM($I416:K416)-$H414)","v":{"$error":"#VALUE!"}},{"$f":"IF(SUM($I416:L416)-$H414<=0,0,SUM($I416:L416)-$H414)","v":{"$error":"#VALUE!"}},{"$f":"IF(SUM($I416:M416)-$H414<=0,0,SUM($I416:M416)-$H414)","v":{"$error":"#VALUE!"}},{"$f":"IF(SUM($I416:N416)-$H414<=0,0,SUM($I416:N416)-$H414)","v":{"$error":"#VALUE!"}},{"$f":"IF(SUM($I416:O416)-$H414<=0,0,SUM($I416:O416)-$H414)","v":{"$error":"#VALUE!"}},{"$f":"IF(SUM($I416:P416)-$H414<=0,0,SUM($I416:P416)-$H414)","v":{"$error":"#VALUE!"}},{"$f":"IF(SUM($I416:Q416)-$H414<=0,0,SUM($I416:Q416)-$H414)","v":{"$error":"#VALUE!"}},{"$f":"IF(SUM($I416:R416)-$H414<=0,0,SUM($I416:R416)-$H414)","v":{"$error":"#VALUE!"}},{"$f":"IF(SUM($I416:S416)-$H414<=0,0,SUM($I416:S416)-$H414)","v":{"$error":"#VALUE!"}},{"$f":"IF(SUM($I416:T416)-$H414<=0,0,SUM($I416:T416)-$H414)","v":{"$error":"#VALUE!"}},{"$f":"IF(SUM($I416:U416)-$H414<=0,0,SUM($I416:U416)-$H414)","v":{"$error":"#VALUE!"}},{"$f":"IF(SUM($I416:V416)-$H414<=0,0,SUM($I416:V416)-$H414)","v":{"$error":"#VALUE!"}},{"$f":"IF(SUM($I416:W416)-$H414<=0,0,SUM($I416:W416)-$H414)","v":{"$error":"#VALUE!"}},{"$f":"IF(SUM($I416:X416)-$H414<=0,0,SUM($I416:X416)-$H414)","v":{"$error":"#VALUE!"}},{"$f":"IF(SUM($I416:Y416)-$H414<=0,0,SUM($I416:Y416)-$H414)","v":{"$error":"#VALUE!"}},{"$f":"IF(SUM($I416:Z416)-$H414<=0,0,SUM($I416:Z416)-$H414)","v":{"$error":"#VALUE!"}},{"$f":"IF(SUM($I416:AA416)-$H414<=0,0,SUM($I416:AA416)-$H414)","v":{"$error":"#VALUE!"}},{"$f":"IF(SUM($I416:AB416)-$H414<=0,0,SUM($I416:AB416)-$H414)","v":{"$error":"#VALUE!"}},{"$f":"IF(SUM($I416:AC416)-$H414<=0,0,SUM($I416:AC416)-$H414)","v":{"$error":"#VALUE!"}},{"$f":"IF(SUM($I416:AD416)-$H414<=0,0,SUM($I416:AD416)-$H414)","v":{"$error":"#VALUE!"}},{"$f":"IF(SUM($I416:AE416)-$H414<=0,0,SUM($I416:AE416)-$H414)","v":{"$error":"#VALUE!"}},{"$f":"IF(SUM($I416:AF416)-$H414<=0,0,SUM($I416:AF416)-$H414)","v":{"$error":"#VALUE!"}},{"$f":"IF(SUM($I416:AG416)-$H414<=0,0,SUM($I416:AG416)-$H414)","v":{"$error":"#VALUE!"}},{"$f":"IF(SUM($I416:AH416)-$H414<=0,0,SUM($I416:AH416)-$H414)","v":{"$error":"#VALUE!"}},{"$f":"IF(SUM($I416:AI416)-$H414<=0,0,SUM($I416:AI416)-$H414)","v":{"$error":"#VALUE!"}},{"$f":"IF(SUM($I416:AJ416)-$H414<=0,0,SUM($I416:AJ416)-$H414)","v":{"$error":"#VALUE!"}},{"$f":"IF(SUM($I416:AK416)-$H414<=0,0,SUM($I416:AK416)-$H414)","v":{"$error":"#VALUE!"}},{"$f":"IF(SUM($I416:AL416)-$H414<=0,0,SUM($I416:AL416)-$H414)","v":{"$error":"#VALUE!"}},{"$f":"IF(SUM($I416:AM416)-$H414<=0,0,SUM($I416:AM416)-$H414)","v":{"$error":"#VALUE!"}},{"$f":"IF(SUM($I416:AN416)-$H414<=0,0,SUM($I416:AN416)-$H414)","v":{"$error":"#VALUE!"}},{"$f":"IF(SUM($I416:AO416)-$H414<=0,0,SUM($I416:AO416)-$H414)","v":{"$error":"#VALUE!"}},{"$f":"IF(SUM($I416:AP416)-$H414<=0,0,SUM($I416:AP416)-$H414)","v":{"$error":"#VALUE!"}},{"$f":"IF(SUM($I416:AQ416)-$H414<=0,0,SUM($I416:AQ416)-$H414)","v":{"$error":"#VALUE!"}},{"$f":"IF(SUM($I416:AR416)-$H414<=0,0,SUM($I416:AR416)-$H414)","v":{"$error":"#VALUE!"}},{"$f":"IF(SUM($I416:AS416)-$H414<=0,0,SUM($I416:AS416)-$H414)","v":{"$error":"#VALUE!"}},{"$f":"IF(SUM($I416:AT416)-$H414<=0,0,SUM($I416:AT416)-$H414)","v":{"$error":"#VALUE!"}},{"$f":"IF(SUM($I416:AU416)-$H414<=0,0,SUM($I416:AU416)-$H414)","v":{"$error":"#VALUE!"}},{"$f":"IF(SUM($I416:AV416)-$H414<=0,0,SUM($I416:AV416)-$H414)","v":{"$error":"#VALUE!"}},{"$f":"IF(SUM($I416:AW416)-$H414<=0,0,SUM($I416:AW416)-$H414)","v":{"$error":"#VALUE!"}},{"$f":"IF(SUM($I416:AX416)-$H414<=0,0,SUM($I416:AX416)-$H414)","v":{"$error":"#VALUE!"}},{"$f":"IF(SUM($I416:AY416)-$H414<=0,0,SUM($I416:AY416)-$H414)","v":{"$error":"#VALUE!"}},{"$f":"IF(SUM($I416:AZ416)-$H414<=0,0,SUM($I416:AZ416)-$H414)","v":{"$error":"#VALUE!"}},{"$f":"IF(SUM($I416:BA416)-$H414<=0,0,SUM($I416:BA416)-$H414)","v":{"$error":"#VALUE!"}},{"$f":"IF(SUM($I416:BB416)-$H414<=0,0,SUM($I416:BB416)-$H414)","v":{"$error":"#VALUE!"}},{"$f":"IF(SUM($I416:BC416)-$H414<=0,0,SUM($I416:BC416)-$H414)","v":{"$error":"#VALUE!"}},{"$f":"IF(SUM($I416:BD416)-$H414<=0,0,SUM($I416:BD416)-$H414)","v":{"$error":"#VALUE!"}},{"$f":"IF(SUM($I416:BE416)-$H414<=0,0,SUM($I416:BE416)-$H414)","v":{"$error":"#VALUE!"}},{"$f":"IF(SUM($I416:BF416)-$H414<=0,0,SUM($I416:BF416)-$H414)","v":{"$error":"#VALUE!"}},{"$f":"IF(SUM($I416:BG416)-$H414<=0,0,SUM($I416:BG416)-$H414)","v":{"$error":"#VALUE!"}},{"$f":"IF(SUM($I416:BH416)-$H414<=0,0,SUM($I416:BH416)-$H414)","v":{"$error":"#VALUE!"}},{"$f":"IF(SUM($I416:BI416)-$H414<=0,0,SUM($I416:BI416)-$H414)","v":{"$error":"#VALUE!"}},{"$f":"IF(SUM($I416:BJ416)-$H414<=0,0,SUM($I416:BJ416)-$H414)","v":{"$error":"#VALUE!"}},{"$f":"IF(SUM($I416:BK416)-$H414<=0,0,SUM($I416:BK416)-$H414)","v":{"$error":"#VALUE!"}},{"$f":"IF(SUM($I416:BL416)-$H414<=0,0,SUM($I416:BL416)-$H414)","v":{"$error":"#VALUE!"}},{"$f":"IF(SUM($I416:BM416)-$H414<=0,0,SUM($I416:BM416)-$H414)","v":{"$error":"#VALUE!"}},{"$f":"IF(SUM($I416:BN416)-$H414<=0,0,SUM($I416:BN416)-$H414)","v":{"$error":"#VALUE!"}},{"$f":"IF(SUM($I416:BO416)-$H414<=0,0,SUM($I416:BO416)-$H414)","v":{"$error":"#VALUE!"}},{"$f":"IF(SUM($I416:BP416)-$H414<=0,0,SUM($I416:BP416)-$H414)","v":{"$error":"#VALUE!"}},{"$f":"IF(SUM($I416:BQ416)-$H414<=0,0,SUM($I416:BQ416)-$H414)","v":{"$error":"#VALUE!"}},{"$f":"IF(SUM($I416:BR416)-$H414<=0,0,SUM($I416:BR416)-$H414)","v":{"$error":"#VALUE!"}},{"$f":"IF(SUM($I416:BS416)-$H414<=0,0,SUM($I416:BS416)-$H414)","v":{"$error":"#VALUE!"}},{"$f":"IF(SUM($I416:BT416)-$H414<=0,0,SUM($I416:BT416)-$H414)","v":{"$error":"#VALUE!"}},{"$f":"IF(SUM($I416:BU416)-$H414<=0,0,SUM($I416:BU416)-$H414)","v":{"$error":"#VALUE!"}},{"$f":"IF(SUM($I416:BV416)-$H414<=0,0,SUM($I416:BV416)-$H414)","v":{"$error":"#VALUE!"}},{"$f":"IF(SUM($I416:BW416)-$H414<=0,0,SUM($I416:BW416)-$H414)","v":{"$error":"#VALUE!"}},{"$f":"IF(SUM($I416:BX416)-$H414<=0,0,SUM($I416:BX416)-$H414)","v":{"$error":"#VALUE!"}},{"$f":"IF(SUM($I416:BY416)-$H414<=0,0,SUM($I416:BY416)-$H414)","v":{"$error":"#VALUE!"}},{"$f":"IF(SUM($I416:BZ416)-$H414<=0,0,SUM($I416:BZ416)-$H414)","v":{"$error":"#VALUE!"}},{"$f":"IF(SUM($I416:CA416)-$H414<=0,0,SUM($I416:CA416)-$H414)","v":{"$error":"#VALUE!"}},{"$f":"IF(SUM($I416:CB416)-$H414<=0,0,SUM($I416:CB416)-$H414)","v":{"$error":"#VALUE!"}},{"$f":"IF(SUM($I416:CC416)-$H414<=0,0,SUM($I416:CC416)-$H414)","v":{"$error":"#VALUE!"}},{"$f":"IF(SUM($I416:CD416)-$H414<=0,0,SUM($I416:CD416)-$H414)","v":{"$error":"#VALUE!"}},{"$f":"IF(SUM($I416:CE416)-$H414<=0,0,SUM($I416:CE416)-$H414)","v":{"$error":"#VALUE!"}},{"$f":"IF(SUM($I416:CF416)-$H414<=0,0,SUM($I416:CF416)-$H414)","v":{"$error":"#VALUE!"}},{"$f":"IF(SUM($I416:CG416)-$H414<=0,0,SUM($I416:CG416)-$H414)","v":{"$error":"#VALUE!"}},{"$f":"IF(SUM($I416:CH416)-$H414<=0,0,SUM($I416:CH416)-$H414)","v":{"$error":"#VALUE!"}},{"$f":"IF(SUM($I416:CI416)-$H414<=0,0,SUM($I416:CI416)-$H414)","v":{"$error":"#VALUE!"}},{"$f":"IF(SUM($I416:CJ416)-$H414<=0,0,SUM($I416:CJ416)-$H414)","v":{"$error":"#VALUE!"}},{"$f":"IF(SUM($I416:CK416)-$H414<=0,0,SUM($I416:CK416)-$H414)","v":{"$error":"#VALUE!"}},{"$f":"IF(SUM($I416:CL416)-$H414<=0,0,SUM($I416:CL416)-$H414)","v":{"$error":"#VALUE!"}},{"$f":"IF(SUM($I416:CM416)-$H414<=0,0,SUM($I416:CM416)-$H414)","v":{"$error":"#VALUE!"}},{"$f":"IF(SUM($I416:CN416)-$H414<=0,0,SUM($I416:CN416)-$H414)","v":{"$error":"#VALUE!"}},{"$f":"IF(SUM($I416:CO416)-$H414<=0,0,SUM($I416:CO416)-$H414)","v":{"$error":"#VALUE!"}},{"$f":"IF(SUM($I416:CP416)-$H414<=0,0,SUM($I416:CP416)-$H414)","v":{"$error":"#VALUE!"}},{"$f":"IF(SUM($I416:CQ416)-$H414<=0,0,SUM($I416:CQ416)-$H414)","v":{"$error":"#VALUE!"}},{"$f":"IF(SUM($I416:CR416)-$H414<=0,0,SUM($I416:CR416)-$H414)","v":{"$error":"#VALUE!"}},{"$f":"IF(SUM($I416:CS416)-$H414<=0,0,SUM($I416:CS416)-$H414)","v":{"$error":"#VALUE!"}},{"$f":"IF(SUM($I416:CT416)-$H414<=0,0,SUM($I416:CT416)-$H414)","v":{"$error":"#VALUE!"}},{"$f":"IF(SUM($I416:CU416)-$H414<=0,0,SUM($I416:CU416)-$H414)","v":{"$error":"#VALUE!"}},{"$f":"IF(SUM($I416:CV416)-$H414<=0,0,SUM($I416:CV416)-$H414)","v":{"$error":"#VALUE!"}},{"$f":"IF(SUM($I416:CW416)-$H414<=0,0,SUM($I416:CW416)-$H414)","v":{"$error":"#VALUE!"}},{"$f":"IF(SUM($I416:CX416)-$H414<=0,0,SUM($I416:CX416)-$H414)","v":{"$error":"#VALUE!"}},{"$f":"IF(SUM($I416:CY416)-$H414<=0,0,SUM($I416:CY416)-$H414)","v":{"$error":"#VALUE!"}},{"$f":"IF(SUM($I416:CZ416)-$H414<=0,0,SUM($I416:CZ416)-$H414)","v":{"$error":"#VALUE!"}},"NA"]
[{"$f":"CONCATENATE(H306,C418)","v":"CSO 00213d."},null,"13d.","Combined sewage after GI saturation and CSO control (MG). Excess after Line 13c exceeds Line 13a.",null,null,{"$f":"C418","v":"13d."},null,{"$f":"I417-H417","v":{"$error":"#VALUE!"}},{"$f":"J417-I417","v":{"$error":"#VALUE!"}},{"$f":"K417-J417","v":{"$error":"#VALUE!"}},{"$f":"L417-K417","v":{"$error":"#VALUE!"}},{"$f":"M417-L417","v":{"$error":"#VALUE!"}},{"$f":"N417-M417","v":{"$error":"#VALUE!"}},{"$f":"O417-N417","v":{"$error":"#VALUE!"}},{"$f":"P417-O417","v":{"$error":"#VALUE!"}},{"$f":"Q417-P417","v":{"$error":"#VALUE!"}},{"$f":"R417-Q417","v":{"$error":"#VALUE!"}},{"$f":"S417-R417","v":{"$error":"#VALUE!"}},{"$f":"T417-S417","v":{"$error":"#VALUE!"}},{"$f":"U417-T417","v":{"$error":"#VALUE!"}},{"$f":"V417-U417","v":{"$error":"#VALUE!"}},{"$f":"W417-V417","v":{"$error":"#VALUE!"}},{"$f":"X417-W417","v":{"$error":"#VALUE!"}},{"$f":"Y417-X417","v":{"$error":"#VALUE!"}},{"$f":"Z417-Y417","v":{"$error":"#VALUE!"}},{"$f":"AA417-Z417","v":{"$error":"#VALUE!"}},{"$f":"AB417-AA417","v":{"$error":"#VALUE!"}},{"$f":"AC417-AB417","v":{"$error":"#VALUE!"}},{"$f":"AD417-AC417","v":{"$error":"#VALUE!"}},{"$f":"AE417-AD417","v":{"$error":"#VALUE!"}},{"$f":"AF417-AE417","v":{"$error":"#VALUE!"}},{"$f":"AG417-AF417","v":{"$error":"#VALUE!"}},{"$f":"AH417-AG417","v":{"$error":"#VALUE!"}},{"$f":"AI417-AH417","v":{"$error":"#VALUE!"}},{"$f":"AJ417-AI417","v":{"$error":"#VALUE!"}},{"$f":"AK417-AJ417","v":{"$error":"#VALUE!"}},{"$f":"AL417-AK417","v":{"$error":"#VALUE!"}},{"$f":"AM417-AL417","v":{"$error":"#VALUE!"}},{"$f":"AN417-AM417","v":{"$error":"#VALUE!"}},{"$f":"AO417-AN417","v":{"$error":"#VALUE!"}},{"$f":"AP417-AO417","v":{"$error":"#VALUE!"}},{"$f":"AQ417-AP417","v":{"$error":"#VALUE!"}},{"$f":"AR417-AQ417","v":{"$error":"#VALUE!"}},{"$f":"AS417-AR417","v":{"$error":"#VALUE!"}},{"$f":"AT417-AS417","v":{"$error":"#VALUE!"}},{"$f":"AU417-AT417","v":{"$error":"#VALUE!"}},{"$f":"AV417-AU417","v":{"$error":"#VALUE!"}},{"$f":"AW417-AV417","v":{"$error":"#VALUE!"}},{"$f":"AX417-AW417","v":{"$error":"#VALUE!"}},{"$f":"AY417-AX417","v":{"$error":"#VALUE!"}},{"$f":"AZ417-AY417","v":{"$error":"#VALUE!"}},{"$f":"BA417-AZ417","v":{"$error":"#VALUE!"}},{"$f":"BB417-BA417","v":{"$error":"#VALUE!"}},{"$f":"BC417-BB417","v":{"$error":"#VALUE!"}},{"$f":"BD417-BC417","v":{"$error":"#VALUE!"}},{"$f":"BE417-BD417","v":{"$error":"#VALUE!"}},{"$f":"BF417-BE417","v":{"$error":"#VALUE!"}},{"$f":"BG417-BF417","v":{"$error":"#VALUE!"}},{"$f":"BH417-BG417","v":{"$error":"#VALUE!"}},{"$f":"BI417-BH417","v":{"$error":"#VALUE!"}},{"$f":"BJ417-BI417","v":{"$error":"#VALUE!"}},{"$f":"BK417-BJ417","v":{"$error":"#VALUE!"}},{"$f":"BL417-BK417","v":{"$error":"#VALUE!"}},{"$f":"BM417-BL417","v":{"$error":"#VALUE!"}},{"$f":"BN417-BM417","v":{"$error":"#VALUE!"}},{"$f":"BO417-BN417","v":{"$error":"#VALUE!"}},{"$f":"BP417-BO417","v":{"$error":"#VALUE!"}},{"$f":"BQ417-BP417","v":{"$error":"#VALUE!"}},{"$f":"BR417-BQ417","v":{"$error":"#VALUE!"}},{"$f":"BS417-BR417","v":{"$error":"#VALUE!"}},{"$f":"BT417-BS417","v":{"$error":"#VALUE!"}},{"$f":"BU417-BT417","v":{"$error":"#VALUE!"}},{"$f":"BV417-BU417","v":{"$error":"#VALUE!"}},{"$f":"BW417-BV417","v":{"$error":"#VALUE!"}},{"$f":"BX417-BW417","v":{"$error":"#VALUE!"}},{"$f":"BY417-BX417","v":{"$error":"#VALUE!"}},{"$f":"BZ417-BY417","v":{"$error":"#VALUE!"}},{"$f":"CA417-BZ417","v":{"$error":"#VALUE!"}},{"$f":"CB417-CA417","v":{"$error":"#VALUE!"}},{"$f":"CC417-CB417","v":{"$error":"#VALUE!"}},{"$f":"CD417-CC417","v":{"$error":"#VALUE!"}},{"$f":"CE417-CD417","v":{"$error":"#VALUE!"}},{"$f":"CF417-CE417","v":{"$error":"#VALUE!"}},{"$f":"CG417-CF417","v":{"$error":"#VALUE!"}},{"$f":"CH417-CG417","v":{"$error":"#VALUE!"}},{"$f":"CI417-CH417","v":{"$error":"#VALUE!"}},{"$f":"CJ417-CI417","v":{"$error":"#VALUE!"}},{"$f":"CK417-CJ417","v":{"$error":"#VALUE!"}},{"$f":"CL417-CK417","v":{"$error":"#VALUE!"}},{"$f":"CM417-CL417","v":{"$error":"#VALUE!"}},{"$f":"CN417-CM417","v":{"$error":"#VALUE!"}},{"$f":"CO417-CN417","v":{"$error":"#VALUE!"}},{"$f":"CP417-CO417","v":{"$error":"#VALUE!"}},{"$f":"CQ417-CP417","v":{"$error":"#VALUE!"}},{"$f":"CR417-CQ417","v":{"$error":"#VALUE!"}},{"$f":"CS417-CR417","v":{"$error":"#VALUE!"}},{"$f":"CT417-CS417","v":{"$error":"#VALUE!"}},{"$f":"CU417-CT417","v":{"$error":"#VALUE!"}},{"$f":"CV417-CU417","v":{"$error":"#VALUE!"}},{"$f":"CW417-CV417","v":{"$error":"#VALUE!"}},{"$f":"CX417-CW417","v":{"$error":"#VALUE!"}},{"$f":"CY417-CX417","v":{"$error":"#VALUE!"}},{"$f":"CZ417-CY417","v":{"$error":"#VALUE!"}},{"$f":"SUM(I418:CZ418)","v":{"$error":"#VALUE!"}}]
[{"$f":"CONCATENATE(H306,C419)","v":"CSO 00214a."},"14. CSO Flows","14a.","CSO hydraulic control capacity (MGD). ",null,null,"14a.",{"$f":"HLOOKUP(H306,'4 - CSO VOLUME'!$E$9:$AS$33,20,FALSE)","v":""}]
[{"$f":"CONCATENATE(H306,C420)","v":"CSO 00214b."},null,"14b.","Total CSO volume (MG). Divide Line 14a by 24, then subtract from Line 13d at hourly increments.",null,null,"14b.",null,{"$f":"IF(I418-($H419/(4*24))<0,0,I418-($H419/(4*24)))","v":{"$error":"#VALUE!"}},{"$f":"IF(J418-($H419/(4*24))<0,0,J418-($H419/(4*24)))","v":{"$error":"#VALUE!"}},{"$error":"#VALUE!"},{"$error":"#VALUE!"},{"$error":"#VALUE!"},{"$error":"#VALUE!"},{"$error":"#VALUE!"},{"$error":"#VALUE!"},{"$error":"#VALUE!"},{"$error":"#VALUE!"},{"$error":"#VALUE!"},{"$error":"#VALUE!"},{"$error":"#VALUE!"},{"$error":"#VALUE!"},{"$error":"#VALUE!"},{"$error":"#VALUE!"},{"$error":"#VALUE!"},{"$error":"#VALUE!"},{"$error":"#VALUE!"},{"$error":"#VALUE!"},{"$error":"#VALUE!"},{"$error":"#VALUE!"},{"$error":"#VALUE!"},{"$error":"#VALUE!"},{"$error":"#VALUE!"},{"$error":"#VALUE!"},{"$error":"#VALUE!"},{"$error":"#VALUE!"},{"$error":"#VALUE!"},{"$error":"#VALUE!"},{"$error":"#VALUE!"},{"$error":"#VALUE!"},{"$error":"#VALUE!"},{"$error":"#VALUE!"},{"$error":"#VALUE!"},{"$error":"#VALUE!"},{"$error":"#VALUE!"},{"$error":"#VALUE!"},{"$error":"#VALUE!"},{"$error":"#VALUE!"},{"$error":"#VALUE!"},{"$error":"#VALUE!"},{"$error":"#VALUE!"},{"$error":"#VALUE!"},{"$error":"#VALUE!"},{"$error":"#VALUE!"},{"$error":"#VALUE!"},{"$error":"#VALUE!"},{"$error":"#VALUE!"},{"$error":"#VALUE!"},{"$error":"#VALUE!"},{"$error":"#VALUE!"},{"$error":"#VALUE!"},{"$error":"#VALUE!"},{"$error":"#VALUE!"},{"$error":"#VALUE!"},{"$error":"#VALUE!"},{"$error":"#VALUE!"},{"$error":"#VALUE!"},{"$error":"#VALUE!"},{"$error":"#VALUE!"},{"$error":"#VALUE!"},{"$error":"#VALUE!"},{"$error":"#VALUE!"},{"$error":"#VALUE!"},{"$f":"IF(BV418-($H419/(4*24))<0,0,BV418-($H419/(4*24)))","v":{"$error":"#VALUE!"}},{"$error":"#VALUE!"},{"$error":"#VALUE!"},{"$error":"#VALUE!"},{"$error":"#VALUE!"},{"$error":"#VALUE!"},{"$error":"#VALUE!"},{"$error":"#VALUE!"},{"$error":"#VALUE!"},{"$error":"#VALUE!"},{"$error":"#VALUE!"},{"$error":"#VALUE!"},{"$error":"#VALUE!"},{"$error":"#VALUE!"},{"$error":"#VALUE!"},{"$error":"#VALUE!"},{"$error":"#VALUE!"},{"$error":"#VALUE!"},{"$error":"#VALUE!"},{"$error":"#VALUE!"},{"$error":"#VALUE!"},{"$error":"#VALUE!"},{"$error":"#VALUE!"},{"$error":"#VALUE!"},{"$error":"#VALUE!"},{"$error":"#VALUE!"},{"$error":"#VALUE!"},{"$error":"#VALUE!"},{"$error":"#VALUE!"},{"$error":"#VALUE!"},{"$error":"#VALUE!"},{"$f":"SUM(I420:CZ420)","v":{"$error":"#VALUE!"}}]
[{"$f":"CONCATENATE(H306,C421)","v":"CSO 00214c."},null,"14c.","CSO treatment capacity (MGD). Line 7c.",null,null,"14c.",{"$f":"HLOOKUP(H306,'4 - CSO VOLUME'!$E$9:$AS$33,22,FALSE)","v":""}]
[{"$f":"CONCATENATE(H306,C422)","v":"CSO 00214d."},null,"14d.","Treated CSO volume (MG). Populate with Line 14b values that are less than or equal to Line 14c divided by 24.",null,null,"14d.",null,{"$f":"IF(I420=0,0,IF(I420<=$H421/(4*24),I420,$H421/(4*24)))","v":{"$error":"#VALUE!"}},{"$f":"IF(J420=0,0,IF(J420<=$H421/(4*24),J420,$H421/(4*24)))","v":{"$error":"#VALUE!"}},{"$error":"#VALUE!"},{"$error":"#VALUE!"},{"$error":"#VALUE!"},{"$error":"#VALUE!"},{"$error":"#VALUE!"},{"$error":"#VALUE!"},{"$error":"#VALUE!"},{"$error":"#VALUE!"},{"$error":"#VALUE!"},{"$error":"#VALUE!"},{"$error":"#VALUE!"},{"$error":"#VALUE!"},{"$error":"#VALUE!"},{"$error":"#VALUE!"},{"$error":"#VALUE!"},{"$error":"#VALUE!"},{"$error":"#VALUE!"},{"$error":"#VALUE!"},{"$error":"#VALUE!"},{"$error":"#VALUE!"},{"$error":"#VALUE!"},{"$error":"#VALUE!"},{"$error":"#VALUE!"},{"$error":"#VALUE!"},{"$error":"#VALUE!"},{"$error":"#VALUE!"},{"$error":"#VALUE!"},{"$error":"#VALUE!"},{"$error":"#VALUE!"},{"$error":"#VALUE!"},{"$error":"#VALUE!"},{"$error":"#VALUE!"},{"$error":"#VALUE!"},{"$error":"#VALUE!"},{"$error":"#VALUE!"},{"$error":"#VALUE!"},{"$error":"#VALUE!"},{"$error":"#VALUE!"},{"$error":"#VALUE!"},{"$error":"#VALUE!"},{"$error":"#VALUE!"},{"$error":"#VALUE!"},{"$error":"#VALUE!"},{"$error":"#VALUE!"},{"$error":"#VALUE!"},{"$error":"#VALUE!"},{"$error":"#VALUE!"},{"$error":"#VALUE!"},{"$error":"#VALUE!"},{"$error":"#VALUE!"},{"$error":"#VALUE!"},{"$error":"#VALUE!"},{"$error":"#VALUE!"},{"$error":"#VALUE!"},{"$error":"#VALUE!"},{"$error":"#VALUE!"},{"$error":"#VALUE!"},{"$error":"#VALUE!"},{"$error":"#VALUE!"},{"$error":"#VALUE!"},{"$error":"#VALUE!"},{"$error":"#VALUE!"},{"$error":"#VALUE!"},{"$f":"IF(BV420=0,0,IF(BV420<=$H421/(4*24),BV420,$H421/(4*24)))","v":{"$error":"#VALUE!"}},{"$error":"#VALUE!"},{"$error":"#VALUE!"},{"$error":"#VALUE!"},{"$error":"#VALUE!"},{"$error":"#VALUE!"},{"$error":"#VALUE!"},{"$error":"#VALUE!"},{"$error":"#VALUE!"},{"$error":"#VALUE!"},{"$error":"#VALUE!"},{"$error":"#VALUE!"},{"$error":"#VALUE!"},{"$error":"#VALUE!"},{"$error":"#VALUE!"},{"$error":"#VALUE!"},{"$error":"#VALUE!"},{"$error":"#VALUE!"},{"$error":"#VALUE!"},{"$error":"#VALUE!"},{"$error":"#VALUE!"},{"$error":"#VALUE!"},{"$error":"#VALUE!"},{"$error":"#VALUE!"},{"$error":"#VALUE!"},{"$error":"#VALUE!"},{"$error":"#VALUE!"},{"$error":"#VALUE!"},{"$error":"#VALUE!"},{"$error":"#VALUE!"},{"$error":"#VALUE!"},{"$f":"SUM(I422:CZ422)","v":{"$error":"#VALUE!"}}]
[{"$f":"CONCATENATE(H306,C423)","v":"CSO 00214e."},null,"14e.","Untreated CSO volume (MG). Difference between hourly values for Line 14b and line 14d.",null,null,"14e.",null,{"$f":"I420-I422","v":{"$error":"#VALUE!"}},{"$f":"J420-J422","v":{"$error":"#VALUE!"}},{"$error":"#VALUE!"},{"$error":"#VALUE!"},{"$error":"#VALUE!"},{"$error":"#VALUE!"},{"$error":"#VALUE!"},{"$error":"#VALUE!"},{"$error":"#VALUE!"},{"$error":"#VALUE!"},{"$error":"#VALUE!"},{"$error":"#VALUE!"},{"$error":"#VALUE!"},{"$error":"#VALUE!"},{"$error":"#VALUE!"},{"$error":"#VALUE!"},{"$error":"#VALUE!"},{"$error":"#VALUE!"},{"$error":"#VALUE!"},{"$error":"#VALUE!"},{"$error":"#VALUE!"},{"$error":"#VALUE!"},{"$error":"#VALUE!"},{"$error":"#VALUE!"},{"$error":"#VALUE!"},{"$error":"#VALUE!"},{"$error":"#VALUE!"},{"$error":"#VALUE!"},{"$error":"#VALUE!"},{"$error":"#VALUE!"},{"$error":"#VALUE!"},{"$error":"#VALUE!"},{"$error":"#VALUE!"},{"$error":"#VALUE!"},{"$error":"#VALUE!"},{"$error":"#VALUE!"},{"$error":"#VALUE!"},{"$error":"#VALUE!"},{"$error":"#VALUE!"},{"$error":"#VALUE!"},{"$error":"#VALUE!"},{"$error":"#VALUE!"},{"$error":"#VALUE!"},{"$error":"#VALUE!"},{"$error":"#VALUE!"},{"$error":"#VALUE!"},{"$error":"#VALUE!"},{"$error":"#VALUE!"},{"$error":"#VALUE!"},{"$error":"#VALUE!"},{"$error":"#VALUE!"},{"$error":"#VALUE!"},{"$error":"#VALUE!"},{"$error":"#VALUE!"},{"$error":"#VALUE!"},{"$error":"#VALUE!"},{"$error":"#VALUE!"},{"$error":"#VALUE!"},{"$error":"#VALUE!"},{"$error":"#VALUE!"},{"$error":"#VALUE!"},{"$error":"#VALUE!"},{"$error":"#VALUE!"},{"$error":"#VALUE!"},{"$error":"#VALUE!"},{"$f":"BV420-BV422","v":{"$error":"#VALUE!"}},{"$error":"#VALUE!"},{"$error":"#VALUE!"},{"$error":"#VALUE!"},{"$error":"#VALUE!"},{"$error":"#VALUE!"},{"$error":"#VALUE!"},{"$error":"#VALUE!"},{"$error":"#VALUE!"},{"$error":"#VALUE!"},{"$error":"#VALUE!"},{"$error":"#VALUE!"},{"$error":"#VALUE!"},{"$error":"#VALUE!"},{"$error":"#VALUE!"},{"$error":"#VALUE!"},{"$error":"#VALUE!"},{"$error":"#VALUE!"},{"$error":"#VALUE!"},{"$error":"#VALUE!"},{"$error":"#VALUE!"},{"$error":"#VALUE!"},{"$error":"#VALUE!"},{"$error":"#VALUE!"},{"$error":"#VALUE!"},{"$error":"#VALUE!"},{"$error":"#VALUE!"},{"$error":"#VALUE!"},{"$error":"#VALUE!"},{"$error":"#VALUE!"},{"$error":"#VALUE!"},{"$f":"SUM(I423:CZ423)","v":{"$error":"#VALUE!"}}]
[{"$f":"CONCATENATE(H306,C424)","v":"CSO 00214f."},null,"14f.","Combined sewage diverted to WWTP (MG). Subtract Line 14b from Line 13d at hourly increments.",null,null,"14f.",null,{"$f":"I418-I420","v":{"$error":"#VALUE!"}},{"$f":"J418-J420","v":{"$error":"#VALUE!"}},{"$error":"#VALUE!"},{"$error":"#VALUE!"},{"$error":"#VALUE!"},{"$error":"#VALUE!"},{"$error":"#VALUE!"},{"$error":"#VALUE!"},{"$error":"#VALUE!"},{"$error":"#VALUE!"},{"$error":"#VALUE!"},{"$error":"#VALUE!"},{"$error":"#VALUE!"},{"$error":"#VALUE!"},{"$error":"#VALUE!"},{"$error":"#VALUE!"},{"$error":"#VALUE!"},{"$error":"#VALUE!"},{"$error":"#VALUE!"},{"$error":"#VALUE!"},{"$error":"#VALUE!"},{"$error":"#VALUE!"},{"$error":"#VALUE!"},{"$error":"#VALUE!"},{"$error":"#VALUE!"},{"$error":"#VALUE!"},{"$error":"#VALUE!"},{"$error":"#VALUE!"},{"$error":"#VALUE!"},{"$error":"#VALUE!"},{"$error":"#VALUE!"},{"$error":"#VALUE!"},{"$error":"#VALUE!"},{"$error":"#VALUE!"},{"$error":"#VALUE!"},{"$error":"#VALUE!"},{"$error":"#VALUE!"},{"$error":"#VALUE!"},{"$error":"#VALUE!"},{"$error":"#VALUE!"},{"$error":"#VALUE!"},{"$error":"#VALUE!"},{"$error":"#VALUE!"},{"$error":"#VALUE!"},{"$error":"#VALUE!"},{"$error":"#VALUE!"},{"$error":"#VALUE!"},{"$error":"#VALUE!"},{"$error":"#VALUE!"},{"$error":"#VALUE!"},{"$error":"#VALUE!"},{"$error":"#VALUE!"},{"$error":"#VALUE!"},{"$error":"#VALUE!"},{"$error":"#VALUE!"},{"$error":"#VALUE!"},{"$error":"#VALUE!"},{"$error":"#VALUE!"},{"$error":"#VALUE!"},{"$error":"#VALUE!"},{"$error":"#VALUE!"},{"$error":"#VALUE!"},{"$error":"#VALUE!"},{"$error":"#VALUE!"},{"$error":"#VALUE!"},{"$f":"BV418-BV420","v":{"$error":"#VALUE!"}},{"$error":"#VALUE!"},{"$error":"#VALUE!"},{"$error":"#VALUE!"},{"$error":"#VALUE!"},{"$error":"#VALUE!"},{"$error":"#VALUE!"},{"$error":"#VALUE!"},{"$error":"#VALUE!"},{"$error":"#VALUE!"},{"$error":"#VALUE!"},{"$error":"#VALUE!"},{"$error":"#VALUE!"},{"$error":"#VALUE!"},{"$error":"#VALUE!"},{"$error":"#VALUE!"},{"$error":"#VALUE!"},{"$error":"#VALUE!"},{"$error":"#VALUE!"},{"$error":"#VALUE!"},{"$error":"#VALUE!"},{"$error":"#VALUE!"},{"$error":"#VALUE!"},{"$error":"#VALUE!"},{"$error":"#VALUE!"},{"$error":"#VALUE!"},{"$error":"#VALUE!"},{"$error":"#VALUE!"},{"$error":"#VALUE!"},{"$error":"#VALUE!"},{"$error":"#VALUE!"},{"$f":"SUM(I424:CZ424)","v":{"$error":"#VALUE!"}}]
[]
[]
[{"$nulls":7},{"$f":"A5","v":"CSO 003"}]
[{"$nulls":6},"Area (acres):",{"$f":"HLOOKUP(H427,'2 - CSO INPUT'!$E$9:$AS$19,6,FALSE)","v":0},null,{"$f":"43560*7.48/(12*1000000)","v":0.027152400000000004},"MG",{"$f":"\"=\"","v":"="},1,"in-ac/hr"]
[{"$nulls":6},"ISA:",{"$f":"HLOOKUP(H427,'2 - CSO INPUT'!$E$9:$AS$19,7,FALSE)","v":{"v":0,"d":"0%"}}]
[{"$nulls":6},"TOC (hr);",{"$f":"HLOOKUP(H427,'3 - Tc & RAINFALL'!$E$9:$AS$17,6,FALSE)","v":""}]
[{"$nulls":6},"Initial Abstraction (in):",{"$f":"HLOOKUP(H427,'3 - Tc & RAINFALL'!$E$9:$AS$17,9,FALSE)","v":{"v":0.1,"d":"0.10"}}]
[{"$nulls":4},"hour","P (in)","P_cum (in)","P_mod (in)",1,1.25,{"v":1.5,"d":"1.50"},1.75,{"v":2,"d":"2.00"},2.25,{"v":2.5,"d":"2.50"},2.75,{"v":3,"d":"3.00"},3.25,{"v":3.5,"d":"3.50"},3.75,{"v":4,"d":"4.00"},4.25,{"v":4.5,"d":"4.50"},4.75,{"v":5,"d":"5.00"},5.25,{"v":5.5,"d":"5.50"},5.75,{"v":6,"d":"6.00"},6.25,{"v":6.5,"d":"6.50"},6.75,{"v":7,"d":"7.00"},7.25,{"v":7.5,"d":"7.50"},7.75,{"v":8,"d":"8.00"},8.25,{"v":8.5,"d":"8.50"},8.75,{"v":9,"d":"9.00"},9.25,{"v":9.5,"d":"9.50"},9.75,{"v":10,"d":"10.00"},10.25,{"v":10.5,"d":"10.50"},10.75,{"v":11,"d":"11.00"},11.25,{"v":11.5,"d":"11.50"},11.75,{"v":12,"d":"12.00"},12.25,{"v":12.5,"d":"12.50"},12.75,{"v":13,"d":"13.00"},13.25,{"v":13.5,"d":"13.50"},13.75,{"v":14,"d":"14.00"},14.25,{"v":14.5,"d":"14.50"},14.75,{"v":15,"d":"15.00"},15.25,{"v":15.5,"d":"15.50"},15.75,{"v":16,"d":"16.00"},16.25,{"v":16.5,"d":"16.50"},16.75,{"v":17,"d":"17.00"},17.25,{"v":17.5,"d":"17.50"},17.75,{"v":18,"d":"18.00"},18.25,{"v":18.5,"d":"18.50"},18.75,{"v":19,"d":"19.00"},19.25,{"v":19.5,"d":"19.50"},19.75,{"v":20,"d":"20.00"},20.25,{"v":20.5,"d":"20.50"},20.75,{"v":21,"d":"21.00"},21.25,{"v":21.5,"d":"21.50"},21.75,{"v":22,"d":"22.00"},22.25,{"v":22.5,"d":"22.50"},22.75,{"v":23,"d":"23.00"},23.25,{"v":23.5,"d":"23.50"},23.75,{"v":24,"d":"24.00"},24.25,{"v":24.5,"d":"24.50"},24.75]
[{"$nulls":4},1,{"$f":"$DF$3","v":{"v":0,"d":"0.000"}},{"$f":"IF(SUM(F433:F433)-H431<=0,0,SUM(F433:F433)-H431)","v":{"v":0,"d":"0.00"}},{"$f":"G433-0","v":{"v":0,"d":"0.000"}},{"$f":"IF(H430<=I432-E433,0,H433*H428*H429*J428/(H430*4))","v":{"$error":"#VALUE!"}},{"$f":"IF(H430<=J432-E433,0,H433*H428*H429*J428/(H430*4))","v":{"$error":"#VALUE!"}},{"$f":"IF(H430<=K432-E433,0,H433*H428*H429*J428/(H430*4))","v":{"$error":"#VALUE!"}},{"$f":"IF(H430<=L432-E433,0,H433*H428*H429*J428/(H430*4))","v":{"$error":"#VALUE!"}},{"$f":"IF(H430<=M432-E433,0,H433*H428*H429*J428/(H430*4))","v":{"$error":"#VALUE!"}},{"$f":"IF(H430<=N432-E433,0,H433*H428*H429*J428/(H430*4))","v":{"$error":"#VALUE!"}},{"$f":"IF(H430<=O432-E433,0,H433*H428*H429*J428/(H430*4))","v":{"$error":"#VALUE!"}},{"$f":"IF(H430<=P432-E433,0,H433*H428*H429*J428/(H430*4))","v":{"$error":"#VALUE!"}},{"$f":"IF(H430<=Q432-E433,0,H433*H428*H429*J428/(H430*4))","v":{"$error":"#VALUE!"}},{"$f":"IF(H430<=R432-E433,0,H433*H428*H429*J428/(H430*4))","v":{"$error":"#VALUE!"}},{"$f":"IF(H430<=S432-E433,0,H433*H428*H429*J428/(H430*4))","v":{"$error":"#VALUE!"}},{"$f":"IF(H430<=T432-E433,0,H433*H428*H429*J428/(H430*4))","v":{"$error":"#VALUE!"}},{"$f":"IF(H430<=U432-E433,0,H433*H428*H429*J428/(H430*4))","v":{"$error":"#VALUE!"}}]
[{"$nulls":4},1.25,{"$f":"$DF$4","v":{"v":0,"d":"0.000"}},{"$f":"IF(SUM(F433:F434)-H431<=0,0,SUM(F433:F434)-H431)","v":{"v":0,"d":"0.00"}},{"$f":"G434-G433","v":{"v":0,"d":"0.000"}},null,{"$f":"IF(H430<=J432-E434,0,H434*H428*H429*J428/(H430*4))","v":{"$error":"#VALUE!"}},{"$f":"IF(H430<=K432-E434,0,H434*H428*H429*J428/(H430*4))","v":{"$error":"#VALUE!"}},{"$f":"IF(H430<=L432-E434,0,H434*H428*H429*J428/(H430*4))","v":{"$error":"#VALUE!"}},{"$f":"IF(H430<=M432-E434,0,H434*H428*H429*J428/(H430*4))","v":{"$error":"#VALUE!"}},{"$f":"IF(H430<=N432-E434,0,H434*H428*H429*J428/(H430*4))","v":{"$error":"#VALUE!"}},{"$f":"IF(H430<=O432-E434,0,H434*H428*H429*J428/(H430*4))","v":{"$error":"#VALUE!"}},{"$f":"IF(H430<=P432-E434,0,H434*H428*H429*J428/(H430*4))","v":{"$error":"#VALUE!"}},{"$f":"IF(H430<=Q432-E434,0,H434*H428*H429*J428/(H430*4))","v":{"$error":"#VALUE!"}},{"$f":"IF(H430<=R432-E434,0,H434*H428*H429*J428/(H430*4))","v":{"$error":"#VALUE!"}},{"$f":"IF(H430<=S432-E434,0,H434*H428*H429*J428/(H430*4))","v":{"$error":"#VALUE!"}},{"$f":"IF(H430<=T432-E434,0,H434*H428*H429*J428/(H430*4))","v":{"$error":"#VALUE!"}},{"$f":"IF(H430<=U432-E434,0,H434*H428*H429*J428/(H430*4))","v":{"$error":"#VALUE!"}},{"$f":"IF(H430<=V432-E434,0,H434*H428*H429*J428/(H430*4))","v":{"$error":"#VALUE!"}}]
[{"$nulls":4},{"v":1.5,"d":"1.50"},{"$f":"$DF$5","v":{"v":0,"d":"0.000"}},{"$f":"IF(SUM(F433:F435)-H431<=0,0,SUM(F433:F435)-H431)","v":{"v":0,"d":"0.00"}},{"v":0,"d":"0.000"},null,null,{"$f":"IF(H430<=K432-E435,0,H435*H428*H429*J428/(H430*4))","v":{"$error":"#VALUE!"}},{"$f":"IF(H430<=L432-E435,0,H435*H428*H429*J428/(H430*4))","v":{"$error":"#VALUE!"}},{"$f":"IF(H430<=M432-E435,0,H435*H428*H429*J428/(H430*4))","v":{"$error":"#VALUE!"}},{"$f":"IF(H430<=N432-E435,0,H435*H428*H429*J428/(H430*4))","v":{"$error":"#VALUE!"}},{"$f":"IF(H430<=O432-E435,0,H435*H428*H429*J428/(H430*4))","v":{"$error":"#VALUE!"}},{"$f":"IF(H430<=P432-E435,0,H435*H428*H429*J428/(H430*4))","v":{"$error":"#VALUE!"}},{"$f":"IF(H430<=Q432-E435,0,H435*H428*H429*J428/(H430*4))","v":{"$error":"#VALUE!"}},{"$f":"IF(H430<=R432-E435,0,H435*H428*H429*J428/(H430*4))","v":{"$error":"#VALUE!"}},{"$f":"IF(H430<=S432-E435,0,H435*H428*H429*J428/(H430*4))","v":{"$error":"#VALUE!"}},{"$f":"IF(H430<=T432-E435,0,H435*H428*H429*J428/(H430*4))","v":{"$error":"#VALUE!"}},{"$f":"IF(H430<=U432-E435,0,H435*H428*H429*J428/(H430*4))","v":{"$error":"#VALUE!"}},{"$f":"IF(H430<=V432-E435,0,H435*H428*H429*J428/(H430*4))","v":{"$error":"#VALUE!"}},{"$f":"IF(H430<=W432-E435,0,H435*H428*H429*J428/(H430*4))","v":{"$error":"#VALUE!"}}]
[{"$nulls":4},1.75,{"$f":"$DF$6","v":{"v":0,"d":"0.000"}},{"$f":"IF(SUM(F433:F436)-H431<=0,0,SUM(F433:F436)-H431)","v":{"v":0,"d":"0.00"}},{"v":0,"d":"0.000"},{"$nulls":3},{"$f":"IF(H430<=L432-E436,0,H436*H428*H429*J428/(H430*4))","v":{"$error":"#VALUE!"}},{"$f":"IF(H430<=M432-E436,0,H436*H428*H429*J428/(H430*4))","v":{"$error":"#VALUE!"}},{"$f":"IF(H430<=N432-E436,0,H436*H428*H429*J428/(H430*4))","v":{"$error":"#VALUE!"}},{"$f":"IF(H430<=O432-E436,0,H436*H428*H429*J428/(H430*4))","v":{"$error":"#VALUE!"}},{"$f":"IF(H430<=P432-E436,0,H436*H428*H429*J428/(H430*4))","v":{"$error":"#VALUE!"}},{"$f":"IF(H430<=Q432-E436,0,H436*H428*H429*J428/(H430*4))","v":{"$error":"#VALUE!"}},{"$f":"IF(H430<=R432-E436,0,H436*H428*H429*J428/(H430*4))","v":{"$error":"#VALUE!"}},{"$f":"IF(H430<=S432-E436,0,H436*H428*H429*J428/(H430*4))","v":{"$error":"#VALUE!"}},{"$f":"IF(H430<=T432-E436,0,H436*H428*H429*J428/(H430*4))","v":{"$error":"#VALUE!"}},{"$f":"IF(H430<=U432-E436,0,H436*H428*H429*J428/(H430*4))","v":{"$error":"#VALUE!"}},{"$f":"IF(H430<=V432-E436,0,H436*H428*H429*J428/(H430*4))","v":{"$error":"#VALUE!"}},{"$f":"IF(H430<=W432-E436,0,H436*H428*H429*J428/(H430*4))","v":{"$error":"#VALUE!"}},{"$f":"IF(H430<=X432-E436,0,H436*H428*H429*J428/(H430*4))","v":{"$error":"#VALUE!"}}]
[{"$nulls":4},{"v":2,"d":"2.00"},{"$f":"$DF$7","v":{"v":0,"d":"0.000"}},{"$f":"IF(SUM(F433:F437)-H431<=0,0,SUM(F433:F437)-H431)","v":{"v":0,"d":"0.00"}},{"v":0,"d":"0.000"},{"$nulls":4},{"$f":"IF(H430<=M432-E437,0,H437*H428*H429*J428/(H430*4))","v":{"$error":"#VALUE!"}},{"$f":"IF(H430<=N432-E437,0,H437*H428*H429*J428/(H430*4))","v":{"$error":"#VALUE!"}},{"$f":"IF(H430<=O432-E437,0,H437*H428*H429*J428/(H430*4))","v":{"$error":"#VALUE!"}},{"$f":"IF(H430<=P432-E437,0,H437*H428*H429*J428/(H430*4))","v":{"$error":"#VALUE!"}},{"$f":"IF(H430<=Q432-E437,0,H437*H428*H429*J428/(H430*4))","v":{"$error":"#VALUE!"}},{"$f":"IF(H430<=R432-E437,0,H437*H428*H429*J428/(H430*4))","v":{"$error":"#VALUE!"}},{"$f":"IF(H430<=S432-E437,0,H437*H428*H429*J428/(H430*4))","v":{"$error":"#VALUE!"}},{"$f":"IF(H430<=T432-E437,0,H437*H428*H429*J428/(H430*4))","v":{"$error":"#VALUE!"}},{"$f":"IF(H430<=U432-E437,0,H437*H428*H429*J428/(H430*4))","v":{"$error":"#VALUE!"}},{"$f":"IF(H430<=V432-E437,0,H437*H428*H429*J428/(H430*4))","v":{"$error":"#VALUE!"}},{"$f":"IF(H430<=W432-E437,0,H437*H428*H429*J428/(H430*4))","v":{"$error":"#VALUE!"}},{"$f":"IF(H430<=X432-E437,0,H437*H428*H429*J428/(H430*4))","v":{"$error":"#VALUE!"}},{"$f":"IF(H430<=Y432-E437,0,H437*H428*H429*J428/(H430*4))","v":{"$error":"#VALUE!"}}]
[{"$nulls":4},2.25,{"$f":"$DF$8","v":{"v":0,"d":"0.000"}},{"$f":"IF(SUM(F433:F438)-H431<=0,0,SUM(F433:F438)-H431)","v":{"v":0,"d":"0.00"}},{"v":0,"d":"0.000"},{"$nulls":5},{"$f":"IF(H430<=N432-E438,0,H438*H428*H429*J428/(H430*4))","v":{"$error":"#VALUE!"}},{"$f":"IF(H430<=O432-E438,0,H438*H428*H429*J428/(H430*4))","v":{"$error":"#VALUE!"}},{"$f":"IF(H430<=P432-E438,0,H438*H428*H429*J428/(H430*4))","v":{"$error":"#VALUE!"}},{"$f":"IF(H430<=Q432-E438,0,H438*H428*H429*J428/(H430*4))","v":{"$error":"#VALUE!"}},{"$f":"IF(H430<=R432-E438,0,H438*H428*H429*J428/(H430*4))","v":{"$error":"#VALUE!"}},{"$f":"IF(H430<=S432-E438,0,H438*H428*H429*J428/(H430*4))","v":{"$error":"#VALUE!"}},{"$f":"IF(H430<=T432-E438,0,H438*H428*H429*J428/(H430*4))","v":{"$error":"#VALUE!"}},{"$f":"IF(H430<=U432-E438,0,H438*H428*H429*J428/(H430*4))","v":{"$error":"#VALUE!"}},{"$f":"IF(H430<=V432-E438,0,H438*H428*H429*J428/(H430*4))","v":{"$error":"#VALUE!"}},{"$f":"IF(H430<=W432-E438,0,H438*H428*H429*J428/(H430*4))","v":{"$error":"#VALUE!"}},{"$f":"IF(H430<=X432-E438,0,H438*H428*H429*J428/(H430*4))","v":{"$error":"#VALUE!"}},{"$f":"IF(H430<=Y432-E438,0,H438*H428*H429*J428/(H430*4))","v":{"$error":"#VALUE!"}},{"$f":"IF(H430<=Z432-E438,0,H438*H428*H429*J428/(H430*4))","v":{"$error":"#VALUE!"}}]
[{"$nulls":4},{"v":2.5,"d":"2.50"},{"$f":"$DF$9","v":{"v":0,"d":"0.000"}},{"$f":"IF(SUM(F433:F439)-H431<=0,0,SUM(F433:F439)-H431)","v":{"v":0,"d":"0.00"}},{"v":0,"d":"0.000"},{"$nulls":6},{"$f":"IF(H430<=O432-E439,0,H439*H428*H429*J428/(H430*4))","v":{"$error":"#VALUE!"}},{"$f":"IF(H430<=P432-E439,0,H439*H428*H429*J428/(H430*4))","v":{"$error":"#VALUE!"}},{"$f":"IF(H430<=Q432-E439,0,H439*H428*H429*J428/(H430*4))","v":{"$error":"#VALUE!"}},{"$f":"IF(H430<=R432-E439,0,H439*H428*H429*J428/(H430*4))","v":{"$error":"#VALUE!"}},{"$f":"IF(H430<=S432-E439,0,H439*H428*H429*J428/(H430*4))","v":{"$error":"#VALUE!"}},{"$f":"IF(H430<=T432-E439,0,H439*H428*H429*J428/(H430*4))","v":{"$error":"#VALUE!"}},{"$f":"IF(H430<=U432-E439,0,H439*H428*H429*J428/(H430*4))","v":{"$error":"#VALUE!"}},{"$f":"IF(H430<=V432-E439,0,H439*H428*H429*J428/(H430*4))","v":{"$error":"#VALUE!"}},{"$f":"IF(H430<=W432-E439,0,H439*H428*H429*J428/(H430*4))","v":{"$error":"#VALUE!"}},{"$f":"IF(H430<=X432-E439,0,H439*H428*H429*J428/(H430*4))","v":{"$error":"#VALUE!"}},{"$f":"IF(H430<=Y432-E439,0,H439*H428*H429*J428/(H430*4))","v":{"$error":"#VALUE!"}},{"$f":"IF(H430<=Z432-E439,0,H439*H428*H429*J428/(H430*4))","v":{"$error":"#VALUE!"}},{"$f":"IF(H430<=AA432-E439,0,H439*H428*H429*J428/(H430*4))","v":{"$error":"#VALUE!"}}]
[{"$nulls":4},2.75,{"$f":"$DF$10","v":{"v":0,"d":"0.000"}},{"$f":"IF(SUM(F433:F440)-H431<=0,0,SUM(F433:F440)-H431)","v":{"v":0,"d":"0.00"}},{"v":0,"d":"0.000"},{"$nulls":7},{"$f":"IF(H430<=P432-E440,0,H440*H428*H429*J428/(H430*4))","v":{"$error":"#VALUE!"}},{"$f":"IF(H430<=Q432-E440,0,H440*H428*H429*J428/(H430*4))","v":{"$error":"#VALUE!"}},{"$f":"IF(H430<=R432-E440,0,H440*H428*H429*J428/(H430*4))","v":{"$error":"#VALUE!"}},{"$f":"IF(H430<=S432-E440,0,H440*H428*H429*J428/(H430*4))","v":{"$error":"#VALUE!"}},{"$f":"IF(H430<=T432-E440,0,H440*H428*H429*J428/(H430*4))","v":{"$error":"#VALUE!"}},{"$f":"IF(H430<=U432-E440,0,H440*H428*H429*J428/(H430*4))","v":{"$error":"#VALUE!"}},{"$f":"IF(H430<=V432-E440,0,H440*H428*H429*J428/(H430*4))","v":{"$error":"#VALUE!"}},{"$f":"IF(H430<=W432-E440,0,H440*H428*H429*J428/(H430*4))","v":{"$error":"#VALUE!"}},{"$f":"IF(H430<=X432-E440,0,H440*H428*H429*J428/(H430*4))","v":{"$error":"#VALUE!"}},{"$f":"IF(H430<=Y432-E440,0,H440*H428*H429*J428/(H430*4))","v":{"$error":"#VALUE!"}},{"$f":"IF(H430<=Z432-E440,0,H440*H428*H429*J428/(H430*4))","v":{"$error":"#VALUE!"}},{"$f":"IF(H430<=AA432-E440,0,H440*H428*H429*J428/(H430*4))","v":{"$error":"#VALUE!"}},{"$f":"IF(H430<=AB432-E440,0,H440*H428*H429*J428/(H430*4))","v":{"$error":"#VALUE!"}}]
[{"$nulls":4},{"v":3,"d":"3.00"},{"$f":"$DF$11","v":{"v":0,"d":"0.000"}},{"$f":"IF(SUM(F433:F441)-H431<=0,0,SUM(F433:F441)-H431)","v":{"v":0,"d":"0.00"}},{"v":0,"d":"0.000"},{"$nulls":8},{"$f":"IF(H430<=Q432-E441,0,H441*H428*H429*J428/(H430*4))","v":{"$error":"#VALUE!"}},{"$f":"IF(H430<=R432-E441,0,H441*H428*H429*J428/(H430*4))","v":{"$error":"#VALUE!"}},{"$f":"IF(H430<=S432-E441,0,H441*H428*H429*J428/(H430*4))","v":{"$error":"#VALUE!"}},{"$f":"IF(H430<=T432-E441,0,H441*H428*H429*J428/(H430*4))","v":{"$error":"#VALUE!"}},{"$f":"IF(H430<=U432-E441,0,H441*H428*H429*J428/(H430*4))","v":{"$error":"#VALUE!"}},{"$f":"IF(H430<=V432-E441,0,H441*H428*H429*J428/(H430*4))","v":{"$error":"#VALUE!"}},{"$f":"IF(H430<=W432-E441,0,H441*H428*H429*J428/(H430*4))","v":{"$error":"#VALUE!"}},{"$f":"IF(H430<=X432-E441,0,H441*H428*H429*J428/(H430*4))","v":{"$error":"#VALUE!"}},{"$f":"IF(H430<=Y432-E441,0,H441*H428*H429*J428/(H430*4))","v":{"$error":"#VALUE!"}},{"$f":"IF(H430<=Z432-E441,0,H441*H428*H429*J428/(H430*4))","v":{"$error":"#VALUE!"}},{"$f":"IF(H430<=AA432-E441,0,H441*H428*H429*J428/(H430*4))","v":{"$error":"#VALUE!"}},{"$f":"IF(H430<=AB432-E441,0,H441*H428*H429*J428/(H430*4))","v":{"$error":"#VALUE!"}},{"$f":"IF(H430<=AC432-E441,0,H441*H428*H429*J428/(H430*4))","v":{"$error":"#VALUE!"}}]
[{"$nulls":4},3.25,{"$f":"$DF$12","v":{"v":0,"d":"0.000"}},{"$f":"IF(SUM(F433:F442)-H431<=0,0,SUM(F433:F442)-H431)","v":{"v":0,"d":"0.00"}},{"v":0,"d":"0.000"},{"$nulls":9},{"$f":"IF(H430<=R432-E442,0,H442*H428*H429*J428/(H430*4))","v":{"$error":"#VALUE!"}},{"$f":"IF(H430<=S432-E442,0,H442*H428*H429*J428/(H430*4))","v":{"$error":"#VALUE!"}},{"$f":"IF(H430<=T432-E442,0,H442*H428*H429*J428/(H430*4))","v":{"$error":"#VALUE!"}},{"$f":"IF(H430<=U432-E442,0,H442*H428*H429*J428/(H430*4))","v":{"$error":"#VALUE!"}},{"$f":"IF(H430<=V432-E442,0,H442*H428*H429*J428/(H430*4))","v":{"$error":"#VALUE!"}},{"$f":"IF(H430<=W432-E442,0,H442*H428*H429*J428/(H430*4))","v":{"$error":"#VALUE!"}},{"$f":"IF(H430<=X432-E442,0,H442*H428*H429*J428/(H430*4))","v":{"$error":"#VALUE!"}},{"$f":"IF(H430<=Y432-E442,0,H442*H428*H429*J428/(H430*4))","v":{"$error":"#VALUE!"}},{"$f":"IF(H430<=Z432-E442,0,H442*H428*H429*J428/(H430*4))","v":{"$error":"#VALUE!"}},{"$f":"IF(H430<=AA432-E442,0,H442*H428*H429*J428/(H430*4))","v":{"$error":"#VALUE!"}},{"$f":"IF(H430<=AB432-E442,0,H442*H428*H429*J428/(H430*4))","v":{"$error":"#VALUE!"}},{"$f":"IF(H430<=AC432-E442,0,H442*H428*H429*J428/(H430*4))","v":{"$error":"#VALUE!"}},{"$f":"IF(H430<=AD432-E442,0,H442*H428*H429*J428/(H430*4))","v":{"$error":"#VALUE!"}}]
[{"$nulls":4},{"v":3.5,"d":"3.50"},{"$f":"$DF$13","v":{"v":0,"d":"0.000"}},{"$f":"IF(SUM(F433:F443)-H431<=0,0,SUM(F433:F443)-H431)","v":{"v":0,"d":"0.00"}},{"v":0,"d":"0.000"},{"$nulls":10},{"$f":"IF(H430<=S432-E443,0,H443*H428*H429*J428/(H430*4))","v":{"$error":"#VALUE!"}},{"$f":"IF(H430<=T432-E443,0,H443*H428*H429*J428/(H430*4))","v":{"$error":"#VALUE!"}},{"$f":"IF(H430<=U432-E443,0,H443*H428*H429*J428/(H430*4))","v":{"$error":"#VALUE!"}},{"$f":"IF(H430<=V432-E443,0,H443*H428*H429*J428/(H430*4))","v":{"$error":"#VALUE!"}},{"$f":"IF(H430<=W432-E443,0,H443*H428*H429*J428/(H430*4))","v":{"$error":"#VALUE!"}},{"$f":"IF(H430<=X432-E443,0,H443*H428*H429*J428/(H430*4))","v":{"$error":"#VALUE!"}},{"$f":"IF(H430<=Y432-E443,0,H443*H428*H429*J428/(H430*4))","v":{"$error":"#VALUE!"}},{"$f":"IF(H430<=Z432-E443,0,H443*H428*H429*J428/(H430*4))","v":{"$error":"#VALUE!"}},{"$f":"IF(H430<=AA432-E443,0,H443*H428*H429*J428/(H430*4))","v":{"$error":"#VALUE!"}},{"$f":"IF(H430<=AB432-E443,0,H443*H428*H429*J428/(H430*4))","v":{"$error":"#VALUE!"}},{"$f":"IF(H430<=AC432-E443,0,H443*H428*H429*J428/(H430*4))","v":{"$error":"#VALUE!"}},{"$f":"IF(H430<=AD432-E443,0,H443*H428*H429*J428/(H430*4))","v":{"$error":"#VALUE!"}},{"$f":"IF(H430<=AE432-E443,0,H443*H428*H429*J428/(H430*4))","v":{"$error":"#VALUE!"}}]
[{"$nulls":4},3.75,{"$f":"$DF$14","v":{"v":0,"d":"0.000"}},{"$f":"IF(SUM(F433:F444)-H431<=0,0,SUM(F433:F444)-H431)","v":{"v":0,"d":"0.00"}},{"v":0,"d":"0.000"},{"$nulls":11},{"$f":"IF(H430<=T432-E444,0,H444*H428*H429*J428/(H430*4))","v":{"$error":"#VALUE!"}},{"$f":"IF(H430<=U432-E444,0,H444*H428*H429*J428/(H430*4))","v":{"$error":"#VALUE!"}},{"$f":"IF(H430<=V432-E444,0,H444*H428*H429*J428/(H430*4))","v":{"$error":"#VALUE!"}},{"$f":"IF(H430<=W432-E444,0,H444*H428*H429*J428/(H430*4))","v":{"$error":"#VALUE!"}},{"$f":"IF(H430<=X432-E444,0,H444*H428*H429*J428/(H430*4))","v":{"$error":"#VALUE!"}},{"$f":"IF(H430<=Y432-E444,0,H444*H428*H429*J428/(H430*4))","v":{"$error":"#VALUE!"}},{"$f":"IF(H430<=Z432-E444,0,H444*H428*H429*J428/(H430*4))","v":{"$error":"#VALUE!"}},{"$f":"IF(H430<=AA432-E444,0,H444*H428*H429*J428/(H430*4))","v":{"$error":"#VALUE!"}},{"$f":"IF(H430<=AB432-E444,0,H444*H428*H429*J428/(H430*4))","v":{"$error":"#VALUE!"}},{"$f":"IF(H430<=AC432-E444,0,H444*H428*H429*J428/(H430*4))","v":{"$error":"#VALUE!"}},{"$f":"IF(H430<=AD432-E444,0,H444*H428*H429*J428/(H430*4))","v":{"$error":"#VALUE!"}},{"$f":"IF(H430<=AE432-E444,0,H444*H428*H429*J428/(H430*4))","v":{"$error":"#VALUE!"}},{"$f":"IF(H430<=AF432-E444,0,H444*H428*H429*J428/(H430*4))","v":{"$error":"#VALUE!"}}]
[{"$nulls":4},{"v":4,"d":"4.00"},{"$f":"$DF$15","v":{"v":0,"d":"0.000"}},{"$f":"IF(SUM(F433:F445)-H431<=0,0,SUM(F433:F445)-H431)","v":{"v":0,"d":"0.00"}},{"v":0,"d":"0.000"},{"$nulls":12},{"$f":"IF(H430<=U432-E445,0,H445*H428*H429*J428/(H430*4))","v":{"$error":"#VALUE!"}},{"$f":"IF(H430<=V432-E445,0,H445*H428*H429*J428/(H430*4))","v":{"$error":"#VALUE!"}},{"$f":"IF(H430<=W432-E445,0,H445*H428*H429*J428/(H430*4))","v":{"$error":"#VALUE!"}},{"$f":"IF(H430<=X432-E445,0,H445*H428*H429*J428/(H430*4))","v":{"$error":"#VALUE!"}},{"$f":"IF(H430<=Y432-E445,0,H445*H428*H429*J428/(H430*4))","v":{"$error":"#VALUE!"}},{"$f":"IF(H430<=Z432-E445,0,H445*H428*H429*J428/(H430*4))","v":{"$error":"#VALUE!"}},{"$f":"IF(H430<=AA432-E445,0,H445*H428*H429*J428/(H430*4))","v":{"$error":"#VALUE!"}},{"$f":"IF(H430<=AB432-E445,0,H445*H428*H429*J428/(H430*4))","v":{"$error":"#VALUE!"}},{"$f":"IF(H430<=AC432-E445,0,H445*H428*H429*J428/(H430*4))","v":{"$error":"#VALUE!"}},{"$f":"IF(H430<=AD432-E445,0,H445*H428*H429*J428/(H430*4))","v":{"$error":"#VALUE!"}},{"$f":"IF(H430<=AE432-E445,0,H445*H428*H429*J428/(H430*4))","v":{"$error":"#VALUE!"}},{"$f":"IF(H430<=AF432-E445,0,H445*H428*H429*J428/(H430*4))","v":{"$error":"#VALUE!"}},{"$f":"IF(H430<=AG432-E445,0,H445*H428*H429*J428/(H430*4))","v":{"$error":"#VALUE!"}}]
[{"$nulls":4},4.25,{"$f":"$DF$16","v":{"v":0,"d":"0.000"}},{"$f":"IF(SUM(F433:F446)-H431<=0,0,SUM(F433:F446)-H431)","v":{"v":0,"d":"0.00"}},{"v":0,"d":"0.000"},{"$nulls":13},{"$f":"IF(H430<=V432-E446,0,H446*H428*H429*J428/(H430*4))","v":{"$error":"#VALUE!"}},{"$f":"IF(H430<=W432-E446,0,H446*H428*H429*J428/(H430*4))","v":{"$error":"#VALUE!"}},{"$f":"IF(H430<=X432-E446,0,H446*H428*H429*J428/(H430*4))","v":{"$error":"#VALUE!"}},{"$f":"IF(H430<=Y432-E446,0,H446*H428*H429*J428/(H430*4))","v":{"$error":"#VALUE!"}},{"$f":"IF(H430<=Z432-E446,0,H446*H428*H429*J428/(H430*4))","v":{"$error":"#VALUE!"}},{"$f":"IF(H430<=AA432-E446,0,H446*H428*H429*J428/(H430*4))","v":{"$error":"#VALUE!"}},{"$f":"IF(H430<=AB432-E446,0,H446*H428*H429*J428/(H430*4))","v":{"$error":"#VALUE!"}},{"$f":"IF(H430<=AC432-E446,0,H446*H428*H429*J428/(H430*4))","v":{"$error":"#VALUE!"}},{"$f":"IF(H430<=AD432-E446,0,H446*H428*H429*J428/(H430*4))","v":{"$error":"#VALUE!"}},{"$f":"IF(H430<=AE432-E446,0,H446*H428*H429*J428/(H430*4))","v":{"$error":"#VALUE!"}},{"$f":"IF(H430<=AF432-E446,0,H446*H428*H429*J428/(H430*4))","v":{"$error":"#VALUE!"}},{"$f":"IF(H430<=AG432-E446,0,H446*H428*H429*J428/(H430*4))","v":{"$error":"#VALUE!"}},{"$f":"IF(H430<=AH432-E446,0,H446*H428*H429*J428/(H430*4))","v":{"$error":"#VALUE!"}}]
[{"$nulls":4},{"v":4.5,"d":"4.50"},{"$f":"$DF$17","v":{"v":0,"d":"0.000"}},{"$f":"IF(SUM(F433:F447)-H431<=0,0,SUM(F433:F447)-H431)","v":{"v":0,"d":"0.00"}},{"v":0,"d":"0.000"},{"$nulls":14},{"$f":"IF(H430<=W432-E447,0,H447*H428*H429*J428/(H430*4))","v":{"$error":"#VALUE!"}},{"$f":"IF(H430<=X432-E447,0,H447*H428*H429*J428/(H430*4))","v":{"$error":"#VALUE!"}},{"$f":"IF(H430<=Y432-E447,0,H447*H428*H429*J428/(H430*4))","v":{"$error":"#VALUE!"}},{"$f":"IF(H430<=Z432-E447,0,H447*H428*H429*J428/(H430*4))","v":{"$error":"#VALUE!"}},{"$f":"IF(H430<=AA432-E447,0,H447*H428*H429*J428/(H430*4))","v":{"$error":"#VALUE!"}},{"$f":"IF(H430<=AB432-E447,0,H447*H428*H429*J428/(H430*4))","v":{"$error":"#VALUE!"}},{"$f":"IF(H430<=AC432-E447,0,H447*H428*H429*J428/(H430*4))","v":{"$error":"#VALUE!"}},{"$f":"IF(H430<=AD432-E447,0,H447*H428*H429*J428/(H430*4))","v":{"$error":"#VALUE!"}},{"$f":"IF(H430<=AE432-E447,0,H447*H428*H429*J428/(H430*4))","v":{"$error":"#VALUE!"}},{"$f":"IF(H430<=AF432-E447,0,H447*H428*H429*J428/(H430*4))","v":{"$error":"#VALUE!"}},{"$f":"IF(H430<=AG432-E447,0,H447*H428*H429*J428/(H430*4))","v":{"$error":"#VALUE!"}},{"$f":"IF(H430<=AH432-E447,0,H447*H428*H429*J428/(H430*4))","v":{"$error":"#VALUE!"}},{"$f":"IF(H430<=AI432-E447,0,H447*H428*H429*J428/(H430*4))","v":{"$error":"#VALUE!"}}]
[{"$nulls":4},4.75,{"$f":"$DF$18","v":{"v":0,"d":"0.000"}},{"$f":"IF(SUM(F433:F448)-H431<=0,0,SUM(F433:F448)-H431)","v":{"v":0,"d":"0.00"}},{"v":0,"d":"0.000"},{"$nulls":15},{"$f":"IF(H430<=X432-E448,0,H448*H428*H429*J428/(H430*4))","v":{"$error":"#VALUE!"}},{"$f":"IF(H430<=Y432-E448,0,H448*H428*H429*J428/(H430*4))","v":{"$error":"#VALUE!"}},{"$f":"IF(H430<=Z432-E448,0,H448*H428*H429*J428/(H430*4))","v":{"$error":"#VALUE!"}},{"$f":"IF(H430<=AA432-E448,0,H448*H428*H429*J428/(H430*4))","v":{"$error":"#VALUE!"}},{"$f":"IF(H430<=AB432-E448,0,H448*H428*H429*J428/(H430*4))","v":{"$error":"#VALUE!"}},{"$f":"IF(H430<=AC432-E448,0,H448*H428*H429*J428/(H430*4))","v":{"$error":"#VALUE!"}},{"$f":"IF(H430<=AD432-E448,0,H448*H428*H429*J428/(H430*4))","v":{"$error":"#VALUE!"}},{"$f":"IF(H430<=AE432-E448,0,H448*H428*H429*J428/(H430*4))","v":{"$error":"#VALUE!"}},{"$f":"IF(H430<=AF432-E448,0,H448*H428*H429*J428/(H430*4))","v":{"$error":"#VALUE!"}},{"$f":"IF(H430<=AG432-E448,0,H448*H428*H429*J428/(H430*4))","v":{"$error":"#VALUE!"}},{"$f":"IF(H430<=AH432-E448,0,H448*H428*H429*J428/(H430*4))","v":{"$error":"#VALUE!"}},{"$f":"IF(H430<=AI432-E448,0,H448*H428*H429*J428/(H430*4))","v":{"$error":"#VALUE!"}},{"$f":"IF(H430<=AJ432-E448,0,H448*H428*H429*J428/(H430*4))","v":{"$error":"#VALUE!"}}]
[{"$nulls":4},{"v":5,"d":"5.00"},{"$f":"$DF$19","v":{"v":0,"d":"0.000"}},{"$f":"IF(SUM(F433:F449)-H431<=0,0,SUM(F433:F449)-H431)","v":{"v":0,"d":"0.00"}},{"v":0,"d":"0.000"},{"$nulls":16},{"$f":"IF(H430<=Y432-E449,0,H449*H428*H429*J428/(H430*4))","v":{"$error":"#VALUE!"}},{"$f":"IF(H430<=Z432-E449,0,H449*H428*H429*J428/(H430*4))","v":{"$error":"#VALUE!"}},{"$f":"IF(H430<=AA432-E449,0,H449*H428*H429*J428/(H430*4))","v":{"$error":"#VALUE!"}},{"$f":"IF(H430<=AB432-E449,0,H449*H428*H429*J428/(H430*4))","v":{"$error":"#VALUE!"}},{"$f":"IF(H430<=AC432-E449,0,H449*H428*H429*J428/(H430*4))","v":{"$error":"#VALUE!"}},{"$f":"IF(H430<=AD432-E449,0,H449*H428*H429*J428/(H430*4))","v":{"$error":"#VALUE!"}},{"$f":"IF(H430<=AE432-E449,0,H449*H428*H429*J428/(H430*4))","v":{"$error":"#VALUE!"}},{"$f":"IF(H430<=AF432-E449,0,H449*H428*H429*J428/(H430*4))","v":{"$error":"#VALUE!"}},{"$f":"IF(H430<=AG432-E449,0,H449*H428*H429*J428/(H430*4))","v":{"$error":"#VALUE!"}},{"$f":"IF(H430<=AH432-E449,0,H449*H428*H429*J428/(H430*4))","v":{"$error":"#VALUE!"}},{"$f":"IF(H430<=AI432-E449,0,H449*H428*H429*J428/(H430*4))","v":{"$error":"#VALUE!"}},{"$f":"IF(H430<=AJ432-E449,0,H449*H428*H429*J428/(H430*4))","v":{"$error":"#VALUE!"}},{"$f":"IF(H430<=AK432-E449,0,H449*H428*H429*J428/(H430*4))","v":{"$error":"#VALUE!"}}]
[{"$nulls":4},5.25,{"$f":"$DF$20","v":{"v":0,"d":"0.000"}},{"$f":"IF(SUM(F433:F450)-H431<=0,0,SUM(F433:F450)-H431)","v":{"v":0,"d":"0.00"}},{"v":0,"d":"0.000"},{"$nulls":17},{"$f":"IF(H430<=Z432-E450,0,H450*H428*H429*J428/(H430*4))","v":{"$error":"#VALUE!"}},{"$f":"IF(H430<=AA432-E450,0,H450*H428*H429*J428/(H430*4))","v":{"$error":"#VALUE!"}},{"$f":"IF(H430<=AB432-E450,0,H450*H428*H429*J428/(H430*4))","v":{"$error":"#VALUE!"}},{"$f":"IF(H430<=AC432-E450,0,H450*H428*H429*J428/(H430*4))","v":{"$error":"#VALUE!"}},{"$f":"IF(H430<=AD432-E450,0,H450*H428*H429*J428/(H430*4))","v":{"$error":"#VALUE!"}},{"$f":"IF(H430<=AE432-E450,0,H450*H428*H429*J428/(H430*4))","v":{"$error":"#VALUE!"}},{"$f":"IF(H430<=AF432-E450,0,H450*H428*H429*J428/(H430*4))","v":{"$error":"#VALUE!"}},{"$f":"IF(H430<=AG432-E450,0,H450*H428*H429*J428/(H430*4))","v":{"$error":"#VALUE!"}},{"$f":"IF(H430<=AH432-E450,0,H450*H428*H429*J428/(H430*4))","v":{"$error":"#VALUE!"}},{"$f":"IF(H430<=AI432-E450,0,H450*H428*H429*J428/(H430*4))","v":{"$error":"#VALUE!"}},{"$f":"IF(H430<=AJ432-E450,0,H450*H428*H429*J428/(H430*4))","v":{"$error":"#VALUE!"}},{"$f":"IF(H430<=AK432-E450,0,H450*H428*H429*J428/(H430*4))","v":{"$error":"#VALUE!"}},{"$f":"IF(H430<=AL432-E450,0,H450*H428*H429*J428/(H430*4))","v":{"$error":"#VALUE!"}}]
[{"$nulls":4},{"v":5.5,"d":"5.50"},{"$f":"$DF$21","v":{"v":0,"d":"0.000"}},{"$f":"IF(SUM(F433:F451)-H431<=0,0,SUM(F433:F451)-H431)","v":{"v":0,"d":"0.00"}},{"v":0,"d":"0.000"},{"$nulls":18},{"$f":"IF(H430<=AA432-E451,0,H451*H428*H429*J428/(H430*4))","v":{"$error":"#VALUE!"}},{"$f":"IF(H430<=AB432-E451,0,H451*H428*H429*J428/(H430*4))","v":{"$error":"#VALUE!"}},{"$f":"IF(H430<=AC432-E451,0,H451*H428*H429*J428/(H430*4))","v":{"$error":"#VALUE!"}},{"$f":"IF(H430<=AD432-E451,0,H451*H428*H429*J428/(H430*4))","v":{"$error":"#VALUE!"}},{"$f":"IF(H430<=AE432-E451,0,H451*H428*H429*J428/(H430*4))","v":{"$error":"#VALUE!"}},{"$f":"IF(H430<=AF432-E451,0,H451*H428*H429*J428/(H430*4))","v":{"$error":"#VALUE!"}},{"$f":"IF(H430<=AG432-E451,0,H451*H428*H429*J428/(H430*4))","v":{"$error":"#VALUE!"}},{"$f":"IF(H430<=AH432-E451,0,H451*H428*H429*J428/(H430*4))","v":{"$error":"#VALUE!"}},{"$f":"IF(H430<=AI432-E451,0,H451*H428*H429*J428/(H430*4))","v":{"$error":"#VALUE!"}},{"$f":"IF(H430<=AJ432-E451,0,H451*H428*H429*J428/(H430*4))","v":{"$error":"#VALUE!"}},{"$f":"IF(H430<=AK432-E451,0,H451*H428*H429*J428/(H430*4))","v":{"$error":"#VALUE!"}},{"$f":"IF(H430<=AL432-E451,0,H451*H428*H429*J428/(H430*4))","v":{"$error":"#VALUE!"}},{"$f":"IF(H430<=AM432-E451,0,H451*H428*H429*J428/(H430*4))","v":{"$error":"#VALUE!"}}]
[{"$nulls":4},5.75,{"$f":"$DF$22","v":{"v":0,"d":"0.000"}},{"$f":"IF(SUM(F433:F452)-H431<=0,0,SUM(F433:F452)-H431)","v":{"v":0,"d":"0.00"}},{"v":0,"d":"0.000"},{"$nulls":19},{"$f":"IF(H430<=AB432-E452,0,H452*H428*H429*J428/(H430*4))","v":{"$error":"#VALUE!"}},{"$f":"IF(H430<=AC432-E452,0,H452*H428*H429*J428/(H430*4))","v":{"$error":"#VALUE!"}},{"$f":"IF(H430<=AD432-E452,0,H452*H428*H429*J428/(H430*4))","v":{"$error":"#VALUE!"}},{"$f":"IF(H430<=AE432-E452,0,H452*H428*H429*J428/(H430*4))","v":{"$error":"#VALUE!"}},{"$f":"IF(H430<=AF432-E452,0,H452*H428*H429*J428/(H430*4))","v":{"$error":"#VALUE!"}},{"$f":"IF(H430<=AG432-E452,0,H452*H428*H429*J428/(H430*4))","v":{"$error":"#VALUE!"}},{"$f":"IF(H430<=AH432-E452,0,H452*H428*H429*J428/(H430*4))","v":{"$error":"#VALUE!"}},{"$f":"IF(H430<=AI432-E452,0,H452*H428*H429*J428/(H430*4))","v":{"$error":"#VALUE!"}},{"$f":"IF(H430<=AJ432-E452,0,H452*H428*H429*J428/(H430*4))","v":{"$error":"#VALUE!"}},{"$f":"IF(H430<=AK432-E452,0,H452*H428*H429*J428/(H430*4))","v":{"$error":"#VALUE!"}},{"$f":"IF(H430<=AL432-E452,0,H452*H428*H429*J428/(H430*4))","v":{"$error":"#VALUE!"}},{"$f":"IF(H430<=AM432-E452,0,H452*H428*H429*J428/(H430*4))","v":{"$error":"#VALUE!"}},{"$f":"IF(H430<=AN432-E452,0,H452*H428*H429*J428/(H430*4))","v":{"$error":"#VALUE!"}}]
[{"$nulls":4},{"v":6,"d":"6.00"},{"$f":"$DF$23","v":{"v":0,"d":"0.000"}},{"$f":"IF(SUM(F433:F453)-H431<=0,0,SUM(F433:F453)-H431)","v":{"v":0,"d":"0.00"}},{"v":0,"d":"0.000"},{"$nulls":20},{"$f":"IF(H430<=AC432-E453,0,H453*H428*H429*J428/(H430*4))","v":{"$error":"#VALUE!"}},{"$f":"IF(H430<=AD432-E453,0,H453*H428*H429*J428/(H430*4))","v":{"$error":"#VALUE!"}},{"$f":"IF(H430<=AE432-E453,0,H453*H428*H429*J428/(H430*4))","v":{"$error":"#VALUE!"}},{"$f":"IF(H430<=AF432-E453,0,H453*H428*H429*J428/(H430*4))","v":{"$error":"#VALUE!"}},{"$f":"IF(H430<=AG432-E453,0,H453*H428*H429*J428/(H430*4))","v":{"$error":"#VALUE!"}},{"$f":"IF(H430<=AH432-E453,0,H453*H428*H429*J428/(H430*4))","v":{"$error":"#VALUE!"}},{"$f":"IF(H430<=AI432-E453,0,H453*H428*H429*J428/(H430*4))","v":{"$error":"#VALUE!"}},{"$f":"IF(H430<=AJ432-E453,0,H453*H428*H429*J428/(H430*4))","v":{"$error":"#VALUE!"}},{"$f":"IF(H430<=AK432-E453,0,H453*H428*H429*J428/(H430*4))","v":{"$error":"#VALUE!"}},{"$f":"IF(H430<=AL432-E453,0,H453*H428*H429*J428/(H430*4))","v":{"$error":"#VALUE!"}},{"$f":"IF(H430<=AM432-E453,0,H453*H428*H429*J428/(H430*4))","v":{"$error":"#VALUE!"}},{"$f":"IF(H430<=AN432-E453,0,H453*H428*H429*J428/(H430*4))","v":{"$error":"#VALUE!"}},{"$f":"IF(H430<=AO432-E453,0,H453*H428*H429*J428/(H430*4))","v":{"$error":"#VALUE!"}}]
[{"$nulls":4},6.25,{"$f":"$DF$24","v":{"v":0,"d":"0.000"}},{"$f":"IF(SUM(F433:F454)-H431<=0,0,SUM(F433:F454)-H431)","v":{"v":0,"d":"0.00"}},{"v":0,"d":"0.000"},{"$nulls":21},{"$f":"IF(H430<=AD432-E454,0,H454*H428*H429*J428/(H430*4))","v":{"$error":"#VALUE!"}},{"$f":"IF(H430<=AE432-E454,0,H454*H428*H429*J428/(H430*4))","v":{"$error":"#VALUE!"}},{"$f":"IF(H430<=AF432-E454,0,H454*H428*H429*J428/(H430*4))","v":{"$error":"#VALUE!"}},{"$f":"IF(H430<=AG432-E454,0,H454*H428*H429*J428/(H430*4))","v":{"$error":"#VALUE!"}},{"$f":"IF(H430<=AH432-E454,0,H454*H428*H429*J428/(H430*4))","v":{"$error":"#VALUE!"}},{"$f":"IF(H430<=AI432-E454,0,H454*H428*H429*J428/(H430*4))","v":{"$error":"#VALUE!"}},{"$f":"IF(H430<=AJ432-E454,0,H454*H428*H429*J428/(H430*4))","v":{"$error":"#VALUE!"}},{"$f":"IF(H430<=AK432-E454,0,H454*H428*H429*J428/(H430*4))","v":{"$error":"#VALUE!"}},{"$f":"IF(H430<=AL432-E454,0,H454*H428*H429*J428/(H430*4))","v":{"$error":"#VALUE!"}},{"$f":"IF(H430<=AM432-E454,0,H454*H428*H429*J428/(H430*4))","v":{"$error":"#VALUE!"}},{"$f":"IF(H430<=AN432-E454,0,H454*H428*H429*J428/(H430*4))","v":{"$error":"#VALUE!"}},{"$f":"IF(H430<=AO432-E454,0,H454*H428*H429*J428/(H430*4))","v":{"$error":"#VALUE!"}},{"$f":"IF(H430<=AP432-E454,0,H454*H428*H429*J428/(H430*4))","v":{"$error":"#VALUE!"}}]
[{"$nulls":4},{"v":6.5,"d":"6.50"},{"$f":"$DF$25","v":{"v":0,"d":"0.000"}},{"$f":"IF(SUM(F433:F455)-H431<=0,0,SUM(F433:F455)-H431)","v":{"v":0,"d":"0.00"}},{"v":0,"d":"0.000"},{"$nulls":22},{"$f":"IF(H430<=AE432-E455,0,H455*H428*H429*J428/(H430*4))","v":{"$error":"#VALUE!"}},{"$f":"IF(H430<=AF432-E455,0,H455*H428*H429*J428/(H430*4))","v":{"$error":"#VALUE!"}},{"$f":"IF(H430<=AG432-E455,0,H455*H428*H429*J428/(H430*4))","v":{"$error":"#VALUE!"}},{"$f":"IF(H430<=AH432-E455,0,H455*H428*H429*J428/(H430*4))","v":{"$error":"#VALUE!"}},{"$f":"IF(H430<=AI432-E455,0,H455*H428*H429*J428/(H430*4))","v":{"$error":"#VALUE!"}},{"$f":"IF(H430<=AJ432-E455,0,H455*H428*H429*J428/(H430*4))","v":{"$error":"#VALUE!"}},{"$f":"IF(H430<=AK432-E455,0,H455*H428*H429*J428/(H430*4))","v":{"$error":"#VALUE!"}},{"$f":"IF(H430<=AL432-E455,0,H455*H428*H429*J428/(H430*4))","v":{"$error":"#VALUE!"}},{"$f":"IF(H430<=AM432-E455,0,H455*H428*H429*J428/(H430*4))","v":{"$error":"#VALUE!"}},{"$f":"IF(H430<=AN432-E455,0,H455*H428*H429*J428/(H430*4))","v":{"$error":"#VALUE!"}},{"$f":"IF(H430<=AO432-E455,0,H455*H428*H429*J428/(H430*4))","v":{"$error":"#VALUE!"}},{"$f":"IF(H430<=AP432-E455,0,H455*H428*H429*J428/(H430*4))","v":{"$error":"#VALUE!"}},{"$f":"IF(H430<=AQ432-E455,0,H455*H428*H429*J428/(H430*4))","v":{"$error":"#VALUE!"}}]
[{"$nulls":4},6.75,{"$f":"$DF$26","v":{"v":0,"d":"0.000"}},{"$f":"IF(SUM(F433:F456)-H431<=0,0,SUM(F433:F456)-H431)","v":{"v":0,"d":"0.00"}},{"v":0,"d":"0.000"},{"$nulls":23},{"$f":"IF(H430<=AF432-E456,0,H456*H428*H429*J428/(H430*4))","v":{"$error":"#VALUE!"}},{"$f":"IF(H430<=AG432-E456,0,H456*H428*H429*J428/(H430*4))","v":{"$error":"#VALUE!"}},{"$f":"IF(H430<=AH432-E456,0,H456*H428*H429*J428/(H430*4))","v":{"$error":"#VALUE!"}},{"$f":"IF(H430<=AI432-E456,0,H456*H428*H429*J428/(H430*4))","v":{"$error":"#VALUE!"}},{"$f":"IF(H430<=AJ432-E456,0,H456*H428*H429*J428/(H430*4))","v":{"$error":"#VALUE!"}},{"$f":"IF(H430<=AK432-E456,0,H456*H428*H429*J428/(H430*4))","v":{"$error":"#VALUE!"}},{"$f":"IF(H430<=AL432-E456,0,H456*H428*H429*J428/(H430*4))","v":{"$error":"#VALUE!"}},{"$f":"IF(H430<=AM432-E456,0,H456*H428*H429*J428/(H430*4))","v":{"$error":"#VALUE!"}},{"$f":"IF(H430<=AN432-E456,0,H456*H428*H429*J428/(H430*4))","v":{"$error":"#VALUE!"}},{"$f":"IF(H430<=AO432-E456,0,H456*H428*H429*J428/(H430*4))","v":{"$error":"#VALUE!"}},{"$f":"IF(H430<=AP432-E456,0,H456*H428*H429*J428/(H430*4))","v":{"$error":"#VALUE!"}},{"$f":"IF(H430<=AQ432-E456,0,H456*H428*H429*J428/(H430*4))","v":{"$error":"#VALUE!"}},{"$f":"IF(H430<=AR432-E456,0,H456*H428*H429*J428/(H430*4))","v":{"$error":"#VALUE!"}}]
[{"$nulls":4},{"v":7,"d":"7.00"},{"$f":"$DF$27","v":{"v":0,"d":"0.000"}},{"$f":"IF(SUM(F433:F457)-H431<=0,0,SUM(F433:F457)-H431)","v":{"v":0,"d":"0.00"}},{"v":0,"d":"0.000"},{"$nulls":24},{"$f":"IF(H430<=AG432-E457,0,H457*H428*H429*J428/(H430*4))","v":{"$error":"#VALUE!"}},{"$f":"IF(H430<=AH432-E457,0,H457*H428*H429*J428/(H430*4))","v":{"$error":"#VALUE!"}},{"$f":"IF(H430<=AI432-E457,0,H457*H428*H429*J428/(H430*4))","v":{"$error":"#VALUE!"}},{"$f":"IF(H430<=AJ432-E457,0,H457*H428*H429*J428/(H430*4))","v":{"$error":"#VALUE!"}},{"$f":"IF(H430<=AK432-E457,0,H457*H428*H429*J428/(H430*4))","v":{"$error":"#VALUE!"}},{"$f":"IF(H430<=AL432-E457,0,H457*H428*H429*J428/(H430*4))","v":{"$error":"#VALUE!"}},{"$f":"IF(H430<=AM432-E457,0,H457*H428*H429*J428/(H430*4))","v":{"$error":"#VALUE!"}},{"$f":"IF(H430<=AN432-E457,0,H457*H428*H429*J428/(H430*4))","v":{"$error":"#VALUE!"}},{"$f":"IF(H430<=AO432-E457,0,H457*H428*H429*J428/(H430*4))","v":{"$error":"#VALUE!"}},{"$f":"IF(H430<=AP432-E457,0,H457*H428*H429*J428/(H430*4))","v":{"$error":"#VALUE!"}},{"$f":"IF(H430<=AQ432-E457,0,H457*H428*H429*J428/(H430*4))","v":{"$error":"#VALUE!"}},{"$f":"IF(H430<=AR432-E457,0,H457*H428*H429*J428/(H430*4))","v":{"$error":"#VALUE!"}},{"$f":"IF(H430<=AS432-E457,0,H457*H428*H429*J428/(H430*4))","v":{"$error":"#VALUE!"}}]
[{"$nulls":4},7.25,{"$f":"$DF$28","v":{"v":0,"d":"0.000"}},{"$f":"IF(SUM(F433:F458)-H431<=0,0,SUM(F433:F458)-H431)","v":{"v":0,"d":"0.00"}},{"v":0,"d":"0.000"},{"$nulls":25},{"$f":"IF(H430<=AH432-E458,0,H458*H428*H429*J428/(H430*4))","v":{"$error":"#VALUE!"}},{"$f":"IF(H430<=AI432-E458,0,H458*H428*H429*J428/(H430*4))","v":{"$error":"#VALUE!"}},{"$f":"IF(H430<=AJ432-E458,0,H458*H428*H429*J428/(H430*4))","v":{"$error":"#VALUE!"}},{"$f":"IF(H430<=AK432-E458,0,H458*H428*H429*J428/(H430*4))","v":{"$error":"#VALUE!"}},{"$f":"IF(H430<=AL432-E458,0,H458*H428*H429*J428/(H430*4))","v":{"$error":"#VALUE!"}},{"$f":"IF(H430<=AM432-E458,0,H458*H428*H429*J428/(H430*4))","v":{"$error":"#VALUE!"}},{"$f":"IF(H430<=AN432-E458,0,H458*H428*H429*J428/(H430*4))","v":{"$error":"#VALUE!"}},{"$f":"IF(H430<=AO432-E458,0,H458*H428*H429*J428/(H430*4))","v":{"$error":"#VALUE!"}},{"$f":"IF(H430<=AP432-E458,0,H458*H428*H429*J428/(H430*4))","v":{"$error":"#VALUE!"}},{"$f":"IF(H430<=AQ432-E458,0,H458*H428*H429*J428/(H430*4))","v":{"$error":"#VALUE!"}},{"$f":"IF(H430<=AR432-E458,0,H458*H428*H429*J428/(H430*4))","v":{"$error":"#VALUE!"}},{"$f":"IF(H430<=AS432-E458,0,H458*H428*H429*J428/(H430*4))","v":{"$error":"#VALUE!"}},{"$f":"IF(H430<=AT432-E458,0,H458*H428*H429*J428/(H430*4))","v":{"$error":"#VALUE!"}}]
[{"$nulls":4},{"v":7.5,"d":"7.50"},{"$f":"$DF$29","v":{"v":0,"d":"0.000"}},{"$f":"IF(SUM(F433:F459)-H431<=0,0,SUM(F433:F459)-H431)","v":{"v":0,"d":"0.00"}},{"v":0,"d":"0.000"},{"$nulls":26},{"$f":"IF(H430<=AI432-E459,0,H459*H428*H429*J428/(H430*4))","v":{"$error":"#VALUE!"}},{"$f":"IF(H430<=AJ432-E459,0,H459*H428*H429*J428/(H430*4))","v":{"$error":"#VALUE!"}},{"$f":"IF(H430<=AK432-E459,0,H459*H428*H429*J428/(H430*4))","v":{"$error":"#VALUE!"}},{"$f":"IF(H430<=AL432-E459,0,H459*H428*H429*J428/(H430*4))","v":{"$error":"#VALUE!"}},{"$f":"IF(H430<=AM432-E459,0,H459*H428*H429*J428/(H430*4))","v":{"$error":"#VALUE!"}},{"$f":"IF(H430<=AN432-E459,0,H459*H428*H429*J428/(H430*4))","v":{"$error":"#VALUE!"}},{"$f":"IF(H430<=AO432-E459,0,H459*H428*H429*J428/(H430*4))","v":{"$error":"#VALUE!"}},{"$f":"IF(H430<=AP432-E459,0,H459*H428*H429*J428/(H430*4))","v":{"$error":"#VALUE!"}},{"$f":"IF(H430<=AQ432-E459,0,H459*H428*H429*J428/(H430*4))","v":{"$error":"#VALUE!"}},{"$f":"IF(H430<=AR432-E459,0,H459*H428*H429*J428/(H430*4))","v":{"$error":"#VALUE!"}},{"$f":"IF(H430<=AS432-E459,0,H459*H428*H429*J428/(H430*4))","v":{"$error":"#VALUE!"}},{"$f":"IF(H430<=AT432-E459,0,H459*H428*H429*J428/(H430*4))","v":{"$error":"#VALUE!"}},{"$f":"IF(H430<=AU432-E459,0,H459*H428*H429*J428/(H430*4))","v":{"$error":"#VALUE!"}}]
[{"$nulls":4},7.75,{"$f":"$DF$30","v":{"v":0,"d":"0.000"}},{"$f":"IF(SUM(F433:F460)-H431<=0,0,SUM(F433:F460)-H431)","v":{"v":0,"d":"0.00"}},{"v":0,"d":"0.000"},{"$nulls":27},{"$f":"IF(H430<=AJ432-E460,0,H460*H428*H429*J428/(H430*4))","v":{"$error":"#VALUE!"}},{"$f":"IF(H430<=AK432-E460,0,H460*H428*H429*J428/(H430*4))","v":{"$error":"#VALUE!"}},{"$f":"IF(H430<=AL432-E460,0,H460*H428*H429*J428/(H430*4))","v":{"$error":"#VALUE!"}},{"$f":"IF(H430<=AM432-E460,0,H460*H428*H429*J428/(H430*4))","v":{"$error":"#VALUE!"}},{"$f":"IF(H430<=AN432-E460,0,H460*H428*H429*J428/(H430*4))","v":{"$error":"#VALUE!"}},{"$f":"IF(H430<=AO432-E460,0,H460*H428*H429*J428/(H430*4))","v":{"$error":"#VALUE!"}},{"$f":"IF(H430<=AP432-E460,0,H460*H428*H429*J428/(H430*4))","v":{"$error":"#VALUE!"}},{"$f":"IF(H430<=AQ432-E460,0,H460*H428*H429*J428/(H430*4))","v":{"$error":"#VALUE!"}},{"$f":"IF(H430<=AR432-E460,0,H460*H428*H429*J428/(H430*4))","v":{"$error":"#VALUE!"}},{"$f":"IF(H430<=AS432-E460,0,H460*H428*H429*J428/(H430*4))","v":{"$error":"#VALUE!"}},{"$f":"IF(H430<=AT432-E460,0,H460*H428*H429*J428/(H430*4))","v":{"$error":"#VALUE!"}},{"$f":"IF(H430<=AU432-E460,0,H460*H428*H429*J428/(H430*4))","v":{"$error":"#VALUE!"}},{"$f":"IF(H430<=AV432-E460,0,H460*H428*H429*J428/(H430*4))","v":{"$error":"#VALUE!"}}]
[{"$nulls":4},{"v":8,"d":"8.00"},{"$f":"$DF$31","v":{"v":0,"d":"0.000"}},{"$f":"IF(SUM(F433:F461)-H431<=0,0,SUM(F433:F461)-H431)","v":{"v":0,"d":"0.00"}},{"v":0,"d":"0.000"},{"$nulls":28},{"$f":"IF(H430<=AK432-E461,0,H461*H428*H429*J428/(H430*4))","v":{"$error":"#VALUE!"}},{"$f":"IF(H430<=AL432-E461,0,H461*H428*H429*J428/(H430*4))","v":{"$error":"#VALUE!"}},{"$f":"IF(H430<=AM432-E461,0,H461*H428*H429*J428/(H430*4))","v":{"$error":"#VALUE!"}},{"$f":"IF(H430<=AN432-E461,0,H461*H428*H429*J428/(H430*4))","v":{"$error":"#VALUE!"}},{"$f":"IF(H430<=AO432-E461,0,H461*H428*H429*J428/(H430*4))","v":{"$error":"#VALUE!"}},{"$f":"IF(H430<=AP432-E461,0,H461*H428*H429*J428/(H430*4))","v":{"$error":"#VALUE!"}},{"$f":"IF(H430<=AQ432-E461,0,H461*H428*H429*J428/(H430*4))","v":{"$error":"#VALUE!"}},{"$f":"IF(H430<=AR432-E461,0,H461*H428*H429*J428/(H430*4))","v":{"$error":"#VALUE!"}},{"$f":"IF(H430<=AS432-E461,0,H461*H428*H429*J428/(H430*4))","v":{"$error":"#VALUE!"}},{"$f":"IF(H430<=AT432-E461,0,H461*H428*H429*J428/(H430*4))","v":{"$error":"#VALUE!"}},{"$f":"IF(H430<=AU432-E461,0,H461*H428*H429*J428/(H430*4))","v":{"$error":"#VALUE!"}},{"$f":"IF(H430<=AV432-E461,0,H461*H428*H429*J428/(H430*4))","v":{"$error":"#VALUE!"}},{"$f":"IF(H430<=AW432-E461,0,H461*H428*H429*J428/(H430*4))","v":{"$error":"#VALUE!"}}]
[{"$nulls":4},8.25,{"$f":"$DF$32","v":{"v":0,"d":"0.000"}},{"$f":"IF(SUM(F433:F462)-H431<=0,0,SUM(F433:F462)-H431)","v":{"v":0,"d":"0.00"}},{"v":0,"d":"0.000"},{"$nulls":29},{"$f":"IF(H430<=AL432-E462,0,H462*H428*H429*J428/(H430*4))","v":{"$error":"#VALUE!"}},{"$f":"IF(H430<=AM432-E462,0,H462*H428*H429*J428/(H430*4))","v":{"$error":"#VALUE!"}},{"$f":"IF(H430<=AN432-E462,0,H462*H428*H429*J428/(H430*4))","v":{"$error":"#VALUE!"}},{"$f":"IF(H430<=AO432-E462,0,H462*H428*H429*J428/(H430*4))","v":{"$error":"#VALUE!"}},{"$f":"IF(H430<=AP432-E462,0,H462*H428*H429*J428/(H430*4))","v":{"$error":"#VALUE!"}},{"$f":"IF(H430<=AQ432-E462,0,H462*H428*H429*J428/(H430*4))","v":{"$error":"#VALUE!"}},{"$f":"IF(H430<=AR432-E462,0,H462*H428*H429*J428/(H430*4))","v":{"$error":"#VALUE!"}},{"$f":"IF(H430<=AS432-E462,0,H462*H428*H429*J428/(H430*4))","v":{"$error":"#VALUE!"}},{"$f":"IF(H430<=AT432-E462,0,H462*H428*H429*J428/(H430*4))","v":{"$error":"#VALUE!"}},{"$f":"IF(H430<=AU432-E462,0,H462*H428*H429*J428/(H430*4))","v":{"$error":"#VALUE!"}},{"$f":"IF(H430<=AV432-E462,0,H462*H428*H429*J428/(H430*4))","v":{"$error":"#VALUE!"}},{"$f":"IF(H430<=AW432-E462,0,H462*H428*H429*J428/(H430*4))","v":{"$error":"#VALUE!"}},{"$f":"IF(H430<=AX432-E462,0,H462*H428*H429*J428/(H430*4))","v":{"$error":"#VALUE!"}}]
[{"$nulls":4},{"v":8.5,"d":"8.50"},{"$f":"$DF$33","v":{"v":0,"d":"0.000"}},{"$f":"IF(SUM(F433:F463)-H431<=0,0,SUM(F433:F463)-H431)","v":{"v":0,"d":"0.00"}},{"v":0,"d":"0.000"},{"$nulls":30},{"$f":"IF(H430<=AM432-E463,0,H463*H428*H429*J428/(H430*4))","v":{"$error":"#VALUE!"}},{"$f":"IF(H430<=AN432-E463,0,H463*H428*H429*J428/(H430*4))","v":{"$error":"#VALUE!"}},{"$f":"IF(H430<=AO432-E463,0,H463*H428*H429*J428/(H430*4))","v":{"$error":"#VALUE!"}},{"$f":"IF(H430<=AP432-E463,0,H463*H428*H429*J428/(H430*4))","v":{"$error":"#VALUE!"}},{"$f":"IF(H430<=AQ432-E463,0,H463*H428*H429*J428/(H430*4))","v":{"$error":"#VALUE!"}},{"$f":"IF(H430<=AR432-E463,0,H463*H428*H429*J428/(H430*4))","v":{"$error":"#VALUE!"}},{"$f":"IF(H430<=AS432-E463,0,H463*H428*H429*J428/(H430*4))","v":{"$error":"#VALUE!"}},{"$f":"IF(H430<=AT432-E463,0,H463*H428*H429*J428/(H430*4))","v":{"$error":"#VALUE!"}},{"$f":"IF(H430<=AU432-E463,0,H463*H428*H429*J428/(H430*4))","v":{"$error":"#VALUE!"}},{"$f":"IF(H430<=AV432-E463,0,H463*H428*H429*J428/(H430*4))","v":{"$error":"#VALUE!"}},{"$f":"IF(H430<=AW432-E463,0,H463*H428*H429*J428/(H430*4))","v":{"$error":"#VALUE!"}},{"$f":"IF(H430<=AX432-E463,0,H463*H428*H429*J428/(H430*4))","v":{"$error":"#VALUE!"}},{"$f":"IF(H430<=AY432-E463,0,H463*H428*H429*J428/(H430*4))","v":{"$error":"#VALUE!"}}]
[{"$nulls":4},8.75,{"$f":"$DF$34","v":{"v":0,"d":"0.000"}},{"$f":"IF(SUM(F433:F464)-H431<=0,0,SUM(F433:F464)-H431)","v":{"v":0,"d":"0.00"}},{"v":0,"d":"0.000"},{"$nulls":31},{"$f":"IF(H430<=AN432-E464,0,H464*H428*H429*J428/(H430*4))","v":{"$error":"#VALUE!"}},{"$f":"IF(H430<=AO432-E464,0,H464*H428*H429*J428/(H430*4))","v":{"$error":"#VALUE!"}},{"$f":"IF(H430<=AP432-E464,0,H464*H428*H429*J428/(H430*4))","v":{"$error":"#VALUE!"}},{"$f":"IF(H430<=AQ432-E464,0,H464*H428*H429*J428/(H430*4))","v":{"$error":"#VALUE!"}},{"$f":"IF(H430<=AR432-E464,0,H464*H428*H429*J428/(H430*4))","v":{"$error":"#VALUE!"}},{"$f":"IF(H430<=AS432-E464,0,H464*H428*H429*J428/(H430*4))","v":{"$error":"#VALUE!"}},{"$f":"IF(H430<=AT432-E464,0,H464*H428*H429*J428/(H430*4))","v":{"$error":"#VALUE!"}},{"$f":"IF(H430<=AU432-E464,0,H464*H428*H429*J428/(H430*4))","v":{"$error":"#VALUE!"}},{"$f":"IF(H430<=AV432-E464,0,H464*H428*H429*J428/(H430*4))","v":{"$error":"#VALUE!"}},{"$f":"IF(H430<=AW432-E464,0,H464*H428*H429*J428/(H430*4))","v":{"$error":"#VALUE!"}},{"$f":"IF(H430<=AX432-E464,0,H464*H428*H429*J428/(H430*4))","v":{"$error":"#VALUE!"}},{"$f":"IF(H430<=AY432-E464,0,H464*H428*H429*J428/(H430*4))","v":{"$error":"#VALUE!"}},{"$f":"IF(H430<=AZ432-E464,0,H464*H428*H429*J428/(H430*4))","v":{"$error":"#VALUE!"}}]
[{"$nulls":4},{"v":9,"d":"9.00"},{"$f":"$DF$35","v":{"v":0,"d":"0.000"}},{"$f":"IF(SUM(F433:F465)-H431<=0,0,SUM(F433:F465)-H431)","v":{"v":0,"d":"0.00"}},{"v":0,"d":"0.000"},{"$nulls":32},{"$f":"IF(H430<=AO432-E465,0,H465*H428*H429*J428/(H430*4))","v":{"$error":"#VALUE!"}},{"$f":"IF(H430<=AP432-E465,0,H465*H428*H429*J428/(H430*4))","v":{"$error":"#VALUE!"}},{"$f":"IF(H430<=AQ432-E465,0,H465*H428*H429*J428/(H430*4))","v":{"$error":"#VALUE!"}},{"$f":"IF(H430<=AR432-E465,0,H465*H428*H429*J428/(H430*4))","v":{"$error":"#VALUE!"}},{"$f":"IF(H430<=AS432-E465,0,H465*H428*H429*J428/(H430*4))","v":{"$error":"#VALUE!"}},{"$f":"IF(H430<=AT432-E465,0,H465*H428*H429*J428/(H430*4))","v":{"$error":"#VALUE!"}},{"$f":"IF(H430<=AU432-E465,0,H465*H428*H429*J428/(H430*4))","v":{"$error":"#VALUE!"}},{"$f":"IF(H430<=AV432-E465,0,H465*H428*H429*J428/(H430*4))","v":{"$error":"#VALUE!"}},{"$f":"IF(H430<=AW432-E465,0,H465*H428*H429*J428/(H430*4))","v":{"$error":"#VALUE!"}},{"$f":"IF(H430<=AX432-E465,0,H465*H428*H429*J428/(H430*4))","v":{"$error":"#VALUE!"}},{"$f":"IF(H430<=AY432-E465,0,H465*H428*H429*J428/(H430*4))","v":{"$error":"#VALUE!"}},{"$f":"IF(H430<=AZ432-E465,0,H465*H428*H429*J428/(H430*4))","v":{"$error":"#VALUE!"}},{"$f":"IF(H430<=BA432-E465,0,H465*H428*H429*J428/(H430*4))","v":{"$error":"#VALUE!"}}]
[{"$nulls":4},9.25,{"$f":"$DF$36","v":{"v":0,"d":"0.000"}},{"$f":"IF(SUM(F433:F466)-H431<=0,0,SUM(F433:F466)-H431)","v":{"v":0,"d":"0.00"}},{"v":0,"d":"0.000"},{"$nulls":33},{"$f":"IF(H430<=AP432-E466,0,H466*H428*H429*J428/(H430*4))","v":{"$error":"#VALUE!"}},{"$f":"IF(H430<=AQ432-E466,0,H466*H428*H429*J428/(H430*4))","v":{"$error":"#VALUE!"}},{"$f":"IF(H430<=AR432-E466,0,H466*H428*H429*J428/(H430*4))","v":{"$error":"#VALUE!"}},{"$f":"IF(H430<=AS432-E466,0,H466*H428*H429*J428/(H430*4))","v":{"$error":"#VALUE!"}},{"$f":"IF(H430<=AT432-E466,0,H466*H428*H429*J428/(H430*4))","v":{"$error":"#VALUE!"}},{"$f":"IF(H430<=AU432-E466,0,H466*H428*H429*J428/(H430*4))","v":{"$error":"#VALUE!"}},{"$f":"IF(H430<=AV432-E466,0,H466*H428*H429*J428/(H430*4))","v":{"$error":"#VALUE!"}},{"$f":"IF(H430<=AW432-E466,0,H466*H428*H429*J428/(H430*4))","v":{"$error":"#VALUE!"}},{"$f":"IF(H430<=AX432-E466,0,H466*H428*H429*J428/(H430*4))","v":{"$error":"#VALUE!"}},{"$f":"IF(H430<=AY432-E466,0,H466*H428*H429*J428/(H430*4))","v":{"$error":"#VALUE!"}},{"$f":"IF(H430<=AZ432-E466,0,H466*H428*H429*J428/(H430*4))","v":{"$error":"#VALUE!"}},{"$f":"IF(H430<=BA432-E466,0,H466*H428*H429*J428/(H430*4))","v":{"$error":"#VALUE!"}},{"$f":"IF(H430<=BB432-E466,0,H466*H428*H429*J428/(H430*4))","v":{"$error":"#VALUE!"}}]
[{"$nulls":4},{"v":9.5,"d":"9.50"},{"$f":"$DF$37","v":{"v":0,"d":"0.000"}},{"$f":"IF(SUM(F433:F467)-H431<=0,0,SUM(F433:F467)-H431)","v":{"v":0,"d":"0.00"}},{"v":0,"d":"0.000"},{"$nulls":34},{"$f":"IF(H430<=AQ432-E467,0,H467*H428*H429*J428/(H430*4))","v":{"$error":"#VALUE!"}},{"$f":"IF(H430<=AR432-E467,0,H467*H428*H429*J428/(H430*4))","v":{"$error":"#VALUE!"}},{"$f":"IF(H430<=AS432-E467,0,H467*H428*H429*J428/(H430*4))","v":{"$error":"#VALUE!"}},{"$f":"IF(H430<=AT432-E467,0,H467*H428*H429*J428/(H430*4))","v":{"$error":"#VALUE!"}},{"$f":"IF(H430<=AU432-E467,0,H467*H428*H429*J428/(H430*4))","v":{"$error":"#VALUE!"}},{"$f":"IF(H430<=AV432-E467,0,H467*H428*H429*J428/(H430*4))","v":{"$error":"#VALUE!"}},{"$f":"IF(H430<=AW432-E467,0,H467*H428*H429*J428/(H430*4))","v":{"$error":"#VALUE!"}},{"$f":"IF(H430<=AX432-E467,0,H467*H428*H429*J428/(H430*4))","v":{"$error":"#VALUE!"}},{"$f":"IF(H430<=AY432-E467,0,H467*H428*H429*J428/(H430*4))","v":{"$error":"#VALUE!"}},{"$f":"IF(H430<=AZ432-E467,0,H467*H428*H429*J428/(H430*4))","v":{"$error":"#VALUE!"}},{"$f":"IF(H430<=BA432-E467,0,H467*H428*H429*J428/(H430*4))","v":{"$error":"#VALUE!"}},{"$f":"IF(H430<=BB432-E467,0,H467*H428*H429*J428/(H430*4))","v":{"$error":"#VALUE!"}},{"$f":"IF(H430<=BC432-E467,0,H467*H428*H429*J428/(H430*4))","v":{"$error":"#VALUE!"}}]
[{"$nulls":4},9.75,{"$f":"$DF$38","v":{"v":0,"d":"0.000"}},{"$f":"IF(SUM(F433:F468)-H431<=0,0,SUM(F433:F468)-H431)","v":{"v":0,"d":"0.00"}},{"v":0,"d":"0.000"},{"$nulls":35},{"$f":"IF(H430<=AR432-E468,0,H468*H428*H429*J428/(H430*4))","v":{"$error":"#VALUE!"}},{"$f":"IF(H430<=AS432-E468,0,H468*H428*H429*J428/(H430*4))","v":{"$error":"#VALUE!"}},{"$f":"IF(H430<=AT432-E468,0,H468*H428*H429*J428/(H430*4))","v":{"$error":"#VALUE!"}},{"$f":"IF(H430<=AU432-E468,0,H468*H428*H429*J428/(H430*4))","v":{"$error":"#VALUE!"}},{"$f":"IF(H430<=AV432-E468,0,H468*H428*H429*J428/(H430*4))","v":{"$error":"#VALUE!"}},{"$f":"IF(H430<=AW432-E468,0,H468*H428*H429*J428/(H430*4))","v":{"$error":"#VALUE!"}},{"$f":"IF(H430<=AX432-E468,0,H468*H428*H429*J428/(H430*4))","v":{"$error":"#VALUE!"}},{"$f":"IF(H430<=AY432-E468,0,H468*H428*H429*J428/(H430*4))","v":{"$error":"#VALUE!"}},{"$f":"IF(H430<=AZ432-E468,0,H468*H428*H429*J428/(H430*4))","v":{"$error":"#VALUE!"}},{"$f":"IF(H430<=BA432-E468,0,H468*H428*H429*J428/(H430*4))","v":{"$error":"#VALUE!"}},{"$f":"IF(H430<=BB432-E468,0,H468*H428*H429*J428/(H430*4))","v":{"$error":"#VALUE!"}},{"$f":"IF(H430<=BC432-E468,0,H468*H428*H429*J428/(H430*4))","v":{"$error":"#VALUE!"}},{"$f":"IF(H430<=BD432-E468,0,H468*H428*H429*J428/(H430*4))","v":{"$error":"#VALUE!"}}]
[{"$nulls":4},{"v":10,"d":"10.00"},{"$f":"$DF$39","v":{"v":0,"d":"0.000"}},{"$f":"IF(SUM(F433:F469)-H431<=0,0,SUM(F433:F469)-H431)","v":{"v":0,"d":"0.00"}},{"v":0,"d":"0.000"},{"$nulls":36},{"$f":"IF(H430<=AS432-E469,0,H469*H428*H429*J428/(H430*4))","v":{"$error":"#VALUE!"}},{"$f":"IF(H430<=AT432-E469,0,H469*H428*H429*J428/(H430*4))","v":{"$error":"#VALUE!"}},{"$f":"IF(H430<=AU432-E469,0,H469*H428*H429*J428/(H430*4))","v":{"$error":"#VALUE!"}},{"$f":"IF(H430<=AV432-E469,0,H469*H428*H429*J428/(H430*4))","v":{"$error":"#VALUE!"}},{"$f":"IF(H430<=AW432-E469,0,H469*H428*H429*J428/(H430*4))","v":{"$error":"#VALUE!"}},{"$f":"IF(H430<=AX432-E469,0,H469*H428*H429*J428/(H430*4))","v":{"$error":"#VALUE!"}},{"$f":"IF(H430<=AY432-E469,0,H469*H428*H429*J428/(H430*4))","v":{"$error":"#VALUE!"}},{"$f":"IF(H430<=AZ432-E469,0,H469*H428*H429*J428/(H430*4))","v":{"$error":"#VALUE!"}},{"$f":"IF(H430<=BA432-E469,0,H469*H428*H429*J428/(H430*4))","v":{"$error":"#VALUE!"}},{"$f":"IF(H430<=BB432-E469,0,H469*H428*H429*J428/(H430*4))","v":{"$error":"#VALUE!"}},{"$f":"IF(H430<=BC432-E469,0,H469*H428*H429*J428/(H430*4))","v":{"$error":"#VALUE!"}},{"$f":"IF(H430<=BD432-E469,0,H469*H428*H429*J428/(H430*4))","v":{"$error":"#VALUE!"}},{"$f":"IF(H430<=BE432-E469,0,H469*H428*H429*J428/(H430*4))","v":{"$error":"#VALUE!"}}]
[{"$nulls":4},10.25,{"$f":"$DF$40","v":{"v":0,"d":"0.000"}},{"$f":"IF(SUM(F433:F470)-H431<=0,0,SUM(F433:F470)-H431)","v":{"v":0,"d":"0.000"}},{"v":0,"d":"0.000"},{"$nulls":37},{"$f":"IF(H430<=AT432-E470,0,H470*H428*H429*J428/(H430*4))","v":{"$error":"#VALUE!"}},{"$f":"IF(H430<=AU432-E470,0,H470*H428*H429*J428/(H430*4))","v":{"$error":"#VALUE!"}},{"$f":"IF(H430<=AV432-E470,0,H470*H428*H429*J428/(H430*4))","v":{"$error":"#VALUE!"}},{"$f":"IF(H430<=AW432-E470,0,H470*H428*H429*J428/(H430*4))","v":{"$error":"#VALUE!"}},{"$f":"IF(H430<=AX432-E470,0,H470*H428*H429*J428/(H430*4))","v":{"$error":"#VALUE!"}},{"$f":"IF(H430<=AY432-E470,0,H470*H428*H429*J428/(H430*4))","v":{"$error":"#VALUE!"}},{"$f":"IF(H430<=AZ432-E470,0,H470*H428*H429*J428/(H430*4))","v":{"$error":"#VALUE!"}},{"$f":"IF(H430<=BA432-E470,0,H470*H428*H429*J428/(H430*4))","v":{"$error":"#VALUE!"}},{"$f":"IF(H430<=BB432-E470,0,H470*H428*H429*J428/(H430*4))","v":{"$error":"#VALUE!"}},{"$f":"IF(H430<=BC432-E470,0,H470*H428*H429*J428/(H430*4))","v":{"$error":"#VALUE!"}},{"$f":"IF(H430<=BD432-E470,0,H470*H428*H429*J428/(H430*4))","v":{"$error":"#VALUE!"}},{"$f":"IF(H430<=BE432-E470,0,H470*H428*H429*J428/(H430*4))","v":{"$error":"#VALUE!"}},{"$f":"IF(H430<=BF432-E470,0,H470*H428*H429*J428/(H430*4))","v":{"$error":"#VALUE!"}}]
[{"$nulls":4},{"v":10.5,"d":"10.50"},{"$f":"$DF$41","v":{"v":0,"d":"0.000"}},{"$f":"IF(SUM(F433:F471)-H431<=0,0,SUM(F433:F471)-H431)","v":{"v":0,"d":"0.00"}},{"v":0,"d":"0.000"},{"$nulls":38},{"$f":"IF(H430<=AU432-E471,0,H471*H428*H429*J428/(H430*4))","v":{"$error":"#VALUE!"}},{"$f":"IF(H430<=AV432-E471,0,H471*H428*H429*J428/(H430*4))","v":{"$error":"#VALUE!"}},{"$f":"IF(H430<=AW432-E471,0,H471*H428*H429*J428/(H430*4))","v":{"$error":"#VALUE!"}},{"$f":"IF(H430<=AX432-E471,0,H471*H428*H429*J428/(H430*4))","v":{"$error":"#VALUE!"}},{"$f":"IF(H430<=AY432-E471,0,H471*H428*H429*J428/(H430*4))","v":{"$error":"#VALUE!"}},{"$f":"IF(H430<=AZ432-E471,0,H471*H428*H429*J428/(H430*4))","v":{"$error":"#VALUE!"}},{"$f":"IF(H430<=BA432-E471,0,H471*H428*H429*J428/(H430*4))","v":{"$error":"#VALUE!"}},{"$f":"IF(H430<=BB432-E471,0,H471*H428*H429*J428/(H430*4))","v":{"$error":"#VALUE!"}},{"$f":"IF(H430<=BC432-E471,0,H471*H428*H429*J428/(H430*4))","v":{"$error":"#VALUE!"}},{"$f":"IF(H430<=BD432-E471,0,H471*H428*H429*J428/(H430*4))","v":{"$error":"#VALUE!"}},{"$f":"IF(H430<=BE432-E471,0,H471*H428*H429*J428/(H430*4))","v":{"$error":"#VALUE!"}},{"$f":"IF(H430<=BF432-E471,0,H471*H428*H429*J428/(H430*4))","v":{"$error":"#VALUE!"}},{"$f":"IF(H430<=BG432-E471,0,H471*H428*H429*J428/(H430*4))","v":{"$error":"#VALUE!"}}]
[{"$nulls":4},10.75,{"$f":"$DF$42","v":{"v":0,"d":"0.000"}},{"$f":"IF(SUM(F433:F472)-H431<=0,0,SUM(F433:F472)-H431)","v":{"v":0,"d":"0.00"}},{"v":0,"d":"0.000"},{"$nulls":39},{"$f":"IF(H430<=AV432-E472,0,H472*H428*H429*J428/(H430*4))","v":{"$error":"#VALUE!"}},{"$f":"IF(H430<=AW432-E472,0,H472*H428*H429*J428/(H430*4))","v":{"$error":"#VALUE!"}},{"$f":"IF(H430<=AX432-E472,0,H472*H428*H429*J428/(H430*4))","v":{"$error":"#VALUE!"}},{"$f":"IF(H430<=AY432-E472,0,H472*H428*H429*J428/(H430*4))","v":{"$error":"#VALUE!"}},{"$f":"IF(H430<=AZ432-E472,0,H472*H428*H429*J428/(H430*4))","v":{"$error":"#VALUE!"}},{"$f":"IF(H430<=BA432-E472,0,H472*H428*H429*J428/(H430*4))","v":{"$error":"#VALUE!"}},{"$f":"IF(H430<=BB432-E472,0,H472*H428*H429*J428/(H430*4))","v":{"$error":"#VALUE!"}},{"$f":"IF(H430<=BC432-E472,0,H472*H428*H429*J428/(H430*4))","v":{"$error":"#VALUE!"}},{"$f":"IF(H430<=BD432-E472,0,H472*H428*H429*J428/(H430*4))","v":{"$error":"#VALUE!"}},{"$f":"IF(H430<=BE432-E472,0,H472*H428*H429*J428/(H430*4))","v":{"$error":"#VALUE!"}},{"$f":"IF(H430<=BF432-E472,0,H472*H428*H429*J428/(H430*4))","v":{"$error":"#VALUE!"}},{"$f":"IF(H430<=BG432-E472,0,H472*H428*H429*J428/(H430*4))","v":{"$error":"#VALUE!"}},{"$f":"IF(H430<=BH432-E472,0,H472*H428*H429*J428/(H430*4))","v":{"$error":"#VALUE!"}}]
[{"$nulls":4},{"v":11,"d":"11.00"},{"$f":"$DF$43","v":{"v":0,"d":"0.000"}},{"$f":"IF(SUM(F433:F473)-H431<=0,0,SUM(F433:F473)-H431)","v":{"v":0,"d":"0.00"}},{"v":0,"d":"0.000"},{"$nulls":40},{"$f":"IF(H430<=AW432-E473,0,H473*H428*H429*J428/(H430*4))","v":{"$error":"#VALUE!"}},{"$f":"IF(H430<=AX432-E473,0,H473*H428*H429*J428/(H430*4))","v":{"$error":"#VALUE!"}},{"$f":"IF(H430<=AY432-E473,0,H473*H428*H429*J428/(H430*4))","v":{"$error":"#VALUE!"}},{"$f":"IF(H430<=AZ432-E473,0,H473*H428*H429*J428/(H430*4))","v":{"$error":"#VALUE!"}},{"$f":"IF(H430<=BA432-E473,0,H473*H428*H429*J428/(H430*4))","v":{"$error":"#VALUE!"}},{"$f":"IF(H430<=BB432-E473,0,H473*H428*H429*J428/(H430*4))","v":{"$error":"#VALUE!"}},{"$f":"IF(H430<=BC432-E473,0,H473*H428*H429*J428/(H430*4))","v":{"$error":"#VALUE!"}},{"$f":"IF(H430<=BD432-E473,0,H473*H428*H429*J428/(H430*4))","v":{"$error":"#VALUE!"}},{"$f":"IF(H430<=BE432-E473,0,H473*H428*H429*J428/(H430*4))","v":{"$error":"#VALUE!"}},{"$f":"IF(H430<=BF432-E473,0,H473*H428*H429*J428/(H430*4))","v":{"$error":"#VALUE!"}},{"$f":"IF(H430<=BG432-E473,0,H473*H428*H429*J428/(H430*4))","v":{"$error":"#VALUE!"}},{"$f":"IF(H430<=BH432-E473,0,H473*H428*H429*J428/(H430*4))","v":{"$error":"#VALUE!"}},{"$f":"IF(H430<=BI432-E473,0,H473*H428*H429*J428/(H430*4))","v":{"$error":"#VALUE!"}}]
[{"$nulls":4},11.25,{"$f":"$DF$44","v":{"v":0,"d":"0.000"}},{"$f":"IF(SUM(F433:F474)-H431<=0,0,SUM(F433:F474)-H431)","v":{"v":0,"d":"0.00"}},{"v":0,"d":"0.000"},{"$nulls":41},{"$f":"IF(H430<=AX432-E474,0,H474*H428*H429*J428/(H430*4))","v":{"$error":"#VALUE!"}},{"$f":"IF(H430<=AY432-E474,0,H474*H428*H429*J428/(H430*4))","v":{"$error":"#VALUE!"}},{"$f":"IF(H430<=AZ432-E474,0,H474*H428*H429*J428/(H430*4))","v":{"$error":"#VALUE!"}},{"$f":"IF(H430<=BA432-E474,0,H474*H428*H429*J428/(H430*4))","v":{"$error":"#VALUE!"}},{"$f":"IF(H430<=BB432-E474,0,H474*H428*H429*J428/(H430*4))","v":{"$error":"#VALUE!"}},{"$f":"IF(H430<=BC432-E474,0,H474*H428*H429*J428/(H430*4))","v":{"$error":"#VALUE!"}},{"$f":"IF(H430<=BD432-E474,0,H474*H428*H429*J428/(H430*4))","v":{"$error":"#VALUE!"}},{"$f":"IF(H430<=BE432-E474,0,H474*H428*H429*J428/(H430*4))","v":{"$error":"#VALUE!"}},{"$f":"IF(H430<=BF432-E474,0,H474*H428*H429*J428/(H430*4))","v":{"$error":"#VALUE!"}},{"$f":"IF(H430<=BG432-E474,0,H474*H428*H429*J428/(H430*4))","v":{"$error":"#VALUE!"}},{"$f":"IF(H430<=BH432-E474,0,H474*H428*H429*J428/(H430*4))","v":{"$error":"#VALUE!"}},{"$f":"IF(H430<=BI432-E474,0,H474*H428*H429*J428/(H430*4))","v":{"$error":"#VALUE!"}},{"$f":"IF(H430<=BJ432-E474,0,H474*H428*H429*J428/(H430*4))","v":{"$error":"#VALUE!"}}]
[{"$nulls":4},{"v":11.5,"d":"11.50"},{"$f":"$DF$45","v":{"v":0,"d":"0.000"}},{"$f":"IF(SUM(F433:F475)-H431<=0,0,SUM(F433:F475)-H431)","v":{"v":0,"d":"0.00"}},{"v":0,"d":"0.000"},{"$nulls":42},{"$f":"IF(H430<=AY432-E475,0,H475*H428*H429*J428/(H430*4))","v":{"$error":"#VALUE!"}},{"$f":"IF(H430<=AZ432-E475,0,H475*H428*H429*J428/(H430*4))","v":{"$error":"#VALUE!"}},{"$f":"IF(H430<=BA432-E475,0,H475*H428*H429*J428/(H430*4))","v":{"$error":"#VALUE!"}},{"$f":"IF(H430<=BB432-E475,0,H475*H428*H429*J428/(H430*4))","v":{"$error":"#VALUE!"}},{"$f":"IF(H430<=BC432-E475,0,H475*H428*H429*J428/(H430*4))","v":{"$error":"#VALUE!"}},{"$f":"IF(H430<=BD432-E475,0,H475*H428*H429*J428/(H430*4))","v":{"$error":"#VALUE!"}},{"$f":"IF(H430<=BE432-E475,0,H475*H428*H429*J428/(H430*4))","v":{"$error":"#VALUE!"}},{"$f":"IF(H430<=BF432-E475,0,H475*H428*H429*J428/(H430*4))","v":{"$error":"#VALUE!"}},{"$f":"IF(H430<=BG432-E475,0,H475*H428*H429*J428/(H430*4))","v":{"$error":"#VALUE!"}},{"$f":"IF(H430<=BH432-E475,0,H475*H428*H429*J428/(H430*4))","v":{"$error":"#VALUE!"}},{"$f":"IF(H430<=BI432-E475,0,H475*H428*H429*J428/(H430*4))","v":{"$error":"#VALUE!"}},{"$f":"IF(H430<=BJ432-E475,0,H475*H428*H429*J428/(H430*4))","v":{"$error":"#VALUE!"}},{"$f":"IF(H430<=BK432-E475,0,H475*H428*H429*J428/(H430*4))","v":{"$error":"#VALUE!"}}]
[{"$nulls":4},11.75,{"$f":"$DF$46","v":{"v":0,"d":"0.000"}},{"$f":"IF(SUM(F433:F476)-H431<=0,0,SUM(F433:F476)-H431)","v":{"v":0,"d":"0.00"}},{"v":0,"d":"0.000"},{"$nulls":43},{"$f":"IF(H430<=AZ432-E476,0,H476*H428*H429*J428/(H430*4))","v":{"$error":"#VALUE!"}},{"$f":"IF(H430<=BA432-E476,0,H476*H428*H429*J428/(H430*4))","v":{"$error":"#VALUE!"}},{"$f":"IF(H430<=BB432-E476,0,H476*H428*H429*J428/(H430*4))","v":{"$error":"#VALUE!"}},{"$f":"IF(H430<=BC432-E476,0,H476*H428*H429*J428/(H430*4))","v":{"$error":"#VALUE!"}},{"$f":"IF(H430<=BD432-E476,0,H476*H428*H429*J428/(H430*4))","v":{"$error":"#VALUE!"}},{"$f":"IF(H430<=BE432-E476,0,H476*H428*H429*J428/(H430*4))","v":{"$error":"#VALUE!"}},{"$f":"IF(H430<=BF432-E476,0,H476*H428*H429*J428/(H430*4))","v":{"$error":"#VALUE!"}},{"$f":"IF(H430<=BG432-E476,0,H476*H428*H429*J428/(H430*4))","v":{"$error":"#VALUE!"}},{"$f":"IF(H430<=BH432-E476,0,H476*H428*H429*J428/(H430*4))","v":{"$error":"#VALUE!"}},{"$f":"IF(H430<=BI432-E476,0,H476*H428*H429*J428/(H430*4))","v":{"$error":"#VALUE!"}},{"$f":"IF(H430<=BJ432-E476,0,H476*H428*H429*J428/(H430*4))","v":{"$error":"#VALUE!"}},{"$f":"IF(H430<=BK432-E476,0,H476*H428*H429*J428/(H430*4))","v":{"$error":"#VALUE!"}},{"$f":"IF(H430<=BL432-E476,0,H476*H428*H429*J428/(H430*4))","v":{"$error":"#VALUE!"}}]
[{"$nulls":4},{"v":12,"d":"12.00"},{"$f":"$DF$47","v":{"v":0,"d":"0.000"}},{"$f":"IF(SUM(F433:F477)-H431<=0,0,SUM(F433:F477)-H431)","v":{"v":0,"d":"0.00"}},{"v":0,"d":"0.000"},{"$nulls":44},{"$f":"IF(H430<=BA432-E477,0,H477*H428*H429*J428/(H430*4))","v":{"$error":"#VALUE!"}},{"$f":"IF(H430<=BB432-E477,0,H477*H428*H429*J428/(H430*4))","v":{"$error":"#VALUE!"}},{"$f":"IF(H430<=BC432-E477,0,H477*H428*H429*J428/(H430*4))","v":{"$error":"#VALUE!"}},{"$f":"IF(H430<=BD432-E477,0,H477*H428*H429*J428/(H430*4))","v":{"$error":"#VALUE!"}},{"$f":"IF(H430<=BE432-E477,0,H477*H428*H429*J428/(H430*4))","v":{"$error":"#VALUE!"}},{"$f":"IF(H430<=BF432-E477,0,H477*H428*H429*J428/(H430*4))","v":{"$error":"#VALUE!"}},{"$f":"IF(H430<=BG432-E477,0,H477*H428*H429*J428/(H430*4))","v":{"$error":"#VALUE!"}},{"$f":"IF(H430<=BH432-E477,0,H477*H428*H429*J428/(H430*4))","v":{"$error":"#VALUE!"}},{"$f":"IF(H430<=BI432-E477,0,H477*H428*H429*J428/(H430*4))","v":{"$error":"#VALUE!"}},{"$f":"IF(H430<=BJ432-E477,0,H477*H428*H429*J428/(H430*4))","v":{"$error":"#VALUE!"}},{"$f":"IF(H430<=BK432-E477,0,H477*H428*H429*J428/(H430*4))","v":{"$error":"#VALUE!"}},{"$f":"IF(H430<=BL432-E477,0,H477*H428*H429*J428/(H430*4))","v":{"$error":"#VALUE!"}},{"$f":"IF(H430<=BM432-E477,0,H477*H428*H429*J428/(H430*4))","v":{"$error":"#VALUE!"}}]
[{"$nulls":4},12.25,{"$f":"$DF$48","v":{"v":0,"d":"0.000"}},{"$f":"IF(SUM(F433:F478)-H431<=0,0,SUM(F433:F478)-H431)","v":{"v":0,"d":"0.00"}},{"v":0,"d":"0.000"},{"$nulls":45},{"$f":"IF(H430<=BB432-E478,0,H478*H428*H429*J428/(H430*4))","v":{"$error":"#VALUE!"}},{"$f":"IF(H430<=BC432-E478,0,H478*H428*H429*J428/(H430*4))","v":{"$error":"#VALUE!"}},{"$f":"IF(H430<=BD432-E478,0,H478*H428*H429*J428/(H430*4))","v":{"$error":"#VALUE!"}},{"$f":"IF(H430<=BE432-E478,0,H478*H428*H429*J428/(H430*4))","v":{"$error":"#VALUE!"}},{"$f":"IF(H430<=BF432-E478,0,H478*H428*H429*J428/(H430*4))","v":{"$error":"#VALUE!"}},{"$f":"IF(H430<=BG432-E478,0,H478*H428*H429*J428/(H430*4))","v":{"$error":"#VALUE!"}},{"$f":"IF(H430<=BH432-E478,0,H478*H428*H429*J428/(H430*4))","v":{"$error":"#VALUE!"}},{"$f":"IF(H430<=BI432-E478,0,H478*H428*H429*J428/(H430*4))","v":{"$error":"#VALUE!"}},{"$f":"IF(H430<=BJ432-E478,0,H478*H428*H429*J428/(H430*4))","v":{"$error":"#VALUE!"}},{"$f":"IF(H430<=BK432-E478,0,H478*H428*H429*J428/(H430*4))","v":{"$error":"#VALUE!"}},{"$f":"IF(H430<=BL432-E478,0,H478*H428*H429*J428/(H430*4))","v":{"$error":"#VALUE!"}},{"$f":"IF(H430<=BM432-E478,0,H478*H428*H429*J428/(H430*4))","v":{"$error":"#VALUE!"}},{"$f":"IF(H430<=BN432-E478,0,H478*H428*H429*J428/(H430*4))","v":{"$error":"#VALUE!"}}]
[{"$nulls":4},{"v":12.5,"d":"12.50"},{"$f":"$DF$49","v":{"v":0,"d":"0.000"}},{"$f":"IF(SUM(F433:F479)-H431<=0,0,SUM(F433:F479)-H431)","v":{"v":0,"d":"0.00"}},{"v":0,"d":"0.000"},{"$nulls":46},{"$f":"IF(H430<=BC432-E479,0,H479*H428*H429*J428/(H430*4))","v":{"$error":"#VALUE!"}},{"$f":"IF(H430<=BD432-E479,0,H479*H428*H429*J428/(H430*4))","v":{"$error":"#VALUE!"}},{"$f":"IF(H430<=BE432-E479,0,H479*H428*H429*J428/(H430*4))","v":{"$error":"#VALUE!"}},{"$f":"IF(H430<=BF432-E479,0,H479*H428*H429*J428/(H430*4))","v":{"$error":"#VALUE!"}},{"$f":"IF(H430<=BG432-E479,0,H479*H428*H429*J428/(H430*4))","v":{"$error":"#VALUE!"}},{"$f":"IF(H430<=BH432-E479,0,H479*H428*H429*J428/(H430*4))","v":{"$error":"#VALUE!"}},{"$f":"IF(H430<=BI432-E479,0,H479*H428*H429*J428/(H430*4))","v":{"$error":"#VALUE!"}},{"$f":"IF(H430<=BJ432-E479,0,H479*H428*H429*J428/(H430*4))","v":{"$error":"#VALUE!"}},{"$f":"IF(H430<=BK432-E479,0,H479*H428*H429*J428/(H430*4))","v":{"$error":"#VALUE!"}},{"$f":"IF(H430<=BL432-E479,0,H479*H428*H429*J428/(H430*4))","v":{"$error":"#VALUE!"}},{"$f":"IF(H430<=BM432-E479,0,H479*H428*H429*J428/(H430*4))","v":{"$error":"#VALUE!"}},{"$f":"IF(H430<=BN432-E479,0,H479*H428*H429*J428/(H430*4))","v":{"$error":"#VALUE!"}},{"$f":"IF(H430<=BO432-E479,0,H479*H428*H429*J428/(H430*4))","v":{"$error":"#VALUE!"}}]
[{"$nulls":4},12.75,{"$f":"$DF$50","v":{"v":0,"d":"0.000"}},{"$f":"IF(SUM(F433:F480)-H431<=0,0,SUM(F433:F480)-H431)","v":{"v":0,"d":"0.00"}},{"v":0,"d":"0.000"},{"$nulls":47},{"$f":"IF(H430<=BD432-E480,0,H480*H428*H429*J428/(H430*4))","v":{"$error":"#VALUE!"}},{"$f":"IF(H430<=BE432-E480,0,H480*H428*H429*J428/(H430*4))","v":{"$error":"#VALUE!"}},{"$f":"IF(H430<=BF432-E480,0,H480*H428*H429*J428/(H430*4))","v":{"$error":"#VALUE!"}},{"$f":"IF(H430<=BG432-E480,0,H480*H428*H429*J428/(H430*4))","v":{"$error":"#VALUE!"}},{"$f":"IF(H430<=BH432-E480,0,H480*H428*H429*J428/(H430*4))","v":{"$error":"#VALUE!"}},{"$f":"IF(H430<=BI432-E480,0,H480*H428*H429*J428/(H430*4))","v":{"$error":"#VALUE!"}},{"$f":"IF(H430<=BJ432-E480,0,H480*H428*H429*J428/(H430*4))","v":{"$error":"#VALUE!"}},{"$f":"IF(H430<=BK432-E480,0,H480*H428*H429*J428/(H430*4))","v":{"$error":"#VALUE!"}},{"$f":"IF(H430<=BL432-E480,0,H480*H428*H429*J428/(H430*4))","v":{"$error":"#VALUE!"}},{"$f":"IF(H430<=BM432-E480,0,H480*H428*H429*J428/(H430*4))","v":{"$error":"#VALUE!"}},{"$f":"IF(H430<=BN432-E480,0,H480*H428*H429*J428/(H430*4))","v":{"$error":"#VALUE!"}},{"$f":"IF(H430<=BO432-E480,0,H480*H428*H429*J428/(H430*4))","v":{"$error":"#VALUE!"}},{"$f":"IF(H430<=BP432-E480,0,H480*H428*H429*J428/(H430*4))","v":{"$error":"#VALUE!"}}]
[{"$nulls":4},{"v":13,"d":"13.00"},{"$f":"$DF$51","v":{"v":0,"d":"0.000"}},{"$f":"IF(SUM(F433:F481)-H431<=0,0,SUM(F433:F481)-H431)","v":{"v":0,"d":"0.00"}},{"v":0,"d":"0.000"},{"$nulls":48},{"$f":"IF(H430<=BE432-E481,0,H481*H428*H429*J428/(H430*4))","v":{"$error":"#VALUE!"}},{"$f":"IF(H430<=BF432-E481,0,H481*H428*H429*J428/(H430*4))","v":{"$error":"#VALUE!"}},{"$f":"IF(H430<=BG432-E481,0,H481*H428*H429*J428/(H430*4))","v":{"$error":"#VALUE!"}},{"$f":"IF(H430<=BH432-E481,0,H481*H428*H429*J428/(H430*4))","v":{"$error":"#VALUE!"}},{"$f":"IF(H430<=BI432-E481,0,H481*H428*H429*J428/(H430*4))","v":{"$error":"#VALUE!"}},{"$f":"IF(H430<=BJ432-E481,0,H481*H428*H429*J428/(H430*4))","v":{"$error":"#VALUE!"}},{"$f":"IF(H430<=BK432-E481,0,H481*H428*H429*J428/(H430*4))","v":{"$error":"#VALUE!"}},{"$f":"IF(H430<=BL432-E481,0,H481*H428*H429*J428/(H430*4))","v":{"$error":"#VALUE!"}},{"$f":"IF(H430<=BM432-E481,0,H481*H428*H429*J428/(H430*4))","v":{"$error":"#VALUE!"}},{"$f":"IF(H430<=BN432-E481,0,H481*H428*H429*J428/(H430*4))","v":{"$error":"#VALUE!"}},{"$f":"IF(H430<=BO432-E481,0,H481*H428*H429*J428/(H430*4))","v":{"$error":"#VALUE!"}},{"$f":"IF(H430<=BP432-E481,0,H481*H428*H429*J428/(H430*4))","v":{"$error":"#VALUE!"}},{"$f":"IF(H430<=BQ432-E481,0,H481*H428*H429*J428/(H430*4))","v":{"$error":"#VALUE!"}}]
[{"$nulls":4},13.25,{"$f":"$DF$52","v":{"v":0,"d":"0.000"}},{"$f":"IF(SUM(F433:F482)-H431<=0,0,SUM(F433:F482)-H431)","v":{"v":0,"d":"0.00"}},{"v":0,"d":"0.000"},{"$nulls":49},{"$f":"IF(H430<=BF432-E482,0,H482*H428*H429*J428/(H430*4))","v":{"$error":"#VALUE!"}},{"$f":"IF(H430<=BG432-E482,0,H482*H428*H429*J428/(H430*4))","v":{"$error":"#VALUE!"}},{"$f":"IF(H430<=BH432-E482,0,H482*H428*H429*J428/(H430*4))","v":{"$error":"#VALUE!"}},{"$f":"IF(H430<=BI432-E482,0,H482*H428*H429*J428/(H430*4))","v":{"$error":"#VALUE!"}},{"$f":"IF(H430<=BJ432-E482,0,H482*H428*H429*J428/(H430*4))","v":{"$error":"#VALUE!"}},{"$f":"IF(H430<=BK432-E482,0,H482*H428*H429*J428/(H430*4))","v":{"$error":"#VALUE!"}},{"$f":"IF(H430<=BL432-E482,0,H482*H428*H429*J428/(H430*4))","v":{"$error":"#VALUE!"}},{"$f":"IF(H430<=BM432-E482,0,H482*H428*H429*J428/(H430*4))","v":{"$error":"#VALUE!"}},{"$f":"IF(H430<=BN432-E482,0,H482*H428*H429*J428/(H430*4))","v":{"$error":"#VALUE!"}},{"$f":"IF(H430<=BO432-E482,0,H482*H428*H429*J428/(H430*4))","v":{"$error":"#VALUE!"}},{"$f":"IF(H430<=BP432-E482,0,H482*H428*H429*J428/(H430*4))","v":{"$error":"#VALUE!"}},{"$f":"IF(H430<=BQ432-E482,0,H482*H428*H429*J428/(H430*4))","v":{"$error":"#VALUE!"}},{"$f":"IF(H430<=BR432-E482,0,H482*H428*H429*J428/(H430*4))","v":{"$error":"#VALUE!"}}]
[{"$nulls":4},{"v":13.5,"d":"13.50"},{"$f":"$DF$53","v":{"v":0,"d":"0.000"}},{"$f":"IF(SUM(F433:F483)-H431<=0,0,SUM(F433:F483)-H431)","v":{"v":0,"d":"0.00"}},{"v":0,"d":"0.000"},{"$nulls":50},{"$f":"IF(H430<=BG432-E483,0,H483*H428*H429*J428/(H430*4))","v":{"$error":"#VALUE!"}},{"$f":"IF(H430<=BH432-E483,0,H483*H428*H429*J428/(H430*4))","v":{"$error":"#VALUE!"}},{"$f":"IF(H430<=BI432-E483,0,H483*H428*H429*J428/(H430*4))","v":{"$error":"#VALUE!"}},{"$f":"IF(H430<=BJ432-E483,0,H483*H428*H429*J428/(H430*4))","v":{"$error":"#VALUE!"}},{"$f":"IF(H430<=BK432-E483,0,H483*H428*H429*J428/(H430*4))","v":{"$error":"#VALUE!"}},{"$f":"IF(H430<=BL432-E483,0,H483*H428*H429*J428/(H430*4))","v":{"$error":"#VALUE!"}},{"$f":"IF(H430<=BM432-E483,0,H483*H428*H429*J428/(H430*4))","v":{"$error":"#VALUE!"}},{"$f":"IF(H430<=BN432-E483,0,H483*H428*H429*J428/(H430*4))","v":{"$error":"#VALUE!"}},{"$f":"IF(H430<=BO432-E483,0,H483*H428*H429*J428/(H430*4))","v":{"$error":"#VALUE!"}},{"$f":"IF(H430<=BP432-E483,0,H483*H428*H429*J428/(H430*4))","v":{"$error":"#VALUE!"}},{"$f":"IF(H430<=BQ432-E483,0,H483*H428*H429*J428/(H430*4))","v":{"$error":"#VALUE!"}},{"$f":"IF(H430<=BR432-E483,0,H483*H428*H429*J428/(H430*4))","v":{"$error":"#VALUE!"}},{"$f":"IF(H430<=BS432-E483,0,H483*H428*H429*J428/(H430*4))","v":{"$error":"#VALUE!"}}]
[{"$nulls":4},13.75,{"$f":"$DF$54","v":{"v":0,"d":"0.000"}},{"$f":"IF(SUM(F433:F484)-H431<=0,0,SUM(F433:F484)-H431)","v":{"v":0,"d":"0.00"}},{"v":0,"d":"0.000"},{"$nulls":51},{"$f":"IF(H430<=BH432-E484,0,H484*H428*H429*J428/(H430*4))","v":{"$error":"#VALUE!"}},{"$f":"IF(H430<=BI432-E484,0,H484*H428*H429*J428/(H430*4))","v":{"$error":"#VALUE!"}},{"$f":"IF(H430<=BJ432-E484,0,H484*H428*H429*J428/(H430*4))","v":{"$error":"#VALUE!"}},{"$f":"IF(H430<=BK432-E484,0,H484*H428*H429*J428/(H430*4))","v":{"$error":"#VALUE!"}},{"$f":"IF(H430<=BL432-E484,0,H484*H428*H429*J428/(H430*4))","v":{"$error":"#VALUE!"}},{"$f":"IF(H430<=BM432-E484,0,H484*H428*H429*J428/(H430*4))","v":{"$error":"#VALUE!"}},{"$f":"IF(H430<=BN432-E484,0,H484*H428*H429*J428/(H430*4))","v":{"$error":"#VALUE!"}},{"$f":"IF(H430<=BO432-E484,0,H484*H428*H429*J428/(H430*4))","v":{"$error":"#VALUE!"}},{"$f":"IF(H430<=BP432-E484,0,H484*H428*H429*J428/(H430*4))","v":{"$error":"#VALUE!"}},{"$f":"IF(H430<=BQ432-E484,0,H484*H428*H429*J428/(H430*4))","v":{"$error":"#VALUE!"}},{"$f":"IF(H430<=BR432-E484,0,H484*H428*H429*J428/(H430*4))","v":{"$error":"#VALUE!"}},{"$f":"IF(H430<=BS432-E484,0,H484*H428*H429*J428/(H430*4))","v":{"$error":"#VALUE!"}},{"$f":"IF(H430<=BT432-E484,0,H484*H428*H429*J428/(H430*4))","v":{"$error":"#VALUE!"}}]
[{"$nulls":4},{"v":14,"d":"14.00"},{"$f":"$DF$55","v":{"v":0,"d":"0.000"}},{"$f":"IF(SUM(F433:F485)-H431<=0,0,SUM(F433:F485)-H431)","v":{"v":0,"d":"0.00"}},{"v":0,"d":"0.000"},{"$nulls":52},{"$f":"IF(H430<=BI432-E485,0,H485*H428*H429*J428/(H430*4))","v":{"$error":"#VALUE!"}},{"$f":"IF(H430<=BJ432-E485,0,H485*H428*H429*J428/(H430*4))","v":{"$error":"#VALUE!"}},{"$f":"IF($H430<=$BK432-$E485,0,$H485*$H428*$H429*$J428/($H430*4))","v":{"$error":"#VALUE!"}},{"$f":"IF(H430<=BL432-E485,0,H485*H428*H429*J428/(H430*4))","v":{"$error":"#VALUE!"}},{"$f":"IF(H430<=BM432-E485,0,H485*H428*H429*J428/(H430*4))","v":{"$error":"#VALUE!"}},{"$f":"IF(H430<=BN432-E485,0,H485*H428*H429*J428/(H430*4))","v":{"$error":"#VALUE!"}},{"$f":"IF(H430<=BO432-E485,0,H485*H428*H429*J428/(H430*4))","v":{"$error":"#VALUE!"}},{"$f":"IF(H430<=BP432-E485,0,H485*H428*H429*J428/(H430*4))","v":{"$error":"#VALUE!"}},{"$f":"IF(H430<=BQ432-E485,0,H485*H428*H429*J428/(H430*4))","v":{"$error":"#VALUE!"}},{"$f":"IF(H430<=BR432-E485,0,H485*H428*H429*J428/(H430*4))","v":{"$error":"#VALUE!"}},{"$f":"IF(H430<=BS432-E485,0,H485*H428*H429*J428/(H430*4))","v":{"$error":"#VALUE!"}},{"$f":"IF(H430<=BT432-E485,0,H485*H428*H429*J428/(H430*4))","v":{"$error":"#VALUE!"}},{"$f":"IF(H430<=BU432-E485,0,H485*H428*H429*J428/(H430*4))","v":{"$error":"#VALUE!"}}]
[{"$nulls":4},14.25,{"$f":"$DF$56","v":{"v":0,"d":"0.000"}},{"$f":"IF(SUM(F433:F486)-H431<=0,0,SUM(F433:F486)-H431)","v":{"v":0,"d":"0.00"}},{"v":0,"d":"0.000"},{"$nulls":53},{"$f":"IF(H430<=BJ432-E486,0,H486*H428*H429*J428/(H430*4))","v":{"$error":"#VALUE!"}},{"$f":"IF(H430<=BK432-E486,0,H486*H428*H429*J428/(H430*4))","v":{"$error":"#VALUE!"}},{"$f":"IF(H430<=BL432-E486,0,H486*H428*H429*J428/(H430*4))","v":{"$error":"#VALUE!"}},{"$f":"IF(H430<=BM432-E486,0,H486*H428*H429*J428/(H430*4))","v":{"$error":"#VALUE!"}},{"$f":"IF(H430<=BN432-E486,0,H486*H428*H429*J428/(H430*4))","v":{"$error":"#VALUE!"}},{"$f":"IF(H430<=BO432-E486,0,H486*H428*H429*J428/(H430*4))","v":{"$error":"#VALUE!"}},{"$f":"IF(H430<=BP432-E486,0,H486*H428*H429*J428/(H430*4))","v":{"$error":"#VALUE!"}},{"$f":"IF(H430<=BQ432-E486,0,H486*H428*H429*J428/(H430*4))","v":{"$error":"#VALUE!"}},{"$f":"IF(H430<=BR432-E486,0,H486*H428*H429*J428/(H430*4))","v":{"$error":"#VALUE!"}},{"$f":"IF(H430<=BS432-E486,0,H486*H428*H429*J428/(H430*4))","v":{"$error":"#VALUE!"}},{"$f":"IF(H430<=BT432-E486,0,H486*H428*H429*J428/(H430*4))","v":{"$error":"#VALUE!"}},{"$f":"IF(H430<=BU432-E486,0,H486*H428*H429*J428/(H430*4))","v":{"$error":"#VALUE!"}},{"$f":"IF(H430<=BV432-E486,0,H486*H428*H429*J428/(H430*4))","v":{"$error":"#VALUE!"}}]
[{"$nulls":4},{"v":14.5,"d":"14.50"},{"$f":"$DF$57","v":{"v":0,"d":"0.000"}},{"$f":"IF(SUM(F433:F487)-H431<=0,0,SUM(F433:F487)-H431)","v":{"v":0,"d":"0.00"}},{"v":0,"d":"0.000"},{"$nulls":54},{"$f":"IF(H430<=BK432-E487,0,H487*H428*H429*J428/(H430*4))","v":{"$error":"#VALUE!"}},{"$f":"IF(H430<=BL432-E487,0,H487*H428*H429*J428/(H430*4))","v":{"$error":"#VALUE!"}},{"$f":"IF(H430<=BM432-E487,0,H487*H428*H429*J428/(H430*4))","v":{"$error":"#VALUE!"}},{"$f":"IF(H430<=BN432-E487,0,H487*H428*H429*J428/(H430*4))","v":{"$error":"#VALUE!"}},{"$f":"IF(H430<=BO432-E487,0,H487*H428*H429*J428/(H430*4))","v":{"$error":"#VALUE!"}},{"$f":"IF(H430<=BP432-E487,0,H487*H428*H429*J428/(H430*4))","v":{"$error":"#VALUE!"}},{"$f":"IF(H430<=BQ432-E487,0,H487*H428*H429*J428/(H430*4))","v":{"$error":"#VALUE!"}},{"$f":"IF(H430<=BR432-E487,0,H487*H428*H429*J428/(H430*4))","v":{"$error":"#VALUE!"}},{"$f":"IF(H430<=BS432-E487,0,H487*H428*H429*J428/(H430*4))","v":{"$error":"#VALUE!"}},{"$f":"IF(H430<=BT432-E487,0,H487*H428*H429*J428/(H430*4))","v":{"$error":"#VALUE!"}},{"$f":"IF(H430<=BU432-E487,0,H487*H428*H429*J428/(H430*4))","v":{"$error":"#VALUE!"}},{"$f":"IF(H430<=BV432-E487,0,H487*H428*H429*J428/(H430*4))","v":{"$error":"#VALUE!"}},{"$f":"IF(H430<=BW432-E487,0,H487*H428*H429*J428/(H430*4))","v":{"$error":"#VALUE!"}}]
[{"$nulls":4},14.75,{"$f":"$DF$58","v":{"v":0,"d":"0.000"}},{"$f":"IF(SUM(F433:F488)-H431<=0,0,SUM(F433:F488)-H431)","v":{"v":0,"d":"0.00"}},{"v":0,"d":"0.000"},{"$nulls":55},{"$f":"IF(H430<=BL432-E488,0,H488*H428*H429*J428/(H430*4))","v":{"$error":"#VALUE!"}},{"$f":"IF(H430<=BM432-E488,0,H488*H428*H429*J428/(H430*4))","v":{"$error":"#VALUE!"}},{"$f":"IF(H430<=BN432-E488,0,H488*H428*H429*J428/(H430*4))","v":{"$error":"#VALUE!"}},{"$f":"IF(H430<=BO432-E488,0,H488*H428*H429*J428/(H430*4))","v":{"$error":"#VALUE!"}},{"$f":"IF(H430<=BP432-E488,0,H488*H428*H429*J428/(H430*4))","v":{"$error":"#VALUE!"}},{"$f":"IF(H430<=BQ432-E488,0,H488*H428*H429*J428/(H430*4))","v":{"$error":"#VALUE!"}},{"$f":"IF(H430<=BR432-E488,0,H488*H428*H429*J428/(H430*4))","v":{"$error":"#VALUE!"}},{"$f":"IF(H430<=BS432-E488,0,H488*H428*H429*J428/(H430*4))","v":{"$error":"#VALUE!"}},{"$f":"IF(H430<=BT432-E488,0,H488*H428*H429*J428/(H430*4))","v":{"$error":"#VALUE!"}},{"$f":"IF(H430<=BU432-E488,0,H488*H428*H429*J428/(H430*4))","v":{"$error":"#VALUE!"}},{"$f":"IF(H430<=BV432-E488,0,H488*H428*H429*J428/(H430*4))","v":{"$error":"#VALUE!"}},{"$f":"IF(H430<=BW432-E488,0,H488*H428*H429*J428/(H430*4))","v":{"$error":"#VALUE!"}},{"$f":"IF(H430<=BX432-E488,0,H488*H428*H429*J428/(H430*4))","v":{"$error":"#VALUE!"}}]
[{"$nulls":4},{"v":15,"d":"15.00"},{"$f":"$DF$59","v":{"v":0,"d":"0.000"}},{"$f":"IF(SUM(F433:F489)-H431<=0,0,SUM(F433:F489)-H431)","v":{"v":0,"d":"0.00"}},{"v":0,"d":"0.000"},{"$nulls":56},{"$f":"IF(H430<=BM432-E489,0,H489*H428*H429*J428/(H430*4))","v":{"$error":"#VALUE!"}},{"$f":"IF(H430<=BN432-E489,0,H489*H428*H429*J428/(H430*4))","v":{"$error":"#VALUE!"}},{"$f":"IF(H430<=BO432-E489,0,H489*H428*H429*J428/(H430*4))","v":{"$error":"#VALUE!"}},{"$f":"IF(H430<=BP432-E489,0,H489*H428*H429*J428/(H430*4))","v":{"$error":"#VALUE!"}},{"$f":"IF(H430<=BQ432-E489,0,H489*H428*H429*J428/(H430*4))","v":{"$error":"#VALUE!"}},{"$f":"IF(H430<=BR432-E489,0,H489*H428*H429*J428/(H430*4))","v":{"$error":"#VALUE!"}},{"$f":"IF(H430<=BS432-E489,0,H489*H428*H429*J428/(H430*4))","v":{"$error":"#VALUE!"}},{"$f":"IF(H430<=BT432-E489,0,H489*H428*H429*J428/(H430*4))","v":{"$error":"#VALUE!"}},{"$f":"IF(H430<=BU432-E489,0,H489*H428*H429*J428/(H430*4))","v":{"$error":"#VALUE!"}},{"$f":"IF(H430<=BV432-E489,0,H489*H428*H429*J428/(H430*4))","v":{"$error":"#VALUE!"}},{"$f":"IF(H430<=BW432-E489,0,H489*H428*H429*J428/(H430*4))","v":{"$error":"#VALUE!"}},{"$f":"IF(H430<=BX432-E489,0,H489*H428*H429*J428/(H430*4))","v":{"$error":"#VALUE!"}},{"$f":"IF(H430<=BY432-E489,0,H489*H428*H429*J428/(H430*4))","v":{"$error":"#VALUE!"}}]
[{"$nulls":4},15.25,{"$f":"$DF$60","v":{"v":0,"d":"0.000"}},{"$f":"IF(SUM(F433:F490)-H431<=0,0,SUM(F433:F490)-H431)","v":{"v":0,"d":"0.00"}},{"v":0,"d":"0.000"},{"$nulls":57},{"$f":"IF(H430<=BN432-E490,0,H490*H428*H429*J428/(H430*4))","v":{"$error":"#VALUE!"}},{"$f":"IF(H430<=BO432-E490,0,H490*H428*H429*J428/(H430*4))","v":{"$error":"#VALUE!"}},{"$f":"IF(H430<=BP432-E490,0,H490*H428*H429*J428/(H430*4))","v":{"$error":"#VALUE!"}},{"$f":"IF(H430<=BQ432-E490,0,H490*H428*H429*J428/(H430*4))","v":{"$error":"#VALUE!"}},{"$f":"IF(H430<=BR432-E490,0,H490*H428*H429*J428/(H430*4))","v":{"$error":"#VALUE!"}},{"$f":"IF(H430<=BS432-E490,0,H490*H428*H429*J428/(H430*4))","v":{"$error":"#VALUE!"}},{"$f":"IF(H430<=BT432-E490,0,H490*H428*H429*J428/(H430*4))","v":{"$error":"#VALUE!"}},{"$f":"IF(H430<=BU432-E490,0,H490*H428*H429*J428/(H430*4))","v":{"$error":"#VALUE!"}},{"$f":"IF(H430<=BV432-E490,0,H490*H428*H429*J428/(H430*4))","v":{"$error":"#VALUE!"}},{"$f":"IF(H430<=BW432-E490,0,H490*H428*H429*J428/(H430*4))","v":{"$error":"#VALUE!"}},{"$f":"IF(H430<=BX432-E490,0,H490*H428*H429*J428/(H430*4))","v":{"$error":"#VALUE!"}},{"$f":"IF(H430<=BY432-E490,0,H490*H428*H429*J428/(H430*4))","v":{"$error":"#VALUE!"}},{"$f":"IF(H430<=BZ432-E490,0,H490*H428*H429*J428/(H430*4))","v":{"$error":"#VALUE!"}}]
[{"$nulls":4},{"v":15.5,"d":"15.50"},{"$f":"$DF$61","v":{"v":0,"d":"0.000"}},{"$f":"IF(SUM(F433:F491)-H431<=0,0,SUM(F433:F491)-H431)","v":{"v":0,"d":"0.00"}},{"v":0,"d":"0.000"},{"$nulls":58},{"$f":"IF(H430<=BO432-E491,0,H491*H428*H429*J428/(H430*4))","v":{"$error":"#VALUE!"}},{"$f":"IF(H430<=BP432-E491,0,H491*H428*H429*J428/(H430*4))","v":{"$error":"#VALUE!"}},{"$f":"IF(H430<=BQ432-E491,0,H491*H428*H429*J428/(H430*4))","v":{"$error":"#VALUE!"}},{"$f":"IF(H430<=BR432-E491,0,H491*H428*H429*J428/(H430*4))","v":{"$error":"#VALUE!"}},{"$f":"IF(H430<=BS432-E491,0,H491*H428*H429*J428/(H430*4))","v":{"$error":"#VALUE!"}},{"$f":"IF(H430<=BT432-E491,0,H491*H428*H429*J428/(H430*4))","v":{"$error":"#VALUE!"}},{"$f":"IF(H430<=BU432-E491,0,H491*H428*H429*J428/(H430*4))","v":{"$error":"#VALUE!"}},{"$f":"IF(H430<=BV432-E491,0,H491*H428*H429*J428/(H430*4))","v":{"$error":"#VALUE!"}},{"$f":"IF(H430<=BW432-E491,0,H491*H428*H429*J428/(H430*4))","v":{"$error":"#VALUE!"}},{"$f":"IF(H430<=BX432-E491,0,H491*H428*H429*J428/(H430*4))","v":{"$error":"#VALUE!"}},{"$f":"IF(H430<=BY432-E491,0,H491*H428*H429*J428/(H430*4))","v":{"$error":"#VALUE!"}},{"$f":"IF(H430<=BZ432-E491,0,H491*H428*H429*J428/(H430*4))","v":{"$error":"#VALUE!"}},{"$f":"IF(H430<=CA432-E491,0,H491*H428*H429*J428/(H430*4))","v":{"$error":"#VALUE!"}}]
[{"$nulls":4},15.75,{"$f":"$DF$62","v":{"v":0,"d":"0.000"}},{"$f":"IF(SUM(F433:F492)-H431<=0,0,SUM(F433:F492)-H431)","v":{"v":0,"d":"0.00"}},{"v":0,"d":"0.000"},{"$nulls":59},{"$f":"IF(H430<=BP432-E492,0,H492*H428*H429*J428/(H430*4))","v":{"$error":"#VALUE!"}},{"$f":"IF(H430<=BQ432-E492,0,H492*H428*H429*J428/(H430*4))","v":{"$error":"#VALUE!"}},{"$f":"IF(H430<=BR432-E492,0,H492*H428*H429*J428/(H430*4))","v":{"$error":"#VALUE!"}},{"$f":"IF(H430<=BS432-E492,0,H492*H428*H429*J428/(H430*4))","v":{"$error":"#VALUE!"}},{"$f":"IF(H430<=BT432-E492,0,H492*H428*H429*J428/(H430*4))","v":{"$error":"#VALUE!"}},{"$f":"IF(H430<=BU432-E492,0,H492*H428*H429*J428/(H430*4))","v":{"$error":"#VALUE!"}},{"$f":"IF(H430<=BV432-E492,0,H492*H428*H429*J428/(H430*4))","v":{"$error":"#VALUE!"}},{"$f":"IF(H430<=BW432-E492,0,H492*H428*H429*J428/(H430*4))","v":{"$error":"#VALUE!"}},{"$f":"IF(H430<=BX432-E492,0,H492*H428*H429*J428/(H430*4))","v":{"$error":"#VALUE!"}},{"$f":"IF(H430<=BY432-E492,0,H492*H428*H429*J428/(H430*4))","v":{"$error":"#VALUE!"}},{"$f":"IF(H430<=BZ432-E492,0,H492*H428*H429*J428/(H430*4))","v":{"$error":"#VALUE!"}},{"$f":"IF(H430<=CA432-E492,0,H492*H428*H429*J428/(H430*4))","v":{"$error":"#VALUE!"}},{"$f":"IF(H430<=CB432-E492,0,H492*H428*H429*J428/(H430*4))","v":{"$error":"#VALUE!"}}]
[{"$nulls":4},{"v":16,"d":"16.00"},{"$f":"$DF$63","v":{"v":0,"d":"0.000"}},{"$f":"IF(SUM(F433:F493)-H431<=0,0,SUM(F433:F493)-H431)","v":{"v":0,"d":"0.00"}},{"v":0,"d":"0.000"},{"$nulls":60},{"$f":"IF(H430<=BQ432-E493,0,H493*H428*H429*J428/(H430*4))","v":{"$error":"#VALUE!"}},{"$f":"IF(H430<=BR432-E493,0,H493*H428*H429*J428/(H430*4))","v":{"$error":"#VALUE!"}},{"$f":"IF(H430<=BS432-E493,0,H493*H428*H429*J428/(H430*4))","v":{"$error":"#VALUE!"}},{"$f":"IF(H430<=BT432-E493,0,H493*H428*H429*J428/(H430*4))","v":{"$error":"#VALUE!"}},{"$f":"IF(H430<=BU432-E493,0,H493*H428*H429*J428/(H430*4))","v":{"$error":"#VALUE!"}},{"$f":"IF(H430<=BV432-E493,0,H493*H428*H429*J428/(H430*4))","v":{"$error":"#VALUE!"}},{"$f":"IF(H430<=BW432-E493,0,H493*H428*H429*J428/(H430*4))","v":{"$error":"#VALUE!"}},{"$f":"IF(H430<=BX432-E493,0,H493*H428*H429*J428/(H430*4))","v":{"$error":"#VALUE!"}},{"$f":"IF(H430<=BY432-E493,0,H493*H428*H429*J428/(H430*4))","v":{"$error":"#VALUE!"}},{"$f":"IF(H430<=BZ432-E493,0,H493*H428*H429*J428/(H430*4))","v":{"$error":"#VALUE!"}},{"$f":"IF(H430<=CA432-E493,0,H493*H428*H429*J428/(H430*4))","v":{"$error":"#VALUE!"}},{"$f":"IF(H430<=CB432-E493,0,H493*H428*H429*J428/(H430*4))","v":{"$error":"#VALUE!"}},{"$f":"IF(H430<=CC432-E493,0,H493*H428*H429*J428/(H430*4))","v":{"$error":"#VALUE!"}}]
[{"$nulls":4},16.25,{"$f":"$DF$64","v":{"v":0,"d":"0.000"}},{"$f":"IF(SUM(F433:F494)-H431<=0,0,SUM(F433:F494)-H431)","v":{"v":0,"d":"0.00"}},{"v":0,"d":"0.000"},{"$nulls":61},{"$f":"IF(H430<=BR432-E494,0,H494*H428*H429*J428/(H430*4))","v":{"$error":"#VALUE!"}},{"$f":"IF(H430<=BS432-E494,0,H494*H428*H429*J428/(H430*4))","v":{"$error":"#VALUE!"}},{"$f":"IF(H430<=BT432-E494,0,H494*H428*H429*J428/(H430*4))","v":{"$error":"#VALUE!"}},{"$f":"IF(H430<=BU432-E494,0,H494*H428*H429*J428/(H430*4))","v":{"$error":"#VALUE!"}},{"$f":"IF(H430<=BV432-E494,0,H494*H428*H429*J428/(H430*4))","v":{"$error":"#VALUE!"}},{"$f":"IF(H430<=BW432-E494,0,H494*H428*H429*J428/(H430*4))","v":{"$error":"#VALUE!"}},{"$f":"IF(H430<=BX432-E494,0,H494*H428*H429*J428/(H430*4))","v":{"$error":"#VALUE!"}},{"$f":"IF(H430<=BY432-E494,0,H494*H428*H429*J428/(H430*4))","v":{"$error":"#VALUE!"}},{"$f":"IF(H430<=BZ432-E494,0,H494*H428*H429*J428/(H430*4))","v":{"$error":"#VALUE!"}},{"$f":"IF(H430<=CA432-E494,0,H494*H428*H429*J428/(H430*4))","v":{"$error":"#VALUE!"}},{"$f":"IF(H430<=CB432-E494,0,H494*H428*H429*J428/(H430*4))","v":{"$error":"#VALUE!"}},{"$f":"IF(H430<=CC432-E494,0,H494*H428*H429*J428/(H430*4))","v":{"$error":"#VALUE!"}},{"$f":"IF(H430<=CD432-E494,0,H494*H428*H429*J428/(H430*4))","v":{"$error":"#VALUE!"}}]
[{"$nulls":4},{"v":16.5,"d":"16.50"},{"$f":"$DF$65","v":{"v":0,"d":"0.000"}},{"$f":"IF(SUM(F433:F495)-H431<=0,0,SUM(F433:F495)-H431)","v":{"v":0,"d":"0.00"}},{"v":0,"d":"0.000"},{"$nulls":62},{"$f":"IF(H430<=BS432-E495,0,H495*H428*H429*J428/(H430*4))","v":{"$error":"#VALUE!"}},{"$f":"IF(H430<=BT432-E495,0,H495*H428*H429*J428/(H430*4))","v":{"$error":"#VALUE!"}},{"$f":"IF(H430<=BU432-E495,0,H495*H428*H429*J428/(H430*4))","v":{"$error":"#VALUE!"}},{"$f":"IF(H430<=BV432-E495,0,H495*H428*H429*J428/(H430*4))","v":{"$error":"#VALUE!"}},{"$f":"IF(H430<=BW432-E495,0,H495*H428*H429*J428/(H430*4))","v":{"$error":"#VALUE!"}},{"$f":"IF(H430<=BX432-E495,0,H495*H428*H429*J428/(H430*4))","v":{"$error":"#VALUE!"}},{"$f":"IF(H430<=BY432-E495,0,H495*H428*H429*J428/(H430*4))","v":{"$error":"#VALUE!"}},{"$f":"IF(H430<=BZ432-E495,0,H495*H428*H429*J428/(H430*4))","v":{"$error":"#VALUE!"}},{"$f":"IF(H430<=CA432-E495,0,H495*H428*H429*J428/(H430*4))","v":{"$error":"#VALUE!"}},{"$f":"IF(H430<=CB432-E495,0,H495*H428*H429*J428/(H430*4))","v":{"$error":"#VALUE!"}},{"$f":"IF(H430<=CC432-E495,0,H495*H428*H429*J428/(H430*4))","v":{"$error":"#VALUE!"}},{"$f":"IF(H430<=CD432-E495,0,H495*H428*H429*J428/(H430*4))","v":{"$error":"#VALUE!"}},{"$f":"IF(H430<=CE432-E495,0,H495*H428*H429*J428/(H430*4))","v":{"$error":"#VALUE!"}}]
[{"$nulls":4},16.75,{"$f":"$DF$66","v":{"v":0,"d":"0.000"}},{"$f":"IF(SUM(F433:F496)-H431<=0,0,SUM(F433:F496)-H431)","v":{"v":0,"d":"0.00"}},{"v":0,"d":"0.000"},{"$nulls":63},{"$f":"IF(H430<=BT432-E496,0,H496*H428*H429*J428/(H430*4))","v":{"$error":"#VALUE!"}},{"$f":"IF(H430<=BU432-E496,0,H496*H428*H429*J428/(H430*4))","v":{"$error":"#VALUE!"}},{"$f":"IF(H430<=BV432-E496,0,H496*H428*H429*J428/(H430*4))","v":{"$error":"#VALUE!"}},{"$f":"IF(H430<=BW432-E496,0,H496*H428*H429*J428/(H430*4))","v":{"$error":"#VALUE!"}},{"$f":"IF(H430<=BX432-E496,0,H496*H428*H429*J428/(H430*4))","v":{"$error":"#VALUE!"}},{"$f":"IF(H430<=BY432-E496,0,H496*H428*H429*J428/(H430*4))","v":{"$error":"#VALUE!"}},{"$f":"IF(H430<=BZ432-E496,0,H496*H428*H429*J428/(H430*4))","v":{"$error":"#VALUE!"}},{"$f":"IF(H430<=CA432-E496,0,H496*H428*H429*J428/(H430*4))","v":{"$error":"#VALUE!"}},{"$f":"IF(H430<=CB432-E496,0,H496*H428*H429*J428/(H430*4))","v":{"$error":"#VALUE!"}},{"$f":"IF(H430<=CC432-E496,0,H496*H428*H429*J428/(H430*4))","v":{"$error":"#VALUE!"}},{"$f":"IF(H430<=CD432-E496,0,H496*H428*H429*J428/(H430*4))","v":{"$error":"#VALUE!"}},{"$f":"IF(H430<=CE432-E496,0,H496*H428*H429*J428/(H430*4))","v":{"$error":"#VALUE!"}},{"$f":"IF(H430<=CF432-E496,0,H496*H428*H429*J428/(H430*4))","v":{"$error":"#VALUE!"}}]
[{"$nulls":4},{"v":17,"d":"17.00"},{"$f":"$DF$67","v":{"v":0,"d":"0.000"}},{"$f":"IF(SUM(F433:F497)-H431<=0,0,SUM(F433:F497)-H431)","v":{"v":0,"d":"0.00"}},{"v":0,"d":"0.000"},{"$nulls":64},{"$f":"IF(H430<=BU432-E497,0,H497*H428*H429*J428/(H430*4))","v":{"$error":"#VALUE!"}},{"$f":"IF(H430<=BV432-E497,0,H497*H428*H429*J428/(H430*4))","v":{"$error":"#VALUE!"}},{"$f":"IF(H430<=BW432-E497,0,H497*H428*H429*J428/(H430*4))","v":{"$error":"#VALUE!"}},{"$f":"IF(H430<=BX432-E497,0,H497*H428*H429*J428/(H430*4))","v":{"$error":"#VALUE!"}},{"$f":"IF(H430<=BY432-E497,0,H497*H428*H429*J428/(H430*4))","v":{"$error":"#VALUE!"}},{"$f":"IF(H430<=BZ432-E497,0,H497*H428*H429*J428/(H430*4))","v":{"$error":"#VALUE!"}},{"$f":"IF(H430<=CA432-E497,0,H497*H428*H429*J428/(H430*4))","v":{"$error":"#VALUE!"}},{"$f":"IF(H430<=CB432-E497,0,H497*H428*H429*J428/(H430*4))","v":{"$error":"#VALUE!"}},{"$f":"IF(H430<=CC432-E497,0,H497*H428*H429*J428/(H430*4))","v":{"$error":"#VALUE!"}},{"$f":"IF(H430<=CD432-E497,0,H497*H428*H429*J428/(H430*4))","v":{"$error":"#VALUE!"}},{"$f":"IF(H430<=CE432-E497,0,H497*H428*H429*J428/(H430*4))","v":{"$error":"#VALUE!"}},{"$f":"IF(H430<=CF432-E497,0,H497*H428*H429*J428/(H430*4))","v":{"$error":"#VALUE!"}},{"$f":"IF(H430<=CG432-E497,0,H497*H428*H429*J428/(H430*4))","v":{"$error":"#VALUE!"}}]
[{"$nulls":4},17.25,{"$f":"$DF$68","v":{"v":0,"d":"0.000"}},{"$f":"IF(SUM(F433:F498)-H431<=0,0,SUM(F433:F498)-H431)","v":{"v":0,"d":"0.00"}},{"$f":"G498-G497","v":{"v":0,"d":"0.000"}},{"$nulls":65},{"$f":"IF(H430<=BV432-E498,0,H498*H428*H429*J428/(H430*4))","v":{"$error":"#VALUE!"}},{"$f":"IF(H430<=BW432-E498,0,H498*H428*H429*J428/(H430*4))","v":{"$error":"#VALUE!"}},{"$f":"IF(H430<=BX432-E498,0,H498*H428*H429*J428/(H430*4))","v":{"$error":"#VALUE!"}},{"$f":"IF(H430<=BY432-E498,0,H498*H428*H429*J428/(H430*4))","v":{"$error":"#VALUE!"}},{"$f":"IF(H430<=BZ432-E498,0,H498*H428*H429*J428/(H430*4))","v":{"$error":"#VALUE!"}},{"$f":"IF(H430<=CA432-E498,0,H498*H428*H429*J428/(H430*4))","v":{"$error":"#VALUE!"}},{"$f":"IF(H430<=CB432-E498,0,H498*H428*H429*J428/(H430*4))","v":{"$error":"#VALUE!"}},{"$f":"IF(H430<=CC432-E498,0,H498*H428*H429*J428/(H430*4))","v":{"$error":"#VALUE!"}},{"$f":"IF(H430<=CD432-E498,0,H498*H428*H429*J428/(H430*4))","v":{"$error":"#VALUE!"}},{"$f":"IF(H430<=CE432-E498,0,H498*H428*H429*J428/(H430*4))","v":{"$error":"#VALUE!"}},{"$f":"IF(H430<=CF432-E498,0,H498*H428*H429*J428/(H430*4))","v":{"$error":"#VALUE!"}},{"$f":"IF(H430<=CG432-E498,0,H498*H428*H429*J428/(H430*4))","v":{"$error":"#VALUE!"}},{"$f":"IF(H430<=CH432-E498,0,H498*H428*H429*J428/(H430*4))","v":{"$error":"#VALUE!"}}]
[{"$nulls":4},{"v":17.5,"d":"17.50"},{"$f":"$DF$69","v":{"v":0,"d":"0.000"}},{"$f":"IF(SUM(F433:F499)-H431<=0,0,SUM(F433:F499)-H431)","v":{"v":0,"d":"0.00"}},{"v":0,"d":"0.000"},{"$nulls":66},{"$f":"IF(H430<=BW432-E499,0,H499*H428*H429*J428/(H430*4))","v":{"$error":"#VALUE!"}},{"$f":"IF(H430<=BX432-E499,0,H499*H428*H429*J428/(H430*4))","v":{"$error":"#VALUE!"}},{"$f":"IF(H430<=BY432-E499,0,H499*H428*H429*J428/(H430*4))","v":{"$error":"#VALUE!"}},{"$f":"IF(H430<=BZ432-E499,0,H499*H428*H429*J428/(H430*4))","v":{"$error":"#VALUE!"}},{"$f":"IF(H430<=CA432-E499,0,H499*H428*H429*J428/(H430*4))","v":{"$error":"#VALUE!"}},{"$f":"IF(H430<=CB432-E499,0,H499*H428*H429*J428/(H430*4))","v":{"$error":"#VALUE!"}},{"$f":"IF(H430<=CC432-E499,0,H499*H428*H429*J428/(H430*4))","v":{"$error":"#VALUE!"}},{"$f":"IF(H430<=CD432-E499,0,H499*H428*H429*J428/(H430*4))","v":{"$error":"#VALUE!"}},{"$f":"IF(H430<=CE432-E499,0,H499*H428*H429*J428/(H430*4))","v":{"$error":"#VALUE!"}},{"$f":"IF(H430<=CF432-E499,0,H499*H428*H429*J428/(H430*4))","v":{"$error":"#VALUE!"}},{"$f":"IF(H430<=CG432-E499,0,H499*H428*H429*J428/(H430*4))","v":{"$error":"#VALUE!"}},{"$f":"IF(H430<=CH432-E499,0,H499*H428*H429*J428/(H430*4))","v":{"$error":"#VALUE!"}},{"$f":"IF(H430<=CI432-E499,0,H499*H428*H429*J428/(H430*4))","v":{"$error":"#VALUE!"}}]
[{"$nulls":4},17.75,{"$f":"$DF$70","v":{"v":0,"d":"0.000"}},{"$f":"IF(SUM(F433:F500)-H431<=0,0,SUM(F433:F500)-H431)","v":{"v":0,"d":"0.00"}},{"v":0,"d":"0.000"},{"$nulls":67},{"$f":"IF(H430<=BX432-E500,0,H500*H428*H429*J428/(H430*4))","v":{"$error":"#VALUE!"}},{"$f":"IF(H430<=BY432-E500,0,H500*H428*H429*J428/(H430*4))","v":{"$error":"#VALUE!"}},{"$f":"IF(H430<=BZ432-E500,0,H500*H428*H429*J428/(H430*4))","v":{"$error":"#VALUE!"}},{"$f":"IF(H430<=CA432-E500,0,H500*H428*H429*J428/(H430*4))","v":{"$error":"#VALUE!"}},{"$f":"IF(H430<=CB432-E500,0,H500*H428*H429*J428/(H430*4))","v":{"$error":"#VALUE!"}},{"$f":"IF(H430<=CC432-E500,0,H500*H428*H429*J428/(H430*4))","v":{"$error":"#VALUE!"}},{"$f":"IF(H430<=CD432-E500,0,H500*H428*H429*J428/(H430*4))","v":{"$error":"#VALUE!"}},{"$f":"IF(H430<=CE432-E500,0,H500*H428*H429*J428/(H430*4))","v":{"$error":"#VALUE!"}},{"$f":"IF(H430<=CF432-E500,0,H500*H428*H429*J428/(H430*4))","v":{"$error":"#VALUE!"}},{"$f":"IF(H430<=CG432-E500,0,H500*H428*H429*J428/(H430*4))","v":{"$error":"#VALUE!"}},{"$f":"IF(H430<=CH432-E500,0,H500*H428*H429*J428/(H430*4))","v":{"$error":"#VALUE!"}},{"$f":"IF(H430<=CI432-E500,0,H500*H428*H429*J428/(H430*4))","v":{"$error":"#VALUE!"}},{"$f":"IF(H430<=CJ432-E500,0,H500*H428*H429*J428/(H430*4))","v":{"$error":"#VALUE!"}}]
[{"$nulls":4},{"v":18,"d":"18.00"},{"$f":"$DF$71","v":{"v":0,"d":"0.000"}},{"$f":"IF(SUM(F433:F501)-H431<=0,0,SUM(F433:F501)-H431)","v":{"v":0,"d":"0.00"}},{"v":0,"d":"0.000"},{"$nulls":68},{"$f":"IF(H430<=BY432-E501,0,H501*H428*H429*J428/(H430*4))","v":{"$error":"#VALUE!"}},{"$f":"IF(H430<=BZ432-E501,0,H501*H428*H429*J428/(H430*4))","v":{"$error":"#VALUE!"}},{"$f":"IF(H430<=CA432-E501,0,H501*H428*H429*J428/(H430*4))","v":{"$error":"#VALUE!"}},{"$f":"IF(H430<=CB432-E501,0,H501*H428*H429*J428/(H430*4))","v":{"$error":"#VALUE!"}},{"$f":"IF(H430<=CC432-E501,0,H501*H428*H429*J428/(H430*4))","v":{"$error":"#VALUE!"}},{"$f":"IF(H430<=CD432-E501,0,H501*H428*H429*J428/(H430*4))","v":{"$error":"#VALUE!"}},{"$f":"IF(H430<=CE432-E501,0,H501*H428*H429*J428/(H430*4))","v":{"$error":"#VALUE!"}},{"$f":"IF(H430<=CF432-E501,0,H501*H428*H429*J428/(H430*4))","v":{"$error":"#VALUE!"}},{"$f":"IF(H430<=CG432-E501,0,H501*H428*H429*J428/(H430*4))","v":{"$error":"#VALUE!"}},{"$f":"IF(H430<=CH432-E501,0,H501*H428*H429*J428/(H430*4))","v":{"$error":"#VALUE!"}},{"$f":"IF(H430<=CI432-E501,0,H501*H428*H429*J428/(H430*4))","v":{"$error":"#VALUE!"}},{"$f":"IF(H430<=CJ432-E501,0,H501*H428*H429*J428/(H430*4))","v":{"$error":"#VALUE!"}},{"$f":"IF(H430<=CK432-E501,0,H501*H428*H429*J428/(H430*4))","v":{"$error":"#VALUE!"}}]
[{"$nulls":4},18.25,{"$f":"$DF$72","v":{"v":0,"d":"0.000"}},{"$f":"IF(SUM(F433:F502)-H431<=0,0,SUM(F433:F502)-H431)","v":{"v":0,"d":"0.00"}},{"v":0,"d":"0.000"},{"$nulls":69},{"$f":"IF(H430<=BZ432-E502,0,H502*H428*H429*J428/(H430*4))","v":{"$error":"#VALUE!"}},{"$f":"IF(H430<=CA432-E502,0,H502*H428*H429*J428/(H430*4))","v":{"$error":"#VALUE!"}},{"$f":"IF(H430<=CB432-E502,0,H502*H428*H429*J428/(H430*4))","v":{"$error":"#VALUE!"}},{"$f":"IF(H430<=CC432-E502,0,H502*H428*H429*J428/(H430*4))","v":{"$error":"#VALUE!"}},{"$f":"IF(H430<=CD432-E502,0,H502*H428*H429*J428/(H430*4))","v":{"$error":"#VALUE!"}},{"$f":"IF(H430<=CE432-E502,0,H502*H428*H429*J428/(H430*4))","v":{"$error":"#VALUE!"}},{"$f":"IF(H430<=CF432-E502,0,H502*H428*H429*J428/(H430*4))","v":{"$error":"#VALUE!"}},{"$f":"IF(H430<=CG432-E502,0,H502*H428*H429*J428/(H430*4))","v":{"$error":"#VALUE!"}},{"$f":"IF(H430<=CH432-E502,0,H502*H428*H429*J428/(H430*4))","v":{"$error":"#VALUE!"}},{"$f":"IF(H430<=CI432-E502,0,H502*H428*H429*J428/(H430*4))","v":{"$error":"#VALUE!"}},{"$f":"IF(H430<=CJ432-E502,0,H502*H428*H429*J428/(H430*4))","v":{"$error":"#VALUE!"}},{"$f":"IF(H430<=CK432-E502,0,H502*H428*H429*J428/(H430*4))","v":{"$error":"#VALUE!"}},{"$f":"IF(H430<=CL432-E502,0,H502*H428*H429*J428/(H430*4))","v":{"$error":"#VALUE!"}}]
[{"$nulls":4},{"v":18.5,"d":"18.50"},{"$f":"$DF$73","v":{"v":0,"d":"0.000"}},{"$f":"IF(SUM(F433:F503)-H431<=0,0,SUM(F433:F503)-H431)","v":{"v":0,"d":"0.00"}},{"v":0,"d":"0.000"},{"$nulls":70},{"$f":"IF(H430<=CA432-E503,0,H503*H428*H429*J428/(H430*4))","v":{"$error":"#VALUE!"}},{"$f":"IF(H430<=CB432-E503,0,H503*H428*H429*J428/(H430*4))","v":{"$error":"#VALUE!"}},{"$f":"IF(H430<=CC432-E503,0,H503*H428*H429*J428/(H430*4))","v":{"$error":"#VALUE!"}},{"$f":"IF(H430<=CD432-E503,0,H503*H428*H429*J428/(H430*4))","v":{"$error":"#VALUE!"}},{"$f":"IF(H430<=CE432-E503,0,H503*H428*H429*J428/(H430*4))","v":{"$error":"#VALUE!"}},{"$f":"IF(H430<=CF432-E503,0,H503*H428*H429*J428/(H430*4))","v":{"$error":"#VALUE!"}},{"$f":"IF(H430<=CG432-E503,0,H503*H428*H429*J428/(H430*4))","v":{"$error":"#VALUE!"}},{"$f":"IF(H430<=CH432-E503,0,H503*H428*H429*J428/(H430*4))","v":{"$error":"#VALUE!"}},{"$f":"IF(H430<=CI432-E503,0,H503*H428*H429*J428/(H430*4))","v":{"$error":"#VALUE!"}},{"$f":"IF(H430<=CJ432-E503,0,H503*H428*H429*J428/(H430*4))","v":{"$error":"#VALUE!"}},{"$f":"IF(H430<=CK432-E503,0,H503*H428*H429*J428/(H430*4))","v":{"$error":"#VALUE!"}},{"$f":"IF(H430<=CL432-E503,0,H503*H428*H429*J428/(H430*4))","v":{"$error":"#VALUE!"}},{"$f":"IF(H430<=CM432-E503,0,H503*H428*H429*J428/(H430*4))","v":{"$error":"#VALUE!"}}]
[{"$nulls":4},18.75,{"$f":"$DF$74","v":{"v":0,"d":"0.000"}},{"$f":"IF(SUM(F433:F504)-H431<=0,0,SUM(F433:F504)-H431)","v":{"v":0,"d":"0.00"}},{"v":0,"d":"0.000"},{"$nulls":71},{"$f":"IF(H430<=CB432-E504,0,H504*H428*H429*J428/(H430*4))","v":{"$error":"#VALUE!"}},{"$f":"IF(H430<=CC432-E504,0,H504*H428*H429*J428/(H430*4))","v":{"$error":"#VALUE!"}},{"$f":"IF(H430<=CD432-E504,0,H504*H428*H429*J428/(H430*4))","v":{"$error":"#VALUE!"}},{"$f":"IF(H430<=CE432-E504,0,H504*H428*H429*J428/(H430*4))","v":{"$error":"#VALUE!"}},{"$f":"IF(H430<=CF432-E504,0,H504*H428*H429*J428/(H430*4))","v":{"$error":"#VALUE!"}},{"$f":"IF(H430<=CG432-E504,0,H504*H428*H429*J428/(H430*4))","v":{"$error":"#VALUE!"}},{"$f":"IF(H430<=CH432-E504,0,H504*H428*H429*J428/(H430*4))","v":{"$error":"#VALUE!"}},{"$f":"IF(H430<=CI432-E504,0,H504*H428*H429*J428/(H430*4))","v":{"$error":"#VALUE!"}},{"$f":"IF(H430<=CJ432-E504,0,H504*H428*H429*J428/(H430*4))","v":{"$error":"#VALUE!"}},{"$f":"IF(H430<=CK432-E504,0,H504*H428*H429*J428/(H430*4))","v":{"$error":"#VALUE!"}},{"$f":"IF(H430<=CL432-E504,0,H504*H428*H429*J428/(H430*4))","v":{"$error":"#VALUE!"}},{"$f":"IF(H430<=CM432-E504,0,H504*H428*H429*J428/(H430*4))","v":{"$error":"#VALUE!"}},{"$f":"IF(H430<=CN432-E504,0,H504*H428*H429*J428/(H430*4))","v":{"$error":"#VALUE!"}}]
[{"$nulls":4},{"v":19,"d":"19.00"},{"$f":"$DF$75","v":{"v":0,"d":"0.000"}},{"$f":"IF(SUM(F433:F505)-H431<=0,0,SUM(F433:F505)-H431)","v":{"v":0,"d":"0.00"}},{"v":0,"d":"0.000"},{"$nulls":72},{"$f":"IF(H430<=CC432-E505,0,H505*H428*H429*J428/(H430*4))","v":{"$error":"#VALUE!"}},{"$f":"IF(H430<=CD432-E505,0,H505*H428*H429*J428/(H430*4))","v":{"$error":"#VALUE!"}},{"$f":"IF(H430<=CE432-E505,0,H505*H428*H429*J428/(H430*4))","v":{"$error":"#VALUE!"}},{"$f":"IF(H430<=CF432-E505,0,H505*H428*H429*J428/(H430*4))","v":{"$error":"#VALUE!"}},{"$f":"IF(H430<=CG432-E505,0,H505*H428*H429*J428/(H430*4))","v":{"$error":"#VALUE!"}},{"$f":"IF(H430<=CH432-E505,0,H505*H428*H429*J428/(H430*4))","v":{"$error":"#VALUE!"}},{"$f":"IF(H430<=CI432-E505,0,H505*H428*H429*J428/(H430*4))","v":{"$error":"#VALUE!"}},{"$f":"IF(H430<=CJ432-E505,0,H505*H428*H429*J428/(H430*4))","v":{"$error":"#VALUE!"}},{"$f":"IF(H430<=CK432-E505,0,H505*H428*H429*J428/(H430*4))","v":{"$error":"#VALUE!"}},{"$f":"IF(H430<=CL432-E505,0,H505*H428*H429*J428/(H430*4))","v":{"$error":"#VALUE!"}},{"$f":"IF(H430<=CM432-E505,0,H505*H428*H429*J428/(H430*4))","v":{"$error":"#VALUE!"}},{"$f":"IF(H430<=CN432-E505,0,H505*H428*H429*J428/(H430*4))","v":{"$error":"#VALUE!"}},{"$f":"IF(H430<=CO432-E505,0,H505*H428*H429*J428/(H430*4))","v":{"$error":"#VALUE!"}}]
[{"$nulls":4},19.25,{"$f":"$DF$76","v":{"v":0,"d":"0.000"}},{"$f":"IF(SUM(F433:F506)-H431<=0,0,SUM(F433:F506)-H431)","v":{"v":0,"d":"0.00"}},{"v":0,"d":"0.000"},{"$nulls":73},{"$f":"IF(H430<=CD432-E506,0,H506*H428*H429*J428/(H430*4))","v":{"$error":"#VALUE!"}},{"$f":"IF(H430<=CE432-E506,0,H506*H428*H429*J428/(H430*4))","v":{"$error":"#VALUE!"}},{"$f":"IF(H430<=CF432-E506,0,H506*H428*H429*J428/(H430*4))","v":{"$error":"#VALUE!"}},{"$f":"IF(H430<=CG432-E506,0,H506*H428*H429*J428/(H430*4))","v":{"$error":"#VALUE!"}},{"$f":"IF(H430<=CH432-E506,0,H506*H428*H429*J428/(H430*4))","v":{"$error":"#VALUE!"}},{"$f":"IF(H430<=CI432-E506,0,H506*H428*H429*J428/(H430*4))","v":{"$error":"#VALUE!"}},{"$f":"IF(H430<=CJ432-E506,0,H506*H428*H429*J428/(H430*4))","v":{"$error":"#VALUE!"}},{"$f":"IF(H430<=CK432-E506,0,H506*H428*H429*J428/(H430*4))","v":{"$error":"#VALUE!"}},{"$f":"IF(H430<=CL432-E506,0,H506*H428*H429*J428/(H430*4))","v":{"$error":"#VALUE!"}},{"$f":"IF(H430<=CM432-E506,0,H506*H428*H429*J428/(H430*4))","v":{"$error":"#VALUE!"}},{"$f":"IF(H430<=CN432-E506,0,H506*H428*H429*J428/(H430*4))","v":{"$error":"#VALUE!"}},{"$f":"IF(H430<=CO432-E506,0,H506*H428*H429*J428/(H430*4))","v":{"$error":"#VALUE!"}},{"$f":"IF(H430<=CP432-E506,0,H506*H428*H429*J428/(H430*4))","v":{"$error":"#VALUE!"}}]
[{"$nulls":4},{"v":19.5,"d":"19.50"},{"$f":"$DF$77","v":{"v":0,"d":"0.000"}},{"$f":"IF(SUM(F433:F507)-H431<=0,0,SUM(F433:F507)-H431)","v":{"v":0,"d":"0.00"}},{"v":0,"d":"0.000"},{"$nulls":74},{"$f":"IF(H430<=CE432-E507,0,H507*H428*H429*J428/(H430*4))","v":{"$error":"#VALUE!"}},{"$f":"IF(H430<=CF432-E507,0,H507*H428*H429*J428/(H430*4))","v":{"$error":"#VALUE!"}},{"$f":"IF(H430<=CG432-E507,0,H507*H428*H429*J428/(H430*4))","v":{"$error":"#VALUE!"}},{"$f":"IF(H430<=CH432-E507,0,H507*H428*H429*J428/(H430*4))","v":{"$error":"#VALUE!"}},{"$f":"IF(H430<=CI432-E507,0,H507*H428*H429*J428/(H430*4))","v":{"$error":"#VALUE!"}},{"$f":"IF(H430<=CJ432-E507,0,H507*H428*H429*J428/(H430*4))","v":{"$error":"#VALUE!"}},{"$f":"IF(H430<=CK432-E507,0,H507*H428*H429*J428/(H430*4))","v":{"$error":"#VALUE!"}},{"$f":"IF(H430<=CL432-E507,0,H507*H428*H429*J428/(H430*4))","v":{"$error":"#VALUE!"}},{"$f":"IF(H430<=CM432-E507,0,H507*H428*H429*J428/(H430*4))","v":{"$error":"#VALUE!"}},{"$f":"IF(H430<=CN432-E507,0,H507*H428*H429*J428/(H430*4))","v":{"$error":"#VALUE!"}},{"$f":"IF(H430<=CO432-E507,0,H507*H428*H429*J428/(H430*4))","v":{"$error":"#VALUE!"}},{"$f":"IF(H430<=CP432-E507,0,H507*H428*H429*J428/(H430*4))","v":{"$error":"#VALUE!"}},{"$f":"IF(H430<=CQ432-E507,0,H507*H428*H429*J428/(H430*4))","v":{"$error":"#VALUE!"}}]
[{"$nulls":4},19.75,{"$f":"$DF$78","v":{"v":0,"d":"0.000"}},{"$f":"IF(SUM(F433:F508)-H431<=0,0,SUM(F433:F508)-H431)","v":{"v":0,"d":"0.00"}},{"v":0,"d":"0.000"},{"$nulls":75},{"$f":"IF(H430<=CF432-E508,0,H508*H428*H429*J428/(H430*4))","v":{"$error":"#VALUE!"}},{"$f":"IF(H430<=CG432-E508,0,H508*H428*H429*J428/(H430*4))","v":{"$error":"#VALUE!"}},{"$f":"IF(H430<=CH432-E508,0,H508*H428*H429*J428/(H430*4))","v":{"$error":"#VALUE!"}},{"$f":"IF(H430<=CI432-E508,0,H508*H428*H429*J428/(H430*4))","v":{"$error":"#VALUE!"}},{"$f":"IF(H430<=CJ432-E508,0,H508*H428*H429*J428/(H430*4))","v":{"$error":"#VALUE!"}},{"$f":"IF(H430<=CK432-E508,0,H508*H428*H429*J428/(H430*4))","v":{"$error":"#VALUE!"}},{"$f":"IF(H430<=CL432-E508,0,H508*H428*H429*J428/(H430*4))","v":{"$error":"#VALUE!"}},{"$f":"IF(H430<=CM432-E508,0,H508*H428*H429*J428/(H430*4))","v":{"$error":"#VALUE!"}},{"$f":"IF(H430<=CN432-E508,0,H508*H428*H429*J428/(H430*4))","v":{"$error":"#VALUE!"}},{"$f":"IF(H430<=CO432-E508,0,H508*H428*H429*J428/(H430*4))","v":{"$error":"#VALUE!"}},{"$f":"IF(H430<=CP432-E508,0,H508*H428*H429*J428/(H430*4))","v":{"$error":"#VALUE!"}},{"$f":"IF(H430<=CQ432-E508,0,H508*H428*H429*J428/(H430*4))","v":{"$error":"#VALUE!"}},{"$f":"IF(H430<=CR432-E508,0,H508*H428*H429*J428/(H430*4))","v":{"$error":"#VALUE!"}}]
[{"$nulls":4},{"v":20,"d":"20.00"},{"$f":"$DF$79","v":{"v":0,"d":"0.000"}},{"$f":"IF(SUM(F433:F509)-H431<=0,0,SUM(F433:F509)-H431)","v":{"v":0,"d":"0.00"}},{"v":0,"d":"0.000"},{"$nulls":76},{"$f":"IF(H430<=CG432-E509,0,H509*H428*H429*J428/(H430*4))","v":{"$error":"#VALUE!"}},{"$f":"IF(H430<=CH432-E509,0,H509*H428*H429*J428/(H430*4))","v":{"$error":"#VALUE!"}},{"$f":"IF(H430<=CI432-E509,0,H509*H428*H429*J428/(H430*4))","v":{"$error":"#VALUE!"}},{"$f":"IF(H430<=CJ432-E509,0,H509*H428*H429*J428/(H430*4))","v":{"$error":"#VALUE!"}},{"$f":"IF(H430<=CK432-E509,0,H509*H428*H429*J428/(H430*4))","v":{"$error":"#VALUE!"}},{"$f":"IF(H430<=CL432-E509,0,H509*H428*H429*J428/(H430*4))","v":{"$error":"#VALUE!"}},{"$f":"IF(H430<=CM432-E509,0,H509*H428*H429*J428/(H430*4))","v":{"$error":"#VALUE!"}},{"$f":"IF(H430<=CN432-E509,0,H509*H428*H429*J428/(H430*4))","v":{"$error":"#VALUE!"}},{"$f":"IF(H430<=CO432-E509,0,H509*H428*H429*J428/(H430*4))","v":{"$error":"#VALUE!"}},{"$f":"IF(H430<=CP432-E509,0,H509*H428*H429*J428/(H430*4))","v":{"$error":"#VALUE!"}},{"$f":"IF(H430<=CQ432-E509,0,H509*H428*H429*J428/(H430*4))","v":{"$error":"#VALUE!"}},{"$f":"IF(H430<=CR432-E509,0,H509*H428*H429*J428/(H430*4))","v":{"$error":"#VALUE!"}},{"$f":"IF(H430<=CS432-E509,0,H509*H428*H429*J428/(H430*4))","v":{"$error":"#VALUE!"}}]
[{"$nulls":4},20.25,{"$f":"$DF$80","v":{"v":0,"d":"0.000"}},{"$f":"IF(SUM(F433:F510)-H431<=0,0,SUM(F433:F510)-H431)","v":{"v":0,"d":"0.00"}},{"v":0,"d":"0.000"},{"$nulls":77},{"$f":"IF(H430<=CH432-E510,0,H510*H428*H429*J428/(H430*4))","v":{"$error":"#VALUE!"}},{"$f":"IF(H430<=CI432-E510,0,H510*H428*H429*J428/(H430*4))","v":{"$error":"#VALUE!"}},{"$f":"IF(H430<=CJ432-E510,0,H510*H428*H429*J428/(H430*4))","v":{"$error":"#VALUE!"}},{"$f":"IF(H430<=CK432-E510,0,H510*H428*H429*J428/(H430*4))","v":{"$error":"#VALUE!"}},{"$f":"IF(H430<=CL432-E510,0,H510*H428*H429*J428/(H430*4))","v":{"$error":"#VALUE!"}},{"$f":"IF(H430<=CM432-E510,0,H510*H428*H429*J428/(H430*4))","v":{"$error":"#VALUE!"}},{"$f":"IF(H430<=CN432-E510,0,H510*H428*H429*J428/(H430*4))","v":{"$error":"#VALUE!"}},{"$f":"IF(H430<=CO432-E510,0,H510*H428*H429*J428/(H430*4))","v":{"$error":"#VALUE!"}},{"$f":"IF(H430<=CP432-E510,0,H510*H428*H429*J428/(H430*4))","v":{"$error":"#VALUE!"}},{"$f":"IF(H430<=CQ432-E510,0,H510*H428*H429*J428/(H430*4))","v":{"$error":"#VALUE!"}},{"$f":"IF(H430<=CR432-E510,0,H510*H428*H429*J428/(H430*4))","v":{"$error":"#VALUE!"}},{"$f":"IF(H430<=CS432-E510,0,H510*H428*H429*J428/(H430*4))","v":{"$error":"#VALUE!"}},{"$f":"IF(H430<=CT432-E510,0,H510*H428*H429*J428/(H430*4))","v":{"$error":"#VALUE!"}}]
[{"$nulls":4},{"v":20.5,"d":"20.50"},{"$f":"$DF$81","v":{"v":0,"d":"0.000"}},{"$f":"IF(SUM(F433:F511)-H431<=0,0,SUM(F433:F511)-H431)","v":{"v":0,"d":"0.00"}},{"v":0,"d":"0.000"},{"$nulls":78},{"$f":"IF(H430<=CI432-E511,0,H511*H428*H429*J428/(H430*4))","v":{"$error":"#VALUE!"}},{"$f":"IF(H430<=CJ432-E511,0,H511*H428*H429*J428/(H430*4))","v":{"$error":"#VALUE!"}},{"$f":"IF(H430<=CK432-E511,0,H511*H428*H429*J428/(H430*4))","v":{"$error":"#VALUE!"}},{"$f":"IF(H430<=CL432-E511,0,H511*H428*H429*J428/(H430*4))","v":{"$error":"#VALUE!"}},{"$f":"IF(H430<=CM432-E511,0,H511*H428*H429*J428/(H430*4))","v":{"$error":"#VALUE!"}},{"$f":"IF(H430<=CN432-E511,0,H511*H428*H429*J428/(H430*4))","v":{"$error":"#VALUE!"}},{"$f":"IF(H430<=CO432-E511,0,H511*H428*H429*J428/(H430*4))","v":{"$error":"#VALUE!"}},{"$f":"IF(H430<=CP432-E511,0,H511*H428*H429*J428/(H430*4))","v":{"$error":"#VALUE!"}},{"$f":"IF(H430<=CQ432-E511,0,H511*H428*H429*J428/(H430*4))","v":{"$error":"#VALUE!"}},{"$f":"IF(H430<=CR432-E511,0,H511*H428*H429*J428/(H430*4))","v":{"$error":"#VALUE!"}},{"$f":"IF(H430<=CS432-E511,0,H511*H428*H429*J428/(H430*4))","v":{"$error":"#VALUE!"}},{"$f":"IF(H430<=CT432-E511,0,H511*H428*H429*J428/(H430*4))","v":{"$error":"#VALUE!"}},{"$f":"IF(H430<=CU432-E511,0,H511*H428*H429*J428/(H430*4))","v":{"$error":"#VALUE!"}}]
[{"$nulls":4},20.75,{"$f":"$DF$82","v":{"v":0,"d":"0.000"}},{"$f":"IF(SUM(F433:F512)-H431<=0,0,SUM(F433:F512)-H431)","v":{"v":0,"d":"0.00"}},{"v":0,"d":"0.000"},{"$nulls":79},{"$f":"IF(H430<=CJ432-E512,0,H512*H428*H429*J428/(H430*4))","v":{"$error":"#VALUE!"}},{"$f":"IF(H430<=CK432-E512,0,H512*H428*H429*J428/(H430*4))","v":{"$error":"#VALUE!"}},{"$f":"IF(H430<=CL432-E512,0,H512*H428*H429*J428/(H430*4))","v":{"$error":"#VALUE!"}},{"$f":"IF(H430<=CM432-E512,0,H512*H428*H429*J428/(H430*4))","v":{"$error":"#VALUE!"}},{"$f":"IF(H430<=CN432-E512,0,H512*H428*H429*J428/(H430*4))","v":{"$error":"#VALUE!"}},{"$f":"IF(H430<=CO432-E512,0,H512*H428*H429*J428/(H430*4))","v":{"$error":"#VALUE!"}},{"$f":"IF(H430<=CP432-E512,0,H512*H428*H429*J428/(H430*4))","v":{"$error":"#VALUE!"}},{"$f":"IF(H430<=CQ432-E512,0,H512*H428*H429*J428/(H430*4))","v":{"$error":"#VALUE!"}},{"$f":"IF(H430<=CR432-E512,0,H512*H428*H429*J428/(H430*4))","v":{"$error":"#VALUE!"}},{"$f":"IF(H430<=CS432-E512,0,H512*H428*H429*J428/(H430*4))","v":{"$error":"#VALUE!"}},{"$f":"IF(H430<=CT432-E512,0,H512*H428*H429*J428/(H430*4))","v":{"$error":"#VALUE!"}},{"$f":"IF(H430<=CU432-E512,0,H512*H428*H429*J428/(H430*4))","v":{"$error":"#VALUE!"}},{"$f":"IF(H430<=CV432-E512,0,H512*H428*H429*J428/(H430*4))","v":{"$error":"#VALUE!"}}]
[{"$nulls":4},{"v":21,"d":"21.00"},{"$f":"$DF$83","v":{"v":0,"d":"0.000"}},{"$f":"IF(SUM(F433:F513)-H431<=0,0,SUM(F433:F513)-H431)","v":{"v":0,"d":"0.00"}},{"v":0,"d":"0.000"},{"$nulls":80},{"$f":"IF(H430<=CK432-E513,0,H513*H428*H429*J428/(H430*4))","v":{"$error":"#VALUE!"}},{"$f":"IF(H430<=CL432-E513,0,H513*H428*H429*J428/(H430*4))","v":{"$error":"#VALUE!"}},{"$f":"IF(H430<=CM432-E513,0,H513*H428*H429*J428/(H430*4))","v":{"$error":"#VALUE!"}},{"$f":"IF(H430<=CN432-E513,0,H513*H428*H429*J428/(H430*4))","v":{"$error":"#VALUE!"}},{"$f":"IF(H430<=CO432-E513,0,H513*H428*H429*J428/(H430*4))","v":{"$error":"#VALUE!"}},{"$f":"IF(H430<=CP432-E513,0,H513*H428*H429*J428/(H430*4))","v":{"$error":"#VALUE!"}},{"$f":"IF(H430<=CQ432-E513,0,H513*H428*H429*J428/(H430*4))","v":{"$error":"#VALUE!"}},{"$f":"IF(H430<=CR432-E513,0,H513*H428*H429*J428/(H430*4))","v":{"$error":"#VALUE!"}},{"$f":"IF(H430<=CS432-E513,0,H513*H428*H429*J428/(H430*4))","v":{"$error":"#VALUE!"}},{"$f":"IF(H430<=CT432-E513,0,H513*H428*H429*J428/(H430*4))","v":{"$error":"#VALUE!"}},{"$f":"IF(H430<=CU432-E513,0,H513*H428*H429*J428/(H430*4))","v":{"$error":"#VALUE!"}},{"$f":"IF(H430<=CV432-E513,0,H513*H428*H429*J428/(H430*4))","v":{"$error":"#VALUE!"}},{"$f":"IF(H430<=CW432-E513,0,H513*H428*H429*J428/(H430*4))","v":{"$error":"#VALUE!"}}]
[{"$nulls":4},21.25,{"$f":"$DF$84","v":{"v":0,"d":"0.000"}},{"$f":"IF(SUM(F433:F514)-H431<=0,0,SUM(F433:F514)-H431)","v":{"v":0,"d":"0.00"}},{"v":0,"d":"0.000"},{"$nulls":81},{"$f":"IF(H430<=CL432-E514,0,H514*H428*H429*J428/(H430*4))","v":{"$error":"#VALUE!"}},{"$f":"IF(H430<=CM432-E514,0,H514*H428*H429*J428/(H430*4))","v":{"$error":"#VALUE!"}},{"$f":"IF(H430<=CN432-E514,0,H514*H428*H429*J428/(H430*4))","v":{"$error":"#VALUE!"}},{"$f":"IF(H430<=CO432-E514,0,H514*H428*H429*J428/(H430*4))","v":{"$error":"#VALUE!"}},{"$f":"IF(H430<=CP432-E514,0,H514*H428*H429*J428/(H430*4))","v":{"$error":"#VALUE!"}},{"$f":"IF(H430<=CQ432-E514,0,H514*H428*H429*J428/(H430*4))","v":{"$error":"#VALUE!"}},{"$f":"IF(H430<=CR432-E514,0,H514*H428*H429*J428/(H430*4))","v":{"$error":"#VALUE!"}},{"$f":"IF(H430<=CS432-E514,0,H514*H428*H429*J428/(H430*4))","v":{"$error":"#VALUE!"}},{"$f":"IF(H430<=CT432-E514,0,H514*H428*H429*J428/(H430*4))","v":{"$error":"#VALUE!"}},{"$f":"IF(H430<=CU432-E514,0,H514*H428*H429*J428/(H430*4))","v":{"$error":"#VALUE!"}},{"$f":"IF(H430<=CV432-E514,0,H514*H428*H429*J428/(H430*4))","v":{"$error":"#VALUE!"}},{"$f":"IF(H430<=CW432-E514,0,H514*H428*H429*J428/(H430*4))","v":{"$error":"#VALUE!"}},{"$f":"IF(H430<=CX432-E514,0,H514*H428*H429*J428/(H430*4))","v":{"$error":"#VALUE!"}}]
[{"$nulls":4},{"v":21.5,"d":"21.50"},{"$f":"$DF$85","v":{"v":0,"d":"0.000"}},{"$f":"IF(SUM(F433:F515)-H431<=0,0,SUM(F433:F515)-H431)","v":{"v":0,"d":"0.00"}},{"v":0,"d":"0.000"},{"$nulls":82},{"$f":"IF(H430<=CM432-E515,0,H515*H428*H429*J428/(H430*4))","v":{"$error":"#VALUE!"}},{"$f":"IF(H430<=CN432-E515,0,H515*H428*H429*J428/(H430*4))","v":{"$error":"#VALUE!"}},{"$f":"IF(H430<=CO432-E515,0,H515*H428*H429*J428/(H430*4))","v":{"$error":"#VALUE!"}},{"$f":"IF(H430<=CP432-E515,0,H515*H428*H429*J428/(H430*4))","v":{"$error":"#VALUE!"}},{"$f":"IF(H430<=CQ432-E515,0,H515*H428*H429*J428/(H430*4))","v":{"$error":"#VALUE!"}},{"$f":"IF(H430<=CR432-E515,0,H515*H428*H429*J428/(H430*4))","v":{"$error":"#VALUE!"}},{"$f":"IF(H430<=CS432-E515,0,H515*H428*H429*J428/(H430*4))","v":{"$error":"#VALUE!"}},{"$f":"IF(H430<=CT432-E515,0,H515*H428*H429*J428/(H430*4))","v":{"$error":"#VALUE!"}},{"$f":"IF(H430<=CU432-E515,0,H515*H428*H429*J428/(H430*4))","v":{"$error":"#VALUE!"}},{"$f":"IF(H430<=CV432-E515,0,H515*H428*H429*J428/(H430*4))","v":{"$error":"#VALUE!"}},{"$f":"IF(H430<=CW432-E515,0,H515*H428*H429*J428/(H430*4))","v":{"$error":"#VALUE!"}},{"$f":"IF(H430<=CX432-E515,0,H515*H428*H429*J428/(H430*4))","v":{"$error":"#VALUE!"}},{"$f":"IF(H430<=CY432-E515,0,H515*H428*H429*J428/(H430*4))","v":{"$error":"#VALUE!"}}]
[{"$nulls":4},21.75,{"$f":"$DF$86","v":{"v":0,"d":"0.000"}},{"$f":"IF(SUM(F433:F516)-H431<=0,0,SUM(F433:F516)-H431)","v":{"v":0,"d":"0.00"}},{"v":0,"d":"0.000"},{"$nulls":83},{"$f":"IF(H430<=CN432-E516,0,H516*H428*H429*J428/(H430*4))","v":{"$error":"#VALUE!"}},{"$f":"IF(H430<=CO432-E516,0,H516*H428*H429*J428/(H430*4))","v":{"$error":"#VALUE!"}},{"$f":"IF(H430<=CP432-E516,0,H516*H428*H429*J428/(H430*4))","v":{"$error":"#VALUE!"}},{"$f":"IF(H430<=CQ432-E516,0,H516*H428*H429*J428/(H430*4))","v":{"$error":"#VALUE!"}},{"$f":"IF(H430<=CR432-E516,0,H516*H428*H429*J428/(H430*4))","v":{"$error":"#VALUE!"}},{"$f":"IF(H430<=CS432-E516,0,H516*H428*H429*J428/(H430*4))","v":{"$error":"#VALUE!"}},{"$f":"IF(H430<=CT432-E516,0,H516*H428*H429*J428/(H430*4))","v":{"$error":"#VALUE!"}},{"$f":"IF(H430<=CU432-E516,0,H516*H428*H429*J428/(H430*4))","v":{"$error":"#VALUE!"}},{"$f":"IF(H430<=CV432-E516,0,H516*H428*H429*J428/(H430*4))","v":{"$error":"#VALUE!"}},{"$f":"IF(H430<=CW432-E516,0,H516*H428*H429*J428/(H430*4))","v":{"$error":"#VALUE!"}},{"$f":"IF(H430<=CX432-E516,0,H516*H428*H429*J428/(H430*4))","v":{"$error":"#VALUE!"}},{"$f":"IF(H430<=CY432-E516,0,H516*H428*H429*J428/(H430*4))","v":{"$error":"#VALUE!"}},{"$f":"IF(H430<=CZ432-E516,0,H516*H428*H429*J428/(H430*4))","v":{"$error":"#VALUE!"}}]
[{"$nulls":4},{"v":22,"d":"22.00"},{"$f":"$DF$87","v":{"v":0,"d":"0.000"}},{"$f":"IF(SUM(F433:F517)-H431<=0,0,SUM(F433:F517)-H431)","v":{"v":0,"d":"0.00"}},{"v":0,"d":"0.000"},{"$nulls":84},{"$f":"IF(H430<=CO432-E517,0,H517*H428*H429*J428/(H430*4))","v":{"$error":"#VALUE!"}},{"$f":"IF(H430<=CP432-E517,0,H517*H428*H429*J428/(H430*4))","v":{"$error":"#VALUE!"}},{"$f":"IF(H430<=CQ432-E517,0,H517*H428*H429*J428/(H430*4))","v":{"$error":"#VALUE!"}},{"$f":"IF(H430<=CR432-E517,0,H517*H428*H429*J428/(H430*4))","v":{"$error":"#VALUE!"}},{"$f":"IF(H430<=CS432-E517,0,H517*H428*H429*J428/(H430*4))","v":{"$error":"#VALUE!"}},{"$f":"IF(H430<=CT432-E517,0,H517*H428*H429*J428/(H430*4))","v":{"$error":"#VALUE!"}},{"$f":"IF(H430<=CU432-E517,0,H517*H428*H429*J428/(H430*4))","v":{"$error":"#VALUE!"}},{"$f":"IF(H430<=CV432-E517,0,H517*H428*H429*J428/(H430*4))","v":{"$error":"#VALUE!"}},{"$f":"IF(H430<=CW432-E517,0,H517*H428*H429*J428/(H430*4))","v":{"$error":"#VALUE!"}},{"$f":"IF(H430<=CX432-E517,0,H517*H428*H429*J428/(H430*4))","v":{"$error":"#VALUE!"}},{"$f":"IF(H430<=CY432-E517,0,H517*H428*H429*J428/(H430*4))","v":{"$error":"#VALUE!"}},{"$f":"IF(H430<=CZ432-E517,0,H517*H428*H429*J428/(H430*4))","v":{"$error":"#VALUE!"}}]
[{"$nulls":4},22.25,{"$f":"$DF$88","v":{"v":0,"d":"0.000"}},{"$f":"IF(SUM(F433:F518)-H431<=0,0,SUM(F433:F518)-H431)","v":{"v":0,"d":"0.00"}},{"v":0,"d":"0.000"},{"$nulls":85},{"$f":"IF(H430<=CP432-E518,0,H518*H428*H429*J428/(H430*4))","v":{"$error":"#VALUE!"}},{"$f":"IF(H430<=CQ432-E518,0,H518*H428*H429*J428/(H430*4))","v":{"$error":"#VALUE!"}},{"$f":"IF(H430<=CR432-E518,0,H518*H428*H429*J428/(H430*4))","v":{"$error":"#VALUE!"}},{"$f":"IF(H430<=CS432-E518,0,H518*H428*H429*J428/(H430*4))","v":{"$error":"#VALUE!"}},{"$f":"IF(H430<=CT432-E518,0,H518*H428*H429*J428/(H430*4))","v":{"$error":"#VALUE!"}},{"$f":"IF(H430<=CU432-E518,0,H518*H428*H429*J428/(H430*4))","v":{"$error":"#VALUE!"}},{"$f":"IF(H430<=CV432-E518,0,H518*H428*H429*J428/(H430*4))","v":{"$error":"#VALUE!"}},{"$f":"IF(H430<=CW432-E518,0,H518*H428*H429*J428/(H430*4))","v":{"$error":"#VALUE!"}},{"$f":"IF(H430<=CX432-E518,0,H518*H428*H429*J428/(H430*4))","v":{"$error":"#VALUE!"}},{"$f":"IF(H430<=CY432-E518,0,H518*H428*H429*J428/(H430*4))","v":{"$error":"#VALUE!"}},{"$f":"IF(H430<=CZ432-E518,0,H518*H428*H429*J428/(H430*4))","v":{"$error":"#VALUE!"}}]
[{"$nulls":4},{"v":22.5,"d":"22.50"},{"$f":"$DF$89","v":{"v":0,"d":"0.000"}},{"$f":"IF(SUM(F433:F519)-H431<=0,0,SUM(F433:F519)-H431)","v":{"v":0,"d":"0.00"}},{"v":0,"d":"0.000"},{"$nulls":86},{"$f":"IF(H430<=CQ432-E519,0,H519*H428*H429*J428/(H430*4))","v":{"$error":"#VALUE!"}},{"$f":"IF(H430<=CR432-E519,0,H519*H428*H429*J428/(H430*4))","v":{"$error":"#VALUE!"}},{"$f":"IF(H430<=CS432-E519,0,H519*H428*H429*J428/(H430*4))","v":{"$error":"#VALUE!"}},{"$f":"IF(H430<=CT432-E519,0,H519*H428*H429*J428/(H430*4))","v":{"$error":"#VALUE!"}},{"$f":"IF(H430<=CU432-E519,0,H519*H428*H429*J428/(H430*4))","v":{"$error":"#VALUE!"}},{"$f":"IF(H430<=CV432-E519,0,H519*H428*H429*J428/(H430*4))","v":{"$error":"#VALUE!"}},{"$f":"IF(H430<=CW432-E519,0,H519*H428*H429*J428/(H430*4))","v":{"$error":"#VALUE!"}},{"$f":"IF(H430<=CX432-E519,0,H519*H428*H429*J428/(H430*4))","v":{"$error":"#VALUE!"}},{"$f":"IF(H430<=CY432-E519,0,H519*H428*H429*J428/(H430*4))","v":{"$error":"#VALUE!"}},{"$f":"IF(H430<=CZ432-E519,0,H519*H428*H429*J428/(H430*4))","v":{"$error":"#VALUE!"}}]
[{"$nulls":4},22.75,{"$f":"$DF$90","v":{"v":0,"d":"0.000"}},{"$f":"IF(SUM(F433:F520)-H431<=0,0,SUM(F433:F520)-H431)","v":{"v":0,"d":"0.00"}},{"v":0,"d":"0.000"},{"$nulls":87},{"$f":"IF(H430<=CR432-E520,0,H520*H428*H429*J428/(H430*4))","v":{"$error":"#VALUE!"}},{"$f":"IF(H430<=CS432-E520,0,H520*H428*H429*J428/(H430*4))","v":{"$error":"#VALUE!"}},{"$f":"IF(H430<=CT432-E520,0,H520*H428*H429*J428/(H430*4))","v":{"$error":"#VALUE!"}},{"$f":"IF(H430<=CU432-E520,0,H520*H428*H429*J428/(H430*4))","v":{"$error":"#VALUE!"}},{"$f":"IF(H430<=CV432-E520,0,H520*H428*H429*J428/(H430*4))","v":{"$error":"#VALUE!"}},{"$f":"IF(H430<=CW432-E520,0,H520*H428*H429*J428/(H430*4))","v":{"$error":"#VALUE!"}},{"$f":"IF(H430<=CX432-E520,0,H520*H428*H429*J428/(H430*4))","v":{"$error":"#VALUE!"}},{"$f":"IF(H430<=CY432-E520,0,H520*H428*H429*J428/(H430*4))","v":{"$error":"#VALUE!"}},{"$f":"IF(H430<=CZ432-E520,0,H520*H428*H429*J428/(H430*4))","v":{"$error":"#VALUE!"}}]
[{"$nulls":4},{"v":23,"d":"23.00"},{"$f":"$DF$91","v":{"v":0,"d":"0.000"}},{"$f":"IF(SUM(F433:F521)-H431<=0,0,SUM(F433:F521)-H431)","v":{"v":0,"d":"0.00"}},{"v":0,"d":"0.000"},{"$nulls":88},{"$f":"IF(H430<=CS432-E521,0,H521*H428*H429*J428/(H430*4))","v":{"$error":"#VALUE!"}},{"$f":"IF(H430<=CT432-E521,0,H521*H428*H429*J428/(H430*4))","v":{"$error":"#VALUE!"}},{"$f":"IF(H430<=CU432-E521,0,H521*H428*H429*J428/(H430*4))","v":{"$error":"#VALUE!"}},{"$f":"IF(H430<=CV432-E521,0,H521*H428*H429*J428/(H430*4))","v":{"$error":"#VALUE!"}},{"$f":"IF(H430<=CW432-E521,0,H521*H428*H429*J428/(H430*4))","v":{"$error":"#VALUE!"}},{"$f":"IF(H430<=CX432-E521,0,H521*H428*H429*J428/(H430*4))","v":{"$error":"#VALUE!"}},{"$f":"IF(H430<=CY432-E521,0,H521*H428*H429*J428/(H430*4))","v":{"$error":"#VALUE!"}},{"$f":"IF(H430<=CZ432-E521,0,H521*H428*H429*J428/(H430*4))","v":{"$error":"#VALUE!"}}]
[{"$nulls":4},23.25,{"$f":"$DF$92","v":{"v":0,"d":"0.000"}},{"$f":"IF(SUM(F433:F522)-H431<=0,0,SUM(F433:F522)-H431)","v":{"v":0,"d":"0.00"}},{"v":0,"d":"0.000"},{"$nulls":89},{"$f":"IF(H430<=CT432-E522,0,H522*H428*H429*J428/(H430*4))","v":{"$error":"#VALUE!"}},{"$f":"IF(H430<=CU432-E522,0,H522*H428*H429*J428/(H430*4))","v":{"$error":"#VALUE!"}},{"$f":"IF(H430<=CV432-E522,0,H522*H428*H429*J428/(H430*4))","v":{"$error":"#VALUE!"}},{"$f":"IF(H430<=CW432-E522,0,H522*H428*H429*J428/(H430*4))","v":{"$error":"#VALUE!"}},{"$f":"IF(H430<=CX432-E522,0,H522*H428*H429*J428/(H430*4))","v":{"$error":"#VALUE!"}},{"$f":"IF(H430<=CY432-E522,0,H522*H428*H429*J428/(H430*4))","v":{"$error":"#VALUE!"}},{"$f":"IF(H430<=CZ432-E522,0,H522*H428*H429*J428/(H430*4))","v":{"$error":"#VALUE!"}}]
[{"$nulls":4},{"v":23.5,"d":"23.50"},{"$f":"$DF$93","v":{"v":0,"d":"0.000"}},{"$f":"IF(SUM(F433:F523)-H431<=0,0,SUM(F433:F523)-H431)","v":{"v":0,"d":"0.00"}},{"v":0,"d":"0.000"},{"$nulls":90},{"$f":"IF(H430<=CU432-E523,0,H523*H428*H429*J428/(H430*4))","v":{"$error":"#VALUE!"}},{"$f":"IF(H430<=CV432-E523,0,H523*H428*H429*J428/(H430*4))","v":{"$error":"#VALUE!"}},{"$f":"IF(H430<=CW432-E523,0,H523*H428*H429*J428/(H430*4))","v":{"$error":"#VALUE!"}},{"$f":"IF(H430<=CX432-E523,0,H523*H428*H429*J428/(H430*4))","v":{"$error":"#VALUE!"}},{"$f":"IF(H430<=CY432-E523,0,H523*H428*H429*J428/(H430*4))","v":{"$error":"#VALUE!"}},{"$f":"IF(H430<=CZ432-E523,0,H523*H428*H429*J428/(H430*4))","v":{"$error":"#VALUE!"}}]
[{"$nulls":4},23.75,{"$f":"$DF$94","v":{"v":0,"d":"0.000"}},{"$f":"IF(SUM(F433:F524)-H431<=0,0,SUM(F433:F524)-H431)","v":{"v":0,"d":"0.00"}},{"v":0,"d":"0.000"},{"$nulls":91},{"$f":"IF(H430<=CV432-E524,0,H524*H428*H429*J428/(H430*4))","v":{"$error":"#VALUE!"}},{"$f":"IF(H430<=CW432-E524,0,H524*H428*H429*J428/(H430*4))","v":{"$error":"#VALUE!"}},{"$f":"IF(H430<=CX432-E524,0,H524*H428*H429*J428/(H430*4))","v":{"$error":"#VALUE!"}},{"$f":"IF(H430<=CY432-E524,0,H524*H428*H429*J428/(H430*4))","v":{"$error":"#VALUE!"}},{"$f":"IF(H430<=CZ432-E524,0,H524*H428*H429*J428/(H430*4))","v":{"$error":"#VALUE!"}}]
[{"$nulls":4},{"v":24,"d":"24.00"},{"$f":"$DF$95","v":{"v":0,"d":"0.000"}},{"$f":"IF(SUM(F433:F525)-H431<=0,0,SUM(F433:F525)-H431)","v":{"v":0,"d":"0.00"}},{"v":0,"d":"0.000"},{"$nulls":92},{"$f":"IF(H430<=CW432-E525,0,H525*H428*H429*J428/(H430*4))","v":{"$error":"#VALUE!"}},{"$f":"IF(H430<=CX432-E525,0,H525*H428*H429*J428/(H430*4))","v":{"$error":"#VALUE!"}},{"$f":"IF(H430<=CY432-E525,0,H525*H428*H429*J428/(H430*4))","v":{"$error":"#VALUE!"}},{"$f":"IF(H430<=CZ432-E525,0,H525*H428*H429*J428/(H430*4))","v":{"$error":"#VALUE!"}}]
[{"$nulls":4},24.25,{"$f":"$DF$96","v":{"v":0,"d":"0.000"}},{"$f":"IF(SUM(F433:F526)-H431<=0,0,SUM(F433:F526)-H431)","v":{"v":0,"d":"0.00"}},{"v":0,"d":"0.000"},{"$nulls":93},{"$f":"IF(H430<=CX432-E526,0,H526*H428*H429*J428/(H430*4))","v":{"$error":"#VALUE!"}},{"$f":"IF(H430<=CY432-E526,0,H526*H428*H429*J428/(H430*4))","v":{"$error":"#VALUE!"}},{"$f":"IF(H430<=CZ432-E526,0,H526*H428*H429*J428/(H430*4))","v":{"$error":"#VALUE!"}}]
[{"$nulls":4},{"v":24.5,"d":"24.50"},{"$f":"$DF$97","v":{"v":0,"d":"0.000"}},{"$f":"IF(SUM(F433:F527)-H431<=0,0,SUM(F433:F527)-H431)","v":{"v":0,"d":"0.00"}},{"v":0,"d":"0.000"},{"$nulls":94},{"$f":"IF(H430<=CY432-E527,0,H527*H428*H429*J428/(H430*4))","v":{"$error":"#VALUE!"}},{"$f":"IF(H430<=CZ432-E527,0,H527*H428*H429*J428/(H430*4))","v":{"$error":"#VALUE!"}}]
[{"$nulls":4},24.75,{"$f":"$DF$98","v":{"v":0,"d":"0.000"}},{"$f":"IF(SUM(F433:F528)-H431<=0,0,SUM(F433:F528)-H431)","v":{"v":0,"d":"0.00"}},{"v":0,"d":"0.000"},{"$nulls":95},{"$f":"IF(H430<=CZ432-E528,0,H528*H428*H429*J428/(H430*4))","v":{"$error":"#VALUE!"}}]
[{"$nulls":7},"Input",{"v":1,"d":"1.00"},1.25,{"v":1.5,"d":"1.50"},1.75,{"v":2,"d":"2.00"},2.25,{"v":2.5,"d":"2.50"},2.75,{"v":3,"d":"3.00"},3.25,{"v":3.5,"d":"3.50"},3.75,{"v":4,"d":"4.00"},4.25,{"v":4.5,"d":"4.50"},4.75,{"v":5,"d":"5.00"},5.25,{"v":5.5,"d":"5.50"},5.75,{"v":6,"d":"6.00"},6.25,{"v":6.5,"d":"6.50"},6.75,{"v":7,"d":"7.00"},7.25,{"v":7.5,"d":"7.50"},7.75,{"v":8,"d":"8.00"},8.25,{"v":8.5,"d":"8.50"},8.75,{"v":9,"d":"9.00"},9.25,{"v":9.5,"d":"9.50"},9.75,{"v":10,"d":"10.00"},10.25,{"v":10.5,"d":"10.50"},10.75,{"v":11,"d":"11.00"},11.25,{"v":11.5,"d":"11.50"},11.75,{"v":12,"d":"12.00"},12.25,{"v":12.5,"d":"12.50"},12.75,{"v":13,"d":"13.00"},13.25,{"v":13.5,"d":"13.50"},13.75,{"v":14,"d":"14.00"},14.25,{"v":14.5,"d":"14.50"},14.75,{"v":15,"d":"15.00"},15.25,{"v":15.5,"d":"15.50"},15.75,{"v":16,"d":"16.00"},16.25,{"v":16.5,"d":"16.50"},16.75,{"v":17,"d":"17.00"},17.25,{"v":17.5,"d":"17.50"},17.75,{"v":18,"d":"18.00"},18.25,{"v":18.5,"d":"18.50"},18.75,{"v":19,"d":"19.00"},19.25,{"v":19.5,"d":"19.50"},19.75,{"v":20,"d":"20.00"},20.25,{"v":20.5,"d":"20.50"},20.75,{"v":21,"d":"21.00"},21.25,{"v":21.5,"d":"21.50"},21.75,{"v":22,"d":"22.00"},22.25,{"v":22.5,"d":"22.50"},22.75,{"v":23,"d":"23.00"},23.25,{"v":23.5,"d":"23.50"},23.75,{"v":24,"d":"24.00"},24.25,{"v":24.5,"d":"24.50"},24.75,"Total (MG)"]
[{"$f":"CONCATENATE(H427,C530)","v":"CSO 00311a."},"11. Runoff Generated","11a.","Stormwater runoff (MG). ",null,null,{"$f":"C530","v":"11a."},null,{"$f":"SUM(I433:I528)","v":{"$error":"#VALUE!"}},{"$f":"SUM(J433:J528)","v":{"$error":"#VALUE!"}},{"$error":"#VALUE!"},{"$error":"#VALUE!"},{"$error":"#VALUE!"},{"$error":"#VALUE!"},{"$error":"#VALUE!"},{"$error":"#VALUE!"},{"$error":"#VALUE!"},{"$error":"#VALUE!"},{"$error":"#VALUE!"},{"$error":"#VALUE!"},{"$error":"#VALUE!"},{"$error":"#VALUE!"},{"$error":"#VALUE!"},{"$error":"#VALUE!"},{"$error":"#VALUE!"},{"$error":"#VALUE!"},{"$error":"#VALUE!"},{"$error":"#VALUE!"},{"$error":"#VALUE!"},{"$error":"#VALUE!"},{"$error":"#VALUE!"},{"$error":"#VALUE!"},{"$error":"#VALUE!"},{"$error":"#VALUE!"},{"$error":"#VALUE!"},{"$error":"#VALUE!"},{"$error":"#VALUE!"},{"$error":"#VALUE!"},{"$error":"#VALUE!"},{"$error":"#VALUE!"},{"$error":"#VALUE!"},{"$error":"#VALUE!"},{"$error":"#VALUE!"},{"$error":"#VALUE!"},{"$error":"#VALUE!"},{"$error":"#VALUE!"},{"$error":"#VALUE!"},{"$error":"#VALUE!"},{"$error":"#VALUE!"},{"$error":"#VALUE!"},{"$error":"#VALUE!"},{"$error":"#VALUE!"},{"$error":"#VALUE!"},{"$error":"#VALUE!"},{"$error":"#VALUE!"},{"$error":"#VALUE!"},{"$error":"#VALUE!"},{"$error":"#VALUE!"},{"$error":"#VALUE!"},{"$error":"#VALUE!"},{"$error":"#VALUE!"},{"$error":"#VALUE!"},{"$error":"#VALUE!"},{"$error":"#VALUE!"},{"$error":"#VALUE!"},{"$error":"#VALUE!"},{"$error":"#VALUE!"},{"$error":"#VALUE!"},{"$error":"#VALUE!"},{"$error":"#VALUE!"},{"$error":"#VALUE!"},{"$error":"#VALUE!"},{"$error":"#VALUE!"},{"$f":"SUM(BV433:BV528)","v":{"$error":"#VALUE!"}},{"$error":"#VALUE!"},{"$error":"#VALUE!"},{"$error":"#VALUE!"},{"$error":"#VALUE!"},{"$error":"#VALUE!"},{"$error":"#VALUE!"},{"$error":"#VALUE!"},{"$error":"#VALUE!"},{"$error":"#VALUE!"},{"$error":"#VALUE!"},{"$error":"#VALUE!"},{"$error":"#VALUE!"},{"$error":"#VALUE!"},{"$error":"#VALUE!"},{"$error":"#VALUE!"},{"$error":"#VALUE!"},{"$error":"#VALUE!"},{"$error":"#VALUE!"},{"$error":"#VALUE!"},{"$error":"#VALUE!"},{"$error":"#VALUE!"},{"$error":"#VALUE!"},{"$error":"#VALUE!"},{"$error":"#VALUE!"},{"$error":"#VALUE!"},{"$error":"#VALUE!"},{"$error":"#VALUE!"},{"$error":"#VALUE!"},{"$error":"#VALUE!"},{"$error":"#VALUE!"},{"$f":"SUM(I530:CZ530)","v":{"$error":"#VALUE!"}}]
[{"$f":"CONCATENATE(H427,C531)","v":"CSO 00312b."},"12. Green Infrastructure Reductions","12b.","Total GI capacity (MG). ",null,null,{"$f":"C531","v":"12b."},{"$f":"IF(HLOOKUP(H427,'4 - CSO VOLUME'!$E$9:$AS$33,13,FALSE)=\"\",0,HLOOKUP(H427,'4 - CSO VOLUME'!$E$9:$AS$33,13,FALSE))","v":{"v":0,"d":"0.00"}}]
[{"$f":"CONCATENATE(H427,C532)","v":"CSO 00312c."},null,"12c.","Stormwater runoff (MG). Line 11a.",null,null,{"$f":"C532","v":"12c."},null,{"$f":"I530","v":{"$error":"#VALUE!"}},{"$f":"J530","v":{"$error":"#VALUE!"}},{"$error":"#VALUE!"},{"$error":"#VALUE!"},{"$error":"#VALUE!"},{"$error":"#VALUE!"},{"$error":"#VALUE!"},{"$error":"#VALUE!"},{"$error":"#VALUE!"},{"$error":"#VALUE!"},{"$error":"#VALUE!"},{"$error":"#VALUE!"},{"$error":"#VALUE!"},{"$error":"#VALUE!"},{"$error":"#VALUE!"},{"$error":"#VALUE!"},{"$error":"#VALUE!"},{"$error":"#VALUE!"},{"$error":"#VALUE!"},{"$error":"#VALUE!"},{"$error":"#VALUE!"},{"$error":"#VALUE!"},{"$error":"#VALUE!"},{"$error":"#VALUE!"},{"$error":"#VALUE!"},{"$error":"#VALUE!"},{"$error":"#VALUE!"},{"$error":"#VALUE!"},{"$error":"#VALUE!"},{"$error":"#VALUE!"},{"$error":"#VALUE!"},{"$error":"#VALUE!"},{"$error":"#VALUE!"},{"$error":"#VALUE!"},{"$error":"#VALUE!"},{"$error":"#VALUE!"},{"$error":"#VALUE!"},{"$error":"#VALUE!"},{"$error":"#VALUE!"},{"$error":"#VALUE!"},{"$error":"#VALUE!"},{"$error":"#VALUE!"},{"$error":"#VALUE!"},{"$error":"#VALUE!"},{"$error":"#VALUE!"},{"$error":"#VALUE!"},{"$error":"#VALUE!"},{"$error":"#VALUE!"},{"$error":"#VALUE!"},{"$error":"#VALUE!"},{"$error":"#VALUE!"},{"$error":"#VALUE!"},{"$error":"#VALUE!"},{"$error":"#VALUE!"},{"$error":"#VALUE!"},{"$error":"#VALUE!"},{"$error":"#VALUE!"},{"$error":"#VALUE!"},{"$error":"#VALUE!"},{"$error":"#VALUE!"},{"$error":"#VALUE!"},{"$error":"#VALUE!"},{"$error":"#VALUE!"},{"$error":"#VALUE!"},{"$error":"#VALUE!"},{"$f":"BV530","v":{"$error":"#VALUE!"}},{"$error":"#VALUE!"},{"$error":"#VALUE!"},{"$error":"#VALUE!"},{"$error":"#VALUE!"},{"$error":"#VALUE!"},{"$error":"#VALUE!"},{"$error":"#VALUE!"},{"$error":"#VALUE!"},{"$error":"#VALUE!"},{"$error":"#VALUE!"},{"$error":"#VALUE!"},{"$error":"#VALUE!"},{"$error":"#VALUE!"},{"$error":"#VALUE!"},{"$error":"#VALUE!"},{"$error":"#VALUE!"},{"$error":"#VALUE!"},{"$error":"#VALUE!"},{"$error":"#VALUE!"},{"$error":"#VALUE!"},{"$error":"#VALUE!"},{"$error":"#VALUE!"},{"$error":"#VALUE!"},{"$error":"#VALUE!"},{"$error":"#VALUE!"},{"$error":"#VALUE!"},{"$error":"#VALUE!"},{"$error":"#VALUE!"},{"$error":"#VALUE!"},{"$error":"#VALUE!"},{"$f":"SUM(I532:CZ532)","v":{"$error":"#VALUE!"}}]
[{"$f":"CONCATENATE(H427,C533)","v":"CSO 003"},null,null,"Excess volume after GI saturation, cumulative (MG). Subtract Line 12b from 12c.",{"$nulls":4},{"$f":"IF(SUM($I532:I532)-$H531<=0,0,SUM($I532:I532)-$H531)","v":{"$error":"#VALUE!"}},{"$f":"IF(SUM($I532:J532)-$H531<=0,0,SUM($I532:J532)-$H531)","v":{"$error":"#VALUE!"}},{"$f":"IF(SUM($I532:K532)-$H531<=0,0,SUM($I532:K532)-$H531)","v":{"$error":"#VALUE!"}},{"$f":"IF(SUM($I532:L532)-$H531<=0,0,SUM($I532:L532)-$H531)","v":{"$error":"#VALUE!"}},{"$f":"IF(SUM($I532:M532)-$H531<=0,0,SUM($I532:M532)-$H531)","v":{"$error":"#VALUE!"}},{"$f":"IF(SUM($I532:N532)-$H531<=0,0,SUM($I532:N532)-$H531)","v":{"$error":"#VALUE!"}},{"$f":"IF(SUM($I532:O532)-$H531<=0,0,SUM($I532:O532)-$H531)","v":{"$error":"#VALUE!"}},{"$f":"IF(SUM($I532:P532)-$H531<=0,0,SUM($I532:P532)-$H531)","v":{"$error":"#VALUE!"}},{"$f":"IF(SUM($I532:Q532)-$H531<=0,0,SUM($I532:Q532)-$H531)","v":{"$error":"#VALUE!"}},{"$f":"IF(SUM($I532:R532)-$H531<=0,0,SUM($I532:R532)-$H531)","v":{"$error":"#VALUE!"}},{"$f":"IF(SUM($I532:S532)-$H531<=0,0,SUM($I532:S532)-$H531)","v":{"$error":"#VALUE!"}},{"$f":"IF(SUM($I532:T532)-$H531<=0,0,SUM($I532:T532)-$H531)","v":{"$error":"#VALUE!"}},{"$f":"IF(SUM($I532:U532)-$H531<=0,0,SUM($I532:U532)-$H531)","v":{"$error":"#VALUE!"}},{"$f":"IF(SUM($I532:V532)-$H531<=0,0,SUM($I532:V532)-$H531)","v":{"$error":"#VALUE!"}},{"$f":"IF(SUM($I532:W532)-$H531<=0,0,SUM($I532:W532)-$H531)","v":{"$error":"#VALUE!"}},{"$f":"IF(SUM($I532:X532)-$H531<=0,0,SUM($I532:X532)-$H531)","v":{"$error":"#VALUE!"}},{"$f":"IF(SUM($I532:Y532)-$H531<=0,0,SUM($I532:Y532)-$H531)","v":{"$error":"#VALUE!"}},{"$f":"IF(SUM($I532:Z532)-$H531<=0,0,SUM($I532:Z532)-$H531)","v":{"$error":"#VALUE!"}},{"$f":"IF(SUM($I532:AA532)-$H531<=0,0,SUM($I532:AA532)-$H531)","v":{"$error":"#VALUE!"}},{"$f":"IF(SUM($I532:AB532)-$H531<=0,0,SUM($I532:AB532)-$H531)","v":{"$error":"#VALUE!"}},{"$f":"IF(SUM($I532:AC532)-$H531<=0,0,SUM($I532:AC532)-$H531)","v":{"$error":"#VALUE!"}},{"$f":"IF(SUM($I532:AD532)-$H531<=0,0,SUM($I532:AD532)-$H531)","v":{"$error":"#VALUE!"}},{"$f":"IF(SUM($I532:AE532)-$H531<=0,0,SUM($I532:AE532)-$H531)","v":{"$error":"#VALUE!"}},{"$f":"IF(SUM($I532:AF532)-$H531<=0,0,SUM($I532:AF532)-$H531)","v":{"$error":"#VALUE!"}},{"$f":"IF(SUM($I532:AG532)-$H531<=0,0,SUM($I532:AG532)-$H531)","v":{"$error":"#VALUE!"}},{"$f":"IF(SUM($I532:AH532)-$H531<=0,0,SUM($I532:AH532)-$H531)","v":{"$error":"#VALUE!"}},{"$f":"IF(SUM($I532:AI532)-$H531<=0,0,SUM($I532:AI532)-$H531)","v":{"$error":"#VALUE!"}},{"$f":"IF(SUM($I532:AJ532)-$H531<=0,0,SUM($I532:AJ532)-$H531)","v":{"$error":"#VALUE!"}},{"$f":"IF(SUM($I532:AK532)-$H531<=0,0,SUM($I532:AK532)-$H531)","v":{"$error":"#VALUE!"}},{"$f":"IF(SUM($I532:AL532)-$H531<=0,0,SUM($I532:AL532)-$H531)","v":{"$error":"#VALUE!"}},{"$f":"IF(SUM($I532:AM532)-$H531<=0,0,SUM($I532:AM532)-$H531)","v":{"$error":"#VALUE!"}},{"$f":"IF(SUM($I532:AN532)-$H531<=0,0,SUM($I532:AN532)-$H531)","v":{"$error":"#VALUE!"}},{"$f":"IF(SUM($I532:AO532)-$H531<=0,0,SUM($I532:AO532)-$H531)","v":{"$error":"#VALUE!"}},{"$f":"IF(SUM($I532:AP532)-$H531<=0,0,SUM($I532:AP532)-$H531)","v":{"$error":"#VALUE!"}},{"$f":"IF(SUM($I532:AQ532)-$H531<=0,0,SUM($I532:AQ532)-$H531)","v":{"$error":"#VALUE!"}},{"$f":"IF(SUM($I532:AR532)-$H531<=0,0,SUM($I532:AR532)-$H531)","v":{"$error":"#VALUE!"}},{"$f":"IF(SUM($I532:AS532)-$H531<=0,0,SUM($I532:AS532)-$H531)","v":{"$error":"#VALUE!"}},{"$f":"IF(SUM($I532:AT532)-$H531<=0,0,SUM($I532:AT532)-$H531)","v":{"$error":"#VALUE!"}},{"$f":"IF(SUM($I532:AU532)-$H531<=0,0,SUM($I532:AU532)-$H531)","v":{"$error":"#VALUE!"}},{"$f":"IF(SUM($I532:AV532)-$H531<=0,0,SUM($I532:AV532)-$H531)","v":{"$error":"#VALUE!"}},{"$f":"IF(SUM($I532:AW532)-$H531<=0,0,SUM($I532:AW532)-$H531)","v":{"$error":"#VALUE!"}},{"$f":"IF(SUM($I532:AX532)-$H531<=0,0,SUM($I532:AX532)-$H531)","v":{"$error":"#VALUE!"}},{"$f":"IF(SUM($I532:AY532)-$H531<=0,0,SUM($I532:AY532)-$H531)","v":{"$error":"#VALUE!"}},{"$f":"IF(SUM($I532:AZ532)-$H531<=0,0,SUM($I532:AZ532)-$H531)","v":{"$error":"#VALUE!"}},{"$f":"IF(SUM($I532:BA532)-$H531<=0,0,SUM($I532:BA532)-$H531)","v":{"$error":"#VALUE!"}},{"$f":"IF(SUM($I532:BB532)-$H531<=0,0,SUM($I532:BB532)-$H531)","v":{"$error":"#VALUE!"}},{"$f":"IF(SUM($I532:BC532)-$H531<=0,0,SUM($I532:BC532)-$H531)","v":{"$error":"#VALUE!"}},{"$f":"IF(SUM($I532:BD532)-$H531<=0,0,SUM($I532:BD532)-$H531)","v":{"$error":"#VALUE!"}},{"$f":"IF(SUM($I532:BE532)-$H531<=0,0,SUM($I532:BE532)-$H531)","v":{"$error":"#VALUE!"}},{"$f":"IF(SUM($I532:BF532)-$H531<=0,0,SUM($I532:BF532)-$H531)","v":{"$error":"#VALUE!"}},{"$f":"IF(SUM($I532:BG532)-$H531<=0,0,SUM($I532:BG532)-$H531)","v":{"$error":"#VALUE!"}},{"$f":"IF(SUM($I532:BH532)-$H531<=0,0,SUM($I532:BH532)-$H531)","v":{"$error":"#VALUE!"}},{"$f":"IF(SUM($I532:BI532)-$H531<=0,0,SUM($I532:BI532)-$H531)","v":{"$error":"#VALUE!"}},{"$f":"IF(SUM($I532:BJ532)-$H531<=0,0,SUM($I532:BJ532)-$H531)","v":{"$error":"#VALUE!"}},{"$f":"IF(SUM($I532:BK532)-$H531<=0,0,SUM($I532:BK532)-$H531)","v":{"$error":"#VALUE!"}},{"$f":"IF(SUM($I532:BL532)-$H531<=0,0,SUM($I532:BL532)-$H531)","v":{"$error":"#VALUE!"}},{"$f":"IF(SUM($I532:BM532)-$H531<=0,0,SUM($I532:BM532)-$H531)","v":{"$error":"#VALUE!"}},{"$f":"IF(SUM($I532:BN532)-$H531<=0,0,SUM($I532:BN532)-$H531)","v":{"$error":"#VALUE!"}},{"$f":"IF(SUM($I532:BO532)-$H531<=0,0,SUM($I532:BO532)-$H531)","v":{"$error":"#VALUE!"}},{"$f":"IF(SUM($I532:BP532)-$H531<=0,0,SUM($I532:BP532)-$H531)","v":{"$error":"#VALUE!"}},{"$f":"IF(SUM($I532:BQ532)-$H531<=0,0,SUM($I532:BQ532)-$H531)","v":{"$error":"#VALUE!"}},{"$f":"IF(SUM($I532:BR532)-$H531<=0,0,SUM($I532:BR532)-$H531)","v":{"$error":"#VALUE!"}},{"$f":"IF(SUM($I532:BS532)-$H531<=0,0,SUM($I532:BS532)-$H531)","v":{"$error":"#VALUE!"}},{"$f":"IF(SUM($I532:BT532)-$H531<=0,0,SUM($I532:BT532)-$H531)","v":{"$error":"#VALUE!"}},{"$f":"IF(SUM($I532:BU532)-$H531<=0,0,SUM($I532:BU532)-$H531)","v":{"$error":"#VALUE!"}},{"$f":"IF(SUM($I532:BV532)-$H531<=0,0,SUM($I532:BV532)-$H531)","v":{"$error":"#VALUE!"}},{"$f":"IF(SUM($I532:BW532)-$H531<=0,0,SUM($I532:BW532)-$H531)","v":{"$error":"#VALUE!"}},{"$f":"IF(SUM($I532:BX532)-$H531<=0,0,SUM($I532:BX532)-$H531)","v":{"$error":"#VALUE!"}},{"$f":"IF(SUM($I532:BY532)-$H531<=0,0,SUM($I532:BY532)-$H531)","v":{"$error":"#VALUE!"}},{"$f":"IF(SUM($I532:BZ532)-$H531<=0,0,SUM($I532:BZ532)-$H531)","v":{"$error":"#VALUE!"}},{"$f":"IF(SUM($I532:CA532)-$H531<=0,0,SUM($I532:CA532)-$H531)","v":{"$error":"#VALUE!"}},{"$f":"IF(SUM($I532:CB532)-$H531<=0,0,SUM($I532:CB532)-$H531)","v":{"$error":"#VALUE!"}},{"$f":"IF(SUM($I532:CC532)-$H531<=0,0,SUM($I532:CC532)-$H531)","v":{"$error":"#VALUE!"}},{"$f":"IF(SUM($I532:CD532)-$H531<=0,0,SUM($I532:CD532)-$H531)","v":{"$error":"#VALUE!"}},{"$f":"IF(SUM($I532:CE532)-$H531<=0,0,SUM($I532:CE532)-$H531)","v":{"$error":"#VALUE!"}},{"$f":"IF(SUM($I532:CF532)-$H531<=0,0,SUM($I532:CF532)-$H531)","v":{"$error":"#VALUE!"}},{"$f":"IF(SUM($I532:CG532)-$H531<=0,0,SUM($I532:CG532)-$H531)","v":{"$error":"#VALUE!"}},{"$f":"IF(SUM($I532:CH532)-$H531<=0,0,SUM($I532:CH532)-$H531)","v":{"$error":"#VALUE!"}},{"$f":"IF(SUM($I532:CI532)-$H531<=0,0,SUM($I532:CI532)-$H531)","v":{"$error":"#VALUE!"}},{"$f":"IF(SUM($I532:CJ532)-$H531<=0,0,SUM($I532:CJ532)-$H531)","v":{"$error":"#VALUE!"}},{"$f":"IF(SUM($I532:CK532)-$H531<=0,0,SUM($I532:CK532)-$H531)","v":{"$error":"#VALUE!"}},{"$f":"IF(SUM($I532:CL532)-$H531<=0,0,SUM($I532:CL532)-$H531)","v":{"$error":"#VALUE!"}},{"$f":"IF(SUM($I532:CM532)-$H531<=0,0,SUM($I532:CM532)-$H531)","v":{"$error":"#VALUE!"}},{"$f":"IF(SUM($I532:CN532)-$H531<=0,0,SUM($I532:CN532)-$H531)","v":{"$error":"#VALUE!"}},{"$f":"IF(SUM($I532:CO532)-$H531<=0,0,SUM($I532:CO532)-$H531)","v":{"$error":"#VALUE!"}},{"$f":"IF(SUM($I532:CP532)-$H531<=0,0,SUM($I532:CP532)-$H531)","v":{"$error":"#VALUE!"}},{"$f":"IF(SUM($I532:CQ532)-$H531<=0,0,SUM($I532:CQ532)-$H531)","v":{"$error":"#VALUE!"}},{"$f":"IF(SUM($I532:CR532)-$H531<=0,0,SUM($I532:CR532)-$H531)","v":{"$error":"#VALUE!"}},{"$f":"IF(SUM($I532:CS532)-$H531<=0,0,SUM($I532:CS532)-$H531)","v":{"$error":"#VALUE!"}},{"$f":"IF(SUM($I532:CT532)-$H531<=0,0,SUM($I532:CT532)-$H531)","v":{"$error":"#VALUE!"}},{"$f":"IF(SUM($I532:CU532)-$H531<=0,0,SUM($I532:CU532)-$H531)","v":{"$error":"#VALUE!"}},{"$f":"IF(SUM($I532:CV532)-$H531<=0,0,SUM($I532:CV532)-$H531)","v":{"$error":"#VALUE!"}},{"$f":"IF(SUM($I532:CW532)-$H531<=0,0,SUM($I532:CW532)-$H531)","v":{"$error":"#VALUE!"}},{"$f":"IF(SUM($I532:CX532)-$H531<=0,0,SUM($I532:CX532)-$H531)","v":{"$error":"#VALUE!"}},{"$f":"IF(SUM($I532:CY532)-$H531<=0,0,SUM($I532:CY532)-$H531)","v":{"$error":"#VALUE!"}},{"$f":"IF(SUM($I532:CZ532)-$H531<=0,0,SUM($I532:CZ532)-$H531)","v":{"$error":"#VALUE!"}},"NA"]
[{"$f":"CONCATENATE(H427,C534)","v":"CSO 00312d."},null,"12d.","Stormwater runoff after GI saturation (MG). Excess after Line 12c exceeds Line 12b.",null,null,{"$f":"C534","v":"12d."},null,{"$f":"I533-H533","v":{"$error":"#VALUE!"}},{"$f":"J533-I533","v":{"$error":"#VALUE!"}},{"$f":"K533-J533","v":{"$error":"#VALUE!"}},{"$f":"L533-K533","v":{"$error":"#VALUE!"}},{"$f":"M533-L533","v":{"$error":"#VALUE!"}},{"$f":"N533-M533","v":{"$error":"#VALUE!"}},{"$f":"O533-N533","v":{"$error":"#VALUE!"}},{"$f":"P533-O533","v":{"$error":"#VALUE!"}},{"$f":"Q533-P533","v":{"$error":"#VALUE!"}},{"$f":"R533-Q533","v":{"$error":"#VALUE!"}},{"$f":"S533-R533","v":{"$error":"#VALUE!"}},{"$f":"T533-S533","v":{"$error":"#VALUE!"}},{"$f":"U533-T533","v":{"$error":"#VALUE!"}},{"$f":"V533-U533","v":{"$error":"#VALUE!"}},{"$f":"W533-V533","v":{"$error":"#VALUE!"}},{"$f":"X533-W533","v":{"$error":"#VALUE!"}},{"$f":"Y533-X533","v":{"$error":"#VALUE!"}},{"$f":"Z533-Y533","v":{"$error":"#VALUE!"}},{"$f":"AA533-Z533","v":{"$error":"#VALUE!"}},{"$f":"AB533-AA533","v":{"$error":"#VALUE!"}},{"$f":"AC533-AB533","v":{"$error":"#VALUE!"}},{"$f":"AD533-AC533","v":{"$error":"#VALUE!"}},{"$f":"AE533-AD533","v":{"$error":"#VALUE!"}},{"$f":"AF533-AE533","v":{"$error":"#VALUE!"}},{"$f":"AG533-AF533","v":{"$error":"#VALUE!"}},{"$f":"AH533-AG533","v":{"$error":"#VALUE!"}},{"$f":"AI533-AH533","v":{"$error":"#VALUE!"}},{"$f":"AJ533-AI533","v":{"$error":"#VALUE!"}},{"$f":"AK533-AJ533","v":{"$error":"#VALUE!"}},{"$f":"AL533-AK533","v":{"$error":"#VALUE!"}},{"$f":"AM533-AL533","v":{"$error":"#VALUE!"}},{"$f":"AN533-AM533","v":{"$error":"#VALUE!"}},{"$f":"AO533-AN533","v":{"$error":"#VALUE!"}},{"$f":"AP533-AO533","v":{"$error":"#VALUE!"}},{"$f":"AQ533-AP533","v":{"$error":"#VALUE!"}},{"$f":"AR533-AQ533","v":{"$error":"#VALUE!"}},{"$f":"AS533-AR533","v":{"$error":"#VALUE!"}},{"$f":"AT533-AS533","v":{"$error":"#VALUE!"}},{"$f":"AU533-AT533","v":{"$error":"#VALUE!"}},{"$f":"AV533-AU533","v":{"$error":"#VALUE!"}},{"$f":"AW533-AV533","v":{"$error":"#VALUE!"}},{"$f":"AX533-AW533","v":{"$error":"#VALUE!"}},{"$f":"AY533-AX533","v":{"$error":"#VALUE!"}},{"$f":"AZ533-AY533","v":{"$error":"#VALUE!"}},{"$f":"BA533-AZ533","v":{"$error":"#VALUE!"}},{"$f":"BB533-BA533","v":{"$error":"#VALUE!"}},{"$f":"BC533-BB533","v":{"$error":"#VALUE!"}},{"$f":"BD533-BC533","v":{"$error":"#VALUE!"}},{"$f":"BE533-BD533","v":{"$error":"#VALUE!"}},{"$f":"BF533-BE533","v":{"$error":"#VALUE!"}},{"$f":"BG533-BF533","v":{"$error":"#VALUE!"}},{"$f":"BH533-BG533","v":{"$error":"#VALUE!"}},{"$f":"BI533-BH533","v":{"$error":"#VALUE!"}},{"$f":"BJ533-BI533","v":{"$error":"#VALUE!"}},{"$f":"BK533-BJ533","v":{"$error":"#VALUE!"}},{"$f":"BL533-BK533","v":{"$error":"#VALUE!"}},{"$f":"BM533-BL533","v":{"$error":"#VALUE!"}},{"$f":"BN533-BM533","v":{"$error":"#VALUE!"}},{"$f":"BO533-BN533","v":{"$error":"#VALUE!"}},{"$f":"BP533-BO533","v":{"$error":"#VALUE!"}},{"$f":"BQ533-BP533","v":{"$error":"#VALUE!"}},{"$f":"BR533-BQ533","v":{"$error":"#VALUE!"}},{"$f":"BS533-BR533","v":{"$error":"#VALUE!"}},{"$f":"BT533-BS533","v":{"$error":"#VALUE!"}},{"$f":"BU533-BT533","v":{"$error":"#VALUE!"}},{"$f":"BV533-BU533","v":{"$error":"#VALUE!"}},{"$f":"BW533-BV533","v":{"$error":"#VALUE!"}},{"$f":"BX533-BW533","v":{"$error":"#VALUE!"}},{"$f":"BY533-BX533","v":{"$error":"#VALUE!"}},{"$f":"BZ533-BY533","v":{"$error":"#VALUE!"}},{"$f":"CA533-BZ533","v":{"$error":"#VALUE!"}},{"$f":"CB533-CA533","v":{"$error":"#VALUE!"}},{"$f":"CC533-CB533","v":{"$error":"#VALUE!"}},{"$f":"CD533-CC533","v":{"$error":"#VALUE!"}},{"$f":"CE533-CD533","v":{"$error":"#VALUE!"}},{"$f":"CF533-CE533","v":{"$error":"#VALUE!"}},{"$f":"CG533-CF533","v":{"$error":"#VALUE!"}},{"$f":"CH533-CG533","v":{"$error":"#VALUE!"}},{"$f":"CI533-CH533","v":{"$error":"#VALUE!"}},{"$f":"CJ533-CI533","v":{"$error":"#VALUE!"}},{"$f":"CK533-CJ533","v":{"$error":"#VALUE!"}},{"$f":"CL533-CK533","v":{"$error":"#VALUE!"}},{"$f":"CM533-CL533","v":{"$error":"#VALUE!"}},{"$f":"CN533-CM533","v":{"$error":"#VALUE!"}},{"$f":"CO533-CN533","v":{"$error":"#VALUE!"}},{"$f":"CP533-CO533","v":{"$error":"#VALUE!"}},{"$f":"CQ533-CP533","v":{"$error":"#VALUE!"}},{"$f":"CR533-CQ533","v":{"$error":"#VALUE!"}},{"$f":"CS533-CR533","v":{"$error":"#VALUE!"}},{"$f":"CT533-CS533","v":{"$error":"#VALUE!"}},{"$f":"CU533-CT533","v":{"$error":"#VALUE!"}},{"$f":"CV533-CU533","v":{"$error":"#VALUE!"}},{"$f":"CW533-CV533","v":{"$error":"#VALUE!"}},{"$f":"CX533-CW533","v":{"$error":"#VALUE!"}},{"$f":"CY533-CX533","v":{"$error":"#VALUE!"}},{"$f":"CZ533-CY533","v":{"$error":"#VALUE!"}},{"$f":"SUM(I534:CZ534)","v":{"$error":"#VALUE!"}}]
[{"$f":"CONCATENATE(H427,C535)","v":"CSO 00313a."},"13. Runoff Controls","13a.","Total CSO control volume (MG).",null,null,{"$f":"C535","v":"13a."},{"$f":"HLOOKUP(H427,'4 - CSO VOLUME'!$E$9:$AS$33,16,FALSE)","v":{"v":0,"d":"0.00"}}]
[{"$f":"CONCATENATE(H427,C536)","v":"CSO 00313b."},null,"13b.","Dry weather flow rate (MGD). ",null,null,{"$f":"C536","v":"13b."},{"$f":"HLOOKUP(H427,'4 - CSO VOLUME'!$E$9:$AS$33,17,FALSE)","v":{"v":0,"d":"0.00"}},{"$f":"$H536/(4*24)","v":{"v":0,"d":"0.000"}},{"$f":"$H536/(4*24)","v":{"v":0,"d":"0.000"}},{"v":0,"d":"0.000"},{"v":0,"d":"0.000"},{"v":0,"d":"0.000"},{"v":0,"d":"0.000"},{"v":0,"d":"0.000"},{"v":0,"d":"0.000"},{"v":0,"d":"0.000"},{"v":0,"d":"0.000"},{"v":0,"d":"0.000"},{"v":0,"d":"0.000"},{"v":0,"d":"0.000"},{"v":0,"d":"0.000"},{"v":0,"d":"0.000"},{"v":0,"d":"0.000"},{"v":0,"d":"0.000"},{"v":0,"d":"0.000"},{"v":0,"d":"0.000"},{"v":0,"d":"0.000"},{"v":0,"d":"0.000"},{"v":0,"d":"0.000"},{"v":0,"d":"0.000"},{"v":0,"d":"0.000"},{"v":0,"d":"0.000"},{"v":0,"d":"0.000"},{"v":0,"d":"0.000"},{"v":0,"d":"0.000"},{"v":0,"d":"0.000"},{"v":0,"d":"0.000"},{"v":0,"d":"0.000"},{"v":0,"d":"0.000"},{"v":0,"d":"0.000"},{"v":0,"d":"0.000"},{"v":0,"d":"0.000"},{"v":0,"d":"0.000"},{"v":0,"d":"0.000"},{"v":0,"d":"0.000"},{"v":0,"d":"0.000"},{"v":0,"d":"0.000"},{"v":0,"d":"0.000"},{"v":0,"d":"0.000"},{"v":0,"d":"0.000"},{"v":0,"d":"0.000"},{"v":0,"d":"0.000"},{"v":0,"d":"0.000"},{"v":0,"d":"0.000"},{"v":0,"d":"0.000"},{"v":0,"d":"0.000"},{"v":0,"d":"0.000"},{"v":0,"d":"0.000"},{"v":0,"d":"0.000"},{"v":0,"d":"0.000"},{"v":0,"d":"0.000"},{"v":0,"d":"0.000"},{"v":0,"d":"0.000"},{"v":0,"d":"0.000"},{"v":0,"d":"0.000"},{"v":0,"d":"0.000"},{"v":0,"d":"0.000"},{"v":0,"d":"0.000"},{"v":0,"d":"0.000"},{"v":0,"d":"0.000"},{"v":0,"d":"0.000"},{"v":0,"d":"0.000"},{"$f":"$H536/(4*24)","v":{"v":0,"d":"0.000"}},{"v":0,"d":"0.000"},{"v":0,"d":"0.000"},{"v":0,"d":"0.000"},{"v":0,"d":"0.000"},{"v":0,"d":"0.000"},{"v":0,"d":"0.000"},{"v":0,"d":"0.000"},{"v":0,"d":"0.000"},{"v":0,"d":"0.000"},{"v":0,"d":"0.000"},{"v":0,"d":"0.000"},{"v":0,"d":"0.000"},{"v":0,"d":"0.000"},{"v":0,"d":"0.000"},{"v":0,"d":"0.000"},{"v":0,"d":"0.000"},{"v":0,"d":"0.000"},{"v":0,"d":"0.000"},{"v":0,"d":"0.000"},{"v":0,"d":"0.000"},{"v":0,"d":"0.000"},{"v":0,"d":"0.000"},{"v":0,"d":"0.000"},{"v":0,"d":"0.000"},{"v":0,"d":"0.000"},{"v":0,"d":"0.000"},{"v":0,"d":"0.000"},{"v":0,"d":"0.000"},{"v":0,"d":"0.000"},{"v":0,"d":"0.000"}]
[{"$f":"CONCATENATE(H427,C537)","v":"CSO 00313c."},null,"13c.","Stormwater runoff after GI saturation plus dry weather flow (MG). Add Line 13b to Line 12d.",null,null,{"$f":"C537","v":"13c."},null,{"$f":"I536+I534","v":{"$error":"#VALUE!"}},{"$f":"J536+J534","v":{"$error":"#VALUE!"}},{"$error":"#VALUE!"},{"$error":"#VALUE!"},{"$error":"#VALUE!"},{"$error":"#VALUE!"},{"$error":"#VALUE!"},{"$error":"#VALUE!"},{"$error":"#VALUE!"},{"$error":"#VALUE!"},{"$error":"#VALUE!"},{"$error":"#VALUE!"},{"$error":"#VALUE!"},{"$error":"#VALUE!"},{"$error":"#VALUE!"},{"$error":"#VALUE!"},{"$error":"#VALUE!"},{"$error":"#VALUE!"},{"$error":"#VALUE!"},{"$error":"#VALUE!"},{"$error":"#VALUE!"},{"$error":"#VALUE!"},{"$error":"#VALUE!"},{"$error":"#VALUE!"},{"$error":"#VALUE!"},{"$error":"#VALUE!"},{"$error":"#VALUE!"},{"$error":"#VALUE!"},{"$error":"#VALUE!"},{"$error":"#VALUE!"},{"$error":"#VALUE!"},{"$error":"#VALUE!"},{"$error":"#VALUE!"},{"$error":"#VALUE!"},{"$error":"#VALUE!"},{"$error":"#VALUE!"},{"$error":"#VALUE!"},{"$error":"#VALUE!"},{"$error":"#VALUE!"},{"$error":"#VALUE!"},{"$error":"#VALUE!"},{"$error":"#VALUE!"},{"$error":"#VALUE!"},{"$error":"#VALUE!"},{"$error":"#VALUE!"},{"$error":"#VALUE!"},{"$error":"#VALUE!"},{"$error":"#VALUE!"},{"$error":"#VALUE!"},{"$error":"#VALUE!"},{"$error":"#VALUE!"},{"$error":"#VALUE!"},{"$error":"#VALUE!"},{"$error":"#VALUE!"},{"$error":"#VALUE!"},{"$error":"#VALUE!"},{"$error":"#VALUE!"},{"$error":"#VALUE!"},{"$error":"#VALUE!"},{"$error":"#VALUE!"},{"$error":"#VALUE!"},{"$error":"#VALUE!"},{"$error":"#VALUE!"},{"$error":"#VALUE!"},{"$error":"#VALUE!"},{"$f":"BV536+BV534","v":{"$error":"#VALUE!"}},{"$error":"#VALUE!"},{"$error":"#VALUE!"},{"$error":"#VALUE!"},{"$error":"#VALUE!"},{"$error":"#VALUE!"},{"$error":"#VALUE!"},{"$error":"#VALUE!"},{"$error":"#VALUE!"},{"$error":"#VALUE!"},{"$error":"#VALUE!"},{"$error":"#VALUE!"},{"$error":"#VALUE!"},{"$error":"#VALUE!"},{"$error":"#VALUE!"},{"$error":"#VALUE!"},{"$error":"#VALUE!"},{"$error":"#VALUE!"},{"$error":"#VALUE!"},{"$error":"#VALUE!"},{"$error":"#VALUE!"},{"$error":"#VALUE!"},{"$error":"#VALUE!"},{"$error":"#VALUE!"},{"$error":"#VALUE!"},{"$error":"#VALUE!"},{"$error":"#VALUE!"},{"$error":"#VALUE!"},{"$error":"#VALUE!"},{"$error":"#VALUE!"},{"$error":"#VALUE!"},{"$f":"SUM(I537:CZ537)","v":{"$error":"#VALUE!"}}]
[{"$f":"CONCATENATE(H427,C538)","v":"CSO 003"},null,null,"Excess stormwater runoff volume, cumulative (MG). Subtract Line 13a from Line 13c.",{"$nulls":4},{"$f":"IF(SUM($I537:I537)-$H535<=0,0,SUM($I537:I537)-$H535)","v":{"$error":"#VALUE!"}},{"$f":"IF(SUM($I537:J537)-$H535<=0,0,SUM($I537:J537)-$H535)","v":{"$error":"#VALUE!"}},{"$f":"IF(SUM($I537:K537)-$H535<=0,0,SUM($I537:K537)-$H535)","v":{"$error":"#VALUE!"}},{"$f":"IF(SUM($I537:L537)-$H535<=0,0,SUM($I537:L537)-$H535)","v":{"$error":"#VALUE!"}},{"$f":"IF(SUM($I537:M537)-$H535<=0,0,SUM($I537:M537)-$H535)","v":{"$error":"#VALUE!"}},{"$f":"IF(SUM($I537:N537)-$H535<=0,0,SUM($I537:N537)-$H535)","v":{"$error":"#VALUE!"}},{"$f":"IF(SUM($I537:O537)-$H535<=0,0,SUM($I537:O537)-$H535)","v":{"$error":"#VALUE!"}},{"$f":"IF(SUM($I537:P537)-$H535<=0,0,SUM($I537:P537)-$H535)","v":{"$error":"#VALUE!"}},{"$f":"IF(SUM($I537:Q537)-$H535<=0,0,SUM($I537:Q537)-$H535)","v":{"$error":"#VALUE!"}},{"$f":"IF(SUM($I537:R537)-$H535<=0,0,SUM($I537:R537)-$H535)","v":{"$error":"#VALUE!"}},{"$f":"IF(SUM($I537:S537)-$H535<=0,0,SUM($I537:S537)-$H535)","v":{"$error":"#VALUE!"}},{"$f":"IF(SUM($I537:T537)-$H535<=0,0,SUM($I537:T537)-$H535)","v":{"$error":"#VALUE!"}},{"$f":"IF(SUM($I537:U537)-$H535<=0,0,SUM($I537:U537)-$H535)","v":{"$error":"#VALUE!"}},{"$f":"IF(SUM($I537:V537)-$H535<=0,0,SUM($I537:V537)-$H535)","v":{"$error":"#VALUE!"}},{"$f":"IF(SUM($I537:W537)-$H535<=0,0,SUM($I537:W537)-$H535)","v":{"$error":"#VALUE!"}},{"$f":"IF(SUM($I537:X537)-$H535<=0,0,SUM($I537:X537)-$H535)","v":{"$error":"#VALUE!"}},{"$f":"IF(SUM($I537:Y537)-$H535<=0,0,SUM($I537:Y537)-$H535)","v":{"$error":"#VALUE!"}},{"$f":"IF(SUM($I537:Z537)-$H535<=0,0,SUM($I537:Z537)-$H535)","v":{"$error":"#VALUE!"}},{"$f":"IF(SUM($I537:AA537)-$H535<=0,0,SUM($I537:AA537)-$H535)","v":{"$error":"#VALUE!"}},{"$f":"IF(SUM($I537:AB537)-$H535<=0,0,SUM($I537:AB537)-$H535)","v":{"$error":"#VALUE!"}},{"$f":"IF(SUM($I537:AC537)-$H535<=0,0,SUM($I537:AC537)-$H535)","v":{"$error":"#VALUE!"}},{"$f":"IF(SUM($I537:AD537)-$H535<=0,0,SUM($I537:AD537)-$H535)","v":{"$error":"#VALUE!"}},{"$f":"IF(SUM($I537:AE537)-$H535<=0,0,SUM($I537:AE537)-$H535)","v":{"$error":"#VALUE!"}},{"$f":"IF(SUM($I537:AF537)-$H535<=0,0,SUM($I537:AF537)-$H535)","v":{"$error":"#VALUE!"}},{"$f":"IF(SUM($I537:AG537)-$H535<=0,0,SUM($I537:AG537)-$H535)","v":{"$error":"#VALUE!"}},{"$f":"IF(SUM($I537:AH537)-$H535<=0,0,SUM($I537:AH537)-$H535)","v":{"$error":"#VALUE!"}},{"$f":"IF(SUM($I537:AI537)-$H535<=0,0,SUM($I537:AI537)-$H535)","v":{"$error":"#VALUE!"}},{"$f":"IF(SUM($I537:AJ537)-$H535<=0,0,SUM($I537:AJ537)-$H535)","v":{"$error":"#VALUE!"}},{"$f":"IF(SUM($I537:AK537)-$H535<=0,0,SUM($I537:AK537)-$H535)","v":{"$error":"#VALUE!"}},{"$f":"IF(SUM($I537:AL537)-$H535<=0,0,SUM($I537:AL537)-$H535)","v":{"$error":"#VALUE!"}},{"$f":"IF(SUM($I537:AM537)-$H535<=0,0,SUM($I537:AM537)-$H535)","v":{"$error":"#VALUE!"}},{"$f":"IF(SUM($I537:AN537)-$H535<=0,0,SUM($I537:AN537)-$H535)","v":{"$error":"#VALUE!"}},{"$f":"IF(SUM($I537:AO537)-$H535<=0,0,SUM($I537:AO537)-$H535)","v":{"$error":"#VALUE!"}},{"$f":"IF(SUM($I537:AP537)-$H535<=0,0,SUM($I537:AP537)-$H535)","v":{"$error":"#VALUE!"}},{"$f":"IF(SUM($I537:AQ537)-$H535<=0,0,SUM($I537:AQ537)-$H535)","v":{"$error":"#VALUE!"}},{"$f":"IF(SUM($I537:AR537)-$H535<=0,0,SUM($I537:AR537)-$H535)","v":{"$error":"#VALUE!"}},{"$f":"IF(SUM($I537:AS537)-$H535<=0,0,SUM($I537:AS537)-$H535)","v":{"$error":"#VALUE!"}},{"$f":"IF(SUM($I537:AT537)-$H535<=0,0,SUM($I537:AT537)-$H535)","v":{"$error":"#VALUE!"}},{"$f":"IF(SUM($I537:AU537)-$H535<=0,0,SUM($I537:AU537)-$H535)","v":{"$error":"#VALUE!"}},{"$f":"IF(SUM($I537:AV537)-$H535<=0,0,SUM($I537:AV537)-$H535)","v":{"$error":"#VALUE!"}},{"$f":"IF(SUM($I537:AW537)-$H535<=0,0,SUM($I537:AW537)-$H535)","v":{"$error":"#VALUE!"}},{"$f":"IF(SUM($I537:AX537)-$H535<=0,0,SUM($I537:AX537)-$H535)","v":{"$error":"#VALUE!"}},{"$f":"IF(SUM($I537:AY537)-$H535<=0,0,SUM($I537:AY537)-$H535)","v":{"$error":"#VALUE!"}},{"$f":"IF(SUM($I537:AZ537)-$H535<=0,0,SUM($I537:AZ537)-$H535)","v":{"$error":"#VALUE!"}},{"$f":"IF(SUM($I537:BA537)-$H535<=0,0,SUM($I537:BA537)-$H535)","v":{"$error":"#VALUE!"}},{"$f":"IF(SUM($I537:BB537)-$H535<=0,0,SUM($I537:BB537)-$H535)","v":{"$error":"#VALUE!"}},{"$f":"IF(SUM($I537:BC537)-$H535<=0,0,SUM($I537:BC537)-$H535)","v":{"$error":"#VALUE!"}},{"$f":"IF(SUM($I537:BD537)-$H535<=0,0,SUM($I537:BD537)-$H535)","v":{"$error":"#VALUE!"}},{"$f":"IF(SUM($I537:BE537)-$H535<=0,0,SUM($I537:BE537)-$H535)","v":{"$error":"#VALUE!"}},{"$f":"IF(SUM($I537:BF537)-$H535<=0,0,SUM($I537:BF537)-$H535)","v":{"$error":"#VALUE!"}},{"$f":"IF(SUM($I537:BG537)-$H535<=0,0,SUM($I537:BG537)-$H535)","v":{"$error":"#VALUE!"}},{"$f":"IF(SUM($I537:BH537)-$H535<=0,0,SUM($I537:BH537)-$H535)","v":{"$error":"#VALUE!"}},{"$f":"IF(SUM($I537:BI537)-$H535<=0,0,SUM($I537:BI537)-$H535)","v":{"$error":"#VALUE!"}},{"$f":"IF(SUM($I537:BJ537)-$H535<=0,0,SUM($I537:BJ537)-$H535)","v":{"$error":"#VALUE!"}},{"$f":"IF(SUM($I537:BK537)-$H535<=0,0,SUM($I537:BK537)-$H535)","v":{"$error":"#VALUE!"}},{"$f":"IF(SUM($I537:BL537)-$H535<=0,0,SUM($I537:BL537)-$H535)","v":{"$error":"#VALUE!"}},{"$f":"IF(SUM($I537:BM537)-$H535<=0,0,SUM($I537:BM537)-$H535)","v":{"$error":"#VALUE!"}},{"$f":"IF(SUM($I537:BN537)-$H535<=0,0,SUM($I537:BN537)-$H535)","v":{"$error":"#VALUE!"}},{"$f":"IF(SUM($I537:BO537)-$H535<=0,0,SUM($I537:BO537)-$H535)","v":{"$error":"#VALUE!"}},{"$f":"IF(SUM($I537:BP537)-$H535<=0,0,SUM($I537:BP537)-$H535)","v":{"$error":"#VALUE!"}},{"$f":"IF(SUM($I537:BQ537)-$H535<=0,0,SUM($I537:BQ537)-$H535)","v":{"$error":"#VALUE!"}},{"$f":"IF(SUM($I537:BR537)-$H535<=0,0,SUM($I537:BR537)-$H535)","v":{"$error":"#VALUE!"}},{"$f":"IF(SUM($I537:BS537)-$H535<=0,0,SUM($I537:BS537)-$H535)","v":{"$error":"#VALUE!"}},{"$f":"IF(SUM($I537:BT537)-$H535<=0,0,SUM($I537:BT537)-$H535)","v":{"$error":"#VALUE!"}},{"$f":"IF(SUM($I537:BU537)-$H535<=0,0,SUM($I537:BU537)-$H535)","v":{"$error":"#VALUE!"}},{"$f":"IF(SUM($I537:BV537)-$H535<=0,0,SUM($I537:BV537)-$H535)","v":{"$error":"#VALUE!"}},{"$f":"IF(SUM($I537:BW537)-$H535<=0,0,SUM($I537:BW537)-$H535)","v":{"$error":"#VALUE!"}},{"$f":"IF(SUM($I537:BX537)-$H535<=0,0,SUM($I537:BX537)-$H535)","v":{"$error":"#VALUE!"}},{"$f":"IF(SUM($I537:BY537)-$H535<=0,0,SUM($I537:BY537)-$H535)","v":{"$error":"#VALUE!"}},{"$f":"IF(SUM($I537:BZ537)-$H535<=0,0,SUM($I537:BZ537)-$H535)","v":{"$error":"#VALUE!"}},{"$f":"IF(SUM($I537:CA537)-$H535<=0,0,SUM($I537:CA537)-$H535)","v":{"$error":"#VALUE!"}},{"$f":"IF(SUM($I537:CB537)-$H535<=0,0,SUM($I537:CB537)-$H535)","v":{"$error":"#VALUE!"}},{"$f":"IF(SUM($I537:CC537)-$H535<=0,0,SUM($I537:CC537)-$H535)","v":{"$error":"#VALUE!"}},{"$f":"IF(SUM($I537:CD537)-$H535<=0,0,SUM($I537:CD537)-$H535)","v":{"$error":"#VALUE!"}},{"$f":"IF(SUM($I537:CE537)-$H535<=0,0,SUM($I537:CE537)-$H535)","v":{"$error":"#VALUE!"}},{"$f":"IF(SUM($I537:CF537)-$H535<=0,0,SUM($I537:CF537)-$H535)","v":{"$error":"#VALUE!"}},{"$f":"IF(SUM($I537:CG537)-$H535<=0,0,SUM($I537:CG537)-$H535)","v":{"$error":"#VALUE!"}},{"$f":"IF(SUM($I537:CH537)-$H535<=0,0,SUM($I537:CH537)-$H535)","v":{"$error":"#VALUE!"}},{"$f":"IF(SUM($I537:CI537)-$H535<=0,0,SUM($I537:CI537)-$H535)","v":{"$error":"#VALUE!"}},{"$f":"IF(SUM($I537:CJ537)-$H535<=0,0,SUM($I537:CJ537)-$H535)","v":{"$error":"#VALUE!"}},{"$f":"IF(SUM($I537:CK537)-$H535<=0,0,SUM($I537:CK537)-$H535)","v":{"$error":"#VALUE!"}},{"$f":"IF(SUM($I537:CL537)-$H535<=0,0,SUM($I537:CL537)-$H535)","v":{"$error":"#VALUE!"}},{"$f":"IF(SUM($I537:CM537)-$H535<=0,0,SUM($I537:CM537)-$H535)","v":{"$error":"#VALUE!"}},{"$f":"IF(SUM($I537:CN537)-$H535<=0,0,SUM($I537:CN537)-$H535)","v":{"$error":"#VALUE!"}},{"$f":"IF(SUM($I537:CO537)-$H535<=0,0,SUM($I537:CO537)-$H535)","v":{"$error":"#VALUE!"}},{"$f":"IF(SUM($I537:CP537)-$H535<=0,0,SUM($I537:CP537)-$H535)","v":{"$error":"#VALUE!"}},{"$f":"IF(SUM($I537:CQ537)-$H535<=0,0,SUM($I537:CQ537)-$H535)","v":{"$error":"#VALUE!"}},{"$f":"IF(SUM($I537:CR537)-$H535<=0,0,SUM($I537:CR537)-$H535)","v":{"$error":"#VALUE!"}},{"$f":"IF(SUM($I537:CS537)-$H535<=0,0,SUM($I537:CS537)-$H535)","v":{"$error":"#VALUE!"}},{"$f":"IF(SUM($I537:CT537)-$H535<=0,0,SUM($I537:CT537)-$H535)","v":{"$error":"#VALUE!"}},{"$f":"IF(SUM($I537:CU537)-$H535<=0,0,SUM($I537:CU537)-$H535)","v":{"$error":"#VALUE!"}},{"$f":"IF(SUM($I537:CV537)-$H535<=0,0,SUM($I537:CV537)-$H535)","v":{"$error":"#VALUE!"}},{"$f":"IF(SUM($I537:CW537)-$H535<=0,0,SUM($I537:CW537)-$H535)","v":{"$error":"#VALUE!"}},{"$f":"IF(SUM($I537:CX537)-$H535<=0,0,SUM($I537:CX537)-$H535)","v":{"$error":"#VALUE!"}},{"$f":"IF(SUM($I537:CY537)-$H535<=0,0,SUM($I537:CY537)-$H535)","v":{"$error":"#VALUE!"}},{"$f":"IF(SUM($I537:CZ537)-$H535<=0,0,SUM($I537:CZ537)-$H535)","v":{"$error":"#VALUE!"}},"NA"]
[{"$f":"CONCATENATE(H427,C539)","v":"CSO 00313d."},null,"13d.","Combined sewage after GI saturation and CSO control (MG). Excess after Line 13c exceeds Line 13a.",null,null,{"$f":"C539","v":"13d."},null,{"$f":"I538-H538","v":{"$error":"#VALUE!"}},{"$f":"J538-I538","v":{"$error":"#VALUE!"}},{"$f":"K538-J538","v":{"$error":"#VALUE!"}},{"$f":"L538-K538","v":{"$error":"#VALUE!"}},{"$f":"M538-L538","v":{"$error":"#VALUE!"}},{"$f":"N538-M538","v":{"$error":"#VALUE!"}},{"$f":"O538-N538","v":{"$error":"#VALUE!"}},{"$f":"P538-O538","v":{"$error":"#VALUE!"}},{"$f":"Q538-P538","v":{"$error":"#VALUE!"}},{"$f":"R538-Q538","v":{"$error":"#VALUE!"}},{"$f":"S538-R538","v":{"$error":"#VALUE!"}},{"$f":"T538-S538","v":{"$error":"#VALUE!"}},{"$f":"U538-T538","v":{"$error":"#VALUE!"}},{"$f":"V538-U538","v":{"$error":"#VALUE!"}},{"$f":"W538-V538","v":{"$error":"#VALUE!"}},{"$f":"X538-W538","v":{"$error":"#VALUE!"}},{"$f":"Y538-X538","v":{"$error":"#VALUE!"}},{"$f":"Z538-Y538","v":{"$error":"#VALUE!"}},{"$f":"AA538-Z538","v":{"$error":"#VALUE!"}},{"$f":"AB538-AA538","v":{"$error":"#VALUE!"}},{"$f":"AC538-AB538","v":{"$error":"#VALUE!"}},{"$f":"AD538-AC538","v":{"$error":"#VALUE!"}},{"$f":"AE538-AD538","v":{"$error":"#VALUE!"}},{"$f":"AF538-AE538","v":{"$error":"#VALUE!"}},{"$f":"AG538-AF538","v":{"$error":"#VALUE!"}},{"$f":"AH538-AG538","v":{"$error":"#VALUE!"}},{"$f":"AI538-AH538","v":{"$error":"#VALUE!"}},{"$f":"AJ538-AI538","v":{"$error":"#VALUE!"}},{"$f":"AK538-AJ538","v":{"$error":"#VALUE!"}},{"$f":"AL538-AK538","v":{"$error":"#VALUE!"}},{"$f":"AM538-AL538","v":{"$error":"#VALUE!"}},{"$f":"AN538-AM538","v":{"$error":"#VALUE!"}},{"$f":"AO538-AN538","v":{"$error":"#VALUE!"}},{"$f":"AP538-AO538","v":{"$error":"#VALUE!"}},{"$f":"AQ538-AP538","v":{"$error":"#VALUE!"}},{"$f":"AR538-AQ538","v":{"$error":"#VALUE!"}},{"$f":"AS538-AR538","v":{"$error":"#VALUE!"}},{"$f":"AT538-AS538","v":{"$error":"#VALUE!"}},{"$f":"AU538-AT538","v":{"$error":"#VALUE!"}},{"$f":"AV538-AU538","v":{"$error":"#VALUE!"}},{"$f":"AW538-AV538","v":{"$error":"#VALUE!"}},{"$f":"AX538-AW538","v":{"$error":"#VALUE!"}},{"$f":"AY538-AX538","v":{"$error":"#VALUE!"}},{"$f":"AZ538-AY538","v":{"$error":"#VALUE!"}},{"$f":"BA538-AZ538","v":{"$error":"#VALUE!"}},{"$f":"BB538-BA538","v":{"$error":"#VALUE!"}},{"$f":"BC538-BB538","v":{"$error":"#VALUE!"}},{"$f":"BD538-BC538","v":{"$error":"#VALUE!"}},{"$f":"BE538-BD538","v":{"$error":"#VALUE!"}},{"$f":"BF538-BE538","v":{"$error":"#VALUE!"}},{"$f":"BG538-BF538","v":{"$error":"#VALUE!"}},{"$f":"BH538-BG538","v":{"$error":"#VALUE!"}},{"$f":"BI538-BH538","v":{"$error":"#VALUE!"}},{"$f":"BJ538-BI538","v":{"$error":"#VALUE!"}},{"$f":"BK538-BJ538","v":{"$error":"#VALUE!"}},{"$f":"BL538-BK538","v":{"$error":"#VALUE!"}},{"$f":"BM538-BL538","v":{"$error":"#VALUE!"}},{"$f":"BN538-BM538","v":{"$error":"#VALUE!"}},{"$f":"BO538-BN538","v":{"$error":"#VALUE!"}},{"$f":"BP538-BO538","v":{"$error":"#VALUE!"}},{"$f":"BQ538-BP538","v":{"$error":"#VALUE!"}},{"$f":"BR538-BQ538","v":{"$error":"#VALUE!"}},{"$f":"BS538-BR538","v":{"$error":"#VALUE!"}},{"$f":"BT538-BS538","v":{"$error":"#VALUE!"}},{"$f":"BU538-BT538","v":{"$error":"#VALUE!"}},{"$f":"BV538-BU538","v":{"$error":"#VALUE!"}},{"$f":"BW538-BV538","v":{"$error":"#VALUE!"}},{"$f":"BX538-BW538","v":{"$error":"#VALUE!"}},{"$f":"BY538-BX538","v":{"$error":"#VALUE!"}},{"$f":"BZ538-BY538","v":{"$error":"#VALUE!"}},{"$f":"CA538-BZ538","v":{"$error":"#VALUE!"}},{"$f":"CB538-CA538","v":{"$error":"#VALUE!"}},{"$f":"CC538-CB538","v":{"$error":"#VALUE!"}},{"$f":"CD538-CC538","v":{"$error":"#VALUE!"}},{"$f":"CE538-CD538","v":{"$error":"#VALUE!"}},{"$f":"CF538-CE538","v":{"$error":"#VALUE!"}},{"$f":"CG538-CF538","v":{"$error":"#VALUE!"}},{"$f":"CH538-CG538","v":{"$error":"#VALUE!"}},{"$f":"CI538-CH538","v":{"$error":"#VALUE!"}},{"$f":"CJ538-CI538","v":{"$error":"#VALUE!"}},{"$f":"CK538-CJ538","v":{"$error":"#VALUE!"}},{"$f":"CL538-CK538","v":{"$error":"#VALUE!"}},{"$f":"CM538-CL538","v":{"$error":"#VALUE!"}},{"$f":"CN538-CM538","v":{"$error":"#VALUE!"}},{"$f":"CO538-CN538","v":{"$error":"#VALUE!"}},{"$f":"CP538-CO538","v":{"$error":"#VALUE!"}},{"$f":"CQ538-CP538","v":{"$error":"#VALUE!"}},{"$f":"CR538-CQ538","v":{"$error":"#VALUE!"}},{"$f":"CS538-CR538","v":{"$error":"#VALUE!"}},{"$f":"CT538-CS538","v":{"$error":"#VALUE!"}},{"$f":"CU538-CT538","v":{"$error":"#VALUE!"}},{"$f":"CV538-CU538","v":{"$error":"#VALUE!"}},{"$f":"CW538-CV538","v":{"$error":"#VALUE!"}},{"$f":"CX538-CW538","v":{"$error":"#VALUE!"}},{"$f":"CY538-CX538","v":{"$error":"#VALUE!"}},{"$f":"CZ538-CY538","v":{"$error":"#VALUE!"}},{"$f":"SUM(I539:CZ539)","v":{"$error":"#VALUE!"}}]
[{"$f":"CONCATENATE(H427,C540)","v":"CSO 00314a."},"14. CSO Flows","14a.","CSO hydraulic control capacity (MGD). ",null,null,"14a.",{"$f":"HLOOKUP(H427,'4 - CSO VOLUME'!$E$9:$AS$33,20,FALSE)","v":""}]
[{"$f":"CONCATENATE(H427,C541)","v":"CSO 00314b."},null,"14b.","Total CSO volume (MG). Divide Line 14a by 24, then subtract from Line 13d at hourly increments.",null,null,"14b.",null,{"$f":"IF(I539-($H540/(4*24))<0,0,I539-($H540/(4*24)))","v":{"$error":"#VALUE!"}},{"$f":"IF(J539-($H540/(4*24))<0,0,J539-($H540/(4*24)))","v":{"$error":"#VALUE!"}},{"$error":"#VALUE!"},{"$error":"#VALUE!"},{"$error":"#VALUE!"},{"$error":"#VALUE!"},{"$error":"#VALUE!"},{"$error":"#VALUE!"},{"$error":"#VALUE!"},{"$error":"#VALUE!"},{"$error":"#VALUE!"},{"$error":"#VALUE!"},{"$error":"#VALUE!"},{"$error":"#VALUE!"},{"$error":"#VALUE!"},{"$error":"#VALUE!"},{"$error":"#VALUE!"},{"$error":"#VALUE!"},{"$error":"#VALUE!"},{"$error":"#VALUE!"},{"$error":"#VALUE!"},{"$error":"#VALUE!"},{"$error":"#VALUE!"},{"$error":"#VALUE!"},{"$error":"#VALUE!"},{"$error":"#VALUE!"},{"$error":"#VALUE!"},{"$error":"#VALUE!"},{"$error":"#VALUE!"},{"$error":"#VALUE!"},{"$error":"#VALUE!"},{"$error":"#VALUE!"},{"$error":"#VALUE!"},{"$error":"#VALUE!"},{"$error":"#VALUE!"},{"$error":"#VALUE!"},{"$error":"#VALUE!"},{"$error":"#VALUE!"},{"$error":"#VALUE!"},{"$error":"#VALUE!"},{"$error":"#VALUE!"},{"$error":"#VALUE!"},{"$error":"#VALUE!"},{"$error":"#VALUE!"},{"$error":"#VALUE!"},{"$error":"#VALUE!"},{"$error":"#VALUE!"},{"$error":"#VALUE!"},{"$error":"#VALUE!"},{"$error":"#VALUE!"},{"$error":"#VALUE!"},{"$error":"#VALUE!"},{"$error":"#VALUE!"},{"$error":"#VALUE!"},{"$error":"#VALUE!"},{"$error":"#VALUE!"},{"$error":"#VALUE!"},{"$error":"#VALUE!"},{"$error":"#VALUE!"},{"$error":"#VALUE!"},{"$error":"#VALUE!"},{"$error":"#VALUE!"},{"$error":"#VALUE!"},{"$error":"#VALUE!"},{"$error":"#VALUE!"},{"$f":"IF(BV539-($H540/(4*24))<0,0,BV539-($H540/(4*24)))","v":{"$error":"#VALUE!"}},{"$error":"#VALUE!"},{"$error":"#VALUE!"},{"$error":"#VALUE!"},{"$error":"#VALUE!"},{"$error":"#VALUE!"},{"$error":"#VALUE!"},{"$error":"#VALUE!"},{"$error":"#VALUE!"},{"$error":"#VALUE!"},{"$error":"#VALUE!"},{"$error":"#VALUE!"},{"$error":"#VALUE!"},{"$error":"#VALUE!"},{"$error":"#VALUE!"},{"$error":"#VALUE!"},{"$error":"#VALUE!"},{"$error":"#VALUE!"},{"$error":"#VALUE!"},{"$error":"#VALUE!"},{"$error":"#VALUE!"},{"$error":"#VALUE!"},{"$error":"#VALUE!"},{"$error":"#VALUE!"},{"$error":"#VALUE!"},{"$error":"#VALUE!"},{"$error":"#VALUE!"},{"$error":"#VALUE!"},{"$error":"#VALUE!"},{"$error":"#VALUE!"},{"$error":"#VALUE!"},{"$f":"SUM(I541:CZ541)","v":{"$error":"#VALUE!"}}]
[{"$f":"CONCATENATE(H427,C542)","v":"CSO 00314c."},null,"14c.","CSO treatment capacity (MGD). Line 7c.",null,null,"14c.",{"$f":"HLOOKUP(H427,'4 - CSO VOLUME'!$E$9:$AS$33,22,FALSE)","v":""}]
[{"$f":"CONCATENATE(H427,C543)","v":"CSO 00314d."},null,"14d.","Treated CSO volume (MG). Populate with Line 14b values that are less than or equal to Line 14c divided by 24.",null,null,"14d.",null,{"$f":"IF(I541=0,0,IF(I541<=$H542/(4*24),I541,$H542/(4*24)))","v":{"$error":"#VALUE!"}},{"$f":"IF(J541=0,0,IF(J541<=$H542/(4*24),J541,$H542/(4*24)))","v":{"$error":"#VALUE!"}},{"$error":"#VALUE!"},{"$error":"#VALUE!"},{"$error":"#VALUE!"},{"$error":"#VALUE!"},{"$error":"#VALUE!"},{"$error":"#VALUE!"},{"$error":"#VALUE!"},{"$error":"#VALUE!"},{"$error":"#VALUE!"},{"$error":"#VALUE!"},{"$error":"#VALUE!"},{"$error":"#VALUE!"},{"$error":"#VALUE!"},{"$error":"#VALUE!"},{"$error":"#VALUE!"},{"$error":"#VALUE!"},{"$error":"#VALUE!"},{"$error":"#VALUE!"},{"$error":"#VALUE!"},{"$error":"#VALUE!"},{"$error":"#VALUE!"},{"$error":"#VALUE!"},{"$error":"#VALUE!"},{"$error":"#VALUE!"},{"$error":"#VALUE!"},{"$error":"#VALUE!"},{"$error":"#VALUE!"},{"$error":"#VALUE!"},{"$error":"#VALUE!"},{"$error":"#VALUE!"},{"$error":"#VALUE!"},{"$error":"#VALUE!"},{"$error":"#VALUE!"},{"$error":"#VALUE!"},{"$error":"#VALUE!"},{"$error":"#VALUE!"},{"$error":"#VALUE!"},{"$error":"#VALUE!"},{"$error":"#VALUE!"},{"$error":"#VALUE!"},{"$error":"#VALUE!"},{"$error":"#VALUE!"},{"$error":"#VALUE!"},{"$error":"#VALUE!"},{"$error":"#VALUE!"},{"$error":"#VALUE!"},{"$error":"#VALUE!"},{"$error":"#VALUE!"},{"$error":"#VALUE!"},{"$error":"#VALUE!"},{"$error":"#VALUE!"},{"$error":"#VALUE!"},{"$error":"#VALUE!"},{"$error":"#VALUE!"},{"$error":"#VALUE!"},{"$error":"#VALUE!"},{"$error":"#VALUE!"},{"$error":"#VALUE!"},{"$error":"#VALUE!"},{"$error":"#VALUE!"},{"$error":"#VALUE!"},{"$error":"#VALUE!"},{"$error":"#VALUE!"},{"$f":"IF(BV541=0,0,IF(BV541<=$H542/(4*24),BV541,$H542/(4*24)))","v":{"$error":"#VALUE!"}},{"$error":"#VALUE!"},{"$error":"#VALUE!"},{"$error":"#VALUE!"},{"$error":"#VALUE!"},{"$error":"#VALUE!"},{"$error":"#VALUE!"},{"$error":"#VALUE!"},{"$error":"#VALUE!"},{"$error":"#VALUE!"},{"$error":"#VALUE!"},{"$error":"#VALUE!"},{"$error":"#VALUE!"},{"$error":"#VALUE!"},{"$error":"#VALUE!"},{"$error":"#VALUE!"},{"$error":"#VALUE!"},{"$error":"#VALUE!"},{"$error":"#VALUE!"},{"$error":"#VALUE!"},{"$error":"#VALUE!"},{"$error":"#VALUE!"},{"$error":"#VALUE!"},{"$error":"#VALUE!"},{"$error":"#VALUE!"},{"$error":"#VALUE!"},{"$error":"#VALUE!"},{"$error":"#VALUE!"},{"$error":"#VALUE!"},{"$error":"#VALUE!"},{"$error":"#VALUE!"},{"$f":"SUM(I543:CZ543)","v":{"$error":"#VALUE!"}}]
[{"$f":"CONCATENATE(H427,C544)","v":"CSO 00314e."},null,"14e.","Untreated CSO volume (MG). Difference between hourly values for Line 14b and line 14d.",null,null,"14e.",null,{"$f":"I541-I543","v":{"$error":"#VALUE!"}},{"$f":"J541-J543","v":{"$error":"#VALUE!"}},{"$error":"#VALUE!"},{"$error":"#VALUE!"},{"$error":"#VALUE!"},{"$error":"#VALUE!"},{"$error":"#VALUE!"},{"$error":"#VALUE!"},{"$error":"#VALUE!"},{"$error":"#VALUE!"},{"$error":"#VALUE!"},{"$error":"#VALUE!"},{"$error":"#VALUE!"},{"$error":"#VALUE!"},{"$error":"#VALUE!"},{"$error":"#VALUE!"},{"$error":"#VALUE!"},{"$error":"#VALUE!"},{"$error":"#VALUE!"},{"$error":"#VALUE!"},{"$error":"#VALUE!"},{"$error":"#VALUE!"},{"$error":"#VALUE!"},{"$error":"#VALUE!"},{"$error":"#VALUE!"},{"$error":"#VALUE!"},{"$error":"#VALUE!"},{"$error":"#VALUE!"},{"$error":"#VALUE!"},{"$error":"#VALUE!"},{"$error":"#VALUE!"},{"$error":"#VALUE!"},{"$error":"#VALUE!"},{"$error":"#VALUE!"},{"$error":"#VALUE!"},{"$error":"#VALUE!"},{"$error":"#VALUE!"},{"$error":"#VALUE!"},{"$error":"#VALUE!"},{"$error":"#VALUE!"},{"$error":"#VALUE!"},{"$error":"#VALUE!"},{"$error":"#VALUE!"},{"$error":"#VALUE!"},{"$error":"#VALUE!"},{"$error":"#VALUE!"},{"$error":"#VALUE!"},{"$error":"#VALUE!"},{"$error":"#VALUE!"},{"$error":"#VALUE!"},{"$error":"#VALUE!"},{"$error":"#VALUE!"},{"$error":"#VALUE!"},{"$error":"#VALUE!"},{"$error":"#VALUE!"},{"$error":"#VALUE!"},{"$error":"#VALUE!"},{"$error":"#VALUE!"},{"$error":"#VALUE!"},{"$error":"#VALUE!"},{"$error":"#VALUE!"},{"$error":"#VALUE!"},{"$error":"#VALUE!"},{"$error":"#VALUE!"},{"$error":"#VALUE!"},{"$f":"BV541-BV543","v":{"$error":"#VALUE!"}},{"$error":"#VALUE!"},{"$error":"#VALUE!"},{"$error":"#VALUE!"},{"$error":"#VALUE!"},{"$error":"#VALUE!"},{"$error":"#VALUE!"},{"$error":"#VALUE!"},{"$error":"#VALUE!"},{"$error":"#VALUE!"},{"$error":"#VALUE!"},{"$error":"#VALUE!"},{"$error":"#VALUE!"},{"$error":"#VALUE!"},{"$error":"#VALUE!"},{"$error":"#VALUE!"},{"$error":"#VALUE!"},{"$error":"#VALUE!"},{"$error":"#VALUE!"},{"$error":"#VALUE!"},{"$error":"#VALUE!"},{"$error":"#VALUE!"},{"$error":"#VALUE!"},{"$error":"#VALUE!"},{"$error":"#VALUE!"},{"$error":"#VALUE!"},{"$error":"#VALUE!"},{"$error":"#VALUE!"},{"$error":"#VALUE!"},{"$error":"#VALUE!"},{"$error":"#VALUE!"},{"$f":"SUM(I544:CZ544)","v":{"$error":"#VALUE!"}}]
[{"$f":"CONCATENATE(H427,C545)","v":"CSO 00314f."},null,"14f.","Combined sewage diverted to WWTP (MG). Subtract Line 14b from Line 13d at hourly increments.",null,null,"14f.",null,{"$f":"I539-I541","v":{"$error":"#VALUE!"}},{"$f":"J539-J541","v":{"$error":"#VALUE!"}},{"$error":"#VALUE!"},{"$error":"#VALUE!"},{"$error":"#VALUE!"},{"$error":"#VALUE!"},{"$error":"#VALUE!"},{"$error":"#VALUE!"},{"$error":"#VALUE!"},{"$error":"#VALUE!"},{"$error":"#VALUE!"},{"$error":"#VALUE!"},{"$error":"#VALUE!"},{"$error":"#VALUE!"},{"$error":"#VALUE!"},{"$error":"#VALUE!"},{"$error":"#VALUE!"},{"$error":"#VALUE!"},{"$error":"#VALUE!"},{"$error":"#VALUE!"},{"$error":"#VALUE!"},{"$error":"#VALUE!"},{"$error":"#VALUE!"},{"$error":"#VALUE!"},{"$error":"#VALUE!"},{"$error":"#VALUE!"},{"$error":"#VALUE!"},{"$error":"#VALUE!"},{"$error":"#VALUE!"},{"$error":"#VALUE!"},{"$error":"#VALUE!"},{"$error":"#VALUE!"},{"$error":"#VALUE!"},{"$error":"#VALUE!"},{"$error":"#VALUE!"},{"$error":"#VALUE!"},{"$error":"#VALUE!"},{"$error":"#VALUE!"},{"$error":"#VALUE!"},{"$error":"#VALUE!"},{"$error":"#VALUE!"},{"$error":"#VALUE!"},{"$error":"#VALUE!"},{"$error":"#VALUE!"},{"$error":"#VALUE!"},{"$error":"#VALUE!"},{"$error":"#VALUE!"},{"$error":"#VALUE!"},{"$error":"#VALUE!"},{"$error":"#VALUE!"},{"$error":"#VALUE!"},{"$error":"#VALUE!"},{"$error":"#VALUE!"},{"$error":"#VALUE!"},{"$error":"#VALUE!"},{"$error":"#VALUE!"},{"$error":"#VALUE!"},{"$error":"#VALUE!"},{"$error":"#VALUE!"},{"$error":"#VALUE!"},{"$error":"#VALUE!"},{"$error":"#VALUE!"},{"$error":"#VALUE!"},{"$error":"#VALUE!"},{"$error":"#VALUE!"},{"$f":"BV539-BV541","v":{"$error":"#VALUE!"}},{"$error":"#VALUE!"},{"$error":"#VALUE!"},{"$error":"#VALUE!"},{"$error":"#VALUE!"},{"$error":"#VALUE!"},{"$error":"#VALUE!"},{"$error":"#VALUE!"},{"$error":"#VALUE!"},{"$error":"#VALUE!"},{"$error":"#VALUE!"},{"$error":"#VALUE!"},{"$error":"#VALUE!"},{"$error":"#VALUE!"},{"$error":"#VALUE!"},{"$error":"#VALUE!"},{"$error":"#VALUE!"},{"$error":"#VALUE!"},{"$error":"#VALUE!"},{"$error":"#VALUE!"},{"$error":"#VALUE!"},{"$error":"#VALUE!"},{"$error":"#VALUE!"},{"$error":"#VALUE!"},{"$error":"#VALUE!"},{"$error":"#VALUE!"},{"$error":"#VALUE!"},{"$error":"#VALUE!"},{"$error":"#VALUE!"},{"$error":"#VALUE!"},{"$error":"#VALUE!"},{"$f":"SUM(I545:CZ545)","v":{"$error":"#VALUE!"}}]
[]
[]
[{"$nulls":7},{"$f":"A6","v":"CSO 004"}]
[{"$nulls":6},"Area (acres):",{"$f":"HLOOKUP(H548,'2 - CSO INPUT'!$E$9:$AS$19,6,FALSE)","v":0},null,{"$f":"43560*7.48/(12*1000000)","v":0.027152400000000004},"MG",{"$f":"\"=\"","v":"="},1,"in-ac/hr"]
[{"$nulls":6},"ISA:",{"$f":"HLOOKUP(H548,'2 - CSO INPUT'!$E$9:$AS$19,7,FALSE)","v":{"v":0,"d":"0%"}}]
[{"$nulls":6},"TOC (hr);",{"$f":"HLOOKUP(H548,'3 - Tc & RAINFALL'!$E$9:$AS$17,6,FALSE)","v":""}]
[{"$nulls":6},"Initial Abstraction (in):",{"$f":"HLOOKUP(H548,'3 - Tc & RAINFALL'!$E$9:$AS$17,9,FALSE)","v":{"v":0.1,"d":"0.10"}}]
[{"$nulls":4},"hour","P (in)","P_cum (in)","P_mod (in)",1,1.25,{"v":1.5,"d":"1.50"},1.75,{"v":2,"d":"2.00"},2.25,{"v":2.5,"d":"2.50"},2.75,{"v":3,"d":"3.00"},3.25,{"v":3.5,"d":"3.50"},3.75,{"v":4,"d":"4.00"},4.25,{"v":4.5,"d":"4.50"},4.75,{"v":5,"d":"5.00"},5.25,{"v":5.5,"d":"5.50"},5.75,{"v":6,"d":"6.00"},6.25,{"v":6.5,"d":"6.50"},6.75,{"v":7,"d":"7.00"},7.25,{"v":7.5,"d":"7.50"},7.75,{"v":8,"d":"8.00"},8.25,{"v":8.5,"d":"8.50"},8.75,{"v":9,"d":"9.00"},9.25,{"v":9.5,"d":"9.50"},9.75,{"v":10,"d":"10.00"},10.25,{"v":10.5,"d":"10.50"},10.75,{"v":11,"d":"11.00"},11.25,{"v":11.5,"d":"11.50"},11.75,{"v":12,"d":"12.00"},12.25,{"v":12.5,"d":"12.50"},12.75,{"v":13,"d":"13.00"},13.25,{"v":13.5,"d":"13.50"},13.75,{"v":14,"d":"14.00"},14.25,{"v":14.5,"d":"14.50"},14.75,{"v":15,"d":"15.00"},15.25,{"v":15.5,"d":"15.50"},15.75,{"v":16,"d":"16.00"},16.25,{"v":16.5,"d":"16.50"},16.75,{"v":17,"d":"17.00"},17.25,{"v":17.5,"d":"17.50"},17.75,{"v":18,"d":"18.00"},18.25,{"v":18.5,"d":"18.50"},18.75,{"v":19,"d":"19.00"},19.25,{"v":19.5,"d":"19.50"},19.75,{"v":20,"d":"20.00"},20.25,{"v":20.5,"d":"20.50"},20.75,{"v":21,"d":"21.00"},21.25,{"v":21.5,"d":"21.50"},21.75,{"v":22,"d":"22.00"},22.25,{"v":22.5,"d":"22.50"},22.75,{"v":23,"d":"23.00"},23.25,{"v":23.5,"d":"23.50"},23.75,{"v":24,"d":"24.00"},24.25,{"v":24.5,"d":"24.50"},24.75]
[{"$nulls":4},1,{"$f":"$DF$3","v":{"v":0,"d":"0.000"}},{"$f":"IF(SUM(F554:F554)-H552<=0,0,SUM(F554:F554)-H552)","v":{"v":0,"d":"0.00"}},{"$f":"G554-0","v":{"v":0,"d":"0.000"}},{"$f":"IF(H551<=I553-E554,0,H554*H549*H550*J549/(H551*4))","v":{"$error":"#VALUE!"}},{"$f":"IF(H551<=J553-E554,0,H554*H549*H550*J549/(H551*4))","v":{"$error":"#VALUE!"}},{"$f":"IF(H551<=K553-E554,0,H554*H549*H550*J549/(H551*4))","v":{"$error":"#VALUE!"}},{"$f":"IF(H551<=L553-E554,0,H554*H549*H550*J549/(H551*4))","v":{"$error":"#VALUE!"}},{"$f":"IF(H551<=M553-E554,0,H554*H549*H550*J549/(H551*4))","v":{"$error":"#VALUE!"}},{"$f":"IF(H551<=N553-E554,0,H554*H549*H550*J549/(H551*4))","v":{"$error":"#VALUE!"}},{"$f":"IF(H551<=O553-E554,0,H554*H549*H550*J549/(H551*4))","v":{"$error":"#VALUE!"}},{"$f":"IF(H551<=P553-E554,0,H554*H549*H550*J549/(H551*4))","v":{"$error":"#VALUE!"}},{"$f":"IF(H551<=Q553-E554,0,H554*H549*H550*J549/(H551*4))","v":{"$error":"#VALUE!"}},{"$f":"IF(H551<=R553-E554,0,H554*H549*H550*J549/(H551*4))","v":{"$error":"#VALUE!"}},{"$f":"IF(H551<=S553-E554,0,H554*H549*H550*J549/(H551*4))","v":{"$error":"#VALUE!"}},{"$f":"IF(H551<=T553-E554,0,H554*H549*H550*J549/(H551*4))","v":{"$error":"#VALUE!"}},{"$f":"IF(H551<=U553-E554,0,H554*H549*H550*J549/(H551*4))","v":{"$error":"#VALUE!"}}]
[{"$nulls":4},1.25,{"$f":"$DF$4","v":{"v":0,"d":"0.000"}},{"$f":"IF(SUM(F554:F555)-H552<=0,0,SUM(F554:F555)-H552)","v":{"v":0,"d":"0.00"}},{"$f":"G555-G554","v":{"v":0,"d":"0.000"}},null,{"$f":"IF(H551<=J553-E555,0,H555*H549*H550*J549/(H551*4))","v":{"$error":"#VALUE!"}},{"$f":"IF(H551<=K553-E555,0,H555*H549*H550*J549/(H551*4))","v":{"$error":"#VALUE!"}},{"$f":"IF(H551<=L553-E555,0,H555*H549*H550*J549/(H551*4))","v":{"$error":"#VALUE!"}},{"$f":"IF(H551<=M553-E555,0,H555*H549*H550*J549/(H551*4))","v":{"$error":"#VALUE!"}},{"$f":"IF(H551<=N553-E555,0,H555*H549*H550*J549/(H551*4))","v":{"$error":"#VALUE!"}},{"$f":"IF(H551<=O553-E555,0,H555*H549*H550*J549/(H551*4))","v":{"$error":"#VALUE!"}},{"$f":"IF(H551<=P553-E555,0,H555*H549*H550*J549/(H551*4))","v":{"$error":"#VALUE!"}},{"$f":"IF(H551<=Q553-E555,0,H555*H549*H550*J549/(H551*4))","v":{"$error":"#VALUE!"}},{"$f":"IF(H551<=R553-E555,0,H555*H549*H550*J549/(H551*4))","v":{"$error":"#VALUE!"}},{"$f":"IF(H551<=S553-E555,0,H555*H549*H550*J549/(H551*4))","v":{"$error":"#VALUE!"}},{"$f":"IF(H551<=T553-E555,0,H555*H549*H550*J549/(H551*4))","v":{"$error":"#VALUE!"}},{"$f":"IF(H551<=U553-E555,0,H555*H549*H550*J549/(H551*4))","v":{"$error":"#VALUE!"}},{"$f":"IF(H551<=V553-E555,0,H555*H549*H550*J549/(H551*4))","v":{"$error":"#VALUE!"}}]
[{"$nulls":4},{"v":1.5,"d":"1.50"},{"$f":"$DF$5","v":{"v":0,"d":"0.000"}},{"$f":"IF(SUM(F554:F556)-H552<=0,0,SUM(F554:F556)-H552)","v":{"v":0,"d":"0.00"}},{"v":0,"d":"0.000"},null,null,{"$f":"IF(H551<=K553-E556,0,H556*H549*H550*J549/(H551*4))","v":{"$error":"#VALUE!"}},{"$f":"IF(H551<=L553-E556,0,H556*H549*H550*J549/(H551*4))","v":{"$error":"#VALUE!"}},{"$f":"IF(H551<=M553-E556,0,H556*H549*H550*J549/(H551*4))","v":{"$error":"#VALUE!"}},{"$f":"IF(H551<=N553-E556,0,H556*H549*H550*J549/(H551*4))","v":{"$error":"#VALUE!"}},{"$f":"IF(H551<=O553-E556,0,H556*H549*H550*J549/(H551*4))","v":{"$error":"#VALUE!"}},{"$f":"IF(H551<=P553-E556,0,H556*H549*H550*J549/(H551*4))","v":{"$error":"#VALUE!"}},{"$f":"IF(H551<=Q553-E556,0,H556*H549*H550*J549/(H551*4))","v":{"$error":"#VALUE!"}},{"$f":"IF(H551<=R553-E556,0,H556*H549*H550*J549/(H551*4))","v":{"$error":"#VALUE!"}},{"$f":"IF(H551<=S553-E556,0,H556*H549*H550*J549/(H551*4))","v":{"$error":"#VALUE!"}},{"$f":"IF(H551<=T553-E556,0,H556*H549*H550*J549/(H551*4))","v":{"$error":"#VALUE!"}},{"$f":"IF(H551<=U553-E556,0,H556*H549*H550*J549/(H551*4))","v":{"$error":"#VALUE!"}},{"$f":"IF(H551<=V553-E556,0,H556*H549*H550*J549/(H551*4))","v":{"$error":"#VALUE!"}},{"$f":"IF(H551<=W553-E556,0,H556*H549*H550*J549/(H551*4))","v":{"$error":"#VALUE!"}}]
[{"$nulls":4},1.75,{"$f":"$DF$6","v":{"v":0,"d":"0.000"}},{"$f":"IF(SUM(F554:F557)-H552<=0,0,SUM(F554:F557)-H552)","v":{"v":0,"d":"0.00"}},{"v":0,"d":"0.000"},{"$nulls":3},{"$f":"IF(H551<=L553-E557,0,H557*H549*H550*J549/(H551*4))","v":{"$error":"#VALUE!"}},{"$f":"IF(H551<=M553-E557,0,H557*H549*H550*J549/(H551*4))","v":{"$error":"#VALUE!"}},{"$f":"IF(H551<=N553-E557,0,H557*H549*H550*J549/(H551*4))","v":{"$error":"#VALUE!"}},{"$f":"IF(H551<=O553-E557,0,H557*H549*H550*J549/(H551*4))","v":{"$error":"#VALUE!"}},{"$f":"IF(H551<=P553-E557,0,H557*H549*H550*J549/(H551*4))","v":{"$error":"#VALUE!"}},{"$f":"IF(H551<=Q553-E557,0,H557*H549*H550*J549/(H551*4))","v":{"$error":"#VALUE!"}},{"$f":"IF(H551<=R553-E557,0,H557*H549*H550*J549/(H551*4))","v":{"$error":"#VALUE!"}},{"$f":"IF(H551<=S553-E557,0,H557*H549*H550*J549/(H551*4))","v":{"$error":"#VALUE!"}},{"$f":"IF(H551<=T553-E557,0,H557*H549*H550*J549/(H551*4))","v":{"$error":"#VALUE!"}},{"$f":"IF(H551<=U553-E557,0,H557*H549*H550*J549/(H551*4))","v":{"$error":"#VALUE!"}},{"$f":"IF(H551<=V553-E557,0,H557*H549*H550*J549/(H551*4))","v":{"$error":"#VALUE!"}},{"$f":"IF(H551<=W553-E557,0,H557*H549*H550*J549/(H551*4))","v":{"$error":"#VALUE!"}},{"$f":"IF(H551<=X553-E557,0,H557*H549*H550*J549/(H551*4))","v":{"$error":"#VALUE!"}}]
[{"$nulls":4},{"v":2,"d":"2.00"},{"$f":"$DF$7","v":{"v":0,"d":"0.000"}},{"$f":"IF(SUM(F554:F558)-H552<=0,0,SUM(F554:F558)-H552)","v":{"v":0,"d":"0.00"}},{"v":0,"d":"0.000"},{"$nulls":4},{"$f":"IF(H551<=M553-E558,0,H558*H549*H550*J549/(H551*4))","v":{"$error":"#VALUE!"}},{"$f":"IF(H551<=N553-E558,0,H558*H549*H550*J549/(H551*4))","v":{"$error":"#VALUE!"}},{"$f":"IF(H551<=O553-E558,0,H558*H549*H550*J549/(H551*4))","v":{"$error":"#VALUE!"}},{"$f":"IF(H551<=P553-E558,0,H558*H549*H550*J549/(H551*4))","v":{"$error":"#VALUE!"}},{"$f":"IF(H551<=Q553-E558,0,H558*H549*H550*J549/(H551*4))","v":{"$error":"#VALUE!"}},{"$f":"IF(H551<=R553-E558,0,H558*H549*H550*J549/(H551*4))","v":{"$error":"#VALUE!"}},{"$f":"IF(H551<=S553-E558,0,H558*H549*H550*J549/(H551*4))","v":{"$error":"#VALUE!"}},{"$f":"IF(H551<=T553-E558,0,H558*H549*H550*J549/(H551*4))","v":{"$error":"#VALUE!"}},{"$f":"IF(H551<=U553-E558,0,H558*H549*H550*J549/(H551*4))","v":{"$error":"#VALUE!"}},{"$f":"IF(H551<=V553-E558,0,H558*H549*H550*J549/(H551*4))","v":{"$error":"#VALUE!"}},{"$f":"IF(H551<=W553-E558,0,H558*H549*H550*J549/(H551*4))","v":{"$error":"#VALUE!"}},{"$f":"IF(H551<=X553-E558,0,H558*H549*H550*J549/(H551*4))","v":{"$error":"#VALUE!"}},{"$f":"IF(H551<=Y553-E558,0,H558*H549*H550*J549/(H551*4))","v":{"$error":"#VALUE!"}}]
[{"$nulls":4},2.25,{"$f":"$DF$8","v":{"v":0,"d":"0.000"}},{"$f":"IF(SUM(F554:F559)-H552<=0,0,SUM(F554:F559)-H552)","v":{"v":0,"d":"0.00"}},{"v":0,"d":"0.000"},{"$nulls":5},{"$f":"IF(H551<=N553-E559,0,H559*H549*H550*J549/(H551*4))","v":{"$error":"#VALUE!"}},{"$f":"IF(H551<=O553-E559,0,H559*H549*H550*J549/(H551*4))","v":{"$error":"#VALUE!"}},{"$f":"IF(H551<=P553-E559,0,H559*H549*H550*J549/(H551*4))","v":{"$error":"#VALUE!"}},{"$f":"IF(H551<=Q553-E559,0,H559*H549*H550*J549/(H551*4))","v":{"$error":"#VALUE!"}},{"$f":"IF(H551<=R553-E559,0,H559*H549*H550*J549/(H551*4))","v":{"$error":"#VALUE!"}},{"$f":"IF(H551<=S553-E559,0,H559*H549*H550*J549/(H551*4))","v":{"$error":"#VALUE!"}},{"$f":"IF(H551<=T553-E559,0,H559*H549*H550*J549/(H551*4))","v":{"$error":"#VALUE!"}},{"$f":"IF(H551<=U553-E559,0,H559*H549*H550*J549/(H551*4))","v":{"$error":"#VALUE!"}},{"$f":"IF(H551<=V553-E559,0,H559*H549*H550*J549/(H551*4))","v":{"$error":"#VALUE!"}},{"$f":"IF(H551<=W553-E559,0,H559*H549*H550*J549/(H551*4))","v":{"$error":"#VALUE!"}},{"$f":"IF(H551<=X553-E559,0,H559*H549*H550*J549/(H551*4))","v":{"$error":"#VALUE!"}},{"$f":"IF(H551<=Y553-E559,0,H559*H549*H550*J549/(H551*4))","v":{"$error":"#VALUE!"}},{"$f":"IF(H551<=Z553-E559,0,H559*H549*H550*J549/(H551*4))","v":{"$error":"#VALUE!"}}]
[{"$nulls":4},{"v":2.5,"d":"2.50"},{"$f":"$DF$9","v":{"v":0,"d":"0.000"}},{"$f":"IF(SUM(F554:F560)-H552<=0,0,SUM(F554:F560)-H552)","v":{"v":0,"d":"0.00"}},{"v":0,"d":"0.000"},{"$nulls":6},{"$f":"IF(H551<=O553-E560,0,H560*H549*H550*J549/(H551*4))","v":{"$error":"#VALUE!"}},{"$f":"IF(H551<=P553-E560,0,H560*H549*H550*J549/(H551*4))","v":{"$error":"#VALUE!"}},{"$f":"IF(H551<=Q553-E560,0,H560*H549*H550*J549/(H551*4))","v":{"$error":"#VALUE!"}},{"$f":"IF(H551<=R553-E560,0,H560*H549*H550*J549/(H551*4))","v":{"$error":"#VALUE!"}},{"$f":"IF(H551<=S553-E560,0,H560*H549*H550*J549/(H551*4))","v":{"$error":"#VALUE!"}},{"$f":"IF(H551<=T553-E560,0,H560*H549*H550*J549/(H551*4))","v":{"$error":"#VALUE!"}},{"$f":"IF(H551<=U553-E560,0,H560*H549*H550*J549/(H551*4))","v":{"$error":"#VALUE!"}},{"$f":"IF(H551<=V553-E560,0,H560*H549*H550*J549/(H551*4))","v":{"$error":"#VALUE!"}},{"$f":"IF(H551<=W553-E560,0,H560*H549*H550*J549/(H551*4))","v":{"$error":"#VALUE!"}},{"$f":"IF(H551<=X553-E560,0,H560*H549*H550*J549/(H551*4))","v":{"$error":"#VALUE!"}},{"$f":"IF(H551<=Y553-E560,0,H560*H549*H550*J549/(H551*4))","v":{"$error":"#VALUE!"}},{"$f":"IF(H551<=Z553-E560,0,H560*H549*H550*J549/(H551*4))","v":{"$error":"#VALUE!"}},{"$f":"IF(H551<=AA553-E560,0,H560*H549*H550*J549/(H551*4))","v":{"$error":"#VALUE!"}}]
[{"$nulls":4},2.75,{"$f":"$DF$10","v":{"v":0,"d":"0.000"}},{"$f":"IF(SUM(F554:F561)-H552<=0,0,SUM(F554:F561)-H552)","v":{"v":0,"d":"0.00"}},{"v":0,"d":"0.000"},{"$nulls":7},{"$f":"IF(H551<=P553-E561,0,H561*H549*H550*J549/(H551*4))","v":{"$error":"#VALUE!"}},{"$f":"IF(H551<=Q553-E561,0,H561*H549*H550*J549/(H551*4))","v":{"$error":"#VALUE!"}},{"$f":"IF(H551<=R553-E561,0,H561*H549*H550*J549/(H551*4))","v":{"$error":"#VALUE!"}},{"$f":"IF(H551<=S553-E561,0,H561*H549*H550*J549/(H551*4))","v":{"$error":"#VALUE!"}},{"$f":"IF(H551<=T553-E561,0,H561*H549*H550*J549/(H551*4))","v":{"$error":"#VALUE!"}},{"$f":"IF(H551<=U553-E561,0,H561*H549*H550*J549/(H551*4))","v":{"$error":"#VALUE!"}},{"$f":"IF(H551<=V553-E561,0,H561*H549*H550*J549/(H551*4))","v":{"$error":"#VALUE!"}},{"$f":"IF(H551<=W553-E561,0,H561*H549*H550*J549/(H551*4))","v":{"$error":"#VALUE!"}},{"$f":"IF(H551<=X553-E561,0,H561*H549*H550*J549/(H551*4))","v":{"$error":"#VALUE!"}},{"$f":"IF(H551<=Y553-E561,0,H561*H549*H550*J549/(H551*4))","v":{"$error":"#VALUE!"}},{"$f":"IF(H551<=Z553-E561,0,H561*H549*H550*J549/(H551*4))","v":{"$error":"#VALUE!"}},{"$f":"IF(H551<=AA553-E561,0,H561*H549*H550*J549/(H551*4))","v":{"$error":"#VALUE!"}},{"$f":"IF(H551<=AB553-E561,0,H561*H549*H550*J549/(H551*4))","v":{"$error":"#VALUE!"}}]
[{"$nulls":4},{"v":3,"d":"3.00"},{"$f":"$DF$11","v":{"v":0,"d":"0.000"}},{"$f":"IF(SUM(F554:F562)-H552<=0,0,SUM(F554:F562)-H552)","v":{"v":0,"d":"0.00"}},{"v":0,"d":"0.000"},{"$nulls":8},{"$f":"IF(H551<=Q553-E562,0,H562*H549*H550*J549/(H551*4))","v":{"$error":"#VALUE!"}},{"$f":"IF(H551<=R553-E562,0,H562*H549*H550*J549/(H551*4))","v":{"$error":"#VALUE!"}},{"$f":"IF(H551<=S553-E562,0,H562*H549*H550*J549/(H551*4))","v":{"$error":"#VALUE!"}},{"$f":"IF(H551<=T553-E562,0,H562*H549*H550*J549/(H551*4))","v":{"$error":"#VALUE!"}},{"$f":"IF(H551<=U553-E562,0,H562*H549*H550*J549/(H551*4))","v":{"$error":"#VALUE!"}},{"$f":"IF(H551<=V553-E562,0,H562*H549*H550*J549/(H551*4))","v":{"$error":"#VALUE!"}},{"$f":"IF(H551<=W553-E562,0,H562*H549*H550*J549/(H551*4))","v":{"$error":"#VALUE!"}},{"$f":"IF(H551<=X553-E562,0,H562*H549*H550*J549/(H551*4))","v":{"$error":"#VALUE!"}},{"$f":"IF(H551<=Y553-E562,0,H562*H549*H550*J549/(H551*4))","v":{"$error":"#VALUE!"}},{"$f":"IF(H551<=Z553-E562,0,H562*H549*H550*J549/(H551*4))","v":{"$error":"#VALUE!"}},{"$f":"IF(H551<=AA553-E562,0,H562*H549*H550*J549/(H551*4))","v":{"$error":"#VALUE!"}},{"$f":"IF(H551<=AB553-E562,0,H562*H549*H550*J549/(H551*4))","v":{"$error":"#VALUE!"}},{"$f":"IF(H551<=AC553-E562,0,H562*H549*H550*J549/(H551*4))","v":{"$error":"#VALUE!"}}]
[{"$nulls":4},3.25,{"$f":"$DF$12","v":{"v":0,"d":"0.000"}},{"$f":"IF(SUM(F554:F563)-H552<=0,0,SUM(F554:F563)-H552)","v":{"v":0,"d":"0.00"}},{"v":0,"d":"0.000"},{"$nulls":9},{"$f":"IF(H551<=R553-E563,0,H563*H549*H550*J549/(H551*4))","v":{"$error":"#VALUE!"}},{"$f":"IF(H551<=S553-E563,0,H563*H549*H550*J549/(H551*4))","v":{"$error":"#VALUE!"}},{"$f":"IF(H551<=T553-E563,0,H563*H549*H550*J549/(H551*4))","v":{"$error":"#VALUE!"}},{"$f":"IF(H551<=U553-E563,0,H563*H549*H550*J549/(H551*4))","v":{"$error":"#VALUE!"}},{"$f":"IF(H551<=V553-E563,0,H563*H549*H550*J549/(H551*4))","v":{"$error":"#VALUE!"}},{"$f":"IF(H551<=W553-E563,0,H563*H549*H550*J549/(H551*4))","v":{"$error":"#VALUE!"}},{"$f":"IF(H551<=X553-E563,0,H563*H549*H550*J549/(H551*4))","v":{"$error":"#VALUE!"}},{"$f":"IF(H551<=Y553-E563,0,H563*H549*H550*J549/(H551*4))","v":{"$error":"#VALUE!"}},{"$f":"IF(H551<=Z553-E563,0,H563*H549*H550*J549/(H551*4))","v":{"$error":"#VALUE!"}},{"$f":"IF(H551<=AA553-E563,0,H563*H549*H550*J549/(H551*4))","v":{"$error":"#VALUE!"}},{"$f":"IF(H551<=AB553-E563,0,H563*H549*H550*J549/(H551*4))","v":{"$error":"#VALUE!"}},{"$f":"IF(H551<=AC553-E563,0,H563*H549*H550*J549/(H551*4))","v":{"$error":"#VALUE!"}},{"$f":"IF(H551<=AD553-E563,0,H563*H549*H550*J549/(H551*4))","v":{"$error":"#VALUE!"}}]
[{"$nulls":4},{"v":3.5,"d":"3.50"},{"$f":"$DF$13","v":{"v":0,"d":"0.000"}},{"$f":"IF(SUM(F554:F564)-H552<=0,0,SUM(F554:F564)-H552)","v":{"v":0,"d":"0.00"}},{"v":0,"d":"0.000"},{"$nulls":10},{"$f":"IF(H551<=S553-E564,0,H564*H549*H550*J549/(H551*4))","v":{"$error":"#VALUE!"}},{"$f":"IF(H551<=T553-E564,0,H564*H549*H550*J549/(H551*4))","v":{"$error":"#VALUE!"}},{"$f":"IF(H551<=U553-E564,0,H564*H549*H550*J549/(H551*4))","v":{"$error":"#VALUE!"}},{"$f":"IF(H551<=V553-E564,0,H564*H549*H550*J549/(H551*4))","v":{"$error":"#VALUE!"}},{"$f":"IF(H551<=W553-E564,0,H564*H549*H550*J549/(H551*4))","v":{"$error":"#VALUE!"}},{"$f":"IF(H551<=X553-E564,0,H564*H549*H550*J549/(H551*4))","v":{"$error":"#VALUE!"}},{"$f":"IF(H551<=Y553-E564,0,H564*H549*H550*J549/(H551*4))","v":{"$error":"#VALUE!"}},{"$f":"IF(H551<=Z553-E564,0,H564*H549*H550*J549/(H551*4))","v":{"$error":"#VALUE!"}},{"$f":"IF(H551<=AA553-E564,0,H564*H549*H550*J549/(H551*4))","v":{"$error":"#VALUE!"}},{"$f":"IF(H551<=AB553-E564,0,H564*H549*H550*J549/(H551*4))","v":{"$error":"#VALUE!"}},{"$f":"IF(H551<=AC553-E564,0,H564*H549*H550*J549/(H551*4))","v":{"$error":"#VALUE!"}},{"$f":"IF(H551<=AD553-E564,0,H564*H549*H550*J549/(H551*4))","v":{"$error":"#VALUE!"}},{"$f":"IF(H551<=AE553-E564,0,H564*H549*H550*J549/(H551*4))","v":{"$error":"#VALUE!"}}]
[{"$nulls":4},3.75,{"$f":"$DF$14","v":{"v":0,"d":"0.000"}},{"$f":"IF(SUM(F554:F565)-H552<=0,0,SUM(F554:F565)-H552)","v":{"v":0,"d":"0.00"}},{"v":0,"d":"0.000"},{"$nulls":11},{"$f":"IF(H551<=T553-E565,0,H565*H549*H550*J549/(H551*4))","v":{"$error":"#VALUE!"}},{"$f":"IF(H551<=U553-E565,0,H565*H549*H550*J549/(H551*4))","v":{"$error":"#VALUE!"}},{"$f":"IF(H551<=V553-E565,0,H565*H549*H550*J549/(H551*4))","v":{"$error":"#VALUE!"}},{"$f":"IF(H551<=W553-E565,0,H565*H549*H550*J549/(H551*4))","v":{"$error":"#VALUE!"}},{"$f":"IF(H551<=X553-E565,0,H565*H549*H550*J549/(H551*4))","v":{"$error":"#VALUE!"}},{"$f":"IF(H551<=Y553-E565,0,H565*H549*H550*J549/(H551*4))","v":{"$error":"#VALUE!"}},{"$f":"IF(H551<=Z553-E565,0,H565*H549*H550*J549/(H551*4))","v":{"$error":"#VALUE!"}},{"$f":"IF(H551<=AA553-E565,0,H565*H549*H550*J549/(H551*4))","v":{"$error":"#VALUE!"}},{"$f":"IF(H551<=AB553-E565,0,H565*H549*H550*J549/(H551*4))","v":{"$error":"#VALUE!"}},{"$f":"IF(H551<=AC553-E565,0,H565*H549*H550*J549/(H551*4))","v":{"$error":"#VALUE!"}},{"$f":"IF(H551<=AD553-E565,0,H565*H549*H550*J549/(H551*4))","v":{"$error":"#VALUE!"}},{"$f":"IF(H551<=AE553-E565,0,H565*H549*H550*J549/(H551*4))","v":{"$error":"#VALUE!"}},{"$f":"IF(H551<=AF553-E565,0,H565*H549*H550*J549/(H551*4))","v":{"$error":"#VALUE!"}}]
[{"$nulls":4},{"v":4,"d":"4.00"},{"$f":"$DF$15","v":{"v":0,"d":"0.000"}},{"$f":"IF(SUM(F554:F566)-H552<=0,0,SUM(F554:F566)-H552)","v":{"v":0,"d":"0.00"}},{"v":0,"d":"0.000"},{"$nulls":12},{"$f":"IF(H551<=U553-E566,0,H566*H549*H550*J549/(H551*4))","v":{"$error":"#VALUE!"}},{"$f":"IF(H551<=V553-E566,0,H566*H549*H550*J549/(H551*4))","v":{"$error":"#VALUE!"}},{"$f":"IF(H551<=W553-E566,0,H566*H549*H550*J549/(H551*4))","v":{"$error":"#VALUE!"}},{"$f":"IF(H551<=X553-E566,0,H566*H549*H550*J549/(H551*4))","v":{"$error":"#VALUE!"}},{"$f":"IF(H551<=Y553-E566,0,H566*H549*H550*J549/(H551*4))","v":{"$error":"#VALUE!"}},{"$f":"IF(H551<=Z553-E566,0,H566*H549*H550*J549/(H551*4))","v":{"$error":"#VALUE!"}},{"$f":"IF(H551<=AA553-E566,0,H566*H549*H550*J549/(H551*4))","v":{"$error":"#VALUE!"}},{"$f":"IF(H551<=AB553-E566,0,H566*H549*H550*J549/(H551*4))","v":{"$error":"#VALUE!"}},{"$f":"IF(H551<=AC553-E566,0,H566*H549*H550*J549/(H551*4))","v":{"$error":"#VALUE!"}},{"$f":"IF(H551<=AD553-E566,0,H566*H549*H550*J549/(H551*4))","v":{"$error":"#VALUE!"}},{"$f":"IF(H551<=AE553-E566,0,H566*H549*H550*J549/(H551*4))","v":{"$error":"#VALUE!"}},{"$f":"IF(H551<=AF553-E566,0,H566*H549*H550*J549/(H551*4))","v":{"$error":"#VALUE!"}},{"$f":"IF(H551<=AG553-E566,0,H566*H549*H550*J549/(H551*4))","v":{"$error":"#VALUE!"}}]
[{"$nulls":4},4.25,{"$f":"$DF$16","v":{"v":0,"d":"0.000"}},{"$f":"IF(SUM(F554:F567)-H552<=0,0,SUM(F554:F567)-H552)","v":{"v":0,"d":"0.00"}},{"v":0,"d":"0.000"},{"$nulls":13},{"$f":"IF(H551<=V553-E567,0,H567*H549*H550*J549/(H551*4))","v":{"$error":"#VALUE!"}},{"$f":"IF(H551<=W553-E567,0,H567*H549*H550*J549/(H551*4))","v":{"$error":"#VALUE!"}},{"$f":"IF(H551<=X553-E567,0,H567*H549*H550*J549/(H551*4))","v":{"$error":"#VALUE!"}},{"$f":"IF(H551<=Y553-E567,0,H567*H549*H550*J549/(H551*4))","v":{"$error":"#VALUE!"}},{"$f":"IF(H551<=Z553-E567,0,H567*H549*H550*J549/(H551*4))","v":{"$error":"#VALUE!"}},{"$f":"IF(H551<=AA553-E567,0,H567*H549*H550*J549/(H551*4))","v":{"$error":"#VALUE!"}},{"$f":"IF(H551<=AB553-E567,0,H567*H549*H550*J549/(H551*4))","v":{"$error":"#VALUE!"}},{"$f":"IF(H551<=AC553-E567,0,H567*H549*H550*J549/(H551*4))","v":{"$error":"#VALUE!"}},{"$f":"IF(H551<=AD553-E567,0,H567*H549*H550*J549/(H551*4))","v":{"$error":"#VALUE!"}},{"$f":"IF(H551<=AE553-E567,0,H567*H549*H550*J549/(H551*4))","v":{"$error":"#VALUE!"}},{"$f":"IF(H551<=AF553-E567,0,H567*H549*H550*J549/(H551*4))","v":{"$error":"#VALUE!"}},{"$f":"IF(H551<=AG553-E567,0,H567*H549*H550*J549/(H551*4))","v":{"$error":"#VALUE!"}},{"$f":"IF(H551<=AH553-E567,0,H567*H549*H550*J549/(H551*4))","v":{"$error":"#VALUE!"}}]
[{"$nulls":4},{"v":4.5,"d":"4.50"},{"$f":"$DF$17","v":{"v":0,"d":"0.000"}},{"$f":"IF(SUM(F554:F568)-H552<=0,0,SUM(F554:F568)-H552)","v":{"v":0,"d":"0.00"}},{"v":0,"d":"0.000"},{"$nulls":14},{"$f":"IF(H551<=W553-E568,0,H568*H549*H550*J549/(H551*4))","v":{"$error":"#VALUE!"}},{"$f":"IF(H551<=X553-E568,0,H568*H549*H550*J549/(H551*4))","v":{"$error":"#VALUE!"}},{"$f":"IF(H551<=Y553-E568,0,H568*H549*H550*J549/(H551*4))","v":{"$error":"#VALUE!"}},{"$f":"IF(H551<=Z553-E568,0,H568*H549*H550*J549/(H551*4))","v":{"$error":"#VALUE!"}},{"$f":"IF(H551<=AA553-E568,0,H568*H549*H550*J549/(H551*4))","v":{"$error":"#VALUE!"}},{"$f":"IF(H551<=AB553-E568,0,H568*H549*H550*J549/(H551*4))","v":{"$error":"#VALUE!"}},{"$f":"IF(H551<=AC553-E568,0,H568*H549*H550*J549/(H551*4))","v":{"$error":"#VALUE!"}},{"$f":"IF(H551<=AD553-E568,0,H568*H549*H550*J549/(H551*4))","v":{"$error":"#VALUE!"}},{"$f":"IF(H551<=AE553-E568,0,H568*H549*H550*J549/(H551*4))","v":{"$error":"#VALUE!"}},{"$f":"IF(H551<=AF553-E568,0,H568*H549*H550*J549/(H551*4))","v":{"$error":"#VALUE!"}},{"$f":"IF(H551<=AG553-E568,0,H568*H549*H550*J549/(H551*4))","v":{"$error":"#VALUE!"}},{"$f":"IF(H551<=AH553-E568,0,H568*H549*H550*J549/(H551*4))","v":{"$error":"#VALUE!"}},{"$f":"IF(H551<=AI553-E568,0,H568*H549*H550*J549/(H551*4))","v":{"$error":"#VALUE!"}}]
[{"$nulls":4},4.75,{"$f":"$DF$18","v":{"v":0,"d":"0.000"}},{"$f":"IF(SUM(F554:F569)-H552<=0,0,SUM(F554:F569)-H552)","v":{"v":0,"d":"0.00"}},{"v":0,"d":"0.000"},{"$nulls":15},{"$f":"IF(H551<=X553-E569,0,H569*H549*H550*J549/(H551*4))","v":{"$error":"#VALUE!"}},{"$f":"IF(H551<=Y553-E569,0,H569*H549*H550*J549/(H551*4))","v":{"$error":"#VALUE!"}},{"$f":"IF(H551<=Z553-E569,0,H569*H549*H550*J549/(H551*4))","v":{"$error":"#VALUE!"}},{"$f":"IF(H551<=AA553-E569,0,H569*H549*H550*J549/(H551*4))","v":{"$error":"#VALUE!"}},{"$f":"IF(H551<=AB553-E569,0,H569*H549*H550*J549/(H551*4))","v":{"$error":"#VALUE!"}},{"$f":"IF(H551<=AC553-E569,0,H569*H549*H550*J549/(H551*4))","v":{"$error":"#VALUE!"}},{"$f":"IF(H551<=AD553-E569,0,H569*H549*H550*J549/(H551*4))","v":{"$error":"#VALUE!"}},{"$f":"IF(H551<=AE553-E569,0,H569*H549*H550*J549/(H551*4))","v":{"$error":"#VALUE!"}},{"$f":"IF(H551<=AF553-E569,0,H569*H549*H550*J549/(H551*4))","v":{"$error":"#VALUE!"}},{"$f":"IF(H551<=AG553-E569,0,H569*H549*H550*J549/(H551*4))","v":{"$error":"#VALUE!"}},{"$f":"IF(H551<=AH553-E569,0,H569*H549*H550*J549/(H551*4))","v":{"$error":"#VALUE!"}},{"$f":"IF(H551<=AI553-E569,0,H569*H549*H550*J549/(H551*4))","v":{"$error":"#VALUE!"}},{"$f":"IF(H551<=AJ553-E569,0,H569*H549*H550*J549/(H551*4))","v":{"$error":"#VALUE!"}}]
[{"$nulls":4},{"v":5,"d":"5.00"},{"$f":"$DF$19","v":{"v":0,"d":"0.000"}},{"$f":"IF(SUM(F554:F570)-H552<=0,0,SUM(F554:F570)-H552)","v":{"v":0,"d":"0.00"}},{"v":0,"d":"0.000"},{"$nulls":16},{"$f":"IF(H551<=Y553-E570,0,H570*H549*H550*J549/(H551*4))","v":{"$error":"#VALUE!"}},{"$f":"IF(H551<=Z553-E570,0,H570*H549*H550*J549/(H551*4))","v":{"$error":"#VALUE!"}},{"$f":"IF(H551<=AA553-E570,0,H570*H549*H550*J549/(H551*4))","v":{"$error":"#VALUE!"}},{"$f":"IF(H551<=AB553-E570,0,H570*H549*H550*J549/(H551*4))","v":{"$error":"#VALUE!"}},{"$f":"IF(H551<=AC553-E570,0,H570*H549*H550*J549/(H551*4))","v":{"$error":"#VALUE!"}},{"$f":"IF(H551<=AD553-E570,0,H570*H549*H550*J549/(H551*4))","v":{"$error":"#VALUE!"}},{"$f":"IF(H551<=AE553-E570,0,H570*H549*H550*J549/(H551*4))","v":{"$error":"#VALUE!"}},{"$f":"IF(H551<=AF553-E570,0,H570*H549*H550*J549/(H551*4))","v":{"$error":"#VALUE!"}},{"$f":"IF(H551<=AG553-E570,0,H570*H549*H550*J549/(H551*4))","v":{"$error":"#VALUE!"}},{"$f":"IF(H551<=AH553-E570,0,H570*H549*H550*J549/(H551*4))","v":{"$error":"#VALUE!"}},{"$f":"IF(H551<=AI553-E570,0,H570*H549*H550*J549/(H551*4))","v":{"$error":"#VALUE!"}},{"$f":"IF(H551<=AJ553-E570,0,H570*H549*H550*J549/(H551*4))","v":{"$error":"#VALUE!"}},{"$f":"IF(H551<=AK553-E570,0,H570*H549*H550*J549/(H551*4))","v":{"$error":"#VALUE!"}}]
[{"$nulls":4},5.25,{"$f":"$DF$20","v":{"v":0,"d":"0.000"}},{"$f":"IF(SUM(F554:F571)-H552<=0,0,SUM(F554:F571)-H552)","v":{"v":0,"d":"0.00"}},{"v":0,"d":"0.000"},{"$nulls":17},{"$f":"IF(H551<=Z553-E571,0,H571*H549*H550*J549/(H551*4))","v":{"$error":"#VALUE!"}},{"$f":"IF(H551<=AA553-E571,0,H571*H549*H550*J549/(H551*4))","v":{"$error":"#VALUE!"}},{"$f":"IF(H551<=AB553-E571,0,H571*H549*H550*J549/(H551*4))","v":{"$error":"#VALUE!"}},{"$f":"IF(H551<=AC553-E571,0,H571*H549*H550*J549/(H551*4))","v":{"$error":"#VALUE!"}},{"$f":"IF(H551<=AD553-E571,0,H571*H549*H550*J549/(H551*4))","v":{"$error":"#VALUE!"}},{"$f":"IF(H551<=AE553-E571,0,H571*H549*H550*J549/(H551*4))","v":{"$error":"#VALUE!"}},{"$f":"IF(H551<=AF553-E571,0,H571*H549*H550*J549/(H551*4))","v":{"$error":"#VALUE!"}},{"$f":"IF(H551<=AG553-E571,0,H571*H549*H550*J549/(H551*4))","v":{"$error":"#VALUE!"}},{"$f":"IF(H551<=AH553-E571,0,H571*H549*H550*J549/(H551*4))","v":{"$error":"#VALUE!"}},{"$f":"IF(H551<=AI553-E571,0,H571*H549*H550*J549/(H551*4))","v":{"$error":"#VALUE!"}},{"$f":"IF(H551<=AJ553-E571,0,H571*H549*H550*J549/(H551*4))","v":{"$error":"#VALUE!"}},{"$f":"IF(H551<=AK553-E571,0,H571*H549*H550*J549/(H551*4))","v":{"$error":"#VALUE!"}},{"$f":"IF(H551<=AL553-E571,0,H571*H549*H550*J549/(H551*4))","v":{"$error":"#VALUE!"}}]
[{"$nulls":4},{"v":5.5,"d":"5.50"},{"$f":"$DF$21","v":{"v":0,"d":"0.000"}},{"$f":"IF(SUM(F554:F572)-H552<=0,0,SUM(F554:F572)-H552)","v":{"v":0,"d":"0.00"}},{"v":0,"d":"0.000"},{"$nulls":18},{"$f":"IF(H551<=AA553-E572,0,H572*H549*H550*J549/(H551*4))","v":{"$error":"#VALUE!"}},{"$f":"IF(H551<=AB553-E572,0,H572*H549*H550*J549/(H551*4))","v":{"$error":"#VALUE!"}},{"$f":"IF(H551<=AC553-E572,0,H572*H549*H550*J549/(H551*4))","v":{"$error":"#VALUE!"}},{"$f":"IF(H551<=AD553-E572,0,H572*H549*H550*J549/(H551*4))","v":{"$error":"#VALUE!"}},{"$f":"IF(H551<=AE553-E572,0,H572*H549*H550*J549/(H551*4))","v":{"$error":"#VALUE!"}},{"$f":"IF(H551<=AF553-E572,0,H572*H549*H550*J549/(H551*4))","v":{"$error":"#VALUE!"}},{"$f":"IF(H551<=AG553-E572,0,H572*H549*H550*J549/(H551*4))","v":{"$error":"#VALUE!"}},{"$f":"IF(H551<=AH553-E572,0,H572*H549*H550*J549/(H551*4))","v":{"$error":"#VALUE!"}},{"$f":"IF(H551<=AI553-E572,0,H572*H549*H550*J549/(H551*4))","v":{"$error":"#VALUE!"}},{"$f":"IF(H551<=AJ553-E572,0,H572*H549*H550*J549/(H551*4))","v":{"$error":"#VALUE!"}},{"$f":"IF(H551<=AK553-E572,0,H572*H549*H550*J549/(H551*4))","v":{"$error":"#VALUE!"}},{"$f":"IF(H551<=AL553-E572,0,H572*H549*H550*J549/(H551*4))","v":{"$error":"#VALUE!"}},{"$f":"IF(H551<=AM553-E572,0,H572*H549*H550*J549/(H551*4))","v":{"$error":"#VALUE!"}}]
[{"$nulls":4},5.75,{"$f":"$DF$22","v":{"v":0,"d":"0.000"}},{"$f":"IF(SUM(F554:F573)-H552<=0,0,SUM(F554:F573)-H552)","v":{"v":0,"d":"0.00"}},{"v":0,"d":"0.000"},{"$nulls":19},{"$f":"IF(H551<=AB553-E573,0,H573*H549*H550*J549/(H551*4))","v":{"$error":"#VALUE!"}},{"$f":"IF(H551<=AC553-E573,0,H573*H549*H550*J549/(H551*4))","v":{"$error":"#VALUE!"}},{"$f":"IF(H551<=AD553-E573,0,H573*H549*H550*J549/(H551*4))","v":{"$error":"#VALUE!"}},{"$f":"IF(H551<=AE553-E573,0,H573*H549*H550*J549/(H551*4))","v":{"$error":"#VALUE!"}},{"$f":"IF(H551<=AF553-E573,0,H573*H549*H550*J549/(H551*4))","v":{"$error":"#VALUE!"}},{"$f":"IF(H551<=AG553-E573,0,H573*H549*H550*J549/(H551*4))","v":{"$error":"#VALUE!"}},{"$f":"IF(H551<=AH553-E573,0,H573*H549*H550*J549/(H551*4))","v":{"$error":"#VALUE!"}},{"$f":"IF(H551<=AI553-E573,0,H573*H549*H550*J549/(H551*4))","v":{"$error":"#VALUE!"}},{"$f":"IF(H551<=AJ553-E573,0,H573*H549*H550*J549/(H551*4))","v":{"$error":"#VALUE!"}},{"$f":"IF(H551<=AK553-E573,0,H573*H549*H550*J549/(H551*4))","v":{"$error":"#VALUE!"}},{"$f":"IF(H551<=AL553-E573,0,H573*H549*H550*J549/(H551*4))","v":{"$error":"#VALUE!"}},{"$f":"IF(H551<=AM553-E573,0,H573*H549*H550*J549/(H551*4))","v":{"$error":"#VALUE!"}},{"$f":"IF(H551<=AN553-E573,0,H573*H549*H550*J549/(H551*4))","v":{"$error":"#VALUE!"}}]
[{"$nulls":4},{"v":6,"d":"6.00"},{"$f":"$DF$23","v":{"v":0,"d":"0.000"}},{"$f":"IF(SUM(F554:F574)-H552<=0,0,SUM(F554:F574)-H552)","v":{"v":0,"d":"0.00"}},{"v":0,"d":"0.000"},{"$nulls":20},{"$f":"IF(H551<=AC553-E574,0,H574*H549*H550*J549/(H551*4))","v":{"$error":"#VALUE!"}},{"$f":"IF(H551<=AD553-E574,0,H574*H549*H550*J549/(H551*4))","v":{"$error":"#VALUE!"}},{"$f":"IF(H551<=AE553-E574,0,H574*H549*H550*J549/(H551*4))","v":{"$error":"#VALUE!"}},{"$f":"IF(H551<=AF553-E574,0,H574*H549*H550*J549/(H551*4))","v":{"$error":"#VALUE!"}},{"$f":"IF(H551<=AG553-E574,0,H574*H549*H550*J549/(H551*4))","v":{"$error":"#VALUE!"}},{"$f":"IF(H551<=AH553-E574,0,H574*H549*H550*J549/(H551*4))","v":{"$error":"#VALUE!"}},{"$f":"IF(H551<=AI553-E574,0,H574*H549*H550*J549/(H551*4))","v":{"$error":"#VALUE!"}},{"$f":"IF(H551<=AJ553-E574,0,H574*H549*H550*J549/(H551*4))","v":{"$error":"#VALUE!"}},{"$f":"IF(H551<=AK553-E574,0,H574*H549*H550*J549/(H551*4))","v":{"$error":"#VALUE!"}},{"$f":"IF(H551<=AL553-E574,0,H574*H549*H550*J549/(H551*4))","v":{"$error":"#VALUE!"}},{"$f":"IF(H551<=AM553-E574,0,H574*H549*H550*J549/(H551*4))","v":{"$error":"#VALUE!"}},{"$f":"IF(H551<=AN553-E574,0,H574*H549*H550*J549/(H551*4))","v":{"$error":"#VALUE!"}},{"$f":"IF(H551<=AO553-E574,0,H574*H549*H550*J549/(H551*4))","v":{"$error":"#VALUE!"}}]
[{"$nulls":4},6.25,{"$f":"$DF$24","v":{"v":0,"d":"0.000"}},{"$f":"IF(SUM(F554:F575)-H552<=0,0,SUM(F554:F575)-H552)","v":{"v":0,"d":"0.00"}},{"v":0,"d":"0.000"},{"$nulls":21},{"$f":"IF(H551<=AD553-E575,0,H575*H549*H550*J549/(H551*4))","v":{"$error":"#VALUE!"}},{"$f":"IF(H551<=AE553-E575,0,H575*H549*H550*J549/(H551*4))","v":{"$error":"#VALUE!"}},{"$f":"IF(H551<=AF553-E575,0,H575*H549*H550*J549/(H551*4))","v":{"$error":"#VALUE!"}},{"$f":"IF(H551<=AG553-E575,0,H575*H549*H550*J549/(H551*4))","v":{"$error":"#VALUE!"}},{"$f":"IF(H551<=AH553-E575,0,H575*H549*H550*J549/(H551*4))","v":{"$error":"#VALUE!"}},{"$f":"IF(H551<=AI553-E575,0,H575*H549*H550*J549/(H551*4))","v":{"$error":"#VALUE!"}},{"$f":"IF(H551<=AJ553-E575,0,H575*H549*H550*J549/(H551*4))","v":{"$error":"#VALUE!"}},{"$f":"IF(H551<=AK553-E575,0,H575*H549*H550*J549/(H551*4))","v":{"$error":"#VALUE!"}},{"$f":"IF(H551<=AL553-E575,0,H575*H549*H550*J549/(H551*4))","v":{"$error":"#VALUE!"}},{"$f":"IF(H551<=AM553-E575,0,H575*H549*H550*J549/(H551*4))","v":{"$error":"#VALUE!"}},{"$f":"IF(H551<=AN553-E575,0,H575*H549*H550*J549/(H551*4))","v":{"$error":"#VALUE!"}},{"$f":"IF(H551<=AO553-E575,0,H575*H549*H550*J549/(H551*4))","v":{"$error":"#VALUE!"}},{"$f":"IF(H551<=AP553-E575,0,H575*H549*H550*J549/(H551*4))","v":{"$error":"#VALUE!"}}]
[{"$nulls":4},{"v":6.5,"d":"6.50"},{"$f":"$DF$25","v":{"v":0,"d":"0.000"}},{"$f":"IF(SUM(F554:F576)-H552<=0,0,SUM(F554:F576)-H552)","v":{"v":0,"d":"0.00"}},{"v":0,"d":"0.000"},{"$nulls":22},{"$f":"IF(H551<=AE553-E576,0,H576*H549*H550*J549/(H551*4))","v":{"$error":"#VALUE!"}},{"$f":"IF(H551<=AF553-E576,0,H576*H549*H550*J549/(H551*4))","v":{"$error":"#VALUE!"}},{"$f":"IF(H551<=AG553-E576,0,H576*H549*H550*J549/(H551*4))","v":{"$error":"#VALUE!"}},{"$f":"IF(H551<=AH553-E576,0,H576*H549*H550*J549/(H551*4))","v":{"$error":"#VALUE!"}},{"$f":"IF(H551<=AI553-E576,0,H576*H549*H550*J549/(H551*4))","v":{"$error":"#VALUE!"}},{"$f":"IF(H551<=AJ553-E576,0,H576*H549*H550*J549/(H551*4))","v":{"$error":"#VALUE!"}},{"$f":"IF(H551<=AK553-E576,0,H576*H549*H550*J549/(H551*4))","v":{"$error":"#VALUE!"}},{"$f":"IF(H551<=AL553-E576,0,H576*H549*H550*J549/(H551*4))","v":{"$error":"#VALUE!"}},{"$f":"IF(H551<=AM553-E576,0,H576*H549*H550*J549/(H551*4))","v":{"$error":"#VALUE!"}},{"$f":"IF(H551<=AN553-E576,0,H576*H549*H550*J549/(H551*4))","v":{"$error":"#VALUE!"}},{"$f":"IF(H551<=AO553-E576,0,H576*H549*H550*J549/(H551*4))","v":{"$error":"#VALUE!"}},{"$f":"IF(H551<=AP553-E576,0,H576*H549*H550*J549/(H551*4))","v":{"$error":"#VALUE!"}},{"$f":"IF(H551<=AQ553-E576,0,H576*H549*H550*J549/(H551*4))","v":{"$error":"#VALUE!"}}]
[{"$nulls":4},6.75,{"$f":"$DF$26","v":{"v":0,"d":"0.000"}},{"$f":"IF(SUM(F554:F577)-H552<=0,0,SUM(F554:F577)-H552)","v":{"v":0,"d":"0.00"}},{"v":0,"d":"0.000"},{"$nulls":23},{"$f":"IF(H551<=AF553-E577,0,H577*H549*H550*J549/(H551*4))","v":{"$error":"#VALUE!"}},{"$f":"IF(H551<=AG553-E577,0,H577*H549*H550*J549/(H551*4))","v":{"$error":"#VALUE!"}},{"$f":"IF(H551<=AH553-E577,0,H577*H549*H550*J549/(H551*4))","v":{"$error":"#VALUE!"}},{"$f":"IF(H551<=AI553-E577,0,H577*H549*H550*J549/(H551*4))","v":{"$error":"#VALUE!"}},{"$f":"IF(H551<=AJ553-E577,0,H577*H549*H550*J549/(H551*4))","v":{"$error":"#VALUE!"}},{"$f":"IF(H551<=AK553-E577,0,H577*H549*H550*J549/(H551*4))","v":{"$error":"#VALUE!"}},{"$f":"IF(H551<=AL553-E577,0,H577*H549*H550*J549/(H551*4))","v":{"$error":"#VALUE!"}},{"$f":"IF(H551<=AM553-E577,0,H577*H549*H550*J549/(H551*4))","v":{"$error":"#VALUE!"}},{"$f":"IF(H551<=AN553-E577,0,H577*H549*H550*J549/(H551*4))","v":{"$error":"#VALUE!"}},{"$f":"IF(H551<=AO553-E577,0,H577*H549*H550*J549/(H551*4))","v":{"$error":"#VALUE!"}},{"$f":"IF(H551<=AP553-E577,0,H577*H549*H550*J549/(H551*4))","v":{"$error":"#VALUE!"}},{"$f":"IF(H551<=AQ553-E577,0,H577*H549*H550*J549/(H551*4))","v":{"$error":"#VALUE!"}},{"$f":"IF(H551<=AR553-E577,0,H577*H549*H550*J549/(H551*4))","v":{"$error":"#VALUE!"}}]
[{"$nulls":4},{"v":7,"d":"7.00"},{"$f":"$DF$27","v":{"v":0,"d":"0.000"}},{"$f":"IF(SUM(F554:F578)-H552<=0,0,SUM(F554:F578)-H552)","v":{"v":0,"d":"0.00"}},{"v":0,"d":"0.000"},{"$nulls":24},{"$f":"IF(H551<=AG553-E578,0,H578*H549*H550*J549/(H551*4))","v":{"$error":"#VALUE!"}},{"$f":"IF(H551<=AH553-E578,0,H578*H549*H550*J549/(H551*4))","v":{"$error":"#VALUE!"}},{"$f":"IF(H551<=AI553-E578,0,H578*H549*H550*J549/(H551*4))","v":{"$error":"#VALUE!"}},{"$f":"IF(H551<=AJ553-E578,0,H578*H549*H550*J549/(H551*4))","v":{"$error":"#VALUE!"}},{"$f":"IF(H551<=AK553-E578,0,H578*H549*H550*J549/(H551*4))","v":{"$error":"#VALUE!"}},{"$f":"IF(H551<=AL553-E578,0,H578*H549*H550*J549/(H551*4))","v":{"$error":"#VALUE!"}},{"$f":"IF(H551<=AM553-E578,0,H578*H549*H550*J549/(H551*4))","v":{"$error":"#VALUE!"}},{"$f":"IF(H551<=AN553-E578,0,H578*H549*H550*J549/(H551*4))","v":{"$error":"#VALUE!"}},{"$f":"IF(H551<=AO553-E578,0,H578*H549*H550*J549/(H551*4))","v":{"$error":"#VALUE!"}},{"$f":"IF(H551<=AP553-E578,0,H578*H549*H550*J549/(H551*4))","v":{"$error":"#VALUE!"}},{"$f":"IF(H551<=AQ553-E578,0,H578*H549*H550*J549/(H551*4))","v":{"$error":"#VALUE!"}},{"$f":"IF(H551<=AR553-E578,0,H578*H549*H550*J549/(H551*4))","v":{"$error":"#VALUE!"}},{"$f":"IF(H551<=AS553-E578,0,H578*H549*H550*J549/(H551*4))","v":{"$error":"#VALUE!"}}]
[{"$nulls":4},7.25,{"$f":"$DF$28","v":{"v":0,"d":"0.000"}},{"$f":"IF(SUM(F554:F579)-H552<=0,0,SUM(F554:F579)-H552)","v":{"v":0,"d":"0.00"}},{"v":0,"d":"0.000"},{"$nulls":25},{"$f":"IF(H551<=AH553-E579,0,H579*H549*H550*J549/(H551*4))","v":{"$error":"#VALUE!"}},{"$f":"IF(H551<=AI553-E579,0,H579*H549*H550*J549/(H551*4))","v":{"$error":"#VALUE!"}},{"$f":"IF(H551<=AJ553-E579,0,H579*H549*H550*J549/(H551*4))","v":{"$error":"#VALUE!"}},{"$f":"IF(H551<=AK553-E579,0,H579*H549*H550*J549/(H551*4))","v":{"$error":"#VALUE!"}},{"$f":"IF(H551<=AL553-E579,0,H579*H549*H550*J549/(H551*4))","v":{"$error":"#VALUE!"}},{"$f":"IF(H551<=AM553-E579,0,H579*H549*H550*J549/(H551*4))","v":{"$error":"#VALUE!"}},{"$f":"IF(H551<=AN553-E579,0,H579*H549*H550*J549/(H551*4))","v":{"$error":"#VALUE!"}},{"$f":"IF(H551<=AO553-E579,0,H579*H549*H550*J549/(H551*4))","v":{"$error":"#VALUE!"}},{"$f":"IF(H551<=AP553-E579,0,H579*H549*H550*J549/(H551*4))","v":{"$error":"#VALUE!"}},{"$f":"IF(H551<=AQ553-E579,0,H579*H549*H550*J549/(H551*4))","v":{"$error":"#VALUE!"}},{"$f":"IF(H551<=AR553-E579,0,H579*H549*H550*J549/(H551*4))","v":{"$error":"#VALUE!"}},{"$f":"IF(H551<=AS553-E579,0,H579*H549*H550*J549/(H551*4))","v":{"$error":"#VALUE!"}},{"$f":"IF(H551<=AT553-E579,0,H579*H549*H550*J549/(H551*4))","v":{"$error":"#VALUE!"}}]
[{"$nulls":4},{"v":7.5,"d":"7.50"},{"$f":"$DF$29","v":{"v":0,"d":"0.000"}},{"$f":"IF(SUM(F554:F580)-H552<=0,0,SUM(F554:F580)-H552)","v":{"v":0,"d":"0.00"}},{"v":0,"d":"0.000"},{"$nulls":26},{"$f":"IF(H551<=AI553-E580,0,H580*H549*H550*J549/(H551*4))","v":{"$error":"#VALUE!"}},{"$f":"IF(H551<=AJ553-E580,0,H580*H549*H550*J549/(H551*4))","v":{"$error":"#VALUE!"}},{"$f":"IF(H551<=AK553-E580,0,H580*H549*H550*J549/(H551*4))","v":{"$error":"#VALUE!"}},{"$f":"IF(H551<=AL553-E580,0,H580*H549*H550*J549/(H551*4))","v":{"$error":"#VALUE!"}},{"$f":"IF(H551<=AM553-E580,0,H580*H549*H550*J549/(H551*4))","v":{"$error":"#VALUE!"}},{"$f":"IF(H551<=AN553-E580,0,H580*H549*H550*J549/(H551*4))","v":{"$error":"#VALUE!"}},{"$f":"IF(H551<=AO553-E580,0,H580*H549*H550*J549/(H551*4))","v":{"$error":"#VALUE!"}},{"$f":"IF(H551<=AP553-E580,0,H580*H549*H550*J549/(H551*4))","v":{"$error":"#VALUE!"}},{"$f":"IF(H551<=AQ553-E580,0,H580*H549*H550*J549/(H551*4))","v":{"$error":"#VALUE!"}},{"$f":"IF(H551<=AR553-E580,0,H580*H549*H550*J549/(H551*4))","v":{"$error":"#VALUE!"}},{"$f":"IF(H551<=AS553-E580,0,H580*H549*H550*J549/(H551*4))","v":{"$error":"#VALUE!"}},{"$f":"IF(H551<=AT553-E580,0,H580*H549*H550*J549/(H551*4))","v":{"$error":"#VALUE!"}},{"$f":"IF(H551<=AU553-E580,0,H580*H549*H550*J549/(H551*4))","v":{"$error":"#VALUE!"}}]
[{"$nulls":4},7.75,{"$f":"$DF$30","v":{"v":0,"d":"0.000"}},{"$f":"IF(SUM(F554:F581)-H552<=0,0,SUM(F554:F581)-H552)","v":{"v":0,"d":"0.00"}},{"v":0,"d":"0.000"},{"$nulls":27},{"$f":"IF(H551<=AJ553-E581,0,H581*H549*H550*J549/(H551*4))","v":{"$error":"#VALUE!"}},{"$f":"IF(H551<=AK553-E581,0,H581*H549*H550*J549/(H551*4))","v":{"$error":"#VALUE!"}},{"$f":"IF(H551<=AL553-E581,0,H581*H549*H550*J549/(H551*4))","v":{"$error":"#VALUE!"}},{"$f":"IF(H551<=AM553-E581,0,H581*H549*H550*J549/(H551*4))","v":{"$error":"#VALUE!"}},{"$f":"IF(H551<=AN553-E581,0,H581*H549*H550*J549/(H551*4))","v":{"$error":"#VALUE!"}},{"$f":"IF(H551<=AO553-E581,0,H581*H549*H550*J549/(H551*4))","v":{"$error":"#VALUE!"}},{"$f":"IF(H551<=AP553-E581,0,H581*H549*H550*J549/(H551*4))","v":{"$error":"#VALUE!"}},{"$f":"IF(H551<=AQ553-E581,0,H581*H549*H550*J549/(H551*4))","v":{"$error":"#VALUE!"}},{"$f":"IF(H551<=AR553-E581,0,H581*H549*H550*J549/(H551*4))","v":{"$error":"#VALUE!"}},{"$f":"IF(H551<=AS553-E581,0,H581*H549*H550*J549/(H551*4))","v":{"$error":"#VALUE!"}},{"$f":"IF(H551<=AT553-E581,0,H581*H549*H550*J549/(H551*4))","v":{"$error":"#VALUE!"}},{"$f":"IF(H551<=AU553-E581,0,H581*H549*H550*J549/(H551*4))","v":{"$error":"#VALUE!"}},{"$f":"IF(H551<=AV553-E581,0,H581*H549*H550*J549/(H551*4))","v":{"$error":"#VALUE!"}}]
[{"$nulls":4},{"v":8,"d":"8.00"},{"$f":"$DF$31","v":{"v":0,"d":"0.000"}},{"$f":"IF(SUM(F554:F582)-H552<=0,0,SUM(F554:F582)-H552)","v":{"v":0,"d":"0.00"}},{"v":0,"d":"0.000"},{"$nulls":28},{"$f":"IF(H551<=AK553-E582,0,H582*H549*H550*J549/(H551*4))","v":{"$error":"#VALUE!"}},{"$f":"IF(H551<=AL553-E582,0,H582*H549*H550*J549/(H551*4))","v":{"$error":"#VALUE!"}},{"$f":"IF(H551<=AM553-E582,0,H582*H549*H550*J549/(H551*4))","v":{"$error":"#VALUE!"}},{"$f":"IF(H551<=AN553-E582,0,H582*H549*H550*J549/(H551*4))","v":{"$error":"#VALUE!"}},{"$f":"IF(H551<=AO553-E582,0,H582*H549*H550*J549/(H551*4))","v":{"$error":"#VALUE!"}},{"$f":"IF(H551<=AP553-E582,0,H582*H549*H550*J549/(H551*4))","v":{"$error":"#VALUE!"}},{"$f":"IF(H551<=AQ553-E582,0,H582*H549*H550*J549/(H551*4))","v":{"$error":"#VALUE!"}},{"$f":"IF(H551<=AR553-E582,0,H582*H549*H550*J549/(H551*4))","v":{"$error":"#VALUE!"}},{"$f":"IF(H551<=AS553-E582,0,H582*H549*H550*J549/(H551*4))","v":{"$error":"#VALUE!"}},{"$f":"IF(H551<=AT553-E582,0,H582*H549*H550*J549/(H551*4))","v":{"$error":"#VALUE!"}},{"$f":"IF(H551<=AU553-E582,0,H582*H549*H550*J549/(H551*4))","v":{"$error":"#VALUE!"}},{"$f":"IF(H551<=AV553-E582,0,H582*H549*H550*J549/(H551*4))","v":{"$error":"#VALUE!"}},{"$f":"IF(H551<=AW553-E582,0,H582*H549*H550*J549/(H551*4))","v":{"$error":"#VALUE!"}}]
[{"$nulls":4},8.25,{"$f":"$DF$32","v":{"v":0,"d":"0.000"}},{"$f":"IF(SUM(F554:F583)-H552<=0,0,SUM(F554:F583)-H552)","v":{"v":0,"d":"0.00"}},{"v":0,"d":"0.000"},{"$nulls":29},{"$f":"IF(H551<=AL553-E583,0,H583*H549*H550*J549/(H551*4))","v":{"$error":"#VALUE!"}},{"$f":"IF(H551<=AM553-E583,0,H583*H549*H550*J549/(H551*4))","v":{"$error":"#VALUE!"}},{"$f":"IF(H551<=AN553-E583,0,H583*H549*H550*J549/(H551*4))","v":{"$error":"#VALUE!"}},{"$f":"IF(H551<=AO553-E583,0,H583*H549*H550*J549/(H551*4))","v":{"$error":"#VALUE!"}},{"$f":"IF(H551<=AP553-E583,0,H583*H549*H550*J549/(H551*4))","v":{"$error":"#VALUE!"}},{"$f":"IF(H551<=AQ553-E583,0,H583*H549*H550*J549/(H551*4))","v":{"$error":"#VALUE!"}},{"$f":"IF(H551<=AR553-E583,0,H583*H549*H550*J549/(H551*4))","v":{"$error":"#VALUE!"}},{"$f":"IF(H551<=AS553-E583,0,H583*H549*H550*J549/(H551*4))","v":{"$error":"#VALUE!"}},{"$f":"IF(H551<=AT553-E583,0,H583*H549*H550*J549/(H551*4))","v":{"$error":"#VALUE!"}},{"$f":"IF(H551<=AU553-E583,0,H583*H549*H550*J549/(H551*4))","v":{"$error":"#VALUE!"}},{"$f":"IF(H551<=AV553-E583,0,H583*H549*H550*J549/(H551*4))","v":{"$error":"#VALUE!"}},{"$f":"IF(H551<=AW553-E583,0,H583*H549*H550*J549/(H551*4))","v":{"$error":"#VALUE!"}},{"$f":"IF(H551<=AX553-E583,0,H583*H549*H550*J549/(H551*4))","v":{"$error":"#VALUE!"}}]
[{"$nulls":4},{"v":8.5,"d":"8.50"},{"$f":"$DF$33","v":{"v":0,"d":"0.000"}},{"$f":"IF(SUM(F554:F584)-H552<=0,0,SUM(F554:F584)-H552)","v":{"v":0,"d":"0.00"}},{"v":0,"d":"0.000"},{"$nulls":30},{"$f":"IF(H551<=AM553-E584,0,H584*H549*H550*J549/(H551*4))","v":{"$error":"#VALUE!"}},{"$f":"IF(H551<=AN553-E584,0,H584*H549*H550*J549/(H551*4))","v":{"$error":"#VALUE!"}},{"$f":"IF(H551<=AO553-E584,0,H584*H549*H550*J549/(H551*4))","v":{"$error":"#VALUE!"}},{"$f":"IF(H551<=AP553-E584,0,H584*H549*H550*J549/(H551*4))","v":{"$error":"#VALUE!"}},{"$f":"IF(H551<=AQ553-E584,0,H584*H549*H550*J549/(H551*4))","v":{"$error":"#VALUE!"}},{"$f":"IF(H551<=AR553-E584,0,H584*H549*H550*J549/(H551*4))","v":{"$error":"#VALUE!"}},{"$f":"IF(H551<=AS553-E584,0,H584*H549*H550*J549/(H551*4))","v":{"$error":"#VALUE!"}},{"$f":"IF(H551<=AT553-E584,0,H584*H549*H550*J549/(H551*4))","v":{"$error":"#VALUE!"}},{"$f":"IF(H551<=AU553-E584,0,H584*H549*H550*J549/(H551*4))","v":{"$error":"#VALUE!"}},{"$f":"IF(H551<=AV553-E584,0,H584*H549*H550*J549/(H551*4))","v":{"$error":"#VALUE!"}},{"$f":"IF(H551<=AW553-E584,0,H584*H549*H550*J549/(H551*4))","v":{"$error":"#VALUE!"}},{"$f":"IF(H551<=AX553-E584,0,H584*H549*H550*J549/(H551*4))","v":{"$error":"#VALUE!"}},{"$f":"IF(H551<=AY553-E584,0,H584*H549*H550*J549/(H551*4))","v":{"$error":"#VALUE!"}}]
[{"$nulls":4},8.75,{"$f":"$DF$34","v":{"v":0,"d":"0.000"}},{"$f":"IF(SUM(F554:F585)-H552<=0,0,SUM(F554:F585)-H552)","v":{"v":0,"d":"0.00"}},{"v":0,"d":"0.000"},{"$nulls":31},{"$f":"IF(H551<=AN553-E585,0,H585*H549*H550*J549/(H551*4))","v":{"$error":"#VALUE!"}},{"$f":"IF(H551<=AO553-E585,0,H585*H549*H550*J549/(H551*4))","v":{"$error":"#VALUE!"}},{"$f":"IF(H551<=AP553-E585,0,H585*H549*H550*J549/(H551*4))","v":{"$error":"#VALUE!"}},{"$f":"IF(H551<=AQ553-E585,0,H585*H549*H550*J549/(H551*4))","v":{"$error":"#VALUE!"}},{"$f":"IF(H551<=AR553-E585,0,H585*H549*H550*J549/(H551*4))","v":{"$error":"#VALUE!"}},{"$f":"IF(H551<=AS553-E585,0,H585*H549*H550*J549/(H551*4))","v":{"$error":"#VALUE!"}},{"$f":"IF(H551<=AT553-E585,0,H585*H549*H550*J549/(H551*4))","v":{"$error":"#VALUE!"}},{"$f":"IF(H551<=AU553-E585,0,H585*H549*H550*J549/(H551*4))","v":{"$error":"#VALUE!"}},{"$f":"IF(H551<=AV553-E585,0,H585*H549*H550*J549/(H551*4))","v":{"$error":"#VALUE!"}},{"$f":"IF(H551<=AW553-E585,0,H585*H549*H550*J549/(H551*4))","v":{"$error":"#VALUE!"}},{"$f":"IF(H551<=AX553-E585,0,H585*H549*H550*J549/(H551*4))","v":{"$error":"#VALUE!"}},{"$f":"IF(H551<=AY553-E585,0,H585*H549*H550*J549/(H551*4))","v":{"$error":"#VALUE!"}},{"$f":"IF(H551<=AZ553-E585,0,H585*H549*H550*J549/(H551*4))","v":{"$error":"#VALUE!"}}]
[{"$nulls":4},{"v":9,"d":"9.00"},{"$f":"$DF$35","v":{"v":0,"d":"0.000"}},{"$f":"IF(SUM(F554:F586)-H552<=0,0,SUM(F554:F586)-H552)","v":{"v":0,"d":"0.00"}},{"v":0,"d":"0.000"},{"$nulls":32},{"$f":"IF(H551<=AO553-E586,0,H586*H549*H550*J549/(H551*4))","v":{"$error":"#VALUE!"}},{"$f":"IF(H551<=AP553-E586,0,H586*H549*H550*J549/(H551*4))","v":{"$error":"#VALUE!"}},{"$f":"IF(H551<=AQ553-E586,0,H586*H549*H550*J549/(H551*4))","v":{"$error":"#VALUE!"}},{"$f":"IF(H551<=AR553-E586,0,H586*H549*H550*J549/(H551*4))","v":{"$error":"#VALUE!"}},{"$f":"IF(H551<=AS553-E586,0,H586*H549*H550*J549/(H551*4))","v":{"$error":"#VALUE!"}},{"$f":"IF(H551<=AT553-E586,0,H586*H549*H550*J549/(H551*4))","v":{"$error":"#VALUE!"}},{"$f":"IF(H551<=AU553-E586,0,H586*H549*H550*J549/(H551*4))","v":{"$error":"#VALUE!"}},{"$f":"IF(H551<=AV553-E586,0,H586*H549*H550*J549/(H551*4))","v":{"$error":"#VALUE!"}},{"$f":"IF(H551<=AW553-E586,0,H586*H549*H550*J549/(H551*4))","v":{"$error":"#VALUE!"}},{"$f":"IF(H551<=AX553-E586,0,H586*H549*H550*J549/(H551*4))","v":{"$error":"#VALUE!"}},{"$f":"IF(H551<=AY553-E586,0,H586*H549*H550*J549/(H551*4))","v":{"$error":"#VALUE!"}},{"$f":"IF(H551<=AZ553-E586,0,H586*H549*H550*J549/(H551*4))","v":{"$error":"#VALUE!"}},{"$f":"IF(H551<=BA553-E586,0,H586*H549*H550*J549/(H551*4))","v":{"$error":"#VALUE!"}}]
[{"$nulls":4},9.25,{"$f":"$DF$36","v":{"v":0,"d":"0.000"}},{"$f":"IF(SUM(F554:F587)-H552<=0,0,SUM(F554:F587)-H552)","v":{"v":0,"d":"0.00"}},{"v":0,"d":"0.000"},{"$nulls":33},{"$f":"IF(H551<=AP553-E587,0,H587*H549*H550*J549/(H551*4))","v":{"$error":"#VALUE!"}},{"$f":"IF(H551<=AQ553-E587,0,H587*H549*H550*J549/(H551*4))","v":{"$error":"#VALUE!"}},{"$f":"IF(H551<=AR553-E587,0,H587*H549*H550*J549/(H551*4))","v":{"$error":"#VALUE!"}},{"$f":"IF(H551<=AS553-E587,0,H587*H549*H550*J549/(H551*4))","v":{"$error":"#VALUE!"}},{"$f":"IF(H551<=AT553-E587,0,H587*H549*H550*J549/(H551*4))","v":{"$error":"#VALUE!"}},{"$f":"IF(H551<=AU553-E587,0,H587*H549*H550*J549/(H551*4))","v":{"$error":"#VALUE!"}},{"$f":"IF(H551<=AV553-E587,0,H587*H549*H550*J549/(H551*4))","v":{"$error":"#VALUE!"}},{"$f":"IF(H551<=AW553-E587,0,H587*H549*H550*J549/(H551*4))","v":{"$error":"#VALUE!"}},{"$f":"IF(H551<=AX553-E587,0,H587*H549*H550*J549/(H551*4))","v":{"$error":"#VALUE!"}},{"$f":"IF(H551<=AY553-E587,0,H587*H549*H550*J549/(H551*4))","v":{"$error":"#VALUE!"}},{"$f":"IF(H551<=AZ553-E587,0,H587*H549*H550*J549/(H551*4))","v":{"$error":"#VALUE!"}},{"$f":"IF(H551<=BA553-E587,0,H587*H549*H550*J549/(H551*4))","v":{"$error":"#VALUE!"}},{"$f":"IF(H551<=BB553-E587,0,H587*H549*H550*J549/(H551*4))","v":{"$error":"#VALUE!"}}]
[{"$nulls":4},{"v":9.5,"d":"9.50"},{"$f":"$DF$37","v":{"v":0,"d":"0.000"}},{"$f":"IF(SUM(F554:F588)-H552<=0,0,SUM(F554:F588)-H552)","v":{"v":0,"d":"0.00"}},{"v":0,"d":"0.000"},{"$nulls":34},{"$f":"IF(H551<=AQ553-E588,0,H588*H549*H550*J549/(H551*4))","v":{"$error":"#VALUE!"}},{"$f":"IF(H551<=AR553-E588,0,H588*H549*H550*J549/(H551*4))","v":{"$error":"#VALUE!"}},{"$f":"IF(H551<=AS553-E588,0,H588*H549*H550*J549/(H551*4))","v":{"$error":"#VALUE!"}},{"$f":"IF(H551<=AT553-E588,0,H588*H549*H550*J549/(H551*4))","v":{"$error":"#VALUE!"}},{"$f":"IF(H551<=AU553-E588,0,H588*H549*H550*J549/(H551*4))","v":{"$error":"#VALUE!"}},{"$f":"IF(H551<=AV553-E588,0,H588*H549*H550*J549/(H551*4))","v":{"$error":"#VALUE!"}},{"$f":"IF(H551<=AW553-E588,0,H588*H549*H550*J549/(H551*4))","v":{"$error":"#VALUE!"}},{"$f":"IF(H551<=AX553-E588,0,H588*H549*H550*J549/(H551*4))","v":{"$error":"#VALUE!"}},{"$f":"IF(H551<=AY553-E588,0,H588*H549*H550*J549/(H551*4))","v":{"$error":"#VALUE!"}},{"$f":"IF(H551<=AZ553-E588,0,H588*H549*H550*J549/(H551*4))","v":{"$error":"#VALUE!"}},{"$f":"IF(H551<=BA553-E588,0,H588*H549*H550*J549/(H551*4))","v":{"$error":"#VALUE!"}},{"$f":"IF(H551<=BB553-E588,0,H588*H549*H550*J549/(H551*4))","v":{"$error":"#VALUE!"}},{"$f":"IF(H551<=BC553-E588,0,H588*H549*H550*J549/(H551*4))","v":{"$error":"#VALUE!"}}]
[{"$nulls":4},9.75,{"$f":"$DF$38","v":{"v":0,"d":"0.000"}},{"$f":"IF(SUM(F554:F589)-H552<=0,0,SUM(F554:F589)-H552)","v":{"v":0,"d":"0.00"}},{"v":0,"d":"0.000"},{"$nulls":35},{"$f":"IF(H551<=AR553-E589,0,H589*H549*H550*J549/(H551*4))","v":{"$error":"#VALUE!"}},{"$f":"IF(H551<=AS553-E589,0,H589*H549*H550*J549/(H551*4))","v":{"$error":"#VALUE!"}},{"$f":"IF(H551<=AT553-E589,0,H589*H549*H550*J549/(H551*4))","v":{"$error":"#VALUE!"}},{"$f":"IF(H551<=AU553-E589,0,H589*H549*H550*J549/(H551*4))","v":{"$error":"#VALUE!"}},{"$f":"IF(H551<=AV553-E589,0,H589*H549*H550*J549/(H551*4))","v":{"$error":"#VALUE!"}},{"$f":"IF(H551<=AW553-E589,0,H589*H549*H550*J549/(H551*4))","v":{"$error":"#VALUE!"}},{"$f":"IF(H551<=AX553-E589,0,H589*H549*H550*J549/(H551*4))","v":{"$error":"#VALUE!"}},{"$f":"IF(H551<=AY553-E589,0,H589*H549*H550*J549/(H551*4))","v":{"$error":"#VALUE!"}},{"$f":"IF(H551<=AZ553-E589,0,H589*H549*H550*J549/(H551*4))","v":{"$error":"#VALUE!"}},{"$f":"IF(H551<=BA553-E589,0,H589*H549*H550*J549/(H551*4))","v":{"$error":"#VALUE!"}},{"$f":"IF(H551<=BB553-E589,0,H589*H549*H550*J549/(H551*4))","v":{"$error":"#VALUE!"}},{"$f":"IF(H551<=BC553-E589,0,H589*H549*H550*J549/(H551*4))","v":{"$error":"#VALUE!"}},{"$f":"IF(H551<=BD553-E589,0,H589*H549*H550*J549/(H551*4))","v":{"$error":"#VALUE!"}}]
[{"$nulls":4},{"v":10,"d":"10.00"},{"$f":"$DF$39","v":{"v":0,"d":"0.000"}},{"$f":"IF(SUM(F554:F590)-H552<=0,0,SUM(F554:F590)-H552)","v":{"v":0,"d":"0.00"}},{"v":0,"d":"0.000"},{"$nulls":36},{"$f":"IF(H551<=AS553-E590,0,H590*H549*H550*J549/(H551*4))","v":{"$error":"#VALUE!"}},{"$f":"IF(H551<=AT553-E590,0,H590*H549*H550*J549/(H551*4))","v":{"$error":"#VALUE!"}},{"$f":"IF(H551<=AU553-E590,0,H590*H549*H550*J549/(H551*4))","v":{"$error":"#VALUE!"}},{"$f":"IF(H551<=AV553-E590,0,H590*H549*H550*J549/(H551*4))","v":{"$error":"#VALUE!"}},{"$f":"IF(H551<=AW553-E590,0,H590*H549*H550*J549/(H551*4))","v":{"$error":"#VALUE!"}},{"$f":"IF(H551<=AX553-E590,0,H590*H549*H550*J549/(H551*4))","v":{"$error":"#VALUE!"}},{"$f":"IF(H551<=AY553-E590,0,H590*H549*H550*J549/(H551*4))","v":{"$error":"#VALUE!"}},{"$f":"IF(H551<=AZ553-E590,0,H590*H549*H550*J549/(H551*4))","v":{"$error":"#VALUE!"}},{"$f":"IF(H551<=BA553-E590,0,H590*H549*H550*J549/(H551*4))","v":{"$error":"#VALUE!"}},{"$f":"IF(H551<=BB553-E590,0,H590*H549*H550*J549/(H551*4))","v":{"$error":"#VALUE!"}},{"$f":"IF(H551<=BC553-E590,0,H590*H549*H550*J549/(H551*4))","v":{"$error":"#VALUE!"}},{"$f":"IF(H551<=BD553-E590,0,H590*H549*H550*J549/(H551*4))","v":{"$error":"#VALUE!"}},{"$f":"IF(H551<=BE553-E590,0,H590*H549*H550*J549/(H551*4))","v":{"$error":"#VALUE!"}}]
[{"$nulls":4},10.25,{"$f":"$DF$40","v":{"v":0,"d":"0.000"}},{"$f":"IF(SUM(F554:F591)-H552<=0,0,SUM(F554:F591)-H552)","v":{"v":0,"d":"0.000"}},{"v":0,"d":"0.000"},{"$nulls":37},{"$f":"IF(H551<=AT553-E591,0,H591*H549*H550*J549/(H551*4))","v":{"$error":"#VALUE!"}},{"$f":"IF(H551<=AU553-E591,0,H591*H549*H550*J549/(H551*4))","v":{"$error":"#VALUE!"}},{"$f":"IF(H551<=AV553-E591,0,H591*H549*H550*J549/(H551*4))","v":{"$error":"#VALUE!"}},{"$f":"IF(H551<=AW553-E591,0,H591*H549*H550*J549/(H551*4))","v":{"$error":"#VALUE!"}},{"$f":"IF(H551<=AX553-E591,0,H591*H549*H550*J549/(H551*4))","v":{"$error":"#VALUE!"}},{"$f":"IF(H551<=AY553-E591,0,H591*H549*H550*J549/(H551*4))","v":{"$error":"#VALUE!"}},{"$f":"IF(H551<=AZ553-E591,0,H591*H549*H550*J549/(H551*4))","v":{"$error":"#VALUE!"}},{"$f":"IF(H551<=BA553-E591,0,H591*H549*H550*J549/(H551*4))","v":{"$error":"#VALUE!"}},{"$f":"IF(H551<=BB553-E591,0,H591*H549*H550*J549/(H551*4))","v":{"$error":"#VALUE!"}},{"$f":"IF(H551<=BC553-E591,0,H591*H549*H550*J549/(H551*4))","v":{"$error":"#VALUE!"}},{"$f":"IF(H551<=BD553-E591,0,H591*H549*H550*J549/(H551*4))","v":{"$error":"#VALUE!"}},{"$f":"IF(H551<=BE553-E591,0,H591*H549*H550*J549/(H551*4))","v":{"$error":"#VALUE!"}},{"$f":"IF(H551<=BF553-E591,0,H591*H549*H550*J549/(H551*4))","v":{"$error":"#VALUE!"}}]
[{"$nulls":4},{"v":10.5,"d":"10.50"},{"$f":"$DF$41","v":{"v":0,"d":"0.000"}},{"$f":"IF(SUM(F554:F592)-H552<=0,0,SUM(F554:F592)-H552)","v":{"v":0,"d":"0.00"}},{"v":0,"d":"0.000"},{"$nulls":38},{"$f":"IF(H551<=AU553-E592,0,H592*H549*H550*J549/(H551*4))","v":{"$error":"#VALUE!"}},{"$f":"IF(H551<=AV553-E592,0,H592*H549*H550*J549/(H551*4))","v":{"$error":"#VALUE!"}},{"$f":"IF(H551<=AW553-E592,0,H592*H549*H550*J549/(H551*4))","v":{"$error":"#VALUE!"}},{"$f":"IF(H551<=AX553-E592,0,H592*H549*H550*J549/(H551*4))","v":{"$error":"#VALUE!"}},{"$f":"IF(H551<=AY553-E592,0,H592*H549*H550*J549/(H551*4))","v":{"$error":"#VALUE!"}},{"$f":"IF(H551<=AZ553-E592,0,H592*H549*H550*J549/(H551*4))","v":{"$error":"#VALUE!"}},{"$f":"IF(H551<=BA553-E592,0,H592*H549*H550*J549/(H551*4))","v":{"$error":"#VALUE!"}},{"$f":"IF(H551<=BB553-E592,0,H592*H549*H550*J549/(H551*4))","v":{"$error":"#VALUE!"}},{"$f":"IF(H551<=BC553-E592,0,H592*H549*H550*J549/(H551*4))","v":{"$error":"#VALUE!"}},{"$f":"IF(H551<=BD553-E592,0,H592*H549*H550*J549/(H551*4))","v":{"$error":"#VALUE!"}},{"$f":"IF(H551<=BE553-E592,0,H592*H549*H550*J549/(H551*4))","v":{"$error":"#VALUE!"}},{"$f":"IF(H551<=BF553-E592,0,H592*H549*H550*J549/(H551*4))","v":{"$error":"#VALUE!"}},{"$f":"IF(H551<=BG553-E592,0,H592*H549*H550*J549/(H551*4))","v":{"$error":"#VALUE!"}}]
[{"$nulls":4},10.75,{"$f":"$DF$42","v":{"v":0,"d":"0.000"}},{"$f":"IF(SUM(F554:F593)-H552<=0,0,SUM(F554:F593)-H552)","v":{"v":0,"d":"0.00"}},{"v":0,"d":"0.000"},{"$nulls":39},{"$f":"IF(H551<=AV553-E593,0,H593*H549*H550*J549/(H551*4))","v":{"$error":"#VALUE!"}},{"$f":"IF(H551<=AW553-E593,0,H593*H549*H550*J549/(H551*4))","v":{"$error":"#VALUE!"}},{"$f":"IF(H551<=AX553-E593,0,H593*H549*H550*J549/(H551*4))","v":{"$error":"#VALUE!"}},{"$f":"IF(H551<=AY553-E593,0,H593*H549*H550*J549/(H551*4))","v":{"$error":"#VALUE!"}},{"$f":"IF(H551<=AZ553-E593,0,H593*H549*H550*J549/(H551*4))","v":{"$error":"#VALUE!"}},{"$f":"IF(H551<=BA553-E593,0,H593*H549*H550*J549/(H551*4))","v":{"$error":"#VALUE!"}},{"$f":"IF(H551<=BB553-E593,0,H593*H549*H550*J549/(H551*4))","v":{"$error":"#VALUE!"}},{"$f":"IF(H551<=BC553-E593,0,H593*H549*H550*J549/(H551*4))","v":{"$error":"#VALUE!"}},{"$f":"IF(H551<=BD553-E593,0,H593*H549*H550*J549/(H551*4))","v":{"$error":"#VALUE!"}},{"$f":"IF(H551<=BE553-E593,0,H593*H549*H550*J549/(H551*4))","v":{"$error":"#VALUE!"}},{"$f":"IF(H551<=BF553-E593,0,H593*H549*H550*J549/(H551*4))","v":{"$error":"#VALUE!"}},{"$f":"IF(H551<=BG553-E593,0,H593*H549*H550*J549/(H551*4))","v":{"$error":"#VALUE!"}},{"$f":"IF(H551<=BH553-E593,0,H593*H549*H550*J549/(H551*4))","v":{"$error":"#VALUE!"}}]
[{"$nulls":4},{"v":11,"d":"11.00"},{"$f":"$DF$43","v":{"v":0,"d":"0.000"}},{"$f":"IF(SUM(F554:F594)-H552<=0,0,SUM(F554:F594)-H552)","v":{"v":0,"d":"0.00"}},{"v":0,"d":"0.000"},{"$nulls":40},{"$f":"IF(H551<=AW553-E594,0,H594*H549*H550*J549/(H551*4))","v":{"$error":"#VALUE!"}},{"$f":"IF(H551<=AX553-E594,0,H594*H549*H550*J549/(H551*4))","v":{"$error":"#VALUE!"}},{"$f":"IF(H551<=AY553-E594,0,H594*H549*H550*J549/(H551*4))","v":{"$error":"#VALUE!"}},{"$f":"IF(H551<=AZ553-E594,0,H594*H549*H550*J549/(H551*4))","v":{"$error":"#VALUE!"}},{"$f":"IF(H551<=BA553-E594,0,H594*H549*H550*J549/(H551*4))","v":{"$error":"#VALUE!"}},{"$f":"IF(H551<=BB553-E594,0,H594*H549*H550*J549/(H551*4))","v":{"$error":"#VALUE!"}},{"$f":"IF(H551<=BC553-E594,0,H594*H549*H550*J549/(H551*4))","v":{"$error":"#VALUE!"}},{"$f":"IF(H551<=BD553-E594,0,H594*H549*H550*J549/(H551*4))","v":{"$error":"#VALUE!"}},{"$f":"IF(H551<=BE553-E594,0,H594*H549*H550*J549/(H551*4))","v":{"$error":"#VALUE!"}},{"$f":"IF(H551<=BF553-E594,0,H594*H549*H550*J549/(H551*4))","v":{"$error":"#VALUE!"}},{"$f":"IF(H551<=BG553-E594,0,H594*H549*H550*J549/(H551*4))","v":{"$error":"#VALUE!"}},{"$f":"IF(H551<=BH553-E594,0,H594*H549*H550*J549/(H551*4))","v":{"$error":"#VALUE!"}},{"$f":"IF(H551<=BI553-E594,0,H594*H549*H550*J549/(H551*4))","v":{"$error":"#VALUE!"}}]
[{"$nulls":4},11.25,{"$f":"$DF$44","v":{"v":0,"d":"0.000"}},{"$f":"IF(SUM(F554:F595)-H552<=0,0,SUM(F554:F595)-H552)","v":{"v":0,"d":"0.00"}},{"v":0,"d":"0.000"},{"$nulls":41},{"$f":"IF(H551<=AX553-E595,0,H595*H549*H550*J549/(H551*4))","v":{"$error":"#VALUE!"}},{"$f":"IF(H551<=AY553-E595,0,H595*H549*H550*J549/(H551*4))","v":{"$error":"#VALUE!"}},{"$f":"IF(H551<=AZ553-E595,0,H595*H549*H550*J549/(H551*4))","v":{"$error":"#VALUE!"}},{"$f":"IF(H551<=BA553-E595,0,H595*H549*H550*J549/(H551*4))","v":{"$error":"#VALUE!"}},{"$f":"IF(H551<=BB553-E595,0,H595*H549*H550*J549/(H551*4))","v":{"$error":"#VALUE!"}},{"$f":"IF(H551<=BC553-E595,0,H595*H549*H550*J549/(H551*4))","v":{"$error":"#VALUE!"}},{"$f":"IF(H551<=BD553-E595,0,H595*H549*H550*J549/(H551*4))","v":{"$error":"#VALUE!"}},{"$f":"IF(H551<=BE553-E595,0,H595*H549*H550*J549/(H551*4))","v":{"$error":"#VALUE!"}},{"$f":"IF(H551<=BF553-E595,0,H595*H549*H550*J549/(H551*4))","v":{"$error":"#VALUE!"}},{"$f":"IF(H551<=BG553-E595,0,H595*H549*H550*J549/(H551*4))","v":{"$error":"#VALUE!"}},{"$f":"IF(H551<=BH553-E595,0,H595*H549*H550*J549/(H551*4))","v":{"$error":"#VALUE!"}},{"$f":"IF(H551<=BI553-E595,0,H595*H549*H550*J549/(H551*4))","v":{"$error":"#VALUE!"}},{"$f":"IF(H551<=BJ553-E595,0,H595*H549*H550*J549/(H551*4))","v":{"$error":"#VALUE!"}}]
[{"$nulls":4},{"v":11.5,"d":"11.50"},{"$f":"$DF$45","v":{"v":0,"d":"0.000"}},{"$f":"IF(SUM(F554:F596)-H552<=0,0,SUM(F554:F596)-H552)","v":{"v":0,"d":"0.00"}},{"v":0,"d":"0.000"},{"$nulls":42},{"$f":"IF(H551<=AY553-E596,0,H596*H549*H550*J549/(H551*4))","v":{"$error":"#VALUE!"}},{"$f":"IF(H551<=AZ553-E596,0,H596*H549*H550*J549/(H551*4))","v":{"$error":"#VALUE!"}},{"$f":"IF(H551<=BA553-E596,0,H596*H549*H550*J549/(H551*4))","v":{"$error":"#VALUE!"}},{"$f":"IF(H551<=BB553-E596,0,H596*H549*H550*J549/(H551*4))","v":{"$error":"#VALUE!"}},{"$f":"IF(H551<=BC553-E596,0,H596*H549*H550*J549/(H551*4))","v":{"$error":"#VALUE!"}},{"$f":"IF(H551<=BD553-E596,0,H596*H549*H550*J549/(H551*4))","v":{"$error":"#VALUE!"}},{"$f":"IF(H551<=BE553-E596,0,H596*H549*H550*J549/(H551*4))","v":{"$error":"#VALUE!"}},{"$f":"IF(H551<=BF553-E596,0,H596*H549*H550*J549/(H551*4))","v":{"$error":"#VALUE!"}},{"$f":"IF(H551<=BG553-E596,0,H596*H549*H550*J549/(H551*4))","v":{"$error":"#VALUE!"}},{"$f":"IF(H551<=BH553-E596,0,H596*H549*H550*J549/(H551*4))","v":{"$error":"#VALUE!"}},{"$f":"IF(H551<=BI553-E596,0,H596*H549*H550*J549/(H551*4))","v":{"$error":"#VALUE!"}},{"$f":"IF(H551<=BJ553-E596,0,H596*H549*H550*J549/(H551*4))","v":{"$error":"#VALUE!"}},{"$f":"IF(H551<=BK553-E596,0,H596*H549*H550*J549/(H551*4))","v":{"$error":"#VALUE!"}}]
[{"$nulls":4},11.75,{"$f":"$DF$46","v":{"v":0,"d":"0.000"}},{"$f":"IF(SUM(F554:F597)-H552<=0,0,SUM(F554:F597)-H552)","v":{"v":0,"d":"0.00"}},{"v":0,"d":"0.000"},{"$nulls":43},{"$f":"IF(H551<=AZ553-E597,0,H597*H549*H550*J549/(H551*4))","v":{"$error":"#VALUE!"}},{"$f":"IF(H551<=BA553-E597,0,H597*H549*H550*J549/(H551*4))","v":{"$error":"#VALUE!"}},{"$f":"IF(H551<=BB553-E597,0,H597*H549*H550*J549/(H551*4))","v":{"$error":"#VALUE!"}},{"$f":"IF(H551<=BC553-E597,0,H597*H549*H550*J549/(H551*4))","v":{"$error":"#VALUE!"}},{"$f":"IF(H551<=BD553-E597,0,H597*H549*H550*J549/(H551*4))","v":{"$error":"#VALUE!"}},{"$f":"IF(H551<=BE553-E597,0,H597*H549*H550*J549/(H551*4))","v":{"$error":"#VALUE!"}},{"$f":"IF(H551<=BF553-E597,0,H597*H549*H550*J549/(H551*4))","v":{"$error":"#VALUE!"}},{"$f":"IF(H551<=BG553-E597,0,H597*H549*H550*J549/(H551*4))","v":{"$error":"#VALUE!"}},{"$f":"IF(H551<=BH553-E597,0,H597*H549*H550*J549/(H551*4))","v":{"$error":"#VALUE!"}},{"$f":"IF(H551<=BI553-E597,0,H597*H549*H550*J549/(H551*4))","v":{"$error":"#VALUE!"}},{"$f":"IF(H551<=BJ553-E597,0,H597*H549*H550*J549/(H551*4))","v":{"$error":"#VALUE!"}},{"$f":"IF(H551<=BK553-E597,0,H597*H549*H550*J549/(H551*4))","v":{"$error":"#VALUE!"}},{"$f":"IF(H551<=BL553-E597,0,H597*H549*H550*J549/(H551*4))","v":{"$error":"#VALUE!"}}]
[{"$nulls":4},{"v":12,"d":"12.00"},{"$f":"$DF$47","v":{"v":0,"d":"0.000"}},{"$f":"IF(SUM(F554:F598)-H552<=0,0,SUM(F554:F598)-H552)","v":{"v":0,"d":"0.00"}},{"v":0,"d":"0.000"},{"$nulls":44},{"$f":"IF(H551<=BA553-E598,0,H598*H549*H550*J549/(H551*4))","v":{"$error":"#VALUE!"}},{"$f":"IF(H551<=BB553-E598,0,H598*H549*H550*J549/(H551*4))","v":{"$error":"#VALUE!"}},{"$f":"IF(H551<=BC553-E598,0,H598*H549*H550*J549/(H551*4))","v":{"$error":"#VALUE!"}},{"$f":"IF(H551<=BD553-E598,0,H598*H549*H550*J549/(H551*4))","v":{"$error":"#VALUE!"}},{"$f":"IF(H551<=BE553-E598,0,H598*H549*H550*J549/(H551*4))","v":{"$error":"#VALUE!"}},{"$f":"IF(H551<=BF553-E598,0,H598*H549*H550*J549/(H551*4))","v":{"$error":"#VALUE!"}},{"$f":"IF(H551<=BG553-E598,0,H598*H549*H550*J549/(H551*4))","v":{"$error":"#VALUE!"}},{"$f":"IF(H551<=BH553-E598,0,H598*H549*H550*J549/(H551*4))","v":{"$error":"#VALUE!"}},{"$f":"IF(H551<=BI553-E598,0,H598*H549*H550*J549/(H551*4))","v":{"$error":"#VALUE!"}},{"$f":"IF(H551<=BJ553-E598,0,H598*H549*H550*J549/(H551*4))","v":{"$error":"#VALUE!"}},{"$f":"IF(H551<=BK553-E598,0,H598*H549*H550*J549/(H551*4))","v":{"$error":"#VALUE!"}},{"$f":"IF(H551<=BL553-E598,0,H598*H549*H550*J549/(H551*4))","v":{"$error":"#VALUE!"}},{"$f":"IF(H551<=BM553-E598,0,H598*H549*H550*J549/(H551*4))","v":{"$error":"#VALUE!"}}]
[{"$nulls":4},12.25,{"$f":"$DF$48","v":{"v":0,"d":"0.000"}},{"$f":"IF(SUM(F554:F599)-H552<=0,0,SUM(F554:F599)-H552)","v":{"v":0,"d":"0.00"}},{"v":0,"d":"0.000"},{"$nulls":45},{"$f":"IF(H551<=BB553-E599,0,H599*H549*H550*J549/(H551*4))","v":{"$error":"#VALUE!"}},{"$f":"IF(H551<=BC553-E599,0,H599*H549*H550*J549/(H551*4))","v":{"$error":"#VALUE!"}},{"$f":"IF(H551<=BD553-E599,0,H599*H549*H550*J549/(H551*4))","v":{"$error":"#VALUE!"}},{"$f":"IF(H551<=BE553-E599,0,H599*H549*H550*J549/(H551*4))","v":{"$error":"#VALUE!"}},{"$f":"IF(H551<=BF553-E599,0,H599*H549*H550*J549/(H551*4))","v":{"$error":"#VALUE!"}},{"$f":"IF(H551<=BG553-E599,0,H599*H549*H550*J549/(H551*4))","v":{"$error":"#VALUE!"}},{"$f":"IF(H551<=BH553-E599,0,H599*H549*H550*J549/(H551*4))","v":{"$error":"#VALUE!"}},{"$f":"IF(H551<=BI553-E599,0,H599*H549*H550*J549/(H551*4))","v":{"$error":"#VALUE!"}},{"$f":"IF(H551<=BJ553-E599,0,H599*H549*H550*J549/(H551*4))","v":{"$error":"#VALUE!"}},{"$f":"IF(H551<=BK553-E599,0,H599*H549*H550*J549/(H551*4))","v":{"$error":"#VALUE!"}},{"$f":"IF(H551<=BL553-E599,0,H599*H549*H550*J549/(H551*4))","v":{"$error":"#VALUE!"}},{"$f":"IF(H551<=BM553-E599,0,H599*H549*H550*J549/(H551*4))","v":{"$error":"#VALUE!"}},{"$f":"IF(H551<=BN553-E599,0,H599*H549*H550*J549/(H551*4))","v":{"$error":"#VALUE!"}}]
[{"$nulls":4},{"v":12.5,"d":"12.50"},{"$f":"$DF$49","v":{"v":0,"d":"0.000"}},{"$f":"IF(SUM(F554:F600)-H552<=0,0,SUM(F554:F600)-H552)","v":{"v":0,"d":"0.00"}},{"v":0,"d":"0.000"},{"$nulls":46},{"$f":"IF(H551<=BC553-E600,0,H600*H549*H550*J549/(H551*4))","v":{"$error":"#VALUE!"}},{"$f":"IF(H551<=BD553-E600,0,H600*H549*H550*J549/(H551*4))","v":{"$error":"#VALUE!"}},{"$f":"IF(H551<=BE553-E600,0,H600*H549*H550*J549/(H551*4))","v":{"$error":"#VALUE!"}},{"$f":"IF(H551<=BF553-E600,0,H600*H549*H550*J549/(H551*4))","v":{"$error":"#VALUE!"}},{"$f":"IF(H551<=BG553-E600,0,H600*H549*H550*J549/(H551*4))","v":{"$error":"#VALUE!"}},{"$f":"IF(H551<=BH553-E600,0,H600*H549*H550*J549/(H551*4))","v":{"$error":"#VALUE!"}},{"$f":"IF(H551<=BI553-E600,0,H600*H549*H550*J549/(H551*4))","v":{"$error":"#VALUE!"}},{"$f":"IF(H551<=BJ553-E600,0,H600*H549*H550*J549/(H551*4))","v":{"$error":"#VALUE!"}},{"$f":"IF(H551<=BK553-E600,0,H600*H549*H550*J549/(H551*4))","v":{"$error":"#VALUE!"}},{"$f":"IF(H551<=BL553-E600,0,H600*H549*H550*J549/(H551*4))","v":{"$error":"#VALUE!"}},{"$f":"IF(H551<=BM553-E600,0,H600*H549*H550*J549/(H551*4))","v":{"$error":"#VALUE!"}},{"$f":"IF(H551<=BN553-E600,0,H600*H549*H550*J549/(H551*4))","v":{"$error":"#VALUE!"}},{"$f":"IF(H551<=BO553-E600,0,H600*H549*H550*J549/(H551*4))","v":{"$error":"#VALUE!"}}]
[{"$nulls":4},12.75,{"$f":"$DF$50","v":{"v":0,"d":"0.000"}},{"$f":"IF(SUM(F554:F601)-H552<=0,0,SUM(F554:F601)-H552)","v":{"v":0,"d":"0.00"}},{"v":0,"d":"0.000"},{"$nulls":47},{"$f":"IF(H551<=BD553-E601,0,H601*H549*H550*J549/(H551*4))","v":{"$error":"#VALUE!"}},{"$f":"IF(H551<=BE553-E601,0,H601*H549*H550*J549/(H551*4))","v":{"$error":"#VALUE!"}},{"$f":"IF(H551<=BF553-E601,0,H601*H549*H550*J549/(H551*4))","v":{"$error":"#VALUE!"}},{"$f":"IF(H551<=BG553-E601,0,H601*H549*H550*J549/(H551*4))","v":{"$error":"#VALUE!"}},{"$f":"IF(H551<=BH553-E601,0,H601*H549*H550*J549/(H551*4))","v":{"$error":"#VALUE!"}},{"$f":"IF(H551<=BI553-E601,0,H601*H549*H550*J549/(H551*4))","v":{"$error":"#VALUE!"}},{"$f":"IF(H551<=BJ553-E601,0,H601*H549*H550*J549/(H551*4))","v":{"$error":"#VALUE!"}},{"$f":"IF(H551<=BK553-E601,0,H601*H549*H550*J549/(H551*4))","v":{"$error":"#VALUE!"}},{"$f":"IF(H551<=BL553-E601,0,H601*H549*H550*J549/(H551*4))","v":{"$error":"#VALUE!"}},{"$f":"IF(H551<=BM553-E601,0,H601*H549*H550*J549/(H551*4))","v":{"$error":"#VALUE!"}},{"$f":"IF(H551<=BN553-E601,0,H601*H549*H550*J549/(H551*4))","v":{"$error":"#VALUE!"}},{"$f":"IF(H551<=BO553-E601,0,H601*H549*H550*J549/(H551*4))","v":{"$error":"#VALUE!"}},{"$f":"IF(H551<=BP553-E601,0,H601*H549*H550*J549/(H551*4))","v":{"$error":"#VALUE!"}}]
[{"$nulls":4},{"v":13,"d":"13.00"},{"$f":"$DF$51","v":{"v":0,"d":"0.000"}},{"$f":"IF(SUM(F554:F602)-H552<=0,0,SUM(F554:F602)-H552)","v":{"v":0,"d":"0.00"}},{"v":0,"d":"0.000"},{"$nulls":48},{"$f":"IF(H551<=BE553-E602,0,H602*H549*H550*J549/(H551*4))","v":{"$error":"#VALUE!"}},{"$f":"IF(H551<=BF553-E602,0,H602*H549*H550*J549/(H551*4))","v":{"$error":"#VALUE!"}},{"$f":"IF(H551<=BG553-E602,0,H602*H549*H550*J549/(H551*4))","v":{"$error":"#VALUE!"}},{"$f":"IF(H551<=BH553-E602,0,H602*H549*H550*J549/(H551*4))","v":{"$error":"#VALUE!"}},{"$f":"IF(H551<=BI553-E602,0,H602*H549*H550*J549/(H551*4))","v":{"$error":"#VALUE!"}},{"$f":"IF(H551<=BJ553-E602,0,H602*H549*H550*J549/(H551*4))","v":{"$error":"#VALUE!"}},{"$f":"IF(H551<=BK553-E602,0,H602*H549*H550*J549/(H551*4))","v":{"$error":"#VALUE!"}},{"$f":"IF(H551<=BL553-E602,0,H602*H549*H550*J549/(H551*4))","v":{"$error":"#VALUE!"}},{"$f":"IF(H551<=BM553-E602,0,H602*H549*H550*J549/(H551*4))","v":{"$error":"#VALUE!"}},{"$f":"IF(H551<=BN553-E602,0,H602*H549*H550*J549/(H551*4))","v":{"$error":"#VALUE!"}},{"$f":"IF(H551<=BO553-E602,0,H602*H549*H550*J549/(H551*4))","v":{"$error":"#VALUE!"}},{"$f":"IF(H551<=BP553-E602,0,H602*H549*H550*J549/(H551*4))","v":{"$error":"#VALUE!"}},{"$f":"IF(H551<=BQ553-E602,0,H602*H549*H550*J549/(H551*4))","v":{"$error":"#VALUE!"}}]
[{"$nulls":4},13.25,{"$f":"$DF$52","v":{"v":0,"d":"0.000"}},{"$f":"IF(SUM(F554:F603)-H552<=0,0,SUM(F554:F603)-H552)","v":{"v":0,"d":"0.00"}},{"v":0,"d":"0.000"},{"$nulls":49},{"$f":"IF(H551<=BF553-E603,0,H603*H549*H550*J549/(H551*4))","v":{"$error":"#VALUE!"}},{"$f":"IF(H551<=BG553-E603,0,H603*H549*H550*J549/(H551*4))","v":{"$error":"#VALUE!"}},{"$f":"IF(H551<=BH553-E603,0,H603*H549*H550*J549/(H551*4))","v":{"$error":"#VALUE!"}},{"$f":"IF(H551<=BI553-E603,0,H603*H549*H550*J549/(H551*4))","v":{"$error":"#VALUE!"}},{"$f":"IF(H551<=BJ553-E603,0,H603*H549*H550*J549/(H551*4))","v":{"$error":"#VALUE!"}},{"$f":"IF(H551<=BK553-E603,0,H603*H549*H550*J549/(H551*4))","v":{"$error":"#VALUE!"}},{"$f":"IF(H551<=BL553-E603,0,H603*H549*H550*J549/(H551*4))","v":{"$error":"#VALUE!"}},{"$f":"IF(H551<=BM553-E603,0,H603*H549*H550*J549/(H551*4))","v":{"$error":"#VALUE!"}},{"$f":"IF(H551<=BN553-E603,0,H603*H549*H550*J549/(H551*4))","v":{"$error":"#VALUE!"}},{"$f":"IF(H551<=BO553-E603,0,H603*H549*H550*J549/(H551*4))","v":{"$error":"#VALUE!"}},{"$f":"IF(H551<=BP553-E603,0,H603*H549*H550*J549/(H551*4))","v":{"$error":"#VALUE!"}},{"$f":"IF(H551<=BQ553-E603,0,H603*H549*H550*J549/(H551*4))","v":{"$error":"#VALUE!"}},{"$f":"IF(H551<=BR553-E603,0,H603*H549*H550*J549/(H551*4))","v":{"$error":"#VALUE!"}}]
[{"$nulls":4},{"v":13.5,"d":"13.50"},{"$f":"$DF$53","v":{"v":0,"d":"0.000"}},{"$f":"IF(SUM(F554:F604)-H552<=0,0,SUM(F554:F604)-H552)","v":{"v":0,"d":"0.00"}},{"v":0,"d":"0.000"},{"$nulls":50},{"$f":"IF(H551<=BG553-E604,0,H604*H549*H550*J549/(H551*4))","v":{"$error":"#VALUE!"}},{"$f":"IF(H551<=BH553-E604,0,H604*H549*H550*J549/(H551*4))","v":{"$error":"#VALUE!"}},{"$f":"IF(H551<=BI553-E604,0,H604*H549*H550*J549/(H551*4))","v":{"$error":"#VALUE!"}},{"$f":"IF(H551<=BJ553-E604,0,H604*H549*H550*J549/(H551*4))","v":{"$error":"#VALUE!"}},{"$f":"IF(H551<=BK553-E604,0,H604*H549*H550*J549/(H551*4))","v":{"$error":"#VALUE!"}},{"$f":"IF(H551<=BL553-E604,0,H604*H549*H550*J549/(H551*4))","v":{"$error":"#VALUE!"}},{"$f":"IF(H551<=BM553-E604,0,H604*H549*H550*J549/(H551*4))","v":{"$error":"#VALUE!"}},{"$f":"IF(H551<=BN553-E604,0,H604*H549*H550*J549/(H551*4))","v":{"$error":"#VALUE!"}},{"$f":"IF(H551<=BO553-E604,0,H604*H549*H550*J549/(H551*4))","v":{"$error":"#VALUE!"}},{"$f":"IF(H551<=BP553-E604,0,H604*H549*H550*J549/(H551*4))","v":{"$error":"#VALUE!"}},{"$f":"IF(H551<=BQ553-E604,0,H604*H549*H550*J549/(H551*4))","v":{"$error":"#VALUE!"}},{"$f":"IF(H551<=BR553-E604,0,H604*H549*H550*J549/(H551*4))","v":{"$error":"#VALUE!"}},{"$f":"IF(H551<=BS553-E604,0,H604*H549*H550*J549/(H551*4))","v":{"$error":"#VALUE!"}}]
[{"$nulls":4},13.75,{"$f":"$DF$54","v":{"v":0,"d":"0.000"}},{"$f":"IF(SUM(F554:F605)-H552<=0,0,SUM(F554:F605)-H552)","v":{"v":0,"d":"0.00"}},{"v":0,"d":"0.000"},{"$nulls":51},{"$f":"IF(H551<=BH553-E605,0,H605*H549*H550*J549/(H551*4))","v":{"$error":"#VALUE!"}},{"$f":"IF(H551<=BI553-E605,0,H605*H549*H550*J549/(H551*4))","v":{"$error":"#VALUE!"}},{"$f":"IF(H551<=BJ553-E605,0,H605*H549*H550*J549/(H551*4))","v":{"$error":"#VALUE!"}},{"$f":"IF(H551<=BK553-E605,0,H605*H549*H550*J549/(H551*4))","v":{"$error":"#VALUE!"}},{"$f":"IF(H551<=BL553-E605,0,H605*H549*H550*J549/(H551*4))","v":{"$error":"#VALUE!"}},{"$f":"IF(H551<=BM553-E605,0,H605*H549*H550*J549/(H551*4))","v":{"$error":"#VALUE!"}},{"$f":"IF(H551<=BN553-E605,0,H605*H549*H550*J549/(H551*4))","v":{"$error":"#VALUE!"}},{"$f":"IF(H551<=BO553-E605,0,H605*H549*H550*J549/(H551*4))","v":{"$error":"#VALUE!"}},{"$f":"IF(H551<=BP553-E605,0,H605*H549*H550*J549/(H551*4))","v":{"$error":"#VALUE!"}},{"$f":"IF(H551<=BQ553-E605,0,H605*H549*H550*J549/(H551*4))","v":{"$error":"#VALUE!"}},{"$f":"IF(H551<=BR553-E605,0,H605*H549*H550*J549/(H551*4))","v":{"$error":"#VALUE!"}},{"$f":"IF(H551<=BS553-E605,0,H605*H549*H550*J549/(H551*4))","v":{"$error":"#VALUE!"}},{"$f":"IF(H551<=BT553-E605,0,H605*H549*H550*J549/(H551*4))","v":{"$error":"#VALUE!"}}]
[{"$nulls":4},{"v":14,"d":"14.00"},{"$f":"$DF$55","v":{"v":0,"d":"0.000"}},{"$f":"IF(SUM(F554:F606)-H552<=0,0,SUM(F554:F606)-H552)","v":{"v":0,"d":"0.00"}},{"v":0,"d":"0.000"},{"$nulls":52},{"$f":"IF(H551<=BI553-E606,0,H606*H549*H550*J549/(H551*4))","v":{"$error":"#VALUE!"}},{"$f":"IF(H551<=BJ553-E606,0,H606*H549*H550*J549/(H551*4))","v":{"$error":"#VALUE!"}},{"$f":"IF($H551<=$BK553-$E606,0,$H606*$H549*$H550*$J549/($H551*4))","v":{"$error":"#VALUE!"}},{"$f":"IF(H551<=BL553-E606,0,H606*H549*H550*J549/(H551*4))","v":{"$error":"#VALUE!"}},{"$f":"IF(H551<=BM553-E606,0,H606*H549*H550*J549/(H551*4))","v":{"$error":"#VALUE!"}},{"$f":"IF(H551<=BN553-E606,0,H606*H549*H550*J549/(H551*4))","v":{"$error":"#VALUE!"}},{"$f":"IF(H551<=BO553-E606,0,H606*H549*H550*J549/(H551*4))","v":{"$error":"#VALUE!"}},{"$f":"IF(H551<=BP553-E606,0,H606*H549*H550*J549/(H551*4))","v":{"$error":"#VALUE!"}},{"$f":"IF(H551<=BQ553-E606,0,H606*H549*H550*J549/(H551*4))","v":{"$error":"#VALUE!"}},{"$f":"IF(H551<=BR553-E606,0,H606*H549*H550*J549/(H551*4))","v":{"$error":"#VALUE!"}},{"$f":"IF(H551<=BS553-E606,0,H606*H549*H550*J549/(H551*4))","v":{"$error":"#VALUE!"}},{"$f":"IF(H551<=BT553-E606,0,H606*H549*H550*J549/(H551*4))","v":{"$error":"#VALUE!"}},{"$f":"IF(H551<=BU553-E606,0,H606*H549*H550*J549/(H551*4))","v":{"$error":"#VALUE!"}}]
[{"$nulls":4},14.25,{"$f":"$DF$56","v":{"v":0,"d":"0.000"}},{"$f":"IF(SUM(F554:F607)-H552<=0,0,SUM(F554:F607)-H552)","v":{"v":0,"d":"0.00"}},{"v":0,"d":"0.000"},{"$nulls":53},{"$f":"IF(H551<=BJ553-E607,0,H607*H549*H550*J549/(H551*4))","v":{"$error":"#VALUE!"}},{"$f":"IF(H551<=BK553-E607,0,H607*H549*H550*J549/(H551*4))","v":{"$error":"#VALUE!"}},{"$f":"IF(H551<=BL553-E607,0,H607*H549*H550*J549/(H551*4))","v":{"$error":"#VALUE!"}},{"$f":"IF(H551<=BM553-E607,0,H607*H549*H550*J549/(H551*4))","v":{"$error":"#VALUE!"}},{"$f":"IF(H551<=BN553-E607,0,H607*H549*H550*J549/(H551*4))","v":{"$error":"#VALUE!"}},{"$f":"IF(H551<=BO553-E607,0,H607*H549*H550*J549/(H551*4))","v":{"$error":"#VALUE!"}},{"$f":"IF(H551<=BP553-E607,0,H607*H549*H550*J549/(H551*4))","v":{"$error":"#VALUE!"}},{"$f":"IF(H551<=BQ553-E607,0,H607*H549*H550*J549/(H551*4))","v":{"$error":"#VALUE!"}},{"$f":"IF(H551<=BR553-E607,0,H607*H549*H550*J549/(H551*4))","v":{"$error":"#VALUE!"}},{"$f":"IF(H551<=BS553-E607,0,H607*H549*H550*J549/(H551*4))","v":{"$error":"#VALUE!"}},{"$f":"IF(H551<=BT553-E607,0,H607*H549*H550*J549/(H551*4))","v":{"$error":"#VALUE!"}},{"$f":"IF(H551<=BU553-E607,0,H607*H549*H550*J549/(H551*4))","v":{"$error":"#VALUE!"}},{"$f":"IF(H551<=BV553-E607,0,H607*H549*H550*J549/(H551*4))","v":{"$error":"#VALUE!"}}]
[{"$nulls":4},{"v":14.5,"d":"14.50"},{"$f":"$DF$57","v":{"v":0,"d":"0.000"}},{"$f":"IF(SUM(F554:F608)-H552<=0,0,SUM(F554:F608)-H552)","v":{"v":0,"d":"0.00"}},{"v":0,"d":"0.000"},{"$nulls":54},{"$f":"IF(H551<=BK553-E608,0,H608*H549*H550*J549/(H551*4))","v":{"$error":"#VALUE!"}},{"$f":"IF(H551<=BL553-E608,0,H608*H549*H550*J549/(H551*4))","v":{"$error":"#VALUE!"}},{"$f":"IF(H551<=BM553-E608,0,H608*H549*H550*J549/(H551*4))","v":{"$error":"#VALUE!"}},{"$f":"IF(H551<=BN553-E608,0,H608*H549*H550*J549/(H551*4))","v":{"$error":"#VALUE!"}},{"$f":"IF(H551<=BO553-E608,0,H608*H549*H550*J549/(H551*4))","v":{"$error":"#VALUE!"}},{"$f":"IF(H551<=BP553-E608,0,H608*H549*H550*J549/(H551*4))","v":{"$error":"#VALUE!"}},{"$f":"IF(H551<=BQ553-E608,0,H608*H549*H550*J549/(H551*4))","v":{"$error":"#VALUE!"}},{"$f":"IF(H551<=BR553-E608,0,H608*H549*H550*J549/(H551*4))","v":{"$error":"#VALUE!"}},{"$f":"IF(H551<=BS553-E608,0,H608*H549*H550*J549/(H551*4))","v":{"$error":"#VALUE!"}},{"$f":"IF(H551<=BT553-E608,0,H608*H549*H550*J549/(H551*4))","v":{"$error":"#VALUE!"}},{"$f":"IF(H551<=BU553-E608,0,H608*H549*H550*J549/(H551*4))","v":{"$error":"#VALUE!"}},{"$f":"IF(H551<=BV553-E608,0,H608*H549*H550*J549/(H551*4))","v":{"$error":"#VALUE!"}},{"$f":"IF(H551<=BW553-E608,0,H608*H549*H550*J549/(H551*4))","v":{"$error":"#VALUE!"}}]
[{"$nulls":4},14.75,{"$f":"$DF$58","v":{"v":0,"d":"0.000"}},{"$f":"IF(SUM(F554:F609)-H552<=0,0,SUM(F554:F609)-H552)","v":{"v":0,"d":"0.00"}},{"v":0,"d":"0.000"},{"$nulls":55},{"$f":"IF(H551<=BL553-E609,0,H609*H549*H550*J549/(H551*4))","v":{"$error":"#VALUE!"}},{"$f":"IF(H551<=BM553-E609,0,H609*H549*H550*J549/(H551*4))","v":{"$error":"#VALUE!"}},{"$f":"IF(H551<=BN553-E609,0,H609*H549*H550*J549/(H551*4))","v":{"$error":"#VALUE!"}},{"$f":"IF(H551<=BO553-E609,0,H609*H549*H550*J549/(H551*4))","v":{"$error":"#VALUE!"}},{"$f":"IF(H551<=BP553-E609,0,H609*H549*H550*J549/(H551*4))","v":{"$error":"#VALUE!"}},{"$f":"IF(H551<=BQ553-E609,0,H609*H549*H550*J549/(H551*4))","v":{"$error":"#VALUE!"}},{"$f":"IF(H551<=BR553-E609,0,H609*H549*H550*J549/(H551*4))","v":{"$error":"#VALUE!"}},{"$f":"IF(H551<=BS553-E609,0,H609*H549*H550*J549/(H551*4))","v":{"$error":"#VALUE!"}},{"$f":"IF(H551<=BT553-E609,0,H609*H549*H550*J549/(H551*4))","v":{"$error":"#VALUE!"}},{"$f":"IF(H551<=BU553-E609,0,H609*H549*H550*J549/(H551*4))","v":{"$error":"#VALUE!"}},{"$f":"IF(H551<=BV553-E609,0,H609*H549*H550*J549/(H551*4))","v":{"$error":"#VALUE!"}},{"$f":"IF(H551<=BW553-E609,0,H609*H549*H550*J549/(H551*4))","v":{"$error":"#VALUE!"}},{"$f":"IF(H551<=BX553-E609,0,H609*H549*H550*J549/(H551*4))","v":{"$error":"#VALUE!"}}]
[{"$nulls":4},{"v":15,"d":"15.00"},{"$f":"$DF$59","v":{"v":0,"d":"0.000"}},{"$f":"IF(SUM(F554:F610)-H552<=0,0,SUM(F554:F610)-H552)","v":{"v":0,"d":"0.00"}},{"v":0,"d":"0.000"},{"$nulls":56},{"$f":"IF(H551<=BM553-E610,0,H610*H549*H550*J549/(H551*4))","v":{"$error":"#VALUE!"}},{"$f":"IF(H551<=BN553-E610,0,H610*H549*H550*J549/(H551*4))","v":{"$error":"#VALUE!"}},{"$f":"IF(H551<=BO553-E610,0,H610*H549*H550*J549/(H551*4))","v":{"$error":"#VALUE!"}},{"$f":"IF(H551<=BP553-E610,0,H610*H549*H550*J549/(H551*4))","v":{"$error":"#VALUE!"}},{"$f":"IF(H551<=BQ553-E610,0,H610*H549*H550*J549/(H551*4))","v":{"$error":"#VALUE!"}},{"$f":"IF(H551<=BR553-E610,0,H610*H549*H550*J549/(H551*4))","v":{"$error":"#VALUE!"}},{"$f":"IF(H551<=BS553-E610,0,H610*H549*H550*J549/(H551*4))","v":{"$error":"#VALUE!"}},{"$f":"IF(H551<=BT553-E610,0,H610*H549*H550*J549/(H551*4))","v":{"$error":"#VALUE!"}},{"$f":"IF(H551<=BU553-E610,0,H610*H549*H550*J549/(H551*4))","v":{"$error":"#VALUE!"}},{"$f":"IF(H551<=BV553-E610,0,H610*H549*H550*J549/(H551*4))","v":{"$error":"#VALUE!"}},{"$f":"IF(H551<=BW553-E610,0,H610*H549*H550*J549/(H551*4))","v":{"$error":"#VALUE!"}},{"$f":"IF(H551<=BX553-E610,0,H610*H549*H550*J549/(H551*4))","v":{"$error":"#VALUE!"}},{"$f":"IF(H551<=BY553-E610,0,H610*H549*H550*J549/(H551*4))","v":{"$error":"#VALUE!"}}]
[{"$nulls":4},15.25,{"$f":"$DF$60","v":{"v":0,"d":"0.000"}},{"$f":"IF(SUM(F554:F611)-H552<=0,0,SUM(F554:F611)-H552)","v":{"v":0,"d":"0.00"}},{"v":0,"d":"0.000"},{"$nulls":57},{"$f":"IF(H551<=BN553-E611,0,H611*H549*H550*J549/(H551*4))","v":{"$error":"#VALUE!"}},{"$f":"IF(H551<=BO553-E611,0,H611*H549*H550*J549/(H551*4))","v":{"$error":"#VALUE!"}},{"$f":"IF(H551<=BP553-E611,0,H611*H549*H550*J549/(H551*4))","v":{"$error":"#VALUE!"}},{"$f":"IF(H551<=BQ553-E611,0,H611*H549*H550*J549/(H551*4))","v":{"$error":"#VALUE!"}},{"$f":"IF(H551<=BR553-E611,0,H611*H549*H550*J549/(H551*4))","v":{"$error":"#VALUE!"}},{"$f":"IF(H551<=BS553-E611,0,H611*H549*H550*J549/(H551*4))","v":{"$error":"#VALUE!"}},{"$f":"IF(H551<=BT553-E611,0,H611*H549*H550*J549/(H551*4))","v":{"$error":"#VALUE!"}},{"$f":"IF(H551<=BU553-E611,0,H611*H549*H550*J549/(H551*4))","v":{"$error":"#VALUE!"}},{"$f":"IF(H551<=BV553-E611,0,H611*H549*H550*J549/(H551*4))","v":{"$error":"#VALUE!"}},{"$f":"IF(H551<=BW553-E611,0,H611*H549*H550*J549/(H551*4))","v":{"$error":"#VALUE!"}},{"$f":"IF(H551<=BX553-E611,0,H611*H549*H550*J549/(H551*4))","v":{"$error":"#VALUE!"}},{"$f":"IF(H551<=BY553-E611,0,H611*H549*H550*J549/(H551*4))","v":{"$error":"#VALUE!"}},{"$f":"IF(H551<=BZ553-E611,0,H611*H549*H550*J549/(H551*4))","v":{"$error":"#VALUE!"}}]
[{"$nulls":4},{"v":15.5,"d":"15.50"},{"$f":"$DF$61","v":{"v":0,"d":"0.000"}},{"$f":"IF(SUM(F554:F612)-H552<=0,0,SUM(F554:F612)-H552)","v":{"v":0,"d":"0.00"}},{"v":0,"d":"0.000"},{"$nulls":58},{"$f":"IF(H551<=BO553-E612,0,H612*H549*H550*J549/(H551*4))","v":{"$error":"#VALUE!"}},{"$f":"IF(H551<=BP553-E612,0,H612*H549*H550*J549/(H551*4))","v":{"$error":"#VALUE!"}},{"$f":"IF(H551<=BQ553-E612,0,H612*H549*H550*J549/(H551*4))","v":{"$error":"#VALUE!"}},{"$f":"IF(H551<=BR553-E612,0,H612*H549*H550*J549/(H551*4))","v":{"$error":"#VALUE!"}},{"$f":"IF(H551<=BS553-E612,0,H612*H549*H550*J549/(H551*4))","v":{"$error":"#VALUE!"}},{"$f":"IF(H551<=BT553-E612,0,H612*H549*H550*J549/(H551*4))","v":{"$error":"#VALUE!"}},{"$f":"IF(H551<=BU553-E612,0,H612*H549*H550*J549/(H551*4))","v":{"$error":"#VALUE!"}},{"$f":"IF(H551<=BV553-E612,0,H612*H549*H550*J549/(H551*4))","v":{"$error":"#VALUE!"}},{"$f":"IF(H551<=BW553-E612,0,H612*H549*H550*J549/(H551*4))","v":{"$error":"#VALUE!"}},{"$f":"IF(H551<=BX553-E612,0,H612*H549*H550*J549/(H551*4))","v":{"$error":"#VALUE!"}},{"$f":"IF(H551<=BY553-E612,0,H612*H549*H550*J549/(H551*4))","v":{"$error":"#VALUE!"}},{"$f":"IF(H551<=BZ553-E612,0,H612*H549*H550*J549/(H551*4))","v":{"$error":"#VALUE!"}},{"$f":"IF(H551<=CA553-E612,0,H612*H549*H550*J549/(H551*4))","v":{"$error":"#VALUE!"}}]
[{"$nulls":4},15.75,{"$f":"$DF$62","v":{"v":0,"d":"0.000"}},{"$f":"IF(SUM(F554:F613)-H552<=0,0,SUM(F554:F613)-H552)","v":{"v":0,"d":"0.00"}},{"v":0,"d":"0.000"},{"$nulls":59},{"$f":"IF(H551<=BP553-E613,0,H613*H549*H550*J549/(H551*4))","v":{"$error":"#VALUE!"}},{"$f":"IF(H551<=BQ553-E613,0,H613*H549*H550*J549/(H551*4))","v":{"$error":"#VALUE!"}},{"$f":"IF(H551<=BR553-E613,0,H613*H549*H550*J549/(H551*4))","v":{"$error":"#VALUE!"}},{"$f":"IF(H551<=BS553-E613,0,H613*H549*H550*J549/(H551*4))","v":{"$error":"#VALUE!"}},{"$f":"IF(H551<=BT553-E613,0,H613*H549*H550*J549/(H551*4))","v":{"$error":"#VALUE!"}},{"$f":"IF(H551<=BU553-E613,0,H613*H549*H550*J549/(H551*4))","v":{"$error":"#VALUE!"}},{"$f":"IF(H551<=BV553-E613,0,H613*H549*H550*J549/(H551*4))","v":{"$error":"#VALUE!"}},{"$f":"IF(H551<=BW553-E613,0,H613*H549*H550*J549/(H551*4))","v":{"$error":"#VALUE!"}},{"$f":"IF(H551<=BX553-E613,0,H613*H549*H550*J549/(H551*4))","v":{"$error":"#VALUE!"}},{"$f":"IF(H551<=BY553-E613,0,H613*H549*H550*J549/(H551*4))","v":{"$error":"#VALUE!"}},{"$f":"IF(H551<=BZ553-E613,0,H613*H549*H550*J549/(H551*4))","v":{"$error":"#VALUE!"}},{"$f":"IF(H551<=CA553-E613,0,H613*H549*H550*J549/(H551*4))","v":{"$error":"#VALUE!"}},{"$f":"IF(H551<=CB553-E613,0,H613*H549*H550*J549/(H551*4))","v":{"$error":"#VALUE!"}}]
[{"$nulls":4},{"v":16,"d":"16.00"},{"$f":"$DF$63","v":{"v":0,"d":"0.000"}},{"$f":"IF(SUM(F554:F614)-H552<=0,0,SUM(F554:F614)-H552)","v":{"v":0,"d":"0.00"}},{"v":0,"d":"0.000"},{"$nulls":60},{"$f":"IF(H551<=BQ553-E614,0,H614*H549*H550*J549/(H551*4))","v":{"$error":"#VALUE!"}},{"$f":"IF(H551<=BR553-E614,0,H614*H549*H550*J549/(H551*4))","v":{"$error":"#VALUE!"}},{"$f":"IF(H551<=BS553-E614,0,H614*H549*H550*J549/(H551*4))","v":{"$error":"#VALUE!"}},{"$f":"IF(H551<=BT553-E614,0,H614*H549*H550*J549/(H551*4))","v":{"$error":"#VALUE!"}},{"$f":"IF(H551<=BU553-E614,0,H614*H549*H550*J549/(H551*4))","v":{"$error":"#VALUE!"}},{"$f":"IF(H551<=BV553-E614,0,H614*H549*H550*J549/(H551*4))","v":{"$error":"#VALUE!"}},{"$f":"IF(H551<=BW553-E614,0,H614*H549*H550*J549/(H551*4))","v":{"$error":"#VALUE!"}},{"$f":"IF(H551<=BX553-E614,0,H614*H549*H550*J549/(H551*4))","v":{"$error":"#VALUE!"}},{"$f":"IF(H551<=BY553-E614,0,H614*H549*H550*J549/(H551*4))","v":{"$error":"#VALUE!"}},{"$f":"IF(H551<=BZ553-E614,0,H614*H549*H550*J549/(H551*4))","v":{"$error":"#VALUE!"}},{"$f":"IF(H551<=CA553-E614,0,H614*H549*H550*J549/(H551*4))","v":{"$error":"#VALUE!"}},{"$f":"IF(H551<=CB553-E614,0,H614*H549*H550*J549/(H551*4))","v":{"$error":"#VALUE!"}},{"$f":"IF(H551<=CC553-E614,0,H614*H549*H550*J549/(H551*4))","v":{"$error":"#VALUE!"}}]
[{"$nulls":4},16.25,{"$f":"$DF$64","v":{"v":0,"d":"0.000"}},{"$f":"IF(SUM(F554:F615)-H552<=0,0,SUM(F554:F615)-H552)","v":{"v":0,"d":"0.00"}},{"v":0,"d":"0.000"},{"$nulls":61},{"$f":"IF(H551<=BR553-E615,0,H615*H549*H550*J549/(H551*4))","v":{"$error":"#VALUE!"}},{"$f":"IF(H551<=BS553-E615,0,H615*H549*H550*J549/(H551*4))","v":{"$error":"#VALUE!"}},{"$f":"IF(H551<=BT553-E615,0,H615*H549*H550*J549/(H551*4))","v":{"$error":"#VALUE!"}},{"$f":"IF(H551<=BU553-E615,0,H615*H549*H550*J549/(H551*4))","v":{"$error":"#VALUE!"}},{"$f":"IF(H551<=BV553-E615,0,H615*H549*H550*J549/(H551*4))","v":{"$error":"#VALUE!"}},{"$f":"IF(H551<=BW553-E615,0,H615*H549*H550*J549/(H551*4))","v":{"$error":"#VALUE!"}},{"$f":"IF(H551<=BX553-E615,0,H615*H549*H550*J549/(H551*4))","v":{"$error":"#VALUE!"}},{"$f":"IF(H551<=BY553-E615,0,H615*H549*H550*J549/(H551*4))","v":{"$error":"#VALUE!"}},{"$f":"IF(H551<=BZ553-E615,0,H615*H549*H550*J549/(H551*4))","v":{"$error":"#VALUE!"}},{"$f":"IF(H551<=CA553-E615,0,H615*H549*H550*J549/(H551*4))","v":{"$error":"#VALUE!"}},{"$f":"IF(H551<=CB553-E615,0,H615*H549*H550*J549/(H551*4))","v":{"$error":"#VALUE!"}},{"$f":"IF(H551<=CC553-E615,0,H615*H549*H550*J549/(H551*4))","v":{"$error":"#VALUE!"}},{"$f":"IF(H551<=CD553-E615,0,H615*H549*H550*J549/(H551*4))","v":{"$error":"#VALUE!"}}]
[{"$nulls":4},{"v":16.5,"d":"16.50"},{"$f":"$DF$65","v":{"v":0,"d":"0.000"}},{"$f":"IF(SUM(F554:F616)-H552<=0,0,SUM(F554:F616)-H552)","v":{"v":0,"d":"0.00"}},{"v":0,"d":"0.000"},{"$nulls":62},{"$f":"IF(H551<=BS553-E616,0,H616*H549*H550*J549/(H551*4))","v":{"$error":"#VALUE!"}},{"$f":"IF(H551<=BT553-E616,0,H616*H549*H550*J549/(H551*4))","v":{"$error":"#VALUE!"}},{"$f":"IF(H551<=BU553-E616,0,H616*H549*H550*J549/(H551*4))","v":{"$error":"#VALUE!"}},{"$f":"IF(H551<=BV553-E616,0,H616*H549*H550*J549/(H551*4))","v":{"$error":"#VALUE!"}},{"$f":"IF(H551<=BW553-E616,0,H616*H549*H550*J549/(H551*4))","v":{"$error":"#VALUE!"}},{"$f":"IF(H551<=BX553-E616,0,H616*H549*H550*J549/(H551*4))","v":{"$error":"#VALUE!"}},{"$f":"IF(H551<=BY553-E616,0,H616*H549*H550*J549/(H551*4))","v":{"$error":"#VALUE!"}},{"$f":"IF(H551<=BZ553-E616,0,H616*H549*H550*J549/(H551*4))","v":{"$error":"#VALUE!"}},{"$f":"IF(H551<=CA553-E616,0,H616*H549*H550*J549/(H551*4))","v":{"$error":"#VALUE!"}},{"$f":"IF(H551<=CB553-E616,0,H616*H549*H550*J549/(H551*4))","v":{"$error":"#VALUE!"}},{"$f":"IF(H551<=CC553-E616,0,H616*H549*H550*J549/(H551*4))","v":{"$error":"#VALUE!"}},{"$f":"IF(H551<=CD553-E616,0,H616*H549*H550*J549/(H551*4))","v":{"$error":"#VALUE!"}},{"$f":"IF(H551<=CE553-E616,0,H616*H549*H550*J549/(H551*4))","v":{"$error":"#VALUE!"}}]
[{"$nulls":4},16.75,{"$f":"$DF$66","v":{"v":0,"d":"0.000"}},{"$f":"IF(SUM(F554:F617)-H552<=0,0,SUM(F554:F617)-H552)","v":{"v":0,"d":"0.00"}},{"v":0,"d":"0.000"},{"$nulls":63},{"$f":"IF(H551<=BT553-E617,0,H617*H549*H550*J549/(H551*4))","v":{"$error":"#VALUE!"}},{"$f":"IF(H551<=BU553-E617,0,H617*H549*H550*J549/(H551*4))","v":{"$error":"#VALUE!"}},{"$f":"IF(H551<=BV553-E617,0,H617*H549*H550*J549/(H551*4))","v":{"$error":"#VALUE!"}},{"$f":"IF(H551<=BW553-E617,0,H617*H549*H550*J549/(H551*4))","v":{"$error":"#VALUE!"}},{"$f":"IF(H551<=BX553-E617,0,H617*H549*H550*J549/(H551*4))","v":{"$error":"#VALUE!"}},{"$f":"IF(H551<=BY553-E617,0,H617*H549*H550*J549/(H551*4))","v":{"$error":"#VALUE!"}},{"$f":"IF(H551<=BZ553-E617,0,H617*H549*H550*J549/(H551*4))","v":{"$error":"#VALUE!"}},{"$f":"IF(H551<=CA553-E617,0,H617*H549*H550*J549/(H551*4))","v":{"$error":"#VALUE!"}},{"$f":"IF(H551<=CB553-E617,0,H617*H549*H550*J549/(H551*4))","v":{"$error":"#VALUE!"}},{"$f":"IF(H551<=CC553-E617,0,H617*H549*H550*J549/(H551*4))","v":{"$error":"#VALUE!"}},{"$f":"IF(H551<=CD553-E617,0,H617*H549*H550*J549/(H551*4))","v":{"$error":"#VALUE!"}},{"$f":"IF(H551<=CE553-E617,0,H617*H549*H550*J549/(H551*4))","v":{"$error":"#VALUE!"}},{"$f":"IF(H551<=CF553-E617,0,H617*H549*H550*J549/(H551*4))","v":{"$error":"#VALUE!"}}]
[{"$nulls":4},{"v":17,"d":"17.00"},{"$f":"$DF$67","v":{"v":0,"d":"0.000"}},{"$f":"IF(SUM(F554:F618)-H552<=0,0,SUM(F554:F618)-H552)","v":{"v":0,"d":"0.00"}},{"v":0,"d":"0.000"},{"$nulls":64},{"$f":"IF(H551<=BU553-E618,0,H618*H549*H550*J549/(H551*4))","v":{"$error":"#VALUE!"}},{"$f":"IF(H551<=BV553-E618,0,H618*H549*H550*J549/(H551*4))","v":{"$error":"#VALUE!"}},{"$f":"IF(H551<=BW553-E618,0,H618*H549*H550*J549/(H551*4))","v":{"$error":"#VALUE!"}},{"$f":"IF(H551<=BX553-E618,0,H618*H549*H550*J549/(H551*4))","v":{"$error":"#VALUE!"}},{"$f":"IF(H551<=BY553-E618,0,H618*H549*H550*J549/(H551*4))","v":{"$error":"#VALUE!"}},{"$f":"IF(H551<=BZ553-E618,0,H618*H549*H550*J549/(H551*4))","v":{"$error":"#VALUE!"}},{"$f":"IF(H551<=CA553-E618,0,H618*H549*H550*J549/(H551*4))","v":{"$error":"#VALUE!"}},{"$f":"IF(H551<=CB553-E618,0,H618*H549*H550*J549/(H551*4))","v":{"$error":"#VALUE!"}},{"$f":"IF(H551<=CC553-E618,0,H618*H549*H550*J549/(H551*4))","v":{"$error":"#VALUE!"}},{"$f":"IF(H551<=CD553-E618,0,H618*H549*H550*J549/(H551*4))","v":{"$error":"#VALUE!"}},{"$f":"IF(H551<=CE553-E618,0,H618*H549*H550*J549/(H551*4))","v":{"$error":"#VALUE!"}},{"$f":"IF(H551<=CF553-E618,0,H618*H549*H550*J549/(H551*4))","v":{"$error":"#VALUE!"}},{"$f":"IF(H551<=CG553-E618,0,H618*H549*H550*J549/(H551*4))","v":{"$error":"#VALUE!"}}]
[{"$nulls":4},17.25,{"$f":"$DF$68","v":{"v":0,"d":"0.000"}},{"$f":"IF(SUM(F554:F619)-H552<=0,0,SUM(F554:F619)-H552)","v":{"v":0,"d":"0.00"}},{"$f":"G619-G618","v":{"v":0,"d":"0.000"}},{"$nulls":65},{"$f":"IF(H551<=BV553-E619,0,H619*H549*H550*J549/(H551*4))","v":{"$error":"#VALUE!"}},{"$f":"IF(H551<=BW553-E619,0,H619*H549*H550*J549/(H551*4))","v":{"$error":"#VALUE!"}},{"$f":"IF(H551<=BX553-E619,0,H619*H549*H550*J549/(H551*4))","v":{"$error":"#VALUE!"}},{"$f":"IF(H551<=BY553-E619,0,H619*H549*H550*J549/(H551*4))","v":{"$error":"#VALUE!"}},{"$f":"IF(H551<=BZ553-E619,0,H619*H549*H550*J549/(H551*4))","v":{"$error":"#VALUE!"}},{"$f":"IF(H551<=CA553-E619,0,H619*H549*H550*J549/(H551*4))","v":{"$error":"#VALUE!"}},{"$f":"IF(H551<=CB553-E619,0,H619*H549*H550*J549/(H551*4))","v":{"$error":"#VALUE!"}},{"$f":"IF(H551<=CC553-E619,0,H619*H549*H550*J549/(H551*4))","v":{"$error":"#VALUE!"}},{"$f":"IF(H551<=CD553-E619,0,H619*H549*H550*J549/(H551*4))","v":{"$error":"#VALUE!"}},{"$f":"IF(H551<=CE553-E619,0,H619*H549*H550*J549/(H551*4))","v":{"$error":"#VALUE!"}},{"$f":"IF(H551<=CF553-E619,0,H619*H549*H550*J549/(H551*4))","v":{"$error":"#VALUE!"}},{"$f":"IF(H551<=CG553-E619,0,H619*H549*H550*J549/(H551*4))","v":{"$error":"#VALUE!"}},{"$f":"IF(H551<=CH553-E619,0,H619*H549*H550*J549/(H551*4))","v":{"$error":"#VALUE!"}}]
[{"$nulls":4},{"v":17.5,"d":"17.50"},{"$f":"$DF$69","v":{"v":0,"d":"0.000"}},{"$f":"IF(SUM(F554:F620)-H552<=0,0,SUM(F554:F620)-H552)","v":{"v":0,"d":"0.00"}},{"v":0,"d":"0.000"},{"$nulls":66},{"$f":"IF(H551<=BW553-E620,0,H620*H549*H550*J549/(H551*4))","v":{"$error":"#VALUE!"}},{"$f":"IF(H551<=BX553-E620,0,H620*H549*H550*J549/(H551*4))","v":{"$error":"#VALUE!"}},{"$f":"IF(H551<=BY553-E620,0,H620*H549*H550*J549/(H551*4))","v":{"$error":"#VALUE!"}},{"$f":"IF(H551<=BZ553-E620,0,H620*H549*H550*J549/(H551*4))","v":{"$error":"#VALUE!"}},{"$f":"IF(H551<=CA553-E620,0,H620*H549*H550*J549/(H551*4))","v":{"$error":"#VALUE!"}},{"$f":"IF(H551<=CB553-E620,0,H620*H549*H550*J549/(H551*4))","v":{"$error":"#VALUE!"}},{"$f":"IF(H551<=CC553-E620,0,H620*H549*H550*J549/(H551*4))","v":{"$error":"#VALUE!"}},{"$f":"IF(H551<=CD553-E620,0,H620*H549*H550*J549/(H551*4))","v":{"$error":"#VALUE!"}},{"$f":"IF(H551<=CE553-E620,0,H620*H549*H550*J549/(H551*4))","v":{"$error":"#VALUE!"}},{"$f":"IF(H551<=CF553-E620,0,H620*H549*H550*J549/(H551*4))","v":{"$error":"#VALUE!"}},{"$f":"IF(H551<=CG553-E620,0,H620*H549*H550*J549/(H551*4))","v":{"$error":"#VALUE!"}},{"$f":"IF(H551<=CH553-E620,0,H620*H549*H550*J549/(H551*4))","v":{"$error":"#VALUE!"}},{"$f":"IF(H551<=CI553-E620,0,H620*H549*H550*J549/(H551*4))","v":{"$error":"#VALUE!"}}]
[{"$nulls":4},17.75,{"$f":"$DF$70","v":{"v":0,"d":"0.000"}},{"$f":"IF(SUM(F554:F621)-H552<=0,0,SUM(F554:F621)-H552)","v":{"v":0,"d":"0.00"}},{"v":0,"d":"0.000"},{"$nulls":67},{"$f":"IF(H551<=BX553-E621,0,H621*H549*H550*J549/(H551*4))","v":{"$error":"#VALUE!"}},{"$f":"IF(H551<=BY553-E621,0,H621*H549*H550*J549/(H551*4))","v":{"$error":"#VALUE!"}},{"$f":"IF(H551<=BZ553-E621,0,H621*H549*H550*J549/(H551*4))","v":{"$error":"#VALUE!"}},{"$f":"IF(H551<=CA553-E621,0,H621*H549*H550*J549/(H551*4))","v":{"$error":"#VALUE!"}},{"$f":"IF(H551<=CB553-E621,0,H621*H549*H550*J549/(H551*4))","v":{"$error":"#VALUE!"}},{"$f":"IF(H551<=CC553-E621,0,H621*H549*H550*J549/(H551*4))","v":{"$error":"#VALUE!"}},{"$f":"IF(H551<=CD553-E621,0,H621*H549*H550*J549/(H551*4))","v":{"$error":"#VALUE!"}},{"$f":"IF(H551<=CE553-E621,0,H621*H549*H550*J549/(H551*4))","v":{"$error":"#VALUE!"}},{"$f":"IF(H551<=CF553-E621,0,H621*H549*H550*J549/(H551*4))","v":{"$error":"#VALUE!"}},{"$f":"IF(H551<=CG553-E621,0,H621*H549*H550*J549/(H551*4))","v":{"$error":"#VALUE!"}},{"$f":"IF(H551<=CH553-E621,0,H621*H549*H550*J549/(H551*4))","v":{"$error":"#VALUE!"}},{"$f":"IF(H551<=CI553-E621,0,H621*H549*H550*J549/(H551*4))","v":{"$error":"#VALUE!"}},{"$f":"IF(H551<=CJ553-E621,0,H621*H549*H550*J549/(H551*4))","v":{"$error":"#VALUE!"}}]
[{"$nulls":4},{"v":18,"d":"18.00"},{"$f":"$DF$71","v":{"v":0,"d":"0.000"}},{"$f":"IF(SUM(F554:F622)-H552<=0,0,SUM(F554:F622)-H552)","v":{"v":0,"d":"0.00"}},{"v":0,"d":"0.000"},{"$nulls":68},{"$f":"IF(H551<=BY553-E622,0,H622*H549*H550*J549/(H551*4))","v":{"$error":"#VALUE!"}},{"$f":"IF(H551<=BZ553-E622,0,H622*H549*H550*J549/(H551*4))","v":{"$error":"#VALUE!"}},{"$f":"IF(H551<=CA553-E622,0,H622*H549*H550*J549/(H551*4))","v":{"$error":"#VALUE!"}},{"$f":"IF(H551<=CB553-E622,0,H622*H549*H550*J549/(H551*4))","v":{"$error":"#VALUE!"}},{"$f":"IF(H551<=CC553-E622,0,H622*H549*H550*J549/(H551*4))","v":{"$error":"#VALUE!"}},{"$f":"IF(H551<=CD553-E622,0,H622*H549*H550*J549/(H551*4))","v":{"$error":"#VALUE!"}},{"$f":"IF(H551<=CE553-E622,0,H622*H549*H550*J549/(H551*4))","v":{"$error":"#VALUE!"}},{"$f":"IF(H551<=CF553-E622,0,H622*H549*H550*J549/(H551*4))","v":{"$error":"#VALUE!"}},{"$f":"IF(H551<=CG553-E622,0,H622*H549*H550*J549/(H551*4))","v":{"$error":"#VALUE!"}},{"$f":"IF(H551<=CH553-E622,0,H622*H549*H550*J549/(H551*4))","v":{"$error":"#VALUE!"}},{"$f":"IF(H551<=CI553-E622,0,H622*H549*H550*J549/(H551*4))","v":{"$error":"#VALUE!"}},{"$f":"IF(H551<=CJ553-E622,0,H622*H549*H550*J549/(H551*4))","v":{"$error":"#VALUE!"}},{"$f":"IF(H551<=CK553-E622,0,H622*H549*H550*J549/(H551*4))","v":{"$error":"#VALUE!"}}]
[{"$nulls":4},18.25,{"$f":"$DF$72","v":{"v":0,"d":"0.000"}},{"$f":"IF(SUM(F554:F623)-H552<=0,0,SUM(F554:F623)-H552)","v":{"v":0,"d":"0.00"}},{"v":0,"d":"0.000"},{"$nulls":69},{"$f":"IF(H551<=BZ553-E623,0,H623*H549*H550*J549/(H551*4))","v":{"$error":"#VALUE!"}},{"$f":"IF(H551<=CA553-E623,0,H623*H549*H550*J549/(H551*4))","v":{"$error":"#VALUE!"}},{"$f":"IF(H551<=CB553-E623,0,H623*H549*H550*J549/(H551*4))","v":{"$error":"#VALUE!"}},{"$f":"IF(H551<=CC553-E623,0,H623*H549*H550*J549/(H551*4))","v":{"$error":"#VALUE!"}},{"$f":"IF(H551<=CD553-E623,0,H623*H549*H550*J549/(H551*4))","v":{"$error":"#VALUE!"}},{"$f":"IF(H551<=CE553-E623,0,H623*H549*H550*J549/(H551*4))","v":{"$error":"#VALUE!"}},{"$f":"IF(H551<=CF553-E623,0,H623*H549*H550*J549/(H551*4))","v":{"$error":"#VALUE!"}},{"$f":"IF(H551<=CG553-E623,0,H623*H549*H550*J549/(H551*4))","v":{"$error":"#VALUE!"}},{"$f":"IF(H551<=CH553-E623,0,H623*H549*H550*J549/(H551*4))","v":{"$error":"#VALUE!"}},{"$f":"IF(H551<=CI553-E623,0,H623*H549*H550*J549/(H551*4))","v":{"$error":"#VALUE!"}},{"$f":"IF(H551<=CJ553-E623,0,H623*H549*H550*J549/(H551*4))","v":{"$error":"#VALUE!"}},{"$f":"IF(H551<=CK553-E623,0,H623*H549*H550*J549/(H551*4))","v":{"$error":"#VALUE!"}},{"$f":"IF(H551<=CL553-E623,0,H623*H549*H550*J549/(H551*4))","v":{"$error":"#VALUE!"}}]
[{"$nulls":4},{"v":18.5,"d":"18.50"},{"$f":"$DF$73","v":{"v":0,"d":"0.000"}},{"$f":"IF(SUM(F554:F624)-H552<=0,0,SUM(F554:F624)-H552)","v":{"v":0,"d":"0.00"}},{"v":0,"d":"0.000"},{"$nulls":70},{"$f":"IF(H551<=CA553-E624,0,H624*H549*H550*J549/(H551*4))","v":{"$error":"#VALUE!"}},{"$f":"IF(H551<=CB553-E624,0,H624*H549*H550*J549/(H551*4))","v":{"$error":"#VALUE!"}},{"$f":"IF(H551<=CC553-E624,0,H624*H549*H550*J549/(H551*4))","v":{"$error":"#VALUE!"}},{"$f":"IF(H551<=CD553-E624,0,H624*H549*H550*J549/(H551*4))","v":{"$error":"#VALUE!"}},{"$f":"IF(H551<=CE553-E624,0,H624*H549*H550*J549/(H551*4))","v":{"$error":"#VALUE!"}},{"$f":"IF(H551<=CF553-E624,0,H624*H549*H550*J549/(H551*4))","v":{"$error":"#VALUE!"}},{"$f":"IF(H551<=CG553-E624,0,H624*H549*H550*J549/(H551*4))","v":{"$error":"#VALUE!"}},{"$f":"IF(H551<=CH553-E624,0,H624*H549*H550*J549/(H551*4))","v":{"$error":"#VALUE!"}},{"$f":"IF(H551<=CI553-E624,0,H624*H549*H550*J549/(H551*4))","v":{"$error":"#VALUE!"}},{"$f":"IF(H551<=CJ553-E624,0,H624*H549*H550*J549/(H551*4))","v":{"$error":"#VALUE!"}},{"$f":"IF(H551<=CK553-E624,0,H624*H549*H550*J549/(H551*4))","v":{"$error":"#VALUE!"}},{"$f":"IF(H551<=CL553-E624,0,H624*H549*H550*J549/(H551*4))","v":{"$error":"#VALUE!"}},{"$f":"IF(H551<=CM553-E624,0,H624*H549*H550*J549/(H551*4))","v":{"$error":"#VALUE!"}}]
[{"$nulls":4},18.75,{"$f":"$DF$74","v":{"v":0,"d":"0.000"}},{"$f":"IF(SUM(F554:F625)-H552<=0,0,SUM(F554:F625)-H552)","v":{"v":0,"d":"0.00"}},{"v":0,"d":"0.000"},{"$nulls":71},{"$f":"IF(H551<=CB553-E625,0,H625*H549*H550*J549/(H551*4))","v":{"$error":"#VALUE!"}},{"$f":"IF(H551<=CC553-E625,0,H625*H549*H550*J549/(H551*4))","v":{"$error":"#VALUE!"}},{"$f":"IF(H551<=CD553-E625,0,H625*H549*H550*J549/(H551*4))","v":{"$error":"#VALUE!"}},{"$f":"IF(H551<=CE553-E625,0,H625*H549*H550*J549/(H551*4))","v":{"$error":"#VALUE!"}},{"$f":"IF(H551<=CF553-E625,0,H625*H549*H550*J549/(H551*4))","v":{"$error":"#VALUE!"}},{"$f":"IF(H551<=CG553-E625,0,H625*H549*H550*J549/(H551*4))","v":{"$error":"#VALUE!"}},{"$f":"IF(H551<=CH553-E625,0,H625*H549*H550*J549/(H551*4))","v":{"$error":"#VALUE!"}},{"$f":"IF(H551<=CI553-E625,0,H625*H549*H550*J549/(H551*4))","v":{"$error":"#VALUE!"}},{"$f":"IF(H551<=CJ553-E625,0,H625*H549*H550*J549/(H551*4))","v":{"$error":"#VALUE!"}},{"$f":"IF(H551<=CK553-E625,0,H625*H549*H550*J549/(H551*4))","v":{"$error":"#VALUE!"}},{"$f":"IF(H551<=CL553-E625,0,H625*H549*H550*J549/(H551*4))","v":{"$error":"#VALUE!"}},{"$f":"IF(H551<=CM553-E625,0,H625*H549*H550*J549/(H551*4))","v":{"$error":"#VALUE!"}},{"$f":"IF(H551<=CN553-E625,0,H625*H549*H550*J549/(H551*4))","v":{"$error":"#VALUE!"}}]
[{"$nulls":4},{"v":19,"d":"19.00"},{"$f":"$DF$75","v":{"v":0,"d":"0.000"}},{"$f":"IF(SUM(F554:F626)-H552<=0,0,SUM(F554:F626)-H552)","v":{"v":0,"d":"0.00"}},{"v":0,"d":"0.000"},{"$nulls":72},{"$f":"IF(H551<=CC553-E626,0,H626*H549*H550*J549/(H551*4))","v":{"$error":"#VALUE!"}},{"$f":"IF(H551<=CD553-E626,0,H626*H549*H550*J549/(H551*4))","v":{"$error":"#VALUE!"}},{"$f":"IF(H551<=CE553-E626,0,H626*H549*H550*J549/(H551*4))","v":{"$error":"#VALUE!"}},{"$f":"IF(H551<=CF553-E626,0,H626*H549*H550*J549/(H551*4))","v":{"$error":"#VALUE!"}},{"$f":"IF(H551<=CG553-E626,0,H626*H549*H550*J549/(H551*4))","v":{"$error":"#VALUE!"}},{"$f":"IF(H551<=CH553-E626,0,H626*H549*H550*J549/(H551*4))","v":{"$error":"#VALUE!"}},{"$f":"IF(H551<=CI553-E626,0,H626*H549*H550*J549/(H551*4))","v":{"$error":"#VALUE!"}},{"$f":"IF(H551<=CJ553-E626,0,H626*H549*H550*J549/(H551*4))","v":{"$error":"#VALUE!"}},{"$f":"IF(H551<=CK553-E626,0,H626*H549*H550*J549/(H551*4))","v":{"$error":"#VALUE!"}},{"$f":"IF(H551<=CL553-E626,0,H626*H549*H550*J549/(H551*4))","v":{"$error":"#VALUE!"}},{"$f":"IF(H551<=CM553-E626,0,H626*H549*H550*J549/(H551*4))","v":{"$error":"#VALUE!"}},{"$f":"IF(H551<=CN553-E626,0,H626*H549*H550*J549/(H551*4))","v":{"$error":"#VALUE!"}},{"$f":"IF(H551<=CO553-E626,0,H626*H549*H550*J549/(H551*4))","v":{"$error":"#VALUE!"}}]
[{"$nulls":4},19.25,{"$f":"$DF$76","v":{"v":0,"d":"0.000"}},{"$f":"IF(SUM(F554:F627)-H552<=0,0,SUM(F554:F627)-H552)","v":{"v":0,"d":"0.00"}},{"v":0,"d":"0.000"},{"$nulls":73},{"$f":"IF(H551<=CD553-E627,0,H627*H549*H550*J549/(H551*4))","v":{"$error":"#VALUE!"}},{"$f":"IF(H551<=CE553-E627,0,H627*H549*H550*J549/(H551*4))","v":{"$error":"#VALUE!"}},{"$f":"IF(H551<=CF553-E627,0,H627*H549*H550*J549/(H551*4))","v":{"$error":"#VALUE!"}},{"$f":"IF(H551<=CG553-E627,0,H627*H549*H550*J549/(H551*4))","v":{"$error":"#VALUE!"}},{"$f":"IF(H551<=CH553-E627,0,H627*H549*H550*J549/(H551*4))","v":{"$error":"#VALUE!"}},{"$f":"IF(H551<=CI553-E627,0,H627*H549*H550*J549/(H551*4))","v":{"$error":"#VALUE!"}},{"$f":"IF(H551<=CJ553-E627,0,H627*H549*H550*J549/(H551*4))","v":{"$error":"#VALUE!"}},{"$f":"IF(H551<=CK553-E627,0,H627*H549*H550*J549/(H551*4))","v":{"$error":"#VALUE!"}},{"$f":"IF(H551<=CL553-E627,0,H627*H549*H550*J549/(H551*4))","v":{"$error":"#VALUE!"}},{"$f":"IF(H551<=CM553-E627,0,H627*H549*H550*J549/(H551*4))","v":{"$error":"#VALUE!"}},{"$f":"IF(H551<=CN553-E627,0,H627*H549*H550*J549/(H551*4))","v":{"$error":"#VALUE!"}},{"$f":"IF(H551<=CO553-E627,0,H627*H549*H550*J549/(H551*4))","v":{"$error":"#VALUE!"}},{"$f":"IF(H551<=CP553-E627,0,H627*H549*H550*J549/(H551*4))","v":{"$error":"#VALUE!"}}]
[{"$nulls":4},{"v":19.5,"d":"19.50"},{"$f":"$DF$77","v":{"v":0,"d":"0.000"}},{"$f":"IF(SUM(F554:F628)-H552<=0,0,SUM(F554:F628)-H552)","v":{"v":0,"d":"0.00"}},{"v":0,"d":"0.000"},{"$nulls":74},{"$f":"IF(H551<=CE553-E628,0,H628*H549*H550*J549/(H551*4))","v":{"$error":"#VALUE!"}},{"$f":"IF(H551<=CF553-E628,0,H628*H549*H550*J549/(H551*4))","v":{"$error":"#VALUE!"}},{"$f":"IF(H551<=CG553-E628,0,H628*H549*H550*J549/(H551*4))","v":{"$error":"#VALUE!"}},{"$f":"IF(H551<=CH553-E628,0,H628*H549*H550*J549/(H551*4))","v":{"$error":"#VALUE!"}},{"$f":"IF(H551<=CI553-E628,0,H628*H549*H550*J549/(H551*4))","v":{"$error":"#VALUE!"}},{"$f":"IF(H551<=CJ553-E628,0,H628*H549*H550*J549/(H551*4))","v":{"$error":"#VALUE!"}},{"$f":"IF(H551<=CK553-E628,0,H628*H549*H550*J549/(H551*4))","v":{"$error":"#VALUE!"}},{"$f":"IF(H551<=CL553-E628,0,H628*H549*H550*J549/(H551*4))","v":{"$error":"#VALUE!"}},{"$f":"IF(H551<=CM553-E628,0,H628*H549*H550*J549/(H551*4))","v":{"$error":"#VALUE!"}},{"$f":"IF(H551<=CN553-E628,0,H628*H549*H550*J549/(H551*4))","v":{"$error":"#VALUE!"}},{"$f":"IF(H551<=CO553-E628,0,H628*H549*H550*J549/(H551*4))","v":{"$error":"#VALUE!"}},{"$f":"IF(H551<=CP553-E628,0,H628*H549*H550*J549/(H551*4))","v":{"$error":"#VALUE!"}},{"$f":"IF(H551<=CQ553-E628,0,H628*H549*H550*J549/(H551*4))","v":{"$error":"#VALUE!"}}]
[{"$nulls":4},19.75,{"$f":"$DF$78","v":{"v":0,"d":"0.000"}},{"$f":"IF(SUM(F554:F629)-H552<=0,0,SUM(F554:F629)-H552)","v":{"v":0,"d":"0.00"}},{"v":0,"d":"0.000"},{"$nulls":75},{"$f":"IF(H551<=CF553-E629,0,H629*H549*H550*J549/(H551*4))","v":{"$error":"#VALUE!"}},{"$f":"IF(H551<=CG553-E629,0,H629*H549*H550*J549/(H551*4))","v":{"$error":"#VALUE!"}},{"$f":"IF(H551<=CH553-E629,0,H629*H549*H550*J549/(H551*4))","v":{"$error":"#VALUE!"}},{"$f":"IF(H551<=CI553-E629,0,H629*H549*H550*J549/(H551*4))","v":{"$error":"#VALUE!"}},{"$f":"IF(H551<=CJ553-E629,0,H629*H549*H550*J549/(H551*4))","v":{"$error":"#VALUE!"}},{"$f":"IF(H551<=CK553-E629,0,H629*H549*H550*J549/(H551*4))","v":{"$error":"#VALUE!"}},{"$f":"IF(H551<=CL553-E629,0,H629*H549*H550*J549/(H551*4))","v":{"$error":"#VALUE!"}},{"$f":"IF(H551<=CM553-E629,0,H629*H549*H550*J549/(H551*4))","v":{"$error":"#VALUE!"}},{"$f":"IF(H551<=CN553-E629,0,H629*H549*H550*J549/(H551*4))","v":{"$error":"#VALUE!"}},{"$f":"IF(H551<=CO553-E629,0,H629*H549*H550*J549/(H551*4))","v":{"$error":"#VALUE!"}},{"$f":"IF(H551<=CP553-E629,0,H629*H549*H550*J549/(H551*4))","v":{"$error":"#VALUE!"}},{"$f":"IF(H551<=CQ553-E629,0,H629*H549*H550*J549/(H551*4))","v":{"$error":"#VALUE!"}},{"$f":"IF(H551<=CR553-E629,0,H629*H549*H550*J549/(H551*4))","v":{"$error":"#VALUE!"}}]
[{"$nulls":4},{"v":20,"d":"20.00"},{"$f":"$DF$79","v":{"v":0,"d":"0.000"}},{"$f":"IF(SUM(F554:F630)-H552<=0,0,SUM(F554:F630)-H552)","v":{"v":0,"d":"0.00"}},{"v":0,"d":"0.000"},{"$nulls":76},{"$f":"IF(H551<=CG553-E630,0,H630*H549*H550*J549/(H551*4))","v":{"$error":"#VALUE!"}},{"$f":"IF(H551<=CH553-E630,0,H630*H549*H550*J549/(H551*4))","v":{"$error":"#VALUE!"}},{"$f":"IF(H551<=CI553-E630,0,H630*H549*H550*J549/(H551*4))","v":{"$error":"#VALUE!"}},{"$f":"IF(H551<=CJ553-E630,0,H630*H549*H550*J549/(H551*4))","v":{"$error":"#VALUE!"}},{"$f":"IF(H551<=CK553-E630,0,H630*H549*H550*J549/(H551*4))","v":{"$error":"#VALUE!"}},{"$f":"IF(H551<=CL553-E630,0,H630*H549*H550*J549/(H551*4))","v":{"$error":"#VALUE!"}},{"$f":"IF(H551<=CM553-E630,0,H630*H549*H550*J549/(H551*4))","v":{"$error":"#VALUE!"}},{"$f":"IF(H551<=CN553-E630,0,H630*H549*H550*J549/(H551*4))","v":{"$error":"#VALUE!"}},{"$f":"IF(H551<=CO553-E630,0,H630*H549*H550*J549/(H551*4))","v":{"$error":"#VALUE!"}},{"$f":"IF(H551<=CP553-E630,0,H630*H549*H550*J549/(H551*4))","v":{"$error":"#VALUE!"}},{"$f":"IF(H551<=CQ553-E630,0,H630*H549*H550*J549/(H551*4))","v":{"$error":"#VALUE!"}},{"$f":"IF(H551<=CR553-E630,0,H630*H549*H550*J549/(H551*4))","v":{"$error":"#VALUE!"}},{"$f":"IF(H551<=CS553-E630,0,H630*H549*H550*J549/(H551*4))","v":{"$error":"#VALUE!"}}]
[{"$nulls":4},20.25,{"$f":"$DF$80","v":{"v":0,"d":"0.000"}},{"$f":"IF(SUM(F554:F631)-H552<=0,0,SUM(F554:F631)-H552)","v":{"v":0,"d":"0.00"}},{"v":0,"d":"0.000"},{"$nulls":77},{"$f":"IF(H551<=CH553-E631,0,H631*H549*H550*J549/(H551*4))","v":{"$error":"#VALUE!"}},{"$f":"IF(H551<=CI553-E631,0,H631*H549*H550*J549/(H551*4))","v":{"$error":"#VALUE!"}},{"$f":"IF(H551<=CJ553-E631,0,H631*H549*H550*J549/(H551*4))","v":{"$error":"#VALUE!"}},{"$f":"IF(H551<=CK553-E631,0,H631*H549*H550*J549/(H551*4))","v":{"$error":"#VALUE!"}},{"$f":"IF(H551<=CL553-E631,0,H631*H549*H550*J549/(H551*4))","v":{"$error":"#VALUE!"}},{"$f":"IF(H551<=CM553-E631,0,H631*H549*H550*J549/(H551*4))","v":{"$error":"#VALUE!"}},{"$f":"IF(H551<=CN553-E631,0,H631*H549*H550*J549/(H551*4))","v":{"$error":"#VALUE!"}},{"$f":"IF(H551<=CO553-E631,0,H631*H549*H550*J549/(H551*4))","v":{"$error":"#VALUE!"}},{"$f":"IF(H551<=CP553-E631,0,H631*H549*H550*J549/(H551*4))","v":{"$error":"#VALUE!"}},{"$f":"IF(H551<=CQ553-E631,0,H631*H549*H550*J549/(H551*4))","v":{"$error":"#VALUE!"}},{"$f":"IF(H551<=CR553-E631,0,H631*H549*H550*J549/(H551*4))","v":{"$error":"#VALUE!"}},{"$f":"IF(H551<=CS553-E631,0,H631*H549*H550*J549/(H551*4))","v":{"$error":"#VALUE!"}},{"$f":"IF(H551<=CT553-E631,0,H631*H549*H550*J549/(H551*4))","v":{"$error":"#VALUE!"}}]
[{"$nulls":4},{"v":20.5,"d":"20.50"},{"$f":"$DF$81","v":{"v":0,"d":"0.000"}},{"$f":"IF(SUM(F554:F632)-H552<=0,0,SUM(F554:F632)-H552)","v":{"v":0,"d":"0.00"}},{"v":0,"d":"0.000"},{"$nulls":78},{"$f":"IF(H551<=CI553-E632,0,H632*H549*H550*J549/(H551*4))","v":{"$error":"#VALUE!"}},{"$f":"IF(H551<=CJ553-E632,0,H632*H549*H550*J549/(H551*4))","v":{"$error":"#VALUE!"}},{"$f":"IF(H551<=CK553-E632,0,H632*H549*H550*J549/(H551*4))","v":{"$error":"#VALUE!"}},{"$f":"IF(H551<=CL553-E632,0,H632*H549*H550*J549/(H551*4))","v":{"$error":"#VALUE!"}},{"$f":"IF(H551<=CM553-E632,0,H632*H549*H550*J549/(H551*4))","v":{"$error":"#VALUE!"}},{"$f":"IF(H551<=CN553-E632,0,H632*H549*H550*J549/(H551*4))","v":{"$error":"#VALUE!"}},{"$f":"IF(H551<=CO553-E632,0,H632*H549*H550*J549/(H551*4))","v":{"$error":"#VALUE!"}},{"$f":"IF(H551<=CP553-E632,0,H632*H549*H550*J549/(H551*4))","v":{"$error":"#VALUE!"}},{"$f":"IF(H551<=CQ553-E632,0,H632*H549*H550*J549/(H551*4))","v":{"$error":"#VALUE!"}},{"$f":"IF(H551<=CR553-E632,0,H632*H549*H550*J549/(H551*4))","v":{"$error":"#VALUE!"}},{"$f":"IF(H551<=CS553-E632,0,H632*H549*H550*J549/(H551*4))","v":{"$error":"#VALUE!"}},{"$f":"IF(H551<=CT553-E632,0,H632*H549*H550*J549/(H551*4))","v":{"$error":"#VALUE!"}},{"$f":"IF(H551<=CU553-E632,0,H632*H549*H550*J549/(H551*4))","v":{"$error":"#VALUE!"}}]
[{"$nulls":4},20.75,{"$f":"$DF$82","v":{"v":0,"d":"0.000"}},{"$f":"IF(SUM(F554:F633)-H552<=0,0,SUM(F554:F633)-H552)","v":{"v":0,"d":"0.00"}},{"v":0,"d":"0.000"},{"$nulls":79},{"$f":"IF(H551<=CJ553-E633,0,H633*H549*H550*J549/(H551*4))","v":{"$error":"#VALUE!"}},{"$f":"IF(H551<=CK553-E633,0,H633*H549*H550*J549/(H551*4))","v":{"$error":"#VALUE!"}},{"$f":"IF(H551<=CL553-E633,0,H633*H549*H550*J549/(H551*4))","v":{"$error":"#VALUE!"}},{"$f":"IF(H551<=CM553-E633,0,H633*H549*H550*J549/(H551*4))","v":{"$error":"#VALUE!"}},{"$f":"IF(H551<=CN553-E633,0,H633*H549*H550*J549/(H551*4))","v":{"$error":"#VALUE!"}},{"$f":"IF(H551<=CO553-E633,0,H633*H549*H550*J549/(H551*4))","v":{"$error":"#VALUE!"}},{"$f":"IF(H551<=CP553-E633,0,H633*H549*H550*J549/(H551*4))","v":{"$error":"#VALUE!"}},{"$f":"IF(H551<=CQ553-E633,0,H633*H549*H550*J549/(H551*4))","v":{"$error":"#VALUE!"}},{"$f":"IF(H551<=CR553-E633,0,H633*H549*H550*J549/(H551*4))","v":{"$error":"#VALUE!"}},{"$f":"IF(H551<=CS553-E633,0,H633*H549*H550*J549/(H551*4))","v":{"$error":"#VALUE!"}},{"$f":"IF(H551<=CT553-E633,0,H633*H549*H550*J549/(H551*4))","v":{"$error":"#VALUE!"}},{"$f":"IF(H551<=CU553-E633,0,H633*H549*H550*J549/(H551*4))","v":{"$error":"#VALUE!"}},{"$f":"IF(H551<=CV553-E633,0,H633*H549*H550*J549/(H551*4))","v":{"$error":"#VALUE!"}}]
[{"$nulls":4},{"v":21,"d":"21.00"},{"$f":"$DF$83","v":{"v":0,"d":"0.000"}},{"$f":"IF(SUM(F554:F634)-H552<=0,0,SUM(F554:F634)-H552)","v":{"v":0,"d":"0.00"}},{"v":0,"d":"0.000"},{"$nulls":80},{"$f":"IF(H551<=CK553-E634,0,H634*H549*H550*J549/(H551*4))","v":{"$error":"#VALUE!"}},{"$f":"IF(H551<=CL553-E634,0,H634*H549*H550*J549/(H551*4))","v":{"$error":"#VALUE!"}},{"$f":"IF(H551<=CM553-E634,0,H634*H549*H550*J549/(H551*4))","v":{"$error":"#VALUE!"}},{"$f":"IF(H551<=CN553-E634,0,H634*H549*H550*J549/(H551*4))","v":{"$error":"#VALUE!"}},{"$f":"IF(H551<=CO553-E634,0,H634*H549*H550*J549/(H551*4))","v":{"$error":"#VALUE!"}},{"$f":"IF(H551<=CP553-E634,0,H634*H549*H550*J549/(H551*4))","v":{"$error":"#VALUE!"}},{"$f":"IF(H551<=CQ553-E634,0,H634*H549*H550*J549/(H551*4))","v":{"$error":"#VALUE!"}},{"$f":"IF(H551<=CR553-E634,0,H634*H549*H550*J549/(H551*4))","v":{"$error":"#VALUE!"}},{"$f":"IF(H551<=CS553-E634,0,H634*H549*H550*J549/(H551*4))","v":{"$error":"#VALUE!"}},{"$f":"IF(H551<=CT553-E634,0,H634*H549*H550*J549/(H551*4))","v":{"$error":"#VALUE!"}},{"$f":"IF(H551<=CU553-E634,0,H634*H549*H550*J549/(H551*4))","v":{"$error":"#VALUE!"}},{"$f":"IF(H551<=CV553-E634,0,H634*H549*H550*J549/(H551*4))","v":{"$error":"#VALUE!"}},{"$f":"IF(H551<=CW553-E634,0,H634*H549*H550*J549/(H551*4))","v":{"$error":"#VALUE!"}}]
[{"$nulls":4},21.25,{"$f":"$DF$84","v":{"v":0,"d":"0.000"}},{"$f":"IF(SUM(F554:F635)-H552<=0,0,SUM(F554:F635)-H552)","v":{"v":0,"d":"0.00"}},{"v":0,"d":"0.000"},{"$nulls":81},{"$f":"IF(H551<=CL553-E635,0,H635*H549*H550*J549/(H551*4))","v":{"$error":"#VALUE!"}},{"$f":"IF(H551<=CM553-E635,0,H635*H549*H550*J549/(H551*4))","v":{"$error":"#VALUE!"}},{"$f":"IF(H551<=CN553-E635,0,H635*H549*H550*J549/(H551*4))","v":{"$error":"#VALUE!"}},{"$f":"IF(H551<=CO553-E635,0,H635*H549*H550*J549/(H551*4))","v":{"$error":"#VALUE!"}},{"$f":"IF(H551<=CP553-E635,0,H635*H549*H550*J549/(H551*4))","v":{"$error":"#VALUE!"}},{"$f":"IF(H551<=CQ553-E635,0,H635*H549*H550*J549/(H551*4))","v":{"$error":"#VALUE!"}},{"$f":"IF(H551<=CR553-E635,0,H635*H549*H550*J549/(H551*4))","v":{"$error":"#VALUE!"}},{"$f":"IF(H551<=CS553-E635,0,H635*H549*H550*J549/(H551*4))","v":{"$error":"#VALUE!"}},{"$f":"IF(H551<=CT553-E635,0,H635*H549*H550*J549/(H551*4))","v":{"$error":"#VALUE!"}},{"$f":"IF(H551<=CU553-E635,0,H635*H549*H550*J549/(H551*4))","v":{"$error":"#VALUE!"}},{"$f":"IF(H551<=CV553-E635,0,H635*H549*H550*J549/(H551*4))","v":{"$error":"#VALUE!"}},{"$f":"IF(H551<=CW553-E635,0,H635*H549*H550*J549/(H551*4))","v":{"$error":"#VALUE!"}},{"$f":"IF(H551<=CX553-E635,0,H635*H549*H550*J549/(H551*4))","v":{"$error":"#VALUE!"}}]
[{"$nulls":4},{"v":21.5,"d":"21.50"},{"$f":"$DF$85","v":{"v":0,"d":"0.000"}},{"$f":"IF(SUM(F554:F636)-H552<=0,0,SUM(F554:F636)-H552)","v":{"v":0,"d":"0.00"}},{"v":0,"d":"0.000"},{"$nulls":82},{"$f":"IF(H551<=CM553-E636,0,H636*H549*H550*J549/(H551*4))","v":{"$error":"#VALUE!"}},{"$f":"IF(H551<=CN553-E636,0,H636*H549*H550*J549/(H551*4))","v":{"$error":"#VALUE!"}},{"$f":"IF(H551<=CO553-E636,0,H636*H549*H550*J549/(H551*4))","v":{"$error":"#VALUE!"}},{"$f":"IF(H551<=CP553-E636,0,H636*H549*H550*J549/(H551*4))","v":{"$error":"#VALUE!"}},{"$f":"IF(H551<=CQ553-E636,0,H636*H549*H550*J549/(H551*4))","v":{"$error":"#VALUE!"}},{"$f":"IF(H551<=CR553-E636,0,H636*H549*H550*J549/(H551*4))","v":{"$error":"#VALUE!"}},{"$f":"IF(H551<=CS553-E636,0,H636*H549*H550*J549/(H551*4))","v":{"$error":"#VALUE!"}},{"$f":"IF(H551<=CT553-E636,0,H636*H549*H550*J549/(H551*4))","v":{"$error":"#VALUE!"}},{"$f":"IF(H551<=CU553-E636,0,H636*H549*H550*J549/(H551*4))","v":{"$error":"#VALUE!"}},{"$f":"IF(H551<=CV553-E636,0,H636*H549*H550*J549/(H551*4))","v":{"$error":"#VALUE!"}},{"$f":"IF(H551<=CW553-E636,0,H636*H549*H550*J549/(H551*4))","v":{"$error":"#VALUE!"}},{"$f":"IF(H551<=CX553-E636,0,H636*H549*H550*J549/(H551*4))","v":{"$error":"#VALUE!"}},{"$f":"IF(H551<=CY553-E636,0,H636*H549*H550*J549/(H551*4))","v":{"$error":"#VALUE!"}}]
[{"$nulls":4},21.75,{"$f":"$DF$86","v":{"v":0,"d":"0.000"}},{"$f":"IF(SUM(F554:F637)-H552<=0,0,SUM(F554:F637)-H552)","v":{"v":0,"d":"0.00"}},{"v":0,"d":"0.000"},{"$nulls":83},{"$f":"IF(H551<=CN553-E637,0,H637*H549*H550*J549/(H551*4))","v":{"$error":"#VALUE!"}},{"$f":"IF(H551<=CO553-E637,0,H637*H549*H550*J549/(H551*4))","v":{"$error":"#VALUE!"}},{"$f":"IF(H551<=CP553-E637,0,H637*H549*H550*J549/(H551*4))","v":{"$error":"#VALUE!"}},{"$f":"IF(H551<=CQ553-E637,0,H637*H549*H550*J549/(H551*4))","v":{"$error":"#VALUE!"}},{"$f":"IF(H551<=CR553-E637,0,H637*H549*H550*J549/(H551*4))","v":{"$error":"#VALUE!"}},{"$f":"IF(H551<=CS553-E637,0,H637*H549*H550*J549/(H551*4))","v":{"$error":"#VALUE!"}},{"$f":"IF(H551<=CT553-E637,0,H637*H549*H550*J549/(H551*4))","v":{"$error":"#VALUE!"}},{"$f":"IF(H551<=CU553-E637,0,H637*H549*H550*J549/(H551*4))","v":{"$error":"#VALUE!"}},{"$f":"IF(H551<=CV553-E637,0,H637*H549*H550*J549/(H551*4))","v":{"$error":"#VALUE!"}},{"$f":"IF(H551<=CW553-E637,0,H637*H549*H550*J549/(H551*4))","v":{"$error":"#VALUE!"}},{"$f":"IF(H551<=CX553-E637,0,H637*H549*H550*J549/(H551*4))","v":{"$error":"#VALUE!"}},{"$f":"IF(H551<=CY553-E637,0,H637*H549*H550*J549/(H551*4))","v":{"$error":"#VALUE!"}},{"$f":"IF(H551<=CZ553-E637,0,H637*H549*H550*J549/(H551*4))","v":{"$error":"#VALUE!"}}]
[{"$nulls":4},{"v":22,"d":"22.00"},{"$f":"$DF$87","v":{"v":0,"d":"0.000"}},{"$f":"IF(SUM(F554:F638)-H552<=0,0,SUM(F554:F638)-H552)","v":{"v":0,"d":"0.00"}},{"v":0,"d":"0.000"},{"$nulls":84},{"$f":"IF(H551<=CO553-E638,0,H638*H549*H550*J549/(H551*4))","v":{"$error":"#VALUE!"}},{"$f":"IF(H551<=CP553-E638,0,H638*H549*H550*J549/(H551*4))","v":{"$error":"#VALUE!"}},{"$f":"IF(H551<=CQ553-E638,0,H638*H549*H550*J549/(H551*4))","v":{"$error":"#VALUE!"}},{"$f":"IF(H551<=CR553-E638,0,H638*H549*H550*J549/(H551*4))","v":{"$error":"#VALUE!"}},{"$f":"IF(H551<=CS553-E638,0,H638*H549*H550*J549/(H551*4))","v":{"$error":"#VALUE!"}},{"$f":"IF(H551<=CT553-E638,0,H638*H549*H550*J549/(H551*4))","v":{"$error":"#VALUE!"}},{"$f":"IF(H551<=CU553-E638,0,H638*H549*H550*J549/(H551*4))","v":{"$error":"#VALUE!"}},{"$f":"IF(H551<=CV553-E638,0,H638*H549*H550*J549/(H551*4))","v":{"$error":"#VALUE!"}},{"$f":"IF(H551<=CW553-E638,0,H638*H549*H550*J549/(H551*4))","v":{"$error":"#VALUE!"}},{"$f":"IF(H551<=CX553-E638,0,H638*H549*H550*J549/(H551*4))","v":{"$error":"#VALUE!"}},{"$f":"IF(H551<=CY553-E638,0,H638*H549*H550*J549/(H551*4))","v":{"$error":"#VALUE!"}},{"$f":"IF(H551<=CZ553-E638,0,H638*H549*H550*J549/(H551*4))","v":{"$error":"#VALUE!"}}]
[{"$nulls":4},22.25,{"$f":"$DF$88","v":{"v":0,"d":"0.000"}},{"$f":"IF(SUM(F554:F639)-H552<=0,0,SUM(F554:F639)-H552)","v":{"v":0,"d":"0.00"}},{"v":0,"d":"0.000"},{"$nulls":85},{"$f":"IF(H551<=CP553-E639,0,H639*H549*H550*J549/(H551*4))","v":{"$error":"#VALUE!"}},{"$f":"IF(H551<=CQ553-E639,0,H639*H549*H550*J549/(H551*4))","v":{"$error":"#VALUE!"}},{"$f":"IF(H551<=CR553-E639,0,H639*H549*H550*J549/(H551*4))","v":{"$error":"#VALUE!"}},{"$f":"IF(H551<=CS553-E639,0,H639*H549*H550*J549/(H551*4))","v":{"$error":"#VALUE!"}},{"$f":"IF(H551<=CT553-E639,0,H639*H549*H550*J549/(H551*4))","v":{"$error":"#VALUE!"}},{"$f":"IF(H551<=CU553-E639,0,H639*H549*H550*J549/(H551*4))","v":{"$error":"#VALUE!"}},{"$f":"IF(H551<=CV553-E639,0,H639*H549*H550*J549/(H551*4))","v":{"$error":"#VALUE!"}},{"$f":"IF(H551<=CW553-E639,0,H639*H549*H550*J549/(H551*4))","v":{"$error":"#VALUE!"}},{"$f":"IF(H551<=CX553-E639,0,H639*H549*H550*J549/(H551*4))","v":{"$error":"#VALUE!"}},{"$f":"IF(H551<=CY553-E639,0,H639*H549*H550*J549/(H551*4))","v":{"$error":"#VALUE!"}},{"$f":"IF(H551<=CZ553-E639,0,H639*H549*H550*J549/(H551*4))","v":{"$error":"#VALUE!"}}]
[{"$nulls":4},{"v":22.5,"d":"22.50"},{"$f":"$DF$89","v":{"v":0,"d":"0.000"}},{"$f":"IF(SUM(F554:F640)-H552<=0,0,SUM(F554:F640)-H552)","v":{"v":0,"d":"0.00"}},{"v":0,"d":"0.000"},{"$nulls":86},{"$f":"IF(H551<=CQ553-E640,0,H640*H549*H550*J549/(H551*4))","v":{"$error":"#VALUE!"}},{"$f":"IF(H551<=CR553-E640,0,H640*H549*H550*J549/(H551*4))","v":{"$error":"#VALUE!"}},{"$f":"IF(H551<=CS553-E640,0,H640*H549*H550*J549/(H551*4))","v":{"$error":"#VALUE!"}},{"$f":"IF(H551<=CT553-E640,0,H640*H549*H550*J549/(H551*4))","v":{"$error":"#VALUE!"}},{"$f":"IF(H551<=CU553-E640,0,H640*H549*H550*J549/(H551*4))","v":{"$error":"#VALUE!"}},{"$f":"IF(H551<=CV553-E640,0,H640*H549*H550*J549/(H551*4))","v":{"$error":"#VALUE!"}},{"$f":"IF(H551<=CW553-E640,0,H640*H549*H550*J549/(H551*4))","v":{"$error":"#VALUE!"}},{"$f":"IF(H551<=CX553-E640,0,H640*H549*H550*J549/(H551*4))","v":{"$error":"#VALUE!"}},{"$f":"IF(H551<=CY553-E640,0,H640*H549*H550*J549/(H551*4))","v":{"$error":"#VALUE!"}},{"$f":"IF(H551<=CZ553-E640,0,H640*H549*H550*J549/(H551*4))","v":{"$error":"#VALUE!"}}]
[{"$nulls":4},22.75,{"$f":"$DF$90","v":{"v":0,"d":"0.000"}},{"$f":"IF(SUM(F554:F641)-H552<=0,0,SUM(F554:F641)-H552)","v":{"v":0,"d":"0.00"}},{"v":0,"d":"0.000"},{"$nulls":87},{"$f":"IF(H551<=CR553-E641,0,H641*H549*H550*J549/(H551*4))","v":{"$error":"#VALUE!"}},{"$f":"IF(H551<=CS553-E641,0,H641*H549*H550*J549/(H551*4))","v":{"$error":"#VALUE!"}},{"$f":"IF(H551<=CT553-E641,0,H641*H549*H550*J549/(H551*4))","v":{"$error":"#VALUE!"}},{"$f":"IF(H551<=CU553-E641,0,H641*H549*H550*J549/(H551*4))","v":{"$error":"#VALUE!"}},{"$f":"IF(H551<=CV553-E641,0,H641*H549*H550*J549/(H551*4))","v":{"$error":"#VALUE!"}},{"$f":"IF(H551<=CW553-E641,0,H641*H549*H550*J549/(H551*4))","v":{"$error":"#VALUE!"}},{"$f":"IF(H551<=CX553-E641,0,H641*H549*H550*J549/(H551*4))","v":{"$error":"#VALUE!"}},{"$f":"IF(H551<=CY553-E641,0,H641*H549*H550*J549/(H551*4))","v":{"$error":"#VALUE!"}},{"$f":"IF(H551<=CZ553-E641,0,H641*H549*H550*J549/(H551*4))","v":{"$error":"#VALUE!"}}]
[{"$nulls":4},{"v":23,"d":"23.00"},{"$f":"$DF$91","v":{"v":0,"d":"0.000"}},{"$f":"IF(SUM(F554:F642)-H552<=0,0,SUM(F554:F642)-H552)","v":{"v":0,"d":"0.00"}},{"v":0,"d":"0.000"},{"$nulls":88},{"$f":"IF(H551<=CS553-E642,0,H642*H549*H550*J549/(H551*4))","v":{"$error":"#VALUE!"}},{"$f":"IF(H551<=CT553-E642,0,H642*H549*H550*J549/(H551*4))","v":{"$error":"#VALUE!"}},{"$f":"IF(H551<=CU553-E642,0,H642*H549*H550*J549/(H551*4))","v":{"$error":"#VALUE!"}},{"$f":"IF(H551<=CV553-E642,0,H642*H549*H550*J549/(H551*4))","v":{"$error":"#VALUE!"}},{"$f":"IF(H551<=CW553-E642,0,H642*H549*H550*J549/(H551*4))","v":{"$error":"#VALUE!"}},{"$f":"IF(H551<=CX553-E642,0,H642*H549*H550*J549/(H551*4))","v":{"$error":"#VALUE!"}},{"$f":"IF(H551<=CY553-E642,0,H642*H549*H550*J549/(H551*4))","v":{"$error":"#VALUE!"}},{"$f":"IF(H551<=CZ553-E642,0,H642*H549*H550*J549/(H551*4))","v":{"$error":"#VALUE!"}}]
[{"$nulls":4},23.25,{"$f":"$DF$92","v":{"v":0,"d":"0.000"}},{"$f":"IF(SUM(F554:F643)-H552<=0,0,SUM(F554:F643)-H552)","v":{"v":0,"d":"0.00"}},{"v":0,"d":"0.000"},{"$nulls":89},{"$f":"IF(H551<=CT553-E643,0,H643*H549*H550*J549/(H551*4))","v":{"$error":"#VALUE!"}},{"$f":"IF(H551<=CU553-E643,0,H643*H549*H550*J549/(H551*4))","v":{"$error":"#VALUE!"}},{"$f":"IF(H551<=CV553-E643,0,H643*H549*H550*J549/(H551*4))","v":{"$error":"#VALUE!"}},{"$f":"IF(H551<=CW553-E643,0,H643*H549*H550*J549/(H551*4))","v":{"$error":"#VALUE!"}},{"$f":"IF(H551<=CX553-E643,0,H643*H549*H550*J549/(H551*4))","v":{"$error":"#VALUE!"}},{"$f":"IF(H551<=CY553-E643,0,H643*H549*H550*J549/(H551*4))","v":{"$error":"#VALUE!"}},{"$f":"IF(H551<=CZ553-E643,0,H643*H549*H550*J549/(H551*4))","v":{"$error":"#VALUE!"}}]
[{"$nulls":4},{"v":23.5,"d":"23.50"},{"$f":"$DF$93","v":{"v":0,"d":"0.000"}},{"$f":"IF(SUM(F554:F644)-H552<=0,0,SUM(F554:F644)-H552)","v":{"v":0,"d":"0.00"}},{"v":0,"d":"0.000"},{"$nulls":90},{"$f":"IF(H551<=CU553-E644,0,H644*H549*H550*J549/(H551*4))","v":{"$error":"#VALUE!"}},{"$f":"IF(H551<=CV553-E644,0,H644*H549*H550*J549/(H551*4))","v":{"$error":"#VALUE!"}},{"$f":"IF(H551<=CW553-E644,0,H644*H549*H550*J549/(H551*4))","v":{"$error":"#VALUE!"}},{"$f":"IF(H551<=CX553-E644,0,H644*H549*H550*J549/(H551*4))","v":{"$error":"#VALUE!"}},{"$f":"IF(H551<=CY553-E644,0,H644*H549*H550*J549/(H551*4))","v":{"$error":"#VALUE!"}},{"$f":"IF(H551<=CZ553-E644,0,H644*H549*H550*J549/(H551*4))","v":{"$error":"#VALUE!"}}]
[{"$nulls":4},23.75,{"$f":"$DF$94","v":{"v":0,"d":"0.000"}},{"$f":"IF(SUM(F554:F645)-H552<=0,0,SUM(F554:F645)-H552)","v":{"v":0,"d":"0.00"}},{"v":0,"d":"0.000"},{"$nulls":91},{"$f":"IF(H551<=CV553-E645,0,H645*H549*H550*J549/(H551*4))","v":{"$error":"#VALUE!"}},{"$f":"IF(H551<=CW553-E645,0,H645*H549*H550*J549/(H551*4))","v":{"$error":"#VALUE!"}},{"$f":"IF(H551<=CX553-E645,0,H645*H549*H550*J549/(H551*4))","v":{"$error":"#VALUE!"}},{"$f":"IF(H551<=CY553-E645,0,H645*H549*H550*J549/(H551*4))","v":{"$error":"#VALUE!"}},{"$f":"IF(H551<=CZ553-E645,0,H645*H549*H550*J549/(H551*4))","v":{"$error":"#VALUE!"}}]
[{"$nulls":4},{"v":24,"d":"24.00"},{"$f":"$DF$95","v":{"v":0,"d":"0.000"}},{"$f":"IF(SUM(F554:F646)-H552<=0,0,SUM(F554:F646)-H552)","v":{"v":0,"d":"0.00"}},{"v":0,"d":"0.000"},{"$nulls":92},{"$f":"IF(H551<=CW553-E646,0,H646*H549*H550*J549/(H551*4))","v":{"$error":"#VALUE!"}},{"$f":"IF(H551<=CX553-E646,0,H646*H549*H550*J549/(H551*4))","v":{"$error":"#VALUE!"}},{"$f":"IF(H551<=CY553-E646,0,H646*H549*H550*J549/(H551*4))","v":{"$error":"#VALUE!"}},{"$f":"IF(H551<=CZ553-E646,0,H646*H549*H550*J549/(H551*4))","v":{"$error":"#VALUE!"}}]
[{"$nulls":4},24.25,{"$f":"$DF$96","v":{"v":0,"d":"0.000"}},{"$f":"IF(SUM(F554:F647)-H552<=0,0,SUM(F554:F647)-H552)","v":{"v":0,"d":"0.00"}},{"v":0,"d":"0.000"},{"$nulls":93},{"$f":"IF(H551<=CX553-E647,0,H647*H549*H550*J549/(H551*4))","v":{"$error":"#VALUE!"}},{"$f":"IF(H551<=CY553-E647,0,H647*H549*H550*J549/(H551*4))","v":{"$error":"#VALUE!"}},{"$f":"IF(H551<=CZ553-E647,0,H647*H549*H550*J549/(H551*4))","v":{"$error":"#VALUE!"}}]
[{"$nulls":4},{"v":24.5,"d":"24.50"},{"$f":"$DF$97","v":{"v":0,"d":"0.000"}},{"$f":"IF(SUM(F554:F648)-H552<=0,0,SUM(F554:F648)-H552)","v":{"v":0,"d":"0.00"}},{"v":0,"d":"0.000"},{"$nulls":94},{"$f":"IF(H551<=CY553-E648,0,H648*H549*H550*J549/(H551*4))","v":{"$error":"#VALUE!"}},{"$f":"IF(H551<=CZ553-E648,0,H648*H549*H550*J549/(H551*4))","v":{"$error":"#VALUE!"}}]
[{"$nulls":4},24.75,{"$f":"$DF$98","v":{"v":0,"d":"0.000"}},{"$f":"IF(SUM(F554:F649)-H552<=0,0,SUM(F554:F649)-H552)","v":{"v":0,"d":"0.00"}},{"v":0,"d":"0.000"},{"$nulls":95},{"$f":"IF(H551<=CZ553-E649,0,H649*H549*H550*J549/(H551*4))","v":{"$error":"#VALUE!"}}]
[{"$nulls":7},"Input",{"v":1,"d":"1.00"},1.25,{"v":1.5,"d":"1.50"},1.75,{"v":2,"d":"2.00"},2.25,{"v":2.5,"d":"2.50"},2.75,{"v":3,"d":"3.00"},3.25,{"v":3.5,"d":"3.50"},3.75,{"v":4,"d":"4.00"},4.25,{"v":4.5,"d":"4.50"},4.75,{"v":5,"d":"5.00"},5.25,{"v":5.5,"d":"5.50"},5.75,{"v":6,"d":"6.00"},6.25,{"v":6.5,"d":"6.50"},6.75,{"v":7,"d":"7.00"},7.25,{"v":7.5,"d":"7.50"},7.75,{"v":8,"d":"8.00"},8.25,{"v":8.5,"d":"8.50"},8.75,{"v":9,"d":"9.00"},9.25,{"v":9.5,"d":"9.50"},9.75,{"v":10,"d":"10.00"},10.25,{"v":10.5,"d":"10.50"},10.75,{"v":11,"d":"11.00"},11.25,{"v":11.5,"d":"11.50"},11.75,{"v":12,"d":"12.00"},12.25,{"v":12.5,"d":"12.50"},12.75,{"v":13,"d":"13.00"},13.25,{"v":13.5,"d":"13.50"},13.75,{"v":14,"d":"14.00"},14.25,{"v":14.5,"d":"14.50"},14.75,{"v":15,"d":"15.00"},15.25,{"v":15.5,"d":"15.50"},15.75,{"v":16,"d":"16.00"},16.25,{"v":16.5,"d":"16.50"},16.75,{"v":17,"d":"17.00"},17.25,{"v":17.5,"d":"17.50"},17.75,{"v":18,"d":"18.00"},18.25,{"v":18.5,"d":"18.50"},18.75,{"v":19,"d":"19.00"},19.25,{"v":19.5,"d":"19.50"},19.75,{"v":20,"d":"20.00"},20.25,{"v":20.5,"d":"20.50"},20.75,{"v":21,"d":"21.00"},21.25,{"v":21.5,"d":"21.50"},21.75,{"v":22,"d":"22.00"},22.25,{"v":22.5,"d":"22.50"},22.75,{"v":23,"d":"23.00"},23.25,{"v":23.5,"d":"23.50"},23.75,{"v":24,"d":"24.00"},24.25,{"v":24.5,"d":"24.50"},24.75,"Total (MG)"]
[{"$f":"CONCATENATE(H548,C651)","v":"CSO 00411a."},"11. Runoff Generated","11a.","Stormwater runoff (MG). ",null,null,{"$f":"C651","v":"11a."},null,{"$f":"SUM(I554:I649)","v":{"$error":"#VALUE!"}},{"$f":"SUM(J554:J649)","v":{"$error":"#VALUE!"}},{"$error":"#VALUE!"},{"$error":"#VALUE!"},{"$error":"#VALUE!"},{"$error":"#VALUE!"},{"$error":"#VALUE!"},{"$error":"#VALUE!"},{"$error":"#VALUE!"},{"$error":"#VALUE!"},{"$error":"#VALUE!"},{"$error":"#VALUE!"},{"$error":"#VALUE!"},{"$error":"#VALUE!"},{"$error":"#VALUE!"},{"$error":"#VALUE!"},{"$error":"#VALUE!"},{"$error":"#VALUE!"},{"$error":"#VALUE!"},{"$error":"#VALUE!"},{"$error":"#VALUE!"},{"$error":"#VALUE!"},{"$error":"#VALUE!"},{"$error":"#VALUE!"},{"$error":"#VALUE!"},{"$error":"#VALUE!"},{"$error":"#VALUE!"},{"$error":"#VALUE!"},{"$error":"#VALUE!"},{"$error":"#VALUE!"},{"$error":"#VALUE!"},{"$error":"#VALUE!"},{"$error":"#VALUE!"},{"$error":"#VALUE!"},{"$error":"#VALUE!"},{"$error":"#VALUE!"},{"$error":"#VALUE!"},{"$error":"#VALUE!"},{"$error":"#VALUE!"},{"$error":"#VALUE!"},{"$error":"#VALUE!"},{"$error":"#VALUE!"},{"$error":"#VALUE!"},{"$error":"#VALUE!"},{"$error":"#VALUE!"},{"$error":"#VALUE!"},{"$error":"#VALUE!"},{"$error":"#VALUE!"},{"$error":"#VALUE!"},{"$error":"#VALUE!"},{"$error":"#VALUE!"},{"$error":"#VALUE!"},{"$error":"#VALUE!"},{"$error":"#VALUE!"},{"$error":"#VALUE!"},{"$error":"#VALUE!"},{"$error":"#VALUE!"},{"$error":"#VALUE!"},{"$error":"#VALUE!"},{"$error":"#VALUE!"},{"$error":"#VALUE!"},{"$error":"#VALUE!"},{"$error":"#VALUE!"},{"$error":"#VALUE!"},{"$error":"#VALUE!"},{"$f":"SUM(BV554:BV649)","v":{"$error":"#VALUE!"}},{"$error":"#VALUE!"},{"$error":"#VALUE!"},{"$error":"#VALUE!"},{"$error":"#VALUE!"},{"$error":"#VALUE!"},{"$error":"#VALUE!"},{"$error":"#VALUE!"},{"$error":"#VALUE!"},{"$error":"#VALUE!"},{"$error":"#VALUE!"},{"$error":"#VALUE!"},{"$error":"#VALUE!"},{"$error":"#VALUE!"},{"$error":"#VALUE!"},{"$error":"#VALUE!"},{"$error":"#VALUE!"},{"$error":"#VALUE!"},{"$error":"#VALUE!"},{"$error":"#VALUE!"},{"$error":"#VALUE!"},{"$error":"#VALUE!"},{"$error":"#VALUE!"},{"$error":"#VALUE!"},{"$error":"#VALUE!"},{"$error":"#VALUE!"},{"$error":"#VALUE!"},{"$error":"#VALUE!"},{"$error":"#VALUE!"},{"$error":"#VALUE!"},{"$error":"#VALUE!"},{"$f":"SUM(I651:CZ651)","v":{"$error":"#VALUE!"}}]
[{"$f":"CONCATENATE(H548,C652)","v":"CSO 00412b."},"12. Green Infrastructure Reductions","12b.","Total GI capacity (MG). ",null,null,{"$f":"C652","v":"12b."},{"$f":"IF(HLOOKUP(H548,'4 - CSO VOLUME'!$E$9:$AS$33,13,FALSE)=\"\",0,HLOOKUP(H548,'4 - CSO VOLUME'!$E$9:$AS$33,13,FALSE))","v":{"v":0,"d":"0.00"}}]
[{"$f":"CONCATENATE(H548,C653)","v":"CSO 00412c."},null,"12c.","Stormwater runoff (MG). Line 11a.",null,null,{"$f":"C653","v":"12c."},null,{"$f":"I651","v":{"$error":"#VALUE!"}},{"$f":"J651","v":{"$error":"#VALUE!"}},{"$error":"#VALUE!"},{"$error":"#VALUE!"},{"$error":"#VALUE!"},{"$error":"#VALUE!"},{"$error":"#VALUE!"},{"$error":"#VALUE!"},{"$error":"#VALUE!"},{"$error":"#VALUE!"},{"$error":"#VALUE!"},{"$error":"#VALUE!"},{"$error":"#VALUE!"},{"$error":"#VALUE!"},{"$error":"#VALUE!"},{"$error":"#VALUE!"},{"$error":"#VALUE!"},{"$error":"#VALUE!"},{"$error":"#VALUE!"},{"$error":"#VALUE!"},{"$error":"#VALUE!"},{"$error":"#VALUE!"},{"$error":"#VALUE!"},{"$error":"#VALUE!"},{"$error":"#VALUE!"},{"$error":"#VALUE!"},{"$error":"#VALUE!"},{"$error":"#VALUE!"},{"$error":"#VALUE!"},{"$error":"#VALUE!"},{"$error":"#VALUE!"},{"$error":"#VALUE!"},{"$error":"#VALUE!"},{"$error":"#VALUE!"},{"$error":"#VALUE!"},{"$error":"#VALUE!"},{"$error":"#VALUE!"},{"$error":"#VALUE!"},{"$error":"#VALUE!"},{"$error":"#VALUE!"},{"$error":"#VALUE!"},{"$error":"#VALUE!"},{"$error":"#VALUE!"},{"$error":"#VALUE!"},{"$error":"#VALUE!"},{"$error":"#VALUE!"},{"$error":"#VALUE!"},{"$error":"#VALUE!"},{"$error":"#VALUE!"},{"$error":"#VALUE!"},{"$error":"#VALUE!"},{"$error":"#VALUE!"},{"$error":"#VALUE!"},{"$error":"#VALUE!"},{"$error":"#VALUE!"},{"$error":"#VALUE!"},{"$error":"#VALUE!"},{"$error":"#VALUE!"},{"$error":"#VALUE!"},{"$error":"#VALUE!"},{"$error":"#VALUE!"},{"$error":"#VALUE!"},{"$error":"#VALUE!"},{"$error":"#VALUE!"},{"$error":"#VALUE!"},{"$f":"BV651","v":{"$error":"#VALUE!"}},{"$error":"#VALUE!"},{"$error":"#VALUE!"},{"$error":"#VALUE!"},{"$error":"#VALUE!"},{"$error":"#VALUE!"},{"$error":"#VALUE!"},{"$error":"#VALUE!"},{"$error":"#VALUE!"},{"$error":"#VALUE!"},{"$error":"#VALUE!"},{"$error":"#VALUE!"},{"$error":"#VALUE!"},{"$error":"#VALUE!"},{"$error":"#VALUE!"},{"$error":"#VALUE!"},{"$error":"#VALUE!"},{"$error":"#VALUE!"},{"$error":"#VALUE!"},{"$error":"#VALUE!"},{"$error":"#VALUE!"},{"$error":"#VALUE!"},{"$error":"#VALUE!"},{"$error":"#VALUE!"},{"$error":"#VALUE!"},{"$error":"#VALUE!"},{"$error":"#VALUE!"},{"$error":"#VALUE!"},{"$error":"#VALUE!"},{"$error":"#VALUE!"},{"$error":"#VALUE!"},{"$f":"SUM(I653:CZ653)","v":{"$error":"#VALUE!"}}]
[{"$f":"CONCATENATE(H548,C654)","v":"CSO 004"},null,null,"Excess volume after GI saturation, cumulative (MG). Subtract Line 12b from 12c.",{"$nulls":4},{"$f":"IF(SUM($I653:I653)-$H652<=0,0,SUM($I653:I653)-$H652)","v":{"$error":"#VALUE!"}},{"$f":"IF(SUM($I653:J653)-$H652<=0,0,SUM($I653:J653)-$H652)","v":{"$error":"#VALUE!"}},{"$f":"IF(SUM($I653:K653)-$H652<=0,0,SUM($I653:K653)-$H652)","v":{"$error":"#VALUE!"}},{"$f":"IF(SUM($I653:L653)-$H652<=0,0,SUM($I653:L653)-$H652)","v":{"$error":"#VALUE!"}},{"$f":"IF(SUM($I653:M653)-$H652<=0,0,SUM($I653:M653)-$H652)","v":{"$error":"#VALUE!"}},{"$f":"IF(SUM($I653:N653)-$H652<=0,0,SUM($I653:N653)-$H652)","v":{"$error":"#VALUE!"}},{"$f":"IF(SUM($I653:O653)-$H652<=0,0,SUM($I653:O653)-$H652)","v":{"$error":"#VALUE!"}},{"$f":"IF(SUM($I653:P653)-$H652<=0,0,SUM($I653:P653)-$H652)","v":{"$error":"#VALUE!"}},{"$f":"IF(SUM($I653:Q653)-$H652<=0,0,SUM($I653:Q653)-$H652)","v":{"$error":"#VALUE!"}},{"$f":"IF(SUM($I653:R653)-$H652<=0,0,SUM($I653:R653)-$H652)","v":{"$error":"#VALUE!"}},{"$f":"IF(SUM($I653:S653)-$H652<=0,0,SUM($I653:S653)-$H652)","v":{"$error":"#VALUE!"}},{"$f":"IF(SUM($I653:T653)-$H652<=0,0,SUM($I653:T653)-$H652)","v":{"$error":"#VALUE!"}},{"$f":"IF(SUM($I653:U653)-$H652<=0,0,SUM($I653:U653)-$H652)","v":{"$error":"#VALUE!"}},{"$f":"IF(SUM($I653:V653)-$H652<=0,0,SUM($I653:V653)-$H652)","v":{"$error":"#VALUE!"}},{"$f":"IF(SUM($I653:W653)-$H652<=0,0,SUM($I653:W653)-$H652)","v":{"$error":"#VALUE!"}},{"$f":"IF(SUM($I653:X653)-$H652<=0,0,SUM($I653:X653)-$H652)","v":{"$error":"#VALUE!"}},{"$f":"IF(SUM($I653:Y653)-$H652<=0,0,SUM($I653:Y653)-$H652)","v":{"$error":"#VALUE!"}},{"$f":"IF(SUM($I653:Z653)-$H652<=0,0,SUM($I653:Z653)-$H652)","v":{"$error":"#VALUE!"}},{"$f":"IF(SUM($I653:AA653)-$H652<=0,0,SUM($I653:AA653)-$H652)","v":{"$error":"#VALUE!"}},{"$f":"IF(SUM($I653:AB653)-$H652<=0,0,SUM($I653:AB653)-$H652)","v":{"$error":"#VALUE!"}},{"$f":"IF(SUM($I653:AC653)-$H652<=0,0,SUM($I653:AC653)-$H652)","v":{"$error":"#VALUE!"}},{"$f":"IF(SUM($I653:AD653)-$H652<=0,0,SUM($I653:AD653)-$H652)","v":{"$error":"#VALUE!"}},{"$f":"IF(SUM($I653:AE653)-$H652<=0,0,SUM($I653:AE653)-$H652)","v":{"$error":"#VALUE!"}},{"$f":"IF(SUM($I653:AF653)-$H652<=0,0,SUM($I653:AF653)-$H652)","v":{"$error":"#VALUE!"}},{"$f":"IF(SUM($I653:AG653)-$H652<=0,0,SUM($I653:AG653)-$H652)","v":{"$error":"#VALUE!"}},{"$f":"IF(SUM($I653:AH653)-$H652<=0,0,SUM($I653:AH653)-$H652)","v":{"$error":"#VALUE!"}},{"$f":"IF(SUM($I653:AI653)-$H652<=0,0,SUM($I653:AI653)-$H652)","v":{"$error":"#VALUE!"}},{"$f":"IF(SUM($I653:AJ653)-$H652<=0,0,SUM($I653:AJ653)-$H652)","v":{"$error":"#VALUE!"}},{"$f":"IF(SUM($I653:AK653)-$H652<=0,0,SUM($I653:AK653)-$H652)","v":{"$error":"#VALUE!"}},{"$f":"IF(SUM($I653:AL653)-$H652<=0,0,SUM($I653:AL653)-$H652)","v":{"$error":"#VALUE!"}},{"$f":"IF(SUM($I653:AM653)-$H652<=0,0,SUM($I653:AM653)-$H652)","v":{"$error":"#VALUE!"}},{"$f":"IF(SUM($I653:AN653)-$H652<=0,0,SUM($I653:AN653)-$H652)","v":{"$error":"#VALUE!"}},{"$f":"IF(SUM($I653:AO653)-$H652<=0,0,SUM($I653:AO653)-$H652)","v":{"$error":"#VALUE!"}},{"$f":"IF(SUM($I653:AP653)-$H652<=0,0,SUM($I653:AP653)-$H652)","v":{"$error":"#VALUE!"}},{"$f":"IF(SUM($I653:AQ653)-$H652<=0,0,SUM($I653:AQ653)-$H652)","v":{"$error":"#VALUE!"}},{"$f":"IF(SUM($I653:AR653)-$H652<=0,0,SUM($I653:AR653)-$H652)","v":{"$error":"#VALUE!"}},{"$f":"IF(SUM($I653:AS653)-$H652<=0,0,SUM($I653:AS653)-$H652)","v":{"$error":"#VALUE!"}},{"$f":"IF(SUM($I653:AT653)-$H652<=0,0,SUM($I653:AT653)-$H652)","v":{"$error":"#VALUE!"}},{"$f":"IF(SUM($I653:AU653)-$H652<=0,0,SUM($I653:AU653)-$H652)","v":{"$error":"#VALUE!"}},{"$f":"IF(SUM($I653:AV653)-$H652<=0,0,SUM($I653:AV653)-$H652)","v":{"$error":"#VALUE!"}},{"$f":"IF(SUM($I653:AW653)-$H652<=0,0,SUM($I653:AW653)-$H652)","v":{"$error":"#VALUE!"}},{"$f":"IF(SUM($I653:AX653)-$H652<=0,0,SUM($I653:AX653)-$H652)","v":{"$error":"#VALUE!"}},{"$f":"IF(SUM($I653:AY653)-$H652<=0,0,SUM($I653:AY653)-$H652)","v":{"$error":"#VALUE!"}},{"$f":"IF(SUM($I653:AZ653)-$H652<=0,0,SUM($I653:AZ653)-$H652)","v":{"$error":"#VALUE!"}},{"$f":"IF(SUM($I653:BA653)-$H652<=0,0,SUM($I653:BA653)-$H652)","v":{"$error":"#VALUE!"}},{"$f":"IF(SUM($I653:BB653)-$H652<=0,0,SUM($I653:BB653)-$H652)","v":{"$error":"#VALUE!"}},{"$f":"IF(SUM($I653:BC653)-$H652<=0,0,SUM($I653:BC653)-$H652)","v":{"$error":"#VALUE!"}},{"$f":"IF(SUM($I653:BD653)-$H652<=0,0,SUM($I653:BD653)-$H652)","v":{"$error":"#VALUE!"}},{"$f":"IF(SUM($I653:BE653)-$H652<=0,0,SUM($I653:BE653)-$H652)","v":{"$error":"#VALUE!"}},{"$f":"IF(SUM($I653:BF653)-$H652<=0,0,SUM($I653:BF653)-$H652)","v":{"$error":"#VALUE!"}},{"$f":"IF(SUM($I653:BG653)-$H652<=0,0,SUM($I653:BG653)-$H652)","v":{"$error":"#VALUE!"}},{"$f":"IF(SUM($I653:BH653)-$H652<=0,0,SUM($I653:BH653)-$H652)","v":{"$error":"#VALUE!"}},{"$f":"IF(SUM($I653:BI653)-$H652<=0,0,SUM($I653:BI653)-$H652)","v":{"$error":"#VALUE!"}},{"$f":"IF(SUM($I653:BJ653)-$H652<=0,0,SUM($I653:BJ653)-$H652)","v":{"$error":"#VALUE!"}},{"$f":"IF(SUM($I653:BK653)-$H652<=0,0,SUM($I653:BK653)-$H652)","v":{"$error":"#VALUE!"}},{"$f":"IF(SUM($I653:BL653)-$H652<=0,0,SUM($I653:BL653)-$H652)","v":{"$error":"#VALUE!"}},{"$f":"IF(SUM($I653:BM653)-$H652<=0,0,SUM($I653:BM653)-$H652)","v":{"$error":"#VALUE!"}},{"$f":"IF(SUM($I653:BN653)-$H652<=0,0,SUM($I653:BN653)-$H652)","v":{"$error":"#VALUE!"}},{"$f":"IF(SUM($I653:BO653)-$H652<=0,0,SUM($I653:BO653)-$H652)","v":{"$error":"#VALUE!"}},{"$f":"IF(SUM($I653:BP653)-$H652<=0,0,SUM($I653:BP653)-$H652)","v":{"$error":"#VALUE!"}},{"$f":"IF(SUM($I653:BQ653)-$H652<=0,0,SUM($I653:BQ653)-$H652)","v":{"$error":"#VALUE!"}},{"$f":"IF(SUM($I653:BR653)-$H652<=0,0,SUM($I653:BR653)-$H652)","v":{"$error":"#VALUE!"}},{"$f":"IF(SUM($I653:BS653)-$H652<=0,0,SUM($I653:BS653)-$H652)","v":{"$error":"#VALUE!"}},{"$f":"IF(SUM($I653:BT653)-$H652<=0,0,SUM($I653:BT653)-$H652)","v":{"$error":"#VALUE!"}},{"$f":"IF(SUM($I653:BU653)-$H652<=0,0,SUM($I653:BU653)-$H652)","v":{"$error":"#VALUE!"}},{"$f":"IF(SUM($I653:BV653)-$H652<=0,0,SUM($I653:BV653)-$H652)","v":{"$error":"#VALUE!"}},{"$f":"IF(SUM($I653:BW653)-$H652<=0,0,SUM($I653:BW653)-$H652)","v":{"$error":"#VALUE!"}},{"$f":"IF(SUM($I653:BX653)-$H652<=0,0,SUM($I653:BX653)-$H652)","v":{"$error":"#VALUE!"}},{"$f":"IF(SUM($I653:BY653)-$H652<=0,0,SUM($I653:BY653)-$H652)","v":{"$error":"#VALUE!"}},{"$f":"IF(SUM($I653:BZ653)-$H652<=0,0,SUM($I653:BZ653)-$H652)","v":{"$error":"#VALUE!"}},{"$f":"IF(SUM($I653:CA653)-$H652<=0,0,SUM($I653:CA653)-$H652)","v":{"$error":"#VALUE!"}},{"$f":"IF(SUM($I653:CB653)-$H652<=0,0,SUM($I653:CB653)-$H652)","v":{"$error":"#VALUE!"}},{"$f":"IF(SUM($I653:CC653)-$H652<=0,0,SUM($I653:CC653)-$H652)","v":{"$error":"#VALUE!"}},{"$f":"IF(SUM($I653:CD653)-$H652<=0,0,SUM($I653:CD653)-$H652)","v":{"$error":"#VALUE!"}},{"$f":"IF(SUM($I653:CE653)-$H652<=0,0,SUM($I653:CE653)-$H652)","v":{"$error":"#VALUE!"}},{"$f":"IF(SUM($I653:CF653)-$H652<=0,0,SUM($I653:CF653)-$H652)","v":{"$error":"#VALUE!"}},{"$f":"IF(SUM($I653:CG653)-$H652<=0,0,SUM($I653:CG653)-$H652)","v":{"$error":"#VALUE!"}},{"$f":"IF(SUM($I653:CH653)-$H652<=0,0,SUM($I653:CH653)-$H652)","v":{"$error":"#VALUE!"}},{"$f":"IF(SUM($I653:CI653)-$H652<=0,0,SUM($I653:CI653)-$H652)","v":{"$error":"#VALUE!"}},{"$f":"IF(SUM($I653:CJ653)-$H652<=0,0,SUM($I653:CJ653)-$H652)","v":{"$error":"#VALUE!"}},{"$f":"IF(SUM($I653:CK653)-$H652<=0,0,SUM($I653:CK653)-$H652)","v":{"$error":"#VALUE!"}},{"$f":"IF(SUM($I653:CL653)-$H652<=0,0,SUM($I653:CL653)-$H652)","v":{"$error":"#VALUE!"}},{"$f":"IF(SUM($I653:CM653)-$H652<=0,0,SUM($I653:CM653)-$H652)","v":{"$error":"#VALUE!"}},{"$f":"IF(SUM($I653:CN653)-$H652<=0,0,SUM($I653:CN653)-$H652)","v":{"$error":"#VALUE!"}},{"$f":"IF(SUM($I653:CO653)-$H652<=0,0,SUM($I653:CO653)-$H652)","v":{"$error":"#VALUE!"}},{"$f":"IF(SUM($I653:CP653)-$H652<=0,0,SUM($I653:CP653)-$H652)","v":{"$error":"#VALUE!"}},{"$f":"IF(SUM($I653:CQ653)-$H652<=0,0,SUM($I653:CQ653)-$H652)","v":{"$error":"#VALUE!"}},{"$f":"IF(SUM($I653:CR653)-$H652<=0,0,SUM($I653:CR653)-$H652)","v":{"$error":"#VALUE!"}},{"$f":"IF(SUM($I653:CS653)-$H652<=0,0,SUM($I653:CS653)-$H652)","v":{"$error":"#VALUE!"}},{"$f":"IF(SUM($I653:CT653)-$H652<=0,0,SUM($I653:CT653)-$H652)","v":{"$error":"#VALUE!"}},{"$f":"IF(SUM($I653:CU653)-$H652<=0,0,SUM($I653:CU653)-$H652)","v":{"$error":"#VALUE!"}},{"$f":"IF(SUM($I653:CV653)-$H652<=0,0,SUM($I653:CV653)-$H652)","v":{"$error":"#VALUE!"}},{"$f":"IF(SUM($I653:CW653)-$H652<=0,0,SUM($I653:CW653)-$H652)","v":{"$error":"#VALUE!"}},{"$f":"IF(SUM($I653:CX653)-$H652<=0,0,SUM($I653:CX653)-$H652)","v":{"$error":"#VALUE!"}},{"$f":"IF(SUM($I653:CY653)-$H652<=0,0,SUM($I653:CY653)-$H652)","v":{"$error":"#VALUE!"}},{"$f":"IF(SUM($I653:CZ653)-$H652<=0,0,SUM($I653:CZ653)-$H652)","v":{"$error":"#VALUE!"}},"NA"]
[{"$f":"CONCATENATE(H548,C655)","v":"CSO 00412d."},null,"12d.","Stormwater runoff after GI saturation (MG). Excess after Line 12c exceeds Line 12b.",null,null,{"$f":"C655","v":"12d."},null,{"$f":"I654-H654","v":{"$error":"#VALUE!"}},{"$f":"J654-I654","v":{"$error":"#VALUE!"}},{"$f":"K654-J654","v":{"$error":"#VALUE!"}},{"$f":"L654-K654","v":{"$error":"#VALUE!"}},{"$f":"M654-L654","v":{"$error":"#VALUE!"}},{"$f":"N654-M654","v":{"$error":"#VALUE!"}},{"$f":"O654-N654","v":{"$error":"#VALUE!"}},{"$f":"P654-O654","v":{"$error":"#VALUE!"}},{"$f":"Q654-P654","v":{"$error":"#VALUE!"}},{"$f":"R654-Q654","v":{"$error":"#VALUE!"}},{"$f":"S654-R654","v":{"$error":"#VALUE!"}},{"$f":"T654-S654","v":{"$error":"#VALUE!"}},{"$f":"U654-T654","v":{"$error":"#VALUE!"}},{"$f":"V654-U654","v":{"$error":"#VALUE!"}},{"$f":"W654-V654","v":{"$error":"#VALUE!"}},{"$f":"X654-W654","v":{"$error":"#VALUE!"}},{"$f":"Y654-X654","v":{"$error":"#VALUE!"}},{"$f":"Z654-Y654","v":{"$error":"#VALUE!"}},{"$f":"AA654-Z654","v":{"$error":"#VALUE!"}},{"$f":"AB654-AA654","v":{"$error":"#VALUE!"}},{"$f":"AC654-AB654","v":{"$error":"#VALUE!"}},{"$f":"AD654-AC654","v":{"$error":"#VALUE!"}},{"$f":"AE654-AD654","v":{"$error":"#VALUE!"}},{"$f":"AF654-AE654","v":{"$error":"#VALUE!"}},{"$f":"AG654-AF654","v":{"$error":"#VALUE!"}},{"$f":"AH654-AG654","v":{"$error":"#VALUE!"}},{"$f":"AI654-AH654","v":{"$error":"#VALUE!"}},{"$f":"AJ654-AI654","v":{"$error":"#VALUE!"}},{"$f":"AK654-AJ654","v":{"$error":"#VALUE!"}},{"$f":"AL654-AK654","v":{"$error":"#VALUE!"}},{"$f":"AM654-AL654","v":{"$error":"#VALUE!"}},{"$f":"AN654-AM654","v":{"$error":"#VALUE!"}},{"$f":"AO654-AN654","v":{"$error":"#VALUE!"}},{"$f":"AP654-AO654","v":{"$error":"#VALUE!"}},{"$f":"AQ654-AP654","v":{"$error":"#VALUE!"}},{"$f":"AR654-AQ654","v":{"$error":"#VALUE!"}},{"$f":"AS654-AR654","v":{"$error":"#VALUE!"}},{"$f":"AT654-AS654","v":{"$error":"#VALUE!"}},{"$f":"AU654-AT654","v":{"$error":"#VALUE!"}},{"$f":"AV654-AU654","v":{"$error":"#VALUE!"}},{"$f":"AW654-AV654","v":{"$error":"#VALUE!"}},{"$f":"AX654-AW654","v":{"$error":"#VALUE!"}},{"$f":"AY654-AX654","v":{"$error":"#VALUE!"}},{"$f":"AZ654-AY654","v":{"$error":"#VALUE!"}},{"$f":"BA654-AZ654","v":{"$error":"#VALUE!"}},{"$f":"BB654-BA654","v":{"$error":"#VALUE!"}},{"$f":"BC654-BB654","v":{"$error":"#VALUE!"}},{"$f":"BD654-BC654","v":{"$error":"#VALUE!"}},{"$f":"BE654-BD654","v":{"$error":"#VALUE!"}},{"$f":"BF654-BE654","v":{"$error":"#VALUE!"}},{"$f":"BG654-BF654","v":{"$error":"#VALUE!"}},{"$f":"BH654-BG654","v":{"$error":"#VALUE!"}},{"$f":"BI654-BH654","v":{"$error":"#VALUE!"}},{"$f":"BJ654-BI654","v":{"$error":"#VALUE!"}},{"$f":"BK654-BJ654","v":{"$error":"#VALUE!"}},{"$f":"BL654-BK654","v":{"$error":"#VALUE!"}},{"$f":"BM654-BL654","v":{"$error":"#VALUE!"}},{"$f":"BN654-BM654","v":{"$error":"#VALUE!"}},{"$f":"BO654-BN654","v":{"$error":"#VALUE!"}},{"$f":"BP654-BO654","v":{"$error":"#VALUE!"}},{"$f":"BQ654-BP654","v":{"$error":"#VALUE!"}},{"$f":"BR654-BQ654","v":{"$error":"#VALUE!"}},{"$f":"BS654-BR654","v":{"$error":"#VALUE!"}},{"$f":"BT654-BS654","v":{"$error":"#VALUE!"}},{"$f":"BU654-BT654","v":{"$error":"#VALUE!"}},{"$f":"BV654-BU654","v":{"$error":"#VALUE!"}},{"$f":"BW654-BV654","v":{"$error":"#VALUE!"}},{"$f":"BX654-BW654","v":{"$error":"#VALUE!"}},{"$f":"BY654-BX654","v":{"$error":"#VALUE!"}},{"$f":"BZ654-BY654","v":{"$error":"#VALUE!"}},{"$f":"CA654-BZ654","v":{"$error":"#VALUE!"}},{"$f":"CB654-CA654","v":{"$error":"#VALUE!"}},{"$f":"CC654-CB654","v":{"$error":"#VALUE!"}},{"$f":"CD654-CC654","v":{"$error":"#VALUE!"}},{"$f":"CE654-CD654","v":{"$error":"#VALUE!"}},{"$f":"CF654-CE654","v":{"$error":"#VALUE!"}},{"$f":"CG654-CF654","v":{"$error":"#VALUE!"}},{"$f":"CH654-CG654","v":{"$error":"#VALUE!"}},{"$f":"CI654-CH654","v":{"$error":"#VALUE!"}},{"$f":"CJ654-CI654","v":{"$error":"#VALUE!"}},{"$f":"CK654-CJ654","v":{"$error":"#VALUE!"}},{"$f":"CL654-CK654","v":{"$error":"#VALUE!"}},{"$f":"CM654-CL654","v":{"$error":"#VALUE!"}},{"$f":"CN654-CM654","v":{"$error":"#VALUE!"}},{"$f":"CO654-CN654","v":{"$error":"#VALUE!"}},{"$f":"CP654-CO654","v":{"$error":"#VALUE!"}},{"$f":"CQ654-CP654","v":{"$error":"#VALUE!"}},{"$f":"CR654-CQ654","v":{"$error":"#VALUE!"}},{"$f":"CS654-CR654","v":{"$error":"#VALUE!"}},{"$f":"CT654-CS654","v":{"$error":"#VALUE!"}},{"$f":"CU654-CT654","v":{"$error":"#VALUE!"}},{"$f":"CV654-CU654","v":{"$error":"#VALUE!"}},{"$f":"CW654-CV654","v":{"$error":"#VALUE!"}},{"$f":"CX654-CW654","v":{"$error":"#VALUE!"}},{"$f":"CY654-CX654","v":{"$error":"#VALUE!"}},{"$f":"CZ654-CY654","v":{"$error":"#VALUE!"}},{"$f":"SUM(I655:CZ655)","v":{"$error":"#VALUE!"}}]
[{"$f":"CONCATENATE(H548,C656)","v":"CSO 00413a."},"13. Runoff Controls","13a.","Total CSO control volume (MG).",null,null,{"$f":"C656","v":"13a."},{"$f":"HLOOKUP(H548,'4 - CSO VOLUME'!$E$9:$AS$33,16,FALSE)","v":{"v":0,"d":"0.00"}}]
[{"$f":"CONCATENATE(H548,C657)","v":"CSO 00413b."},null,"13b.","Dry weather flow rate (MGD). ",null,null,{"$f":"C657","v":"13b."},{"$f":"HLOOKUP(H548,'4 - CSO VOLUME'!$E$9:$AS$33,17,FALSE)","v":{"v":0,"d":"0.00"}},{"$f":"$H657/(4*24)","v":{"v":0,"d":"0.000"}},{"$f":"$H657/(4*24)","v":{"v":0,"d":"0.000"}},{"v":0,"d":"0.000"},{"v":0,"d":"0.000"},{"v":0,"d":"0.000"},{"v":0,"d":"0.000"},{"v":0,"d":"0.000"},{"v":0,"d":"0.000"},{"v":0,"d":"0.000"},{"v":0,"d":"0.000"},{"v":0,"d":"0.000"},{"v":0,"d":"0.000"},{"v":0,"d":"0.000"},{"v":0,"d":"0.000"},{"v":0,"d":"0.000"},{"v":0,"d":"0.000"},{"v":0,"d":"0.000"},{"v":0,"d":"0.000"},{"v":0,"d":"0.000"},{"v":0,"d":"0.000"},{"v":0,"d":"0.000"},{"v":0,"d":"0.000"},{"v":0,"d":"0.000"},{"v":0,"d":"0.000"},{"v":0,"d":"0.000"},{"v":0,"d":"0.000"},{"v":0,"d":"0.000"},{"v":0,"d":"0.000"},{"v":0,"d":"0.000"},{"v":0,"d":"0.000"},{"v":0,"d":"0.000"},{"v":0,"d":"0.000"},{"v":0,"d":"0.000"},{"v":0,"d":"0.000"},{"v":0,"d":"0.000"},{"v":0,"d":"0.000"},{"v":0,"d":"0.000"},{"v":0,"d":"0.000"},{"v":0,"d":"0.000"},{"v":0,"d":"0.000"},{"v":0,"d":"0.000"},{"v":0,"d":"0.000"},{"v":0,"d":"0.000"},{"v":0,"d":"0.000"},{"v":0,"d":"0.000"},{"v":0,"d":"0.000"},{"v":0,"d":"0.000"},{"v":0,"d":"0.000"},{"v":0,"d":"0.000"},{"v":0,"d":"0.000"},{"v":0,"d":"0.000"},{"v":0,"d":"0.000"},{"v":0,"d":"0.000"},{"v":0,"d":"0.000"},{"v":0,"d":"0.000"},{"v":0,"d":"0.000"},{"v":0,"d":"0.000"},{"v":0,"d":"0.000"},{"v":0,"d":"0.000"},{"v":0,"d":"0.000"},{"v":0,"d":"0.000"},{"v":0,"d":"0.000"},{"v":0,"d":"0.000"},{"v":0,"d":"0.000"},{"v":0,"d":"0.000"},{"$f":"$H657/(4*24)","v":{"v":0,"d":"0.000"}},{"v":0,"d":"0.000"},{"v":0,"d":"0.000"},{"v":0,"d":"0.000"},{"v":0,"d":"0.000"},{"v":0,"d":"0.000"},{"v":0,"d":"0.000"},{"v":0,"d":"0.000"},{"v":0,"d":"0.000"},{"v":0,"d":"0.000"},{"v":0,"d":"0.000"},{"v":0,"d":"0.000"},{"v":0,"d":"0.000"},{"v":0,"d":"0.000"},{"v":0,"d":"0.000"},{"v":0,"d":"0.000"},{"v":0,"d":"0.000"},{"v":0,"d":"0.000"},{"v":0,"d":"0.000"},{"v":0,"d":"0.000"},{"v":0,"d":"0.000"},{"v":0,"d":"0.000"},{"v":0,"d":"0.000"},{"v":0,"d":"0.000"},{"v":0,"d":"0.000"},{"v":0,"d":"0.000"},{"v":0,"d":"0.000"},{"v":0,"d":"0.000"},{"v":0,"d":"0.000"},{"v":0,"d":"0.000"},{"v":0,"d":"0.000"}]
[{"$f":"CONCATENATE(H548,C658)","v":"CSO 00413c."},null,"13c.","Stormwater runoff after GI saturation plus dry weather flow (MG). Add Line 13b to Line 12d.",null,null,{"$f":"C658","v":"13c."},null,{"$f":"I657+I655","v":{"$error":"#VALUE!"}},{"$f":"J657+J655","v":{"$error":"#VALUE!"}},{"$error":"#VALUE!"},{"$error":"#VALUE!"},{"$error":"#VALUE!"},{"$error":"#VALUE!"},{"$error":"#VALUE!"},{"$error":"#VALUE!"},{"$error":"#VALUE!"},{"$error":"#VALUE!"},{"$error":"#VALUE!"},{"$error":"#VALUE!"},{"$error":"#VALUE!"},{"$error":"#VALUE!"},{"$error":"#VALUE!"},{"$error":"#VALUE!"},{"$error":"#VALUE!"},{"$error":"#VALUE!"},{"$error":"#VALUE!"},{"$error":"#VALUE!"},{"$error":"#VALUE!"},{"$error":"#VALUE!"},{"$error":"#VALUE!"},{"$error":"#VALUE!"},{"$error":"#VALUE!"},{"$error":"#VALUE!"},{"$error":"#VALUE!"},{"$error":"#VALUE!"},{"$error":"#VALUE!"},{"$error":"#VALUE!"},{"$error":"#VALUE!"},{"$error":"#VALUE!"},{"$error":"#VALUE!"},{"$error":"#VALUE!"},{"$error":"#VALUE!"},{"$error":"#VALUE!"},{"$error":"#VALUE!"},{"$error":"#VALUE!"},{"$error":"#VALUE!"},{"$error":"#VALUE!"},{"$error":"#VALUE!"},{"$error":"#VALUE!"},{"$error":"#VALUE!"},{"$error":"#VALUE!"},{"$error":"#VALUE!"},{"$error":"#VALUE!"},{"$error":"#VALUE!"},{"$error":"#VALUE!"},{"$error":"#VALUE!"},{"$error":"#VALUE!"},{"$error":"#VALUE!"},{"$error":"#VALUE!"},{"$error":"#VALUE!"},{"$error":"#VALUE!"},{"$error":"#VALUE!"},{"$error":"#VALUE!"},{"$error":"#VALUE!"},{"$error":"#VALUE!"},{"$error":"#VALUE!"},{"$error":"#VALUE!"},{"$error":"#VALUE!"},{"$error":"#VALUE!"},{"$error":"#VALUE!"},{"$error":"#VALUE!"},{"$error":"#VALUE!"},{"$f":"BV657+BV655","v":{"$error":"#VALUE!"}},{"$error":"#VALUE!"},{"$error":"#VALUE!"},{"$error":"#VALUE!"},{"$error":"#VALUE!"},{"$error":"#VALUE!"},{"$error":"#VALUE!"},{"$error":"#VALUE!"},{"$error":"#VALUE!"},{"$error":"#VALUE!"},{"$error":"#VALUE!"},{"$error":"#VALUE!"},{"$error":"#VALUE!"},{"$error":"#VALUE!"},{"$error":"#VALUE!"},{"$error":"#VALUE!"},{"$error":"#VALUE!"},{"$error":"#VALUE!"},{"$error":"#VALUE!"},{"$error":"#VALUE!"},{"$error":"#VALUE!"},{"$error":"#VALUE!"},{"$error":"#VALUE!"},{"$error":"#VALUE!"},{"$error":"#VALUE!"},{"$error":"#VALUE!"},{"$error":"#VALUE!"},{"$error":"#VALUE!"},{"$error":"#VALUE!"},{"$error":"#VALUE!"},{"$error":"#VALUE!"},{"$f":"SUM(I658:CZ658)","v":{"$error":"#VALUE!"}}]
[{"$f":"CONCATENATE(H548,C659)","v":"CSO 004"},null,null,"Excess stormwater runoff volume, cumulative (MG). Subtract Line 13a from Line 13c.",{"$nulls":4},{"$f":"IF(SUM($I658:I658)-$H656<=0,0,SUM($I658:I658)-$H656)","v":{"$error":"#VALUE!"}},{"$f":"IF(SUM($I658:J658)-$H656<=0,0,SUM($I658:J658)-$H656)","v":{"$error":"#VALUE!"}},{"$f":"IF(SUM($I658:K658)-$H656<=0,0,SUM($I658:K658)-$H656)","v":{"$error":"#VALUE!"}},{"$f":"IF(SUM($I658:L658)-$H656<=0,0,SUM($I658:L658)-$H656)","v":{"$error":"#VALUE!"}},{"$f":"IF(SUM($I658:M658)-$H656<=0,0,SUM($I658:M658)-$H656)","v":{"$error":"#VALUE!"}},{"$f":"IF(SUM($I658:N658)-$H656<=0,0,SUM($I658:N658)-$H656)","v":{"$error":"#VALUE!"}},{"$f":"IF(SUM($I658:O658)-$H656<=0,0,SUM($I658:O658)-$H656)","v":{"$error":"#VALUE!"}},{"$f":"IF(SUM($I658:P658)-$H656<=0,0,SUM($I658:P658)-$H656)","v":{"$error":"#VALUE!"}},{"$f":"IF(SUM($I658:Q658)-$H656<=0,0,SUM($I658:Q658)-$H656)","v":{"$error":"#VALUE!"}},{"$f":"IF(SUM($I658:R658)-$H656<=0,0,SUM($I658:R658)-$H656)","v":{"$error":"#VALUE!"}},{"$f":"IF(SUM($I658:S658)-$H656<=0,0,SUM($I658:S658)-$H656)","v":{"$error":"#VALUE!"}},{"$f":"IF(SUM($I658:T658)-$H656<=0,0,SUM($I658:T658)-$H656)","v":{"$error":"#VALUE!"}},{"$f":"IF(SUM($I658:U658)-$H656<=0,0,SUM($I658:U658)-$H656)","v":{"$error":"#VALUE!"}},{"$f":"IF(SUM($I658:V658)-$H656<=0,0,SUM($I658:V658)-$H656)","v":{"$error":"#VALUE!"}},{"$f":"IF(SUM($I658:W658)-$H656<=0,0,SUM($I658:W658)-$H656)","v":{"$error":"#VALUE!"}},{"$f":"IF(SUM($I658:X658)-$H656<=0,0,SUM($I658:X658)-$H656)","v":{"$error":"#VALUE!"}},{"$f":"IF(SUM($I658:Y658)-$H656<=0,0,SUM($I658:Y658)-$H656)","v":{"$error":"#VALUE!"}},{"$f":"IF(SUM($I658:Z658)-$H656<=0,0,SUM($I658:Z658)-$H656)","v":{"$error":"#VALUE!"}},{"$f":"IF(SUM($I658:AA658)-$H656<=0,0,SUM($I658:AA658)-$H656)","v":{"$error":"#VALUE!"}},{"$f":"IF(SUM($I658:AB658)-$H656<=0,0,SUM($I658:AB658)-$H656)","v":{"$error":"#VALUE!"}},{"$f":"IF(SUM($I658:AC658)-$H656<=0,0,SUM($I658:AC658)-$H656)","v":{"$error":"#VALUE!"}},{"$f":"IF(SUM($I658:AD658)-$H656<=0,0,SUM($I658:AD658)-$H656)","v":{"$error":"#VALUE!"}},{"$f":"IF(SUM($I658:AE658)-$H656<=0,0,SUM($I658:AE658)-$H656)","v":{"$error":"#VALUE!"}},{"$f":"IF(SUM($I658:AF658)-$H656<=0,0,SUM($I658:AF658)-$H656)","v":{"$error":"#VALUE!"}},{"$f":"IF(SUM($I658:AG658)-$H656<=0,0,SUM($I658:AG658)-$H656)","v":{"$error":"#VALUE!"}},{"$f":"IF(SUM($I658:AH658)-$H656<=0,0,SUM($I658:AH658)-$H656)","v":{"$error":"#VALUE!"}},{"$f":"IF(SUM($I658:AI658)-$H656<=0,0,SUM($I658:AI658)-$H656)","v":{"$error":"#VALUE!"}},{"$f":"IF(SUM($I658:AJ658)-$H656<=0,0,SUM($I658:AJ658)-$H656)","v":{"$error":"#VALUE!"}},{"$f":"IF(SUM($I658:AK658)-$H656<=0,0,SUM($I658:AK658)-$H656)","v":{"$error":"#VALUE!"}},{"$f":"IF(SUM($I658:AL658)-$H656<=0,0,SUM($I658:AL658)-$H656)","v":{"$error":"#VALUE!"}},{"$f":"IF(SUM($I658:AM658)-$H656<=0,0,SUM($I658:AM658)-$H656)","v":{"$error":"#VALUE!"}},{"$f":"IF(SUM($I658:AN658)-$H656<=0,0,SUM($I658:AN658)-$H656)","v":{"$error":"#VALUE!"}},{"$f":"IF(SUM($I658:AO658)-$H656<=0,0,SUM($I658:AO658)-$H656)","v":{"$error":"#VALUE!"}},{"$f":"IF(SUM($I658:AP658)-$H656<=0,0,SUM($I658:AP658)-$H656)","v":{"$error":"#VALUE!"}},{"$f":"IF(SUM($I658:AQ658)-$H656<=0,0,SUM($I658:AQ658)-$H656)","v":{"$error":"#VALUE!"}},{"$f":"IF(SUM($I658:AR658)-$H656<=0,0,SUM($I658:AR658)-$H656)","v":{"$error":"#VALUE!"}},{"$f":"IF(SUM($I658:AS658)-$H656<=0,0,SUM($I658:AS658)-$H656)","v":{"$error":"#VALUE!"}},{"$f":"IF(SUM($I658:AT658)-$H656<=0,0,SUM($I658:AT658)-$H656)","v":{"$error":"#VALUE!"}},{"$f":"IF(SUM($I658:AU658)-$H656<=0,0,SUM($I658:AU658)-$H656)","v":{"$error":"#VALUE!"}},{"$f":"IF(SUM($I658:AV658)-$H656<=0,0,SUM($I658:AV658)-$H656)","v":{"$error":"#VALUE!"}},{"$f":"IF(SUM($I658:AW658)-$H656<=0,0,SUM($I658:AW658)-$H656)","v":{"$error":"#VALUE!"}},{"$f":"IF(SUM($I658:AX658)-$H656<=0,0,SUM($I658:AX658)-$H656)","v":{"$error":"#VALUE!"}},{"$f":"IF(SUM($I658:AY658)-$H656<=0,0,SUM($I658:AY658)-$H656)","v":{"$error":"#VALUE!"}},{"$f":"IF(SUM($I658:AZ658)-$H656<=0,0,SUM($I658:AZ658)-$H656)","v":{"$error":"#VALUE!"}},{"$f":"IF(SUM($I658:BA658)-$H656<=0,0,SUM($I658:BA658)-$H656)","v":{"$error":"#VALUE!"}},{"$f":"IF(SUM($I658:BB658)-$H656<=0,0,SUM($I658:BB658)-$H656)","v":{"$error":"#VALUE!"}},{"$f":"IF(SUM($I658:BC658)-$H656<=0,0,SUM($I658:BC658)-$H656)","v":{"$error":"#VALUE!"}},{"$f":"IF(SUM($I658:BD658)-$H656<=0,0,SUM($I658:BD658)-$H656)","v":{"$error":"#VALUE!"}},{"$f":"IF(SUM($I658:BE658)-$H656<=0,0,SUM($I658:BE658)-$H656)","v":{"$error":"#VALUE!"}},{"$f":"IF(SUM($I658:BF658)-$H656<=0,0,SUM($I658:BF658)-$H656)","v":{"$error":"#VALUE!"}},{"$f":"IF(SUM($I658:BG658)-$H656<=0,0,SUM($I658:BG658)-$H656)","v":{"$error":"#VALUE!"}},{"$f":"IF(SUM($I658:BH658)-$H656<=0,0,SUM($I658:BH658)-$H656)","v":{"$error":"#VALUE!"}},{"$f":"IF(SUM($I658:BI658)-$H656<=0,0,SUM($I658:BI658)-$H656)","v":{"$error":"#VALUE!"}},{"$f":"IF(SUM($I658:BJ658)-$H656<=0,0,SUM($I658:BJ658)-$H656)","v":{"$error":"#VALUE!"}},{"$f":"IF(SUM($I658:BK658)-$H656<=0,0,SUM($I658:BK658)-$H656)","v":{"$error":"#VALUE!"}},{"$f":"IF(SUM($I658:BL658)-$H656<=0,0,SUM($I658:BL658)-$H656)","v":{"$error":"#VALUE!"}},{"$f":"IF(SUM($I658:BM658)-$H656<=0,0,SUM($I658:BM658)-$H656)","v":{"$error":"#VALUE!"}},{"$f":"IF(SUM($I658:BN658)-$H656<=0,0,SUM($I658:BN658)-$H656)","v":{"$error":"#VALUE!"}},{"$f":"IF(SUM($I658:BO658)-$H656<=0,0,SUM($I658:BO658)-$H656)","v":{"$error":"#VALUE!"}},{"$f":"IF(SUM($I658:BP658)-$H656<=0,0,SUM($I658:BP658)-$H656)","v":{"$error":"#VALUE!"}},{"$f":"IF(SUM($I658:BQ658)-$H656<=0,0,SUM($I658:BQ658)-$H656)","v":{"$error":"#VALUE!"}},{"$f":"IF(SUM($I658:BR658)-$H656<=0,0,SUM($I658:BR658)-$H656)","v":{"$error":"#VALUE!"}},{"$f":"IF(SUM($I658:BS658)-$H656<=0,0,SUM($I658:BS658)-$H656)","v":{"$error":"#VALUE!"}},{"$f":"IF(SUM($I658:BT658)-$H656<=0,0,SUM($I658:BT658)-$H656)","v":{"$error":"#VALUE!"}},{"$f":"IF(SUM($I658:BU658)-$H656<=0,0,SUM($I658:BU658)-$H656)","v":{"$error":"#VALUE!"}},{"$f":"IF(SUM($I658:BV658)-$H656<=0,0,SUM($I658:BV658)-$H656)","v":{"$error":"#VALUE!"}},{"$f":"IF(SUM($I658:BW658)-$H656<=0,0,SUM($I658:BW658)-$H656)","v":{"$error":"#VALUE!"}},{"$f":"IF(SUM($I658:BX658)-$H656<=0,0,SUM($I658:BX658)-$H656)","v":{"$error":"#VALUE!"}},{"$f":"IF(SUM($I658:BY658)-$H656<=0,0,SUM($I658:BY658)-$H656)","v":{"$error":"#VALUE!"}},{"$f":"IF(SUM($I658:BZ658)-$H656<=0,0,SUM($I658:BZ658)-$H656)","v":{"$error":"#VALUE!"}},{"$f":"IF(SUM($I658:CA658)-$H656<=0,0,SUM($I658:CA658)-$H656)","v":{"$error":"#VALUE!"}},{"$f":"IF(SUM($I658:CB658)-$H656<=0,0,SUM($I658:CB658)-$H656)","v":{"$error":"#VALUE!"}},{"$f":"IF(SUM($I658:CC658)-$H656<=0,0,SUM($I658:CC658)-$H656)","v":{"$error":"#VALUE!"}},{"$f":"IF(SUM($I658:CD658)-$H656<=0,0,SUM($I658:CD658)-$H656)","v":{"$error":"#VALUE!"}},{"$f":"IF(SUM($I658:CE658)-$H656<=0,0,SUM($I658:CE658)-$H656)","v":{"$error":"#VALUE!"}},{"$f":"IF(SUM($I658:CF658)-$H656<=0,0,SUM($I658:CF658)-$H656)","v":{"$error":"#VALUE!"}},{"$f":"IF(SUM($I658:CG658)-$H656<=0,0,SUM($I658:CG658)-$H656)","v":{"$error":"#VALUE!"}},{"$f":"IF(SUM($I658:CH658)-$H656<=0,0,SUM($I658:CH658)-$H656)","v":{"$error":"#VALUE!"}},{"$f":"IF(SUM($I658:CI658)-$H656<=0,0,SUM($I658:CI658)-$H656)","v":{"$error":"#VALUE!"}},{"$f":"IF(SUM($I658:CJ658)-$H656<=0,0,SUM($I658:CJ658)-$H656)","v":{"$error":"#VALUE!"}},{"$f":"IF(SUM($I658:CK658)-$H656<=0,0,SUM($I658:CK658)-$H656)","v":{"$error":"#VALUE!"}},{"$f":"IF(SUM($I658:CL658)-$H656<=0,0,SUM($I658:CL658)-$H656)","v":{"$error":"#VALUE!"}},{"$f":"IF(SUM($I658:CM658)-$H656<=0,0,SUM($I658:CM658)-$H656)","v":{"$error":"#VALUE!"}},{"$f":"IF(SUM($I658:CN658)-$H656<=0,0,SUM($I658:CN658)-$H656)","v":{"$error":"#VALUE!"}},{"$f":"IF(SUM($I658:CO658)-$H656<=0,0,SUM($I658:CO658)-$H656)","v":{"$error":"#VALUE!"}},{"$f":"IF(SUM($I658:CP658)-$H656<=0,0,SUM($I658:CP658)-$H656)","v":{"$error":"#VALUE!"}},{"$f":"IF(SUM($I658:CQ658)-$H656<=0,0,SUM($I658:CQ658)-$H656)","v":{"$error":"#VALUE!"}},{"$f":"IF(SUM($I658:CR658)-$H656<=0,0,SUM($I658:CR658)-$H656)","v":{"$error":"#VALUE!"}},{"$f":"IF(SUM($I658:CS658)-$H656<=0,0,SUM($I658:CS658)-$H656)","v":{"$error":"#VALUE!"}},{"$f":"IF(SUM($I658:CT658)-$H656<=0,0,SUM($I658:CT658)-$H656)","v":{"$error":"#VALUE!"}},{"$f":"IF(SUM($I658:CU658)-$H656<=0,0,SUM($I658:CU658)-$H656)","v":{"$error":"#VALUE!"}},{"$f":"IF(SUM($I658:CV658)-$H656<=0,0,SUM($I658:CV658)-$H656)","v":{"$error":"#VALUE!"}},{"$f":"IF(SUM($I658:CW658)-$H656<=0,0,SUM($I658:CW658)-$H656)","v":{"$error":"#VALUE!"}},{"$f":"IF(SUM($I658:CX658)-$H656<=0,0,SUM($I658:CX658)-$H656)","v":{"$error":"#VALUE!"}},{"$f":"IF(SUM($I658:CY658)-$H656<=0,0,SUM($I658:CY658)-$H656)","v":{"$error":"#VALUE!"}},{"$f":"IF(SUM($I658:CZ658)-$H656<=0,0,SUM($I658:CZ658)-$H656)","v":{"$error":"#VALUE!"}},"NA"]
[{"$f":"CONCATENATE(H548,C660)","v":"CSO 00413d."},null,"13d.","Combined sewage after GI saturation and CSO control (MG). Excess after Line 13c exceeds Line 13a.",null,null,{"$f":"C660","v":"13d."},null,{"$f":"I659-H659","v":{"$error":"#VALUE!"}},{"$f":"J659-I659","v":{"$error":"#VALUE!"}},{"$f":"K659-J659","v":{"$error":"#VALUE!"}},{"$f":"L659-K659","v":{"$error":"#VALUE!"}},{"$f":"M659-L659","v":{"$error":"#VALUE!"}},{"$f":"N659-M659","v":{"$error":"#VALUE!"}},{"$f":"O659-N659","v":{"$error":"#VALUE!"}},{"$f":"P659-O659","v":{"$error":"#VALUE!"}},{"$f":"Q659-P659","v":{"$error":"#VALUE!"}},{"$f":"R659-Q659","v":{"$error":"#VALUE!"}},{"$f":"S659-R659","v":{"$error":"#VALUE!"}},{"$f":"T659-S659","v":{"$error":"#VALUE!"}},{"$f":"U659-T659","v":{"$error":"#VALUE!"}},{"$f":"V659-U659","v":{"$error":"#VALUE!"}},{"$f":"W659-V659","v":{"$error":"#VALUE!"}},{"$f":"X659-W659","v":{"$error":"#VALUE!"}},{"$f":"Y659-X659","v":{"$error":"#VALUE!"}},{"$f":"Z659-Y659","v":{"$error":"#VALUE!"}},{"$f":"AA659-Z659","v":{"$error":"#VALUE!"}},{"$f":"AB659-AA659","v":{"$error":"#VALUE!"}},{"$f":"AC659-AB659","v":{"$error":"#VALUE!"}},{"$f":"AD659-AC659","v":{"$error":"#VALUE!"}},{"$f":"AE659-AD659","v":{"$error":"#VALUE!"}},{"$f":"AF659-AE659","v":{"$error":"#VALUE!"}},{"$f":"AG659-AF659","v":{"$error":"#VALUE!"}},{"$f":"AH659-AG659","v":{"$error":"#VALUE!"}},{"$f":"AI659-AH659","v":{"$error":"#VALUE!"}},{"$f":"AJ659-AI659","v":{"$error":"#VALUE!"}},{"$f":"AK659-AJ659","v":{"$error":"#VALUE!"}},{"$f":"AL659-AK659","v":{"$error":"#VALUE!"}},{"$f":"AM659-AL659","v":{"$error":"#VALUE!"}},{"$f":"AN659-AM659","v":{"$error":"#VALUE!"}},{"$f":"AO659-AN659","v":{"$error":"#VALUE!"}},{"$f":"AP659-AO659","v":{"$error":"#VALUE!"}},{"$f":"AQ659-AP659","v":{"$error":"#VALUE!"}},{"$f":"AR659-AQ659","v":{"$error":"#VALUE!"}},{"$f":"AS659-AR659","v":{"$error":"#VALUE!"}},{"$f":"AT659-AS659","v":{"$error":"#VALUE!"}},{"$f":"AU659-AT659","v":{"$error":"#VALUE!"}},{"$f":"AV659-AU659","v":{"$error":"#VALUE!"}},{"$f":"AW659-AV659","v":{"$error":"#VALUE!"}},{"$f":"AX659-AW659","v":{"$error":"#VALUE!"}},{"$f":"AY659-AX659","v":{"$error":"#VALUE!"}},{"$f":"AZ659-AY659","v":{"$error":"#VALUE!"}},{"$f":"BA659-AZ659","v":{"$error":"#VALUE!"}},{"$f":"BB659-BA659","v":{"$error":"#VALUE!"}},{"$f":"BC659-BB659","v":{"$error":"#VALUE!"}},{"$f":"BD659-BC659","v":{"$error":"#VALUE!"}},{"$f":"BE659-BD659","v":{"$error":"#VALUE!"}},{"$f":"BF659-BE659","v":{"$error":"#VALUE!"}},{"$f":"BG659-BF659","v":{"$error":"#VALUE!"}},{"$f":"BH659-BG659","v":{"$error":"#VALUE!"}},{"$f":"BI659-BH659","v":{"$error":"#VALUE!"}},{"$f":"BJ659-BI659","v":{"$error":"#VALUE!"}},{"$f":"BK659-BJ659","v":{"$error":"#VALUE!"}},{"$f":"BL659-BK659","v":{"$error":"#VALUE!"}},{"$f":"BM659-BL659","v":{"$error":"#VALUE!"}},{"$f":"BN659-BM659","v":{"$error":"#VALUE!"}},{"$f":"BO659-BN659","v":{"$error":"#VALUE!"}},{"$f":"BP659-BO659","v":{"$error":"#VALUE!"}},{"$f":"BQ659-BP659","v":{"$error":"#VALUE!"}},{"$f":"BR659-BQ659","v":{"$error":"#VALUE!"}},{"$f":"BS659-BR659","v":{"$error":"#VALUE!"}},{"$f":"BT659-BS659","v":{"$error":"#VALUE!"}},{"$f":"BU659-BT659","v":{"$error":"#VALUE!"}},{"$f":"BV659-BU659","v":{"$error":"#VALUE!"}},{"$f":"BW659-BV659","v":{"$error":"#VALUE!"}},{"$f":"BX659-BW659","v":{"$error":"#VALUE!"}},{"$f":"BY659-BX659","v":{"$error":"#VALUE!"}},{"$f":"BZ659-BY659","v":{"$error":"#VALUE!"}},{"$f":"CA659-BZ659","v":{"$error":"#VALUE!"}},{"$f":"CB659-CA659","v":{"$error":"#VALUE!"}},{"$f":"CC659-CB659","v":{"$error":"#VALUE!"}},{"$f":"CD659-CC659","v":{"$error":"#VALUE!"}},{"$f":"CE659-CD659","v":{"$error":"#VALUE!"}},{"$f":"CF659-CE659","v":{"$error":"#VALUE!"}},{"$f":"CG659-CF659","v":{"$error":"#VALUE!"}},{"$f":"CH659-CG659","v":{"$error":"#VALUE!"}},{"$f":"CI659-CH659","v":{"$error":"#VALUE!"}},{"$f":"CJ659-CI659","v":{"$error":"#VALUE!"}},{"$f":"CK659-CJ659","v":{"$error":"#VALUE!"}},{"$f":"CL659-CK659","v":{"$error":"#VALUE!"}},{"$f":"CM659-CL659","v":{"$error":"#VALUE!"}},{"$f":"CN659-CM659","v":{"$error":"#VALUE!"}},{"$f":"CO659-CN659","v":{"$error":"#VALUE!"}},{"$f":"CP659-CO659","v":{"$error":"#VALUE!"}},{"$f":"CQ659-CP659","v":{"$error":"#VALUE!"}},{"$f":"CR659-CQ659","v":{"$error":"#VALUE!"}},{"$f":"CS659-CR659","v":{"$error":"#VALUE!"}},{"$f":"CT659-CS659","v":{"$error":"#VALUE!"}},{"$f":"CU659-CT659","v":{"$error":"#VALUE!"}},{"$f":"CV659-CU659","v":{"$error":"#VALUE!"}},{"$f":"CW659-CV659","v":{"$error":"#VALUE!"}},{"$f":"CX659-CW659","v":{"$error":"#VALUE!"}},{"$f":"CY659-CX659","v":{"$error":"#VALUE!"}},{"$f":"CZ659-CY659","v":{"$error":"#VALUE!"}},{"$f":"SUM(I660:CZ660)","v":{"$error":"#VALUE!"}}]
[{"$f":"CONCATENATE(H548,C661)","v":"CSO 00414a."},"14. CSO Flows","14a.","CSO hydraulic control capacity (MGD). ",null,null,"14a.",{"$f":"HLOOKUP(H548,'4 - CSO VOLUME'!$E$9:$AS$33,20,FALSE)","v":""}]
[{"$f":"CONCATENATE(H548,C662)","v":"CSO 00414b."},null,"14b.","Total CSO volume (MG). Divide Line 14a by 24, then subtract from Line 13d at hourly increments.",null,null,"14b.",null,{"$f":"IF(I660-($H661/(4*24))<0,0,I660-($H661/(4*24)))","v":{"$error":"#VALUE!"}},{"$f":"IF(J660-($H661/(4*24))<0,0,J660-($H661/(4*24)))","v":{"$error":"#VALUE!"}},{"$error":"#VALUE!"},{"$error":"#VALUE!"},{"$error":"#VALUE!"},{"$error":"#VALUE!"},{"$error":"#VALUE!"},{"$error":"#VALUE!"},{"$error":"#VALUE!"},{"$error":"#VALUE!"},{"$error":"#VALUE!"},{"$error":"#VALUE!"},{"$error":"#VALUE!"},{"$error":"#VALUE!"},{"$error":"#VALUE!"},{"$error":"#VALUE!"},{"$error":"#VALUE!"},{"$error":"#VALUE!"},{"$error":"#VALUE!"},{"$error":"#VALUE!"},{"$error":"#VALUE!"},{"$error":"#VALUE!"},{"$error":"#VALUE!"},{"$error":"#VALUE!"},{"$error":"#VALUE!"},{"$error":"#VALUE!"},{"$error":"#VALUE!"},{"$error":"#VALUE!"},{"$error":"#VALUE!"},{"$error":"#VALUE!"},{"$error":"#VALUE!"},{"$error":"#VALUE!"},{"$error":"#VALUE!"},{"$error":"#VALUE!"},{"$error":"#VALUE!"},{"$error":"#VALUE!"},{"$error":"#VALUE!"},{"$error":"#VALUE!"},{"$error":"#VALUE!"},{"$error":"#VALUE!"},{"$error":"#VALUE!"},{"$error":"#VALUE!"},{"$error":"#VALUE!"},{"$error":"#VALUE!"},{"$error":"#VALUE!"},{"$error":"#VALUE!"},{"$error":"#VALUE!"},{"$error":"#VALUE!"},{"$error":"#VALUE!"},{"$error":"#VALUE!"},{"$error":"#VALUE!"},{"$error":"#VALUE!"},{"$error":"#VALUE!"},{"$error":"#VALUE!"},{"$error":"#VALUE!"},{"$error":"#VALUE!"},{"$error":"#VALUE!"},{"$error":"#VALUE!"},{"$error":"#VALUE!"},{"$error":"#VALUE!"},{"$error":"#VALUE!"},{"$error":"#VALUE!"},{"$error":"#VALUE!"},{"$error":"#VALUE!"},{"$error":"#VALUE!"},{"$f":"IF(BV660-($H661/(4*24))<0,0,BV660-($H661/(4*24)))","v":{"$error":"#VALUE!"}},{"$error":"#VALUE!"},{"$error":"#VALUE!"},{"$error":"#VALUE!"},{"$error":"#VALUE!"},{"$error":"#VALUE!"},{"$error":"#VALUE!"},{"$error":"#VALUE!"},{"$error":"#VALUE!"},{"$error":"#VALUE!"},{"$error":"#VALUE!"},{"$error":"#VALUE!"},{"$error":"#VALUE!"},{"$error":"#VALUE!"},{"$error":"#VALUE!"},{"$error":"#VALUE!"},{"$error":"#VALUE!"},{"$error":"#VALUE!"},{"$error":"#VALUE!"},{"$error":"#VALUE!"},{"$error":"#VALUE!"},{"$error":"#VALUE!"},{"$error":"#VALUE!"},{"$error":"#VALUE!"},{"$error":"#VALUE!"},{"$error":"#VALUE!"},{"$error":"#VALUE!"},{"$error":"#VALUE!"},{"$error":"#VALUE!"},{"$error":"#VALUE!"},{"$error":"#VALUE!"},{"$f":"SUM(I662:CZ662)","v":{"$error":"#VALUE!"}}]
[{"$f":"CONCATENATE(H548,C663)","v":"CSO 00414c."},null,"14c.","CSO treatment capacity (MGD). Line 7c.",null,null,"14c.",{"$f":"HLOOKUP(H548,'4 - CSO VOLUME'!$E$9:$AS$33,22,FALSE)","v":""}]
[{"$f":"CONCATENATE(H548,C664)","v":"CSO 00414d."},null,"14d.","Treated CSO volume (MG). Populate with Line 14b values that are less than or equal to Line 14c divided by 24.",null,null,"14d.",null,{"$f":"IF(I662=0,0,IF(I662<=$H663/(4*24),I662,$H663/(4*24)))","v":{"$error":"#VALUE!"}},{"$f":"IF(J662=0,0,IF(J662<=$H663/(4*24),J662,$H663/(4*24)))","v":{"$error":"#VALUE!"}},{"$error":"#VALUE!"},{"$error":"#VALUE!"},{"$error":"#VALUE!"},{"$error":"#VALUE!"},{"$error":"#VALUE!"},{"$error":"#VALUE!"},{"$error":"#VALUE!"},{"$error":"#VALUE!"},{"$error":"#VALUE!"},{"$error":"#VALUE!"},{"$error":"#VALUE!"},{"$error":"#VALUE!"},{"$error":"#VALUE!"},{"$error":"#VALUE!"},{"$error":"#VALUE!"},{"$error":"#VALUE!"},{"$error":"#VALUE!"},{"$error":"#VALUE!"},{"$error":"#VALUE!"},{"$error":"#VALUE!"},{"$error":"#VALUE!"},{"$error":"#VALUE!"},{"$error":"#VALUE!"},{"$error":"#VALUE!"},{"$error":"#VALUE!"},{"$error":"#VALUE!"},{"$error":"#VALUE!"},{"$error":"#VALUE!"},{"$error":"#VALUE!"},{"$error":"#VALUE!"},{"$error":"#VALUE!"},{"$error":"#VALUE!"},{"$error":"#VALUE!"},{"$error":"#VALUE!"},{"$error":"#VALUE!"},{"$error":"#VALUE!"},{"$error":"#VALUE!"},{"$error":"#VALUE!"},{"$error":"#VALUE!"},{"$error":"#VALUE!"},{"$error":"#VALUE!"},{"$error":"#VALUE!"},{"$error":"#VALUE!"},{"$error":"#VALUE!"},{"$error":"#VALUE!"},{"$error":"#VALUE!"},{"$error":"#VALUE!"},{"$error":"#VALUE!"},{"$error":"#VALUE!"},{"$error":"#VALUE!"},{"$error":"#VALUE!"},{"$error":"#VALUE!"},{"$error":"#VALUE!"},{"$error":"#VALUE!"},{"$error":"#VALUE!"},{"$error":"#VALUE!"},{"$error":"#VALUE!"},{"$error":"#VALUE!"},{"$error":"#VALUE!"},{"$error":"#VALUE!"},{"$error":"#VALUE!"},{"$error":"#VALUE!"},{"$error":"#VALUE!"},{"$f":"IF(BV662=0,0,IF(BV662<=$H663/(4*24),BV662,$H663/(4*24)))","v":{"$error":"#VALUE!"}},{"$error":"#VALUE!"},{"$error":"#VALUE!"},{"$error":"#VALUE!"},{"$error":"#VALUE!"},{"$error":"#VALUE!"},{"$error":"#VALUE!"},{"$error":"#VALUE!"},{"$error":"#VALUE!"},{"$error":"#VALUE!"},{"$error":"#VALUE!"},{"$error":"#VALUE!"},{"$error":"#VALUE!"},{"$error":"#VALUE!"},{"$error":"#VALUE!"},{"$error":"#VALUE!"},{"$error":"#VALUE!"},{"$error":"#VALUE!"},{"$error":"#VALUE!"},{"$error":"#VALUE!"},{"$error":"#VALUE!"},{"$error":"#VALUE!"},{"$error":"#VALUE!"},{"$error":"#VALUE!"},{"$error":"#VALUE!"},{"$error":"#VALUE!"},{"$error":"#VALUE!"},{"$error":"#VALUE!"},{"$error":"#VALUE!"},{"$error":"#VALUE!"},{"$error":"#VALUE!"},{"$f":"SUM(I664:CZ664)","v":{"$error":"#VALUE!"}}]
[{"$f":"CONCATENATE(H548,C665)","v":"CSO 00414e."},null,"14e.","Untreated CSO volume (MG). Difference between hourly values for Line 14b and line 14d.",null,null,"14e.",null,{"$f":"I662-I664","v":{"$error":"#VALUE!"}},{"$f":"J662-J664","v":{"$error":"#VALUE!"}},{"$error":"#VALUE!"},{"$error":"#VALUE!"},{"$error":"#VALUE!"},{"$error":"#VALUE!"},{"$error":"#VALUE!"},{"$error":"#VALUE!"},{"$error":"#VALUE!"},{"$error":"#VALUE!"},{"$error":"#VALUE!"},{"$error":"#VALUE!"},{"$error":"#VALUE!"},{"$error":"#VALUE!"},{"$error":"#VALUE!"},{"$error":"#VALUE!"},{"$error":"#VALUE!"},{"$error":"#VALUE!"},{"$error":"#VALUE!"},{"$error":"#VALUE!"},{"$error":"#VALUE!"},{"$error":"#VALUE!"},{"$error":"#VALUE!"},{"$error":"#VALUE!"},{"$error":"#VALUE!"},{"$error":"#VALUE!"},{"$error":"#VALUE!"},{"$error":"#VALUE!"},{"$error":"#VALUE!"},{"$error":"#VALUE!"},{"$error":"#VALUE!"},{"$error":"#VALUE!"},{"$error":"#VALUE!"},{"$error":"#VALUE!"},{"$error":"#VALUE!"},{"$error":"#VALUE!"},{"$error":"#VALUE!"},{"$error":"#VALUE!"},{"$error":"#VALUE!"},{"$error":"#VALUE!"},{"$error":"#VALUE!"},{"$error":"#VALUE!"},{"$error":"#VALUE!"},{"$error":"#VALUE!"},{"$error":"#VALUE!"},{"$error":"#VALUE!"},{"$error":"#VALUE!"},{"$error":"#VALUE!"},{"$error":"#VALUE!"},{"$error":"#VALUE!"},{"$error":"#VALUE!"},{"$error":"#VALUE!"},{"$error":"#VALUE!"},{"$error":"#VALUE!"},{"$error":"#VALUE!"},{"$error":"#VALUE!"},{"$error":"#VALUE!"},{"$error":"#VALUE!"},{"$error":"#VALUE!"},{"$error":"#VALUE!"},{"$error":"#VALUE!"},{"$error":"#VALUE!"},{"$error":"#VALUE!"},{"$error":"#VALUE!"},{"$error":"#VALUE!"},{"$f":"BV662-BV664","v":{"$error":"#VALUE!"}},{"$error":"#VALUE!"},{"$error":"#VALUE!"},{"$error":"#VALUE!"},{"$error":"#VALUE!"},{"$error":"#VALUE!"},{"$error":"#VALUE!"},{"$error":"#VALUE!"},{"$error":"#VALUE!"},{"$error":"#VALUE!"},{"$error":"#VALUE!"},{"$error":"#VALUE!"},{"$error":"#VALUE!"},{"$error":"#VALUE!"},{"$error":"#VALUE!"},{"$error":"#VALUE!"},{"$error":"#VALUE!"},{"$error":"#VALUE!"},{"$error":"#VALUE!"},{"$error":"#VALUE!"},{"$error":"#VALUE!"},{"$error":"#VALUE!"},{"$error":"#VALUE!"},{"$error":"#VALUE!"},{"$error":"#VALUE!"},{"$error":"#VALUE!"},{"$error":"#VALUE!"},{"$error":"#VALUE!"},{"$error":"#VALUE!"},{"$error":"#VALUE!"},{"$error":"#VALUE!"},{"$f":"SUM(I665:CZ665)","v":{"$error":"#VALUE!"}}]
[{"$f":"CONCATENATE(H548,C666)","v":"CSO 00414f."},null,"14f.","Combined sewage diverted to WWTP (MG). Subtract Line 14b from Line 13d at hourly increments.",null,null,"14f.",null,{"$f":"I660-I662","v":{"$error":"#VALUE!"}},{"$f":"J660-J662","v":{"$error":"#VALUE!"}},{"$error":"#VALUE!"},{"$error":"#VALUE!"},{"$error":"#VALUE!"},{"$error":"#VALUE!"},{"$error":"#VALUE!"},{"$error":"#VALUE!"},{"$error":"#VALUE!"},{"$error":"#VALUE!"},{"$error":"#VALUE!"},{"$error":"#VALUE!"},{"$error":"#VALUE!"},{"$error":"#VALUE!"},{"$error":"#VALUE!"},{"$error":"#VALUE!"},{"$error":"#VALUE!"},{"$error":"#VALUE!"},{"$error":"#VALUE!"},{"$error":"#VALUE!"},{"$error":"#VALUE!"},{"$error":"#VALUE!"},{"$error":"#VALUE!"},{"$error":"#VALUE!"},{"$error":"#VALUE!"},{"$error":"#VALUE!"},{"$error":"#VALUE!"},{"$error":"#VALUE!"},{"$error":"#VALUE!"},{"$error":"#VALUE!"},{"$error":"#VALUE!"},{"$error":"#VALUE!"},{"$error":"#VALUE!"},{"$error":"#VALUE!"},{"$error":"#VALUE!"},{"$error":"#VALUE!"},{"$error":"#VALUE!"},{"$error":"#VALUE!"},{"$error":"#VALUE!"},{"$error":"#VALUE!"},{"$error":"#VALUE!"},{"$error":"#VALUE!"},{"$error":"#VALUE!"},{"$error":"#VALUE!"},{"$error":"#VALUE!"},{"$error":"#VALUE!"},{"$error":"#VALUE!"},{"$error":"#VALUE!"},{"$error":"#VALUE!"},{"$error":"#VALUE!"},{"$error":"#VALUE!"},{"$error":"#VALUE!"},{"$error":"#VALUE!"},{"$error":"#VALUE!"},{"$error":"#VALUE!"},{"$error":"#VALUE!"},{"$error":"#VALUE!"},{"$error":"#VALUE!"},{"$error":"#VALUE!"},{"$error":"#VALUE!"},{"$error":"#VALUE!"},{"$error":"#VALUE!"},{"$error":"#VALUE!"},{"$error":"#VALUE!"},{"$error":"#VALUE!"},{"$f":"BV660-BV662","v":{"$error":"#VALUE!"}},{"$error":"#VALUE!"},{"$error":"#VALUE!"},{"$error":"#VALUE!"},{"$error":"#VALUE!"},{"$error":"#VALUE!"},{"$error":"#VALUE!"},{"$error":"#VALUE!"},{"$error":"#VALUE!"},{"$error":"#VALUE!"},{"$error":"#VALUE!"},{"$error":"#VALUE!"},{"$error":"#VALUE!"},{"$error":"#VALUE!"},{"$error":"#VALUE!"},{"$error":"#VALUE!"},{"$error":"#VALUE!"},{"$error":"#VALUE!"},{"$error":"#VALUE!"},{"$error":"#VALUE!"},{"$error":"#VALUE!"},{"$error":"#VALUE!"},{"$error":"#VALUE!"},{"$error":"#VALUE!"},{"$error":"#VALUE!"},{"$error":"#VALUE!"},{"$error":"#VALUE!"},{"$error":"#VALUE!"},{"$error":"#VALUE!"},{"$error":"#VALUE!"},{"$error":"#VALUE!"},{"$f":"SUM(I666:CZ666)","v":{"$error":"#VALUE!"}}]
[]
[]
[{"$nulls":7},{"$f":"A7","v":"CSO 005"}]
[{"$nulls":6},"Area (acres):",{"$f":"HLOOKUP(H669,'2 - CSO INPUT'!$E$9:$AS$19,6,FALSE)","v":0},null,{"$f":"43560*7.48/(12*1000000)","v":0.027152400000000004},"MG",{"$f":"\"=\"","v":"="},1,"in-ac/hr"]
[{"$nulls":6},"ISA:",{"$f":"HLOOKUP(H669,'2 - CSO INPUT'!$E$9:$AS$19,7,FALSE)","v":{"v":0,"d":"0%"}}]
[{"$nulls":6},"TOC (hr);",{"$f":"HLOOKUP(H669,'3 - Tc & RAINFALL'!$E$9:$AS$17,6,FALSE)","v":""}]
[{"$nulls":6},"Initial Abstraction (in):",{"$f":"HLOOKUP(H669,'3 - Tc & RAINFALL'!$E$9:$AS$17,9,FALSE)","v":{"v":0.1,"d":"0.10"}}]
[{"$nulls":4},"hour","P (in)","P_cum (in)","P_mod (in)",1,1.25,{"v":1.5,"d":"1.50"},1.75,{"v":2,"d":"2.00"},2.25,{"v":2.5,"d":"2.50"},2.75,{"v":3,"d":"3.00"},3.25,{"v":3.5,"d":"3.50"},3.75,{"v":4,"d":"4.00"},4.25,{"v":4.5,"d":"4.50"},4.75,{"v":5,"d":"5.00"},5.25,{"v":5.5,"d":"5.50"},5.75,{"v":6,"d":"6.00"},6.25,{"v":6.5,"d":"6.50"},6.75,{"v":7,"d":"7.00"},7.25,{"v":7.5,"d":"7.50"},7.75,{"v":8,"d":"8.00"},8.25,{"v":8.5,"d":"8.50"},8.75,{"v":9,"d":"9.00"},9.25,{"v":9.5,"d":"9.50"},9.75,{"v":10,"d":"10.00"},10.25,{"v":10.5,"d":"10.50"},10.75,{"v":11,"d":"11.00"},11.25,{"v":11.5,"d":"11.50"},11.75,{"v":12,"d":"12.00"},12.25,{"v":12.5,"d":"12.50"},12.75,{"v":13,"d":"13.00"},13.25,{"v":13.5,"d":"13.50"},13.75,{"v":14,"d":"14.00"},14.25,{"v":14.5,"d":"14.50"},14.75,{"v":15,"d":"15.00"},15.25,{"v":15.5,"d":"15.50"},15.75,{"v":16,"d":"16.00"},16.25,{"v":16.5,"d":"16.50"},16.75,{"v":17,"d":"17.00"},17.25,{"v":17.5,"d":"17.50"},17.75,{"v":18,"d":"18.00"},18.25,{"v":18.5,"d":"18.50"},18.75,{"v":19,"d":"19.00"},19.25,{"v":19.5,"d":"19.50"},19.75,{"v":20,"d":"20.00"},20.25,{"v":20.5,"d":"20.50"},20.75,{"v":21,"d":"21.00"},21.25,{"v":21.5,"d":"21.50"},21.75,{"v":22,"d":"22.00"},22.25,{"v":22.5,"d":"22.50"},22.75,{"v":23,"d":"23.00"},23.25,{"v":23.5,"d":"23.50"},23.75,{"v":24,"d":"24.00"},24.25,{"v":24.5,"d":"24.50"},24.75]
[{"$nulls":4},1,{"$f":"$DF$3","v":{"v":0,"d":"0.000"}},{"$f":"IF(SUM(F675:F675)-H673<=0,0,SUM(F675:F675)-H673)","v":{"v":0,"d":"0.00"}},{"$f":"G675-0","v":{"v":0,"d":"0.000"}},{"$f":"IF(H672<=I674-E675,0,H675*H670*H671*J670/(H672*4))","v":{"$error":"#VALUE!"}},{"$f":"IF(H672<=J674-E675,0,H675*H670*H671*J670/(H672*4))","v":{"$error":"#VALUE!"}},{"$f":"IF(H672<=K674-E675,0,H675*H670*H671*J670/(H672*4))","v":{"$error":"#VALUE!"}},{"$f":"IF(H672<=L674-E675,0,H675*H670*H671*J670/(H672*4))","v":{"$error":"#VALUE!"}},{"$f":"IF(H672<=M674-E675,0,H675*H670*H671*J670/(H672*4))","v":{"$error":"#VALUE!"}},{"$f":"IF(H672<=N674-E675,0,H675*H670*H671*J670/(H672*4))","v":{"$error":"#VALUE!"}},{"$f":"IF(H672<=O674-E675,0,H675*H670*H671*J670/(H672*4))","v":{"$error":"#VALUE!"}},{"$f":"IF(H672<=P674-E675,0,H675*H670*H671*J670/(H672*4))","v":{"$error":"#VALUE!"}},{"$f":"IF(H672<=Q674-E675,0,H675*H670*H671*J670/(H672*4))","v":{"$error":"#VALUE!"}},{"$f":"IF(H672<=R674-E675,0,H675*H670*H671*J670/(H672*4))","v":{"$error":"#VALUE!"}},{"$f":"IF(H672<=S674-E675,0,H675*H670*H671*J670/(H672*4))","v":{"$error":"#VALUE!"}},{"$f":"IF(H672<=T674-E675,0,H675*H670*H671*J670/(H672*4))","v":{"$error":"#VALUE!"}},{"$f":"IF(H672<=U674-E675,0,H675*H670*H671*J670/(H672*4))","v":{"$error":"#VALUE!"}}]
[{"$nulls":4},1.25,{"$f":"$DF$4","v":{"v":0,"d":"0.000"}},{"$f":"IF(SUM(F675:F676)-H673<=0,0,SUM(F675:F676)-H673)","v":{"v":0,"d":"0.00"}},{"$f":"G676-G675","v":{"v":0,"d":"0.000"}},null,{"$f":"IF(H672<=J674-E676,0,H676*H670*H671*J670/(H672*4))","v":{"$error":"#VALUE!"}},{"$f":"IF(H672<=K674-E676,0,H676*H670*H671*J670/(H672*4))","v":{"$error":"#VALUE!"}},{"$f":"IF(H672<=L674-E676,0,H676*H670*H671*J670/(H672*4))","v":{"$error":"#VALUE!"}},{"$f":"IF(H672<=M674-E676,0,H676*H670*H671*J670/(H672*4))","v":{"$error":"#VALUE!"}},{"$f":"IF(H672<=N674-E676,0,H676*H670*H671*J670/(H672*4))","v":{"$error":"#VALUE!"}},{"$f":"IF(H672<=O674-E676,0,H676*H670*H671*J670/(H672*4))","v":{"$error":"#VALUE!"}},{"$f":"IF(H672<=P674-E676,0,H676*H670*H671*J670/(H672*4))","v":{"$error":"#VALUE!"}},{"$f":"IF(H672<=Q674-E676,0,H676*H670*H671*J670/(H672*4))","v":{"$error":"#VALUE!"}},{"$f":"IF(H672<=R674-E676,0,H676*H670*H671*J670/(H672*4))","v":{"$error":"#VALUE!"}},{"$f":"IF(H672<=S674-E676,0,H676*H670*H671*J670/(H672*4))","v":{"$error":"#VALUE!"}},{"$f":"IF(H672<=T674-E676,0,H676*H670*H671*J670/(H672*4))","v":{"$error":"#VALUE!"}},{"$f":"IF(H672<=U674-E676,0,H676*H670*H671*J670/(H672*4))","v":{"$error":"#VALUE!"}},{"$f":"IF(H672<=V674-E676,0,H676*H670*H671*J670/(H672*4))","v":{"$error":"#VALUE!"}}]
[{"$nulls":4},{"v":1.5,"d":"1.50"},{"$f":"$DF$5","v":{"v":0,"d":"0.000"}},{"$f":"IF(SUM(F675:F677)-H673<=0,0,SUM(F675:F677)-H673)","v":{"v":0,"d":"0.00"}},{"v":0,"d":"0.000"},null,null,{"$f":"IF(H672<=K674-E677,0,H677*H670*H671*J670/(H672*4))","v":{"$error":"#VALUE!"}},{"$f":"IF(H672<=L674-E677,0,H677*H670*H671*J670/(H672*4))","v":{"$error":"#VALUE!"}},{"$f":"IF(H672<=M674-E677,0,H677*H670*H671*J670/(H672*4))","v":{"$error":"#VALUE!"}},{"$f":"IF(H672<=N674-E677,0,H677*H670*H671*J670/(H672*4))","v":{"$error":"#VALUE!"}},{"$f":"IF(H672<=O674-E677,0,H677*H670*H671*J670/(H672*4))","v":{"$error":"#VALUE!"}},{"$f":"IF(H672<=P674-E677,0,H677*H670*H671*J670/(H672*4))","v":{"$error":"#VALUE!"}},{"$f":"IF(H672<=Q674-E677,0,H677*H670*H671*J670/(H672*4))","v":{"$error":"#VALUE!"}},{"$f":"IF(H672<=R674-E677,0,H677*H670*H671*J670/(H672*4))","v":{"$error":"#VALUE!"}},{"$f":"IF(H672<=S674-E677,0,H677*H670*H671*J670/(H672*4))","v":{"$error":"#VALUE!"}},{"$f":"IF(H672<=T674-E677,0,H677*H670*H671*J670/(H672*4))","v":{"$error":"#VALUE!"}},{"$f":"IF(H672<=U674-E677,0,H677*H670*H671*J670/(H672*4))","v":{"$error":"#VALUE!"}},{"$f":"IF(H672<=V674-E677,0,H677*H670*H671*J670/(H672*4))","v":{"$error":"#VALUE!"}},{"$f":"IF(H672<=W674-E677,0,H677*H670*H671*J670/(H672*4))","v":{"$error":"#VALUE!"}}]
[{"$nulls":4},1.75,{"$f":"$DF$6","v":{"v":0,"d":"0.000"}},{"$f":"IF(SUM(F675:F678)-H673<=0,0,SUM(F675:F678)-H673)","v":{"v":0,"d":"0.00"}},{"v":0,"d":"0.000"},{"$nulls":3},{"$f":"IF(H672<=L674-E678,0,H678*H670*H671*J670/(H672*4))","v":{"$error":"#VALUE!"}},{"$f":"IF(H672<=M674-E678,0,H678*H670*H671*J670/(H672*4))","v":{"$error":"#VALUE!"}},{"$f":"IF(H672<=N674-E678,0,H678*H670*H671*J670/(H672*4))","v":{"$error":"#VALUE!"}},{"$f":"IF(H672<=O674-E678,0,H678*H670*H671*J670/(H672*4))","v":{"$error":"#VALUE!"}},{"$f":"IF(H672<=P674-E678,0,H678*H670*H671*J670/(H672*4))","v":{"$error":"#VALUE!"}},{"$f":"IF(H672<=Q674-E678,0,H678*H670*H671*J670/(H672*4))","v":{"$error":"#VALUE!"}},{"$f":"IF(H672<=R674-E678,0,H678*H670*H671*J670/(H672*4))","v":{"$error":"#VALUE!"}},{"$f":"IF(H672<=S674-E678,0,H678*H670*H671*J670/(H672*4))","v":{"$error":"#VALUE!"}},{"$f":"IF(H672<=T674-E678,0,H678*H670*H671*J670/(H672*4))","v":{"$error":"#VALUE!"}},{"$f":"IF(H672<=U674-E678,0,H678*H670*H671*J670/(H672*4))","v":{"$error":"#VALUE!"}},{"$f":"IF(H672<=V674-E678,0,H678*H670*H671*J670/(H672*4))","v":{"$error":"#VALUE!"}},{"$f":"IF(H672<=W674-E678,0,H678*H670*H671*J670/(H672*4))","v":{"$error":"#VALUE!"}},{"$f":"IF(H672<=X674-E678,0,H678*H670*H671*J670/(H672*4))","v":{"$error":"#VALUE!"}}]
[{"$nulls":4},{"v":2,"d":"2.00"},{"$f":"$DF$7","v":{"v":0,"d":"0.000"}},{"$f":"IF(SUM(F675:F679)-H673<=0,0,SUM(F675:F679)-H673)","v":{"v":0,"d":"0.00"}},{"v":0,"d":"0.000"},{"$nulls":4},{"$f":"IF(H672<=M674-E679,0,H679*H670*H671*J670/(H672*4))","v":{"$error":"#VALUE!"}},{"$f":"IF(H672<=N674-E679,0,H679*H670*H671*J670/(H672*4))","v":{"$error":"#VALUE!"}},{"$f":"IF(H672<=O674-E679,0,H679*H670*H671*J670/(H672*4))","v":{"$error":"#VALUE!"}},{"$f":"IF(H672<=P674-E679,0,H679*H670*H671*J670/(H672*4))","v":{"$error":"#VALUE!"}},{"$f":"IF(H672<=Q674-E679,0,H679*H670*H671*J670/(H672*4))","v":{"$error":"#VALUE!"}},{"$f":"IF(H672<=R674-E679,0,H679*H670*H671*J670/(H672*4))","v":{"$error":"#VALUE!"}},{"$f":"IF(H672<=S674-E679,0,H679*H670*H671*J670/(H672*4))","v":{"$error":"#VALUE!"}},{"$f":"IF(H672<=T674-E679,0,H679*H670*H671*J670/(H672*4))","v":{"$error":"#VALUE!"}},{"$f":"IF(H672<=U674-E679,0,H679*H670*H671*J670/(H672*4))","v":{"$error":"#VALUE!"}},{"$f":"IF(H672<=V674-E679,0,H679*H670*H671*J670/(H672*4))","v":{"$error":"#VALUE!"}},{"$f":"IF(H672<=W674-E679,0,H679*H670*H671*J670/(H672*4))","v":{"$error":"#VALUE!"}},{"$f":"IF(H672<=X674-E679,0,H679*H670*H671*J670/(H672*4))","v":{"$error":"#VALUE!"}},{"$f":"IF(H672<=Y674-E679,0,H679*H670*H671*J670/(H672*4))","v":{"$error":"#VALUE!"}}]
[{"$nulls":4},2.25,{"$f":"$DF$8","v":{"v":0,"d":"0.000"}},{"$f":"IF(SUM(F675:F680)-H673<=0,0,SUM(F675:F680)-H673)","v":{"v":0,"d":"0.00"}},{"v":0,"d":"0.000"},{"$nulls":5},{"$f":"IF(H672<=N674-E680,0,H680*H670*H671*J670/(H672*4))","v":{"$error":"#VALUE!"}},{"$f":"IF(H672<=O674-E680,0,H680*H670*H671*J670/(H672*4))","v":{"$error":"#VALUE!"}},{"$f":"IF(H672<=P674-E680,0,H680*H670*H671*J670/(H672*4))","v":{"$error":"#VALUE!"}},{"$f":"IF(H672<=Q674-E680,0,H680*H670*H671*J670/(H672*4))","v":{"$error":"#VALUE!"}},{"$f":"IF(H672<=R674-E680,0,H680*H670*H671*J670/(H672*4))","v":{"$error":"#VALUE!"}},{"$f":"IF(H672<=S674-E680,0,H680*H670*H671*J670/(H672*4))","v":{"$error":"#VALUE!"}},{"$f":"IF(H672<=T674-E680,0,H680*H670*H671*J670/(H672*4))","v":{"$error":"#VALUE!"}},{"$f":"IF(H672<=U674-E680,0,H680*H670*H671*J670/(H672*4))","v":{"$error":"#VALUE!"}},{"$f":"IF(H672<=V674-E680,0,H680*H670*H671*J670/(H672*4))","v":{"$error":"#VALUE!"}},{"$f":"IF(H672<=W674-E680,0,H680*H670*H671*J670/(H672*4))","v":{"$error":"#VALUE!"}},{"$f":"IF(H672<=X674-E680,0,H680*H670*H671*J670/(H672*4))","v":{"$error":"#VALUE!"}},{"$f":"IF(H672<=Y674-E680,0,H680*H670*H671*J670/(H672*4))","v":{"$error":"#VALUE!"}},{"$f":"IF(H672<=Z674-E680,0,H680*H670*H671*J670/(H672*4))","v":{"$error":"#VALUE!"}}]
[{"$nulls":4},{"v":2.5,"d":"2.50"},{"$f":"$DF$9","v":{"v":0,"d":"0.000"}},{"$f":"IF(SUM(F675:F681)-H673<=0,0,SUM(F675:F681)-H673)","v":{"v":0,"d":"0.00"}},{"v":0,"d":"0.000"},{"$nulls":6},{"$f":"IF(H672<=O674-E681,0,H681*H670*H671*J670/(H672*4))","v":{"$error":"#VALUE!"}},{"$f":"IF(H672<=P674-E681,0,H681*H670*H671*J670/(H672*4))","v":{"$error":"#VALUE!"}},{"$f":"IF(H672<=Q674-E681,0,H681*H670*H671*J670/(H672*4))","v":{"$error":"#VALUE!"}},{"$f":"IF(H672<=R674-E681,0,H681*H670*H671*J670/(H672*4))","v":{"$error":"#VALUE!"}},{"$f":"IF(H672<=S674-E681,0,H681*H670*H671*J670/(H672*4))","v":{"$error":"#VALUE!"}},{"$f":"IF(H672<=T674-E681,0,H681*H670*H671*J670/(H672*4))","v":{"$error":"#VALUE!"}},{"$f":"IF(H672<=U674-E681,0,H681*H670*H671*J670/(H672*4))","v":{"$error":"#VALUE!"}},{"$f":"IF(H672<=V674-E681,0,H681*H670*H671*J670/(H672*4))","v":{"$error":"#VALUE!"}},{"$f":"IF(H672<=W674-E681,0,H681*H670*H671*J670/(H672*4))","v":{"$error":"#VALUE!"}},{"$f":"IF(H672<=X674-E681,0,H681*H670*H671*J670/(H672*4))","v":{"$error":"#VALUE!"}},{"$f":"IF(H672<=Y674-E681,0,H681*H670*H671*J670/(H672*4))","v":{"$error":"#VALUE!"}},{"$f":"IF(H672<=Z674-E681,0,H681*H670*H671*J670/(H672*4))","v":{"$error":"#VALUE!"}},{"$f":"IF(H672<=AA674-E681,0,H681*H670*H671*J670/(H672*4))","v":{"$error":"#VALUE!"}}]
[{"$nulls":4},2.75,{"$f":"$DF$10","v":{"v":0,"d":"0.000"}},{"$f":"IF(SUM(F675:F682)-H673<=0,0,SUM(F675:F682)-H673)","v":{"v":0,"d":"0.00"}},{"v":0,"d":"0.000"},{"$nulls":7},{"$f":"IF(H672<=P674-E682,0,H682*H670*H671*J670/(H672*4))","v":{"$error":"#VALUE!"}},{"$f":"IF(H672<=Q674-E682,0,H682*H670*H671*J670/(H672*4))","v":{"$error":"#VALUE!"}},{"$f":"IF(H672<=R674-E682,0,H682*H670*H671*J670/(H672*4))","v":{"$error":"#VALUE!"}},{"$f":"IF(H672<=S674-E682,0,H682*H670*H671*J670/(H672*4))","v":{"$error":"#VALUE!"}},{"$f":"IF(H672<=T674-E682,0,H682*H670*H671*J670/(H672*4))","v":{"$error":"#VALUE!"}},{"$f":"IF(H672<=U674-E682,0,H682*H670*H671*J670/(H672*4))","v":{"$error":"#VALUE!"}},{"$f":"IF(H672<=V674-E682,0,H682*H670*H671*J670/(H672*4))","v":{"$error":"#VALUE!"}},{"$f":"IF(H672<=W674-E682,0,H682*H670*H671*J670/(H672*4))","v":{"$error":"#VALUE!"}},{"$f":"IF(H672<=X674-E682,0,H682*H670*H671*J670/(H672*4))","v":{"$error":"#VALUE!"}},{"$f":"IF(H672<=Y674-E682,0,H682*H670*H671*J670/(H672*4))","v":{"$error":"#VALUE!"}},{"$f":"IF(H672<=Z674-E682,0,H682*H670*H671*J670/(H672*4))","v":{"$error":"#VALUE!"}},{"$f":"IF(H672<=AA674-E682,0,H682*H670*H671*J670/(H672*4))","v":{"$error":"#VALUE!"}},{"$f":"IF(H672<=AB674-E682,0,H682*H670*H671*J670/(H672*4))","v":{"$error":"#VALUE!"}}]
[{"$nulls":4},{"v":3,"d":"3.00"},{"$f":"$DF$11","v":{"v":0,"d":"0.000"}},{"$f":"IF(SUM(F675:F683)-H673<=0,0,SUM(F675:F683)-H673)","v":{"v":0,"d":"0.00"}},{"v":0,"d":"0.000"},{"$nulls":8},{"$f":"IF(H672<=Q674-E683,0,H683*H670*H671*J670/(H672*4))","v":{"$error":"#VALUE!"}},{"$f":"IF(H672<=R674-E683,0,H683*H670*H671*J670/(H672*4))","v":{"$error":"#VALUE!"}},{"$f":"IF(H672<=S674-E683,0,H683*H670*H671*J670/(H672*4))","v":{"$error":"#VALUE!"}},{"$f":"IF(H672<=T674-E683,0,H683*H670*H671*J670/(H672*4))","v":{"$error":"#VALUE!"}},{"$f":"IF(H672<=U674-E683,0,H683*H670*H671*J670/(H672*4))","v":{"$error":"#VALUE!"}},{"$f":"IF(H672<=V674-E683,0,H683*H670*H671*J670/(H672*4))","v":{"$error":"#VALUE!"}},{"$f":"IF(H672<=W674-E683,0,H683*H670*H671*J670/(H672*4))","v":{"$error":"#VALUE!"}},{"$f":"IF(H672<=X674-E683,0,H683*H670*H671*J670/(H672*4))","v":{"$error":"#VALUE!"}},{"$f":"IF(H672<=Y674-E683,0,H683*H670*H671*J670/(H672*4))","v":{"$error":"#VALUE!"}},{"$f":"IF(H672<=Z674-E683,0,H683*H670*H671*J670/(H672*4))","v":{"$error":"#VALUE!"}},{"$f":"IF(H672<=AA674-E683,0,H683*H670*H671*J670/(H672*4))","v":{"$error":"#VALUE!"}},{"$f":"IF(H672<=AB674-E683,0,H683*H670*H671*J670/(H672*4))","v":{"$error":"#VALUE!"}},{"$f":"IF(H672<=AC674-E683,0,H683*H670*H671*J670/(H672*4))","v":{"$error":"#VALUE!"}}]
[{"$nulls":4},3.25,{"$f":"$DF$12","v":{"v":0,"d":"0.000"}},{"$f":"IF(SUM(F675:F684)-H673<=0,0,SUM(F675:F684)-H673)","v":{"v":0,"d":"0.00"}},{"v":0,"d":"0.000"},{"$nulls":9},{"$f":"IF(H672<=R674-E684,0,H684*H670*H671*J670/(H672*4))","v":{"$error":"#VALUE!"}},{"$f":"IF(H672<=S674-E684,0,H684*H670*H671*J670/(H672*4))","v":{"$error":"#VALUE!"}},{"$f":"IF(H672<=T674-E684,0,H684*H670*H671*J670/(H672*4))","v":{"$error":"#VALUE!"}},{"$f":"IF(H672<=U674-E684,0,H684*H670*H671*J670/(H672*4))","v":{"$error":"#VALUE!"}},{"$f":"IF(H672<=V674-E684,0,H684*H670*H671*J670/(H672*4))","v":{"$error":"#VALUE!"}},{"$f":"IF(H672<=W674-E684,0,H684*H670*H671*J670/(H672*4))","v":{"$error":"#VALUE!"}},{"$f":"IF(H672<=X674-E684,0,H684*H670*H671*J670/(H672*4))","v":{"$error":"#VALUE!"}},{"$f":"IF(H672<=Y674-E684,0,H684*H670*H671*J670/(H672*4))","v":{"$error":"#VALUE!"}},{"$f":"IF(H672<=Z674-E684,0,H684*H670*H671*J670/(H672*4))","v":{"$error":"#VALUE!"}},{"$f":"IF(H672<=AA674-E684,0,H684*H670*H671*J670/(H672*4))","v":{"$error":"#VALUE!"}},{"$f":"IF(H672<=AB674-E684,0,H684*H670*H671*J670/(H672*4))","v":{"$error":"#VALUE!"}},{"$f":"IF(H672<=AC674-E684,0,H684*H670*H671*J670/(H672*4))","v":{"$error":"#VALUE!"}},{"$f":"IF(H672<=AD674-E684,0,H684*H670*H671*J670/(H672*4))","v":{"$error":"#VALUE!"}}]
[{"$nulls":4},{"v":3.5,"d":"3.50"},{"$f":"$DF$13","v":{"v":0,"d":"0.000"}},{"$f":"IF(SUM(F675:F685)-H673<=0,0,SUM(F675:F685)-H673)","v":{"v":0,"d":"0.00"}},{"v":0,"d":"0.000"},{"$nulls":10},{"$f":"IF(H672<=S674-E685,0,H685*H670*H671*J670/(H672*4))","v":{"$error":"#VALUE!"}},{"$f":"IF(H672<=T674-E685,0,H685*H670*H671*J670/(H672*4))","v":{"$error":"#VALUE!"}},{"$f":"IF(H672<=U674-E685,0,H685*H670*H671*J670/(H672*4))","v":{"$error":"#VALUE!"}},{"$f":"IF(H672<=V674-E685,0,H685*H670*H671*J670/(H672*4))","v":{"$error":"#VALUE!"}},{"$f":"IF(H672<=W674-E685,0,H685*H670*H671*J670/(H672*4))","v":{"$error":"#VALUE!"}},{"$f":"IF(H672<=X674-E685,0,H685*H670*H671*J670/(H672*4))","v":{"$error":"#VALUE!"}},{"$f":"IF(H672<=Y674-E685,0,H685*H670*H671*J670/(H672*4))","v":{"$error":"#VALUE!"}},{"$f":"IF(H672<=Z674-E685,0,H685*H670*H671*J670/(H672*4))","v":{"$error":"#VALUE!"}},{"$f":"IF(H672<=AA674-E685,0,H685*H670*H671*J670/(H672*4))","v":{"$error":"#VALUE!"}},{"$f":"IF(H672<=AB674-E685,0,H685*H670*H671*J670/(H672*4))","v":{"$error":"#VALUE!"}},{"$f":"IF(H672<=AC674-E685,0,H685*H670*H671*J670/(H672*4))","v":{"$error":"#VALUE!"}},{"$f":"IF(H672<=AD674-E685,0,H685*H670*H671*J670/(H672*4))","v":{"$error":"#VALUE!"}},{"$f":"IF(H672<=AE674-E685,0,H685*H670*H671*J670/(H672*4))","v":{"$error":"#VALUE!"}}]
[{"$nulls":4},3.75,{"$f":"$DF$14","v":{"v":0,"d":"0.000"}},{"$f":"IF(SUM(F675:F686)-H673<=0,0,SUM(F675:F686)-H673)","v":{"v":0,"d":"0.00"}},{"v":0,"d":"0.000"},{"$nulls":11},{"$f":"IF(H672<=T674-E686,0,H686*H670*H671*J670/(H672*4))","v":{"$error":"#VALUE!"}},{"$f":"IF(H672<=U674-E686,0,H686*H670*H671*J670/(H672*4))","v":{"$error":"#VALUE!"}},{"$f":"IF(H672<=V674-E686,0,H686*H670*H671*J670/(H672*4))","v":{"$error":"#VALUE!"}},{"$f":"IF(H672<=W674-E686,0,H686*H670*H671*J670/(H672*4))","v":{"$error":"#VALUE!"}},{"$f":"IF(H672<=X674-E686,0,H686*H670*H671*J670/(H672*4))","v":{"$error":"#VALUE!"}},{"$f":"IF(H672<=Y674-E686,0,H686*H670*H671*J670/(H672*4))","v":{"$error":"#VALUE!"}},{"$f":"IF(H672<=Z674-E686,0,H686*H670*H671*J670/(H672*4))","v":{"$error":"#VALUE!"}},{"$f":"IF(H672<=AA674-E686,0,H686*H670*H671*J670/(H672*4))","v":{"$error":"#VALUE!"}},{"$f":"IF(H672<=AB674-E686,0,H686*H670*H671*J670/(H672*4))","v":{"$error":"#VALUE!"}},{"$f":"IF(H672<=AC674-E686,0,H686*H670*H671*J670/(H672*4))","v":{"$error":"#VALUE!"}},{"$f":"IF(H672<=AD674-E686,0,H686*H670*H671*J670/(H672*4))","v":{"$error":"#VALUE!"}},{"$f":"IF(H672<=AE674-E686,0,H686*H670*H671*J670/(H672*4))","v":{"$error":"#VALUE!"}},{"$f":"IF(H672<=AF674-E686,0,H686*H670*H671*J670/(H672*4))","v":{"$error":"#VALUE!"}}]
[{"$nulls":4},{"v":4,"d":"4.00"},{"$f":"$DF$15","v":{"v":0,"d":"0.000"}},{"$f":"IF(SUM(F675:F687)-H673<=0,0,SUM(F675:F687)-H673)","v":{"v":0,"d":"0.00"}},{"v":0,"d":"0.000"},{"$nulls":12},{"$f":"IF(H672<=U674-E687,0,H687*H670*H671*J670/(H672*4))","v":{"$error":"#VALUE!"}},{"$f":"IF(H672<=V674-E687,0,H687*H670*H671*J670/(H672*4))","v":{"$error":"#VALUE!"}},{"$f":"IF(H672<=W674-E687,0,H687*H670*H671*J670/(H672*4))","v":{"$error":"#VALUE!"}},{"$f":"IF(H672<=X674-E687,0,H687*H670*H671*J670/(H672*4))","v":{"$error":"#VALUE!"}},{"$f":"IF(H672<=Y674-E687,0,H687*H670*H671*J670/(H672*4))","v":{"$error":"#VALUE!"}},{"$f":"IF(H672<=Z674-E687,0,H687*H670*H671*J670/(H672*4))","v":{"$error":"#VALUE!"}},{"$f":"IF(H672<=AA674-E687,0,H687*H670*H671*J670/(H672*4))","v":{"$error":"#VALUE!"}},{"$f":"IF(H672<=AB674-E687,0,H687*H670*H671*J670/(H672*4))","v":{"$error":"#VALUE!"}},{"$f":"IF(H672<=AC674-E687,0,H687*H670*H671*J670/(H672*4))","v":{"$error":"#VALUE!"}},{"$f":"IF(H672<=AD674-E687,0,H687*H670*H671*J670/(H672*4))","v":{"$error":"#VALUE!"}},{"$f":"IF(H672<=AE674-E687,0,H687*H670*H671*J670/(H672*4))","v":{"$error":"#VALUE!"}},{"$f":"IF(H672<=AF674-E687,0,H687*H670*H671*J670/(H672*4))","v":{"$error":"#VALUE!"}},{"$f":"IF(H672<=AG674-E687,0,H687*H670*H671*J670/(H672*4))","v":{"$error":"#VALUE!"}}]
[{"$nulls":4},4.25,{"$f":"$DF$16","v":{"v":0,"d":"0.000"}},{"$f":"IF(SUM(F675:F688)-H673<=0,0,SUM(F675:F688)-H673)","v":{"v":0,"d":"0.00"}},{"v":0,"d":"0.000"},{"$nulls":13},{"$f":"IF(H672<=V674-E688,0,H688*H670*H671*J670/(H672*4))","v":{"$error":"#VALUE!"}},{"$f":"IF(H672<=W674-E688,0,H688*H670*H671*J670/(H672*4))","v":{"$error":"#VALUE!"}},{"$f":"IF(H672<=X674-E688,0,H688*H670*H671*J670/(H672*4))","v":{"$error":"#VALUE!"}},{"$f":"IF(H672<=Y674-E688,0,H688*H670*H671*J670/(H672*4))","v":{"$error":"#VALUE!"}},{"$f":"IF(H672<=Z674-E688,0,H688*H670*H671*J670/(H672*4))","v":{"$error":"#VALUE!"}},{"$f":"IF(H672<=AA674-E688,0,H688*H670*H671*J670/(H672*4))","v":{"$error":"#VALUE!"}},{"$f":"IF(H672<=AB674-E688,0,H688*H670*H671*J670/(H672*4))","v":{"$error":"#VALUE!"}},{"$f":"IF(H672<=AC674-E688,0,H688*H670*H671*J670/(H672*4))","v":{"$error":"#VALUE!"}},{"$f":"IF(H672<=AD674-E688,0,H688*H670*H671*J670/(H672*4))","v":{"$error":"#VALUE!"}},{"$f":"IF(H672<=AE674-E688,0,H688*H670*H671*J670/(H672*4))","v":{"$error":"#VALUE!"}},{"$f":"IF(H672<=AF674-E688,0,H688*H670*H671*J670/(H672*4))","v":{"$error":"#VALUE!"}},{"$f":"IF(H672<=AG674-E688,0,H688*H670*H671*J670/(H672*4))","v":{"$error":"#VALUE!"}},{"$f":"IF(H672<=AH674-E688,0,H688*H670*H671*J670/(H672*4))","v":{"$error":"#VALUE!"}}]
[{"$nulls":4},{"v":4.5,"d":"4.50"},{"$f":"$DF$17","v":{"v":0,"d":"0.000"}},{"$f":"IF(SUM(F675:F689)-H673<=0,0,SUM(F675:F689)-H673)","v":{"v":0,"d":"0.00"}},{"v":0,"d":"0.000"},{"$nulls":14},{"$f":"IF(H672<=W674-E689,0,H689*H670*H671*J670/(H672*4))","v":{"$error":"#VALUE!"}},{"$f":"IF(H672<=X674-E689,0,H689*H670*H671*J670/(H672*4))","v":{"$error":"#VALUE!"}},{"$f":"IF(H672<=Y674-E689,0,H689*H670*H671*J670/(H672*4))","v":{"$error":"#VALUE!"}},{"$f":"IF(H672<=Z674-E689,0,H689*H670*H671*J670/(H672*4))","v":{"$error":"#VALUE!"}},{"$f":"IF(H672<=AA674-E689,0,H689*H670*H671*J670/(H672*4))","v":{"$error":"#VALUE!"}},{"$f":"IF(H672<=AB674-E689,0,H689*H670*H671*J670/(H672*4))","v":{"$error":"#VALUE!"}},{"$f":"IF(H672<=AC674-E689,0,H689*H670*H671*J670/(H672*4))","v":{"$error":"#VALUE!"}},{"$f":"IF(H672<=AD674-E689,0,H689*H670*H671*J670/(H672*4))","v":{"$error":"#VALUE!"}},{"$f":"IF(H672<=AE674-E689,0,H689*H670*H671*J670/(H672*4))","v":{"$error":"#VALUE!"}},{"$f":"IF(H672<=AF674-E689,0,H689*H670*H671*J670/(H672*4))","v":{"$error":"#VALUE!"}},{"$f":"IF(H672<=AG674-E689,0,H689*H670*H671*J670/(H672*4))","v":{"$error":"#VALUE!"}},{"$f":"IF(H672<=AH674-E689,0,H689*H670*H671*J670/(H672*4))","v":{"$error":"#VALUE!"}},{"$f":"IF(H672<=AI674-E689,0,H689*H670*H671*J670/(H672*4))","v":{"$error":"#VALUE!"}}]
[{"$nulls":4},4.75,{"$f":"$DF$18","v":{"v":0,"d":"0.000"}},{"$f":"IF(SUM(F675:F690)-H673<=0,0,SUM(F675:F690)-H673)","v":{"v":0,"d":"0.00"}},{"v":0,"d":"0.000"},{"$nulls":15},{"$f":"IF(H672<=X674-E690,0,H690*H670*H671*J670/(H672*4))","v":{"$error":"#VALUE!"}},{"$f":"IF(H672<=Y674-E690,0,H690*H670*H671*J670/(H672*4))","v":{"$error":"#VALUE!"}},{"$f":"IF(H672<=Z674-E690,0,H690*H670*H671*J670/(H672*4))","v":{"$error":"#VALUE!"}},{"$f":"IF(H672<=AA674-E690,0,H690*H670*H671*J670/(H672*4))","v":{"$error":"#VALUE!"}},{"$f":"IF(H672<=AB674-E690,0,H690*H670*H671*J670/(H672*4))","v":{"$error":"#VALUE!"}},{"$f":"IF(H672<=AC674-E690,0,H690*H670*H671*J670/(H672*4))","v":{"$error":"#VALUE!"}},{"$f":"IF(H672<=AD674-E690,0,H690*H670*H671*J670/(H672*4))","v":{"$error":"#VALUE!"}},{"$f":"IF(H672<=AE674-E690,0,H690*H670*H671*J670/(H672*4))","v":{"$error":"#VALUE!"}},{"$f":"IF(H672<=AF674-E690,0,H690*H670*H671*J670/(H672*4))","v":{"$error":"#VALUE!"}},{"$f":"IF(H672<=AG674-E690,0,H690*H670*H671*J670/(H672*4))","v":{"$error":"#VALUE!"}},{"$f":"IF(H672<=AH674-E690,0,H690*H670*H671*J670/(H672*4))","v":{"$error":"#VALUE!"}},{"$f":"IF(H672<=AI674-E690,0,H690*H670*H671*J670/(H672*4))","v":{"$error":"#VALUE!"}},{"$f":"IF(H672<=AJ674-E690,0,H690*H670*H671*J670/(H672*4))","v":{"$error":"#VALUE!"}}]
[{"$nulls":4},{"v":5,"d":"5.00"},{"$f":"$DF$19","v":{"v":0,"d":"0.000"}},{"$f":"IF(SUM(F675:F691)-H673<=0,0,SUM(F675:F691)-H673)","v":{"v":0,"d":"0.00"}},{"v":0,"d":"0.000"},{"$nulls":16},{"$f":"IF(H672<=Y674-E691,0,H691*H670*H671*J670/(H672*4))","v":{"$error":"#VALUE!"}},{"$f":"IF(H672<=Z674-E691,0,H691*H670*H671*J670/(H672*4))","v":{"$error":"#VALUE!"}},{"$f":"IF(H672<=AA674-E691,0,H691*H670*H671*J670/(H672*4))","v":{"$error":"#VALUE!"}},{"$f":"IF(H672<=AB674-E691,0,H691*H670*H671*J670/(H672*4))","v":{"$error":"#VALUE!"}},{"$f":"IF(H672<=AC674-E691,0,H691*H670*H671*J670/(H672*4))","v":{"$error":"#VALUE!"}},{"$f":"IF(H672<=AD674-E691,0,H691*H670*H671*J670/(H672*4))","v":{"$error":"#VALUE!"}},{"$f":"IF(H672<=AE674-E691,0,H691*H670*H671*J670/(H672*4))","v":{"$error":"#VALUE!"}},{"$f":"IF(H672<=AF674-E691,0,H691*H670*H671*J670/(H672*4))","v":{"$error":"#VALUE!"}},{"$f":"IF(H672<=AG674-E691,0,H691*H670*H671*J670/(H672*4))","v":{"$error":"#VALUE!"}},{"$f":"IF(H672<=AH674-E691,0,H691*H670*H671*J670/(H672*4))","v":{"$error":"#VALUE!"}},{"$f":"IF(H672<=AI674-E691,0,H691*H670*H671*J670/(H672*4))","v":{"$error":"#VALUE!"}},{"$f":"IF(H672<=AJ674-E691,0,H691*H670*H671*J670/(H672*4))","v":{"$error":"#VALUE!"}},{"$f":"IF(H672<=AK674-E691,0,H691*H670*H671*J670/(H672*4))","v":{"$error":"#VALUE!"}}]
[{"$nulls":4},5.25,{"$f":"$DF$20","v":{"v":0,"d":"0.000"}},{"$f":"IF(SUM(F675:F692)-H673<=0,0,SUM(F675:F692)-H673)","v":{"v":0,"d":"0.00"}},{"v":0,"d":"0.000"},{"$nulls":17},{"$f":"IF(H672<=Z674-E692,0,H692*H670*H671*J670/(H672*4))","v":{"$error":"#VALUE!"}},{"$f":"IF(H672<=AA674-E692,0,H692*H670*H671*J670/(H672*4))","v":{"$error":"#VALUE!"}},{"$f":"IF(H672<=AB674-E692,0,H692*H670*H671*J670/(H672*4))","v":{"$error":"#VALUE!"}},{"$f":"IF(H672<=AC674-E692,0,H692*H670*H671*J670/(H672*4))","v":{"$error":"#VALUE!"}},{"$f":"IF(H672<=AD674-E692,0,H692*H670*H671*J670/(H672*4))","v":{"$error":"#VALUE!"}},{"$f":"IF(H672<=AE674-E692,0,H692*H670*H671*J670/(H672*4))","v":{"$error":"#VALUE!"}},{"$f":"IF(H672<=AF674-E692,0,H692*H670*H671*J670/(H672*4))","v":{"$error":"#VALUE!"}},{"$f":"IF(H672<=AG674-E692,0,H692*H670*H671*J670/(H672*4))","v":{"$error":"#VALUE!"}},{"$f":"IF(H672<=AH674-E692,0,H692*H670*H671*J670/(H672*4))","v":{"$error":"#VALUE!"}},{"$f":"IF(H672<=AI674-E692,0,H692*H670*H671*J670/(H672*4))","v":{"$error":"#VALUE!"}},{"$f":"IF(H672<=AJ674-E692,0,H692*H670*H671*J670/(H672*4))","v":{"$error":"#VALUE!"}},{"$f":"IF(H672<=AK674-E692,0,H692*H670*H671*J670/(H672*4))","v":{"$error":"#VALUE!"}},{"$f":"IF(H672<=AL674-E692,0,H692*H670*H671*J670/(H672*4))","v":{"$error":"#VALUE!"}}]
[{"$nulls":4},{"v":5.5,"d":"5.50"},{"$f":"$DF$21","v":{"v":0,"d":"0.000"}},{"$f":"IF(SUM(F675:F693)-H673<=0,0,SUM(F675:F693)-H673)","v":{"v":0,"d":"0.00"}},{"v":0,"d":"0.000"},{"$nulls":18},{"$f":"IF(H672<=AA674-E693,0,H693*H670*H671*J670/(H672*4))","v":{"$error":"#VALUE!"}},{"$f":"IF(H672<=AB674-E693,0,H693*H670*H671*J670/(H672*4))","v":{"$error":"#VALUE!"}},{"$f":"IF(H672<=AC674-E693,0,H693*H670*H671*J670/(H672*4))","v":{"$error":"#VALUE!"}},{"$f":"IF(H672<=AD674-E693,0,H693*H670*H671*J670/(H672*4))","v":{"$error":"#VALUE!"}},{"$f":"IF(H672<=AE674-E693,0,H693*H670*H671*J670/(H672*4))","v":{"$error":"#VALUE!"}},{"$f":"IF(H672<=AF674-E693,0,H693*H670*H671*J670/(H672*4))","v":{"$error":"#VALUE!"}},{"$f":"IF(H672<=AG674-E693,0,H693*H670*H671*J670/(H672*4))","v":{"$error":"#VALUE!"}},{"$f":"IF(H672<=AH674-E693,0,H693*H670*H671*J670/(H672*4))","v":{"$error":"#VALUE!"}},{"$f":"IF(H672<=AI674-E693,0,H693*H670*H671*J670/(H672*4))","v":{"$error":"#VALUE!"}},{"$f":"IF(H672<=AJ674-E693,0,H693*H670*H671*J670/(H672*4))","v":{"$error":"#VALUE!"}},{"$f":"IF(H672<=AK674-E693,0,H693*H670*H671*J670/(H672*4))","v":{"$error":"#VALUE!"}},{"$f":"IF(H672<=AL674-E693,0,H693*H670*H671*J670/(H672*4))","v":{"$error":"#VALUE!"}},{"$f":"IF(H672<=AM674-E693,0,H693*H670*H671*J670/(H672*4))","v":{"$error":"#VALUE!"}}]
[{"$nulls":4},5.75,{"$f":"$DF$22","v":{"v":0,"d":"0.000"}},{"$f":"IF(SUM(F675:F694)-H673<=0,0,SUM(F675:F694)-H673)","v":{"v":0,"d":"0.00"}},{"v":0,"d":"0.000"},{"$nulls":19},{"$f":"IF(H672<=AB674-E694,0,H694*H670*H671*J670/(H672*4))","v":{"$error":"#VALUE!"}},{"$f":"IF(H672<=AC674-E694,0,H694*H670*H671*J670/(H672*4))","v":{"$error":"#VALUE!"}},{"$f":"IF(H672<=AD674-E694,0,H694*H670*H671*J670/(H672*4))","v":{"$error":"#VALUE!"}},{"$f":"IF(H672<=AE674-E694,0,H694*H670*H671*J670/(H672*4))","v":{"$error":"#VALUE!"}},{"$f":"IF(H672<=AF674-E694,0,H694*H670*H671*J670/(H672*4))","v":{"$error":"#VALUE!"}},{"$f":"IF(H672<=AG674-E694,0,H694*H670*H671*J670/(H672*4))","v":{"$error":"#VALUE!"}},{"$f":"IF(H672<=AH674-E694,0,H694*H670*H671*J670/(H672*4))","v":{"$error":"#VALUE!"}},{"$f":"IF(H672<=AI674-E694,0,H694*H670*H671*J670/(H672*4))","v":{"$error":"#VALUE!"}},{"$f":"IF(H672<=AJ674-E694,0,H694*H670*H671*J670/(H672*4))","v":{"$error":"#VALUE!"}},{"$f":"IF(H672<=AK674-E694,0,H694*H670*H671*J670/(H672*4))","v":{"$error":"#VALUE!"}},{"$f":"IF(H672<=AL674-E694,0,H694*H670*H671*J670/(H672*4))","v":{"$error":"#VALUE!"}},{"$f":"IF(H672<=AM674-E694,0,H694*H670*H671*J670/(H672*4))","v":{"$error":"#VALUE!"}},{"$f":"IF(H672<=AN674-E694,0,H694*H670*H671*J670/(H672*4))","v":{"$error":"#VALUE!"}}]
[{"$nulls":4},{"v":6,"d":"6.00"},{"$f":"$DF$23","v":{"v":0,"d":"0.000"}},{"$f":"IF(SUM(F675:F695)-H673<=0,0,SUM(F675:F695)-H673)","v":{"v":0,"d":"0.00"}},{"v":0,"d":"0.000"},{"$nulls":20},{"$f":"IF(H672<=AC674-E695,0,H695*H670*H671*J670/(H672*4))","v":{"$error":"#VALUE!"}},{"$f":"IF(H672<=AD674-E695,0,H695*H670*H671*J670/(H672*4))","v":{"$error":"#VALUE!"}},{"$f":"IF(H672<=AE674-E695,0,H695*H670*H671*J670/(H672*4))","v":{"$error":"#VALUE!"}},{"$f":"IF(H672<=AF674-E695,0,H695*H670*H671*J670/(H672*4))","v":{"$error":"#VALUE!"}},{"$f":"IF(H672<=AG674-E695,0,H695*H670*H671*J670/(H672*4))","v":{"$error":"#VALUE!"}},{"$f":"IF(H672<=AH674-E695,0,H695*H670*H671*J670/(H672*4))","v":{"$error":"#VALUE!"}},{"$f":"IF(H672<=AI674-E695,0,H695*H670*H671*J670/(H672*4))","v":{"$error":"#VALUE!"}},{"$f":"IF(H672<=AJ674-E695,0,H695*H670*H671*J670/(H672*4))","v":{"$error":"#VALUE!"}},{"$f":"IF(H672<=AK674-E695,0,H695*H670*H671*J670/(H672*4))","v":{"$error":"#VALUE!"}},{"$f":"IF(H672<=AL674-E695,0,H695*H670*H671*J670/(H672*4))","v":{"$error":"#VALUE!"}},{"$f":"IF(H672<=AM674-E695,0,H695*H670*H671*J670/(H672*4))","v":{"$error":"#VALUE!"}},{"$f":"IF(H672<=AN674-E695,0,H695*H670*H671*J670/(H672*4))","v":{"$error":"#VALUE!"}},{"$f":"IF(H672<=AO674-E695,0,H695*H670*H671*J670/(H672*4))","v":{"$error":"#VALUE!"}}]
[{"$nulls":4},6.25,{"$f":"$DF$24","v":{"v":0,"d":"0.000"}},{"$f":"IF(SUM(F675:F696)-H673<=0,0,SUM(F675:F696)-H673)","v":{"v":0,"d":"0.00"}},{"v":0,"d":"0.000"},{"$nulls":21},{"$f":"IF(H672<=AD674-E696,0,H696*H670*H671*J670/(H672*4))","v":{"$error":"#VALUE!"}},{"$f":"IF(H672<=AE674-E696,0,H696*H670*H671*J670/(H672*4))","v":{"$error":"#VALUE!"}},{"$f":"IF(H672<=AF674-E696,0,H696*H670*H671*J670/(H672*4))","v":{"$error":"#VALUE!"}},{"$f":"IF(H672<=AG674-E696,0,H696*H670*H671*J670/(H672*4))","v":{"$error":"#VALUE!"}},{"$f":"IF(H672<=AH674-E696,0,H696*H670*H671*J670/(H672*4))","v":{"$error":"#VALUE!"}},{"$f":"IF(H672<=AI674-E696,0,H696*H670*H671*J670/(H672*4))","v":{"$error":"#VALUE!"}},{"$f":"IF(H672<=AJ674-E696,0,H696*H670*H671*J670/(H672*4))","v":{"$error":"#VALUE!"}},{"$f":"IF(H672<=AK674-E696,0,H696*H670*H671*J670/(H672*4))","v":{"$error":"#VALUE!"}},{"$f":"IF(H672<=AL674-E696,0,H696*H670*H671*J670/(H672*4))","v":{"$error":"#VALUE!"}},{"$f":"IF(H672<=AM674-E696,0,H696*H670*H671*J670/(H672*4))","v":{"$error":"#VALUE!"}},{"$f":"IF(H672<=AN674-E696,0,H696*H670*H671*J670/(H672*4))","v":{"$error":"#VALUE!"}},{"$f":"IF(H672<=AO674-E696,0,H696*H670*H671*J670/(H672*4))","v":{"$error":"#VALUE!"}},{"$f":"IF(H672<=AP674-E696,0,H696*H670*H671*J670/(H672*4))","v":{"$error":"#VALUE!"}}]
[{"$nulls":4},{"v":6.5,"d":"6.50"},{"$f":"$DF$25","v":{"v":0,"d":"0.000"}},{"$f":"IF(SUM(F675:F697)-H673<=0,0,SUM(F675:F697)-H673)","v":{"v":0,"d":"0.00"}},{"v":0,"d":"0.000"},{"$nulls":22},{"$f":"IF(H672<=AE674-E697,0,H697*H670*H671*J670/(H672*4))","v":{"$error":"#VALUE!"}},{"$f":"IF(H672<=AF674-E697,0,H697*H670*H671*J670/(H672*4))","v":{"$error":"#VALUE!"}},{"$f":"IF(H672<=AG674-E697,0,H697*H670*H671*J670/(H672*4))","v":{"$error":"#VALUE!"}},{"$f":"IF(H672<=AH674-E697,0,H697*H670*H671*J670/(H672*4))","v":{"$error":"#VALUE!"}},{"$f":"IF(H672<=AI674-E697,0,H697*H670*H671*J670/(H672*4))","v":{"$error":"#VALUE!"}},{"$f":"IF(H672<=AJ674-E697,0,H697*H670*H671*J670/(H672*4))","v":{"$error":"#VALUE!"}},{"$f":"IF(H672<=AK674-E697,0,H697*H670*H671*J670/(H672*4))","v":{"$error":"#VALUE!"}},{"$f":"IF(H672<=AL674-E697,0,H697*H670*H671*J670/(H672*4))","v":{"$error":"#VALUE!"}},{"$f":"IF(H672<=AM674-E697,0,H697*H670*H671*J670/(H672*4))","v":{"$error":"#VALUE!"}},{"$f":"IF(H672<=AN674-E697,0,H697*H670*H671*J670/(H672*4))","v":{"$error":"#VALUE!"}},{"$f":"IF(H672<=AO674-E697,0,H697*H670*H671*J670/(H672*4))","v":{"$error":"#VALUE!"}},{"$f":"IF(H672<=AP674-E697,0,H697*H670*H671*J670/(H672*4))","v":{"$error":"#VALUE!"}},{"$f":"IF(H672<=AQ674-E697,0,H697*H670*H671*J670/(H672*4))","v":{"$error":"#VALUE!"}}]
[{"$nulls":4},6.75,{"$f":"$DF$26","v":{"v":0,"d":"0.000"}},{"$f":"IF(SUM(F675:F698)-H673<=0,0,SUM(F675:F698)-H673)","v":{"v":0,"d":"0.00"}},{"v":0,"d":"0.000"},{"$nulls":23},{"$f":"IF(H672<=AF674-E698,0,H698*H670*H671*J670/(H672*4))","v":{"$error":"#VALUE!"}},{"$f":"IF(H672<=AG674-E698,0,H698*H670*H671*J670/(H672*4))","v":{"$error":"#VALUE!"}},{"$f":"IF(H672<=AH674-E698,0,H698*H670*H671*J670/(H672*4))","v":{"$error":"#VALUE!"}},{"$f":"IF(H672<=AI674-E698,0,H698*H670*H671*J670/(H672*4))","v":{"$error":"#VALUE!"}},{"$f":"IF(H672<=AJ674-E698,0,H698*H670*H671*J670/(H672*4))","v":{"$error":"#VALUE!"}},{"$f":"IF(H672<=AK674-E698,0,H698*H670*H671*J670/(H672*4))","v":{"$error":"#VALUE!"}},{"$f":"IF(H672<=AL674-E698,0,H698*H670*H671*J670/(H672*4))","v":{"$error":"#VALUE!"}},{"$f":"IF(H672<=AM674-E698,0,H698*H670*H671*J670/(H672*4))","v":{"$error":"#VALUE!"}},{"$f":"IF(H672<=AN674-E698,0,H698*H670*H671*J670/(H672*4))","v":{"$error":"#VALUE!"}},{"$f":"IF(H672<=AO674-E698,0,H698*H670*H671*J670/(H672*4))","v":{"$error":"#VALUE!"}},{"$f":"IF(H672<=AP674-E698,0,H698*H670*H671*J670/(H672*4))","v":{"$error":"#VALUE!"}},{"$f":"IF(H672<=AQ674-E698,0,H698*H670*H671*J670/(H672*4))","v":{"$error":"#VALUE!"}},{"$f":"IF(H672<=AR674-E698,0,H698*H670*H671*J670/(H672*4))","v":{"$error":"#VALUE!"}}]
[{"$nulls":4},{"v":7,"d":"7.00"},{"$f":"$DF$27","v":{"v":0,"d":"0.000"}},{"$f":"IF(SUM(F675:F699)-H673<=0,0,SUM(F675:F699)-H673)","v":{"v":0,"d":"0.00"}},{"v":0,"d":"0.000"},{"$nulls":24},{"$f":"IF(H672<=AG674-E699,0,H699*H670*H671*J670/(H672*4))","v":{"$error":"#VALUE!"}},{"$f":"IF(H672<=AH674-E699,0,H699*H670*H671*J670/(H672*4))","v":{"$error":"#VALUE!"}},{"$f":"IF(H672<=AI674-E699,0,H699*H670*H671*J670/(H672*4))","v":{"$error":"#VALUE!"}},{"$f":"IF(H672<=AJ674-E699,0,H699*H670*H671*J670/(H672*4))","v":{"$error":"#VALUE!"}},{"$f":"IF(H672<=AK674-E699,0,H699*H670*H671*J670/(H672*4))","v":{"$error":"#VALUE!"}},{"$f":"IF(H672<=AL674-E699,0,H699*H670*H671*J670/(H672*4))","v":{"$error":"#VALUE!"}},{"$f":"IF(H672<=AM674-E699,0,H699*H670*H671*J670/(H672*4))","v":{"$error":"#VALUE!"}},{"$f":"IF(H672<=AN674-E699,0,H699*H670*H671*J670/(H672*4))","v":{"$error":"#VALUE!"}},{"$f":"IF(H672<=AO674-E699,0,H699*H670*H671*J670/(H672*4))","v":{"$error":"#VALUE!"}},{"$f":"IF(H672<=AP674-E699,0,H699*H670*H671*J670/(H672*4))","v":{"$error":"#VALUE!"}},{"$f":"IF(H672<=AQ674-E699,0,H699*H670*H671*J670/(H672*4))","v":{"$error":"#VALUE!"}},{"$f":"IF(H672<=AR674-E699,0,H699*H670*H671*J670/(H672*4))","v":{"$error":"#VALUE!"}},{"$f":"IF(H672<=AS674-E699,0,H699*H670*H671*J670/(H672*4))","v":{"$error":"#VALUE!"}}]
[{"$nulls":4},7.25,{"$f":"$DF$28","v":{"v":0,"d":"0.000"}},{"$f":"IF(SUM(F675:F700)-H673<=0,0,SUM(F675:F700)-H673)","v":{"v":0,"d":"0.00"}},{"v":0,"d":"0.000"},{"$nulls":25},{"$f":"IF(H672<=AH674-E700,0,H700*H670*H671*J670/(H672*4))","v":{"$error":"#VALUE!"}},{"$f":"IF(H672<=AI674-E700,0,H700*H670*H671*J670/(H672*4))","v":{"$error":"#VALUE!"}},{"$f":"IF(H672<=AJ674-E700,0,H700*H670*H671*J670/(H672*4))","v":{"$error":"#VALUE!"}},{"$f":"IF(H672<=AK674-E700,0,H700*H670*H671*J670/(H672*4))","v":{"$error":"#VALUE!"}},{"$f":"IF(H672<=AL674-E700,0,H700*H670*H671*J670/(H672*4))","v":{"$error":"#VALUE!"}},{"$f":"IF(H672<=AM674-E700,0,H700*H670*H671*J670/(H672*4))","v":{"$error":"#VALUE!"}},{"$f":"IF(H672<=AN674-E700,0,H700*H670*H671*J670/(H672*4))","v":{"$error":"#VALUE!"}},{"$f":"IF(H672<=AO674-E700,0,H700*H670*H671*J670/(H672*4))","v":{"$error":"#VALUE!"}},{"$f":"IF(H672<=AP674-E700,0,H700*H670*H671*J670/(H672*4))","v":{"$error":"#VALUE!"}},{"$f":"IF(H672<=AQ674-E700,0,H700*H670*H671*J670/(H672*4))","v":{"$error":"#VALUE!"}},{"$f":"IF(H672<=AR674-E700,0,H700*H670*H671*J670/(H672*4))","v":{"$error":"#VALUE!"}},{"$f":"IF(H672<=AS674-E700,0,H700*H670*H671*J670/(H672*4))","v":{"$error":"#VALUE!"}},{"$f":"IF(H672<=AT674-E700,0,H700*H670*H671*J670/(H672*4))","v":{"$error":"#VALUE!"}}]
[{"$nulls":4},{"v":7.5,"d":"7.50"},{"$f":"$DF$29","v":{"v":0,"d":"0.000"}},{"$f":"IF(SUM(F675:F701)-H673<=0,0,SUM(F675:F701)-H673)","v":{"v":0,"d":"0.00"}},{"v":0,"d":"0.000"},{"$nulls":26},{"$f":"IF(H672<=AI674-E701,0,H701*H670*H671*J670/(H672*4))","v":{"$error":"#VALUE!"}},{"$f":"IF(H672<=AJ674-E701,0,H701*H670*H671*J670/(H672*4))","v":{"$error":"#VALUE!"}},{"$f":"IF(H672<=AK674-E701,0,H701*H670*H671*J670/(H672*4))","v":{"$error":"#VALUE!"}},{"$f":"IF(H672<=AL674-E701,0,H701*H670*H671*J670/(H672*4))","v":{"$error":"#VALUE!"}},{"$f":"IF(H672<=AM674-E701,0,H701*H670*H671*J670/(H672*4))","v":{"$error":"#VALUE!"}},{"$f":"IF(H672<=AN674-E701,0,H701*H670*H671*J670/(H672*4))","v":{"$error":"#VALUE!"}},{"$f":"IF(H672<=AO674-E701,0,H701*H670*H671*J670/(H672*4))","v":{"$error":"#VALUE!"}},{"$f":"IF(H672<=AP674-E701,0,H701*H670*H671*J670/(H672*4))","v":{"$error":"#VALUE!"}},{"$f":"IF(H672<=AQ674-E701,0,H701*H670*H671*J670/(H672*4))","v":{"$error":"#VALUE!"}},{"$f":"IF(H672<=AR674-E701,0,H701*H670*H671*J670/(H672*4))","v":{"$error":"#VALUE!"}},{"$f":"IF(H672<=AS674-E701,0,H701*H670*H671*J670/(H672*4))","v":{"$error":"#VALUE!"}},{"$f":"IF(H672<=AT674-E701,0,H701*H670*H671*J670/(H672*4))","v":{"$error":"#VALUE!"}},{"$f":"IF(H672<=AU674-E701,0,H701*H670*H671*J670/(H672*4))","v":{"$error":"#VALUE!"}}]
[{"$nulls":4},7.75,{"$f":"$DF$30","v":{"v":0,"d":"0.000"}},{"$f":"IF(SUM(F675:F702)-H673<=0,0,SUM(F675:F702)-H673)","v":{"v":0,"d":"0.00"}},{"v":0,"d":"0.000"},{"$nulls":27},{"$f":"IF(H672<=AJ674-E702,0,H702*H670*H671*J670/(H672*4))","v":{"$error":"#VALUE!"}},{"$f":"IF(H672<=AK674-E702,0,H702*H670*H671*J670/(H672*4))","v":{"$error":"#VALUE!"}},{"$f":"IF(H672<=AL674-E702,0,H702*H670*H671*J670/(H672*4))","v":{"$error":"#VALUE!"}},{"$f":"IF(H672<=AM674-E702,0,H702*H670*H671*J670/(H672*4))","v":{"$error":"#VALUE!"}},{"$f":"IF(H672<=AN674-E702,0,H702*H670*H671*J670/(H672*4))","v":{"$error":"#VALUE!"}},{"$f":"IF(H672<=AO674-E702,0,H702*H670*H671*J670/(H672*4))","v":{"$error":"#VALUE!"}},{"$f":"IF(H672<=AP674-E702,0,H702*H670*H671*J670/(H672*4))","v":{"$error":"#VALUE!"}},{"$f":"IF(H672<=AQ674-E702,0,H702*H670*H671*J670/(H672*4))","v":{"$error":"#VALUE!"}},{"$f":"IF(H672<=AR674-E702,0,H702*H670*H671*J670/(H672*4))","v":{"$error":"#VALUE!"}},{"$f":"IF(H672<=AS674-E702,0,H702*H670*H671*J670/(H672*4))","v":{"$error":"#VALUE!"}},{"$f":"IF(H672<=AT674-E702,0,H702*H670*H671*J670/(H672*4))","v":{"$error":"#VALUE!"}},{"$f":"IF(H672<=AU674-E702,0,H702*H670*H671*J670/(H672*4))","v":{"$error":"#VALUE!"}},{"$f":"IF(H672<=AV674-E702,0,H702*H670*H671*J670/(H672*4))","v":{"$error":"#VALUE!"}}]
[{"$nulls":4},{"v":8,"d":"8.00"},{"$f":"$DF$31","v":{"v":0,"d":"0.000"}},{"$f":"IF(SUM(F675:F703)-H673<=0,0,SUM(F675:F703)-H673)","v":{"v":0,"d":"0.00"}},{"v":0,"d":"0.000"},{"$nulls":28},{"$f":"IF(H672<=AK674-E703,0,H703*H670*H671*J670/(H672*4))","v":{"$error":"#VALUE!"}},{"$f":"IF(H672<=AL674-E703,0,H703*H670*H671*J670/(H672*4))","v":{"$error":"#VALUE!"}},{"$f":"IF(H672<=AM674-E703,0,H703*H670*H671*J670/(H672*4))","v":{"$error":"#VALUE!"}},{"$f":"IF(H672<=AN674-E703,0,H703*H670*H671*J670/(H672*4))","v":{"$error":"#VALUE!"}},{"$f":"IF(H672<=AO674-E703,0,H703*H670*H671*J670/(H672*4))","v":{"$error":"#VALUE!"}},{"$f":"IF(H672<=AP674-E703,0,H703*H670*H671*J670/(H672*4))","v":{"$error":"#VALUE!"}},{"$f":"IF(H672<=AQ674-E703,0,H703*H670*H671*J670/(H672*4))","v":{"$error":"#VALUE!"}},{"$f":"IF(H672<=AR674-E703,0,H703*H670*H671*J670/(H672*4))","v":{"$error":"#VALUE!"}},{"$f":"IF(H672<=AS674-E703,0,H703*H670*H671*J670/(H672*4))","v":{"$error":"#VALUE!"}},{"$f":"IF(H672<=AT674-E703,0,H703*H670*H671*J670/(H672*4))","v":{"$error":"#VALUE!"}},{"$f":"IF(H672<=AU674-E703,0,H703*H670*H671*J670/(H672*4))","v":{"$error":"#VALUE!"}},{"$f":"IF(H672<=AV674-E703,0,H703*H670*H671*J670/(H672*4))","v":{"$error":"#VALUE!"}},{"$f":"IF(H672<=AW674-E703,0,H703*H670*H671*J670/(H672*4))","v":{"$error":"#VALUE!"}}]
[{"$nulls":4},8.25,{"$f":"$DF$32","v":{"v":0,"d":"0.000"}},{"$f":"IF(SUM(F675:F704)-H673<=0,0,SUM(F675:F704)-H673)","v":{"v":0,"d":"0.00"}},{"v":0,"d":"0.000"},{"$nulls":29},{"$f":"IF(H672<=AL674-E704,0,H704*H670*H671*J670/(H672*4))","v":{"$error":"#VALUE!"}},{"$f":"IF(H672<=AM674-E704,0,H704*H670*H671*J670/(H672*4))","v":{"$error":"#VALUE!"}},{"$f":"IF(H672<=AN674-E704,0,H704*H670*H671*J670/(H672*4))","v":{"$error":"#VALUE!"}},{"$f":"IF(H672<=AO674-E704,0,H704*H670*H671*J670/(H672*4))","v":{"$error":"#VALUE!"}},{"$f":"IF(H672<=AP674-E704,0,H704*H670*H671*J670/(H672*4))","v":{"$error":"#VALUE!"}},{"$f":"IF(H672<=AQ674-E704,0,H704*H670*H671*J670/(H672*4))","v":{"$error":"#VALUE!"}},{"$f":"IF(H672<=AR674-E704,0,H704*H670*H671*J670/(H672*4))","v":{"$error":"#VALUE!"}},{"$f":"IF(H672<=AS674-E704,0,H704*H670*H671*J670/(H672*4))","v":{"$error":"#VALUE!"}},{"$f":"IF(H672<=AT674-E704,0,H704*H670*H671*J670/(H672*4))","v":{"$error":"#VALUE!"}},{"$f":"IF(H672<=AU674-E704,0,H704*H670*H671*J670/(H672*4))","v":{"$error":"#VALUE!"}},{"$f":"IF(H672<=AV674-E704,0,H704*H670*H671*J670/(H672*4))","v":{"$error":"#VALUE!"}},{"$f":"IF(H672<=AW674-E704,0,H704*H670*H671*J670/(H672*4))","v":{"$error":"#VALUE!"}},{"$f":"IF(H672<=AX674-E704,0,H704*H670*H671*J670/(H672*4))","v":{"$error":"#VALUE!"}}]
[{"$nulls":4},{"v":8.5,"d":"8.50"},{"$f":"$DF$33","v":{"v":0,"d":"0.000"}},{"$f":"IF(SUM(F675:F705)-H673<=0,0,SUM(F675:F705)-H673)","v":{"v":0,"d":"0.00"}},{"v":0,"d":"0.000"},{"$nulls":30},{"$f":"IF(H672<=AM674-E705,0,H705*H670*H671*J670/(H672*4))","v":{"$error":"#VALUE!"}},{"$f":"IF(H672<=AN674-E705,0,H705*H670*H671*J670/(H672*4))","v":{"$error":"#VALUE!"}},{"$f":"IF(H672<=AO674-E705,0,H705*H670*H671*J670/(H672*4))","v":{"$error":"#VALUE!"}},{"$f":"IF(H672<=AP674-E705,0,H705*H670*H671*J670/(H672*4))","v":{"$error":"#VALUE!"}},{"$f":"IF(H672<=AQ674-E705,0,H705*H670*H671*J670/(H672*4))","v":{"$error":"#VALUE!"}},{"$f":"IF(H672<=AR674-E705,0,H705*H670*H671*J670/(H672*4))","v":{"$error":"#VALUE!"}},{"$f":"IF(H672<=AS674-E705,0,H705*H670*H671*J670/(H672*4))","v":{"$error":"#VALUE!"}},{"$f":"IF(H672<=AT674-E705,0,H705*H670*H671*J670/(H672*4))","v":{"$error":"#VALUE!"}},{"$f":"IF(H672<=AU674-E705,0,H705*H670*H671*J670/(H672*4))","v":{"$error":"#VALUE!"}},{"$f":"IF(H672<=AV674-E705,0,H705*H670*H671*J670/(H672*4))","v":{"$error":"#VALUE!"}},{"$f":"IF(H672<=AW674-E705,0,H705*H670*H671*J670/(H672*4))","v":{"$error":"#VALUE!"}},{"$f":"IF(H672<=AX674-E705,0,H705*H670*H671*J670/(H672*4))","v":{"$error":"#VALUE!"}},{"$f":"IF(H672<=AY674-E705,0,H705*H670*H671*J670/(H672*4))","v":{"$error":"#VALUE!"}}]
[{"$nulls":4},8.75,{"$f":"$DF$34","v":{"v":0,"d":"0.000"}},{"$f":"IF(SUM(F675:F706)-H673<=0,0,SUM(F675:F706)-H673)","v":{"v":0,"d":"0.00"}},{"v":0,"d":"0.000"},{"$nulls":31},{"$f":"IF(H672<=AN674-E706,0,H706*H670*H671*J670/(H672*4))","v":{"$error":"#VALUE!"}},{"$f":"IF(H672<=AO674-E706,0,H706*H670*H671*J670/(H672*4))","v":{"$error":"#VALUE!"}},{"$f":"IF(H672<=AP674-E706,0,H706*H670*H671*J670/(H672*4))","v":{"$error":"#VALUE!"}},{"$f":"IF(H672<=AQ674-E706,0,H706*H670*H671*J670/(H672*4))","v":{"$error":"#VALUE!"}},{"$f":"IF(H672<=AR674-E706,0,H706*H670*H671*J670/(H672*4))","v":{"$error":"#VALUE!"}},{"$f":"IF(H672<=AS674-E706,0,H706*H670*H671*J670/(H672*4))","v":{"$error":"#VALUE!"}},{"$f":"IF(H672<=AT674-E706,0,H706*H670*H671*J670/(H672*4))","v":{"$error":"#VALUE!"}},{"$f":"IF(H672<=AU674-E706,0,H706*H670*H671*J670/(H672*4))","v":{"$error":"#VALUE!"}},{"$f":"IF(H672<=AV674-E706,0,H706*H670*H671*J670/(H672*4))","v":{"$error":"#VALUE!"}},{"$f":"IF(H672<=AW674-E706,0,H706*H670*H671*J670/(H672*4))","v":{"$error":"#VALUE!"}},{"$f":"IF(H672<=AX674-E706,0,H706*H670*H671*J670/(H672*4))","v":{"$error":"#VALUE!"}},{"$f":"IF(H672<=AY674-E706,0,H706*H670*H671*J670/(H672*4))","v":{"$error":"#VALUE!"}},{"$f":"IF(H672<=AZ674-E706,0,H706*H670*H671*J670/(H672*4))","v":{"$error":"#VALUE!"}}]
[{"$nulls":4},{"v":9,"d":"9.00"},{"$f":"$DF$35","v":{"v":0,"d":"0.000"}},{"$f":"IF(SUM(F675:F707)-H673<=0,0,SUM(F675:F707)-H673)","v":{"v":0,"d":"0.00"}},{"v":0,"d":"0.000"},{"$nulls":32},{"$f":"IF(H672<=AO674-E707,0,H707*H670*H671*J670/(H672*4))","v":{"$error":"#VALUE!"}},{"$f":"IF(H672<=AP674-E707,0,H707*H670*H671*J670/(H672*4))","v":{"$error":"#VALUE!"}},{"$f":"IF(H672<=AQ674-E707,0,H707*H670*H671*J670/(H672*4))","v":{"$error":"#VALUE!"}},{"$f":"IF(H672<=AR674-E707,0,H707*H670*H671*J670/(H672*4))","v":{"$error":"#VALUE!"}},{"$f":"IF(H672<=AS674-E707,0,H707*H670*H671*J670/(H672*4))","v":{"$error":"#VALUE!"}},{"$f":"IF(H672<=AT674-E707,0,H707*H670*H671*J670/(H672*4))","v":{"$error":"#VALUE!"}},{"$f":"IF(H672<=AU674-E707,0,H707*H670*H671*J670/(H672*4))","v":{"$error":"#VALUE!"}},{"$f":"IF(H672<=AV674-E707,0,H707*H670*H671*J670/(H672*4))","v":{"$error":"#VALUE!"}},{"$f":"IF(H672<=AW674-E707,0,H707*H670*H671*J670/(H672*4))","v":{"$error":"#VALUE!"}},{"$f":"IF(H672<=AX674-E707,0,H707*H670*H671*J670/(H672*4))","v":{"$error":"#VALUE!"}},{"$f":"IF(H672<=AY674-E707,0,H707*H670*H671*J670/(H672*4))","v":{"$error":"#VALUE!"}},{"$f":"IF(H672<=AZ674-E707,0,H707*H670*H671*J670/(H672*4))","v":{"$error":"#VALUE!"}},{"$f":"IF(H672<=BA674-E707,0,H707*H670*H671*J670/(H672*4))","v":{"$error":"#VALUE!"}}]
[{"$nulls":4},9.25,{"$f":"$DF$36","v":{"v":0,"d":"0.000"}},{"$f":"IF(SUM(F675:F708)-H673<=0,0,SUM(F675:F708)-H673)","v":{"v":0,"d":"0.00"}},{"v":0,"d":"0.000"},{"$nulls":33},{"$f":"IF(H672<=AP674-E708,0,H708*H670*H671*J670/(H672*4))","v":{"$error":"#VALUE!"}},{"$f":"IF(H672<=AQ674-E708,0,H708*H670*H671*J670/(H672*4))","v":{"$error":"#VALUE!"}},{"$f":"IF(H672<=AR674-E708,0,H708*H670*H671*J670/(H672*4))","v":{"$error":"#VALUE!"}},{"$f":"IF(H672<=AS674-E708,0,H708*H670*H671*J670/(H672*4))","v":{"$error":"#VALUE!"}},{"$f":"IF(H672<=AT674-E708,0,H708*H670*H671*J670/(H672*4))","v":{"$error":"#VALUE!"}},{"$f":"IF(H672<=AU674-E708,0,H708*H670*H671*J670/(H672*4))","v":{"$error":"#VALUE!"}},{"$f":"IF(H672<=AV674-E708,0,H708*H670*H671*J670/(H672*4))","v":{"$error":"#VALUE!"}},{"$f":"IF(H672<=AW674-E708,0,H708*H670*H671*J670/(H672*4))","v":{"$error":"#VALUE!"}},{"$f":"IF(H672<=AX674-E708,0,H708*H670*H671*J670/(H672*4))","v":{"$error":"#VALUE!"}},{"$f":"IF(H672<=AY674-E708,0,H708*H670*H671*J670/(H672*4))","v":{"$error":"#VALUE!"}},{"$f":"IF(H672<=AZ674-E708,0,H708*H670*H671*J670/(H672*4))","v":{"$error":"#VALUE!"}},{"$f":"IF(H672<=BA674-E708,0,H708*H670*H671*J670/(H672*4))","v":{"$error":"#VALUE!"}},{"$f":"IF(H672<=BB674-E708,0,H708*H670*H671*J670/(H672*4))","v":{"$error":"#VALUE!"}}]
[{"$nulls":4},{"v":9.5,"d":"9.50"},{"$f":"$DF$37","v":{"v":0,"d":"0.000"}},{"$f":"IF(SUM(F675:F709)-H673<=0,0,SUM(F675:F709)-H673)","v":{"v":0,"d":"0.00"}},{"v":0,"d":"0.000"},{"$nulls":34},{"$f":"IF(H672<=AQ674-E709,0,H709*H670*H671*J670/(H672*4))","v":{"$error":"#VALUE!"}},{"$f":"IF(H672<=AR674-E709,0,H709*H670*H671*J670/(H672*4))","v":{"$error":"#VALUE!"}},{"$f":"IF(H672<=AS674-E709,0,H709*H670*H671*J670/(H672*4))","v":{"$error":"#VALUE!"}},{"$f":"IF(H672<=AT674-E709,0,H709*H670*H671*J670/(H672*4))","v":{"$error":"#VALUE!"}},{"$f":"IF(H672<=AU674-E709,0,H709*H670*H671*J670/(H672*4))","v":{"$error":"#VALUE!"}},{"$f":"IF(H672<=AV674-E709,0,H709*H670*H671*J670/(H672*4))","v":{"$error":"#VALUE!"}},{"$f":"IF(H672<=AW674-E709,0,H709*H670*H671*J670/(H672*4))","v":{"$error":"#VALUE!"}},{"$f":"IF(H672<=AX674-E709,0,H709*H670*H671*J670/(H672*4))","v":{"$error":"#VALUE!"}},{"$f":"IF(H672<=AY674-E709,0,H709*H670*H671*J670/(H672*4))","v":{"$error":"#VALUE!"}},{"$f":"IF(H672<=AZ674-E709,0,H709*H670*H671*J670/(H672*4))","v":{"$error":"#VALUE!"}},{"$f":"IF(H672<=BA674-E709,0,H709*H670*H671*J670/(H672*4))","v":{"$error":"#VALUE!"}},{"$f":"IF(H672<=BB674-E709,0,H709*H670*H671*J670/(H672*4))","v":{"$error":"#VALUE!"}},{"$f":"IF(H672<=BC674-E709,0,H709*H670*H671*J670/(H672*4))","v":{"$error":"#VALUE!"}}]
[{"$nulls":4},9.75,{"$f":"$DF$38","v":{"v":0,"d":"0.000"}},{"$f":"IF(SUM(F675:F710)-H673<=0,0,SUM(F675:F710)-H673)","v":{"v":0,"d":"0.00"}},{"v":0,"d":"0.000"},{"$nulls":35},{"$f":"IF(H672<=AR674-E710,0,H710*H670*H671*J670/(H672*4))","v":{"$error":"#VALUE!"}},{"$f":"IF(H672<=AS674-E710,0,H710*H670*H671*J670/(H672*4))","v":{"$error":"#VALUE!"}},{"$f":"IF(H672<=AT674-E710,0,H710*H670*H671*J670/(H672*4))","v":{"$error":"#VALUE!"}},{"$f":"IF(H672<=AU674-E710,0,H710*H670*H671*J670/(H672*4))","v":{"$error":"#VALUE!"}},{"$f":"IF(H672<=AV674-E710,0,H710*H670*H671*J670/(H672*4))","v":{"$error":"#VALUE!"}},{"$f":"IF(H672<=AW674-E710,0,H710*H670*H671*J670/(H672*4))","v":{"$error":"#VALUE!"}},{"$f":"IF(H672<=AX674-E710,0,H710*H670*H671*J670/(H672*4))","v":{"$error":"#VALUE!"}},{"$f":"IF(H672<=AY674-E710,0,H710*H670*H671*J670/(H672*4))","v":{"$error":"#VALUE!"}},{"$f":"IF(H672<=AZ674-E710,0,H710*H670*H671*J670/(H672*4))","v":{"$error":"#VALUE!"}},{"$f":"IF(H672<=BA674-E710,0,H710*H670*H671*J670/(H672*4))","v":{"$error":"#VALUE!"}},{"$f":"IF(H672<=BB674-E710,0,H710*H670*H671*J670/(H672*4))","v":{"$error":"#VALUE!"}},{"$f":"IF(H672<=BC674-E710,0,H710*H670*H671*J670/(H672*4))","v":{"$error":"#VALUE!"}},{"$f":"IF(H672<=BD674-E710,0,H710*H670*H671*J670/(H672*4))","v":{"$error":"#VALUE!"}}]
[{"$nulls":4},{"v":10,"d":"10.00"},{"$f":"$DF$39","v":{"v":0,"d":"0.000"}},{"$f":"IF(SUM(F675:F711)-H673<=0,0,SUM(F675:F711)-H673)","v":{"v":0,"d":"0.00"}},{"v":0,"d":"0.000"},{"$nulls":36},{"$f":"IF(H672<=AS674-E711,0,H711*H670*H671*J670/(H672*4))","v":{"$error":"#VALUE!"}},{"$f":"IF(H672<=AT674-E711,0,H711*H670*H671*J670/(H672*4))","v":{"$error":"#VALUE!"}},{"$f":"IF(H672<=AU674-E711,0,H711*H670*H671*J670/(H672*4))","v":{"$error":"#VALUE!"}},{"$f":"IF(H672<=AV674-E711,0,H711*H670*H671*J670/(H672*4))","v":{"$error":"#VALUE!"}},{"$f":"IF(H672<=AW674-E711,0,H711*H670*H671*J670/(H672*4))","v":{"$error":"#VALUE!"}},{"$f":"IF(H672<=AX674-E711,0,H711*H670*H671*J670/(H672*4))","v":{"$error":"#VALUE!"}},{"$f":"IF(H672<=AY674-E711,0,H711*H670*H671*J670/(H672*4))","v":{"$error":"#VALUE!"}},{"$f":"IF(H672<=AZ674-E711,0,H711*H670*H671*J670/(H672*4))","v":{"$error":"#VALUE!"}},{"$f":"IF(H672<=BA674-E711,0,H711*H670*H671*J670/(H672*4))","v":{"$error":"#VALUE!"}},{"$f":"IF(H672<=BB674-E711,0,H711*H670*H671*J670/(H672*4))","v":{"$error":"#VALUE!"}},{"$f":"IF(H672<=BC674-E711,0,H711*H670*H671*J670/(H672*4))","v":{"$error":"#VALUE!"}},{"$f":"IF(H672<=BD674-E711,0,H711*H670*H671*J670/(H672*4))","v":{"$error":"#VALUE!"}},{"$f":"IF(H672<=BE674-E711,0,H711*H670*H671*J670/(H672*4))","v":{"$error":"#VALUE!"}}]
[{"$nulls":4},10.25,{"$f":"$DF$40","v":{"v":0,"d":"0.000"}},{"$f":"IF(SUM(F675:F712)-H673<=0,0,SUM(F675:F712)-H673)","v":{"v":0,"d":"0.000"}},{"v":0,"d":"0.000"},{"$nulls":37},{"$f":"IF(H672<=AT674-E712,0,H712*H670*H671*J670/(H672*4))","v":{"$error":"#VALUE!"}},{"$f":"IF(H672<=AU674-E712,0,H712*H670*H671*J670/(H672*4))","v":{"$error":"#VALUE!"}},{"$f":"IF(H672<=AV674-E712,0,H712*H670*H671*J670/(H672*4))","v":{"$error":"#VALUE!"}},{"$f":"IF(H672<=AW674-E712,0,H712*H670*H671*J670/(H672*4))","v":{"$error":"#VALUE!"}},{"$f":"IF(H672<=AX674-E712,0,H712*H670*H671*J670/(H672*4))","v":{"$error":"#VALUE!"}},{"$f":"IF(H672<=AY674-E712,0,H712*H670*H671*J670/(H672*4))","v":{"$error":"#VALUE!"}},{"$f":"IF(H672<=AZ674-E712,0,H712*H670*H671*J670/(H672*4))","v":{"$error":"#VALUE!"}},{"$f":"IF(H672<=BA674-E712,0,H712*H670*H671*J670/(H672*4))","v":{"$error":"#VALUE!"}},{"$f":"IF(H672<=BB674-E712,0,H712*H670*H671*J670/(H672*4))","v":{"$error":"#VALUE!"}},{"$f":"IF(H672<=BC674-E712,0,H712*H670*H671*J670/(H672*4))","v":{"$error":"#VALUE!"}},{"$f":"IF(H672<=BD674-E712,0,H712*H670*H671*J670/(H672*4))","v":{"$error":"#VALUE!"}},{"$f":"IF(H672<=BE674-E712,0,H712*H670*H671*J670/(H672*4))","v":{"$error":"#VALUE!"}},{"$f":"IF(H672<=BF674-E712,0,H712*H670*H671*J670/(H672*4))","v":{"$error":"#VALUE!"}}]
[{"$nulls":4},{"v":10.5,"d":"10.50"},{"$f":"$DF$41","v":{"v":0,"d":"0.000"}},{"$f":"IF(SUM(F675:F713)-H673<=0,0,SUM(F675:F713)-H673)","v":{"v":0,"d":"0.00"}},{"v":0,"d":"0.000"},{"$nulls":38},{"$f":"IF(H672<=AU674-E713,0,H713*H670*H671*J670/(H672*4))","v":{"$error":"#VALUE!"}},{"$f":"IF(H672<=AV674-E713,0,H713*H670*H671*J670/(H672*4))","v":{"$error":"#VALUE!"}},{"$f":"IF(H672<=AW674-E713,0,H713*H670*H671*J670/(H672*4))","v":{"$error":"#VALUE!"}},{"$f":"IF(H672<=AX674-E713,0,H713*H670*H671*J670/(H672*4))","v":{"$error":"#VALUE!"}},{"$f":"IF(H672<=AY674-E713,0,H713*H670*H671*J670/(H672*4))","v":{"$error":"#VALUE!"}},{"$f":"IF(H672<=AZ674-E713,0,H713*H670*H671*J670/(H672*4))","v":{"$error":"#VALUE!"}},{"$f":"IF(H672<=BA674-E713,0,H713*H670*H671*J670/(H672*4))","v":{"$error":"#VALUE!"}},{"$f":"IF(H672<=BB674-E713,0,H713*H670*H671*J670/(H672*4))","v":{"$error":"#VALUE!"}},{"$f":"IF(H672<=BC674-E713,0,H713*H670*H671*J670/(H672*4))","v":{"$error":"#VALUE!"}},{"$f":"IF(H672<=BD674-E713,0,H713*H670*H671*J670/(H672*4))","v":{"$error":"#VALUE!"}},{"$f":"IF(H672<=BE674-E713,0,H713*H670*H671*J670/(H672*4))","v":{"$error":"#VALUE!"}},{"$f":"IF(H672<=BF674-E713,0,H713*H670*H671*J670/(H672*4))","v":{"$error":"#VALUE!"}},{"$f":"IF(H672<=BG674-E713,0,H713*H670*H671*J670/(H672*4))","v":{"$error":"#VALUE!"}}]
[{"$nulls":4},10.75,{"$f":"$DF$42","v":{"v":0,"d":"0.000"}},{"$f":"IF(SUM(F675:F714)-H673<=0,0,SUM(F675:F714)-H673)","v":{"v":0,"d":"0.00"}},{"v":0,"d":"0.000"},{"$nulls":39},{"$f":"IF(H672<=AV674-E714,0,H714*H670*H671*J670/(H672*4))","v":{"$error":"#VALUE!"}},{"$f":"IF(H672<=AW674-E714,0,H714*H670*H671*J670/(H672*4))","v":{"$error":"#VALUE!"}},{"$f":"IF(H672<=AX674-E714,0,H714*H670*H671*J670/(H672*4))","v":{"$error":"#VALUE!"}},{"$f":"IF(H672<=AY674-E714,0,H714*H670*H671*J670/(H672*4))","v":{"$error":"#VALUE!"}},{"$f":"IF(H672<=AZ674-E714,0,H714*H670*H671*J670/(H672*4))","v":{"$error":"#VALUE!"}},{"$f":"IF(H672<=BA674-E714,0,H714*H670*H671*J670/(H672*4))","v":{"$error":"#VALUE!"}},{"$f":"IF(H672<=BB674-E714,0,H714*H670*H671*J670/(H672*4))","v":{"$error":"#VALUE!"}},{"$f":"IF(H672<=BC674-E714,0,H714*H670*H671*J670/(H672*4))","v":{"$error":"#VALUE!"}},{"$f":"IF(H672<=BD674-E714,0,H714*H670*H671*J670/(H672*4))","v":{"$error":"#VALUE!"}},{"$f":"IF(H672<=BE674-E714,0,H714*H670*H671*J670/(H672*4))","v":{"$error":"#VALUE!"}},{"$f":"IF(H672<=BF674-E714,0,H714*H670*H671*J670/(H672*4))","v":{"$error":"#VALUE!"}},{"$f":"IF(H672<=BG674-E714,0,H714*H670*H671*J670/(H672*4))","v":{"$error":"#VALUE!"}},{"$f":"IF(H672<=BH674-E714,0,H714*H670*H671*J670/(H672*4))","v":{"$error":"#VALUE!"}}]
[{"$nulls":4},{"v":11,"d":"11.00"},{"$f":"$DF$43","v":{"v":0,"d":"0.000"}},{"$f":"IF(SUM(F675:F715)-H673<=0,0,SUM(F675:F715)-H673)","v":{"v":0,"d":"0.00"}},{"v":0,"d":"0.000"},{"$nulls":40},{"$f":"IF(H672<=AW674-E715,0,H715*H670*H671*J670/(H672*4))","v":{"$error":"#VALUE!"}},{"$f":"IF(H672<=AX674-E715,0,H715*H670*H671*J670/(H672*4))","v":{"$error":"#VALUE!"}},{"$f":"IF(H672<=AY674-E715,0,H715*H670*H671*J670/(H672*4))","v":{"$error":"#VALUE!"}},{"$f":"IF(H672<=AZ674-E715,0,H715*H670*H671*J670/(H672*4))","v":{"$error":"#VALUE!"}},{"$f":"IF(H672<=BA674-E715,0,H715*H670*H671*J670/(H672*4))","v":{"$error":"#VALUE!"}},{"$f":"IF(H672<=BB674-E715,0,H715*H670*H671*J670/(H672*4))","v":{"$error":"#VALUE!"}},{"$f":"IF(H672<=BC674-E715,0,H715*H670*H671*J670/(H672*4))","v":{"$error":"#VALUE!"}},{"$f":"IF(H672<=BD674-E715,0,H715*H670*H671*J670/(H672*4))","v":{"$error":"#VALUE!"}},{"$f":"IF(H672<=BE674-E715,0,H715*H670*H671*J670/(H672*4))","v":{"$error":"#VALUE!"}},{"$f":"IF(H672<=BF674-E715,0,H715*H670*H671*J670/(H672*4))","v":{"$error":"#VALUE!"}},{"$f":"IF(H672<=BG674-E715,0,H715*H670*H671*J670/(H672*4))","v":{"$error":"#VALUE!"}},{"$f":"IF(H672<=BH674-E715,0,H715*H670*H671*J670/(H672*4))","v":{"$error":"#VALUE!"}},{"$f":"IF(H672<=BI674-E715,0,H715*H670*H671*J670/(H672*4))","v":{"$error":"#VALUE!"}}]
[{"$nulls":4},11.25,{"$f":"$DF$44","v":{"v":0,"d":"0.000"}},{"$f":"IF(SUM(F675:F716)-H673<=0,0,SUM(F675:F716)-H673)","v":{"v":0,"d":"0.00"}},{"v":0,"d":"0.000"},{"$nulls":41},{"$f":"IF(H672<=AX674-E716,0,H716*H670*H671*J670/(H672*4))","v":{"$error":"#VALUE!"}},{"$f":"IF(H672<=AY674-E716,0,H716*H670*H671*J670/(H672*4))","v":{"$error":"#VALUE!"}},{"$f":"IF(H672<=AZ674-E716,0,H716*H670*H671*J670/(H672*4))","v":{"$error":"#VALUE!"}},{"$f":"IF(H672<=BA674-E716,0,H716*H670*H671*J670/(H672*4))","v":{"$error":"#VALUE!"}},{"$f":"IF(H672<=BB674-E716,0,H716*H670*H671*J670/(H672*4))","v":{"$error":"#VALUE!"}},{"$f":"IF(H672<=BC674-E716,0,H716*H670*H671*J670/(H672*4))","v":{"$error":"#VALUE!"}},{"$f":"IF(H672<=BD674-E716,0,H716*H670*H671*J670/(H672*4))","v":{"$error":"#VALUE!"}},{"$f":"IF(H672<=BE674-E716,0,H716*H670*H671*J670/(H672*4))","v":{"$error":"#VALUE!"}},{"$f":"IF(H672<=BF674-E716,0,H716*H670*H671*J670/(H672*4))","v":{"$error":"#VALUE!"}},{"$f":"IF(H672<=BG674-E716,0,H716*H670*H671*J670/(H672*4))","v":{"$error":"#VALUE!"}},{"$f":"IF(H672<=BH674-E716,0,H716*H670*H671*J670/(H672*4))","v":{"$error":"#VALUE!"}},{"$f":"IF(H672<=BI674-E716,0,H716*H670*H671*J670/(H672*4))","v":{"$error":"#VALUE!"}},{"$f":"IF(H672<=BJ674-E716,0,H716*H670*H671*J670/(H672*4))","v":{"$error":"#VALUE!"}}]
[{"$nulls":4},{"v":11.5,"d":"11.50"},{"$f":"$DF$45","v":{"v":0,"d":"0.000"}},{"$f":"IF(SUM(F675:F717)-H673<=0,0,SUM(F675:F717)-H673)","v":{"v":0,"d":"0.00"}},{"v":0,"d":"0.000"},{"$nulls":42},{"$f":"IF(H672<=AY674-E717,0,H717*H670*H671*J670/(H672*4))","v":{"$error":"#VALUE!"}},{"$f":"IF(H672<=AZ674-E717,0,H717*H670*H671*J670/(H672*4))","v":{"$error":"#VALUE!"}},{"$f":"IF(H672<=BA674-E717,0,H717*H670*H671*J670/(H672*4))","v":{"$error":"#VALUE!"}},{"$f":"IF(H672<=BB674-E717,0,H717*H670*H671*J670/(H672*4))","v":{"$error":"#VALUE!"}},{"$f":"IF(H672<=BC674-E717,0,H717*H670*H671*J670/(H672*4))","v":{"$error":"#VALUE!"}},{"$f":"IF(H672<=BD674-E717,0,H717*H670*H671*J670/(H672*4))","v":{"$error":"#VALUE!"}},{"$f":"IF(H672<=BE674-E717,0,H717*H670*H671*J670/(H672*4))","v":{"$error":"#VALUE!"}},{"$f":"IF(H672<=BF674-E717,0,H717*H670*H671*J670/(H672*4))","v":{"$error":"#VALUE!"}},{"$f":"IF(H672<=BG674-E717,0,H717*H670*H671*J670/(H672*4))","v":{"$error":"#VALUE!"}},{"$f":"IF(H672<=BH674-E717,0,H717*H670*H671*J670/(H672*4))","v":{"$error":"#VALUE!"}},{"$f":"IF(H672<=BI674-E717,0,H717*H670*H671*J670/(H672*4))","v":{"$error":"#VALUE!"}},{"$f":"IF(H672<=BJ674-E717,0,H717*H670*H671*J670/(H672*4))","v":{"$error":"#VALUE!"}},{"$f":"IF(H672<=BK674-E717,0,H717*H670*H671*J670/(H672*4))","v":{"$error":"#VALUE!"}}]
[{"$nulls":4},11.75,{"$f":"$DF$46","v":{"v":0,"d":"0.000"}},{"$f":"IF(SUM(F675:F718)-H673<=0,0,SUM(F675:F718)-H673)","v":{"v":0,"d":"0.00"}},{"v":0,"d":"0.000"},{"$nulls":43},{"$f":"IF(H672<=AZ674-E718,0,H718*H670*H671*J670/(H672*4))","v":{"$error":"#VALUE!"}},{"$f":"IF(H672<=BA674-E718,0,H718*H670*H671*J670/(H672*4))","v":{"$error":"#VALUE!"}},{"$f":"IF(H672<=BB674-E718,0,H718*H670*H671*J670/(H672*4))","v":{"$error":"#VALUE!"}},{"$f":"IF(H672<=BC674-E718,0,H718*H670*H671*J670/(H672*4))","v":{"$error":"#VALUE!"}},{"$f":"IF(H672<=BD674-E718,0,H718*H670*H671*J670/(H672*4))","v":{"$error":"#VALUE!"}},{"$f":"IF(H672<=BE674-E718,0,H718*H670*H671*J670/(H672*4))","v":{"$error":"#VALUE!"}},{"$f":"IF(H672<=BF674-E718,0,H718*H670*H671*J670/(H672*4))","v":{"$error":"#VALUE!"}},{"$f":"IF(H672<=BG674-E718,0,H718*H670*H671*J670/(H672*4))","v":{"$error":"#VALUE!"}},{"$f":"IF(H672<=BH674-E718,0,H718*H670*H671*J670/(H672*4))","v":{"$error":"#VALUE!"}},{"$f":"IF(H672<=BI674-E718,0,H718*H670*H671*J670/(H672*4))","v":{"$error":"#VALUE!"}},{"$f":"IF(H672<=BJ674-E718,0,H718*H670*H671*J670/(H672*4))","v":{"$error":"#VALUE!"}},{"$f":"IF(H672<=BK674-E718,0,H718*H670*H671*J670/(H672*4))","v":{"$error":"#VALUE!"}},{"$f":"IF(H672<=BL674-E718,0,H718*H670*H671*J670/(H672*4))","v":{"$error":"#VALUE!"}}]
[{"$nulls":4},{"v":12,"d":"12.00"},{"$f":"$DF$47","v":{"v":0,"d":"0.000"}},{"$f":"IF(SUM(F675:F719)-H673<=0,0,SUM(F675:F719)-H673)","v":{"v":0,"d":"0.00"}},{"v":0,"d":"0.000"},{"$nulls":44},{"$f":"IF(H672<=BA674-E719,0,H719*H670*H671*J670/(H672*4))","v":{"$error":"#VALUE!"}},{"$f":"IF(H672<=BB674-E719,0,H719*H670*H671*J670/(H672*4))","v":{"$error":"#VALUE!"}},{"$f":"IF(H672<=BC674-E719,0,H719*H670*H671*J670/(H672*4))","v":{"$error":"#VALUE!"}},{"$f":"IF(H672<=BD674-E719,0,H719*H670*H671*J670/(H672*4))","v":{"$error":"#VALUE!"}},{"$f":"IF(H672<=BE674-E719,0,H719*H670*H671*J670/(H672*4))","v":{"$error":"#VALUE!"}},{"$f":"IF(H672<=BF674-E719,0,H719*H670*H671*J670/(H672*4))","v":{"$error":"#VALUE!"}},{"$f":"IF(H672<=BG674-E719,0,H719*H670*H671*J670/(H672*4))","v":{"$error":"#VALUE!"}},{"$f":"IF(H672<=BH674-E719,0,H719*H670*H671*J670/(H672*4))","v":{"$error":"#VALUE!"}},{"$f":"IF(H672<=BI674-E719,0,H719*H670*H671*J670/(H672*4))","v":{"$error":"#VALUE!"}},{"$f":"IF(H672<=BJ674-E719,0,H719*H670*H671*J670/(H672*4))","v":{"$error":"#VALUE!"}},{"$f":"IF(H672<=BK674-E719,0,H719*H670*H671*J670/(H672*4))","v":{"$error":"#VALUE!"}},{"$f":"IF(H672<=BL674-E719,0,H719*H670*H671*J670/(H672*4))","v":{"$error":"#VALUE!"}},{"$f":"IF(H672<=BM674-E719,0,H719*H670*H671*J670/(H672*4))","v":{"$error":"#VALUE!"}}]
[{"$nulls":4},12.25,{"$f":"$DF$48","v":{"v":0,"d":"0.000"}},{"$f":"IF(SUM(F675:F720)-H673<=0,0,SUM(F675:F720)-H673)","v":{"v":0,"d":"0.00"}},{"v":0,"d":"0.000"},{"$nulls":45},{"$f":"IF(H672<=BB674-E720,0,H720*H670*H671*J670/(H672*4))","v":{"$error":"#VALUE!"}},{"$f":"IF(H672<=BC674-E720,0,H720*H670*H671*J670/(H672*4))","v":{"$error":"#VALUE!"}},{"$f":"IF(H672<=BD674-E720,0,H720*H670*H671*J670/(H672*4))","v":{"$error":"#VALUE!"}},{"$f":"IF(H672<=BE674-E720,0,H720*H670*H671*J670/(H672*4))","v":{"$error":"#VALUE!"}},{"$f":"IF(H672<=BF674-E720,0,H720*H670*H671*J670/(H672*4))","v":{"$error":"#VALUE!"}},{"$f":"IF(H672<=BG674-E720,0,H720*H670*H671*J670/(H672*4))","v":{"$error":"#VALUE!"}},{"$f":"IF(H672<=BH674-E720,0,H720*H670*H671*J670/(H672*4))","v":{"$error":"#VALUE!"}},{"$f":"IF(H672<=BI674-E720,0,H720*H670*H671*J670/(H672*4))","v":{"$error":"#VALUE!"}},{"$f":"IF(H672<=BJ674-E720,0,H720*H670*H671*J670/(H672*4))","v":{"$error":"#VALUE!"}},{"$f":"IF(H672<=BK674-E720,0,H720*H670*H671*J670/(H672*4))","v":{"$error":"#VALUE!"}},{"$f":"IF(H672<=BL674-E720,0,H720*H670*H671*J670/(H672*4))","v":{"$error":"#VALUE!"}},{"$f":"IF(H672<=BM674-E720,0,H720*H670*H671*J670/(H672*4))","v":{"$error":"#VALUE!"}},{"$f":"IF(H672<=BN674-E720,0,H720*H670*H671*J670/(H672*4))","v":{"$error":"#VALUE!"}}]
[{"$nulls":4},{"v":12.5,"d":"12.50"},{"$f":"$DF$49","v":{"v":0,"d":"0.000"}},{"$f":"IF(SUM(F675:F721)-H673<=0,0,SUM(F675:F721)-H673)","v":{"v":0,"d":"0.00"}},{"v":0,"d":"0.000"},{"$nulls":46},{"$f":"IF(H672<=BC674-E721,0,H721*H670*H671*J670/(H672*4))","v":{"$error":"#VALUE!"}},{"$f":"IF(H672<=BD674-E721,0,H721*H670*H671*J670/(H672*4))","v":{"$error":"#VALUE!"}},{"$f":"IF(H672<=BE674-E721,0,H721*H670*H671*J670/(H672*4))","v":{"$error":"#VALUE!"}},{"$f":"IF(H672<=BF674-E721,0,H721*H670*H671*J670/(H672*4))","v":{"$error":"#VALUE!"}},{"$f":"IF(H672<=BG674-E721,0,H721*H670*H671*J670/(H672*4))","v":{"$error":"#VALUE!"}},{"$f":"IF(H672<=BH674-E721,0,H721*H670*H671*J670/(H672*4))","v":{"$error":"#VALUE!"}},{"$f":"IF(H672<=BI674-E721,0,H721*H670*H671*J670/(H672*4))","v":{"$error":"#VALUE!"}},{"$f":"IF(H672<=BJ674-E721,0,H721*H670*H671*J670/(H672*4))","v":{"$error":"#VALUE!"}},{"$f":"IF(H672<=BK674-E721,0,H721*H670*H671*J670/(H672*4))","v":{"$error":"#VALUE!"}},{"$f":"IF(H672<=BL674-E721,0,H721*H670*H671*J670/(H672*4))","v":{"$error":"#VALUE!"}},{"$f":"IF(H672<=BM674-E721,0,H721*H670*H671*J670/(H672*4))","v":{"$error":"#VALUE!"}},{"$f":"IF(H672<=BN674-E721,0,H721*H670*H671*J670/(H672*4))","v":{"$error":"#VALUE!"}},{"$f":"IF(H672<=BO674-E721,0,H721*H670*H671*J670/(H672*4))","v":{"$error":"#VALUE!"}}]
[{"$nulls":4},12.75,{"$f":"$DF$50","v":{"v":0,"d":"0.000"}},{"$f":"IF(SUM(F675:F722)-H673<=0,0,SUM(F675:F722)-H673)","v":{"v":0,"d":"0.00"}},{"v":0,"d":"0.000"},{"$nulls":47},{"$f":"IF(H672<=BD674-E722,0,H722*H670*H671*J670/(H672*4))","v":{"$error":"#VALUE!"}},{"$f":"IF(H672<=BE674-E722,0,H722*H670*H671*J670/(H672*4))","v":{"$error":"#VALUE!"}},{"$f":"IF(H672<=BF674-E722,0,H722*H670*H671*J670/(H672*4))","v":{"$error":"#VALUE!"}},{"$f":"IF(H672<=BG674-E722,0,H722*H670*H671*J670/(H672*4))","v":{"$error":"#VALUE!"}},{"$f":"IF(H672<=BH674-E722,0,H722*H670*H671*J670/(H672*4))","v":{"$error":"#VALUE!"}},{"$f":"IF(H672<=BI674-E722,0,H722*H670*H671*J670/(H672*4))","v":{"$error":"#VALUE!"}},{"$f":"IF(H672<=BJ674-E722,0,H722*H670*H671*J670/(H672*4))","v":{"$error":"#VALUE!"}},{"$f":"IF(H672<=BK674-E722,0,H722*H670*H671*J670/(H672*4))","v":{"$error":"#VALUE!"}},{"$f":"IF(H672<=BL674-E722,0,H722*H670*H671*J670/(H672*4))","v":{"$error":"#VALUE!"}},{"$f":"IF(H672<=BM674-E722,0,H722*H670*H671*J670/(H672*4))","v":{"$error":"#VALUE!"}},{"$f":"IF(H672<=BN674-E722,0,H722*H670*H671*J670/(H672*4))","v":{"$error":"#VALUE!"}},{"$f":"IF(H672<=BO674-E722,0,H722*H670*H671*J670/(H672*4))","v":{"$error":"#VALUE!"}},{"$f":"IF(H672<=BP674-E722,0,H722*H670*H671*J670/(H672*4))","v":{"$error":"#VALUE!"}}]
[{"$nulls":4},{"v":13,"d":"13.00"},{"$f":"$DF$51","v":{"v":0,"d":"0.000"}},{"$f":"IF(SUM(F675:F723)-H673<=0,0,SUM(F675:F723)-H673)","v":{"v":0,"d":"0.00"}},{"v":0,"d":"0.000"},{"$nulls":48},{"$f":"IF(H672<=BE674-E723,0,H723*H670*H671*J670/(H672*4))","v":{"$error":"#VALUE!"}},{"$f":"IF(H672<=BF674-E723,0,H723*H670*H671*J670/(H672*4))","v":{"$error":"#VALUE!"}},{"$f":"IF(H672<=BG674-E723,0,H723*H670*H671*J670/(H672*4))","v":{"$error":"#VALUE!"}},{"$f":"IF(H672<=BH674-E723,0,H723*H670*H671*J670/(H672*4))","v":{"$error":"#VALUE!"}},{"$f":"IF(H672<=BI674-E723,0,H723*H670*H671*J670/(H672*4))","v":{"$error":"#VALUE!"}},{"$f":"IF(H672<=BJ674-E723,0,H723*H670*H671*J670/(H672*4))","v":{"$error":"#VALUE!"}},{"$f":"IF(H672<=BK674-E723,0,H723*H670*H671*J670/(H672*4))","v":{"$error":"#VALUE!"}},{"$f":"IF(H672<=BL674-E723,0,H723*H670*H671*J670/(H672*4))","v":{"$error":"#VALUE!"}},{"$f":"IF(H672<=BM674-E723,0,H723*H670*H671*J670/(H672*4))","v":{"$error":"#VALUE!"}},{"$f":"IF(H672<=BN674-E723,0,H723*H670*H671*J670/(H672*4))","v":{"$error":"#VALUE!"}},{"$f":"IF(H672<=BO674-E723,0,H723*H670*H671*J670/(H672*4))","v":{"$error":"#VALUE!"}},{"$f":"IF(H672<=BP674-E723,0,H723*H670*H671*J670/(H672*4))","v":{"$error":"#VALUE!"}},{"$f":"IF(H672<=BQ674-E723,0,H723*H670*H671*J670/(H672*4))","v":{"$error":"#VALUE!"}}]
[{"$nulls":4},13.25,{"$f":"$DF$52","v":{"v":0,"d":"0.000"}},{"$f":"IF(SUM(F675:F724)-H673<=0,0,SUM(F675:F724)-H673)","v":{"v":0,"d":"0.00"}},{"v":0,"d":"0.000"},{"$nulls":49},{"$f":"IF(H672<=BF674-E724,0,H724*H670*H671*J670/(H672*4))","v":{"$error":"#VALUE!"}},{"$f":"IF(H672<=BG674-E724,0,H724*H670*H671*J670/(H672*4))","v":{"$error":"#VALUE!"}},{"$f":"IF(H672<=BH674-E724,0,H724*H670*H671*J670/(H672*4))","v":{"$error":"#VALUE!"}},{"$f":"IF(H672<=BI674-E724,0,H724*H670*H671*J670/(H672*4))","v":{"$error":"#VALUE!"}},{"$f":"IF(H672<=BJ674-E724,0,H724*H670*H671*J670/(H672*4))","v":{"$error":"#VALUE!"}},{"$f":"IF(H672<=BK674-E724,0,H724*H670*H671*J670/(H672*4))","v":{"$error":"#VALUE!"}},{"$f":"IF(H672<=BL674-E724,0,H724*H670*H671*J670/(H672*4))","v":{"$error":"#VALUE!"}},{"$f":"IF(H672<=BM674-E724,0,H724*H670*H671*J670/(H672*4))","v":{"$error":"#VALUE!"}},{"$f":"IF(H672<=BN674-E724,0,H724*H670*H671*J670/(H672*4))","v":{"$error":"#VALUE!"}},{"$f":"IF(H672<=BO674-E724,0,H724*H670*H671*J670/(H672*4))","v":{"$error":"#VALUE!"}},{"$f":"IF(H672<=BP674-E724,0,H724*H670*H671*J670/(H672*4))","v":{"$error":"#VALUE!"}},{"$f":"IF(H672<=BQ674-E724,0,H724*H670*H671*J670/(H672*4))","v":{"$error":"#VALUE!"}},{"$f":"IF(H672<=BR674-E724,0,H724*H670*H671*J670/(H672*4))","v":{"$error":"#VALUE!"}}]
[{"$nulls":4},{"v":13.5,"d":"13.50"},{"$f":"$DF$53","v":{"v":0,"d":"0.000"}},{"$f":"IF(SUM(F675:F725)-H673<=0,0,SUM(F675:F725)-H673)","v":{"v":0,"d":"0.00"}},{"v":0,"d":"0.000"},{"$nulls":50},{"$f":"IF(H672<=BG674-E725,0,H725*H670*H671*J670/(H672*4))","v":{"$error":"#VALUE!"}},{"$f":"IF(H672<=BH674-E725,0,H725*H670*H671*J670/(H672*4))","v":{"$error":"#VALUE!"}},{"$f":"IF(H672<=BI674-E725,0,H725*H670*H671*J670/(H672*4))","v":{"$error":"#VALUE!"}},{"$f":"IF(H672<=BJ674-E725,0,H725*H670*H671*J670/(H672*4))","v":{"$error":"#VALUE!"}},{"$f":"IF(H672<=BK674-E725,0,H725*H670*H671*J670/(H672*4))","v":{"$error":"#VALUE!"}},{"$f":"IF(H672<=BL674-E725,0,H725*H670*H671*J670/(H672*4))","v":{"$error":"#VALUE!"}},{"$f":"IF(H672<=BM674-E725,0,H725*H670*H671*J670/(H672*4))","v":{"$error":"#VALUE!"}},{"$f":"IF(H672<=BN674-E725,0,H725*H670*H671*J670/(H672*4))","v":{"$error":"#VALUE!"}},{"$f":"IF(H672<=BO674-E725,0,H725*H670*H671*J670/(H672*4))","v":{"$error":"#VALUE!"}},{"$f":"IF(H672<=BP674-E725,0,H725*H670*H671*J670/(H672*4))","v":{"$error":"#VALUE!"}},{"$f":"IF(H672<=BQ674-E725,0,H725*H670*H671*J670/(H672*4))","v":{"$error":"#VALUE!"}},{"$f":"IF(H672<=BR674-E725,0,H725*H670*H671*J670/(H672*4))","v":{"$error":"#VALUE!"}},{"$f":"IF(H672<=BS674-E725,0,H725*H670*H671*J670/(H672*4))","v":{"$error":"#VALUE!"}}]
[{"$nulls":4},13.75,{"$f":"$DF$54","v":{"v":0,"d":"0.000"}},{"$f":"IF(SUM(F675:F726)-H673<=0,0,SUM(F675:F726)-H673)","v":{"v":0,"d":"0.00"}},{"v":0,"d":"0.000"},{"$nulls":51},{"$f":"IF(H672<=BH674-E726,0,H726*H670*H671*J670/(H672*4))","v":{"$error":"#VALUE!"}},{"$f":"IF(H672<=BI674-E726,0,H726*H670*H671*J670/(H672*4))","v":{"$error":"#VALUE!"}},{"$f":"IF(H672<=BJ674-E726,0,H726*H670*H671*J670/(H672*4))","v":{"$error":"#VALUE!"}},{"$f":"IF(H672<=BK674-E726,0,H726*H670*H671*J670/(H672*4))","v":{"$error":"#VALUE!"}},{"$f":"IF(H672<=BL674-E726,0,H726*H670*H671*J670/(H672*4))","v":{"$error":"#VALUE!"}},{"$f":"IF(H672<=BM674-E726,0,H726*H670*H671*J670/(H672*4))","v":{"$error":"#VALUE!"}},{"$f":"IF(H672<=BN674-E726,0,H726*H670*H671*J670/(H672*4))","v":{"$error":"#VALUE!"}},{"$f":"IF(H672<=BO674-E726,0,H726*H670*H671*J670/(H672*4))","v":{"$error":"#VALUE!"}},{"$f":"IF(H672<=BP674-E726,0,H726*H670*H671*J670/(H672*4))","v":{"$error":"#VALUE!"}},{"$f":"IF(H672<=BQ674-E726,0,H726*H670*H671*J670/(H672*4))","v":{"$error":"#VALUE!"}},{"$f":"IF(H672<=BR674-E726,0,H726*H670*H671*J670/(H672*4))","v":{"$error":"#VALUE!"}},{"$f":"IF(H672<=BS674-E726,0,H726*H670*H671*J670/(H672*4))","v":{"$error":"#VALUE!"}},{"$f":"IF(H672<=BT674-E726,0,H726*H670*H671*J670/(H672*4))","v":{"$error":"#VALUE!"}}]
[{"$nulls":4},{"v":14,"d":"14.00"},{"$f":"$DF$55","v":{"v":0,"d":"0.000"}},{"$f":"IF(SUM(F675:F727)-H673<=0,0,SUM(F675:F727)-H673)","v":{"v":0,"d":"0.00"}},{"v":0,"d":"0.000"},{"$nulls":52},{"$f":"IF(H672<=BI674-E727,0,H727*H670*H671*J670/(H672*4))","v":{"$error":"#VALUE!"}},{"$f":"IF(H672<=BJ674-E727,0,H727*H670*H671*J670/(H672*4))","v":{"$error":"#VALUE!"}},{"$f":"IF($H672<=$BK674-$E727,0,$H727*$H670*$H671*$J670/($H672*4))","v":{"$error":"#VALUE!"}},{"$f":"IF(H672<=BL674-E727,0,H727*H670*H671*J670/(H672*4))","v":{"$error":"#VALUE!"}},{"$f":"IF(H672<=BM674-E727,0,H727*H670*H671*J670/(H672*4))","v":{"$error":"#VALUE!"}},{"$f":"IF(H672<=BN674-E727,0,H727*H670*H671*J670/(H672*4))","v":{"$error":"#VALUE!"}},{"$f":"IF(H672<=BO674-E727,0,H727*H670*H671*J670/(H672*4))","v":{"$error":"#VALUE!"}},{"$f":"IF(H672<=BP674-E727,0,H727*H670*H671*J670/(H672*4))","v":{"$error":"#VALUE!"}},{"$f":"IF(H672<=BQ674-E727,0,H727*H670*H671*J670/(H672*4))","v":{"$error":"#VALUE!"}},{"$f":"IF(H672<=BR674-E727,0,H727*H670*H671*J670/(H672*4))","v":{"$error":"#VALUE!"}},{"$f":"IF(H672<=BS674-E727,0,H727*H670*H671*J670/(H672*4))","v":{"$error":"#VALUE!"}},{"$f":"IF(H672<=BT674-E727,0,H727*H670*H671*J670/(H672*4))","v":{"$error":"#VALUE!"}},{"$f":"IF(H672<=BU674-E727,0,H727*H670*H671*J670/(H672*4))","v":{"$error":"#VALUE!"}}]
[{"$nulls":4},14.25,{"$f":"$DF$56","v":{"v":0,"d":"0.000"}},{"$f":"IF(SUM(F675:F728)-H673<=0,0,SUM(F675:F728)-H673)","v":{"v":0,"d":"0.00"}},{"v":0,"d":"0.000"},{"$nulls":53},{"$f":"IF(H672<=BJ674-E728,0,H728*H670*H671*J670/(H672*4))","v":{"$error":"#VALUE!"}},{"$f":"IF(H672<=BK674-E728,0,H728*H670*H671*J670/(H672*4))","v":{"$error":"#VALUE!"}},{"$f":"IF(H672<=BL674-E728,0,H728*H670*H671*J670/(H672*4))","v":{"$error":"#VALUE!"}},{"$f":"IF(H672<=BM674-E728,0,H728*H670*H671*J670/(H672*4))","v":{"$error":"#VALUE!"}},{"$f":"IF(H672<=BN674-E728,0,H728*H670*H671*J670/(H672*4))","v":{"$error":"#VALUE!"}},{"$f":"IF(H672<=BO674-E728,0,H728*H670*H671*J670/(H672*4))","v":{"$error":"#VALUE!"}},{"$f":"IF(H672<=BP674-E728,0,H728*H670*H671*J670/(H672*4))","v":{"$error":"#VALUE!"}},{"$f":"IF(H672<=BQ674-E728,0,H728*H670*H671*J670/(H672*4))","v":{"$error":"#VALUE!"}},{"$f":"IF(H672<=BR674-E728,0,H728*H670*H671*J670/(H672*4))","v":{"$error":"#VALUE!"}},{"$f":"IF(H672<=BS674-E728,0,H728*H670*H671*J670/(H672*4))","v":{"$error":"#VALUE!"}},{"$f":"IF(H672<=BT674-E728,0,H728*H670*H671*J670/(H672*4))","v":{"$error":"#VALUE!"}},{"$f":"IF(H672<=BU674-E728,0,H728*H670*H671*J670/(H672*4))","v":{"$error":"#VALUE!"}},{"$f":"IF(H672<=BV674-E728,0,H728*H670*H671*J670/(H672*4))","v":{"$error":"#VALUE!"}}]
[{"$nulls":4},{"v":14.5,"d":"14.50"},{"$f":"$DF$57","v":{"v":0,"d":"0.000"}},{"$f":"IF(SUM(F675:F729)-H673<=0,0,SUM(F675:F729)-H673)","v":{"v":0,"d":"0.00"}},{"v":0,"d":"0.000"},{"$nulls":54},{"$f":"IF(H672<=BK674-E729,0,H729*H670*H671*J670/(H672*4))","v":{"$error":"#VALUE!"}},{"$f":"IF(H672<=BL674-E729,0,H729*H670*H671*J670/(H672*4))","v":{"$error":"#VALUE!"}},{"$f":"IF(H672<=BM674-E729,0,H729*H670*H671*J670/(H672*4))","v":{"$error":"#VALUE!"}},{"$f":"IF(H672<=BN674-E729,0,H729*H670*H671*J670/(H672*4))","v":{"$error":"#VALUE!"}},{"$f":"IF(H672<=BO674-E729,0,H729*H670*H671*J670/(H672*4))","v":{"$error":"#VALUE!"}},{"$f":"IF(H672<=BP674-E729,0,H729*H670*H671*J670/(H672*4))","v":{"$error":"#VALUE!"}},{"$f":"IF(H672<=BQ674-E729,0,H729*H670*H671*J670/(H672*4))","v":{"$error":"#VALUE!"}},{"$f":"IF(H672<=BR674-E729,0,H729*H670*H671*J670/(H672*4))","v":{"$error":"#VALUE!"}},{"$f":"IF(H672<=BS674-E729,0,H729*H670*H671*J670/(H672*4))","v":{"$error":"#VALUE!"}},{"$f":"IF(H672<=BT674-E729,0,H729*H670*H671*J670/(H672*4))","v":{"$error":"#VALUE!"}},{"$f":"IF(H672<=BU674-E729,0,H729*H670*H671*J670/(H672*4))","v":{"$error":"#VALUE!"}},{"$f":"IF(H672<=BV674-E729,0,H729*H670*H671*J670/(H672*4))","v":{"$error":"#VALUE!"}},{"$f":"IF(H672<=BW674-E729,0,H729*H670*H671*J670/(H672*4))","v":{"$error":"#VALUE!"}}]
[{"$nulls":4},14.75,{"$f":"$DF$58","v":{"v":0,"d":"0.000"}},{"$f":"IF(SUM(F675:F730)-H673<=0,0,SUM(F675:F730)-H673)","v":{"v":0,"d":"0.00"}},{"v":0,"d":"0.000"},{"$nulls":55},{"$f":"IF(H672<=BL674-E730,0,H730*H670*H671*J670/(H672*4))","v":{"$error":"#VALUE!"}},{"$f":"IF(H672<=BM674-E730,0,H730*H670*H671*J670/(H672*4))","v":{"$error":"#VALUE!"}},{"$f":"IF(H672<=BN674-E730,0,H730*H670*H671*J670/(H672*4))","v":{"$error":"#VALUE!"}},{"$f":"IF(H672<=BO674-E730,0,H730*H670*H671*J670/(H672*4))","v":{"$error":"#VALUE!"}},{"$f":"IF(H672<=BP674-E730,0,H730*H670*H671*J670/(H672*4))","v":{"$error":"#VALUE!"}},{"$f":"IF(H672<=BQ674-E730,0,H730*H670*H671*J670/(H672*4))","v":{"$error":"#VALUE!"}},{"$f":"IF(H672<=BR674-E730,0,H730*H670*H671*J670/(H672*4))","v":{"$error":"#VALUE!"}},{"$f":"IF(H672<=BS674-E730,0,H730*H670*H671*J670/(H672*4))","v":{"$error":"#VALUE!"}},{"$f":"IF(H672<=BT674-E730,0,H730*H670*H671*J670/(H672*4))","v":{"$error":"#VALUE!"}},{"$f":"IF(H672<=BU674-E730,0,H730*H670*H671*J670/(H672*4))","v":{"$error":"#VALUE!"}},{"$f":"IF(H672<=BV674-E730,0,H730*H670*H671*J670/(H672*4))","v":{"$error":"#VALUE!"}},{"$f":"IF(H672<=BW674-E730,0,H730*H670*H671*J670/(H672*4))","v":{"$error":"#VALUE!"}},{"$f":"IF(H672<=BX674-E730,0,H730*H670*H671*J670/(H672*4))","v":{"$error":"#VALUE!"}}]
[{"$nulls":4},{"v":15,"d":"15.00"},{"$f":"$DF$59","v":{"v":0,"d":"0.000"}},{"$f":"IF(SUM(F675:F731)-H673<=0,0,SUM(F675:F731)-H673)","v":{"v":0,"d":"0.00"}},{"v":0,"d":"0.000"},{"$nulls":56},{"$f":"IF(H672<=BM674-E731,0,H731*H670*H671*J670/(H672*4))","v":{"$error":"#VALUE!"}},{"$f":"IF(H672<=BN674-E731,0,H731*H670*H671*J670/(H672*4))","v":{"$error":"#VALUE!"}},{"$f":"IF(H672<=BO674-E731,0,H731*H670*H671*J670/(H672*4))","v":{"$error":"#VALUE!"}},{"$f":"IF(H672<=BP674-E731,0,H731*H670*H671*J670/(H672*4))","v":{"$error":"#VALUE!"}},{"$f":"IF(H672<=BQ674-E731,0,H731*H670*H671*J670/(H672*4))","v":{"$error":"#VALUE!"}},{"$f":"IF(H672<=BR674-E731,0,H731*H670*H671*J670/(H672*4))","v":{"$error":"#VALUE!"}},{"$f":"IF(H672<=BS674-E731,0,H731*H670*H671*J670/(H672*4))","v":{"$error":"#VALUE!"}},{"$f":"IF(H672<=BT674-E731,0,H731*H670*H671*J670/(H672*4))","v":{"$error":"#VALUE!"}},{"$f":"IF(H672<=BU674-E731,0,H731*H670*H671*J670/(H672*4))","v":{"$error":"#VALUE!"}},{"$f":"IF(H672<=BV674-E731,0,H731*H670*H671*J670/(H672*4))","v":{"$error":"#VALUE!"}},{"$f":"IF(H672<=BW674-E731,0,H731*H670*H671*J670/(H672*4))","v":{"$error":"#VALUE!"}},{"$f":"IF(H672<=BX674-E731,0,H731*H670*H671*J670/(H672*4))","v":{"$error":"#VALUE!"}},{"$f":"IF(H672<=BY674-E731,0,H731*H670*H671*J670/(H672*4))","v":{"$error":"#VALUE!"}}]
[{"$nulls":4},15.25,{"$f":"$DF$60","v":{"v":0,"d":"0.000"}},{"$f":"IF(SUM(F675:F732)-H673<=0,0,SUM(F675:F732)-H673)","v":{"v":0,"d":"0.00"}},{"v":0,"d":"0.000"},{"$nulls":57},{"$f":"IF(H672<=BN674-E732,0,H732*H670*H671*J670/(H672*4))","v":{"$error":"#VALUE!"}},{"$f":"IF(H672<=BO674-E732,0,H732*H670*H671*J670/(H672*4))","v":{"$error":"#VALUE!"}},{"$f":"IF(H672<=BP674-E732,0,H732*H670*H671*J670/(H672*4))","v":{"$error":"#VALUE!"}},{"$f":"IF(H672<=BQ674-E732,0,H732*H670*H671*J670/(H672*4))","v":{"$error":"#VALUE!"}},{"$f":"IF(H672<=BR674-E732,0,H732*H670*H671*J670/(H672*4))","v":{"$error":"#VALUE!"}},{"$f":"IF(H672<=BS674-E732,0,H732*H670*H671*J670/(H672*4))","v":{"$error":"#VALUE!"}},{"$f":"IF(H672<=BT674-E732,0,H732*H670*H671*J670/(H672*4))","v":{"$error":"#VALUE!"}},{"$f":"IF(H672<=BU674-E732,0,H732*H670*H671*J670/(H672*4))","v":{"$error":"#VALUE!"}},{"$f":"IF(H672<=BV674-E732,0,H732*H670*H671*J670/(H672*4))","v":{"$error":"#VALUE!"}},{"$f":"IF(H672<=BW674-E732,0,H732*H670*H671*J670/(H672*4))","v":{"$error":"#VALUE!"}},{"$f":"IF(H672<=BX674-E732,0,H732*H670*H671*J670/(H672*4))","v":{"$error":"#VALUE!"}},{"$f":"IF(H672<=BY674-E732,0,H732*H670*H671*J670/(H672*4))","v":{"$error":"#VALUE!"}},{"$f":"IF(H672<=BZ674-E732,0,H732*H670*H671*J670/(H672*4))","v":{"$error":"#VALUE!"}}]
[{"$nulls":4},{"v":15.5,"d":"15.50"},{"$f":"$DF$61","v":{"v":0,"d":"0.000"}},{"$f":"IF(SUM(F675:F733)-H673<=0,0,SUM(F675:F733)-H673)","v":{"v":0,"d":"0.00"}},{"v":0,"d":"0.000"},{"$nulls":58},{"$f":"IF(H672<=BO674-E733,0,H733*H670*H671*J670/(H672*4))","v":{"$error":"#VALUE!"}},{"$f":"IF(H672<=BP674-E733,0,H733*H670*H671*J670/(H672*4))","v":{"$error":"#VALUE!"}},{"$f":"IF(H672<=BQ674-E733,0,H733*H670*H671*J670/(H672*4))","v":{"$error":"#VALUE!"}},{"$f":"IF(H672<=BR674-E733,0,H733*H670*H671*J670/(H672*4))","v":{"$error":"#VALUE!"}},{"$f":"IF(H672<=BS674-E733,0,H733*H670*H671*J670/(H672*4))","v":{"$error":"#VALUE!"}},{"$f":"IF(H672<=BT674-E733,0,H733*H670*H671*J670/(H672*4))","v":{"$error":"#VALUE!"}},{"$f":"IF(H672<=BU674-E733,0,H733*H670*H671*J670/(H672*4))","v":{"$error":"#VALUE!"}},{"$f":"IF(H672<=BV674-E733,0,H733*H670*H671*J670/(H672*4))","v":{"$error":"#VALUE!"}},{"$f":"IF(H672<=BW674-E733,0,H733*H670*H671*J670/(H672*4))","v":{"$error":"#VALUE!"}},{"$f":"IF(H672<=BX674-E733,0,H733*H670*H671*J670/(H672*4))","v":{"$error":"#VALUE!"}},{"$f":"IF(H672<=BY674-E733,0,H733*H670*H671*J670/(H672*4))","v":{"$error":"#VALUE!"}},{"$f":"IF(H672<=BZ674-E733,0,H733*H670*H671*J670/(H672*4))","v":{"$error":"#VALUE!"}},{"$f":"IF(H672<=CA674-E733,0,H733*H670*H671*J670/(H672*4))","v":{"$error":"#VALUE!"}}]
[{"$nulls":4},15.75,{"$f":"$DF$62","v":{"v":0,"d":"0.000"}},{"$f":"IF(SUM(F675:F734)-H673<=0,0,SUM(F675:F734)-H673)","v":{"v":0,"d":"0.00"}},{"v":0,"d":"0.000"},{"$nulls":59},{"$f":"IF(H672<=BP674-E734,0,H734*H670*H671*J670/(H672*4))","v":{"$error":"#VALUE!"}},{"$f":"IF(H672<=BQ674-E734,0,H734*H670*H671*J670/(H672*4))","v":{"$error":"#VALUE!"}},{"$f":"IF(H672<=BR674-E734,0,H734*H670*H671*J670/(H672*4))","v":{"$error":"#VALUE!"}},{"$f":"IF(H672<=BS674-E734,0,H734*H670*H671*J670/(H672*4))","v":{"$error":"#VALUE!"}},{"$f":"IF(H672<=BT674-E734,0,H734*H670*H671*J670/(H672*4))","v":{"$error":"#VALUE!"}},{"$f":"IF(H672<=BU674-E734,0,H734*H670*H671*J670/(H672*4))","v":{"$error":"#VALUE!"}},{"$f":"IF(H672<=BV674-E734,0,H734*H670*H671*J670/(H672*4))","v":{"$error":"#VALUE!"}},{"$f":"IF(H672<=BW674-E734,0,H734*H670*H671*J670/(H672*4))","v":{"$error":"#VALUE!"}},{"$f":"IF(H672<=BX674-E734,0,H734*H670*H671*J670/(H672*4))","v":{"$error":"#VALUE!"}},{"$f":"IF(H672<=BY674-E734,0,H734*H670*H671*J670/(H672*4))","v":{"$error":"#VALUE!"}},{"$f":"IF(H672<=BZ674-E734,0,H734*H670*H671*J670/(H672*4))","v":{"$error":"#VALUE!"}},{"$f":"IF(H672<=CA674-E734,0,H734*H670*H671*J670/(H672*4))","v":{"$error":"#VALUE!"}},{"$f":"IF(H672<=CB674-E734,0,H734*H670*H671*J670/(H672*4))","v":{"$error":"#VALUE!"}}]
[{"$nulls":4},{"v":16,"d":"16.00"},{"$f":"$DF$63","v":{"v":0,"d":"0.000"}},{"$f":"IF(SUM(F675:F735)-H673<=0,0,SUM(F675:F735)-H673)","v":{"v":0,"d":"0.00"}},{"v":0,"d":"0.000"},{"$nulls":60},{"$f":"IF(H672<=BQ674-E735,0,H735*H670*H671*J670/(H672*4))","v":{"$error":"#VALUE!"}},{"$f":"IF(H672<=BR674-E735,0,H735*H670*H671*J670/(H672*4))","v":{"$error":"#VALUE!"}},{"$f":"IF(H672<=BS674-E735,0,H735*H670*H671*J670/(H672*4))","v":{"$error":"#VALUE!"}},{"$f":"IF(H672<=BT674-E735,0,H735*H670*H671*J670/(H672*4))","v":{"$error":"#VALUE!"}},{"$f":"IF(H672<=BU674-E735,0,H735*H670*H671*J670/(H672*4))","v":{"$error":"#VALUE!"}},{"$f":"IF(H672<=BV674-E735,0,H735*H670*H671*J670/(H672*4))","v":{"$error":"#VALUE!"}},{"$f":"IF(H672<=BW674-E735,0,H735*H670*H671*J670/(H672*4))","v":{"$error":"#VALUE!"}},{"$f":"IF(H672<=BX674-E735,0,H735*H670*H671*J670/(H672*4))","v":{"$error":"#VALUE!"}},{"$f":"IF(H672<=BY674-E735,0,H735*H670*H671*J670/(H672*4))","v":{"$error":"#VALUE!"}},{"$f":"IF(H672<=BZ674-E735,0,H735*H670*H671*J670/(H672*4))","v":{"$error":"#VALUE!"}},{"$f":"IF(H672<=CA674-E735,0,H735*H670*H671*J670/(H672*4))","v":{"$error":"#VALUE!"}},{"$f":"IF(H672<=CB674-E735,0,H735*H670*H671*J670/(H672*4))","v":{"$error":"#VALUE!"}},{"$f":"IF(H672<=CC674-E735,0,H735*H670*H671*J670/(H672*4))","v":{"$error":"#VALUE!"}}]
[{"$nulls":4},16.25,{"$f":"$DF$64","v":{"v":0,"d":"0.000"}},{"$f":"IF(SUM(F675:F736)-H673<=0,0,SUM(F675:F736)-H673)","v":{"v":0,"d":"0.00"}},{"v":0,"d":"0.000"},{"$nulls":61},{"$f":"IF(H672<=BR674-E736,0,H736*H670*H671*J670/(H672*4))","v":{"$error":"#VALUE!"}},{"$f":"IF(H672<=BS674-E736,0,H736*H670*H671*J670/(H672*4))","v":{"$error":"#VALUE!"}},{"$f":"IF(H672<=BT674-E736,0,H736*H670*H671*J670/(H672*4))","v":{"$error":"#VALUE!"}},{"$f":"IF(H672<=BU674-E736,0,H736*H670*H671*J670/(H672*4))","v":{"$error":"#VALUE!"}},{"$f":"IF(H672<=BV674-E736,0,H736*H670*H671*J670/(H672*4))","v":{"$error":"#VALUE!"}},{"$f":"IF(H672<=BW674-E736,0,H736*H670*H671*J670/(H672*4))","v":{"$error":"#VALUE!"}},{"$f":"IF(H672<=BX674-E736,0,H736*H670*H671*J670/(H672*4))","v":{"$error":"#VALUE!"}},{"$f":"IF(H672<=BY674-E736,0,H736*H670*H671*J670/(H672*4))","v":{"$error":"#VALUE!"}},{"$f":"IF(H672<=BZ674-E736,0,H736*H670*H671*J670/(H672*4))","v":{"$error":"#VALUE!"}},{"$f":"IF(H672<=CA674-E736,0,H736*H670*H671*J670/(H672*4))","v":{"$error":"#VALUE!"}},{"$f":"IF(H672<=CB674-E736,0,H736*H670*H671*J670/(H672*4))","v":{"$error":"#VALUE!"}},{"$f":"IF(H672<=CC674-E736,0,H736*H670*H671*J670/(H672*4))","v":{"$error":"#VALUE!"}},{"$f":"IF(H672<=CD674-E736,0,H736*H670*H671*J670/(H672*4))","v":{"$error":"#VALUE!"}}]
[{"$nulls":4},{"v":16.5,"d":"16.50"},{"$f":"$DF$65","v":{"v":0,"d":"0.000"}},{"$f":"IF(SUM(F675:F737)-H673<=0,0,SUM(F675:F737)-H673)","v":{"v":0,"d":"0.00"}},{"v":0,"d":"0.000"},{"$nulls":62},{"$f":"IF(H672<=BS674-E737,0,H737*H670*H671*J670/(H672*4))","v":{"$error":"#VALUE!"}},{"$f":"IF(H672<=BT674-E737,0,H737*H670*H671*J670/(H672*4))","v":{"$error":"#VALUE!"}},{"$f":"IF(H672<=BU674-E737,0,H737*H670*H671*J670/(H672*4))","v":{"$error":"#VALUE!"}},{"$f":"IF(H672<=BV674-E737,0,H737*H670*H671*J670/(H672*4))","v":{"$error":"#VALUE!"}},{"$f":"IF(H672<=BW674-E737,0,H737*H670*H671*J670/(H672*4))","v":{"$error":"#VALUE!"}},{"$f":"IF(H672<=BX674-E737,0,H737*H670*H671*J670/(H672*4))","v":{"$error":"#VALUE!"}},{"$f":"IF(H672<=BY674-E737,0,H737*H670*H671*J670/(H672*4))","v":{"$error":"#VALUE!"}},{"$f":"IF(H672<=BZ674-E737,0,H737*H670*H671*J670/(H672*4))","v":{"$error":"#VALUE!"}},{"$f":"IF(H672<=CA674-E737,0,H737*H670*H671*J670/(H672*4))","v":{"$error":"#VALUE!"}},{"$f":"IF(H672<=CB674-E737,0,H737*H670*H671*J670/(H672*4))","v":{"$error":"#VALUE!"}},{"$f":"IF(H672<=CC674-E737,0,H737*H670*H671*J670/(H672*4))","v":{"$error":"#VALUE!"}},{"$f":"IF(H672<=CD674-E737,0,H737*H670*H671*J670/(H672*4))","v":{"$error":"#VALUE!"}},{"$f":"IF(H672<=CE674-E737,0,H737*H670*H671*J670/(H672*4))","v":{"$error":"#VALUE!"}}]
[{"$nulls":4},16.75,{"$f":"$DF$66","v":{"v":0,"d":"0.000"}},{"$f":"IF(SUM(F675:F738)-H673<=0,0,SUM(F675:F738)-H673)","v":{"v":0,"d":"0.00"}},{"v":0,"d":"0.000"},{"$nulls":63},{"$f":"IF(H672<=BT674-E738,0,H738*H670*H671*J670/(H672*4))","v":{"$error":"#VALUE!"}},{"$f":"IF(H672<=BU674-E738,0,H738*H670*H671*J670/(H672*4))","v":{"$error":"#VALUE!"}},{"$f":"IF(H672<=BV674-E738,0,H738*H670*H671*J670/(H672*4))","v":{"$error":"#VALUE!"}},{"$f":"IF(H672<=BW674-E738,0,H738*H670*H671*J670/(H672*4))","v":{"$error":"#VALUE!"}},{"$f":"IF(H672<=BX674-E738,0,H738*H670*H671*J670/(H672*4))","v":{"$error":"#VALUE!"}},{"$f":"IF(H672<=BY674-E738,0,H738*H670*H671*J670/(H672*4))","v":{"$error":"#VALUE!"}},{"$f":"IF(H672<=BZ674-E738,0,H738*H670*H671*J670/(H672*4))","v":{"$error":"#VALUE!"}},{"$f":"IF(H672<=CA674-E738,0,H738*H670*H671*J670/(H672*4))","v":{"$error":"#VALUE!"}},{"$f":"IF(H672<=CB674-E738,0,H738*H670*H671*J670/(H672*4))","v":{"$error":"#VALUE!"}},{"$f":"IF(H672<=CC674-E738,0,H738*H670*H671*J670/(H672*4))","v":{"$error":"#VALUE!"}},{"$f":"IF(H672<=CD674-E738,0,H738*H670*H671*J670/(H672*4))","v":{"$error":"#VALUE!"}},{"$f":"IF(H672<=CE674-E738,0,H738*H670*H671*J670/(H672*4))","v":{"$error":"#VALUE!"}},{"$f":"IF(H672<=CF674-E738,0,H738*H670*H671*J670/(H672*4))","v":{"$error":"#VALUE!"}}]
[{"$nulls":4},{"v":17,"d":"17.00"},{"$f":"$DF$67","v":{"v":0,"d":"0.000"}},{"$f":"IF(SUM(F675:F739)-H673<=0,0,SUM(F675:F739)-H673)","v":{"v":0,"d":"0.00"}},{"v":0,"d":"0.000"},{"$nulls":64},{"$f":"IF(H672<=BU674-E739,0,H739*H670*H671*J670/(H672*4))","v":{"$error":"#VALUE!"}},{"$f":"IF(H672<=BV674-E739,0,H739*H670*H671*J670/(H672*4))","v":{"$error":"#VALUE!"}},{"$f":"IF(H672<=BW674-E739,0,H739*H670*H671*J670/(H672*4))","v":{"$error":"#VALUE!"}},{"$f":"IF(H672<=BX674-E739,0,H739*H670*H671*J670/(H672*4))","v":{"$error":"#VALUE!"}},{"$f":"IF(H672<=BY674-E739,0,H739*H670*H671*J670/(H672*4))","v":{"$error":"#VALUE!"}},{"$f":"IF(H672<=BZ674-E739,0,H739*H670*H671*J670/(H672*4))","v":{"$error":"#VALUE!"}},{"$f":"IF(H672<=CA674-E739,0,H739*H670*H671*J670/(H672*4))","v":{"$error":"#VALUE!"}},{"$f":"IF(H672<=CB674-E739,0,H739*H670*H671*J670/(H672*4))","v":{"$error":"#VALUE!"}},{"$f":"IF(H672<=CC674-E739,0,H739*H670*H671*J670/(H672*4))","v":{"$error":"#VALUE!"}},{"$f":"IF(H672<=CD674-E739,0,H739*H670*H671*J670/(H672*4))","v":{"$error":"#VALUE!"}},{"$f":"IF(H672<=CE674-E739,0,H739*H670*H671*J670/(H672*4))","v":{"$error":"#VALUE!"}},{"$f":"IF(H672<=CF674-E739,0,H739*H670*H671*J670/(H672*4))","v":{"$error":"#VALUE!"}},{"$f":"IF(H672<=CG674-E739,0,H739*H670*H671*J670/(H672*4))","v":{"$error":"#VALUE!"}}]
[{"$nulls":4},17.25,{"$f":"$DF$68","v":{"v":0,"d":"0.000"}},{"$f":"IF(SUM(F675:F740)-H673<=0,0,SUM(F675:F740)-H673)","v":{"v":0,"d":"0.00"}},{"$f":"G740-G739","v":{"v":0,"d":"0.000"}},{"$nulls":65},{"$f":"IF(H672<=BV674-E740,0,H740*H670*H671*J670/(H672*4))","v":{"$error":"#VALUE!"}},{"$f":"IF(H672<=BW674-E740,0,H740*H670*H671*J670/(H672*4))","v":{"$error":"#VALUE!"}},{"$f":"IF(H672<=BX674-E740,0,H740*H670*H671*J670/(H672*4))","v":{"$error":"#VALUE!"}},{"$f":"IF(H672<=BY674-E740,0,H740*H670*H671*J670/(H672*4))","v":{"$error":"#VALUE!"}},{"$f":"IF(H672<=BZ674-E740,0,H740*H670*H671*J670/(H672*4))","v":{"$error":"#VALUE!"}},{"$f":"IF(H672<=CA674-E740,0,H740*H670*H671*J670/(H672*4))","v":{"$error":"#VALUE!"}},{"$f":"IF(H672<=CB674-E740,0,H740*H670*H671*J670/(H672*4))","v":{"$error":"#VALUE!"}},{"$f":"IF(H672<=CC674-E740,0,H740*H670*H671*J670/(H672*4))","v":{"$error":"#VALUE!"}},{"$f":"IF(H672<=CD674-E740,0,H740*H670*H671*J670/(H672*4))","v":{"$error":"#VALUE!"}},{"$f":"IF(H672<=CE674-E740,0,H740*H670*H671*J670/(H672*4))","v":{"$error":"#VALUE!"}},{"$f":"IF(H672<=CF674-E740,0,H740*H670*H671*J670/(H672*4))","v":{"$error":"#VALUE!"}},{"$f":"IF(H672<=CG674-E740,0,H740*H670*H671*J670/(H672*4))","v":{"$error":"#VALUE!"}},{"$f":"IF(H672<=CH674-E740,0,H740*H670*H671*J670/(H672*4))","v":{"$error":"#VALUE!"}}]
[{"$nulls":4},{"v":17.5,"d":"17.50"},{"$f":"$DF$69","v":{"v":0,"d":"0.000"}},{"$f":"IF(SUM(F675:F741)-H673<=0,0,SUM(F675:F741)-H673)","v":{"v":0,"d":"0.00"}},{"v":0,"d":"0.000"},{"$nulls":66},{"$f":"IF(H672<=BW674-E741,0,H741*H670*H671*J670/(H672*4))","v":{"$error":"#VALUE!"}},{"$f":"IF(H672<=BX674-E741,0,H741*H670*H671*J670/(H672*4))","v":{"$error":"#VALUE!"}},{"$f":"IF(H672<=BY674-E741,0,H741*H670*H671*J670/(H672*4))","v":{"$error":"#VALUE!"}},{"$f":"IF(H672<=BZ674-E741,0,H741*H670*H671*J670/(H672*4))","v":{"$error":"#VALUE!"}},{"$f":"IF(H672<=CA674-E741,0,H741*H670*H671*J670/(H672*4))","v":{"$error":"#VALUE!"}},{"$f":"IF(H672<=CB674-E741,0,H741*H670*H671*J670/(H672*4))","v":{"$error":"#VALUE!"}},{"$f":"IF(H672<=CC674-E741,0,H741*H670*H671*J670/(H672*4))","v":{"$error":"#VALUE!"}},{"$f":"IF(H672<=CD674-E741,0,H741*H670*H671*J670/(H672*4))","v":{"$error":"#VALUE!"}},{"$f":"IF(H672<=CE674-E741,0,H741*H670*H671*J670/(H672*4))","v":{"$error":"#VALUE!"}},{"$f":"IF(H672<=CF674-E741,0,H741*H670*H671*J670/(H672*4))","v":{"$error":"#VALUE!"}},{"$f":"IF(H672<=CG674-E741,0,H741*H670*H671*J670/(H672*4))","v":{"$error":"#VALUE!"}},{"$f":"IF(H672<=CH674-E741,0,H741*H670*H671*J670/(H672*4))","v":{"$error":"#VALUE!"}},{"$f":"IF(H672<=CI674-E741,0,H741*H670*H671*J670/(H672*4))","v":{"$error":"#VALUE!"}}]
[{"$nulls":4},17.75,{"$f":"$DF$70","v":{"v":0,"d":"0.000"}},{"$f":"IF(SUM(F675:F742)-H673<=0,0,SUM(F675:F742)-H673)","v":{"v":0,"d":"0.00"}},{"v":0,"d":"0.000"},{"$nulls":67},{"$f":"IF(H672<=BX674-E742,0,H742*H670*H671*J670/(H672*4))","v":{"$error":"#VALUE!"}},{"$f":"IF(H672<=BY674-E742,0,H742*H670*H671*J670/(H672*4))","v":{"$error":"#VALUE!"}},{"$f":"IF(H672<=BZ674-E742,0,H742*H670*H671*J670/(H672*4))","v":{"$error":"#VALUE!"}},{"$f":"IF(H672<=CA674-E742,0,H742*H670*H671*J670/(H672*4))","v":{"$error":"#VALUE!"}},{"$f":"IF(H672<=CB674-E742,0,H742*H670*H671*J670/(H672*4))","v":{"$error":"#VALUE!"}},{"$f":"IF(H672<=CC674-E742,0,H742*H670*H671*J670/(H672*4))","v":{"$error":"#VALUE!"}},{"$f":"IF(H672<=CD674-E742,0,H742*H670*H671*J670/(H672*4))","v":{"$error":"#VALUE!"}},{"$f":"IF(H672<=CE674-E742,0,H742*H670*H671*J670/(H672*4))","v":{"$error":"#VALUE!"}},{"$f":"IF(H672<=CF674-E742,0,H742*H670*H671*J670/(H672*4))","v":{"$error":"#VALUE!"}},{"$f":"IF(H672<=CG674-E742,0,H742*H670*H671*J670/(H672*4))","v":{"$error":"#VALUE!"}},{"$f":"IF(H672<=CH674-E742,0,H742*H670*H671*J670/(H672*4))","v":{"$error":"#VALUE!"}},{"$f":"IF(H672<=CI674-E742,0,H742*H670*H671*J670/(H672*4))","v":{"$error":"#VALUE!"}},{"$f":"IF(H672<=CJ674-E742,0,H742*H670*H671*J670/(H672*4))","v":{"$error":"#VALUE!"}}]
[{"$nulls":4},{"v":18,"d":"18.00"},{"$f":"$DF$71","v":{"v":0,"d":"0.000"}},{"$f":"IF(SUM(F675:F743)-H673<=0,0,SUM(F675:F743)-H673)","v":{"v":0,"d":"0.00"}},{"v":0,"d":"0.000"},{"$nulls":68},{"$f":"IF(H672<=BY674-E743,0,H743*H670*H671*J670/(H672*4))","v":{"$error":"#VALUE!"}},{"$f":"IF(H672<=BZ674-E743,0,H743*H670*H671*J670/(H672*4))","v":{"$error":"#VALUE!"}},{"$f":"IF(H672<=CA674-E743,0,H743*H670*H671*J670/(H672*4))","v":{"$error":"#VALUE!"}},{"$f":"IF(H672<=CB674-E743,0,H743*H670*H671*J670/(H672*4))","v":{"$error":"#VALUE!"}},{"$f":"IF(H672<=CC674-E743,0,H743*H670*H671*J670/(H672*4))","v":{"$error":"#VALUE!"}},{"$f":"IF(H672<=CD674-E743,0,H743*H670*H671*J670/(H672*4))","v":{"$error":"#VALUE!"}},{"$f":"IF(H672<=CE674-E743,0,H743*H670*H671*J670/(H672*4))","v":{"$error":"#VALUE!"}},{"$f":"IF(H672<=CF674-E743,0,H743*H670*H671*J670/(H672*4))","v":{"$error":"#VALUE!"}},{"$f":"IF(H672<=CG674-E743,0,H743*H670*H671*J670/(H672*4))","v":{"$error":"#VALUE!"}},{"$f":"IF(H672<=CH674-E743,0,H743*H670*H671*J670/(H672*4))","v":{"$error":"#VALUE!"}},{"$f":"IF(H672<=CI674-E743,0,H743*H670*H671*J670/(H672*4))","v":{"$error":"#VALUE!"}},{"$f":"IF(H672<=CJ674-E743,0,H743*H670*H671*J670/(H672*4))","v":{"$error":"#VALUE!"}},{"$f":"IF(H672<=CK674-E743,0,H743*H670*H671*J670/(H672*4))","v":{"$error":"#VALUE!"}}]
[{"$nulls":4},18.25,{"$f":"$DF$72","v":{"v":0,"d":"0.000"}},{"$f":"IF(SUM(F675:F744)-H673<=0,0,SUM(F675:F744)-H673)","v":{"v":0,"d":"0.00"}},{"v":0,"d":"0.000"},{"$nulls":69},{"$f":"IF(H672<=BZ674-E744,0,H744*H670*H671*J670/(H672*4))","v":{"$error":"#VALUE!"}},{"$f":"IF(H672<=CA674-E744,0,H744*H670*H671*J670/(H672*4))","v":{"$error":"#VALUE!"}},{"$f":"IF(H672<=CB674-E744,0,H744*H670*H671*J670/(H672*4))","v":{"$error":"#VALUE!"}},{"$f":"IF(H672<=CC674-E744,0,H744*H670*H671*J670/(H672*4))","v":{"$error":"#VALUE!"}},{"$f":"IF(H672<=CD674-E744,0,H744*H670*H671*J670/(H672*4))","v":{"$error":"#VALUE!"}},{"$f":"IF(H672<=CE674-E744,0,H744*H670*H671*J670/(H672*4))","v":{"$error":"#VALUE!"}},{"$f":"IF(H672<=CF674-E744,0,H744*H670*H671*J670/(H672*4))","v":{"$error":"#VALUE!"}},{"$f":"IF(H672<=CG674-E744,0,H744*H670*H671*J670/(H672*4))","v":{"$error":"#VALUE!"}},{"$f":"IF(H672<=CH674-E744,0,H744*H670*H671*J670/(H672*4))","v":{"$error":"#VALUE!"}},{"$f":"IF(H672<=CI674-E744,0,H744*H670*H671*J670/(H672*4))","v":{"$error":"#VALUE!"}},{"$f":"IF(H672<=CJ674-E744,0,H744*H670*H671*J670/(H672*4))","v":{"$error":"#VALUE!"}},{"$f":"IF(H672<=CK674-E744,0,H744*H670*H671*J670/(H672*4))","v":{"$error":"#VALUE!"}},{"$f":"IF(H672<=CL674-E744,0,H744*H670*H671*J670/(H672*4))","v":{"$error":"#VALUE!"}}]
[{"$nulls":4},{"v":18.5,"d":"18.50"},{"$f":"$DF$73","v":{"v":0,"d":"0.000"}},{"$f":"IF(SUM(F675:F745)-H673<=0,0,SUM(F675:F745)-H673)","v":{"v":0,"d":"0.00"}},{"v":0,"d":"0.000"},{"$nulls":70},{"$f":"IF(H672<=CA674-E745,0,H745*H670*H671*J670/(H672*4))","v":{"$error":"#VALUE!"}},{"$f":"IF(H672<=CB674-E745,0,H745*H670*H671*J670/(H672*4))","v":{"$error":"#VALUE!"}},{"$f":"IF(H672<=CC674-E745,0,H745*H670*H671*J670/(H672*4))","v":{"$error":"#VALUE!"}},{"$f":"IF(H672<=CD674-E745,0,H745*H670*H671*J670/(H672*4))","v":{"$error":"#VALUE!"}},{"$f":"IF(H672<=CE674-E745,0,H745*H670*H671*J670/(H672*4))","v":{"$error":"#VALUE!"}},{"$f":"IF(H672<=CF674-E745,0,H745*H670*H671*J670/(H672*4))","v":{"$error":"#VALUE!"}},{"$f":"IF(H672<=CG674-E745,0,H745*H670*H671*J670/(H672*4))","v":{"$error":"#VALUE!"}},{"$f":"IF(H672<=CH674-E745,0,H745*H670*H671*J670/(H672*4))","v":{"$error":"#VALUE!"}},{"$f":"IF(H672<=CI674-E745,0,H745*H670*H671*J670/(H672*4))","v":{"$error":"#VALUE!"}},{"$f":"IF(H672<=CJ674-E745,0,H745*H670*H671*J670/(H672*4))","v":{"$error":"#VALUE!"}},{"$f":"IF(H672<=CK674-E745,0,H745*H670*H671*J670/(H672*4))","v":{"$error":"#VALUE!"}},{"$f":"IF(H672<=CL674-E745,0,H745*H670*H671*J670/(H672*4))","v":{"$error":"#VALUE!"}},{"$f":"IF(H672<=CM674-E745,0,H745*H670*H671*J670/(H672*4))","v":{"$error":"#VALUE!"}}]
[{"$nulls":4},18.75,{"$f":"$DF$74","v":{"v":0,"d":"0.000"}},{"$f":"IF(SUM(F675:F746)-H673<=0,0,SUM(F675:F746)-H673)","v":{"v":0,"d":"0.00"}},{"v":0,"d":"0.000"},{"$nulls":71},{"$f":"IF(H672<=CB674-E746,0,H746*H670*H671*J670/(H672*4))","v":{"$error":"#VALUE!"}},{"$f":"IF(H672<=CC674-E746,0,H746*H670*H671*J670/(H672*4))","v":{"$error":"#VALUE!"}},{"$f":"IF(H672<=CD674-E746,0,H746*H670*H671*J670/(H672*4))","v":{"$error":"#VALUE!"}},{"$f":"IF(H672<=CE674-E746,0,H746*H670*H671*J670/(H672*4))","v":{"$error":"#VALUE!"}},{"$f":"IF(H672<=CF674-E746,0,H746*H670*H671*J670/(H672*4))","v":{"$error":"#VALUE!"}},{"$f":"IF(H672<=CG674-E746,0,H746*H670*H671*J670/(H672*4))","v":{"$error":"#VALUE!"}},{"$f":"IF(H672<=CH674-E746,0,H746*H670*H671*J670/(H672*4))","v":{"$error":"#VALUE!"}},{"$f":"IF(H672<=CI674-E746,0,H746*H670*H671*J670/(H672*4))","v":{"$error":"#VALUE!"}},{"$f":"IF(H672<=CJ674-E746,0,H746*H670*H671*J670/(H672*4))","v":{"$error":"#VALUE!"}},{"$f":"IF(H672<=CK674-E746,0,H746*H670*H671*J670/(H672*4))","v":{"$error":"#VALUE!"}},{"$f":"IF(H672<=CL674-E746,0,H746*H670*H671*J670/(H672*4))","v":{"$error":"#VALUE!"}},{"$f":"IF(H672<=CM674-E746,0,H746*H670*H671*J670/(H672*4))","v":{"$error":"#VALUE!"}},{"$f":"IF(H672<=CN674-E746,0,H746*H670*H671*J670/(H672*4))","v":{"$error":"#VALUE!"}}]
[{"$nulls":4},{"v":19,"d":"19.00"},{"$f":"$DF$75","v":{"v":0,"d":"0.000"}},{"$f":"IF(SUM(F675:F747)-H673<=0,0,SUM(F675:F747)-H673)","v":{"v":0,"d":"0.00"}},{"v":0,"d":"0.000"},{"$nulls":72},{"$f":"IF(H672<=CC674-E747,0,H747*H670*H671*J670/(H672*4))","v":{"$error":"#VALUE!"}},{"$f":"IF(H672<=CD674-E747,0,H747*H670*H671*J670/(H672*4))","v":{"$error":"#VALUE!"}},{"$f":"IF(H672<=CE674-E747,0,H747*H670*H671*J670/(H672*4))","v":{"$error":"#VALUE!"}},{"$f":"IF(H672<=CF674-E747,0,H747*H670*H671*J670/(H672*4))","v":{"$error":"#VALUE!"}},{"$f":"IF(H672<=CG674-E747,0,H747*H670*H671*J670/(H672*4))","v":{"$error":"#VALUE!"}},{"$f":"IF(H672<=CH674-E747,0,H747*H670*H671*J670/(H672*4))","v":{"$error":"#VALUE!"}},{"$f":"IF(H672<=CI674-E747,0,H747*H670*H671*J670/(H672*4))","v":{"$error":"#VALUE!"}},{"$f":"IF(H672<=CJ674-E747,0,H747*H670*H671*J670/(H672*4))","v":{"$error":"#VALUE!"}},{"$f":"IF(H672<=CK674-E747,0,H747*H670*H671*J670/(H672*4))","v":{"$error":"#VALUE!"}},{"$f":"IF(H672<=CL674-E747,0,H747*H670*H671*J670/(H672*4))","v":{"$error":"#VALUE!"}},{"$f":"IF(H672<=CM674-E747,0,H747*H670*H671*J670/(H672*4))","v":{"$error":"#VALUE!"}},{"$f":"IF(H672<=CN674-E747,0,H747*H670*H671*J670/(H672*4))","v":{"$error":"#VALUE!"}},{"$f":"IF(H672<=CO674-E747,0,H747*H670*H671*J670/(H672*4))","v":{"$error":"#VALUE!"}}]
[{"$nulls":4},19.25,{"$f":"$DF$76","v":{"v":0,"d":"0.000"}},{"$f":"IF(SUM(F675:F748)-H673<=0,0,SUM(F675:F748)-H673)","v":{"v":0,"d":"0.00"}},{"v":0,"d":"0.000"},{"$nulls":73},{"$f":"IF(H672<=CD674-E748,0,H748*H670*H671*J670/(H672*4))","v":{"$error":"#VALUE!"}},{"$f":"IF(H672<=CE674-E748,0,H748*H670*H671*J670/(H672*4))","v":{"$error":"#VALUE!"}},{"$f":"IF(H672<=CF674-E748,0,H748*H670*H671*J670/(H672*4))","v":{"$error":"#VALUE!"}},{"$f":"IF(H672<=CG674-E748,0,H748*H670*H671*J670/(H672*4))","v":{"$error":"#VALUE!"}},{"$f":"IF(H672<=CH674-E748,0,H748*H670*H671*J670/(H672*4))","v":{"$error":"#VALUE!"}},{"$f":"IF(H672<=CI674-E748,0,H748*H670*H671*J670/(H672*4))","v":{"$error":"#VALUE!"}},{"$f":"IF(H672<=CJ674-E748,0,H748*H670*H671*J670/(H672*4))","v":{"$error":"#VALUE!"}},{"$f":"IF(H672<=CK674-E748,0,H748*H670*H671*J670/(H672*4))","v":{"$error":"#VALUE!"}},{"$f":"IF(H672<=CL674-E748,0,H748*H670*H671*J670/(H672*4))","v":{"$error":"#VALUE!"}},{"$f":"IF(H672<=CM674-E748,0,H748*H670*H671*J670/(H672*4))","v":{"$error":"#VALUE!"}},{"$f":"IF(H672<=CN674-E748,0,H748*H670*H671*J670/(H672*4))","v":{"$error":"#VALUE!"}},{"$f":"IF(H672<=CO674-E748,0,H748*H670*H671*J670/(H672*4))","v":{"$error":"#VALUE!"}},{"$f":"IF(H672<=CP674-E748,0,H748*H670*H671*J670/(H672*4))","v":{"$error":"#VALUE!"}}]
[{"$nulls":4},{"v":19.5,"d":"19.50"},{"$f":"$DF$77","v":{"v":0,"d":"0.000"}},{"$f":"IF(SUM(F675:F749)-H673<=0,0,SUM(F675:F749)-H673)","v":{"v":0,"d":"0.00"}},{"v":0,"d":"0.000"},{"$nulls":74},{"$f":"IF(H672<=CE674-E749,0,H749*H670*H671*J670/(H672*4))","v":{"$error":"#VALUE!"}},{"$f":"IF(H672<=CF674-E749,0,H749*H670*H671*J670/(H672*4))","v":{"$error":"#VALUE!"}},{"$f":"IF(H672<=CG674-E749,0,H749*H670*H671*J670/(H672*4))","v":{"$error":"#VALUE!"}},{"$f":"IF(H672<=CH674-E749,0,H749*H670*H671*J670/(H672*4))","v":{"$error":"#VALUE!"}},{"$f":"IF(H672<=CI674-E749,0,H749*H670*H671*J670/(H672*4))","v":{"$error":"#VALUE!"}},{"$f":"IF(H672<=CJ674-E749,0,H749*H670*H671*J670/(H672*4))","v":{"$error":"#VALUE!"}},{"$f":"IF(H672<=CK674-E749,0,H749*H670*H671*J670/(H672*4))","v":{"$error":"#VALUE!"}},{"$f":"IF(H672<=CL674-E749,0,H749*H670*H671*J670/(H672*4))","v":{"$error":"#VALUE!"}},{"$f":"IF(H672<=CM674-E749,0,H749*H670*H671*J670/(H672*4))","v":{"$error":"#VALUE!"}},{"$f":"IF(H672<=CN674-E749,0,H749*H670*H671*J670/(H672*4))","v":{"$error":"#VALUE!"}},{"$f":"IF(H672<=CO674-E749,0,H749*H670*H671*J670/(H672*4))","v":{"$error":"#VALUE!"}},{"$f":"IF(H672<=CP674-E749,0,H749*H670*H671*J670/(H672*4))","v":{"$error":"#VALUE!"}},{"$f":"IF(H672<=CQ674-E749,0,H749*H670*H671*J670/(H672*4))","v":{"$error":"#VALUE!"}}]
[{"$nulls":4},19.75,{"$f":"$DF$78","v":{"v":0,"d":"0.000"}},{"$f":"IF(SUM(F675:F750)-H673<=0,0,SUM(F675:F750)-H673)","v":{"v":0,"d":"0.00"}},{"v":0,"d":"0.000"},{"$nulls":75},{"$f":"IF(H672<=CF674-E750,0,H750*H670*H671*J670/(H672*4))","v":{"$error":"#VALUE!"}},{"$f":"IF(H672<=CG674-E750,0,H750*H670*H671*J670/(H672*4))","v":{"$error":"#VALUE!"}},{"$f":"IF(H672<=CH674-E750,0,H750*H670*H671*J670/(H672*4))","v":{"$error":"#VALUE!"}},{"$f":"IF(H672<=CI674-E750,0,H750*H670*H671*J670/(H672*4))","v":{"$error":"#VALUE!"}},{"$f":"IF(H672<=CJ674-E750,0,H750*H670*H671*J670/(H672*4))","v":{"$error":"#VALUE!"}},{"$f":"IF(H672<=CK674-E750,0,H750*H670*H671*J670/(H672*4))","v":{"$error":"#VALUE!"}},{"$f":"IF(H672<=CL674-E750,0,H750*H670*H671*J670/(H672*4))","v":{"$error":"#VALUE!"}},{"$f":"IF(H672<=CM674-E750,0,H750*H670*H671*J670/(H672*4))","v":{"$error":"#VALUE!"}},{"$f":"IF(H672<=CN674-E750,0,H750*H670*H671*J670/(H672*4))","v":{"$error":"#VALUE!"}},{"$f":"IF(H672<=CO674-E750,0,H750*H670*H671*J670/(H672*4))","v":{"$error":"#VALUE!"}},{"$f":"IF(H672<=CP674-E750,0,H750*H670*H671*J670/(H672*4))","v":{"$error":"#VALUE!"}},{"$f":"IF(H672<=CQ674-E750,0,H750*H670*H671*J670/(H672*4))","v":{"$error":"#VALUE!"}},{"$f":"IF(H672<=CR674-E750,0,H750*H670*H671*J670/(H672*4))","v":{"$error":"#VALUE!"}}]
[{"$nulls":4},{"v":20,"d":"20.00"},{"$f":"$DF$79","v":{"v":0,"d":"0.000"}},{"$f":"IF(SUM(F675:F751)-H673<=0,0,SUM(F675:F751)-H673)","v":{"v":0,"d":"0.00"}},{"v":0,"d":"0.000"},{"$nulls":76},{"$f":"IF(H672<=CG674-E751,0,H751*H670*H671*J670/(H672*4))","v":{"$error":"#VALUE!"}},{"$f":"IF(H672<=CH674-E751,0,H751*H670*H671*J670/(H672*4))","v":{"$error":"#VALUE!"}},{"$f":"IF(H672<=CI674-E751,0,H751*H670*H671*J670/(H672*4))","v":{"$error":"#VALUE!"}},{"$f":"IF(H672<=CJ674-E751,0,H751*H670*H671*J670/(H672*4))","v":{"$error":"#VALUE!"}},{"$f":"IF(H672<=CK674-E751,0,H751*H670*H671*J670/(H672*4))","v":{"$error":"#VALUE!"}},{"$f":"IF(H672<=CL674-E751,0,H751*H670*H671*J670/(H672*4))","v":{"$error":"#VALUE!"}},{"$f":"IF(H672<=CM674-E751,0,H751*H670*H671*J670/(H672*4))","v":{"$error":"#VALUE!"}},{"$f":"IF(H672<=CN674-E751,0,H751*H670*H671*J670/(H672*4))","v":{"$error":"#VALUE!"}},{"$f":"IF(H672<=CO674-E751,0,H751*H670*H671*J670/(H672*4))","v":{"$error":"#VALUE!"}},{"$f":"IF(H672<=CP674-E751,0,H751*H670*H671*J670/(H672*4))","v":{"$error":"#VALUE!"}},{"$f":"IF(H672<=CQ674-E751,0,H751*H670*H671*J670/(H672*4))","v":{"$error":"#VALUE!"}},{"$f":"IF(H672<=CR674-E751,0,H751*H670*H671*J670/(H672*4))","v":{"$error":"#VALUE!"}},{"$f":"IF(H672<=CS674-E751,0,H751*H670*H671*J670/(H672*4))","v":{"$error":"#VALUE!"}}]
[{"$nulls":4},20.25,{"$f":"$DF$80","v":{"v":0,"d":"0.000"}},{"$f":"IF(SUM(F675:F752)-H673<=0,0,SUM(F675:F752)-H673)","v":{"v":0,"d":"0.00"}},{"v":0,"d":"0.000"},{"$nulls":77},{"$f":"IF(H672<=CH674-E752,0,H752*H670*H671*J670/(H672*4))","v":{"$error":"#VALUE!"}},{"$f":"IF(H672<=CI674-E752,0,H752*H670*H671*J670/(H672*4))","v":{"$error":"#VALUE!"}},{"$f":"IF(H672<=CJ674-E752,0,H752*H670*H671*J670/(H672*4))","v":{"$error":"#VALUE!"}},{"$f":"IF(H672<=CK674-E752,0,H752*H670*H671*J670/(H672*4))","v":{"$error":"#VALUE!"}},{"$f":"IF(H672<=CL674-E752,0,H752*H670*H671*J670/(H672*4))","v":{"$error":"#VALUE!"}},{"$f":"IF(H672<=CM674-E752,0,H752*H670*H671*J670/(H672*4))","v":{"$error":"#VALUE!"}},{"$f":"IF(H672<=CN674-E752,0,H752*H670*H671*J670/(H672*4))","v":{"$error":"#VALUE!"}},{"$f":"IF(H672<=CO674-E752,0,H752*H670*H671*J670/(H672*4))","v":{"$error":"#VALUE!"}},{"$f":"IF(H672<=CP674-E752,0,H752*H670*H671*J670/(H672*4))","v":{"$error":"#VALUE!"}},{"$f":"IF(H672<=CQ674-E752,0,H752*H670*H671*J670/(H672*4))","v":{"$error":"#VALUE!"}},{"$f":"IF(H672<=CR674-E752,0,H752*H670*H671*J670/(H672*4))","v":{"$error":"#VALUE!"}},{"$f":"IF(H672<=CS674-E752,0,H752*H670*H671*J670/(H672*4))","v":{"$error":"#VALUE!"}},{"$f":"IF(H672<=CT674-E752,0,H752*H670*H671*J670/(H672*4))","v":{"$error":"#VALUE!"}}]
[{"$nulls":4},{"v":20.5,"d":"20.50"},{"$f":"$DF$81","v":{"v":0,"d":"0.000"}},{"$f":"IF(SUM(F675:F753)-H673<=0,0,SUM(F675:F753)-H673)","v":{"v":0,"d":"0.00"}},{"v":0,"d":"0.000"},{"$nulls":78},{"$f":"IF(H672<=CI674-E753,0,H753*H670*H671*J670/(H672*4))","v":{"$error":"#VALUE!"}},{"$f":"IF(H672<=CJ674-E753,0,H753*H670*H671*J670/(H672*4))","v":{"$error":"#VALUE!"}},{"$f":"IF(H672<=CK674-E753,0,H753*H670*H671*J670/(H672*4))","v":{"$error":"#VALUE!"}},{"$f":"IF(H672<=CL674-E753,0,H753*H670*H671*J670/(H672*4))","v":{"$error":"#VALUE!"}},{"$f":"IF(H672<=CM674-E753,0,H753*H670*H671*J670/(H672*4))","v":{"$error":"#VALUE!"}},{"$f":"IF(H672<=CN674-E753,0,H753*H670*H671*J670/(H672*4))","v":{"$error":"#VALUE!"}},{"$f":"IF(H672<=CO674-E753,0,H753*H670*H671*J670/(H672*4))","v":{"$error":"#VALUE!"}},{"$f":"IF(H672<=CP674-E753,0,H753*H670*H671*J670/(H672*4))","v":{"$error":"#VALUE!"}},{"$f":"IF(H672<=CQ674-E753,0,H753*H670*H671*J670/(H672*4))","v":{"$error":"#VALUE!"}},{"$f":"IF(H672<=CR674-E753,0,H753*H670*H671*J670/(H672*4))","v":{"$error":"#VALUE!"}},{"$f":"IF(H672<=CS674-E753,0,H753*H670*H671*J670/(H672*4))","v":{"$error":"#VALUE!"}},{"$f":"IF(H672<=CT674-E753,0,H753*H670*H671*J670/(H672*4))","v":{"$error":"#VALUE!"}},{"$f":"IF(H672<=CU674-E753,0,H753*H670*H671*J670/(H672*4))","v":{"$error":"#VALUE!"}}]
[{"$nulls":4},20.75,{"$f":"$DF$82","v":{"v":0,"d":"0.000"}},{"$f":"IF(SUM(F675:F754)-H673<=0,0,SUM(F675:F754)-H673)","v":{"v":0,"d":"0.00"}},{"v":0,"d":"0.000"},{"$nulls":79},{"$f":"IF(H672<=CJ674-E754,0,H754*H670*H671*J670/(H672*4))","v":{"$error":"#VALUE!"}},{"$f":"IF(H672<=CK674-E754,0,H754*H670*H671*J670/(H672*4))","v":{"$error":"#VALUE!"}},{"$f":"IF(H672<=CL674-E754,0,H754*H670*H671*J670/(H672*4))","v":{"$error":"#VALUE!"}},{"$f":"IF(H672<=CM674-E754,0,H754*H670*H671*J670/(H672*4))","v":{"$error":"#VALUE!"}},{"$f":"IF(H672<=CN674-E754,0,H754*H670*H671*J670/(H672*4))","v":{"$error":"#VALUE!"}},{"$f":"IF(H672<=CO674-E754,0,H754*H670*H671*J670/(H672*4))","v":{"$error":"#VALUE!"}},{"$f":"IF(H672<=CP674-E754,0,H754*H670*H671*J670/(H672*4))","v":{"$error":"#VALUE!"}},{"$f":"IF(H672<=CQ674-E754,0,H754*H670*H671*J670/(H672*4))","v":{"$error":"#VALUE!"}},{"$f":"IF(H672<=CR674-E754,0,H754*H670*H671*J670/(H672*4))","v":{"$error":"#VALUE!"}},{"$f":"IF(H672<=CS674-E754,0,H754*H670*H671*J670/(H672*4))","v":{"$error":"#VALUE!"}},{"$f":"IF(H672<=CT674-E754,0,H754*H670*H671*J670/(H672*4))","v":{"$error":"#VALUE!"}},{"$f":"IF(H672<=CU674-E754,0,H754*H670*H671*J670/(H672*4))","v":{"$error":"#VALUE!"}},{"$f":"IF(H672<=CV674-E754,0,H754*H670*H671*J670/(H672*4))","v":{"$error":"#VALUE!"}}]
[{"$nulls":4},{"v":21,"d":"21.00"},{"$f":"$DF$83","v":{"v":0,"d":"0.000"}},{"$f":"IF(SUM(F675:F755)-H673<=0,0,SUM(F675:F755)-H673)","v":{"v":0,"d":"0.00"}},{"v":0,"d":"0.000"},{"$nulls":80},{"$f":"IF(H672<=CK674-E755,0,H755*H670*H671*J670/(H672*4))","v":{"$error":"#VALUE!"}},{"$f":"IF(H672<=CL674-E755,0,H755*H670*H671*J670/(H672*4))","v":{"$error":"#VALUE!"}},{"$f":"IF(H672<=CM674-E755,0,H755*H670*H671*J670/(H672*4))","v":{"$error":"#VALUE!"}},{"$f":"IF(H672<=CN674-E755,0,H755*H670*H671*J670/(H672*4))","v":{"$error":"#VALUE!"}},{"$f":"IF(H672<=CO674-E755,0,H755*H670*H671*J670/(H672*4))","v":{"$error":"#VALUE!"}},{"$f":"IF(H672<=CP674-E755,0,H755*H670*H671*J670/(H672*4))","v":{"$error":"#VALUE!"}},{"$f":"IF(H672<=CQ674-E755,0,H755*H670*H671*J670/(H672*4))","v":{"$error":"#VALUE!"}},{"$f":"IF(H672<=CR674-E755,0,H755*H670*H671*J670/(H672*4))","v":{"$error":"#VALUE!"}},{"$f":"IF(H672<=CS674-E755,0,H755*H670*H671*J670/(H672*4))","v":{"$error":"#VALUE!"}},{"$f":"IF(H672<=CT674-E755,0,H755*H670*H671*J670/(H672*4))","v":{"$error":"#VALUE!"}},{"$f":"IF(H672<=CU674-E755,0,H755*H670*H671*J670/(H672*4))","v":{"$error":"#VALUE!"}},{"$f":"IF(H672<=CV674-E755,0,H755*H670*H671*J670/(H672*4))","v":{"$error":"#VALUE!"}},{"$f":"IF(H672<=CW674-E755,0,H755*H670*H671*J670/(H672*4))","v":{"$error":"#VALUE!"}}]
[{"$nulls":4},21.25,{"$f":"$DF$84","v":{"v":0,"d":"0.000"}},{"$f":"IF(SUM(F675:F756)-H673<=0,0,SUM(F675:F756)-H673)","v":{"v":0,"d":"0.00"}},{"v":0,"d":"0.000"},{"$nulls":81},{"$f":"IF(H672<=CL674-E756,0,H756*H670*H671*J670/(H672*4))","v":{"$error":"#VALUE!"}},{"$f":"IF(H672<=CM674-E756,0,H756*H670*H671*J670/(H672*4))","v":{"$error":"#VALUE!"}},{"$f":"IF(H672<=CN674-E756,0,H756*H670*H671*J670/(H672*4))","v":{"$error":"#VALUE!"}},{"$f":"IF(H672<=CO674-E756,0,H756*H670*H671*J670/(H672*4))","v":{"$error":"#VALUE!"}},{"$f":"IF(H672<=CP674-E756,0,H756*H670*H671*J670/(H672*4))","v":{"$error":"#VALUE!"}},{"$f":"IF(H672<=CQ674-E756,0,H756*H670*H671*J670/(H672*4))","v":{"$error":"#VALUE!"}},{"$f":"IF(H672<=CR674-E756,0,H756*H670*H671*J670/(H672*4))","v":{"$error":"#VALUE!"}},{"$f":"IF(H672<=CS674-E756,0,H756*H670*H671*J670/(H672*4))","v":{"$error":"#VALUE!"}},{"$f":"IF(H672<=CT674-E756,0,H756*H670*H671*J670/(H672*4))","v":{"$error":"#VALUE!"}},{"$f":"IF(H672<=CU674-E756,0,H756*H670*H671*J670/(H672*4))","v":{"$error":"#VALUE!"}},{"$f":"IF(H672<=CV674-E756,0,H756*H670*H671*J670/(H672*4))","v":{"$error":"#VALUE!"}},{"$f":"IF(H672<=CW674-E756,0,H756*H670*H671*J670/(H672*4))","v":{"$error":"#VALUE!"}},{"$f":"IF(H672<=CX674-E756,0,H756*H670*H671*J670/(H672*4))","v":{"$error":"#VALUE!"}}]
[{"$nulls":4},{"v":21.5,"d":"21.50"},{"$f":"$DF$85","v":{"v":0,"d":"0.000"}},{"$f":"IF(SUM(F675:F757)-H673<=0,0,SUM(F675:F757)-H673)","v":{"v":0,"d":"0.00"}},{"v":0,"d":"0.000"},{"$nulls":82},{"$f":"IF(H672<=CM674-E757,0,H757*H670*H671*J670/(H672*4))","v":{"$error":"#VALUE!"}},{"$f":"IF(H672<=CN674-E757,0,H757*H670*H671*J670/(H672*4))","v":{"$error":"#VALUE!"}},{"$f":"IF(H672<=CO674-E757,0,H757*H670*H671*J670/(H672*4))","v":{"$error":"#VALUE!"}},{"$f":"IF(H672<=CP674-E757,0,H757*H670*H671*J670/(H672*4))","v":{"$error":"#VALUE!"}},{"$f":"IF(H672<=CQ674-E757,0,H757*H670*H671*J670/(H672*4))","v":{"$error":"#VALUE!"}},{"$f":"IF(H672<=CR674-E757,0,H757*H670*H671*J670/(H672*4))","v":{"$error":"#VALUE!"}},{"$f":"IF(H672<=CS674-E757,0,H757*H670*H671*J670/(H672*4))","v":{"$error":"#VALUE!"}},{"$f":"IF(H672<=CT674-E757,0,H757*H670*H671*J670/(H672*4))","v":{"$error":"#VALUE!"}},{"$f":"IF(H672<=CU674-E757,0,H757*H670*H671*J670/(H672*4))","v":{"$error":"#VALUE!"}},{"$f":"IF(H672<=CV674-E757,0,H757*H670*H671*J670/(H672*4))","v":{"$error":"#VALUE!"}},{"$f":"IF(H672<=CW674-E757,0,H757*H670*H671*J670/(H672*4))","v":{"$error":"#VALUE!"}},{"$f":"IF(H672<=CX674-E757,0,H757*H670*H671*J670/(H672*4))","v":{"$error":"#VALUE!"}},{"$f":"IF(H672<=CY674-E757,0,H757*H670*H671*J670/(H672*4))","v":{"$error":"#VALUE!"}}]
[{"$nulls":4},21.75,{"$f":"$DF$86","v":{"v":0,"d":"0.000"}},{"$f":"IF(SUM(F675:F758)-H673<=0,0,SUM(F675:F758)-H673)","v":{"v":0,"d":"0.00"}},{"v":0,"d":"0.000"},{"$nulls":83},{"$f":"IF(H672<=CN674-E758,0,H758*H670*H671*J670/(H672*4))","v":{"$error":"#VALUE!"}},{"$f":"IF(H672<=CO674-E758,0,H758*H670*H671*J670/(H672*4))","v":{"$error":"#VALUE!"}},{"$f":"IF(H672<=CP674-E758,0,H758*H670*H671*J670/(H672*4))","v":{"$error":"#VALUE!"}},{"$f":"IF(H672<=CQ674-E758,0,H758*H670*H671*J670/(H672*4))","v":{"$error":"#VALUE!"}},{"$f":"IF(H672<=CR674-E758,0,H758*H670*H671*J670/(H672*4))","v":{"$error":"#VALUE!"}},{"$f":"IF(H672<=CS674-E758,0,H758*H670*H671*J670/(H672*4))","v":{"$error":"#VALUE!"}},{"$f":"IF(H672<=CT674-E758,0,H758*H670*H671*J670/(H672*4))","v":{"$error":"#VALUE!"}},{"$f":"IF(H672<=CU674-E758,0,H758*H670*H671*J670/(H672*4))","v":{"$error":"#VALUE!"}},{"$f":"IF(H672<=CV674-E758,0,H758*H670*H671*J670/(H672*4))","v":{"$error":"#VALUE!"}},{"$f":"IF(H672<=CW674-E758,0,H758*H670*H671*J670/(H672*4))","v":{"$error":"#VALUE!"}},{"$f":"IF(H672<=CX674-E758,0,H758*H670*H671*J670/(H672*4))","v":{"$error":"#VALUE!"}},{"$f":"IF(H672<=CY674-E758,0,H758*H670*H671*J670/(H672*4))","v":{"$error":"#VALUE!"}},{"$f":"IF(H672<=CZ674-E758,0,H758*H670*H671*J670/(H672*4))","v":{"$error":"#VALUE!"}}]
[{"$nulls":4},{"v":22,"d":"22.00"},{"$f":"$DF$87","v":{"v":0,"d":"0.000"}},{"$f":"IF(SUM(F675:F759)-H673<=0,0,SUM(F675:F759)-H673)","v":{"v":0,"d":"0.00"}},{"v":0,"d":"0.000"},{"$nulls":84},{"$f":"IF(H672<=CO674-E759,0,H759*H670*H671*J670/(H672*4))","v":{"$error":"#VALUE!"}},{"$f":"IF(H672<=CP674-E759,0,H759*H670*H671*J670/(H672*4))","v":{"$error":"#VALUE!"}},{"$f":"IF(H672<=CQ674-E759,0,H759*H670*H671*J670/(H672*4))","v":{"$error":"#VALUE!"}},{"$f":"IF(H672<=CR674-E759,0,H759*H670*H671*J670/(H672*4))","v":{"$error":"#VALUE!"}},{"$f":"IF(H672<=CS674-E759,0,H759*H670*H671*J670/(H672*4))","v":{"$error":"#VALUE!"}},{"$f":"IF(H672<=CT674-E759,0,H759*H670*H671*J670/(H672*4))","v":{"$error":"#VALUE!"}},{"$f":"IF(H672<=CU674-E759,0,H759*H670*H671*J670/(H672*4))","v":{"$error":"#VALUE!"}},{"$f":"IF(H672<=CV674-E759,0,H759*H670*H671*J670/(H672*4))","v":{"$error":"#VALUE!"}},{"$f":"IF(H672<=CW674-E759,0,H759*H670*H671*J670/(H672*4))","v":{"$error":"#VALUE!"}},{"$f":"IF(H672<=CX674-E759,0,H759*H670*H671*J670/(H672*4))","v":{"$error":"#VALUE!"}},{"$f":"IF(H672<=CY674-E759,0,H759*H670*H671*J670/(H672*4))","v":{"$error":"#VALUE!"}},{"$f":"IF(H672<=CZ674-E759,0,H759*H670*H671*J670/(H672*4))","v":{"$error":"#VALUE!"}}]
[{"$nulls":4},22.25,{"$f":"$DF$88","v":{"v":0,"d":"0.000"}},{"$f":"IF(SUM(F675:F760)-H673<=0,0,SUM(F675:F760)-H673)","v":{"v":0,"d":"0.00"}},{"v":0,"d":"0.000"},{"$nulls":85},{"$f":"IF(H672<=CP674-E760,0,H760*H670*H671*J670/(H672*4))","v":{"$error":"#VALUE!"}},{"$f":"IF(H672<=CQ674-E760,0,H760*H670*H671*J670/(H672*4))","v":{"$error":"#VALUE!"}},{"$f":"IF(H672<=CR674-E760,0,H760*H670*H671*J670/(H672*4))","v":{"$error":"#VALUE!"}},{"$f":"IF(H672<=CS674-E760,0,H760*H670*H671*J670/(H672*4))","v":{"$error":"#VALUE!"}},{"$f":"IF(H672<=CT674-E760,0,H760*H670*H671*J670/(H672*4))","v":{"$error":"#VALUE!"}},{"$f":"IF(H672<=CU674-E760,0,H760*H670*H671*J670/(H672*4))","v":{"$error":"#VALUE!"}},{"$f":"IF(H672<=CV674-E760,0,H760*H670*H671*J670/(H672*4))","v":{"$error":"#VALUE!"}},{"$f":"IF(H672<=CW674-E760,0,H760*H670*H671*J670/(H672*4))","v":{"$error":"#VALUE!"}},{"$f":"IF(H672<=CX674-E760,0,H760*H670*H671*J670/(H672*4))","v":{"$error":"#VALUE!"}},{"$f":"IF(H672<=CY674-E760,0,H760*H670*H671*J670/(H672*4))","v":{"$error":"#VALUE!"}},{"$f":"IF(H672<=CZ674-E760,0,H760*H670*H671*J670/(H672*4))","v":{"$error":"#VALUE!"}}]
[{"$nulls":4},{"v":22.5,"d":"22.50"},{"$f":"$DF$89","v":{"v":0,"d":"0.000"}},{"$f":"IF(SUM(F675:F761)-H673<=0,0,SUM(F675:F761)-H673)","v":{"v":0,"d":"0.00"}},{"v":0,"d":"0.000"},{"$nulls":86},{"$f":"IF(H672<=CQ674-E761,0,H761*H670*H671*J670/(H672*4))","v":{"$error":"#VALUE!"}},{"$f":"IF(H672<=CR674-E761,0,H761*H670*H671*J670/(H672*4))","v":{"$error":"#VALUE!"}},{"$f":"IF(H672<=CS674-E761,0,H761*H670*H671*J670/(H672*4))","v":{"$error":"#VALUE!"}},{"$f":"IF(H672<=CT674-E761,0,H761*H670*H671*J670/(H672*4))","v":{"$error":"#VALUE!"}},{"$f":"IF(H672<=CU674-E761,0,H761*H670*H671*J670/(H672*4))","v":{"$error":"#VALUE!"}},{"$f":"IF(H672<=CV674-E761,0,H761*H670*H671*J670/(H672*4))","v":{"$error":"#VALUE!"}},{"$f":"IF(H672<=CW674-E761,0,H761*H670*H671*J670/(H672*4))","v":{"$error":"#VALUE!"}},{"$f":"IF(H672<=CX674-E761,0,H761*H670*H671*J670/(H672*4))","v":{"$error":"#VALUE!"}},{"$f":"IF(H672<=CY674-E761,0,H761*H670*H671*J670/(H672*4))","v":{"$error":"#VALUE!"}},{"$f":"IF(H672<=CZ674-E761,0,H761*H670*H671*J670/(H672*4))","v":{"$error":"#VALUE!"}}]
[{"$nulls":4},22.75,{"$f":"$DF$90","v":{"v":0,"d":"0.000"}},{"$f":"IF(SUM(F675:F762)-H673<=0,0,SUM(F675:F762)-H673)","v":{"v":0,"d":"0.00"}},{"v":0,"d":"0.000"},{"$nulls":87},{"$f":"IF(H672<=CR674-E762,0,H762*H670*H671*J670/(H672*4))","v":{"$error":"#VALUE!"}},{"$f":"IF(H672<=CS674-E762,0,H762*H670*H671*J670/(H672*4))","v":{"$error":"#VALUE!"}},{"$f":"IF(H672<=CT674-E762,0,H762*H670*H671*J670/(H672*4))","v":{"$error":"#VALUE!"}},{"$f":"IF(H672<=CU674-E762,0,H762*H670*H671*J670/(H672*4))","v":{"$error":"#VALUE!"}},{"$f":"IF(H672<=CV674-E762,0,H762*H670*H671*J670/(H672*4))","v":{"$error":"#VALUE!"}},{"$f":"IF(H672<=CW674-E762,0,H762*H670*H671*J670/(H672*4))","v":{"$error":"#VALUE!"}},{"$f":"IF(H672<=CX674-E762,0,H762*H670*H671*J670/(H672*4))","v":{"$error":"#VALUE!"}},{"$f":"IF(H672<=CY674-E762,0,H762*H670*H671*J670/(H672*4))","v":{"$error":"#VALUE!"}},{"$f":"IF(H672<=CZ674-E762,0,H762*H670*H671*J670/(H672*4))","v":{"$error":"#VALUE!"}}]
[{"$nulls":4},{"v":23,"d":"23.00"},{"$f":"$DF$91","v":{"v":0,"d":"0.000"}},{"$f":"IF(SUM(F675:F763)-H673<=0,0,SUM(F675:F763)-H673)","v":{"v":0,"d":"0.00"}},{"v":0,"d":"0.000"},{"$nulls":88},{"$f":"IF(H672<=CS674-E763,0,H763*H670*H671*J670/(H672*4))","v":{"$error":"#VALUE!"}},{"$f":"IF(H672<=CT674-E763,0,H763*H670*H671*J670/(H672*4))","v":{"$error":"#VALUE!"}},{"$f":"IF(H672<=CU674-E763,0,H763*H670*H671*J670/(H672*4))","v":{"$error":"#VALUE!"}},{"$f":"IF(H672<=CV674-E763,0,H763*H670*H671*J670/(H672*4))","v":{"$error":"#VALUE!"}},{"$f":"IF(H672<=CW674-E763,0,H763*H670*H671*J670/(H672*4))","v":{"$error":"#VALUE!"}},{"$f":"IF(H672<=CX674-E763,0,H763*H670*H671*J670/(H672*4))","v":{"$error":"#VALUE!"}},{"$f":"IF(H672<=CY674-E763,0,H763*H670*H671*J670/(H672*4))","v":{"$error":"#VALUE!"}},{"$f":"IF(H672<=CZ674-E763,0,H763*H670*H671*J670/(H672*4))","v":{"$error":"#VALUE!"}}]
[{"$nulls":4},23.25,{"$f":"$DF$92","v":{"v":0,"d":"0.000"}},{"$f":"IF(SUM(F675:F764)-H673<=0,0,SUM(F675:F764)-H673)","v":{"v":0,"d":"0.00"}},{"v":0,"d":"0.000"},{"$nulls":89},{"$f":"IF(H672<=CT674-E764,0,H764*H670*H671*J670/(H672*4))","v":{"$error":"#VALUE!"}},{"$f":"IF(H672<=CU674-E764,0,H764*H670*H671*J670/(H672*4))","v":{"$error":"#VALUE!"}},{"$f":"IF(H672<=CV674-E764,0,H764*H670*H671*J670/(H672*4))","v":{"$error":"#VALUE!"}},{"$f":"IF(H672<=CW674-E764,0,H764*H670*H671*J670/(H672*4))","v":{"$error":"#VALUE!"}},{"$f":"IF(H672<=CX674-E764,0,H764*H670*H671*J670/(H672*4))","v":{"$error":"#VALUE!"}},{"$f":"IF(H672<=CY674-E764,0,H764*H670*H671*J670/(H672*4))","v":{"$error":"#VALUE!"}},{"$f":"IF(H672<=CZ674-E764,0,H764*H670*H671*J670/(H672*4))","v":{"$error":"#VALUE!"}}]
[{"$nulls":4},{"v":23.5,"d":"23.50"},{"$f":"$DF$93","v":{"v":0,"d":"0.000"}},{"$f":"IF(SUM(F675:F765)-H673<=0,0,SUM(F675:F765)-H673)","v":{"v":0,"d":"0.00"}},{"v":0,"d":"0.000"},{"$nulls":90},{"$f":"IF(H672<=CU674-E765,0,H765*H670*H671*J670/(H672*4))","v":{"$error":"#VALUE!"}},{"$f":"IF(H672<=CV674-E765,0,H765*H670*H671*J670/(H672*4))","v":{"$error":"#VALUE!"}},{"$f":"IF(H672<=CW674-E765,0,H765*H670*H671*J670/(H672*4))","v":{"$error":"#VALUE!"}},{"$f":"IF(H672<=CX674-E765,0,H765*H670*H671*J670/(H672*4))","v":{"$error":"#VALUE!"}},{"$f":"IF(H672<=CY674-E765,0,H765*H670*H671*J670/(H672*4))","v":{"$error":"#VALUE!"}},{"$f":"IF(H672<=CZ674-E765,0,H765*H670*H671*J670/(H672*4))","v":{"$error":"#VALUE!"}}]
[{"$nulls":4},23.75,{"$f":"$DF$94","v":{"v":0,"d":"0.000"}},{"$f":"IF(SUM(F675:F766)-H673<=0,0,SUM(F675:F766)-H673)","v":{"v":0,"d":"0.00"}},{"v":0,"d":"0.000"},{"$nulls":91},{"$f":"IF(H672<=CV674-E766,0,H766*H670*H671*J670/(H672*4))","v":{"$error":"#VALUE!"}},{"$f":"IF(H672<=CW674-E766,0,H766*H670*H671*J670/(H672*4))","v":{"$error":"#VALUE!"}},{"$f":"IF(H672<=CX674-E766,0,H766*H670*H671*J670/(H672*4))","v":{"$error":"#VALUE!"}},{"$f":"IF(H672<=CY674-E766,0,H766*H670*H671*J670/(H672*4))","v":{"$error":"#VALUE!"}},{"$f":"IF(H672<=CZ674-E766,0,H766*H670*H671*J670/(H672*4))","v":{"$error":"#VALUE!"}}]
[{"$nulls":4},{"v":24,"d":"24.00"},{"$f":"$DF$95","v":{"v":0,"d":"0.000"}},{"$f":"IF(SUM(F675:F767)-H673<=0,0,SUM(F675:F767)-H673)","v":{"v":0,"d":"0.00"}},{"v":0,"d":"0.000"},{"$nulls":92},{"$f":"IF(H672<=CW674-E767,0,H767*H670*H671*J670/(H672*4))","v":{"$error":"#VALUE!"}},{"$f":"IF(H672<=CX674-E767,0,H767*H670*H671*J670/(H672*4))","v":{"$error":"#VALUE!"}},{"$f":"IF(H672<=CY674-E767,0,H767*H670*H671*J670/(H672*4))","v":{"$error":"#VALUE!"}},{"$f":"IF(H672<=CZ674-E767,0,H767*H670*H671*J670/(H672*4))","v":{"$error":"#VALUE!"}}]
[{"$nulls":4},24.25,{"$f":"$DF$96","v":{"v":0,"d":"0.000"}},{"$f":"IF(SUM(F675:F768)-H673<=0,0,SUM(F675:F768)-H673)","v":{"v":0,"d":"0.00"}},{"v":0,"d":"0.000"},{"$nulls":93},{"$f":"IF(H672<=CX674-E768,0,H768*H670*H671*J670/(H672*4))","v":{"$error":"#VALUE!"}},{"$f":"IF(H672<=CY674-E768,0,H768*H670*H671*J670/(H672*4))","v":{"$error":"#VALUE!"}},{"$f":"IF(H672<=CZ674-E768,0,H768*H670*H671*J670/(H672*4))","v":{"$error":"#VALUE!"}}]
[{"$nulls":4},{"v":24.5,"d":"24.50"},{"$f":"$DF$97","v":{"v":0,"d":"0.000"}},{"$f":"IF(SUM(F675:F769)-H673<=0,0,SUM(F675:F769)-H673)","v":{"v":0,"d":"0.00"}},{"v":0,"d":"0.000"},{"$nulls":94},{"$f":"IF(H672<=CY674-E769,0,H769*H670*H671*J670/(H672*4))","v":{"$error":"#VALUE!"}},{"$f":"IF(H672<=CZ674-E769,0,H769*H670*H671*J670/(H672*4))","v":{"$error":"#VALUE!"}}]
[{"$nulls":4},24.75,{"$f":"$DF$98","v":{"v":0,"d":"0.000"}},{"$f":"IF(SUM(F675:F770)-H673<=0,0,SUM(F675:F770)-H673)","v":{"v":0,"d":"0.00"}},{"v":0,"d":"0.000"},{"$nulls":95},{"$f":"IF(H672<=CZ674-E770,0,H770*H670*H671*J670/(H672*4))","v":{"$error":"#VALUE!"}}]
[{"$nulls":7},"Input",{"v":1,"d":"1.00"},1.25,{"v":1.5,"d":"1.50"},1.75,{"v":2,"d":"2.00"},2.25,{"v":2.5,"d":"2.50"},2.75,{"v":3,"d":"3.00"},3.25,{"v":3.5,"d":"3.50"},3.75,{"v":4,"d":"4.00"},4.25,{"v":4.5,"d":"4.50"},4.75,{"v":5,"d":"5.00"},5.25,{"v":5.5,"d":"5.50"},5.75,{"v":6,"d":"6.00"},6.25,{"v":6.5,"d":"6.50"},6.75,{"v":7,"d":"7.00"},7.25,{"v":7.5,"d":"7.50"},7.75,{"v":8,"d":"8.00"},8.25,{"v":8.5,"d":"8.50"},8.75,{"v":9,"d":"9.00"},9.25,{"v":9.5,"d":"9.50"},9.75,{"v":10,"d":"10.00"},10.25,{"v":10.5,"d":"10.50"},10.75,{"v":11,"d":"11.00"},11.25,{"v":11.5,"d":"11.50"},11.75,{"v":12,"d":"12.00"},12.25,{"v":12.5,"d":"12.50"},12.75,{"v":13,"d":"13.00"},13.25,{"v":13.5,"d":"13.50"},13.75,{"v":14,"d":"14.00"},14.25,{"v":14.5,"d":"14.50"},14.75,{"v":15,"d":"15.00"},15.25,{"v":15.5,"d":"15.50"},15.75,{"v":16,"d":"16.00"},16.25,{"v":16.5,"d":"16.50"},16.75,{"v":17,"d":"17.00"},17.25,{"v":17.5,"d":"17.50"},17.75,{"v":18,"d":"18.00"},18.25,{"v":18.5,"d":"18.50"},18.75,{"v":19,"d":"19.00"},19.25,{"v":19.5,"d":"19.50"},19.75,{"v":20,"d":"20.00"},20.25,{"v":20.5,"d":"20.50"},20.75,{"v":21,"d":"21.00"},21.25,{"v":21.5,"d":"21.50"},21.75,{"v":22,"d":"22.00"},22.25,{"v":22.5,"d":"22.50"},22.75,{"v":23,"d":"23.00"},23.25,{"v":23.5,"d":"23.50"},23.75,{"v":24,"d":"24.00"},24.25,{"v":24.5,"d":"24.50"},24.75,"Total (MG)"]
[{"$f":"CONCATENATE(H669,C772)","v":"CSO 00511a."},"11. Runoff Generated","11a.","Stormwater runoff (MG). ",null,null,{"$f":"C772","v":"11a."},null,{"$f":"SUM(I675:I770)","v":{"$error":"#VALUE!"}},{"$f":"SUM(J675:J770)","v":{"$error":"#VALUE!"}},{"$error":"#VALUE!"},{"$error":"#VALUE!"},{"$error":"#VALUE!"},{"$error":"#VALUE!"},{"$error":"#VALUE!"},{"$error":"#VALUE!"},{"$error":"#VALUE!"},{"$error":"#VALUE!"},{"$error":"#VALUE!"},{"$error":"#VALUE!"},{"$error":"#VALUE!"},{"$error":"#VALUE!"},{"$error":"#VALUE!"},{"$error":"#VALUE!"},{"$error":"#VALUE!"},{"$error":"#VALUE!"},{"$error":"#VALUE!"},{"$error":"#VALUE!"},{"$error":"#VALUE!"},{"$error":"#VALUE!"},{"$error":"#VALUE!"},{"$error":"#VALUE!"},{"$error":"#VALUE!"},{"$error":"#VALUE!"},{"$error":"#VALUE!"},{"$error":"#VALUE!"},{"$error":"#VALUE!"},{"$error":"#VALUE!"},{"$error":"#VALUE!"},{"$error":"#VALUE!"},{"$error":"#VALUE!"},{"$error":"#VALUE!"},{"$error":"#VALUE!"},{"$error":"#VALUE!"},{"$error":"#VALUE!"},{"$error":"#VALUE!"},{"$error":"#VALUE!"},{"$error":"#VALUE!"},{"$error":"#VALUE!"},{"$error":"#VALUE!"},{"$error":"#VALUE!"},{"$error":"#VALUE!"},{"$error":"#VALUE!"},{"$error":"#VALUE!"},{"$error":"#VALUE!"},{"$error":"#VALUE!"},{"$error":"#VALUE!"},{"$error":"#VALUE!"},{"$error":"#VALUE!"},{"$error":"#VALUE!"},{"$error":"#VALUE!"},{"$error":"#VALUE!"},{"$error":"#VALUE!"},{"$error":"#VALUE!"},{"$error":"#VALUE!"},{"$error":"#VALUE!"},{"$error":"#VALUE!"},{"$error":"#VALUE!"},{"$error":"#VALUE!"},{"$error":"#VALUE!"},{"$error":"#VALUE!"},{"$error":"#VALUE!"},{"$error":"#VALUE!"},{"$f":"SUM(BV675:BV770)","v":{"$error":"#VALUE!"}},{"$error":"#VALUE!"},{"$error":"#VALUE!"},{"$error":"#VALUE!"},{"$error":"#VALUE!"},{"$error":"#VALUE!"},{"$error":"#VALUE!"},{"$error":"#VALUE!"},{"$error":"#VALUE!"},{"$error":"#VALUE!"},{"$error":"#VALUE!"},{"$error":"#VALUE!"},{"$error":"#VALUE!"},{"$error":"#VALUE!"},{"$error":"#VALUE!"},{"$error":"#VALUE!"},{"$error":"#VALUE!"},{"$error":"#VALUE!"},{"$error":"#VALUE!"},{"$error":"#VALUE!"},{"$error":"#VALUE!"},{"$error":"#VALUE!"},{"$error":"#VALUE!"},{"$error":"#VALUE!"},{"$error":"#VALUE!"},{"$error":"#VALUE!"},{"$error":"#VALUE!"},{"$error":"#VALUE!"},{"$error":"#VALUE!"},{"$error":"#VALUE!"},{"$error":"#VALUE!"},{"$f":"SUM(I772:CZ772)","v":{"$error":"#VALUE!"}}]
[{"$f":"CONCATENATE(H669,C773)","v":"CSO 00512b."},"12. Green Infrastructure Reductions","12b.","Total GI capacity (MG). ",null,null,{"$f":"C773","v":"12b."},{"$f":"IF(HLOOKUP(H669,'4 - CSO VOLUME'!$E$9:$AS$33,13,FALSE)=\"\",0,HLOOKUP(H669,'4 - CSO VOLUME'!$E$9:$AS$33,13,FALSE))","v":{"v":0,"d":"0.00"}}]
[{"$f":"CONCATENATE(H669,C774)","v":"CSO 00512c."},null,"12c.","Stormwater runoff (MG). Line 11a.",null,null,{"$f":"C774","v":"12c."},null,{"$f":"I772","v":{"$error":"#VALUE!"}},{"$f":"J772","v":{"$error":"#VALUE!"}},{"$error":"#VALUE!"},{"$error":"#VALUE!"},{"$error":"#VALUE!"},{"$error":"#VALUE!"},{"$error":"#VALUE!"},{"$error":"#VALUE!"},{"$error":"#VALUE!"},{"$error":"#VALUE!"},{"$error":"#VALUE!"},{"$error":"#VALUE!"},{"$error":"#VALUE!"},{"$error":"#VALUE!"},{"$error":"#VALUE!"},{"$error":"#VALUE!"},{"$error":"#VALUE!"},{"$error":"#VALUE!"},{"$error":"#VALUE!"},{"$error":"#VALUE!"},{"$error":"#VALUE!"},{"$error":"#VALUE!"},{"$error":"#VALUE!"},{"$error":"#VALUE!"},{"$error":"#VALUE!"},{"$error":"#VALUE!"},{"$error":"#VALUE!"},{"$error":"#VALUE!"},{"$error":"#VALUE!"},{"$error":"#VALUE!"},{"$error":"#VALUE!"},{"$error":"#VALUE!"},{"$error":"#VALUE!"},{"$error":"#VALUE!"},{"$error":"#VALUE!"},{"$error":"#VALUE!"},{"$error":"#VALUE!"},{"$error":"#VALUE!"},{"$error":"#VALUE!"},{"$error":"#VALUE!"},{"$error":"#VALUE!"},{"$error":"#VALUE!"},{"$error":"#VALUE!"},{"$error":"#VALUE!"},{"$error":"#VALUE!"},{"$error":"#VALUE!"},{"$error":"#VALUE!"},{"$error":"#VALUE!"},{"$error":"#VALUE!"},{"$error":"#VALUE!"},{"$error":"#VALUE!"},{"$error":"#VALUE!"},{"$error":"#VALUE!"},{"$error":"#VALUE!"},{"$error":"#VALUE!"},{"$error":"#VALUE!"},{"$error":"#VALUE!"},{"$error":"#VALUE!"},{"$error":"#VALUE!"},{"$error":"#VALUE!"},{"$error":"#VALUE!"},{"$error":"#VALUE!"},{"$error":"#VALUE!"},{"$error":"#VALUE!"},{"$error":"#VALUE!"},{"$f":"BV772","v":{"$error":"#VALUE!"}},{"$error":"#VALUE!"},{"$error":"#VALUE!"},{"$error":"#VALUE!"},{"$error":"#VALUE!"},{"$error":"#VALUE!"},{"$error":"#VALUE!"},{"$error":"#VALUE!"},{"$error":"#VALUE!"},{"$error":"#VALUE!"},{"$error":"#VALUE!"},{"$error":"#VALUE!"},{"$error":"#VALUE!"},{"$error":"#VALUE!"},{"$error":"#VALUE!"},{"$error":"#VALUE!"},{"$error":"#VALUE!"},{"$error":"#VALUE!"},{"$error":"#VALUE!"},{"$error":"#VALUE!"},{"$error":"#VALUE!"},{"$error":"#VALUE!"},{"$error":"#VALUE!"},{"$error":"#VALUE!"},{"$error":"#VALUE!"},{"$error":"#VALUE!"},{"$error":"#VALUE!"},{"$error":"#VALUE!"},{"$error":"#VALUE!"},{"$error":"#VALUE!"},{"$error":"#VALUE!"},{"$f":"SUM(I774:CZ774)","v":{"$error":"#VALUE!"}}]
[{"$f":"CONCATENATE(H669,C775)","v":"CSO 005"},null,null,"Excess volume after GI saturation, cumulative (MG). Subtract Line 12b from 12c.",{"$nulls":4},{"$f":"IF(SUM($I774:I774)-$H773<=0,0,SUM($I774:I774)-$H773)","v":{"$error":"#VALUE!"}},{"$f":"IF(SUM($I774:J774)-$H773<=0,0,SUM($I774:J774)-$H773)","v":{"$error":"#VALUE!"}},{"$f":"IF(SUM($I774:K774)-$H773<=0,0,SUM($I774:K774)-$H773)","v":{"$error":"#VALUE!"}},{"$f":"IF(SUM($I774:L774)-$H773<=0,0,SUM($I774:L774)-$H773)","v":{"$error":"#VALUE!"}},{"$f":"IF(SUM($I774:M774)-$H773<=0,0,SUM($I774:M774)-$H773)","v":{"$error":"#VALUE!"}},{"$f":"IF(SUM($I774:N774)-$H773<=0,0,SUM($I774:N774)-$H773)","v":{"$error":"#VALUE!"}},{"$f":"IF(SUM($I774:O774)-$H773<=0,0,SUM($I774:O774)-$H773)","v":{"$error":"#VALUE!"}},{"$f":"IF(SUM($I774:P774)-$H773<=0,0,SUM($I774:P774)-$H773)","v":{"$error":"#VALUE!"}},{"$f":"IF(SUM($I774:Q774)-$H773<=0,0,SUM($I774:Q774)-$H773)","v":{"$error":"#VALUE!"}},{"$f":"IF(SUM($I774:R774)-$H773<=0,0,SUM($I774:R774)-$H773)","v":{"$error":"#VALUE!"}},{"$f":"IF(SUM($I774:S774)-$H773<=0,0,SUM($I774:S774)-$H773)","v":{"$error":"#VALUE!"}},{"$f":"IF(SUM($I774:T774)-$H773<=0,0,SUM($I774:T774)-$H773)","v":{"$error":"#VALUE!"}},{"$f":"IF(SUM($I774:U774)-$H773<=0,0,SUM($I774:U774)-$H773)","v":{"$error":"#VALUE!"}},{"$f":"IF(SUM($I774:V774)-$H773<=0,0,SUM($I774:V774)-$H773)","v":{"$error":"#VALUE!"}},{"$f":"IF(SUM($I774:W774)-$H773<=0,0,SUM($I774:W774)-$H773)","v":{"$error":"#VALUE!"}},{"$f":"IF(SUM($I774:X774)-$H773<=0,0,SUM($I774:X774)-$H773)","v":{"$error":"#VALUE!"}},{"$f":"IF(SUM($I774:Y774)-$H773<=0,0,SUM($I774:Y774)-$H773)","v":{"$error":"#VALUE!"}},{"$f":"IF(SUM($I774:Z774)-$H773<=0,0,SUM($I774:Z774)-$H773)","v":{"$error":"#VALUE!"}},{"$f":"IF(SUM($I774:AA774)-$H773<=0,0,SUM($I774:AA774)-$H773)","v":{"$error":"#VALUE!"}},{"$f":"IF(SUM($I774:AB774)-$H773<=0,0,SUM($I774:AB774)-$H773)","v":{"$error":"#VALUE!"}},{"$f":"IF(SUM($I774:AC774)-$H773<=0,0,SUM($I774:AC774)-$H773)","v":{"$error":"#VALUE!"}},{"$f":"IF(SUM($I774:AD774)-$H773<=0,0,SUM($I774:AD774)-$H773)","v":{"$error":"#VALUE!"}},{"$f":"IF(SUM($I774:AE774)-$H773<=0,0,SUM($I774:AE774)-$H773)","v":{"$error":"#VALUE!"}},{"$f":"IF(SUM($I774:AF774)-$H773<=0,0,SUM($I774:AF774)-$H773)","v":{"$error":"#VALUE!"}},{"$f":"IF(SUM($I774:AG774)-$H773<=0,0,SUM($I774:AG774)-$H773)","v":{"$error":"#VALUE!"}},{"$f":"IF(SUM($I774:AH774)-$H773<=0,0,SUM($I774:AH774)-$H773)","v":{"$error":"#VALUE!"}},{"$f":"IF(SUM($I774:AI774)-$H773<=0,0,SUM($I774:AI774)-$H773)","v":{"$error":"#VALUE!"}},{"$f":"IF(SUM($I774:AJ774)-$H773<=0,0,SUM($I774:AJ774)-$H773)","v":{"$error":"#VALUE!"}},{"$f":"IF(SUM($I774:AK774)-$H773<=0,0,SUM($I774:AK774)-$H773)","v":{"$error":"#VALUE!"}},{"$f":"IF(SUM($I774:AL774)-$H773<=0,0,SUM($I774:AL774)-$H773)","v":{"$error":"#VALUE!"}},{"$f":"IF(SUM($I774:AM774)-$H773<=0,0,SUM($I774:AM774)-$H773)","v":{"$error":"#VALUE!"}},{"$f":"IF(SUM($I774:AN774)-$H773<=0,0,SUM($I774:AN774)-$H773)","v":{"$error":"#VALUE!"}},{"$f":"IF(SUM($I774:AO774)-$H773<=0,0,SUM($I774:AO774)-$H773)","v":{"$error":"#VALUE!"}},{"$f":"IF(SUM($I774:AP774)-$H773<=0,0,SUM($I774:AP774)-$H773)","v":{"$error":"#VALUE!"}},{"$f":"IF(SUM($I774:AQ774)-$H773<=0,0,SUM($I774:AQ774)-$H773)","v":{"$error":"#VALUE!"}},{"$f":"IF(SUM($I774:AR774)-$H773<=0,0,SUM($I774:AR774)-$H773)","v":{"$error":"#VALUE!"}},{"$f":"IF(SUM($I774:AS774)-$H773<=0,0,SUM($I774:AS774)-$H773)","v":{"$error":"#VALUE!"}},{"$f":"IF(SUM($I774:AT774)-$H773<=0,0,SUM($I774:AT774)-$H773)","v":{"$error":"#VALUE!"}},{"$f":"IF(SUM($I774:AU774)-$H773<=0,0,SUM($I774:AU774)-$H773)","v":{"$error":"#VALUE!"}},{"$f":"IF(SUM($I774:AV774)-$H773<=0,0,SUM($I774:AV774)-$H773)","v":{"$error":"#VALUE!"}},{"$f":"IF(SUM($I774:AW774)-$H773<=0,0,SUM($I774:AW774)-$H773)","v":{"$error":"#VALUE!"}},{"$f":"IF(SUM($I774:AX774)-$H773<=0,0,SUM($I774:AX774)-$H773)","v":{"$error":"#VALUE!"}},{"$f":"IF(SUM($I774:AY774)-$H773<=0,0,SUM($I774:AY774)-$H773)","v":{"$error":"#VALUE!"}},{"$f":"IF(SUM($I774:AZ774)-$H773<=0,0,SUM($I774:AZ774)-$H773)","v":{"$error":"#VALUE!"}},{"$f":"IF(SUM($I774:BA774)-$H773<=0,0,SUM($I774:BA774)-$H773)","v":{"$error":"#VALUE!"}},{"$f":"IF(SUM($I774:BB774)-$H773<=0,0,SUM($I774:BB774)-$H773)","v":{"$error":"#VALUE!"}},{"$f":"IF(SUM($I774:BC774)-$H773<=0,0,SUM($I774:BC774)-$H773)","v":{"$error":"#VALUE!"}},{"$f":"IF(SUM($I774:BD774)-$H773<=0,0,SUM($I774:BD774)-$H773)","v":{"$error":"#VALUE!"}},{"$f":"IF(SUM($I774:BE774)-$H773<=0,0,SUM($I774:BE774)-$H773)","v":{"$error":"#VALUE!"}},{"$f":"IF(SUM($I774:BF774)-$H773<=0,0,SUM($I774:BF774)-$H773)","v":{"$error":"#VALUE!"}},{"$f":"IF(SUM($I774:BG774)-$H773<=0,0,SUM($I774:BG774)-$H773)","v":{"$error":"#VALUE!"}},{"$f":"IF(SUM($I774:BH774)-$H773<=0,0,SUM($I774:BH774)-$H773)","v":{"$error":"#VALUE!"}},{"$f":"IF(SUM($I774:BI774)-$H773<=0,0,SUM($I774:BI774)-$H773)","v":{"$error":"#VALUE!"}},{"$f":"IF(SUM($I774:BJ774)-$H773<=0,0,SUM($I774:BJ774)-$H773)","v":{"$error":"#VALUE!"}},{"$f":"IF(SUM($I774:BK774)-$H773<=0,0,SUM($I774:BK774)-$H773)","v":{"$error":"#VALUE!"}},{"$f":"IF(SUM($I774:BL774)-$H773<=0,0,SUM($I774:BL774)-$H773)","v":{"$error":"#VALUE!"}},{"$f":"IF(SUM($I774:BM774)-$H773<=0,0,SUM($I774:BM774)-$H773)","v":{"$error":"#VALUE!"}},{"$f":"IF(SUM($I774:BN774)-$H773<=0,0,SUM($I774:BN774)-$H773)","v":{"$error":"#VALUE!"}},{"$f":"IF(SUM($I774:BO774)-$H773<=0,0,SUM($I774:BO774)-$H773)","v":{"$error":"#VALUE!"}},{"$f":"IF(SUM($I774:BP774)-$H773<=0,0,SUM($I774:BP774)-$H773)","v":{"$error":"#VALUE!"}},{"$f":"IF(SUM($I774:BQ774)-$H773<=0,0,SUM($I774:BQ774)-$H773)","v":{"$error":"#VALUE!"}},{"$f":"IF(SUM($I774:BR774)-$H773<=0,0,SUM($I774:BR774)-$H773)","v":{"$error":"#VALUE!"}},{"$f":"IF(SUM($I774:BS774)-$H773<=0,0,SUM($I774:BS774)-$H773)","v":{"$error":"#VALUE!"}},{"$f":"IF(SUM($I774:BT774)-$H773<=0,0,SUM($I774:BT774)-$H773)","v":{"$error":"#VALUE!"}},{"$f":"IF(SUM($I774:BU774)-$H773<=0,0,SUM($I774:BU774)-$H773)","v":{"$error":"#VALUE!"}},{"$f":"IF(SUM($I774:BV774)-$H773<=0,0,SUM($I774:BV774)-$H773)","v":{"$error":"#VALUE!"}},{"$f":"IF(SUM($I774:BW774)-$H773<=0,0,SUM($I774:BW774)-$H773)","v":{"$error":"#VALUE!"}},{"$f":"IF(SUM($I774:BX774)-$H773<=0,0,SUM($I774:BX774)-$H773)","v":{"$error":"#VALUE!"}},{"$f":"IF(SUM($I774:BY774)-$H773<=0,0,SUM($I774:BY774)-$H773)","v":{"$error":"#VALUE!"}},{"$f":"IF(SUM($I774:BZ774)-$H773<=0,0,SUM($I774:BZ774)-$H773)","v":{"$error":"#VALUE!"}},{"$f":"IF(SUM($I774:CA774)-$H773<=0,0,SUM($I774:CA774)-$H773)","v":{"$error":"#VALUE!"}},{"$f":"IF(SUM($I774:CB774)-$H773<=0,0,SUM($I774:CB774)-$H773)","v":{"$error":"#VALUE!"}},{"$f":"IF(SUM($I774:CC774)-$H773<=0,0,SUM($I774:CC774)-$H773)","v":{"$error":"#VALUE!"}},{"$f":"IF(SUM($I774:CD774)-$H773<=0,0,SUM($I774:CD774)-$H773)","v":{"$error":"#VALUE!"}},{"$f":"IF(SUM($I774:CE774)-$H773<=0,0,SUM($I774:CE774)-$H773)","v":{"$error":"#VALUE!"}},{"$f":"IF(SUM($I774:CF774)-$H773<=0,0,SUM($I774:CF774)-$H773)","v":{"$error":"#VALUE!"}},{"$f":"IF(SUM($I774:CG774)-$H773<=0,0,SUM($I774:CG774)-$H773)","v":{"$error":"#VALUE!"}},{"$f":"IF(SUM($I774:CH774)-$H773<=0,0,SUM($I774:CH774)-$H773)","v":{"$error":"#VALUE!"}},{"$f":"IF(SUM($I774:CI774)-$H773<=0,0,SUM($I774:CI774)-$H773)","v":{"$error":"#VALUE!"}},{"$f":"IF(SUM($I774:CJ774)-$H773<=0,0,SUM($I774:CJ774)-$H773)","v":{"$error":"#VALUE!"}},{"$f":"IF(SUM($I774:CK774)-$H773<=0,0,SUM($I774:CK774)-$H773)","v":{"$error":"#VALUE!"}},{"$f":"IF(SUM($I774:CL774)-$H773<=0,0,SUM($I774:CL774)-$H773)","v":{"$error":"#VALUE!"}},{"$f":"IF(SUM($I774:CM774)-$H773<=0,0,SUM($I774:CM774)-$H773)","v":{"$error":"#VALUE!"}},{"$f":"IF(SUM($I774:CN774)-$H773<=0,0,SUM($I774:CN774)-$H773)","v":{"$error":"#VALUE!"}},{"$f":"IF(SUM($I774:CO774)-$H773<=0,0,SUM($I774:CO774)-$H773)","v":{"$error":"#VALUE!"}},{"$f":"IF(SUM($I774:CP774)-$H773<=0,0,SUM($I774:CP774)-$H773)","v":{"$error":"#VALUE!"}},{"$f":"IF(SUM($I774:CQ774)-$H773<=0,0,SUM($I774:CQ774)-$H773)","v":{"$error":"#VALUE!"}},{"$f":"IF(SUM($I774:CR774)-$H773<=0,0,SUM($I774:CR774)-$H773)","v":{"$error":"#VALUE!"}},{"$f":"IF(SUM($I774:CS774)-$H773<=0,0,SUM($I774:CS774)-$H773)","v":{"$error":"#VALUE!"}},{"$f":"IF(SUM($I774:CT774)-$H773<=0,0,SUM($I774:CT774)-$H773)","v":{"$error":"#VALUE!"}},{"$f":"IF(SUM($I774:CU774)-$H773<=0,0,SUM($I774:CU774)-$H773)","v":{"$error":"#VALUE!"}},{"$f":"IF(SUM($I774:CV774)-$H773<=0,0,SUM($I774:CV774)-$H773)","v":{"$error":"#VALUE!"}},{"$f":"IF(SUM($I774:CW774)-$H773<=0,0,SUM($I774:CW774)-$H773)","v":{"$error":"#VALUE!"}},{"$f":"IF(SUM($I774:CX774)-$H773<=0,0,SUM($I774:CX774)-$H773)","v":{"$error":"#VALUE!"}},{"$f":"IF(SUM($I774:CY774)-$H773<=0,0,SUM($I774:CY774)-$H773)","v":{"$error":"#VALUE!"}},{"$f":"IF(SUM($I774:CZ774)-$H773<=0,0,SUM($I774:CZ774)-$H773)","v":{"$error":"#VALUE!"}},"NA"]
[{"$f":"CONCATENATE(H669,C776)","v":"CSO 00512d."},null,"12d.","Stormwater runoff after GI saturation (MG). Excess after Line 12c exceeds Line 12b.",null,null,{"$f":"C776","v":"12d."},null,{"$f":"I775-H775","v":{"$error":"#VALUE!"}},{"$f":"J775-I775","v":{"$error":"#VALUE!"}},{"$f":"K775-J775","v":{"$error":"#VALUE!"}},{"$f":"L775-K775","v":{"$error":"#VALUE!"}},{"$f":"M775-L775","v":{"$error":"#VALUE!"}},{"$f":"N775-M775","v":{"$error":"#VALUE!"}},{"$f":"O775-N775","v":{"$error":"#VALUE!"}},{"$f":"P775-O775","v":{"$error":"#VALUE!"}},{"$f":"Q775-P775","v":{"$error":"#VALUE!"}},{"$f":"R775-Q775","v":{"$error":"#VALUE!"}},{"$f":"S775-R775","v":{"$error":"#VALUE!"}},{"$f":"T775-S775","v":{"$error":"#VALUE!"}},{"$f":"U775-T775","v":{"$error":"#VALUE!"}},{"$f":"V775-U775","v":{"$error":"#VALUE!"}},{"$f":"W775-V775","v":{"$error":"#VALUE!"}},{"$f":"X775-W775","v":{"$error":"#VALUE!"}},{"$f":"Y775-X775","v":{"$error":"#VALUE!"}},{"$f":"Z775-Y775","v":{"$error":"#VALUE!"}},{"$f":"AA775-Z775","v":{"$error":"#VALUE!"}},{"$f":"AB775-AA775","v":{"$error":"#VALUE!"}},{"$f":"AC775-AB775","v":{"$error":"#VALUE!"}},{"$f":"AD775-AC775","v":{"$error":"#VALUE!"}},{"$f":"AE775-AD775","v":{"$error":"#VALUE!"}},{"$f":"AF775-AE775","v":{"$error":"#VALUE!"}},{"$f":"AG775-AF775","v":{"$error":"#VALUE!"}},{"$f":"AH775-AG775","v":{"$error":"#VALUE!"}},{"$f":"AI775-AH775","v":{"$error":"#VALUE!"}},{"$f":"AJ775-AI775","v":{"$error":"#VALUE!"}},{"$f":"AK775-AJ775","v":{"$error":"#VALUE!"}},{"$f":"AL775-AK775","v":{"$error":"#VALUE!"}},{"$f":"AM775-AL775","v":{"$error":"#VALUE!"}},{"$f":"AN775-AM775","v":{"$error":"#VALUE!"}},{"$f":"AO775-AN775","v":{"$error":"#VALUE!"}},{"$f":"AP775-AO775","v":{"$error":"#VALUE!"}},{"$f":"AQ775-AP775","v":{"$error":"#VALUE!"}},{"$f":"AR775-AQ775","v":{"$error":"#VALUE!"}},{"$f":"AS775-AR775","v":{"$error":"#VALUE!"}},{"$f":"AT775-AS775","v":{"$error":"#VALUE!"}},{"$f":"AU775-AT775","v":{"$error":"#VALUE!"}},{"$f":"AV775-AU775","v":{"$error":"#VALUE!"}},{"$f":"AW775-AV775","v":{"$error":"#VALUE!"}},{"$f":"AX775-AW775","v":{"$error":"#VALUE!"}},{"$f":"AY775-AX775","v":{"$error":"#VALUE!"}},{"$f":"AZ775-AY775","v":{"$error":"#VALUE!"}},{"$f":"BA775-AZ775","v":{"$error":"#VALUE!"}},{"$f":"BB775-BA775","v":{"$error":"#VALUE!"}},{"$f":"BC775-BB775","v":{"$error":"#VALUE!"}},{"$f":"BD775-BC775","v":{"$error":"#VALUE!"}},{"$f":"BE775-BD775","v":{"$error":"#VALUE!"}},{"$f":"BF775-BE775","v":{"$error":"#VALUE!"}},{"$f":"BG775-BF775","v":{"$error":"#VALUE!"}},{"$f":"BH775-BG775","v":{"$error":"#VALUE!"}},{"$f":"BI775-BH775","v":{"$error":"#VALUE!"}},{"$f":"BJ775-BI775","v":{"$error":"#VALUE!"}},{"$f":"BK775-BJ775","v":{"$error":"#VALUE!"}},{"$f":"BL775-BK775","v":{"$error":"#VALUE!"}},{"$f":"BM775-BL775","v":{"$error":"#VALUE!"}},{"$f":"BN775-BM775","v":{"$error":"#VALUE!"}},{"$f":"BO775-BN775","v":{"$error":"#VALUE!"}},{"$f":"BP775-BO775","v":{"$error":"#VALUE!"}},{"$f":"BQ775-BP775","v":{"$error":"#VALUE!"}},{"$f":"BR775-BQ775","v":{"$error":"#VALUE!"}},{"$f":"BS775-BR775","v":{"$error":"#VALUE!"}},{"$f":"BT775-BS775","v":{"$error":"#VALUE!"}},{"$f":"BU775-BT775","v":{"$error":"#VALUE!"}},{"$f":"BV775-BU775","v":{"$error":"#VALUE!"}},{"$f":"BW775-BV775","v":{"$error":"#VALUE!"}},{"$f":"BX775-BW775","v":{"$error":"#VALUE!"}},{"$f":"BY775-BX775","v":{"$error":"#VALUE!"}},{"$f":"BZ775-BY775","v":{"$error":"#VALUE!"}},{"$f":"CA775-BZ775","v":{"$error":"#VALUE!"}},{"$f":"CB775-CA775","v":{"$error":"#VALUE!"}},{"$f":"CC775-CB775","v":{"$error":"#VALUE!"}},{"$f":"CD775-CC775","v":{"$error":"#VALUE!"}},{"$f":"CE775-CD775","v":{"$error":"#VALUE!"}},{"$f":"CF775-CE775","v":{"$error":"#VALUE!"}},{"$f":"CG775-CF775","v":{"$error":"#VALUE!"}},{"$f":"CH775-CG775","v":{"$error":"#VALUE!"}},{"$f":"CI775-CH775","v":{"$error":"#VALUE!"}},{"$f":"CJ775-CI775","v":{"$error":"#VALUE!"}},{"$f":"CK775-CJ775","v":{"$error":"#VALUE!"}},{"$f":"CL775-CK775","v":{"$error":"#VALUE!"}},{"$f":"CM775-CL775","v":{"$error":"#VALUE!"}},{"$f":"CN775-CM775","v":{"$error":"#VALUE!"}},{"$f":"CO775-CN775","v":{"$error":"#VALUE!"}},{"$f":"CP775-CO775","v":{"$error":"#VALUE!"}},{"$f":"CQ775-CP775","v":{"$error":"#VALUE!"}},{"$f":"CR775-CQ775","v":{"$error":"#VALUE!"}},{"$f":"CS775-CR775","v":{"$error":"#VALUE!"}},{"$f":"CT775-CS775","v":{"$error":"#VALUE!"}},{"$f":"CU775-CT775","v":{"$error":"#VALUE!"}},{"$f":"CV775-CU775","v":{"$error":"#VALUE!"}},{"$f":"CW775-CV775","v":{"$error":"#VALUE!"}},{"$f":"CX775-CW775","v":{"$error":"#VALUE!"}},{"$f":"CY775-CX775","v":{"$error":"#VALUE!"}},{"$f":"CZ775-CY775","v":{"$error":"#VALUE!"}},{"$f":"SUM(I776:CZ776)","v":{"$error":"#VALUE!"}}]
[{"$f":"CONCATENATE(H669,C777)","v":"CSO 00513a."},"13. Runoff Controls","13a.","Total CSO control volume (MG).",null,null,{"$f":"C777","v":"13a."},{"$f":"HLOOKUP(H669,'4 - CSO VOLUME'!$E$9:$AS$33,16,FALSE)","v":{"v":0,"d":"0.00"}}]
[{"$f":"CONCATENATE(H669,C778)","v":"CSO 00513b."},null,"13b.","Dry weather flow rate (MGD). ",null,null,{"$f":"C778","v":"13b."},{"$f":"HLOOKUP(H669,'4 - CSO VOLUME'!$E$9:$AS$33,17,FALSE)","v":{"v":0,"d":"0.00"}},{"$f":"$H778/(4*24)","v":{"v":0,"d":"0.000"}},{"$f":"$H778/(4*24)","v":{"v":0,"d":"0.000"}},{"v":0,"d":"0.000"},{"v":0,"d":"0.000"},{"v":0,"d":"0.000"},{"v":0,"d":"0.000"},{"v":0,"d":"0.000"},{"v":0,"d":"0.000"},{"v":0,"d":"0.000"},{"v":0,"d":"0.000"},{"v":0,"d":"0.000"},{"v":0,"d":"0.000"},{"v":0,"d":"0.000"},{"v":0,"d":"0.000"},{"v":0,"d":"0.000"},{"v":0,"d":"0.000"},{"v":0,"d":"0.000"},{"v":0,"d":"0.000"},{"v":0,"d":"0.000"},{"v":0,"d":"0.000"},{"v":0,"d":"0.000"},{"v":0,"d":"0.000"},{"v":0,"d":"0.000"},{"v":0,"d":"0.000"},{"v":0,"d":"0.000"},{"v":0,"d":"0.000"},{"v":0,"d":"0.000"},{"v":0,"d":"0.000"},{"v":0,"d":"0.000"},{"v":0,"d":"0.000"},{"v":0,"d":"0.000"},{"v":0,"d":"0.000"},{"v":0,"d":"0.000"},{"v":0,"d":"0.000"},{"v":0,"d":"0.000"},{"v":0,"d":"0.000"},{"v":0,"d":"0.000"},{"v":0,"d":"0.000"},{"v":0,"d":"0.000"},{"v":0,"d":"0.000"},{"v":0,"d":"0.000"},{"v":0,"d":"0.000"},{"v":0,"d":"0.000"},{"v":0,"d":"0.000"},{"v":0,"d":"0.000"},{"v":0,"d":"0.000"},{"v":0,"d":"0.000"},{"v":0,"d":"0.000"},{"v":0,"d":"0.000"},{"v":0,"d":"0.000"},{"v":0,"d":"0.000"},{"v":0,"d":"0.000"},{"v":0,"d":"0.000"},{"v":0,"d":"0.000"},{"v":0,"d":"0.000"},{"v":0,"d":"0.000"},{"v":0,"d":"0.000"},{"v":0,"d":"0.000"},{"v":0,"d":"0.000"},{"v":0,"d":"0.000"},{"v":0,"d":"0.000"},{"v":0,"d":"0.000"},{"v":0,"d":"0.000"},{"v":0,"d":"0.000"},{"v":0,"d":"0.000"},{"$f":"$H778/(4*24)","v":{"v":0,"d":"0.000"}},{"v":0,"d":"0.000"},{"v":0,"d":"0.000"},{"v":0,"d":"0.000"},{"v":0,"d":"0.000"},{"v":0,"d":"0.000"},{"v":0,"d":"0.000"},{"v":0,"d":"0.000"},{"v":0,"d":"0.000"},{"v":0,"d":"0.000"},{"v":0,"d":"0.000"},{"v":0,"d":"0.000"},{"v":0,"d":"0.000"},{"v":0,"d":"0.000"},{"v":0,"d":"0.000"},{"v":0,"d":"0.000"},{"v":0,"d":"0.000"},{"v":0,"d":"0.000"},{"v":0,"d":"0.000"},{"v":0,"d":"0.000"},{"v":0,"d":"0.000"},{"v":0,"d":"0.000"},{"v":0,"d":"0.000"},{"v":0,"d":"0.000"},{"v":0,"d":"0.000"},{"v":0,"d":"0.000"},{"v":0,"d":"0.000"},{"v":0,"d":"0.000"},{"v":0,"d":"0.000"},{"v":0,"d":"0.000"},{"v":0,"d":"0.000"}]
[{"$f":"CONCATENATE(H669,C779)","v":"CSO 00513c."},null,"13c.","Stormwater runoff after GI saturation plus dry weather flow (MG). Add Line 13b to Line 12d.",null,null,{"$f":"C779","v":"13c."},null,{"$f":"I778+I776","v":{"$error":"#VALUE!"}},{"$f":"J778+J776","v":{"$error":"#VALUE!"}},{"$error":"#VALUE!"},{"$error":"#VALUE!"},{"$error":"#VALUE!"},{"$error":"#VALUE!"},{"$error":"#VALUE!"},{"$error":"#VALUE!"},{"$error":"#VALUE!"},{"$error":"#VALUE!"},{"$error":"#VALUE!"},{"$error":"#VALUE!"},{"$error":"#VALUE!"},{"$error":"#VALUE!"},{"$error":"#VALUE!"},{"$error":"#VALUE!"},{"$error":"#VALUE!"},{"$error":"#VALUE!"},{"$error":"#VALUE!"},{"$error":"#VALUE!"},{"$error":"#VALUE!"},{"$error":"#VALUE!"},{"$error":"#VALUE!"},{"$error":"#VALUE!"},{"$error":"#VALUE!"},{"$error":"#VALUE!"},{"$error":"#VALUE!"},{"$error":"#VALUE!"},{"$error":"#VALUE!"},{"$error":"#VALUE!"},{"$error":"#VALUE!"},{"$error":"#VALUE!"},{"$error":"#VALUE!"},{"$error":"#VALUE!"},{"$error":"#VALUE!"},{"$error":"#VALUE!"},{"$error":"#VALUE!"},{"$error":"#VALUE!"},{"$error":"#VALUE!"},{"$error":"#VALUE!"},{"$error":"#VALUE!"},{"$error":"#VALUE!"},{"$error":"#VALUE!"},{"$error":"#VALUE!"},{"$error":"#VALUE!"},{"$error":"#VALUE!"},{"$error":"#VALUE!"},{"$error":"#VALUE!"},{"$error":"#VALUE!"},{"$error":"#VALUE!"},{"$error":"#VALUE!"},{"$error":"#VALUE!"},{"$error":"#VALUE!"},{"$error":"#VALUE!"},{"$error":"#VALUE!"},{"$error":"#VALUE!"},{"$error":"#VALUE!"},{"$error":"#VALUE!"},{"$error":"#VALUE!"},{"$error":"#VALUE!"},{"$error":"#VALUE!"},{"$error":"#VALUE!"},{"$error":"#VALUE!"},{"$error":"#VALUE!"},{"$error":"#VALUE!"},{"$f":"BV778+BV776","v":{"$error":"#VALUE!"}},{"$error":"#VALUE!"},{"$error":"#VALUE!"},{"$error":"#VALUE!"},{"$error":"#VALUE!"},{"$error":"#VALUE!"},{"$error":"#VALUE!"},{"$error":"#VALUE!"},{"$error":"#VALUE!"},{"$error":"#VALUE!"},{"$error":"#VALUE!"},{"$error":"#VALUE!"},{"$error":"#VALUE!"},{"$error":"#VALUE!"},{"$error":"#VALUE!"},{"$error":"#VALUE!"},{"$error":"#VALUE!"},{"$error":"#VALUE!"},{"$error":"#VALUE!"},{"$error":"#VALUE!"},{"$error":"#VALUE!"},{"$error":"#VALUE!"},{"$error":"#VALUE!"},{"$error":"#VALUE!"},{"$error":"#VALUE!"},{"$error":"#VALUE!"},{"$error":"#VALUE!"},{"$error":"#VALUE!"},{"$error":"#VALUE!"},{"$error":"#VALUE!"},{"$error":"#VALUE!"},{"$f":"SUM(I779:CZ779)","v":{"$error":"#VALUE!"}}]
[{"$f":"CONCATENATE(H669,C780)","v":"CSO 005"},null,null,"Excess stormwater runoff volume, cumulative (MG). Subtract Line 13a from Line 13c.",{"$nulls":4},{"$f":"IF(SUM($I779:I779)-$H777<=0,0,SUM($I779:I779)-$H777)","v":{"$error":"#VALUE!"}},{"$f":"IF(SUM($I779:J779)-$H777<=0,0,SUM($I779:J779)-$H777)","v":{"$error":"#VALUE!"}},{"$f":"IF(SUM($I779:K779)-$H777<=0,0,SUM($I779:K779)-$H777)","v":{"$error":"#VALUE!"}},{"$f":"IF(SUM($I779:L779)-$H777<=0,0,SUM($I779:L779)-$H777)","v":{"$error":"#VALUE!"}},{"$f":"IF(SUM($I779:M779)-$H777<=0,0,SUM($I779:M779)-$H777)","v":{"$error":"#VALUE!"}},{"$f":"IF(SUM($I779:N779)-$H777<=0,0,SUM($I779:N779)-$H777)","v":{"$error":"#VALUE!"}},{"$f":"IF(SUM($I779:O779)-$H777<=0,0,SUM($I779:O779)-$H777)","v":{"$error":"#VALUE!"}},{"$f":"IF(SUM($I779:P779)-$H777<=0,0,SUM($I779:P779)-$H777)","v":{"$error":"#VALUE!"}},{"$f":"IF(SUM($I779:Q779)-$H777<=0,0,SUM($I779:Q779)-$H777)","v":{"$error":"#VALUE!"}},{"$f":"IF(SUM($I779:R779)-$H777<=0,0,SUM($I779:R779)-$H777)","v":{"$error":"#VALUE!"}},{"$f":"IF(SUM($I779:S779)-$H777<=0,0,SUM($I779:S779)-$H777)","v":{"$error":"#VALUE!"}},{"$f":"IF(SUM($I779:T779)-$H777<=0,0,SUM($I779:T779)-$H777)","v":{"$error":"#VALUE!"}},{"$f":"IF(SUM($I779:U779)-$H777<=0,0,SUM($I779:U779)-$H777)","v":{"$error":"#VALUE!"}},{"$f":"IF(SUM($I779:V779)-$H777<=0,0,SUM($I779:V779)-$H777)","v":{"$error":"#VALUE!"}},{"$f":"IF(SUM($I779:W779)-$H777<=0,0,SUM($I779:W779)-$H777)","v":{"$error":"#VALUE!"}},{"$f":"IF(SUM($I779:X779)-$H777<=0,0,SUM($I779:X779)-$H777)","v":{"$error":"#VALUE!"}},{"$f":"IF(SUM($I779:Y779)-$H777<=0,0,SUM($I779:Y779)-$H777)","v":{"$error":"#VALUE!"}},{"$f":"IF(SUM($I779:Z779)-$H777<=0,0,SUM($I779:Z779)-$H777)","v":{"$error":"#VALUE!"}},{"$f":"IF(SUM($I779:AA779)-$H777<=0,0,SUM($I779:AA779)-$H777)","v":{"$error":"#VALUE!"}},{"$f":"IF(SUM($I779:AB779)-$H777<=0,0,SUM($I779:AB779)-$H777)","v":{"$error":"#VALUE!"}},{"$f":"IF(SUM($I779:AC779)-$H777<=0,0,SUM($I779:AC779)-$H777)","v":{"$error":"#VALUE!"}},{"$f":"IF(SUM($I779:AD779)-$H777<=0,0,SUM($I779:AD779)-$H777)","v":{"$error":"#VALUE!"}},{"$f":"IF(SUM($I779:AE779)-$H777<=0,0,SUM($I779:AE779)-$H777)","v":{"$error":"#VALUE!"}},{"$f":"IF(SUM($I779:AF779)-$H777<=0,0,SUM($I779:AF779)-$H777)","v":{"$error":"#VALUE!"}},{"$f":"IF(SUM($I779:AG779)-$H777<=0,0,SUM($I779:AG779)-$H777)","v":{"$error":"#VALUE!"}},{"$f":"IF(SUM($I779:AH779)-$H777<=0,0,SUM($I779:AH779)-$H777)","v":{"$error":"#VALUE!"}},{"$f":"IF(SUM($I779:AI779)-$H777<=0,0,SUM($I779:AI779)-$H777)","v":{"$error":"#VALUE!"}},{"$f":"IF(SUM($I779:AJ779)-$H777<=0,0,SUM($I779:AJ779)-$H777)","v":{"$error":"#VALUE!"}},{"$f":"IF(SUM($I779:AK779)-$H777<=0,0,SUM($I779:AK779)-$H777)","v":{"$error":"#VALUE!"}},{"$f":"IF(SUM($I779:AL779)-$H777<=0,0,SUM($I779:AL779)-$H777)","v":{"$error":"#VALUE!"}},{"$f":"IF(SUM($I779:AM779)-$H777<=0,0,SUM($I779:AM779)-$H777)","v":{"$error":"#VALUE!"}},{"$f":"IF(SUM($I779:AN779)-$H777<=0,0,SUM($I779:AN779)-$H777)","v":{"$error":"#VALUE!"}},{"$f":"IF(SUM($I779:AO779)-$H777<=0,0,SUM($I779:AO779)-$H777)","v":{"$error":"#VALUE!"}},{"$f":"IF(SUM($I779:AP779)-$H777<=0,0,SUM($I779:AP779)-$H777)","v":{"$error":"#VALUE!"}},{"$f":"IF(SUM($I779:AQ779)-$H777<=0,0,SUM($I779:AQ779)-$H777)","v":{"$error":"#VALUE!"}},{"$f":"IF(SUM($I779:AR779)-$H777<=0,0,SUM($I779:AR779)-$H777)","v":{"$error":"#VALUE!"}},{"$f":"IF(SUM($I779:AS779)-$H777<=0,0,SUM($I779:AS779)-$H777)","v":{"$error":"#VALUE!"}},{"$f":"IF(SUM($I779:AT779)-$H777<=0,0,SUM($I779:AT779)-$H777)","v":{"$error":"#VALUE!"}},{"$f":"IF(SUM($I779:AU779)-$H777<=0,0,SUM($I779:AU779)-$H777)","v":{"$error":"#VALUE!"}},{"$f":"IF(SUM($I779:AV779)-$H777<=0,0,SUM($I779:AV779)-$H777)","v":{"$error":"#VALUE!"}},{"$f":"IF(SUM($I779:AW779)-$H777<=0,0,SUM($I779:AW779)-$H777)","v":{"$error":"#VALUE!"}},{"$f":"IF(SUM($I779:AX779)-$H777<=0,0,SUM($I779:AX779)-$H777)","v":{"$error":"#VALUE!"}},{"$f":"IF(SUM($I779:AY779)-$H777<=0,0,SUM($I779:AY779)-$H777)","v":{"$error":"#VALUE!"}},{"$f":"IF(SUM($I779:AZ779)-$H777<=0,0,SUM($I779:AZ779)-$H777)","v":{"$error":"#VALUE!"}},{"$f":"IF(SUM($I779:BA779)-$H777<=0,0,SUM($I779:BA779)-$H777)","v":{"$error":"#VALUE!"}},{"$f":"IF(SUM($I779:BB779)-$H777<=0,0,SUM($I779:BB779)-$H777)","v":{"$error":"#VALUE!"}},{"$f":"IF(SUM($I779:BC779)-$H777<=0,0,SUM($I779:BC779)-$H777)","v":{"$error":"#VALUE!"}},{"$f":"IF(SUM($I779:BD779)-$H777<=0,0,SUM($I779:BD779)-$H777)","v":{"$error":"#VALUE!"}},{"$f":"IF(SUM($I779:BE779)-$H777<=0,0,SUM($I779:BE779)-$H777)","v":{"$error":"#VALUE!"}},{"$f":"IF(SUM($I779:BF779)-$H777<=0,0,SUM($I779:BF779)-$H777)","v":{"$error":"#VALUE!"}},{"$f":"IF(SUM($I779:BG779)-$H777<=0,0,SUM($I779:BG779)-$H777)","v":{"$error":"#VALUE!"}},{"$f":"IF(SUM($I779:BH779)-$H777<=0,0,SUM($I779:BH779)-$H777)","v":{"$error":"#VALUE!"}},{"$f":"IF(SUM($I779:BI779)-$H777<=0,0,SUM($I779:BI779)-$H777)","v":{"$error":"#VALUE!"}},{"$f":"IF(SUM($I779:BJ779)-$H777<=0,0,SUM($I779:BJ779)-$H777)","v":{"$error":"#VALUE!"}},{"$f":"IF(SUM($I779:BK779)-$H777<=0,0,SUM($I779:BK779)-$H777)","v":{"$error":"#VALUE!"}},{"$f":"IF(SUM($I779:BL779)-$H777<=0,0,SUM($I779:BL779)-$H777)","v":{"$error":"#VALUE!"}},{"$f":"IF(SUM($I779:BM779)-$H777<=0,0,SUM($I779:BM779)-$H777)","v":{"$error":"#VALUE!"}},{"$f":"IF(SUM($I779:BN779)-$H777<=0,0,SUM($I779:BN779)-$H777)","v":{"$error":"#VALUE!"}},{"$f":"IF(SUM($I779:BO779)-$H777<=0,0,SUM($I779:BO779)-$H777)","v":{"$error":"#VALUE!"}},{"$f":"IF(SUM($I779:BP779)-$H777<=0,0,SUM($I779:BP779)-$H777)","v":{"$error":"#VALUE!"}},{"$f":"IF(SUM($I779:BQ779)-$H777<=0,0,SUM($I779:BQ779)-$H777)","v":{"$error":"#VALUE!"}},{"$f":"IF(SUM($I779:BR779)-$H777<=0,0,SUM($I779:BR779)-$H777)","v":{"$error":"#VALUE!"}},{"$f":"IF(SUM($I779:BS779)-$H777<=0,0,SUM($I779:BS779)-$H777)","v":{"$error":"#VALUE!"}},{"$f":"IF(SUM($I779:BT779)-$H777<=0,0,SUM($I779:BT779)-$H777)","v":{"$error":"#VALUE!"}},{"$f":"IF(SUM($I779:BU779)-$H777<=0,0,SUM($I779:BU779)-$H777)","v":{"$error":"#VALUE!"}},{"$f":"IF(SUM($I779:BV779)-$H777<=0,0,SUM($I779:BV779)-$H777)","v":{"$error":"#VALUE!"}},{"$f":"IF(SUM($I779:BW779)-$H777<=0,0,SUM($I779:BW779)-$H777)","v":{"$error":"#VALUE!"}},{"$f":"IF(SUM($I779:BX779)-$H777<=0,0,SUM($I779:BX779)-$H777)","v":{"$error":"#VALUE!"}},{"$f":"IF(SUM($I779:BY779)-$H777<=0,0,SUM($I779:BY779)-$H777)","v":{"$error":"#VALUE!"}},{"$f":"IF(SUM($I779:BZ779)-$H777<=0,0,SUM($I779:BZ779)-$H777)","v":{"$error":"#VALUE!"}},{"$f":"IF(SUM($I779:CA779)-$H777<=0,0,SUM($I779:CA779)-$H777)","v":{"$error":"#VALUE!"}},{"$f":"IF(SUM($I779:CB779)-$H777<=0,0,SUM($I779:CB779)-$H777)","v":{"$error":"#VALUE!"}},{"$f":"IF(SUM($I779:CC779)-$H777<=0,0,SUM($I779:CC779)-$H777)","v":{"$error":"#VALUE!"}},{"$f":"IF(SUM($I779:CD779)-$H777<=0,0,SUM($I779:CD779)-$H777)","v":{"$error":"#VALUE!"}},{"$f":"IF(SUM($I779:CE779)-$H777<=0,0,SUM($I779:CE779)-$H777)","v":{"$error":"#VALUE!"}},{"$f":"IF(SUM($I779:CF779)-$H777<=0,0,SUM($I779:CF779)-$H777)","v":{"$error":"#VALUE!"}},{"$f":"IF(SUM($I779:CG779)-$H777<=0,0,SUM($I779:CG779)-$H777)","v":{"$error":"#VALUE!"}},{"$f":"IF(SUM($I779:CH779)-$H777<=0,0,SUM($I779:CH779)-$H777)","v":{"$error":"#VALUE!"}},{"$f":"IF(SUM($I779:CI779)-$H777<=0,0,SUM($I779:CI779)-$H777)","v":{"$error":"#VALUE!"}},{"$f":"IF(SUM($I779:CJ779)-$H777<=0,0,SUM($I779:CJ779)-$H777)","v":{"$error":"#VALUE!"}},{"$f":"IF(SUM($I779:CK779)-$H777<=0,0,SUM($I779:CK779)-$H777)","v":{"$error":"#VALUE!"}},{"$f":"IF(SUM($I779:CL779)-$H777<=0,0,SUM($I779:CL779)-$H777)","v":{"$error":"#VALUE!"}},{"$f":"IF(SUM($I779:CM779)-$H777<=0,0,SUM($I779:CM779)-$H777)","v":{"$error":"#VALUE!"}},{"$f":"IF(SUM($I779:CN779)-$H777<=0,0,SUM($I779:CN779)-$H777)","v":{"$error":"#VALUE!"}},{"$f":"IF(SUM($I779:CO779)-$H777<=0,0,SUM($I779:CO779)-$H777)","v":{"$error":"#VALUE!"}},{"$f":"IF(SUM($I779:CP779)-$H777<=0,0,SUM($I779:CP779)-$H777)","v":{"$error":"#VALUE!"}},{"$f":"IF(SUM($I779:CQ779)-$H777<=0,0,SUM($I779:CQ779)-$H777)","v":{"$error":"#VALUE!"}},{"$f":"IF(SUM($I779:CR779)-$H777<=0,0,SUM($I779:CR779)-$H777)","v":{"$error":"#VALUE!"}},{"$f":"IF(SUM($I779:CS779)-$H777<=0,0,SUM($I779:CS779)-$H777)","v":{"$error":"#VALUE!"}},{"$f":"IF(SUM($I779:CT779)-$H777<=0,0,SUM($I779:CT779)-$H777)","v":{"$error":"#VALUE!"}},{"$f":"IF(SUM($I779:CU779)-$H777<=0,0,SUM($I779:CU779)-$H777)","v":{"$error":"#VALUE!"}},{"$f":"IF(SUM($I779:CV779)-$H777<=0,0,SUM($I779:CV779)-$H777)","v":{"$error":"#VALUE!"}},{"$f":"IF(SUM($I779:CW779)-$H777<=0,0,SUM($I779:CW779)-$H777)","v":{"$error":"#VALUE!"}},{"$f":"IF(SUM($I779:CX779)-$H777<=0,0,SUM($I779:CX779)-$H777)","v":{"$error":"#VALUE!"}},{"$f":"IF(SUM($I779:CY779)-$H777<=0,0,SUM($I779:CY779)-$H777)","v":{"$error":"#VALUE!"}},{"$f":"IF(SUM($I779:CZ779)-$H777<=0,0,SUM($I779:CZ779)-$H777)","v":{"$error":"#VALUE!"}},"NA"]
[{"$f":"CONCATENATE(H669,C781)","v":"CSO 00513d."},null,"13d.","Combined sewage after GI saturation and CSO control (MG). Excess after Line 13c exceeds Line 13a.",null,null,{"$f":"C781","v":"13d."},null,{"$f":"I780-H780","v":{"$error":"#VALUE!"}},{"$f":"J780-I780","v":{"$error":"#VALUE!"}},{"$f":"K780-J780","v":{"$error":"#VALUE!"}},{"$f":"L780-K780","v":{"$error":"#VALUE!"}},{"$f":"M780-L780","v":{"$error":"#VALUE!"}},{"$f":"N780-M780","v":{"$error":"#VALUE!"}},{"$f":"O780-N780","v":{"$error":"#VALUE!"}},{"$f":"P780-O780","v":{"$error":"#VALUE!"}},{"$f":"Q780-P780","v":{"$error":"#VALUE!"}},{"$f":"R780-Q780","v":{"$error":"#VALUE!"}},{"$f":"S780-R780","v":{"$error":"#VALUE!"}},{"$f":"T780-S780","v":{"$error":"#VALUE!"}},{"$f":"U780-T780","v":{"$error":"#VALUE!"}},{"$f":"V780-U780","v":{"$error":"#VALUE!"}},{"$f":"W780-V780","v":{"$error":"#VALUE!"}},{"$f":"X780-W780","v":{"$error":"#VALUE!"}},{"$f":"Y780-X780","v":{"$error":"#VALUE!"}},{"$f":"Z780-Y780","v":{"$error":"#VALUE!"}},{"$f":"AA780-Z780","v":{"$error":"#VALUE!"}},{"$f":"AB780-AA780","v":{"$error":"#VALUE!"}},{"$f":"AC780-AB780","v":{"$error":"#VALUE!"}},{"$f":"AD780-AC780","v":{"$error":"#VALUE!"}},{"$f":"AE780-AD780","v":{"$error":"#VALUE!"}},{"$f":"AF780-AE780","v":{"$error":"#VALUE!"}},{"$f":"AG780-AF780","v":{"$error":"#VALUE!"}},{"$f":"AH780-AG780","v":{"$error":"#VALUE!"}},{"$f":"AI780-AH780","v":{"$error":"#VALUE!"}},{"$f":"AJ780-AI780","v":{"$error":"#VALUE!"}},{"$f":"AK780-AJ780","v":{"$error":"#VALUE!"}},{"$f":"AL780-AK780","v":{"$error":"#VALUE!"}},{"$f":"AM780-AL780","v":{"$error":"#VALUE!"}},{"$f":"AN780-AM780","v":{"$error":"#VALUE!"}},{"$f":"AO780-AN780","v":{"$error":"#VALUE!"}},{"$f":"AP780-AO780","v":{"$error":"#VALUE!"}},{"$f":"AQ780-AP780","v":{"$error":"#VALUE!"}},{"$f":"AR780-AQ780","v":{"$error":"#VALUE!"}},{"$f":"AS780-AR780","v":{"$error":"#VALUE!"}},{"$f":"AT780-AS780","v":{"$error":"#VALUE!"}},{"$f":"AU780-AT780","v":{"$error":"#VALUE!"}},{"$f":"AV780-AU780","v":{"$error":"#VALUE!"}},{"$f":"AW780-AV780","v":{"$error":"#VALUE!"}},{"$f":"AX780-AW780","v":{"$error":"#VALUE!"}},{"$f":"AY780-AX780","v":{"$error":"#VALUE!"}},{"$f":"AZ780-AY780","v":{"$error":"#VALUE!"}},{"$f":"BA780-AZ780","v":{"$error":"#VALUE!"}},{"$f":"BB780-BA780","v":{"$error":"#VALUE!"}},{"$f":"BC780-BB780","v":{"$error":"#VALUE!"}},{"$f":"BD780-BC780","v":{"$error":"#VALUE!"}},{"$f":"BE780-BD780","v":{"$error":"#VALUE!"}},{"$f":"BF780-BE780","v":{"$error":"#VALUE!"}},{"$f":"BG780-BF780","v":{"$error":"#VALUE!"}},{"$f":"BH780-BG780","v":{"$error":"#VALUE!"}},{"$f":"BI780-BH780","v":{"$error":"#VALUE!"}},{"$f":"BJ780-BI780","v":{"$error":"#VALUE!"}},{"$f":"BK780-BJ780","v":{"$error":"#VALUE!"}},{"$f":"BL780-BK780","v":{"$error":"#VALUE!"}},{"$f":"BM780-BL780","v":{"$error":"#VALUE!"}},{"$f":"BN780-BM780","v":{"$error":"#VALUE!"}},{"$f":"BO780-BN780","v":{"$error":"#VALUE!"}},{"$f":"BP780-BO780","v":{"$error":"#VALUE!"}},{"$f":"BQ780-BP780","v":{"$error":"#VALUE!"}},{"$f":"BR780-BQ780","v":{"$error":"#VALUE!"}},{"$f":"BS780-BR780","v":{"$error":"#VALUE!"}},{"$f":"BT780-BS780","v":{"$error":"#VALUE!"}},{"$f":"BU780-BT780","v":{"$error":"#VALUE!"}},{"$f":"BV780-BU780","v":{"$error":"#VALUE!"}},{"$f":"BW780-BV780","v":{"$error":"#VALUE!"}},{"$f":"BX780-BW780","v":{"$error":"#VALUE!"}},{"$f":"BY780-BX780","v":{"$error":"#VALUE!"}},{"$f":"BZ780-BY780","v":{"$error":"#VALUE!"}},{"$f":"CA780-BZ780","v":{"$error":"#VALUE!"}},{"$f":"CB780-CA780","v":{"$error":"#VALUE!"}},{"$f":"CC780-CB780","v":{"$error":"#VALUE!"}},{"$f":"CD780-CC780","v":{"$error":"#VALUE!"}},{"$f":"CE780-CD780","v":{"$error":"#VALUE!"}},{"$f":"CF780-CE780","v":{"$error":"#VALUE!"}},{"$f":"CG780-CF780","v":{"$error":"#VALUE!"}},{"$f":"CH780-CG780","v":{"$error":"#VALUE!"}},{"$f":"CI780-CH780","v":{"$error":"#VALUE!"}},{"$f":"CJ780-CI780","v":{"$error":"#VALUE!"}},{"$f":"CK780-CJ780","v":{"$error":"#VALUE!"}},{"$f":"CL780-CK780","v":{"$error":"#VALUE!"}},{"$f":"CM780-CL780","v":{"$error":"#VALUE!"}},{"$f":"CN780-CM780","v":{"$error":"#VALUE!"}},{"$f":"CO780-CN780","v":{"$error":"#VALUE!"}},{"$f":"CP780-CO780","v":{"$error":"#VALUE!"}},{"$f":"CQ780-CP780","v":{"$error":"#VALUE!"}},{"$f":"CR780-CQ780","v":{"$error":"#VALUE!"}},{"$f":"CS780-CR780","v":{"$error":"#VALUE!"}},{"$f":"CT780-CS780","v":{"$error":"#VALUE!"}},{"$f":"CU780-CT780","v":{"$error":"#VALUE!"}},{"$f":"CV780-CU780","v":{"$error":"#VALUE!"}},{"$f":"CW780-CV780","v":{"$error":"#VALUE!"}},{"$f":"CX780-CW780","v":{"$error":"#VALUE!"}},{"$f":"CY780-CX780","v":{"$error":"#VALUE!"}},{"$f":"CZ780-CY780","v":{"$error":"#VALUE!"}},{"$f":"SUM(I781:CZ781)","v":{"$error":"#VALUE!"}}]
[{"$f":"CONCATENATE(H669,C782)","v":"CSO 00514a."},"14. CSO Flows","14a.","CSO hydraulic control capacity (MGD). ",null,null,"14a.",{"$f":"HLOOKUP(H669,'4 - CSO VOLUME'!$E$9:$AS$33,20,FALSE)","v":""}]
[{"$f":"CONCATENATE(H669,C783)","v":"CSO 00514b."},null,"14b.","Total CSO volume (MG). Divide Line 14a by 24, then subtract from Line 13d at hourly increments.",null,null,"14b.",null,{"$f":"IF(I781-($H782/(4*24))<0,0,I781-($H782/(4*24)))","v":{"$error":"#VALUE!"}},{"$f":"IF(J781-($H782/(4*24))<0,0,J781-($H782/(4*24)))","v":{"$error":"#VALUE!"}},{"$error":"#VALUE!"},{"$error":"#VALUE!"},{"$error":"#VALUE!"},{"$error":"#VALUE!"},{"$error":"#VALUE!"},{"$error":"#VALUE!"},{"$error":"#VALUE!"},{"$error":"#VALUE!"},{"$error":"#VALUE!"},{"$error":"#VALUE!"},{"$error":"#VALUE!"},{"$error":"#VALUE!"},{"$error":"#VALUE!"},{"$error":"#VALUE!"},{"$error":"#VALUE!"},{"$error":"#VALUE!"},{"$error":"#VALUE!"},{"$error":"#VALUE!"},{"$error":"#VALUE!"},{"$error":"#VALUE!"},{"$error":"#VALUE!"},{"$error":"#VALUE!"},{"$error":"#VALUE!"},{"$error":"#VALUE!"},{"$error":"#VALUE!"},{"$error":"#VALUE!"},{"$error":"#VALUE!"},{"$error":"#VALUE!"},{"$error":"#VALUE!"},{"$error":"#VALUE!"},{"$error":"#VALUE!"},{"$error":"#VALUE!"},{"$error":"#VALUE!"},{"$error":"#VALUE!"},{"$error":"#VALUE!"},{"$error":"#VALUE!"},{"$error":"#VALUE!"},{"$error":"#VALUE!"},{"$error":"#VALUE!"},{"$error":"#VALUE!"},{"$error":"#VALUE!"},{"$error":"#VALUE!"},{"$error":"#VALUE!"},{"$error":"#VALUE!"},{"$error":"#VALUE!"},{"$error":"#VALUE!"},{"$error":"#VALUE!"},{"$error":"#VALUE!"},{"$error":"#VALUE!"},{"$error":"#VALUE!"},{"$error":"#VALUE!"},{"$error":"#VALUE!"},{"$error":"#VALUE!"},{"$error":"#VALUE!"},{"$error":"#VALUE!"},{"$error":"#VALUE!"},{"$error":"#VALUE!"},{"$error":"#VALUE!"},{"$error":"#VALUE!"},{"$error":"#VALUE!"},{"$error":"#VALUE!"},{"$error":"#VALUE!"},{"$error":"#VALUE!"},{"$f":"IF(BV781-($H782/(4*24))<0,0,BV781-($H782/(4*24)))","v":{"$error":"#VALUE!"}},{"$error":"#VALUE!"},{"$error":"#VALUE!"},{"$error":"#VALUE!"},{"$error":"#VALUE!"},{"$error":"#VALUE!"},{"$error":"#VALUE!"},{"$error":"#VALUE!"},{"$error":"#VALUE!"},{"$error":"#VALUE!"},{"$error":"#VALUE!"},{"$error":"#VALUE!"},{"$error":"#VALUE!"},{"$error":"#VALUE!"},{"$error":"#VALUE!"},{"$error":"#VALUE!"},{"$error":"#VALUE!"},{"$error":"#VALUE!"},{"$error":"#VALUE!"},{"$error":"#VALUE!"},{"$error":"#VALUE!"},{"$error":"#VALUE!"},{"$error":"#VALUE!"},{"$error":"#VALUE!"},{"$error":"#VALUE!"},{"$error":"#VALUE!"},{"$error":"#VALUE!"},{"$error":"#VALUE!"},{"$error":"#VALUE!"},{"$error":"#VALUE!"},{"$error":"#VALUE!"},{"$f":"SUM(I783:CZ783)","v":{"$error":"#VALUE!"}}]
[{"$f":"CONCATENATE(H669,C784)","v":"CSO 00514c."},null,"14c.","CSO treatment capacity (MGD). Line 7c.",null,null,"14c.",{"$f":"HLOOKUP(H669,'4 - CSO VOLUME'!$E$9:$AS$33,22,FALSE)","v":""}]
[{"$f":"CONCATENATE(H669,C785)","v":"CSO 00514d."},null,"14d.","Treated CSO volume (MG). Populate with Line 14b values that are less than or equal to Line 14c divided by 24.",null,null,"14d.",null,{"$f":"IF(I783=0,0,IF(I783<=$H784/(4*24),I783,$H784/(4*24)))","v":{"$error":"#VALUE!"}},{"$f":"IF(J783=0,0,IF(J783<=$H784/(4*24),J783,$H784/(4*24)))","v":{"$error":"#VALUE!"}},{"$error":"#VALUE!"},{"$error":"#VALUE!"},{"$error":"#VALUE!"},{"$error":"#VALUE!"},{"$error":"#VALUE!"},{"$error":"#VALUE!"},{"$error":"#VALUE!"},{"$error":"#VALUE!"},{"$error":"#VALUE!"},{"$error":"#VALUE!"},{"$error":"#VALUE!"},{"$error":"#VALUE!"},{"$error":"#VALUE!"},{"$error":"#VALUE!"},{"$error":"#VALUE!"},{"$error":"#VALUE!"},{"$error":"#VALUE!"},{"$error":"#VALUE!"},{"$error":"#VALUE!"},{"$error":"#VALUE!"},{"$error":"#VALUE!"},{"$error":"#VALUE!"},{"$error":"#VALUE!"},{"$error":"#VALUE!"},{"$error":"#VALUE!"},{"$error":"#VALUE!"},{"$error":"#VALUE!"},{"$error":"#VALUE!"},{"$error":"#VALUE!"},{"$error":"#VALUE!"},{"$error":"#VALUE!"},{"$error":"#VALUE!"},{"$error":"#VALUE!"},{"$error":"#VALUE!"},{"$error":"#VALUE!"},{"$error":"#VALUE!"},{"$error":"#VALUE!"},{"$error":"#VALUE!"},{"$error":"#VALUE!"},{"$error":"#VALUE!"},{"$error":"#VALUE!"},{"$error":"#VALUE!"},{"$error":"#VALUE!"},{"$error":"#VALUE!"},{"$error":"#VALUE!"},{"$error":"#VALUE!"},{"$error":"#VALUE!"},{"$error":"#VALUE!"},{"$error":"#VALUE!"},{"$error":"#VALUE!"},{"$error":"#VALUE!"},{"$error":"#VALUE!"},{"$error":"#VALUE!"},{"$error":"#VALUE!"},{"$error":"#VALUE!"},{"$error":"#VALUE!"},{"$error":"#VALUE!"},{"$error":"#VALUE!"},{"$error":"#VALUE!"},{"$error":"#VALUE!"},{"$error":"#VALUE!"},{"$error":"#VALUE!"},{"$error":"#VALUE!"},{"$f":"IF(BV783=0,0,IF(BV783<=$H784/(4*24),BV783,$H784/(4*24)))","v":{"$error":"#VALUE!"}},{"$error":"#VALUE!"},{"$error":"#VALUE!"},{"$error":"#VALUE!"},{"$error":"#VALUE!"},{"$error":"#VALUE!"},{"$error":"#VALUE!"},{"$error":"#VALUE!"},{"$error":"#VALUE!"},{"$error":"#VALUE!"},{"$error":"#VALUE!"},{"$error":"#VALUE!"},{"$error":"#VALUE!"},{"$error":"#VALUE!"},{"$error":"#VALUE!"},{"$error":"#VALUE!"},{"$error":"#VALUE!"},{"$error":"#VALUE!"},{"$error":"#VALUE!"},{"$error":"#VALUE!"},{"$error":"#VALUE!"},{"$error":"#VALUE!"},{"$error":"#VALUE!"},{"$error":"#VALUE!"},{"$error":"#VALUE!"},{"$error":"#VALUE!"},{"$error":"#VALUE!"},{"$error":"#VALUE!"},{"$error":"#VALUE!"},{"$error":"#VALUE!"},{"$error":"#VALUE!"},{"$f":"SUM(I785:CZ785)","v":{"$error":"#VALUE!"}}]
[{"$f":"CONCATENATE(H669,C786)","v":"CSO 00514e."},null,"14e.","Untreated CSO volume (MG). Difference between hourly values for Line 14b and line 14d.",null,null,"14e.",null,{"$f":"I783-I785","v":{"$error":"#VALUE!"}},{"$f":"J783-J785","v":{"$error":"#VALUE!"}},{"$error":"#VALUE!"},{"$error":"#VALUE!"},{"$error":"#VALUE!"},{"$error":"#VALUE!"},{"$error":"#VALUE!"},{"$error":"#VALUE!"},{"$error":"#VALUE!"},{"$error":"#VALUE!"},{"$error":"#VALUE!"},{"$error":"#VALUE!"},{"$error":"#VALUE!"},{"$error":"#VALUE!"},{"$error":"#VALUE!"},{"$error":"#VALUE!"},{"$error":"#VALUE!"},{"$error":"#VALUE!"},{"$error":"#VALUE!"},{"$error":"#VALUE!"},{"$error":"#VALUE!"},{"$error":"#VALUE!"},{"$error":"#VALUE!"},{"$error":"#VALUE!"},{"$error":"#VALUE!"},{"$error":"#VALUE!"},{"$error":"#VALUE!"},{"$error":"#VALUE!"},{"$error":"#VALUE!"},{"$error":"#VALUE!"},{"$error":"#VALUE!"},{"$error":"#VALUE!"},{"$error":"#VALUE!"},{"$error":"#VALUE!"},{"$error":"#VALUE!"},{"$error":"#VALUE!"},{"$error":"#VALUE!"},{"$error":"#VALUE!"},{"$error":"#VALUE!"},{"$error":"#VALUE!"},{"$error":"#VALUE!"},{"$error":"#VALUE!"},{"$error":"#VALUE!"},{"$error":"#VALUE!"},{"$error":"#VALUE!"},{"$error":"#VALUE!"},{"$error":"#VALUE!"},{"$error":"#VALUE!"},{"$error":"#VALUE!"},{"$error":"#VALUE!"},{"$error":"#VALUE!"},{"$error":"#VALUE!"},{"$error":"#VALUE!"},{"$error":"#VALUE!"},{"$error":"#VALUE!"},{"$error":"#VALUE!"},{"$error":"#VALUE!"},{"$error":"#VALUE!"},{"$error":"#VALUE!"},{"$error":"#VALUE!"},{"$error":"#VALUE!"},{"$error":"#VALUE!"},{"$error":"#VALUE!"},{"$error":"#VALUE!"},{"$error":"#VALUE!"},{"$f":"BV783-BV785","v":{"$error":"#VALUE!"}},{"$error":"#VALUE!"},{"$error":"#VALUE!"},{"$error":"#VALUE!"},{"$error":"#VALUE!"},{"$error":"#VALUE!"},{"$error":"#VALUE!"},{"$error":"#VALUE!"},{"$error":"#VALUE!"},{"$error":"#VALUE!"},{"$error":"#VALUE!"},{"$error":"#VALUE!"},{"$error":"#VALUE!"},{"$error":"#VALUE!"},{"$error":"#VALUE!"},{"$error":"#VALUE!"},{"$error":"#VALUE!"},{"$error":"#VALUE!"},{"$error":"#VALUE!"},{"$error":"#VALUE!"},{"$error":"#VALUE!"},{"$error":"#VALUE!"},{"$error":"#VALUE!"},{"$error":"#VALUE!"},{"$error":"#VALUE!"},{"$error":"#VALUE!"},{"$error":"#VALUE!"},{"$error":"#VALUE!"},{"$error":"#VALUE!"},{"$error":"#VALUE!"},{"$error":"#VALUE!"},{"$f":"SUM(I786:CZ786)","v":{"$error":"#VALUE!"}}]
[{"$f":"CONCATENATE(H669,C787)","v":"CSO 00514f."},null,"14f.","Combined sewage diverted to WWTP (MG). Subtract Line 14b from Line 13d at hourly increments.",null,null,"14f.",null,{"$f":"I781-I783","v":{"$error":"#VALUE!"}},{"$f":"J781-J783","v":{"$error":"#VALUE!"}},{"$error":"#VALUE!"},{"$error":"#VALUE!"},{"$error":"#VALUE!"},{"$error":"#VALUE!"},{"$error":"#VALUE!"},{"$error":"#VALUE!"},{"$error":"#VALUE!"},{"$error":"#VALUE!"},{"$error":"#VALUE!"},{"$error":"#VALUE!"},{"$error":"#VALUE!"},{"$error":"#VALUE!"},{"$error":"#VALUE!"},{"$error":"#VALUE!"},{"$error":"#VALUE!"},{"$error":"#VALUE!"},{"$error":"#VALUE!"},{"$error":"#VALUE!"},{"$error":"#VALUE!"},{"$error":"#VALUE!"},{"$error":"#VALUE!"},{"$error":"#VALUE!"},{"$error":"#VALUE!"},{"$error":"#VALUE!"},{"$error":"#VALUE!"},{"$error":"#VALUE!"},{"$error":"#VALUE!"},{"$error":"#VALUE!"},{"$error":"#VALUE!"},{"$error":"#VALUE!"},{"$error":"#VALUE!"},{"$error":"#VALUE!"},{"$error":"#VALUE!"},{"$error":"#VALUE!"},{"$error":"#VALUE!"},{"$error":"#VALUE!"},{"$error":"#VALUE!"},{"$error":"#VALUE!"},{"$error":"#VALUE!"},{"$error":"#VALUE!"},{"$error":"#VALUE!"},{"$error":"#VALUE!"},{"$error":"#VALUE!"},{"$error":"#VALUE!"},{"$error":"#VALUE!"},{"$error":"#VALUE!"},{"$error":"#VALUE!"},{"$error":"#VALUE!"},{"$error":"#VALUE!"},{"$error":"#VALUE!"},{"$error":"#VALUE!"},{"$error":"#VALUE!"},{"$error":"#VALUE!"},{"$error":"#VALUE!"},{"$error":"#VALUE!"},{"$error":"#VALUE!"},{"$error":"#VALUE!"},{"$error":"#VALUE!"},{"$error":"#VALUE!"},{"$error":"#VALUE!"},{"$error":"#VALUE!"},{"$error":"#VALUE!"},{"$error":"#VALUE!"},{"$f":"BV781-BV783","v":{"$error":"#VALUE!"}},{"$error":"#VALUE!"},{"$error":"#VALUE!"},{"$error":"#VALUE!"},{"$error":"#VALUE!"},{"$error":"#VALUE!"},{"$error":"#VALUE!"},{"$error":"#VALUE!"},{"$error":"#VALUE!"},{"$error":"#VALUE!"},{"$error":"#VALUE!"},{"$error":"#VALUE!"},{"$error":"#VALUE!"},{"$error":"#VALUE!"},{"$error":"#VALUE!"},{"$error":"#VALUE!"},{"$error":"#VALUE!"},{"$error":"#VALUE!"},{"$error":"#VALUE!"},{"$error":"#VALUE!"},{"$error":"#VALUE!"},{"$error":"#VALUE!"},{"$error":"#VALUE!"},{"$error":"#VALUE!"},{"$error":"#VALUE!"},{"$error":"#VALUE!"},{"$error":"#VALUE!"},{"$error":"#VALUE!"},{"$error":"#VALUE!"},{"$error":"#VALUE!"},{"$error":"#VALUE!"},{"$f":"SUM(I787:CZ787)","v":{"$error":"#VALUE!"}}]
[]
[]
[{"$nulls":7},{"$f":"A8","v":"CSO 006"}]
[{"$nulls":6},"Area (acres):",{"$f":"HLOOKUP(H790,'2 - CSO INPUT'!$E$9:$AS$19,6,FALSE)","v":0},null,{"$f":"43560*7.48/(12*1000000)","v":0.027152400000000004},"MG",{"$f":"\"=\"","v":"="},1,"in-ac/hr"]
[{"$nulls":6},"ISA:",{"$f":"HLOOKUP(H790,'2 - CSO INPUT'!$E$9:$AS$19,7,FALSE)","v":{"v":0,"d":"0%"}}]
[{"$nulls":6},"TOC (hr);",{"$f":"HLOOKUP(H790,'3 - Tc & RAINFALL'!$E$9:$AS$17,6,FALSE)","v":""}]
[{"$nulls":6},"Initial Abstraction (in):",{"$f":"HLOOKUP(H790,'3 - Tc & RAINFALL'!$E$9:$AS$17,9,FALSE)","v":{"v":0.1,"d":"0.10"}}]
[{"$nulls":4},"hour","P (in)","P_cum (in)","P_mod (in)",1,1.25,{"v":1.5,"d":"1.50"},1.75,{"v":2,"d":"2.00"},2.25,{"v":2.5,"d":"2.50"},2.75,{"v":3,"d":"3.00"},3.25,{"v":3.5,"d":"3.50"},3.75,{"v":4,"d":"4.00"},4.25,{"v":4.5,"d":"4.50"},4.75,{"v":5,"d":"5.00"},5.25,{"v":5.5,"d":"5.50"},5.75,{"v":6,"d":"6.00"},6.25,{"v":6.5,"d":"6.50"},6.75,{"v":7,"d":"7.00"},7.25,{"v":7.5,"d":"7.50"},7.75,{"v":8,"d":"8.00"},8.25,{"v":8.5,"d":"8.50"},8.75,{"v":9,"d":"9.00"},9.25,{"v":9.5,"d":"9.50"},9.75,{"v":10,"d":"10.00"},10.25,{"v":10.5,"d":"10.50"},10.75,{"v":11,"d":"11.00"},11.25,{"v":11.5,"d":"11.50"},11.75,{"v":12,"d":"12.00"},12.25,{"v":12.5,"d":"12.50"},12.75,{"v":13,"d":"13.00"},13.25,{"v":13.5,"d":"13.50"},13.75,{"v":14,"d":"14.00"},14.25,{"v":14.5,"d":"14.50"},14.75,{"v":15,"d":"15.00"},15.25,{"v":15.5,"d":"15.50"},15.75,{"v":16,"d":"16.00"},16.25,{"v":16.5,"d":"16.50"},16.75,{"v":17,"d":"17.00"},17.25,{"v":17.5,"d":"17.50"},17.75,{"v":18,"d":"18.00"},18.25,{"v":18.5,"d":"18.50"},18.75,{"v":19,"d":"19.00"},19.25,{"v":19.5,"d":"19.50"},19.75,{"v":20,"d":"20.00"},20.25,{"v":20.5,"d":"20.50"},20.75,{"v":21,"d":"21.00"},21.25,{"v":21.5,"d":"21.50"},21.75,{"v":22,"d":"22.00"},22.25,{"v":22.5,"d":"22.50"},22.75,{"v":23,"d":"23.00"},23.25,{"v":23.5,"d":"23.50"},23.75,{"v":24,"d":"24.00"},24.25,{"v":24.5,"d":"24.50"},24.75]
[{"$nulls":4},1,{"$f":"$DF$3","v":{"v":0,"d":"0.000"}},{"$f":"IF(SUM(F796:F796)-H794<=0,0,SUM(F796:F796)-H794)","v":{"v":0,"d":"0.00"}},{"$f":"G796-0","v":{"v":0,"d":"0.000"}},{"$f":"IF(H793<=I795-E796,0,H796*H791*H792*J791/(H793*4))","v":{"$error":"#VALUE!"}},{"$f":"IF(H793<=J795-E796,0,H796*H791*H792*J791/(H793*4))","v":{"$error":"#VALUE!"}},{"$f":"IF(H793<=K795-E796,0,H796*H791*H792*J791/(H793*4))","v":{"$error":"#VALUE!"}},{"$f":"IF(H793<=L795-E796,0,H796*H791*H792*J791/(H793*4))","v":{"$error":"#VALUE!"}},{"$f":"IF(H793<=M795-E796,0,H796*H791*H792*J791/(H793*4))","v":{"$error":"#VALUE!"}},{"$f":"IF(H793<=N795-E796,0,H796*H791*H792*J791/(H793*4))","v":{"$error":"#VALUE!"}},{"$f":"IF(H793<=O795-E796,0,H796*H791*H792*J791/(H793*4))","v":{"$error":"#VALUE!"}},{"$f":"IF(H793<=P795-E796,0,H796*H791*H792*J791/(H793*4))","v":{"$error":"#VALUE!"}},{"$f":"IF(H793<=Q795-E796,0,H796*H791*H792*J791/(H793*4))","v":{"$error":"#VALUE!"}},{"$f":"IF(H793<=R795-E796,0,H796*H791*H792*J791/(H793*4))","v":{"$error":"#VALUE!"}},{"$f":"IF(H793<=S795-E796,0,H796*H791*H792*J791/(H793*4))","v":{"$error":"#VALUE!"}},{"$f":"IF(H793<=T795-E796,0,H796*H791*H792*J791/(H793*4))","v":{"$error":"#VALUE!"}},{"$f":"IF(H793<=U795-E796,0,H796*H791*H792*J791/(H793*4))","v":{"$error":"#VALUE!"}}]
[{"$nulls":4},1.25,{"$f":"$DF$4","v":{"v":0,"d":"0.000"}},{"$f":"IF(SUM(F796:F797)-H794<=0,0,SUM(F796:F797)-H794)","v":{"v":0,"d":"0.00"}},{"$f":"G797-G796","v":{"v":0,"d":"0.000"}},null,{"$f":"IF(H793<=J795-E797,0,H797*H791*H792*J791/(H793*4))","v":{"$error":"#VALUE!"}},{"$f":"IF(H793<=K795-E797,0,H797*H791*H792*J791/(H793*4))","v":{"$error":"#VALUE!"}},{"$f":"IF(H793<=L795-E797,0,H797*H791*H792*J791/(H793*4))","v":{"$error":"#VALUE!"}},{"$f":"IF(H793<=M795-E797,0,H797*H791*H792*J791/(H793*4))","v":{"$error":"#VALUE!"}},{"$f":"IF(H793<=N795-E797,0,H797*H791*H792*J791/(H793*4))","v":{"$error":"#VALUE!"}},{"$f":"IF(H793<=O795-E797,0,H797*H791*H792*J791/(H793*4))","v":{"$error":"#VALUE!"}},{"$f":"IF(H793<=P795-E797,0,H797*H791*H792*J791/(H793*4))","v":{"$error":"#VALUE!"}},{"$f":"IF(H793<=Q795-E797,0,H797*H791*H792*J791/(H793*4))","v":{"$error":"#VALUE!"}},{"$f":"IF(H793<=R795-E797,0,H797*H791*H792*J791/(H793*4))","v":{"$error":"#VALUE!"}},{"$f":"IF(H793<=S795-E797,0,H797*H791*H792*J791/(H793*4))","v":{"$error":"#VALUE!"}},{"$f":"IF(H793<=T795-E797,0,H797*H791*H792*J791/(H793*4))","v":{"$error":"#VALUE!"}},{"$f":"IF(H793<=U795-E797,0,H797*H791*H792*J791/(H793*4))","v":{"$error":"#VALUE!"}},{"$f":"IF(H793<=V795-E797,0,H797*H791*H792*J791/(H793*4))","v":{"$error":"#VALUE!"}}]
[{"$nulls":4},{"v":1.5,"d":"1.50"},{"$f":"$DF$5","v":{"v":0,"d":"0.000"}},{"$f":"IF(SUM(F796:F798)-H794<=0,0,SUM(F796:F798)-H794)","v":{"v":0,"d":"0.00"}},{"v":0,"d":"0.000"},null,null,{"$f":"IF(H793<=K795-E798,0,H798*H791*H792*J791/(H793*4))","v":{"$error":"#VALUE!"}},{"$f":"IF(H793<=L795-E798,0,H798*H791*H792*J791/(H793*4))","v":{"$error":"#VALUE!"}},{"$f":"IF(H793<=M795-E798,0,H798*H791*H792*J791/(H793*4))","v":{"$error":"#VALUE!"}},{"$f":"IF(H793<=N795-E798,0,H798*H791*H792*J791/(H793*4))","v":{"$error":"#VALUE!"}},{"$f":"IF(H793<=O795-E798,0,H798*H791*H792*J791/(H793*4))","v":{"$error":"#VALUE!"}},{"$f":"IF(H793<=P795-E798,0,H798*H791*H792*J791/(H793*4))","v":{"$error":"#VALUE!"}},{"$f":"IF(H793<=Q795-E798,0,H798*H791*H792*J791/(H793*4))","v":{"$error":"#VALUE!"}},{"$f":"IF(H793<=R795-E798,0,H798*H791*H792*J791/(H793*4))","v":{"$error":"#VALUE!"}},{"$f":"IF(H793<=S795-E798,0,H798*H791*H792*J791/(H793*4))","v":{"$error":"#VALUE!"}},{"$f":"IF(H793<=T795-E798,0,H798*H791*H792*J791/(H793*4))","v":{"$error":"#VALUE!"}},{"$f":"IF(H793<=U795-E798,0,H798*H791*H792*J791/(H793*4))","v":{"$error":"#VALUE!"}},{"$f":"IF(H793<=V795-E798,0,H798*H791*H792*J791/(H793*4))","v":{"$error":"#VALUE!"}},{"$f":"IF(H793<=W795-E798,0,H798*H791*H792*J791/(H793*4))","v":{"$error":"#VALUE!"}}]
[{"$nulls":4},1.75,{"$f":"$DF$6","v":{"v":0,"d":"0.000"}},{"$f":"IF(SUM(F796:F799)-H794<=0,0,SUM(F796:F799)-H794)","v":{"v":0,"d":"0.00"}},{"v":0,"d":"0.000"},{"$nulls":3},{"$f":"IF(H793<=L795-E799,0,H799*H791*H792*J791/(H793*4))","v":{"$error":"#VALUE!"}},{"$f":"IF(H793<=M795-E799,0,H799*H791*H792*J791/(H793*4))","v":{"$error":"#VALUE!"}},{"$f":"IF(H793<=N795-E799,0,H799*H791*H792*J791/(H793*4))","v":{"$error":"#VALUE!"}},{"$f":"IF(H793<=O795-E799,0,H799*H791*H792*J791/(H793*4))","v":{"$error":"#VALUE!"}},{"$f":"IF(H793<=P795-E799,0,H799*H791*H792*J791/(H793*4))","v":{"$error":"#VALUE!"}},{"$f":"IF(H793<=Q795-E799,0,H799*H791*H792*J791/(H793*4))","v":{"$error":"#VALUE!"}},{"$f":"IF(H793<=R795-E799,0,H799*H791*H792*J791/(H793*4))","v":{"$error":"#VALUE!"}},{"$f":"IF(H793<=S795-E799,0,H799*H791*H792*J791/(H793*4))","v":{"$error":"#VALUE!"}},{"$f":"IF(H793<=T795-E799,0,H799*H791*H792*J791/(H793*4))","v":{"$error":"#VALUE!"}},{"$f":"IF(H793<=U795-E799,0,H799*H791*H792*J791/(H793*4))","v":{"$error":"#VALUE!"}},{"$f":"IF(H793<=V795-E799,0,H799*H791*H792*J791/(H793*4))","v":{"$error":"#VALUE!"}},{"$f":"IF(H793<=W795-E799,0,H799*H791*H792*J791/(H793*4))","v":{"$error":"#VALUE!"}},{"$f":"IF(H793<=X795-E799,0,H799*H791*H792*J791/(H793*4))","v":{"$error":"#VALUE!"}}]
[{"$nulls":4},{"v":2,"d":"2.00"},{"$f":"$DF$7","v":{"v":0,"d":"0.000"}},{"$f":"IF(SUM(F796:F800)-H794<=0,0,SUM(F796:F800)-H794)","v":{"v":0,"d":"0.00"}},{"v":0,"d":"0.000"},{"$nulls":4},{"$f":"IF(H793<=M795-E800,0,H800*H791*H792*J791/(H793*4))","v":{"$error":"#VALUE!"}},{"$f":"IF(H793<=N795-E800,0,H800*H791*H792*J791/(H793*4))","v":{"$error":"#VALUE!"}},{"$f":"IF(H793<=O795-E800,0,H800*H791*H792*J791/(H793*4))","v":{"$error":"#VALUE!"}},{"$f":"IF(H793<=P795-E800,0,H800*H791*H792*J791/(H793*4))","v":{"$error":"#VALUE!"}},{"$f":"IF(H793<=Q795-E800,0,H800*H791*H792*J791/(H793*4))","v":{"$error":"#VALUE!"}},{"$f":"IF(H793<=R795-E800,0,H800*H791*H792*J791/(H793*4))","v":{"$error":"#VALUE!"}},{"$f":"IF(H793<=S795-E800,0,H800*H791*H792*J791/(H793*4))","v":{"$error":"#VALUE!"}},{"$f":"IF(H793<=T795-E800,0,H800*H791*H792*J791/(H793*4))","v":{"$error":"#VALUE!"}},{"$f":"IF(H793<=U795-E800,0,H800*H791*H792*J791/(H793*4))","v":{"$error":"#VALUE!"}},{"$f":"IF(H793<=V795-E800,0,H800*H791*H792*J791/(H793*4))","v":{"$error":"#VALUE!"}},{"$f":"IF(H793<=W795-E800,0,H800*H791*H792*J791/(H793*4))","v":{"$error":"#VALUE!"}},{"$f":"IF(H793<=X795-E800,0,H800*H791*H792*J791/(H793*4))","v":{"$error":"#VALUE!"}},{"$f":"IF(H793<=Y795-E800,0,H800*H791*H792*J791/(H793*4))","v":{"$error":"#VALUE!"}}]
[{"$nulls":4},2.25,{"$f":"$DF$8","v":{"v":0,"d":"0.000"}},{"$f":"IF(SUM(F796:F801)-H794<=0,0,SUM(F796:F801)-H794)","v":{"v":0,"d":"0.00"}},{"v":0,"d":"0.000"},{"$nulls":5},{"$f":"IF(H793<=N795-E801,0,H801*H791*H792*J791/(H793*4))","v":{"$error":"#VALUE!"}},{"$f":"IF(H793<=O795-E801,0,H801*H791*H792*J791/(H793*4))","v":{"$error":"#VALUE!"}},{"$f":"IF(H793<=P795-E801,0,H801*H791*H792*J791/(H793*4))","v":{"$error":"#VALUE!"}},{"$f":"IF(H793<=Q795-E801,0,H801*H791*H792*J791/(H793*4))","v":{"$error":"#VALUE!"}},{"$f":"IF(H793<=R795-E801,0,H801*H791*H792*J791/(H793*4))","v":{"$error":"#VALUE!"}},{"$f":"IF(H793<=S795-E801,0,H801*H791*H792*J791/(H793*4))","v":{"$error":"#VALUE!"}},{"$f":"IF(H793<=T795-E801,0,H801*H791*H792*J791/(H793*4))","v":{"$error":"#VALUE!"}},{"$f":"IF(H793<=U795-E801,0,H801*H791*H792*J791/(H793*4))","v":{"$error":"#VALUE!"}},{"$f":"IF(H793<=V795-E801,0,H801*H791*H792*J791/(H793*4))","v":{"$error":"#VALUE!"}},{"$f":"IF(H793<=W795-E801,0,H801*H791*H792*J791/(H793*4))","v":{"$error":"#VALUE!"}},{"$f":"IF(H793<=X795-E801,0,H801*H791*H792*J791/(H793*4))","v":{"$error":"#VALUE!"}},{"$f":"IF(H793<=Y795-E801,0,H801*H791*H792*J791/(H793*4))","v":{"$error":"#VALUE!"}},{"$f":"IF(H793<=Z795-E801,0,H801*H791*H792*J791/(H793*4))","v":{"$error":"#VALUE!"}}]
[{"$nulls":4},{"v":2.5,"d":"2.50"},{"$f":"$DF$9","v":{"v":0,"d":"0.000"}},{"$f":"IF(SUM(F796:F802)-H794<=0,0,SUM(F796:F802)-H794)","v":{"v":0,"d":"0.00"}},{"v":0,"d":"0.000"},{"$nulls":6},{"$f":"IF(H793<=O795-E802,0,H802*H791*H792*J791/(H793*4))","v":{"$error":"#VALUE!"}},{"$f":"IF(H793<=P795-E802,0,H802*H791*H792*J791/(H793*4))","v":{"$error":"#VALUE!"}},{"$f":"IF(H793<=Q795-E802,0,H802*H791*H792*J791/(H793*4))","v":{"$error":"#VALUE!"}},{"$f":"IF(H793<=R795-E802,0,H802*H791*H792*J791/(H793*4))","v":{"$error":"#VALUE!"}},{"$f":"IF(H793<=S795-E802,0,H802*H791*H792*J791/(H793*4))","v":{"$error":"#VALUE!"}},{"$f":"IF(H793<=T795-E802,0,H802*H791*H792*J791/(H793*4))","v":{"$error":"#VALUE!"}},{"$f":"IF(H793<=U795-E802,0,H802*H791*H792*J791/(H793*4))","v":{"$error":"#VALUE!"}},{"$f":"IF(H793<=V795-E802,0,H802*H791*H792*J791/(H793*4))","v":{"$error":"#VALUE!"}},{"$f":"IF(H793<=W795-E802,0,H802*H791*H792*J791/(H793*4))","v":{"$error":"#VALUE!"}},{"$f":"IF(H793<=X795-E802,0,H802*H791*H792*J791/(H793*4))","v":{"$error":"#VALUE!"}},{"$f":"IF(H793<=Y795-E802,0,H802*H791*H792*J791/(H793*4))","v":{"$error":"#VALUE!"}},{"$f":"IF(H793<=Z795-E802,0,H802*H791*H792*J791/(H793*4))","v":{"$error":"#VALUE!"}},{"$f":"IF(H793<=AA795-E802,0,H802*H791*H792*J791/(H793*4))","v":{"$error":"#VALUE!"}}]
[{"$nulls":4},2.75,{"$f":"$DF$10","v":{"v":0,"d":"0.000"}},{"$f":"IF(SUM(F796:F803)-H794<=0,0,SUM(F796:F803)-H794)","v":{"v":0,"d":"0.00"}},{"v":0,"d":"0.000"},{"$nulls":7},{"$f":"IF(H793<=P795-E803,0,H803*H791*H792*J791/(H793*4))","v":{"$error":"#VALUE!"}},{"$f":"IF(H793<=Q795-E803,0,H803*H791*H792*J791/(H793*4))","v":{"$error":"#VALUE!"}},{"$f":"IF(H793<=R795-E803,0,H803*H791*H792*J791/(H793*4))","v":{"$error":"#VALUE!"}},{"$f":"IF(H793<=S795-E803,0,H803*H791*H792*J791/(H793*4))","v":{"$error":"#VALUE!"}},{"$f":"IF(H793<=T795-E803,0,H803*H791*H792*J791/(H793*4))","v":{"$error":"#VALUE!"}},{"$f":"IF(H793<=U795-E803,0,H803*H791*H792*J791/(H793*4))","v":{"$error":"#VALUE!"}},{"$f":"IF(H793<=V795-E803,0,H803*H791*H792*J791/(H793*4))","v":{"$error":"#VALUE!"}},{"$f":"IF(H793<=W795-E803,0,H803*H791*H792*J791/(H793*4))","v":{"$error":"#VALUE!"}},{"$f":"IF(H793<=X795-E803,0,H803*H791*H792*J791/(H793*4))","v":{"$error":"#VALUE!"}},{"$f":"IF(H793<=Y795-E803,0,H803*H791*H792*J791/(H793*4))","v":{"$error":"#VALUE!"}},{"$f":"IF(H793<=Z795-E803,0,H803*H791*H792*J791/(H793*4))","v":{"$error":"#VALUE!"}},{"$f":"IF(H793<=AA795-E803,0,H803*H791*H792*J791/(H793*4))","v":{"$error":"#VALUE!"}},{"$f":"IF(H793<=AB795-E803,0,H803*H791*H792*J791/(H793*4))","v":{"$error":"#VALUE!"}}]
[{"$nulls":4},{"v":3,"d":"3.00"},{"$f":"$DF$11","v":{"v":0,"d":"0.000"}},{"$f":"IF(SUM(F796:F804)-H794<=0,0,SUM(F796:F804)-H794)","v":{"v":0,"d":"0.00"}},{"v":0,"d":"0.000"},{"$nulls":8},{"$f":"IF(H793<=Q795-E804,0,H804*H791*H792*J791/(H793*4))","v":{"$error":"#VALUE!"}},{"$f":"IF(H793<=R795-E804,0,H804*H791*H792*J791/(H793*4))","v":{"$error":"#VALUE!"}},{"$f":"IF(H793<=S795-E804,0,H804*H791*H792*J791/(H793*4))","v":{"$error":"#VALUE!"}},{"$f":"IF(H793<=T795-E804,0,H804*H791*H792*J791/(H793*4))","v":{"$error":"#VALUE!"}},{"$f":"IF(H793<=U795-E804,0,H804*H791*H792*J791/(H793*4))","v":{"$error":"#VALUE!"}},{"$f":"IF(H793<=V795-E804,0,H804*H791*H792*J791/(H793*4))","v":{"$error":"#VALUE!"}},{"$f":"IF(H793<=W795-E804,0,H804*H791*H792*J791/(H793*4))","v":{"$error":"#VALUE!"}},{"$f":"IF(H793<=X795-E804,0,H804*H791*H792*J791/(H793*4))","v":{"$error":"#VALUE!"}},{"$f":"IF(H793<=Y795-E804,0,H804*H791*H792*J791/(H793*4))","v":{"$error":"#VALUE!"}},{"$f":"IF(H793<=Z795-E804,0,H804*H791*H792*J791/(H793*4))","v":{"$error":"#VALUE!"}},{"$f":"IF(H793<=AA795-E804,0,H804*H791*H792*J791/(H793*4))","v":{"$error":"#VALUE!"}},{"$f":"IF(H793<=AB795-E804,0,H804*H791*H792*J791/(H793*4))","v":{"$error":"#VALUE!"}},{"$f":"IF(H793<=AC795-E804,0,H804*H791*H792*J791/(H793*4))","v":{"$error":"#VALUE!"}}]
[{"$nulls":4},3.25,{"$f":"$DF$12","v":{"v":0,"d":"0.000"}},{"$f":"IF(SUM(F796:F805)-H794<=0,0,SUM(F796:F805)-H794)","v":{"v":0,"d":"0.00"}},{"v":0,"d":"0.000"},{"$nulls":9},{"$f":"IF(H793<=R795-E805,0,H805*H791*H792*J791/(H793*4))","v":{"$error":"#VALUE!"}},{"$f":"IF(H793<=S795-E805,0,H805*H791*H792*J791/(H793*4))","v":{"$error":"#VALUE!"}},{"$f":"IF(H793<=T795-E805,0,H805*H791*H792*J791/(H793*4))","v":{"$error":"#VALUE!"}},{"$f":"IF(H793<=U795-E805,0,H805*H791*H792*J791/(H793*4))","v":{"$error":"#VALUE!"}},{"$f":"IF(H793<=V795-E805,0,H805*H791*H792*J791/(H793*4))","v":{"$error":"#VALUE!"}},{"$f":"IF(H793<=W795-E805,0,H805*H791*H792*J791/(H793*4))","v":{"$error":"#VALUE!"}},{"$f":"IF(H793<=X795-E805,0,H805*H791*H792*J791/(H793*4))","v":{"$error":"#VALUE!"}},{"$f":"IF(H793<=Y795-E805,0,H805*H791*H792*J791/(H793*4))","v":{"$error":"#VALUE!"}},{"$f":"IF(H793<=Z795-E805,0,H805*H791*H792*J791/(H793*4))","v":{"$error":"#VALUE!"}},{"$f":"IF(H793<=AA795-E805,0,H805*H791*H792*J791/(H793*4))","v":{"$error":"#VALUE!"}},{"$f":"IF(H793<=AB795-E805,0,H805*H791*H792*J791/(H793*4))","v":{"$error":"#VALUE!"}},{"$f":"IF(H793<=AC795-E805,0,H805*H791*H792*J791/(H793*4))","v":{"$error":"#VALUE!"}},{"$f":"IF(H793<=AD795-E805,0,H805*H791*H792*J791/(H793*4))","v":{"$error":"#VALUE!"}}]
[{"$nulls":4},{"v":3.5,"d":"3.50"},{"$f":"$DF$13","v":{"v":0,"d":"0.000"}},{"$f":"IF(SUM(F796:F806)-H794<=0,0,SUM(F796:F806)-H794)","v":{"v":0,"d":"0.00"}},{"v":0,"d":"0.000"},{"$nulls":10},{"$f":"IF(H793<=S795-E806,0,H806*H791*H792*J791/(H793*4))","v":{"$error":"#VALUE!"}},{"$f":"IF(H793<=T795-E806,0,H806*H791*H792*J791/(H793*4))","v":{"$error":"#VALUE!"}},{"$f":"IF(H793<=U795-E806,0,H806*H791*H792*J791/(H793*4))","v":{"$error":"#VALUE!"}},{"$f":"IF(H793<=V795-E806,0,H806*H791*H792*J791/(H793*4))","v":{"$error":"#VALUE!"}},{"$f":"IF(H793<=W795-E806,0,H806*H791*H792*J791/(H793*4))","v":{"$error":"#VALUE!"}},{"$f":"IF(H793<=X795-E806,0,H806*H791*H792*J791/(H793*4))","v":{"$error":"#VALUE!"}},{"$f":"IF(H793<=Y795-E806,0,H806*H791*H792*J791/(H793*4))","v":{"$error":"#VALUE!"}},{"$f":"IF(H793<=Z795-E806,0,H806*H791*H792*J791/(H793*4))","v":{"$error":"#VALUE!"}},{"$f":"IF(H793<=AA795-E806,0,H806*H791*H792*J791/(H793*4))","v":{"$error":"#VALUE!"}},{"$f":"IF(H793<=AB795-E806,0,H806*H791*H792*J791/(H793*4))","v":{"$error":"#VALUE!"}},{"$f":"IF(H793<=AC795-E806,0,H806*H791*H792*J791/(H793*4))","v":{"$error":"#VALUE!"}},{"$f":"IF(H793<=AD795-E806,0,H806*H791*H792*J791/(H793*4))","v":{"$error":"#VALUE!"}},{"$f":"IF(H793<=AE795-E806,0,H806*H791*H792*J791/(H793*4))","v":{"$error":"#VALUE!"}}]
[{"$nulls":4},3.75,{"$f":"$DF$14","v":{"v":0,"d":"0.000"}},{"$f":"IF(SUM(F796:F807)-H794<=0,0,SUM(F796:F807)-H794)","v":{"v":0,"d":"0.00"}},{"v":0,"d":"0.000"},{"$nulls":11},{"$f":"IF(H793<=T795-E807,0,H807*H791*H792*J791/(H793*4))","v":{"$error":"#VALUE!"}},{"$f":"IF(H793<=U795-E807,0,H807*H791*H792*J791/(H793*4))","v":{"$error":"#VALUE!"}},{"$f":"IF(H793<=V795-E807,0,H807*H791*H792*J791/(H793*4))","v":{"$error":"#VALUE!"}},{"$f":"IF(H793<=W795-E807,0,H807*H791*H792*J791/(H793*4))","v":{"$error":"#VALUE!"}},{"$f":"IF(H793<=X795-E807,0,H807*H791*H792*J791/(H793*4))","v":{"$error":"#VALUE!"}},{"$f":"IF(H793<=Y795-E807,0,H807*H791*H792*J791/(H793*4))","v":{"$error":"#VALUE!"}},{"$f":"IF(H793<=Z795-E807,0,H807*H791*H792*J791/(H793*4))","v":{"$error":"#VALUE!"}},{"$f":"IF(H793<=AA795-E807,0,H807*H791*H792*J791/(H793*4))","v":{"$error":"#VALUE!"}},{"$f":"IF(H793<=AB795-E807,0,H807*H791*H792*J791/(H793*4))","v":{"$error":"#VALUE!"}},{"$f":"IF(H793<=AC795-E807,0,H807*H791*H792*J791/(H793*4))","v":{"$error":"#VALUE!"}},{"$f":"IF(H793<=AD795-E807,0,H807*H791*H792*J791/(H793*4))","v":{"$error":"#VALUE!"}},{"$f":"IF(H793<=AE795-E807,0,H807*H791*H792*J791/(H793*4))","v":{"$error":"#VALUE!"}},{"$f":"IF(H793<=AF795-E807,0,H807*H791*H792*J791/(H793*4))","v":{"$error":"#VALUE!"}}]
[{"$nulls":4},{"v":4,"d":"4.00"},{"$f":"$DF$15","v":{"v":0,"d":"0.000"}},{"$f":"IF(SUM(F796:F808)-H794<=0,0,SUM(F796:F808)-H794)","v":{"v":0,"d":"0.00"}},{"v":0,"d":"0.000"},{"$nulls":12},{"$f":"IF(H793<=U795-E808,0,H808*H791*H792*J791/(H793*4))","v":{"$error":"#VALUE!"}},{"$f":"IF(H793<=V795-E808,0,H808*H791*H792*J791/(H793*4))","v":{"$error":"#VALUE!"}},{"$f":"IF(H793<=W795-E808,0,H808*H791*H792*J791/(H793*4))","v":{"$error":"#VALUE!"}},{"$f":"IF(H793<=X795-E808,0,H808*H791*H792*J791/(H793*4))","v":{"$error":"#VALUE!"}},{"$f":"IF(H793<=Y795-E808,0,H808*H791*H792*J791/(H793*4))","v":{"$error":"#VALUE!"}},{"$f":"IF(H793<=Z795-E808,0,H808*H791*H792*J791/(H793*4))","v":{"$error":"#VALUE!"}},{"$f":"IF(H793<=AA795-E808,0,H808*H791*H792*J791/(H793*4))","v":{"$error":"#VALUE!"}},{"$f":"IF(H793<=AB795-E808,0,H808*H791*H792*J791/(H793*4))","v":{"$error":"#VALUE!"}},{"$f":"IF(H793<=AC795-E808,0,H808*H791*H792*J791/(H793*4))","v":{"$error":"#VALUE!"}},{"$f":"IF(H793<=AD795-E808,0,H808*H791*H792*J791/(H793*4))","v":{"$error":"#VALUE!"}},{"$f":"IF(H793<=AE795-E808,0,H808*H791*H792*J791/(H793*4))","v":{"$error":"#VALUE!"}},{"$f":"IF(H793<=AF795-E808,0,H808*H791*H792*J791/(H793*4))","v":{"$error":"#VALUE!"}},{"$f":"IF(H793<=AG795-E808,0,H808*H791*H792*J791/(H793*4))","v":{"$error":"#VALUE!"}}]
[{"$nulls":4},4.25,{"$f":"$DF$16","v":{"v":0,"d":"0.000"}},{"$f":"IF(SUM(F796:F809)-H794<=0,0,SUM(F796:F809)-H794)","v":{"v":0,"d":"0.00"}},{"v":0,"d":"0.000"},{"$nulls":13},{"$f":"IF(H793<=V795-E809,0,H809*H791*H792*J791/(H793*4))","v":{"$error":"#VALUE!"}},{"$f":"IF(H793<=W795-E809,0,H809*H791*H792*J791/(H793*4))","v":{"$error":"#VALUE!"}},{"$f":"IF(H793<=X795-E809,0,H809*H791*H792*J791/(H793*4))","v":{"$error":"#VALUE!"}},{"$f":"IF(H793<=Y795-E809,0,H809*H791*H792*J791/(H793*4))","v":{"$error":"#VALUE!"}},{"$f":"IF(H793<=Z795-E809,0,H809*H791*H792*J791/(H793*4))","v":{"$error":"#VALUE!"}},{"$f":"IF(H793<=AA795-E809,0,H809*H791*H792*J791/(H793*4))","v":{"$error":"#VALUE!"}},{"$f":"IF(H793<=AB795-E809,0,H809*H791*H792*J791/(H793*4))","v":{"$error":"#VALUE!"}},{"$f":"IF(H793<=AC795-E809,0,H809*H791*H792*J791/(H793*4))","v":{"$error":"#VALUE!"}},{"$f":"IF(H793<=AD795-E809,0,H809*H791*H792*J791/(H793*4))","v":{"$error":"#VALUE!"}},{"$f":"IF(H793<=AE795-E809,0,H809*H791*H792*J791/(H793*4))","v":{"$error":"#VALUE!"}},{"$f":"IF(H793<=AF795-E809,0,H809*H791*H792*J791/(H793*4))","v":{"$error":"#VALUE!"}},{"$f":"IF(H793<=AG795-E809,0,H809*H791*H792*J791/(H793*4))","v":{"$error":"#VALUE!"}},{"$f":"IF(H793<=AH795-E809,0,H809*H791*H792*J791/(H793*4))","v":{"$error":"#VALUE!"}}]
[{"$nulls":4},{"v":4.5,"d":"4.50"},{"$f":"$DF$17","v":{"v":0,"d":"0.000"}},{"$f":"IF(SUM(F796:F810)-H794<=0,0,SUM(F796:F810)-H794)","v":{"v":0,"d":"0.00"}},{"v":0,"d":"0.000"},{"$nulls":14},{"$f":"IF(H793<=W795-E810,0,H810*H791*H792*J791/(H793*4))","v":{"$error":"#VALUE!"}},{"$f":"IF(H793<=X795-E810,0,H810*H791*H792*J791/(H793*4))","v":{"$error":"#VALUE!"}},{"$f":"IF(H793<=Y795-E810,0,H810*H791*H792*J791/(H793*4))","v":{"$error":"#VALUE!"}},{"$f":"IF(H793<=Z795-E810,0,H810*H791*H792*J791/(H793*4))","v":{"$error":"#VALUE!"}},{"$f":"IF(H793<=AA795-E810,0,H810*H791*H792*J791/(H793*4))","v":{"$error":"#VALUE!"}},{"$f":"IF(H793<=AB795-E810,0,H810*H791*H792*J791/(H793*4))","v":{"$error":"#VALUE!"}},{"$f":"IF(H793<=AC795-E810,0,H810*H791*H792*J791/(H793*4))","v":{"$error":"#VALUE!"}},{"$f":"IF(H793<=AD795-E810,0,H810*H791*H792*J791/(H793*4))","v":{"$error":"#VALUE!"}},{"$f":"IF(H793<=AE795-E810,0,H810*H791*H792*J791/(H793*4))","v":{"$error":"#VALUE!"}},{"$f":"IF(H793<=AF795-E810,0,H810*H791*H792*J791/(H793*4))","v":{"$error":"#VALUE!"}},{"$f":"IF(H793<=AG795-E810,0,H810*H791*H792*J791/(H793*4))","v":{"$error":"#VALUE!"}},{"$f":"IF(H793<=AH795-E810,0,H810*H791*H792*J791/(H793*4))","v":{"$error":"#VALUE!"}},{"$f":"IF(H793<=AI795-E810,0,H810*H791*H792*J791/(H793*4))","v":{"$error":"#VALUE!"}}]
[{"$nulls":4},4.75,{"$f":"$DF$18","v":{"v":0,"d":"0.000"}},{"$f":"IF(SUM(F796:F811)-H794<=0,0,SUM(F796:F811)-H794)","v":{"v":0,"d":"0.00"}},{"v":0,"d":"0.000"},{"$nulls":15},{"$f":"IF(H793<=X795-E811,0,H811*H791*H792*J791/(H793*4))","v":{"$error":"#VALUE!"}},{"$f":"IF(H793<=Y795-E811,0,H811*H791*H792*J791/(H793*4))","v":{"$error":"#VALUE!"}},{"$f":"IF(H793<=Z795-E811,0,H811*H791*H792*J791/(H793*4))","v":{"$error":"#VALUE!"}},{"$f":"IF(H793<=AA795-E811,0,H811*H791*H792*J791/(H793*4))","v":{"$error":"#VALUE!"}},{"$f":"IF(H793<=AB795-E811,0,H811*H791*H792*J791/(H793*4))","v":{"$error":"#VALUE!"}},{"$f":"IF(H793<=AC795-E811,0,H811*H791*H792*J791/(H793*4))","v":{"$error":"#VALUE!"}},{"$f":"IF(H793<=AD795-E811,0,H811*H791*H792*J791/(H793*4))","v":{"$error":"#VALUE!"}},{"$f":"IF(H793<=AE795-E811,0,H811*H791*H792*J791/(H793*4))","v":{"$error":"#VALUE!"}},{"$f":"IF(H793<=AF795-E811,0,H811*H791*H792*J791/(H793*4))","v":{"$error":"#VALUE!"}},{"$f":"IF(H793<=AG795-E811,0,H811*H791*H792*J791/(H793*4))","v":{"$error":"#VALUE!"}},{"$f":"IF(H793<=AH795-E811,0,H811*H791*H792*J791/(H793*4))","v":{"$error":"#VALUE!"}},{"$f":"IF(H793<=AI795-E811,0,H811*H791*H792*J791/(H793*4))","v":{"$error":"#VALUE!"}},{"$f":"IF(H793<=AJ795-E811,0,H811*H791*H792*J791/(H793*4))","v":{"$error":"#VALUE!"}}]
[{"$nulls":4},{"v":5,"d":"5.00"},{"$f":"$DF$19","v":{"v":0,"d":"0.000"}},{"$f":"IF(SUM(F796:F812)-H794<=0,0,SUM(F796:F812)-H794)","v":{"v":0,"d":"0.00"}},{"v":0,"d":"0.000"},{"$nulls":16},{"$f":"IF(H793<=Y795-E812,0,H812*H791*H792*J791/(H793*4))","v":{"$error":"#VALUE!"}},{"$f":"IF(H793<=Z795-E812,0,H812*H791*H792*J791/(H793*4))","v":{"$error":"#VALUE!"}},{"$f":"IF(H793<=AA795-E812,0,H812*H791*H792*J791/(H793*4))","v":{"$error":"#VALUE!"}},{"$f":"IF(H793<=AB795-E812,0,H812*H791*H792*J791/(H793*4))","v":{"$error":"#VALUE!"}},{"$f":"IF(H793<=AC795-E812,0,H812*H791*H792*J791/(H793*4))","v":{"$error":"#VALUE!"}},{"$f":"IF(H793<=AD795-E812,0,H812*H791*H792*J791/(H793*4))","v":{"$error":"#VALUE!"}},{"$f":"IF(H793<=AE795-E812,0,H812*H791*H792*J791/(H793*4))","v":{"$error":"#VALUE!"}},{"$f":"IF(H793<=AF795-E812,0,H812*H791*H792*J791/(H793*4))","v":{"$error":"#VALUE!"}},{"$f":"IF(H793<=AG795-E812,0,H812*H791*H792*J791/(H793*4))","v":{"$error":"#VALUE!"}},{"$f":"IF(H793<=AH795-E812,0,H812*H791*H792*J791/(H793*4))","v":{"$error":"#VALUE!"}},{"$f":"IF(H793<=AI795-E812,0,H812*H791*H792*J791/(H793*4))","v":{"$error":"#VALUE!"}},{"$f":"IF(H793<=AJ795-E812,0,H812*H791*H792*J791/(H793*4))","v":{"$error":"#VALUE!"}},{"$f":"IF(H793<=AK795-E812,0,H812*H791*H792*J791/(H793*4))","v":{"$error":"#VALUE!"}}]
[{"$nulls":4},5.25,{"$f":"$DF$20","v":{"v":0,"d":"0.000"}},{"$f":"IF(SUM(F796:F813)-H794<=0,0,SUM(F796:F813)-H794)","v":{"v":0,"d":"0.00"}},{"v":0,"d":"0.000"},{"$nulls":17},{"$f":"IF(H793<=Z795-E813,0,H813*H791*H792*J791/(H793*4))","v":{"$error":"#VALUE!"}},{"$f":"IF(H793<=AA795-E813,0,H813*H791*H792*J791/(H793*4))","v":{"$error":"#VALUE!"}},{"$f":"IF(H793<=AB795-E813,0,H813*H791*H792*J791/(H793*4))","v":{"$error":"#VALUE!"}},{"$f":"IF(H793<=AC795-E813,0,H813*H791*H792*J791/(H793*4))","v":{"$error":"#VALUE!"}},{"$f":"IF(H793<=AD795-E813,0,H813*H791*H792*J791/(H793*4))","v":{"$error":"#VALUE!"}},{"$f":"IF(H793<=AE795-E813,0,H813*H791*H792*J791/(H793*4))","v":{"$error":"#VALUE!"}},{"$f":"IF(H793<=AF795-E813,0,H813*H791*H792*J791/(H793*4))","v":{"$error":"#VALUE!"}},{"$f":"IF(H793<=AG795-E813,0,H813*H791*H792*J791/(H793*4))","v":{"$error":"#VALUE!"}},{"$f":"IF(H793<=AH795-E813,0,H813*H791*H792*J791/(H793*4))","v":{"$error":"#VALUE!"}},{"$f":"IF(H793<=AI795-E813,0,H813*H791*H792*J791/(H793*4))","v":{"$error":"#VALUE!"}},{"$f":"IF(H793<=AJ795-E813,0,H813*H791*H792*J791/(H793*4))","v":{"$error":"#VALUE!"}},{"$f":"IF(H793<=AK795-E813,0,H813*H791*H792*J791/(H793*4))","v":{"$error":"#VALUE!"}},{"$f":"IF(H793<=AL795-E813,0,H813*H791*H792*J791/(H793*4))","v":{"$error":"#VALUE!"}}]
[{"$nulls":4},{"v":5.5,"d":"5.50"},{"$f":"$DF$21","v":{"v":0,"d":"0.000"}},{"$f":"IF(SUM(F796:F814)-H794<=0,0,SUM(F796:F814)-H794)","v":{"v":0,"d":"0.00"}},{"v":0,"d":"0.000"},{"$nulls":18},{"$f":"IF(H793<=AA795-E814,0,H814*H791*H792*J791/(H793*4))","v":{"$error":"#VALUE!"}},{"$f":"IF(H793<=AB795-E814,0,H814*H791*H792*J791/(H793*4))","v":{"$error":"#VALUE!"}},{"$f":"IF(H793<=AC795-E814,0,H814*H791*H792*J791/(H793*4))","v":{"$error":"#VALUE!"}},{"$f":"IF(H793<=AD795-E814,0,H814*H791*H792*J791/(H793*4))","v":{"$error":"#VALUE!"}},{"$f":"IF(H793<=AE795-E814,0,H814*H791*H792*J791/(H793*4))","v":{"$error":"#VALUE!"}},{"$f":"IF(H793<=AF795-E814,0,H814*H791*H792*J791/(H793*4))","v":{"$error":"#VALUE!"}},{"$f":"IF(H793<=AG795-E814,0,H814*H791*H792*J791/(H793*4))","v":{"$error":"#VALUE!"}},{"$f":"IF(H793<=AH795-E814,0,H814*H791*H792*J791/(H793*4))","v":{"$error":"#VALUE!"}},{"$f":"IF(H793<=AI795-E814,0,H814*H791*H792*J791/(H793*4))","v":{"$error":"#VALUE!"}},{"$f":"IF(H793<=AJ795-E814,0,H814*H791*H792*J791/(H793*4))","v":{"$error":"#VALUE!"}},{"$f":"IF(H793<=AK795-E814,0,H814*H791*H792*J791/(H793*4))","v":{"$error":"#VALUE!"}},{"$f":"IF(H793<=AL795-E814,0,H814*H791*H792*J791/(H793*4))","v":{"$error":"#VALUE!"}},{"$f":"IF(H793<=AM795-E814,0,H814*H791*H792*J791/(H793*4))","v":{"$error":"#VALUE!"}}]
[{"$nulls":4},5.75,{"$f":"$DF$22","v":{"v":0,"d":"0.000"}},{"$f":"IF(SUM(F796:F815)-H794<=0,0,SUM(F796:F815)-H794)","v":{"v":0,"d":"0.00"}},{"v":0,"d":"0.000"},{"$nulls":19},{"$f":"IF(H793<=AB795-E815,0,H815*H791*H792*J791/(H793*4))","v":{"$error":"#VALUE!"}},{"$f":"IF(H793<=AC795-E815,0,H815*H791*H792*J791/(H793*4))","v":{"$error":"#VALUE!"}},{"$f":"IF(H793<=AD795-E815,0,H815*H791*H792*J791/(H793*4))","v":{"$error":"#VALUE!"}},{"$f":"IF(H793<=AE795-E815,0,H815*H791*H792*J791/(H793*4))","v":{"$error":"#VALUE!"}},{"$f":"IF(H793<=AF795-E815,0,H815*H791*H792*J791/(H793*4))","v":{"$error":"#VALUE!"}},{"$f":"IF(H793<=AG795-E815,0,H815*H791*H792*J791/(H793*4))","v":{"$error":"#VALUE!"}},{"$f":"IF(H793<=AH795-E815,0,H815*H791*H792*J791/(H793*4))","v":{"$error":"#VALUE!"}},{"$f":"IF(H793<=AI795-E815,0,H815*H791*H792*J791/(H793*4))","v":{"$error":"#VALUE!"}},{"$f":"IF(H793<=AJ795-E815,0,H815*H791*H792*J791/(H793*4))","v":{"$error":"#VALUE!"}},{"$f":"IF(H793<=AK795-E815,0,H815*H791*H792*J791/(H793*4))","v":{"$error":"#VALUE!"}},{"$f":"IF(H793<=AL795-E815,0,H815*H791*H792*J791/(H793*4))","v":{"$error":"#VALUE!"}},{"$f":"IF(H793<=AM795-E815,0,H815*H791*H792*J791/(H793*4))","v":{"$error":"#VALUE!"}},{"$f":"IF(H793<=AN795-E815,0,H815*H791*H792*J791/(H793*4))","v":{"$error":"#VALUE!"}}]
[{"$nulls":4},{"v":6,"d":"6.00"},{"$f":"$DF$23","v":{"v":0,"d":"0.000"}},{"$f":"IF(SUM(F796:F816)-H794<=0,0,SUM(F796:F816)-H794)","v":{"v":0,"d":"0.00"}},{"v":0,"d":"0.000"},{"$nulls":20},{"$f":"IF(H793<=AC795-E816,0,H816*H791*H792*J791/(H793*4))","v":{"$error":"#VALUE!"}},{"$f":"IF(H793<=AD795-E816,0,H816*H791*H792*J791/(H793*4))","v":{"$error":"#VALUE!"}},{"$f":"IF(H793<=AE795-E816,0,H816*H791*H792*J791/(H793*4))","v":{"$error":"#VALUE!"}},{"$f":"IF(H793<=AF795-E816,0,H816*H791*H792*J791/(H793*4))","v":{"$error":"#VALUE!"}},{"$f":"IF(H793<=AG795-E816,0,H816*H791*H792*J791/(H793*4))","v":{"$error":"#VALUE!"}},{"$f":"IF(H793<=AH795-E816,0,H816*H791*H792*J791/(H793*4))","v":{"$error":"#VALUE!"}},{"$f":"IF(H793<=AI795-E816,0,H816*H791*H792*J791/(H793*4))","v":{"$error":"#VALUE!"}},{"$f":"IF(H793<=AJ795-E816,0,H816*H791*H792*J791/(H793*4))","v":{"$error":"#VALUE!"}},{"$f":"IF(H793<=AK795-E816,0,H816*H791*H792*J791/(H793*4))","v":{"$error":"#VALUE!"}},{"$f":"IF(H793<=AL795-E816,0,H816*H791*H792*J791/(H793*4))","v":{"$error":"#VALUE!"}},{"$f":"IF(H793<=AM795-E816,0,H816*H791*H792*J791/(H793*4))","v":{"$error":"#VALUE!"}},{"$f":"IF(H793<=AN795-E816,0,H816*H791*H792*J791/(H793*4))","v":{"$error":"#VALUE!"}},{"$f":"IF(H793<=AO795-E816,0,H816*H791*H792*J791/(H793*4))","v":{"$error":"#VALUE!"}}]
[{"$nulls":4},6.25,{"$f":"$DF$24","v":{"v":0,"d":"0.000"}},{"$f":"IF(SUM(F796:F817)-H794<=0,0,SUM(F796:F817)-H794)","v":{"v":0,"d":"0.00"}},{"v":0,"d":"0.000"},{"$nulls":21},{"$f":"IF(H793<=AD795-E817,0,H817*H791*H792*J791/(H793*4))","v":{"$error":"#VALUE!"}},{"$f":"IF(H793<=AE795-E817,0,H817*H791*H792*J791/(H793*4))","v":{"$error":"#VALUE!"}},{"$f":"IF(H793<=AF795-E817,0,H817*H791*H792*J791/(H793*4))","v":{"$error":"#VALUE!"}},{"$f":"IF(H793<=AG795-E817,0,H817*H791*H792*J791/(H793*4))","v":{"$error":"#VALUE!"}},{"$f":"IF(H793<=AH795-E817,0,H817*H791*H792*J791/(H793*4))","v":{"$error":"#VALUE!"}},{"$f":"IF(H793<=AI795-E817,0,H817*H791*H792*J791/(H793*4))","v":{"$error":"#VALUE!"}},{"$f":"IF(H793<=AJ795-E817,0,H817*H791*H792*J791/(H793*4))","v":{"$error":"#VALUE!"}},{"$f":"IF(H793<=AK795-E817,0,H817*H791*H792*J791/(H793*4))","v":{"$error":"#VALUE!"}},{"$f":"IF(H793<=AL795-E817,0,H817*H791*H792*J791/(H793*4))","v":{"$error":"#VALUE!"}},{"$f":"IF(H793<=AM795-E817,0,H817*H791*H792*J791/(H793*4))","v":{"$error":"#VALUE!"}},{"$f":"IF(H793<=AN795-E817,0,H817*H791*H792*J791/(H793*4))","v":{"$error":"#VALUE!"}},{"$f":"IF(H793<=AO795-E817,0,H817*H791*H792*J791/(H793*4))","v":{"$error":"#VALUE!"}},{"$f":"IF(H793<=AP795-E817,0,H817*H791*H792*J791/(H793*4))","v":{"$error":"#VALUE!"}}]
[{"$nulls":4},{"v":6.5,"d":"6.50"},{"$f":"$DF$25","v":{"v":0,"d":"0.000"}},{"$f":"IF(SUM(F796:F818)-H794<=0,0,SUM(F796:F818)-H794)","v":{"v":0,"d":"0.00"}},{"v":0,"d":"0.000"},{"$nulls":22},{"$f":"IF(H793<=AE795-E818,0,H818*H791*H792*J791/(H793*4))","v":{"$error":"#VALUE!"}},{"$f":"IF(H793<=AF795-E818,0,H818*H791*H792*J791/(H793*4))","v":{"$error":"#VALUE!"}},{"$f":"IF(H793<=AG795-E818,0,H818*H791*H792*J791/(H793*4))","v":{"$error":"#VALUE!"}},{"$f":"IF(H793<=AH795-E818,0,H818*H791*H792*J791/(H793*4))","v":{"$error":"#VALUE!"}},{"$f":"IF(H793<=AI795-E818,0,H818*H791*H792*J791/(H793*4))","v":{"$error":"#VALUE!"}},{"$f":"IF(H793<=AJ795-E818,0,H818*H791*H792*J791/(H793*4))","v":{"$error":"#VALUE!"}},{"$f":"IF(H793<=AK795-E818,0,H818*H791*H792*J791/(H793*4))","v":{"$error":"#VALUE!"}},{"$f":"IF(H793<=AL795-E818,0,H818*H791*H792*J791/(H793*4))","v":{"$error":"#VALUE!"}},{"$f":"IF(H793<=AM795-E818,0,H818*H791*H792*J791/(H793*4))","v":{"$error":"#VALUE!"}},{"$f":"IF(H793<=AN795-E818,0,H818*H791*H792*J791/(H793*4))","v":{"$error":"#VALUE!"}},{"$f":"IF(H793<=AO795-E818,0,H818*H791*H792*J791/(H793*4))","v":{"$error":"#VALUE!"}},{"$f":"IF(H793<=AP795-E818,0,H818*H791*H792*J791/(H793*4))","v":{"$error":"#VALUE!"}},{"$f":"IF(H793<=AQ795-E818,0,H818*H791*H792*J791/(H793*4))","v":{"$error":"#VALUE!"}}]
[{"$nulls":4},6.75,{"$f":"$DF$26","v":{"v":0,"d":"0.000"}},{"$f":"IF(SUM(F796:F819)-H794<=0,0,SUM(F796:F819)-H794)","v":{"v":0,"d":"0.00"}},{"v":0,"d":"0.000"},{"$nulls":23},{"$f":"IF(H793<=AF795-E819,0,H819*H791*H792*J791/(H793*4))","v":{"$error":"#VALUE!"}},{"$f":"IF(H793<=AG795-E819,0,H819*H791*H792*J791/(H793*4))","v":{"$error":"#VALUE!"}},{"$f":"IF(H793<=AH795-E819,0,H819*H791*H792*J791/(H793*4))","v":{"$error":"#VALUE!"}},{"$f":"IF(H793<=AI795-E819,0,H819*H791*H792*J791/(H793*4))","v":{"$error":"#VALUE!"}},{"$f":"IF(H793<=AJ795-E819,0,H819*H791*H792*J791/(H793*4))","v":{"$error":"#VALUE!"}},{"$f":"IF(H793<=AK795-E819,0,H819*H791*H792*J791/(H793*4))","v":{"$error":"#VALUE!"}},{"$f":"IF(H793<=AL795-E819,0,H819*H791*H792*J791/(H793*4))","v":{"$error":"#VALUE!"}},{"$f":"IF(H793<=AM795-E819,0,H819*H791*H792*J791/(H793*4))","v":{"$error":"#VALUE!"}},{"$f":"IF(H793<=AN795-E819,0,H819*H791*H792*J791/(H793*4))","v":{"$error":"#VALUE!"}},{"$f":"IF(H793<=AO795-E819,0,H819*H791*H792*J791/(H793*4))","v":{"$error":"#VALUE!"}},{"$f":"IF(H793<=AP795-E819,0,H819*H791*H792*J791/(H793*4))","v":{"$error":"#VALUE!"}},{"$f":"IF(H793<=AQ795-E819,0,H819*H791*H792*J791/(H793*4))","v":{"$error":"#VALUE!"}},{"$f":"IF(H793<=AR795-E819,0,H819*H791*H792*J791/(H793*4))","v":{"$error":"#VALUE!"}}]
[{"$nulls":4},{"v":7,"d":"7.00"},{"$f":"$DF$27","v":{"v":0,"d":"0.000"}},{"$f":"IF(SUM(F796:F820)-H794<=0,0,SUM(F796:F820)-H794)","v":{"v":0,"d":"0.00"}},{"v":0,"d":"0.000"},{"$nulls":24},{"$f":"IF(H793<=AG795-E820,0,H820*H791*H792*J791/(H793*4))","v":{"$error":"#VALUE!"}},{"$f":"IF(H793<=AH795-E820,0,H820*H791*H792*J791/(H793*4))","v":{"$error":"#VALUE!"}},{"$f":"IF(H793<=AI795-E820,0,H820*H791*H792*J791/(H793*4))","v":{"$error":"#VALUE!"}},{"$f":"IF(H793<=AJ795-E820,0,H820*H791*H792*J791/(H793*4))","v":{"$error":"#VALUE!"}},{"$f":"IF(H793<=AK795-E820,0,H820*H791*H792*J791/(H793*4))","v":{"$error":"#VALUE!"}},{"$f":"IF(H793<=AL795-E820,0,H820*H791*H792*J791/(H793*4))","v":{"$error":"#VALUE!"}},{"$f":"IF(H793<=AM795-E820,0,H820*H791*H792*J791/(H793*4))","v":{"$error":"#VALUE!"}},{"$f":"IF(H793<=AN795-E820,0,H820*H791*H792*J791/(H793*4))","v":{"$error":"#VALUE!"}},{"$f":"IF(H793<=AO795-E820,0,H820*H791*H792*J791/(H793*4))","v":{"$error":"#VALUE!"}},{"$f":"IF(H793<=AP795-E820,0,H820*H791*H792*J791/(H793*4))","v":{"$error":"#VALUE!"}},{"$f":"IF(H793<=AQ795-E820,0,H820*H791*H792*J791/(H793*4))","v":{"$error":"#VALUE!"}},{"$f":"IF(H793<=AR795-E820,0,H820*H791*H792*J791/(H793*4))","v":{"$error":"#VALUE!"}},{"$f":"IF(H793<=AS795-E820,0,H820*H791*H792*J791/(H793*4))","v":{"$error":"#VALUE!"}}]
[{"$nulls":4},7.25,{"$f":"$DF$28","v":{"v":0,"d":"0.000"}},{"$f":"IF(SUM(F796:F821)-H794<=0,0,SUM(F796:F821)-H794)","v":{"v":0,"d":"0.00"}},{"v":0,"d":"0.000"},{"$nulls":25},{"$f":"IF(H793<=AH795-E821,0,H821*H791*H792*J791/(H793*4))","v":{"$error":"#VALUE!"}},{"$f":"IF(H793<=AI795-E821,0,H821*H791*H792*J791/(H793*4))","v":{"$error":"#VALUE!"}},{"$f":"IF(H793<=AJ795-E821,0,H821*H791*H792*J791/(H793*4))","v":{"$error":"#VALUE!"}},{"$f":"IF(H793<=AK795-E821,0,H821*H791*H792*J791/(H793*4))","v":{"$error":"#VALUE!"}},{"$f":"IF(H793<=AL795-E821,0,H821*H791*H792*J791/(H793*4))","v":{"$error":"#VALUE!"}},{"$f":"IF(H793<=AM795-E821,0,H821*H791*H792*J791/(H793*4))","v":{"$error":"#VALUE!"}},{"$f":"IF(H793<=AN795-E821,0,H821*H791*H792*J791/(H793*4))","v":{"$error":"#VALUE!"}},{"$f":"IF(H793<=AO795-E821,0,H821*H791*H792*J791/(H793*4))","v":{"$error":"#VALUE!"}},{"$f":"IF(H793<=AP795-E821,0,H821*H791*H792*J791/(H793*4))","v":{"$error":"#VALUE!"}},{"$f":"IF(H793<=AQ795-E821,0,H821*H791*H792*J791/(H793*4))","v":{"$error":"#VALUE!"}},{"$f":"IF(H793<=AR795-E821,0,H821*H791*H792*J791/(H793*4))","v":{"$error":"#VALUE!"}},{"$f":"IF(H793<=AS795-E821,0,H821*H791*H792*J791/(H793*4))","v":{"$error":"#VALUE!"}},{"$f":"IF(H793<=AT795-E821,0,H821*H791*H792*J791/(H793*4))","v":{"$error":"#VALUE!"}}]
[{"$nulls":4},{"v":7.5,"d":"7.50"},{"$f":"$DF$29","v":{"v":0,"d":"0.000"}},{"$f":"IF(SUM(F796:F822)-H794<=0,0,SUM(F796:F822)-H794)","v":{"v":0,"d":"0.00"}},{"v":0,"d":"0.000"},{"$nulls":26},{"$f":"IF(H793<=AI795-E822,0,H822*H791*H792*J791/(H793*4))","v":{"$error":"#VALUE!"}},{"$f":"IF(H793<=AJ795-E822,0,H822*H791*H792*J791/(H793*4))","v":{"$error":"#VALUE!"}},{"$f":"IF(H793<=AK795-E822,0,H822*H791*H792*J791/(H793*4))","v":{"$error":"#VALUE!"}},{"$f":"IF(H793<=AL795-E822,0,H822*H791*H792*J791/(H793*4))","v":{"$error":"#VALUE!"}},{"$f":"IF(H793<=AM795-E822,0,H822*H791*H792*J791/(H793*4))","v":{"$error":"#VALUE!"}},{"$f":"IF(H793<=AN795-E822,0,H822*H791*H792*J791/(H793*4))","v":{"$error":"#VALUE!"}},{"$f":"IF(H793<=AO795-E822,0,H822*H791*H792*J791/(H793*4))","v":{"$error":"#VALUE!"}},{"$f":"IF(H793<=AP795-E822,0,H822*H791*H792*J791/(H793*4))","v":{"$error":"#VALUE!"}},{"$f":"IF(H793<=AQ795-E822,0,H822*H791*H792*J791/(H793*4))","v":{"$error":"#VALUE!"}},{"$f":"IF(H793<=AR795-E822,0,H822*H791*H792*J791/(H793*4))","v":{"$error":"#VALUE!"}},{"$f":"IF(H793<=AS795-E822,0,H822*H791*H792*J791/(H793*4))","v":{"$error":"#VALUE!"}},{"$f":"IF(H793<=AT795-E822,0,H822*H791*H792*J791/(H793*4))","v":{"$error":"#VALUE!"}},{"$f":"IF(H793<=AU795-E822,0,H822*H791*H792*J791/(H793*4))","v":{"$error":"#VALUE!"}}]
[{"$nulls":4},7.75,{"$f":"$DF$30","v":{"v":0,"d":"0.000"}},{"$f":"IF(SUM(F796:F823)-H794<=0,0,SUM(F796:F823)-H794)","v":{"v":0,"d":"0.00"}},{"v":0,"d":"0.000"},{"$nulls":27},{"$f":"IF(H793<=AJ795-E823,0,H823*H791*H792*J791/(H793*4))","v":{"$error":"#VALUE!"}},{"$f":"IF(H793<=AK795-E823,0,H823*H791*H792*J791/(H793*4))","v":{"$error":"#VALUE!"}},{"$f":"IF(H793<=AL795-E823,0,H823*H791*H792*J791/(H793*4))","v":{"$error":"#VALUE!"}},{"$f":"IF(H793<=AM795-E823,0,H823*H791*H792*J791/(H793*4))","v":{"$error":"#VALUE!"}},{"$f":"IF(H793<=AN795-E823,0,H823*H791*H792*J791/(H793*4))","v":{"$error":"#VALUE!"}},{"$f":"IF(H793<=AO795-E823,0,H823*H791*H792*J791/(H793*4))","v":{"$error":"#VALUE!"}},{"$f":"IF(H793<=AP795-E823,0,H823*H791*H792*J791/(H793*4))","v":{"$error":"#VALUE!"}},{"$f":"IF(H793<=AQ795-E823,0,H823*H791*H792*J791/(H793*4))","v":{"$error":"#VALUE!"}},{"$f":"IF(H793<=AR795-E823,0,H823*H791*H792*J791/(H793*4))","v":{"$error":"#VALUE!"}},{"$f":"IF(H793<=AS795-E823,0,H823*H791*H792*J791/(H793*4))","v":{"$error":"#VALUE!"}},{"$f":"IF(H793<=AT795-E823,0,H823*H791*H792*J791/(H793*4))","v":{"$error":"#VALUE!"}},{"$f":"IF(H793<=AU795-E823,0,H823*H791*H792*J791/(H793*4))","v":{"$error":"#VALUE!"}},{"$f":"IF(H793<=AV795-E823,0,H823*H791*H792*J791/(H793*4))","v":{"$error":"#VALUE!"}}]
[{"$nulls":4},{"v":8,"d":"8.00"},{"$f":"$DF$31","v":{"v":0,"d":"0.000"}},{"$f":"IF(SUM(F796:F824)-H794<=0,0,SUM(F796:F824)-H794)","v":{"v":0,"d":"0.00"}},{"v":0,"d":"0.000"},{"$nulls":28},{"$f":"IF(H793<=AK795-E824,0,H824*H791*H792*J791/(H793*4))","v":{"$error":"#VALUE!"}},{"$f":"IF(H793<=AL795-E824,0,H824*H791*H792*J791/(H793*4))","v":{"$error":"#VALUE!"}},{"$f":"IF(H793<=AM795-E824,0,H824*H791*H792*J791/(H793*4))","v":{"$error":"#VALUE!"}},{"$f":"IF(H793<=AN795-E824,0,H824*H791*H792*J791/(H793*4))","v":{"$error":"#VALUE!"}},{"$f":"IF(H793<=AO795-E824,0,H824*H791*H792*J791/(H793*4))","v":{"$error":"#VALUE!"}},{"$f":"IF(H793<=AP795-E824,0,H824*H791*H792*J791/(H793*4))","v":{"$error":"#VALUE!"}},{"$f":"IF(H793<=AQ795-E824,0,H824*H791*H792*J791/(H793*4))","v":{"$error":"#VALUE!"}},{"$f":"IF(H793<=AR795-E824,0,H824*H791*H792*J791/(H793*4))","v":{"$error":"#VALUE!"}},{"$f":"IF(H793<=AS795-E824,0,H824*H791*H792*J791/(H793*4))","v":{"$error":"#VALUE!"}},{"$f":"IF(H793<=AT795-E824,0,H824*H791*H792*J791/(H793*4))","v":{"$error":"#VALUE!"}},{"$f":"IF(H793<=AU795-E824,0,H824*H791*H792*J791/(H793*4))","v":{"$error":"#VALUE!"}},{"$f":"IF(H793<=AV795-E824,0,H824*H791*H792*J791/(H793*4))","v":{"$error":"#VALUE!"}},{"$f":"IF(H793<=AW795-E824,0,H824*H791*H792*J791/(H793*4))","v":{"$error":"#VALUE!"}}]
[{"$nulls":4},8.25,{"$f":"$DF$32","v":{"v":0,"d":"0.000"}},{"$f":"IF(SUM(F796:F825)-H794<=0,0,SUM(F796:F825)-H794)","v":{"v":0,"d":"0.00"}},{"v":0,"d":"0.000"},{"$nulls":29},{"$f":"IF(H793<=AL795-E825,0,H825*H791*H792*J791/(H793*4))","v":{"$error":"#VALUE!"}},{"$f":"IF(H793<=AM795-E825,0,H825*H791*H792*J791/(H793*4))","v":{"$error":"#VALUE!"}},{"$f":"IF(H793<=AN795-E825,0,H825*H791*H792*J791/(H793*4))","v":{"$error":"#VALUE!"}},{"$f":"IF(H793<=AO795-E825,0,H825*H791*H792*J791/(H793*4))","v":{"$error":"#VALUE!"}},{"$f":"IF(H793<=AP795-E825,0,H825*H791*H792*J791/(H793*4))","v":{"$error":"#VALUE!"}},{"$f":"IF(H793<=AQ795-E825,0,H825*H791*H792*J791/(H793*4))","v":{"$error":"#VALUE!"}},{"$f":"IF(H793<=AR795-E825,0,H825*H791*H792*J791/(H793*4))","v":{"$error":"#VALUE!"}},{"$f":"IF(H793<=AS795-E825,0,H825*H791*H792*J791/(H793*4))","v":{"$error":"#VALUE!"}},{"$f":"IF(H793<=AT795-E825,0,H825*H791*H792*J791/(H793*4))","v":{"$error":"#VALUE!"}},{"$f":"IF(H793<=AU795-E825,0,H825*H791*H792*J791/(H793*4))","v":{"$error":"#VALUE!"}},{"$f":"IF(H793<=AV795-E825,0,H825*H791*H792*J791/(H793*4))","v":{"$error":"#VALUE!"}},{"$f":"IF(H793<=AW795-E825,0,H825*H791*H792*J791/(H793*4))","v":{"$error":"#VALUE!"}},{"$f":"IF(H793<=AX795-E825,0,H825*H791*H792*J791/(H793*4))","v":{"$error":"#VALUE!"}}]
[{"$nulls":4},{"v":8.5,"d":"8.50"},{"$f":"$DF$33","v":{"v":0,"d":"0.000"}},{"$f":"IF(SUM(F796:F826)-H794<=0,0,SUM(F796:F826)-H794)","v":{"v":0,"d":"0.00"}},{"v":0,"d":"0.000"},{"$nulls":30},{"$f":"IF(H793<=AM795-E826,0,H826*H791*H792*J791/(H793*4))","v":{"$error":"#VALUE!"}},{"$f":"IF(H793<=AN795-E826,0,H826*H791*H792*J791/(H793*4))","v":{"$error":"#VALUE!"}},{"$f":"IF(H793<=AO795-E826,0,H826*H791*H792*J791/(H793*4))","v":{"$error":"#VALUE!"}},{"$f":"IF(H793<=AP795-E826,0,H826*H791*H792*J791/(H793*4))","v":{"$error":"#VALUE!"}},{"$f":"IF(H793<=AQ795-E826,0,H826*H791*H792*J791/(H793*4))","v":{"$error":"#VALUE!"}},{"$f":"IF(H793<=AR795-E826,0,H826*H791*H792*J791/(H793*4))","v":{"$error":"#VALUE!"}},{"$f":"IF(H793<=AS795-E826,0,H826*H791*H792*J791/(H793*4))","v":{"$error":"#VALUE!"}},{"$f":"IF(H793<=AT795-E826,0,H826*H791*H792*J791/(H793*4))","v":{"$error":"#VALUE!"}},{"$f":"IF(H793<=AU795-E826,0,H826*H791*H792*J791/(H793*4))","v":{"$error":"#VALUE!"}},{"$f":"IF(H793<=AV795-E826,0,H826*H791*H792*J791/(H793*4))","v":{"$error":"#VALUE!"}},{"$f":"IF(H793<=AW795-E826,0,H826*H791*H792*J791/(H793*4))","v":{"$error":"#VALUE!"}},{"$f":"IF(H793<=AX795-E826,0,H826*H791*H792*J791/(H793*4))","v":{"$error":"#VALUE!"}},{"$f":"IF(H793<=AY795-E826,0,H826*H791*H792*J791/(H793*4))","v":{"$error":"#VALUE!"}}]
[{"$nulls":4},8.75,{"$f":"$DF$34","v":{"v":0,"d":"0.000"}},{"$f":"IF(SUM(F796:F827)-H794<=0,0,SUM(F796:F827)-H794)","v":{"v":0,"d":"0.00"}},{"v":0,"d":"0.000"},{"$nulls":31},{"$f":"IF(H793<=AN795-E827,0,H827*H791*H792*J791/(H793*4))","v":{"$error":"#VALUE!"}},{"$f":"IF(H793<=AO795-E827,0,H827*H791*H792*J791/(H793*4))","v":{"$error":"#VALUE!"}},{"$f":"IF(H793<=AP795-E827,0,H827*H791*H792*J791/(H793*4))","v":{"$error":"#VALUE!"}},{"$f":"IF(H793<=AQ795-E827,0,H827*H791*H792*J791/(H793*4))","v":{"$error":"#VALUE!"}},{"$f":"IF(H793<=AR795-E827,0,H827*H791*H792*J791/(H793*4))","v":{"$error":"#VALUE!"}},{"$f":"IF(H793<=AS795-E827,0,H827*H791*H792*J791/(H793*4))","v":{"$error":"#VALUE!"}},{"$f":"IF(H793<=AT795-E827,0,H827*H791*H792*J791/(H793*4))","v":{"$error":"#VALUE!"}},{"$f":"IF(H793<=AU795-E827,0,H827*H791*H792*J791/(H793*4))","v":{"$error":"#VALUE!"}},{"$f":"IF(H793<=AV795-E827,0,H827*H791*H792*J791/(H793*4))","v":{"$error":"#VALUE!"}},{"$f":"IF(H793<=AW795-E827,0,H827*H791*H792*J791/(H793*4))","v":{"$error":"#VALUE!"}},{"$f":"IF(H793<=AX795-E827,0,H827*H791*H792*J791/(H793*4))","v":{"$error":"#VALUE!"}},{"$f":"IF(H793<=AY795-E827,0,H827*H791*H792*J791/(H793*4))","v":{"$error":"#VALUE!"}},{"$f":"IF(H793<=AZ795-E827,0,H827*H791*H792*J791/(H793*4))","v":{"$error":"#VALUE!"}}]
[{"$nulls":4},{"v":9,"d":"9.00"},{"$f":"$DF$35","v":{"v":0,"d":"0.000"}},{"$f":"IF(SUM(F796:F828)-H794<=0,0,SUM(F796:F828)-H794)","v":{"v":0,"d":"0.00"}},{"v":0,"d":"0.000"},{"$nulls":32},{"$f":"IF(H793<=AO795-E828,0,H828*H791*H792*J791/(H793*4))","v":{"$error":"#VALUE!"}},{"$f":"IF(H793<=AP795-E828,0,H828*H791*H792*J791/(H793*4))","v":{"$error":"#VALUE!"}},{"$f":"IF(H793<=AQ795-E828,0,H828*H791*H792*J791/(H793*4))","v":{"$error":"#VALUE!"}},{"$f":"IF(H793<=AR795-E828,0,H828*H791*H792*J791/(H793*4))","v":{"$error":"#VALUE!"}},{"$f":"IF(H793<=AS795-E828,0,H828*H791*H792*J791/(H793*4))","v":{"$error":"#VALUE!"}},{"$f":"IF(H793<=AT795-E828,0,H828*H791*H792*J791/(H793*4))","v":{"$error":"#VALUE!"}},{"$f":"IF(H793<=AU795-E828,0,H828*H791*H792*J791/(H793*4))","v":{"$error":"#VALUE!"}},{"$f":"IF(H793<=AV795-E828,0,H828*H791*H792*J791/(H793*4))","v":{"$error":"#VALUE!"}},{"$f":"IF(H793<=AW795-E828,0,H828*H791*H792*J791/(H793*4))","v":{"$error":"#VALUE!"}},{"$f":"IF(H793<=AX795-E828,0,H828*H791*H792*J791/(H793*4))","v":{"$error":"#VALUE!"}},{"$f":"IF(H793<=AY795-E828,0,H828*H791*H792*J791/(H793*4))","v":{"$error":"#VALUE!"}},{"$f":"IF(H793<=AZ795-E828,0,H828*H791*H792*J791/(H793*4))","v":{"$error":"#VALUE!"}},{"$f":"IF(H793<=BA795-E828,0,H828*H791*H792*J791/(H793*4))","v":{"$error":"#VALUE!"}}]
[{"$nulls":4},9.25,{"$f":"$DF$36","v":{"v":0,"d":"0.000"}},{"$f":"IF(SUM(F796:F829)-H794<=0,0,SUM(F796:F829)-H794)","v":{"v":0,"d":"0.00"}},{"v":0,"d":"0.000"},{"$nulls":33},{"$f":"IF(H793<=AP795-E829,0,H829*H791*H792*J791/(H793*4))","v":{"$error":"#VALUE!"}},{"$f":"IF(H793<=AQ795-E829,0,H829*H791*H792*J791/(H793*4))","v":{"$error":"#VALUE!"}},{"$f":"IF(H793<=AR795-E829,0,H829*H791*H792*J791/(H793*4))","v":{"$error":"#VALUE!"}},{"$f":"IF(H793<=AS795-E829,0,H829*H791*H792*J791/(H793*4))","v":{"$error":"#VALUE!"}},{"$f":"IF(H793<=AT795-E829,0,H829*H791*H792*J791/(H793*4))","v":{"$error":"#VALUE!"}},{"$f":"IF(H793<=AU795-E829,0,H829*H791*H792*J791/(H793*4))","v":{"$error":"#VALUE!"}},{"$f":"IF(H793<=AV795-E829,0,H829*H791*H792*J791/(H793*4))","v":{"$error":"#VALUE!"}},{"$f":"IF(H793<=AW795-E829,0,H829*H791*H792*J791/(H793*4))","v":{"$error":"#VALUE!"}},{"$f":"IF(H793<=AX795-E829,0,H829*H791*H792*J791/(H793*4))","v":{"$error":"#VALUE!"}},{"$f":"IF(H793<=AY795-E829,0,H829*H791*H792*J791/(H793*4))","v":{"$error":"#VALUE!"}},{"$f":"IF(H793<=AZ795-E829,0,H829*H791*H792*J791/(H793*4))","v":{"$error":"#VALUE!"}},{"$f":"IF(H793<=BA795-E829,0,H829*H791*H792*J791/(H793*4))","v":{"$error":"#VALUE!"}},{"$f":"IF(H793<=BB795-E829,0,H829*H791*H792*J791/(H793*4))","v":{"$error":"#VALUE!"}}]
[{"$nulls":4},{"v":9.5,"d":"9.50"},{"$f":"$DF$37","v":{"v":0,"d":"0.000"}},{"$f":"IF(SUM(F796:F830)-H794<=0,0,SUM(F796:F830)-H794)","v":{"v":0,"d":"0.00"}},{"v":0,"d":"0.000"},{"$nulls":34},{"$f":"IF(H793<=AQ795-E830,0,H830*H791*H792*J791/(H793*4))","v":{"$error":"#VALUE!"}},{"$f":"IF(H793<=AR795-E830,0,H830*H791*H792*J791/(H793*4))","v":{"$error":"#VALUE!"}},{"$f":"IF(H793<=AS795-E830,0,H830*H791*H792*J791/(H793*4))","v":{"$error":"#VALUE!"}},{"$f":"IF(H793<=AT795-E830,0,H830*H791*H792*J791/(H793*4))","v":{"$error":"#VALUE!"}},{"$f":"IF(H793<=AU795-E830,0,H830*H791*H792*J791/(H793*4))","v":{"$error":"#VALUE!"}},{"$f":"IF(H793<=AV795-E830,0,H830*H791*H792*J791/(H793*4))","v":{"$error":"#VALUE!"}},{"$f":"IF(H793<=AW795-E830,0,H830*H791*H792*J791/(H793*4))","v":{"$error":"#VALUE!"}},{"$f":"IF(H793<=AX795-E830,0,H830*H791*H792*J791/(H793*4))","v":{"$error":"#VALUE!"}},{"$f":"IF(H793<=AY795-E830,0,H830*H791*H792*J791/(H793*4))","v":{"$error":"#VALUE!"}},{"$f":"IF(H793<=AZ795-E830,0,H830*H791*H792*J791/(H793*4))","v":{"$error":"#VALUE!"}},{"$f":"IF(H793<=BA795-E830,0,H830*H791*H792*J791/(H793*4))","v":{"$error":"#VALUE!"}},{"$f":"IF(H793<=BB795-E830,0,H830*H791*H792*J791/(H793*4))","v":{"$error":"#VALUE!"}},{"$f":"IF(H793<=BC795-E830,0,H830*H791*H792*J791/(H793*4))","v":{"$error":"#VALUE!"}}]
[{"$nulls":4},9.75,{"$f":"$DF$38","v":{"v":0,"d":"0.000"}},{"$f":"IF(SUM(F796:F831)-H794<=0,0,SUM(F796:F831)-H794)","v":{"v":0,"d":"0.00"}},{"v":0,"d":"0.000"},{"$nulls":35},{"$f":"IF(H793<=AR795-E831,0,H831*H791*H792*J791/(H793*4))","v":{"$error":"#VALUE!"}},{"$f":"IF(H793<=AS795-E831,0,H831*H791*H792*J791/(H793*4))","v":{"$error":"#VALUE!"}},{"$f":"IF(H793<=AT795-E831,0,H831*H791*H792*J791/(H793*4))","v":{"$error":"#VALUE!"}},{"$f":"IF(H793<=AU795-E831,0,H831*H791*H792*J791/(H793*4))","v":{"$error":"#VALUE!"}},{"$f":"IF(H793<=AV795-E831,0,H831*H791*H792*J791/(H793*4))","v":{"$error":"#VALUE!"}},{"$f":"IF(H793<=AW795-E831,0,H831*H791*H792*J791/(H793*4))","v":{"$error":"#VALUE!"}},{"$f":"IF(H793<=AX795-E831,0,H831*H791*H792*J791/(H793*4))","v":{"$error":"#VALUE!"}},{"$f":"IF(H793<=AY795-E831,0,H831*H791*H792*J791/(H793*4))","v":{"$error":"#VALUE!"}},{"$f":"IF(H793<=AZ795-E831,0,H831*H791*H792*J791/(H793*4))","v":{"$error":"#VALUE!"}},{"$f":"IF(H793<=BA795-E831,0,H831*H791*H792*J791/(H793*4))","v":{"$error":"#VALUE!"}},{"$f":"IF(H793<=BB795-E831,0,H831*H791*H792*J791/(H793*4))","v":{"$error":"#VALUE!"}},{"$f":"IF(H793<=BC795-E831,0,H831*H791*H792*J791/(H793*4))","v":{"$error":"#VALUE!"}},{"$f":"IF(H793<=BD795-E831,0,H831*H791*H792*J791/(H793*4))","v":{"$error":"#VALUE!"}}]
[{"$nulls":4},{"v":10,"d":"10.00"},{"$f":"$DF$39","v":{"v":0,"d":"0.000"}},{"$f":"IF(SUM(F796:F832)-H794<=0,0,SUM(F796:F832)-H794)","v":{"v":0,"d":"0.00"}},{"v":0,"d":"0.000"},{"$nulls":36},{"$f":"IF(H793<=AS795-E832,0,H832*H791*H792*J791/(H793*4))","v":{"$error":"#VALUE!"}},{"$f":"IF(H793<=AT795-E832,0,H832*H791*H792*J791/(H793*4))","v":{"$error":"#VALUE!"}},{"$f":"IF(H793<=AU795-E832,0,H832*H791*H792*J791/(H793*4))","v":{"$error":"#VALUE!"}},{"$f":"IF(H793<=AV795-E832,0,H832*H791*H792*J791/(H793*4))","v":{"$error":"#VALUE!"}},{"$f":"IF(H793<=AW795-E832,0,H832*H791*H792*J791/(H793*4))","v":{"$error":"#VALUE!"}},{"$f":"IF(H793<=AX795-E832,0,H832*H791*H792*J791/(H793*4))","v":{"$error":"#VALUE!"}},{"$f":"IF(H793<=AY795-E832,0,H832*H791*H792*J791/(H793*4))","v":{"$error":"#VALUE!"}},{"$f":"IF(H793<=AZ795-E832,0,H832*H791*H792*J791/(H793*4))","v":{"$error":"#VALUE!"}},{"$f":"IF(H793<=BA795-E832,0,H832*H791*H792*J791/(H793*4))","v":{"$error":"#VALUE!"}},{"$f":"IF(H793<=BB795-E832,0,H832*H791*H792*J791/(H793*4))","v":{"$error":"#VALUE!"}},{"$f":"IF(H793<=BC795-E832,0,H832*H791*H792*J791/(H793*4))","v":{"$error":"#VALUE!"}},{"$f":"IF(H793<=BD795-E832,0,H832*H791*H792*J791/(H793*4))","v":{"$error":"#VALUE!"}},{"$f":"IF(H793<=BE795-E832,0,H832*H791*H792*J791/(H793*4))","v":{"$error":"#VALUE!"}}]
[{"$nulls":4},10.25,{"$f":"$DF$40","v":{"v":0,"d":"0.000"}},{"$f":"IF(SUM(F796:F833)-H794<=0,0,SUM(F796:F833)-H794)","v":{"v":0,"d":"0.000"}},{"v":0,"d":"0.000"},{"$nulls":37},{"$f":"IF(H793<=AT795-E833,0,H833*H791*H792*J791/(H793*4))","v":{"$error":"#VALUE!"}},{"$f":"IF(H793<=AU795-E833,0,H833*H791*H792*J791/(H793*4))","v":{"$error":"#VALUE!"}},{"$f":"IF(H793<=AV795-E833,0,H833*H791*H792*J791/(H793*4))","v":{"$error":"#VALUE!"}},{"$f":"IF(H793<=AW795-E833,0,H833*H791*H792*J791/(H793*4))","v":{"$error":"#VALUE!"}},{"$f":"IF(H793<=AX795-E833,0,H833*H791*H792*J791/(H793*4))","v":{"$error":"#VALUE!"}},{"$f":"IF(H793<=AY795-E833,0,H833*H791*H792*J791/(H793*4))","v":{"$error":"#VALUE!"}},{"$f":"IF(H793<=AZ795-E833,0,H833*H791*H792*J791/(H793*4))","v":{"$error":"#VALUE!"}},{"$f":"IF(H793<=BA795-E833,0,H833*H791*H792*J791/(H793*4))","v":{"$error":"#VALUE!"}},{"$f":"IF(H793<=BB795-E833,0,H833*H791*H792*J791/(H793*4))","v":{"$error":"#VALUE!"}},{"$f":"IF(H793<=BC795-E833,0,H833*H791*H792*J791/(H793*4))","v":{"$error":"#VALUE!"}},{"$f":"IF(H793<=BD795-E833,0,H833*H791*H792*J791/(H793*4))","v":{"$error":"#VALUE!"}},{"$f":"IF(H793<=BE795-E833,0,H833*H791*H792*J791/(H793*4))","v":{"$error":"#VALUE!"}},{"$f":"IF(H793<=BF795-E833,0,H833*H791*H792*J791/(H793*4))","v":{"$error":"#VALUE!"}}]
[{"$nulls":4},{"v":10.5,"d":"10.50"},{"$f":"$DF$41","v":{"v":0,"d":"0.000"}},{"$f":"IF(SUM(F796:F834)-H794<=0,0,SUM(F796:F834)-H794)","v":{"v":0,"d":"0.00"}},{"v":0,"d":"0.000"},{"$nulls":38},{"$f":"IF(H793<=AU795-E834,0,H834*H791*H792*J791/(H793*4))","v":{"$error":"#VALUE!"}},{"$f":"IF(H793<=AV795-E834,0,H834*H791*H792*J791/(H793*4))","v":{"$error":"#VALUE!"}},{"$f":"IF(H793<=AW795-E834,0,H834*H791*H792*J791/(H793*4))","v":{"$error":"#VALUE!"}},{"$f":"IF(H793<=AX795-E834,0,H834*H791*H792*J791/(H793*4))","v":{"$error":"#VALUE!"}},{"$f":"IF(H793<=AY795-E834,0,H834*H791*H792*J791/(H793*4))","v":{"$error":"#VALUE!"}},{"$f":"IF(H793<=AZ795-E834,0,H834*H791*H792*J791/(H793*4))","v":{"$error":"#VALUE!"}},{"$f":"IF(H793<=BA795-E834,0,H834*H791*H792*J791/(H793*4))","v":{"$error":"#VALUE!"}},{"$f":"IF(H793<=BB795-E834,0,H834*H791*H792*J791/(H793*4))","v":{"$error":"#VALUE!"}},{"$f":"IF(H793<=BC795-E834,0,H834*H791*H792*J791/(H793*4))","v":{"$error":"#VALUE!"}},{"$f":"IF(H793<=BD795-E834,0,H834*H791*H792*J791/(H793*4))","v":{"$error":"#VALUE!"}},{"$f":"IF(H793<=BE795-E834,0,H834*H791*H792*J791/(H793*4))","v":{"$error":"#VALUE!"}},{"$f":"IF(H793<=BF795-E834,0,H834*H791*H792*J791/(H793*4))","v":{"$error":"#VALUE!"}},{"$f":"IF(H793<=BG795-E834,0,H834*H791*H792*J791/(H793*4))","v":{"$error":"#VALUE!"}}]
[{"$nulls":4},10.75,{"$f":"$DF$42","v":{"v":0,"d":"0.000"}},{"$f":"IF(SUM(F796:F835)-H794<=0,0,SUM(F796:F835)-H794)","v":{"v":0,"d":"0.00"}},{"v":0,"d":"0.000"},{"$nulls":39},{"$f":"IF(H793<=AV795-E835,0,H835*H791*H792*J791/(H793*4))","v":{"$error":"#VALUE!"}},{"$f":"IF(H793<=AW795-E835,0,H835*H791*H792*J791/(H793*4))","v":{"$error":"#VALUE!"}},{"$f":"IF(H793<=AX795-E835,0,H835*H791*H792*J791/(H793*4))","v":{"$error":"#VALUE!"}},{"$f":"IF(H793<=AY795-E835,0,H835*H791*H792*J791/(H793*4))","v":{"$error":"#VALUE!"}},{"$f":"IF(H793<=AZ795-E835,0,H835*H791*H792*J791/(H793*4))","v":{"$error":"#VALUE!"}},{"$f":"IF(H793<=BA795-E835,0,H835*H791*H792*J791/(H793*4))","v":{"$error":"#VALUE!"}},{"$f":"IF(H793<=BB795-E835,0,H835*H791*H792*J791/(H793*4))","v":{"$error":"#VALUE!"}},{"$f":"IF(H793<=BC795-E835,0,H835*H791*H792*J791/(H793*4))","v":{"$error":"#VALUE!"}},{"$f":"IF(H793<=BD795-E835,0,H835*H791*H792*J791/(H793*4))","v":{"$error":"#VALUE!"}},{"$f":"IF(H793<=BE795-E835,0,H835*H791*H792*J791/(H793*4))","v":{"$error":"#VALUE!"}},{"$f":"IF(H793<=BF795-E835,0,H835*H791*H792*J791/(H793*4))","v":{"$error":"#VALUE!"}},{"$f":"IF(H793<=BG795-E835,0,H835*H791*H792*J791/(H793*4))","v":{"$error":"#VALUE!"}},{"$f":"IF(H793<=BH795-E835,0,H835*H791*H792*J791/(H793*4))","v":{"$error":"#VALUE!"}}]
[{"$nulls":4},{"v":11,"d":"11.00"},{"$f":"$DF$43","v":{"v":0,"d":"0.000"}},{"$f":"IF(SUM(F796:F836)-H794<=0,0,SUM(F796:F836)-H794)","v":{"v":0,"d":"0.00"}},{"v":0,"d":"0.000"},{"$nulls":40},{"$f":"IF(H793<=AW795-E836,0,H836*H791*H792*J791/(H793*4))","v":{"$error":"#VALUE!"}},{"$f":"IF(H793<=AX795-E836,0,H836*H791*H792*J791/(H793*4))","v":{"$error":"#VALUE!"}},{"$f":"IF(H793<=AY795-E836,0,H836*H791*H792*J791/(H793*4))","v":{"$error":"#VALUE!"}},{"$f":"IF(H793<=AZ795-E836,0,H836*H791*H792*J791/(H793*4))","v":{"$error":"#VALUE!"}},{"$f":"IF(H793<=BA795-E836,0,H836*H791*H792*J791/(H793*4))","v":{"$error":"#VALUE!"}},{"$f":"IF(H793<=BB795-E836,0,H836*H791*H792*J791/(H793*4))","v":{"$error":"#VALUE!"}},{"$f":"IF(H793<=BC795-E836,0,H836*H791*H792*J791/(H793*4))","v":{"$error":"#VALUE!"}},{"$f":"IF(H793<=BD795-E836,0,H836*H791*H792*J791/(H793*4))","v":{"$error":"#VALUE!"}},{"$f":"IF(H793<=BE795-E836,0,H836*H791*H792*J791/(H793*4))","v":{"$error":"#VALUE!"}},{"$f":"IF(H793<=BF795-E836,0,H836*H791*H792*J791/(H793*4))","v":{"$error":"#VALUE!"}},{"$f":"IF(H793<=BG795-E836,0,H836*H791*H792*J791/(H793*4))","v":{"$error":"#VALUE!"}},{"$f":"IF(H793<=BH795-E836,0,H836*H791*H792*J791/(H793*4))","v":{"$error":"#VALUE!"}},{"$f":"IF(H793<=BI795-E836,0,H836*H791*H792*J791/(H793*4))","v":{"$error":"#VALUE!"}}]
[{"$nulls":4},11.25,{"$f":"$DF$44","v":{"v":0,"d":"0.000"}},{"$f":"IF(SUM(F796:F837)-H794<=0,0,SUM(F796:F837)-H794)","v":{"v":0,"d":"0.00"}},{"v":0,"d":"0.000"},{"$nulls":41},{"$f":"IF(H793<=AX795-E837,0,H837*H791*H792*J791/(H793*4))","v":{"$error":"#VALUE!"}},{"$f":"IF(H793<=AY795-E837,0,H837*H791*H792*J791/(H793*4))","v":{"$error":"#VALUE!"}},{"$f":"IF(H793<=AZ795-E837,0,H837*H791*H792*J791/(H793*4))","v":{"$error":"#VALUE!"}},{"$f":"IF(H793<=BA795-E837,0,H837*H791*H792*J791/(H793*4))","v":{"$error":"#VALUE!"}},{"$f":"IF(H793<=BB795-E837,0,H837*H791*H792*J791/(H793*4))","v":{"$error":"#VALUE!"}},{"$f":"IF(H793<=BC795-E837,0,H837*H791*H792*J791/(H793*4))","v":{"$error":"#VALUE!"}},{"$f":"IF(H793<=BD795-E837,0,H837*H791*H792*J791/(H793*4))","v":{"$error":"#VALUE!"}},{"$f":"IF(H793<=BE795-E837,0,H837*H791*H792*J791/(H793*4))","v":{"$error":"#VALUE!"}},{"$f":"IF(H793<=BF795-E837,0,H837*H791*H792*J791/(H793*4))","v":{"$error":"#VALUE!"}},{"$f":"IF(H793<=BG795-E837,0,H837*H791*H792*J791/(H793*4))","v":{"$error":"#VALUE!"}},{"$f":"IF(H793<=BH795-E837,0,H837*H791*H792*J791/(H793*4))","v":{"$error":"#VALUE!"}},{"$f":"IF(H793<=BI795-E837,0,H837*H791*H792*J791/(H793*4))","v":{"$error":"#VALUE!"}},{"$f":"IF(H793<=BJ795-E837,0,H837*H791*H792*J791/(H793*4))","v":{"$error":"#VALUE!"}}]
[{"$nulls":4},{"v":11.5,"d":"11.50"},{"$f":"$DF$45","v":{"v":0,"d":"0.000"}},{"$f":"IF(SUM(F796:F838)-H794<=0,0,SUM(F796:F838)-H794)","v":{"v":0,"d":"0.00"}},{"v":0,"d":"0.000"},{"$nulls":42},{"$f":"IF(H793<=AY795-E838,0,H838*H791*H792*J791/(H793*4))","v":{"$error":"#VALUE!"}},{"$f":"IF(H793<=AZ795-E838,0,H838*H791*H792*J791/(H793*4))","v":{"$error":"#VALUE!"}},{"$f":"IF(H793<=BA795-E838,0,H838*H791*H792*J791/(H793*4))","v":{"$error":"#VALUE!"}},{"$f":"IF(H793<=BB795-E838,0,H838*H791*H792*J791/(H793*4))","v":{"$error":"#VALUE!"}},{"$f":"IF(H793<=BC795-E838,0,H838*H791*H792*J791/(H793*4))","v":{"$error":"#VALUE!"}},{"$f":"IF(H793<=BD795-E838,0,H838*H791*H792*J791/(H793*4))","v":{"$error":"#VALUE!"}},{"$f":"IF(H793<=BE795-E838,0,H838*H791*H792*J791/(H793*4))","v":{"$error":"#VALUE!"}},{"$f":"IF(H793<=BF795-E838,0,H838*H791*H792*J791/(H793*4))","v":{"$error":"#VALUE!"}},{"$f":"IF(H793<=BG795-E838,0,H838*H791*H792*J791/(H793*4))","v":{"$error":"#VALUE!"}},{"$f":"IF(H793<=BH795-E838,0,H838*H791*H792*J791/(H793*4))","v":{"$error":"#VALUE!"}},{"$f":"IF(H793<=BI795-E838,0,H838*H791*H792*J791/(H793*4))","v":{"$error":"#VALUE!"}},{"$f":"IF(H793<=BJ795-E838,0,H838*H791*H792*J791/(H793*4))","v":{"$error":"#VALUE!"}},{"$f":"IF(H793<=BK795-E838,0,H838*H791*H792*J791/(H793*4))","v":{"$error":"#VALUE!"}}]
[{"$nulls":4},11.75,{"$f":"$DF$46","v":{"v":0,"d":"0.000"}},{"$f":"IF(SUM(F796:F839)-H794<=0,0,SUM(F796:F839)-H794)","v":{"v":0,"d":"0.00"}},{"v":0,"d":"0.000"},{"$nulls":43},{"$f":"IF(H793<=AZ795-E839,0,H839*H791*H792*J791/(H793*4))","v":{"$error":"#VALUE!"}},{"$f":"IF(H793<=BA795-E839,0,H839*H791*H792*J791/(H793*4))","v":{"$error":"#VALUE!"}},{"$f":"IF(H793<=BB795-E839,0,H839*H791*H792*J791/(H793*4))","v":{"$error":"#VALUE!"}},{"$f":"IF(H793<=BC795-E839,0,H839*H791*H792*J791/(H793*4))","v":{"$error":"#VALUE!"}},{"$f":"IF(H793<=BD795-E839,0,H839*H791*H792*J791/(H793*4))","v":{"$error":"#VALUE!"}},{"$f":"IF(H793<=BE795-E839,0,H839*H791*H792*J791/(H793*4))","v":{"$error":"#VALUE!"}},{"$f":"IF(H793<=BF795-E839,0,H839*H791*H792*J791/(H793*4))","v":{"$error":"#VALUE!"}},{"$f":"IF(H793<=BG795-E839,0,H839*H791*H792*J791/(H793*4))","v":{"$error":"#VALUE!"}},{"$f":"IF(H793<=BH795-E839,0,H839*H791*H792*J791/(H793*4))","v":{"$error":"#VALUE!"}},{"$f":"IF(H793<=BI795-E839,0,H839*H791*H792*J791/(H793*4))","v":{"$error":"#VALUE!"}},{"$f":"IF(H793<=BJ795-E839,0,H839*H791*H792*J791/(H793*4))","v":{"$error":"#VALUE!"}},{"$f":"IF(H793<=BK795-E839,0,H839*H791*H792*J791/(H793*4))","v":{"$error":"#VALUE!"}},{"$f":"IF(H793<=BL795-E839,0,H839*H791*H792*J791/(H793*4))","v":{"$error":"#VALUE!"}}]
[{"$nulls":4},{"v":12,"d":"12.00"},{"$f":"$DF$47","v":{"v":0,"d":"0.000"}},{"$f":"IF(SUM(F796:F840)-H794<=0,0,SUM(F796:F840)-H794)","v":{"v":0,"d":"0.00"}},{"v":0,"d":"0.000"},{"$nulls":44},{"$f":"IF(H793<=BA795-E840,0,H840*H791*H792*J791/(H793*4))","v":{"$error":"#VALUE!"}},{"$f":"IF(H793<=BB795-E840,0,H840*H791*H792*J791/(H793*4))","v":{"$error":"#VALUE!"}},{"$f":"IF(H793<=BC795-E840,0,H840*H791*H792*J791/(H793*4))","v":{"$error":"#VALUE!"}},{"$f":"IF(H793<=BD795-E840,0,H840*H791*H792*J791/(H793*4))","v":{"$error":"#VALUE!"}},{"$f":"IF(H793<=BE795-E840,0,H840*H791*H792*J791/(H793*4))","v":{"$error":"#VALUE!"}},{"$f":"IF(H793<=BF795-E840,0,H840*H791*H792*J791/(H793*4))","v":{"$error":"#VALUE!"}},{"$f":"IF(H793<=BG795-E840,0,H840*H791*H792*J791/(H793*4))","v":{"$error":"#VALUE!"}},{"$f":"IF(H793<=BH795-E840,0,H840*H791*H792*J791/(H793*4))","v":{"$error":"#VALUE!"}},{"$f":"IF(H793<=BI795-E840,0,H840*H791*H792*J791/(H793*4))","v":{"$error":"#VALUE!"}},{"$f":"IF(H793<=BJ795-E840,0,H840*H791*H792*J791/(H793*4))","v":{"$error":"#VALUE!"}},{"$f":"IF(H793<=BK795-E840,0,H840*H791*H792*J791/(H793*4))","v":{"$error":"#VALUE!"}},{"$f":"IF(H793<=BL795-E840,0,H840*H791*H792*J791/(H793*4))","v":{"$error":"#VALUE!"}},{"$f":"IF(H793<=BM795-E840,0,H840*H791*H792*J791/(H793*4))","v":{"$error":"#VALUE!"}}]
[{"$nulls":4},12.25,{"$f":"$DF$48","v":{"v":0,"d":"0.000"}},{"$f":"IF(SUM(F796:F841)-H794<=0,0,SUM(F796:F841)-H794)","v":{"v":0,"d":"0.00"}},{"v":0,"d":"0.000"},{"$nulls":45},{"$f":"IF(H793<=BB795-E841,0,H841*H791*H792*J791/(H793*4))","v":{"$error":"#VALUE!"}},{"$f":"IF(H793<=BC795-E841,0,H841*H791*H792*J791/(H793*4))","v":{"$error":"#VALUE!"}},{"$f":"IF(H793<=BD795-E841,0,H841*H791*H792*J791/(H793*4))","v":{"$error":"#VALUE!"}},{"$f":"IF(H793<=BE795-E841,0,H841*H791*H792*J791/(H793*4))","v":{"$error":"#VALUE!"}},{"$f":"IF(H793<=BF795-E841,0,H841*H791*H792*J791/(H793*4))","v":{"$error":"#VALUE!"}},{"$f":"IF(H793<=BG795-E841,0,H841*H791*H792*J791/(H793*4))","v":{"$error":"#VALUE!"}},{"$f":"IF(H793<=BH795-E841,0,H841*H791*H792*J791/(H793*4))","v":{"$error":"#VALUE!"}},{"$f":"IF(H793<=BI795-E841,0,H841*H791*H792*J791/(H793*4))","v":{"$error":"#VALUE!"}},{"$f":"IF(H793<=BJ795-E841,0,H841*H791*H792*J791/(H793*4))","v":{"$error":"#VALUE!"}},{"$f":"IF(H793<=BK795-E841,0,H841*H791*H792*J791/(H793*4))","v":{"$error":"#VALUE!"}},{"$f":"IF(H793<=BL795-E841,0,H841*H791*H792*J791/(H793*4))","v":{"$error":"#VALUE!"}},{"$f":"IF(H793<=BM795-E841,0,H841*H791*H792*J791/(H793*4))","v":{"$error":"#VALUE!"}},{"$f":"IF(H793<=BN795-E841,0,H841*H791*H792*J791/(H793*4))","v":{"$error":"#VALUE!"}}]
[{"$nulls":4},{"v":12.5,"d":"12.50"},{"$f":"$DF$49","v":{"v":0,"d":"0.000"}},{"$f":"IF(SUM(F796:F842)-H794<=0,0,SUM(F796:F842)-H794)","v":{"v":0,"d":"0.00"}},{"v":0,"d":"0.000"},{"$nulls":46},{"$f":"IF(H793<=BC795-E842,0,H842*H791*H792*J791/(H793*4))","v":{"$error":"#VALUE!"}},{"$f":"IF(H793<=BD795-E842,0,H842*H791*H792*J791/(H793*4))","v":{"$error":"#VALUE!"}},{"$f":"IF(H793<=BE795-E842,0,H842*H791*H792*J791/(H793*4))","v":{"$error":"#VALUE!"}},{"$f":"IF(H793<=BF795-E842,0,H842*H791*H792*J791/(H793*4))","v":{"$error":"#VALUE!"}},{"$f":"IF(H793<=BG795-E842,0,H842*H791*H792*J791/(H793*4))","v":{"$error":"#VALUE!"}},{"$f":"IF(H793<=BH795-E842,0,H842*H791*H792*J791/(H793*4))","v":{"$error":"#VALUE!"}},{"$f":"IF(H793<=BI795-E842,0,H842*H791*H792*J791/(H793*4))","v":{"$error":"#VALUE!"}},{"$f":"IF(H793<=BJ795-E842,0,H842*H791*H792*J791/(H793*4))","v":{"$error":"#VALUE!"}},{"$f":"IF(H793<=BK795-E842,0,H842*H791*H792*J791/(H793*4))","v":{"$error":"#VALUE!"}},{"$f":"IF(H793<=BL795-E842,0,H842*H791*H792*J791/(H793*4))","v":{"$error":"#VALUE!"}},{"$f":"IF(H793<=BM795-E842,0,H842*H791*H792*J791/(H793*4))","v":{"$error":"#VALUE!"}},{"$f":"IF(H793<=BN795-E842,0,H842*H791*H792*J791/(H793*4))","v":{"$error":"#VALUE!"}},{"$f":"IF(H793<=BO795-E842,0,H842*H791*H792*J791/(H793*4))","v":{"$error":"#VALUE!"}}]
[{"$nulls":4},12.75,{"$f":"$DF$50","v":{"v":0,"d":"0.000"}},{"$f":"IF(SUM(F796:F843)-H794<=0,0,SUM(F796:F843)-H794)","v":{"v":0,"d":"0.00"}},{"v":0,"d":"0.000"},{"$nulls":47},{"$f":"IF(H793<=BD795-E843,0,H843*H791*H792*J791/(H793*4))","v":{"$error":"#VALUE!"}},{"$f":"IF(H793<=BE795-E843,0,H843*H791*H792*J791/(H793*4))","v":{"$error":"#VALUE!"}},{"$f":"IF(H793<=BF795-E843,0,H843*H791*H792*J791/(H793*4))","v":{"$error":"#VALUE!"}},{"$f":"IF(H793<=BG795-E843,0,H843*H791*H792*J791/(H793*4))","v":{"$error":"#VALUE!"}},{"$f":"IF(H793<=BH795-E843,0,H843*H791*H792*J791/(H793*4))","v":{"$error":"#VALUE!"}},{"$f":"IF(H793<=BI795-E843,0,H843*H791*H792*J791/(H793*4))","v":{"$error":"#VALUE!"}},{"$f":"IF(H793<=BJ795-E843,0,H843*H791*H792*J791/(H793*4))","v":{"$error":"#VALUE!"}},{"$f":"IF(H793<=BK795-E843,0,H843*H791*H792*J791/(H793*4))","v":{"$error":"#VALUE!"}},{"$f":"IF(H793<=BL795-E843,0,H843*H791*H792*J791/(H793*4))","v":{"$error":"#VALUE!"}},{"$f":"IF(H793<=BM795-E843,0,H843*H791*H792*J791/(H793*4))","v":{"$error":"#VALUE!"}},{"$f":"IF(H793<=BN795-E843,0,H843*H791*H792*J791/(H793*4))","v":{"$error":"#VALUE!"}},{"$f":"IF(H793<=BO795-E843,0,H843*H791*H792*J791/(H793*4))","v":{"$error":"#VALUE!"}},{"$f":"IF(H793<=BP795-E843,0,H843*H791*H792*J791/(H793*4))","v":{"$error":"#VALUE!"}}]
[{"$nulls":4},{"v":13,"d":"13.00"},{"$f":"$DF$51","v":{"v":0,"d":"0.000"}},{"$f":"IF(SUM(F796:F844)-H794<=0,0,SUM(F796:F844)-H794)","v":{"v":0,"d":"0.00"}},{"v":0,"d":"0.000"},{"$nulls":48},{"$f":"IF(H793<=BE795-E844,0,H844*H791*H792*J791/(H793*4))","v":{"$error":"#VALUE!"}},{"$f":"IF(H793<=BF795-E844,0,H844*H791*H792*J791/(H793*4))","v":{"$error":"#VALUE!"}},{"$f":"IF(H793<=BG795-E844,0,H844*H791*H792*J791/(H793*4))","v":{"$error":"#VALUE!"}},{"$f":"IF(H793<=BH795-E844,0,H844*H791*H792*J791/(H793*4))","v":{"$error":"#VALUE!"}},{"$f":"IF(H793<=BI795-E844,0,H844*H791*H792*J791/(H793*4))","v":{"$error":"#VALUE!"}},{"$f":"IF(H793<=BJ795-E844,0,H844*H791*H792*J791/(H793*4))","v":{"$error":"#VALUE!"}},{"$f":"IF(H793<=BK795-E844,0,H844*H791*H792*J791/(H793*4))","v":{"$error":"#VALUE!"}},{"$f":"IF(H793<=BL795-E844,0,H844*H791*H792*J791/(H793*4))","v":{"$error":"#VALUE!"}},{"$f":"IF(H793<=BM795-E844,0,H844*H791*H792*J791/(H793*4))","v":{"$error":"#VALUE!"}},{"$f":"IF(H793<=BN795-E844,0,H844*H791*H792*J791/(H793*4))","v":{"$error":"#VALUE!"}},{"$f":"IF(H793<=BO795-E844,0,H844*H791*H792*J791/(H793*4))","v":{"$error":"#VALUE!"}},{"$f":"IF(H793<=BP795-E844,0,H844*H791*H792*J791/(H793*4))","v":{"$error":"#VALUE!"}},{"$f":"IF(H793<=BQ795-E844,0,H844*H791*H792*J791/(H793*4))","v":{"$error":"#VALUE!"}}]
[{"$nulls":4},13.25,{"$f":"$DF$52","v":{"v":0,"d":"0.000"}},{"$f":"IF(SUM(F796:F845)-H794<=0,0,SUM(F796:F845)-H794)","v":{"v":0,"d":"0.00"}},{"v":0,"d":"0.000"},{"$nulls":49},{"$f":"IF(H793<=BF795-E845,0,H845*H791*H792*J791/(H793*4))","v":{"$error":"#VALUE!"}},{"$f":"IF(H793<=BG795-E845,0,H845*H791*H792*J791/(H793*4))","v":{"$error":"#VALUE!"}},{"$f":"IF(H793<=BH795-E845,0,H845*H791*H792*J791/(H793*4))","v":{"$error":"#VALUE!"}},{"$f":"IF(H793<=BI795-E845,0,H845*H791*H792*J791/(H793*4))","v":{"$error":"#VALUE!"}},{"$f":"IF(H793<=BJ795-E845,0,H845*H791*H792*J791/(H793*4))","v":{"$error":"#VALUE!"}},{"$f":"IF(H793<=BK795-E845,0,H845*H791*H792*J791/(H793*4))","v":{"$error":"#VALUE!"}},{"$f":"IF(H793<=BL795-E845,0,H845*H791*H792*J791/(H793*4))","v":{"$error":"#VALUE!"}},{"$f":"IF(H793<=BM795-E845,0,H845*H791*H792*J791/(H793*4))","v":{"$error":"#VALUE!"}},{"$f":"IF(H793<=BN795-E845,0,H845*H791*H792*J791/(H793*4))","v":{"$error":"#VALUE!"}},{"$f":"IF(H793<=BO795-E845,0,H845*H791*H792*J791/(H793*4))","v":{"$error":"#VALUE!"}},{"$f":"IF(H793<=BP795-E845,0,H845*H791*H792*J791/(H793*4))","v":{"$error":"#VALUE!"}},{"$f":"IF(H793<=BQ795-E845,0,H845*H791*H792*J791/(H793*4))","v":{"$error":"#VALUE!"}},{"$f":"IF(H793<=BR795-E845,0,H845*H791*H792*J791/(H793*4))","v":{"$error":"#VALUE!"}}]
[{"$nulls":4},{"v":13.5,"d":"13.50"},{"$f":"$DF$53","v":{"v":0,"d":"0.000"}},{"$f":"IF(SUM(F796:F846)-H794<=0,0,SUM(F796:F846)-H794)","v":{"v":0,"d":"0.00"}},{"v":0,"d":"0.000"},{"$nulls":50},{"$f":"IF(H793<=BG795-E846,0,H846*H791*H792*J791/(H793*4))","v":{"$error":"#VALUE!"}},{"$f":"IF(H793<=BH795-E846,0,H846*H791*H792*J791/(H793*4))","v":{"$error":"#VALUE!"}},{"$f":"IF(H793<=BI795-E846,0,H846*H791*H792*J791/(H793*4))","v":{"$error":"#VALUE!"}},{"$f":"IF(H793<=BJ795-E846,0,H846*H791*H792*J791/(H793*4))","v":{"$error":"#VALUE!"}},{"$f":"IF(H793<=BK795-E846,0,H846*H791*H792*J791/(H793*4))","v":{"$error":"#VALUE!"}},{"$f":"IF(H793<=BL795-E846,0,H846*H791*H792*J791/(H793*4))","v":{"$error":"#VALUE!"}},{"$f":"IF(H793<=BM795-E846,0,H846*H791*H792*J791/(H793*4))","v":{"$error":"#VALUE!"}},{"$f":"IF(H793<=BN795-E846,0,H846*H791*H792*J791/(H793*4))","v":{"$error":"#VALUE!"}},{"$f":"IF(H793<=BO795-E846,0,H846*H791*H792*J791/(H793*4))","v":{"$error":"#VALUE!"}},{"$f":"IF(H793<=BP795-E846,0,H846*H791*H792*J791/(H793*4))","v":{"$error":"#VALUE!"}},{"$f":"IF(H793<=BQ795-E846,0,H846*H791*H792*J791/(H793*4))","v":{"$error":"#VALUE!"}},{"$f":"IF(H793<=BR795-E846,0,H846*H791*H792*J791/(H793*4))","v":{"$error":"#VALUE!"}},{"$f":"IF(H793<=BS795-E846,0,H846*H791*H792*J791/(H793*4))","v":{"$error":"#VALUE!"}}]
[{"$nulls":4},13.75,{"$f":"$DF$54","v":{"v":0,"d":"0.000"}},{"$f":"IF(SUM(F796:F847)-H794<=0,0,SUM(F796:F847)-H794)","v":{"v":0,"d":"0.00"}},{"v":0,"d":"0.000"},{"$nulls":51},{"$f":"IF(H793<=BH795-E847,0,H847*H791*H792*J791/(H793*4))","v":{"$error":"#VALUE!"}},{"$f":"IF(H793<=BI795-E847,0,H847*H791*H792*J791/(H793*4))","v":{"$error":"#VALUE!"}},{"$f":"IF(H793<=BJ795-E847,0,H847*H791*H792*J791/(H793*4))","v":{"$error":"#VALUE!"}},{"$f":"IF(H793<=BK795-E847,0,H847*H791*H792*J791/(H793*4))","v":{"$error":"#VALUE!"}},{"$f":"IF(H793<=BL795-E847,0,H847*H791*H792*J791/(H793*4))","v":{"$error":"#VALUE!"}},{"$f":"IF(H793<=BM795-E847,0,H847*H791*H792*J791/(H793*4))","v":{"$error":"#VALUE!"}},{"$f":"IF(H793<=BN795-E847,0,H847*H791*H792*J791/(H793*4))","v":{"$error":"#VALUE!"}},{"$f":"IF(H793<=BO795-E847,0,H847*H791*H792*J791/(H793*4))","v":{"$error":"#VALUE!"}},{"$f":"IF(H793<=BP795-E847,0,H847*H791*H792*J791/(H793*4))","v":{"$error":"#VALUE!"}},{"$f":"IF(H793<=BQ795-E847,0,H847*H791*H792*J791/(H793*4))","v":{"$error":"#VALUE!"}},{"$f":"IF(H793<=BR795-E847,0,H847*H791*H792*J791/(H793*4))","v":{"$error":"#VALUE!"}},{"$f":"IF(H793<=BS795-E847,0,H847*H791*H792*J791/(H793*4))","v":{"$error":"#VALUE!"}},{"$f":"IF(H793<=BT795-E847,0,H847*H791*H792*J791/(H793*4))","v":{"$error":"#VALUE!"}}]
[{"$nulls":4},{"v":14,"d":"14.00"},{"$f":"$DF$55","v":{"v":0,"d":"0.000"}},{"$f":"IF(SUM(F796:F848)-H794<=0,0,SUM(F796:F848)-H794)","v":{"v":0,"d":"0.00"}},{"v":0,"d":"0.000"},{"$nulls":52},{"$f":"IF(H793<=BI795-E848,0,H848*H791*H792*J791/(H793*4))","v":{"$error":"#VALUE!"}},{"$f":"IF(H793<=BJ795-E848,0,H848*H791*H792*J791/(H793*4))","v":{"$error":"#VALUE!"}},{"$f":"IF($H793<=$BK795-$E848,0,$H848*$H791*$H792*$J791/($H793*4))","v":{"$error":"#VALUE!"}},{"$f":"IF(H793<=BL795-E848,0,H848*H791*H792*J791/(H793*4))","v":{"$error":"#VALUE!"}},{"$f":"IF(H793<=BM795-E848,0,H848*H791*H792*J791/(H793*4))","v":{"$error":"#VALUE!"}},{"$f":"IF(H793<=BN795-E848,0,H848*H791*H792*J791/(H793*4))","v":{"$error":"#VALUE!"}},{"$f":"IF(H793<=BO795-E848,0,H848*H791*H792*J791/(H793*4))","v":{"$error":"#VALUE!"}},{"$f":"IF(H793<=BP795-E848,0,H848*H791*H792*J791/(H793*4))","v":{"$error":"#VALUE!"}},{"$f":"IF(H793<=BQ795-E848,0,H848*H791*H792*J791/(H793*4))","v":{"$error":"#VALUE!"}},{"$f":"IF(H793<=BR795-E848,0,H848*H791*H792*J791/(H793*4))","v":{"$error":"#VALUE!"}},{"$f":"IF(H793<=BS795-E848,0,H848*H791*H792*J791/(H793*4))","v":{"$error":"#VALUE!"}},{"$f":"IF(H793<=BT795-E848,0,H848*H791*H792*J791/(H793*4))","v":{"$error":"#VALUE!"}},{"$f":"IF(H793<=BU795-E848,0,H848*H791*H792*J791/(H793*4))","v":{"$error":"#VALUE!"}}]
[{"$nulls":4},14.25,{"$f":"$DF$56","v":{"v":0,"d":"0.000"}},{"$f":"IF(SUM(F796:F849)-H794<=0,0,SUM(F796:F849)-H794)","v":{"v":0,"d":"0.00"}},{"v":0,"d":"0.000"},{"$nulls":53},{"$f":"IF(H793<=BJ795-E849,0,H849*H791*H792*J791/(H793*4))","v":{"$error":"#VALUE!"}},{"$f":"IF(H793<=BK795-E849,0,H849*H791*H792*J791/(H793*4))","v":{"$error":"#VALUE!"}},{"$f":"IF(H793<=BL795-E849,0,H849*H791*H792*J791/(H793*4))","v":{"$error":"#VALUE!"}},{"$f":"IF(H793<=BM795-E849,0,H849*H791*H792*J791/(H793*4))","v":{"$error":"#VALUE!"}},{"$f":"IF(H793<=BN795-E849,0,H849*H791*H792*J791/(H793*4))","v":{"$error":"#VALUE!"}},{"$f":"IF(H793<=BO795-E849,0,H849*H791*H792*J791/(H793*4))","v":{"$error":"#VALUE!"}},{"$f":"IF(H793<=BP795-E849,0,H849*H791*H792*J791/(H793*4))","v":{"$error":"#VALUE!"}},{"$f":"IF(H793<=BQ795-E849,0,H849*H791*H792*J791/(H793*4))","v":{"$error":"#VALUE!"}},{"$f":"IF(H793<=BR795-E849,0,H849*H791*H792*J791/(H793*4))","v":{"$error":"#VALUE!"}},{"$f":"IF(H793<=BS795-E849,0,H849*H791*H792*J791/(H793*4))","v":{"$error":"#VALUE!"}},{"$f":"IF(H793<=BT795-E849,0,H849*H791*H792*J791/(H793*4))","v":{"$error":"#VALUE!"}},{"$f":"IF(H793<=BU795-E849,0,H849*H791*H792*J791/(H793*4))","v":{"$error":"#VALUE!"}},{"$f":"IF(H793<=BV795-E849,0,H849*H791*H792*J791/(H793*4))","v":{"$error":"#VALUE!"}}]
[{"$nulls":4},{"v":14.5,"d":"14.50"},{"$f":"$DF$57","v":{"v":0,"d":"0.000"}},{"$f":"IF(SUM(F796:F850)-H794<=0,0,SUM(F796:F850)-H794)","v":{"v":0,"d":"0.00"}},{"v":0,"d":"0.000"},{"$nulls":54},{"$f":"IF(H793<=BK795-E850,0,H850*H791*H792*J791/(H793*4))","v":{"$error":"#VALUE!"}},{"$f":"IF(H793<=BL795-E850,0,H850*H791*H792*J791/(H793*4))","v":{"$error":"#VALUE!"}},{"$f":"IF(H793<=BM795-E850,0,H850*H791*H792*J791/(H793*4))","v":{"$error":"#VALUE!"}},{"$f":"IF(H793<=BN795-E850,0,H850*H791*H792*J791/(H793*4))","v":{"$error":"#VALUE!"}},{"$f":"IF(H793<=BO795-E850,0,H850*H791*H792*J791/(H793*4))","v":{"$error":"#VALUE!"}},{"$f":"IF(H793<=BP795-E850,0,H850*H791*H792*J791/(H793*4))","v":{"$error":"#VALUE!"}},{"$f":"IF(H793<=BQ795-E850,0,H850*H791*H792*J791/(H793*4))","v":{"$error":"#VALUE!"}},{"$f":"IF(H793<=BR795-E850,0,H850*H791*H792*J791/(H793*4))","v":{"$error":"#VALUE!"}},{"$f":"IF(H793<=BS795-E850,0,H850*H791*H792*J791/(H793*4))","v":{"$error":"#VALUE!"}},{"$f":"IF(H793<=BT795-E850,0,H850*H791*H792*J791/(H793*4))","v":{"$error":"#VALUE!"}},{"$f":"IF(H793<=BU795-E850,0,H850*H791*H792*J791/(H793*4))","v":{"$error":"#VALUE!"}},{"$f":"IF(H793<=BV795-E850,0,H850*H791*H792*J791/(H793*4))","v":{"$error":"#VALUE!"}},{"$f":"IF(H793<=BW795-E850,0,H850*H791*H792*J791/(H793*4))","v":{"$error":"#VALUE!"}}]
[{"$nulls":4},14.75,{"$f":"$DF$58","v":{"v":0,"d":"0.000"}},{"$f":"IF(SUM(F796:F851)-H794<=0,0,SUM(F796:F851)-H794)","v":{"v":0,"d":"0.00"}},{"v":0,"d":"0.000"},{"$nulls":55},{"$f":"IF(H793<=BL795-E851,0,H851*H791*H792*J791/(H793*4))","v":{"$error":"#VALUE!"}},{"$f":"IF(H793<=BM795-E851,0,H851*H791*H792*J791/(H793*4))","v":{"$error":"#VALUE!"}},{"$f":"IF(H793<=BN795-E851,0,H851*H791*H792*J791/(H793*4))","v":{"$error":"#VALUE!"}},{"$f":"IF(H793<=BO795-E851,0,H851*H791*H792*J791/(H793*4))","v":{"$error":"#VALUE!"}},{"$f":"IF(H793<=BP795-E851,0,H851*H791*H792*J791/(H793*4))","v":{"$error":"#VALUE!"}},{"$f":"IF(H793<=BQ795-E851,0,H851*H791*H792*J791/(H793*4))","v":{"$error":"#VALUE!"}},{"$f":"IF(H793<=BR795-E851,0,H851*H791*H792*J791/(H793*4))","v":{"$error":"#VALUE!"}},{"$f":"IF(H793<=BS795-E851,0,H851*H791*H792*J791/(H793*4))","v":{"$error":"#VALUE!"}},{"$f":"IF(H793<=BT795-E851,0,H851*H791*H792*J791/(H793*4))","v":{"$error":"#VALUE!"}},{"$f":"IF(H793<=BU795-E851,0,H851*H791*H792*J791/(H793*4))","v":{"$error":"#VALUE!"}},{"$f":"IF(H793<=BV795-E851,0,H851*H791*H792*J791/(H793*4))","v":{"$error":"#VALUE!"}},{"$f":"IF(H793<=BW795-E851,0,H851*H791*H792*J791/(H793*4))","v":{"$error":"#VALUE!"}},{"$f":"IF(H793<=BX795-E851,0,H851*H791*H792*J791/(H793*4))","v":{"$error":"#VALUE!"}}]
[{"$nulls":4},{"v":15,"d":"15.00"},{"$f":"$DF$59","v":{"v":0,"d":"0.000"}},{"$f":"IF(SUM(F796:F852)-H794<=0,0,SUM(F796:F852)-H794)","v":{"v":0,"d":"0.00"}},{"v":0,"d":"0.000"},{"$nulls":56},{"$f":"IF(H793<=BM795-E852,0,H852*H791*H792*J791/(H793*4))","v":{"$error":"#VALUE!"}},{"$f":"IF(H793<=BN795-E852,0,H852*H791*H792*J791/(H793*4))","v":{"$error":"#VALUE!"}},{"$f":"IF(H793<=BO795-E852,0,H852*H791*H792*J791/(H793*4))","v":{"$error":"#VALUE!"}},{"$f":"IF(H793<=BP795-E852,0,H852*H791*H792*J791/(H793*4))","v":{"$error":"#VALUE!"}},{"$f":"IF(H793<=BQ795-E852,0,H852*H791*H792*J791/(H793*4))","v":{"$error":"#VALUE!"}},{"$f":"IF(H793<=BR795-E852,0,H852*H791*H792*J791/(H793*4))","v":{"$error":"#VALUE!"}},{"$f":"IF(H793<=BS795-E852,0,H852*H791*H792*J791/(H793*4))","v":{"$error":"#VALUE!"}},{"$f":"IF(H793<=BT795-E852,0,H852*H791*H792*J791/(H793*4))","v":{"$error":"#VALUE!"}},{"$f":"IF(H793<=BU795-E852,0,H852*H791*H792*J791/(H793*4))","v":{"$error":"#VALUE!"}},{"$f":"IF(H793<=BV795-E852,0,H852*H791*H792*J791/(H793*4))","v":{"$error":"#VALUE!"}},{"$f":"IF(H793<=BW795-E852,0,H852*H791*H792*J791/(H793*4))","v":{"$error":"#VALUE!"}},{"$f":"IF(H793<=BX795-E852,0,H852*H791*H792*J791/(H793*4))","v":{"$error":"#VALUE!"}},{"$f":"IF(H793<=BY795-E852,0,H852*H791*H792*J791/(H793*4))","v":{"$error":"#VALUE!"}}]
[{"$nulls":4},15.25,{"$f":"$DF$60","v":{"v":0,"d":"0.000"}},{"$f":"IF(SUM(F796:F853)-H794<=0,0,SUM(F796:F853)-H794)","v":{"v":0,"d":"0.00"}},{"v":0,"d":"0.000"},{"$nulls":57},{"$f":"IF(H793<=BN795-E853,0,H853*H791*H792*J791/(H793*4))","v":{"$error":"#VALUE!"}},{"$f":"IF(H793<=BO795-E853,0,H853*H791*H792*J791/(H793*4))","v":{"$error":"#VALUE!"}},{"$f":"IF(H793<=BP795-E853,0,H853*H791*H792*J791/(H793*4))","v":{"$error":"#VALUE!"}},{"$f":"IF(H793<=BQ795-E853,0,H853*H791*H792*J791/(H793*4))","v":{"$error":"#VALUE!"}},{"$f":"IF(H793<=BR795-E853,0,H853*H791*H792*J791/(H793*4))","v":{"$error":"#VALUE!"}},{"$f":"IF(H793<=BS795-E853,0,H853*H791*H792*J791/(H793*4))","v":{"$error":"#VALUE!"}},{"$f":"IF(H793<=BT795-E853,0,H853*H791*H792*J791/(H793*4))","v":{"$error":"#VALUE!"}},{"$f":"IF(H793<=BU795-E853,0,H853*H791*H792*J791/(H793*4))","v":{"$error":"#VALUE!"}},{"$f":"IF(H793<=BV795-E853,0,H853*H791*H792*J791/(H793*4))","v":{"$error":"#VALUE!"}},{"$f":"IF(H793<=BW795-E853,0,H853*H791*H792*J791/(H793*4))","v":{"$error":"#VALUE!"}},{"$f":"IF(H793<=BX795-E853,0,H853*H791*H792*J791/(H793*4))","v":{"$error":"#VALUE!"}},{"$f":"IF(H793<=BY795-E853,0,H853*H791*H792*J791/(H793*4))","v":{"$error":"#VALUE!"}},{"$f":"IF(H793<=BZ795-E853,0,H853*H791*H792*J791/(H793*4))","v":{"$error":"#VALUE!"}}]
[{"$nulls":4},{"v":15.5,"d":"15.50"},{"$f":"$DF$61","v":{"v":0,"d":"0.000"}},{"$f":"IF(SUM(F796:F854)-H794<=0,0,SUM(F796:F854)-H794)","v":{"v":0,"d":"0.00"}},{"v":0,"d":"0.000"},{"$nulls":58},{"$f":"IF(H793<=BO795-E854,0,H854*H791*H792*J791/(H793*4))","v":{"$error":"#VALUE!"}},{"$f":"IF(H793<=BP795-E854,0,H854*H791*H792*J791/(H793*4))","v":{"$error":"#VALUE!"}},{"$f":"IF(H793<=BQ795-E854,0,H854*H791*H792*J791/(H793*4))","v":{"$error":"#VALUE!"}},{"$f":"IF(H793<=BR795-E854,0,H854*H791*H792*J791/(H793*4))","v":{"$error":"#VALUE!"}},{"$f":"IF(H793<=BS795-E854,0,H854*H791*H792*J791/(H793*4))","v":{"$error":"#VALUE!"}},{"$f":"IF(H793<=BT795-E854,0,H854*H791*H792*J791/(H793*4))","v":{"$error":"#VALUE!"}},{"$f":"IF(H793<=BU795-E854,0,H854*H791*H792*J791/(H793*4))","v":{"$error":"#VALUE!"}},{"$f":"IF(H793<=BV795-E854,0,H854*H791*H792*J791/(H793*4))","v":{"$error":"#VALUE!"}},{"$f":"IF(H793<=BW795-E854,0,H854*H791*H792*J791/(H793*4))","v":{"$error":"#VALUE!"}},{"$f":"IF(H793<=BX795-E854,0,H854*H791*H792*J791/(H793*4))","v":{"$error":"#VALUE!"}},{"$f":"IF(H793<=BY795-E854,0,H854*H791*H792*J791/(H793*4))","v":{"$error":"#VALUE!"}},{"$f":"IF(H793<=BZ795-E854,0,H854*H791*H792*J791/(H793*4))","v":{"$error":"#VALUE!"}},{"$f":"IF(H793<=CA795-E854,0,H854*H791*H792*J791/(H793*4))","v":{"$error":"#VALUE!"}}]
[{"$nulls":4},15.75,{"$f":"$DF$62","v":{"v":0,"d":"0.000"}},{"$f":"IF(SUM(F796:F855)-H794<=0,0,SUM(F796:F855)-H794)","v":{"v":0,"d":"0.00"}},{"v":0,"d":"0.000"},{"$nulls":59},{"$f":"IF(H793<=BP795-E855,0,H855*H791*H792*J791/(H793*4))","v":{"$error":"#VALUE!"}},{"$f":"IF(H793<=BQ795-E855,0,H855*H791*H792*J791/(H793*4))","v":{"$error":"#VALUE!"}},{"$f":"IF(H793<=BR795-E855,0,H855*H791*H792*J791/(H793*4))","v":{"$error":"#VALUE!"}},{"$f":"IF(H793<=BS795-E855,0,H855*H791*H792*J791/(H793*4))","v":{"$error":"#VALUE!"}},{"$f":"IF(H793<=BT795-E855,0,H855*H791*H792*J791/(H793*4))","v":{"$error":"#VALUE!"}},{"$f":"IF(H793<=BU795-E855,0,H855*H791*H792*J791/(H793*4))","v":{"$error":"#VALUE!"}},{"$f":"IF(H793<=BV795-E855,0,H855*H791*H792*J791/(H793*4))","v":{"$error":"#VALUE!"}},{"$f":"IF(H793<=BW795-E855,0,H855*H791*H792*J791/(H793*4))","v":{"$error":"#VALUE!"}},{"$f":"IF(H793<=BX795-E855,0,H855*H791*H792*J791/(H793*4))","v":{"$error":"#VALUE!"}},{"$f":"IF(H793<=BY795-E855,0,H855*H791*H792*J791/(H793*4))","v":{"$error":"#VALUE!"}},{"$f":"IF(H793<=BZ795-E855,0,H855*H791*H792*J791/(H793*4))","v":{"$error":"#VALUE!"}},{"$f":"IF(H793<=CA795-E855,0,H855*H791*H792*J791/(H793*4))","v":{"$error":"#VALUE!"}},{"$f":"IF(H793<=CB795-E855,0,H855*H791*H792*J791/(H793*4))","v":{"$error":"#VALUE!"}}]
[{"$nulls":4},{"v":16,"d":"16.00"},{"$f":"$DF$63","v":{"v":0,"d":"0.000"}},{"$f":"IF(SUM(F796:F856)-H794<=0,0,SUM(F796:F856)-H794)","v":{"v":0,"d":"0.00"}},{"v":0,"d":"0.000"},{"$nulls":60},{"$f":"IF(H793<=BQ795-E856,0,H856*H791*H792*J791/(H793*4))","v":{"$error":"#VALUE!"}},{"$f":"IF(H793<=BR795-E856,0,H856*H791*H792*J791/(H793*4))","v":{"$error":"#VALUE!"}},{"$f":"IF(H793<=BS795-E856,0,H856*H791*H792*J791/(H793*4))","v":{"$error":"#VALUE!"}},{"$f":"IF(H793<=BT795-E856,0,H856*H791*H792*J791/(H793*4))","v":{"$error":"#VALUE!"}},{"$f":"IF(H793<=BU795-E856,0,H856*H791*H792*J791/(H793*4))","v":{"$error":"#VALUE!"}},{"$f":"IF(H793<=BV795-E856,0,H856*H791*H792*J791/(H793*4))","v":{"$error":"#VALUE!"}},{"$f":"IF(H793<=BW795-E856,0,H856*H791*H792*J791/(H793*4))","v":{"$error":"#VALUE!"}},{"$f":"IF(H793<=BX795-E856,0,H856*H791*H792*J791/(H793*4))","v":{"$error":"#VALUE!"}},{"$f":"IF(H793<=BY795-E856,0,H856*H791*H792*J791/(H793*4))","v":{"$error":"#VALUE!"}},{"$f":"IF(H793<=BZ795-E856,0,H856*H791*H792*J791/(H793*4))","v":{"$error":"#VALUE!"}},{"$f":"IF(H793<=CA795-E856,0,H856*H791*H792*J791/(H793*4))","v":{"$error":"#VALUE!"}},{"$f":"IF(H793<=CB795-E856,0,H856*H791*H792*J791/(H793*4))","v":{"$error":"#VALUE!"}},{"$f":"IF(H793<=CC795-E856,0,H856*H791*H792*J791/(H793*4))","v":{"$error":"#VALUE!"}}]
[{"$nulls":4},16.25,{"$f":"$DF$64","v":{"v":0,"d":"0.000"}},{"$f":"IF(SUM(F796:F857)-H794<=0,0,SUM(F796:F857)-H794)","v":{"v":0,"d":"0.00"}},{"v":0,"d":"0.000"},{"$nulls":61},{"$f":"IF(H793<=BR795-E857,0,H857*H791*H792*J791/(H793*4))","v":{"$error":"#VALUE!"}},{"$f":"IF(H793<=BS795-E857,0,H857*H791*H792*J791/(H793*4))","v":{"$error":"#VALUE!"}},{"$f":"IF(H793<=BT795-E857,0,H857*H791*H792*J791/(H793*4))","v":{"$error":"#VALUE!"}},{"$f":"IF(H793<=BU795-E857,0,H857*H791*H792*J791/(H793*4))","v":{"$error":"#VALUE!"}},{"$f":"IF(H793<=BV795-E857,0,H857*H791*H792*J791/(H793*4))","v":{"$error":"#VALUE!"}},{"$f":"IF(H793<=BW795-E857,0,H857*H791*H792*J791/(H793*4))","v":{"$error":"#VALUE!"}},{"$f":"IF(H793<=BX795-E857,0,H857*H791*H792*J791/(H793*4))","v":{"$error":"#VALUE!"}},{"$f":"IF(H793<=BY795-E857,0,H857*H791*H792*J791/(H793*4))","v":{"$error":"#VALUE!"}},{"$f":"IF(H793<=BZ795-E857,0,H857*H791*H792*J791/(H793*4))","v":{"$error":"#VALUE!"}},{"$f":"IF(H793<=CA795-E857,0,H857*H791*H792*J791/(H793*4))","v":{"$error":"#VALUE!"}},{"$f":"IF(H793<=CB795-E857,0,H857*H791*H792*J791/(H793*4))","v":{"$error":"#VALUE!"}},{"$f":"IF(H793<=CC795-E857,0,H857*H791*H792*J791/(H793*4))","v":{"$error":"#VALUE!"}},{"$f":"IF(H793<=CD795-E857,0,H857*H791*H792*J791/(H793*4))","v":{"$error":"#VALUE!"}}]
[{"$nulls":4},{"v":16.5,"d":"16.50"},{"$f":"$DF$65","v":{"v":0,"d":"0.000"}},{"$f":"IF(SUM(F796:F858)-H794<=0,0,SUM(F796:F858)-H794)","v":{"v":0,"d":"0.00"}},{"v":0,"d":"0.000"},{"$nulls":62},{"$f":"IF(H793<=BS795-E858,0,H858*H791*H792*J791/(H793*4))","v":{"$error":"#VALUE!"}},{"$f":"IF(H793<=BT795-E858,0,H858*H791*H792*J791/(H793*4))","v":{"$error":"#VALUE!"}},{"$f":"IF(H793<=BU795-E858,0,H858*H791*H792*J791/(H793*4))","v":{"$error":"#VALUE!"}},{"$f":"IF(H793<=BV795-E858,0,H858*H791*H792*J791/(H793*4))","v":{"$error":"#VALUE!"}},{"$f":"IF(H793<=BW795-E858,0,H858*H791*H792*J791/(H793*4))","v":{"$error":"#VALUE!"}},{"$f":"IF(H793<=BX795-E858,0,H858*H791*H792*J791/(H793*4))","v":{"$error":"#VALUE!"}},{"$f":"IF(H793<=BY795-E858,0,H858*H791*H792*J791/(H793*4))","v":{"$error":"#VALUE!"}},{"$f":"IF(H793<=BZ795-E858,0,H858*H791*H792*J791/(H793*4))","v":{"$error":"#VALUE!"}},{"$f":"IF(H793<=CA795-E858,0,H858*H791*H792*J791/(H793*4))","v":{"$error":"#VALUE!"}},{"$f":"IF(H793<=CB795-E858,0,H858*H791*H792*J791/(H793*4))","v":{"$error":"#VALUE!"}},{"$f":"IF(H793<=CC795-E858,0,H858*H791*H792*J791/(H793*4))","v":{"$error":"#VALUE!"}},{"$f":"IF(H793<=CD795-E858,0,H858*H791*H792*J791/(H793*4))","v":{"$error":"#VALUE!"}},{"$f":"IF(H793<=CE795-E858,0,H858*H791*H792*J791/(H793*4))","v":{"$error":"#VALUE!"}}]
[{"$nulls":4},16.75,{"$f":"$DF$66","v":{"v":0,"d":"0.000"}},{"$f":"IF(SUM(F796:F859)-H794<=0,0,SUM(F796:F859)-H794)","v":{"v":0,"d":"0.00"}},{"v":0,"d":"0.000"},{"$nulls":63},{"$f":"IF(H793<=BT795-E859,0,H859*H791*H792*J791/(H793*4))","v":{"$error":"#VALUE!"}},{"$f":"IF(H793<=BU795-E859,0,H859*H791*H792*J791/(H793*4))","v":{"$error":"#VALUE!"}},{"$f":"IF(H793<=BV795-E859,0,H859*H791*H792*J791/(H793*4))","v":{"$error":"#VALUE!"}},{"$f":"IF(H793<=BW795-E859,0,H859*H791*H792*J791/(H793*4))","v":{"$error":"#VALUE!"}},{"$f":"IF(H793<=BX795-E859,0,H859*H791*H792*J791/(H793*4))","v":{"$error":"#VALUE!"}},{"$f":"IF(H793<=BY795-E859,0,H859*H791*H792*J791/(H793*4))","v":{"$error":"#VALUE!"}},{"$f":"IF(H793<=BZ795-E859,0,H859*H791*H792*J791/(H793*4))","v":{"$error":"#VALUE!"}},{"$f":"IF(H793<=CA795-E859,0,H859*H791*H792*J791/(H793*4))","v":{"$error":"#VALUE!"}},{"$f":"IF(H793<=CB795-E859,0,H859*H791*H792*J791/(H793*4))","v":{"$error":"#VALUE!"}},{"$f":"IF(H793<=CC795-E859,0,H859*H791*H792*J791/(H793*4))","v":{"$error":"#VALUE!"}},{"$f":"IF(H793<=CD795-E859,0,H859*H791*H792*J791/(H793*4))","v":{"$error":"#VALUE!"}},{"$f":"IF(H793<=CE795-E859,0,H859*H791*H792*J791/(H793*4))","v":{"$error":"#VALUE!"}},{"$f":"IF(H793<=CF795-E859,0,H859*H791*H792*J791/(H793*4))","v":{"$error":"#VALUE!"}}]
[{"$nulls":4},{"v":17,"d":"17.00"},{"$f":"$DF$67","v":{"v":0,"d":"0.000"}},{"$f":"IF(SUM(F796:F860)-H794<=0,0,SUM(F796:F860)-H794)","v":{"v":0,"d":"0.00"}},{"v":0,"d":"0.000"},{"$nulls":64},{"$f":"IF(H793<=BU795-E860,0,H860*H791*H792*J791/(H793*4))","v":{"$error":"#VALUE!"}},{"$f":"IF(H793<=BV795-E860,0,H860*H791*H792*J791/(H793*4))","v":{"$error":"#VALUE!"}},{"$f":"IF(H793<=BW795-E860,0,H860*H791*H792*J791/(H793*4))","v":{"$error":"#VALUE!"}},{"$f":"IF(H793<=BX795-E860,0,H860*H791*H792*J791/(H793*4))","v":{"$error":"#VALUE!"}},{"$f":"IF(H793<=BY795-E860,0,H860*H791*H792*J791/(H793*4))","v":{"$error":"#VALUE!"}},{"$f":"IF(H793<=BZ795-E860,0,H860*H791*H792*J791/(H793*4))","v":{"$error":"#VALUE!"}},{"$f":"IF(H793<=CA795-E860,0,H860*H791*H792*J791/(H793*4))","v":{"$error":"#VALUE!"}},{"$f":"IF(H793<=CB795-E860,0,H860*H791*H792*J791/(H793*4))","v":{"$error":"#VALUE!"}},{"$f":"IF(H793<=CC795-E860,0,H860*H791*H792*J791/(H793*4))","v":{"$error":"#VALUE!"}},{"$f":"IF(H793<=CD795-E860,0,H860*H791*H792*J791/(H793*4))","v":{"$error":"#VALUE!"}},{"$f":"IF(H793<=CE795-E860,0,H860*H791*H792*J791/(H793*4))","v":{"$error":"#VALUE!"}},{"$f":"IF(H793<=CF795-E860,0,H860*H791*H792*J791/(H793*4))","v":{"$error":"#VALUE!"}},{"$f":"IF(H793<=CG795-E860,0,H860*H791*H792*J791/(H793*4))","v":{"$error":"#VALUE!"}}]
[{"$nulls":4},17.25,{"$f":"$DF$68","v":{"v":0,"d":"0.000"}},{"$f":"IF(SUM(F796:F861)-H794<=0,0,SUM(F796:F861)-H794)","v":{"v":0,"d":"0.00"}},{"$f":"G861-G860","v":{"v":0,"d":"0.000"}},{"$nulls":65},{"$f":"IF(H793<=BV795-E861,0,H861*H791*H792*J791/(H793*4))","v":{"$error":"#VALUE!"}},{"$f":"IF(H793<=BW795-E861,0,H861*H791*H792*J791/(H793*4))","v":{"$error":"#VALUE!"}},{"$f":"IF(H793<=BX795-E861,0,H861*H791*H792*J791/(H793*4))","v":{"$error":"#VALUE!"}},{"$f":"IF(H793<=BY795-E861,0,H861*H791*H792*J791/(H793*4))","v":{"$error":"#VALUE!"}},{"$f":"IF(H793<=BZ795-E861,0,H861*H791*H792*J791/(H793*4))","v":{"$error":"#VALUE!"}},{"$f":"IF(H793<=CA795-E861,0,H861*H791*H792*J791/(H793*4))","v":{"$error":"#VALUE!"}},{"$f":"IF(H793<=CB795-E861,0,H861*H791*H792*J791/(H793*4))","v":{"$error":"#VALUE!"}},{"$f":"IF(H793<=CC795-E861,0,H861*H791*H792*J791/(H793*4))","v":{"$error":"#VALUE!"}},{"$f":"IF(H793<=CD795-E861,0,H861*H791*H792*J791/(H793*4))","v":{"$error":"#VALUE!"}},{"$f":"IF(H793<=CE795-E861,0,H861*H791*H792*J791/(H793*4))","v":{"$error":"#VALUE!"}},{"$f":"IF(H793<=CF795-E861,0,H861*H791*H792*J791/(H793*4))","v":{"$error":"#VALUE!"}},{"$f":"IF(H793<=CG795-E861,0,H861*H791*H792*J791/(H793*4))","v":{"$error":"#VALUE!"}},{"$f":"IF(H793<=CH795-E861,0,H861*H791*H792*J791/(H793*4))","v":{"$error":"#VALUE!"}}]
[{"$nulls":4},{"v":17.5,"d":"17.50"},{"$f":"$DF$69","v":{"v":0,"d":"0.000"}},{"$f":"IF(SUM(F796:F862)-H794<=0,0,SUM(F796:F862)-H794)","v":{"v":0,"d":"0.00"}},{"v":0,"d":"0.000"},{"$nulls":66},{"$f":"IF(H793<=BW795-E862,0,H862*H791*H792*J791/(H793*4))","v":{"$error":"#VALUE!"}},{"$f":"IF(H793<=BX795-E862,0,H862*H791*H792*J791/(H793*4))","v":{"$error":"#VALUE!"}},{"$f":"IF(H793<=BY795-E862,0,H862*H791*H792*J791/(H793*4))","v":{"$error":"#VALUE!"}},{"$f":"IF(H793<=BZ795-E862,0,H862*H791*H792*J791/(H793*4))","v":{"$error":"#VALUE!"}},{"$f":"IF(H793<=CA795-E862,0,H862*H791*H792*J791/(H793*4))","v":{"$error":"#VALUE!"}},{"$f":"IF(H793<=CB795-E862,0,H862*H791*H792*J791/(H793*4))","v":{"$error":"#VALUE!"}},{"$f":"IF(H793<=CC795-E862,0,H862*H791*H792*J791/(H793*4))","v":{"$error":"#VALUE!"}},{"$f":"IF(H793<=CD795-E862,0,H862*H791*H792*J791/(H793*4))","v":{"$error":"#VALUE!"}},{"$f":"IF(H793<=CE795-E862,0,H862*H791*H792*J791/(H793*4))","v":{"$error":"#VALUE!"}},{"$f":"IF(H793<=CF795-E862,0,H862*H791*H792*J791/(H793*4))","v":{"$error":"#VALUE!"}},{"$f":"IF(H793<=CG795-E862,0,H862*H791*H792*J791/(H793*4))","v":{"$error":"#VALUE!"}},{"$f":"IF(H793<=CH795-E862,0,H862*H791*H792*J791/(H793*4))","v":{"$error":"#VALUE!"}},{"$f":"IF(H793<=CI795-E862,0,H862*H791*H792*J791/(H793*4))","v":{"$error":"#VALUE!"}}]
[{"$nulls":4},17.75,{"$f":"$DF$70","v":{"v":0,"d":"0.000"}},{"$f":"IF(SUM(F796:F863)-H794<=0,0,SUM(F796:F863)-H794)","v":{"v":0,"d":"0.00"}},{"v":0,"d":"0.000"},{"$nulls":67},{"$f":"IF(H793<=BX795-E863,0,H863*H791*H792*J791/(H793*4))","v":{"$error":"#VALUE!"}},{"$f":"IF(H793<=BY795-E863,0,H863*H791*H792*J791/(H793*4))","v":{"$error":"#VALUE!"}},{"$f":"IF(H793<=BZ795-E863,0,H863*H791*H792*J791/(H793*4))","v":{"$error":"#VALUE!"}},{"$f":"IF(H793<=CA795-E863,0,H863*H791*H792*J791/(H793*4))","v":{"$error":"#VALUE!"}},{"$f":"IF(H793<=CB795-E863,0,H863*H791*H792*J791/(H793*4))","v":{"$error":"#VALUE!"}},{"$f":"IF(H793<=CC795-E863,0,H863*H791*H792*J791/(H793*4))","v":{"$error":"#VALUE!"}},{"$f":"IF(H793<=CD795-E863,0,H863*H791*H792*J791/(H793*4))","v":{"$error":"#VALUE!"}},{"$f":"IF(H793<=CE795-E863,0,H863*H791*H792*J791/(H793*4))","v":{"$error":"#VALUE!"}},{"$f":"IF(H793<=CF795-E863,0,H863*H791*H792*J791/(H793*4))","v":{"$error":"#VALUE!"}},{"$f":"IF(H793<=CG795-E863,0,H863*H791*H792*J791/(H793*4))","v":{"$error":"#VALUE!"}},{"$f":"IF(H793<=CH795-E863,0,H863*H791*H792*J791/(H793*4))","v":{"$error":"#VALUE!"}},{"$f":"IF(H793<=CI795-E863,0,H863*H791*H792*J791/(H793*4))","v":{"$error":"#VALUE!"}},{"$f":"IF(H793<=CJ795-E863,0,H863*H791*H792*J791/(H793*4))","v":{"$error":"#VALUE!"}}]
[{"$nulls":4},{"v":18,"d":"18.00"},{"$f":"$DF$71","v":{"v":0,"d":"0.000"}},{"$f":"IF(SUM(F796:F864)-H794<=0,0,SUM(F796:F864)-H794)","v":{"v":0,"d":"0.00"}},{"v":0,"d":"0.000"},{"$nulls":68},{"$f":"IF(H793<=BY795-E864,0,H864*H791*H792*J791/(H793*4))","v":{"$error":"#VALUE!"}},{"$f":"IF(H793<=BZ795-E864,0,H864*H791*H792*J791/(H793*4))","v":{"$error":"#VALUE!"}},{"$f":"IF(H793<=CA795-E864,0,H864*H791*H792*J791/(H793*4))","v":{"$error":"#VALUE!"}},{"$f":"IF(H793<=CB795-E864,0,H864*H791*H792*J791/(H793*4))","v":{"$error":"#VALUE!"}},{"$f":"IF(H793<=CC795-E864,0,H864*H791*H792*J791/(H793*4))","v":{"$error":"#VALUE!"}},{"$f":"IF(H793<=CD795-E864,0,H864*H791*H792*J791/(H793*4))","v":{"$error":"#VALUE!"}},{"$f":"IF(H793<=CE795-E864,0,H864*H791*H792*J791/(H793*4))","v":{"$error":"#VALUE!"}},{"$f":"IF(H793<=CF795-E864,0,H864*H791*H792*J791/(H793*4))","v":{"$error":"#VALUE!"}},{"$f":"IF(H793<=CG795-E864,0,H864*H791*H792*J791/(H793*4))","v":{"$error":"#VALUE!"}},{"$f":"IF(H793<=CH795-E864,0,H864*H791*H792*J791/(H793*4))","v":{"$error":"#VALUE!"}},{"$f":"IF(H793<=CI795-E864,0,H864*H791*H792*J791/(H793*4))","v":{"$error":"#VALUE!"}},{"$f":"IF(H793<=CJ795-E864,0,H864*H791*H792*J791/(H793*4))","v":{"$error":"#VALUE!"}},{"$f":"IF(H793<=CK795-E864,0,H864*H791*H792*J791/(H793*4))","v":{"$error":"#VALUE!"}}]
[{"$nulls":4},18.25,{"$f":"$DF$72","v":{"v":0,"d":"0.000"}},{"$f":"IF(SUM(F796:F865)-H794<=0,0,SUM(F796:F865)-H794)","v":{"v":0,"d":"0.00"}},{"v":0,"d":"0.000"},{"$nulls":69},{"$f":"IF(H793<=BZ795-E865,0,H865*H791*H792*J791/(H793*4))","v":{"$error":"#VALUE!"}},{"$f":"IF(H793<=CA795-E865,0,H865*H791*H792*J791/(H793*4))","v":{"$error":"#VALUE!"}},{"$f":"IF(H793<=CB795-E865,0,H865*H791*H792*J791/(H793*4))","v":{"$error":"#VALUE!"}},{"$f":"IF(H793<=CC795-E865,0,H865*H791*H792*J791/(H793*4))","v":{"$error":"#VALUE!"}},{"$f":"IF(H793<=CD795-E865,0,H865*H791*H792*J791/(H793*4))","v":{"$error":"#VALUE!"}},{"$f":"IF(H793<=CE795-E865,0,H865*H791*H792*J791/(H793*4))","v":{"$error":"#VALUE!"}},{"$f":"IF(H793<=CF795-E865,0,H865*H791*H792*J791/(H793*4))","v":{"$error":"#VALUE!"}},{"$f":"IF(H793<=CG795-E865,0,H865*H791*H792*J791/(H793*4))","v":{"$error":"#VALUE!"}},{"$f":"IF(H793<=CH795-E865,0,H865*H791*H792*J791/(H793*4))","v":{"$error":"#VALUE!"}},{"$f":"IF(H793<=CI795-E865,0,H865*H791*H792*J791/(H793*4))","v":{"$error":"#VALUE!"}},{"$f":"IF(H793<=CJ795-E865,0,H865*H791*H792*J791/(H793*4))","v":{"$error":"#VALUE!"}},{"$f":"IF(H793<=CK795-E865,0,H865*H791*H792*J791/(H793*4))","v":{"$error":"#VALUE!"}},{"$f":"IF(H793<=CL795-E865,0,H865*H791*H792*J791/(H793*4))","v":{"$error":"#VALUE!"}}]
[{"$nulls":4},{"v":18.5,"d":"18.50"},{"$f":"$DF$73","v":{"v":0,"d":"0.000"}},{"$f":"IF(SUM(F796:F866)-H794<=0,0,SUM(F796:F866)-H794)","v":{"v":0,"d":"0.00"}},{"v":0,"d":"0.000"},{"$nulls":70},{"$f":"IF(H793<=CA795-E866,0,H866*H791*H792*J791/(H793*4))","v":{"$error":"#VALUE!"}},{"$f":"IF(H793<=CB795-E866,0,H866*H791*H792*J791/(H793*4))","v":{"$error":"#VALUE!"}},{"$f":"IF(H793<=CC795-E866,0,H866*H791*H792*J791/(H793*4))","v":{"$error":"#VALUE!"}},{"$f":"IF(H793<=CD795-E866,0,H866*H791*H792*J791/(H793*4))","v":{"$error":"#VALUE!"}},{"$f":"IF(H793<=CE795-E866,0,H866*H791*H792*J791/(H793*4))","v":{"$error":"#VALUE!"}},{"$f":"IF(H793<=CF795-E866,0,H866*H791*H792*J791/(H793*4))","v":{"$error":"#VALUE!"}},{"$f":"IF(H793<=CG795-E866,0,H866*H791*H792*J791/(H793*4))","v":{"$error":"#VALUE!"}},{"$f":"IF(H793<=CH795-E866,0,H866*H791*H792*J791/(H793*4))","v":{"$error":"#VALUE!"}},{"$f":"IF(H793<=CI795-E866,0,H866*H791*H792*J791/(H793*4))","v":{"$error":"#VALUE!"}},{"$f":"IF(H793<=CJ795-E866,0,H866*H791*H792*J791/(H793*4))","v":{"$error":"#VALUE!"}},{"$f":"IF(H793<=CK795-E866,0,H866*H791*H792*J791/(H793*4))","v":{"$error":"#VALUE!"}},{"$f":"IF(H793<=CL795-E866,0,H866*H791*H792*J791/(H793*4))","v":{"$error":"#VALUE!"}},{"$f":"IF(H793<=CM795-E866,0,H866*H791*H792*J791/(H793*4))","v":{"$error":"#VALUE!"}}]
[{"$nulls":4},18.75,{"$f":"$DF$74","v":{"v":0,"d":"0.000"}},{"$f":"IF(SUM(F796:F867)-H794<=0,0,SUM(F796:F867)-H794)","v":{"v":0,"d":"0.00"}},{"v":0,"d":"0.000"},{"$nulls":71},{"$f":"IF(H793<=CB795-E867,0,H867*H791*H792*J791/(H793*4))","v":{"$error":"#VALUE!"}},{"$f":"IF(H793<=CC795-E867,0,H867*H791*H792*J791/(H793*4))","v":{"$error":"#VALUE!"}},{"$f":"IF(H793<=CD795-E867,0,H867*H791*H792*J791/(H793*4))","v":{"$error":"#VALUE!"}},{"$f":"IF(H793<=CE795-E867,0,H867*H791*H792*J791/(H793*4))","v":{"$error":"#VALUE!"}},{"$f":"IF(H793<=CF795-E867,0,H867*H791*H792*J791/(H793*4))","v":{"$error":"#VALUE!"}},{"$f":"IF(H793<=CG795-E867,0,H867*H791*H792*J791/(H793*4))","v":{"$error":"#VALUE!"}},{"$f":"IF(H793<=CH795-E867,0,H867*H791*H792*J791/(H793*4))","v":{"$error":"#VALUE!"}},{"$f":"IF(H793<=CI795-E867,0,H867*H791*H792*J791/(H793*4))","v":{"$error":"#VALUE!"}},{"$f":"IF(H793<=CJ795-E867,0,H867*H791*H792*J791/(H793*4))","v":{"$error":"#VALUE!"}},{"$f":"IF(H793<=CK795-E867,0,H867*H791*H792*J791/(H793*4))","v":{"$error":"#VALUE!"}},{"$f":"IF(H793<=CL795-E867,0,H867*H791*H792*J791/(H793*4))","v":{"$error":"#VALUE!"}},{"$f":"IF(H793<=CM795-E867,0,H867*H791*H792*J791/(H793*4))","v":{"$error":"#VALUE!"}},{"$f":"IF(H793<=CN795-E867,0,H867*H791*H792*J791/(H793*4))","v":{"$error":"#VALUE!"}}]
[{"$nulls":4},{"v":19,"d":"19.00"},{"$f":"$DF$75","v":{"v":0,"d":"0.000"}},{"$f":"IF(SUM(F796:F868)-H794<=0,0,SUM(F796:F868)-H794)","v":{"v":0,"d":"0.00"}},{"v":0,"d":"0.000"},{"$nulls":72},{"$f":"IF(H793<=CC795-E868,0,H868*H791*H792*J791/(H793*4))","v":{"$error":"#VALUE!"}},{"$f":"IF(H793<=CD795-E868,0,H868*H791*H792*J791/(H793*4))","v":{"$error":"#VALUE!"}},{"$f":"IF(H793<=CE795-E868,0,H868*H791*H792*J791/(H793*4))","v":{"$error":"#VALUE!"}},{"$f":"IF(H793<=CF795-E868,0,H868*H791*H792*J791/(H793*4))","v":{"$error":"#VALUE!"}},{"$f":"IF(H793<=CG795-E868,0,H868*H791*H792*J791/(H793*4))","v":{"$error":"#VALUE!"}},{"$f":"IF(H793<=CH795-E868,0,H868*H791*H792*J791/(H793*4))","v":{"$error":"#VALUE!"}},{"$f":"IF(H793<=CI795-E868,0,H868*H791*H792*J791/(H793*4))","v":{"$error":"#VALUE!"}},{"$f":"IF(H793<=CJ795-E868,0,H868*H791*H792*J791/(H793*4))","v":{"$error":"#VALUE!"}},{"$f":"IF(H793<=CK795-E868,0,H868*H791*H792*J791/(H793*4))","v":{"$error":"#VALUE!"}},{"$f":"IF(H793<=CL795-E868,0,H868*H791*H792*J791/(H793*4))","v":{"$error":"#VALUE!"}},{"$f":"IF(H793<=CM795-E868,0,H868*H791*H792*J791/(H793*4))","v":{"$error":"#VALUE!"}},{"$f":"IF(H793<=CN795-E868,0,H868*H791*H792*J791/(H793*4))","v":{"$error":"#VALUE!"}},{"$f":"IF(H793<=CO795-E868,0,H868*H791*H792*J791/(H793*4))","v":{"$error":"#VALUE!"}}]
[{"$nulls":4},19.25,{"$f":"$DF$76","v":{"v":0,"d":"0.000"}},{"$f":"IF(SUM(F796:F869)-H794<=0,0,SUM(F796:F869)-H794)","v":{"v":0,"d":"0.00"}},{"v":0,"d":"0.000"},{"$nulls":73},{"$f":"IF(H793<=CD795-E869,0,H869*H791*H792*J791/(H793*4))","v":{"$error":"#VALUE!"}},{"$f":"IF(H793<=CE795-E869,0,H869*H791*H792*J791/(H793*4))","v":{"$error":"#VALUE!"}},{"$f":"IF(H793<=CF795-E869,0,H869*H791*H792*J791/(H793*4))","v":{"$error":"#VALUE!"}},{"$f":"IF(H793<=CG795-E869,0,H869*H791*H792*J791/(H793*4))","v":{"$error":"#VALUE!"}},{"$f":"IF(H793<=CH795-E869,0,H869*H791*H792*J791/(H793*4))","v":{"$error":"#VALUE!"}},{"$f":"IF(H793<=CI795-E869,0,H869*H791*H792*J791/(H793*4))","v":{"$error":"#VALUE!"}},{"$f":"IF(H793<=CJ795-E869,0,H869*H791*H792*J791/(H793*4))","v":{"$error":"#VALUE!"}},{"$f":"IF(H793<=CK795-E869,0,H869*H791*H792*J791/(H793*4))","v":{"$error":"#VALUE!"}},{"$f":"IF(H793<=CL795-E869,0,H869*H791*H792*J791/(H793*4))","v":{"$error":"#VALUE!"}},{"$f":"IF(H793<=CM795-E869,0,H869*H791*H792*J791/(H793*4))","v":{"$error":"#VALUE!"}},{"$f":"IF(H793<=CN795-E869,0,H869*H791*H792*J791/(H793*4))","v":{"$error":"#VALUE!"}},{"$f":"IF(H793<=CO795-E869,0,H869*H791*H792*J791/(H793*4))","v":{"$error":"#VALUE!"}},{"$f":"IF(H793<=CP795-E869,0,H869*H791*H792*J791/(H793*4))","v":{"$error":"#VALUE!"}}]
[{"$nulls":4},{"v":19.5,"d":"19.50"},{"$f":"$DF$77","v":{"v":0,"d":"0.000"}},{"$f":"IF(SUM(F796:F870)-H794<=0,0,SUM(F796:F870)-H794)","v":{"v":0,"d":"0.00"}},{"v":0,"d":"0.000"},{"$nulls":74},{"$f":"IF(H793<=CE795-E870,0,H870*H791*H792*J791/(H793*4))","v":{"$error":"#VALUE!"}},{"$f":"IF(H793<=CF795-E870,0,H870*H791*H792*J791/(H793*4))","v":{"$error":"#VALUE!"}},{"$f":"IF(H793<=CG795-E870,0,H870*H791*H792*J791/(H793*4))","v":{"$error":"#VALUE!"}},{"$f":"IF(H793<=CH795-E870,0,H870*H791*H792*J791/(H793*4))","v":{"$error":"#VALUE!"}},{"$f":"IF(H793<=CI795-E870,0,H870*H791*H792*J791/(H793*4))","v":{"$error":"#VALUE!"}},{"$f":"IF(H793<=CJ795-E870,0,H870*H791*H792*J791/(H793*4))","v":{"$error":"#VALUE!"}},{"$f":"IF(H793<=CK795-E870,0,H870*H791*H792*J791/(H793*4))","v":{"$error":"#VALUE!"}},{"$f":"IF(H793<=CL795-E870,0,H870*H791*H792*J791/(H793*4))","v":{"$error":"#VALUE!"}},{"$f":"IF(H793<=CM795-E870,0,H870*H791*H792*J791/(H793*4))","v":{"$error":"#VALUE!"}},{"$f":"IF(H793<=CN795-E870,0,H870*H791*H792*J791/(H793*4))","v":{"$error":"#VALUE!"}},{"$f":"IF(H793<=CO795-E870,0,H870*H791*H792*J791/(H793*4))","v":{"$error":"#VALUE!"}},{"$f":"IF(H793<=CP795-E870,0,H870*H791*H792*J791/(H793*4))","v":{"$error":"#VALUE!"}},{"$f":"IF(H793<=CQ795-E870,0,H870*H791*H792*J791/(H793*4))","v":{"$error":"#VALUE!"}}]
[{"$nulls":4},19.75,{"$f":"$DF$78","v":{"v":0,"d":"0.000"}},{"$f":"IF(SUM(F796:F871)-H794<=0,0,SUM(F796:F871)-H794)","v":{"v":0,"d":"0.00"}},{"v":0,"d":"0.000"},{"$nulls":75},{"$f":"IF(H793<=CF795-E871,0,H871*H791*H792*J791/(H793*4))","v":{"$error":"#VALUE!"}},{"$f":"IF(H793<=CG795-E871,0,H871*H791*H792*J791/(H793*4))","v":{"$error":"#VALUE!"}},{"$f":"IF(H793<=CH795-E871,0,H871*H791*H792*J791/(H793*4))","v":{"$error":"#VALUE!"}},{"$f":"IF(H793<=CI795-E871,0,H871*H791*H792*J791/(H793*4))","v":{"$error":"#VALUE!"}},{"$f":"IF(H793<=CJ795-E871,0,H871*H791*H792*J791/(H793*4))","v":{"$error":"#VALUE!"}},{"$f":"IF(H793<=CK795-E871,0,H871*H791*H792*J791/(H793*4))","v":{"$error":"#VALUE!"}},{"$f":"IF(H793<=CL795-E871,0,H871*H791*H792*J791/(H793*4))","v":{"$error":"#VALUE!"}},{"$f":"IF(H793<=CM795-E871,0,H871*H791*H792*J791/(H793*4))","v":{"$error":"#VALUE!"}},{"$f":"IF(H793<=CN795-E871,0,H871*H791*H792*J791/(H793*4))","v":{"$error":"#VALUE!"}},{"$f":"IF(H793<=CO795-E871,0,H871*H791*H792*J791/(H793*4))","v":{"$error":"#VALUE!"}},{"$f":"IF(H793<=CP795-E871,0,H871*H791*H792*J791/(H793*4))","v":{"$error":"#VALUE!"}},{"$f":"IF(H793<=CQ795-E871,0,H871*H791*H792*J791/(H793*4))","v":{"$error":"#VALUE!"}},{"$f":"IF(H793<=CR795-E871,0,H871*H791*H792*J791/(H793*4))","v":{"$error":"#VALUE!"}}]
[{"$nulls":4},{"v":20,"d":"20.00"},{"$f":"$DF$79","v":{"v":0,"d":"0.000"}},{"$f":"IF(SUM(F796:F872)-H794<=0,0,SUM(F796:F872)-H794)","v":{"v":0,"d":"0.00"}},{"v":0,"d":"0.000"},{"$nulls":76},{"$f":"IF(H793<=CG795-E872,0,H872*H791*H792*J791/(H793*4))","v":{"$error":"#VALUE!"}},{"$f":"IF(H793<=CH795-E872,0,H872*H791*H792*J791/(H793*4))","v":{"$error":"#VALUE!"}},{"$f":"IF(H793<=CI795-E872,0,H872*H791*H792*J791/(H793*4))","v":{"$error":"#VALUE!"}},{"$f":"IF(H793<=CJ795-E872,0,H872*H791*H792*J791/(H793*4))","v":{"$error":"#VALUE!"}},{"$f":"IF(H793<=CK795-E872,0,H872*H791*H792*J791/(H793*4))","v":{"$error":"#VALUE!"}},{"$f":"IF(H793<=CL795-E872,0,H872*H791*H792*J791/(H793*4))","v":{"$error":"#VALUE!"}},{"$f":"IF(H793<=CM795-E872,0,H872*H791*H792*J791/(H793*4))","v":{"$error":"#VALUE!"}},{"$f":"IF(H793<=CN795-E872,0,H872*H791*H792*J791/(H793*4))","v":{"$error":"#VALUE!"}},{"$f":"IF(H793<=CO795-E872,0,H872*H791*H792*J791/(H793*4))","v":{"$error":"#VALUE!"}},{"$f":"IF(H793<=CP795-E872,0,H872*H791*H792*J791/(H793*4))","v":{"$error":"#VALUE!"}},{"$f":"IF(H793<=CQ795-E872,0,H872*H791*H792*J791/(H793*4))","v":{"$error":"#VALUE!"}},{"$f":"IF(H793<=CR795-E872,0,H872*H791*H792*J791/(H793*4))","v":{"$error":"#VALUE!"}},{"$f":"IF(H793<=CS795-E872,0,H872*H791*H792*J791/(H793*4))","v":{"$error":"#VALUE!"}}]
[{"$nulls":4},20.25,{"$f":"$DF$80","v":{"v":0,"d":"0.000"}},{"$f":"IF(SUM(F796:F873)-H794<=0,0,SUM(F796:F873)-H794)","v":{"v":0,"d":"0.00"}},{"v":0,"d":"0.000"},{"$nulls":77},{"$f":"IF(H793<=CH795-E873,0,H873*H791*H792*J791/(H793*4))","v":{"$error":"#VALUE!"}},{"$f":"IF(H793<=CI795-E873,0,H873*H791*H792*J791/(H793*4))","v":{"$error":"#VALUE!"}},{"$f":"IF(H793<=CJ795-E873,0,H873*H791*H792*J791/(H793*4))","v":{"$error":"#VALUE!"}},{"$f":"IF(H793<=CK795-E873,0,H873*H791*H792*J791/(H793*4))","v":{"$error":"#VALUE!"}},{"$f":"IF(H793<=CL795-E873,0,H873*H791*H792*J791/(H793*4))","v":{"$error":"#VALUE!"}},{"$f":"IF(H793<=CM795-E873,0,H873*H791*H792*J791/(H793*4))","v":{"$error":"#VALUE!"}},{"$f":"IF(H793<=CN795-E873,0,H873*H791*H792*J791/(H793*4))","v":{"$error":"#VALUE!"}},{"$f":"IF(H793<=CO795-E873,0,H873*H791*H792*J791/(H793*4))","v":{"$error":"#VALUE!"}},{"$f":"IF(H793<=CP795-E873,0,H873*H791*H792*J791/(H793*4))","v":{"$error":"#VALUE!"}},{"$f":"IF(H793<=CQ795-E873,0,H873*H791*H792*J791/(H793*4))","v":{"$error":"#VALUE!"}},{"$f":"IF(H793<=CR795-E873,0,H873*H791*H792*J791/(H793*4))","v":{"$error":"#VALUE!"}},{"$f":"IF(H793<=CS795-E873,0,H873*H791*H792*J791/(H793*4))","v":{"$error":"#VALUE!"}},{"$f":"IF(H793<=CT795-E873,0,H873*H791*H792*J791/(H793*4))","v":{"$error":"#VALUE!"}}]
[{"$nulls":4},{"v":20.5,"d":"20.50"},{"$f":"$DF$81","v":{"v":0,"d":"0.000"}},{"$f":"IF(SUM(F796:F874)-H794<=0,0,SUM(F796:F874)-H794)","v":{"v":0,"d":"0.00"}},{"v":0,"d":"0.000"},{"$nulls":78},{"$f":"IF(H793<=CI795-E874,0,H874*H791*H792*J791/(H793*4))","v":{"$error":"#VALUE!"}},{"$f":"IF(H793<=CJ795-E874,0,H874*H791*H792*J791/(H793*4))","v":{"$error":"#VALUE!"}},{"$f":"IF(H793<=CK795-E874,0,H874*H791*H792*J791/(H793*4))","v":{"$error":"#VALUE!"}},{"$f":"IF(H793<=CL795-E874,0,H874*H791*H792*J791/(H793*4))","v":{"$error":"#VALUE!"}},{"$f":"IF(H793<=CM795-E874,0,H874*H791*H792*J791/(H793*4))","v":{"$error":"#VALUE!"}},{"$f":"IF(H793<=CN795-E874,0,H874*H791*H792*J791/(H793*4))","v":{"$error":"#VALUE!"}},{"$f":"IF(H793<=CO795-E874,0,H874*H791*H792*J791/(H793*4))","v":{"$error":"#VALUE!"}},{"$f":"IF(H793<=CP795-E874,0,H874*H791*H792*J791/(H793*4))","v":{"$error":"#VALUE!"}},{"$f":"IF(H793<=CQ795-E874,0,H874*H791*H792*J791/(H793*4))","v":{"$error":"#VALUE!"}},{"$f":"IF(H793<=CR795-E874,0,H874*H791*H792*J791/(H793*4))","v":{"$error":"#VALUE!"}},{"$f":"IF(H793<=CS795-E874,0,H874*H791*H792*J791/(H793*4))","v":{"$error":"#VALUE!"}},{"$f":"IF(H793<=CT795-E874,0,H874*H791*H792*J791/(H793*4))","v":{"$error":"#VALUE!"}},{"$f":"IF(H793<=CU795-E874,0,H874*H791*H792*J791/(H793*4))","v":{"$error":"#VALUE!"}}]
[{"$nulls":4},20.75,{"$f":"$DF$82","v":{"v":0,"d":"0.000"}},{"$f":"IF(SUM(F796:F875)-H794<=0,0,SUM(F796:F875)-H794)","v":{"v":0,"d":"0.00"}},{"v":0,"d":"0.000"},{"$nulls":79},{"$f":"IF(H793<=CJ795-E875,0,H875*H791*H792*J791/(H793*4))","v":{"$error":"#VALUE!"}},{"$f":"IF(H793<=CK795-E875,0,H875*H791*H792*J791/(H793*4))","v":{"$error":"#VALUE!"}},{"$f":"IF(H793<=CL795-E875,0,H875*H791*H792*J791/(H793*4))","v":{"$error":"#VALUE!"}},{"$f":"IF(H793<=CM795-E875,0,H875*H791*H792*J791/(H793*4))","v":{"$error":"#VALUE!"}},{"$f":"IF(H793<=CN795-E875,0,H875*H791*H792*J791/(H793*4))","v":{"$error":"#VALUE!"}},{"$f":"IF(H793<=CO795-E875,0,H875*H791*H792*J791/(H793*4))","v":{"$error":"#VALUE!"}},{"$f":"IF(H793<=CP795-E875,0,H875*H791*H792*J791/(H793*4))","v":{"$error":"#VALUE!"}},{"$f":"IF(H793<=CQ795-E875,0,H875*H791*H792*J791/(H793*4))","v":{"$error":"#VALUE!"}},{"$f":"IF(H793<=CR795-E875,0,H875*H791*H792*J791/(H793*4))","v":{"$error":"#VALUE!"}},{"$f":"IF(H793<=CS795-E875,0,H875*H791*H792*J791/(H793*4))","v":{"$error":"#VALUE!"}},{"$f":"IF(H793<=CT795-E875,0,H875*H791*H792*J791/(H793*4))","v":{"$error":"#VALUE!"}},{"$f":"IF(H793<=CU795-E875,0,H875*H791*H792*J791/(H793*4))","v":{"$error":"#VALUE!"}},{"$f":"IF(H793<=CV795-E875,0,H875*H791*H792*J791/(H793*4))","v":{"$error":"#VALUE!"}}]
[{"$nulls":4},{"v":21,"d":"21.00"},{"$f":"$DF$83","v":{"v":0,"d":"0.000"}},{"$f":"IF(SUM(F796:F876)-H794<=0,0,SUM(F796:F876)-H794)","v":{"v":0,"d":"0.00"}},{"v":0,"d":"0.000"},{"$nulls":80},{"$f":"IF(H793<=CK795-E876,0,H876*H791*H792*J791/(H793*4))","v":{"$error":"#VALUE!"}},{"$f":"IF(H793<=CL795-E876,0,H876*H791*H792*J791/(H793*4))","v":{"$error":"#VALUE!"}},{"$f":"IF(H793<=CM795-E876,0,H876*H791*H792*J791/(H793*4))","v":{"$error":"#VALUE!"}},{"$f":"IF(H793<=CN795-E876,0,H876*H791*H792*J791/(H793*4))","v":{"$error":"#VALUE!"}},{"$f":"IF(H793<=CO795-E876,0,H876*H791*H792*J791/(H793*4))","v":{"$error":"#VALUE!"}},{"$f":"IF(H793<=CP795-E876,0,H876*H791*H792*J791/(H793*4))","v":{"$error":"#VALUE!"}},{"$f":"IF(H793<=CQ795-E876,0,H876*H791*H792*J791/(H793*4))","v":{"$error":"#VALUE!"}},{"$f":"IF(H793<=CR795-E876,0,H876*H791*H792*J791/(H793*4))","v":{"$error":"#VALUE!"}},{"$f":"IF(H793<=CS795-E876,0,H876*H791*H792*J791/(H793*4))","v":{"$error":"#VALUE!"}},{"$f":"IF(H793<=CT795-E876,0,H876*H791*H792*J791/(H793*4))","v":{"$error":"#VALUE!"}},{"$f":"IF(H793<=CU795-E876,0,H876*H791*H792*J791/(H793*4))","v":{"$error":"#VALUE!"}},{"$f":"IF(H793<=CV795-E876,0,H876*H791*H792*J791/(H793*4))","v":{"$error":"#VALUE!"}},{"$f":"IF(H793<=CW795-E876,0,H876*H791*H792*J791/(H793*4))","v":{"$error":"#VALUE!"}}]
[{"$nulls":4},21.25,{"$f":"$DF$84","v":{"v":0,"d":"0.000"}},{"$f":"IF(SUM(F796:F877)-H794<=0,0,SUM(F796:F877)-H794)","v":{"v":0,"d":"0.00"}},{"v":0,"d":"0.000"},{"$nulls":81},{"$f":"IF(H793<=CL795-E877,0,H877*H791*H792*J791/(H793*4))","v":{"$error":"#VALUE!"}},{"$f":"IF(H793<=CM795-E877,0,H877*H791*H792*J791/(H793*4))","v":{"$error":"#VALUE!"}},{"$f":"IF(H793<=CN795-E877,0,H877*H791*H792*J791/(H793*4))","v":{"$error":"#VALUE!"}},{"$f":"IF(H793<=CO795-E877,0,H877*H791*H792*J791/(H793*4))","v":{"$error":"#VALUE!"}},{"$f":"IF(H793<=CP795-E877,0,H877*H791*H792*J791/(H793*4))","v":{"$error":"#VALUE!"}},{"$f":"IF(H793<=CQ795-E877,0,H877*H791*H792*J791/(H793*4))","v":{"$error":"#VALUE!"}},{"$f":"IF(H793<=CR795-E877,0,H877*H791*H792*J791/(H793*4))","v":{"$error":"#VALUE!"}},{"$f":"IF(H793<=CS795-E877,0,H877*H791*H792*J791/(H793*4))","v":{"$error":"#VALUE!"}},{"$f":"IF(H793<=CT795-E877,0,H877*H791*H792*J791/(H793*4))","v":{"$error":"#VALUE!"}},{"$f":"IF(H793<=CU795-E877,0,H877*H791*H792*J791/(H793*4))","v":{"$error":"#VALUE!"}},{"$f":"IF(H793<=CV795-E877,0,H877*H791*H792*J791/(H793*4))","v":{"$error":"#VALUE!"}},{"$f":"IF(H793<=CW795-E877,0,H877*H791*H792*J791/(H793*4))","v":{"$error":"#VALUE!"}},{"$f":"IF(H793<=CX795-E877,0,H877*H791*H792*J791/(H793*4))","v":{"$error":"#VALUE!"}}]
[{"$nulls":4},{"v":21.5,"d":"21.50"},{"$f":"$DF$85","v":{"v":0,"d":"0.000"}},{"$f":"IF(SUM(F796:F878)-H794<=0,0,SUM(F796:F878)-H794)","v":{"v":0,"d":"0.00"}},{"v":0,"d":"0.000"},{"$nulls":82},{"$f":"IF(H793<=CM795-E878,0,H878*H791*H792*J791/(H793*4))","v":{"$error":"#VALUE!"}},{"$f":"IF(H793<=CN795-E878,0,H878*H791*H792*J791/(H793*4))","v":{"$error":"#VALUE!"}},{"$f":"IF(H793<=CO795-E878,0,H878*H791*H792*J791/(H793*4))","v":{"$error":"#VALUE!"}},{"$f":"IF(H793<=CP795-E878,0,H878*H791*H792*J791/(H793*4))","v":{"$error":"#VALUE!"}},{"$f":"IF(H793<=CQ795-E878,0,H878*H791*H792*J791/(H793*4))","v":{"$error":"#VALUE!"}},{"$f":"IF(H793<=CR795-E878,0,H878*H791*H792*J791/(H793*4))","v":{"$error":"#VALUE!"}},{"$f":"IF(H793<=CS795-E878,0,H878*H791*H792*J791/(H793*4))","v":{"$error":"#VALUE!"}},{"$f":"IF(H793<=CT795-E878,0,H878*H791*H792*J791/(H793*4))","v":{"$error":"#VALUE!"}},{"$f":"IF(H793<=CU795-E878,0,H878*H791*H792*J791/(H793*4))","v":{"$error":"#VALUE!"}},{"$f":"IF(H793<=CV795-E878,0,H878*H791*H792*J791/(H793*4))","v":{"$error":"#VALUE!"}},{"$f":"IF(H793<=CW795-E878,0,H878*H791*H792*J791/(H793*4))","v":{"$error":"#VALUE!"}},{"$f":"IF(H793<=CX795-E878,0,H878*H791*H792*J791/(H793*4))","v":{"$error":"#VALUE!"}},{"$f":"IF(H793<=CY795-E878,0,H878*H791*H792*J791/(H793*4))","v":{"$error":"#VALUE!"}}]
[{"$nulls":4},21.75,{"$f":"$DF$86","v":{"v":0,"d":"0.000"}},{"$f":"IF(SUM(F796:F879)-H794<=0,0,SUM(F796:F879)-H794)","v":{"v":0,"d":"0.00"}},{"v":0,"d":"0.000"},{"$nulls":83},{"$f":"IF(H793<=CN795-E879,0,H879*H791*H792*J791/(H793*4))","v":{"$error":"#VALUE!"}},{"$f":"IF(H793<=CO795-E879,0,H879*H791*H792*J791/(H793*4))","v":{"$error":"#VALUE!"}},{"$f":"IF(H793<=CP795-E879,0,H879*H791*H792*J791/(H793*4))","v":{"$error":"#VALUE!"}},{"$f":"IF(H793<=CQ795-E879,0,H879*H791*H792*J791/(H793*4))","v":{"$error":"#VALUE!"}},{"$f":"IF(H793<=CR795-E879,0,H879*H791*H792*J791/(H793*4))","v":{"$error":"#VALUE!"}},{"$f":"IF(H793<=CS795-E879,0,H879*H791*H792*J791/(H793*4))","v":{"$error":"#VALUE!"}},{"$f":"IF(H793<=CT795-E879,0,H879*H791*H792*J791/(H793*4))","v":{"$error":"#VALUE!"}},{"$f":"IF(H793<=CU795-E879,0,H879*H791*H792*J791/(H793*4))","v":{"$error":"#VALUE!"}},{"$f":"IF(H793<=CV795-E879,0,H879*H791*H792*J791/(H793*4))","v":{"$error":"#VALUE!"}},{"$f":"IF(H793<=CW795-E879,0,H879*H791*H792*J791/(H793*4))","v":{"$error":"#VALUE!"}},{"$f":"IF(H793<=CX795-E879,0,H879*H791*H792*J791/(H793*4))","v":{"$error":"#VALUE!"}},{"$f":"IF(H793<=CY795-E879,0,H879*H791*H792*J791/(H793*4))","v":{"$error":"#VALUE!"}},{"$f":"IF(H793<=CZ795-E879,0,H879*H791*H792*J791/(H793*4))","v":{"$error":"#VALUE!"}}]
[{"$nulls":4},{"v":22,"d":"22.00"},{"$f":"$DF$87","v":{"v":0,"d":"0.000"}},{"$f":"IF(SUM(F796:F880)-H794<=0,0,SUM(F796:F880)-H794)","v":{"v":0,"d":"0.00"}},{"v":0,"d":"0.000"},{"$nulls":84},{"$f":"IF(H793<=CO795-E880,0,H880*H791*H792*J791/(H793*4))","v":{"$error":"#VALUE!"}},{"$f":"IF(H793<=CP795-E880,0,H880*H791*H792*J791/(H793*4))","v":{"$error":"#VALUE!"}},{"$f":"IF(H793<=CQ795-E880,0,H880*H791*H792*J791/(H793*4))","v":{"$error":"#VALUE!"}},{"$f":"IF(H793<=CR795-E880,0,H880*H791*H792*J791/(H793*4))","v":{"$error":"#VALUE!"}},{"$f":"IF(H793<=CS795-E880,0,H880*H791*H792*J791/(H793*4))","v":{"$error":"#VALUE!"}},{"$f":"IF(H793<=CT795-E880,0,H880*H791*H792*J791/(H793*4))","v":{"$error":"#VALUE!"}},{"$f":"IF(H793<=CU795-E880,0,H880*H791*H792*J791/(H793*4))","v":{"$error":"#VALUE!"}},{"$f":"IF(H793<=CV795-E880,0,H880*H791*H792*J791/(H793*4))","v":{"$error":"#VALUE!"}},{"$f":"IF(H793<=CW795-E880,0,H880*H791*H792*J791/(H793*4))","v":{"$error":"#VALUE!"}},{"$f":"IF(H793<=CX795-E880,0,H880*H791*H792*J791/(H793*4))","v":{"$error":"#VALUE!"}},{"$f":"IF(H793<=CY795-E880,0,H880*H791*H792*J791/(H793*4))","v":{"$error":"#VALUE!"}},{"$f":"IF(H793<=CZ795-E880,0,H880*H791*H792*J791/(H793*4))","v":{"$error":"#VALUE!"}}]
[{"$nulls":4},22.25,{"$f":"$DF$88","v":{"v":0,"d":"0.000"}},{"$f":"IF(SUM(F796:F881)-H794<=0,0,SUM(F796:F881)-H794)","v":{"v":0,"d":"0.00"}},{"v":0,"d":"0.000"},{"$nulls":85},{"$f":"IF(H793<=CP795-E881,0,H881*H791*H792*J791/(H793*4))","v":{"$error":"#VALUE!"}},{"$f":"IF(H793<=CQ795-E881,0,H881*H791*H792*J791/(H793*4))","v":{"$error":"#VALUE!"}},{"$f":"IF(H793<=CR795-E881,0,H881*H791*H792*J791/(H793*4))","v":{"$error":"#VALUE!"}},{"$f":"IF(H793<=CS795-E881,0,H881*H791*H792*J791/(H793*4))","v":{"$error":"#VALUE!"}},{"$f":"IF(H793<=CT795-E881,0,H881*H791*H792*J791/(H793*4))","v":{"$error":"#VALUE!"}},{"$f":"IF(H793<=CU795-E881,0,H881*H791*H792*J791/(H793*4))","v":{"$error":"#VALUE!"}},{"$f":"IF(H793<=CV795-E881,0,H881*H791*H792*J791/(H793*4))","v":{"$error":"#VALUE!"}},{"$f":"IF(H793<=CW795-E881,0,H881*H791*H792*J791/(H793*4))","v":{"$error":"#VALUE!"}},{"$f":"IF(H793<=CX795-E881,0,H881*H791*H792*J791/(H793*4))","v":{"$error":"#VALUE!"}},{"$f":"IF(H793<=CY795-E881,0,H881*H791*H792*J791/(H793*4))","v":{"$error":"#VALUE!"}},{"$f":"IF(H793<=CZ795-E881,0,H881*H791*H792*J791/(H793*4))","v":{"$error":"#VALUE!"}}]
[{"$nulls":4},{"v":22.5,"d":"22.50"},{"$f":"$DF$89","v":{"v":0,"d":"0.000"}},{"$f":"IF(SUM(F796:F882)-H794<=0,0,SUM(F796:F882)-H794)","v":{"v":0,"d":"0.00"}},{"v":0,"d":"0.000"},{"$nulls":86},{"$f":"IF(H793<=CQ795-E882,0,H882*H791*H792*J791/(H793*4))","v":{"$error":"#VALUE!"}},{"$f":"IF(H793<=CR795-E882,0,H882*H791*H792*J791/(H793*4))","v":{"$error":"#VALUE!"}},{"$f":"IF(H793<=CS795-E882,0,H882*H791*H792*J791/(H793*4))","v":{"$error":"#VALUE!"}},{"$f":"IF(H793<=CT795-E882,0,H882*H791*H792*J791/(H793*4))","v":{"$error":"#VALUE!"}},{"$f":"IF(H793<=CU795-E882,0,H882*H791*H792*J791/(H793*4))","v":{"$error":"#VALUE!"}},{"$f":"IF(H793<=CV795-E882,0,H882*H791*H792*J791/(H793*4))","v":{"$error":"#VALUE!"}},{"$f":"IF(H793<=CW795-E882,0,H882*H791*H792*J791/(H793*4))","v":{"$error":"#VALUE!"}},{"$f":"IF(H793<=CX795-E882,0,H882*H791*H792*J791/(H793*4))","v":{"$error":"#VALUE!"}},{"$f":"IF(H793<=CY795-E882,0,H882*H791*H792*J791/(H793*4))","v":{"$error":"#VALUE!"}},{"$f":"IF(H793<=CZ795-E882,0,H882*H791*H792*J791/(H793*4))","v":{"$error":"#VALUE!"}}]
[{"$nulls":4},22.75,{"$f":"$DF$90","v":{"v":0,"d":"0.000"}},{"$f":"IF(SUM(F796:F883)-H794<=0,0,SUM(F796:F883)-H794)","v":{"v":0,"d":"0.00"}},{"v":0,"d":"0.000"},{"$nulls":87},{"$f":"IF(H793<=CR795-E883,0,H883*H791*H792*J791/(H793*4))","v":{"$error":"#VALUE!"}},{"$f":"IF(H793<=CS795-E883,0,H883*H791*H792*J791/(H793*4))","v":{"$error":"#VALUE!"}},{"$f":"IF(H793<=CT795-E883,0,H883*H791*H792*J791/(H793*4))","v":{"$error":"#VALUE!"}},{"$f":"IF(H793<=CU795-E883,0,H883*H791*H792*J791/(H793*4))","v":{"$error":"#VALUE!"}},{"$f":"IF(H793<=CV795-E883,0,H883*H791*H792*J791/(H793*4))","v":{"$error":"#VALUE!"}},{"$f":"IF(H793<=CW795-E883,0,H883*H791*H792*J791/(H793*4))","v":{"$error":"#VALUE!"}},{"$f":"IF(H793<=CX795-E883,0,H883*H791*H792*J791/(H793*4))","v":{"$error":"#VALUE!"}},{"$f":"IF(H793<=CY795-E883,0,H883*H791*H792*J791/(H793*4))","v":{"$error":"#VALUE!"}},{"$f":"IF(H793<=CZ795-E883,0,H883*H791*H792*J791/(H793*4))","v":{"$error":"#VALUE!"}}]
[{"$nulls":4},{"v":23,"d":"23.00"},{"$f":"$DF$91","v":{"v":0,"d":"0.000"}},{"$f":"IF(SUM(F796:F884)-H794<=0,0,SUM(F796:F884)-H794)","v":{"v":0,"d":"0.00"}},{"v":0,"d":"0.000"},{"$nulls":88},{"$f":"IF(H793<=CS795-E884,0,H884*H791*H792*J791/(H793*4))","v":{"$error":"#VALUE!"}},{"$f":"IF(H793<=CT795-E884,0,H884*H791*H792*J791/(H793*4))","v":{"$error":"#VALUE!"}},{"$f":"IF(H793<=CU795-E884,0,H884*H791*H792*J791/(H793*4))","v":{"$error":"#VALUE!"}},{"$f":"IF(H793<=CV795-E884,0,H884*H791*H792*J791/(H793*4))","v":{"$error":"#VALUE!"}},{"$f":"IF(H793<=CW795-E884,0,H884*H791*H792*J791/(H793*4))","v":{"$error":"#VALUE!"}},{"$f":"IF(H793<=CX795-E884,0,H884*H791*H792*J791/(H793*4))","v":{"$error":"#VALUE!"}},{"$f":"IF(H793<=CY795-E884,0,H884*H791*H792*J791/(H793*4))","v":{"$error":"#VALUE!"}},{"$f":"IF(H793<=CZ795-E884,0,H884*H791*H792*J791/(H793*4))","v":{"$error":"#VALUE!"}}]
[{"$nulls":4},23.25,{"$f":"$DF$92","v":{"v":0,"d":"0.000"}},{"$f":"IF(SUM(F796:F885)-H794<=0,0,SUM(F796:F885)-H794)","v":{"v":0,"d":"0.00"}},{"v":0,"d":"0.000"},{"$nulls":89},{"$f":"IF(H793<=CT795-E885,0,H885*H791*H792*J791/(H793*4))","v":{"$error":"#VALUE!"}},{"$f":"IF(H793<=CU795-E885,0,H885*H791*H792*J791/(H793*4))","v":{"$error":"#VALUE!"}},{"$f":"IF(H793<=CV795-E885,0,H885*H791*H792*J791/(H793*4))","v":{"$error":"#VALUE!"}},{"$f":"IF(H793<=CW795-E885,0,H885*H791*H792*J791/(H793*4))","v":{"$error":"#VALUE!"}},{"$f":"IF(H793<=CX795-E885,0,H885*H791*H792*J791/(H793*4))","v":{"$error":"#VALUE!"}},{"$f":"IF(H793<=CY795-E885,0,H885*H791*H792*J791/(H793*4))","v":{"$error":"#VALUE!"}},{"$f":"IF(H793<=CZ795-E885,0,H885*H791*H792*J791/(H793*4))","v":{"$error":"#VALUE!"}}]
[{"$nulls":4},{"v":23.5,"d":"23.50"},{"$f":"$DF$93","v":{"v":0,"d":"0.000"}},{"$f":"IF(SUM(F796:F886)-H794<=0,0,SUM(F796:F886)-H794)","v":{"v":0,"d":"0.00"}},{"v":0,"d":"0.000"},{"$nulls":90},{"$f":"IF(H793<=CU795-E886,0,H886*H791*H792*J791/(H793*4))","v":{"$error":"#VALUE!"}},{"$f":"IF(H793<=CV795-E886,0,H886*H791*H792*J791/(H793*4))","v":{"$error":"#VALUE!"}},{"$f":"IF(H793<=CW795-E886,0,H886*H791*H792*J791/(H793*4))","v":{"$error":"#VALUE!"}},{"$f":"IF(H793<=CX795-E886,0,H886*H791*H792*J791/(H793*4))","v":{"$error":"#VALUE!"}},{"$f":"IF(H793<=CY795-E886,0,H886*H791*H792*J791/(H793*4))","v":{"$error":"#VALUE!"}},{"$f":"IF(H793<=CZ795-E886,0,H886*H791*H792*J791/(H793*4))","v":{"$error":"#VALUE!"}}]
[{"$nulls":4},23.75,{"$f":"$DF$94","v":{"v":0,"d":"0.000"}},{"$f":"IF(SUM(F796:F887)-H794<=0,0,SUM(F796:F887)-H794)","v":{"v":0,"d":"0.00"}},{"v":0,"d":"0.000"},{"$nulls":91},{"$f":"IF(H793<=CV795-E887,0,H887*H791*H792*J791/(H793*4))","v":{"$error":"#VALUE!"}},{"$f":"IF(H793<=CW795-E887,0,H887*H791*H792*J791/(H793*4))","v":{"$error":"#VALUE!"}},{"$f":"IF(H793<=CX795-E887,0,H887*H791*H792*J791/(H793*4))","v":{"$error":"#VALUE!"}},{"$f":"IF(H793<=CY795-E887,0,H887*H791*H792*J791/(H793*4))","v":{"$error":"#VALUE!"}},{"$f":"IF(H793<=CZ795-E887,0,H887*H791*H792*J791/(H793*4))","v":{"$error":"#VALUE!"}}]
[{"$nulls":4},{"v":24,"d":"24.00"},{"$f":"$DF$95","v":{"v":0,"d":"0.000"}},{"$f":"IF(SUM(F796:F888)-H794<=0,0,SUM(F796:F888)-H794)","v":{"v":0,"d":"0.00"}},{"v":0,"d":"0.000"},{"$nulls":92},{"$f":"IF(H793<=CW795-E888,0,H888*H791*H792*J791/(H793*4))","v":{"$error":"#VALUE!"}},{"$f":"IF(H793<=CX795-E888,0,H888*H791*H792*J791/(H793*4))","v":{"$error":"#VALUE!"}},{"$f":"IF(H793<=CY795-E888,0,H888*H791*H792*J791/(H793*4))","v":{"$error":"#VALUE!"}},{"$f":"IF(H793<=CZ795-E888,0,H888*H791*H792*J791/(H793*4))","v":{"$error":"#VALUE!"}}]
[{"$nulls":4},24.25,{"$f":"$DF$96","v":{"v":0,"d":"0.000"}},{"$f":"IF(SUM(F796:F889)-H794<=0,0,SUM(F796:F889)-H794)","v":{"v":0,"d":"0.00"}},{"v":0,"d":"0.000"},{"$nulls":93},{"$f":"IF(H793<=CX795-E889,0,H889*H791*H792*J791/(H793*4))","v":{"$error":"#VALUE!"}},{"$f":"IF(H793<=CY795-E889,0,H889*H791*H792*J791/(H793*4))","v":{"$error":"#VALUE!"}},{"$f":"IF(H793<=CZ795-E889,0,H889*H791*H792*J791/(H793*4))","v":{"$error":"#VALUE!"}}]
[{"$nulls":4},{"v":24.5,"d":"24.50"},{"$f":"$DF$97","v":{"v":0,"d":"0.000"}},{"$f":"IF(SUM(F796:F890)-H794<=0,0,SUM(F796:F890)-H794)","v":{"v":0,"d":"0.00"}},{"v":0,"d":"0.000"},{"$nulls":94},{"$f":"IF(H793<=CY795-E890,0,H890*H791*H792*J791/(H793*4))","v":{"$error":"#VALUE!"}},{"$f":"IF(H793<=CZ795-E890,0,H890*H791*H792*J791/(H793*4))","v":{"$error":"#VALUE!"}}]
[{"$nulls":4},24.75,{"$f":"$DF$98","v":{"v":0,"d":"0.000"}},{"$f":"IF(SUM(F796:F891)-H794<=0,0,SUM(F796:F891)-H794)","v":{"v":0,"d":"0.00"}},{"v":0,"d":"0.000"},{"$nulls":95},{"$f":"IF(H793<=CZ795-E891,0,H891*H791*H792*J791/(H793*4))","v":{"$error":"#VALUE!"}}]
[{"$nulls":7},"Input",{"v":1,"d":"1.00"},1.25,{"v":1.5,"d":"1.50"},1.75,{"v":2,"d":"2.00"},2.25,{"v":2.5,"d":"2.50"},2.75,{"v":3,"d":"3.00"},3.25,{"v":3.5,"d":"3.50"},3.75,{"v":4,"d":"4.00"},4.25,{"v":4.5,"d":"4.50"},4.75,{"v":5,"d":"5.00"},5.25,{"v":5.5,"d":"5.50"},5.75,{"v":6,"d":"6.00"},6.25,{"v":6.5,"d":"6.50"},6.75,{"v":7,"d":"7.00"},7.25,{"v":7.5,"d":"7.50"},7.75,{"v":8,"d":"8.00"},8.25,{"v":8.5,"d":"8.50"},8.75,{"v":9,"d":"9.00"},9.25,{"v":9.5,"d":"9.50"},9.75,{"v":10,"d":"10.00"},10.25,{"v":10.5,"d":"10.50"},10.75,{"v":11,"d":"11.00"},11.25,{"v":11.5,"d":"11.50"},11.75,{"v":12,"d":"12.00"},12.25,{"v":12.5,"d":"12.50"},12.75,{"v":13,"d":"13.00"},13.25,{"v":13.5,"d":"13.50"},13.75,{"v":14,"d":"14.00"},14.25,{"v":14.5,"d":"14.50"},14.75,{"v":15,"d":"15.00"},15.25,{"v":15.5,"d":"15.50"},15.75,{"v":16,"d":"16.00"},16.25,{"v":16.5,"d":"16.50"},16.75,{"v":17,"d":"17.00"},17.25,{"v":17.5,"d":"17.50"},17.75,{"v":18,"d":"18.00"},18.25,{"v":18.5,"d":"18.50"},18.75,{"v":19,"d":"19.00"},19.25,{"v":19.5,"d":"19.50"},19.75,{"v":20,"d":"20.00"},20.25,{"v":20.5,"d":"20.50"},20.75,{"v":21,"d":"21.00"},21.25,{"v":21.5,"d":"21.50"},21.75,{"v":22,"d":"22.00"},22.25,{"v":22.5,"d":"22.50"},22.75,{"v":23,"d":"23.00"},23.25,{"v":23.5,"d":"23.50"},23.75,{"v":24,"d":"24.00"},24.25,{"v":24.5,"d":"24.50"},24.75,"Total (MG)"]
[{"$f":"CONCATENATE(H790,C893)","v":"CSO 00611a."},"11. Runoff Generated","11a.","Stormwater runoff (MG). ",null,null,{"$f":"C893","v":"11a."},null,{"$f":"SUM(I796:I891)","v":{"$error":"#VALUE!"}},{"$f":"SUM(J796:J891)","v":{"$error":"#VALUE!"}},{"$error":"#VALUE!"},{"$error":"#VALUE!"},{"$error":"#VALUE!"},{"$error":"#VALUE!"},{"$error":"#VALUE!"},{"$error":"#VALUE!"},{"$error":"#VALUE!"},{"$error":"#VALUE!"},{"$error":"#VALUE!"},{"$error":"#VALUE!"},{"$error":"#VALUE!"},{"$error":"#VALUE!"},{"$error":"#VALUE!"},{"$error":"#VALUE!"},{"$error":"#VALUE!"},{"$error":"#VALUE!"},{"$error":"#VALUE!"},{"$error":"#VALUE!"},{"$error":"#VALUE!"},{"$error":"#VALUE!"},{"$error":"#VALUE!"},{"$error":"#VALUE!"},{"$error":"#VALUE!"},{"$error":"#VALUE!"},{"$error":"#VALUE!"},{"$error":"#VALUE!"},{"$error":"#VALUE!"},{"$error":"#VALUE!"},{"$error":"#VALUE!"},{"$error":"#VALUE!"},{"$error":"#VALUE!"},{"$error":"#VALUE!"},{"$error":"#VALUE!"},{"$error":"#VALUE!"},{"$error":"#VALUE!"},{"$error":"#VALUE!"},{"$error":"#VALUE!"},{"$error":"#VALUE!"},{"$error":"#VALUE!"},{"$error":"#VALUE!"},{"$error":"#VALUE!"},{"$error":"#VALUE!"},{"$error":"#VALUE!"},{"$error":"#VALUE!"},{"$error":"#VALUE!"},{"$error":"#VALUE!"},{"$error":"#VALUE!"},{"$error":"#VALUE!"},{"$error":"#VALUE!"},{"$error":"#VALUE!"},{"$error":"#VALUE!"},{"$error":"#VALUE!"},{"$error":"#VALUE!"},{"$error":"#VALUE!"},{"$error":"#VALUE!"},{"$error":"#VALUE!"},{"$error":"#VALUE!"},{"$error":"#VALUE!"},{"$error":"#VALUE!"},{"$error":"#VALUE!"},{"$error":"#VALUE!"},{"$error":"#VALUE!"},{"$error":"#VALUE!"},{"$f":"SUM(BV796:BV891)","v":{"$error":"#VALUE!"}},{"$error":"#VALUE!"},{"$error":"#VALUE!"},{"$error":"#VALUE!"},{"$error":"#VALUE!"},{"$error":"#VALUE!"},{"$error":"#VALUE!"},{"$error":"#VALUE!"},{"$error":"#VALUE!"},{"$error":"#VALUE!"},{"$error":"#VALUE!"},{"$error":"#VALUE!"},{"$error":"#VALUE!"},{"$error":"#VALUE!"},{"$error":"#VALUE!"},{"$error":"#VALUE!"},{"$error":"#VALUE!"},{"$error":"#VALUE!"},{"$error":"#VALUE!"},{"$error":"#VALUE!"},{"$error":"#VALUE!"},{"$error":"#VALUE!"},{"$error":"#VALUE!"},{"$error":"#VALUE!"},{"$error":"#VALUE!"},{"$error":"#VALUE!"},{"$error":"#VALUE!"},{"$error":"#VALUE!"},{"$error":"#VALUE!"},{"$error":"#VALUE!"},{"$error":"#VALUE!"},{"$f":"SUM(I893:CZ893)","v":{"$error":"#VALUE!"}}]
[{"$f":"CONCATENATE(H790,C894)","v":"CSO 00612b."},"12. Green Infrastructure Reductions","12b.","Total GI capacity (MG). ",null,null,{"$f":"C894","v":"12b."},{"$f":"IF(HLOOKUP(H790,'4 - CSO VOLUME'!$E$9:$AS$33,13,FALSE)=\"\",0,HLOOKUP(H790,'4 - CSO VOLUME'!$E$9:$AS$33,13,FALSE))","v":{"v":0,"d":"0.00"}}]
[{"$f":"CONCATENATE(H790,C895)","v":"CSO 00612c."},null,"12c.","Stormwater runoff (MG). Line 11a.",null,null,{"$f":"C895","v":"12c."},null,{"$f":"I893","v":{"$error":"#VALUE!"}},{"$f":"J893","v":{"$error":"#VALUE!"}},{"$error":"#VALUE!"},{"$error":"#VALUE!"},{"$error":"#VALUE!"},{"$error":"#VALUE!"},{"$error":"#VALUE!"},{"$error":"#VALUE!"},{"$error":"#VALUE!"},{"$error":"#VALUE!"},{"$error":"#VALUE!"},{"$error":"#VALUE!"},{"$error":"#VALUE!"},{"$error":"#VALUE!"},{"$error":"#VALUE!"},{"$error":"#VALUE!"},{"$error":"#VALUE!"},{"$error":"#VALUE!"},{"$error":"#VALUE!"},{"$error":"#VALUE!"},{"$error":"#VALUE!"},{"$error":"#VALUE!"},{"$error":"#VALUE!"},{"$error":"#VALUE!"},{"$error":"#VALUE!"},{"$error":"#VALUE!"},{"$error":"#VALUE!"},{"$error":"#VALUE!"},{"$error":"#VALUE!"},{"$error":"#VALUE!"},{"$error":"#VALUE!"},{"$error":"#VALUE!"},{"$error":"#VALUE!"},{"$error":"#VALUE!"},{"$error":"#VALUE!"},{"$error":"#VALUE!"},{"$error":"#VALUE!"},{"$error":"#VALUE!"},{"$error":"#VALUE!"},{"$error":"#VALUE!"},{"$error":"#VALUE!"},{"$error":"#VALUE!"},{"$error":"#VALUE!"},{"$error":"#VALUE!"},{"$error":"#VALUE!"},{"$error":"#VALUE!"},{"$error":"#VALUE!"},{"$error":"#VALUE!"},{"$error":"#VALUE!"},{"$error":"#VALUE!"},{"$error":"#VALUE!"},{"$error":"#VALUE!"},{"$error":"#VALUE!"},{"$error":"#VALUE!"},{"$error":"#VALUE!"},{"$error":"#VALUE!"},{"$error":"#VALUE!"},{"$error":"#VALUE!"},{"$error":"#VALUE!"},{"$error":"#VALUE!"},{"$error":"#VALUE!"},{"$error":"#VALUE!"},{"$error":"#VALUE!"},{"$error":"#VALUE!"},{"$error":"#VALUE!"},{"$f":"BV893","v":{"$error":"#VALUE!"}},{"$error":"#VALUE!"},{"$error":"#VALUE!"},{"$error":"#VALUE!"},{"$error":"#VALUE!"},{"$error":"#VALUE!"},{"$error":"#VALUE!"},{"$error":"#VALUE!"},{"$error":"#VALUE!"},{"$error":"#VALUE!"},{"$error":"#VALUE!"},{"$error":"#VALUE!"},{"$error":"#VALUE!"},{"$error":"#VALUE!"},{"$error":"#VALUE!"},{"$error":"#VALUE!"},{"$error":"#VALUE!"},{"$error":"#VALUE!"},{"$error":"#VALUE!"},{"$error":"#VALUE!"},{"$error":"#VALUE!"},{"$error":"#VALUE!"},{"$error":"#VALUE!"},{"$error":"#VALUE!"},{"$error":"#VALUE!"},{"$error":"#VALUE!"},{"$error":"#VALUE!"},{"$error":"#VALUE!"},{"$error":"#VALUE!"},{"$error":"#VALUE!"},{"$error":"#VALUE!"},{"$f":"SUM(I895:CZ895)","v":{"$error":"#VALUE!"}}]
[{"$f":"CONCATENATE(H790,C896)","v":"CSO 006"},null,null,"Excess volume after GI saturation, cumulative (MG). Subtract Line 12b from 12c.",{"$nulls":4},{"$f":"IF(SUM($I895:I895)-$H894<=0,0,SUM($I895:I895)-$H894)","v":{"$error":"#VALUE!"}},{"$f":"IF(SUM($I895:J895)-$H894<=0,0,SUM($I895:J895)-$H894)","v":{"$error":"#VALUE!"}},{"$f":"IF(SUM($I895:K895)-$H894<=0,0,SUM($I895:K895)-$H894)","v":{"$error":"#VALUE!"}},{"$f":"IF(SUM($I895:L895)-$H894<=0,0,SUM($I895:L895)-$H894)","v":{"$error":"#VALUE!"}},{"$f":"IF(SUM($I895:M895)-$H894<=0,0,SUM($I895:M895)-$H894)","v":{"$error":"#VALUE!"}},{"$f":"IF(SUM($I895:N895)-$H894<=0,0,SUM($I895:N895)-$H894)","v":{"$error":"#VALUE!"}},{"$f":"IF(SUM($I895:O895)-$H894<=0,0,SUM($I895:O895)-$H894)","v":{"$error":"#VALUE!"}},{"$f":"IF(SUM($I895:P895)-$H894<=0,0,SUM($I895:P895)-$H894)","v":{"$error":"#VALUE!"}},{"$f":"IF(SUM($I895:Q895)-$H894<=0,0,SUM($I895:Q895)-$H894)","v":{"$error":"#VALUE!"}},{"$f":"IF(SUM($I895:R895)-$H894<=0,0,SUM($I895:R895)-$H894)","v":{"$error":"#VALUE!"}},{"$f":"IF(SUM($I895:S895)-$H894<=0,0,SUM($I895:S895)-$H894)","v":{"$error":"#VALUE!"}},{"$f":"IF(SUM($I895:T895)-$H894<=0,0,SUM($I895:T895)-$H894)","v":{"$error":"#VALUE!"}},{"$f":"IF(SUM($I895:U895)-$H894<=0,0,SUM($I895:U895)-$H894)","v":{"$error":"#VALUE!"}},{"$f":"IF(SUM($I895:V895)-$H894<=0,0,SUM($I895:V895)-$H894)","v":{"$error":"#VALUE!"}},{"$f":"IF(SUM($I895:W895)-$H894<=0,0,SUM($I895:W895)-$H894)","v":{"$error":"#VALUE!"}},{"$f":"IF(SUM($I895:X895)-$H894<=0,0,SUM($I895:X895)-$H894)","v":{"$error":"#VALUE!"}},{"$f":"IF(SUM($I895:Y895)-$H894<=0,0,SUM($I895:Y895)-$H894)","v":{"$error":"#VALUE!"}},{"$f":"IF(SUM($I895:Z895)-$H894<=0,0,SUM($I895:Z895)-$H894)","v":{"$error":"#VALUE!"}},{"$f":"IF(SUM($I895:AA895)-$H894<=0,0,SUM($I895:AA895)-$H894)","v":{"$error":"#VALUE!"}},{"$f":"IF(SUM($I895:AB895)-$H894<=0,0,SUM($I895:AB895)-$H894)","v":{"$error":"#VALUE!"}},{"$f":"IF(SUM($I895:AC895)-$H894<=0,0,SUM($I895:AC895)-$H894)","v":{"$error":"#VALUE!"}},{"$f":"IF(SUM($I895:AD895)-$H894<=0,0,SUM($I895:AD895)-$H894)","v":{"$error":"#VALUE!"}},{"$f":"IF(SUM($I895:AE895)-$H894<=0,0,SUM($I895:AE895)-$H894)","v":{"$error":"#VALUE!"}},{"$f":"IF(SUM($I895:AF895)-$H894<=0,0,SUM($I895:AF895)-$H894)","v":{"$error":"#VALUE!"}},{"$f":"IF(SUM($I895:AG895)-$H894<=0,0,SUM($I895:AG895)-$H894)","v":{"$error":"#VALUE!"}},{"$f":"IF(SUM($I895:AH895)-$H894<=0,0,SUM($I895:AH895)-$H894)","v":{"$error":"#VALUE!"}},{"$f":"IF(SUM($I895:AI895)-$H894<=0,0,SUM($I895:AI895)-$H894)","v":{"$error":"#VALUE!"}},{"$f":"IF(SUM($I895:AJ895)-$H894<=0,0,SUM($I895:AJ895)-$H894)","v":{"$error":"#VALUE!"}},{"$f":"IF(SUM($I895:AK895)-$H894<=0,0,SUM($I895:AK895)-$H894)","v":{"$error":"#VALUE!"}},{"$f":"IF(SUM($I895:AL895)-$H894<=0,0,SUM($I895:AL895)-$H894)","v":{"$error":"#VALUE!"}},{"$f":"IF(SUM($I895:AM895)-$H894<=0,0,SUM($I895:AM895)-$H894)","v":{"$error":"#VALUE!"}},{"$f":"IF(SUM($I895:AN895)-$H894<=0,0,SUM($I895:AN895)-$H894)","v":{"$error":"#VALUE!"}},{"$f":"IF(SUM($I895:AO895)-$H894<=0,0,SUM($I895:AO895)-$H894)","v":{"$error":"#VALUE!"}},{"$f":"IF(SUM($I895:AP895)-$H894<=0,0,SUM($I895:AP895)-$H894)","v":{"$error":"#VALUE!"}},{"$f":"IF(SUM($I895:AQ895)-$H894<=0,0,SUM($I895:AQ895)-$H894)","v":{"$error":"#VALUE!"}},{"$f":"IF(SUM($I895:AR895)-$H894<=0,0,SUM($I895:AR895)-$H894)","v":{"$error":"#VALUE!"}},{"$f":"IF(SUM($I895:AS895)-$H894<=0,0,SUM($I895:AS895)-$H894)","v":{"$error":"#VALUE!"}},{"$f":"IF(SUM($I895:AT895)-$H894<=0,0,SUM($I895:AT895)-$H894)","v":{"$error":"#VALUE!"}},{"$f":"IF(SUM($I895:AU895)-$H894<=0,0,SUM($I895:AU895)-$H894)","v":{"$error":"#VALUE!"}},{"$f":"IF(SUM($I895:AV895)-$H894<=0,0,SUM($I895:AV895)-$H894)","v":{"$error":"#VALUE!"}},{"$f":"IF(SUM($I895:AW895)-$H894<=0,0,SUM($I895:AW895)-$H894)","v":{"$error":"#VALUE!"}},{"$f":"IF(SUM($I895:AX895)-$H894<=0,0,SUM($I895:AX895)-$H894)","v":{"$error":"#VALUE!"}},{"$f":"IF(SUM($I895:AY895)-$H894<=0,0,SUM($I895:AY895)-$H894)","v":{"$error":"#VALUE!"}},{"$f":"IF(SUM($I895:AZ895)-$H894<=0,0,SUM($I895:AZ895)-$H894)","v":{"$error":"#VALUE!"}},{"$f":"IF(SUM($I895:BA895)-$H894<=0,0,SUM($I895:BA895)-$H894)","v":{"$error":"#VALUE!"}},{"$f":"IF(SUM($I895:BB895)-$H894<=0,0,SUM($I895:BB895)-$H894)","v":{"$error":"#VALUE!"}},{"$f":"IF(SUM($I895:BC895)-$H894<=0,0,SUM($I895:BC895)-$H894)","v":{"$error":"#VALUE!"}},{"$f":"IF(SUM($I895:BD895)-$H894<=0,0,SUM($I895:BD895)-$H894)","v":{"$error":"#VALUE!"}},{"$f":"IF(SUM($I895:BE895)-$H894<=0,0,SUM($I895:BE895)-$H894)","v":{"$error":"#VALUE!"}},{"$f":"IF(SUM($I895:BF895)-$H894<=0,0,SUM($I895:BF895)-$H894)","v":{"$error":"#VALUE!"}},{"$f":"IF(SUM($I895:BG895)-$H894<=0,0,SUM($I895:BG895)-$H894)","v":{"$error":"#VALUE!"}},{"$f":"IF(SUM($I895:BH895)-$H894<=0,0,SUM($I895:BH895)-$H894)","v":{"$error":"#VALUE!"}},{"$f":"IF(SUM($I895:BI895)-$H894<=0,0,SUM($I895:BI895)-$H894)","v":{"$error":"#VALUE!"}},{"$f":"IF(SUM($I895:BJ895)-$H894<=0,0,SUM($I895:BJ895)-$H894)","v":{"$error":"#VALUE!"}},{"$f":"IF(SUM($I895:BK895)-$H894<=0,0,SUM($I895:BK895)-$H894)","v":{"$error":"#VALUE!"}},{"$f":"IF(SUM($I895:BL895)-$H894<=0,0,SUM($I895:BL895)-$H894)","v":{"$error":"#VALUE!"}},{"$f":"IF(SUM($I895:BM895)-$H894<=0,0,SUM($I895:BM895)-$H894)","v":{"$error":"#VALUE!"}},{"$f":"IF(SUM($I895:BN895)-$H894<=0,0,SUM($I895:BN895)-$H894)","v":{"$error":"#VALUE!"}},{"$f":"IF(SUM($I895:BO895)-$H894<=0,0,SUM($I895:BO895)-$H894)","v":{"$error":"#VALUE!"}},{"$f":"IF(SUM($I895:BP895)-$H894<=0,0,SUM($I895:BP895)-$H894)","v":{"$error":"#VALUE!"}},{"$f":"IF(SUM($I895:BQ895)-$H894<=0,0,SUM($I895:BQ895)-$H894)","v":{"$error":"#VALUE!"}},{"$f":"IF(SUM($I895:BR895)-$H894<=0,0,SUM($I895:BR895)-$H894)","v":{"$error":"#VALUE!"}},{"$f":"IF(SUM($I895:BS895)-$H894<=0,0,SUM($I895:BS895)-$H894)","v":{"$error":"#VALUE!"}},{"$f":"IF(SUM($I895:BT895)-$H894<=0,0,SUM($I895:BT895)-$H894)","v":{"$error":"#VALUE!"}},{"$f":"IF(SUM($I895:BU895)-$H894<=0,0,SUM($I895:BU895)-$H894)","v":{"$error":"#VALUE!"}},{"$f":"IF(SUM($I895:BV895)-$H894<=0,0,SUM($I895:BV895)-$H894)","v":{"$error":"#VALUE!"}},{"$f":"IF(SUM($I895:BW895)-$H894<=0,0,SUM($I895:BW895)-$H894)","v":{"$error":"#VALUE!"}},{"$f":"IF(SUM($I895:BX895)-$H894<=0,0,SUM($I895:BX895)-$H894)","v":{"$error":"#VALUE!"}},{"$f":"IF(SUM($I895:BY895)-$H894<=0,0,SUM($I895:BY895)-$H894)","v":{"$error":"#VALUE!"}},{"$f":"IF(SUM($I895:BZ895)-$H894<=0,0,SUM($I895:BZ895)-$H894)","v":{"$error":"#VALUE!"}},{"$f":"IF(SUM($I895:CA895)-$H894<=0,0,SUM($I895:CA895)-$H894)","v":{"$error":"#VALUE!"}},{"$f":"IF(SUM($I895:CB895)-$H894<=0,0,SUM($I895:CB895)-$H894)","v":{"$error":"#VALUE!"}},{"$f":"IF(SUM($I895:CC895)-$H894<=0,0,SUM($I895:CC895)-$H894)","v":{"$error":"#VALUE!"}},{"$f":"IF(SUM($I895:CD895)-$H894<=0,0,SUM($I895:CD895)-$H894)","v":{"$error":"#VALUE!"}},{"$f":"IF(SUM($I895:CE895)-$H894<=0,0,SUM($I895:CE895)-$H894)","v":{"$error":"#VALUE!"}},{"$f":"IF(SUM($I895:CF895)-$H894<=0,0,SUM($I895:CF895)-$H894)","v":{"$error":"#VALUE!"}},{"$f":"IF(SUM($I895:CG895)-$H894<=0,0,SUM($I895:CG895)-$H894)","v":{"$error":"#VALUE!"}},{"$f":"IF(SUM($I895:CH895)-$H894<=0,0,SUM($I895:CH895)-$H894)","v":{"$error":"#VALUE!"}},{"$f":"IF(SUM($I895:CI895)-$H894<=0,0,SUM($I895:CI895)-$H894)","v":{"$error":"#VALUE!"}},{"$f":"IF(SUM($I895:CJ895)-$H894<=0,0,SUM($I895:CJ895)-$H894)","v":{"$error":"#VALUE!"}},{"$f":"IF(SUM($I895:CK895)-$H894<=0,0,SUM($I895:CK895)-$H894)","v":{"$error":"#VALUE!"}},{"$f":"IF(SUM($I895:CL895)-$H894<=0,0,SUM($I895:CL895)-$H894)","v":{"$error":"#VALUE!"}},{"$f":"IF(SUM($I895:CM895)-$H894<=0,0,SUM($I895:CM895)-$H894)","v":{"$error":"#VALUE!"}},{"$f":"IF(SUM($I895:CN895)-$H894<=0,0,SUM($I895:CN895)-$H894)","v":{"$error":"#VALUE!"}},{"$f":"IF(SUM($I895:CO895)-$H894<=0,0,SUM($I895:CO895)-$H894)","v":{"$error":"#VALUE!"}},{"$f":"IF(SUM($I895:CP895)-$H894<=0,0,SUM($I895:CP895)-$H894)","v":{"$error":"#VALUE!"}},{"$f":"IF(SUM($I895:CQ895)-$H894<=0,0,SUM($I895:CQ895)-$H894)","v":{"$error":"#VALUE!"}},{"$f":"IF(SUM($I895:CR895)-$H894<=0,0,SUM($I895:CR895)-$H894)","v":{"$error":"#VALUE!"}},{"$f":"IF(SUM($I895:CS895)-$H894<=0,0,SUM($I895:CS895)-$H894)","v":{"$error":"#VALUE!"}},{"$f":"IF(SUM($I895:CT895)-$H894<=0,0,SUM($I895:CT895)-$H894)","v":{"$error":"#VALUE!"}},{"$f":"IF(SUM($I895:CU895)-$H894<=0,0,SUM($I895:CU895)-$H894)","v":{"$error":"#VALUE!"}},{"$f":"IF(SUM($I895:CV895)-$H894<=0,0,SUM($I895:CV895)-$H894)","v":{"$error":"#VALUE!"}},{"$f":"IF(SUM($I895:CW895)-$H894<=0,0,SUM($I895:CW895)-$H894)","v":{"$error":"#VALUE!"}},{"$f":"IF(SUM($I895:CX895)-$H894<=0,0,SUM($I895:CX895)-$H894)","v":{"$error":"#VALUE!"}},{"$f":"IF(SUM($I895:CY895)-$H894<=0,0,SUM($I895:CY895)-$H894)","v":{"$error":"#VALUE!"}},{"$f":"IF(SUM($I895:CZ895)-$H894<=0,0,SUM($I895:CZ895)-$H894)","v":{"$error":"#VALUE!"}},"NA"]
[{"$f":"CONCATENATE(H790,C897)","v":"CSO 00612d."},null,"12d.","Stormwater runoff after GI saturation (MG). Excess after Line 12c exceeds Line 12b.",null,null,{"$f":"C897","v":"12d."},null,{"$f":"I896-H896","v":{"$error":"#VALUE!"}},{"$f":"J896-I896","v":{"$error":"#VALUE!"}},{"$f":"K896-J896","v":{"$error":"#VALUE!"}},{"$f":"L896-K896","v":{"$error":"#VALUE!"}},{"$f":"M896-L896","v":{"$error":"#VALUE!"}},{"$f":"N896-M896","v":{"$error":"#VALUE!"}},{"$f":"O896-N896","v":{"$error":"#VALUE!"}},{"$f":"P896-O896","v":{"$error":"#VALUE!"}},{"$f":"Q896-P896","v":{"$error":"#VALUE!"}},{"$f":"R896-Q896","v":{"$error":"#VALUE!"}},{"$f":"S896-R896","v":{"$error":"#VALUE!"}},{"$f":"T896-S896","v":{"$error":"#VALUE!"}},{"$f":"U896-T896","v":{"$error":"#VALUE!"}},{"$f":"V896-U896","v":{"$error":"#VALUE!"}},{"$f":"W896-V896","v":{"$error":"#VALUE!"}},{"$f":"X896-W896","v":{"$error":"#VALUE!"}},{"$f":"Y896-X896","v":{"$error":"#VALUE!"}},{"$f":"Z896-Y896","v":{"$error":"#VALUE!"}},{"$f":"AA896-Z896","v":{"$error":"#VALUE!"}},{"$f":"AB896-AA896","v":{"$error":"#VALUE!"}},{"$f":"AC896-AB896","v":{"$error":"#VALUE!"}},{"$f":"AD896-AC896","v":{"$error":"#VALUE!"}},{"$f":"AE896-AD896","v":{"$error":"#VALUE!"}},{"$f":"AF896-AE896","v":{"$error":"#VALUE!"}},{"$f":"AG896-AF896","v":{"$error":"#VALUE!"}},{"$f":"AH896-AG896","v":{"$error":"#VALUE!"}},{"$f":"AI896-AH896","v":{"$error":"#VALUE!"}},{"$f":"AJ896-AI896","v":{"$error":"#VALUE!"}},{"$f":"AK896-AJ896","v":{"$error":"#VALUE!"}},{"$f":"AL896-AK896","v":{"$error":"#VALUE!"}},{"$f":"AM896-AL896","v":{"$error":"#VALUE!"}},{"$f":"AN896-AM896","v":{"$error":"#VALUE!"}},{"$f":"AO896-AN896","v":{"$error":"#VALUE!"}},{"$f":"AP896-AO896","v":{"$error":"#VALUE!"}},{"$f":"AQ896-AP896","v":{"$error":"#VALUE!"}},{"$f":"AR896-AQ896","v":{"$error":"#VALUE!"}},{"$f":"AS896-AR896","v":{"$error":"#VALUE!"}},{"$f":"AT896-AS896","v":{"$error":"#VALUE!"}},{"$f":"AU896-AT896","v":{"$error":"#VALUE!"}},{"$f":"AV896-AU896","v":{"$error":"#VALUE!"}},{"$f":"AW896-AV896","v":{"$error":"#VALUE!"}},{"$f":"AX896-AW896","v":{"$error":"#VALUE!"}},{"$f":"AY896-AX896","v":{"$error":"#VALUE!"}},{"$f":"AZ896-AY896","v":{"$error":"#VALUE!"}},{"$f":"BA896-AZ896","v":{"$error":"#VALUE!"}},{"$f":"BB896-BA896","v":{"$error":"#VALUE!"}},{"$f":"BC896-BB896","v":{"$error":"#VALUE!"}},{"$f":"BD896-BC896","v":{"$error":"#VALUE!"}},{"$f":"BE896-BD896","v":{"$error":"#VALUE!"}},{"$f":"BF896-BE896","v":{"$error":"#VALUE!"}},{"$f":"BG896-BF896","v":{"$error":"#VALUE!"}},{"$f":"BH896-BG896","v":{"$error":"#VALUE!"}},{"$f":"BI896-BH896","v":{"$error":"#VALUE!"}},{"$f":"BJ896-BI896","v":{"$error":"#VALUE!"}},{"$f":"BK896-BJ896","v":{"$error":"#VALUE!"}},{"$f":"BL896-BK896","v":{"$error":"#VALUE!"}},{"$f":"BM896-BL896","v":{"$error":"#VALUE!"}},{"$f":"BN896-BM896","v":{"$error":"#VALUE!"}},{"$f":"BO896-BN896","v":{"$error":"#VALUE!"}},{"$f":"BP896-BO896","v":{"$error":"#VALUE!"}},{"$f":"BQ896-BP896","v":{"$error":"#VALUE!"}},{"$f":"BR896-BQ896","v":{"$error":"#VALUE!"}},{"$f":"BS896-BR896","v":{"$error":"#VALUE!"}},{"$f":"BT896-BS896","v":{"$error":"#VALUE!"}},{"$f":"BU896-BT896","v":{"$error":"#VALUE!"}},{"$f":"BV896-BU896","v":{"$error":"#VALUE!"}},{"$f":"BW896-BV896","v":{"$error":"#VALUE!"}},{"$f":"BX896-BW896","v":{"$error":"#VALUE!"}},{"$f":"BY896-BX896","v":{"$error":"#VALUE!"}},{"$f":"BZ896-BY896","v":{"$error":"#VALUE!"}},{"$f":"CA896-BZ896","v":{"$error":"#VALUE!"}},{"$f":"CB896-CA896","v":{"$error":"#VALUE!"}},{"$f":"CC896-CB896","v":{"$error":"#VALUE!"}},{"$f":"CD896-CC896","v":{"$error":"#VALUE!"}},{"$f":"CE896-CD896","v":{"$error":"#VALUE!"}},{"$f":"CF896-CE896","v":{"$error":"#VALUE!"}},{"$f":"CG896-CF896","v":{"$error":"#VALUE!"}},{"$f":"CH896-CG896","v":{"$error":"#VALUE!"}},{"$f":"CI896-CH896","v":{"$error":"#VALUE!"}},{"$f":"CJ896-CI896","v":{"$error":"#VALUE!"}},{"$f":"CK896-CJ896","v":{"$error":"#VALUE!"}},{"$f":"CL896-CK896","v":{"$error":"#VALUE!"}},{"$f":"CM896-CL896","v":{"$error":"#VALUE!"}},{"$f":"CN896-CM896","v":{"$error":"#VALUE!"}},{"$f":"CO896-CN896","v":{"$error":"#VALUE!"}},{"$f":"CP896-CO896","v":{"$error":"#VALUE!"}},{"$f":"CQ896-CP896","v":{"$error":"#VALUE!"}},{"$f":"CR896-CQ896","v":{"$error":"#VALUE!"}},{"$f":"CS896-CR896","v":{"$error":"#VALUE!"}},{"$f":"CT896-CS896","v":{"$error":"#VALUE!"}},{"$f":"CU896-CT896","v":{"$error":"#VALUE!"}},{"$f":"CV896-CU896","v":{"$error":"#VALUE!"}},{"$f":"CW896-CV896","v":{"$error":"#VALUE!"}},{"$f":"CX896-CW896","v":{"$error":"#VALUE!"}},{"$f":"CY896-CX896","v":{"$error":"#VALUE!"}},{"$f":"CZ896-CY896","v":{"$error":"#VALUE!"}},{"$f":"SUM(I897:CZ897)","v":{"$error":"#VALUE!"}}]
[{"$f":"CONCATENATE(H790,C898)","v":"CSO 00613a."},"13. Runoff Controls","13a.","Total CSO control volume (MG).",null,null,{"$f":"C898","v":"13a."},{"$f":"HLOOKUP(H790,'4 - CSO VOLUME'!$E$9:$AS$33,16,FALSE)","v":{"v":0,"d":"0.00"}}]
[{"$f":"CONCATENATE(H790,C899)","v":"CSO 00613b."},null,"13b.","Dry weather flow rate (MGD). ",null,null,{"$f":"C899","v":"13b."},{"$f":"HLOOKUP(H790,'4 - CSO VOLUME'!$E$9:$AS$33,17,FALSE)","v":{"v":0,"d":"0.00"}},{"$f":"$H899/(4*24)","v":{"v":0,"d":"0.000"}},{"$f":"$H899/(4*24)","v":{"v":0,"d":"0.000"}},{"v":0,"d":"0.000"},{"v":0,"d":"0.000"},{"v":0,"d":"0.000"},{"v":0,"d":"0.000"},{"v":0,"d":"0.000"},{"v":0,"d":"0.000"},{"v":0,"d":"0.000"},{"v":0,"d":"0.000"},{"v":0,"d":"0.000"},{"v":0,"d":"0.000"},{"v":0,"d":"0.000"},{"v":0,"d":"0.000"},{"v":0,"d":"0.000"},{"v":0,"d":"0.000"},{"v":0,"d":"0.000"},{"v":0,"d":"0.000"},{"v":0,"d":"0.000"},{"v":0,"d":"0.000"},{"v":0,"d":"0.000"},{"v":0,"d":"0.000"},{"v":0,"d":"0.000"},{"v":0,"d":"0.000"},{"v":0,"d":"0.000"},{"v":0,"d":"0.000"},{"v":0,"d":"0.000"},{"v":0,"d":"0.000"},{"v":0,"d":"0.000"},{"v":0,"d":"0.000"},{"v":0,"d":"0.000"},{"v":0,"d":"0.000"},{"v":0,"d":"0.000"},{"v":0,"d":"0.000"},{"v":0,"d":"0.000"},{"v":0,"d":"0.000"},{"v":0,"d":"0.000"},{"v":0,"d":"0.000"},{"v":0,"d":"0.000"},{"v":0,"d":"0.000"},{"v":0,"d":"0.000"},{"v":0,"d":"0.000"},{"v":0,"d":"0.000"},{"v":0,"d":"0.000"},{"v":0,"d":"0.000"},{"v":0,"d":"0.000"},{"v":0,"d":"0.000"},{"v":0,"d":"0.000"},{"v":0,"d":"0.000"},{"v":0,"d":"0.000"},{"v":0,"d":"0.000"},{"v":0,"d":"0.000"},{"v":0,"d":"0.000"},{"v":0,"d":"0.000"},{"v":0,"d":"0.000"},{"v":0,"d":"0.000"},{"v":0,"d":"0.000"},{"v":0,"d":"0.000"},{"v":0,"d":"0.000"},{"v":0,"d":"0.000"},{"v":0,"d":"0.000"},{"v":0,"d":"0.000"},{"v":0,"d":"0.000"},{"v":0,"d":"0.000"},{"v":0,"d":"0.000"},{"$f":"$H899/(4*24)","v":{"v":0,"d":"0.000"}},{"v":0,"d":"0.000"},{"v":0,"d":"0.000"},{"v":0,"d":"0.000"},{"v":0,"d":"0.000"},{"v":0,"d":"0.000"},{"v":0,"d":"0.000"},{"v":0,"d":"0.000"},{"v":0,"d":"0.000"},{"v":0,"d":"0.000"},{"v":0,"d":"0.000"},{"v":0,"d":"0.000"},{"v":0,"d":"0.000"},{"v":0,"d":"0.000"},{"v":0,"d":"0.000"},{"v":0,"d":"0.000"},{"v":0,"d":"0.000"},{"v":0,"d":"0.000"},{"v":0,"d":"0.000"},{"v":0,"d":"0.000"},{"v":0,"d":"0.000"},{"v":0,"d":"0.000"},{"v":0,"d":"0.000"},{"v":0,"d":"0.000"},{"v":0,"d":"0.000"},{"v":0,"d":"0.000"},{"v":0,"d":"0.000"},{"v":0,"d":"0.000"},{"v":0,"d":"0.000"},{"v":0,"d":"0.000"},{"v":0,"d":"0.000"}]
[{"$f":"CONCATENATE(H790,C900)","v":"CSO 00613c."},null,"13c.","Stormwater runoff after GI saturation plus dry weather flow (MG). Add Line 13b to Line 12d.",null,null,{"$f":"C900","v":"13c."},null,{"$f":"I899+I897","v":{"$error":"#VALUE!"}},{"$f":"J899+J897","v":{"$error":"#VALUE!"}},{"$error":"#VALUE!"},{"$error":"#VALUE!"},{"$error":"#VALUE!"},{"$error":"#VALUE!"},{"$error":"#VALUE!"},{"$error":"#VALUE!"},{"$error":"#VALUE!"},{"$error":"#VALUE!"},{"$error":"#VALUE!"},{"$error":"#VALUE!"},{"$error":"#VALUE!"},{"$error":"#VALUE!"},{"$error":"#VALUE!"},{"$error":"#VALUE!"},{"$error":"#VALUE!"},{"$error":"#VALUE!"},{"$error":"#VALUE!"},{"$error":"#VALUE!"},{"$error":"#VALUE!"},{"$error":"#VALUE!"},{"$error":"#VALUE!"},{"$error":"#VALUE!"},{"$error":"#VALUE!"},{"$error":"#VALUE!"},{"$error":"#VALUE!"},{"$error":"#VALUE!"},{"$error":"#VALUE!"},{"$error":"#VALUE!"},{"$error":"#VALUE!"},{"$error":"#VALUE!"},{"$error":"#VALUE!"},{"$error":"#VALUE!"},{"$error":"#VALUE!"},{"$error":"#VALUE!"},{"$error":"#VALUE!"},{"$error":"#VALUE!"},{"$error":"#VALUE!"},{"$error":"#VALUE!"},{"$error":"#VALUE!"},{"$error":"#VALUE!"},{"$error":"#VALUE!"},{"$error":"#VALUE!"},{"$error":"#VALUE!"},{"$error":"#VALUE!"},{"$error":"#VALUE!"},{"$error":"#VALUE!"},{"$error":"#VALUE!"},{"$error":"#VALUE!"},{"$error":"#VALUE!"},{"$error":"#VALUE!"},{"$error":"#VALUE!"},{"$error":"#VALUE!"},{"$error":"#VALUE!"},{"$error":"#VALUE!"},{"$error":"#VALUE!"},{"$error":"#VALUE!"},{"$error":"#VALUE!"},{"$error":"#VALUE!"},{"$error":"#VALUE!"},{"$error":"#VALUE!"},{"$error":"#VALUE!"},{"$error":"#VALUE!"},{"$error":"#VALUE!"},{"$f":"BV899+BV897","v":{"$error":"#VALUE!"}},{"$error":"#VALUE!"},{"$error":"#VALUE!"},{"$error":"#VALUE!"},{"$error":"#VALUE!"},{"$error":"#VALUE!"},{"$error":"#VALUE!"},{"$error":"#VALUE!"},{"$error":"#VALUE!"},{"$error":"#VALUE!"},{"$error":"#VALUE!"},{"$error":"#VALUE!"},{"$error":"#VALUE!"},{"$error":"#VALUE!"},{"$error":"#VALUE!"},{"$error":"#VALUE!"},{"$error":"#VALUE!"},{"$error":"#VALUE!"},{"$error":"#VALUE!"},{"$error":"#VALUE!"},{"$error":"#VALUE!"},{"$error":"#VALUE!"},{"$error":"#VALUE!"},{"$error":"#VALUE!"},{"$error":"#VALUE!"},{"$error":"#VALUE!"},{"$error":"#VALUE!"},{"$error":"#VALUE!"},{"$error":"#VALUE!"},{"$error":"#VALUE!"},{"$error":"#VALUE!"},{"$f":"SUM(I900:CZ900)","v":{"$error":"#VALUE!"}}]
[{"$f":"CONCATENATE(H790,C901)","v":"CSO 006"},null,null,"Excess stormwater runoff volume, cumulative (MG). Subtract Line 13a from Line 13c.",{"$nulls":4},{"$f":"IF(SUM($I900:I900)-$H898<=0,0,SUM($I900:I900)-$H898)","v":{"$error":"#VALUE!"}},{"$f":"IF(SUM($I900:J900)-$H898<=0,0,SUM($I900:J900)-$H898)","v":{"$error":"#VALUE!"}},{"$f":"IF(SUM($I900:K900)-$H898<=0,0,SUM($I900:K900)-$H898)","v":{"$error":"#VALUE!"}},{"$f":"IF(SUM($I900:L900)-$H898<=0,0,SUM($I900:L900)-$H898)","v":{"$error":"#VALUE!"}},{"$f":"IF(SUM($I900:M900)-$H898<=0,0,SUM($I900:M900)-$H898)","v":{"$error":"#VALUE!"}},{"$f":"IF(SUM($I900:N900)-$H898<=0,0,SUM($I900:N900)-$H898)","v":{"$error":"#VALUE!"}},{"$f":"IF(SUM($I900:O900)-$H898<=0,0,SUM($I900:O900)-$H898)","v":{"$error":"#VALUE!"}},{"$f":"IF(SUM($I900:P900)-$H898<=0,0,SUM($I900:P900)-$H898)","v":{"$error":"#VALUE!"}},{"$f":"IF(SUM($I900:Q900)-$H898<=0,0,SUM($I900:Q900)-$H898)","v":{"$error":"#VALUE!"}},{"$f":"IF(SUM($I900:R900)-$H898<=0,0,SUM($I900:R900)-$H898)","v":{"$error":"#VALUE!"}},{"$f":"IF(SUM($I900:S900)-$H898<=0,0,SUM($I900:S900)-$H898)","v":{"$error":"#VALUE!"}},{"$f":"IF(SUM($I900:T900)-$H898<=0,0,SUM($I900:T900)-$H898)","v":{"$error":"#VALUE!"}},{"$f":"IF(SUM($I900:U900)-$H898<=0,0,SUM($I900:U900)-$H898)","v":{"$error":"#VALUE!"}},{"$f":"IF(SUM($I900:V900)-$H898<=0,0,SUM($I900:V900)-$H898)","v":{"$error":"#VALUE!"}},{"$f":"IF(SUM($I900:W900)-$H898<=0,0,SUM($I900:W900)-$H898)","v":{"$error":"#VALUE!"}},{"$f":"IF(SUM($I900:X900)-$H898<=0,0,SUM($I900:X900)-$H898)","v":{"$error":"#VALUE!"}},{"$f":"IF(SUM($I900:Y900)-$H898<=0,0,SUM($I900:Y900)-$H898)","v":{"$error":"#VALUE!"}},{"$f":"IF(SUM($I900:Z900)-$H898<=0,0,SUM($I900:Z900)-$H898)","v":{"$error":"#VALUE!"}},{"$f":"IF(SUM($I900:AA900)-$H898<=0,0,SUM($I900:AA900)-$H898)","v":{"$error":"#VALUE!"}},{"$f":"IF(SUM($I900:AB900)-$H898<=0,0,SUM($I900:AB900)-$H898)","v":{"$error":"#VALUE!"}},{"$f":"IF(SUM($I900:AC900)-$H898<=0,0,SUM($I900:AC900)-$H898)","v":{"$error":"#VALUE!"}},{"$f":"IF(SUM($I900:AD900)-$H898<=0,0,SUM($I900:AD900)-$H898)","v":{"$error":"#VALUE!"}},{"$f":"IF(SUM($I900:AE900)-$H898<=0,0,SUM($I900:AE900)-$H898)","v":{"$error":"#VALUE!"}},{"$f":"IF(SUM($I900:AF900)-$H898<=0,0,SUM($I900:AF900)-$H898)","v":{"$error":"#VALUE!"}},{"$f":"IF(SUM($I900:AG900)-$H898<=0,0,SUM($I900:AG900)-$H898)","v":{"$error":"#VALUE!"}},{"$f":"IF(SUM($I900:AH900)-$H898<=0,0,SUM($I900:AH900)-$H898)","v":{"$error":"#VALUE!"}},{"$f":"IF(SUM($I900:AI900)-$H898<=0,0,SUM($I900:AI900)-$H898)","v":{"$error":"#VALUE!"}},{"$f":"IF(SUM($I900:AJ900)-$H898<=0,0,SUM($I900:AJ900)-$H898)","v":{"$error":"#VALUE!"}},{"$f":"IF(SUM($I900:AK900)-$H898<=0,0,SUM($I900:AK900)-$H898)","v":{"$error":"#VALUE!"}},{"$f":"IF(SUM($I900:AL900)-$H898<=0,0,SUM($I900:AL900)-$H898)","v":{"$error":"#VALUE!"}},{"$f":"IF(SUM($I900:AM900)-$H898<=0,0,SUM($I900:AM900)-$H898)","v":{"$error":"#VALUE!"}},{"$f":"IF(SUM($I900:AN900)-$H898<=0,0,SUM($I900:AN900)-$H898)","v":{"$error":"#VALUE!"}},{"$f":"IF(SUM($I900:AO900)-$H898<=0,0,SUM($I900:AO900)-$H898)","v":{"$error":"#VALUE!"}},{"$f":"IF(SUM($I900:AP900)-$H898<=0,0,SUM($I900:AP900)-$H898)","v":{"$error":"#VALUE!"}},{"$f":"IF(SUM($I900:AQ900)-$H898<=0,0,SUM($I900:AQ900)-$H898)","v":{"$error":"#VALUE!"}},{"$f":"IF(SUM($I900:AR900)-$H898<=0,0,SUM($I900:AR900)-$H898)","v":{"$error":"#VALUE!"}},{"$f":"IF(SUM($I900:AS900)-$H898<=0,0,SUM($I900:AS900)-$H898)","v":{"$error":"#VALUE!"}},{"$f":"IF(SUM($I900:AT900)-$H898<=0,0,SUM($I900:AT900)-$H898)","v":{"$error":"#VALUE!"}},{"$f":"IF(SUM($I900:AU900)-$H898<=0,0,SUM($I900:AU900)-$H898)","v":{"$error":"#VALUE!"}},{"$f":"IF(SUM($I900:AV900)-$H898<=0,0,SUM($I900:AV900)-$H898)","v":{"$error":"#VALUE!"}},{"$f":"IF(SUM($I900:AW900)-$H898<=0,0,SUM($I900:AW900)-$H898)","v":{"$error":"#VALUE!"}},{"$f":"IF(SUM($I900:AX900)-$H898<=0,0,SUM($I900:AX900)-$H898)","v":{"$error":"#VALUE!"}},{"$f":"IF(SUM($I900:AY900)-$H898<=0,0,SUM($I900:AY900)-$H898)","v":{"$error":"#VALUE!"}},{"$f":"IF(SUM($I900:AZ900)-$H898<=0,0,SUM($I900:AZ900)-$H898)","v":{"$error":"#VALUE!"}},{"$f":"IF(SUM($I900:BA900)-$H898<=0,0,SUM($I900:BA900)-$H898)","v":{"$error":"#VALUE!"}},{"$f":"IF(SUM($I900:BB900)-$H898<=0,0,SUM($I900:BB900)-$H898)","v":{"$error":"#VALUE!"}},{"$f":"IF(SUM($I900:BC900)-$H898<=0,0,SUM($I900:BC900)-$H898)","v":{"$error":"#VALUE!"}},{"$f":"IF(SUM($I900:BD900)-$H898<=0,0,SUM($I900:BD900)-$H898)","v":{"$error":"#VALUE!"}},{"$f":"IF(SUM($I900:BE900)-$H898<=0,0,SUM($I900:BE900)-$H898)","v":{"$error":"#VALUE!"}},{"$f":"IF(SUM($I900:BF900)-$H898<=0,0,SUM($I900:BF900)-$H898)","v":{"$error":"#VALUE!"}},{"$f":"IF(SUM($I900:BG900)-$H898<=0,0,SUM($I900:BG900)-$H898)","v":{"$error":"#VALUE!"}},{"$f":"IF(SUM($I900:BH900)-$H898<=0,0,SUM($I900:BH900)-$H898)","v":{"$error":"#VALUE!"}},{"$f":"IF(SUM($I900:BI900)-$H898<=0,0,SUM($I900:BI900)-$H898)","v":{"$error":"#VALUE!"}},{"$f":"IF(SUM($I900:BJ900)-$H898<=0,0,SUM($I900:BJ900)-$H898)","v":{"$error":"#VALUE!"}},{"$f":"IF(SUM($I900:BK900)-$H898<=0,0,SUM($I900:BK900)-$H898)","v":{"$error":"#VALUE!"}},{"$f":"IF(SUM($I900:BL900)-$H898<=0,0,SUM($I900:BL900)-$H898)","v":{"$error":"#VALUE!"}},{"$f":"IF(SUM($I900:BM900)-$H898<=0,0,SUM($I900:BM900)-$H898)","v":{"$error":"#VALUE!"}},{"$f":"IF(SUM($I900:BN900)-$H898<=0,0,SUM($I900:BN900)-$H898)","v":{"$error":"#VALUE!"}},{"$f":"IF(SUM($I900:BO900)-$H898<=0,0,SUM($I900:BO900)-$H898)","v":{"$error":"#VALUE!"}},{"$f":"IF(SUM($I900:BP900)-$H898<=0,0,SUM($I900:BP900)-$H898)","v":{"$error":"#VALUE!"}},{"$f":"IF(SUM($I900:BQ900)-$H898<=0,0,SUM($I900:BQ900)-$H898)","v":{"$error":"#VALUE!"}},{"$f":"IF(SUM($I900:BR900)-$H898<=0,0,SUM($I900:BR900)-$H898)","v":{"$error":"#VALUE!"}},{"$f":"IF(SUM($I900:BS900)-$H898<=0,0,SUM($I900:BS900)-$H898)","v":{"$error":"#VALUE!"}},{"$f":"IF(SUM($I900:BT900)-$H898<=0,0,SUM($I900:BT900)-$H898)","v":{"$error":"#VALUE!"}},{"$f":"IF(SUM($I900:BU900)-$H898<=0,0,SUM($I900:BU900)-$H898)","v":{"$error":"#VALUE!"}},{"$f":"IF(SUM($I900:BV900)-$H898<=0,0,SUM($I900:BV900)-$H898)","v":{"$error":"#VALUE!"}},{"$f":"IF(SUM($I900:BW900)-$H898<=0,0,SUM($I900:BW900)-$H898)","v":{"$error":"#VALUE!"}},{"$f":"IF(SUM($I900:BX900)-$H898<=0,0,SUM($I900:BX900)-$H898)","v":{"$error":"#VALUE!"}},{"$f":"IF(SUM($I900:BY900)-$H898<=0,0,SUM($I900:BY900)-$H898)","v":{"$error":"#VALUE!"}},{"$f":"IF(SUM($I900:BZ900)-$H898<=0,0,SUM($I900:BZ900)-$H898)","v":{"$error":"#VALUE!"}},{"$f":"IF(SUM($I900:CA900)-$H898<=0,0,SUM($I900:CA900)-$H898)","v":{"$error":"#VALUE!"}},{"$f":"IF(SUM($I900:CB900)-$H898<=0,0,SUM($I900:CB900)-$H898)","v":{"$error":"#VALUE!"}},{"$f":"IF(SUM($I900:CC900)-$H898<=0,0,SUM($I900:CC900)-$H898)","v":{"$error":"#VALUE!"}},{"$f":"IF(SUM($I900:CD900)-$H898<=0,0,SUM($I900:CD900)-$H898)","v":{"$error":"#VALUE!"}},{"$f":"IF(SUM($I900:CE900)-$H898<=0,0,SUM($I900:CE900)-$H898)","v":{"$error":"#VALUE!"}},{"$f":"IF(SUM($I900:CF900)-$H898<=0,0,SUM($I900:CF900)-$H898)","v":{"$error":"#VALUE!"}},{"$f":"IF(SUM($I900:CG900)-$H898<=0,0,SUM($I900:CG900)-$H898)","v":{"$error":"#VALUE!"}},{"$f":"IF(SUM($I900:CH900)-$H898<=0,0,SUM($I900:CH900)-$H898)","v":{"$error":"#VALUE!"}},{"$f":"IF(SUM($I900:CI900)-$H898<=0,0,SUM($I900:CI900)-$H898)","v":{"$error":"#VALUE!"}},{"$f":"IF(SUM($I900:CJ900)-$H898<=0,0,SUM($I900:CJ900)-$H898)","v":{"$error":"#VALUE!"}},{"$f":"IF(SUM($I900:CK900)-$H898<=0,0,SUM($I900:CK900)-$H898)","v":{"$error":"#VALUE!"}},{"$f":"IF(SUM($I900:CL900)-$H898<=0,0,SUM($I900:CL900)-$H898)","v":{"$error":"#VALUE!"}},{"$f":"IF(SUM($I900:CM900)-$H898<=0,0,SUM($I900:CM900)-$H898)","v":{"$error":"#VALUE!"}},{"$f":"IF(SUM($I900:CN900)-$H898<=0,0,SUM($I900:CN900)-$H898)","v":{"$error":"#VALUE!"}},{"$f":"IF(SUM($I900:CO900)-$H898<=0,0,SUM($I900:CO900)-$H898)","v":{"$error":"#VALUE!"}},{"$f":"IF(SUM($I900:CP900)-$H898<=0,0,SUM($I900:CP900)-$H898)","v":{"$error":"#VALUE!"}},{"$f":"IF(SUM($I900:CQ900)-$H898<=0,0,SUM($I900:CQ900)-$H898)","v":{"$error":"#VALUE!"}},{"$f":"IF(SUM($I900:CR900)-$H898<=0,0,SUM($I900:CR900)-$H898)","v":{"$error":"#VALUE!"}},{"$f":"IF(SUM($I900:CS900)-$H898<=0,0,SUM($I900:CS900)-$H898)","v":{"$error":"#VALUE!"}},{"$f":"IF(SUM($I900:CT900)-$H898<=0,0,SUM($I900:CT900)-$H898)","v":{"$error":"#VALUE!"}},{"$f":"IF(SUM($I900:CU900)-$H898<=0,0,SUM($I900:CU900)-$H898)","v":{"$error":"#VALUE!"}},{"$f":"IF(SUM($I900:CV900)-$H898<=0,0,SUM($I900:CV900)-$H898)","v":{"$error":"#VALUE!"}},{"$f":"IF(SUM($I900:CW900)-$H898<=0,0,SUM($I900:CW900)-$H898)","v":{"$error":"#VALUE!"}},{"$f":"IF(SUM($I900:CX900)-$H898<=0,0,SUM($I900:CX900)-$H898)","v":{"$error":"#VALUE!"}},{"$f":"IF(SUM($I900:CY900)-$H898<=0,0,SUM($I900:CY900)-$H898)","v":{"$error":"#VALUE!"}},{"$f":"IF(SUM($I900:CZ900)-$H898<=0,0,SUM($I900:CZ900)-$H898)","v":{"$error":"#VALUE!"}},"NA"]
[{"$f":"CONCATENATE(H790,C902)","v":"CSO 00613d."},null,"13d.","Combined sewage after GI saturation and CSO control (MG). Excess after Line 13c exceeds Line 13a.",null,null,{"$f":"C902","v":"13d."},null,{"$f":"I901-H901","v":{"$error":"#VALUE!"}},{"$f":"J901-I901","v":{"$error":"#VALUE!"}},{"$f":"K901-J901","v":{"$error":"#VALUE!"}},{"$f":"L901-K901","v":{"$error":"#VALUE!"}},{"$f":"M901-L901","v":{"$error":"#VALUE!"}},{"$f":"N901-M901","v":{"$error":"#VALUE!"}},{"$f":"O901-N901","v":{"$error":"#VALUE!"}},{"$f":"P901-O901","v":{"$error":"#VALUE!"}},{"$f":"Q901-P901","v":{"$error":"#VALUE!"}},{"$f":"R901-Q901","v":{"$error":"#VALUE!"}},{"$f":"S901-R901","v":{"$error":"#VALUE!"}},{"$f":"T901-S901","v":{"$error":"#VALUE!"}},{"$f":"U901-T901","v":{"$error":"#VALUE!"}},{"$f":"V901-U901","v":{"$error":"#VALUE!"}},{"$f":"W901-V901","v":{"$error":"#VALUE!"}},{"$f":"X901-W901","v":{"$error":"#VALUE!"}},{"$f":"Y901-X901","v":{"$error":"#VALUE!"}},{"$f":"Z901-Y901","v":{"$error":"#VALUE!"}},{"$f":"AA901-Z901","v":{"$error":"#VALUE!"}},{"$f":"AB901-AA901","v":{"$error":"#VALUE!"}},{"$f":"AC901-AB901","v":{"$error":"#VALUE!"}},{"$f":"AD901-AC901","v":{"$error":"#VALUE!"}},{"$f":"AE901-AD901","v":{"$error":"#VALUE!"}},{"$f":"AF901-AE901","v":{"$error":"#VALUE!"}},{"$f":"AG901-AF901","v":{"$error":"#VALUE!"}},{"$f":"AH901-AG901","v":{"$error":"#VALUE!"}},{"$f":"AI901-AH901","v":{"$error":"#VALUE!"}},{"$f":"AJ901-AI901","v":{"$error":"#VALUE!"}},{"$f":"AK901-AJ901","v":{"$error":"#VALUE!"}},{"$f":"AL901-AK901","v":{"$error":"#VALUE!"}},{"$f":"AM901-AL901","v":{"$error":"#VALUE!"}},{"$f":"AN901-AM901","v":{"$error":"#VALUE!"}},{"$f":"AO901-AN901","v":{"$error":"#VALUE!"}},{"$f":"AP901-AO901","v":{"$error":"#VALUE!"}},{"$f":"AQ901-AP901","v":{"$error":"#VALUE!"}},{"$f":"AR901-AQ901","v":{"$error":"#VALUE!"}},{"$f":"AS901-AR901","v":{"$error":"#VALUE!"}},{"$f":"AT901-AS901","v":{"$error":"#VALUE!"}},{"$f":"AU901-AT901","v":{"$error":"#VALUE!"}},{"$f":"AV901-AU901","v":{"$error":"#VALUE!"}},{"$f":"AW901-AV901","v":{"$error":"#VALUE!"}},{"$f":"AX901-AW901","v":{"$error":"#VALUE!"}},{"$f":"AY901-AX901","v":{"$error":"#VALUE!"}},{"$f":"AZ901-AY901","v":{"$error":"#VALUE!"}},{"$f":"BA901-AZ901","v":{"$error":"#VALUE!"}},{"$f":"BB901-BA901","v":{"$error":"#VALUE!"}},{"$f":"BC901-BB901","v":{"$error":"#VALUE!"}},{"$f":"BD901-BC901","v":{"$error":"#VALUE!"}},{"$f":"BE901-BD901","v":{"$error":"#VALUE!"}},{"$f":"BF901-BE901","v":{"$error":"#VALUE!"}},{"$f":"BG901-BF901","v":{"$error":"#VALUE!"}},{"$f":"BH901-BG901","v":{"$error":"#VALUE!"}},{"$f":"BI901-BH901","v":{"$error":"#VALUE!"}},{"$f":"BJ901-BI901","v":{"$error":"#VALUE!"}},{"$f":"BK901-BJ901","v":{"$error":"#VALUE!"}},{"$f":"BL901-BK901","v":{"$error":"#VALUE!"}},{"$f":"BM901-BL901","v":{"$error":"#VALUE!"}},{"$f":"BN901-BM901","v":{"$error":"#VALUE!"}},{"$f":"BO901-BN901","v":{"$error":"#VALUE!"}},{"$f":"BP901-BO901","v":{"$error":"#VALUE!"}},{"$f":"BQ901-BP901","v":{"$error":"#VALUE!"}},{"$f":"BR901-BQ901","v":{"$error":"#VALUE!"}},{"$f":"BS901-BR901","v":{"$error":"#VALUE!"}},{"$f":"BT901-BS901","v":{"$error":"#VALUE!"}},{"$f":"BU901-BT901","v":{"$error":"#VALUE!"}},{"$f":"BV901-BU901","v":{"$error":"#VALUE!"}},{"$f":"BW901-BV901","v":{"$error":"#VALUE!"}},{"$f":"BX901-BW901","v":{"$error":"#VALUE!"}},{"$f":"BY901-BX901","v":{"$error":"#VALUE!"}},{"$f":"BZ901-BY901","v":{"$error":"#VALUE!"}},{"$f":"CA901-BZ901","v":{"$error":"#VALUE!"}},{"$f":"CB901-CA901","v":{"$error":"#VALUE!"}},{"$f":"CC901-CB901","v":{"$error":"#VALUE!"}},{"$f":"CD901-CC901","v":{"$error":"#VALUE!"}},{"$f":"CE901-CD901","v":{"$error":"#VALUE!"}},{"$f":"CF901-CE901","v":{"$error":"#VALUE!"}},{"$f":"CG901-CF901","v":{"$error":"#VALUE!"}},{"$f":"CH901-CG901","v":{"$error":"#VALUE!"}},{"$f":"CI901-CH901","v":{"$error":"#VALUE!"}},{"$f":"CJ901-CI901","v":{"$error":"#VALUE!"}},{"$f":"CK901-CJ901","v":{"$error":"#VALUE!"}},{"$f":"CL901-CK901","v":{"$error":"#VALUE!"}},{"$f":"CM901-CL901","v":{"$error":"#VALUE!"}},{"$f":"CN901-CM901","v":{"$error":"#VALUE!"}},{"$f":"CO901-CN901","v":{"$error":"#VALUE!"}},{"$f":"CP901-CO901","v":{"$error":"#VALUE!"}},{"$f":"CQ901-CP901","v":{"$error":"#VALUE!"}},{"$f":"CR901-CQ901","v":{"$error":"#VALUE!"}},{"$f":"CS901-CR901","v":{"$error":"#VALUE!"}},{"$f":"CT901-CS901","v":{"$error":"#VALUE!"}},{"$f":"CU901-CT901","v":{"$error":"#VALUE!"}},{"$f":"CV901-CU901","v":{"$error":"#VALUE!"}},{"$f":"CW901-CV901","v":{"$error":"#VALUE!"}},{"$f":"CX901-CW901","v":{"$error":"#VALUE!"}},{"$f":"CY901-CX901","v":{"$error":"#VALUE!"}},{"$f":"CZ901-CY901","v":{"$error":"#VALUE!"}},{"$f":"SUM(I902:CZ902)","v":{"$error":"#VALUE!"}}]
[{"$f":"CONCATENATE(H790,C903)","v":"CSO 00614a."},"14. CSO Flows","14a.","CSO hydraulic control capacity (MGD). ",null,null,"14a.",{"$f":"HLOOKUP(H790,'4 - CSO VOLUME'!$E$9:$AS$33,20,FALSE)","v":""}]
[{"$f":"CONCATENATE(H790,C904)","v":"CSO 00614b."},null,"14b.","Total CSO volume (MG). Divide Line 14a by 24, then subtract from Line 13d at hourly increments.",null,null,"14b.",null,{"$f":"IF(I902-($H903/(4*24))<0,0,I902-($H903/(4*24)))","v":{"$error":"#VALUE!"}},{"$f":"IF(J902-($H903/(4*24))<0,0,J902-($H903/(4*24)))","v":{"$error":"#VALUE!"}},{"$error":"#VALUE!"},{"$error":"#VALUE!"},{"$error":"#VALUE!"},{"$error":"#VALUE!"},{"$error":"#VALUE!"},{"$error":"#VALUE!"},{"$error":"#VALUE!"},{"$error":"#VALUE!"},{"$error":"#VALUE!"},{"$error":"#VALUE!"},{"$error":"#VALUE!"},{"$error":"#VALUE!"},{"$error":"#VALUE!"},{"$error":"#VALUE!"},{"$error":"#VALUE!"},{"$error":"#VALUE!"},{"$error":"#VALUE!"},{"$error":"#VALUE!"},{"$error":"#VALUE!"},{"$error":"#VALUE!"},{"$error":"#VALUE!"},{"$error":"#VALUE!"},{"$error":"#VALUE!"},{"$error":"#VALUE!"},{"$error":"#VALUE!"},{"$error":"#VALUE!"},{"$error":"#VALUE!"},{"$error":"#VALUE!"},{"$error":"#VALUE!"},{"$error":"#VALUE!"},{"$error":"#VALUE!"},{"$error":"#VALUE!"},{"$error":"#VALUE!"},{"$error":"#VALUE!"},{"$error":"#VALUE!"},{"$error":"#VALUE!"},{"$error":"#VALUE!"},{"$error":"#VALUE!"},{"$error":"#VALUE!"},{"$error":"#VALUE!"},{"$error":"#VALUE!"},{"$error":"#VALUE!"},{"$error":"#VALUE!"},{"$error":"#VALUE!"},{"$error":"#VALUE!"},{"$error":"#VALUE!"},{"$error":"#VALUE!"},{"$error":"#VALUE!"},{"$error":"#VALUE!"},{"$error":"#VALUE!"},{"$error":"#VALUE!"},{"$error":"#VALUE!"},{"$error":"#VALUE!"},{"$error":"#VALUE!"},{"$error":"#VALUE!"},{"$error":"#VALUE!"},{"$error":"#VALUE!"},{"$error":"#VALUE!"},{"$error":"#VALUE!"},{"$error":"#VALUE!"},{"$error":"#VALUE!"},{"$error":"#VALUE!"},{"$error":"#VALUE!"},{"$f":"IF(BV902-($H903/(4*24))<0,0,BV902-($H903/(4*24)))","v":{"$error":"#VALUE!"}},{"$error":"#VALUE!"},{"$error":"#VALUE!"},{"$error":"#VALUE!"},{"$error":"#VALUE!"},{"$error":"#VALUE!"},{"$error":"#VALUE!"},{"$error":"#VALUE!"},{"$error":"#VALUE!"},{"$error":"#VALUE!"},{"$error":"#VALUE!"},{"$error":"#VALUE!"},{"$error":"#VALUE!"},{"$error":"#VALUE!"},{"$error":"#VALUE!"},{"$error":"#VALUE!"},{"$error":"#VALUE!"},{"$error":"#VALUE!"},{"$error":"#VALUE!"},{"$error":"#VALUE!"},{"$error":"#VALUE!"},{"$error":"#VALUE!"},{"$error":"#VALUE!"},{"$error":"#VALUE!"},{"$error":"#VALUE!"},{"$error":"#VALUE!"},{"$error":"#VALUE!"},{"$error":"#VALUE!"},{"$error":"#VALUE!"},{"$error":"#VALUE!"},{"$error":"#VALUE!"},{"$f":"SUM(I904:CZ904)","v":{"$error":"#VALUE!"}}]
[{"$f":"CONCATENATE(H790,C905)","v":"CSO 00614c."},null,"14c.","CSO treatment capacity (MGD). Line 7c.",null,null,"14c.",{"$f":"HLOOKUP(H790,'4 - CSO VOLUME'!$E$9:$AS$33,22,FALSE)","v":""}]
[{"$f":"CONCATENATE(H790,C906)","v":"CSO 00614d."},null,"14d.","Treated CSO volume (MG). Populate with Line 14b values that are less than or equal to Line 14c divided by 24.",null,null,"14d.",null,{"$f":"IF(I904=0,0,IF(I904<=$H905/(4*24),I904,$H905/(4*24)))","v":{"$error":"#VALUE!"}},{"$f":"IF(J904=0,0,IF(J904<=$H905/(4*24),J904,$H905/(4*24)))","v":{"$error":"#VALUE!"}},{"$error":"#VALUE!"},{"$error":"#VALUE!"},{"$error":"#VALUE!"},{"$error":"#VALUE!"},{"$error":"#VALUE!"},{"$error":"#VALUE!"},{"$error":"#VALUE!"},{"$error":"#VALUE!"},{"$error":"#VALUE!"},{"$error":"#VALUE!"},{"$error":"#VALUE!"},{"$error":"#VALUE!"},{"$error":"#VALUE!"},{"$error":"#VALUE!"},{"$error":"#VALUE!"},{"$error":"#VALUE!"},{"$error":"#VALUE!"},{"$error":"#VALUE!"},{"$error":"#VALUE!"},{"$error":"#VALUE!"},{"$error":"#VALUE!"},{"$error":"#VALUE!"},{"$error":"#VALUE!"},{"$error":"#VALUE!"},{"$error":"#VALUE!"},{"$error":"#VALUE!"},{"$error":"#VALUE!"},{"$error":"#VALUE!"},{"$error":"#VALUE!"},{"$error":"#VALUE!"},{"$error":"#VALUE!"},{"$error":"#VALUE!"},{"$error":"#VALUE!"},{"$error":"#VALUE!"},{"$error":"#VALUE!"},{"$error":"#VALUE!"},{"$error":"#VALUE!"},{"$error":"#VALUE!"},{"$error":"#VALUE!"},{"$error":"#VALUE!"},{"$error":"#VALUE!"},{"$error":"#VALUE!"},{"$error":"#VALUE!"},{"$error":"#VALUE!"},{"$error":"#VALUE!"},{"$error":"#VALUE!"},{"$error":"#VALUE!"},{"$error":"#VALUE!"},{"$error":"#VALUE!"},{"$error":"#VALUE!"},{"$error":"#VALUE!"},{"$error":"#VALUE!"},{"$error":"#VALUE!"},{"$error":"#VALUE!"},{"$error":"#VALUE!"},{"$error":"#VALUE!"},{"$error":"#VALUE!"},{"$error":"#VALUE!"},{"$error":"#VALUE!"},{"$error":"#VALUE!"},{"$error":"#VALUE!"},{"$error":"#VALUE!"},{"$error":"#VALUE!"},{"$f":"IF(BV904=0,0,IF(BV904<=$H905/(4*24),BV904,$H905/(4*24)))","v":{"$error":"#VALUE!"}},{"$error":"#VALUE!"},{"$error":"#VALUE!"},{"$error":"#VALUE!"},{"$error":"#VALUE!"},{"$error":"#VALUE!"},{"$error":"#VALUE!"},{"$error":"#VALUE!"},{"$error":"#VALUE!"},{"$error":"#VALUE!"},{"$error":"#VALUE!"},{"$error":"#VALUE!"},{"$error":"#VALUE!"},{"$error":"#VALUE!"},{"$error":"#VALUE!"},{"$error":"#VALUE!"},{"$error":"#VALUE!"},{"$error":"#VALUE!"},{"$error":"#VALUE!"},{"$error":"#VALUE!"},{"$error":"#VALUE!"},{"$error":"#VALUE!"},{"$error":"#VALUE!"},{"$error":"#VALUE!"},{"$error":"#VALUE!"},{"$error":"#VALUE!"},{"$error":"#VALUE!"},{"$error":"#VALUE!"},{"$error":"#VALUE!"},{"$error":"#VALUE!"},{"$error":"#VALUE!"},{"$f":"SUM(I906:CZ906)","v":{"$error":"#VALUE!"}}]
[{"$f":"CONCATENATE(H790,C907)","v":"CSO 00614e."},null,"14e.","Untreated CSO volume (MG). Difference between hourly values for Line 14b and line 14d.",null,null,"14e.",null,{"$f":"I904-I906","v":{"$error":"#VALUE!"}},{"$f":"J904-J906","v":{"$error":"#VALUE!"}},{"$error":"#VALUE!"},{"$error":"#VALUE!"},{"$error":"#VALUE!"},{"$error":"#VALUE!"},{"$error":"#VALUE!"},{"$error":"#VALUE!"},{"$error":"#VALUE!"},{"$error":"#VALUE!"},{"$error":"#VALUE!"},{"$error":"#VALUE!"},{"$error":"#VALUE!"},{"$error":"#VALUE!"},{"$error":"#VALUE!"},{"$error":"#VALUE!"},{"$error":"#VALUE!"},{"$error":"#VALUE!"},{"$error":"#VALUE!"},{"$error":"#VALUE!"},{"$error":"#VALUE!"},{"$error":"#VALUE!"},{"$error":"#VALUE!"},{"$error":"#VALUE!"},{"$error":"#VALUE!"},{"$error":"#VALUE!"},{"$error":"#VALUE!"},{"$error":"#VALUE!"},{"$error":"#VALUE!"},{"$error":"#VALUE!"},{"$error":"#VALUE!"},{"$error":"#VALUE!"},{"$error":"#VALUE!"},{"$error":"#VALUE!"},{"$error":"#VALUE!"},{"$error":"#VALUE!"},{"$error":"#VALUE!"},{"$error":"#VALUE!"},{"$error":"#VALUE!"},{"$error":"#VALUE!"},{"$error":"#VALUE!"},{"$error":"#VALUE!"},{"$error":"#VALUE!"},{"$error":"#VALUE!"},{"$error":"#VALUE!"},{"$error":"#VALUE!"},{"$error":"#VALUE!"},{"$error":"#VALUE!"},{"$error":"#VALUE!"},{"$error":"#VALUE!"},{"$error":"#VALUE!"},{"$error":"#VALUE!"},{"$error":"#VALUE!"},{"$error":"#VALUE!"},{"$error":"#VALUE!"},{"$error":"#VALUE!"},{"$error":"#VALUE!"},{"$error":"#VALUE!"},{"$error":"#VALUE!"},{"$error":"#VALUE!"},{"$error":"#VALUE!"},{"$error":"#VALUE!"},{"$error":"#VALUE!"},{"$error":"#VALUE!"},{"$error":"#VALUE!"},{"$f":"BV904-BV906","v":{"$error":"#VALUE!"}},{"$error":"#VALUE!"},{"$error":"#VALUE!"},{"$error":"#VALUE!"},{"$error":"#VALUE!"},{"$error":"#VALUE!"},{"$error":"#VALUE!"},{"$error":"#VALUE!"},{"$error":"#VALUE!"},{"$error":"#VALUE!"},{"$error":"#VALUE!"},{"$error":"#VALUE!"},{"$error":"#VALUE!"},{"$error":"#VALUE!"},{"$error":"#VALUE!"},{"$error":"#VALUE!"},{"$error":"#VALUE!"},{"$error":"#VALUE!"},{"$error":"#VALUE!"},{"$error":"#VALUE!"},{"$error":"#VALUE!"},{"$error":"#VALUE!"},{"$error":"#VALUE!"},{"$error":"#VALUE!"},{"$error":"#VALUE!"},{"$error":"#VALUE!"},{"$error":"#VALUE!"},{"$error":"#VALUE!"},{"$error":"#VALUE!"},{"$error":"#VALUE!"},{"$error":"#VALUE!"},{"$f":"SUM(I907:CZ907)","v":{"$error":"#VALUE!"}}]
[{"$f":"CONCATENATE(H790,C908)","v":"CSO 00614f."},null,"14f.","Combined sewage diverted to WWTP (MG). Subtract Line 14b from Line 13d at hourly increments.",null,null,"14f.",null,{"$f":"I902-I904","v":{"$error":"#VALUE!"}},{"$f":"J902-J904","v":{"$error":"#VALUE!"}},{"$error":"#VALUE!"},{"$error":"#VALUE!"},{"$error":"#VALUE!"},{"$error":"#VALUE!"},{"$error":"#VALUE!"},{"$error":"#VALUE!"},{"$error":"#VALUE!"},{"$error":"#VALUE!"},{"$error":"#VALUE!"},{"$error":"#VALUE!"},{"$error":"#VALUE!"},{"$error":"#VALUE!"},{"$error":"#VALUE!"},{"$error":"#VALUE!"},{"$error":"#VALUE!"},{"$error":"#VALUE!"},{"$error":"#VALUE!"},{"$error":"#VALUE!"},{"$error":"#VALUE!"},{"$error":"#VALUE!"},{"$error":"#VALUE!"},{"$error":"#VALUE!"},{"$error":"#VALUE!"},{"$error":"#VALUE!"},{"$error":"#VALUE!"},{"$error":"#VALUE!"},{"$error":"#VALUE!"},{"$error":"#VALUE!"},{"$error":"#VALUE!"},{"$error":"#VALUE!"},{"$error":"#VALUE!"},{"$error":"#VALUE!"},{"$error":"#VALUE!"},{"$error":"#VALUE!"},{"$error":"#VALUE!"},{"$error":"#VALUE!"},{"$error":"#VALUE!"},{"$error":"#VALUE!"},{"$error":"#VALUE!"},{"$error":"#VALUE!"},{"$error":"#VALUE!"},{"$error":"#VALUE!"},{"$error":"#VALUE!"},{"$error":"#VALUE!"},{"$error":"#VALUE!"},{"$error":"#VALUE!"},{"$error":"#VALUE!"},{"$error":"#VALUE!"},{"$error":"#VALUE!"},{"$error":"#VALUE!"},{"$error":"#VALUE!"},{"$error":"#VALUE!"},{"$error":"#VALUE!"},{"$error":"#VALUE!"},{"$error":"#VALUE!"},{"$error":"#VALUE!"},{"$error":"#VALUE!"},{"$error":"#VALUE!"},{"$error":"#VALUE!"},{"$error":"#VALUE!"},{"$error":"#VALUE!"},{"$error":"#VALUE!"},{"$error":"#VALUE!"},{"$f":"BV902-BV904","v":{"$error":"#VALUE!"}},{"$error":"#VALUE!"},{"$error":"#VALUE!"},{"$error":"#VALUE!"},{"$error":"#VALUE!"},{"$error":"#VALUE!"},{"$error":"#VALUE!"},{"$error":"#VALUE!"},{"$error":"#VALUE!"},{"$error":"#VALUE!"},{"$error":"#VALUE!"},{"$error":"#VALUE!"},{"$error":"#VALUE!"},{"$error":"#VALUE!"},{"$error":"#VALUE!"},{"$error":"#VALUE!"},{"$error":"#VALUE!"},{"$error":"#VALUE!"},{"$error":"#VALUE!"},{"$error":"#VALUE!"},{"$error":"#VALUE!"},{"$error":"#VALUE!"},{"$error":"#VALUE!"},{"$error":"#VALUE!"},{"$error":"#VALUE!"},{"$error":"#VALUE!"},{"$error":"#VALUE!"},{"$error":"#VALUE!"},{"$error":"#VALUE!"},{"$error":"#VALUE!"},{"$error":"#VALUE!"},{"$f":"SUM(I908:CZ908)","v":{"$error":"#VALUE!"}}]
[]
[]
[{"$nulls":7},{"$f":"A9","v":"CSO 007"}]
[{"$nulls":6},"Area (acres):",{"$f":"HLOOKUP(H911,'2 - CSO INPUT'!$E$9:$AS$19,6,FALSE)","v":0},null,{"$f":"43560*7.48/(12*1000000)","v":0.027152400000000004},"MG",{"$f":"\"=\"","v":"="},1,"in-ac/hr"]
[{"$nulls":6},"ISA:",{"$f":"HLOOKUP(H911,'2 - CSO INPUT'!$E$9:$AS$19,7,FALSE)","v":{"v":0,"d":"0%"}}]
[{"$nulls":6},"TOC (hr);",{"$f":"HLOOKUP(H911,'3 - Tc & RAINFALL'!$E$9:$AS$17,6,FALSE)","v":""}]
[{"$nulls":6},"Initial Abstraction (in):",{"$f":"HLOOKUP(H911,'3 - Tc & RAINFALL'!$E$9:$AS$17,9,FALSE)","v":{"v":0.1,"d":"0.10"}}]
[{"$nulls":4},"hour","P (in)","P_cum (in)","P_mod (in)",1,1.25,{"v":1.5,"d":"1.50"},1.75,{"v":2,"d":"2.00"},2.25,{"v":2.5,"d":"2.50"},2.75,{"v":3,"d":"3.00"},3.25,{"v":3.5,"d":"3.50"},3.75,{"v":4,"d":"4.00"},4.25,{"v":4.5,"d":"4.50"},4.75,{"v":5,"d":"5.00"},5.25,{"v":5.5,"d":"5.50"},5.75,{"v":6,"d":"6.00"},6.25,{"v":6.5,"d":"6.50"},6.75,{"v":7,"d":"7.00"},7.25,{"v":7.5,"d":"7.50"},7.75,{"v":8,"d":"8.00"},8.25,{"v":8.5,"d":"8.50"},8.75,{"v":9,"d":"9.00"},9.25,{"v":9.5,"d":"9.50"},9.75,{"v":10,"d":"10.00"},10.25,{"v":10.5,"d":"10.50"},10.75,{"v":11,"d":"11.00"},11.25,{"v":11.5,"d":"11.50"},11.75,{"v":12,"d":"12.00"},12.25,{"v":12.5,"d":"12.50"},12.75,{"v":13,"d":"13.00"},13.25,{"v":13.5,"d":"13.50"},13.75,{"v":14,"d":"14.00"},14.25,{"v":14.5,"d":"14.50"},14.75,{"v":15,"d":"15.00"},15.25,{"v":15.5,"d":"15.50"},15.75,{"v":16,"d":"16.00"},16.25,{"v":16.5,"d":"16.50"},16.75,{"v":17,"d":"17.00"},17.25,{"v":17.5,"d":"17.50"},17.75,{"v":18,"d":"18.00"},18.25,{"v":18.5,"d":"18.50"},18.75,{"v":19,"d":"19.00"},19.25,{"v":19.5,"d":"19.50"},19.75,{"v":20,"d":"20.00"},20.25,{"v":20.5,"d":"20.50"},20.75,{"v":21,"d":"21.00"},21.25,{"v":21.5,"d":"21.50"},21.75,{"v":22,"d":"22.00"},22.25,{"v":22.5,"d":"22.50"},22.75,{"v":23,"d":"23.00"},23.25,{"v":23.5,"d":"23.50"},23.75,{"v":24,"d":"24.00"},24.25,{"v":24.5,"d":"24.50"},24.75]
[{"$nulls":4},1,{"$f":"$DF$3","v":{"v":0,"d":"0.000"}},{"$f":"IF(SUM(F917:F917)-H915<=0,0,SUM(F917:F917)-H915)","v":{"v":0,"d":"0.00"}},{"$f":"G917-0","v":{"v":0,"d":"0.000"}},{"$f":"IF(H914<=I916-E917,0,H917*H912*H913*J912/(H914*4))","v":{"$error":"#VALUE!"}},{"$f":"IF(H914<=J916-E917,0,H917*H912*H913*J912/(H914*4))","v":{"$error":"#VALUE!"}},{"$f":"IF(H914<=K916-E917,0,H917*H912*H913*J912/(H914*4))","v":{"$error":"#VALUE!"}},{"$f":"IF(H914<=L916-E917,0,H917*H912*H913*J912/(H914*4))","v":{"$error":"#VALUE!"}},{"$f":"IF(H914<=M916-E917,0,H917*H912*H913*J912/(H914*4))","v":{"$error":"#VALUE!"}},{"$f":"IF(H914<=N916-E917,0,H917*H912*H913*J912/(H914*4))","v":{"$error":"#VALUE!"}},{"$f":"IF(H914<=O916-E917,0,H917*H912*H913*J912/(H914*4))","v":{"$error":"#VALUE!"}},{"$f":"IF(H914<=P916-E917,0,H917*H912*H913*J912/(H914*4))","v":{"$error":"#VALUE!"}},{"$f":"IF(H914<=Q916-E917,0,H917*H912*H913*J912/(H914*4))","v":{"$error":"#VALUE!"}},{"$f":"IF(H914<=R916-E917,0,H917*H912*H913*J912/(H914*4))","v":{"$error":"#VALUE!"}},{"$f":"IF(H914<=S916-E917,0,H917*H912*H913*J912/(H914*4))","v":{"$error":"#VALUE!"}},{"$f":"IF(H914<=T916-E917,0,H917*H912*H913*J912/(H914*4))","v":{"$error":"#VALUE!"}},{"$f":"IF(H914<=U916-E917,0,H917*H912*H913*J912/(H914*4))","v":{"$error":"#VALUE!"}}]
[{"$nulls":4},1.25,{"$f":"$DF$4","v":{"v":0,"d":"0.000"}},{"$f":"IF(SUM(F917:F918)-H915<=0,0,SUM(F917:F918)-H915)","v":{"v":0,"d":"0.00"}},{"$f":"G918-G917","v":{"v":0,"d":"0.000"}},null,{"$f":"IF(H914<=J916-E918,0,H918*H912*H913*J912/(H914*4))","v":{"$error":"#VALUE!"}},{"$f":"IF(H914<=K916-E918,0,H918*H912*H913*J912/(H914*4))","v":{"$error":"#VALUE!"}},{"$f":"IF(H914<=L916-E918,0,H918*H912*H913*J912/(H914*4))","v":{"$error":"#VALUE!"}},{"$f":"IF(H914<=M916-E918,0,H918*H912*H913*J912/(H914*4))","v":{"$error":"#VALUE!"}},{"$f":"IF(H914<=N916-E918,0,H918*H912*H913*J912/(H914*4))","v":{"$error":"#VALUE!"}},{"$f":"IF(H914<=O916-E918,0,H918*H912*H913*J912/(H914*4))","v":{"$error":"#VALUE!"}},{"$f":"IF(H914<=P916-E918,0,H918*H912*H913*J912/(H914*4))","v":{"$error":"#VALUE!"}},{"$f":"IF(H914<=Q916-E918,0,H918*H912*H913*J912/(H914*4))","v":{"$error":"#VALUE!"}},{"$f":"IF(H914<=R916-E918,0,H918*H912*H913*J912/(H914*4))","v":{"$error":"#VALUE!"}},{"$f":"IF(H914<=S916-E918,0,H918*H912*H913*J912/(H914*4))","v":{"$error":"#VALUE!"}},{"$f":"IF(H914<=T916-E918,0,H918*H912*H913*J912/(H914*4))","v":{"$error":"#VALUE!"}},{"$f":"IF(H914<=U916-E918,0,H918*H912*H913*J912/(H914*4))","v":{"$error":"#VALUE!"}},{"$f":"IF(H914<=V916-E918,0,H918*H912*H913*J912/(H914*4))","v":{"$error":"#VALUE!"}}]
[{"$nulls":4},{"v":1.5,"d":"1.50"},{"$f":"$DF$5","v":{"v":0,"d":"0.000"}},{"$f":"IF(SUM(F917:F919)-H915<=0,0,SUM(F917:F919)-H915)","v":{"v":0,"d":"0.00"}},{"v":0,"d":"0.000"},null,null,{"$f":"IF(H914<=K916-E919,0,H919*H912*H913*J912/(H914*4))","v":{"$error":"#VALUE!"}},{"$f":"IF(H914<=L916-E919,0,H919*H912*H913*J912/(H914*4))","v":{"$error":"#VALUE!"}},{"$f":"IF(H914<=M916-E919,0,H919*H912*H913*J912/(H914*4))","v":{"$error":"#VALUE!"}},{"$f":"IF(H914<=N916-E919,0,H919*H912*H913*J912/(H914*4))","v":{"$error":"#VALUE!"}},{"$f":"IF(H914<=O916-E919,0,H919*H912*H913*J912/(H914*4))","v":{"$error":"#VALUE!"}},{"$f":"IF(H914<=P916-E919,0,H919*H912*H913*J912/(H914*4))","v":{"$error":"#VALUE!"}},{"$f":"IF(H914<=Q916-E919,0,H919*H912*H913*J912/(H914*4))","v":{"$error":"#VALUE!"}},{"$f":"IF(H914<=R916-E919,0,H919*H912*H913*J912/(H914*4))","v":{"$error":"#VALUE!"}},{"$f":"IF(H914<=S916-E919,0,H919*H912*H913*J912/(H914*4))","v":{"$error":"#VALUE!"}},{"$f":"IF(H914<=T916-E919,0,H919*H912*H913*J912/(H914*4))","v":{"$error":"#VALUE!"}},{"$f":"IF(H914<=U916-E919,0,H919*H912*H913*J912/(H914*4))","v":{"$error":"#VALUE!"}},{"$f":"IF(H914<=V916-E919,0,H919*H912*H913*J912/(H914*4))","v":{"$error":"#VALUE!"}},{"$f":"IF(H914<=W916-E919,0,H919*H912*H913*J912/(H914*4))","v":{"$error":"#VALUE!"}}]
[{"$nulls":4},1.75,{"$f":"$DF$6","v":{"v":0,"d":"0.000"}},{"$f":"IF(SUM(F917:F920)-H915<=0,0,SUM(F917:F920)-H915)","v":{"v":0,"d":"0.00"}},{"v":0,"d":"0.000"},{"$nulls":3},{"$f":"IF(H914<=L916-E920,0,H920*H912*H913*J912/(H914*4))","v":{"$error":"#VALUE!"}},{"$f":"IF(H914<=M916-E920,0,H920*H912*H913*J912/(H914*4))","v":{"$error":"#VALUE!"}},{"$f":"IF(H914<=N916-E920,0,H920*H912*H913*J912/(H914*4))","v":{"$error":"#VALUE!"}},{"$f":"IF(H914<=O916-E920,0,H920*H912*H913*J912/(H914*4))","v":{"$error":"#VALUE!"}},{"$f":"IF(H914<=P916-E920,0,H920*H912*H913*J912/(H914*4))","v":{"$error":"#VALUE!"}},{"$f":"IF(H914<=Q916-E920,0,H920*H912*H913*J912/(H914*4))","v":{"$error":"#VALUE!"}},{"$f":"IF(H914<=R916-E920,0,H920*H912*H913*J912/(H914*4))","v":{"$error":"#VALUE!"}},{"$f":"IF(H914<=S916-E920,0,H920*H912*H913*J912/(H914*4))","v":{"$error":"#VALUE!"}},{"$f":"IF(H914<=T916-E920,0,H920*H912*H913*J912/(H914*4))","v":{"$error":"#VALUE!"}},{"$f":"IF(H914<=U916-E920,0,H920*H912*H913*J912/(H914*4))","v":{"$error":"#VALUE!"}},{"$f":"IF(H914<=V916-E920,0,H920*H912*H913*J912/(H914*4))","v":{"$error":"#VALUE!"}},{"$f":"IF(H914<=W916-E920,0,H920*H912*H913*J912/(H914*4))","v":{"$error":"#VALUE!"}},{"$f":"IF(H914<=X916-E920,0,H920*H912*H913*J912/(H914*4))","v":{"$error":"#VALUE!"}}]
[{"$nulls":4},{"v":2,"d":"2.00"},{"$f":"$DF$7","v":{"v":0,"d":"0.000"}},{"$f":"IF(SUM(F917:F921)-H915<=0,0,SUM(F917:F921)-H915)","v":{"v":0,"d":"0.00"}},{"v":0,"d":"0.000"},{"$nulls":4},{"$f":"IF(H914<=M916-E921,0,H921*H912*H913*J912/(H914*4))","v":{"$error":"#VALUE!"}},{"$f":"IF(H914<=N916-E921,0,H921*H912*H913*J912/(H914*4))","v":{"$error":"#VALUE!"}},{"$f":"IF(H914<=O916-E921,0,H921*H912*H913*J912/(H914*4))","v":{"$error":"#VALUE!"}},{"$f":"IF(H914<=P916-E921,0,H921*H912*H913*J912/(H914*4))","v":{"$error":"#VALUE!"}},{"$f":"IF(H914<=Q916-E921,0,H921*H912*H913*J912/(H914*4))","v":{"$error":"#VALUE!"}},{"$f":"IF(H914<=R916-E921,0,H921*H912*H913*J912/(H914*4))","v":{"$error":"#VALUE!"}},{"$f":"IF(H914<=S916-E921,0,H921*H912*H913*J912/(H914*4))","v":{"$error":"#VALUE!"}},{"$f":"IF(H914<=T916-E921,0,H921*H912*H913*J912/(H914*4))","v":{"$error":"#VALUE!"}},{"$f":"IF(H914<=U916-E921,0,H921*H912*H913*J912/(H914*4))","v":{"$error":"#VALUE!"}},{"$f":"IF(H914<=V916-E921,0,H921*H912*H913*J912/(H914*4))","v":{"$error":"#VALUE!"}},{"$f":"IF(H914<=W916-E921,0,H921*H912*H913*J912/(H914*4))","v":{"$error":"#VALUE!"}},{"$f":"IF(H914<=X916-E921,0,H921*H912*H913*J912/(H914*4))","v":{"$error":"#VALUE!"}},{"$f":"IF(H914<=Y916-E921,0,H921*H912*H913*J912/(H914*4))","v":{"$error":"#VALUE!"}}]
[{"$nulls":4},2.25,{"$f":"$DF$8","v":{"v":0,"d":"0.000"}},{"$f":"IF(SUM(F917:F922)-H915<=0,0,SUM(F917:F922)-H915)","v":{"v":0,"d":"0.00"}},{"v":0,"d":"0.000"},{"$nulls":5},{"$f":"IF(H914<=N916-E922,0,H922*H912*H913*J912/(H914*4))","v":{"$error":"#VALUE!"}},{"$f":"IF(H914<=O916-E922,0,H922*H912*H913*J912/(H914*4))","v":{"$error":"#VALUE!"}},{"$f":"IF(H914<=P916-E922,0,H922*H912*H913*J912/(H914*4))","v":{"$error":"#VALUE!"}},{"$f":"IF(H914<=Q916-E922,0,H922*H912*H913*J912/(H914*4))","v":{"$error":"#VALUE!"}},{"$f":"IF(H914<=R916-E922,0,H922*H912*H913*J912/(H914*4))","v":{"$error":"#VALUE!"}},{"$f":"IF(H914<=S916-E922,0,H922*H912*H913*J912/(H914*4))","v":{"$error":"#VALUE!"}},{"$f":"IF(H914<=T916-E922,0,H922*H912*H913*J912/(H914*4))","v":{"$error":"#VALUE!"}},{"$f":"IF(H914<=U916-E922,0,H922*H912*H913*J912/(H914*4))","v":{"$error":"#VALUE!"}},{"$f":"IF(H914<=V916-E922,0,H922*H912*H913*J912/(H914*4))","v":{"$error":"#VALUE!"}},{"$f":"IF(H914<=W916-E922,0,H922*H912*H913*J912/(H914*4))","v":{"$error":"#VALUE!"}},{"$f":"IF(H914<=X916-E922,0,H922*H912*H913*J912/(H914*4))","v":{"$error":"#VALUE!"}},{"$f":"IF(H914<=Y916-E922,0,H922*H912*H913*J912/(H914*4))","v":{"$error":"#VALUE!"}},{"$f":"IF(H914<=Z916-E922,0,H922*H912*H913*J912/(H914*4))","v":{"$error":"#VALUE!"}}]
[{"$nulls":4},{"v":2.5,"d":"2.50"},{"$f":"$DF$9","v":{"v":0,"d":"0.000"}},{"$f":"IF(SUM(F917:F923)-H915<=0,0,SUM(F917:F923)-H915)","v":{"v":0,"d":"0.00"}},{"v":0,"d":"0.000"},{"$nulls":6},{"$f":"IF(H914<=O916-E923,0,H923*H912*H913*J912/(H914*4))","v":{"$error":"#VALUE!"}},{"$f":"IF(H914<=P916-E923,0,H923*H912*H913*J912/(H914*4))","v":{"$error":"#VALUE!"}},{"$f":"IF(H914<=Q916-E923,0,H923*H912*H913*J912/(H914*4))","v":{"$error":"#VALUE!"}},{"$f":"IF(H914<=R916-E923,0,H923*H912*H913*J912/(H914*4))","v":{"$error":"#VALUE!"}},{"$f":"IF(H914<=S916-E923,0,H923*H912*H913*J912/(H914*4))","v":{"$error":"#VALUE!"}},{"$f":"IF(H914<=T916-E923,0,H923*H912*H913*J912/(H914*4))","v":{"$error":"#VALUE!"}},{"$f":"IF(H914<=U916-E923,0,H923*H912*H913*J912/(H914*4))","v":{"$error":"#VALUE!"}},{"$f":"IF(H914<=V916-E923,0,H923*H912*H913*J912/(H914*4))","v":{"$error":"#VALUE!"}},{"$f":"IF(H914<=W916-E923,0,H923*H912*H913*J912/(H914*4))","v":{"$error":"#VALUE!"}},{"$f":"IF(H914<=X916-E923,0,H923*H912*H913*J912/(H914*4))","v":{"$error":"#VALUE!"}},{"$f":"IF(H914<=Y916-E923,0,H923*H912*H913*J912/(H914*4))","v":{"$error":"#VALUE!"}},{"$f":"IF(H914<=Z916-E923,0,H923*H912*H913*J912/(H914*4))","v":{"$error":"#VALUE!"}},{"$f":"IF(H914<=AA916-E923,0,H923*H912*H913*J912/(H914*4))","v":{"$error":"#VALUE!"}}]
[{"$nulls":4},2.75,{"$f":"$DF$10","v":{"v":0,"d":"0.000"}},{"$f":"IF(SUM(F917:F924)-H915<=0,0,SUM(F917:F924)-H915)","v":{"v":0,"d":"0.00"}},{"v":0,"d":"0.000"},{"$nulls":7},{"$f":"IF(H914<=P916-E924,0,H924*H912*H913*J912/(H914*4))","v":{"$error":"#VALUE!"}},{"$f":"IF(H914<=Q916-E924,0,H924*H912*H913*J912/(H914*4))","v":{"$error":"#VALUE!"}},{"$f":"IF(H914<=R916-E924,0,H924*H912*H913*J912/(H914*4))","v":{"$error":"#VALUE!"}},{"$f":"IF(H914<=S916-E924,0,H924*H912*H913*J912/(H914*4))","v":{"$error":"#VALUE!"}},{"$f":"IF(H914<=T916-E924,0,H924*H912*H913*J912/(H914*4))","v":{"$error":"#VALUE!"}},{"$f":"IF(H914<=U916-E924,0,H924*H912*H913*J912/(H914*4))","v":{"$error":"#VALUE!"}},{"$f":"IF(H914<=V916-E924,0,H924*H912*H913*J912/(H914*4))","v":{"$error":"#VALUE!"}},{"$f":"IF(H914<=W916-E924,0,H924*H912*H913*J912/(H914*4))","v":{"$error":"#VALUE!"}},{"$f":"IF(H914<=X916-E924,0,H924*H912*H913*J912/(H914*4))","v":{"$error":"#VALUE!"}},{"$f":"IF(H914<=Y916-E924,0,H924*H912*H913*J912/(H914*4))","v":{"$error":"#VALUE!"}},{"$f":"IF(H914<=Z916-E924,0,H924*H912*H913*J912/(H914*4))","v":{"$error":"#VALUE!"}},{"$f":"IF(H914<=AA916-E924,0,H924*H912*H913*J912/(H914*4))","v":{"$error":"#VALUE!"}},{"$f":"IF(H914<=AB916-E924,0,H924*H912*H913*J912/(H914*4))","v":{"$error":"#VALUE!"}}]
[{"$nulls":4},{"v":3,"d":"3.00"},{"$f":"$DF$11","v":{"v":0,"d":"0.000"}},{"$f":"IF(SUM(F917:F925)-H915<=0,0,SUM(F917:F925)-H915)","v":{"v":0,"d":"0.00"}},{"v":0,"d":"0.000"},{"$nulls":8},{"$f":"IF(H914<=Q916-E925,0,H925*H912*H913*J912/(H914*4))","v":{"$error":"#VALUE!"}},{"$f":"IF(H914<=R916-E925,0,H925*H912*H913*J912/(H914*4))","v":{"$error":"#VALUE!"}},{"$f":"IF(H914<=S916-E925,0,H925*H912*H913*J912/(H914*4))","v":{"$error":"#VALUE!"}},{"$f":"IF(H914<=T916-E925,0,H925*H912*H913*J912/(H914*4))","v":{"$error":"#VALUE!"}},{"$f":"IF(H914<=U916-E925,0,H925*H912*H913*J912/(H914*4))","v":{"$error":"#VALUE!"}},{"$f":"IF(H914<=V916-E925,0,H925*H912*H913*J912/(H914*4))","v":{"$error":"#VALUE!"}},{"$f":"IF(H914<=W916-E925,0,H925*H912*H913*J912/(H914*4))","v":{"$error":"#VALUE!"}},{"$f":"IF(H914<=X916-E925,0,H925*H912*H913*J912/(H914*4))","v":{"$error":"#VALUE!"}},{"$f":"IF(H914<=Y916-E925,0,H925*H912*H913*J912/(H914*4))","v":{"$error":"#VALUE!"}},{"$f":"IF(H914<=Z916-E925,0,H925*H912*H913*J912/(H914*4))","v":{"$error":"#VALUE!"}},{"$f":"IF(H914<=AA916-E925,0,H925*H912*H913*J912/(H914*4))","v":{"$error":"#VALUE!"}},{"$f":"IF(H914<=AB916-E925,0,H925*H912*H913*J912/(H914*4))","v":{"$error":"#VALUE!"}},{"$f":"IF(H914<=AC916-E925,0,H925*H912*H913*J912/(H914*4))","v":{"$error":"#VALUE!"}}]
[{"$nulls":4},3.25,{"$f":"$DF$12","v":{"v":0,"d":"0.000"}},{"$f":"IF(SUM(F917:F926)-H915<=0,0,SUM(F917:F926)-H915)","v":{"v":0,"d":"0.00"}},{"v":0,"d":"0.000"},{"$nulls":9},{"$f":"IF(H914<=R916-E926,0,H926*H912*H913*J912/(H914*4))","v":{"$error":"#VALUE!"}},{"$f":"IF(H914<=S916-E926,0,H926*H912*H913*J912/(H914*4))","v":{"$error":"#VALUE!"}},{"$f":"IF(H914<=T916-E926,0,H926*H912*H913*J912/(H914*4))","v":{"$error":"#VALUE!"}},{"$f":"IF(H914<=U916-E926,0,H926*H912*H913*J912/(H914*4))","v":{"$error":"#VALUE!"}},{"$f":"IF(H914<=V916-E926,0,H926*H912*H913*J912/(H914*4))","v":{"$error":"#VALUE!"}},{"$f":"IF(H914<=W916-E926,0,H926*H912*H913*J912/(H914*4))","v":{"$error":"#VALUE!"}},{"$f":"IF(H914<=X916-E926,0,H926*H912*H913*J912/(H914*4))","v":{"$error":"#VALUE!"}},{"$f":"IF(H914<=Y916-E926,0,H926*H912*H913*J912/(H914*4))","v":{"$error":"#VALUE!"}},{"$f":"IF(H914<=Z916-E926,0,H926*H912*H913*J912/(H914*4))","v":{"$error":"#VALUE!"}},{"$f":"IF(H914<=AA916-E926,0,H926*H912*H913*J912/(H914*4))","v":{"$error":"#VALUE!"}},{"$f":"IF(H914<=AB916-E926,0,H926*H912*H913*J912/(H914*4))","v":{"$error":"#VALUE!"}},{"$f":"IF(H914<=AC916-E926,0,H926*H912*H913*J912/(H914*4))","v":{"$error":"#VALUE!"}},{"$f":"IF(H914<=AD916-E926,0,H926*H912*H913*J912/(H914*4))","v":{"$error":"#VALUE!"}}]
[{"$nulls":4},{"v":3.5,"d":"3.50"},{"$f":"$DF$13","v":{"v":0,"d":"0.000"}},{"$f":"IF(SUM(F917:F927)-H915<=0,0,SUM(F917:F927)-H915)","v":{"v":0,"d":"0.00"}},{"v":0,"d":"0.000"},{"$nulls":10},{"$f":"IF(H914<=S916-E927,0,H927*H912*H913*J912/(H914*4))","v":{"$error":"#VALUE!"}},{"$f":"IF(H914<=T916-E927,0,H927*H912*H913*J912/(H914*4))","v":{"$error":"#VALUE!"}},{"$f":"IF(H914<=U916-E927,0,H927*H912*H913*J912/(H914*4))","v":{"$error":"#VALUE!"}},{"$f":"IF(H914<=V916-E927,0,H927*H912*H913*J912/(H914*4))","v":{"$error":"#VALUE!"}},{"$f":"IF(H914<=W916-E927,0,H927*H912*H913*J912/(H914*4))","v":{"$error":"#VALUE!"}},{"$f":"IF(H914<=X916-E927,0,H927*H912*H913*J912/(H914*4))","v":{"$error":"#VALUE!"}},{"$f":"IF(H914<=Y916-E927,0,H927*H912*H913*J912/(H914*4))","v":{"$error":"#VALUE!"}},{"$f":"IF(H914<=Z916-E927,0,H927*H912*H913*J912/(H914*4))","v":{"$error":"#VALUE!"}},{"$f":"IF(H914<=AA916-E927,0,H927*H912*H913*J912/(H914*4))","v":{"$error":"#VALUE!"}},{"$f":"IF(H914<=AB916-E927,0,H927*H912*H913*J912/(H914*4))","v":{"$error":"#VALUE!"}},{"$f":"IF(H914<=AC916-E927,0,H927*H912*H913*J912/(H914*4))","v":{"$error":"#VALUE!"}},{"$f":"IF(H914<=AD916-E927,0,H927*H912*H913*J912/(H914*4))","v":{"$error":"#VALUE!"}},{"$f":"IF(H914<=AE916-E927,0,H927*H912*H913*J912/(H914*4))","v":{"$error":"#VALUE!"}}]
[{"$nulls":4},3.75,{"$f":"$DF$14","v":{"v":0,"d":"0.000"}},{"$f":"IF(SUM(F917:F928)-H915<=0,0,SUM(F917:F928)-H915)","v":{"v":0,"d":"0.00"}},{"v":0,"d":"0.000"},{"$nulls":11},{"$f":"IF(H914<=T916-E928,0,H928*H912*H913*J912/(H914*4))","v":{"$error":"#VALUE!"}},{"$f":"IF(H914<=U916-E928,0,H928*H912*H913*J912/(H914*4))","v":{"$error":"#VALUE!"}},{"$f":"IF(H914<=V916-E928,0,H928*H912*H913*J912/(H914*4))","v":{"$error":"#VALUE!"}},{"$f":"IF(H914<=W916-E928,0,H928*H912*H913*J912/(H914*4))","v":{"$error":"#VALUE!"}},{"$f":"IF(H914<=X916-E928,0,H928*H912*H913*J912/(H914*4))","v":{"$error":"#VALUE!"}},{"$f":"IF(H914<=Y916-E928,0,H928*H912*H913*J912/(H914*4))","v":{"$error":"#VALUE!"}},{"$f":"IF(H914<=Z916-E928,0,H928*H912*H913*J912/(H914*4))","v":{"$error":"#VALUE!"}},{"$f":"IF(H914<=AA916-E928,0,H928*H912*H913*J912/(H914*4))","v":{"$error":"#VALUE!"}},{"$f":"IF(H914<=AB916-E928,0,H928*H912*H913*J912/(H914*4))","v":{"$error":"#VALUE!"}},{"$f":"IF(H914<=AC916-E928,0,H928*H912*H913*J912/(H914*4))","v":{"$error":"#VALUE!"}},{"$f":"IF(H914<=AD916-E928,0,H928*H912*H913*J912/(H914*4))","v":{"$error":"#VALUE!"}},{"$f":"IF(H914<=AE916-E928,0,H928*H912*H913*J912/(H914*4))","v":{"$error":"#VALUE!"}},{"$f":"IF(H914<=AF916-E928,0,H928*H912*H913*J912/(H914*4))","v":{"$error":"#VALUE!"}}]
[{"$nulls":4},{"v":4,"d":"4.00"},{"$f":"$DF$15","v":{"v":0,"d":"0.000"}},{"$f":"IF(SUM(F917:F929)-H915<=0,0,SUM(F917:F929)-H915)","v":{"v":0,"d":"0.00"}},{"v":0,"d":"0.000"},{"$nulls":12},{"$f":"IF(H914<=U916-E929,0,H929*H912*H913*J912/(H914*4))","v":{"$error":"#VALUE!"}},{"$f":"IF(H914<=V916-E929,0,H929*H912*H913*J912/(H914*4))","v":{"$error":"#VALUE!"}},{"$f":"IF(H914<=W916-E929,0,H929*H912*H913*J912/(H914*4))","v":{"$error":"#VALUE!"}},{"$f":"IF(H914<=X916-E929,0,H929*H912*H913*J912/(H914*4))","v":{"$error":"#VALUE!"}},{"$f":"IF(H914<=Y916-E929,0,H929*H912*H913*J912/(H914*4))","v":{"$error":"#VALUE!"}},{"$f":"IF(H914<=Z916-E929,0,H929*H912*H913*J912/(H914*4))","v":{"$error":"#VALUE!"}},{"$f":"IF(H914<=AA916-E929,0,H929*H912*H913*J912/(H914*4))","v":{"$error":"#VALUE!"}},{"$f":"IF(H914<=AB916-E929,0,H929*H912*H913*J912/(H914*4))","v":{"$error":"#VALUE!"}},{"$f":"IF(H914<=AC916-E929,0,H929*H912*H913*J912/(H914*4))","v":{"$error":"#VALUE!"}},{"$f":"IF(H914<=AD916-E929,0,H929*H912*H913*J912/(H914*4))","v":{"$error":"#VALUE!"}},{"$f":"IF(H914<=AE916-E929,0,H929*H912*H913*J912/(H914*4))","v":{"$error":"#VALUE!"}},{"$f":"IF(H914<=AF916-E929,0,H929*H912*H913*J912/(H914*4))","v":{"$error":"#VALUE!"}},{"$f":"IF(H914<=AG916-E929,0,H929*H912*H913*J912/(H914*4))","v":{"$error":"#VALUE!"}}]
[{"$nulls":4},4.25,{"$f":"$DF$16","v":{"v":0,"d":"0.000"}},{"$f":"IF(SUM(F917:F930)-H915<=0,0,SUM(F917:F930)-H915)","v":{"v":0,"d":"0.00"}},{"v":0,"d":"0.000"},{"$nulls":13},{"$f":"IF(H914<=V916-E930,0,H930*H912*H913*J912/(H914*4))","v":{"$error":"#VALUE!"}},{"$f":"IF(H914<=W916-E930,0,H930*H912*H913*J912/(H914*4))","v":{"$error":"#VALUE!"}},{"$f":"IF(H914<=X916-E930,0,H930*H912*H913*J912/(H914*4))","v":{"$error":"#VALUE!"}},{"$f":"IF(H914<=Y916-E930,0,H930*H912*H913*J912/(H914*4))","v":{"$error":"#VALUE!"}},{"$f":"IF(H914<=Z916-E930,0,H930*H912*H913*J912/(H914*4))","v":{"$error":"#VALUE!"}},{"$f":"IF(H914<=AA916-E930,0,H930*H912*H913*J912/(H914*4))","v":{"$error":"#VALUE!"}},{"$f":"IF(H914<=AB916-E930,0,H930*H912*H913*J912/(H914*4))","v":{"$error":"#VALUE!"}},{"$f":"IF(H914<=AC916-E930,0,H930*H912*H913*J912/(H914*4))","v":{"$error":"#VALUE!"}},{"$f":"IF(H914<=AD916-E930,0,H930*H912*H913*J912/(H914*4))","v":{"$error":"#VALUE!"}},{"$f":"IF(H914<=AE916-E930,0,H930*H912*H913*J912/(H914*4))","v":{"$error":"#VALUE!"}},{"$f":"IF(H914<=AF916-E930,0,H930*H912*H913*J912/(H914*4))","v":{"$error":"#VALUE!"}},{"$f":"IF(H914<=AG916-E930,0,H930*H912*H913*J912/(H914*4))","v":{"$error":"#VALUE!"}},{"$f":"IF(H914<=AH916-E930,0,H930*H912*H913*J912/(H914*4))","v":{"$error":"#VALUE!"}}]
[{"$nulls":4},{"v":4.5,"d":"4.50"},{"$f":"$DF$17","v":{"v":0,"d":"0.000"}},{"$f":"IF(SUM(F917:F931)-H915<=0,0,SUM(F917:F931)-H915)","v":{"v":0,"d":"0.00"}},{"v":0,"d":"0.000"},{"$nulls":14},{"$f":"IF(H914<=W916-E931,0,H931*H912*H913*J912/(H914*4))","v":{"$error":"#VALUE!"}},{"$f":"IF(H914<=X916-E931,0,H931*H912*H913*J912/(H914*4))","v":{"$error":"#VALUE!"}},{"$f":"IF(H914<=Y916-E931,0,H931*H912*H913*J912/(H914*4))","v":{"$error":"#VALUE!"}},{"$f":"IF(H914<=Z916-E931,0,H931*H912*H913*J912/(H914*4))","v":{"$error":"#VALUE!"}},{"$f":"IF(H914<=AA916-E931,0,H931*H912*H913*J912/(H914*4))","v":{"$error":"#VALUE!"}},{"$f":"IF(H914<=AB916-E931,0,H931*H912*H913*J912/(H914*4))","v":{"$error":"#VALUE!"}},{"$f":"IF(H914<=AC916-E931,0,H931*H912*H913*J912/(H914*4))","v":{"$error":"#VALUE!"}},{"$f":"IF(H914<=AD916-E931,0,H931*H912*H913*J912/(H914*4))","v":{"$error":"#VALUE!"}},{"$f":"IF(H914<=AE916-E931,0,H931*H912*H913*J912/(H914*4))","v":{"$error":"#VALUE!"}},{"$f":"IF(H914<=AF916-E931,0,H931*H912*H913*J912/(H914*4))","v":{"$error":"#VALUE!"}},{"$f":"IF(H914<=AG916-E931,0,H931*H912*H913*J912/(H914*4))","v":{"$error":"#VALUE!"}},{"$f":"IF(H914<=AH916-E931,0,H931*H912*H913*J912/(H914*4))","v":{"$error":"#VALUE!"}},{"$f":"IF(H914<=AI916-E931,0,H931*H912*H913*J912/(H914*4))","v":{"$error":"#VALUE!"}}]
[{"$nulls":4},4.75,{"$f":"$DF$18","v":{"v":0,"d":"0.000"}},{"$f":"IF(SUM(F917:F932)-H915<=0,0,SUM(F917:F932)-H915)","v":{"v":0,"d":"0.00"}},{"v":0,"d":"0.000"},{"$nulls":15},{"$f":"IF(H914<=X916-E932,0,H932*H912*H913*J912/(H914*4))","v":{"$error":"#VALUE!"}},{"$f":"IF(H914<=Y916-E932,0,H932*H912*H913*J912/(H914*4))","v":{"$error":"#VALUE!"}},{"$f":"IF(H914<=Z916-E932,0,H932*H912*H913*J912/(H914*4))","v":{"$error":"#VALUE!"}},{"$f":"IF(H914<=AA916-E932,0,H932*H912*H913*J912/(H914*4))","v":{"$error":"#VALUE!"}},{"$f":"IF(H914<=AB916-E932,0,H932*H912*H913*J912/(H914*4))","v":{"$error":"#VALUE!"}},{"$f":"IF(H914<=AC916-E932,0,H932*H912*H913*J912/(H914*4))","v":{"$error":"#VALUE!"}},{"$f":"IF(H914<=AD916-E932,0,H932*H912*H913*J912/(H914*4))","v":{"$error":"#VALUE!"}},{"$f":"IF(H914<=AE916-E932,0,H932*H912*H913*J912/(H914*4))","v":{"$error":"#VALUE!"}},{"$f":"IF(H914<=AF916-E932,0,H932*H912*H913*J912/(H914*4))","v":{"$error":"#VALUE!"}},{"$f":"IF(H914<=AG916-E932,0,H932*H912*H913*J912/(H914*4))","v":{"$error":"#VALUE!"}},{"$f":"IF(H914<=AH916-E932,0,H932*H912*H913*J912/(H914*4))","v":{"$error":"#VALUE!"}},{"$f":"IF(H914<=AI916-E932,0,H932*H912*H913*J912/(H914*4))","v":{"$error":"#VALUE!"}},{"$f":"IF(H914<=AJ916-E932,0,H932*H912*H913*J912/(H914*4))","v":{"$error":"#VALUE!"}}]
[{"$nulls":4},{"v":5,"d":"5.00"},{"$f":"$DF$19","v":{"v":0,"d":"0.000"}},{"$f":"IF(SUM(F917:F933)-H915<=0,0,SUM(F917:F933)-H915)","v":{"v":0,"d":"0.00"}},{"v":0,"d":"0.000"},{"$nulls":16},{"$f":"IF(H914<=Y916-E933,0,H933*H912*H913*J912/(H914*4))","v":{"$error":"#VALUE!"}},{"$f":"IF(H914<=Z916-E933,0,H933*H912*H913*J912/(H914*4))","v":{"$error":"#VALUE!"}},{"$f":"IF(H914<=AA916-E933,0,H933*H912*H913*J912/(H914*4))","v":{"$error":"#VALUE!"}},{"$f":"IF(H914<=AB916-E933,0,H933*H912*H913*J912/(H914*4))","v":{"$error":"#VALUE!"}},{"$f":"IF(H914<=AC916-E933,0,H933*H912*H913*J912/(H914*4))","v":{"$error":"#VALUE!"}},{"$f":"IF(H914<=AD916-E933,0,H933*H912*H913*J912/(H914*4))","v":{"$error":"#VALUE!"}},{"$f":"IF(H914<=AE916-E933,0,H933*H912*H913*J912/(H914*4))","v":{"$error":"#VALUE!"}},{"$f":"IF(H914<=AF916-E933,0,H933*H912*H913*J912/(H914*4))","v":{"$error":"#VALUE!"}},{"$f":"IF(H914<=AG916-E933,0,H933*H912*H913*J912/(H914*4))","v":{"$error":"#VALUE!"}},{"$f":"IF(H914<=AH916-E933,0,H933*H912*H913*J912/(H914*4))","v":{"$error":"#VALUE!"}},{"$f":"IF(H914<=AI916-E933,0,H933*H912*H913*J912/(H914*4))","v":{"$error":"#VALUE!"}},{"$f":"IF(H914<=AJ916-E933,0,H933*H912*H913*J912/(H914*4))","v":{"$error":"#VALUE!"}},{"$f":"IF(H914<=AK916-E933,0,H933*H912*H913*J912/(H914*4))","v":{"$error":"#VALUE!"}}]
[{"$nulls":4},5.25,{"$f":"$DF$20","v":{"v":0,"d":"0.000"}},{"$f":"IF(SUM(F917:F934)-H915<=0,0,SUM(F917:F934)-H915)","v":{"v":0,"d":"0.00"}},{"v":0,"d":"0.000"},{"$nulls":17},{"$f":"IF(H914<=Z916-E934,0,H934*H912*H913*J912/(H914*4))","v":{"$error":"#VALUE!"}},{"$f":"IF(H914<=AA916-E934,0,H934*H912*H913*J912/(H914*4))","v":{"$error":"#VALUE!"}},{"$f":"IF(H914<=AB916-E934,0,H934*H912*H913*J912/(H914*4))","v":{"$error":"#VALUE!"}},{"$f":"IF(H914<=AC916-E934,0,H934*H912*H913*J912/(H914*4))","v":{"$error":"#VALUE!"}},{"$f":"IF(H914<=AD916-E934,0,H934*H912*H913*J912/(H914*4))","v":{"$error":"#VALUE!"}},{"$f":"IF(H914<=AE916-E934,0,H934*H912*H913*J912/(H914*4))","v":{"$error":"#VALUE!"}},{"$f":"IF(H914<=AF916-E934,0,H934*H912*H913*J912/(H914*4))","v":{"$error":"#VALUE!"}},{"$f":"IF(H914<=AG916-E934,0,H934*H912*H913*J912/(H914*4))","v":{"$error":"#VALUE!"}},{"$f":"IF(H914<=AH916-E934,0,H934*H912*H913*J912/(H914*4))","v":{"$error":"#VALUE!"}},{"$f":"IF(H914<=AI916-E934,0,H934*H912*H913*J912/(H914*4))","v":{"$error":"#VALUE!"}},{"$f":"IF(H914<=AJ916-E934,0,H934*H912*H913*J912/(H914*4))","v":{"$error":"#VALUE!"}},{"$f":"IF(H914<=AK916-E934,0,H934*H912*H913*J912/(H914*4))","v":{"$error":"#VALUE!"}},{"$f":"IF(H914<=AL916-E934,0,H934*H912*H913*J912/(H914*4))","v":{"$error":"#VALUE!"}}]
[{"$nulls":4},{"v":5.5,"d":"5.50"},{"$f":"$DF$21","v":{"v":0,"d":"0.000"}},{"$f":"IF(SUM(F917:F935)-H915<=0,0,SUM(F917:F935)-H915)","v":{"v":0,"d":"0.00"}},{"v":0,"d":"0.000"},{"$nulls":18},{"$f":"IF(H914<=AA916-E935,0,H935*H912*H913*J912/(H914*4))","v":{"$error":"#VALUE!"}},{"$f":"IF(H914<=AB916-E935,0,H935*H912*H913*J912/(H914*4))","v":{"$error":"#VALUE!"}},{"$f":"IF(H914<=AC916-E935,0,H935*H912*H913*J912/(H914*4))","v":{"$error":"#VALUE!"}},{"$f":"IF(H914<=AD916-E935,0,H935*H912*H913*J912/(H914*4))","v":{"$error":"#VALUE!"}},{"$f":"IF(H914<=AE916-E935,0,H935*H912*H913*J912/(H914*4))","v":{"$error":"#VALUE!"}},{"$f":"IF(H914<=AF916-E935,0,H935*H912*H913*J912/(H914*4))","v":{"$error":"#VALUE!"}},{"$f":"IF(H914<=AG916-E935,0,H935*H912*H913*J912/(H914*4))","v":{"$error":"#VALUE!"}},{"$f":"IF(H914<=AH916-E935,0,H935*H912*H913*J912/(H914*4))","v":{"$error":"#VALUE!"}},{"$f":"IF(H914<=AI916-E935,0,H935*H912*H913*J912/(H914*4))","v":{"$error":"#VALUE!"}},{"$f":"IF(H914<=AJ916-E935,0,H935*H912*H913*J912/(H914*4))","v":{"$error":"#VALUE!"}},{"$f":"IF(H914<=AK916-E935,0,H935*H912*H913*J912/(H914*4))","v":{"$error":"#VALUE!"}},{"$f":"IF(H914<=AL916-E935,0,H935*H912*H913*J912/(H914*4))","v":{"$error":"#VALUE!"}},{"$f":"IF(H914<=AM916-E935,0,H935*H912*H913*J912/(H914*4))","v":{"$error":"#VALUE!"}}]
[{"$nulls":4},5.75,{"$f":"$DF$22","v":{"v":0,"d":"0.000"}},{"$f":"IF(SUM(F917:F936)-H915<=0,0,SUM(F917:F936)-H915)","v":{"v":0,"d":"0.00"}},{"v":0,"d":"0.000"},{"$nulls":19},{"$f":"IF(H914<=AB916-E936,0,H936*H912*H913*J912/(H914*4))","v":{"$error":"#VALUE!"}},{"$f":"IF(H914<=AC916-E936,0,H936*H912*H913*J912/(H914*4))","v":{"$error":"#VALUE!"}},{"$f":"IF(H914<=AD916-E936,0,H936*H912*H913*J912/(H914*4))","v":{"$error":"#VALUE!"}},{"$f":"IF(H914<=AE916-E936,0,H936*H912*H913*J912/(H914*4))","v":{"$error":"#VALUE!"}},{"$f":"IF(H914<=AF916-E936,0,H936*H912*H913*J912/(H914*4))","v":{"$error":"#VALUE!"}},{"$f":"IF(H914<=AG916-E936,0,H936*H912*H913*J912/(H914*4))","v":{"$error":"#VALUE!"}},{"$f":"IF(H914<=AH916-E936,0,H936*H912*H913*J912/(H914*4))","v":{"$error":"#VALUE!"}},{"$f":"IF(H914<=AI916-E936,0,H936*H912*H913*J912/(H914*4))","v":{"$error":"#VALUE!"}},{"$f":"IF(H914<=AJ916-E936,0,H936*H912*H913*J912/(H914*4))","v":{"$error":"#VALUE!"}},{"$f":"IF(H914<=AK916-E936,0,H936*H912*H913*J912/(H914*4))","v":{"$error":"#VALUE!"}},{"$f":"IF(H914<=AL916-E936,0,H936*H912*H913*J912/(H914*4))","v":{"$error":"#VALUE!"}},{"$f":"IF(H914<=AM916-E936,0,H936*H912*H913*J912/(H914*4))","v":{"$error":"#VALUE!"}},{"$f":"IF(H914<=AN916-E936,0,H936*H912*H913*J912/(H914*4))","v":{"$error":"#VALUE!"}}]
[{"$nulls":4},{"v":6,"d":"6.00"},{"$f":"$DF$23","v":{"v":0,"d":"0.000"}},{"$f":"IF(SUM(F917:F937)-H915<=0,0,SUM(F917:F937)-H915)","v":{"v":0,"d":"0.00"}},{"v":0,"d":"0.000"},{"$nulls":20},{"$f":"IF(H914<=AC916-E937,0,H937*H912*H913*J912/(H914*4))","v":{"$error":"#VALUE!"}},{"$f":"IF(H914<=AD916-E937,0,H937*H912*H913*J912/(H914*4))","v":{"$error":"#VALUE!"}},{"$f":"IF(H914<=AE916-E937,0,H937*H912*H913*J912/(H914*4))","v":{"$error":"#VALUE!"}},{"$f":"IF(H914<=AF916-E937,0,H937*H912*H913*J912/(H914*4))","v":{"$error":"#VALUE!"}},{"$f":"IF(H914<=AG916-E937,0,H937*H912*H913*J912/(H914*4))","v":{"$error":"#VALUE!"}},{"$f":"IF(H914<=AH916-E937,0,H937*H912*H913*J912/(H914*4))","v":{"$error":"#VALUE!"}},{"$f":"IF(H914<=AI916-E937,0,H937*H912*H913*J912/(H914*4))","v":{"$error":"#VALUE!"}},{"$f":"IF(H914<=AJ916-E937,0,H937*H912*H913*J912/(H914*4))","v":{"$error":"#VALUE!"}},{"$f":"IF(H914<=AK916-E937,0,H937*H912*H913*J912/(H914*4))","v":{"$error":"#VALUE!"}},{"$f":"IF(H914<=AL916-E937,0,H937*H912*H913*J912/(H914*4))","v":{"$error":"#VALUE!"}},{"$f":"IF(H914<=AM916-E937,0,H937*H912*H913*J912/(H914*4))","v":{"$error":"#VALUE!"}},{"$f":"IF(H914<=AN916-E937,0,H937*H912*H913*J912/(H914*4))","v":{"$error":"#VALUE!"}},{"$f":"IF(H914<=AO916-E937,0,H937*H912*H913*J912/(H914*4))","v":{"$error":"#VALUE!"}}]
[{"$nulls":4},6.25,{"$f":"$DF$24","v":{"v":0,"d":"0.000"}},{"$f":"IF(SUM(F917:F938)-H915<=0,0,SUM(F917:F938)-H915)","v":{"v":0,"d":"0.00"}},{"v":0,"d":"0.000"},{"$nulls":21},{"$f":"IF(H914<=AD916-E938,0,H938*H912*H913*J912/(H914*4))","v":{"$error":"#VALUE!"}},{"$f":"IF(H914<=AE916-E938,0,H938*H912*H913*J912/(H914*4))","v":{"$error":"#VALUE!"}},{"$f":"IF(H914<=AF916-E938,0,H938*H912*H913*J912/(H914*4))","v":{"$error":"#VALUE!"}},{"$f":"IF(H914<=AG916-E938,0,H938*H912*H913*J912/(H914*4))","v":{"$error":"#VALUE!"}},{"$f":"IF(H914<=AH916-E938,0,H938*H912*H913*J912/(H914*4))","v":{"$error":"#VALUE!"}},{"$f":"IF(H914<=AI916-E938,0,H938*H912*H913*J912/(H914*4))","v":{"$error":"#VALUE!"}},{"$f":"IF(H914<=AJ916-E938,0,H938*H912*H913*J912/(H914*4))","v":{"$error":"#VALUE!"}},{"$f":"IF(H914<=AK916-E938,0,H938*H912*H913*J912/(H914*4))","v":{"$error":"#VALUE!"}},{"$f":"IF(H914<=AL916-E938,0,H938*H912*H913*J912/(H914*4))","v":{"$error":"#VALUE!"}},{"$f":"IF(H914<=AM916-E938,0,H938*H912*H913*J912/(H914*4))","v":{"$error":"#VALUE!"}},{"$f":"IF(H914<=AN916-E938,0,H938*H912*H913*J912/(H914*4))","v":{"$error":"#VALUE!"}},{"$f":"IF(H914<=AO916-E938,0,H938*H912*H913*J912/(H914*4))","v":{"$error":"#VALUE!"}},{"$f":"IF(H914<=AP916-E938,0,H938*H912*H913*J912/(H914*4))","v":{"$error":"#VALUE!"}}]
[{"$nulls":4},{"v":6.5,"d":"6.50"},{"$f":"$DF$25","v":{"v":0,"d":"0.000"}},{"$f":"IF(SUM(F917:F939)-H915<=0,0,SUM(F917:F939)-H915)","v":{"v":0,"d":"0.00"}},{"v":0,"d":"0.000"},{"$nulls":22},{"$f":"IF(H914<=AE916-E939,0,H939*H912*H913*J912/(H914*4))","v":{"$error":"#VALUE!"}},{"$f":"IF(H914<=AF916-E939,0,H939*H912*H913*J912/(H914*4))","v":{"$error":"#VALUE!"}},{"$f":"IF(H914<=AG916-E939,0,H939*H912*H913*J912/(H914*4))","v":{"$error":"#VALUE!"}},{"$f":"IF(H914<=AH916-E939,0,H939*H912*H913*J912/(H914*4))","v":{"$error":"#VALUE!"}},{"$f":"IF(H914<=AI916-E939,0,H939*H912*H913*J912/(H914*4))","v":{"$error":"#VALUE!"}},{"$f":"IF(H914<=AJ916-E939,0,H939*H912*H913*J912/(H914*4))","v":{"$error":"#VALUE!"}},{"$f":"IF(H914<=AK916-E939,0,H939*H912*H913*J912/(H914*4))","v":{"$error":"#VALUE!"}},{"$f":"IF(H914<=AL916-E939,0,H939*H912*H913*J912/(H914*4))","v":{"$error":"#VALUE!"}},{"$f":"IF(H914<=AM916-E939,0,H939*H912*H913*J912/(H914*4))","v":{"$error":"#VALUE!"}},{"$f":"IF(H914<=AN916-E939,0,H939*H912*H913*J912/(H914*4))","v":{"$error":"#VALUE!"}},{"$f":"IF(H914<=AO916-E939,0,H939*H912*H913*J912/(H914*4))","v":{"$error":"#VALUE!"}},{"$f":"IF(H914<=AP916-E939,0,H939*H912*H913*J912/(H914*4))","v":{"$error":"#VALUE!"}},{"$f":"IF(H914<=AQ916-E939,0,H939*H912*H913*J912/(H914*4))","v":{"$error":"#VALUE!"}}]
[{"$nulls":4},6.75,{"$f":"$DF$26","v":{"v":0,"d":"0.000"}},{"$f":"IF(SUM(F917:F940)-H915<=0,0,SUM(F917:F940)-H915)","v":{"v":0,"d":"0.00"}},{"v":0,"d":"0.000"},{"$nulls":23},{"$f":"IF(H914<=AF916-E940,0,H940*H912*H913*J912/(H914*4))","v":{"$error":"#VALUE!"}},{"$f":"IF(H914<=AG916-E940,0,H940*H912*H913*J912/(H914*4))","v":{"$error":"#VALUE!"}},{"$f":"IF(H914<=AH916-E940,0,H940*H912*H913*J912/(H914*4))","v":{"$error":"#VALUE!"}},{"$f":"IF(H914<=AI916-E940,0,H940*H912*H913*J912/(H914*4))","v":{"$error":"#VALUE!"}},{"$f":"IF(H914<=AJ916-E940,0,H940*H912*H913*J912/(H914*4))","v":{"$error":"#VALUE!"}},{"$f":"IF(H914<=AK916-E940,0,H940*H912*H913*J912/(H914*4))","v":{"$error":"#VALUE!"}},{"$f":"IF(H914<=AL916-E940,0,H940*H912*H913*J912/(H914*4))","v":{"$error":"#VALUE!"}},{"$f":"IF(H914<=AM916-E940,0,H940*H912*H913*J912/(H914*4))","v":{"$error":"#VALUE!"}},{"$f":"IF(H914<=AN916-E940,0,H940*H912*H913*J912/(H914*4))","v":{"$error":"#VALUE!"}},{"$f":"IF(H914<=AO916-E940,0,H940*H912*H913*J912/(H914*4))","v":{"$error":"#VALUE!"}},{"$f":"IF(H914<=AP916-E940,0,H940*H912*H913*J912/(H914*4))","v":{"$error":"#VALUE!"}},{"$f":"IF(H914<=AQ916-E940,0,H940*H912*H913*J912/(H914*4))","v":{"$error":"#VALUE!"}},{"$f":"IF(H914<=AR916-E940,0,H940*H912*H913*J912/(H914*4))","v":{"$error":"#VALUE!"}}]
[{"$nulls":4},{"v":7,"d":"7.00"},{"$f":"$DF$27","v":{"v":0,"d":"0.000"}},{"$f":"IF(SUM(F917:F941)-H915<=0,0,SUM(F917:F941)-H915)","v":{"v":0,"d":"0.00"}},{"v":0,"d":"0.000"},{"$nulls":24},{"$f":"IF(H914<=AG916-E941,0,H941*H912*H913*J912/(H914*4))","v":{"$error":"#VALUE!"}},{"$f":"IF(H914<=AH916-E941,0,H941*H912*H913*J912/(H914*4))","v":{"$error":"#VALUE!"}},{"$f":"IF(H914<=AI916-E941,0,H941*H912*H913*J912/(H914*4))","v":{"$error":"#VALUE!"}},{"$f":"IF(H914<=AJ916-E941,0,H941*H912*H913*J912/(H914*4))","v":{"$error":"#VALUE!"}},{"$f":"IF(H914<=AK916-E941,0,H941*H912*H913*J912/(H914*4))","v":{"$error":"#VALUE!"}},{"$f":"IF(H914<=AL916-E941,0,H941*H912*H913*J912/(H914*4))","v":{"$error":"#VALUE!"}},{"$f":"IF(H914<=AM916-E941,0,H941*H912*H913*J912/(H914*4))","v":{"$error":"#VALUE!"}},{"$f":"IF(H914<=AN916-E941,0,H941*H912*H913*J912/(H914*4))","v":{"$error":"#VALUE!"}},{"$f":"IF(H914<=AO916-E941,0,H941*H912*H913*J912/(H914*4))","v":{"$error":"#VALUE!"}},{"$f":"IF(H914<=AP916-E941,0,H941*H912*H913*J912/(H914*4))","v":{"$error":"#VALUE!"}},{"$f":"IF(H914<=AQ916-E941,0,H941*H912*H913*J912/(H914*4))","v":{"$error":"#VALUE!"}},{"$f":"IF(H914<=AR916-E941,0,H941*H912*H913*J912/(H914*4))","v":{"$error":"#VALUE!"}},{"$f":"IF(H914<=AS916-E941,0,H941*H912*H913*J912/(H914*4))","v":{"$error":"#VALUE!"}}]
[{"$nulls":4},7.25,{"$f":"$DF$28","v":{"v":0,"d":"0.000"}},{"$f":"IF(SUM(F917:F942)-H915<=0,0,SUM(F917:F942)-H915)","v":{"v":0,"d":"0.00"}},{"v":0,"d":"0.000"},{"$nulls":25},{"$f":"IF(H914<=AH916-E942,0,H942*H912*H913*J912/(H914*4))","v":{"$error":"#VALUE!"}},{"$f":"IF(H914<=AI916-E942,0,H942*H912*H913*J912/(H914*4))","v":{"$error":"#VALUE!"}},{"$f":"IF(H914<=AJ916-E942,0,H942*H912*H913*J912/(H914*4))","v":{"$error":"#VALUE!"}},{"$f":"IF(H914<=AK916-E942,0,H942*H912*H913*J912/(H914*4))","v":{"$error":"#VALUE!"}},{"$f":"IF(H914<=AL916-E942,0,H942*H912*H913*J912/(H914*4))","v":{"$error":"#VALUE!"}},{"$f":"IF(H914<=AM916-E942,0,H942*H912*H913*J912/(H914*4))","v":{"$error":"#VALUE!"}},{"$f":"IF(H914<=AN916-E942,0,H942*H912*H913*J912/(H914*4))","v":{"$error":"#VALUE!"}},{"$f":"IF(H914<=AO916-E942,0,H942*H912*H913*J912/(H914*4))","v":{"$error":"#VALUE!"}},{"$f":"IF(H914<=AP916-E942,0,H942*H912*H913*J912/(H914*4))","v":{"$error":"#VALUE!"}},{"$f":"IF(H914<=AQ916-E942,0,H942*H912*H913*J912/(H914*4))","v":{"$error":"#VALUE!"}},{"$f":"IF(H914<=AR916-E942,0,H942*H912*H913*J912/(H914*4))","v":{"$error":"#VALUE!"}},{"$f":"IF(H914<=AS916-E942,0,H942*H912*H913*J912/(H914*4))","v":{"$error":"#VALUE!"}},{"$f":"IF(H914<=AT916-E942,0,H942*H912*H913*J912/(H914*4))","v":{"$error":"#VALUE!"}}]
[{"$nulls":4},{"v":7.5,"d":"7.50"},{"$f":"$DF$29","v":{"v":0,"d":"0.000"}},{"$f":"IF(SUM(F917:F943)-H915<=0,0,SUM(F917:F943)-H915)","v":{"v":0,"d":"0.00"}},{"v":0,"d":"0.000"},{"$nulls":26},{"$f":"IF(H914<=AI916-E943,0,H943*H912*H913*J912/(H914*4))","v":{"$error":"#VALUE!"}},{"$f":"IF(H914<=AJ916-E943,0,H943*H912*H913*J912/(H914*4))","v":{"$error":"#VALUE!"}},{"$f":"IF(H914<=AK916-E943,0,H943*H912*H913*J912/(H914*4))","v":{"$error":"#VALUE!"}},{"$f":"IF(H914<=AL916-E943,0,H943*H912*H913*J912/(H914*4))","v":{"$error":"#VALUE!"}},{"$f":"IF(H914<=AM916-E943,0,H943*H912*H913*J912/(H914*4))","v":{"$error":"#VALUE!"}},{"$f":"IF(H914<=AN916-E943,0,H943*H912*H913*J912/(H914*4))","v":{"$error":"#VALUE!"}},{"$f":"IF(H914<=AO916-E943,0,H943*H912*H913*J912/(H914*4))","v":{"$error":"#VALUE!"}},{"$f":"IF(H914<=AP916-E943,0,H943*H912*H913*J912/(H914*4))","v":{"$error":"#VALUE!"}},{"$f":"IF(H914<=AQ916-E943,0,H943*H912*H913*J912/(H914*4))","v":{"$error":"#VALUE!"}},{"$f":"IF(H914<=AR916-E943,0,H943*H912*H913*J912/(H914*4))","v":{"$error":"#VALUE!"}},{"$f":"IF(H914<=AS916-E943,0,H943*H912*H913*J912/(H914*4))","v":{"$error":"#VALUE!"}},{"$f":"IF(H914<=AT916-E943,0,H943*H912*H913*J912/(H914*4))","v":{"$error":"#VALUE!"}},{"$f":"IF(H914<=AU916-E943,0,H943*H912*H913*J912/(H914*4))","v":{"$error":"#VALUE!"}}]
[{"$nulls":4},7.75,{"$f":"$DF$30","v":{"v":0,"d":"0.000"}},{"$f":"IF(SUM(F917:F944)-H915<=0,0,SUM(F917:F944)-H915)","v":{"v":0,"d":"0.00"}},{"v":0,"d":"0.000"},{"$nulls":27},{"$f":"IF(H914<=AJ916-E944,0,H944*H912*H913*J912/(H914*4))","v":{"$error":"#VALUE!"}},{"$f":"IF(H914<=AK916-E944,0,H944*H912*H913*J912/(H914*4))","v":{"$error":"#VALUE!"}},{"$f":"IF(H914<=AL916-E944,0,H944*H912*H913*J912/(H914*4))","v":{"$error":"#VALUE!"}},{"$f":"IF(H914<=AM916-E944,0,H944*H912*H913*J912/(H914*4))","v":{"$error":"#VALUE!"}},{"$f":"IF(H914<=AN916-E944,0,H944*H912*H913*J912/(H914*4))","v":{"$error":"#VALUE!"}},{"$f":"IF(H914<=AO916-E944,0,H944*H912*H913*J912/(H914*4))","v":{"$error":"#VALUE!"}},{"$f":"IF(H914<=AP916-E944,0,H944*H912*H913*J912/(H914*4))","v":{"$error":"#VALUE!"}},{"$f":"IF(H914<=AQ916-E944,0,H944*H912*H913*J912/(H914*4))","v":{"$error":"#VALUE!"}},{"$f":"IF(H914<=AR916-E944,0,H944*H912*H913*J912/(H914*4))","v":{"$error":"#VALUE!"}},{"$f":"IF(H914<=AS916-E944,0,H944*H912*H913*J912/(H914*4))","v":{"$error":"#VALUE!"}},{"$f":"IF(H914<=AT916-E944,0,H944*H912*H913*J912/(H914*4))","v":{"$error":"#VALUE!"}},{"$f":"IF(H914<=AU916-E944,0,H944*H912*H913*J912/(H914*4))","v":{"$error":"#VALUE!"}},{"$f":"IF(H914<=AV916-E944,0,H944*H912*H913*J912/(H914*4))","v":{"$error":"#VALUE!"}}]
[{"$nulls":4},{"v":8,"d":"8.00"},{"$f":"$DF$31","v":{"v":0,"d":"0.000"}},{"$f":"IF(SUM(F917:F945)-H915<=0,0,SUM(F917:F945)-H915)","v":{"v":0,"d":"0.00"}},{"v":0,"d":"0.000"},{"$nulls":28},{"$f":"IF(H914<=AK916-E945,0,H945*H912*H913*J912/(H914*4))","v":{"$error":"#VALUE!"}},{"$f":"IF(H914<=AL916-E945,0,H945*H912*H913*J912/(H914*4))","v":{"$error":"#VALUE!"}},{"$f":"IF(H914<=AM916-E945,0,H945*H912*H913*J912/(H914*4))","v":{"$error":"#VALUE!"}},{"$f":"IF(H914<=AN916-E945,0,H945*H912*H913*J912/(H914*4))","v":{"$error":"#VALUE!"}},{"$f":"IF(H914<=AO916-E945,0,H945*H912*H913*J912/(H914*4))","v":{"$error":"#VALUE!"}},{"$f":"IF(H914<=AP916-E945,0,H945*H912*H913*J912/(H914*4))","v":{"$error":"#VALUE!"}},{"$f":"IF(H914<=AQ916-E945,0,H945*H912*H913*J912/(H914*4))","v":{"$error":"#VALUE!"}},{"$f":"IF(H914<=AR916-E945,0,H945*H912*H913*J912/(H914*4))","v":{"$error":"#VALUE!"}},{"$f":"IF(H914<=AS916-E945,0,H945*H912*H913*J912/(H914*4))","v":{"$error":"#VALUE!"}},{"$f":"IF(H914<=AT916-E945,0,H945*H912*H913*J912/(H914*4))","v":{"$error":"#VALUE!"}},{"$f":"IF(H914<=AU916-E945,0,H945*H912*H913*J912/(H914*4))","v":{"$error":"#VALUE!"}},{"$f":"IF(H914<=AV916-E945,0,H945*H912*H913*J912/(H914*4))","v":{"$error":"#VALUE!"}},{"$f":"IF(H914<=AW916-E945,0,H945*H912*H913*J912/(H914*4))","v":{"$error":"#VALUE!"}}]
[{"$nulls":4},8.25,{"$f":"$DF$32","v":{"v":0,"d":"0.000"}},{"$f":"IF(SUM(F917:F946)-H915<=0,0,SUM(F917:F946)-H915)","v":{"v":0,"d":"0.00"}},{"v":0,"d":"0.000"},{"$nulls":29},{"$f":"IF(H914<=AL916-E946,0,H946*H912*H913*J912/(H914*4))","v":{"$error":"#VALUE!"}},{"$f":"IF(H914<=AM916-E946,0,H946*H912*H913*J912/(H914*4))","v":{"$error":"#VALUE!"}},{"$f":"IF(H914<=AN916-E946,0,H946*H912*H913*J912/(H914*4))","v":{"$error":"#VALUE!"}},{"$f":"IF(H914<=AO916-E946,0,H946*H912*H913*J912/(H914*4))","v":{"$error":"#VALUE!"}},{"$f":"IF(H914<=AP916-E946,0,H946*H912*H913*J912/(H914*4))","v":{"$error":"#VALUE!"}},{"$f":"IF(H914<=AQ916-E946,0,H946*H912*H913*J912/(H914*4))","v":{"$error":"#VALUE!"}},{"$f":"IF(H914<=AR916-E946,0,H946*H912*H913*J912/(H914*4))","v":{"$error":"#VALUE!"}},{"$f":"IF(H914<=AS916-E946,0,H946*H912*H913*J912/(H914*4))","v":{"$error":"#VALUE!"}},{"$f":"IF(H914<=AT916-E946,0,H946*H912*H913*J912/(H914*4))","v":{"$error":"#VALUE!"}},{"$f":"IF(H914<=AU916-E946,0,H946*H912*H913*J912/(H914*4))","v":{"$error":"#VALUE!"}},{"$f":"IF(H914<=AV916-E946,0,H946*H912*H913*J912/(H914*4))","v":{"$error":"#VALUE!"}},{"$f":"IF(H914<=AW916-E946,0,H946*H912*H913*J912/(H914*4))","v":{"$error":"#VALUE!"}},{"$f":"IF(H914<=AX916-E946,0,H946*H912*H913*J912/(H914*4))","v":{"$error":"#VALUE!"}}]
[{"$nulls":4},{"v":8.5,"d":"8.50"},{"$f":"$DF$33","v":{"v":0,"d":"0.000"}},{"$f":"IF(SUM(F917:F947)-H915<=0,0,SUM(F917:F947)-H915)","v":{"v":0,"d":"0.00"}},{"v":0,"d":"0.000"},{"$nulls":30},{"$f":"IF(H914<=AM916-E947,0,H947*H912*H913*J912/(H914*4))","v":{"$error":"#VALUE!"}},{"$f":"IF(H914<=AN916-E947,0,H947*H912*H913*J912/(H914*4))","v":{"$error":"#VALUE!"}},{"$f":"IF(H914<=AO916-E947,0,H947*H912*H913*J912/(H914*4))","v":{"$error":"#VALUE!"}},{"$f":"IF(H914<=AP916-E947,0,H947*H912*H913*J912/(H914*4))","v":{"$error":"#VALUE!"}},{"$f":"IF(H914<=AQ916-E947,0,H947*H912*H913*J912/(H914*4))","v":{"$error":"#VALUE!"}},{"$f":"IF(H914<=AR916-E947,0,H947*H912*H913*J912/(H914*4))","v":{"$error":"#VALUE!"}},{"$f":"IF(H914<=AS916-E947,0,H947*H912*H913*J912/(H914*4))","v":{"$error":"#VALUE!"}},{"$f":"IF(H914<=AT916-E947,0,H947*H912*H913*J912/(H914*4))","v":{"$error":"#VALUE!"}},{"$f":"IF(H914<=AU916-E947,0,H947*H912*H913*J912/(H914*4))","v":{"$error":"#VALUE!"}},{"$f":"IF(H914<=AV916-E947,0,H947*H912*H913*J912/(H914*4))","v":{"$error":"#VALUE!"}},{"$f":"IF(H914<=AW916-E947,0,H947*H912*H913*J912/(H914*4))","v":{"$error":"#VALUE!"}},{"$f":"IF(H914<=AX916-E947,0,H947*H912*H913*J912/(H914*4))","v":{"$error":"#VALUE!"}},{"$f":"IF(H914<=AY916-E947,0,H947*H912*H913*J912/(H914*4))","v":{"$error":"#VALUE!"}}]
[{"$nulls":4},8.75,{"$f":"$DF$34","v":{"v":0,"d":"0.000"}},{"$f":"IF(SUM(F917:F948)-H915<=0,0,SUM(F917:F948)-H915)","v":{"v":0,"d":"0.00"}},{"v":0,"d":"0.000"},{"$nulls":31},{"$f":"IF(H914<=AN916-E948,0,H948*H912*H913*J912/(H914*4))","v":{"$error":"#VALUE!"}},{"$f":"IF(H914<=AO916-E948,0,H948*H912*H913*J912/(H914*4))","v":{"$error":"#VALUE!"}},{"$f":"IF(H914<=AP916-E948,0,H948*H912*H913*J912/(H914*4))","v":{"$error":"#VALUE!"}},{"$f":"IF(H914<=AQ916-E948,0,H948*H912*H913*J912/(H914*4))","v":{"$error":"#VALUE!"}},{"$f":"IF(H914<=AR916-E948,0,H948*H912*H913*J912/(H914*4))","v":{"$error":"#VALUE!"}},{"$f":"IF(H914<=AS916-E948,0,H948*H912*H913*J912/(H914*4))","v":{"$error":"#VALUE!"}},{"$f":"IF(H914<=AT916-E948,0,H948*H912*H913*J912/(H914*4))","v":{"$error":"#VALUE!"}},{"$f":"IF(H914<=AU916-E948,0,H948*H912*H913*J912/(H914*4))","v":{"$error":"#VALUE!"}},{"$f":"IF(H914<=AV916-E948,0,H948*H912*H913*J912/(H914*4))","v":{"$error":"#VALUE!"}},{"$f":"IF(H914<=AW916-E948,0,H948*H912*H913*J912/(H914*4))","v":{"$error":"#VALUE!"}},{"$f":"IF(H914<=AX916-E948,0,H948*H912*H913*J912/(H914*4))","v":{"$error":"#VALUE!"}},{"$f":"IF(H914<=AY916-E948,0,H948*H912*H913*J912/(H914*4))","v":{"$error":"#VALUE!"}},{"$f":"IF(H914<=AZ916-E948,0,H948*H912*H913*J912/(H914*4))","v":{"$error":"#VALUE!"}}]
[{"$nulls":4},{"v":9,"d":"9.00"},{"$f":"$DF$35","v":{"v":0,"d":"0.000"}},{"$f":"IF(SUM(F917:F949)-H915<=0,0,SUM(F917:F949)-H915)","v":{"v":0,"d":"0.00"}},{"v":0,"d":"0.000"},{"$nulls":32},{"$f":"IF(H914<=AO916-E949,0,H949*H912*H913*J912/(H914*4))","v":{"$error":"#VALUE!"}},{"$f":"IF(H914<=AP916-E949,0,H949*H912*H913*J912/(H914*4))","v":{"$error":"#VALUE!"}},{"$f":"IF(H914<=AQ916-E949,0,H949*H912*H913*J912/(H914*4))","v":{"$error":"#VALUE!"}},{"$f":"IF(H914<=AR916-E949,0,H949*H912*H913*J912/(H914*4))","v":{"$error":"#VALUE!"}},{"$f":"IF(H914<=AS916-E949,0,H949*H912*H913*J912/(H914*4))","v":{"$error":"#VALUE!"}},{"$f":"IF(H914<=AT916-E949,0,H949*H912*H913*J912/(H914*4))","v":{"$error":"#VALUE!"}},{"$f":"IF(H914<=AU916-E949,0,H949*H912*H913*J912/(H914*4))","v":{"$error":"#VALUE!"}},{"$f":"IF(H914<=AV916-E949,0,H949*H912*H913*J912/(H914*4))","v":{"$error":"#VALUE!"}},{"$f":"IF(H914<=AW916-E949,0,H949*H912*H913*J912/(H914*4))","v":{"$error":"#VALUE!"}},{"$f":"IF(H914<=AX916-E949,0,H949*H912*H913*J912/(H914*4))","v":{"$error":"#VALUE!"}},{"$f":"IF(H914<=AY916-E949,0,H949*H912*H913*J912/(H914*4))","v":{"$error":"#VALUE!"}},{"$f":"IF(H914<=AZ916-E949,0,H949*H912*H913*J912/(H914*4))","v":{"$error":"#VALUE!"}},{"$f":"IF(H914<=BA916-E949,0,H949*H912*H913*J912/(H914*4))","v":{"$error":"#VALUE!"}}]
[{"$nulls":4},9.25,{"$f":"$DF$36","v":{"v":0,"d":"0.000"}},{"$f":"IF(SUM(F917:F950)-H915<=0,0,SUM(F917:F950)-H915)","v":{"v":0,"d":"0.00"}},{"v":0,"d":"0.000"},{"$nulls":33},{"$f":"IF(H914<=AP916-E950,0,H950*H912*H913*J912/(H914*4))","v":{"$error":"#VALUE!"}},{"$f":"IF(H914<=AQ916-E950,0,H950*H912*H913*J912/(H914*4))","v":{"$error":"#VALUE!"}},{"$f":"IF(H914<=AR916-E950,0,H950*H912*H913*J912/(H914*4))","v":{"$error":"#VALUE!"}},{"$f":"IF(H914<=AS916-E950,0,H950*H912*H913*J912/(H914*4))","v":{"$error":"#VALUE!"}},{"$f":"IF(H914<=AT916-E950,0,H950*H912*H913*J912/(H914*4))","v":{"$error":"#VALUE!"}},{"$f":"IF(H914<=AU916-E950,0,H950*H912*H913*J912/(H914*4))","v":{"$error":"#VALUE!"}},{"$f":"IF(H914<=AV916-E950,0,H950*H912*H913*J912/(H914*4))","v":{"$error":"#VALUE!"}},{"$f":"IF(H914<=AW916-E950,0,H950*H912*H913*J912/(H914*4))","v":{"$error":"#VALUE!"}},{"$f":"IF(H914<=AX916-E950,0,H950*H912*H913*J912/(H914*4))","v":{"$error":"#VALUE!"}},{"$f":"IF(H914<=AY916-E950,0,H950*H912*H913*J912/(H914*4))","v":{"$error":"#VALUE!"}},{"$f":"IF(H914<=AZ916-E950,0,H950*H912*H913*J912/(H914*4))","v":{"$error":"#VALUE!"}},{"$f":"IF(H914<=BA916-E950,0,H950*H912*H913*J912/(H914*4))","v":{"$error":"#VALUE!"}},{"$f":"IF(H914<=BB916-E950,0,H950*H912*H913*J912/(H914*4))","v":{"$error":"#VALUE!"}}]
[{"$nulls":4},{"v":9.5,"d":"9.50"},{"$f":"$DF$37","v":{"v":0,"d":"0.000"}},{"$f":"IF(SUM(F917:F951)-H915<=0,0,SUM(F917:F951)-H915)","v":{"v":0,"d":"0.00"}},{"v":0,"d":"0.000"},{"$nulls":34},{"$f":"IF(H914<=AQ916-E951,0,H951*H912*H913*J912/(H914*4))","v":{"$error":"#VALUE!"}},{"$f":"IF(H914<=AR916-E951,0,H951*H912*H913*J912/(H914*4))","v":{"$error":"#VALUE!"}},{"$f":"IF(H914<=AS916-E951,0,H951*H912*H913*J912/(H914*4))","v":{"$error":"#VALUE!"}},{"$f":"IF(H914<=AT916-E951,0,H951*H912*H913*J912/(H914*4))","v":{"$error":"#VALUE!"}},{"$f":"IF(H914<=AU916-E951,0,H951*H912*H913*J912/(H914*4))","v":{"$error":"#VALUE!"}},{"$f":"IF(H914<=AV916-E951,0,H951*H912*H913*J912/(H914*4))","v":{"$error":"#VALUE!"}},{"$f":"IF(H914<=AW916-E951,0,H951*H912*H913*J912/(H914*4))","v":{"$error":"#VALUE!"}},{"$f":"IF(H914<=AX916-E951,0,H951*H912*H913*J912/(H914*4))","v":{"$error":"#VALUE!"}},{"$f":"IF(H914<=AY916-E951,0,H951*H912*H913*J912/(H914*4))","v":{"$error":"#VALUE!"}},{"$f":"IF(H914<=AZ916-E951,0,H951*H912*H913*J912/(H914*4))","v":{"$error":"#VALUE!"}},{"$f":"IF(H914<=BA916-E951,0,H951*H912*H913*J912/(H914*4))","v":{"$error":"#VALUE!"}},{"$f":"IF(H914<=BB916-E951,0,H951*H912*H913*J912/(H914*4))","v":{"$error":"#VALUE!"}},{"$f":"IF(H914<=BC916-E951,0,H951*H912*H913*J912/(H914*4))","v":{"$error":"#VALUE!"}}]
[{"$nulls":4},9.75,{"$f":"$DF$38","v":{"v":0,"d":"0.000"}},{"$f":"IF(SUM(F917:F952)-H915<=0,0,SUM(F917:F952)-H915)","v":{"v":0,"d":"0.00"}},{"v":0,"d":"0.000"},{"$nulls":35},{"$f":"IF(H914<=AR916-E952,0,H952*H912*H913*J912/(H914*4))","v":{"$error":"#VALUE!"}},{"$f":"IF(H914<=AS916-E952,0,H952*H912*H913*J912/(H914*4))","v":{"$error":"#VALUE!"}},{"$f":"IF(H914<=AT916-E952,0,H952*H912*H913*J912/(H914*4))","v":{"$error":"#VALUE!"}},{"$f":"IF(H914<=AU916-E952,0,H952*H912*H913*J912/(H914*4))","v":{"$error":"#VALUE!"}},{"$f":"IF(H914<=AV916-E952,0,H952*H912*H913*J912/(H914*4))","v":{"$error":"#VALUE!"}},{"$f":"IF(H914<=AW916-E952,0,H952*H912*H913*J912/(H914*4))","v":{"$error":"#VALUE!"}},{"$f":"IF(H914<=AX916-E952,0,H952*H912*H913*J912/(H914*4))","v":{"$error":"#VALUE!"}},{"$f":"IF(H914<=AY916-E952,0,H952*H912*H913*J912/(H914*4))","v":{"$error":"#VALUE!"}},{"$f":"IF(H914<=AZ916-E952,0,H952*H912*H913*J912/(H914*4))","v":{"$error":"#VALUE!"}},{"$f":"IF(H914<=BA916-E952,0,H952*H912*H913*J912/(H914*4))","v":{"$error":"#VALUE!"}},{"$f":"IF(H914<=BB916-E952,0,H952*H912*H913*J912/(H914*4))","v":{"$error":"#VALUE!"}},{"$f":"IF(H914<=BC916-E952,0,H952*H912*H913*J912/(H914*4))","v":{"$error":"#VALUE!"}},{"$f":"IF(H914<=BD916-E952,0,H952*H912*H913*J912/(H914*4))","v":{"$error":"#VALUE!"}}]
[{"$nulls":4},{"v":10,"d":"10.00"},{"$f":"$DF$39","v":{"v":0,"d":"0.000"}},{"$f":"IF(SUM(F917:F953)-H915<=0,0,SUM(F917:F953)-H915)","v":{"v":0,"d":"0.00"}},{"v":0,"d":"0.000"},{"$nulls":36},{"$f":"IF(H914<=AS916-E953,0,H953*H912*H913*J912/(H914*4))","v":{"$error":"#VALUE!"}},{"$f":"IF(H914<=AT916-E953,0,H953*H912*H913*J912/(H914*4))","v":{"$error":"#VALUE!"}},{"$f":"IF(H914<=AU916-E953,0,H953*H912*H913*J912/(H914*4))","v":{"$error":"#VALUE!"}},{"$f":"IF(H914<=AV916-E953,0,H953*H912*H913*J912/(H914*4))","v":{"$error":"#VALUE!"}},{"$f":"IF(H914<=AW916-E953,0,H953*H912*H913*J912/(H914*4))","v":{"$error":"#VALUE!"}},{"$f":"IF(H914<=AX916-E953,0,H953*H912*H913*J912/(H914*4))","v":{"$error":"#VALUE!"}},{"$f":"IF(H914<=AY916-E953,0,H953*H912*H913*J912/(H914*4))","v":{"$error":"#VALUE!"}},{"$f":"IF(H914<=AZ916-E953,0,H953*H912*H913*J912/(H914*4))","v":{"$error":"#VALUE!"}},{"$f":"IF(H914<=BA916-E953,0,H953*H912*H913*J912/(H914*4))","v":{"$error":"#VALUE!"}},{"$f":"IF(H914<=BB916-E953,0,H953*H912*H913*J912/(H914*4))","v":{"$error":"#VALUE!"}},{"$f":"IF(H914<=BC916-E953,0,H953*H912*H913*J912/(H914*4))","v":{"$error":"#VALUE!"}},{"$f":"IF(H914<=BD916-E953,0,H953*H912*H913*J912/(H914*4))","v":{"$error":"#VALUE!"}},{"$f":"IF(H914<=BE916-E953,0,H953*H912*H913*J912/(H914*4))","v":{"$error":"#VALUE!"}}]
[{"$nulls":4},10.25,{"$f":"$DF$40","v":{"v":0,"d":"0.000"}},{"$f":"IF(SUM(F917:F954)-H915<=0,0,SUM(F917:F954)-H915)","v":{"v":0,"d":"0.000"}},{"v":0,"d":"0.000"},{"$nulls":37},{"$f":"IF(H914<=AT916-E954,0,H954*H912*H913*J912/(H914*4))","v":{"$error":"#VALUE!"}},{"$f":"IF(H914<=AU916-E954,0,H954*H912*H913*J912/(H914*4))","v":{"$error":"#VALUE!"}},{"$f":"IF(H914<=AV916-E954,0,H954*H912*H913*J912/(H914*4))","v":{"$error":"#VALUE!"}},{"$f":"IF(H914<=AW916-E954,0,H954*H912*H913*J912/(H914*4))","v":{"$error":"#VALUE!"}},{"$f":"IF(H914<=AX916-E954,0,H954*H912*H913*J912/(H914*4))","v":{"$error":"#VALUE!"}},{"$f":"IF(H914<=AY916-E954,0,H954*H912*H913*J912/(H914*4))","v":{"$error":"#VALUE!"}},{"$f":"IF(H914<=AZ916-E954,0,H954*H912*H913*J912/(H914*4))","v":{"$error":"#VALUE!"}},{"$f":"IF(H914<=BA916-E954,0,H954*H912*H913*J912/(H914*4))","v":{"$error":"#VALUE!"}},{"$f":"IF(H914<=BB916-E954,0,H954*H912*H913*J912/(H914*4))","v":{"$error":"#VALUE!"}},{"$f":"IF(H914<=BC916-E954,0,H954*H912*H913*J912/(H914*4))","v":{"$error":"#VALUE!"}},{"$f":"IF(H914<=BD916-E954,0,H954*H912*H913*J912/(H914*4))","v":{"$error":"#VALUE!"}},{"$f":"IF(H914<=BE916-E954,0,H954*H912*H913*J912/(H914*4))","v":{"$error":"#VALUE!"}},{"$f":"IF(H914<=BF916-E954,0,H954*H912*H913*J912/(H914*4))","v":{"$error":"#VALUE!"}}]
[{"$nulls":4},{"v":10.5,"d":"10.50"},{"$f":"$DF$41","v":{"v":0,"d":"0.000"}},{"$f":"IF(SUM(F917:F955)-H915<=0,0,SUM(F917:F955)-H915)","v":{"v":0,"d":"0.00"}},{"v":0,"d":"0.000"},{"$nulls":38},{"$f":"IF(H914<=AU916-E955,0,H955*H912*H913*J912/(H914*4))","v":{"$error":"#VALUE!"}},{"$f":"IF(H914<=AV916-E955,0,H955*H912*H913*J912/(H914*4))","v":{"$error":"#VALUE!"}},{"$f":"IF(H914<=AW916-E955,0,H955*H912*H913*J912/(H914*4))","v":{"$error":"#VALUE!"}},{"$f":"IF(H914<=AX916-E955,0,H955*H912*H913*J912/(H914*4))","v":{"$error":"#VALUE!"}},{"$f":"IF(H914<=AY916-E955,0,H955*H912*H913*J912/(H914*4))","v":{"$error":"#VALUE!"}},{"$f":"IF(H914<=AZ916-E955,0,H955*H912*H913*J912/(H914*4))","v":{"$error":"#VALUE!"}},{"$f":"IF(H914<=BA916-E955,0,H955*H912*H913*J912/(H914*4))","v":{"$error":"#VALUE!"}},{"$f":"IF(H914<=BB916-E955,0,H955*H912*H913*J912/(H914*4))","v":{"$error":"#VALUE!"}},{"$f":"IF(H914<=BC916-E955,0,H955*H912*H913*J912/(H914*4))","v":{"$error":"#VALUE!"}},{"$f":"IF(H914<=BD916-E955,0,H955*H912*H913*J912/(H914*4))","v":{"$error":"#VALUE!"}},{"$f":"IF(H914<=BE916-E955,0,H955*H912*H913*J912/(H914*4))","v":{"$error":"#VALUE!"}},{"$f":"IF(H914<=BF916-E955,0,H955*H912*H913*J912/(H914*4))","v":{"$error":"#VALUE!"}},{"$f":"IF(H914<=BG916-E955,0,H955*H912*H913*J912/(H914*4))","v":{"$error":"#VALUE!"}}]
[{"$nulls":4},10.75,{"$f":"$DF$42","v":{"v":0,"d":"0.000"}},{"$f":"IF(SUM(F917:F956)-H915<=0,0,SUM(F917:F956)-H915)","v":{"v":0,"d":"0.00"}},{"v":0,"d":"0.000"},{"$nulls":39},{"$f":"IF(H914<=AV916-E956,0,H956*H912*H913*J912/(H914*4))","v":{"$error":"#VALUE!"}},{"$f":"IF(H914<=AW916-E956,0,H956*H912*H913*J912/(H914*4))","v":{"$error":"#VALUE!"}},{"$f":"IF(H914<=AX916-E956,0,H956*H912*H913*J912/(H914*4))","v":{"$error":"#VALUE!"}},{"$f":"IF(H914<=AY916-E956,0,H956*H912*H913*J912/(H914*4))","v":{"$error":"#VALUE!"}},{"$f":"IF(H914<=AZ916-E956,0,H956*H912*H913*J912/(H914*4))","v":{"$error":"#VALUE!"}},{"$f":"IF(H914<=BA916-E956,0,H956*H912*H913*J912/(H914*4))","v":{"$error":"#VALUE!"}},{"$f":"IF(H914<=BB916-E956,0,H956*H912*H913*J912/(H914*4))","v":{"$error":"#VALUE!"}},{"$f":"IF(H914<=BC916-E956,0,H956*H912*H913*J912/(H914*4))","v":{"$error":"#VALUE!"}},{"$f":"IF(H914<=BD916-E956,0,H956*H912*H913*J912/(H914*4))","v":{"$error":"#VALUE!"}},{"$f":"IF(H914<=BE916-E956,0,H956*H912*H913*J912/(H914*4))","v":{"$error":"#VALUE!"}},{"$f":"IF(H914<=BF916-E956,0,H956*H912*H913*J912/(H914*4))","v":{"$error":"#VALUE!"}},{"$f":"IF(H914<=BG916-E956,0,H956*H912*H913*J912/(H914*4))","v":{"$error":"#VALUE!"}},{"$f":"IF(H914<=BH916-E956,0,H956*H912*H913*J912/(H914*4))","v":{"$error":"#VALUE!"}}]
[{"$nulls":4},{"v":11,"d":"11.00"},{"$f":"$DF$43","v":{"v":0,"d":"0.000"}},{"$f":"IF(SUM(F917:F957)-H915<=0,0,SUM(F917:F957)-H915)","v":{"v":0,"d":"0.00"}},{"v":0,"d":"0.000"},{"$nulls":40},{"$f":"IF(H914<=AW916-E957,0,H957*H912*H913*J912/(H914*4))","v":{"$error":"#VALUE!"}},{"$f":"IF(H914<=AX916-E957,0,H957*H912*H913*J912/(H914*4))","v":{"$error":"#VALUE!"}},{"$f":"IF(H914<=AY916-E957,0,H957*H912*H913*J912/(H914*4))","v":{"$error":"#VALUE!"}},{"$f":"IF(H914<=AZ916-E957,0,H957*H912*H913*J912/(H914*4))","v":{"$error":"#VALUE!"}},{"$f":"IF(H914<=BA916-E957,0,H957*H912*H913*J912/(H914*4))","v":{"$error":"#VALUE!"}},{"$f":"IF(H914<=BB916-E957,0,H957*H912*H913*J912/(H914*4))","v":{"$error":"#VALUE!"}},{"$f":"IF(H914<=BC916-E957,0,H957*H912*H913*J912/(H914*4))","v":{"$error":"#VALUE!"}},{"$f":"IF(H914<=BD916-E957,0,H957*H912*H913*J912/(H914*4))","v":{"$error":"#VALUE!"}},{"$f":"IF(H914<=BE916-E957,0,H957*H912*H913*J912/(H914*4))","v":{"$error":"#VALUE!"}},{"$f":"IF(H914<=BF916-E957,0,H957*H912*H913*J912/(H914*4))","v":{"$error":"#VALUE!"}},{"$f":"IF(H914<=BG916-E957,0,H957*H912*H913*J912/(H914*4))","v":{"$error":"#VALUE!"}},{"$f":"IF(H914<=BH916-E957,0,H957*H912*H913*J912/(H914*4))","v":{"$error":"#VALUE!"}},{"$f":"IF(H914<=BI916-E957,0,H957*H912*H913*J912/(H914*4))","v":{"$error":"#VALUE!"}}]
[{"$nulls":4},11.25,{"$f":"$DF$44","v":{"v":0,"d":"0.000"}},{"$f":"IF(SUM(F917:F958)-H915<=0,0,SUM(F917:F958)-H915)","v":{"v":0,"d":"0.00"}},{"v":0,"d":"0.000"},{"$nulls":41},{"$f":"IF(H914<=AX916-E958,0,H958*H912*H913*J912/(H914*4))","v":{"$error":"#VALUE!"}},{"$f":"IF(H914<=AY916-E958,0,H958*H912*H913*J912/(H914*4))","v":{"$error":"#VALUE!"}},{"$f":"IF(H914<=AZ916-E958,0,H958*H912*H913*J912/(H914*4))","v":{"$error":"#VALUE!"}},{"$f":"IF(H914<=BA916-E958,0,H958*H912*H913*J912/(H914*4))","v":{"$error":"#VALUE!"}},{"$f":"IF(H914<=BB916-E958,0,H958*H912*H913*J912/(H914*4))","v":{"$error":"#VALUE!"}},{"$f":"IF(H914<=BC916-E958,0,H958*H912*H913*J912/(H914*4))","v":{"$error":"#VALUE!"}},{"$f":"IF(H914<=BD916-E958,0,H958*H912*H913*J912/(H914*4))","v":{"$error":"#VALUE!"}},{"$f":"IF(H914<=BE916-E958,0,H958*H912*H913*J912/(H914*4))","v":{"$error":"#VALUE!"}},{"$f":"IF(H914<=BF916-E958,0,H958*H912*H913*J912/(H914*4))","v":{"$error":"#VALUE!"}},{"$f":"IF(H914<=BG916-E958,0,H958*H912*H913*J912/(H914*4))","v":{"$error":"#VALUE!"}},{"$f":"IF(H914<=BH916-E958,0,H958*H912*H913*J912/(H914*4))","v":{"$error":"#VALUE!"}},{"$f":"IF(H914<=BI916-E958,0,H958*H912*H913*J912/(H914*4))","v":{"$error":"#VALUE!"}},{"$f":"IF(H914<=BJ916-E958,0,H958*H912*H913*J912/(H914*4))","v":{"$error":"#VALUE!"}}]
[{"$nulls":4},{"v":11.5,"d":"11.50"},{"$f":"$DF$45","v":{"v":0,"d":"0.000"}},{"$f":"IF(SUM(F917:F959)-H915<=0,0,SUM(F917:F959)-H915)","v":{"v":0,"d":"0.00"}},{"v":0,"d":"0.000"},{"$nulls":42},{"$f":"IF(H914<=AY916-E959,0,H959*H912*H913*J912/(H914*4))","v":{"$error":"#VALUE!"}},{"$f":"IF(H914<=AZ916-E959,0,H959*H912*H913*J912/(H914*4))","v":{"$error":"#VALUE!"}},{"$f":"IF(H914<=BA916-E959,0,H959*H912*H913*J912/(H914*4))","v":{"$error":"#VALUE!"}},{"$f":"IF(H914<=BB916-E959,0,H959*H912*H913*J912/(H914*4))","v":{"$error":"#VALUE!"}},{"$f":"IF(H914<=BC916-E959,0,H959*H912*H913*J912/(H914*4))","v":{"$error":"#VALUE!"}},{"$f":"IF(H914<=BD916-E959,0,H959*H912*H913*J912/(H914*4))","v":{"$error":"#VALUE!"}},{"$f":"IF(H914<=BE916-E959,0,H959*H912*H913*J912/(H914*4))","v":{"$error":"#VALUE!"}},{"$f":"IF(H914<=BF916-E959,0,H959*H912*H913*J912/(H914*4))","v":{"$error":"#VALUE!"}},{"$f":"IF(H914<=BG916-E959,0,H959*H912*H913*J912/(H914*4))","v":{"$error":"#VALUE!"}},{"$f":"IF(H914<=BH916-E959,0,H959*H912*H913*J912/(H914*4))","v":{"$error":"#VALUE!"}},{"$f":"IF(H914<=BI916-E959,0,H959*H912*H913*J912/(H914*4))","v":{"$error":"#VALUE!"}},{"$f":"IF(H914<=BJ916-E959,0,H959*H912*H913*J912/(H914*4))","v":{"$error":"#VALUE!"}},{"$f":"IF(H914<=BK916-E959,0,H959*H912*H913*J912/(H914*4))","v":{"$error":"#VALUE!"}}]
[{"$nulls":4},11.75,{"$f":"$DF$46","v":{"v":0,"d":"0.000"}},{"$f":"IF(SUM(F917:F960)-H915<=0,0,SUM(F917:F960)-H915)","v":{"v":0,"d":"0.00"}},{"v":0,"d":"0.000"},{"$nulls":43},{"$f":"IF(H914<=AZ916-E960,0,H960*H912*H913*J912/(H914*4))","v":{"$error":"#VALUE!"}},{"$f":"IF(H914<=BA916-E960,0,H960*H912*H913*J912/(H914*4))","v":{"$error":"#VALUE!"}},{"$f":"IF(H914<=BB916-E960,0,H960*H912*H913*J912/(H914*4))","v":{"$error":"#VALUE!"}},{"$f":"IF(H914<=BC916-E960,0,H960*H912*H913*J912/(H914*4))","v":{"$error":"#VALUE!"}},{"$f":"IF(H914<=BD916-E960,0,H960*H912*H913*J912/(H914*4))","v":{"$error":"#VALUE!"}},{"$f":"IF(H914<=BE916-E960,0,H960*H912*H913*J912/(H914*4))","v":{"$error":"#VALUE!"}},{"$f":"IF(H914<=BF916-E960,0,H960*H912*H913*J912/(H914*4))","v":{"$error":"#VALUE!"}},{"$f":"IF(H914<=BG916-E960,0,H960*H912*H913*J912/(H914*4))","v":{"$error":"#VALUE!"}},{"$f":"IF(H914<=BH916-E960,0,H960*H912*H913*J912/(H914*4))","v":{"$error":"#VALUE!"}},{"$f":"IF(H914<=BI916-E960,0,H960*H912*H913*J912/(H914*4))","v":{"$error":"#VALUE!"}},{"$f":"IF(H914<=BJ916-E960,0,H960*H912*H913*J912/(H914*4))","v":{"$error":"#VALUE!"}},{"$f":"IF(H914<=BK916-E960,0,H960*H912*H913*J912/(H914*4))","v":{"$error":"#VALUE!"}},{"$f":"IF(H914<=BL916-E960,0,H960*H912*H913*J912/(H914*4))","v":{"$error":"#VALUE!"}}]
[{"$nulls":4},{"v":12,"d":"12.00"},{"$f":"$DF$47","v":{"v":0,"d":"0.000"}},{"$f":"IF(SUM(F917:F961)-H915<=0,0,SUM(F917:F961)-H915)","v":{"v":0,"d":"0.00"}},{"v":0,"d":"0.000"},{"$nulls":44},{"$f":"IF(H914<=BA916-E961,0,H961*H912*H913*J912/(H914*4))","v":{"$error":"#VALUE!"}},{"$f":"IF(H914<=BB916-E961,0,H961*H912*H913*J912/(H914*4))","v":{"$error":"#VALUE!"}},{"$f":"IF(H914<=BC916-E961,0,H961*H912*H913*J912/(H914*4))","v":{"$error":"#VALUE!"}},{"$f":"IF(H914<=BD916-E961,0,H961*H912*H913*J912/(H914*4))","v":{"$error":"#VALUE!"}},{"$f":"IF(H914<=BE916-E961,0,H961*H912*H913*J912/(H914*4))","v":{"$error":"#VALUE!"}},{"$f":"IF(H914<=BF916-E961,0,H961*H912*H913*J912/(H914*4))","v":{"$error":"#VALUE!"}},{"$f":"IF(H914<=BG916-E961,0,H961*H912*H913*J912/(H914*4))","v":{"$error":"#VALUE!"}},{"$f":"IF(H914<=BH916-E961,0,H961*H912*H913*J912/(H914*4))","v":{"$error":"#VALUE!"}},{"$f":"IF(H914<=BI916-E961,0,H961*H912*H913*J912/(H914*4))","v":{"$error":"#VALUE!"}},{"$f":"IF(H914<=BJ916-E961,0,H961*H912*H913*J912/(H914*4))","v":{"$error":"#VALUE!"}},{"$f":"IF(H914<=BK916-E961,0,H961*H912*H913*J912/(H914*4))","v":{"$error":"#VALUE!"}},{"$f":"IF(H914<=BL916-E961,0,H961*H912*H913*J912/(H914*4))","v":{"$error":"#VALUE!"}},{"$f":"IF(H914<=BM916-E961,0,H961*H912*H913*J912/(H914*4))","v":{"$error":"#VALUE!"}}]
[{"$nulls":4},12.25,{"$f":"$DF$48","v":{"v":0,"d":"0.000"}},{"$f":"IF(SUM(F917:F962)-H915<=0,0,SUM(F917:F962)-H915)","v":{"v":0,"d":"0.00"}},{"v":0,"d":"0.000"},{"$nulls":45},{"$f":"IF(H914<=BB916-E962,0,H962*H912*H913*J912/(H914*4))","v":{"$error":"#VALUE!"}},{"$f":"IF(H914<=BC916-E962,0,H962*H912*H913*J912/(H914*4))","v":{"$error":"#VALUE!"}},{"$f":"IF(H914<=BD916-E962,0,H962*H912*H913*J912/(H914*4))","v":{"$error":"#VALUE!"}},{"$f":"IF(H914<=BE916-E962,0,H962*H912*H913*J912/(H914*4))","v":{"$error":"#VALUE!"}},{"$f":"IF(H914<=BF916-E962,0,H962*H912*H913*J912/(H914*4))","v":{"$error":"#VALUE!"}},{"$f":"IF(H914<=BG916-E962,0,H962*H912*H913*J912/(H914*4))","v":{"$error":"#VALUE!"}},{"$f":"IF(H914<=BH916-E962,0,H962*H912*H913*J912/(H914*4))","v":{"$error":"#VALUE!"}},{"$f":"IF(H914<=BI916-E962,0,H962*H912*H913*J912/(H914*4))","v":{"$error":"#VALUE!"}},{"$f":"IF(H914<=BJ916-E962,0,H962*H912*H913*J912/(H914*4))","v":{"$error":"#VALUE!"}},{"$f":"IF(H914<=BK916-E962,0,H962*H912*H913*J912/(H914*4))","v":{"$error":"#VALUE!"}},{"$f":"IF(H914<=BL916-E962,0,H962*H912*H913*J912/(H914*4))","v":{"$error":"#VALUE!"}},{"$f":"IF(H914<=BM916-E962,0,H962*H912*H913*J912/(H914*4))","v":{"$error":"#VALUE!"}},{"$f":"IF(H914<=BN916-E962,0,H962*H912*H913*J912/(H914*4))","v":{"$error":"#VALUE!"}}]
[{"$nulls":4},{"v":12.5,"d":"12.50"},{"$f":"$DF$49","v":{"v":0,"d":"0.000"}},{"$f":"IF(SUM(F917:F963)-H915<=0,0,SUM(F917:F963)-H915)","v":{"v":0,"d":"0.00"}},{"v":0,"d":"0.000"},{"$nulls":46},{"$f":"IF(H914<=BC916-E963,0,H963*H912*H913*J912/(H914*4))","v":{"$error":"#VALUE!"}},{"$f":"IF(H914<=BD916-E963,0,H963*H912*H913*J912/(H914*4))","v":{"$error":"#VALUE!"}},{"$f":"IF(H914<=BE916-E963,0,H963*H912*H913*J912/(H914*4))","v":{"$error":"#VALUE!"}},{"$f":"IF(H914<=BF916-E963,0,H963*H912*H913*J912/(H914*4))","v":{"$error":"#VALUE!"}},{"$f":"IF(H914<=BG916-E963,0,H963*H912*H913*J912/(H914*4))","v":{"$error":"#VALUE!"}},{"$f":"IF(H914<=BH916-E963,0,H963*H912*H913*J912/(H914*4))","v":{"$error":"#VALUE!"}},{"$f":"IF(H914<=BI916-E963,0,H963*H912*H913*J912/(H914*4))","v":{"$error":"#VALUE!"}},{"$f":"IF(H914<=BJ916-E963,0,H963*H912*H913*J912/(H914*4))","v":{"$error":"#VALUE!"}},{"$f":"IF(H914<=BK916-E963,0,H963*H912*H913*J912/(H914*4))","v":{"$error":"#VALUE!"}},{"$f":"IF(H914<=BL916-E963,0,H963*H912*H913*J912/(H914*4))","v":{"$error":"#VALUE!"}},{"$f":"IF(H914<=BM916-E963,0,H963*H912*H913*J912/(H914*4))","v":{"$error":"#VALUE!"}},{"$f":"IF(H914<=BN916-E963,0,H963*H912*H913*J912/(H914*4))","v":{"$error":"#VALUE!"}},{"$f":"IF(H914<=BO916-E963,0,H963*H912*H913*J912/(H914*4))","v":{"$error":"#VALUE!"}}]
[{"$nulls":4},12.75,{"$f":"$DF$50","v":{"v":0,"d":"0.000"}},{"$f":"IF(SUM(F917:F964)-H915<=0,0,SUM(F917:F964)-H915)","v":{"v":0,"d":"0.00"}},{"v":0,"d":"0.000"},{"$nulls":47},{"$f":"IF(H914<=BD916-E964,0,H964*H912*H913*J912/(H914*4))","v":{"$error":"#VALUE!"}},{"$f":"IF(H914<=BE916-E964,0,H964*H912*H913*J912/(H914*4))","v":{"$error":"#VALUE!"}},{"$f":"IF(H914<=BF916-E964,0,H964*H912*H913*J912/(H914*4))","v":{"$error":"#VALUE!"}},{"$f":"IF(H914<=BG916-E964,0,H964*H912*H913*J912/(H914*4))","v":{"$error":"#VALUE!"}},{"$f":"IF(H914<=BH916-E964,0,H964*H912*H913*J912/(H914*4))","v":{"$error":"#VALUE!"}},{"$f":"IF(H914<=BI916-E964,0,H964*H912*H913*J912/(H914*4))","v":{"$error":"#VALUE!"}},{"$f":"IF(H914<=BJ916-E964,0,H964*H912*H913*J912/(H914*4))","v":{"$error":"#VALUE!"}},{"$f":"IF(H914<=BK916-E964,0,H964*H912*H913*J912/(H914*4))","v":{"$error":"#VALUE!"}},{"$f":"IF(H914<=BL916-E964,0,H964*H912*H913*J912/(H914*4))","v":{"$error":"#VALUE!"}},{"$f":"IF(H914<=BM916-E964,0,H964*H912*H913*J912/(H914*4))","v":{"$error":"#VALUE!"}},{"$f":"IF(H914<=BN916-E964,0,H964*H912*H913*J912/(H914*4))","v":{"$error":"#VALUE!"}},{"$f":"IF(H914<=BO916-E964,0,H964*H912*H913*J912/(H914*4))","v":{"$error":"#VALUE!"}},{"$f":"IF(H914<=BP916-E964,0,H964*H912*H913*J912/(H914*4))","v":{"$error":"#VALUE!"}}]
[{"$nulls":4},{"v":13,"d":"13.00"},{"$f":"$DF$51","v":{"v":0,"d":"0.000"}},{"$f":"IF(SUM(F917:F965)-H915<=0,0,SUM(F917:F965)-H915)","v":{"v":0,"d":"0.00"}},{"v":0,"d":"0.000"},{"$nulls":48},{"$f":"IF(H914<=BE916-E965,0,H965*H912*H913*J912/(H914*4))","v":{"$error":"#VALUE!"}},{"$f":"IF(H914<=BF916-E965,0,H965*H912*H913*J912/(H914*4))","v":{"$error":"#VALUE!"}},{"$f":"IF(H914<=BG916-E965,0,H965*H912*H913*J912/(H914*4))","v":{"$error":"#VALUE!"}},{"$f":"IF(H914<=BH916-E965,0,H965*H912*H913*J912/(H914*4))","v":{"$error":"#VALUE!"}},{"$f":"IF(H914<=BI916-E965,0,H965*H912*H913*J912/(H914*4))","v":{"$error":"#VALUE!"}},{"$f":"IF(H914<=BJ916-E965,0,H965*H912*H913*J912/(H914*4))","v":{"$error":"#VALUE!"}},{"$f":"IF(H914<=BK916-E965,0,H965*H912*H913*J912/(H914*4))","v":{"$error":"#VALUE!"}},{"$f":"IF(H914<=BL916-E965,0,H965*H912*H913*J912/(H914*4))","v":{"$error":"#VALUE!"}},{"$f":"IF(H914<=BM916-E965,0,H965*H912*H913*J912/(H914*4))","v":{"$error":"#VALUE!"}},{"$f":"IF(H914<=BN916-E965,0,H965*H912*H913*J912/(H914*4))","v":{"$error":"#VALUE!"}},{"$f":"IF(H914<=BO916-E965,0,H965*H912*H913*J912/(H914*4))","v":{"$error":"#VALUE!"}},{"$f":"IF(H914<=BP916-E965,0,H965*H912*H913*J912/(H914*4))","v":{"$error":"#VALUE!"}},{"$f":"IF(H914<=BQ916-E965,0,H965*H912*H913*J912/(H914*4))","v":{"$error":"#VALUE!"}}]
[{"$nulls":4},13.25,{"$f":"$DF$52","v":{"v":0,"d":"0.000"}},{"$f":"IF(SUM(F917:F966)-H915<=0,0,SUM(F917:F966)-H915)","v":{"v":0,"d":"0.00"}},{"v":0,"d":"0.000"},{"$nulls":49},{"$f":"IF(H914<=BF916-E966,0,H966*H912*H913*J912/(H914*4))","v":{"$error":"#VALUE!"}},{"$f":"IF(H914<=BG916-E966,0,H966*H912*H913*J912/(H914*4))","v":{"$error":"#VALUE!"}},{"$f":"IF(H914<=BH916-E966,0,H966*H912*H913*J912/(H914*4))","v":{"$error":"#VALUE!"}},{"$f":"IF(H914<=BI916-E966,0,H966*H912*H913*J912/(H914*4))","v":{"$error":"#VALUE!"}},{"$f":"IF(H914<=BJ916-E966,0,H966*H912*H913*J912/(H914*4))","v":{"$error":"#VALUE!"}},{"$f":"IF(H914<=BK916-E966,0,H966*H912*H913*J912/(H914*4))","v":{"$error":"#VALUE!"}},{"$f":"IF(H914<=BL916-E966,0,H966*H912*H913*J912/(H914*4))","v":{"$error":"#VALUE!"}},{"$f":"IF(H914<=BM916-E966,0,H966*H912*H913*J912/(H914*4))","v":{"$error":"#VALUE!"}},{"$f":"IF(H914<=BN916-E966,0,H966*H912*H913*J912/(H914*4))","v":{"$error":"#VALUE!"}},{"$f":"IF(H914<=BO916-E966,0,H966*H912*H913*J912/(H914*4))","v":{"$error":"#VALUE!"}},{"$f":"IF(H914<=BP916-E966,0,H966*H912*H913*J912/(H914*4))","v":{"$error":"#VALUE!"}},{"$f":"IF(H914<=BQ916-E966,0,H966*H912*H913*J912/(H914*4))","v":{"$error":"#VALUE!"}},{"$f":"IF(H914<=BR916-E966,0,H966*H912*H913*J912/(H914*4))","v":{"$error":"#VALUE!"}}]
[{"$nulls":4},{"v":13.5,"d":"13.50"},{"$f":"$DF$53","v":{"v":0,"d":"0.000"}},{"$f":"IF(SUM(F917:F967)-H915<=0,0,SUM(F917:F967)-H915)","v":{"v":0,"d":"0.00"}},{"v":0,"d":"0.000"},{"$nulls":50},{"$f":"IF(H914<=BG916-E967,0,H967*H912*H913*J912/(H914*4))","v":{"$error":"#VALUE!"}},{"$f":"IF(H914<=BH916-E967,0,H967*H912*H913*J912/(H914*4))","v":{"$error":"#VALUE!"}},{"$f":"IF(H914<=BI916-E967,0,H967*H912*H913*J912/(H914*4))","v":{"$error":"#VALUE!"}},{"$f":"IF(H914<=BJ916-E967,0,H967*H912*H913*J912/(H914*4))","v":{"$error":"#VALUE!"}},{"$f":"IF(H914<=BK916-E967,0,H967*H912*H913*J912/(H914*4))","v":{"$error":"#VALUE!"}},{"$f":"IF(H914<=BL916-E967,0,H967*H912*H913*J912/(H914*4))","v":{"$error":"#VALUE!"}},{"$f":"IF(H914<=BM916-E967,0,H967*H912*H913*J912/(H914*4))","v":{"$error":"#VALUE!"}},{"$f":"IF(H914<=BN916-E967,0,H967*H912*H913*J912/(H914*4))","v":{"$error":"#VALUE!"}},{"$f":"IF(H914<=BO916-E967,0,H967*H912*H913*J912/(H914*4))","v":{"$error":"#VALUE!"}},{"$f":"IF(H914<=BP916-E967,0,H967*H912*H913*J912/(H914*4))","v":{"$error":"#VALUE!"}},{"$f":"IF(H914<=BQ916-E967,0,H967*H912*H913*J912/(H914*4))","v":{"$error":"#VALUE!"}},{"$f":"IF(H914<=BR916-E967,0,H967*H912*H913*J912/(H914*4))","v":{"$error":"#VALUE!"}},{"$f":"IF(H914<=BS916-E967,0,H967*H912*H913*J912/(H914*4))","v":{"$error":"#VALUE!"}}]
[{"$nulls":4},13.75,{"$f":"$DF$54","v":{"v":0,"d":"0.000"}},{"$f":"IF(SUM(F917:F968)-H915<=0,0,SUM(F917:F968)-H915)","v":{"v":0,"d":"0.00"}},{"v":0,"d":"0.000"},{"$nulls":51},{"$f":"IF(H914<=BH916-E968,0,H968*H912*H913*J912/(H914*4))","v":{"$error":"#VALUE!"}},{"$f":"IF(H914<=BI916-E968,0,H968*H912*H913*J912/(H914*4))","v":{"$error":"#VALUE!"}},{"$f":"IF(H914<=BJ916-E968,0,H968*H912*H913*J912/(H914*4))","v":{"$error":"#VALUE!"}},{"$f":"IF(H914<=BK916-E968,0,H968*H912*H913*J912/(H914*4))","v":{"$error":"#VALUE!"}},{"$f":"IF(H914<=BL916-E968,0,H968*H912*H913*J912/(H914*4))","v":{"$error":"#VALUE!"}},{"$f":"IF(H914<=BM916-E968,0,H968*H912*H913*J912/(H914*4))","v":{"$error":"#VALUE!"}},{"$f":"IF(H914<=BN916-E968,0,H968*H912*H913*J912/(H914*4))","v":{"$error":"#VALUE!"}},{"$f":"IF(H914<=BO916-E968,0,H968*H912*H913*J912/(H914*4))","v":{"$error":"#VALUE!"}},{"$f":"IF(H914<=BP916-E968,0,H968*H912*H913*J912/(H914*4))","v":{"$error":"#VALUE!"}},{"$f":"IF(H914<=BQ916-E968,0,H968*H912*H913*J912/(H914*4))","v":{"$error":"#VALUE!"}},{"$f":"IF(H914<=BR916-E968,0,H968*H912*H913*J912/(H914*4))","v":{"$error":"#VALUE!"}},{"$f":"IF(H914<=BS916-E968,0,H968*H912*H913*J912/(H914*4))","v":{"$error":"#VALUE!"}},{"$f":"IF(H914<=BT916-E968,0,H968*H912*H913*J912/(H914*4))","v":{"$error":"#VALUE!"}}]
[{"$nulls":4},{"v":14,"d":"14.00"},{"$f":"$DF$55","v":{"v":0,"d":"0.000"}},{"$f":"IF(SUM(F917:F969)-H915<=0,0,SUM(F917:F969)-H915)","v":{"v":0,"d":"0.00"}},{"v":0,"d":"0.000"},{"$nulls":52},{"$f":"IF(H914<=BI916-E969,0,H969*H912*H913*J912/(H914*4))","v":{"$error":"#VALUE!"}},{"$f":"IF(H914<=BJ916-E969,0,H969*H912*H913*J912/(H914*4))","v":{"$error":"#VALUE!"}},{"$f":"IF($H914<=$BK916-$E969,0,$H969*$H912*$H913*$J912/($H914*4))","v":{"$error":"#VALUE!"}},{"$f":"IF(H914<=BL916-E969,0,H969*H912*H913*J912/(H914*4))","v":{"$error":"#VALUE!"}},{"$f":"IF(H914<=BM916-E969,0,H969*H912*H913*J912/(H914*4))","v":{"$error":"#VALUE!"}},{"$f":"IF(H914<=BN916-E969,0,H969*H912*H913*J912/(H914*4))","v":{"$error":"#VALUE!"}},{"$f":"IF(H914<=BO916-E969,0,H969*H912*H913*J912/(H914*4))","v":{"$error":"#VALUE!"}},{"$f":"IF(H914<=BP916-E969,0,H969*H912*H913*J912/(H914*4))","v":{"$error":"#VALUE!"}},{"$f":"IF(H914<=BQ916-E969,0,H969*H912*H913*J912/(H914*4))","v":{"$error":"#VALUE!"}},{"$f":"IF(H914<=BR916-E969,0,H969*H912*H913*J912/(H914*4))","v":{"$error":"#VALUE!"}},{"$f":"IF(H914<=BS916-E969,0,H969*H912*H913*J912/(H914*4))","v":{"$error":"#VALUE!"}},{"$f":"IF(H914<=BT916-E969,0,H969*H912*H913*J912/(H914*4))","v":{"$error":"#VALUE!"}},{"$f":"IF(H914<=BU916-E969,0,H969*H912*H913*J912/(H914*4))","v":{"$error":"#VALUE!"}}]
[{"$nulls":4},14.25,{"$f":"$DF$56","v":{"v":0,"d":"0.000"}},{"$f":"IF(SUM(F917:F970)-H915<=0,0,SUM(F917:F970)-H915)","v":{"v":0,"d":"0.00"}},{"v":0,"d":"0.000"},{"$nulls":53},{"$f":"IF(H914<=BJ916-E970,0,H970*H912*H913*J912/(H914*4))","v":{"$error":"#VALUE!"}},{"$f":"IF(H914<=BK916-E970,0,H970*H912*H913*J912/(H914*4))","v":{"$error":"#VALUE!"}},{"$f":"IF(H914<=BL916-E970,0,H970*H912*H913*J912/(H914*4))","v":{"$error":"#VALUE!"}},{"$f":"IF(H914<=BM916-E970,0,H970*H912*H913*J912/(H914*4))","v":{"$error":"#VALUE!"}},{"$f":"IF(H914<=BN916-E970,0,H970*H912*H913*J912/(H914*4))","v":{"$error":"#VALUE!"}},{"$f":"IF(H914<=BO916-E970,0,H970*H912*H913*J912/(H914*4))","v":{"$error":"#VALUE!"}},{"$f":"IF(H914<=BP916-E970,0,H970*H912*H913*J912/(H914*4))","v":{"$error":"#VALUE!"}},{"$f":"IF(H914<=BQ916-E970,0,H970*H912*H913*J912/(H914*4))","v":{"$error":"#VALUE!"}},{"$f":"IF(H914<=BR916-E970,0,H970*H912*H913*J912/(H914*4))","v":{"$error":"#VALUE!"}},{"$f":"IF(H914<=BS916-E970,0,H970*H912*H913*J912/(H914*4))","v":{"$error":"#VALUE!"}},{"$f":"IF(H914<=BT916-E970,0,H970*H912*H913*J912/(H914*4))","v":{"$error":"#VALUE!"}},{"$f":"IF(H914<=BU916-E970,0,H970*H912*H913*J912/(H914*4))","v":{"$error":"#VALUE!"}},{"$f":"IF(H914<=BV916-E970,0,H970*H912*H913*J912/(H914*4))","v":{"$error":"#VALUE!"}}]
[{"$nulls":4},{"v":14.5,"d":"14.50"},{"$f":"$DF$57","v":{"v":0,"d":"0.000"}},{"$f":"IF(SUM(F917:F971)-H915<=0,0,SUM(F917:F971)-H915)","v":{"v":0,"d":"0.00"}},{"v":0,"d":"0.000"},{"$nulls":54},{"$f":"IF(H914<=BK916-E971,0,H971*H912*H913*J912/(H914*4))","v":{"$error":"#VALUE!"}},{"$f":"IF(H914<=BL916-E971,0,H971*H912*H913*J912/(H914*4))","v":{"$error":"#VALUE!"}},{"$f":"IF(H914<=BM916-E971,0,H971*H912*H913*J912/(H914*4))","v":{"$error":"#VALUE!"}},{"$f":"IF(H914<=BN916-E971,0,H971*H912*H913*J912/(H914*4))","v":{"$error":"#VALUE!"}},{"$f":"IF(H914<=BO916-E971,0,H971*H912*H913*J912/(H914*4))","v":{"$error":"#VALUE!"}},{"$f":"IF(H914<=BP916-E971,0,H971*H912*H913*J912/(H914*4))","v":{"$error":"#VALUE!"}},{"$f":"IF(H914<=BQ916-E971,0,H971*H912*H913*J912/(H914*4))","v":{"$error":"#VALUE!"}},{"$f":"IF(H914<=BR916-E971,0,H971*H912*H913*J912/(H914*4))","v":{"$error":"#VALUE!"}},{"$f":"IF(H914<=BS916-E971,0,H971*H912*H913*J912/(H914*4))","v":{"$error":"#VALUE!"}},{"$f":"IF(H914<=BT916-E971,0,H971*H912*H913*J912/(H914*4))","v":{"$error":"#VALUE!"}},{"$f":"IF(H914<=BU916-E971,0,H971*H912*H913*J912/(H914*4))","v":{"$error":"#VALUE!"}},{"$f":"IF(H914<=BV916-E971,0,H971*H912*H913*J912/(H914*4))","v":{"$error":"#VALUE!"}},{"$f":"IF(H914<=BW916-E971,0,H971*H912*H913*J912/(H914*4))","v":{"$error":"#VALUE!"}}]
[{"$nulls":4},14.75,{"$f":"$DF$58","v":{"v":0,"d":"0.000"}},{"$f":"IF(SUM(F917:F972)-H915<=0,0,SUM(F917:F972)-H915)","v":{"v":0,"d":"0.00"}},{"v":0,"d":"0.000"},{"$nulls":55},{"$f":"IF(H914<=BL916-E972,0,H972*H912*H913*J912/(H914*4))","v":{"$error":"#VALUE!"}},{"$f":"IF(H914<=BM916-E972,0,H972*H912*H913*J912/(H914*4))","v":{"$error":"#VALUE!"}},{"$f":"IF(H914<=BN916-E972,0,H972*H912*H913*J912/(H914*4))","v":{"$error":"#VALUE!"}},{"$f":"IF(H914<=BO916-E972,0,H972*H912*H913*J912/(H914*4))","v":{"$error":"#VALUE!"}},{"$f":"IF(H914<=BP916-E972,0,H972*H912*H913*J912/(H914*4))","v":{"$error":"#VALUE!"}},{"$f":"IF(H914<=BQ916-E972,0,H972*H912*H913*J912/(H914*4))","v":{"$error":"#VALUE!"}},{"$f":"IF(H914<=BR916-E972,0,H972*H912*H913*J912/(H914*4))","v":{"$error":"#VALUE!"}},{"$f":"IF(H914<=BS916-E972,0,H972*H912*H913*J912/(H914*4))","v":{"$error":"#VALUE!"}},{"$f":"IF(H914<=BT916-E972,0,H972*H912*H913*J912/(H914*4))","v":{"$error":"#VALUE!"}},{"$f":"IF(H914<=BU916-E972,0,H972*H912*H913*J912/(H914*4))","v":{"$error":"#VALUE!"}},{"$f":"IF(H914<=BV916-E972,0,H972*H912*H913*J912/(H914*4))","v":{"$error":"#VALUE!"}},{"$f":"IF(H914<=BW916-E972,0,H972*H912*H913*J912/(H914*4))","v":{"$error":"#VALUE!"}},{"$f":"IF(H914<=BX916-E972,0,H972*H912*H913*J912/(H914*4))","v":{"$error":"#VALUE!"}}]
[{"$nulls":4},{"v":15,"d":"15.00"},{"$f":"$DF$59","v":{"v":0,"d":"0.000"}},{"$f":"IF(SUM(F917:F973)-H915<=0,0,SUM(F917:F973)-H915)","v":{"v":0,"d":"0.00"}},{"v":0,"d":"0.000"},{"$nulls":56},{"$f":"IF(H914<=BM916-E973,0,H973*H912*H913*J912/(H914*4))","v":{"$error":"#VALUE!"}},{"$f":"IF(H914<=BN916-E973,0,H973*H912*H913*J912/(H914*4))","v":{"$error":"#VALUE!"}},{"$f":"IF(H914<=BO916-E973,0,H973*H912*H913*J912/(H914*4))","v":{"$error":"#VALUE!"}},{"$f":"IF(H914<=BP916-E973,0,H973*H912*H913*J912/(H914*4))","v":{"$error":"#VALUE!"}},{"$f":"IF(H914<=BQ916-E973,0,H973*H912*H913*J912/(H914*4))","v":{"$error":"#VALUE!"}},{"$f":"IF(H914<=BR916-E973,0,H973*H912*H913*J912/(H914*4))","v":{"$error":"#VALUE!"}},{"$f":"IF(H914<=BS916-E973,0,H973*H912*H913*J912/(H914*4))","v":{"$error":"#VALUE!"}},{"$f":"IF(H914<=BT916-E973,0,H973*H912*H913*J912/(H914*4))","v":{"$error":"#VALUE!"}},{"$f":"IF(H914<=BU916-E973,0,H973*H912*H913*J912/(H914*4))","v":{"$error":"#VALUE!"}},{"$f":"IF(H914<=BV916-E973,0,H973*H912*H913*J912/(H914*4))","v":{"$error":"#VALUE!"}},{"$f":"IF(H914<=BW916-E973,0,H973*H912*H913*J912/(H914*4))","v":{"$error":"#VALUE!"}},{"$f":"IF(H914<=BX916-E973,0,H973*H912*H913*J912/(H914*4))","v":{"$error":"#VALUE!"}},{"$f":"IF(H914<=BY916-E973,0,H973*H912*H913*J912/(H914*4))","v":{"$error":"#VALUE!"}}]
[{"$nulls":4},15.25,{"$f":"$DF$60","v":{"v":0,"d":"0.000"}},{"$f":"IF(SUM(F917:F974)-H915<=0,0,SUM(F917:F974)-H915)","v":{"v":0,"d":"0.00"}},{"v":0,"d":"0.000"},{"$nulls":57},{"$f":"IF(H914<=BN916-E974,0,H974*H912*H913*J912/(H914*4))","v":{"$error":"#VALUE!"}},{"$f":"IF(H914<=BO916-E974,0,H974*H912*H913*J912/(H914*4))","v":{"$error":"#VALUE!"}},{"$f":"IF(H914<=BP916-E974,0,H974*H912*H913*J912/(H914*4))","v":{"$error":"#VALUE!"}},{"$f":"IF(H914<=BQ916-E974,0,H974*H912*H913*J912/(H914*4))","v":{"$error":"#VALUE!"}},{"$f":"IF(H914<=BR916-E974,0,H974*H912*H913*J912/(H914*4))","v":{"$error":"#VALUE!"}},{"$f":"IF(H914<=BS916-E974,0,H974*H912*H913*J912/(H914*4))","v":{"$error":"#VALUE!"}},{"$f":"IF(H914<=BT916-E974,0,H974*H912*H913*J912/(H914*4))","v":{"$error":"#VALUE!"}},{"$f":"IF(H914<=BU916-E974,0,H974*H912*H913*J912/(H914*4))","v":{"$error":"#VALUE!"}},{"$f":"IF(H914<=BV916-E974,0,H974*H912*H913*J912/(H914*4))","v":{"$error":"#VALUE!"}},{"$f":"IF(H914<=BW916-E974,0,H974*H912*H913*J912/(H914*4))","v":{"$error":"#VALUE!"}},{"$f":"IF(H914<=BX916-E974,0,H974*H912*H913*J912/(H914*4))","v":{"$error":"#VALUE!"}},{"$f":"IF(H914<=BY916-E974,0,H974*H912*H913*J912/(H914*4))","v":{"$error":"#VALUE!"}},{"$f":"IF(H914<=BZ916-E974,0,H974*H912*H913*J912/(H914*4))","v":{"$error":"#VALUE!"}}]
[{"$nulls":4},{"v":15.5,"d":"15.50"},{"$f":"$DF$61","v":{"v":0,"d":"0.000"}},{"$f":"IF(SUM(F917:F975)-H915<=0,0,SUM(F917:F975)-H915)","v":{"v":0,"d":"0.00"}},{"v":0,"d":"0.000"},{"$nulls":58},{"$f":"IF(H914<=BO916-E975,0,H975*H912*H913*J912/(H914*4))","v":{"$error":"#VALUE!"}},{"$f":"IF(H914<=BP916-E975,0,H975*H912*H913*J912/(H914*4))","v":{"$error":"#VALUE!"}},{"$f":"IF(H914<=BQ916-E975,0,H975*H912*H913*J912/(H914*4))","v":{"$error":"#VALUE!"}},{"$f":"IF(H914<=BR916-E975,0,H975*H912*H913*J912/(H914*4))","v":{"$error":"#VALUE!"}},{"$f":"IF(H914<=BS916-E975,0,H975*H912*H913*J912/(H914*4))","v":{"$error":"#VALUE!"}},{"$f":"IF(H914<=BT916-E975,0,H975*H912*H913*J912/(H914*4))","v":{"$error":"#VALUE!"}},{"$f":"IF(H914<=BU916-E975,0,H975*H912*H913*J912/(H914*4))","v":{"$error":"#VALUE!"}},{"$f":"IF(H914<=BV916-E975,0,H975*H912*H913*J912/(H914*4))","v":{"$error":"#VALUE!"}},{"$f":"IF(H914<=BW916-E975,0,H975*H912*H913*J912/(H914*4))","v":{"$error":"#VALUE!"}},{"$f":"IF(H914<=BX916-E975,0,H975*H912*H913*J912/(H914*4))","v":{"$error":"#VALUE!"}},{"$f":"IF(H914<=BY916-E975,0,H975*H912*H913*J912/(H914*4))","v":{"$error":"#VALUE!"}},{"$f":"IF(H914<=BZ916-E975,0,H975*H912*H913*J912/(H914*4))","v":{"$error":"#VALUE!"}},{"$f":"IF(H914<=CA916-E975,0,H975*H912*H913*J912/(H914*4))","v":{"$error":"#VALUE!"}}]
[{"$nulls":4},15.75,{"$f":"$DF$62","v":{"v":0,"d":"0.000"}},{"$f":"IF(SUM(F917:F976)-H915<=0,0,SUM(F917:F976)-H915)","v":{"v":0,"d":"0.00"}},{"v":0,"d":"0.000"},{"$nulls":59},{"$f":"IF(H914<=BP916-E976,0,H976*H912*H913*J912/(H914*4))","v":{"$error":"#VALUE!"}},{"$f":"IF(H914<=BQ916-E976,0,H976*H912*H913*J912/(H914*4))","v":{"$error":"#VALUE!"}},{"$f":"IF(H914<=BR916-E976,0,H976*H912*H913*J912/(H914*4))","v":{"$error":"#VALUE!"}},{"$f":"IF(H914<=BS916-E976,0,H976*H912*H913*J912/(H914*4))","v":{"$error":"#VALUE!"}},{"$f":"IF(H914<=BT916-E976,0,H976*H912*H913*J912/(H914*4))","v":{"$error":"#VALUE!"}},{"$f":"IF(H914<=BU916-E976,0,H976*H912*H913*J912/(H914*4))","v":{"$error":"#VALUE!"}},{"$f":"IF(H914<=BV916-E976,0,H976*H912*H913*J912/(H914*4))","v":{"$error":"#VALUE!"}},{"$f":"IF(H914<=BW916-E976,0,H976*H912*H913*J912/(H914*4))","v":{"$error":"#VALUE!"}},{"$f":"IF(H914<=BX916-E976,0,H976*H912*H913*J912/(H914*4))","v":{"$error":"#VALUE!"}},{"$f":"IF(H914<=BY916-E976,0,H976*H912*H913*J912/(H914*4))","v":{"$error":"#VALUE!"}},{"$f":"IF(H914<=BZ916-E976,0,H976*H912*H913*J912/(H914*4))","v":{"$error":"#VALUE!"}},{"$f":"IF(H914<=CA916-E976,0,H976*H912*H913*J912/(H914*4))","v":{"$error":"#VALUE!"}},{"$f":"IF(H914<=CB916-E976,0,H976*H912*H913*J912/(H914*4))","v":{"$error":"#VALUE!"}}]
[{"$nulls":4},{"v":16,"d":"16.00"},{"$f":"$DF$63","v":{"v":0,"d":"0.000"}},{"$f":"IF(SUM(F917:F977)-H915<=0,0,SUM(F917:F977)-H915)","v":{"v":0,"d":"0.00"}},{"v":0,"d":"0.000"},{"$nulls":60},{"$f":"IF(H914<=BQ916-E977,0,H977*H912*H913*J912/(H914*4))","v":{"$error":"#VALUE!"}},{"$f":"IF(H914<=BR916-E977,0,H977*H912*H913*J912/(H914*4))","v":{"$error":"#VALUE!"}},{"$f":"IF(H914<=BS916-E977,0,H977*H912*H913*J912/(H914*4))","v":{"$error":"#VALUE!"}},{"$f":"IF(H914<=BT916-E977,0,H977*H912*H913*J912/(H914*4))","v":{"$error":"#VALUE!"}},{"$f":"IF(H914<=BU916-E977,0,H977*H912*H913*J912/(H914*4))","v":{"$error":"#VALUE!"}},{"$f":"IF(H914<=BV916-E977,0,H977*H912*H913*J912/(H914*4))","v":{"$error":"#VALUE!"}},{"$f":"IF(H914<=BW916-E977,0,H977*H912*H913*J912/(H914*4))","v":{"$error":"#VALUE!"}},{"$f":"IF(H914<=BX916-E977,0,H977*H912*H913*J912/(H914*4))","v":{"$error":"#VALUE!"}},{"$f":"IF(H914<=BY916-E977,0,H977*H912*H913*J912/(H914*4))","v":{"$error":"#VALUE!"}},{"$f":"IF(H914<=BZ916-E977,0,H977*H912*H913*J912/(H914*4))","v":{"$error":"#VALUE!"}},{"$f":"IF(H914<=CA916-E977,0,H977*H912*H913*J912/(H914*4))","v":{"$error":"#VALUE!"}},{"$f":"IF(H914<=CB916-E977,0,H977*H912*H913*J912/(H914*4))","v":{"$error":"#VALUE!"}},{"$f":"IF(H914<=CC916-E977,0,H977*H912*H913*J912/(H914*4))","v":{"$error":"#VALUE!"}}]
[{"$nulls":4},16.25,{"$f":"$DF$64","v":{"v":0,"d":"0.000"}},{"$f":"IF(SUM(F917:F978)-H915<=0,0,SUM(F917:F978)-H915)","v":{"v":0,"d":"0.00"}},{"v":0,"d":"0.000"},{"$nulls":61},{"$f":"IF(H914<=BR916-E978,0,H978*H912*H913*J912/(H914*4))","v":{"$error":"#VALUE!"}},{"$f":"IF(H914<=BS916-E978,0,H978*H912*H913*J912/(H914*4))","v":{"$error":"#VALUE!"}},{"$f":"IF(H914<=BT916-E978,0,H978*H912*H913*J912/(H914*4))","v":{"$error":"#VALUE!"}},{"$f":"IF(H914<=BU916-E978,0,H978*H912*H913*J912/(H914*4))","v":{"$error":"#VALUE!"}},{"$f":"IF(H914<=BV916-E978,0,H978*H912*H913*J912/(H914*4))","v":{"$error":"#VALUE!"}},{"$f":"IF(H914<=BW916-E978,0,H978*H912*H913*J912/(H914*4))","v":{"$error":"#VALUE!"}},{"$f":"IF(H914<=BX916-E978,0,H978*H912*H913*J912/(H914*4))","v":{"$error":"#VALUE!"}},{"$f":"IF(H914<=BY916-E978,0,H978*H912*H913*J912/(H914*4))","v":{"$error":"#VALUE!"}},{"$f":"IF(H914<=BZ916-E978,0,H978*H912*H913*J912/(H914*4))","v":{"$error":"#VALUE!"}},{"$f":"IF(H914<=CA916-E978,0,H978*H912*H913*J912/(H914*4))","v":{"$error":"#VALUE!"}},{"$f":"IF(H914<=CB916-E978,0,H978*H912*H913*J912/(H914*4))","v":{"$error":"#VALUE!"}},{"$f":"IF(H914<=CC916-E978,0,H978*H912*H913*J912/(H914*4))","v":{"$error":"#VALUE!"}},{"$f":"IF(H914<=CD916-E978,0,H978*H912*H913*J912/(H914*4))","v":{"$error":"#VALUE!"}}]
[{"$nulls":4},{"v":16.5,"d":"16.50"},{"$f":"$DF$65","v":{"v":0,"d":"0.000"}},{"$f":"IF(SUM(F917:F979)-H915<=0,0,SUM(F917:F979)-H915)","v":{"v":0,"d":"0.00"}},{"v":0,"d":"0.000"},{"$nulls":62},{"$f":"IF(H914<=BS916-E979,0,H979*H912*H913*J912/(H914*4))","v":{"$error":"#VALUE!"}},{"$f":"IF(H914<=BT916-E979,0,H979*H912*H913*J912/(H914*4))","v":{"$error":"#VALUE!"}},{"$f":"IF(H914<=BU916-E979,0,H979*H912*H913*J912/(H914*4))","v":{"$error":"#VALUE!"}},{"$f":"IF(H914<=BV916-E979,0,H979*H912*H913*J912/(H914*4))","v":{"$error":"#VALUE!"}},{"$f":"IF(H914<=BW916-E979,0,H979*H912*H913*J912/(H914*4))","v":{"$error":"#VALUE!"}},{"$f":"IF(H914<=BX916-E979,0,H979*H912*H913*J912/(H914*4))","v":{"$error":"#VALUE!"}},{"$f":"IF(H914<=BY916-E979,0,H979*H912*H913*J912/(H914*4))","v":{"$error":"#VALUE!"}},{"$f":"IF(H914<=BZ916-E979,0,H979*H912*H913*J912/(H914*4))","v":{"$error":"#VALUE!"}},{"$f":"IF(H914<=CA916-E979,0,H979*H912*H913*J912/(H914*4))","v":{"$error":"#VALUE!"}},{"$f":"IF(H914<=CB916-E979,0,H979*H912*H913*J912/(H914*4))","v":{"$error":"#VALUE!"}},{"$f":"IF(H914<=CC916-E979,0,H979*H912*H913*J912/(H914*4))","v":{"$error":"#VALUE!"}},{"$f":"IF(H914<=CD916-E979,0,H979*H912*H913*J912/(H914*4))","v":{"$error":"#VALUE!"}},{"$f":"IF(H914<=CE916-E979,0,H979*H912*H913*J912/(H914*4))","v":{"$error":"#VALUE!"}}]
[{"$nulls":4},16.75,{"$f":"$DF$66","v":{"v":0,"d":"0.000"}},{"$f":"IF(SUM(F917:F980)-H915<=0,0,SUM(F917:F980)-H915)","v":{"v":0,"d":"0.00"}},{"v":0,"d":"0.000"},{"$nulls":63},{"$f":"IF(H914<=BT916-E980,0,H980*H912*H913*J912/(H914*4))","v":{"$error":"#VALUE!"}},{"$f":"IF(H914<=BU916-E980,0,H980*H912*H913*J912/(H914*4))","v":{"$error":"#VALUE!"}},{"$f":"IF(H914<=BV916-E980,0,H980*H912*H913*J912/(H914*4))","v":{"$error":"#VALUE!"}},{"$f":"IF(H914<=BW916-E980,0,H980*H912*H913*J912/(H914*4))","v":{"$error":"#VALUE!"}},{"$f":"IF(H914<=BX916-E980,0,H980*H912*H913*J912/(H914*4))","v":{"$error":"#VALUE!"}},{"$f":"IF(H914<=BY916-E980,0,H980*H912*H913*J912/(H914*4))","v":{"$error":"#VALUE!"}},{"$f":"IF(H914<=BZ916-E980,0,H980*H912*H913*J912/(H914*4))","v":{"$error":"#VALUE!"}},{"$f":"IF(H914<=CA916-E980,0,H980*H912*H913*J912/(H914*4))","v":{"$error":"#VALUE!"}},{"$f":"IF(H914<=CB916-E980,0,H980*H912*H913*J912/(H914*4))","v":{"$error":"#VALUE!"}},{"$f":"IF(H914<=CC916-E980,0,H980*H912*H913*J912/(H914*4))","v":{"$error":"#VALUE!"}},{"$f":"IF(H914<=CD916-E980,0,H980*H912*H913*J912/(H914*4))","v":{"$error":"#VALUE!"}},{"$f":"IF(H914<=CE916-E980,0,H980*H912*H913*J912/(H914*4))","v":{"$error":"#VALUE!"}},{"$f":"IF(H914<=CF916-E980,0,H980*H912*H913*J912/(H914*4))","v":{"$error":"#VALUE!"}}]
[{"$nulls":4},{"v":17,"d":"17.00"},{"$f":"$DF$67","v":{"v":0,"d":"0.000"}},{"$f":"IF(SUM(F917:F981)-H915<=0,0,SUM(F917:F981)-H915)","v":{"v":0,"d":"0.00"}},{"v":0,"d":"0.000"},{"$nulls":64},{"$f":"IF(H914<=BU916-E981,0,H981*H912*H913*J912/(H914*4))","v":{"$error":"#VALUE!"}},{"$f":"IF(H914<=BV916-E981,0,H981*H912*H913*J912/(H914*4))","v":{"$error":"#VALUE!"}},{"$f":"IF(H914<=BW916-E981,0,H981*H912*H913*J912/(H914*4))","v":{"$error":"#VALUE!"}},{"$f":"IF(H914<=BX916-E981,0,H981*H912*H913*J912/(H914*4))","v":{"$error":"#VALUE!"}},{"$f":"IF(H914<=BY916-E981,0,H981*H912*H913*J912/(H914*4))","v":{"$error":"#VALUE!"}},{"$f":"IF(H914<=BZ916-E981,0,H981*H912*H913*J912/(H914*4))","v":{"$error":"#VALUE!"}},{"$f":"IF(H914<=CA916-E981,0,H981*H912*H913*J912/(H914*4))","v":{"$error":"#VALUE!"}},{"$f":"IF(H914<=CB916-E981,0,H981*H912*H913*J912/(H914*4))","v":{"$error":"#VALUE!"}},{"$f":"IF(H914<=CC916-E981,0,H981*H912*H913*J912/(H914*4))","v":{"$error":"#VALUE!"}},{"$f":"IF(H914<=CD916-E981,0,H981*H912*H913*J912/(H914*4))","v":{"$error":"#VALUE!"}},{"$f":"IF(H914<=CE916-E981,0,H981*H912*H913*J912/(H914*4))","v":{"$error":"#VALUE!"}},{"$f":"IF(H914<=CF916-E981,0,H981*H912*H913*J912/(H914*4))","v":{"$error":"#VALUE!"}},{"$f":"IF(H914<=CG916-E981,0,H981*H912*H913*J912/(H914*4))","v":{"$error":"#VALUE!"}}]
[{"$nulls":4},17.25,{"$f":"$DF$68","v":{"v":0,"d":"0.000"}},{"$f":"IF(SUM(F917:F982)-H915<=0,0,SUM(F917:F982)-H915)","v":{"v":0,"d":"0.00"}},{"$f":"G982-G981","v":{"v":0,"d":"0.000"}},{"$nulls":65},{"$f":"IF(H914<=BV916-E982,0,H982*H912*H913*J912/(H914*4))","v":{"$error":"#VALUE!"}},{"$f":"IF(H914<=BW916-E982,0,H982*H912*H913*J912/(H914*4))","v":{"$error":"#VALUE!"}},{"$f":"IF(H914<=BX916-E982,0,H982*H912*H913*J912/(H914*4))","v":{"$error":"#VALUE!"}},{"$f":"IF(H914<=BY916-E982,0,H982*H912*H913*J912/(H914*4))","v":{"$error":"#VALUE!"}},{"$f":"IF(H914<=BZ916-E982,0,H982*H912*H913*J912/(H914*4))","v":{"$error":"#VALUE!"}},{"$f":"IF(H914<=CA916-E982,0,H982*H912*H913*J912/(H914*4))","v":{"$error":"#VALUE!"}},{"$f":"IF(H914<=CB916-E982,0,H982*H912*H913*J912/(H914*4))","v":{"$error":"#VALUE!"}},{"$f":"IF(H914<=CC916-E982,0,H982*H912*H913*J912/(H914*4))","v":{"$error":"#VALUE!"}},{"$f":"IF(H914<=CD916-E982,0,H982*H912*H913*J912/(H914*4))","v":{"$error":"#VALUE!"}},{"$f":"IF(H914<=CE916-E982,0,H982*H912*H913*J912/(H914*4))","v":{"$error":"#VALUE!"}},{"$f":"IF(H914<=CF916-E982,0,H982*H912*H913*J912/(H914*4))","v":{"$error":"#VALUE!"}},{"$f":"IF(H914<=CG916-E982,0,H982*H912*H913*J912/(H914*4))","v":{"$error":"#VALUE!"}},{"$f":"IF(H914<=CH916-E982,0,H982*H912*H913*J912/(H914*4))","v":{"$error":"#VALUE!"}}]
[{"$nulls":4},{"v":17.5,"d":"17.50"},{"$f":"$DF$69","v":{"v":0,"d":"0.000"}},{"$f":"IF(SUM(F917:F983)-H915<=0,0,SUM(F917:F983)-H915)","v":{"v":0,"d":"0.00"}},{"v":0,"d":"0.000"},{"$nulls":66},{"$f":"IF(H914<=BW916-E983,0,H983*H912*H913*J912/(H914*4))","v":{"$error":"#VALUE!"}},{"$f":"IF(H914<=BX916-E983,0,H983*H912*H913*J912/(H914*4))","v":{"$error":"#VALUE!"}},{"$f":"IF(H914<=BY916-E983,0,H983*H912*H913*J912/(H914*4))","v":{"$error":"#VALUE!"}},{"$f":"IF(H914<=BZ916-E983,0,H983*H912*H913*J912/(H914*4))","v":{"$error":"#VALUE!"}},{"$f":"IF(H914<=CA916-E983,0,H983*H912*H913*J912/(H914*4))","v":{"$error":"#VALUE!"}},{"$f":"IF(H914<=CB916-E983,0,H983*H912*H913*J912/(H914*4))","v":{"$error":"#VALUE!"}},{"$f":"IF(H914<=CC916-E983,0,H983*H912*H913*J912/(H914*4))","v":{"$error":"#VALUE!"}},{"$f":"IF(H914<=CD916-E983,0,H983*H912*H913*J912/(H914*4))","v":{"$error":"#VALUE!"}},{"$f":"IF(H914<=CE916-E983,0,H983*H912*H913*J912/(H914*4))","v":{"$error":"#VALUE!"}},{"$f":"IF(H914<=CF916-E983,0,H983*H912*H913*J912/(H914*4))","v":{"$error":"#VALUE!"}},{"$f":"IF(H914<=CG916-E983,0,H983*H912*H913*J912/(H914*4))","v":{"$error":"#VALUE!"}},{"$f":"IF(H914<=CH916-E983,0,H983*H912*H913*J912/(H914*4))","v":{"$error":"#VALUE!"}},{"$f":"IF(H914<=CI916-E983,0,H983*H912*H913*J912/(H914*4))","v":{"$error":"#VALUE!"}}]
[{"$nulls":4},17.75,{"$f":"$DF$70","v":{"v":0,"d":"0.000"}},{"$f":"IF(SUM(F917:F984)-H915<=0,0,SUM(F917:F984)-H915)","v":{"v":0,"d":"0.00"}},{"v":0,"d":"0.000"},{"$nulls":67},{"$f":"IF(H914<=BX916-E984,0,H984*H912*H913*J912/(H914*4))","v":{"$error":"#VALUE!"}},{"$f":"IF(H914<=BY916-E984,0,H984*H912*H913*J912/(H914*4))","v":{"$error":"#VALUE!"}},{"$f":"IF(H914<=BZ916-E984,0,H984*H912*H913*J912/(H914*4))","v":{"$error":"#VALUE!"}},{"$f":"IF(H914<=CA916-E984,0,H984*H912*H913*J912/(H914*4))","v":{"$error":"#VALUE!"}},{"$f":"IF(H914<=CB916-E984,0,H984*H912*H913*J912/(H914*4))","v":{"$error":"#VALUE!"}},{"$f":"IF(H914<=CC916-E984,0,H984*H912*H913*J912/(H914*4))","v":{"$error":"#VALUE!"}},{"$f":"IF(H914<=CD916-E984,0,H984*H912*H913*J912/(H914*4))","v":{"$error":"#VALUE!"}},{"$f":"IF(H914<=CE916-E984,0,H984*H912*H913*J912/(H914*4))","v":{"$error":"#VALUE!"}},{"$f":"IF(H914<=CF916-E984,0,H984*H912*H913*J912/(H914*4))","v":{"$error":"#VALUE!"}},{"$f":"IF(H914<=CG916-E984,0,H984*H912*H913*J912/(H914*4))","v":{"$error":"#VALUE!"}},{"$f":"IF(H914<=CH916-E984,0,H984*H912*H913*J912/(H914*4))","v":{"$error":"#VALUE!"}},{"$f":"IF(H914<=CI916-E984,0,H984*H912*H913*J912/(H914*4))","v":{"$error":"#VALUE!"}},{"$f":"IF(H914<=CJ916-E984,0,H984*H912*H913*J912/(H914*4))","v":{"$error":"#VALUE!"}}]
[{"$nulls":4},{"v":18,"d":"18.00"},{"$f":"$DF$71","v":{"v":0,"d":"0.000"}},{"$f":"IF(SUM(F917:F985)-H915<=0,0,SUM(F917:F985)-H915)","v":{"v":0,"d":"0.00"}},{"v":0,"d":"0.000"},{"$nulls":68},{"$f":"IF(H914<=BY916-E985,0,H985*H912*H913*J912/(H914*4))","v":{"$error":"#VALUE!"}},{"$f":"IF(H914<=BZ916-E985,0,H985*H912*H913*J912/(H914*4))","v":{"$error":"#VALUE!"}},{"$f":"IF(H914<=CA916-E985,0,H985*H912*H913*J912/(H914*4))","v":{"$error":"#VALUE!"}},{"$f":"IF(H914<=CB916-E985,0,H985*H912*H913*J912/(H914*4))","v":{"$error":"#VALUE!"}},{"$f":"IF(H914<=CC916-E985,0,H985*H912*H913*J912/(H914*4))","v":{"$error":"#VALUE!"}},{"$f":"IF(H914<=CD916-E985,0,H985*H912*H913*J912/(H914*4))","v":{"$error":"#VALUE!"}},{"$f":"IF(H914<=CE916-E985,0,H985*H912*H913*J912/(H914*4))","v":{"$error":"#VALUE!"}},{"$f":"IF(H914<=CF916-E985,0,H985*H912*H913*J912/(H914*4))","v":{"$error":"#VALUE!"}},{"$f":"IF(H914<=CG916-E985,0,H985*H912*H913*J912/(H914*4))","v":{"$error":"#VALUE!"}},{"$f":"IF(H914<=CH916-E985,0,H985*H912*H913*J912/(H914*4))","v":{"$error":"#VALUE!"}},{"$f":"IF(H914<=CI916-E985,0,H985*H912*H913*J912/(H914*4))","v":{"$error":"#VALUE!"}},{"$f":"IF(H914<=CJ916-E985,0,H985*H912*H913*J912/(H914*4))","v":{"$error":"#VALUE!"}},{"$f":"IF(H914<=CK916-E985,0,H985*H912*H913*J912/(H914*4))","v":{"$error":"#VALUE!"}}]
[{"$nulls":4},18.25,{"$f":"$DF$72","v":{"v":0,"d":"0.000"}},{"$f":"IF(SUM(F917:F986)-H915<=0,0,SUM(F917:F986)-H915)","v":{"v":0,"d":"0.00"}},{"v":0,"d":"0.000"},{"$nulls":69},{"$f":"IF(H914<=BZ916-E986,0,H986*H912*H913*J912/(H914*4))","v":{"$error":"#VALUE!"}},{"$f":"IF(H914<=CA916-E986,0,H986*H912*H913*J912/(H914*4))","v":{"$error":"#VALUE!"}},{"$f":"IF(H914<=CB916-E986,0,H986*H912*H913*J912/(H914*4))","v":{"$error":"#VALUE!"}},{"$f":"IF(H914<=CC916-E986,0,H986*H912*H913*J912/(H914*4))","v":{"$error":"#VALUE!"}},{"$f":"IF(H914<=CD916-E986,0,H986*H912*H913*J912/(H914*4))","v":{"$error":"#VALUE!"}},{"$f":"IF(H914<=CE916-E986,0,H986*H912*H913*J912/(H914*4))","v":{"$error":"#VALUE!"}},{"$f":"IF(H914<=CF916-E986,0,H986*H912*H913*J912/(H914*4))","v":{"$error":"#VALUE!"}},{"$f":"IF(H914<=CG916-E986,0,H986*H912*H913*J912/(H914*4))","v":{"$error":"#VALUE!"}},{"$f":"IF(H914<=CH916-E986,0,H986*H912*H913*J912/(H914*4))","v":{"$error":"#VALUE!"}},{"$f":"IF(H914<=CI916-E986,0,H986*H912*H913*J912/(H914*4))","v":{"$error":"#VALUE!"}},{"$f":"IF(H914<=CJ916-E986,0,H986*H912*H913*J912/(H914*4))","v":{"$error":"#VALUE!"}},{"$f":"IF(H914<=CK916-E986,0,H986*H912*H913*J912/(H914*4))","v":{"$error":"#VALUE!"}},{"$f":"IF(H914<=CL916-E986,0,H986*H912*H913*J912/(H914*4))","v":{"$error":"#VALUE!"}}]
[{"$nulls":4},{"v":18.5,"d":"18.50"},{"$f":"$DF$73","v":{"v":0,"d":"0.000"}},{"$f":"IF(SUM(F917:F987)-H915<=0,0,SUM(F917:F987)-H915)","v":{"v":0,"d":"0.00"}},{"v":0,"d":"0.000"},{"$nulls":70},{"$f":"IF(H914<=CA916-E987,0,H987*H912*H913*J912/(H914*4))","v":{"$error":"#VALUE!"}},{"$f":"IF(H914<=CB916-E987,0,H987*H912*H913*J912/(H914*4))","v":{"$error":"#VALUE!"}},{"$f":"IF(H914<=CC916-E987,0,H987*H912*H913*J912/(H914*4))","v":{"$error":"#VALUE!"}},{"$f":"IF(H914<=CD916-E987,0,H987*H912*H913*J912/(H914*4))","v":{"$error":"#VALUE!"}},{"$f":"IF(H914<=CE916-E987,0,H987*H912*H913*J912/(H914*4))","v":{"$error":"#VALUE!"}},{"$f":"IF(H914<=CF916-E987,0,H987*H912*H913*J912/(H914*4))","v":{"$error":"#VALUE!"}},{"$f":"IF(H914<=CG916-E987,0,H987*H912*H913*J912/(H914*4))","v":{"$error":"#VALUE!"}},{"$f":"IF(H914<=CH916-E987,0,H987*H912*H913*J912/(H914*4))","v":{"$error":"#VALUE!"}},{"$f":"IF(H914<=CI916-E987,0,H987*H912*H913*J912/(H914*4))","v":{"$error":"#VALUE!"}},{"$f":"IF(H914<=CJ916-E987,0,H987*H912*H913*J912/(H914*4))","v":{"$error":"#VALUE!"}},{"$f":"IF(H914<=CK916-E987,0,H987*H912*H913*J912/(H914*4))","v":{"$error":"#VALUE!"}},{"$f":"IF(H914<=CL916-E987,0,H987*H912*H913*J912/(H914*4))","v":{"$error":"#VALUE!"}},{"$f":"IF(H914<=CM916-E987,0,H987*H912*H913*J912/(H914*4))","v":{"$error":"#VALUE!"}}]
[{"$nulls":4},18.75,{"$f":"$DF$74","v":{"v":0,"d":"0.000"}},{"$f":"IF(SUM(F917:F988)-H915<=0,0,SUM(F917:F988)-H915)","v":{"v":0,"d":"0.00"}},{"v":0,"d":"0.000"},{"$nulls":71},{"$f":"IF(H914<=CB916-E988,0,H988*H912*H913*J912/(H914*4))","v":{"$error":"#VALUE!"}},{"$f":"IF(H914<=CC916-E988,0,H988*H912*H913*J912/(H914*4))","v":{"$error":"#VALUE!"}},{"$f":"IF(H914<=CD916-E988,0,H988*H912*H913*J912/(H914*4))","v":{"$error":"#VALUE!"}},{"$f":"IF(H914<=CE916-E988,0,H988*H912*H913*J912/(H914*4))","v":{"$error":"#VALUE!"}},{"$f":"IF(H914<=CF916-E988,0,H988*H912*H913*J912/(H914*4))","v":{"$error":"#VALUE!"}},{"$f":"IF(H914<=CG916-E988,0,H988*H912*H913*J912/(H914*4))","v":{"$error":"#VALUE!"}},{"$f":"IF(H914<=CH916-E988,0,H988*H912*H913*J912/(H914*4))","v":{"$error":"#VALUE!"}},{"$f":"IF(H914<=CI916-E988,0,H988*H912*H913*J912/(H914*4))","v":{"$error":"#VALUE!"}},{"$f":"IF(H914<=CJ916-E988,0,H988*H912*H913*J912/(H914*4))","v":{"$error":"#VALUE!"}},{"$f":"IF(H914<=CK916-E988,0,H988*H912*H913*J912/(H914*4))","v":{"$error":"#VALUE!"}},{"$f":"IF(H914<=CL916-E988,0,H988*H912*H913*J912/(H914*4))","v":{"$error":"#VALUE!"}},{"$f":"IF(H914<=CM916-E988,0,H988*H912*H913*J912/(H914*4))","v":{"$error":"#VALUE!"}},{"$f":"IF(H914<=CN916-E988,0,H988*H912*H913*J912/(H914*4))","v":{"$error":"#VALUE!"}}]
[{"$nulls":4},{"v":19,"d":"19.00"},{"$f":"$DF$75","v":{"v":0,"d":"0.000"}},{"$f":"IF(SUM(F917:F989)-H915<=0,0,SUM(F917:F989)-H915)","v":{"v":0,"d":"0.00"}},{"v":0,"d":"0.000"},{"$nulls":72},{"$f":"IF(H914<=CC916-E989,0,H989*H912*H913*J912/(H914*4))","v":{"$error":"#VALUE!"}},{"$f":"IF(H914<=CD916-E989,0,H989*H912*H913*J912/(H914*4))","v":{"$error":"#VALUE!"}},{"$f":"IF(H914<=CE916-E989,0,H989*H912*H913*J912/(H914*4))","v":{"$error":"#VALUE!"}},{"$f":"IF(H914<=CF916-E989,0,H989*H912*H913*J912/(H914*4))","v":{"$error":"#VALUE!"}},{"$f":"IF(H914<=CG916-E989,0,H989*H912*H913*J912/(H914*4))","v":{"$error":"#VALUE!"}},{"$f":"IF(H914<=CH916-E989,0,H989*H912*H913*J912/(H914*4))","v":{"$error":"#VALUE!"}},{"$f":"IF(H914<=CI916-E989,0,H989*H912*H913*J912/(H914*4))","v":{"$error":"#VALUE!"}},{"$f":"IF(H914<=CJ916-E989,0,H989*H912*H913*J912/(H914*4))","v":{"$error":"#VALUE!"}},{"$f":"IF(H914<=CK916-E989,0,H989*H912*H913*J912/(H914*4))","v":{"$error":"#VALUE!"}},{"$f":"IF(H914<=CL916-E989,0,H989*H912*H913*J912/(H914*4))","v":{"$error":"#VALUE!"}},{"$f":"IF(H914<=CM916-E989,0,H989*H912*H913*J912/(H914*4))","v":{"$error":"#VALUE!"}},{"$f":"IF(H914<=CN916-E989,0,H989*H912*H913*J912/(H914*4))","v":{"$error":"#VALUE!"}},{"$f":"IF(H914<=CO916-E989,0,H989*H912*H913*J912/(H914*4))","v":{"$error":"#VALUE!"}}]
[{"$nulls":4},19.25,{"$f":"$DF$76","v":{"v":0,"d":"0.000"}},{"$f":"IF(SUM(F917:F990)-H915<=0,0,SUM(F917:F990)-H915)","v":{"v":0,"d":"0.00"}},{"v":0,"d":"0.000"},{"$nulls":73},{"$f":"IF(H914<=CD916-E990,0,H990*H912*H913*J912/(H914*4))","v":{"$error":"#VALUE!"}},{"$f":"IF(H914<=CE916-E990,0,H990*H912*H913*J912/(H914*4))","v":{"$error":"#VALUE!"}},{"$f":"IF(H914<=CF916-E990,0,H990*H912*H913*J912/(H914*4))","v":{"$error":"#VALUE!"}},{"$f":"IF(H914<=CG916-E990,0,H990*H912*H913*J912/(H914*4))","v":{"$error":"#VALUE!"}},{"$f":"IF(H914<=CH916-E990,0,H990*H912*H913*J912/(H914*4))","v":{"$error":"#VALUE!"}},{"$f":"IF(H914<=CI916-E990,0,H990*H912*H913*J912/(H914*4))","v":{"$error":"#VALUE!"}},{"$f":"IF(H914<=CJ916-E990,0,H990*H912*H913*J912/(H914*4))","v":{"$error":"#VALUE!"}},{"$f":"IF(H914<=CK916-E990,0,H990*H912*H913*J912/(H914*4))","v":{"$error":"#VALUE!"}},{"$f":"IF(H914<=CL916-E990,0,H990*H912*H913*J912/(H914*4))","v":{"$error":"#VALUE!"}},{"$f":"IF(H914<=CM916-E990,0,H990*H912*H913*J912/(H914*4))","v":{"$error":"#VALUE!"}},{"$f":"IF(H914<=CN916-E990,0,H990*H912*H913*J912/(H914*4))","v":{"$error":"#VALUE!"}},{"$f":"IF(H914<=CO916-E990,0,H990*H912*H913*J912/(H914*4))","v":{"$error":"#VALUE!"}},{"$f":"IF(H914<=CP916-E990,0,H990*H912*H913*J912/(H914*4))","v":{"$error":"#VALUE!"}}]
[{"$nulls":4},{"v":19.5,"d":"19.50"},{"$f":"$DF$77","v":{"v":0,"d":"0.000"}},{"$f":"IF(SUM(F917:F991)-H915<=0,0,SUM(F917:F991)-H915)","v":{"v":0,"d":"0.00"}},{"v":0,"d":"0.000"},{"$nulls":74},{"$f":"IF(H914<=CE916-E991,0,H991*H912*H913*J912/(H914*4))","v":{"$error":"#VALUE!"}},{"$f":"IF(H914<=CF916-E991,0,H991*H912*H913*J912/(H914*4))","v":{"$error":"#VALUE!"}},{"$f":"IF(H914<=CG916-E991,0,H991*H912*H913*J912/(H914*4))","v":{"$error":"#VALUE!"}},{"$f":"IF(H914<=CH916-E991,0,H991*H912*H913*J912/(H914*4))","v":{"$error":"#VALUE!"}},{"$f":"IF(H914<=CI916-E991,0,H991*H912*H913*J912/(H914*4))","v":{"$error":"#VALUE!"}},{"$f":"IF(H914<=CJ916-E991,0,H991*H912*H913*J912/(H914*4))","v":{"$error":"#VALUE!"}},{"$f":"IF(H914<=CK916-E991,0,H991*H912*H913*J912/(H914*4))","v":{"$error":"#VALUE!"}},{"$f":"IF(H914<=CL916-E991,0,H991*H912*H913*J912/(H914*4))","v":{"$error":"#VALUE!"}},{"$f":"IF(H914<=CM916-E991,0,H991*H912*H913*J912/(H914*4))","v":{"$error":"#VALUE!"}},{"$f":"IF(H914<=CN916-E991,0,H991*H912*H913*J912/(H914*4))","v":{"$error":"#VALUE!"}},{"$f":"IF(H914<=CO916-E991,0,H991*H912*H913*J912/(H914*4))","v":{"$error":"#VALUE!"}},{"$f":"IF(H914<=CP916-E991,0,H991*H912*H913*J912/(H914*4))","v":{"$error":"#VALUE!"}},{"$f":"IF(H914<=CQ916-E991,0,H991*H912*H913*J912/(H914*4))","v":{"$error":"#VALUE!"}}]
[{"$nulls":4},19.75,{"$f":"$DF$78","v":{"v":0,"d":"0.000"}},{"$f":"IF(SUM(F917:F992)-H915<=0,0,SUM(F917:F992)-H915)","v":{"v":0,"d":"0.00"}},{"v":0,"d":"0.000"},{"$nulls":75},{"$f":"IF(H914<=CF916-E992,0,H992*H912*H913*J912/(H914*4))","v":{"$error":"#VALUE!"}},{"$f":"IF(H914<=CG916-E992,0,H992*H912*H913*J912/(H914*4))","v":{"$error":"#VALUE!"}},{"$f":"IF(H914<=CH916-E992,0,H992*H912*H913*J912/(H914*4))","v":{"$error":"#VALUE!"}},{"$f":"IF(H914<=CI916-E992,0,H992*H912*H913*J912/(H914*4))","v":{"$error":"#VALUE!"}},{"$f":"IF(H914<=CJ916-E992,0,H992*H912*H913*J912/(H914*4))","v":{"$error":"#VALUE!"}},{"$f":"IF(H914<=CK916-E992,0,H992*H912*H913*J912/(H914*4))","v":{"$error":"#VALUE!"}},{"$f":"IF(H914<=CL916-E992,0,H992*H912*H913*J912/(H914*4))","v":{"$error":"#VALUE!"}},{"$f":"IF(H914<=CM916-E992,0,H992*H912*H913*J912/(H914*4))","v":{"$error":"#VALUE!"}},{"$f":"IF(H914<=CN916-E992,0,H992*H912*H913*J912/(H914*4))","v":{"$error":"#VALUE!"}},{"$f":"IF(H914<=CO916-E992,0,H992*H912*H913*J912/(H914*4))","v":{"$error":"#VALUE!"}},{"$f":"IF(H914<=CP916-E992,0,H992*H912*H913*J912/(H914*4))","v":{"$error":"#VALUE!"}},{"$f":"IF(H914<=CQ916-E992,0,H992*H912*H913*J912/(H914*4))","v":{"$error":"#VALUE!"}},{"$f":"IF(H914<=CR916-E992,0,H992*H912*H913*J912/(H914*4))","v":{"$error":"#VALUE!"}}]
[{"$nulls":4},{"v":20,"d":"20.00"},{"$f":"$DF$79","v":{"v":0,"d":"0.000"}},{"$f":"IF(SUM(F917:F993)-H915<=0,0,SUM(F917:F993)-H915)","v":{"v":0,"d":"0.00"}},{"v":0,"d":"0.000"},{"$nulls":76},{"$f":"IF(H914<=CG916-E993,0,H993*H912*H913*J912/(H914*4))","v":{"$error":"#VALUE!"}},{"$f":"IF(H914<=CH916-E993,0,H993*H912*H913*J912/(H914*4))","v":{"$error":"#VALUE!"}},{"$f":"IF(H914<=CI916-E993,0,H993*H912*H913*J912/(H914*4))","v":{"$error":"#VALUE!"}},{"$f":"IF(H914<=CJ916-E993,0,H993*H912*H913*J912/(H914*4))","v":{"$error":"#VALUE!"}},{"$f":"IF(H914<=CK916-E993,0,H993*H912*H913*J912/(H914*4))","v":{"$error":"#VALUE!"}},{"$f":"IF(H914<=CL916-E993,0,H993*H912*H913*J912/(H914*4))","v":{"$error":"#VALUE!"}},{"$f":"IF(H914<=CM916-E993,0,H993*H912*H913*J912/(H914*4))","v":{"$error":"#VALUE!"}},{"$f":"IF(H914<=CN916-E993,0,H993*H912*H913*J912/(H914*4))","v":{"$error":"#VALUE!"}},{"$f":"IF(H914<=CO916-E993,0,H993*H912*H913*J912/(H914*4))","v":{"$error":"#VALUE!"}},{"$f":"IF(H914<=CP916-E993,0,H993*H912*H913*J912/(H914*4))","v":{"$error":"#VALUE!"}},{"$f":"IF(H914<=CQ916-E993,0,H993*H912*H913*J912/(H914*4))","v":{"$error":"#VALUE!"}},{"$f":"IF(H914<=CR916-E993,0,H993*H912*H913*J912/(H914*4))","v":{"$error":"#VALUE!"}},{"$f":"IF(H914<=CS916-E993,0,H993*H912*H913*J912/(H914*4))","v":{"$error":"#VALUE!"}}]
[{"$nulls":4},20.25,{"$f":"$DF$80","v":{"v":0,"d":"0.000"}},{"$f":"IF(SUM(F917:F994)-H915<=0,0,SUM(F917:F994)-H915)","v":{"v":0,"d":"0.00"}},{"v":0,"d":"0.000"},{"$nulls":77},{"$f":"IF(H914<=CH916-E994,0,H994*H912*H913*J912/(H914*4))","v":{"$error":"#VALUE!"}},{"$f":"IF(H914<=CI916-E994,0,H994*H912*H913*J912/(H914*4))","v":{"$error":"#VALUE!"}},{"$f":"IF(H914<=CJ916-E994,0,H994*H912*H913*J912/(H914*4))","v":{"$error":"#VALUE!"}},{"$f":"IF(H914<=CK916-E994,0,H994*H912*H913*J912/(H914*4))","v":{"$error":"#VALUE!"}},{"$f":"IF(H914<=CL916-E994,0,H994*H912*H913*J912/(H914*4))","v":{"$error":"#VALUE!"}},{"$f":"IF(H914<=CM916-E994,0,H994*H912*H913*J912/(H914*4))","v":{"$error":"#VALUE!"}},{"$f":"IF(H914<=CN916-E994,0,H994*H912*H913*J912/(H914*4))","v":{"$error":"#VALUE!"}},{"$f":"IF(H914<=CO916-E994,0,H994*H912*H913*J912/(H914*4))","v":{"$error":"#VALUE!"}},{"$f":"IF(H914<=CP916-E994,0,H994*H912*H913*J912/(H914*4))","v":{"$error":"#VALUE!"}},{"$f":"IF(H914<=CQ916-E994,0,H994*H912*H913*J912/(H914*4))","v":{"$error":"#VALUE!"}},{"$f":"IF(H914<=CR916-E994,0,H994*H912*H913*J912/(H914*4))","v":{"$error":"#VALUE!"}},{"$f":"IF(H914<=CS916-E994,0,H994*H912*H913*J912/(H914*4))","v":{"$error":"#VALUE!"}},{"$f":"IF(H914<=CT916-E994,0,H994*H912*H913*J912/(H914*4))","v":{"$error":"#VALUE!"}}]
[{"$nulls":4},{"v":20.5,"d":"20.50"},{"$f":"$DF$81","v":{"v":0,"d":"0.000"}},{"$f":"IF(SUM(F917:F995)-H915<=0,0,SUM(F917:F995)-H915)","v":{"v":0,"d":"0.00"}},{"v":0,"d":"0.000"},{"$nulls":78},{"$f":"IF(H914<=CI916-E995,0,H995*H912*H913*J912/(H914*4))","v":{"$error":"#VALUE!"}},{"$f":"IF(H914<=CJ916-E995,0,H995*H912*H913*J912/(H914*4))","v":{"$error":"#VALUE!"}},{"$f":"IF(H914<=CK916-E995,0,H995*H912*H913*J912/(H914*4))","v":{"$error":"#VALUE!"}},{"$f":"IF(H914<=CL916-E995,0,H995*H912*H913*J912/(H914*4))","v":{"$error":"#VALUE!"}},{"$f":"IF(H914<=CM916-E995,0,H995*H912*H913*J912/(H914*4))","v":{"$error":"#VALUE!"}},{"$f":"IF(H914<=CN916-E995,0,H995*H912*H913*J912/(H914*4))","v":{"$error":"#VALUE!"}},{"$f":"IF(H914<=CO916-E995,0,H995*H912*H913*J912/(H914*4))","v":{"$error":"#VALUE!"}},{"$f":"IF(H914<=CP916-E995,0,H995*H912*H913*J912/(H914*4))","v":{"$error":"#VALUE!"}},{"$f":"IF(H914<=CQ916-E995,0,H995*H912*H913*J912/(H914*4))","v":{"$error":"#VALUE!"}},{"$f":"IF(H914<=CR916-E995,0,H995*H912*H913*J912/(H914*4))","v":{"$error":"#VALUE!"}},{"$f":"IF(H914<=CS916-E995,0,H995*H912*H913*J912/(H914*4))","v":{"$error":"#VALUE!"}},{"$f":"IF(H914<=CT916-E995,0,H995*H912*H913*J912/(H914*4))","v":{"$error":"#VALUE!"}},{"$f":"IF(H914<=CU916-E995,0,H995*H912*H913*J912/(H914*4))","v":{"$error":"#VALUE!"}}]
[{"$nulls":4},20.75,{"$f":"$DF$82","v":{"v":0,"d":"0.000"}},{"$f":"IF(SUM(F917:F996)-H915<=0,0,SUM(F917:F996)-H915)","v":{"v":0,"d":"0.00"}},{"v":0,"d":"0.000"},{"$nulls":79},{"$f":"IF(H914<=CJ916-E996,0,H996*H912*H913*J912/(H914*4))","v":{"$error":"#VALUE!"}},{"$f":"IF(H914<=CK916-E996,0,H996*H912*H913*J912/(H914*4))","v":{"$error":"#VALUE!"}},{"$f":"IF(H914<=CL916-E996,0,H996*H912*H913*J912/(H914*4))","v":{"$error":"#VALUE!"}},{"$f":"IF(H914<=CM916-E996,0,H996*H912*H913*J912/(H914*4))","v":{"$error":"#VALUE!"}},{"$f":"IF(H914<=CN916-E996,0,H996*H912*H913*J912/(H914*4))","v":{"$error":"#VALUE!"}},{"$f":"IF(H914<=CO916-E996,0,H996*H912*H913*J912/(H914*4))","v":{"$error":"#VALUE!"}},{"$f":"IF(H914<=CP916-E996,0,H996*H912*H913*J912/(H914*4))","v":{"$error":"#VALUE!"}},{"$f":"IF(H914<=CQ916-E996,0,H996*H912*H913*J912/(H914*4))","v":{"$error":"#VALUE!"}},{"$f":"IF(H914<=CR916-E996,0,H996*H912*H913*J912/(H914*4))","v":{"$error":"#VALUE!"}},{"$f":"IF(H914<=CS916-E996,0,H996*H912*H913*J912/(H914*4))","v":{"$error":"#VALUE!"}},{"$f":"IF(H914<=CT916-E996,0,H996*H912*H913*J912/(H914*4))","v":{"$error":"#VALUE!"}},{"$f":"IF(H914<=CU916-E996,0,H996*H912*H913*J912/(H914*4))","v":{"$error":"#VALUE!"}},{"$f":"IF(H914<=CV916-E996,0,H996*H912*H913*J912/(H914*4))","v":{"$error":"#VALUE!"}}]
[{"$nulls":4},{"v":21,"d":"21.00"},{"$f":"$DF$83","v":{"v":0,"d":"0.000"}},{"$f":"IF(SUM(F917:F997)-H915<=0,0,SUM(F917:F997)-H915)","v":{"v":0,"d":"0.00"}},{"v":0,"d":"0.000"},{"$nulls":80},{"$f":"IF(H914<=CK916-E997,0,H997*H912*H913*J912/(H914*4))","v":{"$error":"#VALUE!"}},{"$f":"IF(H914<=CL916-E997,0,H997*H912*H913*J912/(H914*4))","v":{"$error":"#VALUE!"}},{"$f":"IF(H914<=CM916-E997,0,H997*H912*H913*J912/(H914*4))","v":{"$error":"#VALUE!"}},{"$f":"IF(H914<=CN916-E997,0,H997*H912*H913*J912/(H914*4))","v":{"$error":"#VALUE!"}},{"$f":"IF(H914<=CO916-E997,0,H997*H912*H913*J912/(H914*4))","v":{"$error":"#VALUE!"}},{"$f":"IF(H914<=CP916-E997,0,H997*H912*H913*J912/(H914*4))","v":{"$error":"#VALUE!"}},{"$f":"IF(H914<=CQ916-E997,0,H997*H912*H913*J912/(H914*4))","v":{"$error":"#VALUE!"}},{"$f":"IF(H914<=CR916-E997,0,H997*H912*H913*J912/(H914*4))","v":{"$error":"#VALUE!"}},{"$f":"IF(H914<=CS916-E997,0,H997*H912*H913*J912/(H914*4))","v":{"$error":"#VALUE!"}},{"$f":"IF(H914<=CT916-E997,0,H997*H912*H913*J912/(H914*4))","v":{"$error":"#VALUE!"}},{"$f":"IF(H914<=CU916-E997,0,H997*H912*H913*J912/(H914*4))","v":{"$error":"#VALUE!"}},{"$f":"IF(H914<=CV916-E997,0,H997*H912*H913*J912/(H914*4))","v":{"$error":"#VALUE!"}},{"$f":"IF(H914<=CW916-E997,0,H997*H912*H913*J912/(H914*4))","v":{"$error":"#VALUE!"}}]
[{"$nulls":4},21.25,{"$f":"$DF$84","v":{"v":0,"d":"0.000"}},{"$f":"IF(SUM(F917:F998)-H915<=0,0,SUM(F917:F998)-H915)","v":{"v":0,"d":"0.00"}},{"v":0,"d":"0.000"},{"$nulls":81},{"$f":"IF(H914<=CL916-E998,0,H998*H912*H913*J912/(H914*4))","v":{"$error":"#VALUE!"}},{"$f":"IF(H914<=CM916-E998,0,H998*H912*H913*J912/(H914*4))","v":{"$error":"#VALUE!"}},{"$f":"IF(H914<=CN916-E998,0,H998*H912*H913*J912/(H914*4))","v":{"$error":"#VALUE!"}},{"$f":"IF(H914<=CO916-E998,0,H998*H912*H913*J912/(H914*4))","v":{"$error":"#VALUE!"}},{"$f":"IF(H914<=CP916-E998,0,H998*H912*H913*J912/(H914*4))","v":{"$error":"#VALUE!"}},{"$f":"IF(H914<=CQ916-E998,0,H998*H912*H913*J912/(H914*4))","v":{"$error":"#VALUE!"}},{"$f":"IF(H914<=CR916-E998,0,H998*H912*H913*J912/(H914*4))","v":{"$error":"#VALUE!"}},{"$f":"IF(H914<=CS916-E998,0,H998*H912*H913*J912/(H914*4))","v":{"$error":"#VALUE!"}},{"$f":"IF(H914<=CT916-E998,0,H998*H912*H913*J912/(H914*4))","v":{"$error":"#VALUE!"}},{"$f":"IF(H914<=CU916-E998,0,H998*H912*H913*J912/(H914*4))","v":{"$error":"#VALUE!"}},{"$f":"IF(H914<=CV916-E998,0,H998*H912*H913*J912/(H914*4))","v":{"$error":"#VALUE!"}},{"$f":"IF(H914<=CW916-E998,0,H998*H912*H913*J912/(H914*4))","v":{"$error":"#VALUE!"}},{"$f":"IF(H914<=CX916-E998,0,H998*H912*H913*J912/(H914*4))","v":{"$error":"#VALUE!"}}]
[{"$nulls":4},{"v":21.5,"d":"21.50"},{"$f":"$DF$85","v":{"v":0,"d":"0.000"}},{"$f":"IF(SUM(F917:F999)-H915<=0,0,SUM(F917:F999)-H915)","v":{"v":0,"d":"0.00"}},{"v":0,"d":"0.000"},{"$nulls":82},{"$f":"IF(H914<=CM916-E999,0,H999*H912*H913*J912/(H914*4))","v":{"$error":"#VALUE!"}},{"$f":"IF(H914<=CN916-E999,0,H999*H912*H913*J912/(H914*4))","v":{"$error":"#VALUE!"}},{"$f":"IF(H914<=CO916-E999,0,H999*H912*H913*J912/(H914*4))","v":{"$error":"#VALUE!"}},{"$f":"IF(H914<=CP916-E999,0,H999*H912*H913*J912/(H914*4))","v":{"$error":"#VALUE!"}},{"$f":"IF(H914<=CQ916-E999,0,H999*H912*H913*J912/(H914*4))","v":{"$error":"#VALUE!"}},{"$f":"IF(H914<=CR916-E999,0,H999*H912*H913*J912/(H914*4))","v":{"$error":"#VALUE!"}},{"$f":"IF(H914<=CS916-E999,0,H999*H912*H913*J912/(H914*4))","v":{"$error":"#VALUE!"}},{"$f":"IF(H914<=CT916-E999,0,H999*H912*H913*J912/(H914*4))","v":{"$error":"#VALUE!"}},{"$f":"IF(H914<=CU916-E999,0,H999*H912*H913*J912/(H914*4))","v":{"$error":"#VALUE!"}},{"$f":"IF(H914<=CV916-E999,0,H999*H912*H913*J912/(H914*4))","v":{"$error":"#VALUE!"}},{"$f":"IF(H914<=CW916-E999,0,H999*H912*H913*J912/(H914*4))","v":{"$error":"#VALUE!"}},{"$f":"IF(H914<=CX916-E999,0,H999*H912*H913*J912/(H914*4))","v":{"$error":"#VALUE!"}},{"$f":"IF(H914<=CY916-E999,0,H999*H912*H913*J912/(H914*4))","v":{"$error":"#VALUE!"}}]
[{"$nulls":4},21.75,{"$f":"$DF$86","v":{"v":0,"d":"0.000"}},{"$f":"IF(SUM(F917:F1000)-H915<=0,0,SUM(F917:F1000)-H915)","v":{"v":0,"d":"0.00"}},{"v":0,"d":"0.000"},{"$nulls":83},{"$f":"IF(H914<=CN916-E1000,0,H1000*H912*H913*J912/(H914*4))","v":{"$error":"#VALUE!"}},{"$f":"IF(H914<=CO916-E1000,0,H1000*H912*H913*J912/(H914*4))","v":{"$error":"#VALUE!"}},{"$f":"IF(H914<=CP916-E1000,0,H1000*H912*H913*J912/(H914*4))","v":{"$error":"#VALUE!"}},{"$f":"IF(H914<=CQ916-E1000,0,H1000*H912*H913*J912/(H914*4))","v":{"$error":"#VALUE!"}},{"$f":"IF(H914<=CR916-E1000,0,H1000*H912*H913*J912/(H914*4))","v":{"$error":"#VALUE!"}},{"$f":"IF(H914<=CS916-E1000,0,H1000*H912*H913*J912/(H914*4))","v":{"$error":"#VALUE!"}},{"$f":"IF(H914<=CT916-E1000,0,H1000*H912*H913*J912/(H914*4))","v":{"$error":"#VALUE!"}},{"$f":"IF(H914<=CU916-E1000,0,H1000*H912*H913*J912/(H914*4))","v":{"$error":"#VALUE!"}},{"$f":"IF(H914<=CV916-E1000,0,H1000*H912*H913*J912/(H914*4))","v":{"$error":"#VALUE!"}},{"$f":"IF(H914<=CW916-E1000,0,H1000*H912*H913*J912/(H914*4))","v":{"$error":"#VALUE!"}},{"$f":"IF(H914<=CX916-E1000,0,H1000*H912*H913*J912/(H914*4))","v":{"$error":"#VALUE!"}},{"$f":"IF(H914<=CY916-E1000,0,H1000*H912*H913*J912/(H914*4))","v":{"$error":"#VALUE!"}},{"$f":"IF(H914<=CZ916-E1000,0,H1000*H912*H913*J912/(H914*4))","v":{"$error":"#VALUE!"}}]
[{"$nulls":4},22.25,{"$f":"$DF$88","v":{"v":0,"d":"0.000"}},{"$f":"IF(SUM(F917:F1002)-H915<=0,0,SUM(F917:F1002)-H915)","v":{"v":0,"d":"0.00"}},{"v":0,"d":"0.000"},{"$nulls":85},{"$f":"IF(H914<=CP916-E1002,0,H1002*H912*H913*J912/(H914*4))","v":{"$error":"#VALUE!"}},{"$f":"IF(H914<=CQ916-E1002,0,H1002*H912*H913*J912/(H914*4))","v":{"$error":"#VALUE!"}},{"$f":"IF(H914<=CR916-E1002,0,H1002*H912*H913*J912/(H914*4))","v":{"$error":"#VALUE!"}},{"$f":"IF(H914<=CS916-E1002,0,H1002*H912*H913*J912/(H914*4))","v":{"$error":"#VALUE!"}},{"$f":"IF(H914<=CT916-E1002,0,H1002*H912*H913*J912/(H914*4))","v":{"$error":"#VALUE!"}},{"$f":"IF(H914<=CU916-E1002,0,H1002*H912*H913*J912/(H914*4))","v":{"$error":"#VALUE!"}},{"$f":"IF(H914<=CV916-E1002,0,H1002*H912*H913*J912/(H914*4))","v":{"$error":"#VALUE!"}},{"$f":"IF(H914<=CW916-E1002,0,H1002*H912*H913*J912/(H914*4))","v":{"$error":"#VALUE!"}},{"$f":"IF(H914<=CX916-E1002,0,H1002*H912*H913*J912/(H914*4))","v":{"$error":"#VALUE!"}},{"$f":"IF(H914<=CY916-E1002,0,H1002*H912*H913*J912/(H914*4))","v":{"$error":"#VALUE!"}},{"$f":"IF(H914<=CZ916-E1002,0,H1002*H912*H913*J912/(H914*4))","v":{"$error":"#VALUE!"}}]
[{"$nulls":4},{"v":22.5,"d":"22.50"},{"$f":"$DF$89","v":{"v":0,"d":"0.000"}},{"$f":"IF(SUM(F917:F1003)-H915<=0,0,SUM(F917:F1003)-H915)","v":{"v":0,"d":"0.00"}},{"v":0,"d":"0.000"},{"$nulls":86},{"$f":"IF(H914<=CQ916-E1003,0,H1003*H912*H913*J912/(H914*4))","v":{"$error":"#VALUE!"}},{"$f":"IF(H914<=CR916-E1003,0,H1003*H912*H913*J912/(H914*4))","v":{"$error":"#VALUE!"}},{"$f":"IF(H914<=CS916-E1003,0,H1003*H912*H913*J912/(H914*4))","v":{"$error":"#VALUE!"}},{"$f":"IF(H914<=CT916-E1003,0,H1003*H912*H913*J912/(H914*4))","v":{"$error":"#VALUE!"}},{"$f":"IF(H914<=CU916-E1003,0,H1003*H912*H913*J912/(H914*4))","v":{"$error":"#VALUE!"}},{"$f":"IF(H914<=CV916-E1003,0,H1003*H912*H913*J912/(H914*4))","v":{"$error":"#VALUE!"}},{"$f":"IF(H914<=CW916-E1003,0,H1003*H912*H913*J912/(H914*4))","v":{"$error":"#VALUE!"}},{"$f":"IF(H914<=CX916-E1003,0,H1003*H912*H913*J912/(H914*4))","v":{"$error":"#VALUE!"}},{"$f":"IF(H914<=CY916-E1003,0,H1003*H912*H913*J912/(H914*4))","v":{"$error":"#VALUE!"}},{"$f":"IF(H914<=CZ916-E1003,0,H1003*H912*H913*J912/(H914*4))","v":{"$error":"#VALUE!"}}]
[{"$nulls":4},23.25,{"$f":"$DF$92","v":{"v":0,"d":"0.000"}},{"$f":"IF(SUM(F917:F1006)-H915<=0,0,SUM(F917:F1006)-H915)","v":{"v":0,"d":"0.00"}},{"v":0,"d":"0.000"},{"$nulls":89},{"$f":"IF(H914<=CT916-E1006,0,H1006*H912*H913*J912/(H914*4))","v":{"$error":"#VALUE!"}},{"$f":"IF(H914<=CU916-E1006,0,H1006*H912*H913*J912/(H914*4))","v":{"$error":"#VALUE!"}},{"$f":"IF(H914<=CV916-E1006,0,H1006*H912*H913*J912/(H914*4))","v":{"$error":"#VALUE!"}},{"$f":"IF(H914<=CW916-E1006,0,H1006*H912*H913*J912/(H914*4))","v":{"$error":"#VALUE!"}},{"$f":"IF(H914<=CX916-E1006,0,H1006*H912*H913*J912/(H914*4))","v":{"$error":"#VALUE!"}},{"$f":"IF(H914<=CY916-E1006,0,H1006*H912*H913*J912/(H914*4))","v":{"$error":"#VALUE!"}},{"$f":"IF(H914<=CZ916-E1006,0,H1006*H912*H913*J912/(H914*4))","v":{"$error":"#VALUE!"}}]
[{"$nulls":4},{"v":24,"d":"24.00"},{"$f":"$DF$95","v":{"v":0,"d":"0.000"}},{"$f":"IF(SUM(F917:F1009)-H915<=0,0,SUM(F917:F1009)-H915)","v":{"v":0,"d":"0.00"}},{"v":0,"d":"0.000"},{"$nulls":92},{"$f":"IF(H914<=CW916-E1009,0,H1009*H912*H913*J912/(H914*4))","v":{"$error":"#VALUE!"}},{"$f":"IF(H914<=CX916-E1009,0,H1009*H912*H913*J912/(H914*4))","v":{"$error":"#VALUE!"}},{"$f":"IF(H914<=CY916-E1009,0,H1009*H912*H913*J912/(H914*4))","v":{"$error":"#VALUE!"}},{"$f":"IF(H914<=CZ916-E1009,0,H1009*H912*H913*J912/(H914*4))","v":{"$error":"#VALUE!"}}]
[{"$nulls":4},{"v":24.5,"d":"24.50"},{"$f":"$DF$97","v":{"v":0,"d":"0.000"}},{"$f":"IF(SUM(F917:F1011)-H915<=0,0,SUM(F917:F1011)-H915)","v":{"v":0,"d":"0.00"}},{"v":0,"d":"0.000"},{"$nulls":94},{"$f":"IF(H914<=CY916-E1011,0,H1011*H912*H913*J912/(H914*4))","v":{"$error":"#VALUE!"}},{"$f":"IF(H914<=CZ916-E1011,0,H1011*H912*H913*J912/(H914*4))","v":{"$error":"#VALUE!"}}]
[{"$nulls":4},24.75,{"$f":"$DF$98","v":{"v":0,"d":"0.000"}},{"$f":"IF(SUM(F917:F1012)-H915<=0,0,SUM(F917:F1012)-H915)","v":{"v":0,"d":"0.00"}},{"v":0,"d":"0.000"},{"$nulls":95},{"$f":"IF(H914<=CZ916-E1012,0,H1012*H912*H913*J912/(H914*4))","v":{"$error":"#VALUE!"}}]
[{"$f":"CONCATENATE(H911,C1014)","v":"CSO 00711a."},"11. Runoff Generated","11a.","Stormwater runoff (MG). ",null,null,{"$f":"C1014","v":"11a."},null,{"$f":"SUM(I917:I1012)","v":{"$error":"#VALUE!"}},{"$f":"SUM(J917:J1012)","v":{"$error":"#VALUE!"}},{"$error":"#VALUE!"},{"$error":"#VALUE!"},{"$error":"#VALUE!"},{"$error":"#VALUE!"},{"$error":"#VALUE!"},{"$error":"#VALUE!"},{"$error":"#VALUE!"},{"$error":"#VALUE!"},{"$error":"#VALUE!"},{"$error":"#VALUE!"},{"$error":"#VALUE!"},{"$error":"#VALUE!"},{"$error":"#VALUE!"},{"$error":"#VALUE!"},{"$error":"#VALUE!"},{"$error":"#VALUE!"},{"$error":"#VALUE!"},{"$error":"#VALUE!"},{"$error":"#VALUE!"},{"$error":"#VALUE!"},{"$error":"#VALUE!"},{"$error":"#VALUE!"},{"$error":"#VALUE!"},{"$error":"#VALUE!"},{"$error":"#VALUE!"},{"$error":"#VALUE!"},{"$error":"#VALUE!"},{"$error":"#VALUE!"},{"$error":"#VALUE!"},{"$error":"#VALUE!"},{"$error":"#VALUE!"},{"$error":"#VALUE!"},{"$error":"#VALUE!"},{"$error":"#VALUE!"},{"$error":"#VALUE!"},{"$error":"#VALUE!"},{"$error":"#VALUE!"},{"$error":"#VALUE!"},{"$error":"#VALUE!"},{"$error":"#VALUE!"},{"$error":"#VALUE!"},{"$error":"#VALUE!"},{"$error":"#VALUE!"},{"$error":"#VALUE!"},{"$error":"#VALUE!"},{"$error":"#VALUE!"},{"$error":"#VALUE!"},{"$error":"#VALUE!"},{"$error":"#VALUE!"},{"$error":"#VALUE!"},{"$error":"#VALUE!"},{"$error":"#VALUE!"},{"$error":"#VALUE!"},{"$error":"#VALUE!"},{"$error":"#VALUE!"},{"$error":"#VALUE!"},{"$error":"#VALUE!"},{"$error":"#VALUE!"},{"$error":"#VALUE!"},{"$error":"#VALUE!"},{"$error":"#VALUE!"},{"$error":"#VALUE!"},{"$error":"#VALUE!"},{"$f":"SUM(BV917:BV1012)","v":{"$error":"#VALUE!"}},{"$error":"#VALUE!"},{"$error":"#VALUE!"},{"$error":"#VALUE!"},{"$error":"#VALUE!"},{"$error":"#VALUE!"},{"$error":"#VALUE!"},{"$error":"#VALUE!"},{"$error":"#VALUE!"},{"$error":"#VALUE!"},{"$error":"#VALUE!"},{"$error":"#VALUE!"},{"$error":"#VALUE!"},{"$error":"#VALUE!"},{"$error":"#VALUE!"},{"$error":"#VALUE!"},{"$error":"#VALUE!"},{"$error":"#VALUE!"},{"$error":"#VALUE!"},{"$error":"#VALUE!"},{"$error":"#VALUE!"},{"$error":"#VALUE!"},{"$error":"#VALUE!"},{"$error":"#VALUE!"},{"$error":"#VALUE!"},{"$error":"#VALUE!"},{"$error":"#VALUE!"},{"$error":"#VALUE!"},{"$error":"#VALUE!"},{"$error":"#VALUE!"},{"$error":"#VALUE!"},{"$f":"SUM(I1014:CZ1014)","v":{"$error":"#VALUE!"}}]
[{"$f":"CONCATENATE(H911,C1017)","v":"CSO 007"},null,null,"Excess volume after GI saturation, cumulative (MG). Subtract Line 12b from 12c.",{"$nulls":4},{"$f":"IF(SUM($I1016:I1016)-$H1015<=0,0,SUM($I1016:I1016)-$H1015)","v":{"$error":"#VALUE!"}},{"$f":"IF(SUM($I1016:J1016)-$H1015<=0,0,SUM($I1016:J1016)-$H1015)","v":{"$error":"#VALUE!"}},{"$f":"IF(SUM($I1016:K1016)-$H1015<=0,0,SUM($I1016:K1016)-$H1015)","v":{"$error":"#VALUE!"}},{"$f":"IF(SUM($I1016:L1016)-$H1015<=0,0,SUM($I1016:L1016)-$H1015)","v":{"$error":"#VALUE!"}},{"$f":"IF(SUM($I1016:M1016)-$H1015<=0,0,SUM($I1016:M1016)-$H1015)","v":{"$error":"#VALUE!"}},{"$f":"IF(SUM($I1016:N1016)-$H1015<=0,0,SUM($I1016:N1016)-$H1015)","v":{"$error":"#VALUE!"}},{"$f":"IF(SUM($I1016:O1016)-$H1015<=0,0,SUM($I1016:O1016)-$H1015)","v":{"$error":"#VALUE!"}},{"$f":"IF(SUM($I1016:P1016)-$H1015<=0,0,SUM($I1016:P1016)-$H1015)","v":{"$error":"#VALUE!"}},{"$f":"IF(SUM($I1016:Q1016)-$H1015<=0,0,SUM($I1016:Q1016)-$H1015)","v":{"$error":"#VALUE!"}},{"$f":"IF(SUM($I1016:R1016)-$H1015<=0,0,SUM($I1016:R1016)-$H1015)","v":{"$error":"#VALUE!"}},{"$f":"IF(SUM($I1016:S1016)-$H1015<=0,0,SUM($I1016:S1016)-$H1015)","v":{"$error":"#VALUE!"}},{"$f":"IF(SUM($I1016:T1016)-$H1015<=0,0,SUM($I1016:T1016)-$H1015)","v":{"$error":"#VALUE!"}},{"$f":"IF(SUM($I1016:U1016)-$H1015<=0,0,SUM($I1016:U1016)-$H1015)","v":{"$error":"#VALUE!"}},{"$f":"IF(SUM($I1016:V1016)-$H1015<=0,0,SUM($I1016:V1016)-$H1015)","v":{"$error":"#VALUE!"}},{"$f":"IF(SUM($I1016:W1016)-$H1015<=0,0,SUM($I1016:W1016)-$H1015)","v":{"$error":"#VALUE!"}},{"$f":"IF(SUM($I1016:X1016)-$H1015<=0,0,SUM($I1016:X1016)-$H1015)","v":{"$error":"#VALUE!"}},{"$f":"IF(SUM($I1016:Y1016)-$H1015<=0,0,SUM($I1016:Y1016)-$H1015)","v":{"$error":"#VALUE!"}},{"$f":"IF(SUM($I1016:Z1016)-$H1015<=0,0,SUM($I1016:Z1016)-$H1015)","v":{"$error":"#VALUE!"}},{"$f":"IF(SUM($I1016:AA1016)-$H1015<=0,0,SUM($I1016:AA1016)-$H1015)","v":{"$error":"#VALUE!"}},{"$f":"IF(SUM($I1016:AB1016)-$H1015<=0,0,SUM($I1016:AB1016)-$H1015)","v":{"$error":"#VALUE!"}},{"$f":"IF(SUM($I1016:AC1016)-$H1015<=0,0,SUM($I1016:AC1016)-$H1015)","v":{"$error":"#VALUE!"}},{"$f":"IF(SUM($I1016:AD1016)-$H1015<=0,0,SUM($I1016:AD1016)-$H1015)","v":{"$error":"#VALUE!"}},{"$f":"IF(SUM($I1016:AE1016)-$H1015<=0,0,SUM($I1016:AE1016)-$H1015)","v":{"$error":"#VALUE!"}},{"$f":"IF(SUM($I1016:AF1016)-$H1015<=0,0,SUM($I1016:AF1016)-$H1015)","v":{"$error":"#VALUE!"}},{"$f":"IF(SUM($I1016:AG1016)-$H1015<=0,0,SUM($I1016:AG1016)-$H1015)","v":{"$error":"#VALUE!"}},{"$f":"IF(SUM($I1016:AH1016)-$H1015<=0,0,SUM($I1016:AH1016)-$H1015)","v":{"$error":"#VALUE!"}},{"$f":"IF(SUM($I1016:AI1016)-$H1015<=0,0,SUM($I1016:AI1016)-$H1015)","v":{"$error":"#VALUE!"}},{"$f":"IF(SUM($I1016:AJ1016)-$H1015<=0,0,SUM($I1016:AJ1016)-$H1015)","v":{"$error":"#VALUE!"}},{"$f":"IF(SUM($I1016:AK1016)-$H1015<=0,0,SUM($I1016:AK1016)-$H1015)","v":{"$error":"#VALUE!"}},{"$f":"IF(SUM($I1016:AL1016)-$H1015<=0,0,SUM($I1016:AL1016)-$H1015)","v":{"$error":"#VALUE!"}},{"$f":"IF(SUM($I1016:AM1016)-$H1015<=0,0,SUM($I1016:AM1016)-$H1015)","v":{"$error":"#VALUE!"}},{"$f":"IF(SUM($I1016:AN1016)-$H1015<=0,0,SUM($I1016:AN1016)-$H1015)","v":{"$error":"#VALUE!"}},{"$f":"IF(SUM($I1016:AO1016)-$H1015<=0,0,SUM($I1016:AO1016)-$H1015)","v":{"$error":"#VALUE!"}},{"$f":"IF(SUM($I1016:AP1016)-$H1015<=0,0,SUM($I1016:AP1016)-$H1015)","v":{"$error":"#VALUE!"}},{"$f":"IF(SUM($I1016:AQ1016)-$H1015<=0,0,SUM($I1016:AQ1016)-$H1015)","v":{"$error":"#VALUE!"}},{"$f":"IF(SUM($I1016:AR1016)-$H1015<=0,0,SUM($I1016:AR1016)-$H1015)","v":{"$error":"#VALUE!"}},{"$f":"IF(SUM($I1016:AS1016)-$H1015<=0,0,SUM($I1016:AS1016)-$H1015)","v":{"$error":"#VALUE!"}},{"$f":"IF(SUM($I1016:AT1016)-$H1015<=0,0,SUM($I1016:AT1016)-$H1015)","v":{"$error":"#VALUE!"}},{"$f":"IF(SUM($I1016:AU1016)-$H1015<=0,0,SUM($I1016:AU1016)-$H1015)","v":{"$error":"#VALUE!"}},{"$f":"IF(SUM($I1016:AV1016)-$H1015<=0,0,SUM($I1016:AV1016)-$H1015)","v":{"$error":"#VALUE!"}},{"$f":"IF(SUM($I1016:AW1016)-$H1015<=0,0,SUM($I1016:AW1016)-$H1015)","v":{"$error":"#VALUE!"}},{"$f":"IF(SUM($I1016:AX1016)-$H1015<=0,0,SUM($I1016:AX1016)-$H1015)","v":{"$error":"#VALUE!"}},{"$f":"IF(SUM($I1016:AY1016)-$H1015<=0,0,SUM($I1016:AY1016)-$H1015)","v":{"$error":"#VALUE!"}},{"$f":"IF(SUM($I1016:AZ1016)-$H1015<=0,0,SUM($I1016:AZ1016)-$H1015)","v":{"$error":"#VALUE!"}},{"$f":"IF(SUM($I1016:BA1016)-$H1015<=0,0,SUM($I1016:BA1016)-$H1015)","v":{"$error":"#VALUE!"}},{"$f":"IF(SUM($I1016:BB1016)-$H1015<=0,0,SUM($I1016:BB1016)-$H1015)","v":{"$error":"#VALUE!"}},{"$f":"IF(SUM($I1016:BC1016)-$H1015<=0,0,SUM($I1016:BC1016)-$H1015)","v":{"$error":"#VALUE!"}},{"$f":"IF(SUM($I1016:BD1016)-$H1015<=0,0,SUM($I1016:BD1016)-$H1015)","v":{"$error":"#VALUE!"}},{"$f":"IF(SUM($I1016:BE1016)-$H1015<=0,0,SUM($I1016:BE1016)-$H1015)","v":{"$error":"#VALUE!"}},{"$f":"IF(SUM($I1016:BF1016)-$H1015<=0,0,SUM($I1016:BF1016)-$H1015)","v":{"$error":"#VALUE!"}},{"$f":"IF(SUM($I1016:BG1016)-$H1015<=0,0,SUM($I1016:BG1016)-$H1015)","v":{"$error":"#VALUE!"}},{"$f":"IF(SUM($I1016:BH1016)-$H1015<=0,0,SUM($I1016:BH1016)-$H1015)","v":{"$error":"#VALUE!"}},{"$f":"IF(SUM($I1016:BI1016)-$H1015<=0,0,SUM($I1016:BI1016)-$H1015)","v":{"$error":"#VALUE!"}},{"$f":"IF(SUM($I1016:BJ1016)-$H1015<=0,0,SUM($I1016:BJ1016)-$H1015)","v":{"$error":"#VALUE!"}},{"$f":"IF(SUM($I1016:BK1016)-$H1015<=0,0,SUM($I1016:BK1016)-$H1015)","v":{"$error":"#VALUE!"}},{"$f":"IF(SUM($I1016:BL1016)-$H1015<=0,0,SUM($I1016:BL1016)-$H1015)","v":{"$error":"#VALUE!"}},{"$f":"IF(SUM($I1016:BM1016)-$H1015<=0,0,SUM($I1016:BM1016)-$H1015)","v":{"$error":"#VALUE!"}},{"$f":"IF(SUM($I1016:BN1016)-$H1015<=0,0,SUM($I1016:BN1016)-$H1015)","v":{"$error":"#VALUE!"}},{"$f":"IF(SUM($I1016:BO1016)-$H1015<=0,0,SUM($I1016:BO1016)-$H1015)","v":{"$error":"#VALUE!"}},{"$f":"IF(SUM($I1016:BP1016)-$H1015<=0,0,SUM($I1016:BP1016)-$H1015)","v":{"$error":"#VALUE!"}},{"$f":"IF(SUM($I1016:BQ1016)-$H1015<=0,0,SUM($I1016:BQ1016)-$H1015)","v":{"$error":"#VALUE!"}},{"$f":"IF(SUM($I1016:BR1016)-$H1015<=0,0,SUM($I1016:BR1016)-$H1015)","v":{"$error":"#VALUE!"}},{"$f":"IF(SUM($I1016:BS1016)-$H1015<=0,0,SUM($I1016:BS1016)-$H1015)","v":{"$error":"#VALUE!"}},{"$f":"IF(SUM($I1016:BT1016)-$H1015<=0,0,SUM($I1016:BT1016)-$H1015)","v":{"$error":"#VALUE!"}},{"$f":"IF(SUM($I1016:BU1016)-$H1015<=0,0,SUM($I1016:BU1016)-$H1015)","v":{"$error":"#VALUE!"}},{"$f":"IF(SUM($I1016:BV1016)-$H1015<=0,0,SUM($I1016:BV1016)-$H1015)","v":{"$error":"#VALUE!"}},{"$f":"IF(SUM($I1016:BW1016)-$H1015<=0,0,SUM($I1016:BW1016)-$H1015)","v":{"$error":"#VALUE!"}},{"$f":"IF(SUM($I1016:BX1016)-$H1015<=0,0,SUM($I1016:BX1016)-$H1015)","v":{"$error":"#VALUE!"}},{"$f":"IF(SUM($I1016:BY1016)-$H1015<=0,0,SUM($I1016:BY1016)-$H1015)","v":{"$error":"#VALUE!"}},{"$f":"IF(SUM($I1016:BZ1016)-$H1015<=0,0,SUM($I1016:BZ1016)-$H1015)","v":{"$error":"#VALUE!"}},{"$f":"IF(SUM($I1016:CA1016)-$H1015<=0,0,SUM($I1016:CA1016)-$H1015)","v":{"$error":"#VALUE!"}},{"$f":"IF(SUM($I1016:CB1016)-$H1015<=0,0,SUM($I1016:CB1016)-$H1015)","v":{"$error":"#VALUE!"}},{"$f":"IF(SUM($I1016:CC1016)-$H1015<=0,0,SUM($I1016:CC1016)-$H1015)","v":{"$error":"#VALUE!"}},{"$f":"IF(SUM($I1016:CD1016)-$H1015<=0,0,SUM($I1016:CD1016)-$H1015)","v":{"$error":"#VALUE!"}},{"$f":"IF(SUM($I1016:CE1016)-$H1015<=0,0,SUM($I1016:CE1016)-$H1015)","v":{"$error":"#VALUE!"}},{"$f":"IF(SUM($I1016:CF1016)-$H1015<=0,0,SUM($I1016:CF1016)-$H1015)","v":{"$error":"#VALUE!"}},{"$f":"IF(SUM($I1016:CG1016)-$H1015<=0,0,SUM($I1016:CG1016)-$H1015)","v":{"$error":"#VALUE!"}},{"$f":"IF(SUM($I1016:CH1016)-$H1015<=0,0,SUM($I1016:CH1016)-$H1015)","v":{"$error":"#VALUE!"}},{"$f":"IF(SUM($I1016:CI1016)-$H1015<=0,0,SUM($I1016:CI1016)-$H1015)","v":{"$error":"#VALUE!"}},{"$f":"IF(SUM($I1016:CJ1016)-$H1015<=0,0,SUM($I1016:CJ1016)-$H1015)","v":{"$error":"#VALUE!"}},{"$f":"IF(SUM($I1016:CK1016)-$H1015<=0,0,SUM($I1016:CK1016)-$H1015)","v":{"$error":"#VALUE!"}},{"$f":"IF(SUM($I1016:CL1016)-$H1015<=0,0,SUM($I1016:CL1016)-$H1015)","v":{"$error":"#VALUE!"}},{"$f":"IF(SUM($I1016:CM1016)-$H1015<=0,0,SUM($I1016:CM1016)-$H1015)","v":{"$error":"#VALUE!"}},{"$f":"IF(SUM($I1016:CN1016)-$H1015<=0,0,SUM($I1016:CN1016)-$H1015)","v":{"$error":"#VALUE!"}},{"$f":"IF(SUM($I1016:CO1016)-$H1015<=0,0,SUM($I1016:CO1016)-$H1015)","v":{"$error":"#VALUE!"}},{"$f":"IF(SUM($I1016:CP1016)-$H1015<=0,0,SUM($I1016:CP1016)-$H1015)","v":{"$error":"#VALUE!"}},{"$f":"IF(SUM($I1016:CQ1016)-$H1015<=0,0,SUM($I1016:CQ1016)-$H1015)","v":{"$error":"#VALUE!"}},{"$f":"IF(SUM($I1016:CR1016)-$H1015<=0,0,SUM($I1016:CR1016)-$H1015)","v":{"$error":"#VALUE!"}},{"$f":"IF(SUM($I1016:CS1016)-$H1015<=0,0,SUM($I1016:CS1016)-$H1015)","v":{"$error":"#VALUE!"}},{"$f":"IF(SUM($I1016:CT1016)-$H1015<=0,0,SUM($I1016:CT1016)-$H1015)","v":{"$error":"#VALUE!"}},{"$f":"IF(SUM($I1016:CU1016)-$H1015<=0,0,SUM($I1016:CU1016)-$H1015)","v":{"$error":"#VALUE!"}},{"$f":"IF(SUM($I1016:CV1016)-$H1015<=0,0,SUM($I1016:CV1016)-$H1015)","v":{"$error":"#VALUE!"}},{"$f":"IF(SUM($I1016:CW1016)-$H1015<=0,0,SUM($I1016:CW1016)-$H1015)","v":{"$error":"#VALUE!"}},{"$f":"IF(SUM($I1016:CX1016)-$H1015<=0,0,SUM($I1016:CX1016)-$H1015)","v":{"$error":"#VALUE!"}},{"$f":"IF(SUM($I1016:CY1016)-$H1015<=0,0,SUM($I1016:CY1016)-$H1015)","v":{"$error":"#VALUE!"}},{"$f":"IF(SUM($I1016:CZ1016)-$H1015<=0,0,SUM($I1016:CZ1016)-$H1015)","v":{"$error":"#VALUE!"}},"NA"]
[{"$f":"CONCATENATE(H911,C1020)","v":"CSO 00713b."},null,"13b.","Dry weather flow rate (MGD). ",null,null,{"$f":"C1020","v":"13b."},{"$f":"HLOOKUP(H911,'4 - CSO VOLUME'!$E$9:$AS$33,17,FALSE)","v":{"v":0,"d":"0.00"}},{"$f":"$H1020/(4*24)","v":{"v":0,"d":"0.000"}},{"$f":"$H1020/(4*24)","v":{"v":0,"d":"0.000"}},{"v":0,"d":"0.000"},{"v":0,"d":"0.000"},{"v":0,"d":"0.000"},{"v":0,"d":"0.000"},{"v":0,"d":"0.000"},{"v":0,"d":"0.000"},{"v":0,"d":"0.000"},{"v":0,"d":"0.000"},{"v":0,"d":"0.000"},{"v":0,"d":"0.000"},{"v":0,"d":"0.000"},{"v":0,"d":"0.000"},{"v":0,"d":"0.000"},{"v":0,"d":"0.000"},{"v":0,"d":"0.000"},{"v":0,"d":"0.000"},{"v":0,"d":"0.000"},{"v":0,"d":"0.000"},{"v":0,"d":"0.000"},{"v":0,"d":"0.000"},{"v":0,"d":"0.000"},{"v":0,"d":"0.000"},{"v":0,"d":"0.000"},{"v":0,"d":"0.000"},{"v":0,"d":"0.000"},{"v":0,"d":"0.000"},{"v":0,"d":"0.000"},{"v":0,"d":"0.000"},{"v":0,"d":"0.000"},{"v":0,"d":"0.000"},{"v":0,"d":"0.000"},{"v":0,"d":"0.000"},{"v":0,"d":"0.000"},{"v":0,"d":"0.000"},{"v":0,"d":"0.000"},{"v":0,"d":"0.000"},{"v":0,"d":"0.000"},{"v":0,"d":"0.000"},{"v":0,"d":"0.000"},{"v":0,"d":"0.000"},{"v":0,"d":"0.000"},{"v":0,"d":"0.000"},{"v":0,"d":"0.000"},{"v":0,"d":"0.000"},{"v":0,"d":"0.000"},{"v":0,"d":"0.000"},{"v":0,"d":"0.000"},{"v":0,"d":"0.000"},{"v":0,"d":"0.000"},{"v":0,"d":"0.000"},{"v":0,"d":"0.000"},{"v":0,"d":"0.000"},{"v":0,"d":"0.000"},{"v":0,"d":"0.000"},{"v":0,"d":"0.000"},{"v":0,"d":"0.000"},{"v":0,"d":"0.000"},{"v":0,"d":"0.000"},{"v":0,"d":"0.000"},{"v":0,"d":"0.000"},{"v":0,"d":"0.000"},{"v":0,"d":"0.000"},{"v":0,"d":"0.000"},{"$f":"$H1020/(4*24)","v":{"v":0,"d":"0.000"}},{"v":0,"d":"0.000"},{"v":0,"d":"0.000"},{"v":0,"d":"0.000"},{"v":0,"d":"0.000"},{"v":0,"d":"0.000"},{"v":0,"d":"0.000"},{"v":0,"d":"0.000"},{"v":0,"d":"0.000"},{"v":0,"d":"0.000"},{"v":0,"d":"0.000"},{"v":0,"d":"0.000"},{"v":0,"d":"0.000"},{"v":0,"d":"0.000"},{"v":0,"d":"0.000"},{"v":0,"d":"0.000"},{"v":0,"d":"0.000"},{"v":0,"d":"0.000"},{"v":0,"d":"0.000"},{"v":0,"d":"0.000"},{"v":0,"d":"0.000"},{"v":0,"d":"0.000"},{"v":0,"d":"0.000"},{"v":0,"d":"0.000"},{"v":0,"d":"0.000"},{"v":0,"d":"0.000"},{"v":0,"d":"0.000"},{"v":0,"d":"0.000"},{"v":0,"d":"0.000"},{"v":0,"d":"0.000"},{"v":0,"d":"0.000"}]
[{"$f":"CONCATENATE(H911,C1022)","v":"CSO 007"},null,null,"Excess stormwater runoff volume, cumulative (MG). Subtract Line 13a from Line 13c.",{"$nulls":4},{"$f":"IF(SUM($I1021:I1021)-$H1019<=0,0,SUM($I1021:I1021)-$H1019)","v":{"$error":"#VALUE!"}},{"$f":"IF(SUM($I1021:J1021)-$H1019<=0,0,SUM($I1021:J1021)-$H1019)","v":{"$error":"#VALUE!"}},{"$f":"IF(SUM($I1021:K1021)-$H1019<=0,0,SUM($I1021:K1021)-$H1019)","v":{"$error":"#VALUE!"}},{"$f":"IF(SUM($I1021:L1021)-$H1019<=0,0,SUM($I1021:L1021)-$H1019)","v":{"$error":"#VALUE!"}},{"$f":"IF(SUM($I1021:M1021)-$H1019<=0,0,SUM($I1021:M1021)-$H1019)","v":{"$error":"#VALUE!"}},{"$f":"IF(SUM($I1021:N1021)-$H1019<=0,0,SUM($I1021:N1021)-$H1019)","v":{"$error":"#VALUE!"}},{"$f":"IF(SUM($I1021:O1021)-$H1019<=0,0,SUM($I1021:O1021)-$H1019)","v":{"$error":"#VALUE!"}},{"$f":"IF(SUM($I1021:P1021)-$H1019<=0,0,SUM($I1021:P1021)-$H1019)","v":{"$error":"#VALUE!"}},{"$f":"IF(SUM($I1021:Q1021)-$H1019<=0,0,SUM($I1021:Q1021)-$H1019)","v":{"$error":"#VALUE!"}},{"$f":"IF(SUM($I1021:R1021)-$H1019<=0,0,SUM($I1021:R1021)-$H1019)","v":{"$error":"#VALUE!"}},{"$f":"IF(SUM($I1021:S1021)-$H1019<=0,0,SUM($I1021:S1021)-$H1019)","v":{"$error":"#VALUE!"}},{"$f":"IF(SUM($I1021:T1021)-$H1019<=0,0,SUM($I1021:T1021)-$H1019)","v":{"$error":"#VALUE!"}},{"$f":"IF(SUM($I1021:U1021)-$H1019<=0,0,SUM($I1021:U1021)-$H1019)","v":{"$error":"#VALUE!"}},{"$f":"IF(SUM($I1021:V1021)-$H1019<=0,0,SUM($I1021:V1021)-$H1019)","v":{"$error":"#VALUE!"}},{"$f":"IF(SUM($I1021:W1021)-$H1019<=0,0,SUM($I1021:W1021)-$H1019)","v":{"$error":"#VALUE!"}},{"$f":"IF(SUM($I1021:X1021)-$H1019<=0,0,SUM($I1021:X1021)-$H1019)","v":{"$error":"#VALUE!"}},{"$f":"IF(SUM($I1021:Y1021)-$H1019<=0,0,SUM($I1021:Y1021)-$H1019)","v":{"$error":"#VALUE!"}},{"$f":"IF(SUM($I1021:Z1021)-$H1019<=0,0,SUM($I1021:Z1021)-$H1019)","v":{"$error":"#VALUE!"}},{"$f":"IF(SUM($I1021:AA1021)-$H1019<=0,0,SUM($I1021:AA1021)-$H1019)","v":{"$error":"#VALUE!"}},{"$f":"IF(SUM($I1021:AB1021)-$H1019<=0,0,SUM($I1021:AB1021)-$H1019)","v":{"$error":"#VALUE!"}},{"$f":"IF(SUM($I1021:AC1021)-$H1019<=0,0,SUM($I1021:AC1021)-$H1019)","v":{"$error":"#VALUE!"}},{"$f":"IF(SUM($I1021:AD1021)-$H1019<=0,0,SUM($I1021:AD1021)-$H1019)","v":{"$error":"#VALUE!"}},{"$f":"IF(SUM($I1021:AE1021)-$H1019<=0,0,SUM($I1021:AE1021)-$H1019)","v":{"$error":"#VALUE!"}},{"$f":"IF(SUM($I1021:AF1021)-$H1019<=0,0,SUM($I1021:AF1021)-$H1019)","v":{"$error":"#VALUE!"}},{"$f":"IF(SUM($I1021:AG1021)-$H1019<=0,0,SUM($I1021:AG1021)-$H1019)","v":{"$error":"#VALUE!"}},{"$f":"IF(SUM($I1021:AH1021)-$H1019<=0,0,SUM($I1021:AH1021)-$H1019)","v":{"$error":"#VALUE!"}},{"$f":"IF(SUM($I1021:AI1021)-$H1019<=0,0,SUM($I1021:AI1021)-$H1019)","v":{"$error":"#VALUE!"}},{"$f":"IF(SUM($I1021:AJ1021)-$H1019<=0,0,SUM($I1021:AJ1021)-$H1019)","v":{"$error":"#VALUE!"}},{"$f":"IF(SUM($I1021:AK1021)-$H1019<=0,0,SUM($I1021:AK1021)-$H1019)","v":{"$error":"#VALUE!"}},{"$f":"IF(SUM($I1021:AL1021)-$H1019<=0,0,SUM($I1021:AL1021)-$H1019)","v":{"$error":"#VALUE!"}},{"$f":"IF(SUM($I1021:AM1021)-$H1019<=0,0,SUM($I1021:AM1021)-$H1019)","v":{"$error":"#VALUE!"}},{"$f":"IF(SUM($I1021:AN1021)-$H1019<=0,0,SUM($I1021:AN1021)-$H1019)","v":{"$error":"#VALUE!"}},{"$f":"IF(SUM($I1021:AO1021)-$H1019<=0,0,SUM($I1021:AO1021)-$H1019)","v":{"$error":"#VALUE!"}},{"$f":"IF(SUM($I1021:AP1021)-$H1019<=0,0,SUM($I1021:AP1021)-$H1019)","v":{"$error":"#VALUE!"}},{"$f":"IF(SUM($I1021:AQ1021)-$H1019<=0,0,SUM($I1021:AQ1021)-$H1019)","v":{"$error":"#VALUE!"}},{"$f":"IF(SUM($I1021:AR1021)-$H1019<=0,0,SUM($I1021:AR1021)-$H1019)","v":{"$error":"#VALUE!"}},{"$f":"IF(SUM($I1021:AS1021)-$H1019<=0,0,SUM($I1021:AS1021)-$H1019)","v":{"$error":"#VALUE!"}},{"$f":"IF(SUM($I1021:AT1021)-$H1019<=0,0,SUM($I1021:AT1021)-$H1019)","v":{"$error":"#VALUE!"}},{"$f":"IF(SUM($I1021:AU1021)-$H1019<=0,0,SUM($I1021:AU1021)-$H1019)","v":{"$error":"#VALUE!"}},{"$f":"IF(SUM($I1021:AV1021)-$H1019<=0,0,SUM($I1021:AV1021)-$H1019)","v":{"$error":"#VALUE!"}},{"$f":"IF(SUM($I1021:AW1021)-$H1019<=0,0,SUM($I1021:AW1021)-$H1019)","v":{"$error":"#VALUE!"}},{"$f":"IF(SUM($I1021:AX1021)-$H1019<=0,0,SUM($I1021:AX1021)-$H1019)","v":{"$error":"#VALUE!"}},{"$f":"IF(SUM($I1021:AY1021)-$H1019<=0,0,SUM($I1021:AY1021)-$H1019)","v":{"$error":"#VALUE!"}},{"$f":"IF(SUM($I1021:AZ1021)-$H1019<=0,0,SUM($I1021:AZ1021)-$H1019)","v":{"$error":"#VALUE!"}},{"$f":"IF(SUM($I1021:BA1021)-$H1019<=0,0,SUM($I1021:BA1021)-$H1019)","v":{"$error":"#VALUE!"}},{"$f":"IF(SUM($I1021:BB1021)-$H1019<=0,0,SUM($I1021:BB1021)-$H1019)","v":{"$error":"#VALUE!"}},{"$f":"IF(SUM($I1021:BC1021)-$H1019<=0,0,SUM($I1021:BC1021)-$H1019)","v":{"$error":"#VALUE!"}},{"$f":"IF(SUM($I1021:BD1021)-$H1019<=0,0,SUM($I1021:BD1021)-$H1019)","v":{"$error":"#VALUE!"}},{"$f":"IF(SUM($I1021:BE1021)-$H1019<=0,0,SUM($I1021:BE1021)-$H1019)","v":{"$error":"#VALUE!"}},{"$f":"IF(SUM($I1021:BF1021)-$H1019<=0,0,SUM($I1021:BF1021)-$H1019)","v":{"$error":"#VALUE!"}},{"$f":"IF(SUM($I1021:BG1021)-$H1019<=0,0,SUM($I1021:BG1021)-$H1019)","v":{"$error":"#VALUE!"}},{"$f":"IF(SUM($I1021:BH1021)-$H1019<=0,0,SUM($I1021:BH1021)-$H1019)","v":{"$error":"#VALUE!"}},{"$f":"IF(SUM($I1021:BI1021)-$H1019<=0,0,SUM($I1021:BI1021)-$H1019)","v":{"$error":"#VALUE!"}},{"$f":"IF(SUM($I1021:BJ1021)-$H1019<=0,0,SUM($I1021:BJ1021)-$H1019)","v":{"$error":"#VALUE!"}},{"$f":"IF(SUM($I1021:BK1021)-$H1019<=0,0,SUM($I1021:BK1021)-$H1019)","v":{"$error":"#VALUE!"}},{"$f":"IF(SUM($I1021:BL1021)-$H1019<=0,0,SUM($I1021:BL1021)-$H1019)","v":{"$error":"#VALUE!"}},{"$f":"IF(SUM($I1021:BM1021)-$H1019<=0,0,SUM($I1021:BM1021)-$H1019)","v":{"$error":"#VALUE!"}},{"$f":"IF(SUM($I1021:BN1021)-$H1019<=0,0,SUM($I1021:BN1021)-$H1019)","v":{"$error":"#VALUE!"}},{"$f":"IF(SUM($I1021:BO1021)-$H1019<=0,0,SUM($I1021:BO1021)-$H1019)","v":{"$error":"#VALUE!"}},{"$f":"IF(SUM($I1021:BP1021)-$H1019<=0,0,SUM($I1021:BP1021)-$H1019)","v":{"$error":"#VALUE!"}},{"$f":"IF(SUM($I1021:BQ1021)-$H1019<=0,0,SUM($I1021:BQ1021)-$H1019)","v":{"$error":"#VALUE!"}},{"$f":"IF(SUM($I1021:BR1021)-$H1019<=0,0,SUM($I1021:BR1021)-$H1019)","v":{"$error":"#VALUE!"}},{"$f":"IF(SUM($I1021:BS1021)-$H1019<=0,0,SUM($I1021:BS1021)-$H1019)","v":{"$error":"#VALUE!"}},{"$f":"IF(SUM($I1021:BT1021)-$H1019<=0,0,SUM($I1021:BT1021)-$H1019)","v":{"$error":"#VALUE!"}},{"$f":"IF(SUM($I1021:BU1021)-$H1019<=0,0,SUM($I1021:BU1021)-$H1019)","v":{"$error":"#VALUE!"}},{"$f":"IF(SUM($I1021:BV1021)-$H1019<=0,0,SUM($I1021:BV1021)-$H1019)","v":{"$error":"#VALUE!"}},{"$f":"IF(SUM($I1021:BW1021)-$H1019<=0,0,SUM($I1021:BW1021)-$H1019)","v":{"$error":"#VALUE!"}},{"$f":"IF(SUM($I1021:BX1021)-$H1019<=0,0,SUM($I1021:BX1021)-$H1019)","v":{"$error":"#VALUE!"}},{"$f":"IF(SUM($I1021:BY1021)-$H1019<=0,0,SUM($I1021:BY1021)-$H1019)","v":{"$error":"#VALUE!"}},{"$f":"IF(SUM($I1021:BZ1021)-$H1019<=0,0,SUM($I1021:BZ1021)-$H1019)","v":{"$error":"#VALUE!"}},{"$f":"IF(SUM($I1021:CA1021)-$H1019<=0,0,SUM($I1021:CA1021)-$H1019)","v":{"$error":"#VALUE!"}},{"$f":"IF(SUM($I1021:CB1021)-$H1019<=0,0,SUM($I1021:CB1021)-$H1019)","v":{"$error":"#VALUE!"}},{"$f":"IF(SUM($I1021:CC1021)-$H1019<=0,0,SUM($I1021:CC1021)-$H1019)","v":{"$error":"#VALUE!"}},{"$f":"IF(SUM($I1021:CD1021)-$H1019<=0,0,SUM($I1021:CD1021)-$H1019)","v":{"$error":"#VALUE!"}},{"$f":"IF(SUM($I1021:CE1021)-$H1019<=0,0,SUM($I1021:CE1021)-$H1019)","v":{"$error":"#VALUE!"}},{"$f":"IF(SUM($I1021:CF1021)-$H1019<=0,0,SUM($I1021:CF1021)-$H1019)","v":{"$error":"#VALUE!"}},{"$f":"IF(SUM($I1021:CG1021)-$H1019<=0,0,SUM($I1021:CG1021)-$H1019)","v":{"$error":"#VALUE!"}},{"$f":"IF(SUM($I1021:CH1021)-$H1019<=0,0,SUM($I1021:CH1021)-$H1019)","v":{"$error":"#VALUE!"}},{"$f":"IF(SUM($I1021:CI1021)-$H1019<=0,0,SUM($I1021:CI1021)-$H1019)","v":{"$error":"#VALUE!"}},{"$f":"IF(SUM($I1021:CJ1021)-$H1019<=0,0,SUM($I1021:CJ1021)-$H1019)","v":{"$error":"#VALUE!"}},{"$f":"IF(SUM($I1021:CK1021)-$H1019<=0,0,SUM($I1021:CK1021)-$H1019)","v":{"$error":"#VALUE!"}},{"$f":"IF(SUM($I1021:CL1021)-$H1019<=0,0,SUM($I1021:CL1021)-$H1019)","v":{"$error":"#VALUE!"}},{"$f":"IF(SUM($I1021:CM1021)-$H1019<=0,0,SUM($I1021:CM1021)-$H1019)","v":{"$error":"#VALUE!"}},{"$f":"IF(SUM($I1021:CN1021)-$H1019<=0,0,SUM($I1021:CN1021)-$H1019)","v":{"$error":"#VALUE!"}},{"$f":"IF(SUM($I1021:CO1021)-$H1019<=0,0,SUM($I1021:CO1021)-$H1019)","v":{"$error":"#VALUE!"}},{"$f":"IF(SUM($I1021:CP1021)-$H1019<=0,0,SUM($I1021:CP1021)-$H1019)","v":{"$error":"#VALUE!"}},{"$f":"IF(SUM($I1021:CQ1021)-$H1019<=0,0,SUM($I1021:CQ1021)-$H1019)","v":{"$error":"#VALUE!"}},{"$f":"IF(SUM($I1021:CR1021)-$H1019<=0,0,SUM($I1021:CR1021)-$H1019)","v":{"$error":"#VALUE!"}},{"$f":"IF(SUM($I1021:CS1021)-$H1019<=0,0,SUM($I1021:CS1021)-$H1019)","v":{"$error":"#VALUE!"}},{"$f":"IF(SUM($I1021:CT1021)-$H1019<=0,0,SUM($I1021:CT1021)-$H1019)","v":{"$error":"#VALUE!"}},{"$f":"IF(SUM($I1021:CU1021)-$H1019<=0,0,SUM($I1021:CU1021)-$H1019)","v":{"$error":"#VALUE!"}},{"$f":"IF(SUM($I1021:CV1021)-$H1019<=0,0,SUM($I1021:CV1021)-$H1019)","v":{"$error":"#VALUE!"}},{"$f":"IF(SUM($I1021:CW1021)-$H1019<=0,0,SUM($I1021:CW1021)-$H1019)","v":{"$error":"#VALUE!"}},{"$f":"IF(SUM($I1021:CX1021)-$H1019<=0,0,SUM($I1021:CX1021)-$H1019)","v":{"$error":"#VALUE!"}},{"$f":"IF(SUM($I1021:CY1021)-$H1019<=0,0,SUM($I1021:CY1021)-$H1019)","v":{"$error":"#VALUE!"}},{"$f":"IF(SUM($I1021:CZ1021)-$H1019<=0,0,SUM($I1021:CZ1021)-$H1019)","v":{"$error":"#VALUE!"}},"NA"]
[{"$f":"CONCATENATE(H911,C1025)","v":"CSO 00714b."},null,"14b.","Total CSO volume (MG). Divide Line 14a by 24, then subtract from Line 13d at hourly increments.",null,null,"14b.",null,{"$f":"IF(I1023-($H1024/(4*24))<0,0,I1023-($H1024/(4*24)))","v":{"$error":"#VALUE!"}},{"$f":"IF(J1023-($H1024/(4*24))<0,0,J1023-($H1024/(4*24)))","v":{"$error":"#VALUE!"}},{"$error":"#VALUE!"},{"$error":"#VALUE!"},{"$error":"#VALUE!"},{"$error":"#VALUE!"},{"$error":"#VALUE!"},{"$error":"#VALUE!"},{"$error":"#VALUE!"},{"$error":"#VALUE!"},{"$error":"#VALUE!"},{"$error":"#VALUE!"},{"$error":"#VALUE!"},{"$error":"#VALUE!"},{"$error":"#VALUE!"},{"$error":"#VALUE!"},{"$error":"#VALUE!"},{"$error":"#VALUE!"},{"$error":"#VALUE!"},{"$error":"#VALUE!"},{"$error":"#VALUE!"},{"$error":"#VALUE!"},{"$error":"#VALUE!"},{"$error":"#VALUE!"},{"$error":"#VALUE!"},{"$error":"#VALUE!"},{"$error":"#VALUE!"},{"$error":"#VALUE!"},{"$error":"#VALUE!"},{"$error":"#VALUE!"},{"$error":"#VALUE!"},{"$error":"#VALUE!"},{"$error":"#VALUE!"},{"$error":"#VALUE!"},{"$error":"#VALUE!"},{"$error":"#VALUE!"},{"$error":"#VALUE!"},{"$error":"#VALUE!"},{"$error":"#VALUE!"},{"$error":"#VALUE!"},{"$error":"#VALUE!"},{"$error":"#VALUE!"},{"$error":"#VALUE!"},{"$error":"#VALUE!"},{"$error":"#VALUE!"},{"$error":"#VALUE!"},{"$error":"#VALUE!"},{"$error":"#VALUE!"},{"$error":"#VALUE!"},{"$error":"#VALUE!"},{"$error":"#VALUE!"},{"$error":"#VALUE!"},{"$error":"#VALUE!"},{"$error":"#VALUE!"},{"$error":"#VALUE!"},{"$error":"#VALUE!"},{"$error":"#VALUE!"},{"$error":"#VALUE!"},{"$error":"#VALUE!"},{"$error":"#VALUE!"},{"$error":"#VALUE!"},{"$error":"#VALUE!"},{"$error":"#VALUE!"},{"$error":"#VALUE!"},{"$error":"#VALUE!"},{"$f":"IF(BV1023-($H1024/(4*24))<0,0,BV1023-($H1024/(4*24)))","v":{"$error":"#VALUE!"}},{"$error":"#VALUE!"},{"$error":"#VALUE!"},{"$error":"#VALUE!"},{"$error":"#VALUE!"},{"$error":"#VALUE!"},{"$error":"#VALUE!"},{"$error":"#VALUE!"},{"$error":"#VALUE!"},{"$error":"#VALUE!"},{"$error":"#VALUE!"},{"$error":"#VALUE!"},{"$error":"#VALUE!"},{"$error":"#VALUE!"},{"$error":"#VALUE!"},{"$error":"#VALUE!"},{"$error":"#VALUE!"},{"$error":"#VALUE!"},{"$error":"#VALUE!"},{"$error":"#VALUE!"},{"$error":"#VALUE!"},{"$error":"#VALUE!"},{"$error":"#VALUE!"},{"$error":"#VALUE!"},{"$error":"#VALUE!"},{"$error":"#VALUE!"},{"$error":"#VALUE!"},{"$error":"#VALUE!"},{"$error":"#VALUE!"},{"$error":"#VALUE!"},{"$error":"#VALUE!"},{"$f":"SUM(I1025:CZ1025)","v":{"$error":"#VALUE!"}}]
[{"$f":"CONCATENATE(H911,C1026)","v":"CSO 00714c."},null,"14c.","CSO treatment capacity (MGD). Line 7c.",null,null,"14c.",{"$f":"HLOOKUP(H911,'4 - CSO VOLUME'!$E$9:$AS$33,22,FALSE)","v":""}]
[]
[]
[{"$nulls":6},"ISA:",{"$f":"HLOOKUP(H1032,'2 - CSO INPUT'!$E$9:$AS$19,7,FALSE)","v":{"v":0,"d":"0%"}}]
[{"$nulls":6},"TOC (hr);",{"$f":"HLOOKUP(H1032,'3 - Tc & RAINFALL'!$E$9:$AS$17,6,FALSE)","v":""}]
[{"$nulls":4},1.25,{"$f":"$DF$4","v":{"v":0,"d":"0.000"}},{"$f":"IF(SUM(F1038:F1039)-H1036<=0,0,SUM(F1038:F1039)-H1036)","v":{"v":0,"d":"0.00"}},{"$f":"G1039-G1038","v":{"v":0,"d":"0.000"}},null,{"$f":"IF(H1035<=J1037-E1039,0,H1039*H1033*H1034*J1033/(H1035*4))","v":{"$error":"#VALUE!"}},{"$f":"IF(H1035<=K1037-E1039,0,H1039*H1033*H1034*J1033/(H1035*4))","v":{"$error":"#VALUE!"}},{"$f":"IF(H1035<=L1037-E1039,0,H1039*H1033*H1034*J1033/(H1035*4))","v":{"$error":"#VALUE!"}},{"$f":"IF(H1035<=M1037-E1039,0,H1039*H1033*H1034*J1033/(H1035*4))","v":{"$error":"#VALUE!"}},{"$f":"IF(H1035<=N1037-E1039,0,H1039*H1033*H1034*J1033/(H1035*4))","v":{"$error":"#VALUE!"}},{"$f":"IF(H1035<=O1037-E1039,0,H1039*H1033*H1034*J1033/(H1035*4))","v":{"$error":"#VALUE!"}},{"$f":"IF(H1035<=P1037-E1039,0,H1039*H1033*H1034*J1033/(H1035*4))","v":{"$error":"#VALUE!"}},{"$f":"IF(H1035<=Q1037-E1039,0,H1039*H1033*H1034*J1033/(H1035*4))","v":{"$error":"#VALUE!"}},{"$f":"IF(H1035<=R1037-E1039,0,H1039*H1033*H1034*J1033/(H1035*4))","v":{"$error":"#VALUE!"}},{"$f":"IF(H1035<=S1037-E1039,0,H1039*H1033*H1034*J1033/(H1035*4))","v":{"$error":"#VALUE!"}},{"$f":"IF(H1035<=T1037-E1039,0,H1039*H1033*H1034*J1033/(H1035*4))","v":{"$error":"#VALUE!"}},{"$f":"IF(H1035<=U1037-E1039,0,H1039*H1033*H1034*J1033/(H1035*4))","v":{"$error":"#VALUE!"}},{"$f":"IF(H1035<=V1037-E1039,0,H1039*H1033*H1034*J1033/(H1035*4))","v":{"$error":"#VALUE!"}}]
[{"$nulls":4},{"v":1.5,"d":"1.50"},{"$f":"$DF$5","v":{"v":0,"d":"0.000"}},{"$f":"IF(SUM(F1038:F1040)-H1036<=0,0,SUM(F1038:F1040)-H1036)","v":{"v":0,"d":"0.00"}},{"v":0,"d":"0.000"},null,null,{"$f":"IF(H1035<=K1037-E1040,0,H1040*H1033*H1034*J1033/(H1035*4))","v":{"$error":"#VALUE!"}},{"$f":"IF(H1035<=L1037-E1040,0,H1040*H1033*H1034*J1033/(H1035*4))","v":{"$error":"#VALUE!"}},{"$f":"IF(H1035<=M1037-E1040,0,H1040*H1033*H1034*J1033/(H1035*4))","v":{"$error":"#VALUE!"}},{"$f":"IF(H1035<=N1037-E1040,0,H1040*H1033*H1034*J1033/(H1035*4))","v":{"$error":"#VALUE!"}},{"$f":"IF(H1035<=O1037-E1040,0,H1040*H1033*H1034*J1033/(H1035*4))","v":{"$error":"#VALUE!"}},{"$f":"IF(H1035<=P1037-E1040,0,H1040*H1033*H1034*J1033/(H1035*4))","v":{"$error":"#VALUE!"}},{"$f":"IF(H1035<=Q1037-E1040,0,H1040*H1033*H1034*J1033/(H1035*4))","v":{"$error":"#VALUE!"}},{"$f":"IF(H1035<=R1037-E1040,0,H1040*H1033*H1034*J1033/(H1035*4))","v":{"$error":"#VALUE!"}},{"$f":"IF(H1035<=S1037-E1040,0,H1040*H1033*H1034*J1033/(H1035*4))","v":{"$error":"#VALUE!"}},{"$f":"IF(H1035<=T1037-E1040,0,H1040*H1033*H1034*J1033/(H1035*4))","v":{"$error":"#VALUE!"}},{"$f":"IF(H1035<=U1037-E1040,0,H1040*H1033*H1034*J1033/(H1035*4))","v":{"$error":"#VALUE!"}},{"$f":"IF(H1035<=V1037-E1040,0,H1040*H1033*H1034*J1033/(H1035*4))","v":{"$error":"#VALUE!"}},{"$f":"IF(H1035<=W1037-E1040,0,H1040*H1033*H1034*J1033/(H1035*4))","v":{"$error":"#VALUE!"}}]
[{"$nulls":4},2.25,{"$f":"$DF$8","v":{"v":0,"d":"0.000"}},{"$f":"IF(SUM(F1038:F1043)-H1036<=0,0,SUM(F1038:F1043)-H1036)","v":{"v":0,"d":"0.00"}},{"v":0,"d":"0.000"},{"$nulls":5},{"$f":"IF(H1035<=N1037-E1043,0,H1043*H1033*H1034*J1033/(H1035*4))","v":{"$error":"#VALUE!"}},{"$f":"IF(H1035<=O1037-E1043,0,H1043*H1033*H1034*J1033/(H1035*4))","v":{"$error":"#VALUE!"}},{"$f":"IF(H1035<=P1037-E1043,0,H1043*H1033*H1034*J1033/(H1035*4))","v":{"$error":"#VALUE!"}},{"$f":"IF(H1035<=Q1037-E1043,0,H1043*H1033*H1034*J1033/(H1035*4))","v":{"$error":"#VALUE!"}},{"$f":"IF(H1035<=R1037-E1043,0,H1043*H1033*H1034*J1033/(H1035*4))","v":{"$error":"#VALUE!"}},{"$f":"IF(H1035<=S1037-E1043,0,H1043*H1033*H1034*J1033/(H1035*4))","v":{"$error":"#VALUE!"}},{"$f":"IF(H1035<=T1037-E1043,0,H1043*H1033*H1034*J1033/(H1035*4))","v":{"$error":"#VALUE!"}},{"$f":"IF(H1035<=U1037-E1043,0,H1043*H1033*H1034*J1033/(H1035*4))","v":{"$error":"#VALUE!"}},{"$f":"IF(H1035<=V1037-E1043,0,H1043*H1033*H1034*J1033/(H1035*4))","v":{"$error":"#VALUE!"}},{"$f":"IF(H1035<=W1037-E1043,0,H1043*H1033*H1034*J1033/(H1035*4))","v":{"$error":"#VALUE!"}},{"$f":"IF(H1035<=X1037-E1043,0,H1043*H1033*H1034*J1033/(H1035*4))","v":{"$error":"#VALUE!"}},{"$f":"IF(H1035<=Y1037-E1043,0,H1043*H1033*H1034*J1033/(H1035*4))","v":{"$error":"#VALUE!"}},{"$f":"IF(H1035<=Z1037-E1043,0,H1043*H1033*H1034*J1033/(H1035*4))","v":{"$error":"#VALUE!"}}]
[{"$nulls":4},2.75,{"$f":"$DF$10","v":{"v":0,"d":"0.000"}},{"$f":"IF(SUM(F1038:F1045)-H1036<=0,0,SUM(F1038:F1045)-H1036)","v":{"v":0,"d":"0.00"}},{"v":0,"d":"0.000"},{"$nulls":7},{"$f":"IF(H1035<=P1037-E1045,0,H1045*H1033*H1034*J1033/(H1035*4))","v":{"$error":"#VALUE!"}},{"$f":"IF(H1035<=Q1037-E1045,0,H1045*H1033*H1034*J1033/(H1035*4))","v":{"$error":"#VALUE!"}},{"$f":"IF(H1035<=R1037-E1045,0,H1045*H1033*H1034*J1033/(H1035*4))","v":{"$error":"#VALUE!"}},{"$f":"IF(H1035<=S1037-E1045,0,H1045*H1033*H1034*J1033/(H1035*4))","v":{"$error":"#VALUE!"}},{"$f":"IF(H1035<=T1037-E1045,0,H1045*H1033*H1034*J1033/(H1035*4))","v":{"$error":"#VALUE!"}},{"$f":"IF(H1035<=U1037-E1045,0,H1045*H1033*H1034*J1033/(H1035*4))","v":{"$error":"#VALUE!"}},{"$f":"IF(H1035<=V1037-E1045,0,H1045*H1033*H1034*J1033/(H1035*4))","v":{"$error":"#VALUE!"}},{"$f":"IF(H1035<=W1037-E1045,0,H1045*H1033*H1034*J1033/(H1035*4))","v":{"$error":"#VALUE!"}},{"$f":"IF(H1035<=X1037-E1045,0,H1045*H1033*H1034*J1033/(H1035*4))","v":{"$error":"#VALUE!"}},{"$f":"IF(H1035<=Y1037-E1045,0,H1045*H1033*H1034*J1033/(H1035*4))","v":{"$error":"#VALUE!"}},{"$f":"IF(H1035<=Z1037-E1045,0,H1045*H1033*H1034*J1033/(H1035*4))","v":{"$error":"#VALUE!"}},{"$f":"IF(H1035<=AA1037-E1045,0,H1045*H1033*H1034*J1033/(H1035*4))","v":{"$error":"#VALUE!"}},{"$f":"IF(H1035<=AB1037-E1045,0,H1045*H1033*H1034*J1033/(H1035*4))","v":{"$error":"#VALUE!"}}]
[{"$nulls":4},{"v":3.5,"d":"3.50"},{"$f":"$DF$13","v":{"v":0,"d":"0.000"}},{"$f":"IF(SUM(F1038:F1048)-H1036<=0,0,SUM(F1038:F1048)-H1036)","v":{"v":0,"d":"0.00"}},{"v":0,"d":"0.000"},{"$nulls":10},{"$f":"IF(H1035<=S1037-E1048,0,H1048*H1033*H1034*J1033/(H1035*4))","v":{"$error":"#VALUE!"}},{"$f":"IF(H1035<=T1037-E1048,0,H1048*H1033*H1034*J1033/(H1035*4))","v":{"$error":"#VALUE!"}},{"$f":"IF(H1035<=U1037-E1048,0,H1048*H1033*H1034*J1033/(H1035*4))","v":{"$error":"#VALUE!"}},{"$f":"IF(H1035<=V1037-E1048,0,H1048*H1033*H1034*J1033/(H1035*4))","v":{"$error":"#VALUE!"}},{"$f":"IF(H1035<=W1037-E1048,0,H1048*H1033*H1034*J1033/(H1035*4))","v":{"$error":"#VALUE!"}},{"$f":"IF(H1035<=X1037-E1048,0,H1048*H1033*H1034*J1033/(H1035*4))","v":{"$error":"#VALUE!"}},{"$f":"IF(H1035<=Y1037-E1048,0,H1048*H1033*H1034*J1033/(H1035*4))","v":{"$error":"#VALUE!"}},{"$f":"IF(H1035<=Z1037-E1048,0,H1048*H1033*H1034*J1033/(H1035*4))","v":{"$error":"#VALUE!"}},{"$f":"IF(H1035<=AA1037-E1048,0,H1048*H1033*H1034*J1033/(H1035*4))","v":{"$error":"#VALUE!"}},{"$f":"IF(H1035<=AB1037-E1048,0,H1048*H1033*H1034*J1033/(H1035*4))","v":{"$error":"#VALUE!"}},{"$f":"IF(H1035<=AC1037-E1048,0,H1048*H1033*H1034*J1033/(H1035*4))","v":{"$error":"#VALUE!"}},{"$f":"IF(H1035<=AD1037-E1048,0,H1048*H1033*H1034*J1033/(H1035*4))","v":{"$error":"#VALUE!"}},{"$f":"IF(H1035<=AE1037-E1048,0,H1048*H1033*H1034*J1033/(H1035*4))","v":{"$error":"#VALUE!"}}]
[{"$nulls":4},3.75,{"$f":"$DF$14","v":{"v":0,"d":"0.000"}},{"$f":"IF(SUM(F1038:F1049)-H1036<=0,0,SUM(F1038:F1049)-H1036)","v":{"v":0,"d":"0.00"}},{"v":0,"d":"0.000"},{"$nulls":11},{"$f":"IF(H1035<=T1037-E1049,0,H1049*H1033*H1034*J1033/(H1035*4))","v":{"$error":"#VALUE!"}},{"$f":"IF(H1035<=U1037-E1049,0,H1049*H1033*H1034*J1033/(H1035*4))","v":{"$error":"#VALUE!"}},{"$f":"IF(H1035<=V1037-E1049,0,H1049*H1033*H1034*J1033/(H1035*4))","v":{"$error":"#VALUE!"}},{"$f":"IF(H1035<=W1037-E1049,0,H1049*H1033*H1034*J1033/(H1035*4))","v":{"$error":"#VALUE!"}},{"$f":"IF(H1035<=X1037-E1049,0,H1049*H1033*H1034*J1033/(H1035*4))","v":{"$error":"#VALUE!"}},{"$f":"IF(H1035<=Y1037-E1049,0,H1049*H1033*H1034*J1033/(H1035*4))","v":{"$error":"#VALUE!"}},{"$f":"IF(H1035<=Z1037-E1049,0,H1049*H1033*H1034*J1033/(H1035*4))","v":{"$error":"#VALUE!"}},{"$f":"IF(H1035<=AA1037-E1049,0,H1049*H1033*H1034*J1033/(H1035*4))","v":{"$error":"#VALUE!"}},{"$f":"IF(H1035<=AB1037-E1049,0,H1049*H1033*H1034*J1033/(H1035*4))","v":{"$error":"#VALUE!"}},{"$f":"IF(H1035<=AC1037-E1049,0,H1049*H1033*H1034*J1033/(H1035*4))","v":{"$error":"#VALUE!"}},{"$f":"IF(H1035<=AD1037-E1049,0,H1049*H1033*H1034*J1033/(H1035*4))","v":{"$error":"#VALUE!"}},{"$f":"IF(H1035<=AE1037-E1049,0,H1049*H1033*H1034*J1033/(H1035*4))","v":{"$error":"#VALUE!"}},{"$f":"IF(H1035<=AF1037-E1049,0,H1049*H1033*H1034*J1033/(H1035*4))","v":{"$error":"#VALUE!"}}]
[{"$nulls":4},4.75,{"$f":"$DF$18","v":{"v":0,"d":"0.000"}},{"$f":"IF(SUM(F1038:F1053)-H1036<=0,0,SUM(F1038:F1053)-H1036)","v":{"v":0,"d":"0.00"}},{"v":0,"d":"0.000"},{"$nulls":15},{"$f":"IF(H1035<=X1037-E1053,0,H1053*H1033*H1034*J1033/(H1035*4))","v":{"$error":"#VALUE!"}},{"$f":"IF(H1035<=Y1037-E1053,0,H1053*H1033*H1034*J1033/(H1035*4))","v":{"$error":"#VALUE!"}},{"$f":"IF(H1035<=Z1037-E1053,0,H1053*H1033*H1034*J1033/(H1035*4))","v":{"$error":"#VALUE!"}},{"$f":"IF(H1035<=AA1037-E1053,0,H1053*H1033*H1034*J1033/(H1035*4))","v":{"$error":"#VALUE!"}},{"$f":"IF(H1035<=AB1037-E1053,0,H1053*H1033*H1034*J1033/(H1035*4))","v":{"$error":"#VALUE!"}},{"$f":"IF(H1035<=AC1037-E1053,0,H1053*H1033*H1034*J1033/(H1035*4))","v":{"$error":"#VALUE!"}},{"$f":"IF(H1035<=AD1037-E1053,0,H1053*H1033*H1034*J1033/(H1035*4))","v":{"$error":"#VALUE!"}},{"$f":"IF(H1035<=AE1037-E1053,0,H1053*H1033*H1034*J1033/(H1035*4))","v":{"$error":"#VALUE!"}},{"$f":"IF(H1035<=AF1037-E1053,0,H1053*H1033*H1034*J1033/(H1035*4))","v":{"$error":"#VALUE!"}},{"$f":"IF(H1035<=AG1037-E1053,0,H1053*H1033*H1034*J1033/(H1035*4))","v":{"$error":"#VALUE!"}},{"$f":"IF(H1035<=AH1037-E1053,0,H1053*H1033*H1034*J1033/(H1035*4))","v":{"$error":"#VALUE!"}},{"$f":"IF(H1035<=AI1037-E1053,0,H1053*H1033*H1034*J1033/(H1035*4))","v":{"$error":"#VALUE!"}},{"$f":"IF(H1035<=AJ1037-E1053,0,H1053*H1033*H1034*J1033/(H1035*4))","v":{"$error":"#VALUE!"}}]
[{"$nulls":4},{"v":5,"d":"5.00"},{"$f":"$DF$19","v":{"v":0,"d":"0.000"}},{"$f":"IF(SUM(F1038:F1054)-H1036<=0,0,SUM(F1038:F1054)-H1036)","v":{"v":0,"d":"0.00"}},{"v":0,"d":"0.000"},{"$nulls":16},{"$f":"IF(H1035<=Y1037-E1054,0,H1054*H1033*H1034*J1033/(H1035*4))","v":{"$error":"#VALUE!"}},{"$f":"IF(H1035<=Z1037-E1054,0,H1054*H1033*H1034*J1033/(H1035*4))","v":{"$error":"#VALUE!"}},{"$f":"IF(H1035<=AA1037-E1054,0,H1054*H1033*H1034*J1033/(H1035*4))","v":{"$error":"#VALUE!"}},{"$f":"IF(H1035<=AB1037-E1054,0,H1054*H1033*H1034*J1033/(H1035*4))","v":{"$error":"#VALUE!"}},{"$f":"IF(H1035<=AC1037-E1054,0,H1054*H1033*H1034*J1033/(H1035*4))","v":{"$error":"#VALUE!"}},{"$f":"IF(H1035<=AD1037-E1054,0,H1054*H1033*H1034*J1033/(H1035*4))","v":{"$error":"#VALUE!"}},{"$f":"IF(H1035<=AE1037-E1054,0,H1054*H1033*H1034*J1033/(H1035*4))","v":{"$error":"#VALUE!"}},{"$f":"IF(H1035<=AF1037-E1054,0,H1054*H1033*H1034*J1033/(H1035*4))","v":{"$error":"#VALUE!"}},{"$f":"IF(H1035<=AG1037-E1054,0,H1054*H1033*H1034*J1033/(H1035*4))","v":{"$error":"#VALUE!"}},{"$f":"IF(H1035<=AH1037-E1054,0,H1054*H1033*H1034*J1033/(H1035*4))","v":{"$error":"#VALUE!"}},{"$f":"IF(H1035<=AI1037-E1054,0,H1054*H1033*H1034*J1033/(H1035*4))","v":{"$error":"#VALUE!"}},{"$f":"IF(H1035<=AJ1037-E1054,0,H1054*H1033*H1034*J1033/(H1035*4))","v":{"$error":"#VALUE!"}},{"$f":"IF(H1035<=AK1037-E1054,0,H1054*H1033*H1034*J1033/(H1035*4))","v":{"$error":"#VALUE!"}}]
[{"$nulls":4},5.75,{"$f":"$DF$22","v":{"v":0,"d":"0.000"}},{"$f":"IF(SUM(F1038:F1057)-H1036<=0,0,SUM(F1038:F1057)-H1036)","v":{"v":0,"d":"0.00"}},{"v":0,"d":"0.000"},{"$nulls":19},{"$f":"IF(H1035<=AB1037-E1057,0,H1057*H1033*H1034*J1033/(H1035*4))","v":{"$error":"#VALUE!"}},{"$f":"IF(H1035<=AC1037-E1057,0,H1057*H1033*H1034*J1033/(H1035*4))","v":{"$error":"#VALUE!"}},{"$f":"IF(H1035<=AD1037-E1057,0,H1057*H1033*H1034*J1033/(H1035*4))","v":{"$error":"#VALUE!"}},{"$f":"IF(H1035<=AE1037-E1057,0,H1057*H1033*H1034*J1033/(H1035*4))","v":{"$error":"#VALUE!"}},{"$f":"IF(H1035<=AF1037-E1057,0,H1057*H1033*H1034*J1033/(H1035*4))","v":{"$error":"#VALUE!"}},{"$f":"IF(H1035<=AG1037-E1057,0,H1057*H1033*H1034*J1033/(H1035*4))","v":{"$error":"#VALUE!"}},{"$f":"IF(H1035<=AH1037-E1057,0,H1057*H1033*H1034*J1033/(H1035*4))","v":{"$error":"#VALUE!"}},{"$f":"IF(H1035<=AI1037-E1057,0,H1057*H1033*H1034*J1033/(H1035*4))","v":{"$error":"#VALUE!"}},{"$f":"IF(H1035<=AJ1037-E1057,0,H1057*H1033*H1034*J1033/(H1035*4))","v":{"$error":"#VALUE!"}},{"$f":"IF(H1035<=AK1037-E1057,0,H1057*H1033*H1034*J1033/(H1035*4))","v":{"$error":"#VALUE!"}},{"$f":"IF(H1035<=AL1037-E1057,0,H1057*H1033*H1034*J1033/(H1035*4))","v":{"$error":"#VALUE!"}},{"$f":"IF(H1035<=AM1037-E1057,0,H1057*H1033*H1034*J1033/(H1035*4))","v":{"$error":"#VALUE!"}},{"$f":"IF(H1035<=AN1037-E1057,0,H1057*H1033*H1034*J1033/(H1035*4))","v":{"$error":"#VALUE!"}}]
[{"$nulls":4},6.25,{"$f":"$DF$24","v":{"v":0,"d":"0.000"}},{"$f":"IF(SUM(F1038:F1059)-H1036<=0,0,SUM(F1038:F1059)-H1036)","v":{"v":0,"d":"0.00"}},{"v":0,"d":"0.000"},{"$nulls":21},{"$f":"IF(H1035<=AD1037-E1059,0,H1059*H1033*H1034*J1033/(H1035*4))","v":{"$error":"#VALUE!"}},{"$f":"IF(H1035<=AE1037-E1059,0,H1059*H1033*H1034*J1033/(H1035*4))","v":{"$error":"#VALUE!"}},{"$f":"IF(H1035<=AF1037-E1059,0,H1059*H1033*H1034*J1033/(H1035*4))","v":{"$error":"#VALUE!"}},{"$f":"IF(H1035<=AG1037-E1059,0,H1059*H1033*H1034*J1033/(H1035*4))","v":{"$error":"#VALUE!"}},{"$f":"IF(H1035<=AH1037-E1059,0,H1059*H1033*H1034*J1033/(H1035*4))","v":{"$error":"#VALUE!"}},{"$f":"IF(H1035<=AI1037-E1059,0,H1059*H1033*H1034*J1033/(H1035*4))","v":{"$error":"#VALUE!"}},{"$f":"IF(H1035<=AJ1037-E1059,0,H1059*H1033*H1034*J1033/(H1035*4))","v":{"$error":"#VALUE!"}},{"$f":"IF(H1035<=AK1037-E1059,0,H1059*H1033*H1034*J1033/(H1035*4))","v":{"$error":"#VALUE!"}},{"$f":"IF(H1035<=AL1037-E1059,0,H1059*H1033*H1034*J1033/(H1035*4))","v":{"$error":"#VALUE!"}},{"$f":"IF(H1035<=AM1037-E1059,0,H1059*H1033*H1034*J1033/(H1035*4))","v":{"$error":"#VALUE!"}},{"$f":"IF(H1035<=AN1037-E1059,0,H1059*H1033*H1034*J1033/(H1035*4))","v":{"$error":"#VALUE!"}},{"$f":"IF(H1035<=AO1037-E1059,0,H1059*H1033*H1034*J1033/(H1035*4))","v":{"$error":"#VALUE!"}},{"$f":"IF(H1035<=AP1037-E1059,0,H1059*H1033*H1034*J1033/(H1035*4))","v":{"$error":"#VALUE!"}}]
[{"$nulls":4},{"v":7,"d":"7.00"},{"$f":"$DF$27","v":{"v":0,"d":"0.000"}},{"$f":"IF(SUM(F1038:F1062)-H1036<=0,0,SUM(F1038:F1062)-H1036)","v":{"v":0,"d":"0.00"}},{"v":0,"d":"0.000"},{"$nulls":24},{"$f":"IF(H1035<=AG1037-E1062,0,H1062*H1033*H1034*J1033/(H1035*4))","v":{"$error":"#VALUE!"}},{"$f":"IF(H1035<=AH1037-E1062,0,H1062*H1033*H1034*J1033/(H1035*4))","v":{"$error":"#VALUE!"}},{"$f":"IF(H1035<=AI1037-E1062,0,H1062*H1033*H1034*J1033/(H1035*4))","v":{"$error":"#VALUE!"}},{"$f":"IF(H1035<=AJ1037-E1062,0,H1062*H1033*H1034*J1033/(H1035*4))","v":{"$error":"#VALUE!"}},{"$f":"IF(H1035<=AK1037-E1062,0,H1062*H1033*H1034*J1033/(H1035*4))","v":{"$error":"#VALUE!"}},{"$f":"IF(H1035<=AL1037-E1062,0,H1062*H1033*H1034*J1033/(H1035*4))","v":{"$error":"#VALUE!"}},{"$f":"IF(H1035<=AM1037-E1062,0,H1062*H1033*H1034*J1033/(H1035*4))","v":{"$error":"#VALUE!"}},{"$f":"IF(H1035<=AN1037-E1062,0,H1062*H1033*H1034*J1033/(H1035*4))","v":{"$error":"#VALUE!"}},{"$f":"IF(H1035<=AO1037-E1062,0,H1062*H1033*H1034*J1033/(H1035*4))","v":{"$error":"#VALUE!"}},{"$f":"IF(H1035<=AP1037-E1062,0,H1062*H1033*H1034*J1033/(H1035*4))","v":{"$error":"#VALUE!"}},{"$f":"IF(H1035<=AQ1037-E1062,0,H1062*H1033*H1034*J1033/(H1035*4))","v":{"$error":"#VALUE!"}},{"$f":"IF(H1035<=AR1037-E1062,0,H1062*H1033*H1034*J1033/(H1035*4))","v":{"$error":"#VALUE!"}},{"$f":"IF(H1035<=AS1037-E1062,0,H1062*H1033*H1034*J1033/(H1035*4))","v":{"$error":"#VALUE!"}}]
[{"$nulls":4},7.25,{"$f":"$DF$28","v":{"v":0,"d":"0.000"}},{"$f":"IF(SUM(F1038:F1063)-H1036<=0,0,SUM(F1038:F1063)-H1036)","v":{"v":0,"d":"0.00"}},{"v":0,"d":"0.000"},{"$nulls":25},{"$f":"IF(H1035<=AH1037-E1063,0,H1063*H1033*H1034*J1033/(H1035*4))","v":{"$error":"#VALUE!"}},{"$f":"IF(H1035<=AI1037-E1063,0,H1063*H1033*H1034*J1033/(H1035*4))","v":{"$error":"#VALUE!"}},{"$f":"IF(H1035<=AJ1037-E1063,0,H1063*H1033*H1034*J1033/(H1035*4))","v":{"$error":"#VALUE!"}},{"$f":"IF(H1035<=AK1037-E1063,0,H1063*H1033*H1034*J1033/(H1035*4))","v":{"$error":"#VALUE!"}},{"$f":"IF(H1035<=AL1037-E1063,0,H1063*H1033*H1034*J1033/(H1035*4))","v":{"$error":"#VALUE!"}},{"$f":"IF(H1035<=AM1037-E1063,0,H1063*H1033*H1034*J1033/(H1035*4))","v":{"$error":"#VALUE!"}},{"$f":"IF(H1035<=AN1037-E1063,0,H1063*H1033*H1034*J1033/(H1035*4))","v":{"$error":"#VALUE!"}},{"$f":"IF(H1035<=AO1037-E1063,0,H1063*H1033*H1034*J1033/(H1035*4))","v":{"$error":"#VALUE!"}},{"$f":"IF(H1035<=AP1037-E1063,0,H1063*H1033*H1034*J1033/(H1035*4))","v":{"$error":"#VALUE!"}},{"$f":"IF(H1035<=AQ1037-E1063,0,H1063*H1033*H1034*J1033/(H1035*4))","v":{"$error":"#VALUE!"}},{"$f":"IF(H1035<=AR1037-E1063,0,H1063*H1033*H1034*J1033/(H1035*4))","v":{"$error":"#VALUE!"}},{"$f":"IF(H1035<=AS1037-E1063,0,H1063*H1033*H1034*J1033/(H1035*4))","v":{"$error":"#VALUE!"}},{"$f":"IF(H1035<=AT1037-E1063,0,H1063*H1033*H1034*J1033/(H1035*4))","v":{"$error":"#VALUE!"}}]
[{"$nulls":4},8.25,{"$f":"$DF$32","v":{"v":0,"d":"0.000"}},{"$f":"IF(SUM(F1038:F1067)-H1036<=0,0,SUM(F1038:F1067)-H1036)","v":{"v":0,"d":"0.00"}},{"v":0,"d":"0.000"},{"$nulls":29},{"$f":"IF(H1035<=AL1037-E1067,0,H1067*H1033*H1034*J1033/(H1035*4))","v":{"$error":"#VALUE!"}},{"$f":"IF(H1035<=AM1037-E1067,0,H1067*H1033*H1034*J1033/(H1035*4))","v":{"$error":"#VALUE!"}},{"$f":"IF(H1035<=AN1037-E1067,0,H1067*H1033*H1034*J1033/(H1035*4))","v":{"$error":"#VALUE!"}},{"$f":"IF(H1035<=AO1037-E1067,0,H1067*H1033*H1034*J1033/(H1035*4))","v":{"$error":"#VALUE!"}},{"$f":"IF(H1035<=AP1037-E1067,0,H1067*H1033*H1034*J1033/(H1035*4))","v":{"$error":"#VALUE!"}},{"$f":"IF(H1035<=AQ1037-E1067,0,H1067*H1033*H1034*J1033/(H1035*4))","v":{"$error":"#VALUE!"}},{"$f":"IF(H1035<=AR1037-E1067,0,H1067*H1033*H1034*J1033/(H1035*4))","v":{"$error":"#VALUE!"}},{"$f":"IF(H1035<=AS1037-E1067,0,H1067*H1033*H1034*J1033/(H1035*4))","v":{"$error":"#VALUE!"}},{"$f":"IF(H1035<=AT1037-E1067,0,H1067*H1033*H1034*J1033/(H1035*4))","v":{"$error":"#VALUE!"}},{"$f":"IF(H1035<=AU1037-E1067,0,H1067*H1033*H1034*J1033/(H1035*4))","v":{"$error":"#VALUE!"}},{"$f":"IF(H1035<=AV1037-E1067,0,H1067*H1033*H1034*J1033/(H1035*4))","v":{"$error":"#VALUE!"}},{"$f":"IF(H1035<=AW1037-E1067,0,H1067*H1033*H1034*J1033/(H1035*4))","v":{"$error":"#VALUE!"}},{"$f":"IF(H1035<=AX1037-E1067,0,H1067*H1033*H1034*J1033/(H1035*4))","v":{"$error":"#VALUE!"}}]
[{"$nulls":4},{"v":8.5,"d":"8.50"},{"$f":"$DF$33","v":{"v":0,"d":"0.000"}},{"$f":"IF(SUM(F1038:F1068)-H1036<=0,0,SUM(F1038:F1068)-H1036)","v":{"v":0,"d":"0.00"}},{"v":0,"d":"0.000"},{"$nulls":30},{"$f":"IF(H1035<=AM1037-E1068,0,H1068*H1033*H1034*J1033/(H1035*4))","v":{"$error":"#VALUE!"}},{"$f":"IF(H1035<=AN1037-E1068,0,H1068*H1033*H1034*J1033/(H1035*4))","v":{"$error":"#VALUE!"}},{"$f":"IF(H1035<=AO1037-E1068,0,H1068*H1033*H1034*J1033/(H1035*4))","v":{"$error":"#VALUE!"}},{"$f":"IF(H1035<=AP1037-E1068,0,H1068*H1033*H1034*J1033/(H1035*4))","v":{"$error":"#VALUE!"}},{"$f":"IF(H1035<=AQ1037-E1068,0,H1068*H1033*H1034*J1033/(H1035*4))","v":{"$error":"#VALUE!"}},{"$f":"IF(H1035<=AR1037-E1068,0,H1068*H1033*H1034*J1033/(H1035*4))","v":{"$error":"#VALUE!"}},{"$f":"IF(H1035<=AS1037-E1068,0,H1068*H1033*H1034*J1033/(H1035*4))","v":{"$error":"#VALUE!"}},{"$f":"IF(H1035<=AT1037-E1068,0,H1068*H1033*H1034*J1033/(H1035*4))","v":{"$error":"#VALUE!"}},{"$f":"IF(H1035<=AU1037-E1068,0,H1068*H1033*H1034*J1033/(H1035*4))","v":{"$error":"#VALUE!"}},{"$f":"IF(H1035<=AV1037-E1068,0,H1068*H1033*H1034*J1033/(H1035*4))","v":{"$error":"#VALUE!"}},{"$f":"IF(H1035<=AW1037-E1068,0,H1068*H1033*H1034*J1033/(H1035*4))","v":{"$error":"#VALUE!"}},{"$f":"IF(H1035<=AX1037-E1068,0,H1068*H1033*H1034*J1033/(H1035*4))","v":{"$error":"#VALUE!"}},{"$f":"IF(H1035<=AY1037-E1068,0,H1068*H1033*H1034*J1033/(H1035*4))","v":{"$error":"#VALUE!"}}]
[{"$nulls":4},9.25,{"$f":"$DF$36","v":{"v":0,"d":"0.000"}},{"$f":"IF(SUM(F1038:F1071)-H1036<=0,0,SUM(F1038:F1071)-H1036)","v":{"v":0,"d":"0.00"}},{"v":0,"d":"0.000"},{"$nulls":33},{"$f":"IF(H1035<=AP1037-E1071,0,H1071*H1033*H1034*J1033/(H1035*4))","v":{"$error":"#VALUE!"}},{"$f":"IF(H1035<=AQ1037-E1071,0,H1071*H1033*H1034*J1033/(H1035*4))","v":{"$error":"#VALUE!"}},{"$f":"IF(H1035<=AR1037-E1071,0,H1071*H1033*H1034*J1033/(H1035*4))","v":{"$error":"#VALUE!"}},{"$f":"IF(H1035<=AS1037-E1071,0,H1071*H1033*H1034*J1033/(H1035*4))","v":{"$error":"#VALUE!"}},{"$f":"IF(H1035<=AT1037-E1071,0,H1071*H1033*H1034*J1033/(H1035*4))","v":{"$error":"#VALUE!"}},{"$f":"IF(H1035<=AU1037-E1071,0,H1071*H1033*H1034*J1033/(H1035*4))","v":{"$error":"#VALUE!"}},{"$f":"IF(H1035<=AV1037-E1071,0,H1071*H1033*H1034*J1033/(H1035*4))","v":{"$error":"#VALUE!"}},{"$f":"IF(H1035<=AW1037-E1071,0,H1071*H1033*H1034*J1033/(H1035*4))","v":{"$error":"#VALUE!"}},{"$f":"IF(H1035<=AX1037-E1071,0,H1071*H1033*H1034*J1033/(H1035*4))","v":{"$error":"#VALUE!"}},{"$f":"IF(H1035<=AY1037-E1071,0,H1071*H1033*H1034*J1033/(H1035*4))","v":{"$error":"#VALUE!"}},{"$f":"IF(H1035<=AZ1037-E1071,0,H1071*H1033*H1034*J1033/(H1035*4))","v":{"$error":"#VALUE!"}},{"$f":"IF(H1035<=BA1037-E1071,0,H1071*H1033*H1034*J1033/(H1035*4))","v":{"$error":"#VALUE!"}},{"$f":"IF(H1035<=BB1037-E1071,0,H1071*H1033*H1034*J1033/(H1035*4))","v":{"$error":"#VALUE!"}}]
[{"$nulls":4},{"v":9.5,"d":"9.50"},{"$f":"$DF$37","v":{"v":0,"d":"0.000"}},{"$f":"IF(SUM(F1038:F1072)-H1036<=0,0,SUM(F1038:F1072)-H1036)","v":{"v":0,"d":"0.00"}},{"v":0,"d":"0.000"},{"$nulls":34},{"$f":"IF(H1035<=AQ1037-E1072,0,H1072*H1033*H1034*J1033/(H1035*4))","v":{"$error":"#VALUE!"}},{"$f":"IF(H1035<=AR1037-E1072,0,H1072*H1033*H1034*J1033/(H1035*4))","v":{"$error":"#VALUE!"}},{"$f":"IF(H1035<=AS1037-E1072,0,H1072*H1033*H1034*J1033/(H1035*4))","v":{"$error":"#VALUE!"}},{"$f":"IF(H1035<=AT1037-E1072,0,H1072*H1033*H1034*J1033/(H1035*4))","v":{"$error":"#VALUE!"}},{"$f":"IF(H1035<=AU1037-E1072,0,H1072*H1033*H1034*J1033/(H1035*4))","v":{"$error":"#VALUE!"}},{"$f":"IF(H1035<=AV1037-E1072,0,H1072*H1033*H1034*J1033/(H1035*4))","v":{"$error":"#VALUE!"}},{"$f":"IF(H1035<=AW1037-E1072,0,H1072*H1033*H1034*J1033/(H1035*4))","v":{"$error":"#VALUE!"}},{"$f":"IF(H1035<=AX1037-E1072,0,H1072*H1033*H1034*J1033/(H1035*4))","v":{"$error":"#VALUE!"}},{"$f":"IF(H1035<=AY1037-E1072,0,H1072*H1033*H1034*J1033/(H1035*4))","v":{"$error":"#VALUE!"}},{"$f":"IF(H1035<=AZ1037-E1072,0,H1072*H1033*H1034*J1033/(H1035*4))","v":{"$error":"#VALUE!"}},{"$f":"IF(H1035<=BA1037-E1072,0,H1072*H1033*H1034*J1033/(H1035*4))","v":{"$error":"#VALUE!"}},{"$f":"IF(H1035<=BB1037-E1072,0,H1072*H1033*H1034*J1033/(H1035*4))","v":{"$error":"#VALUE!"}},{"$f":"IF(H1035<=BC1037-E1072,0,H1072*H1033*H1034*J1033/(H1035*4))","v":{"$error":"#VALUE!"}}]
[{"$nulls":4},{"v":10.5,"d":"10.50"},{"$f":"$DF$41","v":{"v":0,"d":"0.000"}},{"$f":"IF(SUM(F1038:F1076)-H1036<=0,0,SUM(F1038:F1076)-H1036)","v":{"v":0,"d":"0.00"}},{"v":0,"d":"0.000"},{"$nulls":38},{"$f":"IF(H1035<=AU1037-E1076,0,H1076*H1033*H1034*J1033/(H1035*4))","v":{"$error":"#VALUE!"}},{"$f":"IF(H1035<=AV1037-E1076,0,H1076*H1033*H1034*J1033/(H1035*4))","v":{"$error":"#VALUE!"}},{"$f":"IF(H1035<=AW1037-E1076,0,H1076*H1033*H1034*J1033/(H1035*4))","v":{"$error":"#VALUE!"}},{"$f":"IF(H1035<=AX1037-E1076,0,H1076*H1033*H1034*J1033/(H1035*4))","v":{"$error":"#VALUE!"}},{"$f":"IF(H1035<=AY1037-E1076,0,H1076*H1033*H1034*J1033/(H1035*4))","v":{"$error":"#VALUE!"}},{"$f":"IF(H1035<=AZ1037-E1076,0,H1076*H1033*H1034*J1033/(H1035*4))","v":{"$error":"#VALUE!"}},{"$f":"IF(H1035<=BA1037-E1076,0,H1076*H1033*H1034*J1033/(H1035*4))","v":{"$error":"#VALUE!"}},{"$f":"IF(H1035<=BB1037-E1076,0,H1076*H1033*H1034*J1033/(H1035*4))","v":{"$error":"#VALUE!"}},{"$f":"IF(H1035<=BC1037-E1076,0,H1076*H1033*H1034*J1033/(H1035*4))","v":{"$error":"#VALUE!"}},{"$f":"IF(H1035<=BD1037-E1076,0,H1076*H1033*H1034*J1033/(H1035*4))","v":{"$error":"#VALUE!"}},{"$f":"IF(H1035<=BE1037-E1076,0,H1076*H1033*H1034*J1033/(H1035*4))","v":{"$error":"#VALUE!"}},{"$f":"IF(H1035<=BF1037-E1076,0,H1076*H1033*H1034*J1033/(H1035*4))","v":{"$error":"#VALUE!"}},{"$f":"IF(H1035<=BG1037-E1076,0,H1076*H1033*H1034*J1033/(H1035*4))","v":{"$error":"#VALUE!"}}]
[{"$nulls":4},10.75,{"$f":"$DF$42","v":{"v":0,"d":"0.000"}},{"$f":"IF(SUM(F1038:F1077)-H1036<=0,0,SUM(F1038:F1077)-H1036)","v":{"v":0,"d":"0.00"}},{"v":0,"d":"0.000"},{"$nulls":39},{"$f":"IF(H1035<=AV1037-E1077,0,H1077*H1033*H1034*J1033/(H1035*4))","v":{"$error":"#VALUE!"}},{"$f":"IF(H1035<=AW1037-E1077,0,H1077*H1033*H1034*J1033/(H1035*4))","v":{"$error":"#VALUE!"}},{"$f":"IF(H1035<=AX1037-E1077,0,H1077*H1033*H1034*J1033/(H1035*4))","v":{"$error":"#VALUE!"}},{"$f":"IF(H1035<=AY1037-E1077,0,H1077*H1033*H1034*J1033/(H1035*4))","v":{"$error":"#VALUE!"}},{"$f":"IF(H1035<=AZ1037-E1077,0,H1077*H1033*H1034*J1033/(H1035*4))","v":{"$error":"#VALUE!"}},{"$f":"IF(H1035<=BA1037-E1077,0,H1077*H1033*H1034*J1033/(H1035*4))","v":{"$error":"#VALUE!"}},{"$f":"IF(H1035<=BB1037-E1077,0,H1077*H1033*H1034*J1033/(H1035*4))","v":{"$error":"#VALUE!"}},{"$f":"IF(H1035<=BC1037-E1077,0,H1077*H1033*H1034*J1033/(H1035*4))","v":{"$error":"#VALUE!"}},{"$f":"IF(H1035<=BD1037-E1077,0,H1077*H1033*H1034*J1033/(H1035*4))","v":{"$error":"#VALUE!"}},{"$f":"IF(H1035<=BE1037-E1077,0,H1077*H1033*H1034*J1033/(H1035*4))","v":{"$error":"#VALUE!"}},{"$f":"IF(H1035<=BF1037-E1077,0,H1077*H1033*H1034*J1033/(H1035*4))","v":{"$error":"#VALUE!"}},{"$f":"IF(H1035<=BG1037-E1077,0,H1077*H1033*H1034*J1033/(H1035*4))","v":{"$error":"#VALUE!"}},{"$f":"IF(H1035<=BH1037-E1077,0,H1077*H1033*H1034*J1033/(H1035*4))","v":{"$error":"#VALUE!"}}]
[{"$nulls":4},{"v":11.5,"d":"11.50"},{"$f":"$DF$45","v":{"v":0,"d":"0.000"}},{"$f":"IF(SUM(F1038:F1080)-H1036<=0,0,SUM(F1038:F1080)-H1036)","v":{"v":0,"d":"0.00"}},{"v":0,"d":"0.000"},{"$nulls":42},{"$f":"IF(H1035<=AY1037-E1080,0,H1080*H1033*H1034*J1033/(H1035*4))","v":{"$error":"#VALUE!"}},{"$f":"IF(H1035<=AZ1037-E1080,0,H1080*H1033*H1034*J1033/(H1035*4))","v":{"$error":"#VALUE!"}},{"$f":"IF(H1035<=BA1037-E1080,0,H1080*H1033*H1034*J1033/(H1035*4))","v":{"$error":"#VALUE!"}},{"$f":"IF(H1035<=BB1037-E1080,0,H1080*H1033*H1034*J1033/(H1035*4))","v":{"$error":"#VALUE!"}},{"$f":"IF(H1035<=BC1037-E1080,0,H1080*H1033*H1034*J1033/(H1035*4))","v":{"$error":"#VALUE!"}},{"$f":"IF(H1035<=BD1037-E1080,0,H1080*H1033*H1034*J1033/(H1035*4))","v":{"$error":"#VALUE!"}},{"$f":"IF(H1035<=BE1037-E1080,0,H1080*H1033*H1034*J1033/(H1035*4))","v":{"$error":"#VALUE!"}},{"$f":"IF(H1035<=BF1037-E1080,0,H1080*H1033*H1034*J1033/(H1035*4))","v":{"$error":"#VALUE!"}},{"$f":"IF(H1035<=BG1037-E1080,0,H1080*H1033*H1034*J1033/(H1035*4))","v":{"$error":"#VALUE!"}},{"$f":"IF(H1035<=BH1037-E1080,0,H1080*H1033*H1034*J1033/(H1035*4))","v":{"$error":"#VALUE!"}},{"$f":"IF(H1035<=BI1037-E1080,0,H1080*H1033*H1034*J1033/(H1035*4))","v":{"$error":"#VALUE!"}},{"$f":"IF(H1035<=BJ1037-E1080,0,H1080*H1033*H1034*J1033/(H1035*4))","v":{"$error":"#VALUE!"}},{"$f":"IF(H1035<=BK1037-E1080,0,H1080*H1033*H1034*J1033/(H1035*4))","v":{"$error":"#VALUE!"}}]
[{"$nulls":4},{"v":12,"d":"12.00"},{"$f":"$DF$47","v":{"v":0,"d":"0.000"}},{"$f":"IF(SUM(F1038:F1082)-H1036<=0,0,SUM(F1038:F1082)-H1036)","v":{"v":0,"d":"0.00"}},{"v":0,"d":"0.000"},{"$nulls":44},{"$f":"IF(H1035<=BA1037-E1082,0,H1082*H1033*H1034*J1033/(H1035*4))","v":{"$error":"#VALUE!"}},{"$f":"IF(H1035<=BB1037-E1082,0,H1082*H1033*H1034*J1033/(H1035*4))","v":{"$error":"#VALUE!"}},{"$f":"IF(H1035<=BC1037-E1082,0,H1082*H1033*H1034*J1033/(H1035*4))","v":{"$error":"#VALUE!"}},{"$f":"IF(H1035<=BD1037-E1082,0,H1082*H1033*H1034*J1033/(H1035*4))","v":{"$error":"#VALUE!"}},{"$f":"IF(H1035<=BE1037-E1082,0,H1082*H1033*H1034*J1033/(H1035*4))","v":{"$error":"#VALUE!"}},{"$f":"IF(H1035<=BF1037-E1082,0,H1082*H1033*H1034*J1033/(H1035*4))","v":{"$error":"#VALUE!"}},{"$f":"IF(H1035<=BG1037-E1082,0,H1082*H1033*H1034*J1033/(H1035*4))","v":{"$error":"#VALUE!"}},{"$f":"IF(H1035<=BH1037-E1082,0,H1082*H1033*H1034*J1033/(H1035*4))","v":{"$error":"#VALUE!"}},{"$f":"IF(H1035<=BI1037-E1082,0,H1082*H1033*H1034*J1033/(H1035*4))","v":{"$error":"#VALUE!"}},{"$f":"IF(H1035<=BJ1037-E1082,0,H1082*H1033*H1034*J1033/(H1035*4))","v":{"$error":"#VALUE!"}},{"$f":"IF(H1035<=BK1037-E1082,0,H1082*H1033*H1034*J1033/(H1035*4))","v":{"$error":"#VALUE!"}},{"$f":"IF(H1035<=BL1037-E1082,0,H1082*H1033*H1034*J1033/(H1035*4))","v":{"$error":"#VALUE!"}},{"$f":"IF(H1035<=BM1037-E1082,0,H1082*H1033*H1034*J1033/(H1035*4))","v":{"$error":"#VALUE!"}}]
[{"$nulls":4},12.75,{"$f":"$DF$50","v":{"v":0,"d":"0.000"}},{"$f":"IF(SUM(F1038:F1085)-H1036<=0,0,SUM(F1038:F1085)-H1036)","v":{"v":0,"d":"0.00"}},{"v":0,"d":"0.000"},{"$nulls":47},{"$f":"IF(H1035<=BD1037-E1085,0,H1085*H1033*H1034*J1033/(H1035*4))","v":{"$error":"#VALUE!"}},{"$f":"IF(H1035<=BE1037-E1085,0,H1085*H1033*H1034*J1033/(H1035*4))","v":{"$error":"#VALUE!"}},{"$f":"IF(H1035<=BF1037-E1085,0,H1085*H1033*H1034*J1033/(H1035*4))","v":{"$error":"#VALUE!"}},{"$f":"IF(H1035<=BG1037-E1085,0,H1085*H1033*H1034*J1033/(H1035*4))","v":{"$error":"#VALUE!"}},{"$f":"IF(H1035<=BH1037-E1085,0,H1085*H1033*H1034*J1033/(H1035*4))","v":{"$error":"#VALUE!"}},{"$f":"IF(H1035<=BI1037-E1085,0,H1085*H1033*H1034*J1033/(H1035*4))","v":{"$error":"#VALUE!"}},{"$f":"IF(H1035<=BJ1037-E1085,0,H1085*H1033*H1034*J1033/(H1035*4))","v":{"$error":"#VALUE!"}},{"$f":"IF(H1035<=BK1037-E1085,0,H1085*H1033*H1034*J1033/(H1035*4))","v":{"$error":"#VALUE!"}},{"$f":"IF(H1035<=BL1037-E1085,0,H1085*H1033*H1034*J1033/(H1035*4))","v":{"$error":"#VALUE!"}},{"$f":"IF(H1035<=BM1037-E1085,0,H1085*H1033*H1034*J1033/(H1035*4))","v":{"$error":"#VALUE!"}},{"$f":"IF(H1035<=BN1037-E1085,0,H1085*H1033*H1034*J1033/(H1035*4))","v":{"$error":"#VALUE!"}},{"$f":"IF(H1035<=BO1037-E1085,0,H1085*H1033*H1034*J1033/(H1035*4))","v":{"$error":"#VALUE!"}},{"$f":"IF(H1035<=BP1037-E1085,0,H1085*H1033*H1034*J1033/(H1035*4))","v":{"$error":"#VALUE!"}}]
[{"$nulls":4},{"v":13,"d":"13.00"},{"$f":"$DF$51","v":{"v":0,"d":"0.000"}},{"$f":"IF(SUM(F1038:F1086)-H1036<=0,0,SUM(F1038:F1086)-H1036)","v":{"v":0,"d":"0.00"}},{"v":0,"d":"0.000"},{"$nulls":48},{"$f":"IF(H1035<=BE1037-E1086,0,H1086*H1033*H1034*J1033/(H1035*4))","v":{"$error":"#VALUE!"}},{"$f":"IF(H1035<=BF1037-E1086,0,H1086*H1033*H1034*J1033/(H1035*4))","v":{"$error":"#VALUE!"}},{"$f":"IF(H1035<=BG1037-E1086,0,H1086*H1033*H1034*J1033/(H1035*4))","v":{"$error":"#VALUE!"}},{"$f":"IF(H1035<=BH1037-E1086,0,H1086*H1033*H1034*J1033/(H1035*4))","v":{"$error":"#VALUE!"}},{"$f":"IF(H1035<=BI1037-E1086,0,H1086*H1033*H1034*J1033/(H1035*4))","v":{"$error":"#VALUE!"}},{"$f":"IF(H1035<=BJ1037-E1086,0,H1086*H1033*H1034*J1033/(H1035*4))","v":{"$error":"#VALUE!"}},{"$f":"IF(H1035<=BK1037-E1086,0,H1086*H1033*H1034*J1033/(H1035*4))","v":{"$error":"#VALUE!"}},{"$f":"IF(H1035<=BL1037-E1086,0,H1086*H1033*H1034*J1033/(H1035*4))","v":{"$error":"#VALUE!"}},{"$f":"IF(H1035<=BM1037-E1086,0,H1086*H1033*H1034*J1033/(H1035*4))","v":{"$error":"#VALUE!"}},{"$f":"IF(H1035<=BN1037-E1086,0,H1086*H1033*H1034*J1033/(H1035*4))","v":{"$error":"#VALUE!"}},{"$f":"IF(H1035<=BO1037-E1086,0,H1086*H1033*H1034*J1033/(H1035*4))","v":{"$error":"#VALUE!"}},{"$f":"IF(H1035<=BP1037-E1086,0,H1086*H1033*H1034*J1033/(H1035*4))","v":{"$error":"#VALUE!"}},{"$f":"IF(H1035<=BQ1037-E1086,0,H1086*H1033*H1034*J1033/(H1035*4))","v":{"$error":"#VALUE!"}}]
[{"$nulls":4},{"v":14,"d":"14.00"},{"$f":"$DF$55","v":{"v":0,"d":"0.000"}},{"$f":"IF(SUM(F1038:F1090)-H1036<=0,0,SUM(F1038:F1090)-H1036)","v":{"v":0,"d":"0.00"}},{"v":0,"d":"0.000"},{"$nulls":52},{"$f":"IF(H1035<=BI1037-E1090,0,H1090*H1033*H1034*J1033/(H1035*4))","v":{"$error":"#VALUE!"}},{"$f":"IF(H1035<=BJ1037-E1090,0,H1090*H1033*H1034*J1033/(H1035*4))","v":{"$error":"#VALUE!"}},{"$f":"IF($H1035<=$BK1037-$E1090,0,$H1090*$H1033*$H1034*$J1033/($H1035*4))","v":{"$error":"#VALUE!"}},{"$f":"IF(H1035<=BL1037-E1090,0,H1090*H1033*H1034*J1033/(H1035*4))","v":{"$error":"#VALUE!"}},{"$f":"IF(H1035<=BM1037-E1090,0,H1090*H1033*H1034*J1033/(H1035*4))","v":{"$error":"#VALUE!"}},{"$f":"IF(H1035<=BN1037-E1090,0,H1090*H1033*H1034*J1033/(H1035*4))","v":{"$error":"#VALUE!"}},{"$f":"IF(H1035<=BO1037-E1090,0,H1090*H1033*H1034*J1033/(H1035*4))","v":{"$error":"#VALUE!"}},{"$f":"IF(H1035<=BP1037-E1090,0,H1090*H1033*H1034*J1033/(H1035*4))","v":{"$error":"#VALUE!"}},{"$f":"IF(H1035<=BQ1037-E1090,0,H1090*H1033*H1034*J1033/(H1035*4))","v":{"$error":"#VALUE!"}},{"$f":"IF(H1035<=BR1037-E1090,0,H1090*H1033*H1034*J1033/(H1035*4))","v":{"$error":"#VALUE!"}},{"$f":"IF(H1035<=BS1037-E1090,0,H1090*H1033*H1034*J1033/(H1035*4))","v":{"$error":"#VALUE!"}},{"$f":"IF(H1035<=BT1037-E1090,0,H1090*H1033*H1034*J1033/(H1035*4))","v":{"$error":"#VALUE!"}},{"$f":"IF(H1035<=BU1037-E1090,0,H1090*H1033*H1034*J1033/(H1035*4))","v":{"$error":"#VALUE!"}}]
[{"$nulls":4},14.25,{"$f":"$DF$56","v":{"v":0,"d":"0.000"}},{"$f":"IF(SUM(F1038:F1091)-H1036<=0,0,SUM(F1038:F1091)-H1036)","v":{"v":0,"d":"0.00"}},{"v":0,"d":"0.000"},{"$nulls":53},{"$f":"IF(H1035<=BJ1037-E1091,0,H1091*H1033*H1034*J1033/(H1035*4))","v":{"$error":"#VALUE!"}},{"$f":"IF(H1035<=BK1037-E1091,0,H1091*H1033*H1034*J1033/(H1035*4))","v":{"$error":"#VALUE!"}},{"$f":"IF(H1035<=BL1037-E1091,0,H1091*H1033*H1034*J1033/(H1035*4))","v":{"$error":"#VALUE!"}},{"$f":"IF(H1035<=BM1037-E1091,0,H1091*H1033*H1034*J1033/(H1035*4))","v":{"$error":"#VALUE!"}},{"$f":"IF(H1035<=BN1037-E1091,0,H1091*H1033*H1034*J1033/(H1035*4))","v":{"$error":"#VALUE!"}},{"$f":"IF(H1035<=BO1037-E1091,0,H1091*H1033*H1034*J1033/(H1035*4))","v":{"$error":"#VALUE!"}},{"$f":"IF(H1035<=BP1037-E1091,0,H1091*H1033*H1034*J1033/(H1035*4))","v":{"$error":"#VALUE!"}},{"$f":"IF(H1035<=BQ1037-E1091,0,H1091*H1033*H1034*J1033/(H1035*4))","v":{"$error":"#VALUE!"}},{"$f":"IF(H1035<=BR1037-E1091,0,H1091*H1033*H1034*J1033/(H1035*4))","v":{"$error":"#VALUE!"}},{"$f":"IF(H1035<=BS1037-E1091,0,H1091*H1033*H1034*J1033/(H1035*4))","v":{"$error":"#VALUE!"}},{"$f":"IF(H1035<=BT1037-E1091,0,H1091*H1033*H1034*J1033/(H1035*4))","v":{"$error":"#VALUE!"}},{"$f":"IF(H1035<=BU1037-E1091,0,H1091*H1033*H1034*J1033/(H1035*4))","v":{"$error":"#VALUE!"}},{"$f":"IF(H1035<=BV1037-E1091,0,H1091*H1033*H1034*J1033/(H1035*4))","v":{"$error":"#VALUE!"}}]
[{"$nulls":4},{"v":15,"d":"15.00"},{"$f":"$DF$59","v":{"v":0,"d":"0.000"}},{"$f":"IF(SUM(F1038:F1094)-H1036<=0,0,SUM(F1038:F1094)-H1036)","v":{"v":0,"d":"0.00"}},{"v":0,"d":"0.000"},{"$nulls":56},{"$f":"IF(H1035<=BM1037-E1094,0,H1094*H1033*H1034*J1033/(H1035*4))","v":{"$error":"#VALUE!"}},{"$f":"IF(H1035<=BN1037-E1094,0,H1094*H1033*H1034*J1033/(H1035*4))","v":{"$error":"#VALUE!"}},{"$f":"IF(H1035<=BO1037-E1094,0,H1094*H1033*H1034*J1033/(H1035*4))","v":{"$error":"#VALUE!"}},{"$f":"IF(H1035<=BP1037-E1094,0,H1094*H1033*H1034*J1033/(H1035*4))","v":{"$error":"#VALUE!"}},{"$f":"IF(H1035<=BQ1037-E1094,0,H1094*H1033*H1034*J1033/(H1035*4))","v":{"$error":"#VALUE!"}},{"$f":"IF(H1035<=BR1037-E1094,0,H1094*H1033*H1034*J1033/(H1035*4))","v":{"$error":"#VALUE!"}},{"$f":"IF(H1035<=BS1037-E1094,0,H1094*H1033*H1034*J1033/(H1035*4))","v":{"$error":"#VALUE!"}},{"$f":"IF(H1035<=BT1037-E1094,0,H1094*H1033*H1034*J1033/(H1035*4))","v":{"$error":"#VALUE!"}},{"$f":"IF(H1035<=BU1037-E1094,0,H1094*H1033*H1034*J1033/(H1035*4))","v":{"$error":"#VALUE!"}},{"$f":"IF(H1035<=BV1037-E1094,0,H1094*H1033*H1034*J1033/(H1035*4))","v":{"$error":"#VALUE!"}},{"$f":"IF(H1035<=BW1037-E1094,0,H1094*H1033*H1034*J1033/(H1035*4))","v":{"$error":"#VALUE!"}},{"$f":"IF(H1035<=BX1037-E1094,0,H1094*H1033*H1034*J1033/(H1035*4))","v":{"$error":"#VALUE!"}},{"$f":"IF(H1035<=BY1037-E1094,0,H1094*H1033*H1034*J1033/(H1035*4))","v":{"$error":"#VALUE!"}}]
[{"$nulls":4},{"v":15.5,"d":"15.50"},{"$f":"$DF$61","v":{"v":0,"d":"0.000"}},{"$f":"IF(SUM(F1038:F1096)-H1036<=0,0,SUM(F1038:F1096)-H1036)","v":{"v":0,"d":"0.00"}},{"v":0,"d":"0.000"},{"$nulls":58},{"$f":"IF(H1035<=BO1037-E1096,0,H1096*H1033*H1034*J1033/(H1035*4))","v":{"$error":"#VALUE!"}},{"$f":"IF(H1035<=BP1037-E1096,0,H1096*H1033*H1034*J1033/(H1035*4))","v":{"$error":"#VALUE!"}},{"$f":"IF(H1035<=BQ1037-E1096,0,H1096*H1033*H1034*J1033/(H1035*4))","v":{"$error":"#VALUE!"}},{"$f":"IF(H1035<=BR1037-E1096,0,H1096*H1033*H1034*J1033/(H1035*4))","v":{"$error":"#VALUE!"}},{"$f":"IF(H1035<=BS1037-E1096,0,H1096*H1033*H1034*J1033/(H1035*4))","v":{"$error":"#VALUE!"}},{"$f":"IF(H1035<=BT1037-E1096,0,H1096*H1033*H1034*J1033/(H1035*4))","v":{"$error":"#VALUE!"}},{"$f":"IF(H1035<=BU1037-E1096,0,H1096*H1033*H1034*J1033/(H1035*4))","v":{"$error":"#VALUE!"}},{"$f":"IF(H1035<=BV1037-E1096,0,H1096*H1033*H1034*J1033/(H1035*4))","v":{"$error":"#VALUE!"}},{"$f":"IF(H1035<=BW1037-E1096,0,H1096*H1033*H1034*J1033/(H1035*4))","v":{"$error":"#VALUE!"}},{"$f":"IF(H1035<=BX1037-E1096,0,H1096*H1033*H1034*J1033/(H1035*4))","v":{"$error":"#VALUE!"}},{"$f":"IF(H1035<=BY1037-E1096,0,H1096*H1033*H1034*J1033/(H1035*4))","v":{"$error":"#VALUE!"}},{"$f":"IF(H1035<=BZ1037-E1096,0,H1096*H1033*H1034*J1033/(H1035*4))","v":{"$error":"#VALUE!"}},{"$f":"IF(H1035<=CA1037-E1096,0,H1096*H1033*H1034*J1033/(H1035*4))","v":{"$error":"#VALUE!"}}]
[{"$nulls":4},16.25,{"$f":"$DF$64","v":{"v":0,"d":"0.000"}},{"$f":"IF(SUM(F1038:F1099)-H1036<=0,0,SUM(F1038:F1099)-H1036)","v":{"v":0,"d":"0.00"}},{"v":0,"d":"0.000"},{"$nulls":61},{"$f":"IF(H1035<=BR1037-E1099,0,H1099*H1033*H1034*J1033/(H1035*4))","v":{"$error":"#VALUE!"}},{"$f":"IF(H1035<=BS1037-E1099,0,H1099*H1033*H1034*J1033/(H1035*4))","v":{"$error":"#VALUE!"}},{"$f":"IF(H1035<=BT1037-E1099,0,H1099*H1033*H1034*J1033/(H1035*4))","v":{"$error":"#VALUE!"}},{"$f":"IF(H1035<=BU1037-E1099,0,H1099*H1033*H1034*J1033/(H1035*4))","v":{"$error":"#VALUE!"}},{"$f":"IF(H1035<=BV1037-E1099,0,H1099*H1033*H1034*J1033/(H1035*4))","v":{"$error":"#VALUE!"}},{"$f":"IF(H1035<=BW1037-E1099,0,H1099*H1033*H1034*J1033/(H1035*4))","v":{"$error":"#VALUE!"}},{"$f":"IF(H1035<=BX1037-E1099,0,H1099*H1033*H1034*J1033/(H1035*4))","v":{"$error":"#VALUE!"}},{"$f":"IF(H1035<=BY1037-E1099,0,H1099*H1033*H1034*J1033/(H1035*4))","v":{"$error":"#VALUE!"}},{"$f":"IF(H1035<=BZ1037-E1099,0,H1099*H1033*H1034*J1033/(H1035*4))","v":{"$error":"#VALUE!"}},{"$f":"IF(H1035<=CA1037-E1099,0,H1099*H1033*H1034*J1033/(H1035*4))","v":{"$error":"#VALUE!"}},{"$f":"IF(H1035<=CB1037-E1099,0,H1099*H1033*H1034*J1033/(H1035*4))","v":{"$error":"#VALUE!"}},{"$f":"IF(H1035<=CC1037-E1099,0,H1099*H1033*H1034*J1033/(H1035*4))","v":{"$error":"#VALUE!"}},{"$f":"IF(H1035<=CD1037-E1099,0,H1099*H1033*H1034*J1033/(H1035*4))","v":{"$error":"#VALUE!"}}]
[{"$nulls":4},{"v":17,"d":"17.00"},{"$f":"$DF$67","v":{"v":0,"d":"0.000"}},{"$f":"IF(SUM(F1038:F1102)-H1036<=0,0,SUM(F1038:F1102)-H1036)","v":{"v":0,"d":"0.00"}},{"v":0,"d":"0.000"},{"$nulls":64},{"$f":"IF(H1035<=BU1037-E1102,0,H1102*H1033*H1034*J1033/(H1035*4))","v":{"$error":"#VALUE!"}},{"$f":"IF(H1035<=BV1037-E1102,0,H1102*H1033*H1034*J1033/(H1035*4))","v":{"$error":"#VALUE!"}},{"$f":"IF(H1035<=BW1037-E1102,0,H1102*H1033*H1034*J1033/(H1035*4))","v":{"$error":"#VALUE!"}},{"$f":"IF(H1035<=BX1037-E1102,0,H1102*H1033*H1034*J1033/(H1035*4))","v":{"$error":"#VALUE!"}},{"$f":"IF(H1035<=BY1037-E1102,0,H1102*H1033*H1034*J1033/(H1035*4))","v":{"$error":"#VALUE!"}},{"$f":"IF(H1035<=BZ1037-E1102,0,H1102*H1033*H1034*J1033/(H1035*4))","v":{"$error":"#VALUE!"}},{"$f":"IF(H1035<=CA1037-E1102,0,H1102*H1033*H1034*J1033/(H1035*4))","v":{"$error":"#VALUE!"}},{"$f":"IF(H1035<=CB1037-E1102,0,H1102*H1033*H1034*J1033/(H1035*4))","v":{"$error":"#VALUE!"}},{"$f":"IF(H1035<=CC1037-E1102,0,H1102*H1033*H1034*J1033/(H1035*4))","v":{"$error":"#VALUE!"}},{"$f":"IF(H1035<=CD1037-E1102,0,H1102*H1033*H1034*J1033/(H1035*4))","v":{"$error":"#VALUE!"}},{"$f":"IF(H1035<=CE1037-E1102,0,H1102*H1033*H1034*J1033/(H1035*4))","v":{"$error":"#VALUE!"}},{"$f":"IF(H1035<=CF1037-E1102,0,H1102*H1033*H1034*J1033/(H1035*4))","v":{"$error":"#VALUE!"}},{"$f":"IF(H1035<=CG1037-E1102,0,H1102*H1033*H1034*J1033/(H1035*4))","v":{"$error":"#VALUE!"}}]
[{"$nulls":4},{"v":17.5,"d":"17.50"},{"$f":"$DF$69","v":{"v":0,"d":"0.000"}},{"$f":"IF(SUM(F1038:F1104)-H1036<=0,0,SUM(F1038:F1104)-H1036)","v":{"v":0,"d":"0.00"}},{"v":0,"d":"0.000"},{"$nulls":66},{"$f":"IF(H1035<=BW1037-E1104,0,H1104*H1033*H1034*J1033/(H1035*4))","v":{"$error":"#VALUE!"}},{"$f":"IF(H1035<=BX1037-E1104,0,H1104*H1033*H1034*J1033/(H1035*4))","v":{"$error":"#VALUE!"}},{"$f":"IF(H1035<=BY1037-E1104,0,H1104*H1033*H1034*J1033/(H1035*4))","v":{"$error":"#VALUE!"}},{"$f":"IF(H1035<=BZ1037-E1104,0,H1104*H1033*H1034*J1033/(H1035*4))","v":{"$error":"#VALUE!"}},{"$f":"IF(H1035<=CA1037-E1104,0,H1104*H1033*H1034*J1033/(H1035*4))","v":{"$error":"#VALUE!"}},{"$f":"IF(H1035<=CB1037-E1104,0,H1104*H1033*H1034*J1033/(H1035*4))","v":{"$error":"#VALUE!"}},{"$f":"IF(H1035<=CC1037-E1104,0,H1104*H1033*H1034*J1033/(H1035*4))","v":{"$error":"#VALUE!"}},{"$f":"IF(H1035<=CD1037-E1104,0,H1104*H1033*H1034*J1033/(H1035*4))","v":{"$error":"#VALUE!"}},{"$f":"IF(H1035<=CE1037-E1104,0,H1104*H1033*H1034*J1033/(H1035*4))","v":{"$error":"#VALUE!"}},{"$f":"IF(H1035<=CF1037-E1104,0,H1104*H1033*H1034*J1033/(H1035*4))","v":{"$error":"#VALUE!"}},{"$f":"IF(H1035<=CG1037-E1104,0,H1104*H1033*H1034*J1033/(H1035*4))","v":{"$error":"#VALUE!"}},{"$f":"IF(H1035<=CH1037-E1104,0,H1104*H1033*H1034*J1033/(H1035*4))","v":{"$error":"#VALUE!"}},{"$f":"IF(H1035<=CI1037-E1104,0,H1104*H1033*H1034*J1033/(H1035*4))","v":{"$error":"#VALUE!"}}]
[{"$nulls":4},17.75,{"$f":"$DF$70","v":{"v":0,"d":"0.000"}},{"$f":"IF(SUM(F1038:F1105)-H1036<=0,0,SUM(F1038:F1105)-H1036)","v":{"v":0,"d":"0.00"}},{"v":0,"d":"0.000"},{"$nulls":67},{"$f":"IF(H1035<=BX1037-E1105,0,H1105*H1033*H1034*J1033/(H1035*4))","v":{"$error":"#VALUE!"}},{"$f":"IF(H1035<=BY1037-E1105,0,H1105*H1033*H1034*J1033/(H1035*4))","v":{"$error":"#VALUE!"}},{"$f":"IF(H1035<=BZ1037-E1105,0,H1105*H1033*H1034*J1033/(H1035*4))","v":{"$error":"#VALUE!"}},{"$f":"IF(H1035<=CA1037-E1105,0,H1105*H1033*H1034*J1033/(H1035*4))","v":{"$error":"#VALUE!"}},{"$f":"IF(H1035<=CB1037-E1105,0,H1105*H1033*H1034*J1033/(H1035*4))","v":{"$error":"#VALUE!"}},{"$f":"IF(H1035<=CC1037-E1105,0,H1105*H1033*H1034*J1033/(H1035*4))","v":{"$error":"#VALUE!"}},{"$f":"IF(H1035<=CD1037-E1105,0,H1105*H1033*H1034*J1033/(H1035*4))","v":{"$error":"#VALUE!"}},{"$f":"IF(H1035<=CE1037-E1105,0,H1105*H1033*H1034*J1033/(H1035*4))","v":{"$error":"#VALUE!"}},{"$f":"IF(H1035<=CF1037-E1105,0,H1105*H1033*H1034*J1033/(H1035*4))","v":{"$error":"#VALUE!"}},{"$f":"IF(H1035<=CG1037-E1105,0,H1105*H1033*H1034*J1033/(H1035*4))","v":{"$error":"#VALUE!"}},{"$f":"IF(H1035<=CH1037-E1105,0,H1105*H1033*H1034*J1033/(H1035*4))","v":{"$error":"#VALUE!"}},{"$f":"IF(H1035<=CI1037-E1105,0,H1105*H1033*H1034*J1033/(H1035*4))","v":{"$error":"#VALUE!"}},{"$f":"IF(H1035<=CJ1037-E1105,0,H1105*H1033*H1034*J1033/(H1035*4))","v":{"$error":"#VALUE!"}}]
[{"$nulls":4},18.25,{"$f":"$DF$72","v":{"v":0,"d":"0.000"}},{"$f":"IF(SUM(F1038:F1107)-H1036<=0,0,SUM(F1038:F1107)-H1036)","v":{"v":0,"d":"0.00"}},{"v":0,"d":"0.000"},{"$nulls":69},{"$f":"IF(H1035<=BZ1037-E1107,0,H1107*H1033*H1034*J1033/(H1035*4))","v":{"$error":"#VALUE!"}},{"$f":"IF(H1035<=CA1037-E1107,0,H1107*H1033*H1034*J1033/(H1035*4))","v":{"$error":"#VALUE!"}},{"$f":"IF(H1035<=CB1037-E1107,0,H1107*H1033*H1034*J1033/(H1035*4))","v":{"$error":"#VALUE!"}},{"$f":"IF(H1035<=CC1037-E1107,0,H1107*H1033*H1034*J1033/(H1035*4))","v":{"$error":"#VALUE!"}},{"$f":"IF(H1035<=CD1037-E1107,0,H1107*H1033*H1034*J1033/(H1035*4))","v":{"$error":"#VALUE!"}},{"$f":"IF(H1035<=CE1037-E1107,0,H1107*H1033*H1034*J1033/(H1035*4))","v":{"$error":"#VALUE!"}},{"$f":"IF(H1035<=CF1037-E1107,0,H1107*H1033*H1034*J1033/(H1035*4))","v":{"$error":"#VALUE!"}},{"$f":"IF(H1035<=CG1037-E1107,0,H1107*H1033*H1034*J1033/(H1035*4))","v":{"$error":"#VALUE!"}},{"$f":"IF(H1035<=CH1037-E1107,0,H1107*H1033*H1034*J1033/(H1035*4))","v":{"$error":"#VALUE!"}},{"$f":"IF(H1035<=CI1037-E1107,0,H1107*H1033*H1034*J1033/(H1035*4))","v":{"$error":"#VALUE!"}},{"$f":"IF(H1035<=CJ1037-E1107,0,H1107*H1033*H1034*J1033/(H1035*4))","v":{"$error":"#VALUE!"}},{"$f":"IF(H1035<=CK1037-E1107,0,H1107*H1033*H1034*J1033/(H1035*4))","v":{"$error":"#VALUE!"}},{"$f":"IF(H1035<=CL1037-E1107,0,H1107*H1033*H1034*J1033/(H1035*4))","v":{"$error":"#VALUE!"}}]
[{"$nulls":4},{"v":19,"d":"19.00"},{"$f":"$DF$75","v":{"v":0,"d":"0.000"}},{"$f":"IF(SUM(F1038:F1110)-H1036<=0,0,SUM(F1038:F1110)-H1036)","v":{"v":0,"d":"0.00"}},{"v":0,"d":"0.000"},{"$nulls":72},{"$f":"IF(H1035<=CC1037-E1110,0,H1110*H1033*H1034*J1033/(H1035*4))","v":{"$error":"#VALUE!"}},{"$f":"IF(H1035<=CD1037-E1110,0,H1110*H1033*H1034*J1033/(H1035*4))","v":{"$error":"#VALUE!"}},{"$f":"IF(H1035<=CE1037-E1110,0,H1110*H1033*H1034*J1033/(H1035*4))","v":{"$error":"#VALUE!"}},{"$f":"IF(H1035<=CF1037-E1110,0,H1110*H1033*H1034*J1033/(H1035*4))","v":{"$error":"#VALUE!"}},{"$f":"IF(H1035<=CG1037-E1110,0,H1110*H1033*H1034*J1033/(H1035*4))","v":{"$error":"#VALUE!"}},{"$f":"IF(H1035<=CH1037-E1110,0,H1110*H1033*H1034*J1033/(H1035*4))","v":{"$error":"#VALUE!"}},{"$f":"IF(H1035<=CI1037-E1110,0,H1110*H1033*H1034*J1033/(H1035*4))","v":{"$error":"#VALUE!"}},{"$f":"IF(H1035<=CJ1037-E1110,0,H1110*H1033*H1034*J1033/(H1035*4))","v":{"$error":"#VALUE!"}},{"$f":"IF(H1035<=CK1037-E1110,0,H1110*H1033*H1034*J1033/(H1035*4))","v":{"$error":"#VALUE!"}},{"$f":"IF(H1035<=CL1037-E1110,0,H1110*H1033*H1034*J1033/(H1035*4))","v":{"$error":"#VALUE!"}},{"$f":"IF(H1035<=CM1037-E1110,0,H1110*H1033*H1034*J1033/(H1035*4))","v":{"$error":"#VALUE!"}},{"$f":"IF(H1035<=CN1037-E1110,0,H1110*H1033*H1034*J1033/(H1035*4))","v":{"$error":"#VALUE!"}},{"$f":"IF(H1035<=CO1037-E1110,0,H1110*H1033*H1034*J1033/(H1035*4))","v":{"$error":"#VALUE!"}}]
[{"$nulls":4},19.75,{"$f":"$DF$78","v":{"v":0,"d":"0.000"}},{"$f":"IF(SUM(F1038:F1113)-H1036<=0,0,SUM(F1038:F1113)-H1036)","v":{"v":0,"d":"0.00"}},{"v":0,"d":"0.000"},{"$nulls":75},{"$f":"IF(H1035<=CF1037-E1113,0,H1113*H1033*H1034*J1033/(H1035*4))","v":{"$error":"#VALUE!"}},{"$f":"IF(H1035<=CG1037-E1113,0,H1113*H1033*H1034*J1033/(H1035*4))","v":{"$error":"#VALUE!"}},{"$f":"IF(H1035<=CH1037-E1113,0,H1113*H1033*H1034*J1033/(H1035*4))","v":{"$error":"#VALUE!"}},{"$f":"IF(H1035<=CI1037-E1113,0,H1113*H1033*H1034*J1033/(H1035*4))","v":{"$error":"#VALUE!"}},{"$f":"IF(H1035<=CJ1037-E1113,0,H1113*H1033*H1034*J1033/(H1035*4))","v":{"$error":"#VALUE!"}},{"$f":"IF(H1035<=CK1037-E1113,0,H1113*H1033*H1034*J1033/(H1035*4))","v":{"$error":"#VALUE!"}},{"$f":"IF(H1035<=CL1037-E1113,0,H1113*H1033*H1034*J1033/(H1035*4))","v":{"$error":"#VALUE!"}},{"$f":"IF(H1035<=CM1037-E1113,0,H1113*H1033*H1034*J1033/(H1035*4))","v":{"$error":"#VALUE!"}},{"$f":"IF(H1035<=CN1037-E1113,0,H1113*H1033*H1034*J1033/(H1035*4))","v":{"$error":"#VALUE!"}},{"$f":"IF(H1035<=CO1037-E1113,0,H1113*H1033*H1034*J1033/(H1035*4))","v":{"$error":"#VALUE!"}},{"$f":"IF(H1035<=CP1037-E1113,0,H1113*H1033*H1034*J1033/(H1035*4))","v":{"$error":"#VALUE!"}},{"$f":"IF(H1035<=CQ1037-E1113,0,H1113*H1033*H1034*J1033/(H1035*4))","v":{"$error":"#VALUE!"}},{"$f":"IF(H1035<=CR1037-E1113,0,H1113*H1033*H1034*J1033/(H1035*4))","v":{"$error":"#VALUE!"}}]
[{"$nulls":4},20.25,{"$f":"$DF$80","v":{"v":0,"d":"0.000"}},{"$f":"IF(SUM(F1038:F1115)-H1036<=0,0,SUM(F1038:F1115)-H1036)","v":{"v":0,"d":"0.00"}},{"v":0,"d":"0.000"},{"$nulls":77},{"$f":"IF(H1035<=CH1037-E1115,0,H1115*H1033*H1034*J1033/(H1035*4))","v":{"$error":"#VALUE!"}},{"$f":"IF(H1035<=CI1037-E1115,0,H1115*H1033*H1034*J1033/(H1035*4))","v":{"$error":"#VALUE!"}},{"$f":"IF(H1035<=CJ1037-E1115,0,H1115*H1033*H1034*J1033/(H1035*4))","v":{"$error":"#VALUE!"}},{"$f":"IF(H1035<=CK1037-E1115,0,H1115*H1033*H1034*J1033/(H1035*4))","v":{"$error":"#VALUE!"}},{"$f":"IF(H1035<=CL1037-E1115,0,H1115*H1033*H1034*J1033/(H1035*4))","v":{"$error":"#VALUE!"}},{"$f":"IF(H1035<=CM1037-E1115,0,H1115*H1033*H1034*J1033/(H1035*4))","v":{"$error":"#VALUE!"}},{"$f":"IF(H1035<=CN1037-E1115,0,H1115*H1033*H1034*J1033/(H1035*4))","v":{"$error":"#VALUE!"}},{"$f":"IF(H1035<=CO1037-E1115,0,H1115*H1033*H1034*J1033/(H1035*4))","v":{"$error":"#VALUE!"}},{"$f":"IF(H1035<=CP1037-E1115,0,H1115*H1033*H1034*J1033/(H1035*4))","v":{"$error":"#VALUE!"}},{"$f":"IF(H1035<=CQ1037-E1115,0,H1115*H1033*H1034*J1033/(H1035*4))","v":{"$error":"#VALUE!"}},{"$f":"IF(H1035<=CR1037-E1115,0,H1115*H1033*H1034*J1033/(H1035*4))","v":{"$error":"#VALUE!"}},{"$f":"IF(H1035<=CS1037-E1115,0,H1115*H1033*H1034*J1033/(H1035*4))","v":{"$error":"#VALUE!"}},{"$f":"IF(H1035<=CT1037-E1115,0,H1115*H1033*H1034*J1033/(H1035*4))","v":{"$error":"#VALUE!"}}]
[{"$nulls":4},{"v":21,"d":"21.00"},{"$f":"$DF$83","v":{"v":0,"d":"0.000"}},{"$f":"IF(SUM(F1038:F1118)-H1036<=0,0,SUM(F1038:F1118)-H1036)","v":{"v":0,"d":"0.00"}},{"v":0,"d":"0.000"},{"$nulls":80},{"$f":"IF(H1035<=CK1037-E1118,0,H1118*H1033*H1034*J1033/(H1035*4))","v":{"$error":"#VALUE!"}},{"$f":"IF(H1035<=CL1037-E1118,0,H1118*H1033*H1034*J1033/(H1035*4))","v":{"$error":"#VALUE!"}},{"$f":"IF(H1035<=CM1037-E1118,0,H1118*H1033*H1034*J1033/(H1035*4))","v":{"$error":"#VALUE!"}},{"$f":"IF(H1035<=CN1037-E1118,0,H1118*H1033*H1034*J1033/(H1035*4))","v":{"$error":"#VALUE!"}},{"$f":"IF(H1035<=CO1037-E1118,0,H1118*H1033*H1034*J1033/(H1035*4))","v":{"$error":"#VALUE!"}},{"$f":"IF(H1035<=CP1037-E1118,0,H1118*H1033*H1034*J1033/(H1035*4))","v":{"$error":"#VALUE!"}},{"$f":"IF(H1035<=CQ1037-E1118,0,H1118*H1033*H1034*J1033/(H1035*4))","v":{"$error":"#VALUE!"}},{"$f":"IF(H1035<=CR1037-E1118,0,H1118*H1033*H1034*J1033/(H1035*4))","v":{"$error":"#VALUE!"}},{"$f":"IF(H1035<=CS1037-E1118,0,H1118*H1033*H1034*J1033/(H1035*4))","v":{"$error":"#VALUE!"}},{"$f":"IF(H1035<=CT1037-E1118,0,H1118*H1033*H1034*J1033/(H1035*4))","v":{"$error":"#VALUE!"}},{"$f":"IF(H1035<=CU1037-E1118,0,H1118*H1033*H1034*J1033/(H1035*4))","v":{"$error":"#VALUE!"}},{"$f":"IF(H1035<=CV1037-E1118,0,H1118*H1033*H1034*J1033/(H1035*4))","v":{"$error":"#VALUE!"}},{"$f":"IF(H1035<=CW1037-E1118,0,H1118*H1033*H1034*J1033/(H1035*4))","v":{"$error":"#VALUE!"}}]
[{"$nulls":4},21.25,{"$f":"$DF$84","v":{"v":0,"d":"0.000"}},{"$f":"IF(SUM(F1038:F1119)-H1036<=0,0,SUM(F1038:F1119)-H1036)","v":{"v":0,"d":"0.00"}},{"v":0,"d":"0.000"},{"$nulls":81},{"$f":"IF(H1035<=CL1037-E1119,0,H1119*H1033*H1034*J1033/(H1035*4))","v":{"$error":"#VALUE!"}},{"$f":"IF(H1035<=CM1037-E1119,0,H1119*H1033*H1034*J1033/(H1035*4))","v":{"$error":"#VALUE!"}},{"$f":"IF(H1035<=CN1037-E1119,0,H1119*H1033*H1034*J1033/(H1035*4))","v":{"$error":"#VALUE!"}},{"$f":"IF(H1035<=CO1037-E1119,0,H1119*H1033*H1034*J1033/(H1035*4))","v":{"$error":"#VALUE!"}},{"$f":"IF(H1035<=CP1037-E1119,0,H1119*H1033*H1034*J1033/(H1035*4))","v":{"$error":"#VALUE!"}},{"$f":"IF(H1035<=CQ1037-E1119,0,H1119*H1033*H1034*J1033/(H1035*4))","v":{"$error":"#VALUE!"}},{"$f":"IF(H1035<=CR1037-E1119,0,H1119*H1033*H1034*J1033/(H1035*4))","v":{"$error":"#VALUE!"}},{"$f":"IF(H1035<=CS1037-E1119,0,H1119*H1033*H1034*J1033/(H1035*4))","v":{"$error":"#VALUE!"}},{"$f":"IF(H1035<=CT1037-E1119,0,H1119*H1033*H1034*J1033/(H1035*4))","v":{"$error":"#VALUE!"}},{"$f":"IF(H1035<=CU1037-E1119,0,H1119*H1033*H1034*J1033/(H1035*4))","v":{"$error":"#VALUE!"}},{"$f":"IF(H1035<=CV1037-E1119,0,H1119*H1033*H1034*J1033/(H1035*4))","v":{"$error":"#VALUE!"}},{"$f":"IF(H1035<=CW1037-E1119,0,H1119*H1033*H1034*J1033/(H1035*4))","v":{"$error":"#VALUE!"}},{"$f":"IF(H1035<=CX1037-E1119,0,H1119*H1033*H1034*J1033/(H1035*4))","v":{"$error":"#VALUE!"}}]
[{"$nulls":4},{"v":22,"d":"22.00"},{"$f":"$DF$87","v":{"v":0,"d":"0.000"}},{"$f":"IF(SUM(F1038:F1122)-H1036<=0,0,SUM(F1038:F1122)-H1036)","v":{"v":0,"d":"0.00"}},{"v":0,"d":"0.000"},{"$nulls":84},{"$f":"IF(H1035<=CO1037-E1122,0,H1122*H1033*H1034*J1033/(H1035*4))","v":{"$error":"#VALUE!"}},{"$f":"IF(H1035<=CP1037-E1122,0,H1122*H1033*H1034*J1033/(H1035*4))","v":{"$error":"#VALUE!"}},{"$f":"IF(H1035<=CQ1037-E1122,0,H1122*H1033*H1034*J1033/(H1035*4))","v":{"$error":"#VALUE!"}},{"$f":"IF(H1035<=CR1037-E1122,0,H1122*H1033*H1034*J1033/(H1035*4))","v":{"$error":"#VALUE!"}},{"$f":"IF(H1035<=CS1037-E1122,0,H1122*H1033*H1034*J1033/(H1035*4))","v":{"$error":"#VALUE!"}},{"$f":"IF(H1035<=CT1037-E1122,0,H1122*H1033*H1034*J1033/(H1035*4))","v":{"$error":"#VALUE!"}},{"$f":"IF(H1035<=CU1037-E1122,0,H1122*H1033*H1034*J1033/(H1035*4))","v":{"$error":"#VALUE!"}},{"$f":"IF(H1035<=CV1037-E1122,0,H1122*H1033*H1034*J1033/(H1035*4))","v":{"$error":"#VALUE!"}},{"$f":"IF(H1035<=CW1037-E1122,0,H1122*H1033*H1034*J1033/(H1035*4))","v":{"$error":"#VALUE!"}},{"$f":"IF(H1035<=CX1037-E1122,0,H1122*H1033*H1034*J1033/(H1035*4))","v":{"$error":"#VALUE!"}},{"$f":"IF(H1035<=CY1037-E1122,0,H1122*H1033*H1034*J1033/(H1035*4))","v":{"$error":"#VALUE!"}},{"$f":"IF(H1035<=CZ1037-E1122,0,H1122*H1033*H1034*J1033/(H1035*4))","v":{"$error":"#VALUE!"}}]
[{"$nulls":4},22.25,{"$f":"$DF$88","v":{"v":0,"d":"0.000"}},{"$f":"IF(SUM(F1038:F1123)-H1036<=0,0,SUM(F1038:F1123)-H1036)","v":{"v":0,"d":"0.00"}},{"v":0,"d":"0.000"},{"$nulls":85},{"$f":"IF(H1035<=CP1037-E1123,0,H1123*H1033*H1034*J1033/(H1035*4))","v":{"$error":"#VALUE!"}},{"$f":"IF(H1035<=CQ1037-E1123,0,H1123*H1033*H1034*J1033/(H1035*4))","v":{"$error":"#VALUE!"}},{"$f":"IF(H1035<=CR1037-E1123,0,H1123*H1033*H1034*J1033/(H1035*4))","v":{"$error":"#VALUE!"}},{"$f":"IF(H1035<=CS1037-E1123,0,H1123*H1033*H1034*J1033/(H1035*4))","v":{"$error":"#VALUE!"}},{"$f":"IF(H1035<=CT1037-E1123,0,H1123*H1033*H1034*J1033/(H1035*4))","v":{"$error":"#VALUE!"}},{"$f":"IF(H1035<=CU1037-E1123,0,H1123*H1033*H1034*J1033/(H1035*4))","v":{"$error":"#VALUE!"}},{"$f":"IF(H1035<=CV1037-E1123,0,H1123*H1033*H1034*J1033/(H1035*4))","v":{"$error":"#VALUE!"}},{"$f":"IF(H1035<=CW1037-E1123,0,H1123*H1033*H1034*J1033/(H1035*4))","v":{"$error":"#VALUE!"}},{"$f":"IF(H1035<=CX1037-E1123,0,H1123*H1033*H1034*J1033/(H1035*4))","v":{"$error":"#VALUE!"}},{"$f":"IF(H1035<=CY1037-E1123,0,H1123*H1033*H1034*J1033/(H1035*4))","v":{"$error":"#VALUE!"}},{"$f":"IF(H1035<=CZ1037-E1123,0,H1123*H1033*H1034*J1033/(H1035*4))","v":{"$error":"#VALUE!"}}]
[{"$nulls":4},23.25,{"$f":"$DF$92","v":{"v":0,"d":"0.000"}},{"$f":"IF(SUM(F1038:F1127)-H1036<=0,0,SUM(F1038:F1127)-H1036)","v":{"v":0,"d":"0.00"}},{"v":0,"d":"0.000"},{"$nulls":89},{"$f":"IF(H1035<=CT1037-E1127,0,H1127*H1033*H1034*J1033/(H1035*4))","v":{"$error":"#VALUE!"}},{"$f":"IF(H1035<=CU1037-E1127,0,H1127*H1033*H1034*J1033/(H1035*4))","v":{"$error":"#VALUE!"}},{"$f":"IF(H1035<=CV1037-E1127,0,H1127*H1033*H1034*J1033/(H1035*4))","v":{"$error":"#VALUE!"}},{"$f":"IF(H1035<=CW1037-E1127,0,H1127*H1033*H1034*J1033/(H1035*4))","v":{"$error":"#VALUE!"}},{"$f":"IF(H1035<=CX1037-E1127,0,H1127*H1033*H1034*J1033/(H1035*4))","v":{"$error":"#VALUE!"}},{"$f":"IF(H1035<=CY1037-E1127,0,H1127*H1033*H1034*J1033/(H1035*4))","v":{"$error":"#VALUE!"}},{"$f":"IF(H1035<=CZ1037-E1127,0,H1127*H1033*H1034*J1033/(H1035*4))","v":{"$error":"#VALUE!"}}]
[{"$nulls":4},{"v":23.5,"d":"23.50"},{"$f":"$DF$93","v":{"v":0,"d":"0.000"}},{"$f":"IF(SUM(F1038:F1128)-H1036<=0,0,SUM(F1038:F1128)-H1036)","v":{"v":0,"d":"0.00"}},{"v":0,"d":"0.000"},{"$nulls":90},{"$f":"IF(H1035<=CU1037-E1128,0,H1128*H1033*H1034*J1033/(H1035*4))","v":{"$error":"#VALUE!"}},{"$f":"IF(H1035<=CV1037-E1128,0,H1128*H1033*H1034*J1033/(H1035*4))","v":{"$error":"#VALUE!"}},{"$f":"IF(H1035<=CW1037-E1128,0,H1128*H1033*H1034*J1033/(H1035*4))","v":{"$error":"#VALUE!"}},{"$f":"IF(H1035<=CX1037-E1128,0,H1128*H1033*H1034*J1033/(H1035*4))","v":{"$error":"#VALUE!"}},{"$f":"IF(H1035<=CY1037-E1128,0,H1128*H1033*H1034*J1033/(H1035*4))","v":{"$error":"#VALUE!"}},{"$f":"IF(H1035<=CZ1037-E1128,0,H1128*H1033*H1034*J1033/(H1035*4))","v":{"$error":"#VALUE!"}}]
[{"$nulls":4},24.25,{"$f":"$DF$96","v":{"v":0,"d":"0.000"}},{"$f":"IF(SUM(F1038:F1131)-H1036<=0,0,SUM(F1038:F1131)-H1036)","v":{"v":0,"d":"0.00"}},{"v":0,"d":"0.000"},{"$nulls":93},{"$f":"IF(H1035<=CX1037-E1131,0,H1131*H1033*H1034*J1033/(H1035*4))","v":{"$error":"#VALUE!"}},{"$f":"IF(H1035<=CY1037-E1131,0,H1131*H1033*H1034*J1033/(H1035*4))","v":{"$error":"#VALUE!"}},{"$f":"IF(H1035<=CZ1037-E1131,0,H1131*H1033*H1034*J1033/(H1035*4))","v":{"$error":"#VALUE!"}}]
[{"$nulls":4},24.75,{"$f":"$DF$98","v":{"v":0,"d":"0.000"}},{"$f":"IF(SUM(F1038:F1133)-H1036<=0,0,SUM(F1038:F1133)-H1036)","v":{"v":0,"d":"0.00"}},{"v":0,"d":"0.000"},{"$nulls":95},{"$f":"IF(H1035<=CZ1037-E1133,0,H1133*H1033*H1034*J1033/(H1035*4))","v":{"$error":"#VALUE!"}}]
[{"$f":"CONCATENATE(H1032,C1136)","v":"CSO 00812b."},"12. Green Infrastructure Reductions","12b.","Total GI capacity (MG). ",null,null,{"$f":"C1136","v":"12b."},{"$f":"IF(HLOOKUP(H1032,'4 - CSO VOLUME'!$E$9:$AS$33,13,FALSE)=\"\",0,HLOOKUP(H1032,'4 - CSO VOLUME'!$E$9:$AS$33,13,FALSE))","v":{"v":0,"d":"0.00"}}]
[{"$f":"CONCATENATE(H1032,C1139)","v":"CSO 00812d."},null,"12d.","Stormwater runoff after GI saturation (MG). Excess after Line 12c exceeds Line 12b.",null,null,{"$f":"C1139","v":"12d."},null,{"$f":"I1138-H1138","v":{"$error":"#VALUE!"}},{"$f":"J1138-I1138","v":{"$error":"#VALUE!"}},{"$f":"K1138-J1138","v":{"$error":"#VALUE!"}},{"$f":"L1138-K1138","v":{"$error":"#VALUE!"}},{"$f":"M1138-L1138","v":{"$error":"#VALUE!"}},{"$f":"N1138-M1138","v":{"$error":"#VALUE!"}},{"$f":"O1138-N1138","v":{"$error":"#VALUE!"}},{"$f":"P1138-O1138","v":{"$error":"#VALUE!"}},{"$f":"Q1138-P1138","v":{"$error":"#VALUE!"}},{"$f":"R1138-Q1138","v":{"$error":"#VALUE!"}},{"$f":"S1138-R1138","v":{"$error":"#VALUE!"}},{"$f":"T1138-S1138","v":{"$error":"#VALUE!"}},{"$f":"U1138-T1138","v":{"$error":"#VALUE!"}},{"$f":"V1138-U1138","v":{"$error":"#VALUE!"}},{"$f":"W1138-V1138","v":{"$error":"#VALUE!"}},{"$f":"X1138-W1138","v":{"$error":"#VALUE!"}},{"$f":"Y1138-X1138","v":{"$error":"#VALUE!"}},{"$f":"Z1138-Y1138","v":{"$error":"#VALUE!"}},{"$f":"AA1138-Z1138","v":{"$error":"#VALUE!"}},{"$f":"AB1138-AA1138","v":{"$error":"#VALUE!"}},{"$f":"AC1138-AB1138","v":{"$error":"#VALUE!"}},{"$f":"AD1138-AC1138","v":{"$error":"#VALUE!"}},{"$f":"AE1138-AD1138","v":{"$error":"#VALUE!"}},{"$f":"AF1138-AE1138","v":{"$error":"#VALUE!"}},{"$f":"AG1138-AF1138","v":{"$error":"#VALUE!"}},{"$f":"AH1138-AG1138","v":{"$error":"#VALUE!"}},{"$f":"AI1138-AH1138","v":{"$error":"#VALUE!"}},{"$f":"AJ1138-AI1138","v":{"$error":"#VALUE!"}},{"$f":"AK1138-AJ1138","v":{"$error":"#VALUE!"}},{"$f":"AL1138-AK1138","v":{"$error":"#VALUE!"}},{"$f":"AM1138-AL1138","v":{"$error":"#VALUE!"}},{"$f":"AN1138-AM1138","v":{"$error":"#VALUE!"}},{"$f":"AO1138-AN1138","v":{"$error":"#VALUE!"}},{"$f":"AP1138-AO1138","v":{"$error":"#VALUE!"}},{"$f":"AQ1138-AP1138","v":{"$error":"#VALUE!"}},{"$f":"AR1138-AQ1138","v":{"$error":"#VALUE!"}},{"$f":"AS1138-AR1138","v":{"$error":"#VALUE!"}},{"$f":"AT1138-AS1138","v":{"$error":"#VALUE!"}},{"$f":"AU1138-AT1138","v":{"$error":"#VALUE!"}},{"$f":"AV1138-AU1138","v":{"$error":"#VALUE!"}},{"$f":"AW1138-AV1138","v":{"$error":"#VALUE!"}},{"$f":"AX1138-AW1138","v":{"$error":"#VALUE!"}},{"$f":"AY1138-AX1138","v":{"$error":"#VALUE!"}},{"$f":"AZ1138-AY1138","v":{"$error":"#VALUE!"}},{"$f":"BA1138-AZ1138","v":{"$error":"#VALUE!"}},{"$f":"BB1138-BA1138","v":{"$error":"#VALUE!"}},{"$f":"BC1138-BB1138","v":{"$error":"#VALUE!"}},{"$f":"BD1138-BC1138","v":{"$error":"#VALUE!"}},{"$f":"BE1138-BD1138","v":{"$error":"#VALUE!"}},{"$f":"BF1138-BE1138","v":{"$error":"#VALUE!"}},{"$f":"BG1138-BF1138","v":{"$error":"#VALUE!"}},{"$f":"BH1138-BG1138","v":{"$error":"#VALUE!"}},{"$f":"BI1138-BH1138","v":{"$error":"#VALUE!"}},{"$f":"BJ1138-BI1138","v":{"$error":"#VALUE!"}},{"$f":"BK1138-BJ1138","v":{"$error":"#VALUE!"}},{"$f":"BL1138-BK1138","v":{"$error":"#VALUE!"}},{"$f":"BM1138-BL1138","v":{"$error":"#VALUE!"}},{"$f":"BN1138-BM1138","v":{"$error":"#VALUE!"}},{"$f":"BO1138-BN1138","v":{"$error":"#VALUE!"}},{"$f":"BP1138-BO1138","v":{"$error":"#VALUE!"}},{"$f":"BQ1138-BP1138","v":{"$error":"#VALUE!"}},{"$f":"BR1138-BQ1138","v":{"$error":"#VALUE!"}},{"$f":"BS1138-BR1138","v":{"$error":"#VALUE!"}},{"$f":"BT1138-BS1138","v":{"$error":"#VALUE!"}},{"$f":"BU1138-BT1138","v":{"$error":"#VALUE!"}},{"$f":"BV1138-BU1138","v":{"$error":"#VALUE!"}},{"$f":"BW1138-BV1138","v":{"$error":"#VALUE!"}},{"$f":"BX1138-BW1138","v":{"$error":"#VALUE!"}},{"$f":"BY1138-BX1138","v":{"$error":"#VALUE!"}},{"$f":"BZ1138-BY1138","v":{"$error":"#VALUE!"}},{"$f":"CA1138-BZ1138","v":{"$error":"#VALUE!"}},{"$f":"CB1138-CA1138","v":{"$error":"#VALUE!"}},{"$f":"CC1138-CB1138","v":{"$error":"#VALUE!"}},{"$f":"CD1138-CC1138","v":{"$error":"#VALUE!"}},{"$f":"CE1138-CD1138","v":{"$error":"#VALUE!"}},{"$f":"CF1138-CE1138","v":{"$error":"#VALUE!"}},{"$f":"CG1138-CF1138","v":{"$error":"#VALUE!"}},{"$f":"CH1138-CG1138","v":{"$error":"#VALUE!"}},{"$f":"CI1138-CH1138","v":{"$error":"#VALUE!"}},{"$f":"CJ1138-CI1138","v":{"$error":"#VALUE!"}},{"$f":"CK1138-CJ1138","v":{"$error":"#VALUE!"}},{"$f":"CL1138-CK1138","v":{"$error":"#VALUE!"}},{"$f":"CM1138-CL1138","v":{"$error":"#VALUE!"}},{"$f":"CN1138-CM1138","v":{"$error":"#VALUE!"}},{"$f":"CO1138-CN1138","v":{"$error":"#VALUE!"}},{"$f":"CP1138-CO1138","v":{"$error":"#VALUE!"}},{"$f":"CQ1138-CP1138","v":{"$error":"#VALUE!"}},{"$f":"CR1138-CQ1138","v":{"$error":"#VALUE!"}},{"$f":"CS1138-CR1138","v":{"$error":"#VALUE!"}},{"$f":"CT1138-CS1138","v":{"$error":"#VALUE!"}},{"$f":"CU1138-CT1138","v":{"$error":"#VALUE!"}},{"$f":"CV1138-CU1138","v":{"$error":"#VALUE!"}},{"$f":"CW1138-CV1138","v":{"$error":"#VALUE!"}},{"$f":"CX1138-CW1138","v":{"$error":"#VALUE!"}},{"$f":"CY1138-CX1138","v":{"$error":"#VALUE!"}},{"$f":"CZ1138-CY1138","v":{"$error":"#VALUE!"}},{"$f":"SUM(I1139:CZ1139)","v":{"$error":"#VALUE!"}}]
[{"$f":"CONCATENATE(H1032,C1141)","v":"CSO 00813b."},null,"13b.","Dry weather flow rate (MGD). ",null,null,{"$f":"C1141","v":"13b."},{"$f":"HLOOKUP(H1032,'4 - CSO VOLUME'!$E$9:$AS$33,17,FALSE)","v":{"v":0,"d":"0.00"}},{"$f":"$H1141/(4*24)","v":{"v":0,"d":"0.000"}},{"$f":"$H1141/(4*24)","v":{"v":0,"d":"0.000"}},{"v":0,"d":"0.000"},{"v":0,"d":"0.000"},{"v":0,"d":"0.000"},{"v":0,"d":"0.000"},{"v":0,"d":"0.000"},{"v":0,"d":"0.000"},{"v":0,"d":"0.000"},{"v":0,"d":"0.000"},{"v":0,"d":"0.000"},{"v":0,"d":"0.000"},{"v":0,"d":"0.000"},{"v":0,"d":"0.000"},{"v":0,"d":"0.000"},{"v":0,"d":"0.000"},{"v":0,"d":"0.000"},{"v":0,"d":"0.000"},{"v":0,"d":"0.000"},{"v":0,"d":"0.000"},{"v":0,"d":"0.000"},{"v":0,"d":"0.000"},{"v":0,"d":"0.000"},{"v":0,"d":"0.000"},{"v":0,"d":"0.000"},{"v":0,"d":"0.000"},{"v":0,"d":"0.000"},{"v":0,"d":"0.000"},{"v":0,"d":"0.000"},{"v":0,"d":"0.000"},{"v":0,"d":"0.000"},{"v":0,"d":"0.000"},{"v":0,"d":"0.000"},{"v":0,"d":"0.000"},{"v":0,"d":"0.000"},{"v":0,"d":"0.000"},{"v":0,"d":"0.000"},{"v":0,"d":"0.000"},{"v":0,"d":"0.000"},{"v":0,"d":"0.000"},{"v":0,"d":"0.000"},{"v":0,"d":"0.000"},{"v":0,"d":"0.000"},{"v":0,"d":"0.000"},{"v":0,"d":"0.000"},{"v":0,"d":"0.000"},{"v":0,"d":"0.000"},{"v":0,"d":"0.000"},{"v":0,"d":"0.000"},{"v":0,"d":"0.000"},{"v":0,"d":"0.000"},{"v":0,"d":"0.000"},{"v":0,"d":"0.000"},{"v":0,"d":"0.000"},{"v":0,"d":"0.000"},{"v":0,"d":"0.000"},{"v":0,"d":"0.000"},{"v":0,"d":"0.000"},{"v":0,"d":"0.000"},{"v":0,"d":"0.000"},{"v":0,"d":"0.000"},{"v":0,"d":"0.000"},{"v":0,"d":"0.000"},{"v":0,"d":"0.000"},{"v":0,"d":"0.000"},{"$f":"$H1141/(4*24)","v":{"v":0,"d":"0.000"}},{"v":0,"d":"0.000"},{"v":0,"d":"0.000"},{"v":0,"d":"0.000"},{"v":0,"d":"0.000"},{"v":0,"d":"0.000"},{"v":0,"d":"0.000"},{"v":0,"d":"0.000"},{"v":0,"d":"0.000"},{"v":0,"d":"0.000"},{"v":0,"d":"0.000"},{"v":0,"d":"0.000"},{"v":0,"d":"0.000"},{"v":0,"d":"0.000"},{"v":0,"d":"0.000"},{"v":0,"d":"0.000"},{"v":0,"d":"0.000"},{"v":0,"d":"0.000"},{"v":0,"d":"0.000"},{"v":0,"d":"0.000"},{"v":0,"d":"0.000"},{"v":0,"d":"0.000"},{"v":0,"d":"0.000"},{"v":0,"d":"0.000"},{"v":0,"d":"0.000"},{"v":0,"d":"0.000"},{"v":0,"d":"0.000"},{"v":0,"d":"0.000"},{"v":0,"d":"0.000"},{"v":0,"d":"0.000"},{"v":0,"d":"0.000"}]
[{"$f":"CONCATENATE(H1032,C1142)","v":"CSO 00813c."},null,"13c.","Stormwater runoff after GI saturation plus dry weather flow (MG). Add Line 13b to Line 12d.",null,null,{"$f":"C1142","v":"13c."},null,{"$f":"I1141+I1139","v":{"$error":"#VALUE!"}},{"$f":"J1141+J1139","v":{"$error":"#VALUE!"}},{"$error":"#VALUE!"},{"$error":"#VALUE!"},{"$error":"#VALUE!"},{"$error":"#VALUE!"},{"$error":"#VALUE!"},{"$error":"#VALUE!"},{"$error":"#VALUE!"},{"$error":"#VALUE!"},{"$error":"#VALUE!"},{"$error":"#VALUE!"},{"$error":"#VALUE!"},{"$error":"#VALUE!"},{"$error":"#VALUE!"},{"$error":"#VALUE!"},{"$error":"#VALUE!"},{"$error":"#VALUE!"},{"$error":"#VALUE!"},{"$error":"#VALUE!"},{"$error":"#VALUE!"},{"$error":"#VALUE!"},{"$error":"#VALUE!"},{"$error":"#VALUE!"},{"$error":"#VALUE!"},{"$error":"#VALUE!"},{"$error":"#VALUE!"},{"$error":"#VALUE!"},{"$error":"#VALUE!"},{"$error":"#VALUE!"},{"$error":"#VALUE!"},{"$error":"#VALUE!"},{"$error":"#VALUE!"},{"$error":"#VALUE!"},{"$error":"#VALUE!"},{"$error":"#VALUE!"},{"$error":"#VALUE!"},{"$error":"#VALUE!"},{"$error":"#VALUE!"},{"$error":"#VALUE!"},{"$error":"#VALUE!"},{"$error":"#VALUE!"},{"$error":"#VALUE!"},{"$error":"#VALUE!"},{"$error":"#VALUE!"},{"$error":"#VALUE!"},{"$error":"#VALUE!"},{"$error":"#VALUE!"},{"$error":"#VALUE!"},{"$error":"#VALUE!"},{"$error":"#VALUE!"},{"$error":"#VALUE!"},{"$error":"#VALUE!"},{"$error":"#VALUE!"},{"$error":"#VALUE!"},{"$error":"#VALUE!"},{"$error":"#VALUE!"},{"$error":"#VALUE!"},{"$error":"#VALUE!"},{"$error":"#VALUE!"},{"$error":"#VALUE!"},{"$error":"#VALUE!"},{"$error":"#VALUE!"},{"$error":"#VALUE!"},{"$error":"#VALUE!"},{"$f":"BV1141+BV1139","v":{"$error":"#VALUE!"}},{"$error":"#VALUE!"},{"$error":"#VALUE!"},{"$error":"#VALUE!"},{"$error":"#VALUE!"},{"$error":"#VALUE!"},{"$error":"#VALUE!"},{"$error":"#VALUE!"},{"$error":"#VALUE!"},{"$error":"#VALUE!"},{"$error":"#VALUE!"},{"$error":"#VALUE!"},{"$error":"#VALUE!"},{"$error":"#VALUE!"},{"$error":"#VALUE!"},{"$error":"#VALUE!"},{"$error":"#VALUE!"},{"$error":"#VALUE!"},{"$error":"#VALUE!"},{"$error":"#VALUE!"},{"$error":"#VALUE!"},{"$error":"#VALUE!"},{"$error":"#VALUE!"},{"$error":"#VALUE!"},{"$error":"#VALUE!"},{"$error":"#VALUE!"},{"$error":"#VALUE!"},{"$error":"#VALUE!"},{"$error":"#VALUE!"},{"$error":"#VALUE!"},{"$error":"#VALUE!"},{"$f":"SUM(I1142:CZ1142)","v":{"$error":"#VALUE!"}}]
[{"$f":"CONCATENATE(H1032,C1144)","v":"CSO 00813d."},null,"13d.","Combined sewage after GI saturation and CSO control (MG). Excess after Line 13c exceeds Line 13a.",null,null,{"$f":"C1144","v":"13d."},null,{"$f":"I1143-H1143","v":{"$error":"#VALUE!"}},{"$f":"J1143-I1143","v":{"$error":"#VALUE!"}},{"$f":"K1143-J1143","v":{"$error":"#VALUE!"}},{"$f":"L1143-K1143","v":{"$error":"#VALUE!"}},{"$f":"M1143-L1143","v":{"$error":"#VALUE!"}},{"$f":"N1143-M1143","v":{"$error":"#VALUE!"}},{"$f":"O1143-N1143","v":{"$error":"#VALUE!"}},{"$f":"P1143-O1143","v":{"$error":"#VALUE!"}},{"$f":"Q1143-P1143","v":{"$error":"#VALUE!"}},{"$f":"R1143-Q1143","v":{"$error":"#VALUE!"}},{"$f":"S1143-R1143","v":{"$error":"#VALUE!"}},{"$f":"T1143-S1143","v":{"$error":"#VALUE!"}},{"$f":"U1143-T1143","v":{"$error":"#VALUE!"}},{"$f":"V1143-U1143","v":{"$error":"#VALUE!"}},{"$f":"W1143-V1143","v":{"$error":"#VALUE!"}},{"$f":"X1143-W1143","v":{"$error":"#VALUE!"}},{"$f":"Y1143-X1143","v":{"$error":"#VALUE!"}},{"$f":"Z1143-Y1143","v":{"$error":"#VALUE!"}},{"$f":"AA1143-Z1143","v":{"$error":"#VALUE!"}},{"$f":"AB1143-AA1143","v":{"$error":"#VALUE!"}},{"$f":"AC1143-AB1143","v":{"$error":"#VALUE!"}},{"$f":"AD1143-AC1143","v":{"$error":"#VALUE!"}},{"$f":"AE1143-AD1143","v":{"$error":"#VALUE!"}},{"$f":"AF1143-AE1143","v":{"$error":"#VALUE!"}},{"$f":"AG1143-AF1143","v":{"$error":"#VALUE!"}},{"$f":"AH1143-AG1143","v":{"$error":"#VALUE!"}},{"$f":"AI1143-AH1143","v":{"$error":"#VALUE!"}},{"$f":"AJ1143-AI1143","v":{"$error":"#VALUE!"}},{"$f":"AK1143-AJ1143","v":{"$error":"#VALUE!"}},{"$f":"AL1143-AK1143","v":{"$error":"#VALUE!"}},{"$f":"AM1143-AL1143","v":{"$error":"#VALUE!"}},{"$f":"AN1143-AM1143","v":{"$error":"#VALUE!"}},{"$f":"AO1143-AN1143","v":{"$error":"#VALUE!"}},{"$f":"AP1143-AO1143","v":{"$error":"#VALUE!"}},{"$f":"AQ1143-AP1143","v":{"$error":"#VALUE!"}},{"$f":"AR1143-AQ1143","v":{"$error":"#VALUE!"}},{"$f":"AS1143-AR1143","v":{"$error":"#VALUE!"}},{"$f":"AT1143-AS1143","v":{"$error":"#VALUE!"}},{"$f":"AU1143-AT1143","v":{"$error":"#VALUE!"}},{"$f":"AV1143-AU1143","v":{"$error":"#VALUE!"}},{"$f":"AW1143-AV1143","v":{"$error":"#VALUE!"}},{"$f":"AX1143-AW1143","v":{"$error":"#VALUE!"}},{"$f":"AY1143-AX1143","v":{"$error":"#VALUE!"}},{"$f":"AZ1143-AY1143","v":{"$error":"#VALUE!"}},{"$f":"BA1143-AZ1143","v":{"$error":"#VALUE!"}},{"$f":"BB1143-BA1143","v":{"$error":"#VALUE!"}},{"$f":"BC1143-BB1143","v":{"$error":"#VALUE!"}},{"$f":"BD1143-BC1143","v":{"$error":"#VALUE!"}},{"$f":"BE1143-BD1143","v":{"$error":"#VALUE!"}},{"$f":"BF1143-BE1143","v":{"$error":"#VALUE!"}},{"$f":"BG1143-BF1143","v":{"$error":"#VALUE!"}},{"$f":"BH1143-BG1143","v":{"$error":"#VALUE!"}},{"$f":"BI1143-BH1143","v":{"$error":"#VALUE!"}},{"$f":"BJ1143-BI1143","v":{"$error":"#VALUE!"}},{"$f":"BK1143-BJ1143","v":{"$error":"#VALUE!"}},{"$f":"BL1143-BK1143","v":{"$error":"#VALUE!"}},{"$f":"BM1143-BL1143","v":{"$error":"#VALUE!"}},{"$f":"BN1143-BM1143","v":{"$error":"#VALUE!"}},{"$f":"BO1143-BN1143","v":{"$error":"#VALUE!"}},{"$f":"BP1143-BO1143","v":{"$error":"#VALUE!"}},{"$f":"BQ1143-BP1143","v":{"$error":"#VALUE!"}},{"$f":"BR1143-BQ1143","v":{"$error":"#VALUE!"}},{"$f":"BS1143-BR1143","v":{"$error":"#VALUE!"}},{"$f":"BT1143-BS1143","v":{"$error":"#VALUE!"}},{"$f":"BU1143-BT1143","v":{"$error":"#VALUE!"}},{"$f":"BV1143-BU1143","v":{"$error":"#VALUE!"}},{"$f":"BW1143-BV1143","v":{"$error":"#VALUE!"}},{"$f":"BX1143-BW1143","v":{"$error":"#VALUE!"}},{"$f":"BY1143-BX1143","v":{"$error":"#VALUE!"}},{"$f":"BZ1143-BY1143","v":{"$error":"#VALUE!"}},{"$f":"CA1143-BZ1143","v":{"$error":"#VALUE!"}},{"$f":"CB1143-CA1143","v":{"$error":"#VALUE!"}},{"$f":"CC1143-CB1143","v":{"$error":"#VALUE!"}},{"$f":"CD1143-CC1143","v":{"$error":"#VALUE!"}},{"$f":"CE1143-CD1143","v":{"$error":"#VALUE!"}},{"$f":"CF1143-CE1143","v":{"$error":"#VALUE!"}},{"$f":"CG1143-CF1143","v":{"$error":"#VALUE!"}},{"$f":"CH1143-CG1143","v":{"$error":"#VALUE!"}},{"$f":"CI1143-CH1143","v":{"$error":"#VALUE!"}},{"$f":"CJ1143-CI1143","v":{"$error":"#VALUE!"}},{"$f":"CK1143-CJ1143","v":{"$error":"#VALUE!"}},{"$f":"CL1143-CK1143","v":{"$error":"#VALUE!"}},{"$f":"CM1143-CL1143","v":{"$error":"#VALUE!"}},{"$f":"CN1143-CM1143","v":{"$error":"#VALUE!"}},{"$f":"CO1143-CN1143","v":{"$error":"#VALUE!"}},{"$f":"CP1143-CO1143","v":{"$error":"#VALUE!"}},{"$f":"CQ1143-CP1143","v":{"$error":"#VALUE!"}},{"$f":"CR1143-CQ1143","v":{"$error":"#VALUE!"}},{"$f":"CS1143-CR1143","v":{"$error":"#VALUE!"}},{"$f":"CT1143-CS1143","v":{"$error":"#VALUE!"}},{"$f":"CU1143-CT1143","v":{"$error":"#VALUE!"}},{"$f":"CV1143-CU1143","v":{"$error":"#VALUE!"}},{"$f":"CW1143-CV1143","v":{"$error":"#VALUE!"}},{"$f":"CX1143-CW1143","v":{"$error":"#VALUE!"}},{"$f":"CY1143-CX1143","v":{"$error":"#VALUE!"}},{"$f":"CZ1143-CY1143","v":{"$error":"#VALUE!"}},{"$f":"SUM(I1144:CZ1144)","v":{"$error":"#VALUE!"}}]
[{"$f":"CONCATENATE(H1032,C1147)","v":"CSO 00814c."},null,"14c.","CSO treatment capacity (MGD). Line 7c.",null,null,"14c.",{"$f":"HLOOKUP(H1032,'4 - CSO VOLUME'!$E$9:$AS$33,22,FALSE)","v":""}]
[{"$f":"CONCATENATE(H1032,C1150)","v":"CSO 00814f."},null,"14f.","Combined sewage diverted to WWTP (MG). Subtract Line 14b from Line 13d at hourly increments.",null,null,"14f.",null,{"$f":"I1144-I1146","v":{"$error":"#VALUE!"}},{"$f":"J1144-J1146","v":{"$error":"#VALUE!"}},{"$error":"#VALUE!"},{"$error":"#VALUE!"},{"$error":"#VALUE!"},{"$error":"#VALUE!"},{"$error":"#VALUE!"},{"$error":"#VALUE!"},{"$error":"#VALUE!"},{"$error":"#VALUE!"},{"$error":"#VALUE!"},{"$error":"#VALUE!"},{"$error":"#VALUE!"},{"$error":"#VALUE!"},{"$error":"#VALUE!"},{"$error":"#VALUE!"},{"$error":"#VALUE!"},{"$error":"#VALUE!"},{"$error":"#VALUE!"},{"$error":"#VALUE!"},{"$error":"#VALUE!"},{"$error":"#VALUE!"},{"$error":"#VALUE!"},{"$error":"#VALUE!"},{"$error":"#VALUE!"},{"$error":"#VALUE!"},{"$error":"#VALUE!"},{"$error":"#VALUE!"},{"$error":"#VALUE!"},{"$error":"#VALUE!"},{"$error":"#VALUE!"},{"$error":"#VALUE!"},{"$error":"#VALUE!"},{"$error":"#VALUE!"},{"$error":"#VALUE!"},{"$error":"#VALUE!"},{"$error":"#VALUE!"},{"$error":"#VALUE!"},{"$error":"#VALUE!"},{"$error":"#VALUE!"},{"$error":"#VALUE!"},{"$error":"#VALUE!"},{"$error":"#VALUE!"},{"$error":"#VALUE!"},{"$error":"#VALUE!"},{"$error":"#VALUE!"},{"$error":"#VALUE!"},{"$error":"#VALUE!"},{"$error":"#VALUE!"},{"$error":"#VALUE!"},{"$error":"#VALUE!"},{"$error":"#VALUE!"},{"$error":"#VALUE!"},{"$error":"#VALUE!"},{"$error":"#VALUE!"},{"$error":"#VALUE!"},{"$error":"#VALUE!"},{"$error":"#VALUE!"},{"$error":"#VALUE!"},{"$error":"#VALUE!"},{"$error":"#VALUE!"},{"$error":"#VALUE!"},{"$error":"#VALUE!"},{"$error":"#VALUE!"},{"$error":"#VALUE!"},{"$f":"BV1144-BV1146","v":{"$error":"#VALUE!"}},{"$error":"#VALUE!"},{"$error":"#VALUE!"},{"$error":"#VALUE!"},{"$error":"#VALUE!"},{"$error":"#VALUE!"},{"$error":"#VALUE!"},{"$error":"#VALUE!"},{"$error":"#VALUE!"},{"$error":"#VALUE!"},{"$error":"#VALUE!"},{"$error":"#VALUE!"},{"$error":"#VALUE!"},{"$error":"#VALUE!"},{"$error":"#VALUE!"},{"$error":"#VALUE!"},{"$error":"#VALUE!"},{"$error":"#VALUE!"},{"$error":"#VALUE!"},{"$error":"#VALUE!"},{"$error":"#VALUE!"},{"$error":"#VALUE!"},{"$error":"#VALUE!"},{"$error":"#VALUE!"},{"$error":"#VALUE!"},{"$error":"#VALUE!"},{"$error":"#VALUE!"},{"$error":"#VALUE!"},{"$error":"#VALUE!"},{"$error":"#VALUE!"},{"$error":"#VALUE!"},{"$f":"SUM(I1150:CZ1150)","v":{"$error":"#VALUE!"}}]
[]
[{"$nulls":6},"ISA:",{"$f":"HLOOKUP(H1153,'2 - CSO INPUT'!$E$9:$AS$19,7,FALSE)","v":{"v":0,"d":"0%"}}]
[{"$nulls":6},"TOC (hr);",{"$f":"HLOOKUP(H1153,'3 - Tc & RAINFALL'!$E$9:$AS$17,6,FALSE)","v":""}]
[{"$nulls":4},1.25,{"$f":"$DF$4","v":{"v":0,"d":"0.000"}},{"$f":"IF(SUM(F1159:F1160)-H1157<=0,0,SUM(F1159:F1160)-H1157)","v":{"v":0,"d":"0.00"}},{"$f":"G1160-G1159","v":{"v":0,"d":"0.000"}},null,{"$f":"IF(H1156<=J1158-E1160,0,H1160*H1154*H1155*J1154/(H1156*4))","v":{"$error":"#VALUE!"}},{"$f":"IF(H1156<=K1158-E1160,0,H1160*H1154*H1155*J1154/(H1156*4))","v":{"$error":"#VALUE!"}},{"$f":"IF(H1156<=L1158-E1160,0,H1160*H1154*H1155*J1154/(H1156*4))","v":{"$error":"#VALUE!"}},{"$f":"IF(H1156<=M1158-E1160,0,H1160*H1154*H1155*J1154/(H1156*4))","v":{"$error":"#VALUE!"}},{"$f":"IF(H1156<=N1158-E1160,0,H1160*H1154*H1155*J1154/(H1156*4))","v":{"$error":"#VALUE!"}},{"$f":"IF(H1156<=O1158-E1160,0,H1160*H1154*H1155*J1154/(H1156*4))","v":{"$error":"#VALUE!"}},{"$f":"IF(H1156<=P1158-E1160,0,H1160*H1154*H1155*J1154/(H1156*4))","v":{"$error":"#VALUE!"}},{"$f":"IF(H1156<=Q1158-E1160,0,H1160*H1154*H1155*J1154/(H1156*4))","v":{"$error":"#VALUE!"}},{"$f":"IF(H1156<=R1158-E1160,0,H1160*H1154*H1155*J1154/(H1156*4))","v":{"$error":"#VALUE!"}},{"$f":"IF(H1156<=S1158-E1160,0,H1160*H1154*H1155*J1154/(H1156*4))","v":{"$error":"#VALUE!"}},{"$f":"IF(H1156<=T1158-E1160,0,H1160*H1154*H1155*J1154/(H1156*4))","v":{"$error":"#VALUE!"}},{"$f":"IF(H1156<=U1158-E1160,0,H1160*H1154*H1155*J1154/(H1156*4))","v":{"$error":"#VALUE!"}},{"$f":"IF(H1156<=V1158-E1160,0,H1160*H1154*H1155*J1154/(H1156*4))","v":{"$error":"#VALUE!"}}]
[{"$nulls":4},{"v":1.5,"d":"1.50"},{"$f":"$DF$5","v":{"v":0,"d":"0.000"}},{"$f":"IF(SUM(F1159:F1161)-H1157<=0,0,SUM(F1159:F1161)-H1157)","v":{"v":0,"d":"0.00"}},{"v":0,"d":"0.000"},null,null,{"$f":"IF(H1156<=K1158-E1161,0,H1161*H1154*H1155*J1154/(H1156*4))","v":{"$error":"#VALUE!"}},{"$f":"IF(H1156<=L1158-E1161,0,H1161*H1154*H1155*J1154/(H1156*4))","v":{"$error":"#VALUE!"}},{"$f":"IF(H1156<=M1158-E1161,0,H1161*H1154*H1155*J1154/(H1156*4))","v":{"$error":"#VALUE!"}},{"$f":"IF(H1156<=N1158-E1161,0,H1161*H1154*H1155*J1154/(H1156*4))","v":{"$error":"#VALUE!"}},{"$f":"IF(H1156<=O1158-E1161,0,H1161*H1154*H1155*J1154/(H1156*4))","v":{"$error":"#VALUE!"}},{"$f":"IF(H1156<=P1158-E1161,0,H1161*H1154*H1155*J1154/(H1156*4))","v":{"$error":"#VALUE!"}},{"$f":"IF(H1156<=Q1158-E1161,0,H1161*H1154*H1155*J1154/(H1156*4))","v":{"$error":"#VALUE!"}},{"$f":"IF(H1156<=R1158-E1161,0,H1161*H1154*H1155*J1154/(H1156*4))","v":{"$error":"#VALUE!"}},{"$f":"IF(H1156<=S1158-E1161,0,H1161*H1154*H1155*J1154/(H1156*4))","v":{"$error":"#VALUE!"}},{"$f":"IF(H1156<=T1158-E1161,0,H1161*H1154*H1155*J1154/(H1156*4))","v":{"$error":"#VALUE!"}},{"$f":"IF(H1156<=U1158-E1161,0,H1161*H1154*H1155*J1154/(H1156*4))","v":{"$error":"#VALUE!"}},{"$f":"IF(H1156<=V1158-E1161,0,H1161*H1154*H1155*J1154/(H1156*4))","v":{"$error":"#VALUE!"}},{"$f":"IF(H1156<=W1158-E1161,0,H1161*H1154*H1155*J1154/(H1156*4))","v":{"$error":"#VALUE!"}}]
[{"$nulls":4},2.25,{"$f":"$DF$8","v":{"v":0,"d":"0.000"}},{"$f":"IF(SUM(F1159:F1164)-H1157<=0,0,SUM(F1159:F1164)-H1157)","v":{"v":0,"d":"0.00"}},{"v":0,"d":"0.000"},{"$nulls":5},{"$f":"IF(H1156<=N1158-E1164,0,H1164*H1154*H1155*J1154/(H1156*4))","v":{"$error":"#VALUE!"}},{"$f":"IF(H1156<=O1158-E1164,0,H1164*H1154*H1155*J1154/(H1156*4))","v":{"$error":"#VALUE!"}},{"$f":"IF(H1156<=P1158-E1164,0,H1164*H1154*H1155*J1154/(H1156*4))","v":{"$error":"#VALUE!"}},{"$f":"IF(H1156<=Q1158-E1164,0,H1164*H1154*H1155*J1154/(H1156*4))","v":{"$error":"#VALUE!"}},{"$f":"IF(H1156<=R1158-E1164,0,H1164*H1154*H1155*J1154/(H1156*4))","v":{"$error":"#VALUE!"}},{"$f":"IF(H1156<=S1158-E1164,0,H1164*H1154*H1155*J1154/(H1156*4))","v":{"$error":"#VALUE!"}},{"$f":"IF(H1156<=T1158-E1164,0,H1164*H1154*H1155*J1154/(H1156*4))","v":{"$error":"#VALUE!"}},{"$f":"IF(H1156<=U1158-E1164,0,H1164*H1154*H1155*J1154/(H1156*4))","v":{"$error":"#VALUE!"}},{"$f":"IF(H1156<=V1158-E1164,0,H1164*H1154*H1155*J1154/(H1156*4))","v":{"$error":"#VALUE!"}},{"$f":"IF(H1156<=W1158-E1164,0,H1164*H1154*H1155*J1154/(H1156*4))","v":{"$error":"#VALUE!"}},{"$f":"IF(H1156<=X1158-E1164,0,H1164*H1154*H1155*J1154/(H1156*4))","v":{"$error":"#VALUE!"}},{"$f":"IF(H1156<=Y1158-E1164,0,H1164*H1154*H1155*J1154/(H1156*4))","v":{"$error":"#VALUE!"}},{"$f":"IF(H1156<=Z1158-E1164,0,H1164*H1154*H1155*J1154/(H1156*4))","v":{"$error":"#VALUE!"}}]
[{"$nulls":4},2.75,{"$f":"$DF$10","v":{"v":0,"d":"0.000"}},{"$f":"IF(SUM(F1159:F1166)-H1157<=0,0,SUM(F1159:F1166)-H1157)","v":{"v":0,"d":"0.00"}},{"v":0,"d":"0.000"},{"$nulls":7},{"$f":"IF(H1156<=P1158-E1166,0,H1166*H1154*H1155*J1154/(H1156*4))","v":{"$error":"#VALUE!"}},{"$f":"IF(H1156<=Q1158-E1166,0,H1166*H1154*H1155*J1154/(H1156*4))","v":{"$error":"#VALUE!"}},{"$f":"IF(H1156<=R1158-E1166,0,H1166*H1154*H1155*J1154/(H1156*4))","v":{"$error":"#VALUE!"}},{"$f":"IF(H1156<=S1158-E1166,0,H1166*H1154*H1155*J1154/(H1156*4))","v":{"$error":"#VALUE!"}},{"$f":"IF(H1156<=T1158-E1166,0,H1166*H1154*H1155*J1154/(H1156*4))","v":{"$error":"#VALUE!"}},{"$f":"IF(H1156<=U1158-E1166,0,H1166*H1154*H1155*J1154/(H1156*4))","v":{"$error":"#VALUE!"}},{"$f":"IF(H1156<=V1158-E1166,0,H1166*H1154*H1155*J1154/(H1156*4))","v":{"$error":"#VALUE!"}},{"$f":"IF(H1156<=W1158-E1166,0,H1166*H1154*H1155*J1154/(H1156*4))","v":{"$error":"#VALUE!"}},{"$f":"IF(H1156<=X1158-E1166,0,H1166*H1154*H1155*J1154/(H1156*4))","v":{"$error":"#VALUE!"}},{"$f":"IF(H1156<=Y1158-E1166,0,H1166*H1154*H1155*J1154/(H1156*4))","v":{"$error":"#VALUE!"}},{"$f":"IF(H1156<=Z1158-E1166,0,H1166*H1154*H1155*J1154/(H1156*4))","v":{"$error":"#VALUE!"}},{"$f":"IF(H1156<=AA1158-E1166,0,H1166*H1154*H1155*J1154/(H1156*4))","v":{"$error":"#VALUE!"}},{"$f":"IF(H1156<=AB1158-E1166,0,H1166*H1154*H1155*J1154/(H1156*4))","v":{"$error":"#VALUE!"}}]
[{"$nulls":4},{"v":3.5,"d":"3.50"},{"$f":"$DF$13","v":{"v":0,"d":"0.000"}},{"$f":"IF(SUM(F1159:F1169)-H1157<=0,0,SUM(F1159:F1169)-H1157)","v":{"v":0,"d":"0.00"}},{"v":0,"d":"0.000"},{"$nulls":10},{"$f":"IF(H1156<=S1158-E1169,0,H1169*H1154*H1155*J1154/(H1156*4))","v":{"$error":"#VALUE!"}},{"$f":"IF(H1156<=T1158-E1169,0,H1169*H1154*H1155*J1154/(H1156*4))","v":{"$error":"#VALUE!"}},{"$f":"IF(H1156<=U1158-E1169,0,H1169*H1154*H1155*J1154/(H1156*4))","v":{"$error":"#VALUE!"}},{"$f":"IF(H1156<=V1158-E1169,0,H1169*H1154*H1155*J1154/(H1156*4))","v":{"$error":"#VALUE!"}},{"$f":"IF(H1156<=W1158-E1169,0,H1169*H1154*H1155*J1154/(H1156*4))","v":{"$error":"#VALUE!"}},{"$f":"IF(H1156<=X1158-E1169,0,H1169*H1154*H1155*J1154/(H1156*4))","v":{"$error":"#VALUE!"}},{"$f":"IF(H1156<=Y1158-E1169,0,H1169*H1154*H1155*J1154/(H1156*4))","v":{"$error":"#VALUE!"}},{"$f":"IF(H1156<=Z1158-E1169,0,H1169*H1154*H1155*J1154/(H1156*4))","v":{"$error":"#VALUE!"}},{"$f":"IF(H1156<=AA1158-E1169,0,H1169*H1154*H1155*J1154/(H1156*4))","v":{"$error":"#VALUE!"}},{"$f":"IF(H1156<=AB1158-E1169,0,H1169*H1154*H1155*J1154/(H1156*4))","v":{"$error":"#VALUE!"}},{"$f":"IF(H1156<=AC1158-E1169,0,H1169*H1154*H1155*J1154/(H1156*4))","v":{"$error":"#VALUE!"}},{"$f":"IF(H1156<=AD1158-E1169,0,H1169*H1154*H1155*J1154/(H1156*4))","v":{"$error":"#VALUE!"}},{"$f":"IF(H1156<=AE1158-E1169,0,H1169*H1154*H1155*J1154/(H1156*4))","v":{"$error":"#VALUE!"}}]
[{"$nulls":4},3.75,{"$f":"$DF$14","v":{"v":0,"d":"0.000"}},{"$f":"IF(SUM(F1159:F1170)-H1157<=0,0,SUM(F1159:F1170)-H1157)","v":{"v":0,"d":"0.00"}},{"v":0,"d":"0.000"},{"$nulls":11},{"$f":"IF(H1156<=T1158-E1170,0,H1170*H1154*H1155*J1154/(H1156*4))","v":{"$error":"#VALUE!"}},{"$f":"IF(H1156<=U1158-E1170,0,H1170*H1154*H1155*J1154/(H1156*4))","v":{"$error":"#VALUE!"}},{"$f":"IF(H1156<=V1158-E1170,0,H1170*H1154*H1155*J1154/(H1156*4))","v":{"$error":"#VALUE!"}},{"$f":"IF(H1156<=W1158-E1170,0,H1170*H1154*H1155*J1154/(H1156*4))","v":{"$error":"#VALUE!"}},{"$f":"IF(H1156<=X1158-E1170,0,H1170*H1154*H1155*J1154/(H1156*4))","v":{"$error":"#VALUE!"}},{"$f":"IF(H1156<=Y1158-E1170,0,H1170*H1154*H1155*J1154/(H1156*4))","v":{"$error":"#VALUE!"}},{"$f":"IF(H1156<=Z1158-E1170,0,H1170*H1154*H1155*J1154/(H1156*4))","v":{"$error":"#VALUE!"}},{"$f":"IF(H1156<=AA1158-E1170,0,H1170*H1154*H1155*J1154/(H1156*4))","v":{"$error":"#VALUE!"}},{"$f":"IF(H1156<=AB1158-E1170,0,H1170*H1154*H1155*J1154/(H1156*4))","v":{"$error":"#VALUE!"}},{"$f":"IF(H1156<=AC1158-E1170,0,H1170*H1154*H1155*J1154/(H1156*4))","v":{"$error":"#VALUE!"}},{"$f":"IF(H1156<=AD1158-E1170,0,H1170*H1154*H1155*J1154/(H1156*4))","v":{"$error":"#VALUE!"}},{"$f":"IF(H1156<=AE1158-E1170,0,H1170*H1154*H1155*J1154/(H1156*4))","v":{"$error":"#VALUE!"}},{"$f":"IF(H1156<=AF1158-E1170,0,H1170*H1154*H1155*J1154/(H1156*4))","v":{"$error":"#VALUE!"}}]
[{"$nulls":4},4.75,{"$f":"$DF$18","v":{"v":0,"d":"0.000"}},{"$f":"IF(SUM(F1159:F1174)-H1157<=0,0,SUM(F1159:F1174)-H1157)","v":{"v":0,"d":"0.00"}},{"v":0,"d":"0.000"},{"$nulls":15},{"$f":"IF(H1156<=X1158-E1174,0,H1174*H1154*H1155*J1154/(H1156*4))","v":{"$error":"#VALUE!"}},{"$f":"IF(H1156<=Y1158-E1174,0,H1174*H1154*H1155*J1154/(H1156*4))","v":{"$error":"#VALUE!"}},{"$f":"IF(H1156<=Z1158-E1174,0,H1174*H1154*H1155*J1154/(H1156*4))","v":{"$error":"#VALUE!"}},{"$f":"IF(H1156<=AA1158-E1174,0,H1174*H1154*H1155*J1154/(H1156*4))","v":{"$error":"#VALUE!"}},{"$f":"IF(H1156<=AB1158-E1174,0,H1174*H1154*H1155*J1154/(H1156*4))","v":{"$error":"#VALUE!"}},{"$f":"IF(H1156<=AC1158-E1174,0,H1174*H1154*H1155*J1154/(H1156*4))","v":{"$error":"#VALUE!"}},{"$f":"IF(H1156<=AD1158-E1174,0,H1174*H1154*H1155*J1154/(H1156*4))","v":{"$error":"#VALUE!"}},{"$f":"IF(H1156<=AE1158-E1174,0,H1174*H1154*H1155*J1154/(H1156*4))","v":{"$error":"#VALUE!"}},{"$f":"IF(H1156<=AF1158-E1174,0,H1174*H1154*H1155*J1154/(H1156*4))","v":{"$error":"#VALUE!"}},{"$f":"IF(H1156<=AG1158-E1174,0,H1174*H1154*H1155*J1154/(H1156*4))","v":{"$error":"#VALUE!"}},{"$f":"IF(H1156<=AH1158-E1174,0,H1174*H1154*H1155*J1154/(H1156*4))","v":{"$error":"#VALUE!"}},{"$f":"IF(H1156<=AI1158-E1174,0,H1174*H1154*H1155*J1154/(H1156*4))","v":{"$error":"#VALUE!"}},{"$f":"IF(H1156<=AJ1158-E1174,0,H1174*H1154*H1155*J1154/(H1156*4))","v":{"$error":"#VALUE!"}}]
[{"$nulls":4},{"v":5,"d":"5.00"},{"$f":"$DF$19","v":{"v":0,"d":"0.000"}},{"$f":"IF(SUM(F1159:F1175)-H1157<=0,0,SUM(F1159:F1175)-H1157)","v":{"v":0,"d":"0.00"}},{"v":0,"d":"0.000"},{"$nulls":16},{"$f":"IF(H1156<=Y1158-E1175,0,H1175*H1154*H1155*J1154/(H1156*4))","v":{"$error":"#VALUE!"}},{"$f":"IF(H1156<=Z1158-E1175,0,H1175*H1154*H1155*J1154/(H1156*4))","v":{"$error":"#VALUE!"}},{"$f":"IF(H1156<=AA1158-E1175,0,H1175*H1154*H1155*J1154/(H1156*4))","v":{"$error":"#VALUE!"}},{"$f":"IF(H1156<=AB1158-E1175,0,H1175*H1154*H1155*J1154/(H1156*4))","v":{"$error":"#VALUE!"}},{"$f":"IF(H1156<=AC1158-E1175,0,H1175*H1154*H1155*J1154/(H1156*4))","v":{"$error":"#VALUE!"}},{"$f":"IF(H1156<=AD1158-E1175,0,H1175*H1154*H1155*J1154/(H1156*4))","v":{"$error":"#VALUE!"}},{"$f":"IF(H1156<=AE1158-E1175,0,H1175*H1154*H1155*J1154/(H1156*4))","v":{"$error":"#VALUE!"}},{"$f":"IF(H1156<=AF1158-E1175,0,H1175*H1154*H1155*J1154/(H1156*4))","v":{"$error":"#VALUE!"}},{"$f":"IF(H1156<=AG1158-E1175,0,H1175*H1154*H1155*J1154/(H1156*4))","v":{"$error":"#VALUE!"}},{"$f":"IF(H1156<=AH1158-E1175,0,H1175*H1154*H1155*J1154/(H1156*4))","v":{"$error":"#VALUE!"}},{"$f":"IF(H1156<=AI1158-E1175,0,H1175*H1154*H1155*J1154/(H1156*4))","v":{"$error":"#VALUE!"}},{"$f":"IF(H1156<=AJ1158-E1175,0,H1175*H1154*H1155*J1154/(H1156*4))","v":{"$error":"#VALUE!"}},{"$f":"IF(H1156<=AK1158-E1175,0,H1175*H1154*H1155*J1154/(H1156*4))","v":{"$error":"#VALUE!"}}]
[{"$nulls":4},5.75,{"$f":"$DF$22","v":{"v":0,"d":"0.000"}},{"$f":"IF(SUM(F1159:F1178)-H1157<=0,0,SUM(F1159:F1178)-H1157)","v":{"v":0,"d":"0.00"}},{"v":0,"d":"0.000"},{"$nulls":19},{"$f":"IF(H1156<=AB1158-E1178,0,H1178*H1154*H1155*J1154/(H1156*4))","v":{"$error":"#VALUE!"}},{"$f":"IF(H1156<=AC1158-E1178,0,H1178*H1154*H1155*J1154/(H1156*4))","v":{"$error":"#VALUE!"}},{"$f":"IF(H1156<=AD1158-E1178,0,H1178*H1154*H1155*J1154/(H1156*4))","v":{"$error":"#VALUE!"}},{"$f":"IF(H1156<=AE1158-E1178,0,H1178*H1154*H1155*J1154/(H1156*4))","v":{"$error":"#VALUE!"}},{"$f":"IF(H1156<=AF1158-E1178,0,H1178*H1154*H1155*J1154/(H1156*4))","v":{"$error":"#VALUE!"}},{"$f":"IF(H1156<=AG1158-E1178,0,H1178*H1154*H1155*J1154/(H1156*4))","v":{"$error":"#VALUE!"}},{"$f":"IF(H1156<=AH1158-E1178,0,H1178*H1154*H1155*J1154/(H1156*4))","v":{"$error":"#VALUE!"}},{"$f":"IF(H1156<=AI1158-E1178,0,H1178*H1154*H1155*J1154/(H1156*4))","v":{"$error":"#VALUE!"}},{"$f":"IF(H1156<=AJ1158-E1178,0,H1178*H1154*H1155*J1154/(H1156*4))","v":{"$error":"#VALUE!"}},{"$f":"IF(H1156<=AK1158-E1178,0,H1178*H1154*H1155*J1154/(H1156*4))","v":{"$error":"#VALUE!"}},{"$f":"IF(H1156<=AL1158-E1178,0,H1178*H1154*H1155*J1154/(H1156*4))","v":{"$error":"#VALUE!"}},{"$f":"IF(H1156<=AM1158-E1178,0,H1178*H1154*H1155*J1154/(H1156*4))","v":{"$error":"#VALUE!"}},{"$f":"IF(H1156<=AN1158-E1178,0,H1178*H1154*H1155*J1154/(H1156*4))","v":{"$error":"#VALUE!"}}]
[{"$nulls":4},{"v":6,"d":"6.00"},{"$f":"$DF$23","v":{"v":0,"d":"0.000"}},{"$f":"IF(SUM(F1159:F1179)-H1157<=0,0,SUM(F1159:F1179)-H1157)","v":{"v":0,"d":"0.00"}},{"v":0,"d":"0.000"},{"$nulls":20},{"$f":"IF(H1156<=AC1158-E1179,0,H1179*H1154*H1155*J1154/(H1156*4))","v":{"$error":"#VALUE!"}},{"$f":"IF(H1156<=AD1158-E1179,0,H1179*H1154*H1155*J1154/(H1156*4))","v":{"$error":"#VALUE!"}},{"$f":"IF(H1156<=AE1158-E1179,0,H1179*H1154*H1155*J1154/(H1156*4))","v":{"$error":"#VALUE!"}},{"$f":"IF(H1156<=AF1158-E1179,0,H1179*H1154*H1155*J1154/(H1156*4))","v":{"$error":"#VALUE!"}},{"$f":"IF(H1156<=AG1158-E1179,0,H1179*H1154*H1155*J1154/(H1156*4))","v":{"$error":"#VALUE!"}},{"$f":"IF(H1156<=AH1158-E1179,0,H1179*H1154*H1155*J1154/(H1156*4))","v":{"$error":"#VALUE!"}},{"$f":"IF(H1156<=AI1158-E1179,0,H1179*H1154*H1155*J1154/(H1156*4))","v":{"$error":"#VALUE!"}},{"$f":"IF(H1156<=AJ1158-E1179,0,H1179*H1154*H1155*J1154/(H1156*4))","v":{"$error":"#VALUE!"}},{"$f":"IF(H1156<=AK1158-E1179,0,H1179*H1154*H1155*J1154/(H1156*4))","v":{"$error":"#VALUE!"}},{"$f":"IF(H1156<=AL1158-E1179,0,H1179*H1154*H1155*J1154/(H1156*4))","v":{"$error":"#VALUE!"}},{"$f":"IF(H1156<=AM1158-E1179,0,H1179*H1154*H1155*J1154/(H1156*4))","v":{"$error":"#VALUE!"}},{"$f":"IF(H1156<=AN1158-E1179,0,H1179*H1154*H1155*J1154/(H1156*4))","v":{"$error":"#VALUE!"}},{"$f":"IF(H1156<=AO1158-E1179,0,H1179*H1154*H1155*J1154/(H1156*4))","v":{"$error":"#VALUE!"}}]
[{"$nulls":4},{"v":6.5,"d":"6.50"},{"$f":"$DF$25","v":{"v":0,"d":"0.000"}},{"$f":"IF(SUM(F1159:F1181)-H1157<=0,0,SUM(F1159:F1181)-H1157)","v":{"v":0,"d":"0.00"}},{"v":0,"d":"0.000"},{"$nulls":22},{"$f":"IF(H1156<=AE1158-E1181,0,H1181*H1154*H1155*J1154/(H1156*4))","v":{"$error":"#VALUE!"}},{"$f":"IF(H1156<=AF1158-E1181,0,H1181*H1154*H1155*J1154/(H1156*4))","v":{"$error":"#VALUE!"}},{"$f":"IF(H1156<=AG1158-E1181,0,H1181*H1154*H1155*J1154/(H1156*4))","v":{"$error":"#VALUE!"}},{"$f":"IF(H1156<=AH1158-E1181,0,H1181*H1154*H1155*J1154/(H1156*4))","v":{"$error":"#VALUE!"}},{"$f":"IF(H1156<=AI1158-E1181,0,H1181*H1154*H1155*J1154/(H1156*4))","v":{"$error":"#VALUE!"}},{"$f":"IF(H1156<=AJ1158-E1181,0,H1181*H1154*H1155*J1154/(H1156*4))","v":{"$error":"#VALUE!"}},{"$f":"IF(H1156<=AK1158-E1181,0,H1181*H1154*H1155*J1154/(H1156*4))","v":{"$error":"#VALUE!"}},{"$f":"IF(H1156<=AL1158-E1181,0,H1181*H1154*H1155*J1154/(H1156*4))","v":{"$error":"#VALUE!"}},{"$f":"IF(H1156<=AM1158-E1181,0,H1181*H1154*H1155*J1154/(H1156*4))","v":{"$error":"#VALUE!"}},{"$f":"IF(H1156<=AN1158-E1181,0,H1181*H1154*H1155*J1154/(H1156*4))","v":{"$error":"#VALUE!"}},{"$f":"IF(H1156<=AO1158-E1181,0,H1181*H1154*H1155*J1154/(H1156*4))","v":{"$error":"#VALUE!"}},{"$f":"IF(H1156<=AP1158-E1181,0,H1181*H1154*H1155*J1154/(H1156*4))","v":{"$error":"#VALUE!"}},{"$f":"IF(H1156<=AQ1158-E1181,0,H1181*H1154*H1155*J1154/(H1156*4))","v":{"$error":"#VALUE!"}}]
[{"$nulls":4},7.25,{"$f":"$DF$28","v":{"v":0,"d":"0.000"}},{"$f":"IF(SUM(F1159:F1184)-H1157<=0,0,SUM(F1159:F1184)-H1157)","v":{"v":0,"d":"0.00"}},{"v":0,"d":"0.000"},{"$nulls":25},{"$f":"IF(H1156<=AH1158-E1184,0,H1184*H1154*H1155*J1154/(H1156*4))","v":{"$error":"#VALUE!"}},{"$f":"IF(H1156<=AI1158-E1184,0,H1184*H1154*H1155*J1154/(H1156*4))","v":{"$error":"#VALUE!"}},{"$f":"IF(H1156<=AJ1158-E1184,0,H1184*H1154*H1155*J1154/(H1156*4))","v":{"$error":"#VALUE!"}},{"$f":"IF(H1156<=AK1158-E1184,0,H1184*H1154*H1155*J1154/(H1156*4))","v":{"$error":"#VALUE!"}},{"$f":"IF(H1156<=AL1158-E1184,0,H1184*H1154*H1155*J1154/(H1156*4))","v":{"$error":"#VALUE!"}},{"$f":"IF(H1156<=AM1158-E1184,0,H1184*H1154*H1155*J1154/(H1156*4))","v":{"$error":"#VALUE!"}},{"$f":"IF(H1156<=AN1158-E1184,0,H1184*H1154*H1155*J1154/(H1156*4))","v":{"$error":"#VALUE!"}},{"$f":"IF(H1156<=AO1158-E1184,0,H1184*H1154*H1155*J1154/(H1156*4))","v":{"$error":"#VALUE!"}},{"$f":"IF(H1156<=AP1158-E1184,0,H1184*H1154*H1155*J1154/(H1156*4))","v":{"$error":"#VALUE!"}},{"$f":"IF(H1156<=AQ1158-E1184,0,H1184*H1154*H1155*J1154/(H1156*4))","v":{"$error":"#VALUE!"}},{"$f":"IF(H1156<=AR1158-E1184,0,H1184*H1154*H1155*J1154/(H1156*4))","v":{"$error":"#VALUE!"}},{"$f":"IF(H1156<=AS1158-E1184,0,H1184*H1154*H1155*J1154/(H1156*4))","v":{"$error":"#VALUE!"}},{"$f":"IF(H1156<=AT1158-E1184,0,H1184*H1154*H1155*J1154/(H1156*4))","v":{"$error":"#VALUE!"}}]
[{"$nulls":4},{"v":8,"d":"8.00"},{"$f":"$DF$31","v":{"v":0,"d":"0.000"}},{"$f":"IF(SUM(F1159:F1187)-H1157<=0,0,SUM(F1159:F1187)-H1157)","v":{"v":0,"d":"0.00"}},{"v":0,"d":"0.000"},{"$nulls":28},{"$f":"IF(H1156<=AK1158-E1187,0,H1187*H1154*H1155*J1154/(H1156*4))","v":{"$error":"#VALUE!"}},{"$f":"IF(H1156<=AL1158-E1187,0,H1187*H1154*H1155*J1154/(H1156*4))","v":{"$error":"#VALUE!"}},{"$f":"IF(H1156<=AM1158-E1187,0,H1187*H1154*H1155*J1154/(H1156*4))","v":{"$error":"#VALUE!"}},{"$f":"IF(H1156<=AN1158-E1187,0,H1187*H1154*H1155*J1154/(H1156*4))","v":{"$error":"#VALUE!"}},{"$f":"IF(H1156<=AO1158-E1187,0,H1187*H1154*H1155*J1154/(H1156*4))","v":{"$error":"#VALUE!"}},{"$f":"IF(H1156<=AP1158-E1187,0,H1187*H1154*H1155*J1154/(H1156*4))","v":{"$error":"#VALUE!"}},{"$f":"IF(H1156<=AQ1158-E1187,0,H1187*H1154*H1155*J1154/(H1156*4))","v":{"$error":"#VALUE!"}},{"$f":"IF(H1156<=AR1158-E1187,0,H1187*H1154*H1155*J1154/(H1156*4))","v":{"$error":"#VALUE!"}},{"$f":"IF(H1156<=AS1158-E1187,0,H1187*H1154*H1155*J1154/(H1156*4))","v":{"$error":"#VALUE!"}},{"$f":"IF(H1156<=AT1158-E1187,0,H1187*H1154*H1155*J1154/(H1156*4))","v":{"$error":"#VALUE!"}},{"$f":"IF(H1156<=AU1158-E1187,0,H1187*H1154*H1155*J1154/(H1156*4))","v":{"$error":"#VALUE!"}},{"$f":"IF(H1156<=AV1158-E1187,0,H1187*H1154*H1155*J1154/(H1156*4))","v":{"$error":"#VALUE!"}},{"$f":"IF(H1156<=AW1158-E1187,0,H1187*H1154*H1155*J1154/(H1156*4))","v":{"$error":"#VALUE!"}}]
[{"$nulls":4},{"v":8.5,"d":"8.50"},{"$f":"$DF$33","v":{"v":0,"d":"0.000"}},{"$f":"IF(SUM(F1159:F1189)-H1157<=0,0,SUM(F1159:F1189)-H1157)","v":{"v":0,"d":"0.00"}},{"v":0,"d":"0.000"},{"$nulls":30},{"$f":"IF(H1156<=AM1158-E1189,0,H1189*H1154*H1155*J1154/(H1156*4))","v":{"$error":"#VALUE!"}},{"$f":"IF(H1156<=AN1158-E1189,0,H1189*H1154*H1155*J1154/(H1156*4))","v":{"$error":"#VALUE!"}},{"$f":"IF(H1156<=AO1158-E1189,0,H1189*H1154*H1155*J1154/(H1156*4))","v":{"$error":"#VALUE!"}},{"$f":"IF(H1156<=AP1158-E1189,0,H1189*H1154*H1155*J1154/(H1156*4))","v":{"$error":"#VALUE!"}},{"$f":"IF(H1156<=AQ1158-E1189,0,H1189*H1154*H1155*J1154/(H1156*4))","v":{"$error":"#VALUE!"}},{"$f":"IF(H1156<=AR1158-E1189,0,H1189*H1154*H1155*J1154/(H1156*4))","v":{"$error":"#VALUE!"}},{"$f":"IF(H1156<=AS1158-E1189,0,H1189*H1154*H1155*J1154/(H1156*4))","v":{"$error":"#VALUE!"}},{"$f":"IF(H1156<=AT1158-E1189,0,H1189*H1154*H1155*J1154/(H1156*4))","v":{"$error":"#VALUE!"}},{"$f":"IF(H1156<=AU1158-E1189,0,H1189*H1154*H1155*J1154/(H1156*4))","v":{"$error":"#VALUE!"}},{"$f":"IF(H1156<=AV1158-E1189,0,H1189*H1154*H1155*J1154/(H1156*4))","v":{"$error":"#VALUE!"}},{"$f":"IF(H1156<=AW1158-E1189,0,H1189*H1154*H1155*J1154/(H1156*4))","v":{"$error":"#VALUE!"}},{"$f":"IF(H1156<=AX1158-E1189,0,H1189*H1154*H1155*J1154/(H1156*4))","v":{"$error":"#VALUE!"}},{"$f":"IF(H1156<=AY1158-E1189,0,H1189*H1154*H1155*J1154/(H1156*4))","v":{"$error":"#VALUE!"}}]
[{"$nulls":4},9.25,{"$f":"$DF$36","v":{"v":0,"d":"0.000"}},{"$f":"IF(SUM(F1159:F1192)-H1157<=0,0,SUM(F1159:F1192)-H1157)","v":{"v":0,"d":"0.00"}},{"v":0,"d":"0.000"},{"$nulls":33},{"$f":"IF(H1156<=AP1158-E1192,0,H1192*H1154*H1155*J1154/(H1156*4))","v":{"$error":"#VALUE!"}},{"$f":"IF(H1156<=AQ1158-E1192,0,H1192*H1154*H1155*J1154/(H1156*4))","v":{"$error":"#VALUE!"}},{"$f":"IF(H1156<=AR1158-E1192,0,H1192*H1154*H1155*J1154/(H1156*4))","v":{"$error":"#VALUE!"}},{"$f":"IF(H1156<=AS1158-E1192,0,H1192*H1154*H1155*J1154/(H1156*4))","v":{"$error":"#VALUE!"}},{"$f":"IF(H1156<=AT1158-E1192,0,H1192*H1154*H1155*J1154/(H1156*4))","v":{"$error":"#VALUE!"}},{"$f":"IF(H1156<=AU1158-E1192,0,H1192*H1154*H1155*J1154/(H1156*4))","v":{"$error":"#VALUE!"}},{"$f":"IF(H1156<=AV1158-E1192,0,H1192*H1154*H1155*J1154/(H1156*4))","v":{"$error":"#VALUE!"}},{"$f":"IF(H1156<=AW1158-E1192,0,H1192*H1154*H1155*J1154/(H1156*4))","v":{"$error":"#VALUE!"}},{"$f":"IF(H1156<=AX1158-E1192,0,H1192*H1154*H1155*J1154/(H1156*4))","v":{"$error":"#VALUE!"}},{"$f":"IF(H1156<=AY1158-E1192,0,H1192*H1154*H1155*J1154/(H1156*4))","v":{"$error":"#VALUE!"}},{"$f":"IF(H1156<=AZ1158-E1192,0,H1192*H1154*H1155*J1154/(H1156*4))","v":{"$error":"#VALUE!"}},{"$f":"IF(H1156<=BA1158-E1192,0,H1192*H1154*H1155*J1154/(H1156*4))","v":{"$error":"#VALUE!"}},{"$f":"IF(H1156<=BB1158-E1192,0,H1192*H1154*H1155*J1154/(H1156*4))","v":{"$error":"#VALUE!"}}]
[{"$nulls":4},{"v":9.5,"d":"9.50"},{"$f":"$DF$37","v":{"v":0,"d":"0.000"}},{"$f":"IF(SUM(F1159:F1193)-H1157<=0,0,SUM(F1159:F1193)-H1157)","v":{"v":0,"d":"0.00"}},{"v":0,"d":"0.000"},{"$nulls":34},{"$f":"IF(H1156<=AQ1158-E1193,0,H1193*H1154*H1155*J1154/(H1156*4))","v":{"$error":"#VALUE!"}},{"$f":"IF(H1156<=AR1158-E1193,0,H1193*H1154*H1155*J1154/(H1156*4))","v":{"$error":"#VALUE!"}},{"$f":"IF(H1156<=AS1158-E1193,0,H1193*H1154*H1155*J1154/(H1156*4))","v":{"$error":"#VALUE!"}},{"$f":"IF(H1156<=AT1158-E1193,0,H1193*H1154*H1155*J1154/(H1156*4))","v":{"$error":"#VALUE!"}},{"$f":"IF(H1156<=AU1158-E1193,0,H1193*H1154*H1155*J1154/(H1156*4))","v":{"$error":"#VALUE!"}},{"$f":"IF(H1156<=AV1158-E1193,0,H1193*H1154*H1155*J1154/(H1156*4))","v":{"$error":"#VALUE!"}},{"$f":"IF(H1156<=AW1158-E1193,0,H1193*H1154*H1155*J1154/(H1156*4))","v":{"$error":"#VALUE!"}},{"$f":"IF(H1156<=AX1158-E1193,0,H1193*H1154*H1155*J1154/(H1156*4))","v":{"$error":"#VALUE!"}},{"$f":"IF(H1156<=AY1158-E1193,0,H1193*H1154*H1155*J1154/(H1156*4))","v":{"$error":"#VALUE!"}},{"$f":"IF(H1156<=AZ1158-E1193,0,H1193*H1154*H1155*J1154/(H1156*4))","v":{"$error":"#VALUE!"}},{"$f":"IF(H1156<=BA1158-E1193,0,H1193*H1154*H1155*J1154/(H1156*4))","v":{"$error":"#VALUE!"}},{"$f":"IF(H1156<=BB1158-E1193,0,H1193*H1154*H1155*J1154/(H1156*4))","v":{"$error":"#VALUE!"}},{"$f":"IF(H1156<=BC1158-E1193,0,H1193*H1154*H1155*J1154/(H1156*4))","v":{"$error":"#VALUE!"}}]
[{"$nulls":4},{"v":10,"d":"10.00"},{"$f":"$DF$39","v":{"v":0,"d":"0.000"}},{"$f":"IF(SUM(F1159:F1195)-H1157<=0,0,SUM(F1159:F1195)-H1157)","v":{"v":0,"d":"0.00"}},{"v":0,"d":"0.000"},{"$nulls":36},{"$f":"IF(H1156<=AS1158-E1195,0,H1195*H1154*H1155*J1154/(H1156*4))","v":{"$error":"#VALUE!"}},{"$f":"IF(H1156<=AT1158-E1195,0,H1195*H1154*H1155*J1154/(H1156*4))","v":{"$error":"#VALUE!"}},{"$f":"IF(H1156<=AU1158-E1195,0,H1195*H1154*H1155*J1154/(H1156*4))","v":{"$error":"#VALUE!"}},{"$f":"IF(H1156<=AV1158-E1195,0,H1195*H1154*H1155*J1154/(H1156*4))","v":{"$error":"#VALUE!"}},{"$f":"IF(H1156<=AW1158-E1195,0,H1195*H1154*H1155*J1154/(H1156*4))","v":{"$error":"#VALUE!"}},{"$f":"IF(H1156<=AX1158-E1195,0,H1195*H1154*H1155*J1154/(H1156*4))","v":{"$error":"#VALUE!"}},{"$f":"IF(H1156<=AY1158-E1195,0,H1195*H1154*H1155*J1154/(H1156*4))","v":{"$error":"#VALUE!"}},{"$f":"IF(H1156<=AZ1158-E1195,0,H1195*H1154*H1155*J1154/(H1156*4))","v":{"$error":"#VALUE!"}},{"$f":"IF(H1156<=BA1158-E1195,0,H1195*H1154*H1155*J1154/(H1156*4))","v":{"$error":"#VALUE!"}},{"$f":"IF(H1156<=BB1158-E1195,0,H1195*H1154*H1155*J1154/(H1156*4))","v":{"$error":"#VALUE!"}},{"$f":"IF(H1156<=BC1158-E1195,0,H1195*H1154*H1155*J1154/(H1156*4))","v":{"$error":"#VALUE!"}},{"$f":"IF(H1156<=BD1158-E1195,0,H1195*H1154*H1155*J1154/(H1156*4))","v":{"$error":"#VALUE!"}},{"$f":"IF(H1156<=BE1158-E1195,0,H1195*H1154*H1155*J1154/(H1156*4))","v":{"$error":"#VALUE!"}}]
[{"$nulls":4},10.75,{"$f":"$DF$42","v":{"v":0,"d":"0.000"}},{"$f":"IF(SUM(F1159:F1198)-H1157<=0,0,SUM(F1159:F1198)-H1157)","v":{"v":0,"d":"0.00"}},{"v":0,"d":"0.000"},{"$nulls":39},{"$f":"IF(H1156<=AV1158-E1198,0,H1198*H1154*H1155*J1154/(H1156*4))","v":{"$error":"#VALUE!"}},{"$f":"IF(H1156<=AW1158-E1198,0,H1198*H1154*H1155*J1154/(H1156*4))","v":{"$error":"#VALUE!"}},{"$f":"IF(H1156<=AX1158-E1198,0,H1198*H1154*H1155*J1154/(H1156*4))","v":{"$error":"#VALUE!"}},{"$f":"IF(H1156<=AY1158-E1198,0,H1198*H1154*H1155*J1154/(H1156*4))","v":{"$error":"#VALUE!"}},{"$f":"IF(H1156<=AZ1158-E1198,0,H1198*H1154*H1155*J1154/(H1156*4))","v":{"$error":"#VALUE!"}},{"$f":"IF(H1156<=BA1158-E1198,0,H1198*H1154*H1155*J1154/(H1156*4))","v":{"$error":"#VALUE!"}},{"$f":"IF(H1156<=BB1158-E1198,0,H1198*H1154*H1155*J1154/(H1156*4))","v":{"$error":"#VALUE!"}},{"$f":"IF(H1156<=BC1158-E1198,0,H1198*H1154*H1155*J1154/(H1156*4))","v":{"$error":"#VALUE!"}},{"$f":"IF(H1156<=BD1158-E1198,0,H1198*H1154*H1155*J1154/(H1156*4))","v":{"$error":"#VALUE!"}},{"$f":"IF(H1156<=BE1158-E1198,0,H1198*H1154*H1155*J1154/(H1156*4))","v":{"$error":"#VALUE!"}},{"$f":"IF(H1156<=BF1158-E1198,0,H1198*H1154*H1155*J1154/(H1156*4))","v":{"$error":"#VALUE!"}},{"$f":"IF(H1156<=BG1158-E1198,0,H1198*H1154*H1155*J1154/(H1156*4))","v":{"$error":"#VALUE!"}},{"$f":"IF(H1156<=BH1158-E1198,0,H1198*H1154*H1155*J1154/(H1156*4))","v":{"$error":"#VALUE!"}}]
[{"$nulls":4},{"v":11.5,"d":"11.50"},{"$f":"$DF$45","v":{"v":0,"d":"0.000"}},{"$f":"IF(SUM(F1159:F1201)-H1157<=0,0,SUM(F1159:F1201)-H1157)","v":{"v":0,"d":"0.00"}},{"v":0,"d":"0.000"},{"$nulls":42},{"$f":"IF(H1156<=AY1158-E1201,0,H1201*H1154*H1155*J1154/(H1156*4))","v":{"$error":"#VALUE!"}},{"$f":"IF(H1156<=AZ1158-E1201,0,H1201*H1154*H1155*J1154/(H1156*4))","v":{"$error":"#VALUE!"}},{"$f":"IF(H1156<=BA1158-E1201,0,H1201*H1154*H1155*J1154/(H1156*4))","v":{"$error":"#VALUE!"}},{"$f":"IF(H1156<=BB1158-E1201,0,H1201*H1154*H1155*J1154/(H1156*4))","v":{"$error":"#VALUE!"}},{"$f":"IF(H1156<=BC1158-E1201,0,H1201*H1154*H1155*J1154/(H1156*4))","v":{"$error":"#VALUE!"}},{"$f":"IF(H1156<=BD1158-E1201,0,H1201*H1154*H1155*J1154/(H1156*4))","v":{"$error":"#VALUE!"}},{"$f":"IF(H1156<=BE1158-E1201,0,H1201*H1154*H1155*J1154/(H1156*4))","v":{"$error":"#VALUE!"}},{"$f":"IF(H1156<=BF1158-E1201,0,H1201*H1154*H1155*J1154/(H1156*4))","v":{"$error":"#VALUE!"}},{"$f":"IF(H1156<=BG1158-E1201,0,H1201*H1154*H1155*J1154/(H1156*4))","v":{"$error":"#VALUE!"}},{"$f":"IF(H1156<=BH1158-E1201,0,H1201*H1154*H1155*J1154/(H1156*4))","v":{"$error":"#VALUE!"}},{"$f":"IF(H1156<=BI1158-E1201,0,H1201*H1154*H1155*J1154/(H1156*4))","v":{"$error":"#VALUE!"}},{"$f":"IF(H1156<=BJ1158-E1201,0,H1201*H1154*H1155*J1154/(H1156*4))","v":{"$error":"#VALUE!"}},{"$f":"IF(H1156<=BK1158-E1201,0,H1201*H1154*H1155*J1154/(H1156*4))","v":{"$error":"#VALUE!"}}]
[{"$nulls":4},{"v":12,"d":"12.00"},{"$f":"$DF$47","v":{"v":0,"d":"0.000"}},{"$f":"IF(SUM(F1159:F1203)-H1157<=0,0,SUM(F1159:F1203)-H1157)","v":{"v":0,"d":"0.00"}},{"v":0,"d":"0.000"},{"$nulls":44},{"$f":"IF(H1156<=BA1158-E1203,0,H1203*H1154*H1155*J1154/(H1156*4))","v":{"$error":"#VALUE!"}},{"$f":"IF(H1156<=BB1158-E1203,0,H1203*H1154*H1155*J1154/(H1156*4))","v":{"$error":"#VALUE!"}},{"$f":"IF(H1156<=BC1158-E1203,0,H1203*H1154*H1155*J1154/(H1156*4))","v":{"$error":"#VALUE!"}},{"$f":"IF(H1156<=BD1158-E1203,0,H1203*H1154*H1155*J1154/(H1156*4))","v":{"$error":"#VALUE!"}},{"$f":"IF(H1156<=BE1158-E1203,0,H1203*H1154*H1155*J1154/(H1156*4))","v":{"$error":"#VALUE!"}},{"$f":"IF(H1156<=BF1158-E1203,0,H1203*H1154*H1155*J1154/(H1156*4))","v":{"$error":"#VALUE!"}},{"$f":"IF(H1156<=BG1158-E1203,0,H1203*H1154*H1155*J1154/(H1156*4))","v":{"$error":"#VALUE!"}},{"$f":"IF(H1156<=BH1158-E1203,0,H1203*H1154*H1155*J1154/(H1156*4))","v":{"$error":"#VALUE!"}},{"$f":"IF(H1156<=BI1158-E1203,0,H1203*H1154*H1155*J1154/(H1156*4))","v":{"$error":"#VALUE!"}},{"$f":"IF(H1156<=BJ1158-E1203,0,H1203*H1154*H1155*J1154/(H1156*4))","v":{"$error":"#VALUE!"}},{"$f":"IF(H1156<=BK1158-E1203,0,H1203*H1154*H1155*J1154/(H1156*4))","v":{"$error":"#VALUE!"}},{"$f":"IF(H1156<=BL1158-E1203,0,H1203*H1154*H1155*J1154/(H1156*4))","v":{"$error":"#VALUE!"}},{"$f":"IF(H1156<=BM1158-E1203,0,H1203*H1154*H1155*J1154/(H1156*4))","v":{"$error":"#VALUE!"}}]
[{"$nulls":4},12.75,{"$f":"$DF$50","v":{"v":0,"d":"0.000"}},{"$f":"IF(SUM(F1159:F1206)-H1157<=0,0,SUM(F1159:F1206)-H1157)","v":{"v":0,"d":"0.00"}},{"v":0,"d":"0.000"},{"$nulls":47},{"$f":"IF(H1156<=BD1158-E1206,0,H1206*H1154*H1155*J1154/(H1156*4))","v":{"$error":"#VALUE!"}},{"$f":"IF(H1156<=BE1158-E1206,0,H1206*H1154*H1155*J1154/(H1156*4))","v":{"$error":"#VALUE!"}},{"$f":"IF(H1156<=BF1158-E1206,0,H1206*H1154*H1155*J1154/(H1156*4))","v":{"$error":"#VALUE!"}},{"$f":"IF(H1156<=BG1158-E1206,0,H1206*H1154*H1155*J1154/(H1156*4))","v":{"$error":"#VALUE!"}},{"$f":"IF(H1156<=BH1158-E1206,0,H1206*H1154*H1155*J1154/(H1156*4))","v":{"$error":"#VALUE!"}},{"$f":"IF(H1156<=BI1158-E1206,0,H1206*H1154*H1155*J1154/(H1156*4))","v":{"$error":"#VALUE!"}},{"$f":"IF(H1156<=BJ1158-E1206,0,H1206*H1154*H1155*J1154/(H1156*4))","v":{"$error":"#VALUE!"}},{"$f":"IF(H1156<=BK1158-E1206,0,H1206*H1154*H1155*J1154/(H1156*4))","v":{"$error":"#VALUE!"}},{"$f":"IF(H1156<=BL1158-E1206,0,H1206*H1154*H1155*J1154/(H1156*4))","v":{"$error":"#VALUE!"}},{"$f":"IF(H1156<=BM1158-E1206,0,H1206*H1154*H1155*J1154/(H1156*4))","v":{"$error":"#VALUE!"}},{"$f":"IF(H1156<=BN1158-E1206,0,H1206*H1154*H1155*J1154/(H1156*4))","v":{"$error":"#VALUE!"}},{"$f":"IF(H1156<=BO1158-E1206,0,H1206*H1154*H1155*J1154/(H1156*4))","v":{"$error":"#VALUE!"}},{"$f":"IF(H1156<=BP1158-E1206,0,H1206*H1154*H1155*J1154/(H1156*4))","v":{"$error":"#VALUE!"}}]
[{"$nulls":4},{"v":13,"d":"13.00"},{"$f":"$DF$51","v":{"v":0,"d":"0.000"}},{"$f":"IF(SUM(F1159:F1207)-H1157<=0,0,SUM(F1159:F1207)-H1157)","v":{"v":0,"d":"0.00"}},{"v":0,"d":"0.000"},{"$nulls":48},{"$f":"IF(H1156<=BE1158-E1207,0,H1207*H1154*H1155*J1154/(H1156*4))","v":{"$error":"#VALUE!"}},{"$f":"IF(H1156<=BF1158-E1207,0,H1207*H1154*H1155*J1154/(H1156*4))","v":{"$error":"#VALUE!"}},{"$f":"IF(H1156<=BG1158-E1207,0,H1207*H1154*H1155*J1154/(H1156*4))","v":{"$error":"#VALUE!"}},{"$f":"IF(H1156<=BH1158-E1207,0,H1207*H1154*H1155*J1154/(H1156*4))","v":{"$error":"#VALUE!"}},{"$f":"IF(H1156<=BI1158-E1207,0,H1207*H1154*H1155*J1154/(H1156*4))","v":{"$error":"#VALUE!"}},{"$f":"IF(H1156<=BJ1158-E1207,0,H1207*H1154*H1155*J1154/(H1156*4))","v":{"$error":"#VALUE!"}},{"$f":"IF(H1156<=BK1158-E1207,0,H1207*H1154*H1155*J1154/(H1156*4))","v":{"$error":"#VALUE!"}},{"$f":"IF(H1156<=BL1158-E1207,0,H1207*H1154*H1155*J1154/(H1156*4))","v":{"$error":"#VALUE!"}},{"$f":"IF(H1156<=BM1158-E1207,0,H1207*H1154*H1155*J1154/(H1156*4))","v":{"$error":"#VALUE!"}},{"$f":"IF(H1156<=BN1158-E1207,0,H1207*H1154*H1155*J1154/(H1156*4))","v":{"$error":"#VALUE!"}},{"$f":"IF(H1156<=BO1158-E1207,0,H1207*H1154*H1155*J1154/(H1156*4))","v":{"$error":"#VALUE!"}},{"$f":"IF(H1156<=BP1158-E1207,0,H1207*H1154*H1155*J1154/(H1156*4))","v":{"$error":"#VALUE!"}},{"$f":"IF(H1156<=BQ1158-E1207,0,H1207*H1154*H1155*J1154/(H1156*4))","v":{"$error":"#VALUE!"}}]
[{"$nulls":4},{"v":14,"d":"14.00"},{"$f":"$DF$55","v":{"v":0,"d":"0.000"}},{"$f":"IF(SUM(F1159:F1211)-H1157<=0,0,SUM(F1159:F1211)-H1157)","v":{"v":0,"d":"0.00"}},{"v":0,"d":"0.000"},{"$nulls":52},{"$f":"IF(H1156<=BI1158-E1211,0,H1211*H1154*H1155*J1154/(H1156*4))","v":{"$error":"#VALUE!"}},{"$f":"IF(H1156<=BJ1158-E1211,0,H1211*H1154*H1155*J1154/(H1156*4))","v":{"$error":"#VALUE!"}},{"$f":"IF($H1156<=$BK1158-$E1211,0,$H1211*$H1154*$H1155*$J1154/($H1156*4))","v":{"$error":"#VALUE!"}},{"$f":"IF(H1156<=BL1158-E1211,0,H1211*H1154*H1155*J1154/(H1156*4))","v":{"$error":"#VALUE!"}},{"$f":"IF(H1156<=BM1158-E1211,0,H1211*H1154*H1155*J1154/(H1156*4))","v":{"$error":"#VALUE!"}},{"$f":"IF(H1156<=BN1158-E1211,0,H1211*H1154*H1155*J1154/(H1156*4))","v":{"$error":"#VALUE!"}},{"$f":"IF(H1156<=BO1158-E1211,0,H1211*H1154*H1155*J1154/(H1156*4))","v":{"$error":"#VALUE!"}},{"$f":"IF(H1156<=BP1158-E1211,0,H1211*H1154*H1155*J1154/(H1156*4))","v":{"$error":"#VALUE!"}},{"$f":"IF(H1156<=BQ1158-E1211,0,H1211*H1154*H1155*J1154/(H1156*4))","v":{"$error":"#VALUE!"}},{"$f":"IF(H1156<=BR1158-E1211,0,H1211*H1154*H1155*J1154/(H1156*4))","v":{"$error":"#VALUE!"}},{"$f":"IF(H1156<=BS1158-E1211,0,H1211*H1154*H1155*J1154/(H1156*4))","v":{"$error":"#VALUE!"}},{"$f":"IF(H1156<=BT1158-E1211,0,H1211*H1154*H1155*J1154/(H1156*4))","v":{"$error":"#VALUE!"}},{"$f":"IF(H1156<=BU1158-E1211,0,H1211*H1154*H1155*J1154/(H1156*4))","v":{"$error":"#VALUE!"}}]
[{"$nulls":4},14.25,{"$f":"$DF$56","v":{"v":0,"d":"0.000"}},{"$f":"IF(SUM(F1159:F1212)-H1157<=0,0,SUM(F1159:F1212)-H1157)","v":{"v":0,"d":"0.00"}},{"v":0,"d":"0.000"},{"$nulls":53},{"$f":"IF(H1156<=BJ1158-E1212,0,H1212*H1154*H1155*J1154/(H1156*4))","v":{"$error":"#VALUE!"}},{"$f":"IF(H1156<=BK1158-E1212,0,H1212*H1154*H1155*J1154/(H1156*4))","v":{"$error":"#VALUE!"}},{"$f":"IF(H1156<=BL1158-E1212,0,H1212*H1154*H1155*J1154/(H1156*4))","v":{"$error":"#VALUE!"}},{"$f":"IF(H1156<=BM1158-E1212,0,H1212*H1154*H1155*J1154/(H1156*4))","v":{"$error":"#VALUE!"}},{"$f":"IF(H1156<=BN1158-E1212,0,H1212*H1154*H1155*J1154/(H1156*4))","v":{"$error":"#VALUE!"}},{"$f":"IF(H1156<=BO1158-E1212,0,H1212*H1154*H1155*J1154/(H1156*4))","v":{"$error":"#VALUE!"}},{"$f":"IF(H1156<=BP1158-E1212,0,H1212*H1154*H1155*J1154/(H1156*4))","v":{"$error":"#VALUE!"}},{"$f":"IF(H1156<=BQ1158-E1212,0,H1212*H1154*H1155*J1154/(H1156*4))","v":{"$error":"#VALUE!"}},{"$f":"IF(H1156<=BR1158-E1212,0,H1212*H1154*H1155*J1154/(H1156*4))","v":{"$error":"#VALUE!"}},{"$f":"IF(H1156<=BS1158-E1212,0,H1212*H1154*H1155*J1154/(H1156*4))","v":{"$error":"#VALUE!"}},{"$f":"IF(H1156<=BT1158-E1212,0,H1212*H1154*H1155*J1154/(H1156*4))","v":{"$error":"#VALUE!"}},{"$f":"IF(H1156<=BU1158-E1212,0,H1212*H1154*H1155*J1154/(H1156*4))","v":{"$error":"#VALUE!"}},{"$f":"IF(H1156<=BV1158-E1212,0,H1212*H1154*H1155*J1154/(H1156*4))","v":{"$error":"#VALUE!"}}]
[{"$nulls":4},{"v":15,"d":"15.00"},{"$f":"$DF$59","v":{"v":0,"d":"0.000"}},{"$f":"IF(SUM(F1159:F1215)-H1157<=0,0,SUM(F1159:F1215)-H1157)","v":{"v":0,"d":"0.00"}},{"v":0,"d":"0.000"},{"$nulls":56},{"$f":"IF(H1156<=BM1158-E1215,0,H1215*H1154*H1155*J1154/(H1156*4))","v":{"$error":"#VALUE!"}},{"$f":"IF(H1156<=BN1158-E1215,0,H1215*H1154*H1155*J1154/(H1156*4))","v":{"$error":"#VALUE!"}},{"$f":"IF(H1156<=BO1158-E1215,0,H1215*H1154*H1155*J1154/(H1156*4))","v":{"$error":"#VALUE!"}},{"$f":"IF(H1156<=BP1158-E1215,0,H1215*H1154*H1155*J1154/(H1156*4))","v":{"$error":"#VALUE!"}},{"$f":"IF(H1156<=BQ1158-E1215,0,H1215*H1154*H1155*J1154/(H1156*4))","v":{"$error":"#VALUE!"}},{"$f":"IF(H1156<=BR1158-E1215,0,H1215*H1154*H1155*J1154/(H1156*4))","v":{"$error":"#VALUE!"}},{"$f":"IF(H1156<=BS1158-E1215,0,H1215*H1154*H1155*J1154/(H1156*4))","v":{"$error":"#VALUE!"}},{"$f":"IF(H1156<=BT1158-E1215,0,H1215*H1154*H1155*J1154/(H1156*4))","v":{"$error":"#VALUE!"}},{"$f":"IF(H1156<=BU1158-E1215,0,H1215*H1154*H1155*J1154/(H1156*4))","v":{"$error":"#VALUE!"}},{"$f":"IF(H1156<=BV1158-E1215,0,H1215*H1154*H1155*J1154/(H1156*4))","v":{"$error":"#VALUE!"}},{"$f":"IF(H1156<=BW1158-E1215,0,H1215*H1154*H1155*J1154/(H1156*4))","v":{"$error":"#VALUE!"}},{"$f":"IF(H1156<=BX1158-E1215,0,H1215*H1154*H1155*J1154/(H1156*4))","v":{"$error":"#VALUE!"}},{"$f":"IF(H1156<=BY1158-E1215,0,H1215*H1154*H1155*J1154/(H1156*4))","v":{"$error":"#VALUE!"}}]
[{"$nulls":4},15.25,{"$f":"$DF$60","v":{"v":0,"d":"0.000"}},{"$f":"IF(SUM(F1159:F1216)-H1157<=0,0,SUM(F1159:F1216)-H1157)","v":{"v":0,"d":"0.00"}},{"v":0,"d":"0.000"},{"$nulls":57},{"$f":"IF(H1156<=BN1158-E1216,0,H1216*H1154*H1155*J1154/(H1156*4))","v":{"$error":"#VALUE!"}},{"$f":"IF(H1156<=BO1158-E1216,0,H1216*H1154*H1155*J1154/(H1156*4))","v":{"$error":"#VALUE!"}},{"$f":"IF(H1156<=BP1158-E1216,0,H1216*H1154*H1155*J1154/(H1156*4))","v":{"$error":"#VALUE!"}},{"$f":"IF(H1156<=BQ1158-E1216,0,H1216*H1154*H1155*J1154/(H1156*4))","v":{"$error":"#VALUE!"}},{"$f":"IF(H1156<=BR1158-E1216,0,H1216*H1154*H1155*J1154/(H1156*4))","v":{"$error":"#VALUE!"}},{"$f":"IF(H1156<=BS1158-E1216,0,H1216*H1154*H1155*J1154/(H1156*4))","v":{"$error":"#VALUE!"}},{"$f":"IF(H1156<=BT1158-E1216,0,H1216*H1154*H1155*J1154/(H1156*4))","v":{"$error":"#VALUE!"}},{"$f":"IF(H1156<=BU1158-E1216,0,H1216*H1154*H1155*J1154/(H1156*4))","v":{"$error":"#VALUE!"}},{"$f":"IF(H1156<=BV1158-E1216,0,H1216*H1154*H1155*J1154/(H1156*4))","v":{"$error":"#VALUE!"}},{"$f":"IF(H1156<=BW1158-E1216,0,H1216*H1154*H1155*J1154/(H1156*4))","v":{"$error":"#VALUE!"}},{"$f":"IF(H1156<=BX1158-E1216,0,H1216*H1154*H1155*J1154/(H1156*4))","v":{"$error":"#VALUE!"}},{"$f":"IF(H1156<=BY1158-E1216,0,H1216*H1154*H1155*J1154/(H1156*4))","v":{"$error":"#VALUE!"}},{"$f":"IF(H1156<=BZ1158-E1216,0,H1216*H1154*H1155*J1154/(H1156*4))","v":{"$error":"#VALUE!"}}]
[{"$nulls":4},16.25,{"$f":"$DF$64","v":{"v":0,"d":"0.000"}},{"$f":"IF(SUM(F1159:F1220)-H1157<=0,0,SUM(F1159:F1220)-H1157)","v":{"v":0,"d":"0.00"}},{"v":0,"d":"0.000"},{"$nulls":61},{"$f":"IF(H1156<=BR1158-E1220,0,H1220*H1154*H1155*J1154/(H1156*4))","v":{"$error":"#VALUE!"}},{"$f":"IF(H1156<=BS1158-E1220,0,H1220*H1154*H1155*J1154/(H1156*4))","v":{"$error":"#VALUE!"}},{"$f":"IF(H1156<=BT1158-E1220,0,H1220*H1154*H1155*J1154/(H1156*4))","v":{"$error":"#VALUE!"}},{"$f":"IF(H1156<=BU1158-E1220,0,H1220*H1154*H1155*J1154/(H1156*4))","v":{"$error":"#VALUE!"}},{"$f":"IF(H1156<=BV1158-E1220,0,H1220*H1154*H1155*J1154/(H1156*4))","v":{"$error":"#VALUE!"}},{"$f":"IF(H1156<=BW1158-E1220,0,H1220*H1154*H1155*J1154/(H1156*4))","v":{"$error":"#VALUE!"}},{"$f":"IF(H1156<=BX1158-E1220,0,H1220*H1154*H1155*J1154/(H1156*4))","v":{"$error":"#VALUE!"}},{"$f":"IF(H1156<=BY1158-E1220,0,H1220*H1154*H1155*J1154/(H1156*4))","v":{"$error":"#VALUE!"}},{"$f":"IF(H1156<=BZ1158-E1220,0,H1220*H1154*H1155*J1154/(H1156*4))","v":{"$error":"#VALUE!"}},{"$f":"IF(H1156<=CA1158-E1220,0,H1220*H1154*H1155*J1154/(H1156*4))","v":{"$error":"#VALUE!"}},{"$f":"IF(H1156<=CB1158-E1220,0,H1220*H1154*H1155*J1154/(H1156*4))","v":{"$error":"#VALUE!"}},{"$f":"IF(H1156<=CC1158-E1220,0,H1220*H1154*H1155*J1154/(H1156*4))","v":{"$error":"#VALUE!"}},{"$f":"IF(H1156<=CD1158-E1220,0,H1220*H1154*H1155*J1154/(H1156*4))","v":{"$error":"#VALUE!"}}]
[{"$nulls":4},{"v":16.5,"d":"16.50"},{"$f":"$DF$65","v":{"v":0,"d":"0.000"}},{"$f":"IF(SUM(F1159:F1221)-H1157<=0,0,SUM(F1159:F1221)-H1157)","v":{"v":0,"d":"0.00"}},{"v":0,"d":"0.000"},{"$nulls":62},{"$f":"IF(H1156<=BS1158-E1221,0,H1221*H1154*H1155*J1154/(H1156*4))","v":{"$error":"#VALUE!"}},{"$f":"IF(H1156<=BT1158-E1221,0,H1221*H1154*H1155*J1154/(H1156*4))","v":{"$error":"#VALUE!"}},{"$f":"IF(H1156<=BU1158-E1221,0,H1221*H1154*H1155*J1154/(H1156*4))","v":{"$error":"#VALUE!"}},{"$f":"IF(H1156<=BV1158-E1221,0,H1221*H1154*H1155*J1154/(H1156*4))","v":{"$error":"#VALUE!"}},{"$f":"IF(H1156<=BW1158-E1221,0,H1221*H1154*H1155*J1154/(H1156*4))","v":{"$error":"#VALUE!"}},{"$f":"IF(H1156<=BX1158-E1221,0,H1221*H1154*H1155*J1154/(H1156*4))","v":{"$error":"#VALUE!"}},{"$f":"IF(H1156<=BY1158-E1221,0,H1221*H1154*H1155*J1154/(H1156*4))","v":{"$error":"#VALUE!"}},{"$f":"IF(H1156<=BZ1158-E1221,0,H1221*H1154*H1155*J1154/(H1156*4))","v":{"$error":"#VALUE!"}},{"$f":"IF(H1156<=CA1158-E1221,0,H1221*H1154*H1155*J1154/(H1156*4))","v":{"$error":"#VALUE!"}},{"$f":"IF(H1156<=CB1158-E1221,0,H1221*H1154*H1155*J1154/(H1156*4))","v":{"$error":"#VALUE!"}},{"$f":"IF(H1156<=CC1158-E1221,0,H1221*H1154*H1155*J1154/(H1156*4))","v":{"$error":"#VALUE!"}},{"$f":"IF(H1156<=CD1158-E1221,0,H1221*H1154*H1155*J1154/(H1156*4))","v":{"$error":"#VALUE!"}},{"$f":"IF(H1156<=CE1158-E1221,0,H1221*H1154*H1155*J1154/(H1156*4))","v":{"$error":"#VALUE!"}}]
[{"$nulls":4},17.25,{"$f":"$DF$68","v":{"v":0,"d":"0.000"}},{"$f":"IF(SUM(F1159:F1224)-H1157<=0,0,SUM(F1159:F1224)-H1157)","v":{"v":0,"d":"0.00"}},{"$f":"G1224-G1223","v":{"v":0,"d":"0.000"}},{"$nulls":65},{"$f":"IF(H1156<=BV1158-E1224,0,H1224*H1154*H1155*J1154/(H1156*4))","v":{"$error":"#VALUE!"}},{"$f":"IF(H1156<=BW1158-E1224,0,H1224*H1154*H1155*J1154/(H1156*4))","v":{"$error":"#VALUE!"}},{"$f":"IF(H1156<=BX1158-E1224,0,H1224*H1154*H1155*J1154/(H1156*4))","v":{"$error":"#VALUE!"}},{"$f":"IF(H1156<=BY1158-E1224,0,H1224*H1154*H1155*J1154/(H1156*4))","v":{"$error":"#VALUE!"}},{"$f":"IF(H1156<=BZ1158-E1224,0,H1224*H1154*H1155*J1154/(H1156*4))","v":{"$error":"#VALUE!"}},{"$f":"IF(H1156<=CA1158-E1224,0,H1224*H1154*H1155*J1154/(H1156*4))","v":{"$error":"#VALUE!"}},{"$f":"IF(H1156<=CB1158-E1224,0,H1224*H1154*H1155*J1154/(H1156*4))","v":{"$error":"#VALUE!"}},{"$f":"IF(H1156<=CC1158-E1224,0,H1224*H1154*H1155*J1154/(H1156*4))","v":{"$error":"#VALUE!"}},{"$f":"IF(H1156<=CD1158-E1224,0,H1224*H1154*H1155*J1154/(H1156*4))","v":{"$error":"#VALUE!"}},{"$f":"IF(H1156<=CE1158-E1224,0,H1224*H1154*H1155*J1154/(H1156*4))","v":{"$error":"#VALUE!"}},{"$f":"IF(H1156<=CF1158-E1224,0,H1224*H1154*H1155*J1154/(H1156*4))","v":{"$error":"#VALUE!"}},{"$f":"IF(H1156<=CG1158-E1224,0,H1224*H1154*H1155*J1154/(H1156*4))","v":{"$error":"#VALUE!"}},{"$f":"IF(H1156<=CH1158-E1224,0,H1224*H1154*H1155*J1154/(H1156*4))","v":{"$error":"#VALUE!"}}]
[{"$nulls":4},17.75,{"$f":"$DF$70","v":{"v":0,"d":"0.000"}},{"$f":"IF(SUM(F1159:F1226)-H1157<=0,0,SUM(F1159:F1226)-H1157)","v":{"v":0,"d":"0.00"}},{"v":0,"d":"0.000"},{"$nulls":67},{"$f":"IF(H1156<=BX1158-E1226,0,H1226*H1154*H1155*J1154/(H1156*4))","v":{"$error":"#VALUE!"}},{"$f":"IF(H1156<=BY1158-E1226,0,H1226*H1154*H1155*J1154/(H1156*4))","v":{"$error":"#VALUE!"}},{"$f":"IF(H1156<=BZ1158-E1226,0,H1226*H1154*H1155*J1154/(H1156*4))","v":{"$error":"#VALUE!"}},{"$f":"IF(H1156<=CA1158-E1226,0,H1226*H1154*H1155*J1154/(H1156*4))","v":{"$error":"#VALUE!"}},{"$f":"IF(H1156<=CB1158-E1226,0,H1226*H1154*H1155*J1154/(H1156*4))","v":{"$error":"#VALUE!"}},{"$f":"IF(H1156<=CC1158-E1226,0,H1226*H1154*H1155*J1154/(H1156*4))","v":{"$error":"#VALUE!"}},{"$f":"IF(H1156<=CD1158-E1226,0,H1226*H1154*H1155*J1154/(H1156*4))","v":{"$error":"#VALUE!"}},{"$f":"IF(H1156<=CE1158-E1226,0,H1226*H1154*H1155*J1154/(H1156*4))","v":{"$error":"#VALUE!"}},{"$f":"IF(H1156<=CF1158-E1226,0,H1226*H1154*H1155*J1154/(H1156*4))","v":{"$error":"#VALUE!"}},{"$f":"IF(H1156<=CG1158-E1226,0,H1226*H1154*H1155*J1154/(H1156*4))","v":{"$error":"#VALUE!"}},{"$f":"IF(H1156<=CH1158-E1226,0,H1226*H1154*H1155*J1154/(H1156*4))","v":{"$error":"#VALUE!"}},{"$f":"IF(H1156<=CI1158-E1226,0,H1226*H1154*H1155*J1154/(H1156*4))","v":{"$error":"#VALUE!"}},{"$f":"IF(H1156<=CJ1158-E1226,0,H1226*H1154*H1155*J1154/(H1156*4))","v":{"$error":"#VALUE!"}}]
[{"$nulls":4},{"v":18.5,"d":"18.50"},{"$f":"$DF$73","v":{"v":0,"d":"0.000"}},{"$f":"IF(SUM(F1159:F1229)-H1157<=0,0,SUM(F1159:F1229)-H1157)","v":{"v":0,"d":"0.00"}},{"v":0,"d":"0.000"},{"$nulls":70},{"$f":"IF(H1156<=CA1158-E1229,0,H1229*H1154*H1155*J1154/(H1156*4))","v":{"$error":"#VALUE!"}},{"$f":"IF(H1156<=CB1158-E1229,0,H1229*H1154*H1155*J1154/(H1156*4))","v":{"$error":"#VALUE!"}},{"$f":"IF(H1156<=CC1158-E1229,0,H1229*H1154*H1155*J1154/(H1156*4))","v":{"$error":"#VALUE!"}},{"$f":"IF(H1156<=CD1158-E1229,0,H1229*H1154*H1155*J1154/(H1156*4))","v":{"$error":"#VALUE!"}},{"$f":"IF(H1156<=CE1158-E1229,0,H1229*H1154*H1155*J1154/(H1156*4))","v":{"$error":"#VALUE!"}},{"$f":"IF(H1156<=CF1158-E1229,0,H1229*H1154*H1155*J1154/(H1156*4))","v":{"$error":"#VALUE!"}},{"$f":"IF(H1156<=CG1158-E1229,0,H1229*H1154*H1155*J1154/(H1156*4))","v":{"$error":"#VALUE!"}},{"$f":"IF(H1156<=CH1158-E1229,0,H1229*H1154*H1155*J1154/(H1156*4))","v":{"$error":"#VALUE!"}},{"$f":"IF(H1156<=CI1158-E1229,0,H1229*H1154*H1155*J1154/(H1156*4))","v":{"$error":"#VALUE!"}},{"$f":"IF(H1156<=CJ1158-E1229,0,H1229*H1154*H1155*J1154/(H1156*4))","v":{"$error":"#VALUE!"}},{"$f":"IF(H1156<=CK1158-E1229,0,H1229*H1154*H1155*J1154/(H1156*4))","v":{"$error":"#VALUE!"}},{"$f":"IF(H1156<=CL1158-E1229,0,H1229*H1154*H1155*J1154/(H1156*4))","v":{"$error":"#VALUE!"}},{"$f":"IF(H1156<=CM1158-E1229,0,H1229*H1154*H1155*J1154/(H1156*4))","v":{"$error":"#VALUE!"}}]
[{"$nulls":4},19.25,{"$f":"$DF$76","v":{"v":0,"d":"0.000"}},{"$f":"IF(SUM(F1159:F1232)-H1157<=0,0,SUM(F1159:F1232)-H1157)","v":{"v":0,"d":"0.00"}},{"v":0,"d":"0.000"},{"$nulls":73},{"$f":"IF(H1156<=CD1158-E1232,0,H1232*H1154*H1155*J1154/(H1156*4))","v":{"$error":"#VALUE!"}},{"$f":"IF(H1156<=CE1158-E1232,0,H1232*H1154*H1155*J1154/(H1156*4))","v":{"$error":"#VALUE!"}},{"$f":"IF(H1156<=CF1158-E1232,0,H1232*H1154*H1155*J1154/(H1156*4))","v":{"$error":"#VALUE!"}},{"$f":"IF(H1156<=CG1158-E1232,0,H1232*H1154*H1155*J1154/(H1156*4))","v":{"$error":"#VALUE!"}},{"$f":"IF(H1156<=CH1158-E1232,0,H1232*H1154*H1155*J1154/(H1156*4))","v":{"$error":"#VALUE!"}},{"$f":"IF(H1156<=CI1158-E1232,0,H1232*H1154*H1155*J1154/(H1156*4))","v":{"$error":"#VALUE!"}},{"$f":"IF(H1156<=CJ1158-E1232,0,H1232*H1154*H1155*J1154/(H1156*4))","v":{"$error":"#VALUE!"}},{"$f":"IF(H1156<=CK1158-E1232,0,H1232*H1154*H1155*J1154/(H1156*4))","v":{"$error":"#VALUE!"}},{"$f":"IF(H1156<=CL1158-E1232,0,H1232*H1154*H1155*J1154/(H1156*4))","v":{"$error":"#VALUE!"}},{"$f":"IF(H1156<=CM1158-E1232,0,H1232*H1154*H1155*J1154/(H1156*4))","v":{"$error":"#VALUE!"}},{"$f":"IF(H1156<=CN1158-E1232,0,H1232*H1154*H1155*J1154/(H1156*4))","v":{"$error":"#VALUE!"}},{"$f":"IF(H1156<=CO1158-E1232,0,H1232*H1154*H1155*J1154/(H1156*4))","v":{"$error":"#VALUE!"}},{"$f":"IF(H1156<=CP1158-E1232,0,H1232*H1154*H1155*J1154/(H1156*4))","v":{"$error":"#VALUE!"}}]
[{"$nulls":4},19.75,{"$f":"$DF$78","v":{"v":0,"d":"0.000"}},{"$f":"IF(SUM(F1159:F1234)-H1157<=0,0,SUM(F1159:F1234)-H1157)","v":{"v":0,"d":"0.00"}},{"v":0,"d":"0.000"},{"$nulls":75},{"$f":"IF(H1156<=CF1158-E1234,0,H1234*H1154*H1155*J1154/(H1156*4))","v":{"$error":"#VALUE!"}},{"$f":"IF(H1156<=CG1158-E1234,0,H1234*H1154*H1155*J1154/(H1156*4))","v":{"$error":"#VALUE!"}},{"$f":"IF(H1156<=CH1158-E1234,0,H1234*H1154*H1155*J1154/(H1156*4))","v":{"$error":"#VALUE!"}},{"$f":"IF(H1156<=CI1158-E1234,0,H1234*H1154*H1155*J1154/(H1156*4))","v":{"$error":"#VALUE!"}},{"$f":"IF(H1156<=CJ1158-E1234,0,H1234*H1154*H1155*J1154/(H1156*4))","v":{"$error":"#VALUE!"}},{"$f":"IF(H1156<=CK1158-E1234,0,H1234*H1154*H1155*J1154/(H1156*4))","v":{"$error":"#VALUE!"}},{"$f":"IF(H1156<=CL1158-E1234,0,H1234*H1154*H1155*J1154/(H1156*4))","v":{"$error":"#VALUE!"}},{"$f":"IF(H1156<=CM1158-E1234,0,H1234*H1154*H1155*J1154/(H1156*4))","v":{"$error":"#VALUE!"}},{"$f":"IF(H1156<=CN1158-E1234,0,H1234*H1154*H1155*J1154/(H1156*4))","v":{"$error":"#VALUE!"}},{"$f":"IF(H1156<=CO1158-E1234,0,H1234*H1154*H1155*J1154/(H1156*4))","v":{"$error":"#VALUE!"}},{"$f":"IF(H1156<=CP1158-E1234,0,H1234*H1154*H1155*J1154/(H1156*4))","v":{"$error":"#VALUE!"}},{"$f":"IF(H1156<=CQ1158-E1234,0,H1234*H1154*H1155*J1154/(H1156*4))","v":{"$error":"#VALUE!"}},{"$f":"IF(H1156<=CR1158-E1234,0,H1234*H1154*H1155*J1154/(H1156*4))","v":{"$error":"#VALUE!"}}]
[{"$nulls":4},{"v":20,"d":"20.00"},{"$f":"$DF$79","v":{"v":0,"d":"0.000"}},{"$f":"IF(SUM(F1159:F1235)-H1157<=0,0,SUM(F1159:F1235)-H1157)","v":{"v":0,"d":"0.00"}},{"v":0,"d":"0.000"},{"$nulls":76},{"$f":"IF(H1156<=CG1158-E1235,0,H1235*H1154*H1155*J1154/(H1156*4))","v":{"$error":"#VALUE!"}},{"$f":"IF(H1156<=CH1158-E1235,0,H1235*H1154*H1155*J1154/(H1156*4))","v":{"$error":"#VALUE!"}},{"$f":"IF(H1156<=CI1158-E1235,0,H1235*H1154*H1155*J1154/(H1156*4))","v":{"$error":"#VALUE!"}},{"$f":"IF(H1156<=CJ1158-E1235,0,H1235*H1154*H1155*J1154/(H1156*4))","v":{"$error":"#VALUE!"}},{"$f":"IF(H1156<=CK1158-E1235,0,H1235*H1154*H1155*J1154/(H1156*4))","v":{"$error":"#VALUE!"}},{"$f":"IF(H1156<=CL1158-E1235,0,H1235*H1154*H1155*J1154/(H1156*4))","v":{"$error":"#VALUE!"}},{"$f":"IF(H1156<=CM1158-E1235,0,H1235*H1154*H1155*J1154/(H1156*4))","v":{"$error":"#VALUE!"}},{"$f":"IF(H1156<=CN1158-E1235,0,H1235*H1154*H1155*J1154/(H1156*4))","v":{"$error":"#VALUE!"}},{"$f":"IF(H1156<=CO1158-E1235,0,H1235*H1154*H1155*J1154/(H1156*4))","v":{"$error":"#VALUE!"}},{"$f":"IF(H1156<=CP1158-E1235,0,H1235*H1154*H1155*J1154/(H1156*4))","v":{"$error":"#VALUE!"}},{"$f":"IF(H1156<=CQ1158-E1235,0,H1235*H1154*H1155*J1154/(H1156*4))","v":{"$error":"#VALUE!"}},{"$f":"IF(H1156<=CR1158-E1235,0,H1235*H1154*H1155*J1154/(H1156*4))","v":{"$error":"#VALUE!"}},{"$f":"IF(H1156<=CS1158-E1235,0,H1235*H1154*H1155*J1154/(H1156*4))","v":{"$error":"#VALUE!"}}]
[{"$nulls":4},20.75,{"$f":"$DF$82","v":{"v":0,"d":"0.000"}},{"$f":"IF(SUM(F1159:F1238)-H1157<=0,0,SUM(F1159:F1238)-H1157)","v":{"v":0,"d":"0.00"}},{"v":0,"d":"0.000"},{"$nulls":79},{"$f":"IF(H1156<=CJ1158-E1238,0,H1238*H1154*H1155*J1154/(H1156*4))","v":{"$error":"#VALUE!"}},{"$f":"IF(H1156<=CK1158-E1238,0,H1238*H1154*H1155*J1154/(H1156*4))","v":{"$error":"#VALUE!"}},{"$f":"IF(H1156<=CL1158-E1238,0,H1238*H1154*H1155*J1154/(H1156*4))","v":{"$error":"#VALUE!"}},{"$f":"IF(H1156<=CM1158-E1238,0,H1238*H1154*H1155*J1154/(H1156*4))","v":{"$error":"#VALUE!"}},{"$f":"IF(H1156<=CN1158-E1238,0,H1238*H1154*H1155*J1154/(H1156*4))","v":{"$error":"#VALUE!"}},{"$f":"IF(H1156<=CO1158-E1238,0,H1238*H1154*H1155*J1154/(H1156*4))","v":{"$error":"#VALUE!"}},{"$f":"IF(H1156<=CP1158-E1238,0,H1238*H1154*H1155*J1154/(H1156*4))","v":{"$error":"#VALUE!"}},{"$f":"IF(H1156<=CQ1158-E1238,0,H1238*H1154*H1155*J1154/(H1156*4))","v":{"$error":"#VALUE!"}},{"$f":"IF(H1156<=CR1158-E1238,0,H1238*H1154*H1155*J1154/(H1156*4))","v":{"$error":"#VALUE!"}},{"$f":"IF(H1156<=CS1158-E1238,0,H1238*H1154*H1155*J1154/(H1156*4))","v":{"$error":"#VALUE!"}},{"$f":"IF(H1156<=CT1158-E1238,0,H1238*H1154*H1155*J1154/(H1156*4))","v":{"$error":"#VALUE!"}},{"$f":"IF(H1156<=CU1158-E1238,0,H1238*H1154*H1155*J1154/(H1156*4))","v":{"$error":"#VALUE!"}},{"$f":"IF(H1156<=CV1158-E1238,0,H1238*H1154*H1155*J1154/(H1156*4))","v":{"$error":"#VALUE!"}}]
[{"$nulls":4},21.25,{"$f":"$DF$84","v":{"v":0,"d":"0.000"}},{"$f":"IF(SUM(F1159:F1240)-H1157<=0,0,SUM(F1159:F1240)-H1157)","v":{"v":0,"d":"0.00"}},{"v":0,"d":"0.000"},{"$nulls":81},{"$f":"IF(H1156<=CL1158-E1240,0,H1240*H1154*H1155*J1154/(H1156*4))","v":{"$error":"#VALUE!"}},{"$f":"IF(H1156<=CM1158-E1240,0,H1240*H1154*H1155*J1154/(H1156*4))","v":{"$error":"#VALUE!"}},{"$f":"IF(H1156<=CN1158-E1240,0,H1240*H1154*H1155*J1154/(H1156*4))","v":{"$error":"#VALUE!"}},{"$f":"IF(H1156<=CO1158-E1240,0,H1240*H1154*H1155*J1154/(H1156*4))","v":{"$error":"#VALUE!"}},{"$f":"IF(H1156<=CP1158-E1240,0,H1240*H1154*H1155*J1154/(H1156*4))","v":{"$error":"#VALUE!"}},{"$f":"IF(H1156<=CQ1158-E1240,0,H1240*H1154*H1155*J1154/(H1156*4))","v":{"$error":"#VALUE!"}},{"$f":"IF(H1156<=CR1158-E1240,0,H1240*H1154*H1155*J1154/(H1156*4))","v":{"$error":"#VALUE!"}},{"$f":"IF(H1156<=CS1158-E1240,0,H1240*H1154*H1155*J1154/(H1156*4))","v":{"$error":"#VALUE!"}},{"$f":"IF(H1156<=CT1158-E1240,0,H1240*H1154*H1155*J1154/(H1156*4))","v":{"$error":"#VALUE!"}},{"$f":"IF(H1156<=CU1158-E1240,0,H1240*H1154*H1155*J1154/(H1156*4))","v":{"$error":"#VALUE!"}},{"$f":"IF(H1156<=CV1158-E1240,0,H1240*H1154*H1155*J1154/(H1156*4))","v":{"$error":"#VALUE!"}},{"$f":"IF(H1156<=CW1158-E1240,0,H1240*H1154*H1155*J1154/(H1156*4))","v":{"$error":"#VALUE!"}},{"$f":"IF(H1156<=CX1158-E1240,0,H1240*H1154*H1155*J1154/(H1156*4))","v":{"$error":"#VALUE!"}}]
[{"$nulls":4},{"v":22,"d":"22.00"},{"$f":"$DF$87","v":{"v":0,"d":"0.000"}},{"$f":"IF(SUM(F1159:F1243)-H1157<=0,0,SUM(F1159:F1243)-H1157)","v":{"v":0,"d":"0.00"}},{"v":0,"d":"0.000"},{"$nulls":84},{"$f":"IF(H1156<=CO1158-E1243,0,H1243*H1154*H1155*J1154/(H1156*4))","v":{"$error":"#VALUE!"}},{"$f":"IF(H1156<=CP1158-E1243,0,H1243*H1154*H1155*J1154/(H1156*4))","v":{"$error":"#VALUE!"}},{"$f":"IF(H1156<=CQ1158-E1243,0,H1243*H1154*H1155*J1154/(H1156*4))","v":{"$error":"#VALUE!"}},{"$f":"IF(H1156<=CR1158-E1243,0,H1243*H1154*H1155*J1154/(H1156*4))","v":{"$error":"#VALUE!"}},{"$f":"IF(H1156<=CS1158-E1243,0,H1243*H1154*H1155*J1154/(H1156*4))","v":{"$error":"#VALUE!"}},{"$f":"IF(H1156<=CT1158-E1243,0,H1243*H1154*H1155*J1154/(H1156*4))","v":{"$error":"#VALUE!"}},{"$f":"IF(H1156<=CU1158-E1243,0,H1243*H1154*H1155*J1154/(H1156*4))","v":{"$error":"#VALUE!"}},{"$f":"IF(H1156<=CV1158-E1243,0,H1243*H1154*H1155*J1154/(H1156*4))","v":{"$error":"#VALUE!"}},{"$f":"IF(H1156<=CW1158-E1243,0,H1243*H1154*H1155*J1154/(H1156*4))","v":{"$error":"#VALUE!"}},{"$f":"IF(H1156<=CX1158-E1243,0,H1243*H1154*H1155*J1154/(H1156*4))","v":{"$error":"#VALUE!"}},{"$f":"IF(H1156<=CY1158-E1243,0,H1243*H1154*H1155*J1154/(H1156*4))","v":{"$error":"#VALUE!"}},{"$f":"IF(H1156<=CZ1158-E1243,0,H1243*H1154*H1155*J1154/(H1156*4))","v":{"$error":"#VALUE!"}}]
[{"$nulls":4},22.25,{"$f":"$DF$88","v":{"v":0,"d":"0.000"}},{"$f":"IF(SUM(F1159:F1244)-H1157<=0,0,SUM(F1159:F1244)-H1157)","v":{"v":0,"d":"0.00"}},{"v":0,"d":"0.000"},{"$nulls":85},{"$f":"IF(H1156<=CP1158-E1244,0,H1244*H1154*H1155*J1154/(H1156*4))","v":{"$error":"#VALUE!"}},{"$f":"IF(H1156<=CQ1158-E1244,0,H1244*H1154*H1155*J1154/(H1156*4))","v":{"$error":"#VALUE!"}},{"$f":"IF(H1156<=CR1158-E1244,0,H1244*H1154*H1155*J1154/(H1156*4))","v":{"$error":"#VALUE!"}},{"$f":"IF(H1156<=CS1158-E1244,0,H1244*H1154*H1155*J1154/(H1156*4))","v":{"$error":"#VALUE!"}},{"$f":"IF(H1156<=CT1158-E1244,0,H1244*H1154*H1155*J1154/(H1156*4))","v":{"$error":"#VALUE!"}},{"$f":"IF(H1156<=CU1158-E1244,0,H1244*H1154*H1155*J1154/(H1156*4))","v":{"$error":"#VALUE!"}},{"$f":"IF(H1156<=CV1158-E1244,0,H1244*H1154*H1155*J1154/(H1156*4))","v":{"$error":"#VALUE!"}},{"$f":"IF(H1156<=CW1158-E1244,0,H1244*H1154*H1155*J1154/(H1156*4))","v":{"$error":"#VALUE!"}},{"$f":"IF(H1156<=CX1158-E1244,0,H1244*H1154*H1155*J1154/(H1156*4))","v":{"$error":"#VALUE!"}},{"$f":"IF(H1156<=CY1158-E1244,0,H1244*H1154*H1155*J1154/(H1156*4))","v":{"$error":"#VALUE!"}},{"$f":"IF(H1156<=CZ1158-E1244,0,H1244*H1154*H1155*J1154/(H1156*4))","v":{"$error":"#VALUE!"}}]
[{"$nulls":4},23.25,{"$f":"$DF$92","v":{"v":0,"d":"0.000"}},{"$f":"IF(SUM(F1159:F1248)-H1157<=0,0,SUM(F1159:F1248)-H1157)","v":{"v":0,"d":"0.00"}},{"v":0,"d":"0.000"},{"$nulls":89},{"$f":"IF(H1156<=CT1158-E1248,0,H1248*H1154*H1155*J1154/(H1156*4))","v":{"$error":"#VALUE!"}},{"$f":"IF(H1156<=CU1158-E1248,0,H1248*H1154*H1155*J1154/(H1156*4))","v":{"$error":"#VALUE!"}},{"$f":"IF(H1156<=CV1158-E1248,0,H1248*H1154*H1155*J1154/(H1156*4))","v":{"$error":"#VALUE!"}},{"$f":"IF(H1156<=CW1158-E1248,0,H1248*H1154*H1155*J1154/(H1156*4))","v":{"$error":"#VALUE!"}},{"$f":"IF(H1156<=CX1158-E1248,0,H1248*H1154*H1155*J1154/(H1156*4))","v":{"$error":"#VALUE!"}},{"$f":"IF(H1156<=CY1158-E1248,0,H1248*H1154*H1155*J1154/(H1156*4))","v":{"$error":"#VALUE!"}},{"$f":"IF(H1156<=CZ1158-E1248,0,H1248*H1154*H1155*J1154/(H1156*4))","v":{"$error":"#VALUE!"}}]
[{"$nulls":4},{"v":23.5,"d":"23.50"},{"$f":"$DF$93","v":{"v":0,"d":"0.000"}},{"$f":"IF(SUM(F1159:F1249)-H1157<=0,0,SUM(F1159:F1249)-H1157)","v":{"v":0,"d":"0.00"}},{"v":0,"d":"0.000"},{"$nulls":90},{"$f":"IF(H1156<=CU1158-E1249,0,H1249*H1154*H1155*J1154/(H1156*4))","v":{"$error":"#VALUE!"}},{"$f":"IF(H1156<=CV1158-E1249,0,H1249*H1154*H1155*J1154/(H1156*4))","v":{"$error":"#VALUE!"}},{"$f":"IF(H1156<=CW1158-E1249,0,H1249*H1154*H1155*J1154/(H1156*4))","v":{"$error":"#VALUE!"}},{"$f":"IF(H1156<=CX1158-E1249,0,H1249*H1154*H1155*J1154/(H1156*4))","v":{"$error":"#VALUE!"}},{"$f":"IF(H1156<=CY1158-E1249,0,H1249*H1154*H1155*J1154/(H1156*4))","v":{"$error":"#VALUE!"}},{"$f":"IF(H1156<=CZ1158-E1249,0,H1249*H1154*H1155*J1154/(H1156*4))","v":{"$error":"#VALUE!"}}]
[{"$nulls":4},24.25,{"$f":"$DF$96","v":{"v":0,"d":"0.000"}},{"$f":"IF(SUM(F1159:F1252)-H1157<=0,0,SUM(F1159:F1252)-H1157)","v":{"v":0,"d":"0.00"}},{"v":0,"d":"0.000"},{"$nulls":93},{"$f":"IF(H1156<=CX1158-E1252,0,H1252*H1154*H1155*J1154/(H1156*4))","v":{"$error":"#VALUE!"}},{"$f":"IF(H1156<=CY1158-E1252,0,H1252*H1154*H1155*J1154/(H1156*4))","v":{"$error":"#VALUE!"}},{"$f":"IF(H1156<=CZ1158-E1252,0,H1252*H1154*H1155*J1154/(H1156*4))","v":{"$error":"#VALUE!"}}]
[{"$nulls":4},{"v":24.5,"d":"24.50"},{"$f":"$DF$97","v":{"v":0,"d":"0.000"}},{"$f":"IF(SUM(F1159:F1253)-H1157<=0,0,SUM(F1159:F1253)-H1157)","v":{"v":0,"d":"0.00"}},{"v":0,"d":"0.000"},{"$nulls":94},{"$f":"IF(H1156<=CY1158-E1253,0,H1253*H1154*H1155*J1154/(H1156*4))","v":{"$error":"#VALUE!"}},{"$f":"IF(H1156<=CZ1158-E1253,0,H1253*H1154*H1155*J1154/(H1156*4))","v":{"$error":"#VALUE!"}}]
[{"$f":"CONCATENATE(H1153,C1257)","v":"CSO 00912b."},"12. Green Infrastructure Reductions","12b.","Total GI capacity (MG). ",null,null,{"$f":"C1257","v":"12b."},{"$f":"IF(HLOOKUP(H1153,'4 - CSO VOLUME'!$E$9:$AS$33,13,FALSE)=\"\",0,HLOOKUP(H1153,'4 - CSO VOLUME'!$E$9:$AS$33,13,FALSE))","v":{"v":0,"d":"0.00"}}]
[{"$f":"CONCATENATE(H1153,C1258)","v":"CSO 00912c."},null,"12c.","Stormwater runoff (MG). Line 11a.",null,null,{"$f":"C1258","v":"12c."},null,{"$f":"I1256","v":{"$error":"#VALUE!"}},{"$f":"J1256","v":{"$error":"#VALUE!"}},{"$error":"#VALUE!"},{"$error":"#VALUE!"},{"$error":"#VALUE!"},{"$error":"#VALUE!"},{"$error":"#VALUE!"},{"$error":"#VALUE!"},{"$error":"#VALUE!"},{"$error":"#VALUE!"},{"$error":"#VALUE!"},{"$error":"#VALUE!"},{"$error":"#VALUE!"},{"$error":"#VALUE!"},{"$error":"#VALUE!"},{"$error":"#VALUE!"},{"$error":"#VALUE!"},{"$error":"#VALUE!"},{"$error":"#VALUE!"},{"$error":"#VALUE!"},{"$error":"#VALUE!"},{"$error":"#VALUE!"},{"$error":"#VALUE!"},{"$error":"#VALUE!"},{"$error":"#VALUE!"},{"$error":"#VALUE!"},{"$error":"#VALUE!"},{"$error":"#VALUE!"},{"$error":"#VALUE!"},{"$error":"#VALUE!"},{"$error":"#VALUE!"},{"$error":"#VALUE!"},{"$error":"#VALUE!"},{"$error":"#VALUE!"},{"$error":"#VALUE!"},{"$error":"#VALUE!"},{"$error":"#VALUE!"},{"$error":"#VALUE!"},{"$error":"#VALUE!"},{"$error":"#VALUE!"},{"$error":"#VALUE!"},{"$error":"#VALUE!"},{"$error":"#VALUE!"},{"$error":"#VALUE!"},{"$error":"#VALUE!"},{"$error":"#VALUE!"},{"$error":"#VALUE!"},{"$error":"#VALUE!"},{"$error":"#VALUE!"},{"$error":"#VALUE!"},{"$error":"#VALUE!"},{"$error":"#VALUE!"},{"$error":"#VALUE!"},{"$error":"#VALUE!"},{"$error":"#VALUE!"},{"$error":"#VALUE!"},{"$error":"#VALUE!"},{"$error":"#VALUE!"},{"$error":"#VALUE!"},{"$error":"#VALUE!"},{"$error":"#VALUE!"},{"$error":"#VALUE!"},{"$error":"#VALUE!"},{"$error":"#VALUE!"},{"$error":"#VALUE!"},{"$f":"BV1256","v":{"$error":"#VALUE!"}},{"$error":"#VALUE!"},{"$error":"#VALUE!"},{"$error":"#VALUE!"},{"$error":"#VALUE!"},{"$error":"#VALUE!"},{"$error":"#VALUE!"},{"$error":"#VALUE!"},{"$error":"#VALUE!"},{"$error":"#VALUE!"},{"$error":"#VALUE!"},{"$error":"#VALUE!"},{"$error":"#VALUE!"},{"$error":"#VALUE!"},{"$error":"#VALUE!"},{"$error":"#VALUE!"},{"$error":"#VALUE!"},{"$error":"#VALUE!"},{"$error":"#VALUE!"},{"$error":"#VALUE!"},{"$error":"#VALUE!"},{"$error":"#VALUE!"},{"$error":"#VALUE!"},{"$error":"#VALUE!"},{"$error":"#VALUE!"},{"$error":"#VALUE!"},{"$error":"#VALUE!"},{"$error":"#VALUE!"},{"$error":"#VALUE!"},{"$error":"#VALUE!"},{"$error":"#VALUE!"},{"$f":"SUM(I1258:CZ1258)","v":{"$error":"#VALUE!"}}]
[{"$f":"CONCATENATE(H1153,C1261)","v":"CSO 00913a."},"13. Runoff Controls","13a.","Total CSO control volume (MG).",null,null,{"$f":"C1261","v":"13a."},{"$f":"HLOOKUP(H1153,'4 - CSO VOLUME'!$E$9:$AS$33,16,FALSE)","v":{"v":0,"d":"0.00"}}]
[{"$f":"CONCATENATE(H1153,C1263)","v":"CSO 00913c."},null,"13c.","Stormwater runoff after GI saturation plus dry weather flow (MG). Add Line 13b to Line 12d.",null,null,{"$f":"C1263","v":"13c."},null,{"$f":"I1262+I1260","v":{"$error":"#VALUE!"}},{"$f":"J1262+J1260","v":{"$error":"#VALUE!"}},{"$error":"#VALUE!"},{"$error":"#VALUE!"},{"$error":"#VALUE!"},{"$error":"#VALUE!"},{"$error":"#VALUE!"},{"$error":"#VALUE!"},{"$error":"#VALUE!"},{"$error":"#VALUE!"},{"$error":"#VALUE!"},{"$error":"#VALUE!"},{"$error":"#VALUE!"},{"$error":"#VALUE!"},{"$error":"#VALUE!"},{"$error":"#VALUE!"},{"$error":"#VALUE!"},{"$error":"#VALUE!"},{"$error":"#VALUE!"},{"$error":"#VALUE!"},{"$error":"#VALUE!"},{"$error":"#VALUE!"},{"$error":"#VALUE!"},{"$error":"#VALUE!"},{"$error":"#VALUE!"},{"$error":"#VALUE!"},{"$error":"#VALUE!"},{"$error":"#VALUE!"},{"$error":"#VALUE!"},{"$error":"#VALUE!"},{"$error":"#VALUE!"},{"$error":"#VALUE!"},{"$error":"#VALUE!"},{"$error":"#VALUE!"},{"$error":"#VALUE!"},{"$error":"#VALUE!"},{"$error":"#VALUE!"},{"$error":"#VALUE!"},{"$error":"#VALUE!"},{"$error":"#VALUE!"},{"$error":"#VALUE!"},{"$error":"#VALUE!"},{"$error":"#VALUE!"},{"$error":"#VALUE!"},{"$error":"#VALUE!"},{"$error":"#VALUE!"},{"$error":"#VALUE!"},{"$error":"#VALUE!"},{"$error":"#VALUE!"},{"$error":"#VALUE!"},{"$error":"#VALUE!"},{"$error":"#VALUE!"},{"$error":"#VALUE!"},{"$error":"#VALUE!"},{"$error":"#VALUE!"},{"$error":"#VALUE!"},{"$error":"#VALUE!"},{"$error":"#VALUE!"},{"$error":"#VALUE!"},{"$error":"#VALUE!"},{"$error":"#VALUE!"},{"$error":"#VALUE!"},{"$error":"#VALUE!"},{"$error":"#VALUE!"},{"$error":"#VALUE!"},{"$f":"BV1262+BV1260","v":{"$error":"#VALUE!"}},{"$error":"#VALUE!"},{"$error":"#VALUE!"},{"$error":"#VALUE!"},{"$error":"#VALUE!"},{"$error":"#VALUE!"},{"$error":"#VALUE!"},{"$error":"#VALUE!"},{"$error":"#VALUE!"},{"$error":"#VALUE!"},{"$error":"#VALUE!"},{"$error":"#VALUE!"},{"$error":"#VALUE!"},{"$error":"#VALUE!"},{"$error":"#VALUE!"},{"$error":"#VALUE!"},{"$error":"#VALUE!"},{"$error":"#VALUE!"},{"$error":"#VALUE!"},{"$error":"#VALUE!"},{"$error":"#VALUE!"},{"$error":"#VALUE!"},{"$error":"#VALUE!"},{"$error":"#VALUE!"},{"$error":"#VALUE!"},{"$error":"#VALUE!"},{"$error":"#VALUE!"},{"$error":"#VALUE!"},{"$error":"#VALUE!"},{"$error":"#VALUE!"},{"$error":"#VALUE!"},{"$f":"SUM(I1263:CZ1263)","v":{"$error":"#VALUE!"}}]
[{"$f":"CONCATENATE(H1153,C1266)","v":"CSO 00914a."},"14. CSO Flows","14a.","CSO hydraulic control capacity (MGD). ",null,null,"14a.",{"$f":"HLOOKUP(H1153,'4 - CSO VOLUME'!$E$9:$AS$33,20,FALSE)","v":""}]
[{"$f":"CONCATENATE(H1153,C1269)","v":"CSO 00914d."},null,"14d.","Treated CSO volume (MG). Populate with Line 14b values that are less than or equal to Line 14c divided by 24.",null,null,"14d.",null,{"$f":"IF(I1267=0,0,IF(I1267<=$H1268/(4*24),I1267,$H1268/(4*24)))","v":{"$error":"#VALUE!"}},{"$f":"IF(J1267=0,0,IF(J1267<=$H1268/(4*24),J1267,$H1268/(4*24)))","v":{"$error":"#VALUE!"}},{"$error":"#VALUE!"},{"$error":"#VALUE!"},{"$error":"#VALUE!"},{"$error":"#VALUE!"},{"$error":"#VALUE!"},{"$error":"#VALUE!"},{"$error":"#VALUE!"},{"$error":"#VALUE!"},{"$error":"#VALUE!"},{"$error":"#VALUE!"},{"$error":"#VALUE!"},{"$error":"#VALUE!"},{"$error":"#VALUE!"},{"$error":"#VALUE!"},{"$error":"#VALUE!"},{"$error":"#VALUE!"},{"$error":"#VALUE!"},{"$error":"#VALUE!"},{"$error":"#VALUE!"},{"$error":"#VALUE!"},{"$error":"#VALUE!"},{"$error":"#VALUE!"},{"$error":"#VALUE!"},{"$error":"#VALUE!"},{"$error":"#VALUE!"},{"$error":"#VALUE!"},{"$error":"#VALUE!"},{"$error":"#VALUE!"},{"$error":"#VALUE!"},{"$error":"#VALUE!"},{"$error":"#VALUE!"},{"$error":"#VALUE!"},{"$error":"#VALUE!"},{"$error":"#VALUE!"},{"$error":"#VALUE!"},{"$error":"#VALUE!"},{"$error":"#VALUE!"},{"$error":"#VALUE!"},{"$error":"#VALUE!"},{"$error":"#VALUE!"},{"$error":"#VALUE!"},{"$error":"#VALUE!"},{"$error":"#VALUE!"},{"$error":"#VALUE!"},{"$error":"#VALUE!"},{"$error":"#VALUE!"},{"$error":"#VALUE!"},{"$error":"#VALUE!"},{"$error":"#VALUE!"},{"$error":"#VALUE!"},{"$error":"#VALUE!"},{"$error":"#VALUE!"},{"$error":"#VALUE!"},{"$error":"#VALUE!"},{"$error":"#VALUE!"},{"$error":"#VALUE!"},{"$error":"#VALUE!"},{"$error":"#VALUE!"},{"$error":"#VALUE!"},{"$error":"#VALUE!"},{"$error":"#VALUE!"},{"$error":"#VALUE!"},{"$error":"#VALUE!"},{"$f":"IF(BV1267=0,0,IF(BV1267<=$H1268/(4*24),BV1267,$H1268/(4*24)))","v":{"$error":"#VALUE!"}},{"$error":"#VALUE!"},{"$error":"#VALUE!"},{"$error":"#VALUE!"},{"$error":"#VALUE!"},{"$error":"#VALUE!"},{"$error":"#VALUE!"},{"$error":"#VALUE!"},{"$error":"#VALUE!"},{"$error":"#VALUE!"},{"$error":"#VALUE!"},{"$error":"#VALUE!"},{"$error":"#VALUE!"},{"$error":"#VALUE!"},{"$error":"#VALUE!"},{"$error":"#VALUE!"},{"$error":"#VALUE!"},{"$error":"#VALUE!"},{"$error":"#VALUE!"},{"$error":"#VALUE!"},{"$error":"#VALUE!"},{"$error":"#VALUE!"},{"$error":"#VALUE!"},{"$error":"#VALUE!"},{"$error":"#VALUE!"},{"$error":"#VALUE!"},{"$error":"#VALUE!"},{"$error":"#VALUE!"},{"$error":"#VALUE!"},{"$error":"#VALUE!"},{"$error":"#VALUE!"},{"$f":"SUM(I1269:CZ1269)","v":{"$error":"#VALUE!"}}]
[{"$f":"CONCATENATE(H1153,C1271)","v":"CSO 00914f."},null,"14f.","Combined sewage diverted to WWTP (MG). Subtract Line 14b from Line 13d at hourly increments.",null,null,"14f.",null,{"$f":"I1265-I1267","v":{"$error":"#VALUE!"}},{"$f":"J1265-J1267","v":{"$error":"#VALUE!"}},{"$error":"#VALUE!"},{"$error":"#VALUE!"},{"$error":"#VALUE!"},{"$error":"#VALUE!"},{"$error":"#VALUE!"},{"$error":"#VALUE!"},{"$error":"#VALUE!"},{"$error":"#VALUE!"},{"$error":"#VALUE!"},{"$error":"#VALUE!"},{"$error":"#VALUE!"},{"$error":"#VALUE!"},{"$error":"#VALUE!"},{"$error":"#VALUE!"},{"$error":"#VALUE!"},{"$error":"#VALUE!"},{"$error":"#VALUE!"},{"$error":"#VALUE!"},{"$error":"#VALUE!"},{"$error":"#VALUE!"},{"$error":"#VALUE!"},{"$error":"#VALUE!"},{"$error":"#VALUE!"},{"$error":"#VALUE!"},{"$error":"#VALUE!"},{"$error":"#VALUE!"},{"$error":"#VALUE!"},{"$error":"#VALUE!"},{"$error":"#VALUE!"},{"$error":"#VALUE!"},{"$error":"#VALUE!"},{"$error":"#VALUE!"},{"$error":"#VALUE!"},{"$error":"#VALUE!"},{"$error":"#VALUE!"},{"$error":"#VALUE!"},{"$error":"#VALUE!"},{"$error":"#VALUE!"},{"$error":"#VALUE!"},{"$error":"#VALUE!"},{"$error":"#VALUE!"},{"$error":"#VALUE!"},{"$error":"#VALUE!"},{"$error":"#VALUE!"},{"$error":"#VALUE!"},{"$error":"#VALUE!"},{"$error":"#VALUE!"},{"$error":"#VALUE!"},{"$error":"#VALUE!"},{"$error":"#VALUE!"},{"$error":"#VALUE!"},{"$error":"#VALUE!"},{"$error":"#VALUE!"},{"$error":"#VALUE!"},{"$error":"#VALUE!"},{"$error":"#VALUE!"},{"$error":"#VALUE!"},{"$error":"#VALUE!"},{"$error":"#VALUE!"},{"$error":"#VALUE!"},{"$error":"#VALUE!"},{"$error":"#VALUE!"},{"$error":"#VALUE!"},{"$f":"BV1265-BV1267","v":{"$error":"#VALUE!"}},{"$error":"#VALUE!"},{"$error":"#VALUE!"},{"$error":"#VALUE!"},{"$error":"#VALUE!"},{"$error":"#VALUE!"},{"$error":"#VALUE!"},{"$error":"#VALUE!"},{"$error":"#VALUE!"},{"$error":"#VALUE!"},{"$error":"#VALUE!"},{"$error":"#VALUE!"},{"$error":"#VALUE!"},{"$error":"#VALUE!"},{"$error":"#VALUE!"},{"$error":"#VALUE!"},{"$error":"#VALUE!"},{"$error":"#VALUE!"},{"$error":"#VALUE!"},{"$error":"#VALUE!"},{"$error":"#VALUE!"},{"$error":"#VALUE!"},{"$error":"#VALUE!"},{"$error":"#VALUE!"},{"$error":"#VALUE!"},{"$error":"#VALUE!"},{"$error":"#VALUE!"},{"$error":"#VALUE!"},{"$error":"#VALUE!"},{"$error":"#VALUE!"},{"$error":"#VALUE!"},{"$f":"SUM(I1271:CZ1271)","v":{"$error":"#VALUE!"}}]
[]
[{"$nulls":6},"Area (acres):",{"$f":"HLOOKUP(H1274,'2 - CSO INPUT'!$E$9:$AS$19,6,FALSE)","v":0},null,{"$f":"43560*7.48/(12*1000000)","v":0.027152400000000004},"MG",{"$f":"\"=\"","v":"="},1,"in-ac/hr"]
[{"$nulls":6},"TOC (hr);",{"$f":"HLOOKUP(H1274,'3 - Tc & RAINFALL'!$E$9:$AS$17,6,FALSE)","v":""}]
[{"$nulls":4},1,{"$f":"$DF$3","v":{"v":0,"d":"0.000"}},{"$f":"IF(SUM(F1280:F1280)-H1278<=0,0,SUM(F1280:F1280)-H1278)","v":{"v":0,"d":"0.00"}},{"$f":"G1280-0","v":{"v":0,"d":"0.000"}},{"$f":"IF(H1277<=I1279-E1280,0,H1280*H1275*H1276*J1275/(H1277*4))","v":{"$error":"#VALUE!"}},{"$f":"IF(H1277<=J1279-E1280,0,H1280*H1275*H1276*J1275/(H1277*4))","v":{"$error":"#VALUE!"}},{"$f":"IF(H1277<=K1279-E1280,0,H1280*H1275*H1276*J1275/(H1277*4))","v":{"$error":"#VALUE!"}},{"$f":"IF(H1277<=L1279-E1280,0,H1280*H1275*H1276*J1275/(H1277*4))","v":{"$error":"#VALUE!"}},{"$f":"IF(H1277<=M1279-E1280,0,H1280*H1275*H1276*J1275/(H1277*4))","v":{"$error":"#VALUE!"}},{"$f":"IF(H1277<=N1279-E1280,0,H1280*H1275*H1276*J1275/(H1277*4))","v":{"$error":"#VALUE!"}},{"$f":"IF(H1277<=O1279-E1280,0,H1280*H1275*H1276*J1275/(H1277*4))","v":{"$error":"#VALUE!"}},{"$f":"IF(H1277<=P1279-E1280,0,H1280*H1275*H1276*J1275/(H1277*4))","v":{"$error":"#VALUE!"}},{"$f":"IF(H1277<=Q1279-E1280,0,H1280*H1275*H1276*J1275/(H1277*4))","v":{"$error":"#VALUE!"}},{"$f":"IF(H1277<=R1279-E1280,0,H1280*H1275*H1276*J1275/(H1277*4))","v":{"$error":"#VALUE!"}},{"$f":"IF(H1277<=S1279-E1280,0,H1280*H1275*H1276*J1275/(H1277*4))","v":{"$error":"#VALUE!"}},{"$f":"IF(H1277<=T1279-E1280,0,H1280*H1275*H1276*J1275/(H1277*4))","v":{"$error":"#VALUE!"}},{"$f":"IF(H1277<=U1279-E1280,0,H1280*H1275*H1276*J1275/(H1277*4))","v":{"$error":"#VALUE!"}}]
[{"$nulls":4},1.75,{"$f":"$DF$6","v":{"v":0,"d":"0.000"}},{"$f":"IF(SUM(F1280:F1283)-H1278<=0,0,SUM(F1280:F1283)-H1278)","v":{"v":0,"d":"0.00"}},{"v":0,"d":"0.000"},{"$nulls":3},{"$f":"IF(H1277<=L1279-E1283,0,H1283*H1275*H1276*J1275/(H1277*4))","v":{"$error":"#VALUE!"}},{"$f":"IF(H1277<=M1279-E1283,0,H1283*H1275*H1276*J1275/(H1277*4))","v":{"$error":"#VALUE!"}},{"$f":"IF(H1277<=N1279-E1283,0,H1283*H1275*H1276*J1275/(H1277*4))","v":{"$error":"#VALUE!"}},{"$f":"IF(H1277<=O1279-E1283,0,H1283*H1275*H1276*J1275/(H1277*4))","v":{"$error":"#VALUE!"}},{"$f":"IF(H1277<=P1279-E1283,0,H1283*H1275*H1276*J1275/(H1277*4))","v":{"$error":"#VALUE!"}},{"$f":"IF(H1277<=Q1279-E1283,0,H1283*H1275*H1276*J1275/(H1277*4))","v":{"$error":"#VALUE!"}},{"$f":"IF(H1277<=R1279-E1283,0,H1283*H1275*H1276*J1275/(H1277*4))","v":{"$error":"#VALUE!"}},{"$f":"IF(H1277<=S1279-E1283,0,H1283*H1275*H1276*J1275/(H1277*4))","v":{"$error":"#VALUE!"}},{"$f":"IF(H1277<=T1279-E1283,0,H1283*H1275*H1276*J1275/(H1277*4))","v":{"$error":"#VALUE!"}},{"$f":"IF(H1277<=U1279-E1283,0,H1283*H1275*H1276*J1275/(H1277*4))","v":{"$error":"#VALUE!"}},{"$f":"IF(H1277<=V1279-E1283,0,H1283*H1275*H1276*J1275/(H1277*4))","v":{"$error":"#VALUE!"}},{"$f":"IF(H1277<=W1279-E1283,0,H1283*H1275*H1276*J1275/(H1277*4))","v":{"$error":"#VALUE!"}},{"$f":"IF(H1277<=X1279-E1283,0,H1283*H1275*H1276*J1275/(H1277*4))","v":{"$error":"#VALUE!"}}]
[{"$nulls":4},2.25,{"$f":"$DF$8","v":{"v":0,"d":"0.000"}},{"$f":"IF(SUM(F1280:F1285)-H1278<=0,0,SUM(F1280:F1285)-H1278)","v":{"v":0,"d":"0.00"}},{"v":0,"d":"0.000"},{"$nulls":5},{"$f":"IF(H1277<=N1279-E1285,0,H1285*H1275*H1276*J1275/(H1277*4))","v":{"$error":"#VALUE!"}},{"$f":"IF(H1277<=O1279-E1285,0,H1285*H1275*H1276*J1275/(H1277*4))","v":{"$error":"#VALUE!"}},{"$f":"IF(H1277<=P1279-E1285,0,H1285*H1275*H1276*J1275/(H1277*4))","v":{"$error":"#VALUE!"}},{"$f":"IF(H1277<=Q1279-E1285,0,H1285*H1275*H1276*J1275/(H1277*4))","v":{"$error":"#VALUE!"}},{"$f":"IF(H1277<=R1279-E1285,0,H1285*H1275*H1276*J1275/(H1277*4))","v":{"$error":"#VALUE!"}},{"$f":"IF(H1277<=S1279-E1285,0,H1285*H1275*H1276*J1275/(H1277*4))","v":{"$error":"#VALUE!"}},{"$f":"IF(H1277<=T1279-E1285,0,H1285*H1275*H1276*J1275/(H1277*4))","v":{"$error":"#VALUE!"}},{"$f":"IF(H1277<=U1279-E1285,0,H1285*H1275*H1276*J1275/(H1277*4))","v":{"$error":"#VALUE!"}},{"$f":"IF(H1277<=V1279-E1285,0,H1285*H1275*H1276*J1275/(H1277*4))","v":{"$error":"#VALUE!"}},{"$f":"IF(H1277<=W1279-E1285,0,H1285*H1275*H1276*J1275/(H1277*4))","v":{"$error":"#VALUE!"}},{"$f":"IF(H1277<=X1279-E1285,0,H1285*H1275*H1276*J1275/(H1277*4))","v":{"$error":"#VALUE!"}},{"$f":"IF(H1277<=Y1279-E1285,0,H1285*H1275*H1276*J1275/(H1277*4))","v":{"$error":"#VALUE!"}},{"$f":"IF(H1277<=Z1279-E1285,0,H1285*H1275*H1276*J1275/(H1277*4))","v":{"$error":"#VALUE!"}}]
[{"$nulls":4},{"v":2.5,"d":"2.50"},{"$f":"$DF$9","v":{"v":0,"d":"0.000"}},{"$f":"IF(SUM(F1280:F1286)-H1278<=0,0,SUM(F1280:F1286)-H1278)","v":{"v":0,"d":"0.00"}},{"v":0,"d":"0.000"},{"$nulls":6},{"$f":"IF(H1277<=O1279-E1286,0,H1286*H1275*H1276*J1275/(H1277*4))","v":{"$error":"#VALUE!"}},{"$f":"IF(H1277<=P1279-E1286,0,H1286*H1275*H1276*J1275/(H1277*4))","v":{"$error":"#VALUE!"}},{"$f":"IF(H1277<=Q1279-E1286,0,H1286*H1275*H1276*J1275/(H1277*4))","v":{"$error":"#VALUE!"}},{"$f":"IF(H1277<=R1279-E1286,0,H1286*H1275*H1276*J1275/(H1277*4))","v":{"$error":"#VALUE!"}},{"$f":"IF(H1277<=S1279-E1286,0,H1286*H1275*H1276*J1275/(H1277*4))","v":{"$error":"#VALUE!"}},{"$f":"IF(H1277<=T1279-E1286,0,H1286*H1275*H1276*J1275/(H1277*4))","v":{"$error":"#VALUE!"}},{"$f":"IF(H1277<=U1279-E1286,0,H1286*H1275*H1276*J1275/(H1277*4))","v":{"$error":"#VALUE!"}},{"$f":"IF(H1277<=V1279-E1286,0,H1286*H1275*H1276*J1275/(H1277*4))","v":{"$error":"#VALUE!"}},{"$f":"IF(H1277<=W1279-E1286,0,H1286*H1275*H1276*J1275/(H1277*4))","v":{"$error":"#VALUE!"}},{"$f":"IF(H1277<=X1279-E1286,0,H1286*H1275*H1276*J1275/(H1277*4))","v":{"$error":"#VALUE!"}},{"$f":"IF(H1277<=Y1279-E1286,0,H1286*H1275*H1276*J1275/(H1277*4))","v":{"$error":"#VALUE!"}},{"$f":"IF(H1277<=Z1279-E1286,0,H1286*H1275*H1276*J1275/(H1277*4))","v":{"$error":"#VALUE!"}},{"$f":"IF(H1277<=AA1279-E1286,0,H1286*H1275*H1276*J1275/(H1277*4))","v":{"$error":"#VALUE!"}}]
[{"$nulls":4},{"v":3,"d":"3.00"},{"$f":"$DF$11","v":{"v":0,"d":"0.000"}},{"$f":"IF(SUM(F1280:F1288)-H1278<=0,0,SUM(F1280:F1288)-H1278)","v":{"v":0,"d":"0.00"}},{"v":0,"d":"0.000"},{"$nulls":8},{"$f":"IF(H1277<=Q1279-E1288,0,H1288*H1275*H1276*J1275/(H1277*4))","v":{"$error":"#VALUE!"}},{"$f":"IF(H1277<=R1279-E1288,0,H1288*H1275*H1276*J1275/(H1277*4))","v":{"$error":"#VALUE!"}},{"$f":"IF(H1277<=S1279-E1288,0,H1288*H1275*H1276*J1275/(H1277*4))","v":{"$error":"#VALUE!"}},{"$f":"IF(H1277<=T1279-E1288,0,H1288*H1275*H1276*J1275/(H1277*4))","v":{"$error":"#VALUE!"}},{"$f":"IF(H1277<=U1279-E1288,0,H1288*H1275*H1276*J1275/(H1277*4))","v":{"$error":"#VALUE!"}},{"$f":"IF(H1277<=V1279-E1288,0,H1288*H1275*H1276*J1275/(H1277*4))","v":{"$error":"#VALUE!"}},{"$f":"IF(H1277<=W1279-E1288,0,H1288*H1275*H1276*J1275/(H1277*4))","v":{"$error":"#VALUE!"}},{"$f":"IF(H1277<=X1279-E1288,0,H1288*H1275*H1276*J1275/(H1277*4))","v":{"$error":"#VALUE!"}},{"$f":"IF(H1277<=Y1279-E1288,0,H1288*H1275*H1276*J1275/(H1277*4))","v":{"$error":"#VALUE!"}},{"$f":"IF(H1277<=Z1279-E1288,0,H1288*H1275*H1276*J1275/(H1277*4))","v":{"$error":"#VALUE!"}},{"$f":"IF(H1277<=AA1279-E1288,0,H1288*H1275*H1276*J1275/(H1277*4))","v":{"$error":"#VALUE!"}},{"$f":"IF(H1277<=AB1279-E1288,0,H1288*H1275*H1276*J1275/(H1277*4))","v":{"$error":"#VALUE!"}},{"$f":"IF(H1277<=AC1279-E1288,0,H1288*H1275*H1276*J1275/(H1277*4))","v":{"$error":"#VALUE!"}}]
[{"$nulls":4},3.75,{"$f":"$DF$14","v":{"v":0,"d":"0.000"}},{"$f":"IF(SUM(F1280:F1291)-H1278<=0,0,SUM(F1280:F1291)-H1278)","v":{"v":0,"d":"0.00"}},{"v":0,"d":"0.000"},{"$nulls":11},{"$f":"IF(H1277<=T1279-E1291,0,H1291*H1275*H1276*J1275/(H1277*4))","v":{"$error":"#VALUE!"}},{"$f":"IF(H1277<=U1279-E1291,0,H1291*H1275*H1276*J1275/(H1277*4))","v":{"$error":"#VALUE!"}},{"$f":"IF(H1277<=V1279-E1291,0,H1291*H1275*H1276*J1275/(H1277*4))","v":{"$error":"#VALUE!"}},{"$f":"IF(H1277<=W1279-E1291,0,H1291*H1275*H1276*J1275/(H1277*4))","v":{"$error":"#VALUE!"}},{"$f":"IF(H1277<=X1279-E1291,0,H1291*H1275*H1276*J1275/(H1277*4))","v":{"$error":"#VALUE!"}},{"$f":"IF(H1277<=Y1279-E1291,0,H1291*H1275*H1276*J1275/(H1277*4))","v":{"$error":"#VALUE!"}},{"$f":"IF(H1277<=Z1279-E1291,0,H1291*H1275*H1276*J1275/(H1277*4))","v":{"$error":"#VALUE!"}},{"$f":"IF(H1277<=AA1279-E1291,0,H1291*H1275*H1276*J1275/(H1277*4))","v":{"$error":"#VALUE!"}},{"$f":"IF(H1277<=AB1279-E1291,0,H1291*H1275*H1276*J1275/(H1277*4))","v":{"$error":"#VALUE!"}},{"$f":"IF(H1277<=AC1279-E1291,0,H1291*H1275*H1276*J1275/(H1277*4))","v":{"$error":"#VALUE!"}},{"$f":"IF(H1277<=AD1279-E1291,0,H1291*H1275*H1276*J1275/(H1277*4))","v":{"$error":"#VALUE!"}},{"$f":"IF(H1277<=AE1279-E1291,0,H1291*H1275*H1276*J1275/(H1277*4))","v":{"$error":"#VALUE!"}},{"$f":"IF(H1277<=AF1279-E1291,0,H1291*H1275*H1276*J1275/(H1277*4))","v":{"$error":"#VALUE!"}}]
[{"$nulls":4},{"v":4.5,"d":"4.50"},{"$f":"$DF$17","v":{"v":0,"d":"0.000"}},{"$f":"IF(SUM(F1280:F1294)-H1278<=0,0,SUM(F1280:F1294)-H1278)","v":{"v":0,"d":"0.00"}},{"v":0,"d":"0.000"},{"$nulls":14},{"$f":"IF(H1277<=W1279-E1294,0,H1294*H1275*H1276*J1275/(H1277*4))","v":{"$error":"#VALUE!"}},{"$f":"IF(H1277<=X1279-E1294,0,H1294*H1275*H1276*J1275/(H1277*4))","v":{"$error":"#VALUE!"}},{"$f":"IF(H1277<=Y1279-E1294,0,H1294*H1275*H1276*J1275/(H1277*4))","v":{"$error":"#VALUE!"}},{"$f":"IF(H1277<=Z1279-E1294,0,H1294*H1275*H1276*J1275/(H1277*4))","v":{"$error":"#VALUE!"}},{"$f":"IF(H1277<=AA1279-E1294,0,H1294*H1275*H1276*J1275/(H1277*4))","v":{"$error":"#VALUE!"}},{"$f":"IF(H1277<=AB1279-E1294,0,H1294*H1275*H1276*J1275/(H1277*4))","v":{"$error":"#VALUE!"}},{"$f":"IF(H1277<=AC1279-E1294,0,H1294*H1275*H1276*J1275/(H1277*4))","v":{"$error":"#VALUE!"}},{"$f":"IF(H1277<=AD1279-E1294,0,H1294*H1275*H1276*J1275/(H1277*4))","v":{"$error":"#VALUE!"}},{"$f":"IF(H1277<=AE1279-E1294,0,H1294*H1275*H1276*J1275/(H1277*4))","v":{"$error":"#VALUE!"}},{"$f":"IF(H1277<=AF1279-E1294,0,H1294*H1275*H1276*J1275/(H1277*4))","v":{"$error":"#VALUE!"}},{"$f":"IF(H1277<=AG1279-E1294,0,H1294*H1275*H1276*J1275/(H1277*4))","v":{"$error":"#VALUE!"}},{"$f":"IF(H1277<=AH1279-E1294,0,H1294*H1275*H1276*J1275/(H1277*4))","v":{"$error":"#VALUE!"}},{"$f":"IF(H1277<=AI1279-E1294,0,H1294*H1275*H1276*J1275/(H1277*4))","v":{"$error":"#VALUE!"}}]
[{"$nulls":4},4.75,{"$f":"$DF$18","v":{"v":0,"d":"0.000"}},{"$f":"IF(SUM(F1280:F1295)-H1278<=0,0,SUM(F1280:F1295)-H1278)","v":{"v":0,"d":"0.00"}},{"v":0,"d":"0.000"},{"$nulls":15},{"$f":"IF(H1277<=X1279-E1295,0,H1295*H1275*H1276*J1275/(H1277*4))","v":{"$error":"#VALUE!"}},{"$f":"IF(H1277<=Y1279-E1295,0,H1295*H1275*H1276*J1275/(H1277*4))","v":{"$error":"#VALUE!"}},{"$f":"IF(H1277<=Z1279-E1295,0,H1295*H1275*H1276*J1275/(H1277*4))","v":{"$error":"#VALUE!"}},{"$f":"IF(H1277<=AA1279-E1295,0,H1295*H1275*H1276*J1275/(H1277*4))","v":{"$error":"#VALUE!"}},{"$f":"IF(H1277<=AB1279-E1295,0,H1295*H1275*H1276*J1275/(H1277*4))","v":{"$error":"#VALUE!"}},{"$f":"IF(H1277<=AC1279-E1295,0,H1295*H1275*H1276*J1275/(H1277*4))","v":{"$error":"#VALUE!"}},{"$f":"IF(H1277<=AD1279-E1295,0,H1295*H1275*H1276*J1275/(H1277*4))","v":{"$error":"#VALUE!"}},{"$f":"IF(H1277<=AE1279-E1295,0,H1295*H1275*H1276*J1275/(H1277*4))","v":{"$error":"#VALUE!"}},{"$f":"IF(H1277<=AF1279-E1295,0,H1295*H1275*H1276*J1275/(H1277*4))","v":{"$error":"#VALUE!"}},{"$f":"IF(H1277<=AG1279-E1295,0,H1295*H1275*H1276*J1275/(H1277*4))","v":{"$error":"#VALUE!"}},{"$f":"IF(H1277<=AH1279-E1295,0,H1295*H1275*H1276*J1275/(H1277*4))","v":{"$error":"#VALUE!"}},{"$f":"IF(H1277<=AI1279-E1295,0,H1295*H1275*H1276*J1275/(H1277*4))","v":{"$error":"#VALUE!"}},{"$f":"IF(H1277<=AJ1279-E1295,0,H1295*H1275*H1276*J1275/(H1277*4))","v":{"$error":"#VALUE!"}}]
[{"$nulls":4},{"v":5.5,"d":"5.50"},{"$f":"$DF$21","v":{"v":0,"d":"0.000"}},{"$f":"IF(SUM(F1280:F1298)-H1278<=0,0,SUM(F1280:F1298)-H1278)","v":{"v":0,"d":"0.00"}},{"v":0,"d":"0.000"},{"$nulls":18},{"$f":"IF(H1277<=AA1279-E1298,0,H1298*H1275*H1276*J1275/(H1277*4))","v":{"$error":"#VALUE!"}},{"$f":"IF(H1277<=AB1279-E1298,0,H1298*H1275*H1276*J1275/(H1277*4))","v":{"$error":"#VALUE!"}},{"$f":"IF(H1277<=AC1279-E1298,0,H1298*H1275*H1276*J1275/(H1277*4))","v":{"$error":"#VALUE!"}},{"$f":"IF(H1277<=AD1279-E1298,0,H1298*H1275*H1276*J1275/(H1277*4))","v":{"$error":"#VALUE!"}},{"$f":"IF(H1277<=AE1279-E1298,0,H1298*H1275*H1276*J1275/(H1277*4))","v":{"$error":"#VALUE!"}},{"$f":"IF(H1277<=AF1279-E1298,0,H1298*H1275*H1276*J1275/(H1277*4))","v":{"$error":"#VALUE!"}},{"$f":"IF(H1277<=AG1279-E1298,0,H1298*H1275*H1276*J1275/(H1277*4))","v":{"$error":"#VALUE!"}},{"$f":"IF(H1277<=AH1279-E1298,0,H1298*H1275*H1276*J1275/(H1277*4))","v":{"$error":"#VALUE!"}},{"$f":"IF(H1277<=AI1279-E1298,0,H1298*H1275*H1276*J1275/(H1277*4))","v":{"$error":"#VALUE!"}},{"$f":"IF(H1277<=AJ1279-E1298,0,H1298*H1275*H1276*J1275/(H1277*4))","v":{"$error":"#VALUE!"}},{"$f":"IF(H1277<=AK1279-E1298,0,H1298*H1275*H1276*J1275/(H1277*4))","v":{"$error":"#VALUE!"}},{"$f":"IF(H1277<=AL1279-E1298,0,H1298*H1275*H1276*J1275/(H1277*4))","v":{"$error":"#VALUE!"}},{"$f":"IF(H1277<=AM1279-E1298,0,H1298*H1275*H1276*J1275/(H1277*4))","v":{"$error":"#VALUE!"}}]
[{"$nulls":4},{"v":6,"d":"6.00"},{"$f":"$DF$23","v":{"v":0,"d":"0.000"}},{"$f":"IF(SUM(F1280:F1300)-H1278<=0,0,SUM(F1280:F1300)-H1278)","v":{"v":0,"d":"0.00"}},{"v":0,"d":"0.000"},{"$nulls":20},{"$f":"IF(H1277<=AC1279-E1300,0,H1300*H1275*H1276*J1275/(H1277*4))","v":{"$error":"#VALUE!"}},{"$f":"IF(H1277<=AD1279-E1300,0,H1300*H1275*H1276*J1275/(H1277*4))","v":{"$error":"#VALUE!"}},{"$f":"IF(H1277<=AE1279-E1300,0,H1300*H1275*H1276*J1275/(H1277*4))","v":{"$error":"#VALUE!"}},{"$f":"IF(H1277<=AF1279-E1300,0,H1300*H1275*H1276*J1275/(H1277*4))","v":{"$error":"#VALUE!"}},{"$f":"IF(H1277<=AG1279-E1300,0,H1300*H1275*H1276*J1275/(H1277*4))","v":{"$error":"#VALUE!"}},{"$f":"IF(H1277<=AH1279-E1300,0,H1300*H1275*H1276*J1275/(H1277*4))","v":{"$error":"#VALUE!"}},{"$f":"IF(H1277<=AI1279-E1300,0,H1300*H1275*H1276*J1275/(H1277*4))","v":{"$error":"#VALUE!"}},{"$f":"IF(H1277<=AJ1279-E1300,0,H1300*H1275*H1276*J1275/(H1277*4))","v":{"$error":"#VALUE!"}},{"$f":"IF(H1277<=AK1279-E1300,0,H1300*H1275*H1276*J1275/(H1277*4))","v":{"$error":"#VALUE!"}},{"$f":"IF(H1277<=AL1279-E1300,0,H1300*H1275*H1276*J1275/(H1277*4))","v":{"$error":"#VALUE!"}},{"$f":"IF(H1277<=AM1279-E1300,0,H1300*H1275*H1276*J1275/(H1277*4))","v":{"$error":"#VALUE!"}},{"$f":"IF(H1277<=AN1279-E1300,0,H1300*H1275*H1276*J1275/(H1277*4))","v":{"$error":"#VALUE!"}},{"$f":"IF(H1277<=AO1279-E1300,0,H1300*H1275*H1276*J1275/(H1277*4))","v":{"$error":"#VALUE!"}}]
[{"$nulls":4},6.75,{"$f":"$DF$26","v":{"v":0,"d":"0.000"}},{"$f":"IF(SUM(F1280:F1303)-H1278<=0,0,SUM(F1280:F1303)-H1278)","v":{"v":0,"d":"0.00"}},{"v":0,"d":"0.000"},{"$nulls":23},{"$f":"IF(H1277<=AF1279-E1303,0,H1303*H1275*H1276*J1275/(H1277*4))","v":{"$error":"#VALUE!"}},{"$f":"IF(H1277<=AG1279-E1303,0,H1303*H1275*H1276*J1275/(H1277*4))","v":{"$error":"#VALUE!"}},{"$f":"IF(H1277<=AH1279-E1303,0,H1303*H1275*H1276*J1275/(H1277*4))","v":{"$error":"#VALUE!"}},{"$f":"IF(H1277<=AI1279-E1303,0,H1303*H1275*H1276*J1275/(H1277*4))","v":{"$error":"#VALUE!"}},{"$f":"IF(H1277<=AJ1279-E1303,0,H1303*H1275*H1276*J1275/(H1277*4))","v":{"$error":"#VALUE!"}},{"$f":"IF(H1277<=AK1279-E1303,0,H1303*H1275*H1276*J1275/(H1277*4))","v":{"$error":"#VALUE!"}},{"$f":"IF(H1277<=AL1279-E1303,0,H1303*H1275*H1276*J1275/(H1277*4))","v":{"$error":"#VALUE!"}},{"$f":"IF(H1277<=AM1279-E1303,0,H1303*H1275*H1276*J1275/(H1277*4))","v":{"$error":"#VALUE!"}},{"$f":"IF(H1277<=AN1279-E1303,0,H1303*H1275*H1276*J1275/(H1277*4))","v":{"$error":"#VALUE!"}},{"$f":"IF(H1277<=AO1279-E1303,0,H1303*H1275*H1276*J1275/(H1277*4))","v":{"$error":"#VALUE!"}},{"$f":"IF(H1277<=AP1279-E1303,0,H1303*H1275*H1276*J1275/(H1277*4))","v":{"$error":"#VALUE!"}},{"$f":"IF(H1277<=AQ1279-E1303,0,H1303*H1275*H1276*J1275/(H1277*4))","v":{"$error":"#VALUE!"}},{"$f":"IF(H1277<=AR1279-E1303,0,H1303*H1275*H1276*J1275/(H1277*4))","v":{"$error":"#VALUE!"}}]
[{"$nulls":4},{"v":7,"d":"7.00"},{"$f":"$DF$27","v":{"v":0,"d":"0.000"}},{"$f":"IF(SUM(F1280:F1304)-H1278<=0,0,SUM(F1280:F1304)-H1278)","v":{"v":0,"d":"0.00"}},{"v":0,"d":"0.000"},{"$nulls":24},{"$f":"IF(H1277<=AG1279-E1304,0,H1304*H1275*H1276*J1275/(H1277*4))","v":{"$error":"#VALUE!"}},{"$f":"IF(H1277<=AH1279-E1304,0,H1304*H1275*H1276*J1275/(H1277*4))","v":{"$error":"#VALUE!"}},{"$f":"IF(H1277<=AI1279-E1304,0,H1304*H1275*H1276*J1275/(H1277*4))","v":{"$error":"#VALUE!"}},{"$f":"IF(H1277<=AJ1279-E1304,0,H1304*H1275*H1276*J1275/(H1277*4))","v":{"$error":"#VALUE!"}},{"$f":"IF(H1277<=AK1279-E1304,0,H1304*H1275*H1276*J1275/(H1277*4))","v":{"$error":"#VALUE!"}},{"$f":"IF(H1277<=AL1279-E1304,0,H1304*H1275*H1276*J1275/(H1277*4))","v":{"$error":"#VALUE!"}},{"$f":"IF(H1277<=AM1279-E1304,0,H1304*H1275*H1276*J1275/(H1277*4))","v":{"$error":"#VALUE!"}},{"$f":"IF(H1277<=AN1279-E1304,0,H1304*H1275*H1276*J1275/(H1277*4))","v":{"$error":"#VALUE!"}},{"$f":"IF(H1277<=AO1279-E1304,0,H1304*H1275*H1276*J1275/(H1277*4))","v":{"$error":"#VALUE!"}},{"$f":"IF(H1277<=AP1279-E1304,0,H1304*H1275*H1276*J1275/(H1277*4))","v":{"$error":"#VALUE!"}},{"$f":"IF(H1277<=AQ1279-E1304,0,H1304*H1275*H1276*J1275/(H1277*4))","v":{"$error":"#VALUE!"}},{"$f":"IF(H1277<=AR1279-E1304,0,H1304*H1275*H1276*J1275/(H1277*4))","v":{"$error":"#VALUE!"}},{"$f":"IF(H1277<=AS1279-E1304,0,H1304*H1275*H1276*J1275/(H1277*4))","v":{"$error":"#VALUE!"}}]
[{"$nulls":4},{"v":8,"d":"8.00"},{"$f":"$DF$31","v":{"v":0,"d":"0.000"}},{"$f":"IF(SUM(F1280:F1308)-H1278<=0,0,SUM(F1280:F1308)-H1278)","v":{"v":0,"d":"0.00"}},{"v":0,"d":"0.000"},{"$nulls":28},{"$f":"IF(H1277<=AK1279-E1308,0,H1308*H1275*H1276*J1275/(H1277*4))","v":{"$error":"#VALUE!"}},{"$f":"IF(H1277<=AL1279-E1308,0,H1308*H1275*H1276*J1275/(H1277*4))","v":{"$error":"#VALUE!"}},{"$f":"IF(H1277<=AM1279-E1308,0,H1308*H1275*H1276*J1275/(H1277*4))","v":{"$error":"#VALUE!"}},{"$f":"IF(H1277<=AN1279-E1308,0,H1308*H1275*H1276*J1275/(H1277*4))","v":{"$error":"#VALUE!"}},{"$f":"IF(H1277<=AO1279-E1308,0,H1308*H1275*H1276*J1275/(H1277*4))","v":{"$error":"#VALUE!"}},{"$f":"IF(H1277<=AP1279-E1308,0,H1308*H1275*H1276*J1275/(H1277*4))","v":{"$error":"#VALUE!"}},{"$f":"IF(H1277<=AQ1279-E1308,0,H1308*H1275*H1276*J1275/(H1277*4))","v":{"$error":"#VALUE!"}},{"$f":"IF(H1277<=AR1279-E1308,0,H1308*H1275*H1276*J1275/(H1277*4))","v":{"$error":"#VALUE!"}},{"$f":"IF(H1277<=AS1279-E1308,0,H1308*H1275*H1276*J1275/(H1277*4))","v":{"$error":"#VALUE!"}},{"$f":"IF(H1277<=AT1279-E1308,0,H1308*H1275*H1276*J1275/(H1277*4))","v":{"$error":"#VALUE!"}},{"$f":"IF(H1277<=AU1279-E1308,0,H1308*H1275*H1276*J1275/(H1277*4))","v":{"$error":"#VALUE!"}},{"$f":"IF(H1277<=AV1279-E1308,0,H1308*H1275*H1276*J1275/(H1277*4))","v":{"$error":"#VALUE!"}},{"$f":"IF(H1277<=AW1279-E1308,0,H1308*H1275*H1276*J1275/(H1277*4))","v":{"$error":"#VALUE!"}}]
[{"$nulls":4},8.25,{"$f":"$DF$32","v":{"v":0,"d":"0.000"}},{"$f":"IF(SUM(F1280:F1309)-H1278<=0,0,SUM(F1280:F1309)-H1278)","v":{"v":0,"d":"0.00"}},{"v":0,"d":"0.000"},{"$nulls":29},{"$f":"IF(H1277<=AL1279-E1309,0,H1309*H1275*H1276*J1275/(H1277*4))","v":{"$error":"#VALUE!"}},{"$f":"IF(H1277<=AM1279-E1309,0,H1309*H1275*H1276*J1275/(H1277*4))","v":{"$error":"#VALUE!"}},{"$f":"IF(H1277<=AN1279-E1309,0,H1309*H1275*H1276*J1275/(H1277*4))","v":{"$error":"#VALUE!"}},{"$f":"IF(H1277<=AO1279-E1309,0,H1309*H1275*H1276*J1275/(H1277*4))","v":{"$error":"#VALUE!"}},{"$f":"IF(H1277<=AP1279-E1309,0,H1309*H1275*H1276*J1275/(H1277*4))","v":{"$error":"#VALUE!"}},{"$f":"IF(H1277<=AQ1279-E1309,0,H1309*H1275*H1276*J1275/(H1277*4))","v":{"$error":"#VALUE!"}},{"$f":"IF(H1277<=AR1279-E1309,0,H1309*H1275*H1276*J1275/(H1277*4))","v":{"$error":"#VALUE!"}},{"$f":"IF(H1277<=AS1279-E1309,0,H1309*H1275*H1276*J1275/(H1277*4))","v":{"$error":"#VALUE!"}},{"$f":"IF(H1277<=AT1279-E1309,0,H1309*H1275*H1276*J1275/(H1277*4))","v":{"$error":"#VALUE!"}},{"$f":"IF(H1277<=AU1279-E1309,0,H1309*H1275*H1276*J1275/(H1277*4))","v":{"$error":"#VALUE!"}},{"$f":"IF(H1277<=AV1279-E1309,0,H1309*H1275*H1276*J1275/(H1277*4))","v":{"$error":"#VALUE!"}},{"$f":"IF(H1277<=AW1279-E1309,0,H1309*H1275*H1276*J1275/(H1277*4))","v":{"$error":"#VALUE!"}},{"$f":"IF(H1277<=AX1279-E1309,0,H1309*H1275*H1276*J1275/(H1277*4))","v":{"$error":"#VALUE!"}}]
[{"$nulls":4},{"v":9,"d":"9.00"},{"$f":"$DF$35","v":{"v":0,"d":"0.000"}},{"$f":"IF(SUM(F1280:F1312)-H1278<=0,0,SUM(F1280:F1312)-H1278)","v":{"v":0,"d":"0.00"}},{"v":0,"d":"0.000"},{"$nulls":32},{"$f":"IF(H1277<=AO1279-E1312,0,H1312*H1275*H1276*J1275/(H1277*4))","v":{"$error":"#VALUE!"}},{"$f":"IF(H1277<=AP1279-E1312,0,H1312*H1275*H1276*J1275/(H1277*4))","v":{"$error":"#VALUE!"}},{"$f":"IF(H1277<=AQ1279-E1312,0,H1312*H1275*H1276*J1275/(H1277*4))","v":{"$error":"#VALUE!"}},{"$f":"IF(H1277<=AR1279-E1312,0,H1312*H1275*H1276*J1275/(H1277*4))","v":{"$error":"#VALUE!"}},{"$f":"IF(H1277<=AS1279-E1312,0,H1312*H1275*H1276*J1275/(H1277*4))","v":{"$error":"#VALUE!"}},{"$f":"IF(H1277<=AT1279-E1312,0,H1312*H1275*H1276*J1275/(H1277*4))","v":{"$error":"#VALUE!"}},{"$f":"IF(H1277<=AU1279-E1312,0,H1312*H1275*H1276*J1275/(H1277*4))","v":{"$error":"#VALUE!"}},{"$f":"IF(H1277<=AV1279-E1312,0,H1312*H1275*H1276*J1275/(H1277*4))","v":{"$error":"#VALUE!"}},{"$f":"IF(H1277<=AW1279-E1312,0,H1312*H1275*H1276*J1275/(H1277*4))","v":{"$error":"#VALUE!"}},{"$f":"IF(H1277<=AX1279-E1312,0,H1312*H1275*H1276*J1275/(H1277*4))","v":{"$error":"#VALUE!"}},{"$f":"IF(H1277<=AY1279-E1312,0,H1312*H1275*H1276*J1275/(H1277*4))","v":{"$error":"#VALUE!"}},{"$f":"IF(H1277<=AZ1279-E1312,0,H1312*H1275*H1276*J1275/(H1277*4))","v":{"$error":"#VALUE!"}},{"$f":"IF(H1277<=BA1279-E1312,0,H1312*H1275*H1276*J1275/(H1277*4))","v":{"$error":"#VALUE!"}}]
[{"$nulls":4},{"v":9.5,"d":"9.50"},{"$f":"$DF$37","v":{"v":0,"d":"0.000"}},{"$f":"IF(SUM(F1280:F1314)-H1278<=0,0,SUM(F1280:F1314)-H1278)","v":{"v":0,"d":"0.00"}},{"v":0,"d":"0.000"},{"$nulls":34},{"$f":"IF(H1277<=AQ1279-E1314,0,H1314*H1275*H1276*J1275/(H1277*4))","v":{"$error":"#VALUE!"}},{"$f":"IF(H1277<=AR1279-E1314,0,H1314*H1275*H1276*J1275/(H1277*4))","v":{"$error":"#VALUE!"}},{"$f":"IF(H1277<=AS1279-E1314,0,H1314*H1275*H1276*J1275/(H1277*4))","v":{"$error":"#VALUE!"}},{"$f":"IF(H1277<=AT1279-E1314,0,H1314*H1275*H1276*J1275/(H1277*4))","v":{"$error":"#VALUE!"}},{"$f":"IF(H1277<=AU1279-E1314,0,H1314*H1275*H1276*J1275/(H1277*4))","v":{"$error":"#VALUE!"}},{"$f":"IF(H1277<=AV1279-E1314,0,H1314*H1275*H1276*J1275/(H1277*4))","v":{"$error":"#VALUE!"}},{"$f":"IF(H1277<=AW1279-E1314,0,H1314*H1275*H1276*J1275/(H1277*4))","v":{"$error":"#VALUE!"}},{"$f":"IF(H1277<=AX1279-E1314,0,H1314*H1275*H1276*J1275/(H1277*4))","v":{"$error":"#VALUE!"}},{"$f":"IF(H1277<=AY1279-E1314,0,H1314*H1275*H1276*J1275/(H1277*4))","v":{"$error":"#VALUE!"}},{"$f":"IF(H1277<=AZ1279-E1314,0,H1314*H1275*H1276*J1275/(H1277*4))","v":{"$error":"#VALUE!"}},{"$f":"IF(H1277<=BA1279-E1314,0,H1314*H1275*H1276*J1275/(H1277*4))","v":{"$error":"#VALUE!"}},{"$f":"IF(H1277<=BB1279-E1314,0,H1314*H1275*H1276*J1275/(H1277*4))","v":{"$error":"#VALUE!"}},{"$f":"IF(H1277<=BC1279-E1314,0,H1314*H1275*H1276*J1275/(H1277*4))","v":{"$error":"#VALUE!"}}]
[{"$nulls":4},10.25,{"$f":"$DF$40","v":{"v":0,"d":"0.000"}},{"$f":"IF(SUM(F1280:F1317)-H1278<=0,0,SUM(F1280:F1317)-H1278)","v":{"v":0,"d":"0.000"}},{"v":0,"d":"0.000"},{"$nulls":37},{"$f":"IF(H1277<=AT1279-E1317,0,H1317*H1275*H1276*J1275/(H1277*4))","v":{"$error":"#VALUE!"}},{"$f":"IF(H1277<=AU1279-E1317,0,H1317*H1275*H1276*J1275/(H1277*4))","v":{"$error":"#VALUE!"}},{"$f":"IF(H1277<=AV1279-E1317,0,H1317*H1275*H1276*J1275/(H1277*4))","v":{"$error":"#VALUE!"}},{"$f":"IF(H1277<=AW1279-E1317,0,H1317*H1275*H1276*J1275/(H1277*4))","v":{"$error":"#VALUE!"}},{"$f":"IF(H1277<=AX1279-E1317,0,H1317*H1275*H1276*J1275/(H1277*4))","v":{"$error":"#VALUE!"}},{"$f":"IF(H1277<=AY1279-E1317,0,H1317*H1275*H1276*J1275/(H1277*4))","v":{"$error":"#VALUE!"}},{"$f":"IF(H1277<=AZ1279-E1317,0,H1317*H1275*H1276*J1275/(H1277*4))","v":{"$error":"#VALUE!"}},{"$f":"IF(H1277<=BA1279-E1317,0,H1317*H1275*H1276*J1275/(H1277*4))","v":{"$error":"#VALUE!"}},{"$f":"IF(H1277<=BB1279-E1317,0,H1317*H1275*H1276*J1275/(H1277*4))","v":{"$error":"#VALUE!"}},{"$f":"IF(H1277<=BC1279-E1317,0,H1317*H1275*H1276*J1275/(H1277*4))","v":{"$error":"#VALUE!"}},{"$f":"IF(H1277<=BD1279-E1317,0,H1317*H1275*H1276*J1275/(H1277*4))","v":{"$error":"#VALUE!"}},{"$f":"IF(H1277<=BE1279-E1317,0,H1317*H1275*H1276*J1275/(H1277*4))","v":{"$error":"#VALUE!"}},{"$f":"IF(H1277<=BF1279-E1317,0,H1317*H1275*H1276*J1275/(H1277*4))","v":{"$error":"#VALUE!"}}]
[{"$nulls":4},{"v":11,"d":"11.00"},{"$f":"$DF$43","v":{"v":0,"d":"0.000"}},{"$f":"IF(SUM(F1280:F1320)-H1278<=0,0,SUM(F1280:F1320)-H1278)","v":{"v":0,"d":"0.00"}},{"v":0,"d":"0.000"},{"$nulls":40},{"$f":"IF(H1277<=AW1279-E1320,0,H1320*H1275*H1276*J1275/(H1277*4))","v":{"$error":"#VALUE!"}},{"$f":"IF(H1277<=AX1279-E1320,0,H1320*H1275*H1276*J1275/(H1277*4))","v":{"$error":"#VALUE!"}},{"$f":"IF(H1277<=AY1279-E1320,0,H1320*H1275*H1276*J1275/(H1277*4))","v":{"$error":"#VALUE!"}},{"$f":"IF(H1277<=AZ1279-E1320,0,H1320*H1275*H1276*J1275/(H1277*4))","v":{"$error":"#VALUE!"}},{"$f":"IF(H1277<=BA1279-E1320,0,H1320*H1275*H1276*J1275/(H1277*4))","v":{"$error":"#VALUE!"}},{"$f":"IF(H1277<=BB1279-E1320,0,H1320*H1275*H1276*J1275/(H1277*4))","v":{"$error":"#VALUE!"}},{"$f":"IF(H1277<=BC1279-E1320,0,H1320*H1275*H1276*J1275/(H1277*4))","v":{"$error":"#VALUE!"}},{"$f":"IF(H1277<=BD1279-E1320,0,H1320*H1275*H1276*J1275/(H1277*4))","v":{"$error":"#VALUE!"}},{"$f":"IF(H1277<=BE1279-E1320,0,H1320*H1275*H1276*J1275/(H1277*4))","v":{"$error":"#VALUE!"}},{"$f":"IF(H1277<=BF1279-E1320,0,H1320*H1275*H1276*J1275/(H1277*4))","v":{"$error":"#VALUE!"}},{"$f":"IF(H1277<=BG1279-E1320,0,H1320*H1275*H1276*J1275/(H1277*4))","v":{"$error":"#VALUE!"}},{"$f":"IF(H1277<=BH1279-E1320,0,H1320*H1275*H1276*J1275/(H1277*4))","v":{"$error":"#VALUE!"}},{"$f":"IF(H1277<=BI1279-E1320,0,H1320*H1275*H1276*J1275/(H1277*4))","v":{"$error":"#VALUE!"}}]
[{"$nulls":4},{"v":11.5,"d":"11.50"},{"$f":"$DF$45","v":{"v":0,"d":"0.000"}},{"$f":"IF(SUM(F1280:F1322)-H1278<=0,0,SUM(F1280:F1322)-H1278)","v":{"v":0,"d":"0.00"}},{"v":0,"d":"0.000"},{"$nulls":42},{"$f":"IF(H1277<=AY1279-E1322,0,H1322*H1275*H1276*J1275/(H1277*4))","v":{"$error":"#VALUE!"}},{"$f":"IF(H1277<=AZ1279-E1322,0,H1322*H1275*H1276*J1275/(H1277*4))","v":{"$error":"#VALUE!"}},{"$f":"IF(H1277<=BA1279-E1322,0,H1322*H1275*H1276*J1275/(H1277*4))","v":{"$error":"#VALUE!"}},{"$f":"IF(H1277<=BB1279-E1322,0,H1322*H1275*H1276*J1275/(H1277*4))","v":{"$error":"#VALUE!"}},{"$f":"IF(H1277<=BC1279-E1322,0,H1322*H1275*H1276*J1275/(H1277*4))","v":{"$error":"#VALUE!"}},{"$f":"IF(H1277<=BD1279-E1322,0,H1322*H1275*H1276*J1275/(H1277*4))","v":{"$error":"#VALUE!"}},{"$f":"IF(H1277<=BE1279-E1322,0,H1322*H1275*H1276*J1275/(H1277*4))","v":{"$error":"#VALUE!"}},{"$f":"IF(H1277<=BF1279-E1322,0,H1322*H1275*H1276*J1275/(H1277*4))","v":{"$error":"#VALUE!"}},{"$f":"IF(H1277<=BG1279-E1322,0,H1322*H1275*H1276*J1275/(H1277*4))","v":{"$error":"#VALUE!"}},{"$f":"IF(H1277<=BH1279-E1322,0,H1322*H1275*H1276*J1275/(H1277*4))","v":{"$error":"#VALUE!"}},{"$f":"IF(H1277<=BI1279-E1322,0,H1322*H1275*H1276*J1275/(H1277*4))","v":{"$error":"#VALUE!"}},{"$f":"IF(H1277<=BJ1279-E1322,0,H1322*H1275*H1276*J1275/(H1277*4))","v":{"$error":"#VALUE!"}},{"$f":"IF(H1277<=BK1279-E1322,0,H1322*H1275*H1276*J1275/(H1277*4))","v":{"$error":"#VALUE!"}}]
[{"$nulls":4},11.75,{"$f":"$DF$46","v":{"v":0,"d":"0.000"}},{"$f":"IF(SUM(F1280:F1323)-H1278<=0,0,SUM(F1280:F1323)-H1278)","v":{"v":0,"d":"0.00"}},{"v":0,"d":"0.000"},{"$nulls":43},{"$f":"IF(H1277<=AZ1279-E1323,0,H1323*H1275*H1276*J1275/(H1277*4))","v":{"$error":"#VALUE!"}},{"$f":"IF(H1277<=BA1279-E1323,0,H1323*H1275*H1276*J1275/(H1277*4))","v":{"$error":"#VALUE!"}},{"$f":"IF(H1277<=BB1279-E1323,0,H1323*H1275*H1276*J1275/(H1277*4))","v":{"$error":"#VALUE!"}},{"$f":"IF(H1277<=BC1279-E1323,0,H1323*H1275*H1276*J1275/(H1277*4))","v":{"$error":"#VALUE!"}},{"$f":"IF(H1277<=BD1279-E1323,0,H1323*H1275*H1276*J1275/(H1277*4))","v":{"$error":"#VALUE!"}},{"$f":"IF(H1277<=BE1279-E1323,0,H1323*H1275*H1276*J1275/(H1277*4))","v":{"$error":"#VALUE!"}},{"$f":"IF(H1277<=BF1279-E1323,0,H1323*H1275*H1276*J1275/(H1277*4))","v":{"$error":"#VALUE!"}},{"$f":"IF(H1277<=BG1279-E1323,0,H1323*H1275*H1276*J1275/(H1277*4))","v":{"$error":"#VALUE!"}},{"$f":"IF(H1277<=BH1279-E1323,0,H1323*H1275*H1276*J1275/(H1277*4))","v":{"$error":"#VALUE!"}},{"$f":"IF(H1277<=BI1279-E1323,0,H1323*H1275*H1276*J1275/(H1277*4))","v":{"$error":"#VALUE!"}},{"$f":"IF(H1277<=BJ1279-E1323,0,H1323*H1275*H1276*J1275/(H1277*4))","v":{"$error":"#VALUE!"}},{"$f":"IF(H1277<=BK1279-E1323,0,H1323*H1275*H1276*J1275/(H1277*4))","v":{"$error":"#VALUE!"}},{"$f":"IF(H1277<=BL1279-E1323,0,H1323*H1275*H1276*J1275/(H1277*4))","v":{"$error":"#VALUE!"}}]
[{"$nulls":4},12.25,{"$f":"$DF$48","v":{"v":0,"d":"0.000"}},{"$f":"IF(SUM(F1280:F1325)-H1278<=0,0,SUM(F1280:F1325)-H1278)","v":{"v":0,"d":"0.00"}},{"v":0,"d":"0.000"},{"$nulls":45},{"$f":"IF(H1277<=BB1279-E1325,0,H1325*H1275*H1276*J1275/(H1277*4))","v":{"$error":"#VALUE!"}},{"$f":"IF(H1277<=BC1279-E1325,0,H1325*H1275*H1276*J1275/(H1277*4))","v":{"$error":"#VALUE!"}},{"$f":"IF(H1277<=BD1279-E1325,0,H1325*H1275*H1276*J1275/(H1277*4))","v":{"$error":"#VALUE!"}},{"$f":"IF(H1277<=BE1279-E1325,0,H1325*H1275*H1276*J1275/(H1277*4))","v":{"$error":"#VALUE!"}},{"$f":"IF(H1277<=BF1279-E1325,0,H1325*H1275*H1276*J1275/(H1277*4))","v":{"$error":"#VALUE!"}},{"$f":"IF(H1277<=BG1279-E1325,0,H1325*H1275*H1276*J1275/(H1277*4))","v":{"$error":"#VALUE!"}},{"$f":"IF(H1277<=BH1279-E1325,0,H1325*H1275*H1276*J1275/(H1277*4))","v":{"$error":"#VALUE!"}},{"$f":"IF(H1277<=BI1279-E1325,0,H1325*H1275*H1276*J1275/(H1277*4))","v":{"$error":"#VALUE!"}},{"$f":"IF(H1277<=BJ1279-E1325,0,H1325*H1275*H1276*J1275/(H1277*4))","v":{"$error":"#VALUE!"}},{"$f":"IF(H1277<=BK1279-E1325,0,H1325*H1275*H1276*J1275/(H1277*4))","v":{"$error":"#VALUE!"}},{"$f":"IF(H1277<=BL1279-E1325,0,H1325*H1275*H1276*J1275/(H1277*4))","v":{"$error":"#VALUE!"}},{"$f":"IF(H1277<=BM1279-E1325,0,H1325*H1275*H1276*J1275/(H1277*4))","v":{"$error":"#VALUE!"}},{"$f":"IF(H1277<=BN1279-E1325,0,H1325*H1275*H1276*J1275/(H1277*4))","v":{"$error":"#VALUE!"}}]
[{"$nulls":4},{"v":13,"d":"13.00"},{"$f":"$DF$51","v":{"v":0,"d":"0.000"}},{"$f":"IF(SUM(F1280:F1328)-H1278<=0,0,SUM(F1280:F1328)-H1278)","v":{"v":0,"d":"0.00"}},{"v":0,"d":"0.000"},{"$nulls":48},{"$f":"IF(H1277<=BE1279-E1328,0,H1328*H1275*H1276*J1275/(H1277*4))","v":{"$error":"#VALUE!"}},{"$f":"IF(H1277<=BF1279-E1328,0,H1328*H1275*H1276*J1275/(H1277*4))","v":{"$error":"#VALUE!"}},{"$f":"IF(H1277<=BG1279-E1328,0,H1328*H1275*H1276*J1275/(H1277*4))","v":{"$error":"#VALUE!"}},{"$f":"IF(H1277<=BH1279-E1328,0,H1328*H1275*H1276*J1275/(H1277*4))","v":{"$error":"#VALUE!"}},{"$f":"IF(H1277<=BI1279-E1328,0,H1328*H1275*H1276*J1275/(H1277*4))","v":{"$error":"#VALUE!"}},{"$f":"IF(H1277<=BJ1279-E1328,0,H1328*H1275*H1276*J1275/(H1277*4))","v":{"$error":"#VALUE!"}},{"$f":"IF(H1277<=BK1279-E1328,0,H1328*H1275*H1276*J1275/(H1277*4))","v":{"$error":"#VALUE!"}},{"$f":"IF(H1277<=BL1279-E1328,0,H1328*H1275*H1276*J1275/(H1277*4))","v":{"$error":"#VALUE!"}},{"$f":"IF(H1277<=BM1279-E1328,0,H1328*H1275*H1276*J1275/(H1277*4))","v":{"$error":"#VALUE!"}},{"$f":"IF(H1277<=BN1279-E1328,0,H1328*H1275*H1276*J1275/(H1277*4))","v":{"$error":"#VALUE!"}},{"$f":"IF(H1277<=BO1279-E1328,0,H1328*H1275*H1276*J1275/(H1277*4))","v":{"$error":"#VALUE!"}},{"$f":"IF(H1277<=BP1279-E1328,0,H1328*H1275*H1276*J1275/(H1277*4))","v":{"$error":"#VALUE!"}},{"$f":"IF(H1277<=BQ1279-E1328,0,H1328*H1275*H1276*J1275/(H1277*4))","v":{"$error":"#VALUE!"}}]
[{"$nulls":4},13.75,{"$f":"$DF$54","v":{"v":0,"d":"0.000"}},{"$f":"IF(SUM(F1280:F1331)-H1278<=0,0,SUM(F1280:F1331)-H1278)","v":{"v":0,"d":"0.00"}},{"v":0,"d":"0.000"},{"$nulls":51},{"$f":"IF(H1277<=BH1279-E1331,0,H1331*H1275*H1276*J1275/(H1277*4))","v":{"$error":"#VALUE!"}},{"$f":"IF(H1277<=BI1279-E1331,0,H1331*H1275*H1276*J1275/(H1277*4))","v":{"$error":"#VALUE!"}},{"$f":"IF(H1277<=BJ1279-E1331,0,H1331*H1275*H1276*J1275/(H1277*4))","v":{"$error":"#VALUE!"}},{"$f":"IF(H1277<=BK1279-E1331,0,H1331*H1275*H1276*J1275/(H1277*4))","v":{"$error":"#VALUE!"}},{"$f":"IF(H1277<=BL1279-E1331,0,H1331*H1275*H1276*J1275/(H1277*4))","v":{"$error":"#VALUE!"}},{"$f":"IF(H1277<=BM1279-E1331,0,H1331*H1275*H1276*J1275/(H1277*4))","v":{"$error":"#VALUE!"}},{"$f":"IF(H1277<=BN1279-E1331,0,H1331*H1275*H1276*J1275/(H1277*4))","v":{"$error":"#VALUE!"}},{"$f":"IF(H1277<=BO1279-E1331,0,H1331*H1275*H1276*J1275/(H1277*4))","v":{"$error":"#VALUE!"}},{"$f":"IF(H1277<=BP1279-E1331,0,H1331*H1275*H1276*J1275/(H1277*4))","v":{"$error":"#VALUE!"}},{"$f":"IF(H1277<=BQ1279-E1331,0,H1331*H1275*H1276*J1275/(H1277*4))","v":{"$error":"#VALUE!"}},{"$f":"IF(H1277<=BR1279-E1331,0,H1331*H1275*H1276*J1275/(H1277*4))","v":{"$error":"#VALUE!"}},{"$f":"IF(H1277<=BS1279-E1331,0,H1331*H1275*H1276*J1275/(H1277*4))","v":{"$error":"#VALUE!"}},{"$f":"IF(H1277<=BT1279-E1331,0,H1331*H1275*H1276*J1275/(H1277*4))","v":{"$error":"#VALUE!"}}]
[{"$nulls":4},14.25,{"$f":"$DF$56","v":{"v":0,"d":"0.000"}},{"$f":"IF(SUM(F1280:F1333)-H1278<=0,0,SUM(F1280:F1333)-H1278)","v":{"v":0,"d":"0.00"}},{"v":0,"d":"0.000"},{"$nulls":53},{"$f":"IF(H1277<=BJ1279-E1333,0,H1333*H1275*H1276*J1275/(H1277*4))","v":{"$error":"#VALUE!"}},{"$f":"IF(H1277<=BK1279-E1333,0,H1333*H1275*H1276*J1275/(H1277*4))","v":{"$error":"#VALUE!"}},{"$f":"IF(H1277<=BL1279-E1333,0,H1333*H1275*H1276*J1275/(H1277*4))","v":{"$error":"#VALUE!"}},{"$f":"IF(H1277<=BM1279-E1333,0,H1333*H1275*H1276*J1275/(H1277*4))","v":{"$error":"#VALUE!"}},{"$f":"IF(H1277<=BN1279-E1333,0,H1333*H1275*H1276*J1275/(H1277*4))","v":{"$error":"#VALUE!"}},{"$f":"IF(H1277<=BO1279-E1333,0,H1333*H1275*H1276*J1275/(H1277*4))","v":{"$error":"#VALUE!"}},{"$f":"IF(H1277<=BP1279-E1333,0,H1333*H1275*H1276*J1275/(H1277*4))","v":{"$error":"#VALUE!"}},{"$f":"IF(H1277<=BQ1279-E1333,0,H1333*H1275*H1276*J1275/(H1277*4))","v":{"$error":"#VALUE!"}},{"$f":"IF(H1277<=BR1279-E1333,0,H1333*H1275*H1276*J1275/(H1277*4))","v":{"$error":"#VALUE!"}},{"$f":"IF(H1277<=BS1279-E1333,0,H1333*H1275*H1276*J1275/(H1277*4))","v":{"$error":"#VALUE!"}},{"$f":"IF(H1277<=BT1279-E1333,0,H1333*H1275*H1276*J1275/(H1277*4))","v":{"$error":"#VALUE!"}},{"$f":"IF(H1277<=BU1279-E1333,0,H1333*H1275*H1276*J1275/(H1277*4))","v":{"$error":"#VALUE!"}},{"$f":"IF(H1277<=BV1279-E1333,0,H1333*H1275*H1276*J1275/(H1277*4))","v":{"$error":"#VALUE!"}}]
[{"$nulls":4},{"v":15,"d":"15.00"},{"$f":"$DF$59","v":{"v":0,"d":"0.000"}},{"$f":"IF(SUM(F1280:F1336)-H1278<=0,0,SUM(F1280:F1336)-H1278)","v":{"v":0,"d":"0.00"}},{"v":0,"d":"0.000"},{"$nulls":56},{"$f":"IF(H1277<=BM1279-E1336,0,H1336*H1275*H1276*J1275/(H1277*4))","v":{"$error":"#VALUE!"}},{"$f":"IF(H1277<=BN1279-E1336,0,H1336*H1275*H1276*J1275/(H1277*4))","v":{"$error":"#VALUE!"}},{"$f":"IF(H1277<=BO1279-E1336,0,H1336*H1275*H1276*J1275/(H1277*4))","v":{"$error":"#VALUE!"}},{"$f":"IF(H1277<=BP1279-E1336,0,H1336*H1275*H1276*J1275/(H1277*4))","v":{"$error":"#VALUE!"}},{"$f":"IF(H1277<=BQ1279-E1336,0,H1336*H1275*H1276*J1275/(H1277*4))","v":{"$error":"#VALUE!"}},{"$f":"IF(H1277<=BR1279-E1336,0,H1336*H1275*H1276*J1275/(H1277*4))","v":{"$error":"#VALUE!"}},{"$f":"IF(H1277<=BS1279-E1336,0,H1336*H1275*H1276*J1275/(H1277*4))","v":{"$error":"#VALUE!"}},{"$f":"IF(H1277<=BT1279-E1336,0,H1336*H1275*H1276*J1275/(H1277*4))","v":{"$error":"#VALUE!"}},{"$f":"IF(H1277<=BU1279-E1336,0,H1336*H1275*H1276*J1275/(H1277*4))","v":{"$error":"#VALUE!"}},{"$f":"IF(H1277<=BV1279-E1336,0,H1336*H1275*H1276*J1275/(H1277*4))","v":{"$error":"#VALUE!"}},{"$f":"IF(H1277<=BW1279-E1336,0,H1336*H1275*H1276*J1275/(H1277*4))","v":{"$error":"#VALUE!"}},{"$f":"IF(H1277<=BX1279-E1336,0,H1336*H1275*H1276*J1275/(H1277*4))","v":{"$error":"#VALUE!"}},{"$f":"IF(H1277<=BY1279-E1336,0,H1336*H1275*H1276*J1275/(H1277*4))","v":{"$error":"#VALUE!"}}]
[{"$nulls":4},15.25,{"$f":"$DF$60","v":{"v":0,"d":"0.000"}},{"$f":"IF(SUM(F1280:F1337)-H1278<=0,0,SUM(F1280:F1337)-H1278)","v":{"v":0,"d":"0.00"}},{"v":0,"d":"0.000"},{"$nulls":57},{"$f":"IF(H1277<=BN1279-E1337,0,H1337*H1275*H1276*J1275/(H1277*4))","v":{"$error":"#VALUE!"}},{"$f":"IF(H1277<=BO1279-E1337,0,H1337*H1275*H1276*J1275/(H1277*4))","v":{"$error":"#VALUE!"}},{"$f":"IF(H1277<=BP1279-E1337,0,H1337*H1275*H1276*J1275/(H1277*4))","v":{"$error":"#VALUE!"}},{"$f":"IF(H1277<=BQ1279-E1337,0,H1337*H1275*H1276*J1275/(H1277*4))","v":{"$error":"#VALUE!"}},{"$f":"IF(H1277<=BR1279-E1337,0,H1337*H1275*H1276*J1275/(H1277*4))","v":{"$error":"#VALUE!"}},{"$f":"IF(H1277<=BS1279-E1337,0,H1337*H1275*H1276*J1275/(H1277*4))","v":{"$error":"#VALUE!"}},{"$f":"IF(H1277<=BT1279-E1337,0,H1337*H1275*H1276*J1275/(H1277*4))","v":{"$error":"#VALUE!"}},{"$f":"IF(H1277<=BU1279-E1337,0,H1337*H1275*H1276*J1275/(H1277*4))","v":{"$error":"#VALUE!"}},{"$f":"IF(H1277<=BV1279-E1337,0,H1337*H1275*H1276*J1275/(H1277*4))","v":{"$error":"#VALUE!"}},{"$f":"IF(H1277<=BW1279-E1337,0,H1337*H1275*H1276*J1275/(H1277*4))","v":{"$error":"#VALUE!"}},{"$f":"IF(H1277<=BX1279-E1337,0,H1337*H1275*H1276*J1275/(H1277*4))","v":{"$error":"#VALUE!"}},{"$f":"IF(H1277<=BY1279-E1337,0,H1337*H1275*H1276*J1275/(H1277*4))","v":{"$error":"#VALUE!"}},{"$f":"IF(H1277<=BZ1279-E1337,0,H1337*H1275*H1276*J1275/(H1277*4))","v":{"$error":"#VALUE!"}}]
[{"$nulls":4},16.25,{"$f":"$DF$64","v":{"v":0,"d":"0.000"}},{"$f":"IF(SUM(F1280:F1341)-H1278<=0,0,SUM(F1280:F1341)-H1278)","v":{"v":0,"d":"0.00"}},{"v":0,"d":"0.000"},{"$nulls":61},{"$f":"IF(H1277<=BR1279-E1341,0,H1341*H1275*H1276*J1275/(H1277*4))","v":{"$error":"#VALUE!"}},{"$f":"IF(H1277<=BS1279-E1341,0,H1341*H1275*H1276*J1275/(H1277*4))","v":{"$error":"#VALUE!"}},{"$f":"IF(H1277<=BT1279-E1341,0,H1341*H1275*H1276*J1275/(H1277*4))","v":{"$error":"#VALUE!"}},{"$f":"IF(H1277<=BU1279-E1341,0,H1341*H1275*H1276*J1275/(H1277*4))","v":{"$error":"#VALUE!"}},{"$f":"IF(H1277<=BV1279-E1341,0,H1341*H1275*H1276*J1275/(H1277*4))","v":{"$error":"#VALUE!"}},{"$f":"IF(H1277<=BW1279-E1341,0,H1341*H1275*H1276*J1275/(H1277*4))","v":{"$error":"#VALUE!"}},{"$f":"IF(H1277<=BX1279-E1341,0,H1341*H1275*H1276*J1275/(H1277*4))","v":{"$error":"#VALUE!"}},{"$f":"IF(H1277<=BY1279-E1341,0,H1341*H1275*H1276*J1275/(H1277*4))","v":{"$error":"#VALUE!"}},{"$f":"IF(H1277<=BZ1279-E1341,0,H1341*H1275*H1276*J1275/(H1277*4))","v":{"$error":"#VALUE!"}},{"$f":"IF(H1277<=CA1279-E1341,0,H1341*H1275*H1276*J1275/(H1277*4))","v":{"$error":"#VALUE!"}},{"$f":"IF(H1277<=CB1279-E1341,0,H1341*H1275*H1276*J1275/(H1277*4))","v":{"$error":"#VALUE!"}},{"$f":"IF(H1277<=CC1279-E1341,0,H1341*H1275*H1276*J1275/(H1277*4))","v":{"$error":"#VALUE!"}},{"$f":"IF(H1277<=CD1279-E1341,0,H1341*H1275*H1276*J1275/(H1277*4))","v":{"$error":"#VALUE!"}}]
[{"$nulls":4},{"v":16.5,"d":"16.50"},{"$f":"$DF$65","v":{"v":0,"d":"0.000"}},{"$f":"IF(SUM(F1280:F1342)-H1278<=0,0,SUM(F1280:F1342)-H1278)","v":{"v":0,"d":"0.00"}},{"v":0,"d":"0.000"},{"$nulls":62},{"$f":"IF(H1277<=BS1279-E1342,0,H1342*H1275*H1276*J1275/(H1277*4))","v":{"$error":"#VALUE!"}},{"$f":"IF(H1277<=BT1279-E1342,0,H1342*H1275*H1276*J1275/(H1277*4))","v":{"$error":"#VALUE!"}},{"$f":"IF(H1277<=BU1279-E1342,0,H1342*H1275*H1276*J1275/(H1277*4))","v":{"$error":"#VALUE!"}},{"$f":"IF(H1277<=BV1279-E1342,0,H1342*H1275*H1276*J1275/(H1277*4))","v":{"$error":"#VALUE!"}},{"$f":"IF(H1277<=BW1279-E1342,0,H1342*H1275*H1276*J1275/(H1277*4))","v":{"$error":"#VALUE!"}},{"$f":"IF(H1277<=BX1279-E1342,0,H1342*H1275*H1276*J1275/(H1277*4))","v":{"$error":"#VALUE!"}},{"$f":"IF(H1277<=BY1279-E1342,0,H1342*H1275*H1276*J1275/(H1277*4))","v":{"$error":"#VALUE!"}},{"$f":"IF(H1277<=BZ1279-E1342,0,H1342*H1275*H1276*J1275/(H1277*4))","v":{"$error":"#VALUE!"}},{"$f":"IF(H1277<=CA1279-E1342,0,H1342*H1275*H1276*J1275/(H1277*4))","v":{"$error":"#VALUE!"}},{"$f":"IF(H1277<=CB1279-E1342,0,H1342*H1275*H1276*J1275/(H1277*4))","v":{"$error":"#VALUE!"}},{"$f":"IF(H1277<=CC1279-E1342,0,H1342*H1275*H1276*J1275/(H1277*4))","v":{"$error":"#VALUE!"}},{"$f":"IF(H1277<=CD1279-E1342,0,H1342*H1275*H1276*J1275/(H1277*4))","v":{"$error":"#VALUE!"}},{"$f":"IF(H1277<=CE1279-E1342,0,H1342*H1275*H1276*J1275/(H1277*4))","v":{"$error":"#VALUE!"}}]
[{"$nulls":4},17.25,{"$f":"$DF$68","v":{"v":0,"d":"0.000"}},{"$f":"IF(SUM(F1280:F1345)-H1278<=0,0,SUM(F1280:F1345)-H1278)","v":{"v":0,"d":"0.00"}},{"$f":"G1345-G1344","v":{"v":0,"d":"0.000"}},{"$nulls":65},{"$f":"IF(H1277<=BV1279-E1345,0,H1345*H1275*H1276*J1275/(H1277*4))","v":{"$error":"#VALUE!"}},{"$f":"IF(H1277<=BW1279-E1345,0,H1345*H1275*H1276*J1275/(H1277*4))","v":{"$error":"#VALUE!"}},{"$f":"IF(H1277<=BX1279-E1345,0,H1345*H1275*H1276*J1275/(H1277*4))","v":{"$error":"#VALUE!"}},{"$f":"IF(H1277<=BY1279-E1345,0,H1345*H1275*H1276*J1275/(H1277*4))","v":{"$error":"#VALUE!"}},{"$f":"IF(H1277<=BZ1279-E1345,0,H1345*H1275*H1276*J1275/(H1277*4))","v":{"$error":"#VALUE!"}},{"$f":"IF(H1277<=CA1279-E1345,0,H1345*H1275*H1276*J1275/(H1277*4))","v":{"$error":"#VALUE!"}},{"$f":"IF(H1277<=CB1279-E1345,0,H1345*H1275*H1276*J1275/(H1277*4))","v":{"$error":"#VALUE!"}},{"$f":"IF(H1277<=CC1279-E1345,0,H1345*H1275*H1276*J1275/(H1277*4))","v":{"$error":"#VALUE!"}},{"$f":"IF(H1277<=CD1279-E1345,0,H1345*H1275*H1276*J1275/(H1277*4))","v":{"$error":"#VALUE!"}},{"$f":"IF(H1277<=CE1279-E1345,0,H1345*H1275*H1276*J1275/(H1277*4))","v":{"$error":"#VALUE!"}},{"$f":"IF(H1277<=CF1279-E1345,0,H1345*H1275*H1276*J1275/(H1277*4))","v":{"$error":"#VALUE!"}},{"$f":"IF(H1277<=CG1279-E1345,0,H1345*H1275*H1276*J1275/(H1277*4))","v":{"$error":"#VALUE!"}},{"$f":"IF(H1277<=CH1279-E1345,0,H1345*H1275*H1276*J1275/(H1277*4))","v":{"$error":"#VALUE!"}}]
[{"$nulls":4},{"v":17.5,"d":"17.50"},{"$f":"$DF$69","v":{"v":0,"d":"0.000"}},{"$f":"IF(SUM(F1280:F1346)-H1278<=0,0,SUM(F1280:F1346)-H1278)","v":{"v":0,"d":"0.00"}},{"v":0,"d":"0.000"},{"$nulls":66},{"$f":"IF(H1277<=BW1279-E1346,0,H1346*H1275*H1276*J1275/(H1277*4))","v":{"$error":"#VALUE!"}},{"$f":"IF(H1277<=BX1279-E1346,0,H1346*H1275*H1276*J1275/(H1277*4))","v":{"$error":"#VALUE!"}},{"$f":"IF(H1277<=BY1279-E1346,0,H1346*H1275*H1276*J1275/(H1277*4))","v":{"$error":"#VALUE!"}},{"$f":"IF(H1277<=BZ1279-E1346,0,H1346*H1275*H1276*J1275/(H1277*4))","v":{"$error":"#VALUE!"}},{"$f":"IF(H1277<=CA1279-E1346,0,H1346*H1275*H1276*J1275/(H1277*4))","v":{"$error":"#VALUE!"}},{"$f":"IF(H1277<=CB1279-E1346,0,H1346*H1275*H1276*J1275/(H1277*4))","v":{"$error":"#VALUE!"}},{"$f":"IF(H1277<=CC1279-E1346,0,H1346*H1275*H1276*J1275/(H1277*4))","v":{"$error":"#VALUE!"}},{"$f":"IF(H1277<=CD1279-E1346,0,H1346*H1275*H1276*J1275/(H1277*4))","v":{"$error":"#VALUE!"}},{"$f":"IF(H1277<=CE1279-E1346,0,H1346*H1275*H1276*J1275/(H1277*4))","v":{"$error":"#VALUE!"}},{"$f":"IF(H1277<=CF1279-E1346,0,H1346*H1275*H1276*J1275/(H1277*4))","v":{"$error":"#VALUE!"}},{"$f":"IF(H1277<=CG1279-E1346,0,H1346*H1275*H1276*J1275/(H1277*4))","v":{"$error":"#VALUE!"}},{"$f":"IF(H1277<=CH1279-E1346,0,H1346*H1275*H1276*J1275/(H1277*4))","v":{"$error":"#VALUE!"}},{"$f":"IF(H1277<=CI1279-E1346,0,H1346*H1275*H1276*J1275/(H1277*4))","v":{"$error":"#VALUE!"}}]
[{"$nulls":4},{"v":18.5,"d":"18.50"},{"$f":"$DF$73","v":{"v":0,"d":"0.000"}},{"$f":"IF(SUM(F1280:F1350)-H1278<=0,0,SUM(F1280:F1350)-H1278)","v":{"v":0,"d":"0.00"}},{"v":0,"d":"0.000"},{"$nulls":70},{"$f":"IF(H1277<=CA1279-E1350,0,H1350*H1275*H1276*J1275/(H1277*4))","v":{"$error":"#VALUE!"}},{"$f":"IF(H1277<=CB1279-E1350,0,H1350*H1275*H1276*J1275/(H1277*4))","v":{"$error":"#VALUE!"}},{"$f":"IF(H1277<=CC1279-E1350,0,H1350*H1275*H1276*J1275/(H1277*4))","v":{"$error":"#VALUE!"}},{"$f":"IF(H1277<=CD1279-E1350,0,H1350*H1275*H1276*J1275/(H1277*4))","v":{"$error":"#VALUE!"}},{"$f":"IF(H1277<=CE1279-E1350,0,H1350*H1275*H1276*J1275/(H1277*4))","v":{"$error":"#VALUE!"}},{"$f":"IF(H1277<=CF1279-E1350,0,H1350*H1275*H1276*J1275/(H1277*4))","v":{"$error":"#VALUE!"}},{"$f":"IF(H1277<=CG1279-E1350,0,H1350*H1275*H1276*J1275/(H1277*4))","v":{"$error":"#VALUE!"}},{"$f":"IF(H1277<=CH1279-E1350,0,H1350*H1275*H1276*J1275/(H1277*4))","v":{"$error":"#VALUE!"}},{"$f":"IF(H1277<=CI1279-E1350,0,H1350*H1275*H1276*J1275/(H1277*4))","v":{"$error":"#VALUE!"}},{"$f":"IF(H1277<=CJ1279-E1350,0,H1350*H1275*H1276*J1275/(H1277*4))","v":{"$error":"#VALUE!"}},{"$f":"IF(H1277<=CK1279-E1350,0,H1350*H1275*H1276*J1275/(H1277*4))","v":{"$error":"#VALUE!"}},{"$f":"IF(H1277<=CL1279-E1350,0,H1350*H1275*H1276*J1275/(H1277*4))","v":{"$error":"#VALUE!"}},{"$f":"IF(H1277<=CM1279-E1350,0,H1350*H1275*H1276*J1275/(H1277*4))","v":{"$error":"#VALUE!"}}]
[{"$nulls":4},18.75,{"$f":"$DF$74","v":{"v":0,"d":"0.000"}},{"$f":"IF(SUM(F1280:F1351)-H1278<=0,0,SUM(F1280:F1351)-H1278)","v":{"v":0,"d":"0.00"}},{"v":0,"d":"0.000"},{"$nulls":71},{"$f":"IF(H1277<=CB1279-E1351,0,H1351*H1275*H1276*J1275/(H1277*4))","v":{"$error":"#VALUE!"}},{"$f":"IF(H1277<=CC1279-E1351,0,H1351*H1275*H1276*J1275/(H1277*4))","v":{"$error":"#VALUE!"}},{"$f":"IF(H1277<=CD1279-E1351,0,H1351*H1275*H1276*J1275/(H1277*4))","v":{"$error":"#VALUE!"}},{"$f":"IF(H1277<=CE1279-E1351,0,H1351*H1275*H1276*J1275/(H1277*4))","v":{"$error":"#VALUE!"}},{"$f":"IF(H1277<=CF1279-E1351,0,H1351*H1275*H1276*J1275/(H1277*4))","v":{"$error":"#VALUE!"}},{"$f":"IF(H1277<=CG1279-E1351,0,H1351*H1275*H1276*J1275/(H1277*4))","v":{"$error":"#VALUE!"}},{"$f":"IF(H1277<=CH1279-E1351,0,H1351*H1275*H1276*J1275/(H1277*4))","v":{"$error":"#VALUE!"}},{"$f":"IF(H1277<=CI1279-E1351,0,H1351*H1275*H1276*J1275/(H1277*4))","v":{"$error":"#VALUE!"}},{"$f":"IF(H1277<=CJ1279-E1351,0,H1351*H1275*H1276*J1275/(H1277*4))","v":{"$error":"#VALUE!"}},{"$f":"IF(H1277<=CK1279-E1351,0,H1351*H1275*H1276*J1275/(H1277*4))","v":{"$error":"#VALUE!"}},{"$f":"IF(H1277<=CL1279-E1351,0,H1351*H1275*H1276*J1275/(H1277*4))","v":{"$error":"#VALUE!"}},{"$f":"IF(H1277<=CM1279-E1351,0,H1351*H1275*H1276*J1275/(H1277*4))","v":{"$error":"#VALUE!"}},{"$f":"IF(H1277<=CN1279-E1351,0,H1351*H1275*H1276*J1275/(H1277*4))","v":{"$error":"#VALUE!"}}]
[{"$nulls":4},{"v":19.5,"d":"19.50"},{"$f":"$DF$77","v":{"v":0,"d":"0.000"}},{"$f":"IF(SUM(F1280:F1354)-H1278<=0,0,SUM(F1280:F1354)-H1278)","v":{"v":0,"d":"0.00"}},{"v":0,"d":"0.000"},{"$nulls":74},{"$f":"IF(H1277<=CE1279-E1354,0,H1354*H1275*H1276*J1275/(H1277*4))","v":{"$error":"#VALUE!"}},{"$f":"IF(H1277<=CF1279-E1354,0,H1354*H1275*H1276*J1275/(H1277*4))","v":{"$error":"#VALUE!"}},{"$f":"IF(H1277<=CG1279-E1354,0,H1354*H1275*H1276*J1275/(H1277*4))","v":{"$error":"#VALUE!"}},{"$f":"IF(H1277<=CH1279-E1354,0,H1354*H1275*H1276*J1275/(H1277*4))","v":{"$error":"#VALUE!"}},{"$f":"IF(H1277<=CI1279-E1354,0,H1354*H1275*H1276*J1275/(H1277*4))","v":{"$error":"#VALUE!"}},{"$f":"IF(H1277<=CJ1279-E1354,0,H1354*H1275*H1276*J1275/(H1277*4))","v":{"$error":"#VALUE!"}},{"$f":"IF(H1277<=CK1279-E1354,0,H1354*H1275*H1276*J1275/(H1277*4))","v":{"$error":"#VALUE!"}},{"$f":"IF(H1277<=CL1279-E1354,0,H1354*H1275*H1276*J1275/(H1277*4))","v":{"$error":"#VALUE!"}},{"$f":"IF(H1277<=CM1279-E1354,0,H1354*H1275*H1276*J1275/(H1277*4))","v":{"$error":"#VALUE!"}},{"$f":"IF(H1277<=CN1279-E1354,0,H1354*H1275*H1276*J1275/(H1277*4))","v":{"$error":"#VALUE!"}},{"$f":"IF(H1277<=CO1279-E1354,0,H1354*H1275*H1276*J1275/(H1277*4))","v":{"$error":"#VALUE!"}},{"$f":"IF(H1277<=CP1279-E1354,0,H1354*H1275*H1276*J1275/(H1277*4))","v":{"$error":"#VALUE!"}},{"$f":"IF(H1277<=CQ1279-E1354,0,H1354*H1275*H1276*J1275/(H1277*4))","v":{"$error":"#VALUE!"}}]
[{"$nulls":4},20.25,{"$f":"$DF$80","v":{"v":0,"d":"0.000"}},{"$f":"IF(SUM(F1280:F1357)-H1278<=0,0,SUM(F1280:F1357)-H1278)","v":{"v":0,"d":"0.00"}},{"v":0,"d":"0.000"},{"$nulls":77},{"$f":"IF(H1277<=CH1279-E1357,0,H1357*H1275*H1276*J1275/(H1277*4))","v":{"$error":"#VALUE!"}},{"$f":"IF(H1277<=CI1279-E1357,0,H1357*H1275*H1276*J1275/(H1277*4))","v":{"$error":"#VALUE!"}},{"$f":"IF(H1277<=CJ1279-E1357,0,H1357*H1275*H1276*J1275/(H1277*4))","v":{"$error":"#VALUE!"}},{"$f":"IF(H1277<=CK1279-E1357,0,H1357*H1275*H1276*J1275/(H1277*4))","v":{"$error":"#VALUE!"}},{"$f":"IF(H1277<=CL1279-E1357,0,H1357*H1275*H1276*J1275/(H1277*4))","v":{"$error":"#VALUE!"}},{"$f":"IF(H1277<=CM1279-E1357,0,H1357*H1275*H1276*J1275/(H1277*4))","v":{"$error":"#VALUE!"}},{"$f":"IF(H1277<=CN1279-E1357,0,H1357*H1275*H1276*J1275/(H1277*4))","v":{"$error":"#VALUE!"}},{"$f":"IF(H1277<=CO1279-E1357,0,H1357*H1275*H1276*J1275/(H1277*4))","v":{"$error":"#VALUE!"}},{"$f":"IF(H1277<=CP1279-E1357,0,H1357*H1275*H1276*J1275/(H1277*4))","v":{"$error":"#VALUE!"}},{"$f":"IF(H1277<=CQ1279-E1357,0,H1357*H1275*H1276*J1275/(H1277*4))","v":{"$error":"#VALUE!"}},{"$f":"IF(H1277<=CR1279-E1357,0,H1357*H1275*H1276*J1275/(H1277*4))","v":{"$error":"#VALUE!"}},{"$f":"IF(H1277<=CS1279-E1357,0,H1357*H1275*H1276*J1275/(H1277*4))","v":{"$error":"#VALUE!"}},{"$f":"IF(H1277<=CT1279-E1357,0,H1357*H1275*H1276*J1275/(H1277*4))","v":{"$error":"#VALUE!"}}]
[{"$nulls":4},20.75,{"$f":"$DF$82","v":{"v":0,"d":"0.000"}},{"$f":"IF(SUM(F1280:F1359)-H1278<=0,0,SUM(F1280:F1359)-H1278)","v":{"v":0,"d":"0.00"}},{"v":0,"d":"0.000"},{"$nulls":79},{"$f":"IF(H1277<=CJ1279-E1359,0,H1359*H1275*H1276*J1275/(H1277*4))","v":{"$error":"#VALUE!"}},{"$f":"IF(H1277<=CK1279-E1359,0,H1359*H1275*H1276*J1275/(H1277*4))","v":{"$error":"#VALUE!"}},{"$f":"IF(H1277<=CL1279-E1359,0,H1359*H1275*H1276*J1275/(H1277*4))","v":{"$error":"#VALUE!"}},{"$f":"IF(H1277<=CM1279-E1359,0,H1359*H1275*H1276*J1275/(H1277*4))","v":{"$error":"#VALUE!"}},{"$f":"IF(H1277<=CN1279-E1359,0,H1359*H1275*H1276*J1275/(H1277*4))","v":{"$error":"#VALUE!"}},{"$f":"IF(H1277<=CO1279-E1359,0,H1359*H1275*H1276*J1275/(H1277*4))","v":{"$error":"#VALUE!"}},{"$f":"IF(H1277<=CP1279-E1359,0,H1359*H1275*H1276*J1275/(H1277*4))","v":{"$error":"#VALUE!"}},{"$f":"IF(H1277<=CQ1279-E1359,0,H1359*H1275*H1276*J1275/(H1277*4))","v":{"$error":"#VALUE!"}},{"$f":"IF(H1277<=CR1279-E1359,0,H1359*H1275*H1276*J1275/(H1277*4))","v":{"$error":"#VALUE!"}},{"$f":"IF(H1277<=CS1279-E1359,0,H1359*H1275*H1276*J1275/(H1277*4))","v":{"$error":"#VALUE!"}},{"$f":"IF(H1277<=CT1279-E1359,0,H1359*H1275*H1276*J1275/(H1277*4))","v":{"$error":"#VALUE!"}},{"$f":"IF(H1277<=CU1279-E1359,0,H1359*H1275*H1276*J1275/(H1277*4))","v":{"$error":"#VALUE!"}},{"$f":"IF(H1277<=CV1279-E1359,0,H1359*H1275*H1276*J1275/(H1277*4))","v":{"$error":"#VALUE!"}}]
[{"$nulls":4},{"v":21,"d":"21.00"},{"$f":"$DF$83","v":{"v":0,"d":"0.000"}},{"$f":"IF(SUM(F1280:F1360)-H1278<=0,0,SUM(F1280:F1360)-H1278)","v":{"v":0,"d":"0.00"}},{"v":0,"d":"0.000"},{"$nulls":80},{"$f":"IF(H1277<=CK1279-E1360,0,H1360*H1275*H1276*J1275/(H1277*4))","v":{"$error":"#VALUE!"}},{"$f":"IF(H1277<=CL1279-E1360,0,H1360*H1275*H1276*J1275/(H1277*4))","v":{"$error":"#VALUE!"}},{"$f":"IF(H1277<=CM1279-E1360,0,H1360*H1275*H1276*J1275/(H1277*4))","v":{"$error":"#VALUE!"}},{"$f":"IF(H1277<=CN1279-E1360,0,H1360*H1275*H1276*J1275/(H1277*4))","v":{"$error":"#VALUE!"}},{"$f":"IF(H1277<=CO1279-E1360,0,H1360*H1275*H1276*J1275/(H1277*4))","v":{"$error":"#VALUE!"}},{"$f":"IF(H1277<=CP1279-E1360,0,H1360*H1275*H1276*J1275/(H1277*4))","v":{"$error":"#VALUE!"}},{"$f":"IF(H1277<=CQ1279-E1360,0,H1360*H1275*H1276*J1275/(H1277*4))","v":{"$error":"#VALUE!"}},{"$f":"IF(H1277<=CR1279-E1360,0,H1360*H1275*H1276*J1275/(H1277*4))","v":{"$error":"#VALUE!"}},{"$f":"IF(H1277<=CS1279-E1360,0,H1360*H1275*H1276*J1275/(H1277*4))","v":{"$error":"#VALUE!"}},{"$f":"IF(H1277<=CT1279-E1360,0,H1360*H1275*H1276*J1275/(H1277*4))","v":{"$error":"#VALUE!"}},{"$f":"IF(H1277<=CU1279-E1360,0,H1360*H1275*H1276*J1275/(H1277*4))","v":{"$error":"#VALUE!"}},{"$f":"IF(H1277<=CV1279-E1360,0,H1360*H1275*H1276*J1275/(H1277*4))","v":{"$error":"#VALUE!"}},{"$f":"IF(H1277<=CW1279-E1360,0,H1360*H1275*H1276*J1275/(H1277*4))","v":{"$error":"#VALUE!"}}]
[{"$nulls":4},{"v":21.5,"d":"21.50"},{"$f":"$DF$85","v":{"v":0,"d":"0.000"}},{"$f":"IF(SUM(F1280:F1362)-H1278<=0,0,SUM(F1280:F1362)-H1278)","v":{"v":0,"d":"0.00"}},{"v":0,"d":"0.000"},{"$nulls":82},{"$f":"IF(H1277<=CM1279-E1362,0,H1362*H1275*H1276*J1275/(H1277*4))","v":{"$error":"#VALUE!"}},{"$f":"IF(H1277<=CN1279-E1362,0,H1362*H1275*H1276*J1275/(H1277*4))","v":{"$error":"#VALUE!"}},{"$f":"IF(H1277<=CO1279-E1362,0,H1362*H1275*H1276*J1275/(H1277*4))","v":{"$error":"#VALUE!"}},{"$f":"IF(H1277<=CP1279-E1362,0,H1362*H1275*H1276*J1275/(H1277*4))","v":{"$error":"#VALUE!"}},{"$f":"IF(H1277<=CQ1279-E1362,0,H1362*H1275*H1276*J1275/(H1277*4))","v":{"$error":"#VALUE!"}},{"$f":"IF(H1277<=CR1279-E1362,0,H1362*H1275*H1276*J1275/(H1277*4))","v":{"$error":"#VALUE!"}},{"$f":"IF(H1277<=CS1279-E1362,0,H1362*H1275*H1276*J1275/(H1277*4))","v":{"$error":"#VALUE!"}},{"$f":"IF(H1277<=CT1279-E1362,0,H1362*H1275*H1276*J1275/(H1277*4))","v":{"$error":"#VALUE!"}},{"$f":"IF(H1277<=CU1279-E1362,0,H1362*H1275*H1276*J1275/(H1277*4))","v":{"$error":"#VALUE!"}},{"$f":"IF(H1277<=CV1279-E1362,0,H1362*H1275*H1276*J1275/(H1277*4))","v":{"$error":"#VALUE!"}},{"$f":"IF(H1277<=CW1279-E1362,0,H1362*H1275*H1276*J1275/(H1277*4))","v":{"$error":"#VALUE!"}},{"$f":"IF(H1277<=CX1279-E1362,0,H1362*H1275*H1276*J1275/(H1277*4))","v":{"$error":"#VALUE!"}},{"$f":"IF(H1277<=CY1279-E1362,0,H1362*H1275*H1276*J1275/(H1277*4))","v":{"$error":"#VALUE!"}}]
[{"$nulls":4},22.25,{"$f":"$DF$88","v":{"v":0,"d":"0.000"}},{"$f":"IF(SUM(F1280:F1365)-H1278<=0,0,SUM(F1280:F1365)-H1278)","v":{"v":0,"d":"0.00"}},{"v":0,"d":"0.000"},{"$nulls":85},{"$f":"IF(H1277<=CP1279-E1365,0,H1365*H1275*H1276*J1275/(H1277*4))","v":{"$error":"#VALUE!"}},{"$f":"IF(H1277<=CQ1279-E1365,0,H1365*H1275*H1276*J1275/(H1277*4))","v":{"$error":"#VALUE!"}},{"$f":"IF(H1277<=CR1279-E1365,0,H1365*H1275*H1276*J1275/(H1277*4))","v":{"$error":"#VALUE!"}},{"$f":"IF(H1277<=CS1279-E1365,0,H1365*H1275*H1276*J1275/(H1277*4))","v":{"$error":"#VALUE!"}},{"$f":"IF(H1277<=CT1279-E1365,0,H1365*H1275*H1276*J1275/(H1277*4))","v":{"$error":"#VALUE!"}},{"$f":"IF(H1277<=CU1279-E1365,0,H1365*H1275*H1276*J1275/(H1277*4))","v":{"$error":"#VALUE!"}},{"$f":"IF(H1277<=CV1279-E1365,0,H1365*H1275*H1276*J1275/(H1277*4))","v":{"$error":"#VALUE!"}},{"$f":"IF(H1277<=CW1279-E1365,0,H1365*H1275*H1276*J1275/(H1277*4))","v":{"$error":"#VALUE!"}},{"$f":"IF(H1277<=CX1279-E1365,0,H1365*H1275*H1276*J1275/(H1277*4))","v":{"$error":"#VALUE!"}},{"$f":"IF(H1277<=CY1279-E1365,0,H1365*H1275*H1276*J1275/(H1277*4))","v":{"$error":"#VALUE!"}},{"$f":"IF(H1277<=CZ1279-E1365,0,H1365*H1275*H1276*J1275/(H1277*4))","v":{"$error":"#VALUE!"}}]
[{"$nulls":4},{"v":23,"d":"23.00"},{"$f":"$DF$91","v":{"v":0,"d":"0.000"}},{"$f":"IF(SUM(F1280:F1368)-H1278<=0,0,SUM(F1280:F1368)-H1278)","v":{"v":0,"d":"0.00"}},{"v":0,"d":"0.000"},{"$nulls":88},{"$f":"IF(H1277<=CS1279-E1368,0,H1368*H1275*H1276*J1275/(H1277*4))","v":{"$error":"#VALUE!"}},{"$f":"IF(H1277<=CT1279-E1368,0,H1368*H1275*H1276*J1275/(H1277*4))","v":{"$error":"#VALUE!"}},{"$f":"IF(H1277<=CU1279-E1368,0,H1368*H1275*H1276*J1275/(H1277*4))","v":{"$error":"#VALUE!"}},{"$f":"IF(H1277<=CV1279-E1368,0,H1368*H1275*H1276*J1275/(H1277*4))","v":{"$error":"#VALUE!"}},{"$f":"IF(H1277<=CW1279-E1368,0,H1368*H1275*H1276*J1275/(H1277*4))","v":{"$error":"#VALUE!"}},{"$f":"IF(H1277<=CX1279-E1368,0,H1368*H1275*H1276*J1275/(H1277*4))","v":{"$error":"#VALUE!"}},{"$f":"IF(H1277<=CY1279-E1368,0,H1368*H1275*H1276*J1275/(H1277*4))","v":{"$error":"#VALUE!"}},{"$f":"IF(H1277<=CZ1279-E1368,0,H1368*H1275*H1276*J1275/(H1277*4))","v":{"$error":"#VALUE!"}}]
[{"$nulls":4},{"v":23.5,"d":"23.50"},{"$f":"$DF$93","v":{"v":0,"d":"0.000"}},{"$f":"IF(SUM(F1280:F1370)-H1278<=0,0,SUM(F1280:F1370)-H1278)","v":{"v":0,"d":"0.00"}},{"v":0,"d":"0.000"},{"$nulls":90},{"$f":"IF(H1277<=CU1279-E1370,0,H1370*H1275*H1276*J1275/(H1277*4))","v":{"$error":"#VALUE!"}},{"$f":"IF(H1277<=CV1279-E1370,0,H1370*H1275*H1276*J1275/(H1277*4))","v":{"$error":"#VALUE!"}},{"$f":"IF(H1277<=CW1279-E1370,0,H1370*H1275*H1276*J1275/(H1277*4))","v":{"$error":"#VALUE!"}},{"$f":"IF(H1277<=CX1279-E1370,0,H1370*H1275*H1276*J1275/(H1277*4))","v":{"$error":"#VALUE!"}},{"$f":"IF(H1277<=CY1279-E1370,0,H1370*H1275*H1276*J1275/(H1277*4))","v":{"$error":"#VALUE!"}},{"$f":"IF(H1277<=CZ1279-E1370,0,H1370*H1275*H1276*J1275/(H1277*4))","v":{"$error":"#VALUE!"}}]
[{"$nulls":4},24.25,{"$f":"$DF$96","v":{"v":0,"d":"0.000"}},{"$f":"IF(SUM(F1280:F1373)-H1278<=0,0,SUM(F1280:F1373)-H1278)","v":{"v":0,"d":"0.00"}},{"v":0,"d":"0.000"},{"$nulls":93},{"$f":"IF(H1277<=CX1279-E1373,0,H1373*H1275*H1276*J1275/(H1277*4))","v":{"$error":"#VALUE!"}},{"$f":"IF(H1277<=CY1279-E1373,0,H1373*H1275*H1276*J1275/(H1277*4))","v":{"$error":"#VALUE!"}},{"$f":"IF(H1277<=CZ1279-E1373,0,H1373*H1275*H1276*J1275/(H1277*4))","v":{"$error":"#VALUE!"}}]
[{"$nulls":4},{"v":24.5,"d":"24.50"},{"$f":"$DF$97","v":{"v":0,"d":"0.000"}},{"$f":"IF(SUM(F1280:F1374)-H1278<=0,0,SUM(F1280:F1374)-H1278)","v":{"v":0,"d":"0.00"}},{"v":0,"d":"0.000"},{"$nulls":94},{"$f":"IF(H1277<=CY1279-E1374,0,H1374*H1275*H1276*J1275/(H1277*4))","v":{"$error":"#VALUE!"}},{"$f":"IF(H1277<=CZ1279-E1374,0,H1374*H1275*H1276*J1275/(H1277*4))","v":{"$error":"#VALUE!"}}]
[{"$f":"CONCATENATE(H1274,C1378)","v":"CSO 01012b."},"12. Green Infrastructure Reductions","12b.","Total GI capacity (MG). ",null,null,{"$f":"C1378","v":"12b."},{"$f":"IF(HLOOKUP(H1274,'4 - CSO VOLUME'!$E$9:$AS$33,13,FALSE)=\"\",0,HLOOKUP(H1274,'4 - CSO VOLUME'!$E$9:$AS$33,13,FALSE))","v":{"v":0,"d":"0.00"}}]
[{"$f":"CONCATENATE(H1274,C1379)","v":"CSO 01012c."},null,"12c.","Stormwater runoff (MG). Line 11a.",null,null,{"$f":"C1379","v":"12c."},null,{"$f":"I1377","v":{"$error":"#VALUE!"}},{"$f":"J1377","v":{"$error":"#VALUE!"}},{"$error":"#VALUE!"},{"$error":"#VALUE!"},{"$error":"#VALUE!"},{"$error":"#VALUE!"},{"$error":"#VALUE!"},{"$error":"#VALUE!"},{"$error":"#VALUE!"},{"$error":"#VALUE!"},{"$error":"#VALUE!"},{"$error":"#VALUE!"},{"$error":"#VALUE!"},{"$error":"#VALUE!"},{"$error":"#VALUE!"},{"$error":"#VALUE!"},{"$error":"#VALUE!"},{"$error":"#VALUE!"},{"$error":"#VALUE!"},{"$error":"#VALUE!"},{"$error":"#VALUE!"},{"$error":"#VALUE!"},{"$error":"#VALUE!"},{"$error":"#VALUE!"},{"$error":"#VALUE!"},{"$error":"#VALUE!"},{"$error":"#VALUE!"},{"$error":"#VALUE!"},{"$error":"#VALUE!"},{"$error":"#VALUE!"},{"$error":"#VALUE!"},{"$error":"#VALUE!"},{"$error":"#VALUE!"},{"$error":"#VALUE!"},{"$error":"#VALUE!"},{"$error":"#VALUE!"},{"$error":"#VALUE!"},{"$error":"#VALUE!"},{"$error":"#VALUE!"},{"$error":"#VALUE!"},{"$error":"#VALUE!"},{"$error":"#VALUE!"},{"$error":"#VALUE!"},{"$error":"#VALUE!"},{"$error":"#VALUE!"},{"$error":"#VALUE!"},{"$error":"#VALUE!"},{"$error":"#VALUE!"},{"$error":"#VALUE!"},{"$error":"#VALUE!"},{"$error":"#VALUE!"},{"$error":"#VALUE!"},{"$error":"#VALUE!"},{"$error":"#VALUE!"},{"$error":"#VALUE!"},{"$error":"#VALUE!"},{"$error":"#VALUE!"},{"$error":"#VALUE!"},{"$error":"#VALUE!"},{"$error":"#VALUE!"},{"$error":"#VALUE!"},{"$error":"#VALUE!"},{"$error":"#VALUE!"},{"$error":"#VALUE!"},{"$error":"#VALUE!"},{"$f":"BV1377","v":{"$error":"#VALUE!"}},{"$error":"#VALUE!"},{"$error":"#VALUE!"},{"$error":"#VALUE!"},{"$error":"#VALUE!"},{"$error":"#VALUE!"},{"$error":"#VALUE!"},{"$error":"#VALUE!"},{"$error":"#VALUE!"},{"$error":"#VALUE!"},{"$error":"#VALUE!"},{"$error":"#VALUE!"},{"$error":"#VALUE!"},{"$error":"#VALUE!"},{"$error":"#VALUE!"},{"$error":"#VALUE!"},{"$error":"#VALUE!"},{"$error":"#VALUE!"},{"$error":"#VALUE!"},{"$error":"#VALUE!"},{"$error":"#VALUE!"},{"$error":"#VALUE!"},{"$error":"#VALUE!"},{"$error":"#VALUE!"},{"$error":"#VALUE!"},{"$error":"#VALUE!"},{"$error":"#VALUE!"},{"$error":"#VALUE!"},{"$error":"#VALUE!"},{"$error":"#VALUE!"},{"$error":"#VALUE!"},{"$f":"SUM(I1379:CZ1379)","v":{"$error":"#VALUE!"}}]
[{"$f":"CONCATENATE(H1274,C1382)","v":"CSO 01013a."},"13. Runoff Controls","13a.","Total CSO control volume (MG).",null,null,{"$f":"C1382","v":"13a."},{"$f":"HLOOKUP(H1274,'4 - CSO VOLUME'!$E$9:$AS$33,16,FALSE)","v":{"v":0,"d":"0.00"}}]
[{"$f":"CONCATENATE(H1274,C1384)","v":"CSO 01013c."},null,"13c.","Stormwater runoff after GI saturation plus dry weather flow (MG). Add Line 13b to Line 12d.",null,null,{"$f":"C1384","v":"13c."},null,{"$f":"I1383+I1381","v":{"$error":"#VALUE!"}},{"$f":"J1383+J1381","v":{"$error":"#VALUE!"}},{"$error":"#VALUE!"},{"$error":"#VALUE!"},{"$error":"#VALUE!"},{"$error":"#VALUE!"},{"$error":"#VALUE!"},{"$error":"#VALUE!"},{"$error":"#VALUE!"},{"$error":"#VALUE!"},{"$error":"#VALUE!"},{"$error":"#VALUE!"},{"$error":"#VALUE!"},{"$error":"#VALUE!"},{"$error":"#VALUE!"},{"$error":"#VALUE!"},{"$error":"#VALUE!"},{"$error":"#VALUE!"},{"$error":"#VALUE!"},{"$error":"#VALUE!"},{"$error":"#VALUE!"},{"$error":"#VALUE!"},{"$error":"#VALUE!"},{"$error":"#VALUE!"},{"$error":"#VALUE!"},{"$error":"#VALUE!"},{"$error":"#VALUE!"},{"$error":"#VALUE!"},{"$error":"#VALUE!"},{"$error":"#VALUE!"},{"$error":"#VALUE!"},{"$error":"#VALUE!"},{"$error":"#VALUE!"},{"$error":"#VALUE!"},{"$error":"#VALUE!"},{"$error":"#VALUE!"},{"$error":"#VALUE!"},{"$error":"#VALUE!"},{"$error":"#VALUE!"},{"$error":"#VALUE!"},{"$error":"#VALUE!"},{"$error":"#VALUE!"},{"$error":"#VALUE!"},{"$error":"#VALUE!"},{"$error":"#VALUE!"},{"$error":"#VALUE!"},{"$error":"#VALUE!"},{"$error":"#VALUE!"},{"$error":"#VALUE!"},{"$error":"#VALUE!"},{"$error":"#VALUE!"},{"$error":"#VALUE!"},{"$error":"#VALUE!"},{"$error":"#VALUE!"},{"$error":"#VALUE!"},{"$error":"#VALUE!"},{"$error":"#VALUE!"},{"$error":"#VALUE!"},{"$error":"#VALUE!"},{"$error":"#VALUE!"},{"$error":"#VALUE!"},{"$error":"#VALUE!"},{"$error":"#VALUE!"},{"$error":"#VALUE!"},{"$error":"#VALUE!"},{"$f":"BV1383+BV1381","v":{"$error":"#VALUE!"}},{"$error":"#VALUE!"},{"$error":"#VALUE!"},{"$error":"#VALUE!"},{"$error":"#VALUE!"},{"$error":"#VALUE!"},{"$error":"#VALUE!"},{"$error":"#VALUE!"},{"$error":"#VALUE!"},{"$error":"#VALUE!"},{"$error":"#VALUE!"},{"$error":"#VALUE!"},{"$error":"#VALUE!"},{"$error":"#VALUE!"},{"$error":"#VALUE!"},{"$error":"#VALUE!"},{"$error":"#VALUE!"},{"$error":"#VALUE!"},{"$error":"#VALUE!"},{"$error":"#VALUE!"},{"$error":"#VALUE!"},{"$error":"#VALUE!"},{"$error":"#VALUE!"},{"$error":"#VALUE!"},{"$error":"#VALUE!"},{"$error":"#VALUE!"},{"$error":"#VALUE!"},{"$error":"#VALUE!"},{"$error":"#VALUE!"},{"$error":"#VALUE!"},{"$error":"#VALUE!"},{"$f":"SUM(I1384:CZ1384)","v":{"$error":"#VALUE!"}}]
[{"$f":"CONCATENATE(H1274,C1387)","v":"CSO 01014a."},"14. CSO Flows","14a.","CSO hydraulic control capacity (MGD). ",null,null,"14a.",{"$f":"HLOOKUP(H1274,'4 - CSO VOLUME'!$E$9:$AS$33,20,FALSE)","v":""}]
[{"$f":"CONCATENATE(H1274,C1388)","v":"CSO 01014b."},null,"14b.","Total CSO volume (MG). Divide Line 14a by 24, then subtract from Line 13d at hourly increments.",null,null,"14b.",null,{"$f":"IF(I1386-($H1387/(4*24))<0,0,I1386-($H1387/(4*24)))","v":{"$error":"#VALUE!"}},{"$f":"IF(J1386-($H1387/(4*24))<0,0,J1386-($H1387/(4*24)))","v":{"$error":"#VALUE!"}},{"$error":"#VALUE!"},{"$error":"#VALUE!"},{"$error":"#VALUE!"},{"$error":"#VALUE!"},{"$error":"#VALUE!"},{"$error":"#VALUE!"},{"$error":"#VALUE!"},{"$error":"#VALUE!"},{"$error":"#VALUE!"},{"$error":"#VALUE!"},{"$error":"#VALUE!"},{"$error":"#VALUE!"},{"$error":"#VALUE!"},{"$error":"#VALUE!"},{"$error":"#VALUE!"},{"$error":"#VALUE!"},{"$error":"#VALUE!"},{"$error":"#VALUE!"},{"$error":"#VALUE!"},{"$error":"#VALUE!"},{"$error":"#VALUE!"},{"$error":"#VALUE!"},{"$error":"#VALUE!"},{"$error":"#VALUE!"},{"$error":"#VALUE!"},{"$error":"#VALUE!"},{"$error":"#VALUE!"},{"$error":"#VALUE!"},{"$error":"#VALUE!"},{"$error":"#VALUE!"},{"$error":"#VALUE!"},{"$error":"#VALUE!"},{"$error":"#VALUE!"},{"$error":"#VALUE!"},{"$error":"#VALUE!"},{"$error":"#VALUE!"},{"$error":"#VALUE!"},{"$error":"#VALUE!"},{"$error":"#VALUE!"},{"$error":"#VALUE!"},{"$error":"#VALUE!"},{"$error":"#VALUE!"},{"$error":"#VALUE!"},{"$error":"#VALUE!"},{"$error":"#VALUE!"},{"$error":"#VALUE!"},{"$error":"#VALUE!"},{"$error":"#VALUE!"},{"$error":"#VALUE!"},{"$error":"#VALUE!"},{"$error":"#VALUE!"},{"$error":"#VALUE!"},{"$error":"#VALUE!"},{"$error":"#VALUE!"},{"$error":"#VALUE!"},{"$error":"#VALUE!"},{"$error":"#VALUE!"},{"$error":"#VALUE!"},{"$error":"#VALUE!"},{"$error":"#VALUE!"},{"$error":"#VALUE!"},{"$error":"#VALUE!"},{"$error":"#VALUE!"},{"$f":"IF(BV1386-($H1387/(4*24))<0,0,BV1386-($H1387/(4*24)))","v":{"$error":"#VALUE!"}},{"$error":"#VALUE!"},{"$error":"#VALUE!"},{"$error":"#VALUE!"},{"$error":"#VALUE!"},{"$error":"#VALUE!"},{"$error":"#VALUE!"},{"$error":"#VALUE!"},{"$error":"#VALUE!"},{"$error":"#VALUE!"},{"$error":"#VALUE!"},{"$error":"#VALUE!"},{"$error":"#VALUE!"},{"$error":"#VALUE!"},{"$error":"#VALUE!"},{"$error":"#VALUE!"},{"$error":"#VALUE!"},{"$error":"#VALUE!"},{"$error":"#VALUE!"},{"$error":"#VALUE!"},{"$error":"#VALUE!"},{"$error":"#VALUE!"},{"$error":"#VALUE!"},{"$error":"#VALUE!"},{"$error":"#VALUE!"},{"$error":"#VALUE!"},{"$error":"#VALUE!"},{"$error":"#VALUE!"},{"$error":"#VALUE!"},{"$error":"#VALUE!"},{"$error":"#VALUE!"},{"$f":"SUM(I1388:CZ1388)","v":{"$error":"#VALUE!"}}]
[{"$f":"CONCATENATE(H1274,C1392)","v":"CSO 01014f."},null,"14f.","Combined sewage diverted to WWTP (MG). Subtract Line 14b from Line 13d at hourly increments.",null,null,"14f.",null,{"$f":"I1386-I1388","v":{"$error":"#VALUE!"}},{"$f":"J1386-J1388","v":{"$error":"#VALUE!"}},{"$error":"#VALUE!"},{"$error":"#VALUE!"},{"$error":"#VALUE!"},{"$error":"#VALUE!"},{"$error":"#VALUE!"},{"$error":"#VALUE!"},{"$error":"#VALUE!"},{"$error":"#VALUE!"},{"$error":"#VALUE!"},{"$error":"#VALUE!"},{"$error":"#VALUE!"},{"$error":"#VALUE!"},{"$error":"#VALUE!"},{"$error":"#VALUE!"},{"$error":"#VALUE!"},{"$error":"#VALUE!"},{"$error":"#VALUE!"},{"$error":"#VALUE!"},{"$error":"#VALUE!"},{"$error":"#VALUE!"},{"$error":"#VALUE!"},{"$error":"#VALUE!"},{"$error":"#VALUE!"},{"$error":"#VALUE!"},{"$error":"#VALUE!"},{"$error":"#VALUE!"},{"$error":"#VALUE!"},{"$error":"#VALUE!"},{"$error":"#VALUE!"},{"$error":"#VALUE!"},{"$error":"#VALUE!"},{"$error":"#VALUE!"},{"$error":"#VALUE!"},{"$error":"#VALUE!"},{"$error":"#VALUE!"},{"$error":"#VALUE!"},{"$error":"#VALUE!"},{"$error":"#VALUE!"},{"$error":"#VALUE!"},{"$error":"#VALUE!"},{"$error":"#VALUE!"},{"$error":"#VALUE!"},{"$error":"#VALUE!"},{"$error":"#VALUE!"},{"$error":"#VALUE!"},{"$error":"#VALUE!"},{"$error":"#VALUE!"},{"$error":"#VALUE!"},{"$error":"#VALUE!"},{"$error":"#VALUE!"},{"$error":"#VALUE!"},{"$error":"#VALUE!"},{"$error":"#VALUE!"},{"$error":"#VALUE!"},{"$error":"#VALUE!"},{"$error":"#VALUE!"},{"$error":"#VALUE!"},{"$error":"#VALUE!"},{"$error":"#VALUE!"},{"$error":"#VALUE!"},{"$error":"#VALUE!"},{"$error":"#VALUE!"},{"$error":"#VALUE!"},{"$f":"BV1386-BV1388","v":{"$error":"#VALUE!"}},{"$error":"#VALUE!"},{"$error":"#VALUE!"},{"$error":"#VALUE!"},{"$error":"#VALUE!"},{"$error":"#VALUE!"},{"$error":"#VALUE!"},{"$error":"#VALUE!"},{"$error":"#VALUE!"},{"$error":"#VALUE!"},{"$error":"#VALUE!"},{"$error":"#VALUE!"},{"$error":"#VALUE!"},{"$error":"#VALUE!"},{"$error":"#VALUE!"},{"$error":"#VALUE!"},{"$error":"#VALUE!"},{"$error":"#VALUE!"},{"$error":"#VALUE!"},{"$error":"#VALUE!"},{"$error":"#VALUE!"},{"$error":"#VALUE!"},{"$error":"#VALUE!"},{"$error":"#VALUE!"},{"$error":"#VALUE!"},{"$error":"#VALUE!"},{"$error":"#VALUE!"},{"$error":"#VALUE!"},{"$error":"#VALUE!"},{"$error":"#VALUE!"},{"$error":"#VALUE!"},{"$f":"SUM(I1392:CZ1392)","v":{"$error":"#VALUE!"}}]
[]
[{"$nulls":6},"Area (acres):",{"$f":"HLOOKUP(H1395,'2 - CSO INPUT'!$E$9:$AS$19,6,FALSE)","v":0},null,{"$f":"43560*7.48/(12*1000000)","v":0.027152400000000004},"MG",{"$f":"\"=\"","v":"="},1,"in-ac/hr"]
[{"$nulls":6},"ISA:",{"$f":"HLOOKUP(H1395,'2 - CSO INPUT'!$E$9:$AS$19,7,FALSE)","v":{"v":0,"d":"0%"}}]
[{"$nulls":4},1,{"$f":"$DF$3","v":{"v":0,"d":"0.000"}},{"$f":"IF(SUM(F1401:F1401)-H1399<=0,0,SUM(F1401:F1401)-H1399)","v":{"v":0,"d":"0.00"}},{"$f":"G1401-0","v":{"v":0,"d":"0.000"}},{"$f":"IF(H1398<=I1400-E1401,0,H1401*H1396*H1397*J1396/(H1398*4))","v":{"$error":"#VALUE!"}},{"$f":"IF(H1398<=J1400-E1401,0,H1401*H1396*H1397*J1396/(H1398*4))","v":{"$error":"#VALUE!"}},{"$f":"IF(H1398<=K1400-E1401,0,H1401*H1396*H1397*J1396/(H1398*4))","v":{"$error":"#VALUE!"}},{"$f":"IF(H1398<=L1400-E1401,0,H1401*H1396*H1397*J1396/(H1398*4))","v":{"$error":"#VALUE!"}},{"$f":"IF(H1398<=M1400-E1401,0,H1401*H1396*H1397*J1396/(H1398*4))","v":{"$error":"#VALUE!"}},{"$f":"IF(H1398<=N1400-E1401,0,H1401*H1396*H1397*J1396/(H1398*4))","v":{"$error":"#VALUE!"}},{"$f":"IF(H1398<=O1400-E1401,0,H1401*H1396*H1397*J1396/(H1398*4))","v":{"$error":"#VALUE!"}},{"$f":"IF(H1398<=P1400-E1401,0,H1401*H1396*H1397*J1396/(H1398*4))","v":{"$error":"#VALUE!"}},{"$f":"IF(H1398<=Q1400-E1401,0,H1401*H1396*H1397*J1396/(H1398*4))","v":{"$error":"#VALUE!"}},{"$f":"IF(H1398<=R1400-E1401,0,H1401*H1396*H1397*J1396/(H1398*4))","v":{"$error":"#VALUE!"}},{"$f":"IF(H1398<=S1400-E1401,0,H1401*H1396*H1397*J1396/(H1398*4))","v":{"$error":"#VALUE!"}},{"$f":"IF(H1398<=T1400-E1401,0,H1401*H1396*H1397*J1396/(H1398*4))","v":{"$error":"#VALUE!"}},{"$f":"IF(H1398<=U1400-E1401,0,H1401*H1396*H1397*J1396/(H1398*4))","v":{"$error":"#VALUE!"}}]
[{"$nulls":4},1.25,{"$f":"$DF$4","v":{"v":0,"d":"0.000"}},{"$f":"IF(SUM(F1401:F1402)-H1399<=0,0,SUM(F1401:F1402)-H1399)","v":{"v":0,"d":"0.00"}},{"$f":"G1402-G1401","v":{"v":0,"d":"0.000"}},null,{"$f":"IF(H1398<=J1400-E1402,0,H1402*H1396*H1397*J1396/(H1398*4))","v":{"$error":"#VALUE!"}},{"$f":"IF(H1398<=K1400-E1402,0,H1402*H1396*H1397*J1396/(H1398*4))","v":{"$error":"#VALUE!"}},{"$f":"IF(H1398<=L1400-E1402,0,H1402*H1396*H1397*J1396/(H1398*4))","v":{"$error":"#VALUE!"}},{"$f":"IF(H1398<=M1400-E1402,0,H1402*H1396*H1397*J1396/(H1398*4))","v":{"$error":"#VALUE!"}},{"$f":"IF(H1398<=N1400-E1402,0,H1402*H1396*H1397*J1396/(H1398*4))","v":{"$error":"#VALUE!"}},{"$f":"IF(H1398<=O1400-E1402,0,H1402*H1396*H1397*J1396/(H1398*4))","v":{"$error":"#VALUE!"}},{"$f":"IF(H1398<=P1400-E1402,0,H1402*H1396*H1397*J1396/(H1398*4))","v":{"$error":"#VALUE!"}},{"$f":"IF(H1398<=Q1400-E1402,0,H1402*H1396*H1397*J1396/(H1398*4))","v":{"$error":"#VALUE!"}},{"$f":"IF(H1398<=R1400-E1402,0,H1402*H1396*H1397*J1396/(H1398*4))","v":{"$error":"#VALUE!"}},{"$f":"IF(H1398<=S1400-E1402,0,H1402*H1396*H1397*J1396/(H1398*4))","v":{"$error":"#VALUE!"}},{"$f":"IF(H1398<=T1400-E1402,0,H1402*H1396*H1397*J1396/(H1398*4))","v":{"$error":"#VALUE!"}},{"$f":"IF(H1398<=U1400-E1402,0,H1402*H1396*H1397*J1396/(H1398*4))","v":{"$error":"#VALUE!"}},{"$f":"IF(H1398<=V1400-E1402,0,H1402*H1396*H1397*J1396/(H1398*4))","v":{"$error":"#VALUE!"}}]
[{"$nulls":4},{"v":2,"d":"2.00"},{"$f":"$DF$7","v":{"v":0,"d":"0.000"}},{"$f":"IF(SUM(F1401:F1405)-H1399<=0,0,SUM(F1401:F1405)-H1399)","v":{"v":0,"d":"0.00"}},{"v":0,"d":"0.000"},{"$nulls":4},{"$f":"IF(H1398<=M1400-E1405,0,H1405*H1396*H1397*J1396/(H1398*4))","v":{"$error":"#VALUE!"}},{"$f":"IF(H1398<=N1400-E1405,0,H1405*H1396*H1397*J1396/(H1398*4))","v":{"$error":"#VALUE!"}},{"$f":"IF(H1398<=O1400-E1405,0,H1405*H1396*H1397*J1396/(H1398*4))","v":{"$error":"#VALUE!"}},{"$f":"IF(H1398<=P1400-E1405,0,H1405*H1396*H1397*J1396/(H1398*4))","v":{"$error":"#VALUE!"}},{"$f":"IF(H1398<=Q1400-E1405,0,H1405*H1396*H1397*J1396/(H1398*4))","v":{"$error":"#VALUE!"}},{"$f":"IF(H1398<=R1400-E1405,0,H1405*H1396*H1397*J1396/(H1398*4))","v":{"$error":"#VALUE!"}},{"$f":"IF(H1398<=S1400-E1405,0,H1405*H1396*H1397*J1396/(H1398*4))","v":{"$error":"#VALUE!"}},{"$f":"IF(H1398<=T1400-E1405,0,H1405*H1396*H1397*J1396/(H1398*4))","v":{"$error":"#VALUE!"}},{"$f":"IF(H1398<=U1400-E1405,0,H1405*H1396*H1397*J1396/(H1398*4))","v":{"$error":"#VALUE!"}},{"$f":"IF(H1398<=V1400-E1405,0,H1405*H1396*H1397*J1396/(H1398*4))","v":{"$error":"#VALUE!"}},{"$f":"IF(H1398<=W1400-E1405,0,H1405*H1396*H1397*J1396/(H1398*4))","v":{"$error":"#VALUE!"}},{"$f":"IF(H1398<=X1400-E1405,0,H1405*H1396*H1397*J1396/(H1398*4))","v":{"$error":"#VALUE!"}},{"$f":"IF(H1398<=Y1400-E1405,0,H1405*H1396*H1397*J1396/(H1398*4))","v":{"$error":"#VALUE!"}}]
[{"$nulls":4},{"v":2.5,"d":"2.50"},{"$f":"$DF$9","v":{"v":0,"d":"0.000"}},{"$f":"IF(SUM(F1401:F1407)-H1399<=0,0,SUM(F1401:F1407)-H1399)","v":{"v":0,"d":"0.00"}},{"v":0,"d":"0.000"},{"$nulls":6},{"$f":"IF(H1398<=O1400-E1407,0,H1407*H1396*H1397*J1396/(H1398*4))","v":{"$error":"#VALUE!"}},{"$f":"IF(H1398<=P1400-E1407,0,H1407*H1396*H1397*J1396/(H1398*4))","v":{"$error":"#VALUE!"}},{"$f":"IF(H1398<=Q1400-E1407,0,H1407*H1396*H1397*J1396/(H1398*4))","v":{"$error":"#VALUE!"}},{"$f":"IF(H1398<=R1400-E1407,0,H1407*H1396*H1397*J1396/(H1398*4))","v":{"$error":"#VALUE!"}},{"$f":"IF(H1398<=S1400-E1407,0,H1407*H1396*H1397*J1396/(H1398*4))","v":{"$error":"#VALUE!"}},{"$f":"IF(H1398<=T1400-E1407,0,H1407*H1396*H1397*J1396/(H1398*4))","v":{"$error":"#VALUE!"}},{"$f":"IF(H1398<=U1400-E1407,0,H1407*H1396*H1397*J1396/(H1398*4))","v":{"$error":"#VALUE!"}},{"$f":"IF(H1398<=V1400-E1407,0,H1407*H1396*H1397*J1396/(H1398*4))","v":{"$error":"#VALUE!"}},{"$f":"IF(H1398<=W1400-E1407,0,H1407*H1396*H1397*J1396/(H1398*4))","v":{"$error":"#VALUE!"}},{"$f":"IF(H1398<=X1400-E1407,0,H1407*H1396*H1397*J1396/(H1398*4))","v":{"$error":"#VALUE!"}},{"$f":"IF(H1398<=Y1400-E1407,0,H1407*H1396*H1397*J1396/(H1398*4))","v":{"$error":"#VALUE!"}},{"$f":"IF(H1398<=Z1400-E1407,0,H1407*H1396*H1397*J1396/(H1398*4))","v":{"$error":"#VALUE!"}},{"$f":"IF(H1398<=AA1400-E1407,0,H1407*H1396*H1397*J1396/(H1398*4))","v":{"$error":"#VALUE!"}}]
[{"$nulls":4},3.25,{"$f":"$DF$12","v":{"v":0,"d":"0.000"}},{"$f":"IF(SUM(F1401:F1410)-H1399<=0,0,SUM(F1401:F1410)-H1399)","v":{"v":0,"d":"0.00"}},{"v":0,"d":"0.000"},{"$nulls":9},{"$f":"IF(H1398<=R1400-E1410,0,H1410*H1396*H1397*J1396/(H1398*4))","v":{"$error":"#VALUE!"}},{"$f":"IF(H1398<=S1400-E1410,0,H1410*H1396*H1397*J1396/(H1398*4))","v":{"$error":"#VALUE!"}},{"$f":"IF(H1398<=T1400-E1410,0,H1410*H1396*H1397*J1396/(H1398*4))","v":{"$error":"#VALUE!"}},{"$f":"IF(H1398<=U1400-E1410,0,H1410*H1396*H1397*J1396/(H1398*4))","v":{"$error":"#VALUE!"}},{"$f":"IF(H1398<=V1400-E1410,0,H1410*H1396*H1397*J1396/(H1398*4))","v":{"$error":"#VALUE!"}},{"$f":"IF(H1398<=W1400-E1410,0,H1410*H1396*H1397*J1396/(H1398*4))","v":{"$error":"#VALUE!"}},{"$f":"IF(H1398<=X1400-E1410,0,H1410*H1396*H1397*J1396/(H1398*4))","v":{"$error":"#VALUE!"}},{"$f":"IF(H1398<=Y1400-E1410,0,H1410*H1396*H1397*J1396/(H1398*4))","v":{"$error":"#VALUE!"}},{"$f":"IF(H1398<=Z1400-E1410,0,H1410*H1396*H1397*J1396/(H1398*4))","v":{"$error":"#VALUE!"}},{"$f":"IF(H1398<=AA1400-E1410,0,H1410*H1396*H1397*J1396/(H1398*4))","v":{"$error":"#VALUE!"}},{"$f":"IF(H1398<=AB1400-E1410,0,H1410*H1396*H1397*J1396/(H1398*4))","v":{"$error":"#VALUE!"}},{"$f":"IF(H1398<=AC1400-E1410,0,H1410*H1396*H1397*J1396/(H1398*4))","v":{"$error":"#VALUE!"}},{"$f":"IF(H1398<=AD1400-E1410,0,H1410*H1396*H1397*J1396/(H1398*4))","v":{"$error":"#VALUE!"}}]
[{"$nulls":4},{"v":3.5,"d":"3.50"},{"$f":"$DF$13","v":{"v":0,"d":"0.000"}},{"$f":"IF(SUM(F1401:F1411)-H1399<=0,0,SUM(F1401:F1411)-H1399)","v":{"v":0,"d":"0.00"}},{"v":0,"d":"0.000"},{"$nulls":10},{"$f":"IF(H1398<=S1400-E1411,0,H1411*H1396*H1397*J1396/(H1398*4))","v":{"$error":"#VALUE!"}},{"$f":"IF(H1398<=T1400-E1411,0,H1411*H1396*H1397*J1396/(H1398*4))","v":{"$error":"#VALUE!"}},{"$f":"IF(H1398<=U1400-E1411,0,H1411*H1396*H1397*J1396/(H1398*4))","v":{"$error":"#VALUE!"}},{"$f":"IF(H1398<=V1400-E1411,0,H1411*H1396*H1397*J1396/(H1398*4))","v":{"$error":"#VALUE!"}},{"$f":"IF(H1398<=W1400-E1411,0,H1411*H1396*H1397*J1396/(H1398*4))","v":{"$error":"#VALUE!"}},{"$f":"IF(H1398<=X1400-E1411,0,H1411*H1396*H1397*J1396/(H1398*4))","v":{"$error":"#VALUE!"}},{"$f":"IF(H1398<=Y1400-E1411,0,H1411*H1396*H1397*J1396/(H1398*4))","v":{"$error":"#VALUE!"}},{"$f":"IF(H1398<=Z1400-E1411,0,H1411*H1396*H1397*J1396/(H1398*4))","v":{"$error":"#VALUE!"}},{"$f":"IF(H1398<=AA1400-E1411,0,H1411*H1396*H1397*J1396/(H1398*4))","v":{"$error":"#VALUE!"}},{"$f":"IF(H1398<=AB1400-E1411,0,H1411*H1396*H1397*J1396/(H1398*4))","v":{"$error":"#VALUE!"}},{"$f":"IF(H1398<=AC1400-E1411,0,H1411*H1396*H1397*J1396/(H1398*4))","v":{"$error":"#VALUE!"}},{"$f":"IF(H1398<=AD1400-E1411,0,H1411*H1396*H1397*J1396/(H1398*4))","v":{"$error":"#VALUE!"}},{"$f":"IF(H1398<=AE1400-E1411,0,H1411*H1396*H1397*J1396/(H1398*4))","v":{"$error":"#VALUE!"}}]
[{"$nulls":4},{"v":4.5,"d":"4.50"},{"$f":"$DF$17","v":{"v":0,"d":"0.000"}},{"$f":"IF(SUM(F1401:F1415)-H1399<=0,0,SUM(F1401:F1415)-H1399)","v":{"v":0,"d":"0.00"}},{"v":0,"d":"0.000"},{"$nulls":14},{"$f":"IF(H1398<=W1400-E1415,0,H1415*H1396*H1397*J1396/(H1398*4))","v":{"$error":"#VALUE!"}},{"$f":"IF(H1398<=X1400-E1415,0,H1415*H1396*H1397*J1396/(H1398*4))","v":{"$error":"#VALUE!"}},{"$f":"IF(H1398<=Y1400-E1415,0,H1415*H1396*H1397*J1396/(H1398*4))","v":{"$error":"#VALUE!"}},{"$f":"IF(H1398<=Z1400-E1415,0,H1415*H1396*H1397*J1396/(H1398*4))","v":{"$error":"#VALUE!"}},{"$f":"IF(H1398<=AA1400-E1415,0,H1415*H1396*H1397*J1396/(H1398*4))","v":{"$error":"#VALUE!"}},{"$f":"IF(H1398<=AB1400-E1415,0,H1415*H1396*H1397*J1396/(H1398*4))","v":{"$error":"#VALUE!"}},{"$f":"IF(H1398<=AC1400-E1415,0,H1415*H1396*H1397*J1396/(H1398*4))","v":{"$error":"#VALUE!"}},{"$f":"IF(H1398<=AD1400-E1415,0,H1415*H1396*H1397*J1396/(H1398*4))","v":{"$error":"#VALUE!"}},{"$f":"IF(H1398<=AE1400-E1415,0,H1415*H1396*H1397*J1396/(H1398*4))","v":{"$error":"#VALUE!"}},{"$f":"IF(H1398<=AF1400-E1415,0,H1415*H1396*H1397*J1396/(H1398*4))","v":{"$error":"#VALUE!"}},{"$f":"IF(H1398<=AG1400-E1415,0,H1415*H1396*H1397*J1396/(H1398*4))","v":{"$error":"#VALUE!"}},{"$f":"IF(H1398<=AH1400-E1415,0,H1415*H1396*H1397*J1396/(H1398*4))","v":{"$error":"#VALUE!"}},{"$f":"IF(H1398<=AI1400-E1415,0,H1415*H1396*H1397*J1396/(H1398*4))","v":{"$error":"#VALUE!"}}]
[{"$nulls":4},4.75,{"$f":"$DF$18","v":{"v":0,"d":"0.000"}},{"$f":"IF(SUM(F1401:F1416)-H1399<=0,0,SUM(F1401:F1416)-H1399)","v":{"v":0,"d":"0.00"}},{"v":0,"d":"0.000"},{"$nulls":15},{"$f":"IF(H1398<=X1400-E1416,0,H1416*H1396*H1397*J1396/(H1398*4))","v":{"$error":"#VALUE!"}},{"$f":"IF(H1398<=Y1400-E1416,0,H1416*H1396*H1397*J1396/(H1398*4))","v":{"$error":"#VALUE!"}},{"$f":"IF(H1398<=Z1400-E1416,0,H1416*H1396*H1397*J1396/(H1398*4))","v":{"$error":"#VALUE!"}},{"$f":"IF(H1398<=AA1400-E1416,0,H1416*H1396*H1397*J1396/(H1398*4))","v":{"$error":"#VALUE!"}},{"$f":"IF(H1398<=AB1400-E1416,0,H1416*H1396*H1397*J1396/(H1398*4))","v":{"$error":"#VALUE!"}},{"$f":"IF(H1398<=AC1400-E1416,0,H1416*H1396*H1397*J1396/(H1398*4))","v":{"$error":"#VALUE!"}},{"$f":"IF(H1398<=AD1400-E1416,0,H1416*H1396*H1397*J1396/(H1398*4))","v":{"$error":"#VALUE!"}},{"$f":"IF(H1398<=AE1400-E1416,0,H1416*H1396*H1397*J1396/(H1398*4))","v":{"$error":"#VALUE!"}},{"$f":"IF(H1398<=AF1400-E1416,0,H1416*H1396*H1397*J1396/(H1398*4))","v":{"$error":"#VALUE!"}},{"$f":"IF(H1398<=AG1400-E1416,0,H1416*H1396*H1397*J1396/(H1398*4))","v":{"$error":"#VALUE!"}},{"$f":"IF(H1398<=AH1400-E1416,0,H1416*H1396*H1397*J1396/(H1398*4))","v":{"$error":"#VALUE!"}},{"$f":"IF(H1398<=AI1400-E1416,0,H1416*H1396*H1397*J1396/(H1398*4))","v":{"$error":"#VALUE!"}},{"$f":"IF(H1398<=AJ1400-E1416,0,H1416*H1396*H1397*J1396/(H1398*4))","v":{"$error":"#VALUE!"}}]
[{"$nulls":4},{"v":5.5,"d":"5.50"},{"$f":"$DF$21","v":{"v":0,"d":"0.000"}},{"$f":"IF(SUM(F1401:F1419)-H1399<=0,0,SUM(F1401:F1419)-H1399)","v":{"v":0,"d":"0.00"}},{"v":0,"d":"0.000"},{"$nulls":18},{"$f":"IF(H1398<=AA1400-E1419,0,H1419*H1396*H1397*J1396/(H1398*4))","v":{"$error":"#VALUE!"}},{"$f":"IF(H1398<=AB1400-E1419,0,H1419*H1396*H1397*J1396/(H1398*4))","v":{"$error":"#VALUE!"}},{"$f":"IF(H1398<=AC1400-E1419,0,H1419*H1396*H1397*J1396/(H1398*4))","v":{"$error":"#VALUE!"}},{"$f":"IF(H1398<=AD1400-E1419,0,H1419*H1396*H1397*J1396/(H1398*4))","v":{"$error":"#VALUE!"}},{"$f":"IF(H1398<=AE1400-E1419,0,H1419*H1396*H1397*J1396/(H1398*4))","v":{"$error":"#VALUE!"}},{"$f":"IF(H1398<=AF1400-E1419,0,H1419*H1396*H1397*J1396/(H1398*4))","v":{"$error":"#VALUE!"}},{"$f":"IF(H1398<=AG1400-E1419,0,H1419*H1396*H1397*J1396/(H1398*4))","v":{"$error":"#VALUE!"}},{"$f":"IF(H1398<=AH1400-E1419,0,H1419*H1396*H1397*J1396/(H1398*4))","v":{"$error":"#VALUE!"}},{"$f":"IF(H1398<=AI1400-E1419,0,H1419*H1396*H1397*J1396/(H1398*4))","v":{"$error":"#VALUE!"}},{"$f":"IF(H1398<=AJ1400-E1419,0,H1419*H1396*H1397*J1396/(H1398*4))","v":{"$error":"#VALUE!"}},{"$f":"IF(H1398<=AK1400-E1419,0,H1419*H1396*H1397*J1396/(H1398*4))","v":{"$error":"#VALUE!"}},{"$f":"IF(H1398<=AL1400-E1419,0,H1419*H1396*H1397*J1396/(H1398*4))","v":{"$error":"#VALUE!"}},{"$f":"IF(H1398<=AM1400-E1419,0,H1419*H1396*H1397*J1396/(H1398*4))","v":{"$error":"#VALUE!"}}]
[{"$nulls":4},{"v":6,"d":"6.00"},{"$f":"$DF$23","v":{"v":0,"d":"0.000"}},{"$f":"IF(SUM(F1401:F1421)-H1399<=0,0,SUM(F1401:F1421)-H1399)","v":{"v":0,"d":"0.00"}},{"v":0,"d":"0.000"},{"$nulls":20},{"$f":"IF(H1398<=AC1400-E1421,0,H1421*H1396*H1397*J1396/(H1398*4))","v":{"$error":"#VALUE!"}},{"$f":"IF(H1398<=AD1400-E1421,0,H1421*H1396*H1397*J1396/(H1398*4))","v":{"$error":"#VALUE!"}},{"$f":"IF(H1398<=AE1400-E1421,0,H1421*H1396*H1397*J1396/(H1398*4))","v":{"$error":"#VALUE!"}},{"$f":"IF(H1398<=AF1400-E1421,0,H1421*H1396*H1397*J1396/(H1398*4))","v":{"$error":"#VALUE!"}},{"$f":"IF(H1398<=AG1400-E1421,0,H1421*H1396*H1397*J1396/(H1398*4))","v":{"$error":"#VALUE!"}},{"$f":"IF(H1398<=AH1400-E1421,0,H1421*H1396*H1397*J1396/(H1398*4))","v":{"$error":"#VALUE!"}},{"$f":"IF(H1398<=AI1400-E1421,0,H1421*H1396*H1397*J1396/(H1398*4))","v":{"$error":"#VALUE!"}},{"$f":"IF(H1398<=AJ1400-E1421,0,H1421*H1396*H1397*J1396/(H1398*4))","v":{"$error":"#VALUE!"}},{"$f":"IF(H1398<=AK1400-E1421,0,H1421*H1396*H1397*J1396/(H1398*4))","v":{"$error":"#VALUE!"}},{"$f":"IF(H1398<=AL1400-E1421,0,H1421*H1396*H1397*J1396/(H1398*4))","v":{"$error":"#VALUE!"}},{"$f":"IF(H1398<=AM1400-E1421,0,H1421*H1396*H1397*J1396/(H1398*4))","v":{"$error":"#VALUE!"}},{"$f":"IF(H1398<=AN1400-E1421,0,H1421*H1396*H1397*J1396/(H1398*4))","v":{"$error":"#VALUE!"}},{"$f":"IF(H1398<=AO1400-E1421,0,H1421*H1396*H1397*J1396/(H1398*4))","v":{"$error":"#VALUE!"}}]
[{"$nulls":4},6.75,{"$f":"$DF$26","v":{"v":0,"d":"0.000"}},{"$f":"IF(SUM(F1401:F1424)-H1399<=0,0,SUM(F1401:F1424)-H1399)","v":{"v":0,"d":"0.00"}},{"v":0,"d":"0.000"},{"$nulls":23},{"$f":"IF(H1398<=AF1400-E1424,0,H1424*H1396*H1397*J1396/(H1398*4))","v":{"$error":"#VALUE!"}},{"$f":"IF(H1398<=AG1400-E1424,0,H1424*H1396*H1397*J1396/(H1398*4))","v":{"$error":"#VALUE!"}},{"$f":"IF(H1398<=AH1400-E1424,0,H1424*H1396*H1397*J1396/(H1398*4))","v":{"$error":"#VALUE!"}},{"$f":"IF(H1398<=AI1400-E1424,0,H1424*H1396*H1397*J1396/(H1398*4))","v":{"$error":"#VALUE!"}},{"$f":"IF(H1398<=AJ1400-E1424,0,H1424*H1396*H1397*J1396/(H1398*4))","v":{"$error":"#VALUE!"}},{"$f":"IF(H1398<=AK1400-E1424,0,H1424*H1396*H1397*J1396/(H1398*4))","v":{"$error":"#VALUE!"}},{"$f":"IF(H1398<=AL1400-E1424,0,H1424*H1396*H1397*J1396/(H1398*4))","v":{"$error":"#VALUE!"}},{"$f":"IF(H1398<=AM1400-E1424,0,H1424*H1396*H1397*J1396/(H1398*4))","v":{"$error":"#VALUE!"}},{"$f":"IF(H1398<=AN1400-E1424,0,H1424*H1396*H1397*J1396/(H1398*4))","v":{"$error":"#VALUE!"}},{"$f":"IF(H1398<=AO1400-E1424,0,H1424*H1396*H1397*J1396/(H1398*4))","v":{"$error":"#VALUE!"}},{"$f":"IF(H1398<=AP1400-E1424,0,H1424*H1396*H1397*J1396/(H1398*4))","v":{"$error":"#VALUE!"}},{"$f":"IF(H1398<=AQ1400-E1424,0,H1424*H1396*H1397*J1396/(H1398*4))","v":{"$error":"#VALUE!"}},{"$f":"IF(H1398<=AR1400-E1424,0,H1424*H1396*H1397*J1396/(H1398*4))","v":{"$error":"#VALUE!"}}]
[{"$nulls":4},{"v":7,"d":"7.00"},{"$f":"$DF$27","v":{"v":0,"d":"0.000"}},{"$f":"IF(SUM(F1401:F1425)-H1399<=0,0,SUM(F1401:F1425)-H1399)","v":{"v":0,"d":"0.00"}},{"v":0,"d":"0.000"},{"$nulls":24},{"$f":"IF(H1398<=AG1400-E1425,0,H1425*H1396*H1397*J1396/(H1398*4))","v":{"$error":"#VALUE!"}},{"$f":"IF(H1398<=AH1400-E1425,0,H1425*H1396*H1397*J1396/(H1398*4))","v":{"$error":"#VALUE!"}},{"$f":"IF(H1398<=AI1400-E1425,0,H1425*H1396*H1397*J1396/(H1398*4))","v":{"$error":"#VALUE!"}},{"$f":"IF(H1398<=AJ1400-E1425,0,H1425*H1396*H1397*J1396/(H1398*4))","v":{"$error":"#VALUE!"}},{"$f":"IF(H1398<=AK1400-E1425,0,H1425*H1396*H1397*J1396/(H1398*4))","v":{"$error":"#VALUE!"}},{"$f":"IF(H1398<=AL1400-E1425,0,H1425*H1396*H1397*J1396/(H1398*4))","v":{"$error":"#VALUE!"}},{"$f":"IF(H1398<=AM1400-E1425,0,H1425*H1396*H1397*J1396/(H1398*4))","v":{"$error":"#VALUE!"}},{"$f":"IF(H1398<=AN1400-E1425,0,H1425*H1396*H1397*J1396/(H1398*4))","v":{"$error":"#VALUE!"}},{"$f":"IF(H1398<=AO1400-E1425,0,H1425*H1396*H1397*J1396/(H1398*4))","v":{"$error":"#VALUE!"}},{"$f":"IF(H1398<=AP1400-E1425,0,H1425*H1396*H1397*J1396/(H1398*4))","v":{"$error":"#VALUE!"}},{"$f":"IF(H1398<=AQ1400-E1425,0,H1425*H1396*H1397*J1396/(H1398*4))","v":{"$error":"#VALUE!"}},{"$f":"IF(H1398<=AR1400-E1425,0,H1425*H1396*H1397*J1396/(H1398*4))","v":{"$error":"#VALUE!"}},{"$f":"IF(H1398<=AS1400-E1425,0,H1425*H1396*H1397*J1396/(H1398*4))","v":{"$error":"#VALUE!"}}]
[{"$nulls":4},{"v":8,"d":"8.00"},{"$f":"$DF$31","v":{"v":0,"d":"0.000"}},{"$f":"IF(SUM(F1401:F1429)-H1399<=0,0,SUM(F1401:F1429)-H1399)","v":{"v":0,"d":"0.00"}},{"v":0,"d":"0.000"},{"$nulls":28},{"$f":"IF(H1398<=AK1400-E1429,0,H1429*H1396*H1397*J1396/(H1398*4))","v":{"$error":"#VALUE!"}},{"$f":"IF(H1398<=AL1400-E1429,0,H1429*H1396*H1397*J1396/(H1398*4))","v":{"$error":"#VALUE!"}},{"$f":"IF(H1398<=AM1400-E1429,0,H1429*H1396*H1397*J1396/(H1398*4))","v":{"$error":"#VALUE!"}},{"$f":"IF(H1398<=AN1400-E1429,0,H1429*H1396*H1397*J1396/(H1398*4))","v":{"$error":"#VALUE!"}},{"$f":"IF(H1398<=AO1400-E1429,0,H1429*H1396*H1397*J1396/(H1398*4))","v":{"$error":"#VALUE!"}},{"$f":"IF(H1398<=AP1400-E1429,0,H1429*H1396*H1397*J1396/(H1398*4))","v":{"$error":"#VALUE!"}},{"$f":"IF(H1398<=AQ1400-E1429,0,H1429*H1396*H1397*J1396/(H1398*4))","v":{"$error":"#VALUE!"}},{"$f":"IF(H1398<=AR1400-E1429,0,H1429*H1396*H1397*J1396/(H1398*4))","v":{"$error":"#VALUE!"}},{"$f":"IF(H1398<=AS1400-E1429,0,H1429*H1396*H1397*J1396/(H1398*4))","v":{"$error":"#VALUE!"}},{"$f":"IF(H1398<=AT1400-E1429,0,H1429*H1396*H1397*J1396/(H1398*4))","v":{"$error":"#VALUE!"}},{"$f":"IF(H1398<=AU1400-E1429,0,H1429*H1396*H1397*J1396/(H1398*4))","v":{"$error":"#VALUE!"}},{"$f":"IF(H1398<=AV1400-E1429,0,H1429*H1396*H1397*J1396/(H1398*4))","v":{"$error":"#VALUE!"}},{"$f":"IF(H1398<=AW1400-E1429,0,H1429*H1396*H1397*J1396/(H1398*4))","v":{"$error":"#VALUE!"}}]
[{"$nulls":4},8.25,{"$f":"$DF$32","v":{"v":0,"d":"0.000"}},{"$f":"IF(SUM(F1401:F1430)-H1399<=0,0,SUM(F1401:F1430)-H1399)","v":{"v":0,"d":"0.00"}},{"v":0,"d":"0.000"},{"$nulls":29},{"$f":"IF(H1398<=AL1400-E1430,0,H1430*H1396*H1397*J1396/(H1398*4))","v":{"$error":"#VALUE!"}},{"$f":"IF(H1398<=AM1400-E1430,0,H1430*H1396*H1397*J1396/(H1398*4))","v":{"$error":"#VALUE!"}},{"$f":"IF(H1398<=AN1400-E1430,0,H1430*H1396*H1397*J1396/(H1398*4))","v":{"$error":"#VALUE!"}},{"$f":"IF(H1398<=AO1400-E1430,0,H1430*H1396*H1397*J1396/(H1398*4))","v":{"$error":"#VALUE!"}},{"$f":"IF(H1398<=AP1400-E1430,0,H1430*H1396*H1397*J1396/(H1398*4))","v":{"$error":"#VALUE!"}},{"$f":"IF(H1398<=AQ1400-E1430,0,H1430*H1396*H1397*J1396/(H1398*4))","v":{"$error":"#VALUE!"}},{"$f":"IF(H1398<=AR1400-E1430,0,H1430*H1396*H1397*J1396/(H1398*4))","v":{"$error":"#VALUE!"}},{"$f":"IF(H1398<=AS1400-E1430,0,H1430*H1396*H1397*J1396/(H1398*4))","v":{"$error":"#VALUE!"}},{"$f":"IF(H1398<=AT1400-E1430,0,H1430*H1396*H1397*J1396/(H1398*4))","v":{"$error":"#VALUE!"}},{"$f":"IF(H1398<=AU1400-E1430,0,H1430*H1396*H1397*J1396/(H1398*4))","v":{"$error":"#VALUE!"}},{"$f":"IF(H1398<=AV1400-E1430,0,H1430*H1396*H1397*J1396/(H1398*4))","v":{"$error":"#VALUE!"}},{"$f":"IF(H1398<=AW1400-E1430,0,H1430*H1396*H1397*J1396/(H1398*4))","v":{"$error":"#VALUE!"}},{"$f":"IF(H1398<=AX1400-E1430,0,H1430*H1396*H1397*J1396/(H1398*4))","v":{"$error":"#VALUE!"}}]
[{"$nulls":4},{"v":9,"d":"9.00"},{"$f":"$DF$35","v":{"v":0,"d":"0.000"}},{"$f":"IF(SUM(F1401:F1433)-H1399<=0,0,SUM(F1401:F1433)-H1399)","v":{"v":0,"d":"0.00"}},{"v":0,"d":"0.000"},{"$nulls":32},{"$f":"IF(H1398<=AO1400-E1433,0,H1433*H1396*H1397*J1396/(H1398*4))","v":{"$error":"#VALUE!"}},{"$f":"IF(H1398<=AP1400-E1433,0,H1433*H1396*H1397*J1396/(H1398*4))","v":{"$error":"#VALUE!"}},{"$f":"IF(H1398<=AQ1400-E1433,0,H1433*H1396*H1397*J1396/(H1398*4))","v":{"$error":"#VALUE!"}},{"$f":"IF(H1398<=AR1400-E1433,0,H1433*H1396*H1397*J1396/(H1398*4))","v":{"$error":"#VALUE!"}},{"$f":"IF(H1398<=AS1400-E1433,0,H1433*H1396*H1397*J1396/(H1398*4))","v":{"$error":"#VALUE!"}},{"$f":"IF(H1398<=AT1400-E1433,0,H1433*H1396*H1397*J1396/(H1398*4))","v":{"$error":"#VALUE!"}},{"$f":"IF(H1398<=AU1400-E1433,0,H1433*H1396*H1397*J1396/(H1398*4))","v":{"$error":"#VALUE!"}},{"$f":"IF(H1398<=AV1400-E1433,0,H1433*H1396*H1397*J1396/(H1398*4))","v":{"$error":"#VALUE!"}},{"$f":"IF(H1398<=AW1400-E1433,0,H1433*H1396*H1397*J1396/(H1398*4))","v":{"$error":"#VALUE!"}},{"$f":"IF(H1398<=AX1400-E1433,0,H1433*H1396*H1397*J1396/(H1398*4))","v":{"$error":"#VALUE!"}},{"$f":"IF(H1398<=AY1400-E1433,0,H1433*H1396*H1397*J1396/(H1398*4))","v":{"$error":"#VALUE!"}},{"$f":"IF(H1398<=AZ1400-E1433,0,H1433*H1396*H1397*J1396/(H1398*4))","v":{"$error":"#VALUE!"}},{"$f":"IF(H1398<=BA1400-E1433,0,H1433*H1396*H1397*J1396/(H1398*4))","v":{"$error":"#VALUE!"}}]
[{"$nulls":4},9.25,{"$f":"$DF$36","v":{"v":0,"d":"0.000"}},{"$f":"IF(SUM(F1401:F1434)-H1399<=0,0,SUM(F1401:F1434)-H1399)","v":{"v":0,"d":"0.00"}},{"v":0,"d":"0.000"},{"$nulls":33},{"$f":"IF(H1398<=AP1400-E1434,0,H1434*H1396*H1397*J1396/(H1398*4))","v":{"$error":"#VALUE!"}},{"$f":"IF(H1398<=AQ1400-E1434,0,H1434*H1396*H1397*J1396/(H1398*4))","v":{"$error":"#VALUE!"}},{"$f":"IF(H1398<=AR1400-E1434,0,H1434*H1396*H1397*J1396/(H1398*4))","v":{"$error":"#VALUE!"}},{"$f":"IF(H1398<=AS1400-E1434,0,H1434*H1396*H1397*J1396/(H1398*4))","v":{"$error":"#VALUE!"}},{"$f":"IF(H1398<=AT1400-E1434,0,H1434*H1396*H1397*J1396/(H1398*4))","v":{"$error":"#VALUE!"}},{"$f":"IF(H1398<=AU1400-E1434,0,H1434*H1396*H1397*J1396/(H1398*4))","v":{"$error":"#VALUE!"}},{"$f":"IF(H1398<=AV1400-E1434,0,H1434*H1396*H1397*J1396/(H1398*4))","v":{"$error":"#VALUE!"}},{"$f":"IF(H1398<=AW1400-E1434,0,H1434*H1396*H1397*J1396/(H1398*4))","v":{"$error":"#VALUE!"}},{"$f":"IF(H1398<=AX1400-E1434,0,H1434*H1396*H1397*J1396/(H1398*4))","v":{"$error":"#VALUE!"}},{"$f":"IF(H1398<=AY1400-E1434,0,H1434*H1396*H1397*J1396/(H1398*4))","v":{"$error":"#VALUE!"}},{"$f":"IF(H1398<=AZ1400-E1434,0,H1434*H1396*H1397*J1396/(H1398*4))","v":{"$error":"#VALUE!"}},{"$f":"IF(H1398<=BA1400-E1434,0,H1434*H1396*H1397*J1396/(H1398*4))","v":{"$error":"#VALUE!"}},{"$f":"IF(H1398<=BB1400-E1434,0,H1434*H1396*H1397*J1396/(H1398*4))","v":{"$error":"#VALUE!"}}]
[{"$nulls":4},10.25,{"$f":"$DF$40","v":{"v":0,"d":"0.000"}},{"$f":"IF(SUM(F1401:F1438)-H1399<=0,0,SUM(F1401:F1438)-H1399)","v":{"v":0,"d":"0.000"}},{"v":0,"d":"0.000"},{"$nulls":37},{"$f":"IF(H1398<=AT1400-E1438,0,H1438*H1396*H1397*J1396/(H1398*4))","v":{"$error":"#VALUE!"}},{"$f":"IF(H1398<=AU1400-E1438,0,H1438*H1396*H1397*J1396/(H1398*4))","v":{"$error":"#VALUE!"}},{"$f":"IF(H1398<=AV1400-E1438,0,H1438*H1396*H1397*J1396/(H1398*4))","v":{"$error":"#VALUE!"}},{"$f":"IF(H1398<=AW1400-E1438,0,H1438*H1396*H1397*J1396/(H1398*4))","v":{"$error":"#VALUE!"}},{"$f":"IF(H1398<=AX1400-E1438,0,H1438*H1396*H1397*J1396/(H1398*4))","v":{"$error":"#VALUE!"}},{"$f":"IF(H1398<=AY1400-E1438,0,H1438*H1396*H1397*J1396/(H1398*4))","v":{"$error":"#VALUE!"}},{"$f":"IF(H1398<=AZ1400-E1438,0,H1438*H1396*H1397*J1396/(H1398*4))","v":{"$error":"#VALUE!"}},{"$f":"IF(H1398<=BA1400-E1438,0,H1438*H1396*H1397*J1396/(H1398*4))","v":{"$error":"#VALUE!"}},{"$f":"IF(H1398<=BB1400-E1438,0,H1438*H1396*H1397*J1396/(H1398*4))","v":{"$error":"#VALUE!"}},{"$f":"IF(H1398<=BC1400-E1438,0,H1438*H1396*H1397*J1396/(H1398*4))","v":{"$error":"#VALUE!"}},{"$f":"IF(H1398<=BD1400-E1438,0,H1438*H1396*H1397*J1396/(H1398*4))","v":{"$error":"#VALUE!"}},{"$f":"IF(H1398<=BE1400-E1438,0,H1438*H1396*H1397*J1396/(H1398*4))","v":{"$error":"#VALUE!"}},{"$f":"IF(H1398<=BF1400-E1438,0,H1438*H1396*H1397*J1396/(H1398*4))","v":{"$error":"#VALUE!"}}]
[{"$nulls":4},{"v":10.5,"d":"10.50"},{"$f":"$DF$41","v":{"v":0,"d":"0.000"}},{"$f":"IF(SUM(F1401:F1439)-H1399<=0,0,SUM(F1401:F1439)-H1399)","v":{"v":0,"d":"0.00"}},{"v":0,"d":"0.000"},{"$nulls":38},{"$f":"IF(H1398<=AU1400-E1439,0,H1439*H1396*H1397*J1396/(H1398*4))","v":{"$error":"#VALUE!"}},{"$f":"IF(H1398<=AV1400-E1439,0,H1439*H1396*H1397*J1396/(H1398*4))","v":{"$error":"#VALUE!"}},{"$f":"IF(H1398<=AW1400-E1439,0,H1439*H1396*H1397*J1396/(H1398*4))","v":{"$error":"#VALUE!"}},{"$f":"IF(H1398<=AX1400-E1439,0,H1439*H1396*H1397*J1396/(H1398*4))","v":{"$error":"#VALUE!"}},{"$f":"IF(H1398<=AY1400-E1439,0,H1439*H1396*H1397*J1396/(H1398*4))","v":{"$error":"#VALUE!"}},{"$f":"IF(H1398<=AZ1400-E1439,0,H1439*H1396*H1397*J1396/(H1398*4))","v":{"$error":"#VALUE!"}},{"$f":"IF(H1398<=BA1400-E1439,0,H1439*H1396*H1397*J1396/(H1398*4))","v":{"$error":"#VALUE!"}},{"$f":"IF(H1398<=BB1400-E1439,0,H1439*H1396*H1397*J1396/(H1398*4))","v":{"$error":"#VALUE!"}},{"$f":"IF(H1398<=BC1400-E1439,0,H1439*H1396*H1397*J1396/(H1398*4))","v":{"$error":"#VALUE!"}},{"$f":"IF(H1398<=BD1400-E1439,0,H1439*H1396*H1397*J1396/(H1398*4))","v":{"$error":"#VALUE!"}},{"$f":"IF(H1398<=BE1400-E1439,0,H1439*H1396*H1397*J1396/(H1398*4))","v":{"$error":"#VALUE!"}},{"$f":"IF(H1398<=BF1400-E1439,0,H1439*H1396*H1397*J1396/(H1398*4))","v":{"$error":"#VALUE!"}},{"$f":"IF(H1398<=BG1400-E1439,0,H1439*H1396*H1397*J1396/(H1398*4))","v":{"$error":"#VALUE!"}}]
[{"$nulls":4},11.25,{"$f":"$DF$44","v":{"v":0,"d":"0.000"}},{"$f":"IF(SUM(F1401:F1442)-H1399<=0,0,SUM(F1401:F1442)-H1399)","v":{"v":0,"d":"0.00"}},{"v":0,"d":"0.000"},{"$nulls":41},{"$f":"IF(H1398<=AX1400-E1442,0,H1442*H1396*H1397*J1396/(H1398*4))","v":{"$error":"#VALUE!"}},{"$f":"IF(H1398<=AY1400-E1442,0,H1442*H1396*H1397*J1396/(H1398*4))","v":{"$error":"#VALUE!"}},{"$f":"IF(H1398<=AZ1400-E1442,0,H1442*H1396*H1397*J1396/(H1398*4))","v":{"$error":"#VALUE!"}},{"$f":"IF(H1398<=BA1400-E1442,0,H1442*H1396*H1397*J1396/(H1398*4))","v":{"$error":"#VALUE!"}},{"$f":"IF(H1398<=BB1400-E1442,0,H1442*H1396*H1397*J1396/(H1398*4))","v":{"$error":"#VALUE!"}},{"$f":"IF(H1398<=BC1400-E1442,0,H1442*H1396*H1397*J1396/(H1398*4))","v":{"$error":"#VALUE!"}},{"$f":"IF(H1398<=BD1400-E1442,0,H1442*H1396*H1397*J1396/(H1398*4))","v":{"$error":"#VALUE!"}},{"$f":"IF(H1398<=BE1400-E1442,0,H1442*H1396*H1397*J1396/(H1398*4))","v":{"$error":"#VALUE!"}},{"$f":"IF(H1398<=BF1400-E1442,0,H1442*H1396*H1397*J1396/(H1398*4))","v":{"$error":"#VALUE!"}},{"$f":"IF(H1398<=BG1400-E1442,0,H1442*H1396*H1397*J1396/(H1398*4))","v":{"$error":"#VALUE!"}},{"$f":"IF(H1398<=BH1400-E1442,0,H1442*H1396*H1397*J1396/(H1398*4))","v":{"$error":"#VALUE!"}},{"$f":"IF(H1398<=BI1400-E1442,0,H1442*H1396*H1397*J1396/(H1398*4))","v":{"$error":"#VALUE!"}},{"$f":"IF(H1398<=BJ1400-E1442,0,H1442*H1396*H1397*J1396/(H1398*4))","v":{"$error":"#VALUE!"}}]
[{"$nulls":4},11.75,{"$f":"$DF$46","v":{"v":0,"d":"0.000"}},{"$f":"IF(SUM(F1401:F1444)-H1399<=0,0,SUM(F1401:F1444)-H1399)","v":{"v":0,"d":"0.00"}},{"v":0,"d":"0.000"},{"$nulls":43},{"$f":"IF(H1398<=AZ1400-E1444,0,H1444*H1396*H1397*J1396/(H1398*4))","v":{"$error":"#VALUE!"}},{"$f":"IF(H1398<=BA1400-E1444,0,H1444*H1396*H1397*J1396/(H1398*4))","v":{"$error":"#VALUE!"}},{"$f":"IF(H1398<=BB1400-E1444,0,H1444*H1396*H1397*J1396/(H1398*4))","v":{"$error":"#VALUE!"}},{"$f":"IF(H1398<=BC1400-E1444,0,H1444*H1396*H1397*J1396/(H1398*4))","v":{"$error":"#VALUE!"}},{"$f":"IF(H1398<=BD1400-E1444,0,H1444*H1396*H1397*J1396/(H1398*4))","v":{"$error":"#VALUE!"}},{"$f":"IF(H1398<=BE1400-E1444,0,H1444*H1396*H1397*J1396/(H1398*4))","v":{"$error":"#VALUE!"}},{"$f":"IF(H1398<=BF1400-E1444,0,H1444*H1396*H1397*J1396/(H1398*4))","v":{"$error":"#VALUE!"}},{"$f":"IF(H1398<=BG1400-E1444,0,H1444*H1396*H1397*J1396/(H1398*4))","v":{"$error":"#VALUE!"}},{"$f":"IF(H1398<=BH1400-E1444,0,H1444*H1396*H1397*J1396/(H1398*4))","v":{"$error":"#VALUE!"}},{"$f":"IF(H1398<=BI1400-E1444,0,H1444*H1396*H1397*J1396/(H1398*4))","v":{"$error":"#VALUE!"}},{"$f":"IF(H1398<=BJ1400-E1444,0,H1444*H1396*H1397*J1396/(H1398*4))","v":{"$error":"#VALUE!"}},{"$f":"IF(H1398<=BK1400-E1444,0,H1444*H1396*H1397*J1396/(H1398*4))","v":{"$error":"#VALUE!"}},{"$f":"IF(H1398<=BL1400-E1444,0,H1444*H1396*H1397*J1396/(H1398*4))","v":{"$error":"#VALUE!"}}]
[{"$nulls":4},{"v":12.5,"d":"12.50"},{"$f":"$DF$49","v":{"v":0,"d":"0.000"}},{"$f":"IF(SUM(F1401:F1447)-H1399<=0,0,SUM(F1401:F1447)-H1399)","v":{"v":0,"d":"0.00"}},{"v":0,"d":"0.000"},{"$nulls":46},{"$f":"IF(H1398<=BC1400-E1447,0,H1447*H1396*H1397*J1396/(H1398*4))","v":{"$error":"#VALUE!"}},{"$f":"IF(H1398<=BD1400-E1447,0,H1447*H1396*H1397*J1396/(H1398*4))","v":{"$error":"#VALUE!"}},{"$f":"IF(H1398<=BE1400-E1447,0,H1447*H1396*H1397*J1396/(H1398*4))","v":{"$error":"#VALUE!"}},{"$f":"IF(H1398<=BF1400-E1447,0,H1447*H1396*H1397*J1396/(H1398*4))","v":{"$error":"#VALUE!"}},{"$f":"IF(H1398<=BG1400-E1447,0,H1447*H1396*H1397*J1396/(H1398*4))","v":{"$error":"#VALUE!"}},{"$f":"IF(H1398<=BH1400-E1447,0,H1447*H1396*H1397*J1396/(H1398*4))","v":{"$error":"#VALUE!"}},{"$f":"IF(H1398<=BI1400-E1447,0,H1447*H1396*H1397*J1396/(H1398*4))","v":{"$error":"#VALUE!"}},{"$f":"IF(H1398<=BJ1400-E1447,0,H1447*H1396*H1397*J1396/(H1398*4))","v":{"$error":"#VALUE!"}},{"$f":"IF(H1398<=BK1400-E1447,0,H1447*H1396*H1397*J1396/(H1398*4))","v":{"$error":"#VALUE!"}},{"$f":"IF(H1398<=BL1400-E1447,0,H1447*H1396*H1397*J1396/(H1398*4))","v":{"$error":"#VALUE!"}},{"$f":"IF(H1398<=BM1400-E1447,0,H1447*H1396*H1397*J1396/(H1398*4))","v":{"$error":"#VALUE!"}},{"$f":"IF(H1398<=BN1400-E1447,0,H1447*H1396*H1397*J1396/(H1398*4))","v":{"$error":"#VALUE!"}},{"$f":"IF(H1398<=BO1400-E1447,0,H1447*H1396*H1397*J1396/(H1398*4))","v":{"$error":"#VALUE!"}}]
[{"$nulls":4},13.25,{"$f":"$DF$52","v":{"v":0,"d":"0.000"}},{"$f":"IF(SUM(F1401:F1450)-H1399<=0,0,SUM(F1401:F1450)-H1399)","v":{"v":0,"d":"0.00"}},{"v":0,"d":"0.000"},{"$nulls":49},{"$f":"IF(H1398<=BF1400-E1450,0,H1450*H1396*H1397*J1396/(H1398*4))","v":{"$error":"#VALUE!"}},{"$f":"IF(H1398<=BG1400-E1450,0,H1450*H1396*H1397*J1396/(H1398*4))","v":{"$error":"#VALUE!"}},{"$f":"IF(H1398<=BH1400-E1450,0,H1450*H1396*H1397*J1396/(H1398*4))","v":{"$error":"#VALUE!"}},{"$f":"IF(H1398<=BI1400-E1450,0,H1450*H1396*H1397*J1396/(H1398*4))","v":{"$error":"#VALUE!"}},{"$f":"IF(H1398<=BJ1400-E1450,0,H1450*H1396*H1397*J1396/(H1398*4))","v":{"$error":"#VALUE!"}},{"$f":"IF(H1398<=BK1400-E1450,0,H1450*H1396*H1397*J1396/(H1398*4))","v":{"$error":"#VALUE!"}},{"$f":"IF(H1398<=BL1400-E1450,0,H1450*H1396*H1397*J1396/(H1398*4))","v":{"$error":"#VALUE!"}},{"$f":"IF(H1398<=BM1400-E1450,0,H1450*H1396*H1397*J1396/(H1398*4))","v":{"$error":"#VALUE!"}},{"$f":"IF(H1398<=BN1400-E1450,0,H1450*H1396*H1397*J1396/(H1398*4))","v":{"$error":"#VALUE!"}},{"$f":"IF(H1398<=BO1400-E1450,0,H1450*H1396*H1397*J1396/(H1398*4))","v":{"$error":"#VALUE!"}},{"$f":"IF(H1398<=BP1400-E1450,0,H1450*H1396*H1397*J1396/(H1398*4))","v":{"$error":"#VALUE!"}},{"$f":"IF(H1398<=BQ1400-E1450,0,H1450*H1396*H1397*J1396/(H1398*4))","v":{"$error":"#VALUE!"}},{"$f":"IF(H1398<=BR1400-E1450,0,H1450*H1396*H1397*J1396/(H1398*4))","v":{"$error":"#VALUE!"}}]
[{"$nulls":4},13.75,{"$f":"$DF$54","v":{"v":0,"d":"0.000"}},{"$f":"IF(SUM(F1401:F1452)-H1399<=0,0,SUM(F1401:F1452)-H1399)","v":{"v":0,"d":"0.00"}},{"v":0,"d":"0.000"},{"$nulls":51},{"$f":"IF(H1398<=BH1400-E1452,0,H1452*H1396*H1397*J1396/(H1398*4))","v":{"$error":"#VALUE!"}},{"$f":"IF(H1398<=BI1400-E1452,0,H1452*H1396*H1397*J1396/(H1398*4))","v":{"$error":"#VALUE!"}},{"$f":"IF(H1398<=BJ1400-E1452,0,H1452*H1396*H1397*J1396/(H1398*4))","v":{"$error":"#VALUE!"}},{"$f":"IF(H1398<=BK1400-E1452,0,H1452*H1396*H1397*J1396/(H1398*4))","v":{"$error":"#VALUE!"}},{"$f":"IF(H1398<=BL1400-E1452,0,H1452*H1396*H1397*J1396/(H1398*4))","v":{"$error":"#VALUE!"}},{"$f":"IF(H1398<=BM1400-E1452,0,H1452*H1396*H1397*J1396/(H1398*4))","v":{"$error":"#VALUE!"}},{"$f":"IF(H1398<=BN1400-E1452,0,H1452*H1396*H1397*J1396/(H1398*4))","v":{"$error":"#VALUE!"}},{"$f":"IF(H1398<=BO1400-E1452,0,H1452*H1396*H1397*J1396/(H1398*4))","v":{"$error":"#VALUE!"}},{"$f":"IF(H1398<=BP1400-E1452,0,H1452*H1396*H1397*J1396/(H1398*4))","v":{"$error":"#VALUE!"}},{"$f":"IF(H1398<=BQ1400-E1452,0,H1452*H1396*H1397*J1396/(H1398*4))","v":{"$error":"#VALUE!"}},{"$f":"IF(H1398<=BR1400-E1452,0,H1452*H1396*H1397*J1396/(H1398*4))","v":{"$error":"#VALUE!"}},{"$f":"IF(H1398<=BS1400-E1452,0,H1452*H1396*H1397*J1396/(H1398*4))","v":{"$error":"#VALUE!"}},{"$f":"IF(H1398<=BT1400-E1452,0,H1452*H1396*H1397*J1396/(H1398*4))","v":{"$error":"#VALUE!"}}]
[{"$nulls":4},{"v":14,"d":"14.00"},{"$f":"$DF$55","v":{"v":0,"d":"0.000"}},{"$f":"IF(SUM(F1401:F1453)-H1399<=0,0,SUM(F1401:F1453)-H1399)","v":{"v":0,"d":"0.00"}},{"v":0,"d":"0.000"},{"$nulls":52},{"$f":"IF(H1398<=BI1400-E1453,0,H1453*H1396*H1397*J1396/(H1398*4))","v":{"$error":"#VALUE!"}},{"$f":"IF(H1398<=BJ1400-E1453,0,H1453*H1396*H1397*J1396/(H1398*4))","v":{"$error":"#VALUE!"}},{"$f":"IF($H1398<=$BK1400-$E1453,0,$H1453*$H1396*$H1397*$J1396/($H1398*4))","v":{"$error":"#VALUE!"}},{"$f":"IF(H1398<=BL1400-E1453,0,H1453*H1396*H1397*J1396/(H1398*4))","v":{"$error":"#VALUE!"}},{"$f":"IF(H1398<=BM1400-E1453,0,H1453*H1396*H1397*J1396/(H1398*4))","v":{"$error":"#VALUE!"}},{"$f":"IF(H1398<=BN1400-E1453,0,H1453*H1396*H1397*J1396/(H1398*4))","v":{"$error":"#VALUE!"}},{"$f":"IF(H1398<=BO1400-E1453,0,H1453*H1396*H1397*J1396/(H1398*4))","v":{"$error":"#VALUE!"}},{"$f":"IF(H1398<=BP1400-E1453,0,H1453*H1396*H1397*J1396/(H1398*4))","v":{"$error":"#VALUE!"}},{"$f":"IF(H1398<=BQ1400-E1453,0,H1453*H1396*H1397*J1396/(H1398*4))","v":{"$error":"#VALUE!"}},{"$f":"IF(H1398<=BR1400-E1453,0,H1453*H1396*H1397*J1396/(H1398*4))","v":{"$error":"#VALUE!"}},{"$f":"IF(H1398<=BS1400-E1453,0,H1453*H1396*H1397*J1396/(H1398*4))","v":{"$error":"#VALUE!"}},{"$f":"IF(H1398<=BT1400-E1453,0,H1453*H1396*H1397*J1396/(H1398*4))","v":{"$error":"#VALUE!"}},{"$f":"IF(H1398<=BU1400-E1453,0,H1453*H1396*H1397*J1396/(H1398*4))","v":{"$error":"#VALUE!"}}]
[{"$nulls":4},{"v":14.5,"d":"14.50"},{"$f":"$DF$57","v":{"v":0,"d":"0.000"}},{"$f":"IF(SUM(F1401:F1455)-H1399<=0,0,SUM(F1401:F1455)-H1399)","v":{"v":0,"d":"0.00"}},{"v":0,"d":"0.000"},{"$nulls":54},{"$f":"IF(H1398<=BK1400-E1455,0,H1455*H1396*H1397*J1396/(H1398*4))","v":{"$error":"#VALUE!"}},{"$f":"IF(H1398<=BL1400-E1455,0,H1455*H1396*H1397*J1396/(H1398*4))","v":{"$error":"#VALUE!"}},{"$f":"IF(H1398<=BM1400-E1455,0,H1455*H1396*H1397*J1396/(H1398*4))","v":{"$error":"#VALUE!"}},{"$f":"IF(H1398<=BN1400-E1455,0,H1455*H1396*H1397*J1396/(H1398*4))","v":{"$error":"#VALUE!"}},{"$f":"IF(H1398<=BO1400-E1455,0,H1455*H1396*H1397*J1396/(H1398*4))","v":{"$error":"#VALUE!"}},{"$f":"IF(H1398<=BP1400-E1455,0,H1455*H1396*H1397*J1396/(H1398*4))","v":{"$error":"#VALUE!"}},{"$f":"IF(H1398<=BQ1400-E1455,0,H1455*H1396*H1397*J1396/(H1398*4))","v":{"$error":"#VALUE!"}},{"$f":"IF(H1398<=BR1400-E1455,0,H1455*H1396*H1397*J1396/(H1398*4))","v":{"$error":"#VALUE!"}},{"$f":"IF(H1398<=BS1400-E1455,0,H1455*H1396*H1397*J1396/(H1398*4))","v":{"$error":"#VALUE!"}},{"$f":"IF(H1398<=BT1400-E1455,0,H1455*H1396*H1397*J1396/(H1398*4))","v":{"$error":"#VALUE!"}},{"$f":"IF(H1398<=BU1400-E1455,0,H1455*H1396*H1397*J1396/(H1398*4))","v":{"$error":"#VALUE!"}},{"$f":"IF(H1398<=BV1400-E1455,0,H1455*H1396*H1397*J1396/(H1398*4))","v":{"$error":"#VALUE!"}},{"$f":"IF(H1398<=BW1400-E1455,0,H1455*H1396*H1397*J1396/(H1398*4))","v":{"$error":"#VALUE!"}}]
[{"$nulls":4},15.25,{"$f":"$DF$60","v":{"v":0,"d":"0.000"}},{"$f":"IF(SUM(F1401:F1458)-H1399<=0,0,SUM(F1401:F1458)-H1399)","v":{"v":0,"d":"0.00"}},{"v":0,"d":"0.000"},{"$nulls":57},{"$f":"IF(H1398<=BN1400-E1458,0,H1458*H1396*H1397*J1396/(H1398*4))","v":{"$error":"#VALUE!"}},{"$f":"IF(H1398<=BO1400-E1458,0,H1458*H1396*H1397*J1396/(H1398*4))","v":{"$error":"#VALUE!"}},{"$f":"IF(H1398<=BP1400-E1458,0,H1458*H1396*H1397*J1396/(H1398*4))","v":{"$error":"#VALUE!"}},{"$f":"IF(H1398<=BQ1400-E1458,0,H1458*H1396*H1397*J1396/(H1398*4))","v":{"$error":"#VALUE!"}},{"$f":"IF(H1398<=BR1400-E1458,0,H1458*H1396*H1397*J1396/(H1398*4))","v":{"$error":"#VALUE!"}},{"$f":"IF(H1398<=BS1400-E1458,0,H1458*H1396*H1397*J1396/(H1398*4))","v":{"$error":"#VALUE!"}},{"$f":"IF(H1398<=BT1400-E1458,0,H1458*H1396*H1397*J1396/(H1398*4))","v":{"$error":"#VALUE!"}},{"$f":"IF(H1398<=BU1400-E1458,0,H1458*H1396*H1397*J1396/(H1398*4))","v":{"$error":"#VALUE!"}},{"$f":"IF(H1398<=BV1400-E1458,0,H1458*H1396*H1397*J1396/(H1398*4))","v":{"$error":"#VALUE!"}},{"$f":"IF(H1398<=BW1400-E1458,0,H1458*H1396*H1397*J1396/(H1398*4))","v":{"$error":"#VALUE!"}},{"$f":"IF(H1398<=BX1400-E1458,0,H1458*H1396*H1397*J1396/(H1398*4))","v":{"$error":"#VALUE!"}},{"$f":"IF(H1398<=BY1400-E1458,0,H1458*H1396*H1397*J1396/(H1398*4))","v":{"$error":"#VALUE!"}},{"$f":"IF(H1398<=BZ1400-E1458,0,H1458*H1396*H1397*J1396/(H1398*4))","v":{"$error":"#VALUE!"}}]
[{"$nulls":4},{"v":16,"d":"16.00"},{"$f":"$DF$63","v":{"v":0,"d":"0.000"}},{"$f":"IF(SUM(F1401:F1461)-H1399<=0,0,SUM(F1401:F1461)-H1399)","v":{"v":0,"d":"0.00"}},{"v":0,"d":"0.000"},{"$nulls":60},{"$f":"IF(H1398<=BQ1400-E1461,0,H1461*H1396*H1397*J1396/(H1398*4))","v":{"$error":"#VALUE!"}},{"$f":"IF(H1398<=BR1400-E1461,0,H1461*H1396*H1397*J1396/(H1398*4))","v":{"$error":"#VALUE!"}},{"$f":"IF(H1398<=BS1400-E1461,0,H1461*H1396*H1397*J1396/(H1398*4))","v":{"$error":"#VALUE!"}},{"$f":"IF(H1398<=BT1400-E1461,0,H1461*H1396*H1397*J1396/(H1398*4))","v":{"$error":"#VALUE!"}},{"$f":"IF(H1398<=BU1400-E1461,0,H1461*H1396*H1397*J1396/(H1398*4))","v":{"$error":"#VALUE!"}},{"$f":"IF(H1398<=BV1400-E1461,0,H1461*H1396*H1397*J1396/(H1398*4))","v":{"$error":"#VALUE!"}},{"$f":"IF(H1398<=BW1400-E1461,0,H1461*H1396*H1397*J1396/(H1398*4))","v":{"$error":"#VALUE!"}},{"$f":"IF(H1398<=BX1400-E1461,0,H1461*H1396*H1397*J1396/(H1398*4))","v":{"$error":"#VALUE!"}},{"$f":"IF(H1398<=BY1400-E1461,0,H1461*H1396*H1397*J1396/(H1398*4))","v":{"$error":"#VALUE!"}},{"$f":"IF(H1398<=BZ1400-E1461,0,H1461*H1396*H1397*J1396/(H1398*4))","v":{"$error":"#VALUE!"}},{"$f":"IF(H1398<=CA1400-E1461,0,H1461*H1396*H1397*J1396/(H1398*4))","v":{"$error":"#VALUE!"}},{"$f":"IF(H1398<=CB1400-E1461,0,H1461*H1396*H1397*J1396/(H1398*4))","v":{"$error":"#VALUE!"}},{"$f":"IF(H1398<=CC1400-E1461,0,H1461*H1396*H1397*J1396/(H1398*4))","v":{"$error":"#VALUE!"}}]
[{"$nulls":4},16.75,{"$f":"$DF$66","v":{"v":0,"d":"0.000"}},{"$f":"IF(SUM(F1401:F1464)-H1399<=0,0,SUM(F1401:F1464)-H1399)","v":{"v":0,"d":"0.00"}},{"v":0,"d":"0.000"},{"$nulls":63},{"$f":"IF(H1398<=BT1400-E1464,0,H1464*H1396*H1397*J1396/(H1398*4))","v":{"$error":"#VALUE!"}},{"$f":"IF(H1398<=BU1400-E1464,0,H1464*H1396*H1397*J1396/(H1398*4))","v":{"$error":"#VALUE!"}},{"$f":"IF(H1398<=BV1400-E1464,0,H1464*H1396*H1397*J1396/(H1398*4))","v":{"$error":"#VALUE!"}},{"$f":"IF(H1398<=BW1400-E1464,0,H1464*H1396*H1397*J1396/(H1398*4))","v":{"$error":"#VALUE!"}},{"$f":"IF(H1398<=BX1400-E1464,0,H1464*H1396*H1397*J1396/(H1398*4))","v":{"$error":"#VALUE!"}},{"$f":"IF(H1398<=BY1400-E1464,0,H1464*H1396*H1397*J1396/(H1398*4))","v":{"$error":"#VALUE!"}},{"$f":"IF(H1398<=BZ1400-E1464,0,H1464*H1396*H1397*J1396/(H1398*4))","v":{"$error":"#VALUE!"}},{"$f":"IF(H1398<=CA1400-E1464,0,H1464*H1396*H1397*J1396/(H1398*4))","v":{"$error":"#VALUE!"}},{"$f":"IF(H1398<=CB1400-E1464,0,H1464*H1396*H1397*J1396/(H1398*4))","v":{"$error":"#VALUE!"}},{"$f":"IF(H1398<=CC1400-E1464,0,H1464*H1396*H1397*J1396/(H1398*4))","v":{"$error":"#VALUE!"}},{"$f":"IF(H1398<=CD1400-E1464,0,H1464*H1396*H1397*J1396/(H1398*4))","v":{"$error":"#VALUE!"}},{"$f":"IF(H1398<=CE1400-E1464,0,H1464*H1396*H1397*J1396/(H1398*4))","v":{"$error":"#VALUE!"}},{"$f":"IF(H1398<=CF1400-E1464,0,H1464*H1396*H1397*J1396/(H1398*4))","v":{"$error":"#VALUE!"}}]
[{"$nulls":4},17.25,{"$f":"$DF$68","v":{"v":0,"d":"0.000"}},{"$f":"IF(SUM(F1401:F1466)-H1399<=0,0,SUM(F1401:F1466)-H1399)","v":{"v":0,"d":"0.00"}},{"$f":"G1466-G1465","v":{"v":0,"d":"0.000"}},{"$nulls":65},{"$f":"IF(H1398<=BV1400-E1466,0,H1466*H1396*H1397*J1396/(H1398*4))","v":{"$error":"#VALUE!"}},{"$f":"IF(H1398<=BW1400-E1466,0,H1466*H1396*H1397*J1396/(H1398*4))","v":{"$error":"#VALUE!"}},{"$f":"IF(H1398<=BX1400-E1466,0,H1466*H1396*H1397*J1396/(H1398*4))","v":{"$error":"#VALUE!"}},{"$f":"IF(H1398<=BY1400-E1466,0,H1466*H1396*H1397*J1396/(H1398*4))","v":{"$error":"#VALUE!"}},{"$f":"IF(H1398<=BZ1400-E1466,0,H1466*H1396*H1397*J1396/(H1398*4))","v":{"$error":"#VALUE!"}},{"$f":"IF(H1398<=CA1400-E1466,0,H1466*H1396*H1397*J1396/(H1398*4))","v":{"$error":"#VALUE!"}},{"$f":"IF(H1398<=CB1400-E1466,0,H1466*H1396*H1397*J1396/(H1398*4))","v":{"$error":"#VALUE!"}},{"$f":"IF(H1398<=CC1400-E1466,0,H1466*H1396*H1397*J1396/(H1398*4))","v":{"$error":"#VALUE!"}},{"$f":"IF(H1398<=CD1400-E1466,0,H1466*H1396*H1397*J1396/(H1398*4))","v":{"$error":"#VALUE!"}},{"$f":"IF(H1398<=CE1400-E1466,0,H1466*H1396*H1397*J1396/(H1398*4))","v":{"$error":"#VALUE!"}},{"$f":"IF(H1398<=CF1400-E1466,0,H1466*H1396*H1397*J1396/(H1398*4))","v":{"$error":"#VALUE!"}},{"$f":"IF(H1398<=CG1400-E1466,0,H1466*H1396*H1397*J1396/(H1398*4))","v":{"$error":"#VALUE!"}},{"$f":"IF(H1398<=CH1400-E1466,0,H1466*H1396*H1397*J1396/(H1398*4))","v":{"$error":"#VALUE!"}}]
[{"$nulls":4},{"v":17.5,"d":"17.50"},{"$f":"$DF$69","v":{"v":0,"d":"0.000"}},{"$f":"IF(SUM(F1401:F1467)-H1399<=0,0,SUM(F1401:F1467)-H1399)","v":{"v":0,"d":"0.00"}},{"v":0,"d":"0.000"},{"$nulls":66},{"$f":"IF(H1398<=BW1400-E1467,0,H1467*H1396*H1397*J1396/(H1398*4))","v":{"$error":"#VALUE!"}},{"$f":"IF(H1398<=BX1400-E1467,0,H1467*H1396*H1397*J1396/(H1398*4))","v":{"$error":"#VALUE!"}},{"$f":"IF(H1398<=BY1400-E1467,0,H1467*H1396*H1397*J1396/(H1398*4))","v":{"$error":"#VALUE!"}},{"$f":"IF(H1398<=BZ1400-E1467,0,H1467*H1396*H1397*J1396/(H1398*4))","v":{"$error":"#VALUE!"}},{"$f":"IF(H1398<=CA1400-E1467,0,H1467*H1396*H1397*J1396/(H1398*4))","v":{"$error":"#VALUE!"}},{"$f":"IF(H1398<=CB1400-E1467,0,H1467*H1396*H1397*J1396/(H1398*4))","v":{"$error":"#VALUE!"}},{"$f":"IF(H1398<=CC1400-E1467,0,H1467*H1396*H1397*J1396/(H1398*4))","v":{"$error":"#VALUE!"}},{"$f":"IF(H1398<=CD1400-E1467,0,H1467*H1396*H1397*J1396/(H1398*4))","v":{"$error":"#VALUE!"}},{"$f":"IF(H1398<=CE1400-E1467,0,H1467*H1396*H1397*J1396/(H1398*4))","v":{"$error":"#VALUE!"}},{"$f":"IF(H1398<=CF1400-E1467,0,H1467*H1396*H1397*J1396/(H1398*4))","v":{"$error":"#VALUE!"}},{"$f":"IF(H1398<=CG1400-E1467,0,H1467*H1396*H1397*J1396/(H1398*4))","v":{"$error":"#VALUE!"}},{"$f":"IF(H1398<=CH1400-E1467,0,H1467*H1396*H1397*J1396/(H1398*4))","v":{"$error":"#VALUE!"}},{"$f":"IF(H1398<=CI1400-E1467,0,H1467*H1396*H1397*J1396/(H1398*4))","v":{"$error":"#VALUE!"}}]
[{"$nulls":4},18.25,{"$f":"$DF$72","v":{"v":0,"d":"0.000"}},{"$f":"IF(SUM(F1401:F1470)-H1399<=0,0,SUM(F1401:F1470)-H1399)","v":{"v":0,"d":"0.00"}},{"v":0,"d":"0.000"},{"$nulls":69},{"$f":"IF(H1398<=BZ1400-E1470,0,H1470*H1396*H1397*J1396/(H1398*4))","v":{"$error":"#VALUE!"}},{"$f":"IF(H1398<=CA1400-E1470,0,H1470*H1396*H1397*J1396/(H1398*4))","v":{"$error":"#VALUE!"}},{"$f":"IF(H1398<=CB1400-E1470,0,H1470*H1396*H1397*J1396/(H1398*4))","v":{"$error":"#VALUE!"}},{"$f":"IF(H1398<=CC1400-E1470,0,H1470*H1396*H1397*J1396/(H1398*4))","v":{"$error":"#VALUE!"}},{"$f":"IF(H1398<=CD1400-E1470,0,H1470*H1396*H1397*J1396/(H1398*4))","v":{"$error":"#VALUE!"}},{"$f":"IF(H1398<=CE1400-E1470,0,H1470*H1396*H1397*J1396/(H1398*4))","v":{"$error":"#VALUE!"}},{"$f":"IF(H1398<=CF1400-E1470,0,H1470*H1396*H1397*J1396/(H1398*4))","v":{"$error":"#VALUE!"}},{"$f":"IF(H1398<=CG1400-E1470,0,H1470*H1396*H1397*J1396/(H1398*4))","v":{"$error":"#VALUE!"}},{"$f":"IF(H1398<=CH1400-E1470,0,H1470*H1396*H1397*J1396/(H1398*4))","v":{"$error":"#VALUE!"}},{"$f":"IF(H1398<=CI1400-E1470,0,H1470*H1396*H1397*J1396/(H1398*4))","v":{"$error":"#VALUE!"}},{"$f":"IF(H1398<=CJ1400-E1470,0,H1470*H1396*H1397*J1396/(H1398*4))","v":{"$error":"#VALUE!"}},{"$f":"IF(H1398<=CK1400-E1470,0,H1470*H1396*H1397*J1396/(H1398*4))","v":{"$error":"#VALUE!"}},{"$f":"IF(H1398<=CL1400-E1470,0,H1470*H1396*H1397*J1396/(H1398*4))","v":{"$error":"#VALUE!"}}]
[{"$nulls":4},{"v":18.5,"d":"18.50"},{"$f":"$DF$73","v":{"v":0,"d":"0.000"}},{"$f":"IF(SUM(F1401:F1471)-H1399<=0,0,SUM(F1401:F1471)-H1399)","v":{"v":0,"d":"0.00"}},{"v":0,"d":"0.000"},{"$nulls":70},{"$f":"IF(H1398<=CA1400-E1471,0,H1471*H1396*H1397*J1396/(H1398*4))","v":{"$error":"#VALUE!"}},{"$f":"IF(H1398<=CB1400-E1471,0,H1471*H1396*H1397*J1396/(H1398*4))","v":{"$error":"#VALUE!"}},{"$f":"IF(H1398<=CC1400-E1471,0,H1471*H1396*H1397*J1396/(H1398*4))","v":{"$error":"#VALUE!"}},{"$f":"IF(H1398<=CD1400-E1471,0,H1471*H1396*H1397*J1396/(H1398*4))","v":{"$error":"#VALUE!"}},{"$f":"IF(H1398<=CE1400-E1471,0,H1471*H1396*H1397*J1396/(H1398*4))","v":{"$error":"#VALUE!"}},{"$f":"IF(H1398<=CF1400-E1471,0,H1471*H1396*H1397*J1396/(H1398*4))","v":{"$error":"#VALUE!"}},{"$f":"IF(H1398<=CG1400-E1471,0,H1471*H1396*H1397*J1396/(H1398*4))","v":{"$error":"#VALUE!"}},{"$f":"IF(H1398<=CH1400-E1471,0,H1471*H1396*H1397*J1396/(H1398*4))","v":{"$error":"#VALUE!"}},{"$f":"IF(H1398<=CI1400-E1471,0,H1471*H1396*H1397*J1396/(H1398*4))","v":{"$error":"#VALUE!"}},{"$f":"IF(H1398<=CJ1400-E1471,0,H1471*H1396*H1397*J1396/(H1398*4))","v":{"$error":"#VALUE!"}},{"$f":"IF(H1398<=CK1400-E1471,0,H1471*H1396*H1397*J1396/(H1398*4))","v":{"$error":"#VALUE!"}},{"$f":"IF(H1398<=CL1400-E1471,0,H1471*H1396*H1397*J1396/(H1398*4))","v":{"$error":"#VALUE!"}},{"$f":"IF(H1398<=CM1400-E1471,0,H1471*H1396*H1397*J1396/(H1398*4))","v":{"$error":"#VALUE!"}}]
[{"$nulls":4},{"v":19.5,"d":"19.50"},{"$f":"$DF$77","v":{"v":0,"d":"0.000"}},{"$f":"IF(SUM(F1401:F1475)-H1399<=0,0,SUM(F1401:F1475)-H1399)","v":{"v":0,"d":"0.00"}},{"v":0,"d":"0.000"},{"$nulls":74},{"$f":"IF(H1398<=CE1400-E1475,0,H1475*H1396*H1397*J1396/(H1398*4))","v":{"$error":"#VALUE!"}},{"$f":"IF(H1398<=CF1400-E1475,0,H1475*H1396*H1397*J1396/(H1398*4))","v":{"$error":"#VALUE!"}},{"$f":"IF(H1398<=CG1400-E1475,0,H1475*H1396*H1397*J1396/(H1398*4))","v":{"$error":"#VALUE!"}},{"$f":"IF(H1398<=CH1400-E1475,0,H1475*H1396*H1397*J1396/(H1398*4))","v":{"$error":"#VALUE!"}},{"$f":"IF(H1398<=CI1400-E1475,0,H1475*H1396*H1397*J1396/(H1398*4))","v":{"$error":"#VALUE!"}},{"$f":"IF(H1398<=CJ1400-E1475,0,H1475*H1396*H1397*J1396/(H1398*4))","v":{"$error":"#VALUE!"}},{"$f":"IF(H1398<=CK1400-E1475,0,H1475*H1396*H1397*J1396/(H1398*4))","v":{"$error":"#VALUE!"}},{"$f":"IF(H1398<=CL1400-E1475,0,H1475*H1396*H1397*J1396/(H1398*4))","v":{"$error":"#VALUE!"}},{"$f":"IF(H1398<=CM1400-E1475,0,H1475*H1396*H1397*J1396/(H1398*4))","v":{"$error":"#VALUE!"}},{"$f":"IF(H1398<=CN1400-E1475,0,H1475*H1396*H1397*J1396/(H1398*4))","v":{"$error":"#VALUE!"}},{"$f":"IF(H1398<=CO1400-E1475,0,H1475*H1396*H1397*J1396/(H1398*4))","v":{"$error":"#VALUE!"}},{"$f":"IF(H1398<=CP1400-E1475,0,H1475*H1396*H1397*J1396/(H1398*4))","v":{"$error":"#VALUE!"}},{"$f":"IF(H1398<=CQ1400-E1475,0,H1475*H1396*H1397*J1396/(H1398*4))","v":{"$error":"#VALUE!"}}]
[{"$nulls":4},19.75,{"$f":"$DF$78","v":{"v":0,"d":"0.000"}},{"$f":"IF(SUM(F1401:F1476)-H1399<=0,0,SUM(F1401:F1476)-H1399)","v":{"v":0,"d":"0.00"}},{"v":0,"d":"0.000"},{"$nulls":75},{"$f":"IF(H1398<=CF1400-E1476,0,H1476*H1396*H1397*J1396/(H1398*4))","v":{"$error":"#VALUE!"}},{"$f":"IF(H1398<=CG1400-E1476,0,H1476*H1396*H1397*J1396/(H1398*4))","v":{"$error":"#VALUE!"}},{"$f":"IF(H1398<=CH1400-E1476,0,H1476*H1396*H1397*J1396/(H1398*4))","v":{"$error":"#VALUE!"}},{"$f":"IF(H1398<=CI1400-E1476,0,H1476*H1396*H1397*J1396/(H1398*4))","v":{"$error":"#VALUE!"}},{"$f":"IF(H1398<=CJ1400-E1476,0,H1476*H1396*H1397*J1396/(H1398*4))","v":{"$error":"#VALUE!"}},{"$f":"IF(H1398<=CK1400-E1476,0,H1476*H1396*H1397*J1396/(H1398*4))","v":{"$error":"#VALUE!"}},{"$f":"IF(H1398<=CL1400-E1476,0,H1476*H1396*H1397*J1396/(H1398*4))","v":{"$error":"#VALUE!"}},{"$f":"IF(H1398<=CM1400-E1476,0,H1476*H1396*H1397*J1396/(H1398*4))","v":{"$error":"#VALUE!"}},{"$f":"IF(H1398<=CN1400-E1476,0,H1476*H1396*H1397*J1396/(H1398*4))","v":{"$error":"#VALUE!"}},{"$f":"IF(H1398<=CO1400-E1476,0,H1476*H1396*H1397*J1396/(H1398*4))","v":{"$error":"#VALUE!"}},{"$f":"IF(H1398<=CP1400-E1476,0,H1476*H1396*H1397*J1396/(H1398*4))","v":{"$error":"#VALUE!"}},{"$f":"IF(H1398<=CQ1400-E1476,0,H1476*H1396*H1397*J1396/(H1398*4))","v":{"$error":"#VALUE!"}},{"$f":"IF(H1398<=CR1400-E1476,0,H1476*H1396*H1397*J1396/(H1398*4))","v":{"$error":"#VALUE!"}}]
[{"$nulls":4},{"v":20.5,"d":"20.50"},{"$f":"$DF$81","v":{"v":0,"d":"0.000"}},{"$f":"IF(SUM(F1401:F1479)-H1399<=0,0,SUM(F1401:F1479)-H1399)","v":{"v":0,"d":"0.00"}},{"v":0,"d":"0.000"},{"$nulls":78},{"$f":"IF(H1398<=CI1400-E1479,0,H1479*H1396*H1397*J1396/(H1398*4))","v":{"$error":"#VALUE!"}},{"$f":"IF(H1398<=CJ1400-E1479,0,H1479*H1396*H1397*J1396/(H1398*4))","v":{"$error":"#VALUE!"}},{"$f":"IF(H1398<=CK1400-E1479,0,H1479*H1396*H1397*J1396/(H1398*4))","v":{"$error":"#VALUE!"}},{"$f":"IF(H1398<=CL1400-E1479,0,H1479*H1396*H1397*J1396/(H1398*4))","v":{"$error":"#VALUE!"}},{"$f":"IF(H1398<=CM1400-E1479,0,H1479*H1396*H1397*J1396/(H1398*4))","v":{"$error":"#VALUE!"}},{"$f":"IF(H1398<=CN1400-E1479,0,H1479*H1396*H1397*J1396/(H1398*4))","v":{"$error":"#VALUE!"}},{"$f":"IF(H1398<=CO1400-E1479,0,H1479*H1396*H1397*J1396/(H1398*4))","v":{"$error":"#VALUE!"}},{"$f":"IF(H1398<=CP1400-E1479,0,H1479*H1396*H1397*J1396/(H1398*4))","v":{"$error":"#VALUE!"}},{"$f":"IF(H1398<=CQ1400-E1479,0,H1479*H1396*H1397*J1396/(H1398*4))","v":{"$error":"#VALUE!"}},{"$f":"IF(H1398<=CR1400-E1479,0,H1479*H1396*H1397*J1396/(H1398*4))","v":{"$error":"#VALUE!"}},{"$f":"IF(H1398<=CS1400-E1479,0,H1479*H1396*H1397*J1396/(H1398*4))","v":{"$error":"#VALUE!"}},{"$f":"IF(H1398<=CT1400-E1479,0,H1479*H1396*H1397*J1396/(H1398*4))","v":{"$error":"#VALUE!"}},{"$f":"IF(H1398<=CU1400-E1479,0,H1479*H1396*H1397*J1396/(H1398*4))","v":{"$error":"#VALUE!"}}]
[{"$nulls":4},{"v":21,"d":"21.00"},{"$f":"$DF$83","v":{"v":0,"d":"0.000"}},{"$f":"IF(SUM(F1401:F1481)-H1399<=0,0,SUM(F1401:F1481)-H1399)","v":{"v":0,"d":"0.00"}},{"v":0,"d":"0.000"},{"$nulls":80},{"$f":"IF(H1398<=CK1400-E1481,0,H1481*H1396*H1397*J1396/(H1398*4))","v":{"$error":"#VALUE!"}},{"$f":"IF(H1398<=CL1400-E1481,0,H1481*H1396*H1397*J1396/(H1398*4))","v":{"$error":"#VALUE!"}},{"$f":"IF(H1398<=CM1400-E1481,0,H1481*H1396*H1397*J1396/(H1398*4))","v":{"$error":"#VALUE!"}},{"$f":"IF(H1398<=CN1400-E1481,0,H1481*H1396*H1397*J1396/(H1398*4))","v":{"$error":"#VALUE!"}},{"$f":"IF(H1398<=CO1400-E1481,0,H1481*H1396*H1397*J1396/(H1398*4))","v":{"$error":"#VALUE!"}},{"$f":"IF(H1398<=CP1400-E1481,0,H1481*H1396*H1397*J1396/(H1398*4))","v":{"$error":"#VALUE!"}},{"$f":"IF(H1398<=CQ1400-E1481,0,H1481*H1396*H1397*J1396/(H1398*4))","v":{"$error":"#VALUE!"}},{"$f":"IF(H1398<=CR1400-E1481,0,H1481*H1396*H1397*J1396/(H1398*4))","v":{"$error":"#VALUE!"}},{"$f":"IF(H1398<=CS1400-E1481,0,H1481*H1396*H1397*J1396/(H1398*4))","v":{"$error":"#VALUE!"}},{"$f":"IF(H1398<=CT1400-E1481,0,H1481*H1396*H1397*J1396/(H1398*4))","v":{"$error":"#VALUE!"}},{"$f":"IF(H1398<=CU1400-E1481,0,H1481*H1396*H1397*J1396/(H1398*4))","v":{"$error":"#VALUE!"}},{"$f":"IF(H1398<=CV1400-E1481,0,H1481*H1396*H1397*J1396/(H1398*4))","v":{"$error":"#VALUE!"}},{"$f":"IF(H1398<=CW1400-E1481,0,H1481*H1396*H1397*J1396/(H1398*4))","v":{"$error":"#VALUE!"}}]
[{"$nulls":4},21.75,{"$f":"$DF$86","v":{"v":0,"d":"0.000"}},{"$f":"IF(SUM(F1401:F1484)-H1399<=0,0,SUM(F1401:F1484)-H1399)","v":{"v":0,"d":"0.00"}},{"v":0,"d":"0.000"},{"$nulls":83},{"$f":"IF(H1398<=CN1400-E1484,0,H1484*H1396*H1397*J1396/(H1398*4))","v":{"$error":"#VALUE!"}},{"$f":"IF(H1398<=CO1400-E1484,0,H1484*H1396*H1397*J1396/(H1398*4))","v":{"$error":"#VALUE!"}},{"$f":"IF(H1398<=CP1400-E1484,0,H1484*H1396*H1397*J1396/(H1398*4))","v":{"$error":"#VALUE!"}},{"$f":"IF(H1398<=CQ1400-E1484,0,H1484*H1396*H1397*J1396/(H1398*4))","v":{"$error":"#VALUE!"}},{"$f":"IF(H1398<=CR1400-E1484,0,H1484*H1396*H1397*J1396/(H1398*4))","v":{"$error":"#VALUE!"}},{"$f":"IF(H1398<=CS1400-E1484,0,H1484*H1396*H1397*J1396/(H1398*4))","v":{"$error":"#VALUE!"}},{"$f":"IF(H1398<=CT1400-E1484,0,H1484*H1396*H1397*J1396/(H1398*4))","v":{"$error":"#VALUE!"}},{"$f":"IF(H1398<=CU1400-E1484,0,H1484*H1396*H1397*J1396/(H1398*4))","v":{"$error":"#VALUE!"}},{"$f":"IF(H1398<=CV1400-E1484,0,H1484*H1396*H1397*J1396/(H1398*4))","v":{"$error":"#VALUE!"}},{"$f":"IF(H1398<=CW1400-E1484,0,H1484*H1396*H1397*J1396/(H1398*4))","v":{"$error":"#VALUE!"}},{"$f":"IF(H1398<=CX1400-E1484,0,H1484*H1396*H1397*J1396/(H1398*4))","v":{"$error":"#VALUE!"}},{"$f":"IF(H1398<=CY1400-E1484,0,H1484*H1396*H1397*J1396/(H1398*4))","v":{"$error":"#VALUE!"}},{"$f":"IF(H1398<=CZ1400-E1484,0,H1484*H1396*H1397*J1396/(H1398*4))","v":{"$error":"#VALUE!"}}]
[{"$nulls":4},{"v":22.5,"d":"22.50"},{"$f":"$DF$89","v":{"v":0,"d":"0.000"}},{"$f":"IF(SUM(F1401:F1487)-H1399<=0,0,SUM(F1401:F1487)-H1399)","v":{"v":0,"d":"0.00"}},{"v":0,"d":"0.000"},{"$nulls":86},{"$f":"IF(H1398<=CQ1400-E1487,0,H1487*H1396*H1397*J1396/(H1398*4))","v":{"$error":"#VALUE!"}},{"$f":"IF(H1398<=CR1400-E1487,0,H1487*H1396*H1397*J1396/(H1398*4))","v":{"$error":"#VALUE!"}},{"$f":"IF(H1398<=CS1400-E1487,0,H1487*H1396*H1397*J1396/(H1398*4))","v":{"$error":"#VALUE!"}},{"$f":"IF(H1398<=CT1400-E1487,0,H1487*H1396*H1397*J1396/(H1398*4))","v":{"$error":"#VALUE!"}},{"$f":"IF(H1398<=CU1400-E1487,0,H1487*H1396*H1397*J1396/(H1398*4))","v":{"$error":"#VALUE!"}},{"$f":"IF(H1398<=CV1400-E1487,0,H1487*H1396*H1397*J1396/(H1398*4))","v":{"$error":"#VALUE!"}},{"$f":"IF(H1398<=CW1400-E1487,0,H1487*H1396*H1397*J1396/(H1398*4))","v":{"$error":"#VALUE!"}},{"$f":"IF(H1398<=CX1400-E1487,0,H1487*H1396*H1397*J1396/(H1398*4))","v":{"$error":"#VALUE!"}},{"$f":"IF(H1398<=CY1400-E1487,0,H1487*H1396*H1397*J1396/(H1398*4))","v":{"$error":"#VALUE!"}},{"$f":"IF(H1398<=CZ1400-E1487,0,H1487*H1396*H1397*J1396/(H1398*4))","v":{"$error":"#VALUE!"}}]
[{"$nulls":4},{"v":23,"d":"23.00"},{"$f":"$DF$91","v":{"v":0,"d":"0.000"}},{"$f":"IF(SUM(F1401:F1489)-H1399<=0,0,SUM(F1401:F1489)-H1399)","v":{"v":0,"d":"0.00"}},{"v":0,"d":"0.000"},{"$nulls":88},{"$f":"IF(H1398<=CS1400-E1489,0,H1489*H1396*H1397*J1396/(H1398*4))","v":{"$error":"#VALUE!"}},{"$f":"IF(H1398<=CT1400-E1489,0,H1489*H1396*H1397*J1396/(H1398*4))","v":{"$error":"#VALUE!"}},{"$f":"IF(H1398<=CU1400-E1489,0,H1489*H1396*H1397*J1396/(H1398*4))","v":{"$error":"#VALUE!"}},{"$f":"IF(H1398<=CV1400-E1489,0,H1489*H1396*H1397*J1396/(H1398*4))","v":{"$error":"#VALUE!"}},{"$f":"IF(H1398<=CW1400-E1489,0,H1489*H1396*H1397*J1396/(H1398*4))","v":{"$error":"#VALUE!"}},{"$f":"IF(H1398<=CX1400-E1489,0,H1489*H1396*H1397*J1396/(H1398*4))","v":{"$error":"#VALUE!"}},{"$f":"IF(H1398<=CY1400-E1489,0,H1489*H1396*H1397*J1396/(H1398*4))","v":{"$error":"#VALUE!"}},{"$f":"IF(H1398<=CZ1400-E1489,0,H1489*H1396*H1397*J1396/(H1398*4))","v":{"$error":"#VALUE!"}}]
[{"$nulls":4},23.25,{"$f":"$DF$92","v":{"v":0,"d":"0.000"}},{"$f":"IF(SUM(F1401:F1490)-H1399<=0,0,SUM(F1401:F1490)-H1399)","v":{"v":0,"d":"0.00"}},{"v":0,"d":"0.000"},{"$nulls":89},{"$f":"IF(H1398<=CT1400-E1490,0,H1490*H1396*H1397*J1396/(H1398*4))","v":{"$error":"#VALUE!"}},{"$f":"IF(H1398<=CU1400-E1490,0,H1490*H1396*H1397*J1396/(H1398*4))","v":{"$error":"#VALUE!"}},{"$f":"IF(H1398<=CV1400-E1490,0,H1490*H1396*H1397*J1396/(H1398*4))","v":{"$error":"#VALUE!"}},{"$f":"IF(H1398<=CW1400-E1490,0,H1490*H1396*H1397*J1396/(H1398*4))","v":{"$error":"#VALUE!"}},{"$f":"IF(H1398<=CX1400-E1490,0,H1490*H1396*H1397*J1396/(H1398*4))","v":{"$error":"#VALUE!"}},{"$f":"IF(H1398<=CY1400-E1490,0,H1490*H1396*H1397*J1396/(H1398*4))","v":{"$error":"#VALUE!"}},{"$f":"IF(H1398<=CZ1400-E1490,0,H1490*H1396*H1397*J1396/(H1398*4))","v":{"$error":"#VALUE!"}}]
[{"$nulls":4},23.75,{"$f":"$DF$94","v":{"v":0,"d":"0.000"}},{"$f":"IF(SUM(F1401:F1492)-H1399<=0,0,SUM(F1401:F1492)-H1399)","v":{"v":0,"d":"0.00"}},{"v":0,"d":"0.000"},{"$nulls":91},{"$f":"IF(H1398<=CV1400-E1492,0,H1492*H1396*H1397*J1396/(H1398*4))","v":{"$error":"#VALUE!"}},{"$f":"IF(H1398<=CW1400-E1492,0,H1492*H1396*H1397*J1396/(H1398*4))","v":{"$error":"#VALUE!"}},{"$f":"IF(H1398<=CX1400-E1492,0,H1492*H1396*H1397*J1396/(H1398*4))","v":{"$error":"#VALUE!"}},{"$f":"IF(H1398<=CY1400-E1492,0,H1492*H1396*H1397*J1396/(H1398*4))","v":{"$error":"#VALUE!"}},{"$f":"IF(H1398<=CZ1400-E1492,0,H1492*H1396*H1397*J1396/(H1398*4))","v":{"$error":"#VALUE!"}}]
[{"$nulls":4},{"v":24.5,"d":"24.50"},{"$f":"$DF$97","v":{"v":0,"d":"0.000"}},{"$f":"IF(SUM(F1401:F1495)-H1399<=0,0,SUM(F1401:F1495)-H1399)","v":{"v":0,"d":"0.00"}},{"v":0,"d":"0.000"},{"$nulls":94},{"$f":"IF(H1398<=CY1400-E1495,0,H1495*H1396*H1397*J1396/(H1398*4))","v":{"$error":"#VALUE!"}},{"$f":"IF(H1398<=CZ1400-E1495,0,H1495*H1396*H1397*J1396/(H1398*4))","v":{"$error":"#VALUE!"}}]
[{"$f":"CONCATENATE(H1395,C1498)","v":"CSO 01111a."},"11. Runoff Generated","11a.","Stormwater runoff (MG). ",null,null,{"$f":"C1498","v":"11a."},null,{"$f":"SUM(I1401:I1496)","v":{"$error":"#VALUE!"}},{"$f":"SUM(J1401:J1496)","v":{"$error":"#VALUE!"}},{"$error":"#VALUE!"},{"$error":"#VALUE!"},{"$error":"#VALUE!"},{"$error":"#VALUE!"},{"$error":"#VALUE!"},{"$error":"#VALUE!"},{"$error":"#VALUE!"},{"$error":"#VALUE!"},{"$error":"#VALUE!"},{"$error":"#VALUE!"},{"$error":"#VALUE!"},{"$error":"#VALUE!"},{"$error":"#VALUE!"},{"$error":"#VALUE!"},{"$error":"#VALUE!"},{"$error":"#VALUE!"},{"$error":"#VALUE!"},{"$error":"#VALUE!"},{"$error":"#VALUE!"},{"$error":"#VALUE!"},{"$error":"#VALUE!"},{"$error":"#VALUE!"},{"$error":"#VALUE!"},{"$error":"#VALUE!"},{"$error":"#VALUE!"},{"$error":"#VALUE!"},{"$error":"#VALUE!"},{"$error":"#VALUE!"},{"$error":"#VALUE!"},{"$error":"#VALUE!"},{"$error":"#VALUE!"},{"$error":"#VALUE!"},{"$error":"#VALUE!"},{"$error":"#VALUE!"},{"$error":"#VALUE!"},{"$error":"#VALUE!"},{"$error":"#VALUE!"},{"$error":"#VALUE!"},{"$error":"#VALUE!"},{"$error":"#VALUE!"},{"$error":"#VALUE!"},{"$error":"#VALUE!"},{"$error":"#VALUE!"},{"$error":"#VALUE!"},{"$error":"#VALUE!"},{"$error":"#VALUE!"},{"$error":"#VALUE!"},{"$error":"#VALUE!"},{"$error":"#VALUE!"},{"$error":"#VALUE!"},{"$error":"#VALUE!"},{"$error":"#VALUE!"},{"$error":"#VALUE!"},{"$error":"#VALUE!"},{"$error":"#VALUE!"},{"$error":"#VALUE!"},{"$error":"#VALUE!"},{"$error":"#VALUE!"},{"$error":"#VALUE!"},{"$error":"#VALUE!"},{"$error":"#VALUE!"},{"$error":"#VALUE!"},{"$error":"#VALUE!"},{"$f":"SUM(BV1401:BV1496)","v":{"$error":"#VALUE!"}},{"$error":"#VALUE!"},{"$error":"#VALUE!"},{"$error":"#VALUE!"},{"$error":"#VALUE!"},{"$error":"#VALUE!"},{"$error":"#VALUE!"},{"$error":"#VALUE!"},{"$error":"#VALUE!"},{"$error":"#VALUE!"},{"$error":"#VALUE!"},{"$error":"#VALUE!"},{"$error":"#VALUE!"},{"$error":"#VALUE!"},{"$error":"#VALUE!"},{"$error":"#VALUE!"},{"$error":"#VALUE!"},{"$error":"#VALUE!"},{"$error":"#VALUE!"},{"$error":"#VALUE!"},{"$error":"#VALUE!"},{"$error":"#VALUE!"},{"$error":"#VALUE!"},{"$error":"#VALUE!"},{"$error":"#VALUE!"},{"$error":"#VALUE!"},{"$error":"#VALUE!"},{"$error":"#VALUE!"},{"$error":"#VALUE!"},{"$error":"#VALUE!"},{"$error":"#VALUE!"},{"$f":"SUM(I1498:CZ1498)","v":{"$error":"#VALUE!"}}]
[{"$f":"CONCATENATE(H1395,C1501)","v":"CSO 011"},null,null,"Excess volume after GI saturation, cumulative (MG). Subtract Line 12b from 12c.",{"$nulls":4},{"$f":"IF(SUM($I1500:I1500)-$H1499<=0,0,SUM($I1500:I1500)-$H1499)","v":{"$error":"#VALUE!"}},{"$f":"IF(SUM($I1500:J1500)-$H1499<=0,0,SUM($I1500:J1500)-$H1499)","v":{"$error":"#VALUE!"}},{"$f":"IF(SUM($I1500:K1500)-$H1499<=0,0,SUM($I1500:K1500)-$H1499)","v":{"$error":"#VALUE!"}},{"$f":"IF(SUM($I1500:L1500)-$H1499<=0,0,SUM($I1500:L1500)-$H1499)","v":{"$error":"#VALUE!"}},{"$f":"IF(SUM($I1500:M1500)-$H1499<=0,0,SUM($I1500:M1500)-$H1499)","v":{"$error":"#VALUE!"}},{"$f":"IF(SUM($I1500:N1500)-$H1499<=0,0,SUM($I1500:N1500)-$H1499)","v":{"$error":"#VALUE!"}},{"$f":"IF(SUM($I1500:O1500)-$H1499<=0,0,SUM($I1500:O1500)-$H1499)","v":{"$error":"#VALUE!"}},{"$f":"IF(SUM($I1500:P1500)-$H1499<=0,0,SUM($I1500:P1500)-$H1499)","v":{"$error":"#VALUE!"}},{"$f":"IF(SUM($I1500:Q1500)-$H1499<=0,0,SUM($I1500:Q1500)-$H1499)","v":{"$error":"#VALUE!"}},{"$f":"IF(SUM($I1500:R1500)-$H1499<=0,0,SUM($I1500:R1500)-$H1499)","v":{"$error":"#VALUE!"}},{"$f":"IF(SUM($I1500:S1500)-$H1499<=0,0,SUM($I1500:S1500)-$H1499)","v":{"$error":"#VALUE!"}},{"$f":"IF(SUM($I1500:T1500)-$H1499<=0,0,SUM($I1500:T1500)-$H1499)","v":{"$error":"#VALUE!"}},{"$f":"IF(SUM($I1500:U1500)-$H1499<=0,0,SUM($I1500:U1500)-$H1499)","v":{"$error":"#VALUE!"}},{"$f":"IF(SUM($I1500:V1500)-$H1499<=0,0,SUM($I1500:V1500)-$H1499)","v":{"$error":"#VALUE!"}},{"$f":"IF(SUM($I1500:W1500)-$H1499<=0,0,SUM($I1500:W1500)-$H1499)","v":{"$error":"#VALUE!"}},{"$f":"IF(SUM($I1500:X1500)-$H1499<=0,0,SUM($I1500:X1500)-$H1499)","v":{"$error":"#VALUE!"}},{"$f":"IF(SUM($I1500:Y1500)-$H1499<=0,0,SUM($I1500:Y1500)-$H1499)","v":{"$error":"#VALUE!"}},{"$f":"IF(SUM($I1500:Z1500)-$H1499<=0,0,SUM($I1500:Z1500)-$H1499)","v":{"$error":"#VALUE!"}},{"$f":"IF(SUM($I1500:AA1500)-$H1499<=0,0,SUM($I1500:AA1500)-$H1499)","v":{"$error":"#VALUE!"}},{"$f":"IF(SUM($I1500:AB1500)-$H1499<=0,0,SUM($I1500:AB1500)-$H1499)","v":{"$error":"#VALUE!"}},{"$f":"IF(SUM($I1500:AC1500)-$H1499<=0,0,SUM($I1500:AC1500)-$H1499)","v":{"$error":"#VALUE!"}},{"$f":"IF(SUM($I1500:AD1500)-$H1499<=0,0,SUM($I1500:AD1500)-$H1499)","v":{"$error":"#VALUE!"}},{"$f":"IF(SUM($I1500:AE1500)-$H1499<=0,0,SUM($I1500:AE1500)-$H1499)","v":{"$error":"#VALUE!"}},{"$f":"IF(SUM($I1500:AF1500)-$H1499<=0,0,SUM($I1500:AF1500)-$H1499)","v":{"$error":"#VALUE!"}},{"$f":"IF(SUM($I1500:AG1500)-$H1499<=0,0,SUM($I1500:AG1500)-$H1499)","v":{"$error":"#VALUE!"}},{"$f":"IF(SUM($I1500:AH1500)-$H1499<=0,0,SUM($I1500:AH1500)-$H1499)","v":{"$error":"#VALUE!"}},{"$f":"IF(SUM($I1500:AI1500)-$H1499<=0,0,SUM($I1500:AI1500)-$H1499)","v":{"$error":"#VALUE!"}},{"$f":"IF(SUM($I1500:AJ1500)-$H1499<=0,0,SUM($I1500:AJ1500)-$H1499)","v":{"$error":"#VALUE!"}},{"$f":"IF(SUM($I1500:AK1500)-$H1499<=0,0,SUM($I1500:AK1500)-$H1499)","v":{"$error":"#VALUE!"}},{"$f":"IF(SUM($I1500:AL1500)-$H1499<=0,0,SUM($I1500:AL1500)-$H1499)","v":{"$error":"#VALUE!"}},{"$f":"IF(SUM($I1500:AM1500)-$H1499<=0,0,SUM($I1500:AM1500)-$H1499)","v":{"$error":"#VALUE!"}},{"$f":"IF(SUM($I1500:AN1500)-$H1499<=0,0,SUM($I1500:AN1500)-$H1499)","v":{"$error":"#VALUE!"}},{"$f":"IF(SUM($I1500:AO1500)-$H1499<=0,0,SUM($I1500:AO1500)-$H1499)","v":{"$error":"#VALUE!"}},{"$f":"IF(SUM($I1500:AP1500)-$H1499<=0,0,SUM($I1500:AP1500)-$H1499)","v":{"$error":"#VALUE!"}},{"$f":"IF(SUM($I1500:AQ1500)-$H1499<=0,0,SUM($I1500:AQ1500)-$H1499)","v":{"$error":"#VALUE!"}},{"$f":"IF(SUM($I1500:AR1500)-$H1499<=0,0,SUM($I1500:AR1500)-$H1499)","v":{"$error":"#VALUE!"}},{"$f":"IF(SUM($I1500:AS1500)-$H1499<=0,0,SUM($I1500:AS1500)-$H1499)","v":{"$error":"#VALUE!"}},{"$f":"IF(SUM($I1500:AT1500)-$H1499<=0,0,SUM($I1500:AT1500)-$H1499)","v":{"$error":"#VALUE!"}},{"$f":"IF(SUM($I1500:AU1500)-$H1499<=0,0,SUM($I1500:AU1500)-$H1499)","v":{"$error":"#VALUE!"}},{"$f":"IF(SUM($I1500:AV1500)-$H1499<=0,0,SUM($I1500:AV1500)-$H1499)","v":{"$error":"#VALUE!"}},{"$f":"IF(SUM($I1500:AW1500)-$H1499<=0,0,SUM($I1500:AW1500)-$H1499)","v":{"$error":"#VALUE!"}},{"$f":"IF(SUM($I1500:AX1500)-$H1499<=0,0,SUM($I1500:AX1500)-$H1499)","v":{"$error":"#VALUE!"}},{"$f":"IF(SUM($I1500:AY1500)-$H1499<=0,0,SUM($I1500:AY1500)-$H1499)","v":{"$error":"#VALUE!"}},{"$f":"IF(SUM($I1500:AZ1500)-$H1499<=0,0,SUM($I1500:AZ1500)-$H1499)","v":{"$error":"#VALUE!"}},{"$f":"IF(SUM($I1500:BA1500)-$H1499<=0,0,SUM($I1500:BA1500)-$H1499)","v":{"$error":"#VALUE!"}},{"$f":"IF(SUM($I1500:BB1500)-$H1499<=0,0,SUM($I1500:BB1500)-$H1499)","v":{"$error":"#VALUE!"}},{"$f":"IF(SUM($I1500:BC1500)-$H1499<=0,0,SUM($I1500:BC1500)-$H1499)","v":{"$error":"#VALUE!"}},{"$f":"IF(SUM($I1500:BD1500)-$H1499<=0,0,SUM($I1500:BD1500)-$H1499)","v":{"$error":"#VALUE!"}},{"$f":"IF(SUM($I1500:BE1500)-$H1499<=0,0,SUM($I1500:BE1500)-$H1499)","v":{"$error":"#VALUE!"}},{"$f":"IF(SUM($I1500:BF1500)-$H1499<=0,0,SUM($I1500:BF1500)-$H1499)","v":{"$error":"#VALUE!"}},{"$f":"IF(SUM($I1500:BG1500)-$H1499<=0,0,SUM($I1500:BG1500)-$H1499)","v":{"$error":"#VALUE!"}},{"$f":"IF(SUM($I1500:BH1500)-$H1499<=0,0,SUM($I1500:BH1500)-$H1499)","v":{"$error":"#VALUE!"}},{"$f":"IF(SUM($I1500:BI1500)-$H1499<=0,0,SUM($I1500:BI1500)-$H1499)","v":{"$error":"#VALUE!"}},{"$f":"IF(SUM($I1500:BJ1500)-$H1499<=0,0,SUM($I1500:BJ1500)-$H1499)","v":{"$error":"#VALUE!"}},{"$f":"IF(SUM($I1500:BK1500)-$H1499<=0,0,SUM($I1500:BK1500)-$H1499)","v":{"$error":"#VALUE!"}},{"$f":"IF(SUM($I1500:BL1500)-$H1499<=0,0,SUM($I1500:BL1500)-$H1499)","v":{"$error":"#VALUE!"}},{"$f":"IF(SUM($I1500:BM1500)-$H1499<=0,0,SUM($I1500:BM1500)-$H1499)","v":{"$error":"#VALUE!"}},{"$f":"IF(SUM($I1500:BN1500)-$H1499<=0,0,SUM($I1500:BN1500)-$H1499)","v":{"$error":"#VALUE!"}},{"$f":"IF(SUM($I1500:BO1500)-$H1499<=0,0,SUM($I1500:BO1500)-$H1499)","v":{"$error":"#VALUE!"}},{"$f":"IF(SUM($I1500:BP1500)-$H1499<=0,0,SUM($I1500:BP1500)-$H1499)","v":{"$error":"#VALUE!"}},{"$f":"IF(SUM($I1500:BQ1500)-$H1499<=0,0,SUM($I1500:BQ1500)-$H1499)","v":{"$error":"#VALUE!"}},{"$f":"IF(SUM($I1500:BR1500)-$H1499<=0,0,SUM($I1500:BR1500)-$H1499)","v":{"$error":"#VALUE!"}},{"$f":"IF(SUM($I1500:BS1500)-$H1499<=0,0,SUM($I1500:BS1500)-$H1499)","v":{"$error":"#VALUE!"}},{"$f":"IF(SUM($I1500:BT1500)-$H1499<=0,0,SUM($I1500:BT1500)-$H1499)","v":{"$error":"#VALUE!"}},{"$f":"IF(SUM($I1500:BU1500)-$H1499<=0,0,SUM($I1500:BU1500)-$H1499)","v":{"$error":"#VALUE!"}},{"$f":"IF(SUM($I1500:BV1500)-$H1499<=0,0,SUM($I1500:BV1500)-$H1499)","v":{"$error":"#VALUE!"}},{"$f":"IF(SUM($I1500:BW1500)-$H1499<=0,0,SUM($I1500:BW1500)-$H1499)","v":{"$error":"#VALUE!"}},{"$f":"IF(SUM($I1500:BX1500)-$H1499<=0,0,SUM($I1500:BX1500)-$H1499)","v":{"$error":"#VALUE!"}},{"$f":"IF(SUM($I1500:BY1500)-$H1499<=0,0,SUM($I1500:BY1500)-$H1499)","v":{"$error":"#VALUE!"}},{"$f":"IF(SUM($I1500:BZ1500)-$H1499<=0,0,SUM($I1500:BZ1500)-$H1499)","v":{"$error":"#VALUE!"}},{"$f":"IF(SUM($I1500:CA1500)-$H1499<=0,0,SUM($I1500:CA1500)-$H1499)","v":{"$error":"#VALUE!"}},{"$f":"IF(SUM($I1500:CB1500)-$H1499<=0,0,SUM($I1500:CB1500)-$H1499)","v":{"$error":"#VALUE!"}},{"$f":"IF(SUM($I1500:CC1500)-$H1499<=0,0,SUM($I1500:CC1500)-$H1499)","v":{"$error":"#VALUE!"}},{"$f":"IF(SUM($I1500:CD1500)-$H1499<=0,0,SUM($I1500:CD1500)-$H1499)","v":{"$error":"#VALUE!"}},{"$f":"IF(SUM($I1500:CE1500)-$H1499<=0,0,SUM($I1500:CE1500)-$H1499)","v":{"$error":"#VALUE!"}},{"$f":"IF(SUM($I1500:CF1500)-$H1499<=0,0,SUM($I1500:CF1500)-$H1499)","v":{"$error":"#VALUE!"}},{"$f":"IF(SUM($I1500:CG1500)-$H1499<=0,0,SUM($I1500:CG1500)-$H1499)","v":{"$error":"#VALUE!"}},{"$f":"IF(SUM($I1500:CH1500)-$H1499<=0,0,SUM($I1500:CH1500)-$H1499)","v":{"$error":"#VALUE!"}},{"$f":"IF(SUM($I1500:CI1500)-$H1499<=0,0,SUM($I1500:CI1500)-$H1499)","v":{"$error":"#VALUE!"}},{"$f":"IF(SUM($I1500:CJ1500)-$H1499<=0,0,SUM($I1500:CJ1500)-$H1499)","v":{"$error":"#VALUE!"}},{"$f":"IF(SUM($I1500:CK1500)-$H1499<=0,0,SUM($I1500:CK1500)-$H1499)","v":{"$error":"#VALUE!"}},{"$f":"IF(SUM($I1500:CL1500)-$H1499<=0,0,SUM($I1500:CL1500)-$H1499)","v":{"$error":"#VALUE!"}},{"$f":"IF(SUM($I1500:CM1500)-$H1499<=0,0,SUM($I1500:CM1500)-$H1499)","v":{"$error":"#VALUE!"}},{"$f":"IF(SUM($I1500:CN1500)-$H1499<=0,0,SUM($I1500:CN1500)-$H1499)","v":{"$error":"#VALUE!"}},{"$f":"IF(SUM($I1500:CO1500)-$H1499<=0,0,SUM($I1500:CO1500)-$H1499)","v":{"$error":"#VALUE!"}},{"$f":"IF(SUM($I1500:CP1500)-$H1499<=0,0,SUM($I1500:CP1500)-$H1499)","v":{"$error":"#VALUE!"}},{"$f":"IF(SUM($I1500:CQ1500)-$H1499<=0,0,SUM($I1500:CQ1500)-$H1499)","v":{"$error":"#VALUE!"}},{"$f":"IF(SUM($I1500:CR1500)-$H1499<=0,0,SUM($I1500:CR1500)-$H1499)","v":{"$error":"#VALUE!"}},{"$f":"IF(SUM($I1500:CS1500)-$H1499<=0,0,SUM($I1500:CS1500)-$H1499)","v":{"$error":"#VALUE!"}},{"$f":"IF(SUM($I1500:CT1500)-$H1499<=0,0,SUM($I1500:CT1500)-$H1499)","v":{"$error":"#VALUE!"}},{"$f":"IF(SUM($I1500:CU1500)-$H1499<=0,0,SUM($I1500:CU1500)-$H1499)","v":{"$error":"#VALUE!"}},{"$f":"IF(SUM($I1500:CV1500)-$H1499<=0,0,SUM($I1500:CV1500)-$H1499)","v":{"$error":"#VALUE!"}},{"$f":"IF(SUM($I1500:CW1500)-$H1499<=0,0,SUM($I1500:CW1500)-$H1499)","v":{"$error":"#VALUE!"}},{"$f":"IF(SUM($I1500:CX1500)-$H1499<=0,0,SUM($I1500:CX1500)-$H1499)","v":{"$error":"#VALUE!"}},{"$f":"IF(SUM($I1500:CY1500)-$H1499<=0,0,SUM($I1500:CY1500)-$H1499)","v":{"$error":"#VALUE!"}},{"$f":"IF(SUM($I1500:CZ1500)-$H1499<=0,0,SUM($I1500:CZ1500)-$H1499)","v":{"$error":"#VALUE!"}},"NA"]
[{"$f":"CONCATENATE(H1395,C1503)","v":"CSO 01113a."},"13. Runoff Controls","13a.","Total CSO control volume (MG).",null,null,{"$f":"C1503","v":"13a."},{"$f":"HLOOKUP(H1395,'4 - CSO VOLUME'!$E$9:$AS$33,16,FALSE)","v":{"v":0,"d":"0.00"}}]
[{"$f":"CONCATENATE(H1395,C1504)","v":"CSO 01113b."},null,"13b.","Dry weather flow rate (MGD). ",null,null,{"$f":"C1504","v":"13b."},{"$f":"HLOOKUP(H1395,'4 - CSO VOLUME'!$E$9:$AS$33,17,FALSE)","v":{"v":0,"d":"0.00"}},{"$f":"$H1504/(4*24)","v":{"v":0,"d":"0.000"}},{"$f":"$H1504/(4*24)","v":{"v":0,"d":"0.000"}},{"v":0,"d":"0.000"},{"v":0,"d":"0.000"},{"v":0,"d":"0.000"},{"v":0,"d":"0.000"},{"v":0,"d":"0.000"},{"v":0,"d":"0.000"},{"v":0,"d":"0.000"},{"v":0,"d":"0.000"},{"v":0,"d":"0.000"},{"v":0,"d":"0.000"},{"v":0,"d":"0.000"},{"v":0,"d":"0.000"},{"v":0,"d":"0.000"},{"v":0,"d":"0.000"},{"v":0,"d":"0.000"},{"v":0,"d":"0.000"},{"v":0,"d":"0.000"},{"v":0,"d":"0.000"},{"v":0,"d":"0.000"},{"v":0,"d":"0.000"},{"v":0,"d":"0.000"},{"v":0,"d":"0.000"},{"v":0,"d":"0.000"},{"v":0,"d":"0.000"},{"v":0,"d":"0.000"},{"v":0,"d":"0.000"},{"v":0,"d":"0.000"},{"v":0,"d":"0.000"},{"v":0,"d":"0.000"},{"v":0,"d":"0.000"},{"v":0,"d":"0.000"},{"v":0,"d":"0.000"},{"v":0,"d":"0.000"},{"v":0,"d":"0.000"},{"v":0,"d":"0.000"},{"v":0,"d":"0.000"},{"v":0,"d":"0.000"},{"v":0,"d":"0.000"},{"v":0,"d":"0.000"},{"v":0,"d":"0.000"},{"v":0,"d":"0.000"},{"v":0,"d":"0.000"},{"v":0,"d":"0.000"},{"v":0,"d":"0.000"},{"v":0,"d":"0.000"},{"v":0,"d":"0.000"},{"v":0,"d":"0.000"},{"v":0,"d":"0.000"},{"v":0,"d":"0.000"},{"v":0,"d":"0.000"},{"v":0,"d":"0.000"},{"v":0,"d":"0.000"},{"v":0,"d":"0.000"},{"v":0,"d":"0.000"},{"v":0,"d":"0.000"},{"v":0,"d":"0.000"},{"v":0,"d":"0.000"},{"v":0,"d":"0.000"},{"v":0,"d":"0.000"},{"v":0,"d":"0.000"},{"v":0,"d":"0.000"},{"v":0,"d":"0.000"},{"v":0,"d":"0.000"},{"$f":"$H1504/(4*24)","v":{"v":0,"d":"0.000"}},{"v":0,"d":"0.000"},{"v":0,"d":"0.000"},{"v":0,"d":"0.000"},{"v":0,"d":"0.000"},{"v":0,"d":"0.000"},{"v":0,"d":"0.000"},{"v":0,"d":"0.000"},{"v":0,"d":"0.000"},{"v":0,"d":"0.000"},{"v":0,"d":"0.000"},{"v":0,"d":"0.000"},{"v":0,"d":"0.000"},{"v":0,"d":"0.000"},{"v":0,"d":"0.000"},{"v":0,"d":"0.000"},{"v":0,"d":"0.000"},{"v":0,"d":"0.000"},{"v":0,"d":"0.000"},{"v":0,"d":"0.000"},{"v":0,"d":"0.000"},{"v":0,"d":"0.000"},{"v":0,"d":"0.000"},{"v":0,"d":"0.000"},{"v":0,"d":"0.000"},{"v":0,"d":"0.000"},{"v":0,"d":"0.000"},{"v":0,"d":"0.000"},{"v":0,"d":"0.000"},{"v":0,"d":"0.000"},{"v":0,"d":"0.000"}]
[{"$f":"CONCATENATE(H1395,C1506)","v":"CSO 011"},null,null,"Excess stormwater runoff volume, cumulative (MG). Subtract Line 13a from Line 13c.",{"$nulls":4},{"$f":"IF(SUM($I1505:I1505)-$H1503<=0,0,SUM($I1505:I1505)-$H1503)","v":{"$error":"#VALUE!"}},{"$f":"IF(SUM($I1505:J1505)-$H1503<=0,0,SUM($I1505:J1505)-$H1503)","v":{"$error":"#VALUE!"}},{"$f":"IF(SUM($I1505:K1505)-$H1503<=0,0,SUM($I1505:K1505)-$H1503)","v":{"$error":"#VALUE!"}},{"$f":"IF(SUM($I1505:L1505)-$H1503<=0,0,SUM($I1505:L1505)-$H1503)","v":{"$error":"#VALUE!"}},{"$f":"IF(SUM($I1505:M1505)-$H1503<=0,0,SUM($I1505:M1505)-$H1503)","v":{"$error":"#VALUE!"}},{"$f":"IF(SUM($I1505:N1505)-$H1503<=0,0,SUM($I1505:N1505)-$H1503)","v":{"$error":"#VALUE!"}},{"$f":"IF(SUM($I1505:O1505)-$H1503<=0,0,SUM($I1505:O1505)-$H1503)","v":{"$error":"#VALUE!"}},{"$f":"IF(SUM($I1505:P1505)-$H1503<=0,0,SUM($I1505:P1505)-$H1503)","v":{"$error":"#VALUE!"}},{"$f":"IF(SUM($I1505:Q1505)-$H1503<=0,0,SUM($I1505:Q1505)-$H1503)","v":{"$error":"#VALUE!"}},{"$f":"IF(SUM($I1505:R1505)-$H1503<=0,0,SUM($I1505:R1505)-$H1503)","v":{"$error":"#VALUE!"}},{"$f":"IF(SUM($I1505:S1505)-$H1503<=0,0,SUM($I1505:S1505)-$H1503)","v":{"$error":"#VALUE!"}},{"$f":"IF(SUM($I1505:T1505)-$H1503<=0,0,SUM($I1505:T1505)-$H1503)","v":{"$error":"#VALUE!"}},{"$f":"IF(SUM($I1505:U1505)-$H1503<=0,0,SUM($I1505:U1505)-$H1503)","v":{"$error":"#VALUE!"}},{"$f":"IF(SUM($I1505:V1505)-$H1503<=0,0,SUM($I1505:V1505)-$H1503)","v":{"$error":"#VALUE!"}},{"$f":"IF(SUM($I1505:W1505)-$H1503<=0,0,SUM($I1505:W1505)-$H1503)","v":{"$error":"#VALUE!"}},{"$f":"IF(SUM($I1505:X1505)-$H1503<=0,0,SUM($I1505:X1505)-$H1503)","v":{"$error":"#VALUE!"}},{"$f":"IF(SUM($I1505:Y1505)-$H1503<=0,0,SUM($I1505:Y1505)-$H1503)","v":{"$error":"#VALUE!"}},{"$f":"IF(SUM($I1505:Z1505)-$H1503<=0,0,SUM($I1505:Z1505)-$H1503)","v":{"$error":"#VALUE!"}},{"$f":"IF(SUM($I1505:AA1505)-$H1503<=0,0,SUM($I1505:AA1505)-$H1503)","v":{"$error":"#VALUE!"}},{"$f":"IF(SUM($I1505:AB1505)-$H1503<=0,0,SUM($I1505:AB1505)-$H1503)","v":{"$error":"#VALUE!"}},{"$f":"IF(SUM($I1505:AC1505)-$H1503<=0,0,SUM($I1505:AC1505)-$H1503)","v":{"$error":"#VALUE!"}},{"$f":"IF(SUM($I1505:AD1505)-$H1503<=0,0,SUM($I1505:AD1505)-$H1503)","v":{"$error":"#VALUE!"}},{"$f":"IF(SUM($I1505:AE1505)-$H1503<=0,0,SUM($I1505:AE1505)-$H1503)","v":{"$error":"#VALUE!"}},{"$f":"IF(SUM($I1505:AF1505)-$H1503<=0,0,SUM($I1505:AF1505)-$H1503)","v":{"$error":"#VALUE!"}},{"$f":"IF(SUM($I1505:AG1505)-$H1503<=0,0,SUM($I1505:AG1505)-$H1503)","v":{"$error":"#VALUE!"}},{"$f":"IF(SUM($I1505:AH1505)-$H1503<=0,0,SUM($I1505:AH1505)-$H1503)","v":{"$error":"#VALUE!"}},{"$f":"IF(SUM($I1505:AI1505)-$H1503<=0,0,SUM($I1505:AI1505)-$H1503)","v":{"$error":"#VALUE!"}},{"$f":"IF(SUM($I1505:AJ1505)-$H1503<=0,0,SUM($I1505:AJ1505)-$H1503)","v":{"$error":"#VALUE!"}},{"$f":"IF(SUM($I1505:AK1505)-$H1503<=0,0,SUM($I1505:AK1505)-$H1503)","v":{"$error":"#VALUE!"}},{"$f":"IF(SUM($I1505:AL1505)-$H1503<=0,0,SUM($I1505:AL1505)-$H1503)","v":{"$error":"#VALUE!"}},{"$f":"IF(SUM($I1505:AM1505)-$H1503<=0,0,SUM($I1505:AM1505)-$H1503)","v":{"$error":"#VALUE!"}},{"$f":"IF(SUM($I1505:AN1505)-$H1503<=0,0,SUM($I1505:AN1505)-$H1503)","v":{"$error":"#VALUE!"}},{"$f":"IF(SUM($I1505:AO1505)-$H1503<=0,0,SUM($I1505:AO1505)-$H1503)","v":{"$error":"#VALUE!"}},{"$f":"IF(SUM($I1505:AP1505)-$H1503<=0,0,SUM($I1505:AP1505)-$H1503)","v":{"$error":"#VALUE!"}},{"$f":"IF(SUM($I1505:AQ1505)-$H1503<=0,0,SUM($I1505:AQ1505)-$H1503)","v":{"$error":"#VALUE!"}},{"$f":"IF(SUM($I1505:AR1505)-$H1503<=0,0,SUM($I1505:AR1505)-$H1503)","v":{"$error":"#VALUE!"}},{"$f":"IF(SUM($I1505:AS1505)-$H1503<=0,0,SUM($I1505:AS1505)-$H1503)","v":{"$error":"#VALUE!"}},{"$f":"IF(SUM($I1505:AT1505)-$H1503<=0,0,SUM($I1505:AT1505)-$H1503)","v":{"$error":"#VALUE!"}},{"$f":"IF(SUM($I1505:AU1505)-$H1503<=0,0,SUM($I1505:AU1505)-$H1503)","v":{"$error":"#VALUE!"}},{"$f":"IF(SUM($I1505:AV1505)-$H1503<=0,0,SUM($I1505:AV1505)-$H1503)","v":{"$error":"#VALUE!"}},{"$f":"IF(SUM($I1505:AW1505)-$H1503<=0,0,SUM($I1505:AW1505)-$H1503)","v":{"$error":"#VALUE!"}},{"$f":"IF(SUM($I1505:AX1505)-$H1503<=0,0,SUM($I1505:AX1505)-$H1503)","v":{"$error":"#VALUE!"}},{"$f":"IF(SUM($I1505:AY1505)-$H1503<=0,0,SUM($I1505:AY1505)-$H1503)","v":{"$error":"#VALUE!"}},{"$f":"IF(SUM($I1505:AZ1505)-$H1503<=0,0,SUM($I1505:AZ1505)-$H1503)","v":{"$error":"#VALUE!"}},{"$f":"IF(SUM($I1505:BA1505)-$H1503<=0,0,SUM($I1505:BA1505)-$H1503)","v":{"$error":"#VALUE!"}},{"$f":"IF(SUM($I1505:BB1505)-$H1503<=0,0,SUM($I1505:BB1505)-$H1503)","v":{"$error":"#VALUE!"}},{"$f":"IF(SUM($I1505:BC1505)-$H1503<=0,0,SUM($I1505:BC1505)-$H1503)","v":{"$error":"#VALUE!"}},{"$f":"IF(SUM($I1505:BD1505)-$H1503<=0,0,SUM($I1505:BD1505)-$H1503)","v":{"$error":"#VALUE!"}},{"$f":"IF(SUM($I1505:BE1505)-$H1503<=0,0,SUM($I1505:BE1505)-$H1503)","v":{"$error":"#VALUE!"}},{"$f":"IF(SUM($I1505:BF1505)-$H1503<=0,0,SUM($I1505:BF1505)-$H1503)","v":{"$error":"#VALUE!"}},{"$f":"IF(SUM($I1505:BG1505)-$H1503<=0,0,SUM($I1505:BG1505)-$H1503)","v":{"$error":"#VALUE!"}},{"$f":"IF(SUM($I1505:BH1505)-$H1503<=0,0,SUM($I1505:BH1505)-$H1503)","v":{"$error":"#VALUE!"}},{"$f":"IF(SUM($I1505:BI1505)-$H1503<=0,0,SUM($I1505:BI1505)-$H1503)","v":{"$error":"#VALUE!"}},{"$f":"IF(SUM($I1505:BJ1505)-$H1503<=0,0,SUM($I1505:BJ1505)-$H1503)","v":{"$error":"#VALUE!"}},{"$f":"IF(SUM($I1505:BK1505)-$H1503<=0,0,SUM($I1505:BK1505)-$H1503)","v":{"$error":"#VALUE!"}},{"$f":"IF(SUM($I1505:BL1505)-$H1503<=0,0,SUM($I1505:BL1505)-$H1503)","v":{"$error":"#VALUE!"}},{"$f":"IF(SUM($I1505:BM1505)-$H1503<=0,0,SUM($I1505:BM1505)-$H1503)","v":{"$error":"#VALUE!"}},{"$f":"IF(SUM($I1505:BN1505)-$H1503<=0,0,SUM($I1505:BN1505)-$H1503)","v":{"$error":"#VALUE!"}},{"$f":"IF(SUM($I1505:BO1505)-$H1503<=0,0,SUM($I1505:BO1505)-$H1503)","v":{"$error":"#VALUE!"}},{"$f":"IF(SUM($I1505:BP1505)-$H1503<=0,0,SUM($I1505:BP1505)-$H1503)","v":{"$error":"#VALUE!"}},{"$f":"IF(SUM($I1505:BQ1505)-$H1503<=0,0,SUM($I1505:BQ1505)-$H1503)","v":{"$error":"#VALUE!"}},{"$f":"IF(SUM($I1505:BR1505)-$H1503<=0,0,SUM($I1505:BR1505)-$H1503)","v":{"$error":"#VALUE!"}},{"$f":"IF(SUM($I1505:BS1505)-$H1503<=0,0,SUM($I1505:BS1505)-$H1503)","v":{"$error":"#VALUE!"}},{"$f":"IF(SUM($I1505:BT1505)-$H1503<=0,0,SUM($I1505:BT1505)-$H1503)","v":{"$error":"#VALUE!"}},{"$f":"IF(SUM($I1505:BU1505)-$H1503<=0,0,SUM($I1505:BU1505)-$H1503)","v":{"$error":"#VALUE!"}},{"$f":"IF(SUM($I1505:BV1505)-$H1503<=0,0,SUM($I1505:BV1505)-$H1503)","v":{"$error":"#VALUE!"}},{"$f":"IF(SUM($I1505:BW1505)-$H1503<=0,0,SUM($I1505:BW1505)-$H1503)","v":{"$error":"#VALUE!"}},{"$f":"IF(SUM($I1505:BX1505)-$H1503<=0,0,SUM($I1505:BX1505)-$H1503)","v":{"$error":"#VALUE!"}},{"$f":"IF(SUM($I1505:BY1505)-$H1503<=0,0,SUM($I1505:BY1505)-$H1503)","v":{"$error":"#VALUE!"}},{"$f":"IF(SUM($I1505:BZ1505)-$H1503<=0,0,SUM($I1505:BZ1505)-$H1503)","v":{"$error":"#VALUE!"}},{"$f":"IF(SUM($I1505:CA1505)-$H1503<=0,0,SUM($I1505:CA1505)-$H1503)","v":{"$error":"#VALUE!"}},{"$f":"IF(SUM($I1505:CB1505)-$H1503<=0,0,SUM($I1505:CB1505)-$H1503)","v":{"$error":"#VALUE!"}},{"$f":"IF(SUM($I1505:CC1505)-$H1503<=0,0,SUM($I1505:CC1505)-$H1503)","v":{"$error":"#VALUE!"}},{"$f":"IF(SUM($I1505:CD1505)-$H1503<=0,0,SUM($I1505:CD1505)-$H1503)","v":{"$error":"#VALUE!"}},{"$f":"IF(SUM($I1505:CE1505)-$H1503<=0,0,SUM($I1505:CE1505)-$H1503)","v":{"$error":"#VALUE!"}},{"$f":"IF(SUM($I1505:CF1505)-$H1503<=0,0,SUM($I1505:CF1505)-$H1503)","v":{"$error":"#VALUE!"}},{"$f":"IF(SUM($I1505:CG1505)-$H1503<=0,0,SUM($I1505:CG1505)-$H1503)","v":{"$error":"#VALUE!"}},{"$f":"IF(SUM($I1505:CH1505)-$H1503<=0,0,SUM($I1505:CH1505)-$H1503)","v":{"$error":"#VALUE!"}},{"$f":"IF(SUM($I1505:CI1505)-$H1503<=0,0,SUM($I1505:CI1505)-$H1503)","v":{"$error":"#VALUE!"}},{"$f":"IF(SUM($I1505:CJ1505)-$H1503<=0,0,SUM($I1505:CJ1505)-$H1503)","v":{"$error":"#VALUE!"}},{"$f":"IF(SUM($I1505:CK1505)-$H1503<=0,0,SUM($I1505:CK1505)-$H1503)","v":{"$error":"#VALUE!"}},{"$f":"IF(SUM($I1505:CL1505)-$H1503<=0,0,SUM($I1505:CL1505)-$H1503)","v":{"$error":"#VALUE!"}},{"$f":"IF(SUM($I1505:CM1505)-$H1503<=0,0,SUM($I1505:CM1505)-$H1503)","v":{"$error":"#VALUE!"}},{"$f":"IF(SUM($I1505:CN1505)-$H1503<=0,0,SUM($I1505:CN1505)-$H1503)","v":{"$error":"#VALUE!"}},{"$f":"IF(SUM($I1505:CO1505)-$H1503<=0,0,SUM($I1505:CO1505)-$H1503)","v":{"$error":"#VALUE!"}},{"$f":"IF(SUM($I1505:CP1505)-$H1503<=0,0,SUM($I1505:CP1505)-$H1503)","v":{"$error":"#VALUE!"}},{"$f":"IF(SUM($I1505:CQ1505)-$H1503<=0,0,SUM($I1505:CQ1505)-$H1503)","v":{"$error":"#VALUE!"}},{"$f":"IF(SUM($I1505:CR1505)-$H1503<=0,0,SUM($I1505:CR1505)-$H1503)","v":{"$error":"#VALUE!"}},{"$f":"IF(SUM($I1505:CS1505)-$H1503<=0,0,SUM($I1505:CS1505)-$H1503)","v":{"$error":"#VALUE!"}},{"$f":"IF(SUM($I1505:CT1505)-$H1503<=0,0,SUM($I1505:CT1505)-$H1503)","v":{"$error":"#VALUE!"}},{"$f":"IF(SUM($I1505:CU1505)-$H1503<=0,0,SUM($I1505:CU1505)-$H1503)","v":{"$error":"#VALUE!"}},{"$f":"IF(SUM($I1505:CV1505)-$H1503<=0,0,SUM($I1505:CV1505)-$H1503)","v":{"$error":"#VALUE!"}},{"$f":"IF(SUM($I1505:CW1505)-$H1503<=0,0,SUM($I1505:CW1505)-$H1503)","v":{"$error":"#VALUE!"}},{"$f":"IF(SUM($I1505:CX1505)-$H1503<=0,0,SUM($I1505:CX1505)-$H1503)","v":{"$error":"#VALUE!"}},{"$f":"IF(SUM($I1505:CY1505)-$H1503<=0,0,SUM($I1505:CY1505)-$H1503)","v":{"$error":"#VALUE!"}},{"$f":"IF(SUM($I1505:CZ1505)-$H1503<=0,0,SUM($I1505:CZ1505)-$H1503)","v":{"$error":"#VALUE!"}},"NA"]
[{"$f":"CONCATENATE(H1395,C1509)","v":"CSO 01114b."},null,"14b.","Total CSO volume (MG). Divide Line 14a by 24, then subtract from Line 13d at hourly increments.",null,null,"14b.",null,{"$f":"IF(I1507-($H1508/(4*24))<0,0,I1507-($H1508/(4*24)))","v":{"$error":"#VALUE!"}},{"$f":"IF(J1507-($H1508/(4*24))<0,0,J1507-($H1508/(4*24)))","v":{"$error":"#VALUE!"}},{"$error":"#VALUE!"},{"$error":"#VALUE!"},{"$error":"#VALUE!"},{"$error":"#VALUE!"},{"$error":"#VALUE!"},{"$error":"#VALUE!"},{"$error":"#VALUE!"},{"$error":"#VALUE!"},{"$error":"#VALUE!"},{"$error":"#VALUE!"},{"$error":"#VALUE!"},{"$error":"#VALUE!"},{"$error":"#VALUE!"},{"$error":"#VALUE!"},{"$error":"#VALUE!"},{"$error":"#VALUE!"},{"$error":"#VALUE!"},{"$error":"#VALUE!"},{"$error":"#VALUE!"},{"$error":"#VALUE!"},{"$error":"#VALUE!"},{"$error":"#VALUE!"},{"$error":"#VALUE!"},{"$error":"#VALUE!"},{"$error":"#VALUE!"},{"$error":"#VALUE!"},{"$error":"#VALUE!"},{"$error":"#VALUE!"},{"$error":"#VALUE!"},{"$error":"#VALUE!"},{"$error":"#VALUE!"},{"$error":"#VALUE!"},{"$error":"#VALUE!"},{"$error":"#VALUE!"},{"$error":"#VALUE!"},{"$error":"#VALUE!"},{"$error":"#VALUE!"},{"$error":"#VALUE!"},{"$error":"#VALUE!"},{"$error":"#VALUE!"},{"$error":"#VALUE!"},{"$error":"#VALUE!"},{"$error":"#VALUE!"},{"$error":"#VALUE!"},{"$error":"#VALUE!"},{"$error":"#VALUE!"},{"$error":"#VALUE!"},{"$error":"#VALUE!"},{"$error":"#VALUE!"},{"$error":"#VALUE!"},{"$error":"#VALUE!"},{"$error":"#VALUE!"},{"$error":"#VALUE!"},{"$error":"#VALUE!"},{"$error":"#VALUE!"},{"$error":"#VALUE!"},{"$error":"#VALUE!"},{"$error":"#VALUE!"},{"$error":"#VALUE!"},{"$error":"#VALUE!"},{"$error":"#VALUE!"},{"$error":"#VALUE!"},{"$error":"#VALUE!"},{"$f":"IF(BV1507-($H1508/(4*24))<0,0,BV1507-($H1508/(4*24)))","v":{"$error":"#VALUE!"}},{"$error":"#VALUE!"},{"$error":"#VALUE!"},{"$error":"#VALUE!"},{"$error":"#VALUE!"},{"$error":"#VALUE!"},{"$error":"#VALUE!"},{"$error":"#VALUE!"},{"$error":"#VALUE!"},{"$error":"#VALUE!"},{"$error":"#VALUE!"},{"$error":"#VALUE!"},{"$error":"#VALUE!"},{"$error":"#VALUE!"},{"$error":"#VALUE!"},{"$error":"#VALUE!"},{"$error":"#VALUE!"},{"$error":"#VALUE!"},{"$error":"#VALUE!"},{"$error":"#VALUE!"},{"$error":"#VALUE!"},{"$error":"#VALUE!"},{"$error":"#VALUE!"},{"$error":"#VALUE!"},{"$error":"#VALUE!"},{"$error":"#VALUE!"},{"$error":"#VALUE!"},{"$error":"#VALUE!"},{"$error":"#VALUE!"},{"$error":"#VALUE!"},{"$error":"#VALUE!"},{"$f":"SUM(I1509:CZ1509)","v":{"$error":"#VALUE!"}}]
[{"$f":"CONCATENATE(H1395,C1512)","v":"CSO 01114e."},null,"14e.","Untreated CSO volume (MG). Difference between hourly values for Line 14b and line 14d.",null,null,"14e.",null,{"$f":"I1509-I1511","v":{"$error":"#VALUE!"}},{"$f":"J1509-J1511","v":{"$error":"#VALUE!"}},{"$error":"#VALUE!"},{"$error":"#VALUE!"},{"$error":"#VALUE!"},{"$error":"#VALUE!"},{"$error":"#VALUE!"},{"$error":"#VALUE!"},{"$error":"#VALUE!"},{"$error":"#VALUE!"},{"$error":"#VALUE!"},{"$error":"#VALUE!"},{"$error":"#VALUE!"},{"$error":"#VALUE!"},{"$error":"#VALUE!"},{"$error":"#VALUE!"},{"$error":"#VALUE!"},{"$error":"#VALUE!"},{"$error":"#VALUE!"},{"$error":"#VALUE!"},{"$error":"#VALUE!"},{"$error":"#VALUE!"},{"$error":"#VALUE!"},{"$error":"#VALUE!"},{"$error":"#VALUE!"},{"$error":"#VALUE!"},{"$error":"#VALUE!"},{"$error":"#VALUE!"},{"$error":"#VALUE!"},{"$error":"#VALUE!"},{"$error":"#VALUE!"},{"$error":"#VALUE!"},{"$error":"#VALUE!"},{"$error":"#VALUE!"},{"$error":"#VALUE!"},{"$error":"#VALUE!"},{"$error":"#VALUE!"},{"$error":"#VALUE!"},{"$error":"#VALUE!"},{"$error":"#VALUE!"},{"$error":"#VALUE!"},{"$error":"#VALUE!"},{"$error":"#VALUE!"},{"$error":"#VALUE!"},{"$error":"#VALUE!"},{"$error":"#VALUE!"},{"$error":"#VALUE!"},{"$error":"#VALUE!"},{"$error":"#VALUE!"},{"$error":"#VALUE!"},{"$error":"#VALUE!"},{"$error":"#VALUE!"},{"$error":"#VALUE!"},{"$error":"#VALUE!"},{"$error":"#VALUE!"},{"$error":"#VALUE!"},{"$error":"#VALUE!"},{"$error":"#VALUE!"},{"$error":"#VALUE!"},{"$error":"#VALUE!"},{"$error":"#VALUE!"},{"$error":"#VALUE!"},{"$error":"#VALUE!"},{"$error":"#VALUE!"},{"$error":"#VALUE!"},{"$f":"BV1509-BV1511","v":{"$error":"#VALUE!"}},{"$error":"#VALUE!"},{"$error":"#VALUE!"},{"$error":"#VALUE!"},{"$error":"#VALUE!"},{"$error":"#VALUE!"},{"$error":"#VALUE!"},{"$error":"#VALUE!"},{"$error":"#VALUE!"},{"$error":"#VALUE!"},{"$error":"#VALUE!"},{"$error":"#VALUE!"},{"$error":"#VALUE!"},{"$error":"#VALUE!"},{"$error":"#VALUE!"},{"$error":"#VALUE!"},{"$error":"#VALUE!"},{"$error":"#VALUE!"},{"$error":"#VALUE!"},{"$error":"#VALUE!"},{"$error":"#VALUE!"},{"$error":"#VALUE!"},{"$error":"#VALUE!"},{"$error":"#VALUE!"},{"$error":"#VALUE!"},{"$error":"#VALUE!"},{"$error":"#VALUE!"},{"$error":"#VALUE!"},{"$error":"#VALUE!"},{"$error":"#VALUE!"},{"$error":"#VALUE!"},{"$f":"SUM(I1512:CZ1512)","v":{"$error":"#VALUE!"}}]
[]
[{"$nulls":6},"Area (acres):",{"$f":"HLOOKUP(H1516,'2 - CSO INPUT'!$E$9:$AS$19,6,FALSE)","v":0},null,{"$f":"43560*7.48/(12*1000000)","v":0.027152400000000004},"MG",{"$f":"\"=\"","v":"="},1,"in-ac/hr"]
[{"$nulls":6},"ISA:",{"$f":"HLOOKUP(H1516,'2 - CSO INPUT'!$E$9:$AS$19,7,FALSE)","v":{"v":0,"d":"0%"}}]
[{"$nulls":4},1,{"$f":"$DF$3","v":{"v":0,"d":"0.000"}},{"$f":"IF(SUM(F1522:F1522)-H1520<=0,0,SUM(F1522:F1522)-H1520)","v":{"v":0,"d":"0.00"}},{"$f":"G1522-0","v":{"v":0,"d":"0.000"}},{"$f":"IF(H1519<=I1521-E1522,0,H1522*H1517*H1518*J1517/(H1519*4))","v":{"$error":"#VALUE!"}},{"$f":"IF(H1519<=J1521-E1522,0,H1522*H1517*H1518*J1517/(H1519*4))","v":{"$error":"#VALUE!"}},{"$f":"IF(H1519<=K1521-E1522,0,H1522*H1517*H1518*J1517/(H1519*4))","v":{"$error":"#VALUE!"}},{"$f":"IF(H1519<=L1521-E1522,0,H1522*H1517*H1518*J1517/(H1519*4))","v":{"$error":"#VALUE!"}},{"$f":"IF(H1519<=M1521-E1522,0,H1522*H1517*H1518*J1517/(H1519*4))","v":{"$error":"#VALUE!"}},{"$f":"IF(H1519<=N1521-E1522,0,H1522*H1517*H1518*J1517/(H1519*4))","v":{"$error":"#VALUE!"}},{"$f":"IF(H1519<=O1521-E1522,0,H1522*H1517*H1518*J1517/(H1519*4))","v":{"$error":"#VALUE!"}},{"$f":"IF(H1519<=P1521-E1522,0,H1522*H1517*H1518*J1517/(H1519*4))","v":{"$error":"#VALUE!"}},{"$f":"IF(H1519<=Q1521-E1522,0,H1522*H1517*H1518*J1517/(H1519*4))","v":{"$error":"#VALUE!"}},{"$f":"IF(H1519<=R1521-E1522,0,H1522*H1517*H1518*J1517/(H1519*4))","v":{"$error":"#VALUE!"}},{"$f":"IF(H1519<=S1521-E1522,0,H1522*H1517*H1518*J1517/(H1519*4))","v":{"$error":"#VALUE!"}},{"$f":"IF(H1519<=T1521-E1522,0,H1522*H1517*H1518*J1517/(H1519*4))","v":{"$error":"#VALUE!"}},{"$f":"IF(H1519<=U1521-E1522,0,H1522*H1517*H1518*J1517/(H1519*4))","v":{"$error":"#VALUE!"}}]
[{"$nulls":4},1.25,{"$f":"$DF$4","v":{"v":0,"d":"0.000"}},{"$f":"IF(SUM(F1522:F1523)-H1520<=0,0,SUM(F1522:F1523)-H1520)","v":{"v":0,"d":"0.00"}},{"$f":"G1523-G1522","v":{"v":0,"d":"0.000"}},null,{"$f":"IF(H1519<=J1521-E1523,0,H1523*H1517*H1518*J1517/(H1519*4))","v":{"$error":"#VALUE!"}},{"$f":"IF(H1519<=K1521-E1523,0,H1523*H1517*H1518*J1517/(H1519*4))","v":{"$error":"#VALUE!"}},{"$f":"IF(H1519<=L1521-E1523,0,H1523*H1517*H1518*J1517/(H1519*4))","v":{"$error":"#VALUE!"}},{"$f":"IF(H1519<=M1521-E1523,0,H1523*H1517*H1518*J1517/(H1519*4))","v":{"$error":"#VALUE!"}},{"$f":"IF(H1519<=N1521-E1523,0,H1523*H1517*H1518*J1517/(H1519*4))","v":{"$error":"#VALUE!"}},{"$f":"IF(H1519<=O1521-E1523,0,H1523*H1517*H1518*J1517/(H1519*4))","v":{"$error":"#VALUE!"}},{"$f":"IF(H1519<=P1521-E1523,0,H1523*H1517*H1518*J1517/(H1519*4))","v":{"$error":"#VALUE!"}},{"$f":"IF(H1519<=Q1521-E1523,0,H1523*H1517*H1518*J1517/(H1519*4))","v":{"$error":"#VALUE!"}},{"$f":"IF(H1519<=R1521-E1523,0,H1523*H1517*H1518*J1517/(H1519*4))","v":{"$error":"#VALUE!"}},{"$f":"IF(H1519<=S1521-E1523,0,H1523*H1517*H1518*J1517/(H1519*4))","v":{"$error":"#VALUE!"}},{"$f":"IF(H1519<=T1521-E1523,0,H1523*H1517*H1518*J1517/(H1519*4))","v":{"$error":"#VALUE!"}},{"$f":"IF(H1519<=U1521-E1523,0,H1523*H1517*H1518*J1517/(H1519*4))","v":{"$error":"#VALUE!"}},{"$f":"IF(H1519<=V1521-E1523,0,H1523*H1517*H1518*J1517/(H1519*4))","v":{"$error":"#VALUE!"}}]
[{"$nulls":4},{"v":2,"d":"2.00"},{"$f":"$DF$7","v":{"v":0,"d":"0.000"}},{"$f":"IF(SUM(F1522:F1526)-H1520<=0,0,SUM(F1522:F1526)-H1520)","v":{"v":0,"d":"0.00"}},{"v":0,"d":"0.000"},{"$nulls":4},{"$f":"IF(H1519<=M1521-E1526,0,H1526*H1517*H1518*J1517/(H1519*4))","v":{"$error":"#VALUE!"}},{"$f":"IF(H1519<=N1521-E1526,0,H1526*H1517*H1518*J1517/(H1519*4))","v":{"$error":"#VALUE!"}},{"$f":"IF(H1519<=O1521-E1526,0,H1526*H1517*H1518*J1517/(H1519*4))","v":{"$error":"#VALUE!"}},{"$f":"IF(H1519<=P1521-E1526,0,H1526*H1517*H1518*J1517/(H1519*4))","v":{"$error":"#VALUE!"}},{"$f":"IF(H1519<=Q1521-E1526,0,H1526*H1517*H1518*J1517/(H1519*4))","v":{"$error":"#VALUE!"}},{"$f":"IF(H1519<=R1521-E1526,0,H1526*H1517*H1518*J1517/(H1519*4))","v":{"$error":"#VALUE!"}},{"$f":"IF(H1519<=S1521-E1526,0,H1526*H1517*H1518*J1517/(H1519*4))","v":{"$error":"#VALUE!"}},{"$f":"IF(H1519<=T1521-E1526,0,H1526*H1517*H1518*J1517/(H1519*4))","v":{"$error":"#VALUE!"}},{"$f":"IF(H1519<=U1521-E1526,0,H1526*H1517*H1518*J1517/(H1519*4))","v":{"$error":"#VALUE!"}},{"$f":"IF(H1519<=V1521-E1526,0,H1526*H1517*H1518*J1517/(H1519*4))","v":{"$error":"#VALUE!"}},{"$f":"IF(H1519<=W1521-E1526,0,H1526*H1517*H1518*J1517/(H1519*4))","v":{"$error":"#VALUE!"}},{"$f":"IF(H1519<=X1521-E1526,0,H1526*H1517*H1518*J1517/(H1519*4))","v":{"$error":"#VALUE!"}},{"$f":"IF(H1519<=Y1521-E1526,0,H1526*H1517*H1518*J1517/(H1519*4))","v":{"$error":"#VALUE!"}}]
[{"$nulls":4},2.25,{"$f":"$DF$8","v":{"v":0,"d":"0.000"}},{"$f":"IF(SUM(F1522:F1527)-H1520<=0,0,SUM(F1522:F1527)-H1520)","v":{"v":0,"d":"0.00"}},{"v":0,"d":"0.000"},{"$nulls":5},{"$f":"IF(H1519<=N1521-E1527,0,H1527*H1517*H1518*J1517/(H1519*4))","v":{"$error":"#VALUE!"}},{"$f":"IF(H1519<=O1521-E1527,0,H1527*H1517*H1518*J1517/(H1519*4))","v":{"$error":"#VALUE!"}},{"$f":"IF(H1519<=P1521-E1527,0,H1527*H1517*H1518*J1517/(H1519*4))","v":{"$error":"#VALUE!"}},{"$f":"IF(H1519<=Q1521-E1527,0,H1527*H1517*H1518*J1517/(H1519*4))","v":{"$error":"#VALUE!"}},{"$f":"IF(H1519<=R1521-E1527,0,H1527*H1517*H1518*J1517/(H1519*4))","v":{"$error":"#VALUE!"}},{"$f":"IF(H1519<=S1521-E1527,0,H1527*H1517*H1518*J1517/(H1519*4))","v":{"$error":"#VALUE!"}},{"$f":"IF(H1519<=T1521-E1527,0,H1527*H1517*H1518*J1517/(H1519*4))","v":{"$error":"#VALUE!"}},{"$f":"IF(H1519<=U1521-E1527,0,H1527*H1517*H1518*J1517/(H1519*4))","v":{"$error":"#VALUE!"}},{"$f":"IF(H1519<=V1521-E1527,0,H1527*H1517*H1518*J1517/(H1519*4))","v":{"$error":"#VALUE!"}},{"$f":"IF(H1519<=W1521-E1527,0,H1527*H1517*H1518*J1517/(H1519*4))","v":{"$error":"#VALUE!"}},{"$f":"IF(H1519<=X1521-E1527,0,H1527*H1517*H1518*J1517/(H1519*4))","v":{"$error":"#VALUE!"}},{"$f":"IF(H1519<=Y1521-E1527,0,H1527*H1517*H1518*J1517/(H1519*4))","v":{"$error":"#VALUE!"}},{"$f":"IF(H1519<=Z1521-E1527,0,H1527*H1517*H1518*J1517/(H1519*4))","v":{"$error":"#VALUE!"}}]
[{"$nulls":4},{"v":3,"d":"3.00"},{"$f":"$DF$11","v":{"v":0,"d":"0.000"}},{"$f":"IF(SUM(F1522:F1530)-H1520<=0,0,SUM(F1522:F1530)-H1520)","v":{"v":0,"d":"0.00"}},{"v":0,"d":"0.000"},{"$nulls":8},{"$f":"IF(H1519<=Q1521-E1530,0,H1530*H1517*H1518*J1517/(H1519*4))","v":{"$error":"#VALUE!"}},{"$f":"IF(H1519<=R1521-E1530,0,H1530*H1517*H1518*J1517/(H1519*4))","v":{"$error":"#VALUE!"}},{"$f":"IF(H1519<=S1521-E1530,0,H1530*H1517*H1518*J1517/(H1519*4))","v":{"$error":"#VALUE!"}},{"$f":"IF(H1519<=T1521-E1530,0,H1530*H1517*H1518*J1517/(H1519*4))","v":{"$error":"#VALUE!"}},{"$f":"IF(H1519<=U1521-E1530,0,H1530*H1517*H1518*J1517/(H1519*4))","v":{"$error":"#VALUE!"}},{"$f":"IF(H1519<=V1521-E1530,0,H1530*H1517*H1518*J1517/(H1519*4))","v":{"$error":"#VALUE!"}},{"$f":"IF(H1519<=W1521-E1530,0,H1530*H1517*H1518*J1517/(H1519*4))","v":{"$error":"#VALUE!"}},{"$f":"IF(H1519<=X1521-E1530,0,H1530*H1517*H1518*J1517/(H1519*4))","v":{"$error":"#VALUE!"}},{"$f":"IF(H1519<=Y1521-E1530,0,H1530*H1517*H1518*J1517/(H1519*4))","v":{"$error":"#VALUE!"}},{"$f":"IF(H1519<=Z1521-E1530,0,H1530*H1517*H1518*J1517/(H1519*4))","v":{"$error":"#VALUE!"}},{"$f":"IF(H1519<=AA1521-E1530,0,H1530*H1517*H1518*J1517/(H1519*4))","v":{"$error":"#VALUE!"}},{"$f":"IF(H1519<=AB1521-E1530,0,H1530*H1517*H1518*J1517/(H1519*4))","v":{"$error":"#VALUE!"}},{"$f":"IF(H1519<=AC1521-E1530,0,H1530*H1517*H1518*J1517/(H1519*4))","v":{"$error":"#VALUE!"}}]
[{"$nulls":4},{"v":3.5,"d":"3.50"},{"$f":"$DF$13","v":{"v":0,"d":"0.000"}},{"$f":"IF(SUM(F1522:F1532)-H1520<=0,0,SUM(F1522:F1532)-H1520)","v":{"v":0,"d":"0.00"}},{"v":0,"d":"0.000"},{"$nulls":10},{"$f":"IF(H1519<=S1521-E1532,0,H1532*H1517*H1518*J1517/(H1519*4))","v":{"$error":"#VALUE!"}},{"$f":"IF(H1519<=T1521-E1532,0,H1532*H1517*H1518*J1517/(H1519*4))","v":{"$error":"#VALUE!"}},{"$f":"IF(H1519<=U1521-E1532,0,H1532*H1517*H1518*J1517/(H1519*4))","v":{"$error":"#VALUE!"}},{"$f":"IF(H1519<=V1521-E1532,0,H1532*H1517*H1518*J1517/(H1519*4))","v":{"$error":"#VALUE!"}},{"$f":"IF(H1519<=W1521-E1532,0,H1532*H1517*H1518*J1517/(H1519*4))","v":{"$error":"#VALUE!"}},{"$f":"IF(H1519<=X1521-E1532,0,H1532*H1517*H1518*J1517/(H1519*4))","v":{"$error":"#VALUE!"}},{"$f":"IF(H1519<=Y1521-E1532,0,H1532*H1517*H1518*J1517/(H1519*4))","v":{"$error":"#VALUE!"}},{"$f":"IF(H1519<=Z1521-E1532,0,H1532*H1517*H1518*J1517/(H1519*4))","v":{"$error":"#VALUE!"}},{"$f":"IF(H1519<=AA1521-E1532,0,H1532*H1517*H1518*J1517/(H1519*4))","v":{"$error":"#VALUE!"}},{"$f":"IF(H1519<=AB1521-E1532,0,H1532*H1517*H1518*J1517/(H1519*4))","v":{"$error":"#VALUE!"}},{"$f":"IF(H1519<=AC1521-E1532,0,H1532*H1517*H1518*J1517/(H1519*4))","v":{"$error":"#VALUE!"}},{"$f":"IF(H1519<=AD1521-E1532,0,H1532*H1517*H1518*J1517/(H1519*4))","v":{"$error":"#VALUE!"}},{"$f":"IF(H1519<=AE1521-E1532,0,H1532*H1517*H1518*J1517/(H1519*4))","v":{"$error":"#VALUE!"}}]
[{"$nulls":4},4.25,{"$f":"$DF$16","v":{"v":0,"d":"0.000"}},{"$f":"IF(SUM(F1522:F1535)-H1520<=0,0,SUM(F1522:F1535)-H1520)","v":{"v":0,"d":"0.00"}},{"v":0,"d":"0.000"},{"$nulls":13},{"$f":"IF(H1519<=V1521-E1535,0,H1535*H1517*H1518*J1517/(H1519*4))","v":{"$error":"#VALUE!"}},{"$f":"IF(H1519<=W1521-E1535,0,H1535*H1517*H1518*J1517/(H1519*4))","v":{"$error":"#VALUE!"}},{"$f":"IF(H1519<=X1521-E1535,0,H1535*H1517*H1518*J1517/(H1519*4))","v":{"$error":"#VALUE!"}},{"$f":"IF(H1519<=Y1521-E1535,0,H1535*H1517*H1518*J1517/(H1519*4))","v":{"$error":"#VALUE!"}},{"$f":"IF(H1519<=Z1521-E1535,0,H1535*H1517*H1518*J1517/(H1519*4))","v":{"$error":"#VALUE!"}},{"$f":"IF(H1519<=AA1521-E1535,0,H1535*H1517*H1518*J1517/(H1519*4))","v":{"$error":"#VALUE!"}},{"$f":"IF(H1519<=AB1521-E1535,0,H1535*H1517*H1518*J1517/(H1519*4))","v":{"$error":"#VALUE!"}},{"$f":"IF(H1519<=AC1521-E1535,0,H1535*H1517*H1518*J1517/(H1519*4))","v":{"$error":"#VALUE!"}},{"$f":"IF(H1519<=AD1521-E1535,0,H1535*H1517*H1518*J1517/(H1519*4))","v":{"$error":"#VALUE!"}},{"$f":"IF(H1519<=AE1521-E1535,0,H1535*H1517*H1518*J1517/(H1519*4))","v":{"$error":"#VALUE!"}},{"$f":"IF(H1519<=AF1521-E1535,0,H1535*H1517*H1518*J1517/(H1519*4))","v":{"$error":"#VALUE!"}},{"$f":"IF(H1519<=AG1521-E1535,0,H1535*H1517*H1518*J1517/(H1519*4))","v":{"$error":"#VALUE!"}},{"$f":"IF(H1519<=AH1521-E1535,0,H1535*H1517*H1518*J1517/(H1519*4))","v":{"$error":"#VALUE!"}}]
[{"$nulls":4},{"v":5,"d":"5.00"},{"$f":"$DF$19","v":{"v":0,"d":"0.000"}},{"$f":"IF(SUM(F1522:F1538)-H1520<=0,0,SUM(F1522:F1538)-H1520)","v":{"v":0,"d":"0.00"}},{"v":0,"d":"0.000"},{"$nulls":16},{"$f":"IF(H1519<=Y1521-E1538,0,H1538*H1517*H1518*J1517/(H1519*4))","v":{"$error":"#VALUE!"}},{"$f":"IF(H1519<=Z1521-E1538,0,H1538*H1517*H1518*J1517/(H1519*4))","v":{"$error":"#VALUE!"}},{"$f":"IF(H1519<=AA1521-E1538,0,H1538*H1517*H1518*J1517/(H1519*4))","v":{"$error":"#VALUE!"}},{"$f":"IF(H1519<=AB1521-E1538,0,H1538*H1517*H1518*J1517/(H1519*4))","v":{"$error":"#VALUE!"}},{"$f":"IF(H1519<=AC1521-E1538,0,H1538*H1517*H1518*J1517/(H1519*4))","v":{"$error":"#VALUE!"}},{"$f":"IF(H1519<=AD1521-E1538,0,H1538*H1517*H1518*J1517/(H1519*4))","v":{"$error":"#VALUE!"}},{"$f":"IF(H1519<=AE1521-E1538,0,H1538*H1517*H1518*J1517/(H1519*4))","v":{"$error":"#VALUE!"}},{"$f":"IF(H1519<=AF1521-E1538,0,H1538*H1517*H1518*J1517/(H1519*4))","v":{"$error":"#VALUE!"}},{"$f":"IF(H1519<=AG1521-E1538,0,H1538*H1517*H1518*J1517/(H1519*4))","v":{"$error":"#VALUE!"}},{"$f":"IF(H1519<=AH1521-E1538,0,H1538*H1517*H1518*J1517/(H1519*4))","v":{"$error":"#VALUE!"}},{"$f":"IF(H1519<=AI1521-E1538,0,H1538*H1517*H1518*J1517/(H1519*4))","v":{"$error":"#VALUE!"}},{"$f":"IF(H1519<=AJ1521-E1538,0,H1538*H1517*H1518*J1517/(H1519*4))","v":{"$error":"#VALUE!"}},{"$f":"IF(H1519<=AK1521-E1538,0,H1538*H1517*H1518*J1517/(H1519*4))","v":{"$error":"#VALUE!"}}]
[{"$nulls":4},{"v":5.5,"d":"5.50"},{"$f":"$DF$21","v":{"v":0,"d":"0.000"}},{"$f":"IF(SUM(F1522:F1540)-H1520<=0,0,SUM(F1522:F1540)-H1520)","v":{"v":0,"d":"0.00"}},{"v":0,"d":"0.000"},{"$nulls":18},{"$f":"IF(H1519<=AA1521-E1540,0,H1540*H1517*H1518*J1517/(H1519*4))","v":{"$error":"#VALUE!"}},{"$f":"IF(H1519<=AB1521-E1540,0,H1540*H1517*H1518*J1517/(H1519*4))","v":{"$error":"#VALUE!"}},{"$f":"IF(H1519<=AC1521-E1540,0,H1540*H1517*H1518*J1517/(H1519*4))","v":{"$error":"#VALUE!"}},{"$f":"IF(H1519<=AD1521-E1540,0,H1540*H1517*H1518*J1517/(H1519*4))","v":{"$error":"#VALUE!"}},{"$f":"IF(H1519<=AE1521-E1540,0,H1540*H1517*H1518*J1517/(H1519*4))","v":{"$error":"#VALUE!"}},{"$f":"IF(H1519<=AF1521-E1540,0,H1540*H1517*H1518*J1517/(H1519*4))","v":{"$error":"#VALUE!"}},{"$f":"IF(H1519<=AG1521-E1540,0,H1540*H1517*H1518*J1517/(H1519*4))","v":{"$error":"#VALUE!"}},{"$f":"IF(H1519<=AH1521-E1540,0,H1540*H1517*H1518*J1517/(H1519*4))","v":{"$error":"#VALUE!"}},{"$f":"IF(H1519<=AI1521-E1540,0,H1540*H1517*H1518*J1517/(H1519*4))","v":{"$error":"#VALUE!"}},{"$f":"IF(H1519<=AJ1521-E1540,0,H1540*H1517*H1518*J1517/(H1519*4))","v":{"$error":"#VALUE!"}},{"$f":"IF(H1519<=AK1521-E1540,0,H1540*H1517*H1518*J1517/(H1519*4))","v":{"$error":"#VALUE!"}},{"$f":"IF(H1519<=AL1521-E1540,0,H1540*H1517*H1518*J1517/(H1519*4))","v":{"$error":"#VALUE!"}},{"$f":"IF(H1519<=AM1521-E1540,0,H1540*H1517*H1518*J1517/(H1519*4))","v":{"$error":"#VALUE!"}}]
[{"$nulls":4},5.75,{"$f":"$DF$22","v":{"v":0,"d":"0.000"}},{"$f":"IF(SUM(F1522:F1541)-H1520<=0,0,SUM(F1522:F1541)-H1520)","v":{"v":0,"d":"0.00"}},{"v":0,"d":"0.000"},{"$nulls":19},{"$f":"IF(H1519<=AB1521-E1541,0,H1541*H1517*H1518*J1517/(H1519*4))","v":{"$error":"#VALUE!"}},{"$f":"IF(H1519<=AC1521-E1541,0,H1541*H1517*H1518*J1517/(H1519*4))","v":{"$error":"#VALUE!"}},{"$f":"IF(H1519<=AD1521-E1541,0,H1541*H1517*H1518*J1517/(H1519*4))","v":{"$error":"#VALUE!"}},{"$f":"IF(H1519<=AE1521-E1541,0,H1541*H1517*H1518*J1517/(H1519*4))","v":{"$error":"#VALUE!"}},{"$f":"IF(H1519<=AF1521-E1541,0,H1541*H1517*H1518*J1517/(H1519*4))","v":{"$error":"#VALUE!"}},{"$f":"IF(H1519<=AG1521-E1541,0,H1541*H1517*H1518*J1517/(H1519*4))","v":{"$error":"#VALUE!"}},{"$f":"IF(H1519<=AH1521-E1541,0,H1541*H1517*H1518*J1517/(H1519*4))","v":{"$error":"#VALUE!"}},{"$f":"IF(H1519<=AI1521-E1541,0,H1541*H1517*H1518*J1517/(H1519*4))","v":{"$error":"#VALUE!"}},{"$f":"IF(H1519<=AJ1521-E1541,0,H1541*H1517*H1518*J1517/(H1519*4))","v":{"$error":"#VALUE!"}},{"$f":"IF(H1519<=AK1521-E1541,0,H1541*H1517*H1518*J1517/(H1519*4))","v":{"$error":"#VALUE!"}},{"$f":"IF(H1519<=AL1521-E1541,0,H1541*H1517*H1518*J1517/(H1519*4))","v":{"$error":"#VALUE!"}},{"$f":"IF(H1519<=AM1521-E1541,0,H1541*H1517*H1518*J1517/(H1519*4))","v":{"$error":"#VALUE!"}},{"$f":"IF(H1519<=AN1521-E1541,0,H1541*H1517*H1518*J1517/(H1519*4))","v":{"$error":"#VALUE!"}}]
[{"$nulls":4},6.25,{"$f":"$DF$24","v":{"v":0,"d":"0.000"}},{"$f":"IF(SUM(F1522:F1543)-H1520<=0,0,SUM(F1522:F1543)-H1520)","v":{"v":0,"d":"0.00"}},{"v":0,"d":"0.000"},{"$nulls":21},{"$f":"IF(H1519<=AD1521-E1543,0,H1543*H1517*H1518*J1517/(H1519*4))","v":{"$error":"#VALUE!"}},{"$f":"IF(H1519<=AE1521-E1543,0,H1543*H1517*H1518*J1517/(H1519*4))","v":{"$error":"#VALUE!"}},{"$f":"IF(H1519<=AF1521-E1543,0,H1543*H1517*H1518*J1517/(H1519*4))","v":{"$error":"#VALUE!"}},{"$f":"IF(H1519<=AG1521-E1543,0,H1543*H1517*H1518*J1517/(H1519*4))","v":{"$error":"#VALUE!"}},{"$f":"IF(H1519<=AH1521-E1543,0,H1543*H1517*H1518*J1517/(H1519*4))","v":{"$error":"#VALUE!"}},{"$f":"IF(H1519<=AI1521-E1543,0,H1543*H1517*H1518*J1517/(H1519*4))","v":{"$error":"#VALUE!"}},{"$f":"IF(H1519<=AJ1521-E1543,0,H1543*H1517*H1518*J1517/(H1519*4))","v":{"$error":"#VALUE!"}},{"$f":"IF(H1519<=AK1521-E1543,0,H1543*H1517*H1518*J1517/(H1519*4))","v":{"$error":"#VALUE!"}},{"$f":"IF(H1519<=AL1521-E1543,0,H1543*H1517*H1518*J1517/(H1519*4))","v":{"$error":"#VALUE!"}},{"$f":"IF(H1519<=AM1521-E1543,0,H1543*H1517*H1518*J1517/(H1519*4))","v":{"$error":"#VALUE!"}},{"$f":"IF(H1519<=AN1521-E1543,0,H1543*H1517*H1518*J1517/(H1519*4))","v":{"$error":"#VALUE!"}},{"$f":"IF(H1519<=AO1521-E1543,0,H1543*H1517*H1518*J1517/(H1519*4))","v":{"$error":"#VALUE!"}},{"$f":"IF(H1519<=AP1521-E1543,0,H1543*H1517*H1518*J1517/(H1519*4))","v":{"$error":"#VALUE!"}}]
[{"$nulls":4},{"v":7,"d":"7.00"},{"$f":"$DF$27","v":{"v":0,"d":"0.000"}},{"$f":"IF(SUM(F1522:F1546)-H1520<=0,0,SUM(F1522:F1546)-H1520)","v":{"v":0,"d":"0.00"}},{"v":0,"d":"0.000"},{"$nulls":24},{"$f":"IF(H1519<=AG1521-E1546,0,H1546*H1517*H1518*J1517/(H1519*4))","v":{"$error":"#VALUE!"}},{"$f":"IF(H1519<=AH1521-E1546,0,H1546*H1517*H1518*J1517/(H1519*4))","v":{"$error":"#VALUE!"}},{"$f":"IF(H1519<=AI1521-E1546,0,H1546*H1517*H1518*J1517/(H1519*4))","v":{"$error":"#VALUE!"}},{"$f":"IF(H1519<=AJ1521-E1546,0,H1546*H1517*H1518*J1517/(H1519*4))","v":{"$error":"#VALUE!"}},{"$f":"IF(H1519<=AK1521-E1546,0,H1546*H1517*H1518*J1517/(H1519*4))","v":{"$error":"#VALUE!"}},{"$f":"IF(H1519<=AL1521-E1546,0,H1546*H1517*H1518*J1517/(H1519*4))","v":{"$error":"#VALUE!"}},{"$f":"IF(H1519<=AM1521-E1546,0,H1546*H1517*H1518*J1517/(H1519*4))","v":{"$error":"#VALUE!"}},{"$f":"IF(H1519<=AN1521-E1546,0,H1546*H1517*H1518*J1517/(H1519*4))","v":{"$error":"#VALUE!"}},{"$f":"IF(H1519<=AO1521-E1546,0,H1546*H1517*H1518*J1517/(H1519*4))","v":{"$error":"#VALUE!"}},{"$f":"IF(H1519<=AP1521-E1546,0,H1546*H1517*H1518*J1517/(H1519*4))","v":{"$error":"#VALUE!"}},{"$f":"IF(H1519<=AQ1521-E1546,0,H1546*H1517*H1518*J1517/(H1519*4))","v":{"$error":"#VALUE!"}},{"$f":"IF(H1519<=AR1521-E1546,0,H1546*H1517*H1518*J1517/(H1519*4))","v":{"$error":"#VALUE!"}},{"$f":"IF(H1519<=AS1521-E1546,0,H1546*H1517*H1518*J1517/(H1519*4))","v":{"$error":"#VALUE!"}}]
[{"$nulls":4},7.75,{"$f":"$DF$30","v":{"v":0,"d":"0.000"}},{"$f":"IF(SUM(F1522:F1549)-H1520<=0,0,SUM(F1522:F1549)-H1520)","v":{"v":0,"d":"0.00"}},{"v":0,"d":"0.000"},{"$nulls":27},{"$f":"IF(H1519<=AJ1521-E1549,0,H1549*H1517*H1518*J1517/(H1519*4))","v":{"$error":"#VALUE!"}},{"$f":"IF(H1519<=AK1521-E1549,0,H1549*H1517*H1518*J1517/(H1519*4))","v":{"$error":"#VALUE!"}},{"$f":"IF(H1519<=AL1521-E1549,0,H1549*H1517*H1518*J1517/(H1519*4))","v":{"$error":"#VALUE!"}},{"$f":"IF(H1519<=AM1521-E1549,0,H1549*H1517*H1518*J1517/(H1519*4))","v":{"$error":"#VALUE!"}},{"$f":"IF(H1519<=AN1521-E1549,0,H1549*H1517*H1518*J1517/(H1519*4))","v":{"$error":"#VALUE!"}},{"$f":"IF(H1519<=AO1521-E1549,0,H1549*H1517*H1518*J1517/(H1519*4))","v":{"$error":"#VALUE!"}},{"$f":"IF(H1519<=AP1521-E1549,0,H1549*H1517*H1518*J1517/(H1519*4))","v":{"$error":"#VALUE!"}},{"$f":"IF(H1519<=AQ1521-E1549,0,H1549*H1517*H1518*J1517/(H1519*4))","v":{"$error":"#VALUE!"}},{"$f":"IF(H1519<=AR1521-E1549,0,H1549*H1517*H1518*J1517/(H1519*4))","v":{"$error":"#VALUE!"}},{"$f":"IF(H1519<=AS1521-E1549,0,H1549*H1517*H1518*J1517/(H1519*4))","v":{"$error":"#VALUE!"}},{"$f":"IF(H1519<=AT1521-E1549,0,H1549*H1517*H1518*J1517/(H1519*4))","v":{"$error":"#VALUE!"}},{"$f":"IF(H1519<=AU1521-E1549,0,H1549*H1517*H1518*J1517/(H1519*4))","v":{"$error":"#VALUE!"}},{"$f":"IF(H1519<=AV1521-E1549,0,H1549*H1517*H1518*J1517/(H1519*4))","v":{"$error":"#VALUE!"}}]
[{"$nulls":4},8.25,{"$f":"$DF$32","v":{"v":0,"d":"0.000"}},{"$f":"IF(SUM(F1522:F1551)-H1520<=0,0,SUM(F1522:F1551)-H1520)","v":{"v":0,"d":"0.00"}},{"v":0,"d":"0.000"},{"$nulls":29},{"$f":"IF(H1519<=AL1521-E1551,0,H1551*H1517*H1518*J1517/(H1519*4))","v":{"$error":"#VALUE!"}},{"$f":"IF(H1519<=AM1521-E1551,0,H1551*H1517*H1518*J1517/(H1519*4))","v":{"$error":"#VALUE!"}},{"$f":"IF(H1519<=AN1521-E1551,0,H1551*H1517*H1518*J1517/(H1519*4))","v":{"$error":"#VALUE!"}},{"$f":"IF(H1519<=AO1521-E1551,0,H1551*H1517*H1518*J1517/(H1519*4))","v":{"$error":"#VALUE!"}},{"$f":"IF(H1519<=AP1521-E1551,0,H1551*H1517*H1518*J1517/(H1519*4))","v":{"$error":"#VALUE!"}},{"$f":"IF(H1519<=AQ1521-E1551,0,H1551*H1517*H1518*J1517/(H1519*4))","v":{"$error":"#VALUE!"}},{"$f":"IF(H1519<=AR1521-E1551,0,H1551*H1517*H1518*J1517/(H1519*4))","v":{"$error":"#VALUE!"}},{"$f":"IF(H1519<=AS1521-E1551,0,H1551*H1517*H1518*J1517/(H1519*4))","v":{"$error":"#VALUE!"}},{"$f":"IF(H1519<=AT1521-E1551,0,H1551*H1517*H1518*J1517/(H1519*4))","v":{"$error":"#VALUE!"}},{"$f":"IF(H1519<=AU1521-E1551,0,H1551*H1517*H1518*J1517/(H1519*4))","v":{"$error":"#VALUE!"}},{"$f":"IF(H1519<=AV1521-E1551,0,H1551*H1517*H1518*J1517/(H1519*4))","v":{"$error":"#VALUE!"}},{"$f":"IF(H1519<=AW1521-E1551,0,H1551*H1517*H1518*J1517/(H1519*4))","v":{"$error":"#VALUE!"}},{"$f":"IF(H1519<=AX1521-E1551,0,H1551*H1517*H1518*J1517/(H1519*4))","v":{"$error":"#VALUE!"}}]
[{"$nulls":4},{"v":9,"d":"9.00"},{"$f":"$DF$35","v":{"v":0,"d":"0.000"}},{"$f":"IF(SUM(F1522:F1554)-H1520<=0,0,SUM(F1522:F1554)-H1520)","v":{"v":0,"d":"0.00"}},{"v":0,"d":"0.000"},{"$nulls":32},{"$f":"IF(H1519<=AO1521-E1554,0,H1554*H1517*H1518*J1517/(H1519*4))","v":{"$error":"#VALUE!"}},{"$f":"IF(H1519<=AP1521-E1554,0,H1554*H1517*H1518*J1517/(H1519*4))","v":{"$error":"#VALUE!"}},{"$f":"IF(H1519<=AQ1521-E1554,0,H1554*H1517*H1518*J1517/(H1519*4))","v":{"$error":"#VALUE!"}},{"$f":"IF(H1519<=AR1521-E1554,0,H1554*H1517*H1518*J1517/(H1519*4))","v":{"$error":"#VALUE!"}},{"$f":"IF(H1519<=AS1521-E1554,0,H1554*H1517*H1518*J1517/(H1519*4))","v":{"$error":"#VALUE!"}},{"$f":"IF(H1519<=AT1521-E1554,0,H1554*H1517*H1518*J1517/(H1519*4))","v":{"$error":"#VALUE!"}},{"$f":"IF(H1519<=AU1521-E1554,0,H1554*H1517*H1518*J1517/(H1519*4))","v":{"$error":"#VALUE!"}},{"$f":"IF(H1519<=AV1521-E1554,0,H1554*H1517*H1518*J1517/(H1519*4))","v":{"$error":"#VALUE!"}},{"$f":"IF(H1519<=AW1521-E1554,0,H1554*H1517*H1518*J1517/(H1519*4))","v":{"$error":"#VALUE!"}},{"$f":"IF(H1519<=AX1521-E1554,0,H1554*H1517*H1518*J1517/(H1519*4))","v":{"$error":"#VALUE!"}},{"$f":"IF(H1519<=AY1521-E1554,0,H1554*H1517*H1518*J1517/(H1519*4))","v":{"$error":"#VALUE!"}},{"$f":"IF(H1519<=AZ1521-E1554,0,H1554*H1517*H1518*J1517/(H1519*4))","v":{"$error":"#VALUE!"}},{"$f":"IF(H1519<=BA1521-E1554,0,H1554*H1517*H1518*J1517/(H1519*4))","v":{"$error":"#VALUE!"}}]
[{"$nulls":4},9.25,{"$f":"$DF$36","v":{"v":0,"d":"0.000"}},{"$f":"IF(SUM(F1522:F1555)-H1520<=0,0,SUM(F1522:F1555)-H1520)","v":{"v":0,"d":"0.00"}},{"v":0,"d":"0.000"},{"$nulls":33},{"$f":"IF(H1519<=AP1521-E1555,0,H1555*H1517*H1518*J1517/(H1519*4))","v":{"$error":"#VALUE!"}},{"$f":"IF(H1519<=AQ1521-E1555,0,H1555*H1517*H1518*J1517/(H1519*4))","v":{"$error":"#VALUE!"}},{"$f":"IF(H1519<=AR1521-E1555,0,H1555*H1517*H1518*J1517/(H1519*4))","v":{"$error":"#VALUE!"}},{"$f":"IF(H1519<=AS1521-E1555,0,H1555*H1517*H1518*J1517/(H1519*4))","v":{"$error":"#VALUE!"}},{"$f":"IF(H1519<=AT1521-E1555,0,H1555*H1517*H1518*J1517/(H1519*4))","v":{"$error":"#VALUE!"}},{"$f":"IF(H1519<=AU1521-E1555,0,H1555*H1517*H1518*J1517/(H1519*4))","v":{"$error":"#VALUE!"}},{"$f":"IF(H1519<=AV1521-E1555,0,H1555*H1517*H1518*J1517/(H1519*4))","v":{"$error":"#VALUE!"}},{"$f":"IF(H1519<=AW1521-E1555,0,H1555*H1517*H1518*J1517/(H1519*4))","v":{"$error":"#VALUE!"}},{"$f":"IF(H1519<=AX1521-E1555,0,H1555*H1517*H1518*J1517/(H1519*4))","v":{"$error":"#VALUE!"}},{"$f":"IF(H1519<=AY1521-E1555,0,H1555*H1517*H1518*J1517/(H1519*4))","v":{"$error":"#VALUE!"}},{"$f":"IF(H1519<=AZ1521-E1555,0,H1555*H1517*H1518*J1517/(H1519*4))","v":{"$error":"#VALUE!"}},{"$f":"IF(H1519<=BA1521-E1555,0,H1555*H1517*H1518*J1517/(H1519*4))","v":{"$error":"#VALUE!"}},{"$f":"IF(H1519<=BB1521-E1555,0,H1555*H1517*H1518*J1517/(H1519*4))","v":{"$error":"#VALUE!"}}]
[{"$nulls":4},10.25,{"$f":"$DF$40","v":{"v":0,"d":"0.000"}},{"$f":"IF(SUM(F1522:F1559)-H1520<=0,0,SUM(F1522:F1559)-H1520)","v":{"v":0,"d":"0.000"}},{"v":0,"d":"0.000"},{"$nulls":37},{"$f":"IF(H1519<=AT1521-E1559,0,H1559*H1517*H1518*J1517/(H1519*4))","v":{"$error":"#VALUE!"}},{"$f":"IF(H1519<=AU1521-E1559,0,H1559*H1517*H1518*J1517/(H1519*4))","v":{"$error":"#VALUE!"}},{"$f":"IF(H1519<=AV1521-E1559,0,H1559*H1517*H1518*J1517/(H1519*4))","v":{"$error":"#VALUE!"}},{"$f":"IF(H1519<=AW1521-E1559,0,H1559*H1517*H1518*J1517/(H1519*4))","v":{"$error":"#VALUE!"}},{"$f":"IF(H1519<=AX1521-E1559,0,H1559*H1517*H1518*J1517/(H1519*4))","v":{"$error":"#VALUE!"}},{"$f":"IF(H1519<=AY1521-E1559,0,H1559*H1517*H1518*J1517/(H1519*4))","v":{"$error":"#VALUE!"}},{"$f":"IF(H1519<=AZ1521-E1559,0,H1559*H1517*H1518*J1517/(H1519*4))","v":{"$error":"#VALUE!"}},{"$f":"IF(H1519<=BA1521-E1559,0,H1559*H1517*H1518*J1517/(H1519*4))","v":{"$error":"#VALUE!"}},{"$f":"IF(H1519<=BB1521-E1559,0,H1559*H1517*H1518*J1517/(H1519*4))","v":{"$error":"#VALUE!"}},{"$f":"IF(H1519<=BC1521-E1559,0,H1559*H1517*H1518*J1517/(H1519*4))","v":{"$error":"#VALUE!"}},{"$f":"IF(H1519<=BD1521-E1559,0,H1559*H1517*H1518*J1517/(H1519*4))","v":{"$error":"#VALUE!"}},{"$f":"IF(H1519<=BE1521-E1559,0,H1559*H1517*H1518*J1517/(H1519*4))","v":{"$error":"#VALUE!"}},{"$f":"IF(H1519<=BF1521-E1559,0,H1559*H1517*H1518*J1517/(H1519*4))","v":{"$error":"#VALUE!"}}]
[{"$nulls":4},{"v":10.5,"d":"10.50"},{"$f":"$DF$41","v":{"v":0,"d":"0.000"}},{"$f":"IF(SUM(F1522:F1560)-H1520<=0,0,SUM(F1522:F1560)-H1520)","v":{"v":0,"d":"0.00"}},{"v":0,"d":"0.000"},{"$nulls":38},{"$f":"IF(H1519<=AU1521-E1560,0,H1560*H1517*H1518*J1517/(H1519*4))","v":{"$error":"#VALUE!"}},{"$f":"IF(H1519<=AV1521-E1560,0,H1560*H1517*H1518*J1517/(H1519*4))","v":{"$error":"#VALUE!"}},{"$f":"IF(H1519<=AW1521-E1560,0,H1560*H1517*H1518*J1517/(H1519*4))","v":{"$error":"#VALUE!"}},{"$f":"IF(H1519<=AX1521-E1560,0,H1560*H1517*H1518*J1517/(H1519*4))","v":{"$error":"#VALUE!"}},{"$f":"IF(H1519<=AY1521-E1560,0,H1560*H1517*H1518*J1517/(H1519*4))","v":{"$error":"#VALUE!"}},{"$f":"IF(H1519<=AZ1521-E1560,0,H1560*H1517*H1518*J1517/(H1519*4))","v":{"$error":"#VALUE!"}},{"$f":"IF(H1519<=BA1521-E1560,0,H1560*H1517*H1518*J1517/(H1519*4))","v":{"$error":"#VALUE!"}},{"$f":"IF(H1519<=BB1521-E1560,0,H1560*H1517*H1518*J1517/(H1519*4))","v":{"$error":"#VALUE!"}},{"$f":"IF(H1519<=BC1521-E1560,0,H1560*H1517*H1518*J1517/(H1519*4))","v":{"$error":"#VALUE!"}},{"$f":"IF(H1519<=BD1521-E1560,0,H1560*H1517*H1518*J1517/(H1519*4))","v":{"$error":"#VALUE!"}},{"$f":"IF(H1519<=BE1521-E1560,0,H1560*H1517*H1518*J1517/(H1519*4))","v":{"$error":"#VALUE!"}},{"$f":"IF(H1519<=BF1521-E1560,0,H1560*H1517*H1518*J1517/(H1519*4))","v":{"$error":"#VALUE!"}},{"$f":"IF(H1519<=BG1521-E1560,0,H1560*H1517*H1518*J1517/(H1519*4))","v":{"$error":"#VALUE!"}}]
[{"$nulls":4},11.25,{"$f":"$DF$44","v":{"v":0,"d":"0.000"}},{"$f":"IF(SUM(F1522:F1563)-H1520<=0,0,SUM(F1522:F1563)-H1520)","v":{"v":0,"d":"0.00"}},{"v":0,"d":"0.000"},{"$nulls":41},{"$f":"IF(H1519<=AX1521-E1563,0,H1563*H1517*H1518*J1517/(H1519*4))","v":{"$error":"#VALUE!"}},{"$f":"IF(H1519<=AY1521-E1563,0,H1563*H1517*H1518*J1517/(H1519*4))","v":{"$error":"#VALUE!"}},{"$f":"IF(H1519<=AZ1521-E1563,0,H1563*H1517*H1518*J1517/(H1519*4))","v":{"$error":"#VALUE!"}},{"$f":"IF(H1519<=BA1521-E1563,0,H1563*H1517*H1518*J1517/(H1519*4))","v":{"$error":"#VALUE!"}},{"$f":"IF(H1519<=BB1521-E1563,0,H1563*H1517*H1518*J1517/(H1519*4))","v":{"$error":"#VALUE!"}},{"$f":"IF(H1519<=BC1521-E1563,0,H1563*H1517*H1518*J1517/(H1519*4))","v":{"$error":"#VALUE!"}},{"$f":"IF(H1519<=BD1521-E1563,0,H1563*H1517*H1518*J1517/(H1519*4))","v":{"$error":"#VALUE!"}},{"$f":"IF(H1519<=BE1521-E1563,0,H1563*H1517*H1518*J1517/(H1519*4))","v":{"$error":"#VALUE!"}},{"$f":"IF(H1519<=BF1521-E1563,0,H1563*H1517*H1518*J1517/(H1519*4))","v":{"$error":"#VALUE!"}},{"$f":"IF(H1519<=BG1521-E1563,0,H1563*H1517*H1518*J1517/(H1519*4))","v":{"$error":"#VALUE!"}},{"$f":"IF(H1519<=BH1521-E1563,0,H1563*H1517*H1518*J1517/(H1519*4))","v":{"$error":"#VALUE!"}},{"$f":"IF(H1519<=BI1521-E1563,0,H1563*H1517*H1518*J1517/(H1519*4))","v":{"$error":"#VALUE!"}},{"$f":"IF(H1519<=BJ1521-E1563,0,H1563*H1517*H1518*J1517/(H1519*4))","v":{"$error":"#VALUE!"}}]
[{"$nulls":4},{"v":11.5,"d":"11.50"},{"$f":"$DF$45","v":{"v":0,"d":"0.000"}},{"$f":"IF(SUM(F1522:F1564)-H1520<=0,0,SUM(F1522:F1564)-H1520)","v":{"v":0,"d":"0.00"}},{"v":0,"d":"0.000"},{"$nulls":42},{"$f":"IF(H1519<=AY1521-E1564,0,H1564*H1517*H1518*J1517/(H1519*4))","v":{"$error":"#VALUE!"}},{"$f":"IF(H1519<=AZ1521-E1564,0,H1564*H1517*H1518*J1517/(H1519*4))","v":{"$error":"#VALUE!"}},{"$f":"IF(H1519<=BA1521-E1564,0,H1564*H1517*H1518*J1517/(H1519*4))","v":{"$error":"#VALUE!"}},{"$f":"IF(H1519<=BB1521-E1564,0,H1564*H1517*H1518*J1517/(H1519*4))","v":{"$error":"#VALUE!"}},{"$f":"IF(H1519<=BC1521-E1564,0,H1564*H1517*H1518*J1517/(H1519*4))","v":{"$error":"#VALUE!"}},{"$f":"IF(H1519<=BD1521-E1564,0,H1564*H1517*H1518*J1517/(H1519*4))","v":{"$error":"#VALUE!"}},{"$f":"IF(H1519<=BE1521-E1564,0,H1564*H1517*H1518*J1517/(H1519*4))","v":{"$error":"#VALUE!"}},{"$f":"IF(H1519<=BF1521-E1564,0,H1564*H1517*H1518*J1517/(H1519*4))","v":{"$error":"#VALUE!"}},{"$f":"IF(H1519<=BG1521-E1564,0,H1564*H1517*H1518*J1517/(H1519*4))","v":{"$error":"#VALUE!"}},{"$f":"IF(H1519<=BH1521-E1564,0,H1564*H1517*H1518*J1517/(H1519*4))","v":{"$error":"#VALUE!"}},{"$f":"IF(H1519<=BI1521-E1564,0,H1564*H1517*H1518*J1517/(H1519*4))","v":{"$error":"#VALUE!"}},{"$f":"IF(H1519<=BJ1521-E1564,0,H1564*H1517*H1518*J1517/(H1519*4))","v":{"$error":"#VALUE!"}},{"$f":"IF(H1519<=BK1521-E1564,0,H1564*H1517*H1518*J1517/(H1519*4))","v":{"$error":"#VALUE!"}}]
[{"$nulls":4},{"v":12.5,"d":"12.50"},{"$f":"$DF$49","v":{"v":0,"d":"0.000"}},{"$f":"IF(SUM(F1522:F1568)-H1520<=0,0,SUM(F1522:F1568)-H1520)","v":{"v":0,"d":"0.00"}},{"v":0,"d":"0.000"},{"$nulls":46},{"$f":"IF(H1519<=BC1521-E1568,0,H1568*H1517*H1518*J1517/(H1519*4))","v":{"$error":"#VALUE!"}},{"$f":"IF(H1519<=BD1521-E1568,0,H1568*H1517*H1518*J1517/(H1519*4))","v":{"$error":"#VALUE!"}},{"$f":"IF(H1519<=BE1521-E1568,0,H1568*H1517*H1518*J1517/(H1519*4))","v":{"$error":"#VALUE!"}},{"$f":"IF(H1519<=BF1521-E1568,0,H1568*H1517*H1518*J1517/(H1519*4))","v":{"$error":"#VALUE!"}},{"$f":"IF(H1519<=BG1521-E1568,0,H1568*H1517*H1518*J1517/(H1519*4))","v":{"$error":"#VALUE!"}},{"$f":"IF(H1519<=BH1521-E1568,0,H1568*H1517*H1518*J1517/(H1519*4))","v":{"$error":"#VALUE!"}},{"$f":"IF(H1519<=BI1521-E1568,0,H1568*H1517*H1518*J1517/(H1519*4))","v":{"$error":"#VALUE!"}},{"$f":"IF(H1519<=BJ1521-E1568,0,H1568*H1517*H1518*J1517/(H1519*4))","v":{"$error":"#VALUE!"}},{"$f":"IF(H1519<=BK1521-E1568,0,H1568*H1517*H1518*J1517/(H1519*4))","v":{"$error":"#VALUE!"}},{"$f":"IF(H1519<=BL1521-E1568,0,H1568*H1517*H1518*J1517/(H1519*4))","v":{"$error":"#VALUE!"}},{"$f":"IF(H1519<=BM1521-E1568,0,H1568*H1517*H1518*J1517/(H1519*4))","v":{"$error":"#VALUE!"}},{"$f":"IF(H1519<=BN1521-E1568,0,H1568*H1517*H1518*J1517/(H1519*4))","v":{"$error":"#VALUE!"}},{"$f":"IF(H1519<=BO1521-E1568,0,H1568*H1517*H1518*J1517/(H1519*4))","v":{"$error":"#VALUE!"}}]
[{"$nulls":4},12.75,{"$f":"$DF$50","v":{"v":0,"d":"0.000"}},{"$f":"IF(SUM(F1522:F1569)-H1520<=0,0,SUM(F1522:F1569)-H1520)","v":{"v":0,"d":"0.00"}},{"v":0,"d":"0.000"},{"$nulls":47},{"$f":"IF(H1519<=BD1521-E1569,0,H1569*H1517*H1518*J1517/(H1519*4))","v":{"$error":"#VALUE!"}},{"$f":"IF(H1519<=BE1521-E1569,0,H1569*H1517*H1518*J1517/(H1519*4))","v":{"$error":"#VALUE!"}},{"$f":"IF(H1519<=BF1521-E1569,0,H1569*H1517*H1518*J1517/(H1519*4))","v":{"$error":"#VALUE!"}},{"$f":"IF(H1519<=BG1521-E1569,0,H1569*H1517*H1518*J1517/(H1519*4))","v":{"$error":"#VALUE!"}},{"$f":"IF(H1519<=BH1521-E1569,0,H1569*H1517*H1518*J1517/(H1519*4))","v":{"$error":"#VALUE!"}},{"$f":"IF(H1519<=BI1521-E1569,0,H1569*H1517*H1518*J1517/(H1519*4))","v":{"$error":"#VALUE!"}},{"$f":"IF(H1519<=BJ1521-E1569,0,H1569*H1517*H1518*J1517/(H1519*4))","v":{"$error":"#VALUE!"}},{"$f":"IF(H1519<=BK1521-E1569,0,H1569*H1517*H1518*J1517/(H1519*4))","v":{"$error":"#VALUE!"}},{"$f":"IF(H1519<=BL1521-E1569,0,H1569*H1517*H1518*J1517/(H1519*4))","v":{"$error":"#VALUE!"}},{"$f":"IF(H1519<=BM1521-E1569,0,H1569*H1517*H1518*J1517/(H1519*4))","v":{"$error":"#VALUE!"}},{"$f":"IF(H1519<=BN1521-E1569,0,H1569*H1517*H1518*J1517/(H1519*4))","v":{"$error":"#VALUE!"}},{"$f":"IF(H1519<=BO1521-E1569,0,H1569*H1517*H1518*J1517/(H1519*4))","v":{"$error":"#VALUE!"}},{"$f":"IF(H1519<=BP1521-E1569,0,H1569*H1517*H1518*J1517/(H1519*4))","v":{"$error":"#VALUE!"}}]
[{"$nulls":4},{"v":13.5,"d":"13.50"},{"$f":"$DF$53","v":{"v":0,"d":"0.000"}},{"$f":"IF(SUM(F1522:F1572)-H1520<=0,0,SUM(F1522:F1572)-H1520)","v":{"v":0,"d":"0.00"}},{"v":0,"d":"0.000"},{"$nulls":50},{"$f":"IF(H1519<=BG1521-E1572,0,H1572*H1517*H1518*J1517/(H1519*4))","v":{"$error":"#VALUE!"}},{"$f":"IF(H1519<=BH1521-E1572,0,H1572*H1517*H1518*J1517/(H1519*4))","v":{"$error":"#VALUE!"}},{"$f":"IF(H1519<=BI1521-E1572,0,H1572*H1517*H1518*J1517/(H1519*4))","v":{"$error":"#VALUE!"}},{"$f":"IF(H1519<=BJ1521-E1572,0,H1572*H1517*H1518*J1517/(H1519*4))","v":{"$error":"#VALUE!"}},{"$f":"IF(H1519<=BK1521-E1572,0,H1572*H1517*H1518*J1517/(H1519*4))","v":{"$error":"#VALUE!"}},{"$f":"IF(H1519<=BL1521-E1572,0,H1572*H1517*H1518*J1517/(H1519*4))","v":{"$error":"#VALUE!"}},{"$f":"IF(H1519<=BM1521-E1572,0,H1572*H1517*H1518*J1517/(H1519*4))","v":{"$error":"#VALUE!"}},{"$f":"IF(H1519<=BN1521-E1572,0,H1572*H1517*H1518*J1517/(H1519*4))","v":{"$error":"#VALUE!"}},{"$f":"IF(H1519<=BO1521-E1572,0,H1572*H1517*H1518*J1517/(H1519*4))","v":{"$error":"#VALUE!"}},{"$f":"IF(H1519<=BP1521-E1572,0,H1572*H1517*H1518*J1517/(H1519*4))","v":{"$error":"#VALUE!"}},{"$f":"IF(H1519<=BQ1521-E1572,0,H1572*H1517*H1518*J1517/(H1519*4))","v":{"$error":"#VALUE!"}},{"$f":"IF(H1519<=BR1521-E1572,0,H1572*H1517*H1518*J1517/(H1519*4))","v":{"$error":"#VALUE!"}},{"$f":"IF(H1519<=BS1521-E1572,0,H1572*H1517*H1518*J1517/(H1519*4))","v":{"$error":"#VALUE!"}}]
[{"$nulls":4},{"v":14,"d":"14.00"},{"$f":"$DF$55","v":{"v":0,"d":"0.000"}},{"$f":"IF(SUM(F1522:F1574)-H1520<=0,0,SUM(F1522:F1574)-H1520)","v":{"v":0,"d":"0.00"}},{"v":0,"d":"0.000"},{"$nulls":52},{"$f":"IF(H1519<=BI1521-E1574,0,H1574*H1517*H1518*J1517/(H1519*4))","v":{"$error":"#VALUE!"}},{"$f":"IF(H1519<=BJ1521-E1574,0,H1574*H1517*H1518*J1517/(H1519*4))","v":{"$error":"#VALUE!"}},{"$f":"IF($H1519<=$BK1521-$E1574,0,$H1574*$H1517*$H1518*$J1517/($H1519*4))","v":{"$error":"#VALUE!"}},{"$f":"IF(H1519<=BL1521-E1574,0,H1574*H1517*H1518*J1517/(H1519*4))","v":{"$error":"#VALUE!"}},{"$f":"IF(H1519<=BM1521-E1574,0,H1574*H1517*H1518*J1517/(H1519*4))","v":{"$error":"#VALUE!"}},{"$f":"IF(H1519<=BN1521-E1574,0,H1574*H1517*H1518*J1517/(H1519*4))","v":{"$error":"#VALUE!"}},{"$f":"IF(H1519<=BO1521-E1574,0,H1574*H1517*H1518*J1517/(H1519*4))","v":{"$error":"#VALUE!"}},{"$f":"IF(H1519<=BP1521-E1574,0,H1574*H1517*H1518*J1517/(H1519*4))","v":{"$error":"#VALUE!"}},{"$f":"IF(H1519<=BQ1521-E1574,0,H1574*H1517*H1518*J1517/(H1519*4))","v":{"$error":"#VALUE!"}},{"$f":"IF(H1519<=BR1521-E1574,0,H1574*H1517*H1518*J1517/(H1519*4))","v":{"$error":"#VALUE!"}},{"$f":"IF(H1519<=BS1521-E1574,0,H1574*H1517*H1518*J1517/(H1519*4))","v":{"$error":"#VALUE!"}},{"$f":"IF(H1519<=BT1521-E1574,0,H1574*H1517*H1518*J1517/(H1519*4))","v":{"$error":"#VALUE!"}},{"$f":"IF(H1519<=BU1521-E1574,0,H1574*H1517*H1518*J1517/(H1519*4))","v":{"$error":"#VALUE!"}}]
[{"$nulls":4},14.75,{"$f":"$DF$58","v":{"v":0,"d":"0.000"}},{"$f":"IF(SUM(F1522:F1577)-H1520<=0,0,SUM(F1522:F1577)-H1520)","v":{"v":0,"d":"0.00"}},{"v":0,"d":"0.000"},{"$nulls":55},{"$f":"IF(H1519<=BL1521-E1577,0,H1577*H1517*H1518*J1517/(H1519*4))","v":{"$error":"#VALUE!"}},{"$f":"IF(H1519<=BM1521-E1577,0,H1577*H1517*H1518*J1517/(H1519*4))","v":{"$error":"#VALUE!"}},{"$f":"IF(H1519<=BN1521-E1577,0,H1577*H1517*H1518*J1517/(H1519*4))","v":{"$error":"#VALUE!"}},{"$f":"IF(H1519<=BO1521-E1577,0,H1577*H1517*H1518*J1517/(H1519*4))","v":{"$error":"#VALUE!"}},{"$f":"IF(H1519<=BP1521-E1577,0,H1577*H1517*H1518*J1517/(H1519*4))","v":{"$error":"#VALUE!"}},{"$f":"IF(H1519<=BQ1521-E1577,0,H1577*H1517*H1518*J1517/(H1519*4))","v":{"$error":"#VALUE!"}},{"$f":"IF(H1519<=BR1521-E1577,0,H1577*H1517*H1518*J1517/(H1519*4))","v":{"$error":"#VALUE!"}},{"$f":"IF(H1519<=BS1521-E1577,0,H1577*H1517*H1518*J1517/(H1519*4))","v":{"$error":"#VALUE!"}},{"$f":"IF(H1519<=BT1521-E1577,0,H1577*H1517*H1518*J1517/(H1519*4))","v":{"$error":"#VALUE!"}},{"$f":"IF(H1519<=BU1521-E1577,0,H1577*H1517*H1518*J1517/(H1519*4))","v":{"$error":"#VALUE!"}},{"$f":"IF(H1519<=BV1521-E1577,0,H1577*H1517*H1518*J1517/(H1519*4))","v":{"$error":"#VALUE!"}},{"$f":"IF(H1519<=BW1521-E1577,0,H1577*H1517*H1518*J1517/(H1519*4))","v":{"$error":"#VALUE!"}},{"$f":"IF(H1519<=BX1521-E1577,0,H1577*H1517*H1518*J1517/(H1519*4))","v":{"$error":"#VALUE!"}}]
[{"$nulls":4},{"v":15,"d":"15.00"},{"$f":"$DF$59","v":{"v":0,"d":"0.000"}},{"$f":"IF(SUM(F1522:F1578)-H1520<=0,0,SUM(F1522:F1578)-H1520)","v":{"v":0,"d":"0.00"}},{"v":0,"d":"0.000"},{"$nulls":56},{"$f":"IF(H1519<=BM1521-E1578,0,H1578*H1517*H1518*J1517/(H1519*4))","v":{"$error":"#VALUE!"}},{"$f":"IF(H1519<=BN1521-E1578,0,H1578*H1517*H1518*J1517/(H1519*4))","v":{"$error":"#VALUE!"}},{"$f":"IF(H1519<=BO1521-E1578,0,H1578*H1517*H1518*J1517/(H1519*4))","v":{"$error":"#VALUE!"}},{"$f":"IF(H1519<=BP1521-E1578,0,H1578*H1517*H1518*J1517/(H1519*4))","v":{"$error":"#VALUE!"}},{"$f":"IF(H1519<=BQ1521-E1578,0,H1578*H1517*H1518*J1517/(H1519*4))","v":{"$error":"#VALUE!"}},{"$f":"IF(H1519<=BR1521-E1578,0,H1578*H1517*H1518*J1517/(H1519*4))","v":{"$error":"#VALUE!"}},{"$f":"IF(H1519<=BS1521-E1578,0,H1578*H1517*H1518*J1517/(H1519*4))","v":{"$error":"#VALUE!"}},{"$f":"IF(H1519<=BT1521-E1578,0,H1578*H1517*H1518*J1517/(H1519*4))","v":{"$error":"#VALUE!"}},{"$f":"IF(H1519<=BU1521-E1578,0,H1578*H1517*H1518*J1517/(H1519*4))","v":{"$error":"#VALUE!"}},{"$f":"IF(H1519<=BV1521-E1578,0,H1578*H1517*H1518*J1517/(H1519*4))","v":{"$error":"#VALUE!"}},{"$f":"IF(H1519<=BW1521-E1578,0,H1578*H1517*H1518*J1517/(H1519*4))","v":{"$error":"#VALUE!"}},{"$f":"IF(H1519<=BX1521-E1578,0,H1578*H1517*H1518*J1517/(H1519*4))","v":{"$error":"#VALUE!"}},{"$f":"IF(H1519<=BY1521-E1578,0,H1578*H1517*H1518*J1517/(H1519*4))","v":{"$error":"#VALUE!"}}]
[{"$nulls":4},{"v":16,"d":"16.00"},{"$f":"$DF$63","v":{"v":0,"d":"0.000"}},{"$f":"IF(SUM(F1522:F1582)-H1520<=0,0,SUM(F1522:F1582)-H1520)","v":{"v":0,"d":"0.00"}},{"v":0,"d":"0.000"},{"$nulls":60},{"$f":"IF(H1519<=BQ1521-E1582,0,H1582*H1517*H1518*J1517/(H1519*4))","v":{"$error":"#VALUE!"}},{"$f":"IF(H1519<=BR1521-E1582,0,H1582*H1517*H1518*J1517/(H1519*4))","v":{"$error":"#VALUE!"}},{"$f":"IF(H1519<=BS1521-E1582,0,H1582*H1517*H1518*J1517/(H1519*4))","v":{"$error":"#VALUE!"}},{"$f":"IF(H1519<=BT1521-E1582,0,H1582*H1517*H1518*J1517/(H1519*4))","v":{"$error":"#VALUE!"}},{"$f":"IF(H1519<=BU1521-E1582,0,H1582*H1517*H1518*J1517/(H1519*4))","v":{"$error":"#VALUE!"}},{"$f":"IF(H1519<=BV1521-E1582,0,H1582*H1517*H1518*J1517/(H1519*4))","v":{"$error":"#VALUE!"}},{"$f":"IF(H1519<=BW1521-E1582,0,H1582*H1517*H1518*J1517/(H1519*4))","v":{"$error":"#VALUE!"}},{"$f":"IF(H1519<=BX1521-E1582,0,H1582*H1517*H1518*J1517/(H1519*4))","v":{"$error":"#VALUE!"}},{"$f":"IF(H1519<=BY1521-E1582,0,H1582*H1517*H1518*J1517/(H1519*4))","v":{"$error":"#VALUE!"}},{"$f":"IF(H1519<=BZ1521-E1582,0,H1582*H1517*H1518*J1517/(H1519*4))","v":{"$error":"#VALUE!"}},{"$f":"IF(H1519<=CA1521-E1582,0,H1582*H1517*H1518*J1517/(H1519*4))","v":{"$error":"#VALUE!"}},{"$f":"IF(H1519<=CB1521-E1582,0,H1582*H1517*H1518*J1517/(H1519*4))","v":{"$error":"#VALUE!"}},{"$f":"IF(H1519<=CC1521-E1582,0,H1582*H1517*H1518*J1517/(H1519*4))","v":{"$error":"#VALUE!"}}]
[{"$nulls":4},16.25,{"$f":"$DF$64","v":{"v":0,"d":"0.000"}},{"$f":"IF(SUM(F1522:F1583)-H1520<=0,0,SUM(F1522:F1583)-H1520)","v":{"v":0,"d":"0.00"}},{"v":0,"d":"0.000"},{"$nulls":61},{"$f":"IF(H1519<=BR1521-E1583,0,H1583*H1517*H1518*J1517/(H1519*4))","v":{"$error":"#VALUE!"}},{"$f":"IF(H1519<=BS1521-E1583,0,H1583*H1517*H1518*J1517/(H1519*4))","v":{"$error":"#VALUE!"}},{"$f":"IF(H1519<=BT1521-E1583,0,H1583*H1517*H1518*J1517/(H1519*4))","v":{"$error":"#VALUE!"}},{"$f":"IF(H1519<=BU1521-E1583,0,H1583*H1517*H1518*J1517/(H1519*4))","v":{"$error":"#VALUE!"}},{"$f":"IF(H1519<=BV1521-E1583,0,H1583*H1517*H1518*J1517/(H1519*4))","v":{"$error":"#VALUE!"}},{"$f":"IF(H1519<=BW1521-E1583,0,H1583*H1517*H1518*J1517/(H1519*4))","v":{"$error":"#VALUE!"}},{"$f":"IF(H1519<=BX1521-E1583,0,H1583*H1517*H1518*J1517/(H1519*4))","v":{"$error":"#VALUE!"}},{"$f":"IF(H1519<=BY1521-E1583,0,H1583*H1517*H1518*J1517/(H1519*4))","v":{"$error":"#VALUE!"}},{"$f":"IF(H1519<=BZ1521-E1583,0,H1583*H1517*H1518*J1517/(H1519*4))","v":{"$error":"#VALUE!"}},{"$f":"IF(H1519<=CA1521-E1583,0,H1583*H1517*H1518*J1517/(H1519*4))","v":{"$error":"#VALUE!"}},{"$f":"IF(H1519<=CB1521-E1583,0,H1583*H1517*H1518*J1517/(H1519*4))","v":{"$error":"#VALUE!"}},{"$f":"IF(H1519<=CC1521-E1583,0,H1583*H1517*H1518*J1517/(H1519*4))","v":{"$error":"#VALUE!"}},{"$f":"IF(H1519<=CD1521-E1583,0,H1583*H1517*H1518*J1517/(H1519*4))","v":{"$error":"#VALUE!"}}]
[{"$nulls":4},{"v":17,"d":"17.00"},{"$f":"$DF$67","v":{"v":0,"d":"0.000"}},{"$f":"IF(SUM(F1522:F1586)-H1520<=0,0,SUM(F1522:F1586)-H1520)","v":{"v":0,"d":"0.00"}},{"v":0,"d":"0.000"},{"$nulls":64},{"$f":"IF(H1519<=BU1521-E1586,0,H1586*H1517*H1518*J1517/(H1519*4))","v":{"$error":"#VALUE!"}},{"$f":"IF(H1519<=BV1521-E1586,0,H1586*H1517*H1518*J1517/(H1519*4))","v":{"$error":"#VALUE!"}},{"$f":"IF(H1519<=BW1521-E1586,0,H1586*H1517*H1518*J1517/(H1519*4))","v":{"$error":"#VALUE!"}},{"$f":"IF(H1519<=BX1521-E1586,0,H1586*H1517*H1518*J1517/(H1519*4))","v":{"$error":"#VALUE!"}},{"$f":"IF(H1519<=BY1521-E1586,0,H1586*H1517*H1518*J1517/(H1519*4))","v":{"$error":"#VALUE!"}},{"$f":"IF(H1519<=BZ1521-E1586,0,H1586*H1517*H1518*J1517/(H1519*4))","v":{"$error":"#VALUE!"}},{"$f":"IF(H1519<=CA1521-E1586,0,H1586*H1517*H1518*J1517/(H1519*4))","v":{"$error":"#VALUE!"}},{"$f":"IF(H1519<=CB1521-E1586,0,H1586*H1517*H1518*J1517/(H1519*4))","v":{"$error":"#VALUE!"}},{"$f":"IF(H1519<=CC1521-E1586,0,H1586*H1517*H1518*J1517/(H1519*4))","v":{"$error":"#VALUE!"}},{"$f":"IF(H1519<=CD1521-E1586,0,H1586*H1517*H1518*J1517/(H1519*4))","v":{"$error":"#VALUE!"}},{"$f":"IF(H1519<=CE1521-E1586,0,H1586*H1517*H1518*J1517/(H1519*4))","v":{"$error":"#VALUE!"}},{"$f":"IF(H1519<=CF1521-E1586,0,H1586*H1517*H1518*J1517/(H1519*4))","v":{"$error":"#VALUE!"}},{"$f":"IF(H1519<=CG1521-E1586,0,H1586*H1517*H1518*J1517/(H1519*4))","v":{"$error":"#VALUE!"}}]
[{"$nulls":4},{"v":17.5,"d":"17.50"},{"$f":"$DF$69","v":{"v":0,"d":"0.000"}},{"$f":"IF(SUM(F1522:F1588)-H1520<=0,0,SUM(F1522:F1588)-H1520)","v":{"v":0,"d":"0.00"}},{"v":0,"d":"0.000"},{"$nulls":66},{"$f":"IF(H1519<=BW1521-E1588,0,H1588*H1517*H1518*J1517/(H1519*4))","v":{"$error":"#VALUE!"}},{"$f":"IF(H1519<=BX1521-E1588,0,H1588*H1517*H1518*J1517/(H1519*4))","v":{"$error":"#VALUE!"}},{"$f":"IF(H1519<=BY1521-E1588,0,H1588*H1517*H1518*J1517/(H1519*4))","v":{"$error":"#VALUE!"}},{"$f":"IF(H1519<=BZ1521-E1588,0,H1588*H1517*H1518*J1517/(H1519*4))","v":{"$error":"#VALUE!"}},{"$f":"IF(H1519<=CA1521-E1588,0,H1588*H1517*H1518*J1517/(H1519*4))","v":{"$error":"#VALUE!"}},{"$f":"IF(H1519<=CB1521-E1588,0,H1588*H1517*H1518*J1517/(H1519*4))","v":{"$error":"#VALUE!"}},{"$f":"IF(H1519<=CC1521-E1588,0,H1588*H1517*H1518*J1517/(H1519*4))","v":{"$error":"#VALUE!"}},{"$f":"IF(H1519<=CD1521-E1588,0,H1588*H1517*H1518*J1517/(H1519*4))","v":{"$error":"#VALUE!"}},{"$f":"IF(H1519<=CE1521-E1588,0,H1588*H1517*H1518*J1517/(H1519*4))","v":{"$error":"#VALUE!"}},{"$f":"IF(H1519<=CF1521-E1588,0,H1588*H1517*H1518*J1517/(H1519*4))","v":{"$error":"#VALUE!"}},{"$f":"IF(H1519<=CG1521-E1588,0,H1588*H1517*H1518*J1517/(H1519*4))","v":{"$error":"#VALUE!"}},{"$f":"IF(H1519<=CH1521-E1588,0,H1588*H1517*H1518*J1517/(H1519*4))","v":{"$error":"#VALUE!"}},{"$f":"IF(H1519<=CI1521-E1588,0,H1588*H1517*H1518*J1517/(H1519*4))","v":{"$error":"#VALUE!"}}]
[{"$nulls":4},18.25,{"$f":"$DF$72","v":{"v":0,"d":"0.000"}},{"$f":"IF(SUM(F1522:F1591)-H1520<=0,0,SUM(F1522:F1591)-H1520)","v":{"v":0,"d":"0.00"}},{"v":0,"d":"0.000"},{"$nulls":69},{"$f":"IF(H1519<=BZ1521-E1591,0,H1591*H1517*H1518*J1517/(H1519*4))","v":{"$error":"#VALUE!"}},{"$f":"IF(H1519<=CA1521-E1591,0,H1591*H1517*H1518*J1517/(H1519*4))","v":{"$error":"#VALUE!"}},{"$f":"IF(H1519<=CB1521-E1591,0,H1591*H1517*H1518*J1517/(H1519*4))","v":{"$error":"#VALUE!"}},{"$f":"IF(H1519<=CC1521-E1591,0,H1591*H1517*H1518*J1517/(H1519*4))","v":{"$error":"#VALUE!"}},{"$f":"IF(H1519<=CD1521-E1591,0,H1591*H1517*H1518*J1517/(H1519*4))","v":{"$error":"#VALUE!"}},{"$f":"IF(H1519<=CE1521-E1591,0,H1591*H1517*H1518*J1517/(H1519*4))","v":{"$error":"#VALUE!"}},{"$f":"IF(H1519<=CF1521-E1591,0,H1591*H1517*H1518*J1517/(H1519*4))","v":{"$error":"#VALUE!"}},{"$f":"IF(H1519<=CG1521-E1591,0,H1591*H1517*H1518*J1517/(H1519*4))","v":{"$error":"#VALUE!"}},{"$f":"IF(H1519<=CH1521-E1591,0,H1591*H1517*H1518*J1517/(H1519*4))","v":{"$error":"#VALUE!"}},{"$f":"IF(H1519<=CI1521-E1591,0,H1591*H1517*H1518*J1517/(H1519*4))","v":{"$error":"#VALUE!"}},{"$f":"IF(H1519<=CJ1521-E1591,0,H1591*H1517*H1518*J1517/(H1519*4))","v":{"$error":"#VALUE!"}},{"$f":"IF(H1519<=CK1521-E1591,0,H1591*H1517*H1518*J1517/(H1519*4))","v":{"$error":"#VALUE!"}},{"$f":"IF(H1519<=CL1521-E1591,0,H1591*H1517*H1518*J1517/(H1519*4))","v":{"$error":"#VALUE!"}}]
[{"$nulls":4},{"v":18.5,"d":"18.50"},{"$f":"$DF$73","v":{"v":0,"d":"0.000"}},{"$f":"IF(SUM(F1522:F1592)-H1520<=0,0,SUM(F1522:F1592)-H1520)","v":{"v":0,"d":"0.00"}},{"v":0,"d":"0.000"},{"$nulls":70},{"$f":"IF(H1519<=CA1521-E1592,0,H1592*H1517*H1518*J1517/(H1519*4))","v":{"$error":"#VALUE!"}},{"$f":"IF(H1519<=CB1521-E1592,0,H1592*H1517*H1518*J1517/(H1519*4))","v":{"$error":"#VALUE!"}},{"$f":"IF(H1519<=CC1521-E1592,0,H1592*H1517*H1518*J1517/(H1519*4))","v":{"$error":"#VALUE!"}},{"$f":"IF(H1519<=CD1521-E1592,0,H1592*H1517*H1518*J1517/(H1519*4))","v":{"$error":"#VALUE!"}},{"$f":"IF(H1519<=CE1521-E1592,0,H1592*H1517*H1518*J1517/(H1519*4))","v":{"$error":"#VALUE!"}},{"$f":"IF(H1519<=CF1521-E1592,0,H1592*H1517*H1518*J1517/(H1519*4))","v":{"$error":"#VALUE!"}},{"$f":"IF(H1519<=CG1521-E1592,0,H1592*H1517*H1518*J1517/(H1519*4))","v":{"$error":"#VALUE!"}},{"$f":"IF(H1519<=CH1521-E1592,0,H1592*H1517*H1518*J1517/(H1519*4))","v":{"$error":"#VALUE!"}},{"$f":"IF(H1519<=CI1521-E1592,0,H1592*H1517*H1518*J1517/(H1519*4))","v":{"$error":"#VALUE!"}},{"$f":"IF(H1519<=CJ1521-E1592,0,H1592*H1517*H1518*J1517/(H1519*4))","v":{"$error":"#VALUE!"}},{"$f":"IF(H1519<=CK1521-E1592,0,H1592*H1517*H1518*J1517/(H1519*4))","v":{"$error":"#VALUE!"}},{"$f":"IF(H1519<=CL1521-E1592,0,H1592*H1517*H1518*J1517/(H1519*4))","v":{"$error":"#VALUE!"}},{"$f":"IF(H1519<=CM1521-E1592,0,H1592*H1517*H1518*J1517/(H1519*4))","v":{"$error":"#VALUE!"}}]
[{"$nulls":4},{"v":19.5,"d":"19.50"},{"$f":"$DF$77","v":{"v":0,"d":"0.000"}},{"$f":"IF(SUM(F1522:F1596)-H1520<=0,0,SUM(F1522:F1596)-H1520)","v":{"v":0,"d":"0.00"}},{"v":0,"d":"0.000"},{"$nulls":74},{"$f":"IF(H1519<=CE1521-E1596,0,H1596*H1517*H1518*J1517/(H1519*4))","v":{"$error":"#VALUE!"}},{"$f":"IF(H1519<=CF1521-E1596,0,H1596*H1517*H1518*J1517/(H1519*4))","v":{"$error":"#VALUE!"}},{"$f":"IF(H1519<=CG1521-E1596,0,H1596*H1517*H1518*J1517/(H1519*4))","v":{"$error":"#VALUE!"}},{"$f":"IF(H1519<=CH1521-E1596,0,H1596*H1517*H1518*J1517/(H1519*4))","v":{"$error":"#VALUE!"}},{"$f":"IF(H1519<=CI1521-E1596,0,H1596*H1517*H1518*J1517/(H1519*4))","v":{"$error":"#VALUE!"}},{"$f":"IF(H1519<=CJ1521-E1596,0,H1596*H1517*H1518*J1517/(H1519*4))","v":{"$error":"#VALUE!"}},{"$f":"IF(H1519<=CK1521-E1596,0,H1596*H1517*H1518*J1517/(H1519*4))","v":{"$error":"#VALUE!"}},{"$f":"IF(H1519<=CL1521-E1596,0,H1596*H1517*H1518*J1517/(H1519*4))","v":{"$error":"#VALUE!"}},{"$f":"IF(H1519<=CM1521-E1596,0,H1596*H1517*H1518*J1517/(H1519*4))","v":{"$error":"#VALUE!"}},{"$f":"IF(H1519<=CN1521-E1596,0,H1596*H1517*H1518*J1517/(H1519*4))","v":{"$error":"#VALUE!"}},{"$f":"IF(H1519<=CO1521-E1596,0,H1596*H1517*H1518*J1517/(H1519*4))","v":{"$error":"#VALUE!"}},{"$f":"IF(H1519<=CP1521-E1596,0,H1596*H1517*H1518*J1517/(H1519*4))","v":{"$error":"#VALUE!"}},{"$f":"IF(H1519<=CQ1521-E1596,0,H1596*H1517*H1518*J1517/(H1519*4))","v":{"$error":"#VALUE!"}}]
[{"$nulls":4},19.75,{"$f":"$DF$78","v":{"v":0,"d":"0.000"}},{"$f":"IF(SUM(F1522:F1597)-H1520<=0,0,SUM(F1522:F1597)-H1520)","v":{"v":0,"d":"0.00"}},{"v":0,"d":"0.000"},{"$nulls":75},{"$f":"IF(H1519<=CF1521-E1597,0,H1597*H1517*H1518*J1517/(H1519*4))","v":{"$error":"#VALUE!"}},{"$f":"IF(H1519<=CG1521-E1597,0,H1597*H1517*H1518*J1517/(H1519*4))","v":{"$error":"#VALUE!"}},{"$f":"IF(H1519<=CH1521-E1597,0,H1597*H1517*H1518*J1517/(H1519*4))","v":{"$error":"#VALUE!"}},{"$f":"IF(H1519<=CI1521-E1597,0,H1597*H1517*H1518*J1517/(H1519*4))","v":{"$error":"#VALUE!"}},{"$f":"IF(H1519<=CJ1521-E1597,0,H1597*H1517*H1518*J1517/(H1519*4))","v":{"$error":"#VALUE!"}},{"$f":"IF(H1519<=CK1521-E1597,0,H1597*H1517*H1518*J1517/(H1519*4))","v":{"$error":"#VALUE!"}},{"$f":"IF(H1519<=CL1521-E1597,0,H1597*H1517*H1518*J1517/(H1519*4))","v":{"$error":"#VALUE!"}},{"$f":"IF(H1519<=CM1521-E1597,0,H1597*H1517*H1518*J1517/(H1519*4))","v":{"$error":"#VALUE!"}},{"$f":"IF(H1519<=CN1521-E1597,0,H1597*H1517*H1518*J1517/(H1519*4))","v":{"$error":"#VALUE!"}},{"$f":"IF(H1519<=CO1521-E1597,0,H1597*H1517*H1518*J1517/(H1519*4))","v":{"$error":"#VALUE!"}},{"$f":"IF(H1519<=CP1521-E1597,0,H1597*H1517*H1518*J1517/(H1519*4))","v":{"$error":"#VALUE!"}},{"$f":"IF(H1519<=CQ1521-E1597,0,H1597*H1517*H1518*J1517/(H1519*4))","v":{"$error":"#VALUE!"}},{"$f":"IF(H1519<=CR1521-E1597,0,H1597*H1517*H1518*J1517/(H1519*4))","v":{"$error":"#VALUE!"}}]
[{"$nulls":4},{"v":20.5,"d":"20.50"},{"$f":"$DF$81","v":{"v":0,"d":"0.000"}},{"$f":"IF(SUM(F1522:F1600)-H1520<=0,0,SUM(F1522:F1600)-H1520)","v":{"v":0,"d":"0.00"}},{"v":0,"d":"0.000"},{"$nulls":78},{"$f":"IF(H1519<=CI1521-E1600,0,H1600*H1517*H1518*J1517/(H1519*4))","v":{"$error":"#VALUE!"}},{"$f":"IF(H1519<=CJ1521-E1600,0,H1600*H1517*H1518*J1517/(H1519*4))","v":{"$error":"#VALUE!"}},{"$f":"IF(H1519<=CK1521-E1600,0,H1600*H1517*H1518*J1517/(H1519*4))","v":{"$error":"#VALUE!"}},{"$f":"IF(H1519<=CL1521-E1600,0,H1600*H1517*H1518*J1517/(H1519*4))","v":{"$error":"#VALUE!"}},{"$f":"IF(H1519<=CM1521-E1600,0,H1600*H1517*H1518*J1517/(H1519*4))","v":{"$error":"#VALUE!"}},{"$f":"IF(H1519<=CN1521-E1600,0,H1600*H1517*H1518*J1517/(H1519*4))","v":{"$error":"#VALUE!"}},{"$f":"IF(H1519<=CO1521-E1600,0,H1600*H1517*H1518*J1517/(H1519*4))","v":{"$error":"#VALUE!"}},{"$f":"IF(H1519<=CP1521-E1600,0,H1600*H1517*H1518*J1517/(H1519*4))","v":{"$error":"#VALUE!"}},{"$f":"IF(H1519<=CQ1521-E1600,0,H1600*H1517*H1518*J1517/(H1519*4))","v":{"$error":"#VALUE!"}},{"$f":"IF(H1519<=CR1521-E1600,0,H1600*H1517*H1518*J1517/(H1519*4))","v":{"$error":"#VALUE!"}},{"$f":"IF(H1519<=CS1521-E1600,0,H1600*H1517*H1518*J1517/(H1519*4))","v":{"$error":"#VALUE!"}},{"$f":"IF(H1519<=CT1521-E1600,0,H1600*H1517*H1518*J1517/(H1519*4))","v":{"$error":"#VALUE!"}},{"$f":"IF(H1519<=CU1521-E1600,0,H1600*H1517*H1518*J1517/(H1519*4))","v":{"$error":"#VALUE!"}}]
[{"$nulls":4},20.75,{"$f":"$DF$82","v":{"v":0,"d":"0.000"}},{"$f":"IF(SUM(F1522:F1601)-H1520<=0,0,SUM(F1522:F1601)-H1520)","v":{"v":0,"d":"0.00"}},{"v":0,"d":"0.000"},{"$nulls":79},{"$f":"IF(H1519<=CJ1521-E1601,0,H1601*H1517*H1518*J1517/(H1519*4))","v":{"$error":"#VALUE!"}},{"$f":"IF(H1519<=CK1521-E1601,0,H1601*H1517*H1518*J1517/(H1519*4))","v":{"$error":"#VALUE!"}},{"$f":"IF(H1519<=CL1521-E1601,0,H1601*H1517*H1518*J1517/(H1519*4))","v":{"$error":"#VALUE!"}},{"$f":"IF(H1519<=CM1521-E1601,0,H1601*H1517*H1518*J1517/(H1519*4))","v":{"$error":"#VALUE!"}},{"$f":"IF(H1519<=CN1521-E1601,0,H1601*H1517*H1518*J1517/(H1519*4))","v":{"$error":"#VALUE!"}},{"$f":"IF(H1519<=CO1521-E1601,0,H1601*H1517*H1518*J1517/(H1519*4))","v":{"$error":"#VALUE!"}},{"$f":"IF(H1519<=CP1521-E1601,0,H1601*H1517*H1518*J1517/(H1519*4))","v":{"$error":"#VALUE!"}},{"$f":"IF(H1519<=CQ1521-E1601,0,H1601*H1517*H1518*J1517/(H1519*4))","v":{"$error":"#VALUE!"}},{"$f":"IF(H1519<=CR1521-E1601,0,H1601*H1517*H1518*J1517/(H1519*4))","v":{"$error":"#VALUE!"}},{"$f":"IF(H1519<=CS1521-E1601,0,H1601*H1517*H1518*J1517/(H1519*4))","v":{"$error":"#VALUE!"}},{"$f":"IF(H1519<=CT1521-E1601,0,H1601*H1517*H1518*J1517/(H1519*4))","v":{"$error":"#VALUE!"}},{"$f":"IF(H1519<=CU1521-E1601,0,H1601*H1517*H1518*J1517/(H1519*4))","v":{"$error":"#VALUE!"}},{"$f":"IF(H1519<=CV1521-E1601,0,H1601*H1517*H1518*J1517/(H1519*4))","v":{"$error":"#VALUE!"}}]
[{"$nulls":4},21.75,{"$f":"$DF$86","v":{"v":0,"d":"0.000"}},{"$f":"IF(SUM(F1522:F1605)-H1520<=0,0,SUM(F1522:F1605)-H1520)","v":{"v":0,"d":"0.00"}},{"v":0,"d":"0.000"},{"$nulls":83},{"$f":"IF(H1519<=CN1521-E1605,0,H1605*H1517*H1518*J1517/(H1519*4))","v":{"$error":"#VALUE!"}},{"$f":"IF(H1519<=CO1521-E1605,0,H1605*H1517*H1518*J1517/(H1519*4))","v":{"$error":"#VALUE!"}},{"$f":"IF(H1519<=CP1521-E1605,0,H1605*H1517*H1518*J1517/(H1519*4))","v":{"$error":"#VALUE!"}},{"$f":"IF(H1519<=CQ1521-E1605,0,H1605*H1517*H1518*J1517/(H1519*4))","v":{"$error":"#VALUE!"}},{"$f":"IF(H1519<=CR1521-E1605,0,H1605*H1517*H1518*J1517/(H1519*4))","v":{"$error":"#VALUE!"}},{"$f":"IF(H1519<=CS1521-E1605,0,H1605*H1517*H1518*J1517/(H1519*4))","v":{"$error":"#VALUE!"}},{"$f":"IF(H1519<=CT1521-E1605,0,H1605*H1517*H1518*J1517/(H1519*4))","v":{"$error":"#VALUE!"}},{"$f":"IF(H1519<=CU1521-E1605,0,H1605*H1517*H1518*J1517/(H1519*4))","v":{"$error":"#VALUE!"}},{"$f":"IF(H1519<=CV1521-E1605,0,H1605*H1517*H1518*J1517/(H1519*4))","v":{"$error":"#VALUE!"}},{"$f":"IF(H1519<=CW1521-E1605,0,H1605*H1517*H1518*J1517/(H1519*4))","v":{"$error":"#VALUE!"}},{"$f":"IF(H1519<=CX1521-E1605,0,H1605*H1517*H1518*J1517/(H1519*4))","v":{"$error":"#VALUE!"}},{"$f":"IF(H1519<=CY1521-E1605,0,H1605*H1517*H1518*J1517/(H1519*4))","v":{"$error":"#VALUE!"}},{"$f":"IF(H1519<=CZ1521-E1605,0,H1605*H1517*H1518*J1517/(H1519*4))","v":{"$error":"#VALUE!"}}]
[{"$nulls":4},{"v":22,"d":"22.00"},{"$f":"$DF$87","v":{"v":0,"d":"0.000"}},{"$f":"IF(SUM(F1522:F1606)-H1520<=0,0,SUM(F1522:F1606)-H1520)","v":{"v":0,"d":"0.00"}},{"v":0,"d":"0.000"},{"$nulls":84},{"$f":"IF(H1519<=CO1521-E1606,0,H1606*H1517*H1518*J1517/(H1519*4))","v":{"$error":"#VALUE!"}},{"$f":"IF(H1519<=CP1521-E1606,0,H1606*H1517*H1518*J1517/(H1519*4))","v":{"$error":"#VALUE!"}},{"$f":"IF(H1519<=CQ1521-E1606,0,H1606*H1517*H1518*J1517/(H1519*4))","v":{"$error":"#VALUE!"}},{"$f":"IF(H1519<=CR1521-E1606,0,H1606*H1517*H1518*J1517/(H1519*4))","v":{"$error":"#VALUE!"}},{"$f":"IF(H1519<=CS1521-E1606,0,H1606*H1517*H1518*J1517/(H1519*4))","v":{"$error":"#VALUE!"}},{"$f":"IF(H1519<=CT1521-E1606,0,H1606*H1517*H1518*J1517/(H1519*4))","v":{"$error":"#VALUE!"}},{"$f":"IF(H1519<=CU1521-E1606,0,H1606*H1517*H1518*J1517/(H1519*4))","v":{"$error":"#VALUE!"}},{"$f":"IF(H1519<=CV1521-E1606,0,H1606*H1517*H1518*J1517/(H1519*4))","v":{"$error":"#VALUE!"}},{"$f":"IF(H1519<=CW1521-E1606,0,H1606*H1517*H1518*J1517/(H1519*4))","v":{"$error":"#VALUE!"}},{"$f":"IF(H1519<=CX1521-E1606,0,H1606*H1517*H1518*J1517/(H1519*4))","v":{"$error":"#VALUE!"}},{"$f":"IF(H1519<=CY1521-E1606,0,H1606*H1517*H1518*J1517/(H1519*4))","v":{"$error":"#VALUE!"}},{"$f":"IF(H1519<=CZ1521-E1606,0,H1606*H1517*H1518*J1517/(H1519*4))","v":{"$error":"#VALUE!"}}]
[{"$nulls":4},{"v":23,"d":"23.00"},{"$f":"$DF$91","v":{"v":0,"d":"0.000"}},{"$f":"IF(SUM(F1522:F1610)-H1520<=0,0,SUM(F1522:F1610)-H1520)","v":{"v":0,"d":"0.00"}},{"v":0,"d":"0.000"},{"$nulls":88},{"$f":"IF(H1519<=CS1521-E1610,0,H1610*H1517*H1518*J1517/(H1519*4))","v":{"$error":"#VALUE!"}},{"$f":"IF(H1519<=CT1521-E1610,0,H1610*H1517*H1518*J1517/(H1519*4))","v":{"$error":"#VALUE!"}},{"$f":"IF(H1519<=CU1521-E1610,0,H1610*H1517*H1518*J1517/(H1519*4))","v":{"$error":"#VALUE!"}},{"$f":"IF(H1519<=CV1521-E1610,0,H1610*H1517*H1518*J1517/(H1519*4))","v":{"$error":"#VALUE!"}},{"$f":"IF(H1519<=CW1521-E1610,0,H1610*H1517*H1518*J1517/(H1519*4))","v":{"$error":"#VALUE!"}},{"$f":"IF(H1519<=CX1521-E1610,0,H1610*H1517*H1518*J1517/(H1519*4))","v":{"$error":"#VALUE!"}},{"$f":"IF(H1519<=CY1521-E1610,0,H1610*H1517*H1518*J1517/(H1519*4))","v":{"$error":"#VALUE!"}},{"$f":"IF(H1519<=CZ1521-E1610,0,H1610*H1517*H1518*J1517/(H1519*4))","v":{"$error":"#VALUE!"}}]
[{"$nulls":4},23.25,{"$f":"$DF$92","v":{"v":0,"d":"0.000"}},{"$f":"IF(SUM(F1522:F1611)-H1520<=0,0,SUM(F1522:F1611)-H1520)","v":{"v":0,"d":"0.00"}},{"v":0,"d":"0.000"},{"$nulls":89},{"$f":"IF(H1519<=CT1521-E1611,0,H1611*H1517*H1518*J1517/(H1519*4))","v":{"$error":"#VALUE!"}},{"$f":"IF(H1519<=CU1521-E1611,0,H1611*H1517*H1518*J1517/(H1519*4))","v":{"$error":"#VALUE!"}},{"$f":"IF(H1519<=CV1521-E1611,0,H1611*H1517*H1518*J1517/(H1519*4))","v":{"$error":"#VALUE!"}},{"$f":"IF(H1519<=CW1521-E1611,0,H1611*H1517*H1518*J1517/(H1519*4))","v":{"$error":"#VALUE!"}},{"$f":"IF(H1519<=CX1521-E1611,0,H1611*H1517*H1518*J1517/(H1519*4))","v":{"$error":"#VALUE!"}},{"$f":"IF(H1519<=CY1521-E1611,0,H1611*H1517*H1518*J1517/(H1519*4))","v":{"$error":"#VALUE!"}},{"$f":"IF(H1519<=CZ1521-E1611,0,H1611*H1517*H1518*J1517/(H1519*4))","v":{"$error":"#VALUE!"}}]
[{"$nulls":4},{"v":24,"d":"24.00"},{"$f":"$DF$95","v":{"v":0,"d":"0.000"}},{"$f":"IF(SUM(F1522:F1614)-H1520<=0,0,SUM(F1522:F1614)-H1520)","v":{"v":0,"d":"0.00"}},{"v":0,"d":"0.000"},{"$nulls":92},{"$f":"IF(H1519<=CW1521-E1614,0,H1614*H1517*H1518*J1517/(H1519*4))","v":{"$error":"#VALUE!"}},{"$f":"IF(H1519<=CX1521-E1614,0,H1614*H1517*H1518*J1517/(H1519*4))","v":{"$error":"#VALUE!"}},{"$f":"IF(H1519<=CY1521-E1614,0,H1614*H1517*H1518*J1517/(H1519*4))","v":{"$error":"#VALUE!"}},{"$f":"IF(H1519<=CZ1521-E1614,0,H1614*H1517*H1518*J1517/(H1519*4))","v":{"$error":"#VALUE!"}}]
[{"$nulls":4},24.25,{"$f":"$DF$96","v":{"v":0,"d":"0.000"}},{"$f":"IF(SUM(F1522:F1615)-H1520<=0,0,SUM(F1522:F1615)-H1520)","v":{"v":0,"d":"0.00"}},{"v":0,"d":"0.000"},{"$nulls":93},{"$f":"IF(H1519<=CX1521-E1615,0,H1615*H1517*H1518*J1517/(H1519*4))","v":{"$error":"#VALUE!"}},{"$f":"IF(H1519<=CY1521-E1615,0,H1615*H1517*H1518*J1517/(H1519*4))","v":{"$error":"#VALUE!"}},{"$f":"IF(H1519<=CZ1521-E1615,0,H1615*H1517*H1518*J1517/(H1519*4))","v":{"$error":"#VALUE!"}}]
[{"$f":"CONCATENATE(H1516,C1619)","v":"CSO 01211a."},"11. Runoff Generated","11a.","Stormwater runoff (MG). ",null,null,{"$f":"C1619","v":"11a."},null,{"$f":"SUM(I1522:I1617)","v":{"$error":"#VALUE!"}},{"$f":"SUM(J1522:J1617)","v":{"$error":"#VALUE!"}},{"$error":"#VALUE!"},{"$error":"#VALUE!"},{"$error":"#VALUE!"},{"$error":"#VALUE!"},{"$error":"#VALUE!"},{"$error":"#VALUE!"},{"$error":"#VALUE!"},{"$error":"#VALUE!"},{"$error":"#VALUE!"},{"$error":"#VALUE!"},{"$error":"#VALUE!"},{"$error":"#VALUE!"},{"$error":"#VALUE!"},{"$error":"#VALUE!"},{"$error":"#VALUE!"},{"$error":"#VALUE!"},{"$error":"#VALUE!"},{"$error":"#VALUE!"},{"$error":"#VALUE!"},{"$error":"#VALUE!"},{"$error":"#VALUE!"},{"$error":"#VALUE!"},{"$error":"#VALUE!"},{"$error":"#VALUE!"},{"$error":"#VALUE!"},{"$error":"#VALUE!"},{"$error":"#VALUE!"},{"$error":"#VALUE!"},{"$error":"#VALUE!"},{"$error":"#VALUE!"},{"$error":"#VALUE!"},{"$error":"#VALUE!"},{"$error":"#VALUE!"},{"$error":"#VALUE!"},{"$error":"#VALUE!"},{"$error":"#VALUE!"},{"$error":"#VALUE!"},{"$error":"#VALUE!"},{"$error":"#VALUE!"},{"$error":"#VALUE!"},{"$error":"#VALUE!"},{"$error":"#VALUE!"},{"$error":"#VALUE!"},{"$error":"#VALUE!"},{"$error":"#VALUE!"},{"$error":"#VALUE!"},{"$error":"#VALUE!"},{"$error":"#VALUE!"},{"$error":"#VALUE!"},{"$error":"#VALUE!"},{"$error":"#VALUE!"},{"$error":"#VALUE!"},{"$error":"#VALUE!"},{"$error":"#VALUE!"},{"$error":"#VALUE!"},{"$error":"#VALUE!"},{"$error":"#VALUE!"},{"$error":"#VALUE!"},{"$error":"#VALUE!"},{"$error":"#VALUE!"},{"$error":"#VALUE!"},{"$error":"#VALUE!"},{"$error":"#VALUE!"},{"$f":"SUM(BV1522:BV1617)","v":{"$error":"#VALUE!"}},{"$error":"#VALUE!"},{"$error":"#VALUE!"},{"$error":"#VALUE!"},{"$error":"#VALUE!"},{"$error":"#VALUE!"},{"$error":"#VALUE!"},{"$error":"#VALUE!"},{"$error":"#VALUE!"},{"$error":"#VALUE!"},{"$error":"#VALUE!"},{"$error":"#VALUE!"},{"$error":"#VALUE!"},{"$error":"#VALUE!"},{"$error":"#VALUE!"},{"$error":"#VALUE!"},{"$error":"#VALUE!"},{"$error":"#VALUE!"},{"$error":"#VALUE!"},{"$error":"#VALUE!"},{"$error":"#VALUE!"},{"$error":"#VALUE!"},{"$error":"#VALUE!"},{"$error":"#VALUE!"},{"$error":"#VALUE!"},{"$error":"#VALUE!"},{"$error":"#VALUE!"},{"$error":"#VALUE!"},{"$error":"#VALUE!"},{"$error":"#VALUE!"},{"$error":"#VALUE!"},{"$f":"SUM(I1619:CZ1619)","v":{"$error":"#VALUE!"}}]
[{"$f":"CONCATENATE(H1516,C1620)","v":"CSO 01212b."},"12. Green Infrastructure Reductions","12b.","Total GI capacity (MG). ",null,null,{"$f":"C1620","v":"12b."},{"$f":"IF(HLOOKUP(H1516,'4 - CSO VOLUME'!$E$9:$AS$33,13,FALSE)=\"\",0,HLOOKUP(H1516,'4 - CSO VOLUME'!$E$9:$AS$33,13,FALSE))","v":{"v":0,"d":"0.00"}}]
[{"$f":"CONCATENATE(H1516,C1623)","v":"CSO 01212d."},null,"12d.","Stormwater runoff after GI saturation (MG). Excess after Line 12c exceeds Line 12b.",null,null,{"$f":"C1623","v":"12d."},null,{"$f":"I1622-H1622","v":{"$error":"#VALUE!"}},{"$f":"J1622-I1622","v":{"$error":"#VALUE!"}},{"$f":"K1622-J1622","v":{"$error":"#VALUE!"}},{"$f":"L1622-K1622","v":{"$error":"#VALUE!"}},{"$f":"M1622-L1622","v":{"$error":"#VALUE!"}},{"$f":"N1622-M1622","v":{"$error":"#VALUE!"}},{"$f":"O1622-N1622","v":{"$error":"#VALUE!"}},{"$f":"P1622-O1622","v":{"$error":"#VALUE!"}},{"$f":"Q1622-P1622","v":{"$error":"#VALUE!"}},{"$f":"R1622-Q1622","v":{"$error":"#VALUE!"}},{"$f":"S1622-R1622","v":{"$error":"#VALUE!"}},{"$f":"T1622-S1622","v":{"$error":"#VALUE!"}},{"$f":"U1622-T1622","v":{"$error":"#VALUE!"}},{"$f":"V1622-U1622","v":{"$error":"#VALUE!"}},{"$f":"W1622-V1622","v":{"$error":"#VALUE!"}},{"$f":"X1622-W1622","v":{"$error":"#VALUE!"}},{"$f":"Y1622-X1622","v":{"$error":"#VALUE!"}},{"$f":"Z1622-Y1622","v":{"$error":"#VALUE!"}},{"$f":"AA1622-Z1622","v":{"$error":"#VALUE!"}},{"$f":"AB1622-AA1622","v":{"$error":"#VALUE!"}},{"$f":"AC1622-AB1622","v":{"$error":"#VALUE!"}},{"$f":"AD1622-AC1622","v":{"$error":"#VALUE!"}},{"$f":"AE1622-AD1622","v":{"$error":"#VALUE!"}},{"$f":"AF1622-AE1622","v":{"$error":"#VALUE!"}},{"$f":"AG1622-AF1622","v":{"$error":"#VALUE!"}},{"$f":"AH1622-AG1622","v":{"$error":"#VALUE!"}},{"$f":"AI1622-AH1622","v":{"$error":"#VALUE!"}},{"$f":"AJ1622-AI1622","v":{"$error":"#VALUE!"}},{"$f":"AK1622-AJ1622","v":{"$error":"#VALUE!"}},{"$f":"AL1622-AK1622","v":{"$error":"#VALUE!"}},{"$f":"AM1622-AL1622","v":{"$error":"#VALUE!"}},{"$f":"AN1622-AM1622","v":{"$error":"#VALUE!"}},{"$f":"AO1622-AN1622","v":{"$error":"#VALUE!"}},{"$f":"AP1622-AO1622","v":{"$error":"#VALUE!"}},{"$f":"AQ1622-AP1622","v":{"$error":"#VALUE!"}},{"$f":"AR1622-AQ1622","v":{"$error":"#VALUE!"}},{"$f":"AS1622-AR1622","v":{"$error":"#VALUE!"}},{"$f":"AT1622-AS1622","v":{"$error":"#VALUE!"}},{"$f":"AU1622-AT1622","v":{"$error":"#VALUE!"}},{"$f":"AV1622-AU1622","v":{"$error":"#VALUE!"}},{"$f":"AW1622-AV1622","v":{"$error":"#VALUE!"}},{"$f":"AX1622-AW1622","v":{"$error":"#VALUE!"}},{"$f":"AY1622-AX1622","v":{"$error":"#VALUE!"}},{"$f":"AZ1622-AY1622","v":{"$error":"#VALUE!"}},{"$f":"BA1622-AZ1622","v":{"$error":"#VALUE!"}},{"$f":"BB1622-BA1622","v":{"$error":"#VALUE!"}},{"$f":"BC1622-BB1622","v":{"$error":"#VALUE!"}},{"$f":"BD1622-BC1622","v":{"$error":"#VALUE!"}},{"$f":"BE1622-BD1622","v":{"$error":"#VALUE!"}},{"$f":"BF1622-BE1622","v":{"$error":"#VALUE!"}},{"$f":"BG1622-BF1622","v":{"$error":"#VALUE!"}},{"$f":"BH1622-BG1622","v":{"$error":"#VALUE!"}},{"$f":"BI1622-BH1622","v":{"$error":"#VALUE!"}},{"$f":"BJ1622-BI1622","v":{"$error":"#VALUE!"}},{"$f":"BK1622-BJ1622","v":{"$error":"#VALUE!"}},{"$f":"BL1622-BK1622","v":{"$error":"#VALUE!"}},{"$f":"BM1622-BL1622","v":{"$error":"#VALUE!"}},{"$f":"BN1622-BM1622","v":{"$error":"#VALUE!"}},{"$f":"BO1622-BN1622","v":{"$error":"#VALUE!"}},{"$f":"BP1622-BO1622","v":{"$error":"#VALUE!"}},{"$f":"BQ1622-BP1622","v":{"$error":"#VALUE!"}},{"$f":"BR1622-BQ1622","v":{"$error":"#VALUE!"}},{"$f":"BS1622-BR1622","v":{"$error":"#VALUE!"}},{"$f":"BT1622-BS1622","v":{"$error":"#VALUE!"}},{"$f":"BU1622-BT1622","v":{"$error":"#VALUE!"}},{"$f":"BV1622-BU1622","v":{"$error":"#VALUE!"}},{"$f":"BW1622-BV1622","v":{"$error":"#VALUE!"}},{"$f":"BX1622-BW1622","v":{"$error":"#VALUE!"}},{"$f":"BY1622-BX1622","v":{"$error":"#VALUE!"}},{"$f":"BZ1622-BY1622","v":{"$error":"#VALUE!"}},{"$f":"CA1622-BZ1622","v":{"$error":"#VALUE!"}},{"$f":"CB1622-CA1622","v":{"$error":"#VALUE!"}},{"$f":"CC1622-CB1622","v":{"$error":"#VALUE!"}},{"$f":"CD1622-CC1622","v":{"$error":"#VALUE!"}},{"$f":"CE1622-CD1622","v":{"$error":"#VALUE!"}},{"$f":"CF1622-CE1622","v":{"$error":"#VALUE!"}},{"$f":"CG1622-CF1622","v":{"$error":"#VALUE!"}},{"$f":"CH1622-CG1622","v":{"$error":"#VALUE!"}},{"$f":"CI1622-CH1622","v":{"$error":"#VALUE!"}},{"$f":"CJ1622-CI1622","v":{"$error":"#VALUE!"}},{"$f":"CK1622-CJ1622","v":{"$error":"#VALUE!"}},{"$f":"CL1622-CK1622","v":{"$error":"#VALUE!"}},{"$f":"CM1622-CL1622","v":{"$error":"#VALUE!"}},{"$f":"CN1622-CM1622","v":{"$error":"#VALUE!"}},{"$f":"CO1622-CN1622","v":{"$error":"#VALUE!"}},{"$f":"CP1622-CO1622","v":{"$error":"#VALUE!"}},{"$f":"CQ1622-CP1622","v":{"$error":"#VALUE!"}},{"$f":"CR1622-CQ1622","v":{"$error":"#VALUE!"}},{"$f":"CS1622-CR1622","v":{"$error":"#VALUE!"}},{"$f":"CT1622-CS1622","v":{"$error":"#VALUE!"}},{"$f":"CU1622-CT1622","v":{"$error":"#VALUE!"}},{"$f":"CV1622-CU1622","v":{"$error":"#VALUE!"}},{"$f":"CW1622-CV1622","v":{"$error":"#VALUE!"}},{"$f":"CX1622-CW1622","v":{"$error":"#VALUE!"}},{"$f":"CY1622-CX1622","v":{"$error":"#VALUE!"}},{"$f":"CZ1622-CY1622","v":{"$error":"#VALUE!"}},{"$f":"SUM(I1623:CZ1623)","v":{"$error":"#VALUE!"}}]
[{"$f":"CONCATENATE(H1516,C1625)","v":"CSO 01213b."},null,"13b.","Dry weather flow rate (MGD). ",null,null,{"$f":"C1625","v":"13b."},{"$f":"HLOOKUP(H1516,'4 - CSO VOLUME'!$E$9:$AS$33,17,FALSE)","v":{"v":0,"d":"0.00"}},{"$f":"$H1625/(4*24)","v":{"v":0,"d":"0.000"}},{"$f":"$H1625/(4*24)","v":{"v":0,"d":"0.000"}},{"v":0,"d":"0.000"},{"v":0,"d":"0.000"},{"v":0,"d":"0.000"},{"v":0,"d":"0.000"},{"v":0,"d":"0.000"},{"v":0,"d":"0.000"},{"v":0,"d":"0.000"},{"v":0,"d":"0.000"},{"v":0,"d":"0.000"},{"v":0,"d":"0.000"},{"v":0,"d":"0.000"},{"v":0,"d":"0.000"},{"v":0,"d":"0.000"},{"v":0,"d":"0.000"},{"v":0,"d":"0.000"},{"v":0,"d":"0.000"},{"v":0,"d":"0.000"},{"v":0,"d":"0.000"},{"v":0,"d":"0.000"},{"v":0,"d":"0.000"},{"v":0,"d":"0.000"},{"v":0,"d":"0.000"},{"v":0,"d":"0.000"},{"v":0,"d":"0.000"},{"v":0,"d":"0.000"},{"v":0,"d":"0.000"},{"v":0,"d":"0.000"},{"v":0,"d":"0.000"},{"v":0,"d":"0.000"},{"v":0,"d":"0.000"},{"v":0,"d":"0.000"},{"v":0,"d":"0.000"},{"v":0,"d":"0.000"},{"v":0,"d":"0.000"},{"v":0,"d":"0.000"},{"v":0,"d":"0.000"},{"v":0,"d":"0.000"},{"v":0,"d":"0.000"},{"v":0,"d":"0.000"},{"v":0,"d":"0.000"},{"v":0,"d":"0.000"},{"v":0,"d":"0.000"},{"v":0,"d":"0.000"},{"v":0,"d":"0.000"},{"v":0,"d":"0.000"},{"v":0,"d":"0.000"},{"v":0,"d":"0.000"},{"v":0,"d":"0.000"},{"v":0,"d":"0.000"},{"v":0,"d":"0.000"},{"v":0,"d":"0.000"},{"v":0,"d":"0.000"},{"v":0,"d":"0.000"},{"v":0,"d":"0.000"},{"v":0,"d":"0.000"},{"v":0,"d":"0.000"},{"v":0,"d":"0.000"},{"v":0,"d":"0.000"},{"v":0,"d":"0.000"},{"v":0,"d":"0.000"},{"v":0,"d":"0.000"},{"v":0,"d":"0.000"},{"v":0,"d":"0.000"},{"$f":"$H1625/(4*24)","v":{"v":0,"d":"0.000"}},{"v":0,"d":"0.000"},{"v":0,"d":"0.000"},{"v":0,"d":"0.000"},{"v":0,"d":"0.000"},{"v":0,"d":"0.000"},{"v":0,"d":"0.000"},{"v":0,"d":"0.000"},{"v":0,"d":"0.000"},{"v":0,"d":"0.000"},{"v":0,"d":"0.000"},{"v":0,"d":"0.000"},{"v":0,"d":"0.000"},{"v":0,"d":"0.000"},{"v":0,"d":"0.000"},{"v":0,"d":"0.000"},{"v":0,"d":"0.000"},{"v":0,"d":"0.000"},{"v":0,"d":"0.000"},{"v":0,"d":"0.000"},{"v":0,"d":"0.000"},{"v":0,"d":"0.000"},{"v":0,"d":"0.000"},{"v":0,"d":"0.000"},{"v":0,"d":"0.000"},{"v":0,"d":"0.000"},{"v":0,"d":"0.000"},{"v":0,"d":"0.000"},{"v":0,"d":"0.000"},{"v":0,"d":"0.000"},{"v":0,"d":"0.000"}]
[{"$f":"CONCATENATE(H1516,C1628)","v":"CSO 01213d."},null,"13d.","Combined sewage after GI saturation and CSO control (MG). Excess after Line 13c exceeds Line 13a.",null,null,{"$f":"C1628","v":"13d."},null,{"$f":"I1627-H1627","v":{"$error":"#VALUE!"}},{"$f":"J1627-I1627","v":{"$error":"#VALUE!"}},{"$f":"K1627-J1627","v":{"$error":"#VALUE!"}},{"$f":"L1627-K1627","v":{"$error":"#VALUE!"}},{"$f":"M1627-L1627","v":{"$error":"#VALUE!"}},{"$f":"N1627-M1627","v":{"$error":"#VALUE!"}},{"$f":"O1627-N1627","v":{"$error":"#VALUE!"}},{"$f":"P1627-O1627","v":{"$error":"#VALUE!"}},{"$f":"Q1627-P1627","v":{"$error":"#VALUE!"}},{"$f":"R1627-Q1627","v":{"$error":"#VALUE!"}},{"$f":"S1627-R1627","v":{"$error":"#VALUE!"}},{"$f":"T1627-S1627","v":{"$error":"#VALUE!"}},{"$f":"U1627-T1627","v":{"$error":"#VALUE!"}},{"$f":"V1627-U1627","v":{"$error":"#VALUE!"}},{"$f":"W1627-V1627","v":{"$error":"#VALUE!"}},{"$f":"X1627-W1627","v":{"$error":"#VALUE!"}},{"$f":"Y1627-X1627","v":{"$error":"#VALUE!"}},{"$f":"Z1627-Y1627","v":{"$error":"#VALUE!"}},{"$f":"AA1627-Z1627","v":{"$error":"#VALUE!"}},{"$f":"AB1627-AA1627","v":{"$error":"#VALUE!"}},{"$f":"AC1627-AB1627","v":{"$error":"#VALUE!"}},{"$f":"AD1627-AC1627","v":{"$error":"#VALUE!"}},{"$f":"AE1627-AD1627","v":{"$error":"#VALUE!"}},{"$f":"AF1627-AE1627","v":{"$error":"#VALUE!"}},{"$f":"AG1627-AF1627","v":{"$error":"#VALUE!"}},{"$f":"AH1627-AG1627","v":{"$error":"#VALUE!"}},{"$f":"AI1627-AH1627","v":{"$error":"#VALUE!"}},{"$f":"AJ1627-AI1627","v":{"$error":"#VALUE!"}},{"$f":"AK1627-AJ1627","v":{"$error":"#VALUE!"}},{"$f":"AL1627-AK1627","v":{"$error":"#VALUE!"}},{"$f":"AM1627-AL1627","v":{"$error":"#VALUE!"}},{"$f":"AN1627-AM1627","v":{"$error":"#VALUE!"}},{"$f":"AO1627-AN1627","v":{"$error":"#VALUE!"}},{"$f":"AP1627-AO1627","v":{"$error":"#VALUE!"}},{"$f":"AQ1627-AP1627","v":{"$error":"#VALUE!"}},{"$f":"AR1627-AQ1627","v":{"$error":"#VALUE!"}},{"$f":"AS1627-AR1627","v":{"$error":"#VALUE!"}},{"$f":"AT1627-AS1627","v":{"$error":"#VALUE!"}},{"$f":"AU1627-AT1627","v":{"$error":"#VALUE!"}},{"$f":"AV1627-AU1627","v":{"$error":"#VALUE!"}},{"$f":"AW1627-AV1627","v":{"$error":"#VALUE!"}},{"$f":"AX1627-AW1627","v":{"$error":"#VALUE!"}},{"$f":"AY1627-AX1627","v":{"$error":"#VALUE!"}},{"$f":"AZ1627-AY1627","v":{"$error":"#VALUE!"}},{"$f":"BA1627-AZ1627","v":{"$error":"#VALUE!"}},{"$f":"BB1627-BA1627","v":{"$error":"#VALUE!"}},{"$f":"BC1627-BB1627","v":{"$error":"#VALUE!"}},{"$f":"BD1627-BC1627","v":{"$error":"#VALUE!"}},{"$f":"BE1627-BD1627","v":{"$error":"#VALUE!"}},{"$f":"BF1627-BE1627","v":{"$error":"#VALUE!"}},{"$f":"BG1627-BF1627","v":{"$error":"#VALUE!"}},{"$f":"BH1627-BG1627","v":{"$error":"#VALUE!"}},{"$f":"BI1627-BH1627","v":{"$error":"#VALUE!"}},{"$f":"BJ1627-BI1627","v":{"$error":"#VALUE!"}},{"$f":"BK1627-BJ1627","v":{"$error":"#VALUE!"}},{"$f":"BL1627-BK1627","v":{"$error":"#VALUE!"}},{"$f":"BM1627-BL1627","v":{"$error":"#VALUE!"}},{"$f":"BN1627-BM1627","v":{"$error":"#VALUE!"}},{"$f":"BO1627-BN1627","v":{"$error":"#VALUE!"}},{"$f":"BP1627-BO1627","v":{"$error":"#VALUE!"}},{"$f":"BQ1627-BP1627","v":{"$error":"#VALUE!"}},{"$f":"BR1627-BQ1627","v":{"$error":"#VALUE!"}},{"$f":"BS1627-BR1627","v":{"$error":"#VALUE!"}},{"$f":"BT1627-BS1627","v":{"$error":"#VALUE!"}},{"$f":"BU1627-BT1627","v":{"$error":"#VALUE!"}},{"$f":"BV1627-BU1627","v":{"$error":"#VALUE!"}},{"$f":"BW1627-BV1627","v":{"$error":"#VALUE!"}},{"$f":"BX1627-BW1627","v":{"$error":"#VALUE!"}},{"$f":"BY1627-BX1627","v":{"$error":"#VALUE!"}},{"$f":"BZ1627-BY1627","v":{"$error":"#VALUE!"}},{"$f":"CA1627-BZ1627","v":{"$error":"#VALUE!"}},{"$f":"CB1627-CA1627","v":{"$error":"#VALUE!"}},{"$f":"CC1627-CB1627","v":{"$error":"#VALUE!"}},{"$f":"CD1627-CC1627","v":{"$error":"#VALUE!"}},{"$f":"CE1627-CD1627","v":{"$error":"#VALUE!"}},{"$f":"CF1627-CE1627","v":{"$error":"#VALUE!"}},{"$f":"CG1627-CF1627","v":{"$error":"#VALUE!"}},{"$f":"CH1627-CG1627","v":{"$error":"#VALUE!"}},{"$f":"CI1627-CH1627","v":{"$error":"#VALUE!"}},{"$f":"CJ1627-CI1627","v":{"$error":"#VALUE!"}},{"$f":"CK1627-CJ1627","v":{"$error":"#VALUE!"}},{"$f":"CL1627-CK1627","v":{"$error":"#VALUE!"}},{"$f":"CM1627-CL1627","v":{"$error":"#VALUE!"}},{"$f":"CN1627-CM1627","v":{"$error":"#VALUE!"}},{"$f":"CO1627-CN1627","v":{"$error":"#VALUE!"}},{"$f":"CP1627-CO1627","v":{"$error":"#VALUE!"}},{"$f":"CQ1627-CP1627","v":{"$error":"#VALUE!"}},{"$f":"CR1627-CQ1627","v":{"$error":"#VALUE!"}},{"$f":"CS1627-CR1627","v":{"$error":"#VALUE!"}},{"$f":"CT1627-CS1627","v":{"$error":"#VALUE!"}},{"$f":"CU1627-CT1627","v":{"$error":"#VALUE!"}},{"$f":"CV1627-CU1627","v":{"$error":"#VALUE!"}},{"$f":"CW1627-CV1627","v":{"$error":"#VALUE!"}},{"$f":"CX1627-CW1627","v":{"$error":"#VALUE!"}},{"$f":"CY1627-CX1627","v":{"$error":"#VALUE!"}},{"$f":"CZ1627-CY1627","v":{"$error":"#VALUE!"}},{"$f":"SUM(I1628:CZ1628)","v":{"$error":"#VALUE!"}}]
[{"$f":"CONCATENATE(H1516,C1631)","v":"CSO 01214c."},null,"14c.","CSO treatment capacity (MGD). Line 7c.",null,null,"14c.",{"$f":"HLOOKUP(H1516,'4 - CSO VOLUME'!$E$9:$AS$33,22,FALSE)","v":""}]
[{"$f":"CONCATENATE(H1516,C1633)","v":"CSO 01214e."},null,"14e.","Untreated CSO volume (MG). Difference between hourly values for Line 14b and line 14d.",null,null,"14e.",null,{"$f":"I1630-I1632","v":{"$error":"#VALUE!"}},{"$f":"J1630-J1632","v":{"$error":"#VALUE!"}},{"$error":"#VALUE!"},{"$error":"#VALUE!"},{"$error":"#VALUE!"},{"$error":"#VALUE!"},{"$error":"#VALUE!"},{"$error":"#VALUE!"},{"$error":"#VALUE!"},{"$error":"#VALUE!"},{"$error":"#VALUE!"},{"$error":"#VALUE!"},{"$error":"#VALUE!"},{"$error":"#VALUE!"},{"$error":"#VALUE!"},{"$error":"#VALUE!"},{"$error":"#VALUE!"},{"$error":"#VALUE!"},{"$error":"#VALUE!"},{"$error":"#VALUE!"},{"$error":"#VALUE!"},{"$error":"#VALUE!"},{"$error":"#VALUE!"},{"$error":"#VALUE!"},{"$error":"#VALUE!"},{"$error":"#VALUE!"},{"$error":"#VALUE!"},{"$error":"#VALUE!"},{"$error":"#VALUE!"},{"$error":"#VALUE!"},{"$error":"#VALUE!"},{"$error":"#VALUE!"},{"$error":"#VALUE!"},{"$error":"#VALUE!"},{"$error":"#VALUE!"},{"$error":"#VALUE!"},{"$error":"#VALUE!"},{"$error":"#VALUE!"},{"$error":"#VALUE!"},{"$error":"#VALUE!"},{"$error":"#VALUE!"},{"$error":"#VALUE!"},{"$error":"#VALUE!"},{"$error":"#VALUE!"},{"$error":"#VALUE!"},{"$error":"#VALUE!"},{"$error":"#VALUE!"},{"$error":"#VALUE!"},{"$error":"#VALUE!"},{"$error":"#VALUE!"},{"$error":"#VALUE!"},{"$error":"#VALUE!"},{"$error":"#VALUE!"},{"$error":"#VALUE!"},{"$error":"#VALUE!"},{"$error":"#VALUE!"},{"$error":"#VALUE!"},{"$error":"#VALUE!"},{"$error":"#VALUE!"},{"$error":"#VALUE!"},{"$error":"#VALUE!"},{"$error":"#VALUE!"},{"$error":"#VALUE!"},{"$error":"#VALUE!"},{"$error":"#VALUE!"},{"$f":"BV1630-BV1632","v":{"$error":"#VALUE!"}},{"$error":"#VALUE!"},{"$error":"#VALUE!"},{"$error":"#VALUE!"},{"$error":"#VALUE!"},{"$error":"#VALUE!"},{"$error":"#VALUE!"},{"$error":"#VALUE!"},{"$error":"#VALUE!"},{"$error":"#VALUE!"},{"$error":"#VALUE!"},{"$error":"#VALUE!"},{"$error":"#VALUE!"},{"$error":"#VALUE!"},{"$error":"#VALUE!"},{"$error":"#VALUE!"},{"$error":"#VALUE!"},{"$error":"#VALUE!"},{"$error":"#VALUE!"},{"$error":"#VALUE!"},{"$error":"#VALUE!"},{"$error":"#VALUE!"},{"$error":"#VALUE!"},{"$error":"#VALUE!"},{"$error":"#VALUE!"},{"$error":"#VALUE!"},{"$error":"#VALUE!"},{"$error":"#VALUE!"},{"$error":"#VALUE!"},{"$error":"#VALUE!"},{"$error":"#VALUE!"},{"$f":"SUM(I1633:CZ1633)","v":{"$error":"#VALUE!"}}]
[{"$f":"CONCATENATE(H1516,C1634)","v":"CSO 01214f."},null,"14f.","Combined sewage diverted to WWTP (MG). Subtract Line 14b from Line 13d at hourly increments.",null,null,"14f.",null,{"$f":"I1628-I1630","v":{"$error":"#VALUE!"}},{"$f":"J1628-J1630","v":{"$error":"#VALUE!"}},{"$error":"#VALUE!"},{"$error":"#VALUE!"},{"$error":"#VALUE!"},{"$error":"#VALUE!"},{"$error":"#VALUE!"},{"$error":"#VALUE!"},{"$error":"#VALUE!"},{"$error":"#VALUE!"},{"$error":"#VALUE!"},{"$error":"#VALUE!"},{"$error":"#VALUE!"},{"$error":"#VALUE!"},{"$error":"#VALUE!"},{"$error":"#VALUE!"},{"$error":"#VALUE!"},{"$error":"#VALUE!"},{"$error":"#VALUE!"},{"$error":"#VALUE!"},{"$error":"#VALUE!"},{"$error":"#VALUE!"},{"$error":"#VALUE!"},{"$error":"#VALUE!"},{"$error":"#VALUE!"},{"$error":"#VALUE!"},{"$error":"#VALUE!"},{"$error":"#VALUE!"},{"$error":"#VALUE!"},{"$error":"#VALUE!"},{"$error":"#VALUE!"},{"$error":"#VALUE!"},{"$error":"#VALUE!"},{"$error":"#VALUE!"},{"$error":"#VALUE!"},{"$error":"#VALUE!"},{"$error":"#VALUE!"},{"$error":"#VALUE!"},{"$error":"#VALUE!"},{"$error":"#VALUE!"},{"$error":"#VALUE!"},{"$error":"#VALUE!"},{"$error":"#VALUE!"},{"$error":"#VALUE!"},{"$error":"#VALUE!"},{"$error":"#VALUE!"},{"$error":"#VALUE!"},{"$error":"#VALUE!"},{"$error":"#VALUE!"},{"$error":"#VALUE!"},{"$error":"#VALUE!"},{"$error":"#VALUE!"},{"$error":"#VALUE!"},{"$error":"#VALUE!"},{"$error":"#VALUE!"},{"$error":"#VALUE!"},{"$error":"#VALUE!"},{"$error":"#VALUE!"},{"$error":"#VALUE!"},{"$error":"#VALUE!"},{"$error":"#VALUE!"},{"$error":"#VALUE!"},{"$error":"#VALUE!"},{"$error":"#VALUE!"},{"$error":"#VALUE!"},{"$f":"BV1628-BV1630","v":{"$error":"#VALUE!"}},{"$error":"#VALUE!"},{"$error":"#VALUE!"},{"$error":"#VALUE!"},{"$error":"#VALUE!"},{"$error":"#VALUE!"},{"$error":"#VALUE!"},{"$error":"#VALUE!"},{"$error":"#VALUE!"},{"$error":"#VALUE!"},{"$error":"#VALUE!"},{"$error":"#VALUE!"},{"$error":"#VALUE!"},{"$error":"#VALUE!"},{"$error":"#VALUE!"},{"$error":"#VALUE!"},{"$error":"#VALUE!"},{"$error":"#VALUE!"},{"$error":"#VALUE!"},{"$error":"#VALUE!"},{"$error":"#VALUE!"},{"$error":"#VALUE!"},{"$error":"#VALUE!"},{"$error":"#VALUE!"},{"$error":"#VALUE!"},{"$error":"#VALUE!"},{"$error":"#VALUE!"},{"$error":"#VALUE!"},{"$error":"#VALUE!"},{"$error":"#VALUE!"},{"$error":"#VALUE!"},{"$f":"SUM(I1634:CZ1634)","v":{"$error":"#VALUE!"}}]
[]
[{"$nulls":6},"ISA:",{"$f":"HLOOKUP(H1637,'2 - CSO INPUT'!$E$9:$AS$19,7,FALSE)","v":{"v":0,"d":"0%"}}]
[{"$nulls":4},"hour","P (in)","P_cum (in)","P_mod (in)",1,1.25,{"v":1.5,"d":"1.50"},1.75,{"v":2,"d":"2.00"},2.25,{"v":2.5,"d":"2.50"},2.75,{"v":3,"d":"3.00"},3.25,{"v":3.5,"d":"3.50"},3.75,{"v":4,"d":"4.00"},4.25,{"v":4.5,"d":"4.50"},4.75,{"v":5,"d":"5.00"},5.25,{"v":5.5,"d":"5.50"},5.75,{"v":6,"d":"6.00"},6.25,{"v":6.5,"d":"6.50"},6.75,{"v":7,"d":"7.00"},7.25,{"v":7.5,"d":"7.50"},7.75,{"v":8,"d":"8.00"},8.25,{"v":8.5,"d":"8.50"},8.75,{"v":9,"d":"9.00"},9.25,{"v":9.5,"d":"9.50"},9.75,{"v":10,"d":"10.00"},10.25,{"v":10.5,"d":"10.50"},10.75,{"v":11,"d":"11.00"},11.25,{"v":11.5,"d":"11.50"},11.75,{"v":12,"d":"12.00"},12.25,{"v":12.5,"d":"12.50"},12.75,{"v":13,"d":"13.00"},13.25,{"v":13.5,"d":"13.50"},13.75,{"v":14,"d":"14.00"},14.25,{"v":14.5,"d":"14.50"},14.75,{"v":15,"d":"15.00"},15.25,{"v":15.5,"d":"15.50"},15.75,{"v":16,"d":"16.00"},16.25,{"v":16.5,"d":"16.50"},16.75,{"v":17,"d":"17.00"},17.25,{"v":17.5,"d":"17.50"},17.75,{"v":18,"d":"18.00"},18.25,{"v":18.5,"d":"18.50"},18.75,{"v":19,"d":"19.00"},19.25,{"v":19.5,"d":"19.50"},19.75,{"v":20,"d":"20.00"},20.25,{"v":20.5,"d":"20.50"},20.75,{"v":21,"d":"21.00"},21.25,{"v":21.5,"d":"21.50"},21.75,{"v":22,"d":"22.00"},22.25,{"v":22.5,"d":"22.50"},22.75,{"v":23,"d":"23.00"},23.25,{"v":23.5,"d":"23.50"},23.75,{"v":24,"d":"24.00"},24.25,{"v":24.5,"d":"24.50"},24.75]
[{"$nulls":4},1,{"$f":"$DF$3","v":{"v":0,"d":"0.000"}},{"$f":"IF(SUM(F1643:F1643)-H1641<=0,0,SUM(F1643:F1643)-H1641)","v":{"v":0,"d":"0.00"}},{"$f":"G1643-0","v":{"v":0,"d":"0.000"}},{"$f":"IF(H1640<=I1642-E1643,0,H1643*H1638*H1639*J1638/(H1640*4))","v":{"$error":"#VALUE!"}},{"$f":"IF(H1640<=J1642-E1643,0,H1643*H1638*H1639*J1638/(H1640*4))","v":{"$error":"#VALUE!"}},{"$f":"IF(H1640<=K1642-E1643,0,H1643*H1638*H1639*J1638/(H1640*4))","v":{"$error":"#VALUE!"}},{"$f":"IF(H1640<=L1642-E1643,0,H1643*H1638*H1639*J1638/(H1640*4))","v":{"$error":"#VALUE!"}},{"$f":"IF(H1640<=M1642-E1643,0,H1643*H1638*H1639*J1638/(H1640*4))","v":{"$error":"#VALUE!"}},{"$f":"IF(H1640<=N1642-E1643,0,H1643*H1638*H1639*J1638/(H1640*4))","v":{"$error":"#VALUE!"}},{"$f":"IF(H1640<=O1642-E1643,0,H1643*H1638*H1639*J1638/(H1640*4))","v":{"$error":"#VALUE!"}},{"$f":"IF(H1640<=P1642-E1643,0,H1643*H1638*H1639*J1638/(H1640*4))","v":{"$error":"#VALUE!"}},{"$f":"IF(H1640<=Q1642-E1643,0,H1643*H1638*H1639*J1638/(H1640*4))","v":{"$error":"#VALUE!"}},{"$f":"IF(H1640<=R1642-E1643,0,H1643*H1638*H1639*J1638/(H1640*4))","v":{"$error":"#VALUE!"}},{"$f":"IF(H1640<=S1642-E1643,0,H1643*H1638*H1639*J1638/(H1640*4))","v":{"$error":"#VALUE!"}},{"$f":"IF(H1640<=T1642-E1643,0,H1643*H1638*H1639*J1638/(H1640*4))","v":{"$error":"#VALUE!"}},{"$f":"IF(H1640<=U1642-E1643,0,H1643*H1638*H1639*J1638/(H1640*4))","v":{"$error":"#VALUE!"}}]
[{"$nulls":4},{"v":2,"d":"2.00"},{"$f":"$DF$7","v":{"v":0,"d":"0.000"}},{"$f":"IF(SUM(F1643:F1647)-H1641<=0,0,SUM(F1643:F1647)-H1641)","v":{"v":0,"d":"0.00"}},{"v":0,"d":"0.000"},{"$nulls":4},{"$f":"IF(H1640<=M1642-E1647,0,H1647*H1638*H1639*J1638/(H1640*4))","v":{"$error":"#VALUE!"}},{"$f":"IF(H1640<=N1642-E1647,0,H1647*H1638*H1639*J1638/(H1640*4))","v":{"$error":"#VALUE!"}},{"$f":"IF(H1640<=O1642-E1647,0,H1647*H1638*H1639*J1638/(H1640*4))","v":{"$error":"#VALUE!"}},{"$f":"IF(H1640<=P1642-E1647,0,H1647*H1638*H1639*J1638/(H1640*4))","v":{"$error":"#VALUE!"}},{"$f":"IF(H1640<=Q1642-E1647,0,H1647*H1638*H1639*J1638/(H1640*4))","v":{"$error":"#VALUE!"}},{"$f":"IF(H1640<=R1642-E1647,0,H1647*H1638*H1639*J1638/(H1640*4))","v":{"$error":"#VALUE!"}},{"$f":"IF(H1640<=S1642-E1647,0,H1647*H1638*H1639*J1638/(H1640*4))","v":{"$error":"#VALUE!"}},{"$f":"IF(H1640<=T1642-E1647,0,H1647*H1638*H1639*J1638/(H1640*4))","v":{"$error":"#VALUE!"}},{"$f":"IF(H1640<=U1642-E1647,0,H1647*H1638*H1639*J1638/(H1640*4))","v":{"$error":"#VALUE!"}},{"$f":"IF(H1640<=V1642-E1647,0,H1647*H1638*H1639*J1638/(H1640*4))","v":{"$error":"#VALUE!"}},{"$f":"IF(H1640<=W1642-E1647,0,H1647*H1638*H1639*J1638/(H1640*4))","v":{"$error":"#VALUE!"}},{"$f":"IF(H1640<=X1642-E1647,0,H1647*H1638*H1639*J1638/(H1640*4))","v":{"$error":"#VALUE!"}},{"$f":"IF(H1640<=Y1642-E1647,0,H1647*H1638*H1639*J1638/(H1640*4))","v":{"$error":"#VALUE!"}}]
[{"$nulls":4},2.25,{"$f":"$DF$8","v":{"v":0,"d":"0.000"}},{"$f":"IF(SUM(F1643:F1648)-H1641<=0,0,SUM(F1643:F1648)-H1641)","v":{"v":0,"d":"0.00"}},{"v":0,"d":"0.000"},{"$nulls":5},{"$f":"IF(H1640<=N1642-E1648,0,H1648*H1638*H1639*J1638/(H1640*4))","v":{"$error":"#VALUE!"}},{"$f":"IF(H1640<=O1642-E1648,0,H1648*H1638*H1639*J1638/(H1640*4))","v":{"$error":"#VALUE!"}},{"$f":"IF(H1640<=P1642-E1648,0,H1648*H1638*H1639*J1638/(H1640*4))","v":{"$error":"#VALUE!"}},{"$f":"IF(H1640<=Q1642-E1648,0,H1648*H1638*H1639*J1638/(H1640*4))","v":{"$error":"#VALUE!"}},{"$f":"IF(H1640<=R1642-E1648,0,H1648*H1638*H1639*J1638/(H1640*4))","v":{"$error":"#VALUE!"}},{"$f":"IF(H1640<=S1642-E1648,0,H1648*H1638*H1639*J1638/(H1640*4))","v":{"$error":"#VALUE!"}},{"$f":"IF(H1640<=T1642-E1648,0,H1648*H1638*H1639*J1638/(H1640*4))","v":{"$error":"#VALUE!"}},{"$f":"IF(H1640<=U1642-E1648,0,H1648*H1638*H1639*J1638/(H1640*4))","v":{"$error":"#VALUE!"}},{"$f":"IF(H1640<=V1642-E1648,0,H1648*H1638*H1639*J1638/(H1640*4))","v":{"$error":"#VALUE!"}},{"$f":"IF(H1640<=W1642-E1648,0,H1648*H1638*H1639*J1638/(H1640*4))","v":{"$error":"#VALUE!"}},{"$f":"IF(H1640<=X1642-E1648,0,H1648*H1638*H1639*J1638/(H1640*4))","v":{"$error":"#VALUE!"}},{"$f":"IF(H1640<=Y1642-E1648,0,H1648*H1638*H1639*J1638/(H1640*4))","v":{"$error":"#VALUE!"}},{"$f":"IF(H1640<=Z1642-E1648,0,H1648*H1638*H1639*J1638/(H1640*4))","v":{"$error":"#VALUE!"}}]
[{"$nulls":4},{"v":3,"d":"3.00"},{"$f":"$DF$11","v":{"v":0,"d":"0.000"}},{"$f":"IF(SUM(F1643:F1651)-H1641<=0,0,SUM(F1643:F1651)-H1641)","v":{"v":0,"d":"0.00"}},{"v":0,"d":"0.000"},{"$nulls":8},{"$f":"IF(H1640<=Q1642-E1651,0,H1651*H1638*H1639*J1638/(H1640*4))","v":{"$error":"#VALUE!"}},{"$f":"IF(H1640<=R1642-E1651,0,H1651*H1638*H1639*J1638/(H1640*4))","v":{"$error":"#VALUE!"}},{"$f":"IF(H1640<=S1642-E1651,0,H1651*H1638*H1639*J1638/(H1640*4))","v":{"$error":"#VALUE!"}},{"$f":"IF(H1640<=T1642-E1651,0,H1651*H1638*H1639*J1638/(H1640*4))","v":{"$error":"#VALUE!"}},{"$f":"IF(H1640<=U1642-E1651,0,H1651*H1638*H1639*J1638/(H1640*4))","v":{"$error":"#VALUE!"}},{"$f":"IF(H1640<=V1642-E1651,0,H1651*H1638*H1639*J1638/(H1640*4))","v":{"$error":"#VALUE!"}},{"$f":"IF(H1640<=W1642-E1651,0,H1651*H1638*H1639*J1638/(H1640*4))","v":{"$error":"#VALUE!"}},{"$f":"IF(H1640<=X1642-E1651,0,H1651*H1638*H1639*J1638/(H1640*4))","v":{"$error":"#VALUE!"}},{"$f":"IF(H1640<=Y1642-E1651,0,H1651*H1638*H1639*J1638/(H1640*4))","v":{"$error":"#VALUE!"}},{"$f":"IF(H1640<=Z1642-E1651,0,H1651*H1638*H1639*J1638/(H1640*4))","v":{"$error":"#VALUE!"}},{"$f":"IF(H1640<=AA1642-E1651,0,H1651*H1638*H1639*J1638/(H1640*4))","v":{"$error":"#VALUE!"}},{"$f":"IF(H1640<=AB1642-E1651,0,H1651*H1638*H1639*J1638/(H1640*4))","v":{"$error":"#VALUE!"}},{"$f":"IF(H1640<=AC1642-E1651,0,H1651*H1638*H1639*J1638/(H1640*4))","v":{"$error":"#VALUE!"}}]
[{"$nulls":4},3.25,{"$f":"$DF$12","v":{"v":0,"d":"0.000"}},{"$f":"IF(SUM(F1643:F1652)-H1641<=0,0,SUM(F1643:F1652)-H1641)","v":{"v":0,"d":"0.00"}},{"v":0,"d":"0.000"},{"$nulls":9},{"$f":"IF(H1640<=R1642-E1652,0,H1652*H1638*H1639*J1638/(H1640*4))","v":{"$error":"#VALUE!"}},{"$f":"IF(H1640<=S1642-E1652,0,H1652*H1638*H1639*J1638/(H1640*4))","v":{"$error":"#VALUE!"}},{"$f":"IF(H1640<=T1642-E1652,0,H1652*H1638*H1639*J1638/(H1640*4))","v":{"$error":"#VALUE!"}},{"$f":"IF(H1640<=U1642-E1652,0,H1652*H1638*H1639*J1638/(H1640*4))","v":{"$error":"#VALUE!"}},{"$f":"IF(H1640<=V1642-E1652,0,H1652*H1638*H1639*J1638/(H1640*4))","v":{"$error":"#VALUE!"}},{"$f":"IF(H1640<=W1642-E1652,0,H1652*H1638*H1639*J1638/(H1640*4))","v":{"$error":"#VALUE!"}},{"$f":"IF(H1640<=X1642-E1652,0,H1652*H1638*H1639*J1638/(H1640*4))","v":{"$error":"#VALUE!"}},{"$f":"IF(H1640<=Y1642-E1652,0,H1652*H1638*H1639*J1638/(H1640*4))","v":{"$error":"#VALUE!"}},{"$f":"IF(H1640<=Z1642-E1652,0,H1652*H1638*H1639*J1638/(H1640*4))","v":{"$error":"#VALUE!"}},{"$f":"IF(H1640<=AA1642-E1652,0,H1652*H1638*H1639*J1638/(H1640*4))","v":{"$error":"#VALUE!"}},{"$f":"IF(H1640<=AB1642-E1652,0,H1652*H1638*H1639*J1638/(H1640*4))","v":{"$error":"#VALUE!"}},{"$f":"IF(H1640<=AC1642-E1652,0,H1652*H1638*H1639*J1638/(H1640*4))","v":{"$error":"#VALUE!"}},{"$f":"IF(H1640<=AD1642-E1652,0,H1652*H1638*H1639*J1638/(H1640*4))","v":{"$error":"#VALUE!"}}]
[{"$nulls":4},4.25,{"$f":"$DF$16","v":{"v":0,"d":"0.000"}},{"$f":"IF(SUM(F1643:F1656)-H1641<=0,0,SUM(F1643:F1656)-H1641)","v":{"v":0,"d":"0.00"}},{"v":0,"d":"0.000"},{"$nulls":13},{"$f":"IF(H1640<=V1642-E1656,0,H1656*H1638*H1639*J1638/(H1640*4))","v":{"$error":"#VALUE!"}},{"$f":"IF(H1640<=W1642-E1656,0,H1656*H1638*H1639*J1638/(H1640*4))","v":{"$error":"#VALUE!"}},{"$f":"IF(H1640<=X1642-E1656,0,H1656*H1638*H1639*J1638/(H1640*4))","v":{"$error":"#VALUE!"}},{"$f":"IF(H1640<=Y1642-E1656,0,H1656*H1638*H1639*J1638/(H1640*4))","v":{"$error":"#VALUE!"}},{"$f":"IF(H1640<=Z1642-E1656,0,H1656*H1638*H1639*J1638/(H1640*4))","v":{"$error":"#VALUE!"}},{"$f":"IF(H1640<=AA1642-E1656,0,H1656*H1638*H1639*J1638/(H1640*4))","v":{"$error":"#VALUE!"}},{"$f":"IF(H1640<=AB1642-E1656,0,H1656*H1638*H1639*J1638/(H1640*4))","v":{"$error":"#VALUE!"}},{"$f":"IF(H1640<=AC1642-E1656,0,H1656*H1638*H1639*J1638/(H1640*4))","v":{"$error":"#VALUE!"}},{"$f":"IF(H1640<=AD1642-E1656,0,H1656*H1638*H1639*J1638/(H1640*4))","v":{"$error":"#VALUE!"}},{"$f":"IF(H1640<=AE1642-E1656,0,H1656*H1638*H1639*J1638/(H1640*4))","v":{"$error":"#VALUE!"}},{"$f":"IF(H1640<=AF1642-E1656,0,H1656*H1638*H1639*J1638/(H1640*4))","v":{"$error":"#VALUE!"}},{"$f":"IF(H1640<=AG1642-E1656,0,H1656*H1638*H1639*J1638/(H1640*4))","v":{"$error":"#VALUE!"}},{"$f":"IF(H1640<=AH1642-E1656,0,H1656*H1638*H1639*J1638/(H1640*4))","v":{"$error":"#VALUE!"}}]
[{"$nulls":4},{"v":4.5,"d":"4.50"},{"$f":"$DF$17","v":{"v":0,"d":"0.000"}},{"$f":"IF(SUM(F1643:F1657)-H1641<=0,0,SUM(F1643:F1657)-H1641)","v":{"v":0,"d":"0.00"}},{"v":0,"d":"0.000"},{"$nulls":14},{"$f":"IF(H1640<=W1642-E1657,0,H1657*H1638*H1639*J1638/(H1640*4))","v":{"$error":"#VALUE!"}},{"$f":"IF(H1640<=X1642-E1657,0,H1657*H1638*H1639*J1638/(H1640*4))","v":{"$error":"#VALUE!"}},{"$f":"IF(H1640<=Y1642-E1657,0,H1657*H1638*H1639*J1638/(H1640*4))","v":{"$error":"#VALUE!"}},{"$f":"IF(H1640<=Z1642-E1657,0,H1657*H1638*H1639*J1638/(H1640*4))","v":{"$error":"#VALUE!"}},{"$f":"IF(H1640<=AA1642-E1657,0,H1657*H1638*H1639*J1638/(H1640*4))","v":{"$error":"#VALUE!"}},{"$f":"IF(H1640<=AB1642-E1657,0,H1657*H1638*H1639*J1638/(H1640*4))","v":{"$error":"#VALUE!"}},{"$f":"IF(H1640<=AC1642-E1657,0,H1657*H1638*H1639*J1638/(H1640*4))","v":{"$error":"#VALUE!"}},{"$f":"IF(H1640<=AD1642-E1657,0,H1657*H1638*H1639*J1638/(H1640*4))","v":{"$error":"#VALUE!"}},{"$f":"IF(H1640<=AE1642-E1657,0,H1657*H1638*H1639*J1638/(H1640*4))","v":{"$error":"#VALUE!"}},{"$f":"IF(H1640<=AF1642-E1657,0,H1657*H1638*H1639*J1638/(H1640*4))","v":{"$error":"#VALUE!"}},{"$f":"IF(H1640<=AG1642-E1657,0,H1657*H1638*H1639*J1638/(H1640*4))","v":{"$error":"#VALUE!"}},{"$f":"IF(H1640<=AH1642-E1657,0,H1657*H1638*H1639*J1638/(H1640*4))","v":{"$error":"#VALUE!"}},{"$f":"IF(H1640<=AI1642-E1657,0,H1657*H1638*H1639*J1638/(H1640*4))","v":{"$error":"#VALUE!"}}]
[{"$nulls":4},5.25,{"$f":"$DF$20","v":{"v":0,"d":"0.000"}},{"$f":"IF(SUM(F1643:F1660)-H1641<=0,0,SUM(F1643:F1660)-H1641)","v":{"v":0,"d":"0.00"}},{"v":0,"d":"0.000"},{"$nulls":17},{"$f":"IF(H1640<=Z1642-E1660,0,H1660*H1638*H1639*J1638/(H1640*4))","v":{"$error":"#VALUE!"}},{"$f":"IF(H1640<=AA1642-E1660,0,H1660*H1638*H1639*J1638/(H1640*4))","v":{"$error":"#VALUE!"}},{"$f":"IF(H1640<=AB1642-E1660,0,H1660*H1638*H1639*J1638/(H1640*4))","v":{"$error":"#VALUE!"}},{"$f":"IF(H1640<=AC1642-E1660,0,H1660*H1638*H1639*J1638/(H1640*4))","v":{"$error":"#VALUE!"}},{"$f":"IF(H1640<=AD1642-E1660,0,H1660*H1638*H1639*J1638/(H1640*4))","v":{"$error":"#VALUE!"}},{"$f":"IF(H1640<=AE1642-E1660,0,H1660*H1638*H1639*J1638/(H1640*4))","v":{"$error":"#VALUE!"}},{"$f":"IF(H1640<=AF1642-E1660,0,H1660*H1638*H1639*J1638/(H1640*4))","v":{"$error":"#VALUE!"}},{"$f":"IF(H1640<=AG1642-E1660,0,H1660*H1638*H1639*J1638/(H1640*4))","v":{"$error":"#VALUE!"}},{"$f":"IF(H1640<=AH1642-E1660,0,H1660*H1638*H1639*J1638/(H1640*4))","v":{"$error":"#VALUE!"}},{"$f":"IF(H1640<=AI1642-E1660,0,H1660*H1638*H1639*J1638/(H1640*4))","v":{"$error":"#VALUE!"}},{"$f":"IF(H1640<=AJ1642-E1660,0,H1660*H1638*H1639*J1638/(H1640*4))","v":{"$error":"#VALUE!"}},{"$f":"IF(H1640<=AK1642-E1660,0,H1660*H1638*H1639*J1638/(H1640*4))","v":{"$error":"#VALUE!"}},{"$f":"IF(H1640<=AL1642-E1660,0,H1660*H1638*H1639*J1638/(H1640*4))","v":{"$error":"#VALUE!"}}]
[{"$nulls":4},5.75,{"$f":"$DF$22","v":{"v":0,"d":"0.000"}},{"$f":"IF(SUM(F1643:F1662)-H1641<=0,0,SUM(F1643:F1662)-H1641)","v":{"v":0,"d":"0.00"}},{"v":0,"d":"0.000"},{"$nulls":19},{"$f":"IF(H1640<=AB1642-E1662,0,H1662*H1638*H1639*J1638/(H1640*4))","v":{"$error":"#VALUE!"}},{"$f":"IF(H1640<=AC1642-E1662,0,H1662*H1638*H1639*J1638/(H1640*4))","v":{"$error":"#VALUE!"}},{"$f":"IF(H1640<=AD1642-E1662,0,H1662*H1638*H1639*J1638/(H1640*4))","v":{"$error":"#VALUE!"}},{"$f":"IF(H1640<=AE1642-E1662,0,H1662*H1638*H1639*J1638/(H1640*4))","v":{"$error":"#VALUE!"}},{"$f":"IF(H1640<=AF1642-E1662,0,H1662*H1638*H1639*J1638/(H1640*4))","v":{"$error":"#VALUE!"}},{"$f":"IF(H1640<=AG1642-E1662,0,H1662*H1638*H1639*J1638/(H1640*4))","v":{"$error":"#VALUE!"}},{"$f":"IF(H1640<=AH1642-E1662,0,H1662*H1638*H1639*J1638/(H1640*4))","v":{"$error":"#VALUE!"}},{"$f":"IF(H1640<=AI1642-E1662,0,H1662*H1638*H1639*J1638/(H1640*4))","v":{"$error":"#VALUE!"}},{"$f":"IF(H1640<=AJ1642-E1662,0,H1662*H1638*H1639*J1638/(H1640*4))","v":{"$error":"#VALUE!"}},{"$f":"IF(H1640<=AK1642-E1662,0,H1662*H1638*H1639*J1638/(H1640*4))","v":{"$error":"#VALUE!"}},{"$f":"IF(H1640<=AL1642-E1662,0,H1662*H1638*H1639*J1638/(H1640*4))","v":{"$error":"#VALUE!"}},{"$f":"IF(H1640<=AM1642-E1662,0,H1662*H1638*H1639*J1638/(H1640*4))","v":{"$error":"#VALUE!"}},{"$f":"IF(H1640<=AN1642-E1662,0,H1662*H1638*H1639*J1638/(H1640*4))","v":{"$error":"#VALUE!"}}]
[{"$nulls":4},{"v":6.5,"d":"6.50"},{"$f":"$DF$25","v":{"v":0,"d":"0.000"}},{"$f":"IF(SUM(F1643:F1665)-H1641<=0,0,SUM(F1643:F1665)-H1641)","v":{"v":0,"d":"0.00"}},{"v":0,"d":"0.000"},{"$nulls":22},{"$f":"IF(H1640<=AE1642-E1665,0,H1665*H1638*H1639*J1638/(H1640*4))","v":{"$error":"#VALUE!"}},{"$f":"IF(H1640<=AF1642-E1665,0,H1665*H1638*H1639*J1638/(H1640*4))","v":{"$error":"#VALUE!"}},{"$f":"IF(H1640<=AG1642-E1665,0,H1665*H1638*H1639*J1638/(H1640*4))","v":{"$error":"#VALUE!"}},{"$f":"IF(H1640<=AH1642-E1665,0,H1665*H1638*H1639*J1638/(H1640*4))","v":{"$error":"#VALUE!"}},{"$f":"IF(H1640<=AI1642-E1665,0,H1665*H1638*H1639*J1638/(H1640*4))","v":{"$error":"#VALUE!"}},{"$f":"IF(H1640<=AJ1642-E1665,0,H1665*H1638*H1639*J1638/(H1640*4))","v":{"$error":"#VALUE!"}},{"$f":"IF(H1640<=AK1642-E1665,0,H1665*H1638*H1639*J1638/(H1640*4))","v":{"$error":"#VALUE!"}},{"$f":"IF(H1640<=AL1642-E1665,0,H1665*H1638*H1639*J1638/(H1640*4))","v":{"$error":"#VALUE!"}},{"$f":"IF(H1640<=AM1642-E1665,0,H1665*H1638*H1639*J1638/(H1640*4))","v":{"$error":"#VALUE!"}},{"$f":"IF(H1640<=AN1642-E1665,0,H1665*H1638*H1639*J1638/(H1640*4))","v":{"$error":"#VALUE!"}},{"$f":"IF(H1640<=AO1642-E1665,0,H1665*H1638*H1639*J1638/(H1640*4))","v":{"$error":"#VALUE!"}},{"$f":"IF(H1640<=AP1642-E1665,0,H1665*H1638*H1639*J1638/(H1640*4))","v":{"$error":"#VALUE!"}},{"$f":"IF(H1640<=AQ1642-E1665,0,H1665*H1638*H1639*J1638/(H1640*4))","v":{"$error":"#VALUE!"}}]
[{"$nulls":4},7.25,{"$f":"$DF$28","v":{"v":0,"d":"0.000"}},{"$f":"IF(SUM(F1643:F1668)-H1641<=0,0,SUM(F1643:F1668)-H1641)","v":{"v":0,"d":"0.00"}},{"v":0,"d":"0.000"},{"$nulls":25},{"$f":"IF(H1640<=AH1642-E1668,0,H1668*H1638*H1639*J1638/(H1640*4))","v":{"$error":"#VALUE!"}},{"$f":"IF(H1640<=AI1642-E1668,0,H1668*H1638*H1639*J1638/(H1640*4))","v":{"$error":"#VALUE!"}},{"$f":"IF(H1640<=AJ1642-E1668,0,H1668*H1638*H1639*J1638/(H1640*4))","v":{"$error":"#VALUE!"}},{"$f":"IF(H1640<=AK1642-E1668,0,H1668*H1638*H1639*J1638/(H1640*4))","v":{"$error":"#VALUE!"}},{"$f":"IF(H1640<=AL1642-E1668,0,H1668*H1638*H1639*J1638/(H1640*4))","v":{"$error":"#VALUE!"}},{"$f":"IF(H1640<=AM1642-E1668,0,H1668*H1638*H1639*J1638/(H1640*4))","v":{"$error":"#VALUE!"}},{"$f":"IF(H1640<=AN1642-E1668,0,H1668*H1638*H1639*J1638/(H1640*4))","v":{"$error":"#VALUE!"}},{"$f":"IF(H1640<=AO1642-E1668,0,H1668*H1638*H1639*J1638/(H1640*4))","v":{"$error":"#VALUE!"}},{"$f":"IF(H1640<=AP1642-E1668,0,H1668*H1638*H1639*J1638/(H1640*4))","v":{"$error":"#VALUE!"}},{"$f":"IF(H1640<=AQ1642-E1668,0,H1668*H1638*H1639*J1638/(H1640*4))","v":{"$error":"#VALUE!"}},{"$f":"IF(H1640<=AR1642-E1668,0,H1668*H1638*H1639*J1638/(H1640*4))","v":{"$error":"#VALUE!"}},{"$f":"IF(H1640<=AS1642-E1668,0,H1668*H1638*H1639*J1638/(H1640*4))","v":{"$error":"#VALUE!"}},{"$f":"IF(H1640<=AT1642-E1668,0,H1668*H1638*H1639*J1638/(H1640*4))","v":{"$error":"#VALUE!"}}]
[{"$nulls":4},7.75,{"$f":"$DF$30","v":{"v":0,"d":"0.000"}},{"$f":"IF(SUM(F1643:F1670)-H1641<=0,0,SUM(F1643:F1670)-H1641)","v":{"v":0,"d":"0.00"}},{"v":0,"d":"0.000"},{"$nulls":27},{"$f":"IF(H1640<=AJ1642-E1670,0,H1670*H1638*H1639*J1638/(H1640*4))","v":{"$error":"#VALUE!"}},{"$f":"IF(H1640<=AK1642-E1670,0,H1670*H1638*H1639*J1638/(H1640*4))","v":{"$error":"#VALUE!"}},{"$f":"IF(H1640<=AL1642-E1670,0,H1670*H1638*H1639*J1638/(H1640*4))","v":{"$error":"#VALUE!"}},{"$f":"IF(H1640<=AM1642-E1670,0,H1670*H1638*H1639*J1638/(H1640*4))","v":{"$error":"#VALUE!"}},{"$f":"IF(H1640<=AN1642-E1670,0,H1670*H1638*H1639*J1638/(H1640*4))","v":{"$error":"#VALUE!"}},{"$f":"IF(H1640<=AO1642-E1670,0,H1670*H1638*H1639*J1638/(H1640*4))","v":{"$error":"#VALUE!"}},{"$f":"IF(H1640<=AP1642-E1670,0,H1670*H1638*H1639*J1638/(H1640*4))","v":{"$error":"#VALUE!"}},{"$f":"IF(H1640<=AQ1642-E1670,0,H1670*H1638*H1639*J1638/(H1640*4))","v":{"$error":"#VALUE!"}},{"$f":"IF(H1640<=AR1642-E1670,0,H1670*H1638*H1639*J1638/(H1640*4))","v":{"$error":"#VALUE!"}},{"$f":"IF(H1640<=AS1642-E1670,0,H1670*H1638*H1639*J1638/(H1640*4))","v":{"$error":"#VALUE!"}},{"$f":"IF(H1640<=AT1642-E1670,0,H1670*H1638*H1639*J1638/(H1640*4))","v":{"$error":"#VALUE!"}},{"$f":"IF(H1640<=AU1642-E1670,0,H1670*H1638*H1639*J1638/(H1640*4))","v":{"$error":"#VALUE!"}},{"$f":"IF(H1640<=AV1642-E1670,0,H1670*H1638*H1639*J1638/(H1640*4))","v":{"$error":"#VALUE!"}}]
[{"$nulls":4},{"v":8,"d":"8.00"},{"$f":"$DF$31","v":{"v":0,"d":"0.000"}},{"$f":"IF(SUM(F1643:F1671)-H1641<=0,0,SUM(F1643:F1671)-H1641)","v":{"v":0,"d":"0.00"}},{"v":0,"d":"0.000"},{"$nulls":28},{"$f":"IF(H1640<=AK1642-E1671,0,H1671*H1638*H1639*J1638/(H1640*4))","v":{"$error":"#VALUE!"}},{"$f":"IF(H1640<=AL1642-E1671,0,H1671*H1638*H1639*J1638/(H1640*4))","v":{"$error":"#VALUE!"}},{"$f":"IF(H1640<=AM1642-E1671,0,H1671*H1638*H1639*J1638/(H1640*4))","v":{"$error":"#VALUE!"}},{"$f":"IF(H1640<=AN1642-E1671,0,H1671*H1638*H1639*J1638/(H1640*4))","v":{"$error":"#VALUE!"}},{"$f":"IF(H1640<=AO1642-E1671,0,H1671*H1638*H1639*J1638/(H1640*4))","v":{"$error":"#VALUE!"}},{"$f":"IF(H1640<=AP1642-E1671,0,H1671*H1638*H1639*J1638/(H1640*4))","v":{"$error":"#VALUE!"}},{"$f":"IF(H1640<=AQ1642-E1671,0,H1671*H1638*H1639*J1638/(H1640*4))","v":{"$error":"#VALUE!"}},{"$f":"IF(H1640<=AR1642-E1671,0,H1671*H1638*H1639*J1638/(H1640*4))","v":{"$error":"#VALUE!"}},{"$f":"IF(H1640<=AS1642-E1671,0,H1671*H1638*H1639*J1638/(H1640*4))","v":{"$error":"#VALUE!"}},{"$f":"IF(H1640<=AT1642-E1671,0,H1671*H1638*H1639*J1638/(H1640*4))","v":{"$error":"#VALUE!"}},{"$f":"IF(H1640<=AU1642-E1671,0,H1671*H1638*H1639*J1638/(H1640*4))","v":{"$error":"#VALUE!"}},{"$f":"IF(H1640<=AV1642-E1671,0,H1671*H1638*H1639*J1638/(H1640*4))","v":{"$error":"#VALUE!"}},{"$f":"IF(H1640<=AW1642-E1671,0,H1671*H1638*H1639*J1638/(H1640*4))","v":{"$error":"#VALUE!"}}]
[{"$nulls":4},{"v":8.5,"d":"8.50"},{"$f":"$DF$33","v":{"v":0,"d":"0.000"}},{"$f":"IF(SUM(F1643:F1673)-H1641<=0,0,SUM(F1643:F1673)-H1641)","v":{"v":0,"d":"0.00"}},{"v":0,"d":"0.000"},{"$nulls":30},{"$f":"IF(H1640<=AM1642-E1673,0,H1673*H1638*H1639*J1638/(H1640*4))","v":{"$error":"#VALUE!"}},{"$f":"IF(H1640<=AN1642-E1673,0,H1673*H1638*H1639*J1638/(H1640*4))","v":{"$error":"#VALUE!"}},{"$f":"IF(H1640<=AO1642-E1673,0,H1673*H1638*H1639*J1638/(H1640*4))","v":{"$error":"#VALUE!"}},{"$f":"IF(H1640<=AP1642-E1673,0,H1673*H1638*H1639*J1638/(H1640*4))","v":{"$error":"#VALUE!"}},{"$f":"IF(H1640<=AQ1642-E1673,0,H1673*H1638*H1639*J1638/(H1640*4))","v":{"$error":"#VALUE!"}},{"$f":"IF(H1640<=AR1642-E1673,0,H1673*H1638*H1639*J1638/(H1640*4))","v":{"$error":"#VALUE!"}},{"$f":"IF(H1640<=AS1642-E1673,0,H1673*H1638*H1639*J1638/(H1640*4))","v":{"$error":"#VALUE!"}},{"$f":"IF(H1640<=AT1642-E1673,0,H1673*H1638*H1639*J1638/(H1640*4))","v":{"$error":"#VALUE!"}},{"$f":"IF(H1640<=AU1642-E1673,0,H1673*H1638*H1639*J1638/(H1640*4))","v":{"$error":"#VALUE!"}},{"$f":"IF(H1640<=AV1642-E1673,0,H1673*H1638*H1639*J1638/(H1640*4))","v":{"$error":"#VALUE!"}},{"$f":"IF(H1640<=AW1642-E1673,0,H1673*H1638*H1639*J1638/(H1640*4))","v":{"$error":"#VALUE!"}},{"$f":"IF(H1640<=AX1642-E1673,0,H1673*H1638*H1639*J1638/(H1640*4))","v":{"$error":"#VALUE!"}},{"$f":"IF(H1640<=AY1642-E1673,0,H1673*H1638*H1639*J1638/(H1640*4))","v":{"$error":"#VALUE!"}}]
[{"$nulls":4},9.25,{"$f":"$DF$36","v":{"v":0,"d":"0.000"}},{"$f":"IF(SUM(F1643:F1676)-H1641<=0,0,SUM(F1643:F1676)-H1641)","v":{"v":0,"d":"0.00"}},{"v":0,"d":"0.000"},{"$nulls":33},{"$f":"IF(H1640<=AP1642-E1676,0,H1676*H1638*H1639*J1638/(H1640*4))","v":{"$error":"#VALUE!"}},{"$f":"IF(H1640<=AQ1642-E1676,0,H1676*H1638*H1639*J1638/(H1640*4))","v":{"$error":"#VALUE!"}},{"$f":"IF(H1640<=AR1642-E1676,0,H1676*H1638*H1639*J1638/(H1640*4))","v":{"$error":"#VALUE!"}},{"$f":"IF(H1640<=AS1642-E1676,0,H1676*H1638*H1639*J1638/(H1640*4))","v":{"$error":"#VALUE!"}},{"$f":"IF(H1640<=AT1642-E1676,0,H1676*H1638*H1639*J1638/(H1640*4))","v":{"$error":"#VALUE!"}},{"$f":"IF(H1640<=AU1642-E1676,0,H1676*H1638*H1639*J1638/(H1640*4))","v":{"$error":"#VALUE!"}},{"$f":"IF(H1640<=AV1642-E1676,0,H1676*H1638*H1639*J1638/(H1640*4))","v":{"$error":"#VALUE!"}},{"$f":"IF(H1640<=AW1642-E1676,0,H1676*H1638*H1639*J1638/(H1640*4))","v":{"$error":"#VALUE!"}},{"$f":"IF(H1640<=AX1642-E1676,0,H1676*H1638*H1639*J1638/(H1640*4))","v":{"$error":"#VALUE!"}},{"$f":"IF(H1640<=AY1642-E1676,0,H1676*H1638*H1639*J1638/(H1640*4))","v":{"$error":"#VALUE!"}},{"$f":"IF(H1640<=AZ1642-E1676,0,H1676*H1638*H1639*J1638/(H1640*4))","v":{"$error":"#VALUE!"}},{"$f":"IF(H1640<=BA1642-E1676,0,H1676*H1638*H1639*J1638/(H1640*4))","v":{"$error":"#VALUE!"}},{"$f":"IF(H1640<=BB1642-E1676,0,H1676*H1638*H1639*J1638/(H1640*4))","v":{"$error":"#VALUE!"}}]
[{"$nulls":4},{"v":10,"d":"10.00"},{"$f":"$DF$39","v":{"v":0,"d":"0.000"}},{"$f":"IF(SUM(F1643:F1679)-H1641<=0,0,SUM(F1643:F1679)-H1641)","v":{"v":0,"d":"0.00"}},{"v":0,"d":"0.000"},{"$nulls":36},{"$f":"IF(H1640<=AS1642-E1679,0,H1679*H1638*H1639*J1638/(H1640*4))","v":{"$error":"#VALUE!"}},{"$f":"IF(H1640<=AT1642-E1679,0,H1679*H1638*H1639*J1638/(H1640*4))","v":{"$error":"#VALUE!"}},{"$f":"IF(H1640<=AU1642-E1679,0,H1679*H1638*H1639*J1638/(H1640*4))","v":{"$error":"#VALUE!"}},{"$f":"IF(H1640<=AV1642-E1679,0,H1679*H1638*H1639*J1638/(H1640*4))","v":{"$error":"#VALUE!"}},{"$f":"IF(H1640<=AW1642-E1679,0,H1679*H1638*H1639*J1638/(H1640*4))","v":{"$error":"#VALUE!"}},{"$f":"IF(H1640<=AX1642-E1679,0,H1679*H1638*H1639*J1638/(H1640*4))","v":{"$error":"#VALUE!"}},{"$f":"IF(H1640<=AY1642-E1679,0,H1679*H1638*H1639*J1638/(H1640*4))","v":{"$error":"#VALUE!"}},{"$f":"IF(H1640<=AZ1642-E1679,0,H1679*H1638*H1639*J1638/(H1640*4))","v":{"$error":"#VALUE!"}},{"$f":"IF(H1640<=BA1642-E1679,0,H1679*H1638*H1639*J1638/(H1640*4))","v":{"$error":"#VALUE!"}},{"$f":"IF(H1640<=BB1642-E1679,0,H1679*H1638*H1639*J1638/(H1640*4))","v":{"$error":"#VALUE!"}},{"$f":"IF(H1640<=BC1642-E1679,0,H1679*H1638*H1639*J1638/(H1640*4))","v":{"$error":"#VALUE!"}},{"$f":"IF(H1640<=BD1642-E1679,0,H1679*H1638*H1639*J1638/(H1640*4))","v":{"$error":"#VALUE!"}},{"$f":"IF(H1640<=BE1642-E1679,0,H1679*H1638*H1639*J1638/(H1640*4))","v":{"$error":"#VALUE!"}}]
[{"$nulls":4},{"v":10.5,"d":"10.50"},{"$f":"$DF$41","v":{"v":0,"d":"0.000"}},{"$f":"IF(SUM(F1643:F1681)-H1641<=0,0,SUM(F1643:F1681)-H1641)","v":{"v":0,"d":"0.00"}},{"v":0,"d":"0.000"},{"$nulls":38},{"$f":"IF(H1640<=AU1642-E1681,0,H1681*H1638*H1639*J1638/(H1640*4))","v":{"$error":"#VALUE!"}},{"$f":"IF(H1640<=AV1642-E1681,0,H1681*H1638*H1639*J1638/(H1640*4))","v":{"$error":"#VALUE!"}},{"$f":"IF(H1640<=AW1642-E1681,0,H1681*H1638*H1639*J1638/(H1640*4))","v":{"$error":"#VALUE!"}},{"$f":"IF(H1640<=AX1642-E1681,0,H1681*H1638*H1639*J1638/(H1640*4))","v":{"$error":"#VALUE!"}},{"$f":"IF(H1640<=AY1642-E1681,0,H1681*H1638*H1639*J1638/(H1640*4))","v":{"$error":"#VALUE!"}},{"$f":"IF(H1640<=AZ1642-E1681,0,H1681*H1638*H1639*J1638/(H1640*4))","v":{"$error":"#VALUE!"}},{"$f":"IF(H1640<=BA1642-E1681,0,H1681*H1638*H1639*J1638/(H1640*4))","v":{"$error":"#VALUE!"}},{"$f":"IF(H1640<=BB1642-E1681,0,H1681*H1638*H1639*J1638/(H1640*4))","v":{"$error":"#VALUE!"}},{"$f":"IF(H1640<=BC1642-E1681,0,H1681*H1638*H1639*J1638/(H1640*4))","v":{"$error":"#VALUE!"}},{"$f":"IF(H1640<=BD1642-E1681,0,H1681*H1638*H1639*J1638/(H1640*4))","v":{"$error":"#VALUE!"}},{"$f":"IF(H1640<=BE1642-E1681,0,H1681*H1638*H1639*J1638/(H1640*4))","v":{"$error":"#VALUE!"}},{"$f":"IF(H1640<=BF1642-E1681,0,H1681*H1638*H1639*J1638/(H1640*4))","v":{"$error":"#VALUE!"}},{"$f":"IF(H1640<=BG1642-E1681,0,H1681*H1638*H1639*J1638/(H1640*4))","v":{"$error":"#VALUE!"}}]
[{"$nulls":4},11.25,{"$f":"$DF$44","v":{"v":0,"d":"0.000"}},{"$f":"IF(SUM(F1643:F1684)-H1641<=0,0,SUM(F1643:F1684)-H1641)","v":{"v":0,"d":"0.00"}},{"v":0,"d":"0.000"},{"$nulls":41},{"$f":"IF(H1640<=AX1642-E1684,0,H1684*H1638*H1639*J1638/(H1640*4))","v":{"$error":"#VALUE!"}},{"$f":"IF(H1640<=AY1642-E1684,0,H1684*H1638*H1639*J1638/(H1640*4))","v":{"$error":"#VALUE!"}},{"$f":"IF(H1640<=AZ1642-E1684,0,H1684*H1638*H1639*J1638/(H1640*4))","v":{"$error":"#VALUE!"}},{"$f":"IF(H1640<=BA1642-E1684,0,H1684*H1638*H1639*J1638/(H1640*4))","v":{"$error":"#VALUE!"}},{"$f":"IF(H1640<=BB1642-E1684,0,H1684*H1638*H1639*J1638/(H1640*4))","v":{"$error":"#VALUE!"}},{"$f":"IF(H1640<=BC1642-E1684,0,H1684*H1638*H1639*J1638/(H1640*4))","v":{"$error":"#VALUE!"}},{"$f":"IF(H1640<=BD1642-E1684,0,H1684*H1638*H1639*J1638/(H1640*4))","v":{"$error":"#VALUE!"}},{"$f":"IF(H1640<=BE1642-E1684,0,H1684*H1638*H1639*J1638/(H1640*4))","v":{"$error":"#VALUE!"}},{"$f":"IF(H1640<=BF1642-E1684,0,H1684*H1638*H1639*J1638/(H1640*4))","v":{"$error":"#VALUE!"}},{"$f":"IF(H1640<=BG1642-E1684,0,H1684*H1638*H1639*J1638/(H1640*4))","v":{"$error":"#VALUE!"}},{"$f":"IF(H1640<=BH1642-E1684,0,H1684*H1638*H1639*J1638/(H1640*4))","v":{"$error":"#VALUE!"}},{"$f":"IF(H1640<=BI1642-E1684,0,H1684*H1638*H1639*J1638/(H1640*4))","v":{"$error":"#VALUE!"}},{"$f":"IF(H1640<=BJ1642-E1684,0,H1684*H1638*H1639*J1638/(H1640*4))","v":{"$error":"#VALUE!"}}]
[{"$nulls":4},{"v":11.5,"d":"11.50"},{"$f":"$DF$45","v":{"v":0,"d":"0.000"}},{"$f":"IF(SUM(F1643:F1685)-H1641<=0,0,SUM(F1643:F1685)-H1641)","v":{"v":0,"d":"0.00"}},{"v":0,"d":"0.000"},{"$nulls":42},{"$f":"IF(H1640<=AY1642-E1685,0,H1685*H1638*H1639*J1638/(H1640*4))","v":{"$error":"#VALUE!"}},{"$f":"IF(H1640<=AZ1642-E1685,0,H1685*H1638*H1639*J1638/(H1640*4))","v":{"$error":"#VALUE!"}},{"$f":"IF(H1640<=BA1642-E1685,0,H1685*H1638*H1639*J1638/(H1640*4))","v":{"$error":"#VALUE!"}},{"$f":"IF(H1640<=BB1642-E1685,0,H1685*H1638*H1639*J1638/(H1640*4))","v":{"$error":"#VALUE!"}},{"$f":"IF(H1640<=BC1642-E1685,0,H1685*H1638*H1639*J1638/(H1640*4))","v":{"$error":"#VALUE!"}},{"$f":"IF(H1640<=BD1642-E1685,0,H1685*H1638*H1639*J1638/(H1640*4))","v":{"$error":"#VALUE!"}},{"$f":"IF(H1640<=BE1642-E1685,0,H1685*H1638*H1639*J1638/(H1640*4))","v":{"$error":"#VALUE!"}},{"$f":"IF(H1640<=BF1642-E1685,0,H1685*H1638*H1639*J1638/(H1640*4))","v":{"$error":"#VALUE!"}},{"$f":"IF(H1640<=BG1642-E1685,0,H1685*H1638*H1639*J1638/(H1640*4))","v":{"$error":"#VALUE!"}},{"$f":"IF(H1640<=BH1642-E1685,0,H1685*H1638*H1639*J1638/(H1640*4))","v":{"$error":"#VALUE!"}},{"$f":"IF(H1640<=BI1642-E1685,0,H1685*H1638*H1639*J1638/(H1640*4))","v":{"$error":"#VALUE!"}},{"$f":"IF(H1640<=BJ1642-E1685,0,H1685*H1638*H1639*J1638/(H1640*4))","v":{"$error":"#VALUE!"}},{"$f":"IF(H1640<=BK1642-E1685,0,H1685*H1638*H1639*J1638/(H1640*4))","v":{"$error":"#VALUE!"}}]
[{"$nulls":4},{"v":12,"d":"12.00"},{"$f":"$DF$47","v":{"v":0,"d":"0.000"}},{"$f":"IF(SUM(F1643:F1687)-H1641<=0,0,SUM(F1643:F1687)-H1641)","v":{"v":0,"d":"0.00"}},{"v":0,"d":"0.000"},{"$nulls":44},{"$f":"IF(H1640<=BA1642-E1687,0,H1687*H1638*H1639*J1638/(H1640*4))","v":{"$error":"#VALUE!"}},{"$f":"IF(H1640<=BB1642-E1687,0,H1687*H1638*H1639*J1638/(H1640*4))","v":{"$error":"#VALUE!"}},{"$f":"IF(H1640<=BC1642-E1687,0,H1687*H1638*H1639*J1638/(H1640*4))","v":{"$error":"#VALUE!"}},{"$f":"IF(H1640<=BD1642-E1687,0,H1687*H1638*H1639*J1638/(H1640*4))","v":{"$error":"#VALUE!"}},{"$f":"IF(H1640<=BE1642-E1687,0,H1687*H1638*H1639*J1638/(H1640*4))","v":{"$error":"#VALUE!"}},{"$f":"IF(H1640<=BF1642-E1687,0,H1687*H1638*H1639*J1638/(H1640*4))","v":{"$error":"#VALUE!"}},{"$f":"IF(H1640<=BG1642-E1687,0,H1687*H1638*H1639*J1638/(H1640*4))","v":{"$error":"#VALUE!"}},{"$f":"IF(H1640<=BH1642-E1687,0,H1687*H1638*H1639*J1638/(H1640*4))","v":{"$error":"#VALUE!"}},{"$f":"IF(H1640<=BI1642-E1687,0,H1687*H1638*H1639*J1638/(H1640*4))","v":{"$error":"#VALUE!"}},{"$f":"IF(H1640<=BJ1642-E1687,0,H1687*H1638*H1639*J1638/(H1640*4))","v":{"$error":"#VALUE!"}},{"$f":"IF(H1640<=BK1642-E1687,0,H1687*H1638*H1639*J1638/(H1640*4))","v":{"$error":"#VALUE!"}},{"$f":"IF(H1640<=BL1642-E1687,0,H1687*H1638*H1639*J1638/(H1640*4))","v":{"$error":"#VALUE!"}},{"$f":"IF(H1640<=BM1642-E1687,0,H1687*H1638*H1639*J1638/(H1640*4))","v":{"$error":"#VALUE!"}}]
[{"$nulls":4},12.75,{"$f":"$DF$50","v":{"v":0,"d":"0.000"}},{"$f":"IF(SUM(F1643:F1690)-H1641<=0,0,SUM(F1643:F1690)-H1641)","v":{"v":0,"d":"0.00"}},{"v":0,"d":"0.000"},{"$nulls":47},{"$f":"IF(H1640<=BD1642-E1690,0,H1690*H1638*H1639*J1638/(H1640*4))","v":{"$error":"#VALUE!"}},{"$f":"IF(H1640<=BE1642-E1690,0,H1690*H1638*H1639*J1638/(H1640*4))","v":{"$error":"#VALUE!"}},{"$f":"IF(H1640<=BF1642-E1690,0,H1690*H1638*H1639*J1638/(H1640*4))","v":{"$error":"#VALUE!"}},{"$f":"IF(H1640<=BG1642-E1690,0,H1690*H1638*H1639*J1638/(H1640*4))","v":{"$error":"#VALUE!"}},{"$f":"IF(H1640<=BH1642-E1690,0,H1690*H1638*H1639*J1638/(H1640*4))","v":{"$error":"#VALUE!"}},{"$f":"IF(H1640<=BI1642-E1690,0,H1690*H1638*H1639*J1638/(H1640*4))","v":{"$error":"#VALUE!"}},{"$f":"IF(H1640<=BJ1642-E1690,0,H1690*H1638*H1639*J1638/(H1640*4))","v":{"$error":"#VALUE!"}},{"$f":"IF(H1640<=BK1642-E1690,0,H1690*H1638*H1639*J1638/(H1640*4))","v":{"$error":"#VALUE!"}},{"$f":"IF(H1640<=BL1642-E1690,0,H1690*H1638*H1639*J1638/(H1640*4))","v":{"$error":"#VALUE!"}},{"$f":"IF(H1640<=BM1642-E1690,0,H1690*H1638*H1639*J1638/(H1640*4))","v":{"$error":"#VALUE!"}},{"$f":"IF(H1640<=BN1642-E1690,0,H1690*H1638*H1639*J1638/(H1640*4))","v":{"$error":"#VALUE!"}},{"$f":"IF(H1640<=BO1642-E1690,0,H1690*H1638*H1639*J1638/(H1640*4))","v":{"$error":"#VALUE!"}},{"$f":"IF(H1640<=BP1642-E1690,0,H1690*H1638*H1639*J1638/(H1640*4))","v":{"$error":"#VALUE!"}}]
[{"$nulls":4},{"v":13.5,"d":"13.50"},{"$f":"$DF$53","v":{"v":0,"d":"0.000"}},{"$f":"IF(SUM(F1643:F1693)-H1641<=0,0,SUM(F1643:F1693)-H1641)","v":{"v":0,"d":"0.00"}},{"v":0,"d":"0.000"},{"$nulls":50},{"$f":"IF(H1640<=BG1642-E1693,0,H1693*H1638*H1639*J1638/(H1640*4))","v":{"$error":"#VALUE!"}},{"$f":"IF(H1640<=BH1642-E1693,0,H1693*H1638*H1639*J1638/(H1640*4))","v":{"$error":"#VALUE!"}},{"$f":"IF(H1640<=BI1642-E1693,0,H1693*H1638*H1639*J1638/(H1640*4))","v":{"$error":"#VALUE!"}},{"$f":"IF(H1640<=BJ1642-E1693,0,H1693*H1638*H1639*J1638/(H1640*4))","v":{"$error":"#VALUE!"}},{"$f":"IF(H1640<=BK1642-E1693,0,H1693*H1638*H1639*J1638/(H1640*4))","v":{"$error":"#VALUE!"}},{"$f":"IF(H1640<=BL1642-E1693,0,H1693*H1638*H1639*J1638/(H1640*4))","v":{"$error":"#VALUE!"}},{"$f":"IF(H1640<=BM1642-E1693,0,H1693*H1638*H1639*J1638/(H1640*4))","v":{"$error":"#VALUE!"}},{"$f":"IF(H1640<=BN1642-E1693,0,H1693*H1638*H1639*J1638/(H1640*4))","v":{"$error":"#VALUE!"}},{"$f":"IF(H1640<=BO1642-E1693,0,H1693*H1638*H1639*J1638/(H1640*4))","v":{"$error":"#VALUE!"}},{"$f":"IF(H1640<=BP1642-E1693,0,H1693*H1638*H1639*J1638/(H1640*4))","v":{"$error":"#VALUE!"}},{"$f":"IF(H1640<=BQ1642-E1693,0,H1693*H1638*H1639*J1638/(H1640*4))","v":{"$error":"#VALUE!"}},{"$f":"IF(H1640<=BR1642-E1693,0,H1693*H1638*H1639*J1638/(H1640*4))","v":{"$error":"#VALUE!"}},{"$f":"IF(H1640<=BS1642-E1693,0,H1693*H1638*H1639*J1638/(H1640*4))","v":{"$error":"#VALUE!"}}]
[{"$nulls":4},{"v":14,"d":"14.00"},{"$f":"$DF$55","v":{"v":0,"d":"0.000"}},{"$f":"IF(SUM(F1643:F1695)-H1641<=0,0,SUM(F1643:F1695)-H1641)","v":{"v":0,"d":"0.00"}},{"v":0,"d":"0.000"},{"$nulls":52},{"$f":"IF(H1640<=BI1642-E1695,0,H1695*H1638*H1639*J1638/(H1640*4))","v":{"$error":"#VALUE!"}},{"$f":"IF(H1640<=BJ1642-E1695,0,H1695*H1638*H1639*J1638/(H1640*4))","v":{"$error":"#VALUE!"}},{"$f":"IF($H1640<=$BK1642-$E1695,0,$H1695*$H1638*$H1639*$J1638/($H1640*4))","v":{"$error":"#VALUE!"}},{"$f":"IF(H1640<=BL1642-E1695,0,H1695*H1638*H1639*J1638/(H1640*4))","v":{"$error":"#VALUE!"}},{"$f":"IF(H1640<=BM1642-E1695,0,H1695*H1638*H1639*J1638/(H1640*4))","v":{"$error":"#VALUE!"}},{"$f":"IF(H1640<=BN1642-E1695,0,H1695*H1638*H1639*J1638/(H1640*4))","v":{"$error":"#VALUE!"}},{"$f":"IF(H1640<=BO1642-E1695,0,H1695*H1638*H1639*J1638/(H1640*4))","v":{"$error":"#VALUE!"}},{"$f":"IF(H1640<=BP1642-E1695,0,H1695*H1638*H1639*J1638/(H1640*4))","v":{"$error":"#VALUE!"}},{"$f":"IF(H1640<=BQ1642-E1695,0,H1695*H1638*H1639*J1638/(H1640*4))","v":{"$error":"#VALUE!"}},{"$f":"IF(H1640<=BR1642-E1695,0,H1695*H1638*H1639*J1638/(H1640*4))","v":{"$error":"#VALUE!"}},{"$f":"IF(H1640<=BS1642-E1695,0,H1695*H1638*H1639*J1638/(H1640*4))","v":{"$error":"#VALUE!"}},{"$f":"IF(H1640<=BT1642-E1695,0,H1695*H1638*H1639*J1638/(H1640*4))","v":{"$error":"#VALUE!"}},{"$f":"IF(H1640<=BU1642-E1695,0,H1695*H1638*H1639*J1638/(H1640*4))","v":{"$error":"#VALUE!"}}]
[{"$nulls":4},14.75,{"$f":"$DF$58","v":{"v":0,"d":"0.000"}},{"$f":"IF(SUM(F1643:F1698)-H1641<=0,0,SUM(F1643:F1698)-H1641)","v":{"v":0,"d":"0.00"}},{"v":0,"d":"0.000"},{"$nulls":55},{"$f":"IF(H1640<=BL1642-E1698,0,H1698*H1638*H1639*J1638/(H1640*4))","v":{"$error":"#VALUE!"}},{"$f":"IF(H1640<=BM1642-E1698,0,H1698*H1638*H1639*J1638/(H1640*4))","v":{"$error":"#VALUE!"}},{"$f":"IF(H1640<=BN1642-E1698,0,H1698*H1638*H1639*J1638/(H1640*4))","v":{"$error":"#VALUE!"}},{"$f":"IF(H1640<=BO1642-E1698,0,H1698*H1638*H1639*J1638/(H1640*4))","v":{"$error":"#VALUE!"}},{"$f":"IF(H1640<=BP1642-E1698,0,H1698*H1638*H1639*J1638/(H1640*4))","v":{"$error":"#VALUE!"}},{"$f":"IF(H1640<=BQ1642-E1698,0,H1698*H1638*H1639*J1638/(H1640*4))","v":{"$error":"#VALUE!"}},{"$f":"IF(H1640<=BR1642-E1698,0,H1698*H1638*H1639*J1638/(H1640*4))","v":{"$error":"#VALUE!"}},{"$f":"IF(H1640<=BS1642-E1698,0,H1698*H1638*H1639*J1638/(H1640*4))","v":{"$error":"#VALUE!"}},{"$f":"IF(H1640<=BT1642-E1698,0,H1698*H1638*H1639*J1638/(H1640*4))","v":{"$error":"#VALUE!"}},{"$f":"IF(H1640<=BU1642-E1698,0,H1698*H1638*H1639*J1638/(H1640*4))","v":{"$error":"#VALUE!"}},{"$f":"IF(H1640<=BV1642-E1698,0,H1698*H1638*H1639*J1638/(H1640*4))","v":{"$error":"#VALUE!"}},{"$f":"IF(H1640<=BW1642-E1698,0,H1698*H1638*H1639*J1638/(H1640*4))","v":{"$error":"#VALUE!"}},{"$f":"IF(H1640<=BX1642-E1698,0,H1698*H1638*H1639*J1638/(H1640*4))","v":{"$error":"#VALUE!"}}]
[{"$nulls":4},{"v":15,"d":"15.00"},{"$f":"$DF$59","v":{"v":0,"d":"0.000"}},{"$f":"IF(SUM(F1643:F1699)-H1641<=0,0,SUM(F1643:F1699)-H1641)","v":{"v":0,"d":"0.00"}},{"v":0,"d":"0.000"},{"$nulls":56},{"$f":"IF(H1640<=BM1642-E1699,0,H1699*H1638*H1639*J1638/(H1640*4))","v":{"$error":"#VALUE!"}},{"$f":"IF(H1640<=BN1642-E1699,0,H1699*H1638*H1639*J1638/(H1640*4))","v":{"$error":"#VALUE!"}},{"$f":"IF(H1640<=BO1642-E1699,0,H1699*H1638*H1639*J1638/(H1640*4))","v":{"$error":"#VALUE!"}},{"$f":"IF(H1640<=BP1642-E1699,0,H1699*H1638*H1639*J1638/(H1640*4))","v":{"$error":"#VALUE!"}},{"$f":"IF(H1640<=BQ1642-E1699,0,H1699*H1638*H1639*J1638/(H1640*4))","v":{"$error":"#VALUE!"}},{"$f":"IF(H1640<=BR1642-E1699,0,H1699*H1638*H1639*J1638/(H1640*4))","v":{"$error":"#VALUE!"}},{"$f":"IF(H1640<=BS1642-E1699,0,H1699*H1638*H1639*J1638/(H1640*4))","v":{"$error":"#VALUE!"}},{"$f":"IF(H1640<=BT1642-E1699,0,H1699*H1638*H1639*J1638/(H1640*4))","v":{"$error":"#VALUE!"}},{"$f":"IF(H1640<=BU1642-E1699,0,H1699*H1638*H1639*J1638/(H1640*4))","v":{"$error":"#VALUE!"}},{"$f":"IF(H1640<=BV1642-E1699,0,H1699*H1638*H1639*J1638/(H1640*4))","v":{"$error":"#VALUE!"}},{"$f":"IF(H1640<=BW1642-E1699,0,H1699*H1638*H1639*J1638/(H1640*4))","v":{"$error":"#VALUE!"}},{"$f":"IF(H1640<=BX1642-E1699,0,H1699*H1638*H1639*J1638/(H1640*4))","v":{"$error":"#VALUE!"}},{"$f":"IF(H1640<=BY1642-E1699,0,H1699*H1638*H1639*J1638/(H1640*4))","v":{"$error":"#VALUE!"}}]
[{"$nulls":4},15.75,{"$f":"$DF$62","v":{"v":0,"d":"0.000"}},{"$f":"IF(SUM(F1643:F1702)-H1641<=0,0,SUM(F1643:F1702)-H1641)","v":{"v":0,"d":"0.00"}},{"v":0,"d":"0.000"},{"$nulls":59},{"$f":"IF(H1640<=BP1642-E1702,0,H1702*H1638*H1639*J1638/(H1640*4))","v":{"$error":"#VALUE!"}},{"$f":"IF(H1640<=BQ1642-E1702,0,H1702*H1638*H1639*J1638/(H1640*4))","v":{"$error":"#VALUE!"}},{"$f":"IF(H1640<=BR1642-E1702,0,H1702*H1638*H1639*J1638/(H1640*4))","v":{"$error":"#VALUE!"}},{"$f":"IF(H1640<=BS1642-E1702,0,H1702*H1638*H1639*J1638/(H1640*4))","v":{"$error":"#VALUE!"}},{"$f":"IF(H1640<=BT1642-E1702,0,H1702*H1638*H1639*J1638/(H1640*4))","v":{"$error":"#VALUE!"}},{"$f":"IF(H1640<=BU1642-E1702,0,H1702*H1638*H1639*J1638/(H1640*4))","v":{"$error":"#VALUE!"}},{"$f":"IF(H1640<=BV1642-E1702,0,H1702*H1638*H1639*J1638/(H1640*4))","v":{"$error":"#VALUE!"}},{"$f":"IF(H1640<=BW1642-E1702,0,H1702*H1638*H1639*J1638/(H1640*4))","v":{"$error":"#VALUE!"}},{"$f":"IF(H1640<=BX1642-E1702,0,H1702*H1638*H1639*J1638/(H1640*4))","v":{"$error":"#VALUE!"}},{"$f":"IF(H1640<=BY1642-E1702,0,H1702*H1638*H1639*J1638/(H1640*4))","v":{"$error":"#VALUE!"}},{"$f":"IF(H1640<=BZ1642-E1702,0,H1702*H1638*H1639*J1638/(H1640*4))","v":{"$error":"#VALUE!"}},{"$f":"IF(H1640<=CA1642-E1702,0,H1702*H1638*H1639*J1638/(H1640*4))","v":{"$error":"#VALUE!"}},{"$f":"IF(H1640<=CB1642-E1702,0,H1702*H1638*H1639*J1638/(H1640*4))","v":{"$error":"#VALUE!"}}]
[{"$nulls":4},{"v":16.5,"d":"16.50"},{"$f":"$DF$65","v":{"v":0,"d":"0.000"}},{"$f":"IF(SUM(F1643:F1705)-H1641<=0,0,SUM(F1643:F1705)-H1641)","v":{"v":0,"d":"0.00"}},{"v":0,"d":"0.000"},{"$nulls":62},{"$f":"IF(H1640<=BS1642-E1705,0,H1705*H1638*H1639*J1638/(H1640*4))","v":{"$error":"#VALUE!"}},{"$f":"IF(H1640<=BT1642-E1705,0,H1705*H1638*H1639*J1638/(H1640*4))","v":{"$error":"#VALUE!"}},{"$f":"IF(H1640<=BU1642-E1705,0,H1705*H1638*H1639*J1638/(H1640*4))","v":{"$error":"#VALUE!"}},{"$f":"IF(H1640<=BV1642-E1705,0,H1705*H1638*H1639*J1638/(H1640*4))","v":{"$error":"#VALUE!"}},{"$f":"IF(H1640<=BW1642-E1705,0,H1705*H1638*H1639*J1638/(H1640*4))","v":{"$error":"#VALUE!"}},{"$f":"IF(H1640<=BX1642-E1705,0,H1705*H1638*H1639*J1638/(H1640*4))","v":{"$error":"#VALUE!"}},{"$f":"IF(H1640<=BY1642-E1705,0,H1705*H1638*H1639*J1638/(H1640*4))","v":{"$error":"#VALUE!"}},{"$f":"IF(H1640<=BZ1642-E1705,0,H1705*H1638*H1639*J1638/(H1640*4))","v":{"$error":"#VALUE!"}},{"$f":"IF(H1640<=CA1642-E1705,0,H1705*H1638*H1639*J1638/(H1640*4))","v":{"$error":"#VALUE!"}},{"$f":"IF(H1640<=CB1642-E1705,0,H1705*H1638*H1639*J1638/(H1640*4))","v":{"$error":"#VALUE!"}},{"$f":"IF(H1640<=CC1642-E1705,0,H1705*H1638*H1639*J1638/(H1640*4))","v":{"$error":"#VALUE!"}},{"$f":"IF(H1640<=CD1642-E1705,0,H1705*H1638*H1639*J1638/(H1640*4))","v":{"$error":"#VALUE!"}},{"$f":"IF(H1640<=CE1642-E1705,0,H1705*H1638*H1639*J1638/(H1640*4))","v":{"$error":"#VALUE!"}}]
[{"$nulls":4},{"v":17,"d":"17.00"},{"$f":"$DF$67","v":{"v":0,"d":"0.000"}},{"$f":"IF(SUM(F1643:F1707)-H1641<=0,0,SUM(F1643:F1707)-H1641)","v":{"v":0,"d":"0.00"}},{"v":0,"d":"0.000"},{"$nulls":64},{"$f":"IF(H1640<=BU1642-E1707,0,H1707*H1638*H1639*J1638/(H1640*4))","v":{"$error":"#VALUE!"}},{"$f":"IF(H1640<=BV1642-E1707,0,H1707*H1638*H1639*J1638/(H1640*4))","v":{"$error":"#VALUE!"}},{"$f":"IF(H1640<=BW1642-E1707,0,H1707*H1638*H1639*J1638/(H1640*4))","v":{"$error":"#VALUE!"}},{"$f":"IF(H1640<=BX1642-E1707,0,H1707*H1638*H1639*J1638/(H1640*4))","v":{"$error":"#VALUE!"}},{"$f":"IF(H1640<=BY1642-E1707,0,H1707*H1638*H1639*J1638/(H1640*4))","v":{"$error":"#VALUE!"}},{"$f":"IF(H1640<=BZ1642-E1707,0,H1707*H1638*H1639*J1638/(H1640*4))","v":{"$error":"#VALUE!"}},{"$f":"IF(H1640<=CA1642-E1707,0,H1707*H1638*H1639*J1638/(H1640*4))","v":{"$error":"#VALUE!"}},{"$f":"IF(H1640<=CB1642-E1707,0,H1707*H1638*H1639*J1638/(H1640*4))","v":{"$error":"#VALUE!"}},{"$f":"IF(H1640<=CC1642-E1707,0,H1707*H1638*H1639*J1638/(H1640*4))","v":{"$error":"#VALUE!"}},{"$f":"IF(H1640<=CD1642-E1707,0,H1707*H1638*H1639*J1638/(H1640*4))","v":{"$error":"#VALUE!"}},{"$f":"IF(H1640<=CE1642-E1707,0,H1707*H1638*H1639*J1638/(H1640*4))","v":{"$error":"#VALUE!"}},{"$f":"IF(H1640<=CF1642-E1707,0,H1707*H1638*H1639*J1638/(H1640*4))","v":{"$error":"#VALUE!"}},{"$f":"IF(H1640<=CG1642-E1707,0,H1707*H1638*H1639*J1638/(H1640*4))","v":{"$error":"#VALUE!"}}]
[{"$nulls":4},17.25,{"$f":"$DF$68","v":{"v":0,"d":"0.000"}},{"$f":"IF(SUM(F1643:F1708)-H1641<=0,0,SUM(F1643:F1708)-H1641)","v":{"v":0,"d":"0.00"}},{"$f":"G1708-G1707","v":{"v":0,"d":"0.000"}},{"$nulls":65},{"$f":"IF(H1640<=BV1642-E1708,0,H1708*H1638*H1639*J1638/(H1640*4))","v":{"$error":"#VALUE!"}},{"$f":"IF(H1640<=BW1642-E1708,0,H1708*H1638*H1639*J1638/(H1640*4))","v":{"$error":"#VALUE!"}},{"$f":"IF(H1640<=BX1642-E1708,0,H1708*H1638*H1639*J1638/(H1640*4))","v":{"$error":"#VALUE!"}},{"$f":"IF(H1640<=BY1642-E1708,0,H1708*H1638*H1639*J1638/(H1640*4))","v":{"$error":"#VALUE!"}},{"$f":"IF(H1640<=BZ1642-E1708,0,H1708*H1638*H1639*J1638/(H1640*4))","v":{"$error":"#VALUE!"}},{"$f":"IF(H1640<=CA1642-E1708,0,H1708*H1638*H1639*J1638/(H1640*4))","v":{"$error":"#VALUE!"}},{"$f":"IF(H1640<=CB1642-E1708,0,H1708*H1638*H1639*J1638/(H1640*4))","v":{"$error":"#VALUE!"}},{"$f":"IF(H1640<=CC1642-E1708,0,H1708*H1638*H1639*J1638/(H1640*4))","v":{"$error":"#VALUE!"}},{"$f":"IF(H1640<=CD1642-E1708,0,H1708*H1638*H1639*J1638/(H1640*4))","v":{"$error":"#VALUE!"}},{"$f":"IF(H1640<=CE1642-E1708,0,H1708*H1638*H1639*J1638/(H1640*4))","v":{"$error":"#VALUE!"}},{"$f":"IF(H1640<=CF1642-E1708,0,H1708*H1638*H1639*J1638/(H1640*4))","v":{"$error":"#VALUE!"}},{"$f":"IF(H1640<=CG1642-E1708,0,H1708*H1638*H1639*J1638/(H1640*4))","v":{"$error":"#VALUE!"}},{"$f":"IF(H1640<=CH1642-E1708,0,H1708*H1638*H1639*J1638/(H1640*4))","v":{"$error":"#VALUE!"}}]
[{"$nulls":4},17.75,{"$f":"$DF$70","v":{"v":0,"d":"0.000"}},{"$f":"IF(SUM(F1643:F1710)-H1641<=0,0,SUM(F1643:F1710)-H1641)","v":{"v":0,"d":"0.00"}},{"v":0,"d":"0.000"},{"$nulls":67},{"$f":"IF(H1640<=BX1642-E1710,0,H1710*H1638*H1639*J1638/(H1640*4))","v":{"$error":"#VALUE!"}},{"$f":"IF(H1640<=BY1642-E1710,0,H1710*H1638*H1639*J1638/(H1640*4))","v":{"$error":"#VALUE!"}},{"$f":"IF(H1640<=BZ1642-E1710,0,H1710*H1638*H1639*J1638/(H1640*4))","v":{"$error":"#VALUE!"}},{"$f":"IF(H1640<=CA1642-E1710,0,H1710*H1638*H1639*J1638/(H1640*4))","v":{"$error":"#VALUE!"}},{"$f":"IF(H1640<=CB1642-E1710,0,H1710*H1638*H1639*J1638/(H1640*4))","v":{"$error":"#VALUE!"}},{"$f":"IF(H1640<=CC1642-E1710,0,H1710*H1638*H1639*J1638/(H1640*4))","v":{"$error":"#VALUE!"}},{"$f":"IF(H1640<=CD1642-E1710,0,H1710*H1638*H1639*J1638/(H1640*4))","v":{"$error":"#VALUE!"}},{"$f":"IF(H1640<=CE1642-E1710,0,H1710*H1638*H1639*J1638/(H1640*4))","v":{"$error":"#VALUE!"}},{"$f":"IF(H1640<=CF1642-E1710,0,H1710*H1638*H1639*J1638/(H1640*4))","v":{"$error":"#VALUE!"}},{"$f":"IF(H1640<=CG1642-E1710,0,H1710*H1638*H1639*J1638/(H1640*4))","v":{"$error":"#VALUE!"}},{"$f":"IF(H1640<=CH1642-E1710,0,H1710*H1638*H1639*J1638/(H1640*4))","v":{"$error":"#VALUE!"}},{"$f":"IF(H1640<=CI1642-E1710,0,H1710*H1638*H1639*J1638/(H1640*4))","v":{"$error":"#VALUE!"}},{"$f":"IF(H1640<=CJ1642-E1710,0,H1710*H1638*H1639*J1638/(H1640*4))","v":{"$error":"#VALUE!"}}]
[{"$nulls":4},{"v":18.5,"d":"18.50"},{"$f":"$DF$73","v":{"v":0,"d":"0.000"}},{"$f":"IF(SUM(F1643:F1713)-H1641<=0,0,SUM(F1643:F1713)-H1641)","v":{"v":0,"d":"0.00"}},{"v":0,"d":"0.000"},{"$nulls":70},{"$f":"IF(H1640<=CA1642-E1713,0,H1713*H1638*H1639*J1638/(H1640*4))","v":{"$error":"#VALUE!"}},{"$f":"IF(H1640<=CB1642-E1713,0,H1713*H1638*H1639*J1638/(H1640*4))","v":{"$error":"#VALUE!"}},{"$f":"IF(H1640<=CC1642-E1713,0,H1713*H1638*H1639*J1638/(H1640*4))","v":{"$error":"#VALUE!"}},{"$f":"IF(H1640<=CD1642-E1713,0,H1713*H1638*H1639*J1638/(H1640*4))","v":{"$error":"#VALUE!"}},{"$f":"IF(H1640<=CE1642-E1713,0,H1713*H1638*H1639*J1638/(H1640*4))","v":{"$error":"#VALUE!"}},{"$f":"IF(H1640<=CF1642-E1713,0,H1713*H1638*H1639*J1638/(H1640*4))","v":{"$error":"#VALUE!"}},{"$f":"IF(H1640<=CG1642-E1713,0,H1713*H1638*H1639*J1638/(H1640*4))","v":{"$error":"#VALUE!"}},{"$f":"IF(H1640<=CH1642-E1713,0,H1713*H1638*H1639*J1638/(H1640*4))","v":{"$error":"#VALUE!"}},{"$f":"IF(H1640<=CI1642-E1713,0,H1713*H1638*H1639*J1638/(H1640*4))","v":{"$error":"#VALUE!"}},{"$f":"IF(H1640<=CJ1642-E1713,0,H1713*H1638*H1639*J1638/(H1640*4))","v":{"$error":"#VALUE!"}},{"$f":"IF(H1640<=CK1642-E1713,0,H1713*H1638*H1639*J1638/(H1640*4))","v":{"$error":"#VALUE!"}},{"$f":"IF(H1640<=CL1642-E1713,0,H1713*H1638*H1639*J1638/(H1640*4))","v":{"$error":"#VALUE!"}},{"$f":"IF(H1640<=CM1642-E1713,0,H1713*H1638*H1639*J1638/(H1640*4))","v":{"$error":"#VALUE!"}}]
[{"$nulls":4},19.25,{"$f":"$DF$76","v":{"v":0,"d":"0.000"}},{"$f":"IF(SUM(F1643:F1716)-H1641<=0,0,SUM(F1643:F1716)-H1641)","v":{"v":0,"d":"0.00"}},{"v":0,"d":"0.000"},{"$nulls":73},{"$f":"IF(H1640<=CD1642-E1716,0,H1716*H1638*H1639*J1638/(H1640*4))","v":{"$error":"#VALUE!"}},{"$f":"IF(H1640<=CE1642-E1716,0,H1716*H1638*H1639*J1638/(H1640*4))","v":{"$error":"#VALUE!"}},{"$f":"IF(H1640<=CF1642-E1716,0,H1716*H1638*H1639*J1638/(H1640*4))","v":{"$error":"#VALUE!"}},{"$f":"IF(H1640<=CG1642-E1716,0,H1716*H1638*H1639*J1638/(H1640*4))","v":{"$error":"#VALUE!"}},{"$f":"IF(H1640<=CH1642-E1716,0,H1716*H1638*H1639*J1638/(H1640*4))","v":{"$error":"#VALUE!"}},{"$f":"IF(H1640<=CI1642-E1716,0,H1716*H1638*H1639*J1638/(H1640*4))","v":{"$error":"#VALUE!"}},{"$f":"IF(H1640<=CJ1642-E1716,0,H1716*H1638*H1639*J1638/(H1640*4))","v":{"$error":"#VALUE!"}},{"$f":"IF(H1640<=CK1642-E1716,0,H1716*H1638*H1639*J1638/(H1640*4))","v":{"$error":"#VALUE!"}},{"$f":"IF(H1640<=CL1642-E1716,0,H1716*H1638*H1639*J1638/(H1640*4))","v":{"$error":"#VALUE!"}},{"$f":"IF(H1640<=CM1642-E1716,0,H1716*H1638*H1639*J1638/(H1640*4))","v":{"$error":"#VALUE!"}},{"$f":"IF(H1640<=CN1642-E1716,0,H1716*H1638*H1639*J1638/(H1640*4))","v":{"$error":"#VALUE!"}},{"$f":"IF(H1640<=CO1642-E1716,0,H1716*H1638*H1639*J1638/(H1640*4))","v":{"$error":"#VALUE!"}},{"$f":"IF(H1640<=CP1642-E1716,0,H1716*H1638*H1639*J1638/(H1640*4))","v":{"$error":"#VALUE!"}}]
[{"$nulls":4},{"v":20,"d":"20.00"},{"$f":"$DF$79","v":{"v":0,"d":"0.000"}},{"$f":"IF(SUM(F1643:F1719)-H1641<=0,0,SUM(F1643:F1719)-H1641)","v":{"v":0,"d":"0.00"}},{"v":0,"d":"0.000"},{"$nulls":76},{"$f":"IF(H1640<=CG1642-E1719,0,H1719*H1638*H1639*J1638/(H1640*4))","v":{"$error":"#VALUE!"}},{"$f":"IF(H1640<=CH1642-E1719,0,H1719*H1638*H1639*J1638/(H1640*4))","v":{"$error":"#VALUE!"}},{"$f":"IF(H1640<=CI1642-E1719,0,H1719*H1638*H1639*J1638/(H1640*4))","v":{"$error":"#VALUE!"}},{"$f":"IF(H1640<=CJ1642-E1719,0,H1719*H1638*H1639*J1638/(H1640*4))","v":{"$error":"#VALUE!"}},{"$f":"IF(H1640<=CK1642-E1719,0,H1719*H1638*H1639*J1638/(H1640*4))","v":{"$error":"#VALUE!"}},{"$f":"IF(H1640<=CL1642-E1719,0,H1719*H1638*H1639*J1638/(H1640*4))","v":{"$error":"#VALUE!"}},{"$f":"IF(H1640<=CM1642-E1719,0,H1719*H1638*H1639*J1638/(H1640*4))","v":{"$error":"#VALUE!"}},{"$f":"IF(H1640<=CN1642-E1719,0,H1719*H1638*H1639*J1638/(H1640*4))","v":{"$error":"#VALUE!"}},{"$f":"IF(H1640<=CO1642-E1719,0,H1719*H1638*H1639*J1638/(H1640*4))","v":{"$error":"#VALUE!"}},{"$f":"IF(H1640<=CP1642-E1719,0,H1719*H1638*H1639*J1638/(H1640*4))","v":{"$error":"#VALUE!"}},{"$f":"IF(H1640<=CQ1642-E1719,0,H1719*H1638*H1639*J1638/(H1640*4))","v":{"$error":"#VALUE!"}},{"$f":"IF(H1640<=CR1642-E1719,0,H1719*H1638*H1639*J1638/(H1640*4))","v":{"$error":"#VALUE!"}},{"$f":"IF(H1640<=CS1642-E1719,0,H1719*H1638*H1639*J1638/(H1640*4))","v":{"$error":"#VALUE!"}}]
[{"$nulls":4},{"v":20.5,"d":"20.50"},{"$f":"$DF$81","v":{"v":0,"d":"0.000"}},{"$f":"IF(SUM(F1643:F1721)-H1641<=0,0,SUM(F1643:F1721)-H1641)","v":{"v":0,"d":"0.00"}},{"v":0,"d":"0.000"},{"$nulls":78},{"$f":"IF(H1640<=CI1642-E1721,0,H1721*H1638*H1639*J1638/(H1640*4))","v":{"$error":"#VALUE!"}},{"$f":"IF(H1640<=CJ1642-E1721,0,H1721*H1638*H1639*J1638/(H1640*4))","v":{"$error":"#VALUE!"}},{"$f":"IF(H1640<=CK1642-E1721,0,H1721*H1638*H1639*J1638/(H1640*4))","v":{"$error":"#VALUE!"}},{"$f":"IF(H1640<=CL1642-E1721,0,H1721*H1638*H1639*J1638/(H1640*4))","v":{"$error":"#VALUE!"}},{"$f":"IF(H1640<=CM1642-E1721,0,H1721*H1638*H1639*J1638/(H1640*4))","v":{"$error":"#VALUE!"}},{"$f":"IF(H1640<=CN1642-E1721,0,H1721*H1638*H1639*J1638/(H1640*4))","v":{"$error":"#VALUE!"}},{"$f":"IF(H1640<=CO1642-E1721,0,H1721*H1638*H1639*J1638/(H1640*4))","v":{"$error":"#VALUE!"}},{"$f":"IF(H1640<=CP1642-E1721,0,H1721*H1638*H1639*J1638/(H1640*4))","v":{"$error":"#VALUE!"}},{"$f":"IF(H1640<=CQ1642-E1721,0,H1721*H1638*H1639*J1638/(H1640*4))","v":{"$error":"#VALUE!"}},{"$f":"IF(H1640<=CR1642-E1721,0,H1721*H1638*H1639*J1638/(H1640*4))","v":{"$error":"#VALUE!"}},{"$f":"IF(H1640<=CS1642-E1721,0,H1721*H1638*H1639*J1638/(H1640*4))","v":{"$error":"#VALUE!"}},{"$f":"IF(H1640<=CT1642-E1721,0,H1721*H1638*H1639*J1638/(H1640*4))","v":{"$error":"#VALUE!"}},{"$f":"IF(H1640<=CU1642-E1721,0,H1721*H1638*H1639*J1638/(H1640*4))","v":{"$error":"#VALUE!"}}]
[{"$nulls":4},20.75,{"$f":"$DF$82","v":{"v":0,"d":"0.000"}},{"$f":"IF(SUM(F1643:F1722)-H1641<=0,0,SUM(F1643:F1722)-H1641)","v":{"v":0,"d":"0.00"}},{"v":0,"d":"0.000"},{"$nulls":79},{"$f":"IF(H1640<=CJ1642-E1722,0,H1722*H1638*H1639*J1638/(H1640*4))","v":{"$error":"#VALUE!"}},{"$f":"IF(H1640<=CK1642-E1722,0,H1722*H1638*H1639*J1638/(H1640*4))","v":{"$error":"#VALUE!"}},{"$f":"IF(H1640<=CL1642-E1722,0,H1722*H1638*H1639*J1638/(H1640*4))","v":{"$error":"#VALUE!"}},{"$f":"IF(H1640<=CM1642-E1722,0,H1722*H1638*H1639*J1638/(H1640*4))","v":{"$error":"#VALUE!"}},{"$f":"IF(H1640<=CN1642-E1722,0,H1722*H1638*H1639*J1638/(H1640*4))","v":{"$error":"#VALUE!"}},{"$f":"IF(H1640<=CO1642-E1722,0,H1722*H1638*H1639*J1638/(H1640*4))","v":{"$error":"#VALUE!"}},{"$f":"IF(H1640<=CP1642-E1722,0,H1722*H1638*H1639*J1638/(H1640*4))","v":{"$error":"#VALUE!"}},{"$f":"IF(H1640<=CQ1642-E1722,0,H1722*H1638*H1639*J1638/(H1640*4))","v":{"$error":"#VALUE!"}},{"$f":"IF(H1640<=CR1642-E1722,0,H1722*H1638*H1639*J1638/(H1640*4))","v":{"$error":"#VALUE!"}},{"$f":"IF(H1640<=CS1642-E1722,0,H1722*H1638*H1639*J1638/(H1640*4))","v":{"$error":"#VALUE!"}},{"$f":"IF(H1640<=CT1642-E1722,0,H1722*H1638*H1639*J1638/(H1640*4))","v":{"$error":"#VALUE!"}},{"$f":"IF(H1640<=CU1642-E1722,0,H1722*H1638*H1639*J1638/(H1640*4))","v":{"$error":"#VALUE!"}},{"$f":"IF(H1640<=CV1642-E1722,0,H1722*H1638*H1639*J1638/(H1640*4))","v":{"$error":"#VALUE!"}}]
[{"$nulls":4},21.25,{"$f":"$DF$84","v":{"v":0,"d":"0.000"}},{"$f":"IF(SUM(F1643:F1724)-H1641<=0,0,SUM(F1643:F1724)-H1641)","v":{"v":0,"d":"0.00"}},{"v":0,"d":"0.000"},{"$nulls":81},{"$f":"IF(H1640<=CL1642-E1724,0,H1724*H1638*H1639*J1638/(H1640*4))","v":{"$error":"#VALUE!"}},{"$f":"IF(H1640<=CM1642-E1724,0,H1724*H1638*H1639*J1638/(H1640*4))","v":{"$error":"#VALUE!"}},{"$f":"IF(H1640<=CN1642-E1724,0,H1724*H1638*H1639*J1638/(H1640*4))","v":{"$error":"#VALUE!"}},{"$f":"IF(H1640<=CO1642-E1724,0,H1724*H1638*H1639*J1638/(H1640*4))","v":{"$error":"#VALUE!"}},{"$f":"IF(H1640<=CP1642-E1724,0,H1724*H1638*H1639*J1638/(H1640*4))","v":{"$error":"#VALUE!"}},{"$f":"IF(H1640<=CQ1642-E1724,0,H1724*H1638*H1639*J1638/(H1640*4))","v":{"$error":"#VALUE!"}},{"$f":"IF(H1640<=CR1642-E1724,0,H1724*H1638*H1639*J1638/(H1640*4))","v":{"$error":"#VALUE!"}},{"$f":"IF(H1640<=CS1642-E1724,0,H1724*H1638*H1639*J1638/(H1640*4))","v":{"$error":"#VALUE!"}},{"$f":"IF(H1640<=CT1642-E1724,0,H1724*H1638*H1639*J1638/(H1640*4))","v":{"$error":"#VALUE!"}},{"$f":"IF(H1640<=CU1642-E1724,0,H1724*H1638*H1639*J1638/(H1640*4))","v":{"$error":"#VALUE!"}},{"$f":"IF(H1640<=CV1642-E1724,0,H1724*H1638*H1639*J1638/(H1640*4))","v":{"$error":"#VALUE!"}},{"$f":"IF(H1640<=CW1642-E1724,0,H1724*H1638*H1639*J1638/(H1640*4))","v":{"$error":"#VALUE!"}},{"$f":"IF(H1640<=CX1642-E1724,0,H1724*H1638*H1639*J1638/(H1640*4))","v":{"$error":"#VALUE!"}}]
[{"$nulls":4},{"v":22,"d":"22.00"},{"$f":"$DF$87","v":{"v":0,"d":"0.000"}},{"$f":"IF(SUM(F1643:F1727)-H1641<=0,0,SUM(F1643:F1727)-H1641)","v":{"v":0,"d":"0.00"}},{"v":0,"d":"0.000"},{"$nulls":84},{"$f":"IF(H1640<=CO1642-E1727,0,H1727*H1638*H1639*J1638/(H1640*4))","v":{"$error":"#VALUE!"}},{"$f":"IF(H1640<=CP1642-E1727,0,H1727*H1638*H1639*J1638/(H1640*4))","v":{"$error":"#VALUE!"}},{"$f":"IF(H1640<=CQ1642-E1727,0,H1727*H1638*H1639*J1638/(H1640*4))","v":{"$error":"#VALUE!"}},{"$f":"IF(H1640<=CR1642-E1727,0,H1727*H1638*H1639*J1638/(H1640*4))","v":{"$error":"#VALUE!"}},{"$f":"IF(H1640<=CS1642-E1727,0,H1727*H1638*H1639*J1638/(H1640*4))","v":{"$error":"#VALUE!"}},{"$f":"IF(H1640<=CT1642-E1727,0,H1727*H1638*H1639*J1638/(H1640*4))","v":{"$error":"#VALUE!"}},{"$f":"IF(H1640<=CU1642-E1727,0,H1727*H1638*H1639*J1638/(H1640*4))","v":{"$error":"#VALUE!"}},{"$f":"IF(H1640<=CV1642-E1727,0,H1727*H1638*H1639*J1638/(H1640*4))","v":{"$error":"#VALUE!"}},{"$f":"IF(H1640<=CW1642-E1727,0,H1727*H1638*H1639*J1638/(H1640*4))","v":{"$error":"#VALUE!"}},{"$f":"IF(H1640<=CX1642-E1727,0,H1727*H1638*H1639*J1638/(H1640*4))","v":{"$error":"#VALUE!"}},{"$f":"IF(H1640<=CY1642-E1727,0,H1727*H1638*H1639*J1638/(H1640*4))","v":{"$error":"#VALUE!"}},{"$f":"IF(H1640<=CZ1642-E1727,0,H1727*H1638*H1639*J1638/(H1640*4))","v":{"$error":"#VALUE!"}}]
[{"$nulls":4},22.75,{"$f":"$DF$90","v":{"v":0,"d":"0.000"}},{"$f":"IF(SUM(F1643:F1730)-H1641<=0,0,SUM(F1643:F1730)-H1641)","v":{"v":0,"d":"0.00"}},{"v":0,"d":"0.000"},{"$nulls":87},{"$f":"IF(H1640<=CR1642-E1730,0,H1730*H1638*H1639*J1638/(H1640*4))","v":{"$error":"#VALUE!"}},{"$f":"IF(H1640<=CS1642-E1730,0,H1730*H1638*H1639*J1638/(H1640*4))","v":{"$error":"#VALUE!"}},{"$f":"IF(H1640<=CT1642-E1730,0,H1730*H1638*H1639*J1638/(H1640*4))","v":{"$error":"#VALUE!"}},{"$f":"IF(H1640<=CU1642-E1730,0,H1730*H1638*H1639*J1638/(H1640*4))","v":{"$error":"#VALUE!"}},{"$f":"IF(H1640<=CV1642-E1730,0,H1730*H1638*H1639*J1638/(H1640*4))","v":{"$error":"#VALUE!"}},{"$f":"IF(H1640<=CW1642-E1730,0,H1730*H1638*H1639*J1638/(H1640*4))","v":{"$error":"#VALUE!"}},{"$f":"IF(H1640<=CX1642-E1730,0,H1730*H1638*H1639*J1638/(H1640*4))","v":{"$error":"#VALUE!"}},{"$f":"IF(H1640<=CY1642-E1730,0,H1730*H1638*H1639*J1638/(H1640*4))","v":{"$error":"#VALUE!"}},{"$f":"IF(H1640<=CZ1642-E1730,0,H1730*H1638*H1639*J1638/(H1640*4))","v":{"$error":"#VALUE!"}}]
[{"$nulls":4},23.25,{"$f":"$DF$92","v":{"v":0,"d":"0.000"}},{"$f":"IF(SUM(F1643:F1732)-H1641<=0,0,SUM(F1643:F1732)-H1641)","v":{"v":0,"d":"0.00"}},{"v":0,"d":"0.000"},{"$nulls":89},{"$f":"IF(H1640<=CT1642-E1732,0,H1732*H1638*H1639*J1638/(H1640*4))","v":{"$error":"#VALUE!"}},{"$f":"IF(H1640<=CU1642-E1732,0,H1732*H1638*H1639*J1638/(H1640*4))","v":{"$error":"#VALUE!"}},{"$f":"IF(H1640<=CV1642-E1732,0,H1732*H1638*H1639*J1638/(H1640*4))","v":{"$error":"#VALUE!"}},{"$f":"IF(H1640<=CW1642-E1732,0,H1732*H1638*H1639*J1638/(H1640*4))","v":{"$error":"#VALUE!"}},{"$f":"IF(H1640<=CX1642-E1732,0,H1732*H1638*H1639*J1638/(H1640*4))","v":{"$error":"#VALUE!"}},{"$f":"IF(H1640<=CY1642-E1732,0,H1732*H1638*H1639*J1638/(H1640*4))","v":{"$error":"#VALUE!"}},{"$f":"IF(H1640<=CZ1642-E1732,0,H1732*H1638*H1639*J1638/(H1640*4))","v":{"$error":"#VALUE!"}}]
[{"$nulls":4},{"v":24,"d":"24.00"},{"$f":"$DF$95","v":{"v":0,"d":"0.000"}},{"$f":"IF(SUM(F1643:F1735)-H1641<=0,0,SUM(F1643:F1735)-H1641)","v":{"v":0,"d":"0.00"}},{"v":0,"d":"0.000"},{"$nulls":92},{"$f":"IF(H1640<=CW1642-E1735,0,H1735*H1638*H1639*J1638/(H1640*4))","v":{"$error":"#VALUE!"}},{"$f":"IF(H1640<=CX1642-E1735,0,H1735*H1638*H1639*J1638/(H1640*4))","v":{"$error":"#VALUE!"}},{"$f":"IF(H1640<=CY1642-E1735,0,H1735*H1638*H1639*J1638/(H1640*4))","v":{"$error":"#VALUE!"}},{"$f":"IF(H1640<=CZ1642-E1735,0,H1735*H1638*H1639*J1638/(H1640*4))","v":{"$error":"#VALUE!"}}]
[{"$nulls":4},24.25,{"$f":"$DF$96","v":{"v":0,"d":"0.000"}},{"$f":"IF(SUM(F1643:F1736)-H1641<=0,0,SUM(F1643:F1736)-H1641)","v":{"v":0,"d":"0.00"}},{"v":0,"d":"0.000"},{"$nulls":93},{"$f":"IF(H1640<=CX1642-E1736,0,H1736*H1638*H1639*J1638/(H1640*4))","v":{"$error":"#VALUE!"}},{"$f":"IF(H1640<=CY1642-E1736,0,H1736*H1638*H1639*J1638/(H1640*4))","v":{"$error":"#VALUE!"}},{"$f":"IF(H1640<=CZ1642-E1736,0,H1736*H1638*H1639*J1638/(H1640*4))","v":{"$error":"#VALUE!"}}]
[{"$f":"CONCATENATE(H1637,C1740)","v":"CSO 01311a."},"11. Runoff Generated","11a.","Stormwater runoff (MG). ",null,null,{"$f":"C1740","v":"11a."},null,{"$f":"SUM(I1643:I1738)","v":{"$error":"#VALUE!"}},{"$f":"SUM(J1643:J1738)","v":{"$error":"#VALUE!"}},{"$error":"#VALUE!"},{"$error":"#VALUE!"},{"$error":"#VALUE!"},{"$error":"#VALUE!"},{"$error":"#VALUE!"},{"$error":"#VALUE!"},{"$error":"#VALUE!"},{"$error":"#VALUE!"},{"$error":"#VALUE!"},{"$error":"#VALUE!"},{"$error":"#VALUE!"},{"$error":"#VALUE!"},{"$error":"#VALUE!"},{"$error":"#VALUE!"},{"$error":"#VALUE!"},{"$error":"#VALUE!"},{"$error":"#VALUE!"},{"$error":"#VALUE!"},{"$error":"#VALUE!"},{"$error":"#VALUE!"},{"$error":"#VALUE!"},{"$error":"#VALUE!"},{"$error":"#VALUE!"},{"$error":"#VALUE!"},{"$error":"#VALUE!"},{"$error":"#VALUE!"},{"$error":"#VALUE!"},{"$error":"#VALUE!"},{"$error":"#VALUE!"},{"$error":"#VALUE!"},{"$error":"#VALUE!"},{"$error":"#VALUE!"},{"$error":"#VALUE!"},{"$error":"#VALUE!"},{"$error":"#VALUE!"},{"$error":"#VALUE!"},{"$error":"#VALUE!"},{"$error":"#VALUE!"},{"$error":"#VALUE!"},{"$error":"#VALUE!"},{"$error":"#VALUE!"},{"$error":"#VALUE!"},{"$error":"#VALUE!"},{"$error":"#VALUE!"},{"$error":"#VALUE!"},{"$error":"#VALUE!"},{"$error":"#VALUE!"},{"$error":"#VALUE!"},{"$error":"#VALUE!"},{"$error":"#VALUE!"},{"$error":"#VALUE!"},{"$error":"#VALUE!"},{"$error":"#VALUE!"},{"$error":"#VALUE!"},{"$error":"#VALUE!"},{"$error":"#VALUE!"},{"$error":"#VALUE!"},{"$error":"#VALUE!"},{"$error":"#VALUE!"},{"$error":"#VALUE!"},{"$error":"#VALUE!"},{"$error":"#VALUE!"},{"$error":"#VALUE!"},{"$f":"SUM(BV1643:BV1738)","v":{"$error":"#VALUE!"}},{"$error":"#VALUE!"},{"$error":"#VALUE!"},{"$error":"#VALUE!"},{"$error":"#VALUE!"},{"$error":"#VALUE!"},{"$error":"#VALUE!"},{"$error":"#VALUE!"},{"$error":"#VALUE!"},{"$error":"#VALUE!"},{"$error":"#VALUE!"},{"$error":"#VALUE!"},{"$error":"#VALUE!"},{"$error":"#VALUE!"},{"$error":"#VALUE!"},{"$error":"#VALUE!"},{"$error":"#VALUE!"},{"$error":"#VALUE!"},{"$error":"#VALUE!"},{"$error":"#VALUE!"},{"$error":"#VALUE!"},{"$error":"#VALUE!"},{"$error":"#VALUE!"},{"$error":"#VALUE!"},{"$error":"#VALUE!"},{"$error":"#VALUE!"},{"$error":"#VALUE!"},{"$error":"#VALUE!"},{"$error":"#VALUE!"},{"$error":"#VALUE!"},{"$error":"#VALUE!"},{"$f":"SUM(I1740:CZ1740)","v":{"$error":"#VALUE!"}}]
[{"$f":"CONCATENATE(H1637,C1741)","v":"CSO 01312b."},"12. Green Infrastructure Reductions","12b.","Total GI capacity (MG). ",null,null,{"$f":"C1741","v":"12b."},{"$f":"IF(HLOOKUP(H1637,'4 - CSO VOLUME'!$E$9:$AS$33,13,FALSE)=\"\",0,HLOOKUP(H1637,'4 - CSO VOLUME'!$E$9:$AS$33,13,FALSE))","v":{"v":0,"d":"0.00"}}]
[{"$f":"CONCATENATE(H1637,C1744)","v":"CSO 01312d."},null,"12d.","Stormwater runoff after GI saturation (MG). Excess after Line 12c exceeds Line 12b.",null,null,{"$f":"C1744","v":"12d."},null,{"$f":"I1743-H1743","v":{"$error":"#VALUE!"}},{"$f":"J1743-I1743","v":{"$error":"#VALUE!"}},{"$f":"K1743-J1743","v":{"$error":"#VALUE!"}},{"$f":"L1743-K1743","v":{"$error":"#VALUE!"}},{"$f":"M1743-L1743","v":{"$error":"#VALUE!"}},{"$f":"N1743-M1743","v":{"$error":"#VALUE!"}},{"$f":"O1743-N1743","v":{"$error":"#VALUE!"}},{"$f":"P1743-O1743","v":{"$error":"#VALUE!"}},{"$f":"Q1743-P1743","v":{"$error":"#VALUE!"}},{"$f":"R1743-Q1743","v":{"$error":"#VALUE!"}},{"$f":"S1743-R1743","v":{"$error":"#VALUE!"}},{"$f":"T1743-S1743","v":{"$error":"#VALUE!"}},{"$f":"U1743-T1743","v":{"$error":"#VALUE!"}},{"$f":"V1743-U1743","v":{"$error":"#VALUE!"}},{"$f":"W1743-V1743","v":{"$error":"#VALUE!"}},{"$f":"X1743-W1743","v":{"$error":"#VALUE!"}},{"$f":"Y1743-X1743","v":{"$error":"#VALUE!"}},{"$f":"Z1743-Y1743","v":{"$error":"#VALUE!"}},{"$f":"AA1743-Z1743","v":{"$error":"#VALUE!"}},{"$f":"AB1743-AA1743","v":{"$error":"#VALUE!"}},{"$f":"AC1743-AB1743","v":{"$error":"#VALUE!"}},{"$f":"AD1743-AC1743","v":{"$error":"#VALUE!"}},{"$f":"AE1743-AD1743","v":{"$error":"#VALUE!"}},{"$f":"AF1743-AE1743","v":{"$error":"#VALUE!"}},{"$f":"AG1743-AF1743","v":{"$error":"#VALUE!"}},{"$f":"AH1743-AG1743","v":{"$error":"#VALUE!"}},{"$f":"AI1743-AH1743","v":{"$error":"#VALUE!"}},{"$f":"AJ1743-AI1743","v":{"$error":"#VALUE!"}},{"$f":"AK1743-AJ1743","v":{"$error":"#VALUE!"}},{"$f":"AL1743-AK1743","v":{"$error":"#VALUE!"}},{"$f":"AM1743-AL1743","v":{"$error":"#VALUE!"}},{"$f":"AN1743-AM1743","v":{"$error":"#VALUE!"}},{"$f":"AO1743-AN1743","v":{"$error":"#VALUE!"}},{"$f":"AP1743-AO1743","v":{"$error":"#VALUE!"}},{"$f":"AQ1743-AP1743","v":{"$error":"#VALUE!"}},{"$f":"AR1743-AQ1743","v":{"$error":"#VALUE!"}},{"$f":"AS1743-AR1743","v":{"$error":"#VALUE!"}},{"$f":"AT1743-AS1743","v":{"$error":"#VALUE!"}},{"$f":"AU1743-AT1743","v":{"$error":"#VALUE!"}},{"$f":"AV1743-AU1743","v":{"$error":"#VALUE!"}},{"$f":"AW1743-AV1743","v":{"$error":"#VALUE!"}},{"$f":"AX1743-AW1743","v":{"$error":"#VALUE!"}},{"$f":"AY1743-AX1743","v":{"$error":"#VALUE!"}},{"$f":"AZ1743-AY1743","v":{"$error":"#VALUE!"}},{"$f":"BA1743-AZ1743","v":{"$error":"#VALUE!"}},{"$f":"BB1743-BA1743","v":{"$error":"#VALUE!"}},{"$f":"BC1743-BB1743","v":{"$error":"#VALUE!"}},{"$f":"BD1743-BC1743","v":{"$error":"#VALUE!"}},{"$f":"BE1743-BD1743","v":{"$error":"#VALUE!"}},{"$f":"BF1743-BE1743","v":{"$error":"#VALUE!"}},{"$f":"BG1743-BF1743","v":{"$error":"#VALUE!"}},{"$f":"BH1743-BG1743","v":{"$error":"#VALUE!"}},{"$f":"BI1743-BH1743","v":{"$error":"#VALUE!"}},{"$f":"BJ1743-BI1743","v":{"$error":"#VALUE!"}},{"$f":"BK1743-BJ1743","v":{"$error":"#VALUE!"}},{"$f":"BL1743-BK1743","v":{"$error":"#VALUE!"}},{"$f":"BM1743-BL1743","v":{"$error":"#VALUE!"}},{"$f":"BN1743-BM1743","v":{"$error":"#VALUE!"}},{"$f":"BO1743-BN1743","v":{"$error":"#VALUE!"}},{"$f":"BP1743-BO1743","v":{"$error":"#VALUE!"}},{"$f":"BQ1743-BP1743","v":{"$error":"#VALUE!"}},{"$f":"BR1743-BQ1743","v":{"$error":"#VALUE!"}},{"$f":"BS1743-BR1743","v":{"$error":"#VALUE!"}},{"$f":"BT1743-BS1743","v":{"$error":"#VALUE!"}},{"$f":"BU1743-BT1743","v":{"$error":"#VALUE!"}},{"$f":"BV1743-BU1743","v":{"$error":"#VALUE!"}},{"$f":"BW1743-BV1743","v":{"$error":"#VALUE!"}},{"$f":"BX1743-BW1743","v":{"$error":"#VALUE!"}},{"$f":"BY1743-BX1743","v":{"$error":"#VALUE!"}},{"$f":"BZ1743-BY1743","v":{"$error":"#VALUE!"}},{"$f":"CA1743-BZ1743","v":{"$error":"#VALUE!"}},{"$f":"CB1743-CA1743","v":{"$error":"#VALUE!"}},{"$f":"CC1743-CB1743","v":{"$error":"#VALUE!"}},{"$f":"CD1743-CC1743","v":{"$error":"#VALUE!"}},{"$f":"CE1743-CD1743","v":{"$error":"#VALUE!"}},{"$f":"CF1743-CE1743","v":{"$error":"#VALUE!"}},{"$f":"CG1743-CF1743","v":{"$error":"#VALUE!"}},{"$f":"CH1743-CG1743","v":{"$error":"#VALUE!"}},{"$f":"CI1743-CH1743","v":{"$error":"#VALUE!"}},{"$f":"CJ1743-CI1743","v":{"$error":"#VALUE!"}},{"$f":"CK1743-CJ1743","v":{"$error":"#VALUE!"}},{"$f":"CL1743-CK1743","v":{"$error":"#VALUE!"}},{"$f":"CM1743-CL1743","v":{"$error":"#VALUE!"}},{"$f":"CN1743-CM1743","v":{"$error":"#VALUE!"}},{"$f":"CO1743-CN1743","v":{"$error":"#VALUE!"}},{"$f":"CP1743-CO1743","v":{"$error":"#VALUE!"}},{"$f":"CQ1743-CP1743","v":{"$error":"#VALUE!"}},{"$f":"CR1743-CQ1743","v":{"$error":"#VALUE!"}},{"$f":"CS1743-CR1743","v":{"$error":"#VALUE!"}},{"$f":"CT1743-CS1743","v":{"$error":"#VALUE!"}},{"$f":"CU1743-CT1743","v":{"$error":"#VALUE!"}},{"$f":"CV1743-CU1743","v":{"$error":"#VALUE!"}},{"$f":"CW1743-CV1743","v":{"$error":"#VALUE!"}},{"$f":"CX1743-CW1743","v":{"$error":"#VALUE!"}},{"$f":"CY1743-CX1743","v":{"$error":"#VALUE!"}},{"$f":"CZ1743-CY1743","v":{"$error":"#VALUE!"}},{"$f":"SUM(I1744:CZ1744)","v":{"$error":"#VALUE!"}}]
[{"$f":"CONCATENATE(H1637,C1745)","v":"CSO 01313a."},"13. Runoff Controls","13a.","Total CSO control volume (MG).",null,null,{"$f":"C1745","v":"13a."},{"$f":"HLOOKUP(H1637,'4 - CSO VOLUME'!$E$9:$AS$33,16,FALSE)","v":{"v":0,"d":"0.00"}}]
[{"$f":"CONCATENATE(H1637,C1749)","v":"CSO 01313d."},null,"13d.","Combined sewage after GI saturation and CSO control (MG). Excess after Line 13c exceeds Line 13a.",null,null,{"$f":"C1749","v":"13d."},null,{"$f":"I1748-H1748","v":{"$error":"#VALUE!"}},{"$f":"J1748-I1748","v":{"$error":"#VALUE!"}},{"$f":"K1748-J1748","v":{"$error":"#VALUE!"}},{"$f":"L1748-K1748","v":{"$error":"#VALUE!"}},{"$f":"M1748-L1748","v":{"$error":"#VALUE!"}},{"$f":"N1748-M1748","v":{"$error":"#VALUE!"}},{"$f":"O1748-N1748","v":{"$error":"#VALUE!"}},{"$f":"P1748-O1748","v":{"$error":"#VALUE!"}},{"$f":"Q1748-P1748","v":{"$error":"#VALUE!"}},{"$f":"R1748-Q1748","v":{"$error":"#VALUE!"}},{"$f":"S1748-R1748","v":{"$error":"#VALUE!"}},{"$f":"T1748-S1748","v":{"$error":"#VALUE!"}},{"$f":"U1748-T1748","v":{"$error":"#VALUE!"}},{"$f":"V1748-U1748","v":{"$error":"#VALUE!"}},{"$f":"W1748-V1748","v":{"$error":"#VALUE!"}},{"$f":"X1748-W1748","v":{"$error":"#VALUE!"}},{"$f":"Y1748-X1748","v":{"$error":"#VALUE!"}},{"$f":"Z1748-Y1748","v":{"$error":"#VALUE!"}},{"$f":"AA1748-Z1748","v":{"$error":"#VALUE!"}},{"$f":"AB1748-AA1748","v":{"$error":"#VALUE!"}},{"$f":"AC1748-AB1748","v":{"$error":"#VALUE!"}},{"$f":"AD1748-AC1748","v":{"$error":"#VALUE!"}},{"$f":"AE1748-AD1748","v":{"$error":"#VALUE!"}},{"$f":"AF1748-AE1748","v":{"$error":"#VALUE!"}},{"$f":"AG1748-AF1748","v":{"$error":"#VALUE!"}},{"$f":"AH1748-AG1748","v":{"$error":"#VALUE!"}},{"$f":"AI1748-AH1748","v":{"$error":"#VALUE!"}},{"$f":"AJ1748-AI1748","v":{"$error":"#VALUE!"}},{"$f":"AK1748-AJ1748","v":{"$error":"#VALUE!"}},{"$f":"AL1748-AK1748","v":{"$error":"#VALUE!"}},{"$f":"AM1748-AL1748","v":{"$error":"#VALUE!"}},{"$f":"AN1748-AM1748","v":{"$error":"#VALUE!"}},{"$f":"AO1748-AN1748","v":{"$error":"#VALUE!"}},{"$f":"AP1748-AO1748","v":{"$error":"#VALUE!"}},{"$f":"AQ1748-AP1748","v":{"$error":"#VALUE!"}},{"$f":"AR1748-AQ1748","v":{"$error":"#VALUE!"}},{"$f":"AS1748-AR1748","v":{"$error":"#VALUE!"}},{"$f":"AT1748-AS1748","v":{"$error":"#VALUE!"}},{"$f":"AU1748-AT1748","v":{"$error":"#VALUE!"}},{"$f":"AV1748-AU1748","v":{"$error":"#VALUE!"}},{"$f":"AW1748-AV1748","v":{"$error":"#VALUE!"}},{"$f":"AX1748-AW1748","v":{"$error":"#VALUE!"}},{"$f":"AY1748-AX1748","v":{"$error":"#VALUE!"}},{"$f":"AZ1748-AY1748","v":{"$error":"#VALUE!"}},{"$f":"BA1748-AZ1748","v":{"$error":"#VALUE!"}},{"$f":"BB1748-BA1748","v":{"$error":"#VALUE!"}},{"$f":"BC1748-BB1748","v":{"$error":"#VALUE!"}},{"$f":"BD1748-BC1748","v":{"$error":"#VALUE!"}},{"$f":"BE1748-BD1748","v":{"$error":"#VALUE!"}},{"$f":"BF1748-BE1748","v":{"$error":"#VALUE!"}},{"$f":"BG1748-BF1748","v":{"$error":"#VALUE!"}},{"$f":"BH1748-BG1748","v":{"$error":"#VALUE!"}},{"$f":"BI1748-BH1748","v":{"$error":"#VALUE!"}},{"$f":"BJ1748-BI1748","v":{"$error":"#VALUE!"}},{"$f":"BK1748-BJ1748","v":{"$error":"#VALUE!"}},{"$f":"BL1748-BK1748","v":{"$error":"#VALUE!"}},{"$f":"BM1748-BL1748","v":{"$error":"#VALUE!"}},{"$f":"BN1748-BM1748","v":{"$error":"#VALUE!"}},{"$f":"BO1748-BN1748","v":{"$error":"#VALUE!"}},{"$f":"BP1748-BO1748","v":{"$error":"#VALUE!"}},{"$f":"BQ1748-BP1748","v":{"$error":"#VALUE!"}},{"$f":"BR1748-BQ1748","v":{"$error":"#VALUE!"}},{"$f":"BS1748-BR1748","v":{"$error":"#VALUE!"}},{"$f":"BT1748-BS1748","v":{"$error":"#VALUE!"}},{"$f":"BU1748-BT1748","v":{"$error":"#VALUE!"}},{"$f":"BV1748-BU1748","v":{"$error":"#VALUE!"}},{"$f":"BW1748-BV1748","v":{"$error":"#VALUE!"}},{"$f":"BX1748-BW1748","v":{"$error":"#VALUE!"}},{"$f":"BY1748-BX1748","v":{"$error":"#VALUE!"}},{"$f":"BZ1748-BY1748","v":{"$error":"#VALUE!"}},{"$f":"CA1748-BZ1748","v":{"$error":"#VALUE!"}},{"$f":"CB1748-CA1748","v":{"$error":"#VALUE!"}},{"$f":"CC1748-CB1748","v":{"$error":"#VALUE!"}},{"$f":"CD1748-CC1748","v":{"$error":"#VALUE!"}},{"$f":"CE1748-CD1748","v":{"$error":"#VALUE!"}},{"$f":"CF1748-CE1748","v":{"$error":"#VALUE!"}},{"$f":"CG1748-CF1748","v":{"$error":"#VALUE!"}},{"$f":"CH1748-CG1748","v":{"$error":"#VALUE!"}},{"$f":"CI1748-CH1748","v":{"$error":"#VALUE!"}},{"$f":"CJ1748-CI1748","v":{"$error":"#VALUE!"}},{"$f":"CK1748-CJ1748","v":{"$error":"#VALUE!"}},{"$f":"CL1748-CK1748","v":{"$error":"#VALUE!"}},{"$f":"CM1748-CL1748","v":{"$error":"#VALUE!"}},{"$f":"CN1748-CM1748","v":{"$error":"#VALUE!"}},{"$f":"CO1748-CN1748","v":{"$error":"#VALUE!"}},{"$f":"CP1748-CO1748","v":{"$error":"#VALUE!"}},{"$f":"CQ1748-CP1748","v":{"$error":"#VALUE!"}},{"$f":"CR1748-CQ1748","v":{"$error":"#VALUE!"}},{"$f":"CS1748-CR1748","v":{"$error":"#VALUE!"}},{"$f":"CT1748-CS1748","v":{"$error":"#VALUE!"}},{"$f":"CU1748-CT1748","v":{"$error":"#VALUE!"}},{"$f":"CV1748-CU1748","v":{"$error":"#VALUE!"}},{"$f":"CW1748-CV1748","v":{"$error":"#VALUE!"}},{"$f":"CX1748-CW1748","v":{"$error":"#VALUE!"}},{"$f":"CY1748-CX1748","v":{"$error":"#VALUE!"}},{"$f":"CZ1748-CY1748","v":{"$error":"#VALUE!"}},{"$f":"SUM(I1749:CZ1749)","v":{"$error":"#VALUE!"}}]
[{"$f":"CONCATENATE(H1637,C1750)","v":"CSO 01314a."},"14. CSO Flows","14a.","CSO hydraulic control capacity (MGD). ",null,null,"14a.",{"$f":"HLOOKUP(H1637,'4 - CSO VOLUME'!$E$9:$AS$33,20,FALSE)","v":""}]
[{"$f":"CONCATENATE(H1637,C1753)","v":"CSO 01314d."},null,"14d.","Treated CSO volume (MG). Populate with Line 14b values that are less than or equal to Line 14c divided by 24.",null,null,"14d.",null,{"$f":"IF(I1751=0,0,IF(I1751<=$H1752/(4*24),I1751,$H1752/(4*24)))","v":{"$error":"#VALUE!"}},{"$f":"IF(J1751=0,0,IF(J1751<=$H1752/(4*24),J1751,$H1752/(4*24)))","v":{"$error":"#VALUE!"}},{"$error":"#VALUE!"},{"$error":"#VALUE!"},{"$error":"#VALUE!"},{"$error":"#VALUE!"},{"$error":"#VALUE!"},{"$error":"#VALUE!"},{"$error":"#VALUE!"},{"$error":"#VALUE!"},{"$error":"#VALUE!"},{"$error":"#VALUE!"},{"$error":"#VALUE!"},{"$error":"#VALUE!"},{"$error":"#VALUE!"},{"$error":"#VALUE!"},{"$error":"#VALUE!"},{"$error":"#VALUE!"},{"$error":"#VALUE!"},{"$error":"#VALUE!"},{"$error":"#VALUE!"},{"$error":"#VALUE!"},{"$error":"#VALUE!"},{"$error":"#VALUE!"},{"$error":"#VALUE!"},{"$error":"#VALUE!"},{"$error":"#VALUE!"},{"$error":"#VALUE!"},{"$error":"#VALUE!"},{"$error":"#VALUE!"},{"$error":"#VALUE!"},{"$error":"#VALUE!"},{"$error":"#VALUE!"},{"$error":"#VALUE!"},{"$error":"#VALUE!"},{"$error":"#VALUE!"},{"$error":"#VALUE!"},{"$error":"#VALUE!"},{"$error":"#VALUE!"},{"$error":"#VALUE!"},{"$error":"#VALUE!"},{"$error":"#VALUE!"},{"$error":"#VALUE!"},{"$error":"#VALUE!"},{"$error":"#VALUE!"},{"$error":"#VALUE!"},{"$error":"#VALUE!"},{"$error":"#VALUE!"},{"$error":"#VALUE!"},{"$error":"#VALUE!"},{"$error":"#VALUE!"},{"$error":"#VALUE!"},{"$error":"#VALUE!"},{"$error":"#VALUE!"},{"$error":"#VALUE!"},{"$error":"#VALUE!"},{"$error":"#VALUE!"},{"$error":"#VALUE!"},{"$error":"#VALUE!"},{"$error":"#VALUE!"},{"$error":"#VALUE!"},{"$error":"#VALUE!"},{"$error":"#VALUE!"},{"$error":"#VALUE!"},{"$error":"#VALUE!"},{"$f":"IF(BV1751=0,0,IF(BV1751<=$H1752/(4*24),BV1751,$H1752/(4*24)))","v":{"$error":"#VALUE!"}},{"$error":"#VALUE!"},{"$error":"#VALUE!"},{"$error":"#VALUE!"},{"$error":"#VALUE!"},{"$error":"#VALUE!"},{"$error":"#VALUE!"},{"$error":"#VALUE!"},{"$error":"#VALUE!"},{"$error":"#VALUE!"},{"$error":"#VALUE!"},{"$error":"#VALUE!"},{"$error":"#VALUE!"},{"$error":"#VALUE!"},{"$error":"#VALUE!"},{"$error":"#VALUE!"},{"$error":"#VALUE!"},{"$error":"#VALUE!"},{"$error":"#VALUE!"},{"$error":"#VALUE!"},{"$error":"#VALUE!"},{"$error":"#VALUE!"},{"$error":"#VALUE!"},{"$error":"#VALUE!"},{"$error":"#VALUE!"},{"$error":"#VALUE!"},{"$error":"#VALUE!"},{"$error":"#VALUE!"},{"$error":"#VALUE!"},{"$error":"#VALUE!"},{"$error":"#VALUE!"},{"$f":"SUM(I1753:CZ1753)","v":{"$error":"#VALUE!"}}]
[{"$f":"CONCATENATE(H1637,C1755)","v":"CSO 01314f."},null,"14f.","Combined sewage diverted to WWTP (MG). Subtract Line 14b from Line 13d at hourly increments.",null,null,"14f.",null,{"$f":"I1749-I1751","v":{"$error":"#VALUE!"}},{"$f":"J1749-J1751","v":{"$error":"#VALUE!"}},{"$error":"#VALUE!"},{"$error":"#VALUE!"},{"$error":"#VALUE!"},{"$error":"#VALUE!"},{"$error":"#VALUE!"},{"$error":"#VALUE!"},{"$error":"#VALUE!"},{"$error":"#VALUE!"},{"$error":"#VALUE!"},{"$error":"#VALUE!"},{"$error":"#VALUE!"},{"$error":"#VALUE!"},{"$error":"#VALUE!"},{"$error":"#VALUE!"},{"$error":"#VALUE!"},{"$error":"#VALUE!"},{"$error":"#VALUE!"},{"$error":"#VALUE!"},{"$error":"#VALUE!"},{"$error":"#VALUE!"},{"$error":"#VALUE!"},{"$error":"#VALUE!"},{"$error":"#VALUE!"},{"$error":"#VALUE!"},{"$error":"#VALUE!"},{"$error":"#VALUE!"},{"$error":"#VALUE!"},{"$error":"#VALUE!"},{"$error":"#VALUE!"},{"$error":"#VALUE!"},{"$error":"#VALUE!"},{"$error":"#VALUE!"},{"$error":"#VALUE!"},{"$error":"#VALUE!"},{"$error":"#VALUE!"},{"$error":"#VALUE!"},{"$error":"#VALUE!"},{"$error":"#VALUE!"},{"$error":"#VALUE!"},{"$error":"#VALUE!"},{"$error":"#VALUE!"},{"$error":"#VALUE!"},{"$error":"#VALUE!"},{"$error":"#VALUE!"},{"$error":"#VALUE!"},{"$error":"#VALUE!"},{"$error":"#VALUE!"},{"$error":"#VALUE!"},{"$error":"#VALUE!"},{"$error":"#VALUE!"},{"$error":"#VALUE!"},{"$error":"#VALUE!"},{"$error":"#VALUE!"},{"$error":"#VALUE!"},{"$error":"#VALUE!"},{"$error":"#VALUE!"},{"$error":"#VALUE!"},{"$error":"#VALUE!"},{"$error":"#VALUE!"},{"$error":"#VALUE!"},{"$error":"#VALUE!"},{"$error":"#VALUE!"},{"$error":"#VALUE!"},{"$f":"BV1749-BV1751","v":{"$error":"#VALUE!"}},{"$error":"#VALUE!"},{"$error":"#VALUE!"},{"$error":"#VALUE!"},{"$error":"#VALUE!"},{"$error":"#VALUE!"},{"$error":"#VALUE!"},{"$error":"#VALUE!"},{"$error":"#VALUE!"},{"$error":"#VALUE!"},{"$error":"#VALUE!"},{"$error":"#VALUE!"},{"$error":"#VALUE!"},{"$error":"#VALUE!"},{"$error":"#VALUE!"},{"$error":"#VALUE!"},{"$error":"#VALUE!"},{"$error":"#VALUE!"},{"$error":"#VALUE!"},{"$error":"#VALUE!"},{"$error":"#VALUE!"},{"$error":"#VALUE!"},{"$error":"#VALUE!"},{"$error":"#VALUE!"},{"$error":"#VALUE!"},{"$error":"#VALUE!"},{"$error":"#VALUE!"},{"$error":"#VALUE!"},{"$error":"#VALUE!"},{"$error":"#VALUE!"},{"$error":"#VALUE!"},{"$f":"SUM(I1755:CZ1755)","v":{"$error":"#VALUE!"}}]
[{"$nulls":7},{"$f":"A16","v":"CSO 014"}]
[{"$nulls":6},"Area (acres):",{"$f":"HLOOKUP(H1758,'2 - CSO INPUT'!$E$9:$AS$19,6,FALSE)","v":0},null,{"$f":"43560*7.48/(12*1000000)","v":0.027152400000000004},"MG",{"$f":"\"=\"","v":"="},1,"in-ac/hr"]
[{"$nulls":6},"TOC (hr);",{"$f":"HLOOKUP(H1758,'3 - Tc & RAINFALL'!$E$9:$AS$17,6,FALSE)","v":""}]
[{"$nulls":4},1,{"$f":"$DF$3","v":{"v":0,"d":"0.000"}},{"$f":"IF(SUM(F1764:F1764)-H1762<=0,0,SUM(F1764:F1764)-H1762)","v":{"v":0,"d":"0.00"}},{"$f":"G1764-0","v":{"v":0,"d":"0.000"}},{"$f":"IF(H1761<=I1763-E1764,0,H1764*H1759*H1760*J1759/(H1761*4))","v":{"$error":"#VALUE!"}},{"$f":"IF(H1761<=J1763-E1764,0,H1764*H1759*H1760*J1759/(H1761*4))","v":{"$error":"#VALUE!"}},{"$f":"IF(H1761<=K1763-E1764,0,H1764*H1759*H1760*J1759/(H1761*4))","v":{"$error":"#VALUE!"}},{"$f":"IF(H1761<=L1763-E1764,0,H1764*H1759*H1760*J1759/(H1761*4))","v":{"$error":"#VALUE!"}},{"$f":"IF(H1761<=M1763-E1764,0,H1764*H1759*H1760*J1759/(H1761*4))","v":{"$error":"#VALUE!"}},{"$f":"IF(H1761<=N1763-E1764,0,H1764*H1759*H1760*J1759/(H1761*4))","v":{"$error":"#VALUE!"}},{"$f":"IF(H1761<=O1763-E1764,0,H1764*H1759*H1760*J1759/(H1761*4))","v":{"$error":"#VALUE!"}},{"$f":"IF(H1761<=P1763-E1764,0,H1764*H1759*H1760*J1759/(H1761*4))","v":{"$error":"#VALUE!"}},{"$f":"IF(H1761<=Q1763-E1764,0,H1764*H1759*H1760*J1759/(H1761*4))","v":{"$error":"#VALUE!"}},{"$f":"IF(H1761<=R1763-E1764,0,H1764*H1759*H1760*J1759/(H1761*4))","v":{"$error":"#VALUE!"}},{"$f":"IF(H1761<=S1763-E1764,0,H1764*H1759*H1760*J1759/(H1761*4))","v":{"$error":"#VALUE!"}},{"$f":"IF(H1761<=T1763-E1764,0,H1764*H1759*H1760*J1759/(H1761*4))","v":{"$error":"#VALUE!"}},{"$f":"IF(H1761<=U1763-E1764,0,H1764*H1759*H1760*J1759/(H1761*4))","v":{"$error":"#VALUE!"}}]
[{"$nulls":4},1.75,{"$f":"$DF$6","v":{"v":0,"d":"0.000"}},{"$f":"IF(SUM(F1764:F1767)-H1762<=0,0,SUM(F1764:F1767)-H1762)","v":{"v":0,"d":"0.00"}},{"v":0,"d":"0.000"},{"$nulls":3},{"$f":"IF(H1761<=L1763-E1767,0,H1767*H1759*H1760*J1759/(H1761*4))","v":{"$error":"#VALUE!"}},{"$f":"IF(H1761<=M1763-E1767,0,H1767*H1759*H1760*J1759/(H1761*4))","v":{"$error":"#VALUE!"}},{"$f":"IF(H1761<=N1763-E1767,0,H1767*H1759*H1760*J1759/(H1761*4))","v":{"$error":"#VALUE!"}},{"$f":"IF(H1761<=O1763-E1767,0,H1767*H1759*H1760*J1759/(H1761*4))","v":{"$error":"#VALUE!"}},{"$f":"IF(H1761<=P1763-E1767,0,H1767*H1759*H1760*J1759/(H1761*4))","v":{"$error":"#VALUE!"}},{"$f":"IF(H1761<=Q1763-E1767,0,H1767*H1759*H1760*J1759/(H1761*4))","v":{"$error":"#VALUE!"}},{"$f":"IF(H1761<=R1763-E1767,0,H1767*H1759*H1760*J1759/(H1761*4))","v":{"$error":"#VALUE!"}},{"$f":"IF(H1761<=S1763-E1767,0,H1767*H1759*H1760*J1759/(H1761*4))","v":{"$error":"#VALUE!"}},{"$f":"IF(H1761<=T1763-E1767,0,H1767*H1759*H1760*J1759/(H1761*4))","v":{"$error":"#VALUE!"}},{"$f":"IF(H1761<=U1763-E1767,0,H1767*H1759*H1760*J1759/(H1761*4))","v":{"$error":"#VALUE!"}},{"$f":"IF(H1761<=V1763-E1767,0,H1767*H1759*H1760*J1759/(H1761*4))","v":{"$error":"#VALUE!"}},{"$f":"IF(H1761<=W1763-E1767,0,H1767*H1759*H1760*J1759/(H1761*4))","v":{"$error":"#VALUE!"}},{"$f":"IF(H1761<=X1763-E1767,0,H1767*H1759*H1760*J1759/(H1761*4))","v":{"$error":"#VALUE!"}}]
[{"$nulls":4},2.25,{"$f":"$DF$8","v":{"v":0,"d":"0.000"}},{"$f":"IF(SUM(F1764:F1769)-H1762<=0,0,SUM(F1764:F1769)-H1762)","v":{"v":0,"d":"0.00"}},{"v":0,"d":"0.000"},{"$nulls":5},{"$f":"IF(H1761<=N1763-E1769,0,H1769*H1759*H1760*J1759/(H1761*4))","v":{"$error":"#VALUE!"}},{"$f":"IF(H1761<=O1763-E1769,0,H1769*H1759*H1760*J1759/(H1761*4))","v":{"$error":"#VALUE!"}},{"$f":"IF(H1761<=P1763-E1769,0,H1769*H1759*H1760*J1759/(H1761*4))","v":{"$error":"#VALUE!"}},{"$f":"IF(H1761<=Q1763-E1769,0,H1769*H1759*H1760*J1759/(H1761*4))","v":{"$error":"#VALUE!"}},{"$f":"IF(H1761<=R1763-E1769,0,H1769*H1759*H1760*J1759/(H1761*4))","v":{"$error":"#VALUE!"}},{"$f":"IF(H1761<=S1763-E1769,0,H1769*H1759*H1760*J1759/(H1761*4))","v":{"$error":"#VALUE!"}},{"$f":"IF(H1761<=T1763-E1769,0,H1769*H1759*H1760*J1759/(H1761*4))","v":{"$error":"#VALUE!"}},{"$f":"IF(H1761<=U1763-E1769,0,H1769*H1759*H1760*J1759/(H1761*4))","v":{"$error":"#VALUE!"}},{"$f":"IF(H1761<=V1763-E1769,0,H1769*H1759*H1760*J1759/(H1761*4))","v":{"$error":"#VALUE!"}},{"$f":"IF(H1761<=W1763-E1769,0,H1769*H1759*H1760*J1759/(H1761*4))","v":{"$error":"#VALUE!"}},{"$f":"IF(H1761<=X1763-E1769,0,H1769*H1759*H1760*J1759/(H1761*4))","v":{"$error":"#VALUE!"}},{"$f":"IF(H1761<=Y1763-E1769,0,H1769*H1759*H1760*J1759/(H1761*4))","v":{"$error":"#VALUE!"}},{"$f":"IF(H1761<=Z1763-E1769,0,H1769*H1759*H1760*J1759/(H1761*4))","v":{"$error":"#VALUE!"}}]
[{"$nulls":4},{"v":3,"d":"3.00"},{"$f":"$DF$11","v":{"v":0,"d":"0.000"}},{"$f":"IF(SUM(F1764:F1772)-H1762<=0,0,SUM(F1764:F1772)-H1762)","v":{"v":0,"d":"0.00"}},{"v":0,"d":"0.000"},{"$nulls":8},{"$f":"IF(H1761<=Q1763-E1772,0,H1772*H1759*H1760*J1759/(H1761*4))","v":{"$error":"#VALUE!"}},{"$f":"IF(H1761<=R1763-E1772,0,H1772*H1759*H1760*J1759/(H1761*4))","v":{"$error":"#VALUE!"}},{"$f":"IF(H1761<=S1763-E1772,0,H1772*H1759*H1760*J1759/(H1761*4))","v":{"$error":"#VALUE!"}},{"$f":"IF(H1761<=T1763-E1772,0,H1772*H1759*H1760*J1759/(H1761*4))","v":{"$error":"#VALUE!"}},{"$f":"IF(H1761<=U1763-E1772,0,H1772*H1759*H1760*J1759/(H1761*4))","v":{"$error":"#VALUE!"}},{"$f":"IF(H1761<=V1763-E1772,0,H1772*H1759*H1760*J1759/(H1761*4))","v":{"$error":"#VALUE!"}},{"$f":"IF(H1761<=W1763-E1772,0,H1772*H1759*H1760*J1759/(H1761*4))","v":{"$error":"#VALUE!"}},{"$f":"IF(H1761<=X1763-E1772,0,H1772*H1759*H1760*J1759/(H1761*4))","v":{"$error":"#VALUE!"}},{"$f":"IF(H1761<=Y1763-E1772,0,H1772*H1759*H1760*J1759/(H1761*4))","v":{"$error":"#VALUE!"}},{"$f":"IF(H1761<=Z1763-E1772,0,H1772*H1759*H1760*J1759/(H1761*4))","v":{"$error":"#VALUE!"}},{"$f":"IF(H1761<=AA1763-E1772,0,H1772*H1759*H1760*J1759/(H1761*4))","v":{"$error":"#VALUE!"}},{"$f":"IF(H1761<=AB1763-E1772,0,H1772*H1759*H1760*J1759/(H1761*4))","v":{"$error":"#VALUE!"}},{"$f":"IF(H1761<=AC1763-E1772,0,H1772*H1759*H1760*J1759/(H1761*4))","v":{"$error":"#VALUE!"}}]
[{"$nulls":4},3.25,{"$f":"$DF$12","v":{"v":0,"d":"0.000"}},{"$f":"IF(SUM(F1764:F1773)-H1762<=0,0,SUM(F1764:F1773)-H1762)","v":{"v":0,"d":"0.00"}},{"v":0,"d":"0.000"},{"$nulls":9},{"$f":"IF(H1761<=R1763-E1773,0,H1773*H1759*H1760*J1759/(H1761*4))","v":{"$error":"#VALUE!"}},{"$f":"IF(H1761<=S1763-E1773,0,H1773*H1759*H1760*J1759/(H1761*4))","v":{"$error":"#VALUE!"}},{"$f":"IF(H1761<=T1763-E1773,0,H1773*H1759*H1760*J1759/(H1761*4))","v":{"$error":"#VALUE!"}},{"$f":"IF(H1761<=U1763-E1773,0,H1773*H1759*H1760*J1759/(H1761*4))","v":{"$error":"#VALUE!"}},{"$f":"IF(H1761<=V1763-E1773,0,H1773*H1759*H1760*J1759/(H1761*4))","v":{"$error":"#VALUE!"}},{"$f":"IF(H1761<=W1763-E1773,0,H1773*H1759*H1760*J1759/(H1761*4))","v":{"$error":"#VALUE!"}},{"$f":"IF(H1761<=X1763-E1773,0,H1773*H1759*H1760*J1759/(H1761*4))","v":{"$error":"#VALUE!"}},{"$f":"IF(H1761<=Y1763-E1773,0,H1773*H1759*H1760*J1759/(H1761*4))","v":{"$error":"#VALUE!"}},{"$f":"IF(H1761<=Z1763-E1773,0,H1773*H1759*H1760*J1759/(H1761*4))","v":{"$error":"#VALUE!"}},{"$f":"IF(H1761<=AA1763-E1773,0,H1773*H1759*H1760*J1759/(H1761*4))","v":{"$error":"#VALUE!"}},{"$f":"IF(H1761<=AB1763-E1773,0,H1773*H1759*H1760*J1759/(H1761*4))","v":{"$error":"#VALUE!"}},{"$f":"IF(H1761<=AC1763-E1773,0,H1773*H1759*H1760*J1759/(H1761*4))","v":{"$error":"#VALUE!"}},{"$f":"IF(H1761<=AD1763-E1773,0,H1773*H1759*H1760*J1759/(H1761*4))","v":{"$error":"#VALUE!"}}]
[{"$nulls":4},4.25,{"$f":"$DF$16","v":{"v":0,"d":"0.000"}},{"$f":"IF(SUM(F1764:F1777)-H1762<=0,0,SUM(F1764:F1777)-H1762)","v":{"v":0,"d":"0.00"}},{"v":0,"d":"0.000"},{"$nulls":13},{"$f":"IF(H1761<=V1763-E1777,0,H1777*H1759*H1760*J1759/(H1761*4))","v":{"$error":"#VALUE!"}},{"$f":"IF(H1761<=W1763-E1777,0,H1777*H1759*H1760*J1759/(H1761*4))","v":{"$error":"#VALUE!"}},{"$f":"IF(H1761<=X1763-E1777,0,H1777*H1759*H1760*J1759/(H1761*4))","v":{"$error":"#VALUE!"}},{"$f":"IF(H1761<=Y1763-E1777,0,H1777*H1759*H1760*J1759/(H1761*4))","v":{"$error":"#VALUE!"}},{"$f":"IF(H1761<=Z1763-E1777,0,H1777*H1759*H1760*J1759/(H1761*4))","v":{"$error":"#VALUE!"}},{"$f":"IF(H1761<=AA1763-E1777,0,H1777*H1759*H1760*J1759/(H1761*4))","v":{"$error":"#VALUE!"}},{"$f":"IF(H1761<=AB1763-E1777,0,H1777*H1759*H1760*J1759/(H1761*4))","v":{"$error":"#VALUE!"}},{"$f":"IF(H1761<=AC1763-E1777,0,H1777*H1759*H1760*J1759/(H1761*4))","v":{"$error":"#VALUE!"}},{"$f":"IF(H1761<=AD1763-E1777,0,H1777*H1759*H1760*J1759/(H1761*4))","v":{"$error":"#VALUE!"}},{"$f":"IF(H1761<=AE1763-E1777,0,H1777*H1759*H1760*J1759/(H1761*4))","v":{"$error":"#VALUE!"}},{"$f":"IF(H1761<=AF1763-E1777,0,H1777*H1759*H1760*J1759/(H1761*4))","v":{"$error":"#VALUE!"}},{"$f":"IF(H1761<=AG1763-E1777,0,H1777*H1759*H1760*J1759/(H1761*4))","v":{"$error":"#VALUE!"}},{"$f":"IF(H1761<=AH1763-E1777,0,H1777*H1759*H1760*J1759/(H1761*4))","v":{"$error":"#VALUE!"}}]
[{"$nulls":4},{"v":4.5,"d":"4.50"},{"$f":"$DF$17","v":{"v":0,"d":"0.000"}},{"$f":"IF(SUM(F1764:F1778)-H1762<=0,0,SUM(F1764:F1778)-H1762)","v":{"v":0,"d":"0.00"}},{"v":0,"d":"0.000"},{"$nulls":14},{"$f":"IF(H1761<=W1763-E1778,0,H1778*H1759*H1760*J1759/(H1761*4))","v":{"$error":"#VALUE!"}},{"$f":"IF(H1761<=X1763-E1778,0,H1778*H1759*H1760*J1759/(H1761*4))","v":{"$error":"#VALUE!"}},{"$f":"IF(H1761<=Y1763-E1778,0,H1778*H1759*H1760*J1759/(H1761*4))","v":{"$error":"#VALUE!"}},{"$f":"IF(H1761<=Z1763-E1778,0,H1778*H1759*H1760*J1759/(H1761*4))","v":{"$error":"#VALUE!"}},{"$f":"IF(H1761<=AA1763-E1778,0,H1778*H1759*H1760*J1759/(H1761*4))","v":{"$error":"#VALUE!"}},{"$f":"IF(H1761<=AB1763-E1778,0,H1778*H1759*H1760*J1759/(H1761*4))","v":{"$error":"#VALUE!"}},{"$f":"IF(H1761<=AC1763-E1778,0,H1778*H1759*H1760*J1759/(H1761*4))","v":{"$error":"#VALUE!"}},{"$f":"IF(H1761<=AD1763-E1778,0,H1778*H1759*H1760*J1759/(H1761*4))","v":{"$error":"#VALUE!"}},{"$f":"IF(H1761<=AE1763-E1778,0,H1778*H1759*H1760*J1759/(H1761*4))","v":{"$error":"#VALUE!"}},{"$f":"IF(H1761<=AF1763-E1778,0,H1778*H1759*H1760*J1759/(H1761*4))","v":{"$error":"#VALUE!"}},{"$f":"IF(H1761<=AG1763-E1778,0,H1778*H1759*H1760*J1759/(H1761*4))","v":{"$error":"#VALUE!"}},{"$f":"IF(H1761<=AH1763-E1778,0,H1778*H1759*H1760*J1759/(H1761*4))","v":{"$error":"#VALUE!"}},{"$f":"IF(H1761<=AI1763-E1778,0,H1778*H1759*H1760*J1759/(H1761*4))","v":{"$error":"#VALUE!"}}]
[{"$nulls":4},5.25,{"$f":"$DF$20","v":{"v":0,"d":"0.000"}},{"$f":"IF(SUM(F1764:F1781)-H1762<=0,0,SUM(F1764:F1781)-H1762)","v":{"v":0,"d":"0.00"}},{"v":0,"d":"0.000"},{"$nulls":17},{"$f":"IF(H1761<=Z1763-E1781,0,H1781*H1759*H1760*J1759/(H1761*4))","v":{"$error":"#VALUE!"}},{"$f":"IF(H1761<=AA1763-E1781,0,H1781*H1759*H1760*J1759/(H1761*4))","v":{"$error":"#VALUE!"}},{"$f":"IF(H1761<=AB1763-E1781,0,H1781*H1759*H1760*J1759/(H1761*4))","v":{"$error":"#VALUE!"}},{"$f":"IF(H1761<=AC1763-E1781,0,H1781*H1759*H1760*J1759/(H1761*4))","v":{"$error":"#VALUE!"}},{"$f":"IF(H1761<=AD1763-E1781,0,H1781*H1759*H1760*J1759/(H1761*4))","v":{"$error":"#VALUE!"}},{"$f":"IF(H1761<=AE1763-E1781,0,H1781*H1759*H1760*J1759/(H1761*4))","v":{"$error":"#VALUE!"}},{"$f":"IF(H1761<=AF1763-E1781,0,H1781*H1759*H1760*J1759/(H1761*4))","v":{"$error":"#VALUE!"}},{"$f":"IF(H1761<=AG1763-E1781,0,H1781*H1759*H1760*J1759/(H1761*4))","v":{"$error":"#VALUE!"}},{"$f":"IF(H1761<=AH1763-E1781,0,H1781*H1759*H1760*J1759/(H1761*4))","v":{"$error":"#VALUE!"}},{"$f":"IF(H1761<=AI1763-E1781,0,H1781*H1759*H1760*J1759/(H1761*4))","v":{"$error":"#VALUE!"}},{"$f":"IF(H1761<=AJ1763-E1781,0,H1781*H1759*H1760*J1759/(H1761*4))","v":{"$error":"#VALUE!"}},{"$f":"IF(H1761<=AK1763-E1781,0,H1781*H1759*H1760*J1759/(H1761*4))","v":{"$error":"#VALUE!"}},{"$f":"IF(H1761<=AL1763-E1781,0,H1781*H1759*H1760*J1759/(H1761*4))","v":{"$error":"#VALUE!"}}]
[{"$nulls":4},{"v":5.5,"d":"5.50"},{"$f":"$DF$21","v":{"v":0,"d":"0.000"}},{"$f":"IF(SUM(F1764:F1782)-H1762<=0,0,SUM(F1764:F1782)-H1762)","v":{"v":0,"d":"0.00"}},{"v":0,"d":"0.000"},{"$nulls":18},{"$f":"IF(H1761<=AA1763-E1782,0,H1782*H1759*H1760*J1759/(H1761*4))","v":{"$error":"#VALUE!"}},{"$f":"IF(H1761<=AB1763-E1782,0,H1782*H1759*H1760*J1759/(H1761*4))","v":{"$error":"#VALUE!"}},{"$f":"IF(H1761<=AC1763-E1782,0,H1782*H1759*H1760*J1759/(H1761*4))","v":{"$error":"#VALUE!"}},{"$f":"IF(H1761<=AD1763-E1782,0,H1782*H1759*H1760*J1759/(H1761*4))","v":{"$error":"#VALUE!"}},{"$f":"IF(H1761<=AE1763-E1782,0,H1782*H1759*H1760*J1759/(H1761*4))","v":{"$error":"#VALUE!"}},{"$f":"IF(H1761<=AF1763-E1782,0,H1782*H1759*H1760*J1759/(H1761*4))","v":{"$error":"#VALUE!"}},{"$f":"IF(H1761<=AG1763-E1782,0,H1782*H1759*H1760*J1759/(H1761*4))","v":{"$error":"#VALUE!"}},{"$f":"IF(H1761<=AH1763-E1782,0,H1782*H1759*H1760*J1759/(H1761*4))","v":{"$error":"#VALUE!"}},{"$f":"IF(H1761<=AI1763-E1782,0,H1782*H1759*H1760*J1759/(H1761*4))","v":{"$error":"#VALUE!"}},{"$f":"IF(H1761<=AJ1763-E1782,0,H1782*H1759*H1760*J1759/(H1761*4))","v":{"$error":"#VALUE!"}},{"$f":"IF(H1761<=AK1763-E1782,0,H1782*H1759*H1760*J1759/(H1761*4))","v":{"$error":"#VALUE!"}},{"$f":"IF(H1761<=AL1763-E1782,0,H1782*H1759*H1760*J1759/(H1761*4))","v":{"$error":"#VALUE!"}},{"$f":"IF(H1761<=AM1763-E1782,0,H1782*H1759*H1760*J1759/(H1761*4))","v":{"$error":"#VALUE!"}}]
[{"$nulls":4},{"v":6.5,"d":"6.50"},{"$f":"$DF$25","v":{"v":0,"d":"0.000"}},{"$f":"IF(SUM(F1764:F1786)-H1762<=0,0,SUM(F1764:F1786)-H1762)","v":{"v":0,"d":"0.00"}},{"v":0,"d":"0.000"},{"$nulls":22},{"$f":"IF(H1761<=AE1763-E1786,0,H1786*H1759*H1760*J1759/(H1761*4))","v":{"$error":"#VALUE!"}},{"$f":"IF(H1761<=AF1763-E1786,0,H1786*H1759*H1760*J1759/(H1761*4))","v":{"$error":"#VALUE!"}},{"$f":"IF(H1761<=AG1763-E1786,0,H1786*H1759*H1760*J1759/(H1761*4))","v":{"$error":"#VALUE!"}},{"$f":"IF(H1761<=AH1763-E1786,0,H1786*H1759*H1760*J1759/(H1761*4))","v":{"$error":"#VALUE!"}},{"$f":"IF(H1761<=AI1763-E1786,0,H1786*H1759*H1760*J1759/(H1761*4))","v":{"$error":"#VALUE!"}},{"$f":"IF(H1761<=AJ1763-E1786,0,H1786*H1759*H1760*J1759/(H1761*4))","v":{"$error":"#VALUE!"}},{"$f":"IF(H1761<=AK1763-E1786,0,H1786*H1759*H1760*J1759/(H1761*4))","v":{"$error":"#VALUE!"}},{"$f":"IF(H1761<=AL1763-E1786,0,H1786*H1759*H1760*J1759/(H1761*4))","v":{"$error":"#VALUE!"}},{"$f":"IF(H1761<=AM1763-E1786,0,H1786*H1759*H1760*J1759/(H1761*4))","v":{"$error":"#VALUE!"}},{"$f":"IF(H1761<=AN1763-E1786,0,H1786*H1759*H1760*J1759/(H1761*4))","v":{"$error":"#VALUE!"}},{"$f":"IF(H1761<=AO1763-E1786,0,H1786*H1759*H1760*J1759/(H1761*4))","v":{"$error":"#VALUE!"}},{"$f":"IF(H1761<=AP1763-E1786,0,H1786*H1759*H1760*J1759/(H1761*4))","v":{"$error":"#VALUE!"}},{"$f":"IF(H1761<=AQ1763-E1786,0,H1786*H1759*H1760*J1759/(H1761*4))","v":{"$error":"#VALUE!"}}]
[{"$nulls":4},6.75,{"$f":"$DF$26","v":{"v":0,"d":"0.000"}},{"$f":"IF(SUM(F1764:F1787)-H1762<=0,0,SUM(F1764:F1787)-H1762)","v":{"v":0,"d":"0.00"}},{"v":0,"d":"0.000"},{"$nulls":23},{"$f":"IF(H1761<=AF1763-E1787,0,H1787*H1759*H1760*J1759/(H1761*4))","v":{"$error":"#VALUE!"}},{"$f":"IF(H1761<=AG1763-E1787,0,H1787*H1759*H1760*J1759/(H1761*4))","v":{"$error":"#VALUE!"}},{"$f":"IF(H1761<=AH1763-E1787,0,H1787*H1759*H1760*J1759/(H1761*4))","v":{"$error":"#VALUE!"}},{"$f":"IF(H1761<=AI1763-E1787,0,H1787*H1759*H1760*J1759/(H1761*4))","v":{"$error":"#VALUE!"}},{"$f":"IF(H1761<=AJ1763-E1787,0,H1787*H1759*H1760*J1759/(H1761*4))","v":{"$error":"#VALUE!"}},{"$f":"IF(H1761<=AK1763-E1787,0,H1787*H1759*H1760*J1759/(H1761*4))","v":{"$error":"#VALUE!"}},{"$f":"IF(H1761<=AL1763-E1787,0,H1787*H1759*H1760*J1759/(H1761*4))","v":{"$error":"#VALUE!"}},{"$f":"IF(H1761<=AM1763-E1787,0,H1787*H1759*H1760*J1759/(H1761*4))","v":{"$error":"#VALUE!"}},{"$f":"IF(H1761<=AN1763-E1787,0,H1787*H1759*H1760*J1759/(H1761*4))","v":{"$error":"#VALUE!"}},{"$f":"IF(H1761<=AO1763-E1787,0,H1787*H1759*H1760*J1759/(H1761*4))","v":{"$error":"#VALUE!"}},{"$f":"IF(H1761<=AP1763-E1787,0,H1787*H1759*H1760*J1759/(H1761*4))","v":{"$error":"#VALUE!"}},{"$f":"IF(H1761<=AQ1763-E1787,0,H1787*H1759*H1760*J1759/(H1761*4))","v":{"$error":"#VALUE!"}},{"$f":"IF(H1761<=AR1763-E1787,0,H1787*H1759*H1760*J1759/(H1761*4))","v":{"$error":"#VALUE!"}}]
[{"$nulls":4},{"v":7.5,"d":"7.50"},{"$f":"$DF$29","v":{"v":0,"d":"0.000"}},{"$f":"IF(SUM(F1764:F1790)-H1762<=0,0,SUM(F1764:F1790)-H1762)","v":{"v":0,"d":"0.00"}},{"v":0,"d":"0.000"},{"$nulls":26},{"$f":"IF(H1761<=AI1763-E1790,0,H1790*H1759*H1760*J1759/(H1761*4))","v":{"$error":"#VALUE!"}},{"$f":"IF(H1761<=AJ1763-E1790,0,H1790*H1759*H1760*J1759/(H1761*4))","v":{"$error":"#VALUE!"}},{"$f":"IF(H1761<=AK1763-E1790,0,H1790*H1759*H1760*J1759/(H1761*4))","v":{"$error":"#VALUE!"}},{"$f":"IF(H1761<=AL1763-E1790,0,H1790*H1759*H1760*J1759/(H1761*4))","v":{"$error":"#VALUE!"}},{"$f":"IF(H1761<=AM1763-E1790,0,H1790*H1759*H1760*J1759/(H1761*4))","v":{"$error":"#VALUE!"}},{"$f":"IF(H1761<=AN1763-E1790,0,H1790*H1759*H1760*J1759/(H1761*4))","v":{"$error":"#VALUE!"}},{"$f":"IF(H1761<=AO1763-E1790,0,H1790*H1759*H1760*J1759/(H1761*4))","v":{"$error":"#VALUE!"}},{"$f":"IF(H1761<=AP1763-E1790,0,H1790*H1759*H1760*J1759/(H1761*4))","v":{"$error":"#VALUE!"}},{"$f":"IF(H1761<=AQ1763-E1790,0,H1790*H1759*H1760*J1759/(H1761*4))","v":{"$error":"#VALUE!"}},{"$f":"IF(H1761<=AR1763-E1790,0,H1790*H1759*H1760*J1759/(H1761*4))","v":{"$error":"#VALUE!"}},{"$f":"IF(H1761<=AS1763-E1790,0,H1790*H1759*H1760*J1759/(H1761*4))","v":{"$error":"#VALUE!"}},{"$f":"IF(H1761<=AT1763-E1790,0,H1790*H1759*H1760*J1759/(H1761*4))","v":{"$error":"#VALUE!"}},{"$f":"IF(H1761<=AU1763-E1790,0,H1790*H1759*H1760*J1759/(H1761*4))","v":{"$error":"#VALUE!"}}]
[{"$nulls":4},{"v":8,"d":"8.00"},{"$f":"$DF$31","v":{"v":0,"d":"0.000"}},{"$f":"IF(SUM(F1764:F1792)-H1762<=0,0,SUM(F1764:F1792)-H1762)","v":{"v":0,"d":"0.00"}},{"v":0,"d":"0.000"},{"$nulls":28},{"$f":"IF(H1761<=AK1763-E1792,0,H1792*H1759*H1760*J1759/(H1761*4))","v":{"$error":"#VALUE!"}},{"$f":"IF(H1761<=AL1763-E1792,0,H1792*H1759*H1760*J1759/(H1761*4))","v":{"$error":"#VALUE!"}},{"$f":"IF(H1761<=AM1763-E1792,0,H1792*H1759*H1760*J1759/(H1761*4))","v":{"$error":"#VALUE!"}},{"$f":"IF(H1761<=AN1763-E1792,0,H1792*H1759*H1760*J1759/(H1761*4))","v":{"$error":"#VALUE!"}},{"$f":"IF(H1761<=AO1763-E1792,0,H1792*H1759*H1760*J1759/(H1761*4))","v":{"$error":"#VALUE!"}},{"$f":"IF(H1761<=AP1763-E1792,0,H1792*H1759*H1760*J1759/(H1761*4))","v":{"$error":"#VALUE!"}},{"$f":"IF(H1761<=AQ1763-E1792,0,H1792*H1759*H1760*J1759/(H1761*4))","v":{"$error":"#VALUE!"}},{"$f":"IF(H1761<=AR1763-E1792,0,H1792*H1759*H1760*J1759/(H1761*4))","v":{"$error":"#VALUE!"}},{"$f":"IF(H1761<=AS1763-E1792,0,H1792*H1759*H1760*J1759/(H1761*4))","v":{"$error":"#VALUE!"}},{"$f":"IF(H1761<=AT1763-E1792,0,H1792*H1759*H1760*J1759/(H1761*4))","v":{"$error":"#VALUE!"}},{"$f":"IF(H1761<=AU1763-E1792,0,H1792*H1759*H1760*J1759/(H1761*4))","v":{"$error":"#VALUE!"}},{"$f":"IF(H1761<=AV1763-E1792,0,H1792*H1759*H1760*J1759/(H1761*4))","v":{"$error":"#VALUE!"}},{"$f":"IF(H1761<=AW1763-E1792,0,H1792*H1759*H1760*J1759/(H1761*4))","v":{"$error":"#VALUE!"}}]
[{"$nulls":4},8.75,{"$f":"$DF$34","v":{"v":0,"d":"0.000"}},{"$f":"IF(SUM(F1764:F1795)-H1762<=0,0,SUM(F1764:F1795)-H1762)","v":{"v":0,"d":"0.00"}},{"v":0,"d":"0.000"},{"$nulls":31},{"$f":"IF(H1761<=AN1763-E1795,0,H1795*H1759*H1760*J1759/(H1761*4))","v":{"$error":"#VALUE!"}},{"$f":"IF(H1761<=AO1763-E1795,0,H1795*H1759*H1760*J1759/(H1761*4))","v":{"$error":"#VALUE!"}},{"$f":"IF(H1761<=AP1763-E1795,0,H1795*H1759*H1760*J1759/(H1761*4))","v":{"$error":"#VALUE!"}},{"$f":"IF(H1761<=AQ1763-E1795,0,H1795*H1759*H1760*J1759/(H1761*4))","v":{"$error":"#VALUE!"}},{"$f":"IF(H1761<=AR1763-E1795,0,H1795*H1759*H1760*J1759/(H1761*4))","v":{"$error":"#VALUE!"}},{"$f":"IF(H1761<=AS1763-E1795,0,H1795*H1759*H1760*J1759/(H1761*4))","v":{"$error":"#VALUE!"}},{"$f":"IF(H1761<=AT1763-E1795,0,H1795*H1759*H1760*J1759/(H1761*4))","v":{"$error":"#VALUE!"}},{"$f":"IF(H1761<=AU1763-E1795,0,H1795*H1759*H1760*J1759/(H1761*4))","v":{"$error":"#VALUE!"}},{"$f":"IF(H1761<=AV1763-E1795,0,H1795*H1759*H1760*J1759/(H1761*4))","v":{"$error":"#VALUE!"}},{"$f":"IF(H1761<=AW1763-E1795,0,H1795*H1759*H1760*J1759/(H1761*4))","v":{"$error":"#VALUE!"}},{"$f":"IF(H1761<=AX1763-E1795,0,H1795*H1759*H1760*J1759/(H1761*4))","v":{"$error":"#VALUE!"}},{"$f":"IF(H1761<=AY1763-E1795,0,H1795*H1759*H1760*J1759/(H1761*4))","v":{"$error":"#VALUE!"}},{"$f":"IF(H1761<=AZ1763-E1795,0,H1795*H1759*H1760*J1759/(H1761*4))","v":{"$error":"#VALUE!"}}]
[{"$nulls":4},{"v":9,"d":"9.00"},{"$f":"$DF$35","v":{"v":0,"d":"0.000"}},{"$f":"IF(SUM(F1764:F1796)-H1762<=0,0,SUM(F1764:F1796)-H1762)","v":{"v":0,"d":"0.00"}},{"v":0,"d":"0.000"},{"$nulls":32},{"$f":"IF(H1761<=AO1763-E1796,0,H1796*H1759*H1760*J1759/(H1761*4))","v":{"$error":"#VALUE!"}},{"$f":"IF(H1761<=AP1763-E1796,0,H1796*H1759*H1760*J1759/(H1761*4))","v":{"$error":"#VALUE!"}},{"$f":"IF(H1761<=AQ1763-E1796,0,H1796*H1759*H1760*J1759/(H1761*4))","v":{"$error":"#VALUE!"}},{"$f":"IF(H1761<=AR1763-E1796,0,H1796*H1759*H1760*J1759/(H1761*4))","v":{"$error":"#VALUE!"}},{"$f":"IF(H1761<=AS1763-E1796,0,H1796*H1759*H1760*J1759/(H1761*4))","v":{"$error":"#VALUE!"}},{"$f":"IF(H1761<=AT1763-E1796,0,H1796*H1759*H1760*J1759/(H1761*4))","v":{"$error":"#VALUE!"}},{"$f":"IF(H1761<=AU1763-E1796,0,H1796*H1759*H1760*J1759/(H1761*4))","v":{"$error":"#VALUE!"}},{"$f":"IF(H1761<=AV1763-E1796,0,H1796*H1759*H1760*J1759/(H1761*4))","v":{"$error":"#VALUE!"}},{"$f":"IF(H1761<=AW1763-E1796,0,H1796*H1759*H1760*J1759/(H1761*4))","v":{"$error":"#VALUE!"}},{"$f":"IF(H1761<=AX1763-E1796,0,H1796*H1759*H1760*J1759/(H1761*4))","v":{"$error":"#VALUE!"}},{"$f":"IF(H1761<=AY1763-E1796,0,H1796*H1759*H1760*J1759/(H1761*4))","v":{"$error":"#VALUE!"}},{"$f":"IF(H1761<=AZ1763-E1796,0,H1796*H1759*H1760*J1759/(H1761*4))","v":{"$error":"#VALUE!"}},{"$f":"IF(H1761<=BA1763-E1796,0,H1796*H1759*H1760*J1759/(H1761*4))","v":{"$error":"#VALUE!"}}]
[{"$nulls":4},{"v":10,"d":"10.00"},{"$f":"$DF$39","v":{"v":0,"d":"0.000"}},{"$f":"IF(SUM(F1764:F1800)-H1762<=0,0,SUM(F1764:F1800)-H1762)","v":{"v":0,"d":"0.00"}},{"v":0,"d":"0.000"},{"$nulls":36},{"$f":"IF(H1761<=AS1763-E1800,0,H1800*H1759*H1760*J1759/(H1761*4))","v":{"$error":"#VALUE!"}},{"$f":"IF(H1761<=AT1763-E1800,0,H1800*H1759*H1760*J1759/(H1761*4))","v":{"$error":"#VALUE!"}},{"$f":"IF(H1761<=AU1763-E1800,0,H1800*H1759*H1760*J1759/(H1761*4))","v":{"$error":"#VALUE!"}},{"$f":"IF(H1761<=AV1763-E1800,0,H1800*H1759*H1760*J1759/(H1761*4))","v":{"$error":"#VALUE!"}},{"$f":"IF(H1761<=AW1763-E1800,0,H1800*H1759*H1760*J1759/(H1761*4))","v":{"$error":"#VALUE!"}},{"$f":"IF(H1761<=AX1763-E1800,0,H1800*H1759*H1760*J1759/(H1761*4))","v":{"$error":"#VALUE!"}},{"$f":"IF(H1761<=AY1763-E1800,0,H1800*H1759*H1760*J1759/(H1761*4))","v":{"$error":"#VALUE!"}},{"$f":"IF(H1761<=AZ1763-E1800,0,H1800*H1759*H1760*J1759/(H1761*4))","v":{"$error":"#VALUE!"}},{"$f":"IF(H1761<=BA1763-E1800,0,H1800*H1759*H1760*J1759/(H1761*4))","v":{"$error":"#VALUE!"}},{"$f":"IF(H1761<=BB1763-E1800,0,H1800*H1759*H1760*J1759/(H1761*4))","v":{"$error":"#VALUE!"}},{"$f":"IF(H1761<=BC1763-E1800,0,H1800*H1759*H1760*J1759/(H1761*4))","v":{"$error":"#VALUE!"}},{"$f":"IF(H1761<=BD1763-E1800,0,H1800*H1759*H1760*J1759/(H1761*4))","v":{"$error":"#VALUE!"}},{"$f":"IF(H1761<=BE1763-E1800,0,H1800*H1759*H1760*J1759/(H1761*4))","v":{"$error":"#VALUE!"}}]
[{"$nulls":4},10.25,{"$f":"$DF$40","v":{"v":0,"d":"0.000"}},{"$f":"IF(SUM(F1764:F1801)-H1762<=0,0,SUM(F1764:F1801)-H1762)","v":{"v":0,"d":"0.000"}},{"v":0,"d":"0.000"},{"$nulls":37},{"$f":"IF(H1761<=AT1763-E1801,0,H1801*H1759*H1760*J1759/(H1761*4))","v":{"$error":"#VALUE!"}},{"$f":"IF(H1761<=AU1763-E1801,0,H1801*H1759*H1760*J1759/(H1761*4))","v":{"$error":"#VALUE!"}},{"$f":"IF(H1761<=AV1763-E1801,0,H1801*H1759*H1760*J1759/(H1761*4))","v":{"$error":"#VALUE!"}},{"$f":"IF(H1761<=AW1763-E1801,0,H1801*H1759*H1760*J1759/(H1761*4))","v":{"$error":"#VALUE!"}},{"$f":"IF(H1761<=AX1763-E1801,0,H1801*H1759*H1760*J1759/(H1761*4))","v":{"$error":"#VALUE!"}},{"$f":"IF(H1761<=AY1763-E1801,0,H1801*H1759*H1760*J1759/(H1761*4))","v":{"$error":"#VALUE!"}},{"$f":"IF(H1761<=AZ1763-E1801,0,H1801*H1759*H1760*J1759/(H1761*4))","v":{"$error":"#VALUE!"}},{"$f":"IF(H1761<=BA1763-E1801,0,H1801*H1759*H1760*J1759/(H1761*4))","v":{"$error":"#VALUE!"}},{"$f":"IF(H1761<=BB1763-E1801,0,H1801*H1759*H1760*J1759/(H1761*4))","v":{"$error":"#VALUE!"}},{"$f":"IF(H1761<=BC1763-E1801,0,H1801*H1759*H1760*J1759/(H1761*4))","v":{"$error":"#VALUE!"}},{"$f":"IF(H1761<=BD1763-E1801,0,H1801*H1759*H1760*J1759/(H1761*4))","v":{"$error":"#VALUE!"}},{"$f":"IF(H1761<=BE1763-E1801,0,H1801*H1759*H1760*J1759/(H1761*4))","v":{"$error":"#VALUE!"}},{"$f":"IF(H1761<=BF1763-E1801,0,H1801*H1759*H1760*J1759/(H1761*4))","v":{"$error":"#VALUE!"}}]
[{"$nulls":4},{"v":11,"d":"11.00"},{"$f":"$DF$43","v":{"v":0,"d":"0.000"}},{"$f":"IF(SUM(F1764:F1804)-H1762<=0,0,SUM(F1764:F1804)-H1762)","v":{"v":0,"d":"0.00"}},{"v":0,"d":"0.000"},{"$nulls":40},{"$f":"IF(H1761<=AW1763-E1804,0,H1804*H1759*H1760*J1759/(H1761*4))","v":{"$error":"#VALUE!"}},{"$f":"IF(H1761<=AX1763-E1804,0,H1804*H1759*H1760*J1759/(H1761*4))","v":{"$error":"#VALUE!"}},{"$f":"IF(H1761<=AY1763-E1804,0,H1804*H1759*H1760*J1759/(H1761*4))","v":{"$error":"#VALUE!"}},{"$f":"IF(H1761<=AZ1763-E1804,0,H1804*H1759*H1760*J1759/(H1761*4))","v":{"$error":"#VALUE!"}},{"$f":"IF(H1761<=BA1763-E1804,0,H1804*H1759*H1760*J1759/(H1761*4))","v":{"$error":"#VALUE!"}},{"$f":"IF(H1761<=BB1763-E1804,0,H1804*H1759*H1760*J1759/(H1761*4))","v":{"$error":"#VALUE!"}},{"$f":"IF(H1761<=BC1763-E1804,0,H1804*H1759*H1760*J1759/(H1761*4))","v":{"$error":"#VALUE!"}},{"$f":"IF(H1761<=BD1763-E1804,0,H1804*H1759*H1760*J1759/(H1761*4))","v":{"$error":"#VALUE!"}},{"$f":"IF(H1761<=BE1763-E1804,0,H1804*H1759*H1760*J1759/(H1761*4))","v":{"$error":"#VALUE!"}},{"$f":"IF(H1761<=BF1763-E1804,0,H1804*H1759*H1760*J1759/(H1761*4))","v":{"$error":"#VALUE!"}},{"$f":"IF(H1761<=BG1763-E1804,0,H1804*H1759*H1760*J1759/(H1761*4))","v":{"$error":"#VALUE!"}},{"$f":"IF(H1761<=BH1763-E1804,0,H1804*H1759*H1760*J1759/(H1761*4))","v":{"$error":"#VALUE!"}},{"$f":"IF(H1761<=BI1763-E1804,0,H1804*H1759*H1760*J1759/(H1761*4))","v":{"$error":"#VALUE!"}}]
[{"$nulls":4},{"v":11.5,"d":"11.50"},{"$f":"$DF$45","v":{"v":0,"d":"0.000"}},{"$f":"IF(SUM(F1764:F1806)-H1762<=0,0,SUM(F1764:F1806)-H1762)","v":{"v":0,"d":"0.00"}},{"v":0,"d":"0.000"},{"$nulls":42},{"$f":"IF(H1761<=AY1763-E1806,0,H1806*H1759*H1760*J1759/(H1761*4))","v":{"$error":"#VALUE!"}},{"$f":"IF(H1761<=AZ1763-E1806,0,H1806*H1759*H1760*J1759/(H1761*4))","v":{"$error":"#VALUE!"}},{"$f":"IF(H1761<=BA1763-E1806,0,H1806*H1759*H1760*J1759/(H1761*4))","v":{"$error":"#VALUE!"}},{"$f":"IF(H1761<=BB1763-E1806,0,H1806*H1759*H1760*J1759/(H1761*4))","v":{"$error":"#VALUE!"}},{"$f":"IF(H1761<=BC1763-E1806,0,H1806*H1759*H1760*J1759/(H1761*4))","v":{"$error":"#VALUE!"}},{"$f":"IF(H1761<=BD1763-E1806,0,H1806*H1759*H1760*J1759/(H1761*4))","v":{"$error":"#VALUE!"}},{"$f":"IF(H1761<=BE1763-E1806,0,H1806*H1759*H1760*J1759/(H1761*4))","v":{"$error":"#VALUE!"}},{"$f":"IF(H1761<=BF1763-E1806,0,H1806*H1759*H1760*J1759/(H1761*4))","v":{"$error":"#VALUE!"}},{"$f":"IF(H1761<=BG1763-E1806,0,H1806*H1759*H1760*J1759/(H1761*4))","v":{"$error":"#VALUE!"}},{"$f":"IF(H1761<=BH1763-E1806,0,H1806*H1759*H1760*J1759/(H1761*4))","v":{"$error":"#VALUE!"}},{"$f":"IF(H1761<=BI1763-E1806,0,H1806*H1759*H1760*J1759/(H1761*4))","v":{"$error":"#VALUE!"}},{"$f":"IF(H1761<=BJ1763-E1806,0,H1806*H1759*H1760*J1759/(H1761*4))","v":{"$error":"#VALUE!"}},{"$f":"IF(H1761<=BK1763-E1806,0,H1806*H1759*H1760*J1759/(H1761*4))","v":{"$error":"#VALUE!"}}]
[{"$nulls":4},12.25,{"$f":"$DF$48","v":{"v":0,"d":"0.000"}},{"$f":"IF(SUM(F1764:F1809)-H1762<=0,0,SUM(F1764:F1809)-H1762)","v":{"v":0,"d":"0.00"}},{"v":0,"d":"0.000"},{"$nulls":45},{"$f":"IF(H1761<=BB1763-E1809,0,H1809*H1759*H1760*J1759/(H1761*4))","v":{"$error":"#VALUE!"}},{"$f":"IF(H1761<=BC1763-E1809,0,H1809*H1759*H1760*J1759/(H1761*4))","v":{"$error":"#VALUE!"}},{"$f":"IF(H1761<=BD1763-E1809,0,H1809*H1759*H1760*J1759/(H1761*4))","v":{"$error":"#VALUE!"}},{"$f":"IF(H1761<=BE1763-E1809,0,H1809*H1759*H1760*J1759/(H1761*4))","v":{"$error":"#VALUE!"}},{"$f":"IF(H1761<=BF1763-E1809,0,H1809*H1759*H1760*J1759/(H1761*4))","v":{"$error":"#VALUE!"}},{"$f":"IF(H1761<=BG1763-E1809,0,H1809*H1759*H1760*J1759/(H1761*4))","v":{"$error":"#VALUE!"}},{"$f":"IF(H1761<=BH1763-E1809,0,H1809*H1759*H1760*J1759/(H1761*4))","v":{"$error":"#VALUE!"}},{"$f":"IF(H1761<=BI1763-E1809,0,H1809*H1759*H1760*J1759/(H1761*4))","v":{"$error":"#VALUE!"}},{"$f":"IF(H1761<=BJ1763-E1809,0,H1809*H1759*H1760*J1759/(H1761*4))","v":{"$error":"#VALUE!"}},{"$f":"IF(H1761<=BK1763-E1809,0,H1809*H1759*H1760*J1759/(H1761*4))","v":{"$error":"#VALUE!"}},{"$f":"IF(H1761<=BL1763-E1809,0,H1809*H1759*H1760*J1759/(H1761*4))","v":{"$error":"#VALUE!"}},{"$f":"IF(H1761<=BM1763-E1809,0,H1809*H1759*H1760*J1759/(H1761*4))","v":{"$error":"#VALUE!"}},{"$f":"IF(H1761<=BN1763-E1809,0,H1809*H1759*H1760*J1759/(H1761*4))","v":{"$error":"#VALUE!"}}]
[{"$nulls":4},{"v":13,"d":"13.00"},{"$f":"$DF$51","v":{"v":0,"d":"0.000"}},{"$f":"IF(SUM(F1764:F1812)-H1762<=0,0,SUM(F1764:F1812)-H1762)","v":{"v":0,"d":"0.00"}},{"v":0,"d":"0.000"},{"$nulls":48},{"$f":"IF(H1761<=BE1763-E1812,0,H1812*H1759*H1760*J1759/(H1761*4))","v":{"$error":"#VALUE!"}},{"$f":"IF(H1761<=BF1763-E1812,0,H1812*H1759*H1760*J1759/(H1761*4))","v":{"$error":"#VALUE!"}},{"$f":"IF(H1761<=BG1763-E1812,0,H1812*H1759*H1760*J1759/(H1761*4))","v":{"$error":"#VALUE!"}},{"$f":"IF(H1761<=BH1763-E1812,0,H1812*H1759*H1760*J1759/(H1761*4))","v":{"$error":"#VALUE!"}},{"$f":"IF(H1761<=BI1763-E1812,0,H1812*H1759*H1760*J1759/(H1761*4))","v":{"$error":"#VALUE!"}},{"$f":"IF(H1761<=BJ1763-E1812,0,H1812*H1759*H1760*J1759/(H1761*4))","v":{"$error":"#VALUE!"}},{"$f":"IF(H1761<=BK1763-E1812,0,H1812*H1759*H1760*J1759/(H1761*4))","v":{"$error":"#VALUE!"}},{"$f":"IF(H1761<=BL1763-E1812,0,H1812*H1759*H1760*J1759/(H1761*4))","v":{"$error":"#VALUE!"}},{"$f":"IF(H1761<=BM1763-E1812,0,H1812*H1759*H1760*J1759/(H1761*4))","v":{"$error":"#VALUE!"}},{"$f":"IF(H1761<=BN1763-E1812,0,H1812*H1759*H1760*J1759/(H1761*4))","v":{"$error":"#VALUE!"}},{"$f":"IF(H1761<=BO1763-E1812,0,H1812*H1759*H1760*J1759/(H1761*4))","v":{"$error":"#VALUE!"}},{"$f":"IF(H1761<=BP1763-E1812,0,H1812*H1759*H1760*J1759/(H1761*4))","v":{"$error":"#VALUE!"}},{"$f":"IF(H1761<=BQ1763-E1812,0,H1812*H1759*H1760*J1759/(H1761*4))","v":{"$error":"#VALUE!"}}]
[{"$nulls":4},{"v":13.5,"d":"13.50"},{"$f":"$DF$53","v":{"v":0,"d":"0.000"}},{"$f":"IF(SUM(F1764:F1814)-H1762<=0,0,SUM(F1764:F1814)-H1762)","v":{"v":0,"d":"0.00"}},{"v":0,"d":"0.000"},{"$nulls":50},{"$f":"IF(H1761<=BG1763-E1814,0,H1814*H1759*H1760*J1759/(H1761*4))","v":{"$error":"#VALUE!"}},{"$f":"IF(H1761<=BH1763-E1814,0,H1814*H1759*H1760*J1759/(H1761*4))","v":{"$error":"#VALUE!"}},{"$f":"IF(H1761<=BI1763-E1814,0,H1814*H1759*H1760*J1759/(H1761*4))","v":{"$error":"#VALUE!"}},{"$f":"IF(H1761<=BJ1763-E1814,0,H1814*H1759*H1760*J1759/(H1761*4))","v":{"$error":"#VALUE!"}},{"$f":"IF(H1761<=BK1763-E1814,0,H1814*H1759*H1760*J1759/(H1761*4))","v":{"$error":"#VALUE!"}},{"$f":"IF(H1761<=BL1763-E1814,0,H1814*H1759*H1760*J1759/(H1761*4))","v":{"$error":"#VALUE!"}},{"$f":"IF(H1761<=BM1763-E1814,0,H1814*H1759*H1760*J1759/(H1761*4))","v":{"$error":"#VALUE!"}},{"$f":"IF(H1761<=BN1763-E1814,0,H1814*H1759*H1760*J1759/(H1761*4))","v":{"$error":"#VALUE!"}},{"$f":"IF(H1761<=BO1763-E1814,0,H1814*H1759*H1760*J1759/(H1761*4))","v":{"$error":"#VALUE!"}},{"$f":"IF(H1761<=BP1763-E1814,0,H1814*H1759*H1760*J1759/(H1761*4))","v":{"$error":"#VALUE!"}},{"$f":"IF(H1761<=BQ1763-E1814,0,H1814*H1759*H1760*J1759/(H1761*4))","v":{"$error":"#VALUE!"}},{"$f":"IF(H1761<=BR1763-E1814,0,H1814*H1759*H1760*J1759/(H1761*4))","v":{"$error":"#VALUE!"}},{"$f":"IF(H1761<=BS1763-E1814,0,H1814*H1759*H1760*J1759/(H1761*4))","v":{"$error":"#VALUE!"}}]
[{"$nulls":4},13.75,{"$f":"$DF$54","v":{"v":0,"d":"0.000"}},{"$f":"IF(SUM(F1764:F1815)-H1762<=0,0,SUM(F1764:F1815)-H1762)","v":{"v":0,"d":"0.00"}},{"v":0,"d":"0.000"},{"$nulls":51},{"$f":"IF(H1761<=BH1763-E1815,0,H1815*H1759*H1760*J1759/(H1761*4))","v":{"$error":"#VALUE!"}},{"$f":"IF(H1761<=BI1763-E1815,0,H1815*H1759*H1760*J1759/(H1761*4))","v":{"$error":"#VALUE!"}},{"$f":"IF(H1761<=BJ1763-E1815,0,H1815*H1759*H1760*J1759/(H1761*4))","v":{"$error":"#VALUE!"}},{"$f":"IF(H1761<=BK1763-E1815,0,H1815*H1759*H1760*J1759/(H1761*4))","v":{"$error":"#VALUE!"}},{"$f":"IF(H1761<=BL1763-E1815,0,H1815*H1759*H1760*J1759/(H1761*4))","v":{"$error":"#VALUE!"}},{"$f":"IF(H1761<=BM1763-E1815,0,H1815*H1759*H1760*J1759/(H1761*4))","v":{"$error":"#VALUE!"}},{"$f":"IF(H1761<=BN1763-E1815,0,H1815*H1759*H1760*J1759/(H1761*4))","v":{"$error":"#VALUE!"}},{"$f":"IF(H1761<=BO1763-E1815,0,H1815*H1759*H1760*J1759/(H1761*4))","v":{"$error":"#VALUE!"}},{"$f":"IF(H1761<=BP1763-E1815,0,H1815*H1759*H1760*J1759/(H1761*4))","v":{"$error":"#VALUE!"}},{"$f":"IF(H1761<=BQ1763-E1815,0,H1815*H1759*H1760*J1759/(H1761*4))","v":{"$error":"#VALUE!"}},{"$f":"IF(H1761<=BR1763-E1815,0,H1815*H1759*H1760*J1759/(H1761*4))","v":{"$error":"#VALUE!"}},{"$f":"IF(H1761<=BS1763-E1815,0,H1815*H1759*H1760*J1759/(H1761*4))","v":{"$error":"#VALUE!"}},{"$f":"IF(H1761<=BT1763-E1815,0,H1815*H1759*H1760*J1759/(H1761*4))","v":{"$error":"#VALUE!"}}]
[{"$nulls":4},{"v":14.5,"d":"14.50"},{"$f":"$DF$57","v":{"v":0,"d":"0.000"}},{"$f":"IF(SUM(F1764:F1818)-H1762<=0,0,SUM(F1764:F1818)-H1762)","v":{"v":0,"d":"0.00"}},{"v":0,"d":"0.000"},{"$nulls":54},{"$f":"IF(H1761<=BK1763-E1818,0,H1818*H1759*H1760*J1759/(H1761*4))","v":{"$error":"#VALUE!"}},{"$f":"IF(H1761<=BL1763-E1818,0,H1818*H1759*H1760*J1759/(H1761*4))","v":{"$error":"#VALUE!"}},{"$f":"IF(H1761<=BM1763-E1818,0,H1818*H1759*H1760*J1759/(H1761*4))","v":{"$error":"#VALUE!"}},{"$f":"IF(H1761<=BN1763-E1818,0,H1818*H1759*H1760*J1759/(H1761*4))","v":{"$error":"#VALUE!"}},{"$f":"IF(H1761<=BO1763-E1818,0,H1818*H1759*H1760*J1759/(H1761*4))","v":{"$error":"#VALUE!"}},{"$f":"IF(H1761<=BP1763-E1818,0,H1818*H1759*H1760*J1759/(H1761*4))","v":{"$error":"#VALUE!"}},{"$f":"IF(H1761<=BQ1763-E1818,0,H1818*H1759*H1760*J1759/(H1761*4))","v":{"$error":"#VALUE!"}},{"$f":"IF(H1761<=BR1763-E1818,0,H1818*H1759*H1760*J1759/(H1761*4))","v":{"$error":"#VALUE!"}},{"$f":"IF(H1761<=BS1763-E1818,0,H1818*H1759*H1760*J1759/(H1761*4))","v":{"$error":"#VALUE!"}},{"$f":"IF(H1761<=BT1763-E1818,0,H1818*H1759*H1760*J1759/(H1761*4))","v":{"$error":"#VALUE!"}},{"$f":"IF(H1761<=BU1763-E1818,0,H1818*H1759*H1760*J1759/(H1761*4))","v":{"$error":"#VALUE!"}},{"$f":"IF(H1761<=BV1763-E1818,0,H1818*H1759*H1760*J1759/(H1761*4))","v":{"$error":"#VALUE!"}},{"$f":"IF(H1761<=BW1763-E1818,0,H1818*H1759*H1760*J1759/(H1761*4))","v":{"$error":"#VALUE!"}}]
[{"$nulls":4},14.75,{"$f":"$DF$58","v":{"v":0,"d":"0.000"}},{"$f":"IF(SUM(F1764:F1819)-H1762<=0,0,SUM(F1764:F1819)-H1762)","v":{"v":0,"d":"0.00"}},{"v":0,"d":"0.000"},{"$nulls":55},{"$f":"IF(H1761<=BL1763-E1819,0,H1819*H1759*H1760*J1759/(H1761*4))","v":{"$error":"#VALUE!"}},{"$f":"IF(H1761<=BM1763-E1819,0,H1819*H1759*H1760*J1759/(H1761*4))","v":{"$error":"#VALUE!"}},{"$f":"IF(H1761<=BN1763-E1819,0,H1819*H1759*H1760*J1759/(H1761*4))","v":{"$error":"#VALUE!"}},{"$f":"IF(H1761<=BO1763-E1819,0,H1819*H1759*H1760*J1759/(H1761*4))","v":{"$error":"#VALUE!"}},{"$f":"IF(H1761<=BP1763-E1819,0,H1819*H1759*H1760*J1759/(H1761*4))","v":{"$error":"#VALUE!"}},{"$f":"IF(H1761<=BQ1763-E1819,0,H1819*H1759*H1760*J1759/(H1761*4))","v":{"$error":"#VALUE!"}},{"$f":"IF(H1761<=BR1763-E1819,0,H1819*H1759*H1760*J1759/(H1761*4))","v":{"$error":"#VALUE!"}},{"$f":"IF(H1761<=BS1763-E1819,0,H1819*H1759*H1760*J1759/(H1761*4))","v":{"$error":"#VALUE!"}},{"$f":"IF(H1761<=BT1763-E1819,0,H1819*H1759*H1760*J1759/(H1761*4))","v":{"$error":"#VALUE!"}},{"$f":"IF(H1761<=BU1763-E1819,0,H1819*H1759*H1760*J1759/(H1761*4))","v":{"$error":"#VALUE!"}},{"$f":"IF(H1761<=BV1763-E1819,0,H1819*H1759*H1760*J1759/(H1761*4))","v":{"$error":"#VALUE!"}},{"$f":"IF(H1761<=BW1763-E1819,0,H1819*H1759*H1760*J1759/(H1761*4))","v":{"$error":"#VALUE!"}},{"$f":"IF(H1761<=BX1763-E1819,0,H1819*H1759*H1760*J1759/(H1761*4))","v":{"$error":"#VALUE!"}}]
[{"$nulls":4},15.75,{"$f":"$DF$62","v":{"v":0,"d":"0.000"}},{"$f":"IF(SUM(F1764:F1823)-H1762<=0,0,SUM(F1764:F1823)-H1762)","v":{"v":0,"d":"0.00"}},{"v":0,"d":"0.000"},{"$nulls":59},{"$f":"IF(H1761<=BP1763-E1823,0,H1823*H1759*H1760*J1759/(H1761*4))","v":{"$error":"#VALUE!"}},{"$f":"IF(H1761<=BQ1763-E1823,0,H1823*H1759*H1760*J1759/(H1761*4))","v":{"$error":"#VALUE!"}},{"$f":"IF(H1761<=BR1763-E1823,0,H1823*H1759*H1760*J1759/(H1761*4))","v":{"$error":"#VALUE!"}},{"$f":"IF(H1761<=BS1763-E1823,0,H1823*H1759*H1760*J1759/(H1761*4))","v":{"$error":"#VALUE!"}},{"$f":"IF(H1761<=BT1763-E1823,0,H1823*H1759*H1760*J1759/(H1761*4))","v":{"$error":"#VALUE!"}},{"$f":"IF(H1761<=BU1763-E1823,0,H1823*H1759*H1760*J1759/(H1761*4))","v":{"$error":"#VALUE!"}},{"$f":"IF(H1761<=BV1763-E1823,0,H1823*H1759*H1760*J1759/(H1761*4))","v":{"$error":"#VALUE!"}},{"$f":"IF(H1761<=BW1763-E1823,0,H1823*H1759*H1760*J1759/(H1761*4))","v":{"$error":"#VALUE!"}},{"$f":"IF(H1761<=BX1763-E1823,0,H1823*H1759*H1760*J1759/(H1761*4))","v":{"$error":"#VALUE!"}},{"$f":"IF(H1761<=BY1763-E1823,0,H1823*H1759*H1760*J1759/(H1761*4))","v":{"$error":"#VALUE!"}},{"$f":"IF(H1761<=BZ1763-E1823,0,H1823*H1759*H1760*J1759/(H1761*4))","v":{"$error":"#VALUE!"}},{"$f":"IF(H1761<=CA1763-E1823,0,H1823*H1759*H1760*J1759/(H1761*4))","v":{"$error":"#VALUE!"}},{"$f":"IF(H1761<=CB1763-E1823,0,H1823*H1759*H1760*J1759/(H1761*4))","v":{"$error":"#VALUE!"}}]
[{"$nulls":4},{"v":16,"d":"16.00"},{"$f":"$DF$63","v":{"v":0,"d":"0.000"}},{"$f":"IF(SUM(F1764:F1824)-H1762<=0,0,SUM(F1764:F1824)-H1762)","v":{"v":0,"d":"0.00"}},{"v":0,"d":"0.000"},{"$nulls":60},{"$f":"IF(H1761<=BQ1763-E1824,0,H1824*H1759*H1760*J1759/(H1761*4))","v":{"$error":"#VALUE!"}},{"$f":"IF(H1761<=BR1763-E1824,0,H1824*H1759*H1760*J1759/(H1761*4))","v":{"$error":"#VALUE!"}},{"$f":"IF(H1761<=BS1763-E1824,0,H1824*H1759*H1760*J1759/(H1761*4))","v":{"$error":"#VALUE!"}},{"$f":"IF(H1761<=BT1763-E1824,0,H1824*H1759*H1760*J1759/(H1761*4))","v":{"$error":"#VALUE!"}},{"$f":"IF(H1761<=BU1763-E1824,0,H1824*H1759*H1760*J1759/(H1761*4))","v":{"$error":"#VALUE!"}},{"$f":"IF(H1761<=BV1763-E1824,0,H1824*H1759*H1760*J1759/(H1761*4))","v":{"$error":"#VALUE!"}},{"$f":"IF(H1761<=BW1763-E1824,0,H1824*H1759*H1760*J1759/(H1761*4))","v":{"$error":"#VALUE!"}},{"$f":"IF(H1761<=BX1763-E1824,0,H1824*H1759*H1760*J1759/(H1761*4))","v":{"$error":"#VALUE!"}},{"$f":"IF(H1761<=BY1763-E1824,0,H1824*H1759*H1760*J1759/(H1761*4))","v":{"$error":"#VALUE!"}},{"$f":"IF(H1761<=BZ1763-E1824,0,H1824*H1759*H1760*J1759/(H1761*4))","v":{"$error":"#VALUE!"}},{"$f":"IF(H1761<=CA1763-E1824,0,H1824*H1759*H1760*J1759/(H1761*4))","v":{"$error":"#VALUE!"}},{"$f":"IF(H1761<=CB1763-E1824,0,H1824*H1759*H1760*J1759/(H1761*4))","v":{"$error":"#VALUE!"}},{"$f":"IF(H1761<=CC1763-E1824,0,H1824*H1759*H1760*J1759/(H1761*4))","v":{"$error":"#VALUE!"}}]
[{"$nulls":4},16.75,{"$f":"$DF$66","v":{"v":0,"d":"0.000"}},{"$f":"IF(SUM(F1764:F1827)-H1762<=0,0,SUM(F1764:F1827)-H1762)","v":{"v":0,"d":"0.00"}},{"v":0,"d":"0.000"},{"$nulls":63},{"$f":"IF(H1761<=BT1763-E1827,0,H1827*H1759*H1760*J1759/(H1761*4))","v":{"$error":"#VALUE!"}},{"$f":"IF(H1761<=BU1763-E1827,0,H1827*H1759*H1760*J1759/(H1761*4))","v":{"$error":"#VALUE!"}},{"$f":"IF(H1761<=BV1763-E1827,0,H1827*H1759*H1760*J1759/(H1761*4))","v":{"$error":"#VALUE!"}},{"$f":"IF(H1761<=BW1763-E1827,0,H1827*H1759*H1760*J1759/(H1761*4))","v":{"$error":"#VALUE!"}},{"$f":"IF(H1761<=BX1763-E1827,0,H1827*H1759*H1760*J1759/(H1761*4))","v":{"$error":"#VALUE!"}},{"$f":"IF(H1761<=BY1763-E1827,0,H1827*H1759*H1760*J1759/(H1761*4))","v":{"$error":"#VALUE!"}},{"$f":"IF(H1761<=BZ1763-E1827,0,H1827*H1759*H1760*J1759/(H1761*4))","v":{"$error":"#VALUE!"}},{"$f":"IF(H1761<=CA1763-E1827,0,H1827*H1759*H1760*J1759/(H1761*4))","v":{"$error":"#VALUE!"}},{"$f":"IF(H1761<=CB1763-E1827,0,H1827*H1759*H1760*J1759/(H1761*4))","v":{"$error":"#VALUE!"}},{"$f":"IF(H1761<=CC1763-E1827,0,H1827*H1759*H1760*J1759/(H1761*4))","v":{"$error":"#VALUE!"}},{"$f":"IF(H1761<=CD1763-E1827,0,H1827*H1759*H1760*J1759/(H1761*4))","v":{"$error":"#VALUE!"}},{"$f":"IF(H1761<=CE1763-E1827,0,H1827*H1759*H1760*J1759/(H1761*4))","v":{"$error":"#VALUE!"}},{"$f":"IF(H1761<=CF1763-E1827,0,H1827*H1759*H1760*J1759/(H1761*4))","v":{"$error":"#VALUE!"}}]
[{"$nulls":4},17.25,{"$f":"$DF$68","v":{"v":0,"d":"0.000"}},{"$f":"IF(SUM(F1764:F1829)-H1762<=0,0,SUM(F1764:F1829)-H1762)","v":{"v":0,"d":"0.00"}},{"$f":"G1829-G1828","v":{"v":0,"d":"0.000"}},{"$nulls":65},{"$f":"IF(H1761<=BV1763-E1829,0,H1829*H1759*H1760*J1759/(H1761*4))","v":{"$error":"#VALUE!"}},{"$f":"IF(H1761<=BW1763-E1829,0,H1829*H1759*H1760*J1759/(H1761*4))","v":{"$error":"#VALUE!"}},{"$f":"IF(H1761<=BX1763-E1829,0,H1829*H1759*H1760*J1759/(H1761*4))","v":{"$error":"#VALUE!"}},{"$f":"IF(H1761<=BY1763-E1829,0,H1829*H1759*H1760*J1759/(H1761*4))","v":{"$error":"#VALUE!"}},{"$f":"IF(H1761<=BZ1763-E1829,0,H1829*H1759*H1760*J1759/(H1761*4))","v":{"$error":"#VALUE!"}},{"$f":"IF(H1761<=CA1763-E1829,0,H1829*H1759*H1760*J1759/(H1761*4))","v":{"$error":"#VALUE!"}},{"$f":"IF(H1761<=CB1763-E1829,0,H1829*H1759*H1760*J1759/(H1761*4))","v":{"$error":"#VALUE!"}},{"$f":"IF(H1761<=CC1763-E1829,0,H1829*H1759*H1760*J1759/(H1761*4))","v":{"$error":"#VALUE!"}},{"$f":"IF(H1761<=CD1763-E1829,0,H1829*H1759*H1760*J1759/(H1761*4))","v":{"$error":"#VALUE!"}},{"$f":"IF(H1761<=CE1763-E1829,0,H1829*H1759*H1760*J1759/(H1761*4))","v":{"$error":"#VALUE!"}},{"$f":"IF(H1761<=CF1763-E1829,0,H1829*H1759*H1760*J1759/(H1761*4))","v":{"$error":"#VALUE!"}},{"$f":"IF(H1761<=CG1763-E1829,0,H1829*H1759*H1760*J1759/(H1761*4))","v":{"$error":"#VALUE!"}},{"$f":"IF(H1761<=CH1763-E1829,0,H1829*H1759*H1760*J1759/(H1761*4))","v":{"$error":"#VALUE!"}}]
[{"$nulls":4},{"v":18,"d":"18.00"},{"$f":"$DF$71","v":{"v":0,"d":"0.000"}},{"$f":"IF(SUM(F1764:F1832)-H1762<=0,0,SUM(F1764:F1832)-H1762)","v":{"v":0,"d":"0.00"}},{"v":0,"d":"0.000"},{"$nulls":68},{"$f":"IF(H1761<=BY1763-E1832,0,H1832*H1759*H1760*J1759/(H1761*4))","v":{"$error":"#VALUE!"}},{"$f":"IF(H1761<=BZ1763-E1832,0,H1832*H1759*H1760*J1759/(H1761*4))","v":{"$error":"#VALUE!"}},{"$f":"IF(H1761<=CA1763-E1832,0,H1832*H1759*H1760*J1759/(H1761*4))","v":{"$error":"#VALUE!"}},{"$f":"IF(H1761<=CB1763-E1832,0,H1832*H1759*H1760*J1759/(H1761*4))","v":{"$error":"#VALUE!"}},{"$f":"IF(H1761<=CC1763-E1832,0,H1832*H1759*H1760*J1759/(H1761*4))","v":{"$error":"#VALUE!"}},{"$f":"IF(H1761<=CD1763-E1832,0,H1832*H1759*H1760*J1759/(H1761*4))","v":{"$error":"#VALUE!"}},{"$f":"IF(H1761<=CE1763-E1832,0,H1832*H1759*H1760*J1759/(H1761*4))","v":{"$error":"#VALUE!"}},{"$f":"IF(H1761<=CF1763-E1832,0,H1832*H1759*H1760*J1759/(H1761*4))","v":{"$error":"#VALUE!"}},{"$f":"IF(H1761<=CG1763-E1832,0,H1832*H1759*H1760*J1759/(H1761*4))","v":{"$error":"#VALUE!"}},{"$f":"IF(H1761<=CH1763-E1832,0,H1832*H1759*H1760*J1759/(H1761*4))","v":{"$error":"#VALUE!"}},{"$f":"IF(H1761<=CI1763-E1832,0,H1832*H1759*H1760*J1759/(H1761*4))","v":{"$error":"#VALUE!"}},{"$f":"IF(H1761<=CJ1763-E1832,0,H1832*H1759*H1760*J1759/(H1761*4))","v":{"$error":"#VALUE!"}},{"$f":"IF(H1761<=CK1763-E1832,0,H1832*H1759*H1760*J1759/(H1761*4))","v":{"$error":"#VALUE!"}}]
[{"$nulls":4},18.25,{"$f":"$DF$72","v":{"v":0,"d":"0.000"}},{"$f":"IF(SUM(F1764:F1833)-H1762<=0,0,SUM(F1764:F1833)-H1762)","v":{"v":0,"d":"0.00"}},{"v":0,"d":"0.000"},{"$nulls":69},{"$f":"IF(H1761<=BZ1763-E1833,0,H1833*H1759*H1760*J1759/(H1761*4))","v":{"$error":"#VALUE!"}},{"$f":"IF(H1761<=CA1763-E1833,0,H1833*H1759*H1760*J1759/(H1761*4))","v":{"$error":"#VALUE!"}},{"$f":"IF(H1761<=CB1763-E1833,0,H1833*H1759*H1760*J1759/(H1761*4))","v":{"$error":"#VALUE!"}},{"$f":"IF(H1761<=CC1763-E1833,0,H1833*H1759*H1760*J1759/(H1761*4))","v":{"$error":"#VALUE!"}},{"$f":"IF(H1761<=CD1763-E1833,0,H1833*H1759*H1760*J1759/(H1761*4))","v":{"$error":"#VALUE!"}},{"$f":"IF(H1761<=CE1763-E1833,0,H1833*H1759*H1760*J1759/(H1761*4))","v":{"$error":"#VALUE!"}},{"$f":"IF(H1761<=CF1763-E1833,0,H1833*H1759*H1760*J1759/(H1761*4))","v":{"$error":"#VALUE!"}},{"$f":"IF(H1761<=CG1763-E1833,0,H1833*H1759*H1760*J1759/(H1761*4))","v":{"$error":"#VALUE!"}},{"$f":"IF(H1761<=CH1763-E1833,0,H1833*H1759*H1760*J1759/(H1761*4))","v":{"$error":"#VALUE!"}},{"$f":"IF(H1761<=CI1763-E1833,0,H1833*H1759*H1760*J1759/(H1761*4))","v":{"$error":"#VALUE!"}},{"$f":"IF(H1761<=CJ1763-E1833,0,H1833*H1759*H1760*J1759/(H1761*4))","v":{"$error":"#VALUE!"}},{"$f":"IF(H1761<=CK1763-E1833,0,H1833*H1759*H1760*J1759/(H1761*4))","v":{"$error":"#VALUE!"}},{"$f":"IF(H1761<=CL1763-E1833,0,H1833*H1759*H1760*J1759/(H1761*4))","v":{"$error":"#VALUE!"}}]
[{"$nulls":4},19.25,{"$f":"$DF$76","v":{"v":0,"d":"0.000"}},{"$f":"IF(SUM(F1764:F1837)-H1762<=0,0,SUM(F1764:F1837)-H1762)","v":{"v":0,"d":"0.00"}},{"v":0,"d":"0.000"},{"$nulls":73},{"$f":"IF(H1761<=CD1763-E1837,0,H1837*H1759*H1760*J1759/(H1761*4))","v":{"$error":"#VALUE!"}},{"$f":"IF(H1761<=CE1763-E1837,0,H1837*H1759*H1760*J1759/(H1761*4))","v":{"$error":"#VALUE!"}},{"$f":"IF(H1761<=CF1763-E1837,0,H1837*H1759*H1760*J1759/(H1761*4))","v":{"$error":"#VALUE!"}},{"$f":"IF(H1761<=CG1763-E1837,0,H1837*H1759*H1760*J1759/(H1761*4))","v":{"$error":"#VALUE!"}},{"$f":"IF(H1761<=CH1763-E1837,0,H1837*H1759*H1760*J1759/(H1761*4))","v":{"$error":"#VALUE!"}},{"$f":"IF(H1761<=CI1763-E1837,0,H1837*H1759*H1760*J1759/(H1761*4))","v":{"$error":"#VALUE!"}},{"$f":"IF(H1761<=CJ1763-E1837,0,H1837*H1759*H1760*J1759/(H1761*4))","v":{"$error":"#VALUE!"}},{"$f":"IF(H1761<=CK1763-E1837,0,H1837*H1759*H1760*J1759/(H1761*4))","v":{"$error":"#VALUE!"}},{"$f":"IF(H1761<=CL1763-E1837,0,H1837*H1759*H1760*J1759/(H1761*4))","v":{"$error":"#VALUE!"}},{"$f":"IF(H1761<=CM1763-E1837,0,H1837*H1759*H1760*J1759/(H1761*4))","v":{"$error":"#VALUE!"}},{"$f":"IF(H1761<=CN1763-E1837,0,H1837*H1759*H1760*J1759/(H1761*4))","v":{"$error":"#VALUE!"}},{"$f":"IF(H1761<=CO1763-E1837,0,H1837*H1759*H1760*J1759/(H1761*4))","v":{"$error":"#VALUE!"}},{"$f":"IF(H1761<=CP1763-E1837,0,H1837*H1759*H1760*J1759/(H1761*4))","v":{"$error":"#VALUE!"}}]
[{"$nulls":4},{"v":19.5,"d":"19.50"},{"$f":"$DF$77","v":{"v":0,"d":"0.000"}},{"$f":"IF(SUM(F1764:F1838)-H1762<=0,0,SUM(F1764:F1838)-H1762)","v":{"v":0,"d":"0.00"}},{"v":0,"d":"0.000"},{"$nulls":74},{"$f":"IF(H1761<=CE1763-E1838,0,H1838*H1759*H1760*J1759/(H1761*4))","v":{"$error":"#VALUE!"}},{"$f":"IF(H1761<=CF1763-E1838,0,H1838*H1759*H1760*J1759/(H1761*4))","v":{"$error":"#VALUE!"}},{"$f":"IF(H1761<=CG1763-E1838,0,H1838*H1759*H1760*J1759/(H1761*4))","v":{"$error":"#VALUE!"}},{"$f":"IF(H1761<=CH1763-E1838,0,H1838*H1759*H1760*J1759/(H1761*4))","v":{"$error":"#VALUE!"}},{"$f":"IF(H1761<=CI1763-E1838,0,H1838*H1759*H1760*J1759/(H1761*4))","v":{"$error":"#VALUE!"}},{"$f":"IF(H1761<=CJ1763-E1838,0,H1838*H1759*H1760*J1759/(H1761*4))","v":{"$error":"#VALUE!"}},{"$f":"IF(H1761<=CK1763-E1838,0,H1838*H1759*H1760*J1759/(H1761*4))","v":{"$error":"#VALUE!"}},{"$f":"IF(H1761<=CL1763-E1838,0,H1838*H1759*H1760*J1759/(H1761*4))","v":{"$error":"#VALUE!"}},{"$f":"IF(H1761<=CM1763-E1838,0,H1838*H1759*H1760*J1759/(H1761*4))","v":{"$error":"#VALUE!"}},{"$f":"IF(H1761<=CN1763-E1838,0,H1838*H1759*H1760*J1759/(H1761*4))","v":{"$error":"#VALUE!"}},{"$f":"IF(H1761<=CO1763-E1838,0,H1838*H1759*H1760*J1759/(H1761*4))","v":{"$error":"#VALUE!"}},{"$f":"IF(H1761<=CP1763-E1838,0,H1838*H1759*H1760*J1759/(H1761*4))","v":{"$error":"#VALUE!"}},{"$f":"IF(H1761<=CQ1763-E1838,0,H1838*H1759*H1760*J1759/(H1761*4))","v":{"$error":"#VALUE!"}}]
[{"$nulls":4},20.25,{"$f":"$DF$80","v":{"v":0,"d":"0.000"}},{"$f":"IF(SUM(F1764:F1841)-H1762<=0,0,SUM(F1764:F1841)-H1762)","v":{"v":0,"d":"0.00"}},{"v":0,"d":"0.000"},{"$nulls":77},{"$f":"IF(H1761<=CH1763-E1841,0,H1841*H1759*H1760*J1759/(H1761*4))","v":{"$error":"#VALUE!"}},{"$f":"IF(H1761<=CI1763-E1841,0,H1841*H1759*H1760*J1759/(H1761*4))","v":{"$error":"#VALUE!"}},{"$f":"IF(H1761<=CJ1763-E1841,0,H1841*H1759*H1760*J1759/(H1761*4))","v":{"$error":"#VALUE!"}},{"$f":"IF(H1761<=CK1763-E1841,0,H1841*H1759*H1760*J1759/(H1761*4))","v":{"$error":"#VALUE!"}},{"$f":"IF(H1761<=CL1763-E1841,0,H1841*H1759*H1760*J1759/(H1761*4))","v":{"$error":"#VALUE!"}},{"$f":"IF(H1761<=CM1763-E1841,0,H1841*H1759*H1760*J1759/(H1761*4))","v":{"$error":"#VALUE!"}},{"$f":"IF(H1761<=CN1763-E1841,0,H1841*H1759*H1760*J1759/(H1761*4))","v":{"$error":"#VALUE!"}},{"$f":"IF(H1761<=CO1763-E1841,0,H1841*H1759*H1760*J1759/(H1761*4))","v":{"$error":"#VALUE!"}},{"$f":"IF(H1761<=CP1763-E1841,0,H1841*H1759*H1760*J1759/(H1761*4))","v":{"$error":"#VALUE!"}},{"$f":"IF(H1761<=CQ1763-E1841,0,H1841*H1759*H1760*J1759/(H1761*4))","v":{"$error":"#VALUE!"}},{"$f":"IF(H1761<=CR1763-E1841,0,H1841*H1759*H1760*J1759/(H1761*4))","v":{"$error":"#VALUE!"}},{"$f":"IF(H1761<=CS1763-E1841,0,H1841*H1759*H1760*J1759/(H1761*4))","v":{"$error":"#VALUE!"}},{"$f":"IF(H1761<=CT1763-E1841,0,H1841*H1759*H1760*J1759/(H1761*4))","v":{"$error":"#VALUE!"}}]
[{"$nulls":4},20.75,{"$f":"$DF$82","v":{"v":0,"d":"0.000"}},{"$f":"IF(SUM(F1764:F1843)-H1762<=0,0,SUM(F1764:F1843)-H1762)","v":{"v":0,"d":"0.00"}},{"v":0,"d":"0.000"},{"$nulls":79},{"$f":"IF(H1761<=CJ1763-E1843,0,H1843*H1759*H1760*J1759/(H1761*4))","v":{"$error":"#VALUE!"}},{"$f":"IF(H1761<=CK1763-E1843,0,H1843*H1759*H1760*J1759/(H1761*4))","v":{"$error":"#VALUE!"}},{"$f":"IF(H1761<=CL1763-E1843,0,H1843*H1759*H1760*J1759/(H1761*4))","v":{"$error":"#VALUE!"}},{"$f":"IF(H1761<=CM1763-E1843,0,H1843*H1759*H1760*J1759/(H1761*4))","v":{"$error":"#VALUE!"}},{"$f":"IF(H1761<=CN1763-E1843,0,H1843*H1759*H1760*J1759/(H1761*4))","v":{"$error":"#VALUE!"}},{"$f":"IF(H1761<=CO1763-E1843,0,H1843*H1759*H1760*J1759/(H1761*4))","v":{"$error":"#VALUE!"}},{"$f":"IF(H1761<=CP1763-E1843,0,H1843*H1759*H1760*J1759/(H1761*4))","v":{"$error":"#VALUE!"}},{"$f":"IF(H1761<=CQ1763-E1843,0,H1843*H1759*H1760*J1759/(H1761*4))","v":{"$error":"#VALUE!"}},{"$f":"IF(H1761<=CR1763-E1843,0,H1843*H1759*H1760*J1759/(H1761*4))","v":{"$error":"#VALUE!"}},{"$f":"IF(H1761<=CS1763-E1843,0,H1843*H1759*H1760*J1759/(H1761*4))","v":{"$error":"#VALUE!"}},{"$f":"IF(H1761<=CT1763-E1843,0,H1843*H1759*H1760*J1759/(H1761*4))","v":{"$error":"#VALUE!"}},{"$f":"IF(H1761<=CU1763-E1843,0,H1843*H1759*H1760*J1759/(H1761*4))","v":{"$error":"#VALUE!"}},{"$f":"IF(H1761<=CV1763-E1843,0,H1843*H1759*H1760*J1759/(H1761*4))","v":{"$error":"#VALUE!"}}]
[{"$nulls":4},{"v":21.5,"d":"21.50"},{"$f":"$DF$85","v":{"v":0,"d":"0.000"}},{"$f":"IF(SUM(F1764:F1846)-H1762<=0,0,SUM(F1764:F1846)-H1762)","v":{"v":0,"d":"0.00"}},{"v":0,"d":"0.000"},{"$nulls":82},{"$f":"IF(H1761<=CM1763-E1846,0,H1846*H1759*H1760*J1759/(H1761*4))","v":{"$error":"#VALUE!"}},{"$f":"IF(H1761<=CN1763-E1846,0,H1846*H1759*H1760*J1759/(H1761*4))","v":{"$error":"#VALUE!"}},{"$f":"IF(H1761<=CO1763-E1846,0,H1846*H1759*H1760*J1759/(H1761*4))","v":{"$error":"#VALUE!"}},{"$f":"IF(H1761<=CP1763-E1846,0,H1846*H1759*H1760*J1759/(H1761*4))","v":{"$error":"#VALUE!"}},{"$f":"IF(H1761<=CQ1763-E1846,0,H1846*H1759*H1760*J1759/(H1761*4))","v":{"$error":"#VALUE!"}},{"$f":"IF(H1761<=CR1763-E1846,0,H1846*H1759*H1760*J1759/(H1761*4))","v":{"$error":"#VALUE!"}},{"$f":"IF(H1761<=CS1763-E1846,0,H1846*H1759*H1760*J1759/(H1761*4))","v":{"$error":"#VALUE!"}},{"$f":"IF(H1761<=CT1763-E1846,0,H1846*H1759*H1760*J1759/(H1761*4))","v":{"$error":"#VALUE!"}},{"$f":"IF(H1761<=CU1763-E1846,0,H1846*H1759*H1760*J1759/(H1761*4))","v":{"$error":"#VALUE!"}},{"$f":"IF(H1761<=CV1763-E1846,0,H1846*H1759*H1760*J1759/(H1761*4))","v":{"$error":"#VALUE!"}},{"$f":"IF(H1761<=CW1763-E1846,0,H1846*H1759*H1760*J1759/(H1761*4))","v":{"$error":"#VALUE!"}},{"$f":"IF(H1761<=CX1763-E1846,0,H1846*H1759*H1760*J1759/(H1761*4))","v":{"$error":"#VALUE!"}},{"$f":"IF(H1761<=CY1763-E1846,0,H1846*H1759*H1760*J1759/(H1761*4))","v":{"$error":"#VALUE!"}}]
[{"$nulls":4},22.25,{"$f":"$DF$88","v":{"v":0,"d":"0.000"}},{"$f":"IF(SUM(F1764:F1849)-H1762<=0,0,SUM(F1764:F1849)-H1762)","v":{"v":0,"d":"0.00"}},{"v":0,"d":"0.000"},{"$nulls":85},{"$f":"IF(H1761<=CP1763-E1849,0,H1849*H1759*H1760*J1759/(H1761*4))","v":{"$error":"#VALUE!"}},{"$f":"IF(H1761<=CQ1763-E1849,0,H1849*H1759*H1760*J1759/(H1761*4))","v":{"$error":"#VALUE!"}},{"$f":"IF(H1761<=CR1763-E1849,0,H1849*H1759*H1760*J1759/(H1761*4))","v":{"$error":"#VALUE!"}},{"$f":"IF(H1761<=CS1763-E1849,0,H1849*H1759*H1760*J1759/(H1761*4))","v":{"$error":"#VALUE!"}},{"$f":"IF(H1761<=CT1763-E1849,0,H1849*H1759*H1760*J1759/(H1761*4))","v":{"$error":"#VALUE!"}},{"$f":"IF(H1761<=CU1763-E1849,0,H1849*H1759*H1760*J1759/(H1761*4))","v":{"$error":"#VALUE!"}},{"$f":"IF(H1761<=CV1763-E1849,0,H1849*H1759*H1760*J1759/(H1761*4))","v":{"$error":"#VALUE!"}},{"$f":"IF(H1761<=CW1763-E1849,0,H1849*H1759*H1760*J1759/(H1761*4))","v":{"$error":"#VALUE!"}},{"$f":"IF(H1761<=CX1763-E1849,0,H1849*H1759*H1760*J1759/(H1761*4))","v":{"$error":"#VALUE!"}},{"$f":"IF(H1761<=CY1763-E1849,0,H1849*H1759*H1760*J1759/(H1761*4))","v":{"$error":"#VALUE!"}},{"$f":"IF(H1761<=CZ1763-E1849,0,H1849*H1759*H1760*J1759/(H1761*4))","v":{"$error":"#VALUE!"}}]
[{"$nulls":4},22.75,{"$f":"$DF$90","v":{"v":0,"d":"0.000"}},{"$f":"IF(SUM(F1764:F1851)-H1762<=0,0,SUM(F1764:F1851)-H1762)","v":{"v":0,"d":"0.00"}},{"v":0,"d":"0.000"},{"$nulls":87},{"$f":"IF(H1761<=CR1763-E1851,0,H1851*H1759*H1760*J1759/(H1761*4))","v":{"$error":"#VALUE!"}},{"$f":"IF(H1761<=CS1763-E1851,0,H1851*H1759*H1760*J1759/(H1761*4))","v":{"$error":"#VALUE!"}},{"$f":"IF(H1761<=CT1763-E1851,0,H1851*H1759*H1760*J1759/(H1761*4))","v":{"$error":"#VALUE!"}},{"$f":"IF(H1761<=CU1763-E1851,0,H1851*H1759*H1760*J1759/(H1761*4))","v":{"$error":"#VALUE!"}},{"$f":"IF(H1761<=CV1763-E1851,0,H1851*H1759*H1760*J1759/(H1761*4))","v":{"$error":"#VALUE!"}},{"$f":"IF(H1761<=CW1763-E1851,0,H1851*H1759*H1760*J1759/(H1761*4))","v":{"$error":"#VALUE!"}},{"$f":"IF(H1761<=CX1763-E1851,0,H1851*H1759*H1760*J1759/(H1761*4))","v":{"$error":"#VALUE!"}},{"$f":"IF(H1761<=CY1763-E1851,0,H1851*H1759*H1760*J1759/(H1761*4))","v":{"$error":"#VALUE!"}},{"$f":"IF(H1761<=CZ1763-E1851,0,H1851*H1759*H1760*J1759/(H1761*4))","v":{"$error":"#VALUE!"}}]
[{"$nulls":4},{"v":23,"d":"23.00"},{"$f":"$DF$91","v":{"v":0,"d":"0.000"}},{"$f":"IF(SUM(F1764:F1852)-H1762<=0,0,SUM(F1764:F1852)-H1762)","v":{"v":0,"d":"0.00"}},{"v":0,"d":"0.000"},{"$nulls":88},{"$f":"IF(H1761<=CS1763-E1852,0,H1852*H1759*H1760*J1759/(H1761*4))","v":{"$error":"#VALUE!"}},{"$f":"IF(H1761<=CT1763-E1852,0,H1852*H1759*H1760*J1759/(H1761*4))","v":{"$error":"#VALUE!"}},{"$f":"IF(H1761<=CU1763-E1852,0,H1852*H1759*H1760*J1759/(H1761*4))","v":{"$error":"#VALUE!"}},{"$f":"IF(H1761<=CV1763-E1852,0,H1852*H1759*H1760*J1759/(H1761*4))","v":{"$error":"#VALUE!"}},{"$f":"IF(H1761<=CW1763-E1852,0,H1852*H1759*H1760*J1759/(H1761*4))","v":{"$error":"#VALUE!"}},{"$f":"IF(H1761<=CX1763-E1852,0,H1852*H1759*H1760*J1759/(H1761*4))","v":{"$error":"#VALUE!"}},{"$f":"IF(H1761<=CY1763-E1852,0,H1852*H1759*H1760*J1759/(H1761*4))","v":{"$error":"#VALUE!"}},{"$f":"IF(H1761<=CZ1763-E1852,0,H1852*H1759*H1760*J1759/(H1761*4))","v":{"$error":"#VALUE!"}}]
[{"$nulls":4},{"v":23.5,"d":"23.50"},{"$f":"$DF$93","v":{"v":0,"d":"0.000"}},{"$f":"IF(SUM(F1764:F1854)-H1762<=0,0,SUM(F1764:F1854)-H1762)","v":{"v":0,"d":"0.00"}},{"v":0,"d":"0.000"},{"$nulls":90},{"$f":"IF(H1761<=CU1763-E1854,0,H1854*H1759*H1760*J1759/(H1761*4))","v":{"$error":"#VALUE!"}},{"$f":"IF(H1761<=CV1763-E1854,0,H1854*H1759*H1760*J1759/(H1761*4))","v":{"$error":"#VALUE!"}},{"$f":"IF(H1761<=CW1763-E1854,0,H1854*H1759*H1760*J1759/(H1761*4))","v":{"$error":"#VALUE!"}},{"$f":"IF(H1761<=CX1763-E1854,0,H1854*H1759*H1760*J1759/(H1761*4))","v":{"$error":"#VALUE!"}},{"$f":"IF(H1761<=CY1763-E1854,0,H1854*H1759*H1760*J1759/(H1761*4))","v":{"$error":"#VALUE!"}},{"$f":"IF(H1761<=CZ1763-E1854,0,H1854*H1759*H1760*J1759/(H1761*4))","v":{"$error":"#VALUE!"}}]
[{"$nulls":4},24.25,{"$f":"$DF$96","v":{"v":0,"d":"0.000"}},{"$f":"IF(SUM(F1764:F1857)-H1762<=0,0,SUM(F1764:F1857)-H1762)","v":{"v":0,"d":"0.00"}},{"v":0,"d":"0.000"},{"$nulls":93},{"$f":"IF(H1761<=CX1763-E1857,0,H1857*H1759*H1760*J1759/(H1761*4))","v":{"$error":"#VALUE!"}},{"$f":"IF(H1761<=CY1763-E1857,0,H1857*H1759*H1760*J1759/(H1761*4))","v":{"$error":"#VALUE!"}},{"$f":"IF(H1761<=CZ1763-E1857,0,H1857*H1759*H1760*J1759/(H1761*4))","v":{"$error":"#VALUE!"}}]
[{"$nulls":7},"Input",{"v":1,"d":"1.00"},1.25,{"v":1.5,"d":"1.50"},1.75,{"v":2,"d":"2.00"},2.25,{"v":2.5,"d":"2.50"},2.75,{"v":3,"d":"3.00"},3.25,{"v":3.5,"d":"3.50"},3.75,{"v":4,"d":"4.00"},4.25,{"v":4.5,"d":"4.50"},4.75,{"v":5,"d":"5.00"},5.25,{"v":5.5,"d":"5.50"},5.75,{"v":6,"d":"6.00"},6.25,{"v":6.5,"d":"6.50"},6.75,{"v":7,"d":"7.00"},7.25,{"v":7.5,"d":"7.50"},7.75,{"v":8,"d":"8.00"},8.25,{"v":8.5,"d":"8.50"},8.75,{"v":9,"d":"9.00"},9.25,{"v":9.5,"d":"9.50"},9.75,{"v":10,"d":"10.00"},10.25,{"v":10.5,"d":"10.50"},10.75,{"v":11,"d":"11.00"},11.25,{"v":11.5,"d":"11.50"},11.75,{"v":12,"d":"12.00"},12.25,{"v":12.5,"d":"12.50"},12.75,{"v":13,"d":"13.00"},13.25,{"v":13.5,"d":"13.50"},13.75,{"v":14,"d":"14.00"},14.25,{"v":14.5,"d":"14.50"},14.75,{"v":15,"d":"15.00"},15.25,{"v":15.5,"d":"15.50"},15.75,{"v":16,"d":"16.00"},16.25,{"v":16.5,"d":"16.50"},16.75,{"v":17,"d":"17.00"},17.25,{"v":17.5,"d":"17.50"},17.75,{"v":18,"d":"18.00"},18.25,{"v":18.5,"d":"18.50"},18.75,{"v":19,"d":"19.00"},19.25,{"v":19.5,"d":"19.50"},19.75,{"v":20,"d":"20.00"},20.25,{"v":20.5,"d":"20.50"},20.75,{"v":21,"d":"21.00"},21.25,{"v":21.5,"d":"21.50"},21.75,{"v":22,"d":"22.00"},22.25,{"v":22.5,"d":"22.50"},22.75,{"v":23,"d":"23.00"},23.25,{"v":23.5,"d":"23.50"},23.75,{"v":24,"d":"24.00"},24.25,{"v":24.5,"d":"24.50"},24.75,"Total (MG)"]
[{"$f":"CONCATENATE(H1758,C1862)","v":"CSO 01412b."},"12. Green Infrastructure Reductions","12b.","Total GI capacity (MG). ",null,null,{"$f":"C1862","v":"12b."},{"$f":"IF(HLOOKUP(H1758,'4 - CSO VOLUME'!$E$9:$AS$33,13,FALSE)=\"\",0,HLOOKUP(H1758,'4 - CSO VOLUME'!$E$9:$AS$33,13,FALSE))","v":{"v":0,"d":"0.00"}}]
[{"$f":"CONCATENATE(H1758,C1865)","v":"CSO 01412d."},null,"12d.","Stormwater runoff after GI saturation (MG). Excess after Line 12c exceeds Line 12b.",null,null,{"$f":"C1865","v":"12d."},null,{"$f":"I1864-H1864","v":{"$error":"#VALUE!"}},{"$f":"J1864-I1864","v":{"$error":"#VALUE!"}},{"$f":"K1864-J1864","v":{"$error":"#VALUE!"}},{"$f":"L1864-K1864","v":{"$error":"#VALUE!"}},{"$f":"M1864-L1864","v":{"$error":"#VALUE!"}},{"$f":"N1864-M1864","v":{"$error":"#VALUE!"}},{"$f":"O1864-N1864","v":{"$error":"#VALUE!"}},{"$f":"P1864-O1864","v":{"$error":"#VALUE!"}},{"$f":"Q1864-P1864","v":{"$error":"#VALUE!"}},{"$f":"R1864-Q1864","v":{"$error":"#VALUE!"}},{"$f":"S1864-R1864","v":{"$error":"#VALUE!"}},{"$f":"T1864-S1864","v":{"$error":"#VALUE!"}},{"$f":"U1864-T1864","v":{"$error":"#VALUE!"}},{"$f":"V1864-U1864","v":{"$error":"#VALUE!"}},{"$f":"W1864-V1864","v":{"$error":"#VALUE!"}},{"$f":"X1864-W1864","v":{"$error":"#VALUE!"}},{"$f":"Y1864-X1864","v":{"$error":"#VALUE!"}},{"$f":"Z1864-Y1864","v":{"$error":"#VALUE!"}},{"$f":"AA1864-Z1864","v":{"$error":"#VALUE!"}},{"$f":"AB1864-AA1864","v":{"$error":"#VALUE!"}},{"$f":"AC1864-AB1864","v":{"$error":"#VALUE!"}},{"$f":"AD1864-AC1864","v":{"$error":"#VALUE!"}},{"$f":"AE1864-AD1864","v":{"$error":"#VALUE!"}},{"$f":"AF1864-AE1864","v":{"$error":"#VALUE!"}},{"$f":"AG1864-AF1864","v":{"$error":"#VALUE!"}},{"$f":"AH1864-AG1864","v":{"$error":"#VALUE!"}},{"$f":"AI1864-AH1864","v":{"$error":"#VALUE!"}},{"$f":"AJ1864-AI1864","v":{"$error":"#VALUE!"}},{"$f":"AK1864-AJ1864","v":{"$error":"#VALUE!"}},{"$f":"AL1864-AK1864","v":{"$error":"#VALUE!"}},{"$f":"AM1864-AL1864","v":{"$error":"#VALUE!"}},{"$f":"AN1864-AM1864","v":{"$error":"#VALUE!"}},{"$f":"AO1864-AN1864","v":{"$error":"#VALUE!"}},{"$f":"AP1864-AO1864","v":{"$error":"#VALUE!"}},{"$f":"AQ1864-AP1864","v":{"$error":"#VALUE!"}},{"$f":"AR1864-AQ1864","v":{"$error":"#VALUE!"}},{"$f":"AS1864-AR1864","v":{"$error":"#VALUE!"}},{"$f":"AT1864-AS1864","v":{"$error":"#VALUE!"}},{"$f":"AU1864-AT1864","v":{"$error":"#VALUE!"}},{"$f":"AV1864-AU1864","v":{"$error":"#VALUE!"}},{"$f":"AW1864-AV1864","v":{"$error":"#VALUE!"}},{"$f":"AX1864-AW1864","v":{"$error":"#VALUE!"}},{"$f":"AY1864-AX1864","v":{"$error":"#VALUE!"}},{"$f":"AZ1864-AY1864","v":{"$error":"#VALUE!"}},{"$f":"BA1864-AZ1864","v":{"$error":"#VALUE!"}},{"$f":"BB1864-BA1864","v":{"$error":"#VALUE!"}},{"$f":"BC1864-BB1864","v":{"$error":"#VALUE!"}},{"$f":"BD1864-BC1864","v":{"$error":"#VALUE!"}},{"$f":"BE1864-BD1864","v":{"$error":"#VALUE!"}},{"$f":"BF1864-BE1864","v":{"$error":"#VALUE!"}},{"$f":"BG1864-BF1864","v":{"$error":"#VALUE!"}},{"$f":"BH1864-BG1864","v":{"$error":"#VALUE!"}},{"$f":"BI1864-BH1864","v":{"$error":"#VALUE!"}},{"$f":"BJ1864-BI1864","v":{"$error":"#VALUE!"}},{"$f":"BK1864-BJ1864","v":{"$error":"#VALUE!"}},{"$f":"BL1864-BK1864","v":{"$error":"#VALUE!"}},{"$f":"BM1864-BL1864","v":{"$error":"#VALUE!"}},{"$f":"BN1864-BM1864","v":{"$error":"#VALUE!"}},{"$f":"BO1864-BN1864","v":{"$error":"#VALUE!"}},{"$f":"BP1864-BO1864","v":{"$error":"#VALUE!"}},{"$f":"BQ1864-BP1864","v":{"$error":"#VALUE!"}},{"$f":"BR1864-BQ1864","v":{"$error":"#VALUE!"}},{"$f":"BS1864-BR1864","v":{"$error":"#VALUE!"}},{"$f":"BT1864-BS1864","v":{"$error":"#VALUE!"}},{"$f":"BU1864-BT1864","v":{"$error":"#VALUE!"}},{"$f":"BV1864-BU1864","v":{"$error":"#VALUE!"}},{"$f":"BW1864-BV1864","v":{"$error":"#VALUE!"}},{"$f":"BX1864-BW1864","v":{"$error":"#VALUE!"}},{"$f":"BY1864-BX1864","v":{"$error":"#VALUE!"}},{"$f":"BZ1864-BY1864","v":{"$error":"#VALUE!"}},{"$f":"CA1864-BZ1864","v":{"$error":"#VALUE!"}},{"$f":"CB1864-CA1864","v":{"$error":"#VALUE!"}},{"$f":"CC1864-CB1864","v":{"$error":"#VALUE!"}},{"$f":"CD1864-CC1864","v":{"$error":"#VALUE!"}},{"$f":"CE1864-CD1864","v":{"$error":"#VALUE!"}},{"$f":"CF1864-CE1864","v":{"$error":"#VALUE!"}},{"$f":"CG1864-CF1864","v":{"$error":"#VALUE!"}},{"$f":"CH1864-CG1864","v":{"$error":"#VALUE!"}},{"$f":"CI1864-CH1864","v":{"$error":"#VALUE!"}},{"$f":"CJ1864-CI1864","v":{"$error":"#VALUE!"}},{"$f":"CK1864-CJ1864","v":{"$error":"#VALUE!"}},{"$f":"CL1864-CK1864","v":{"$error":"#VALUE!"}},{"$f":"CM1864-CL1864","v":{"$error":"#VALUE!"}},{"$f":"CN1864-CM1864","v":{"$error":"#VALUE!"}},{"$f":"CO1864-CN1864","v":{"$error":"#VALUE!"}},{"$f":"CP1864-CO1864","v":{"$error":"#VALUE!"}},{"$f":"CQ1864-CP1864","v":{"$error":"#VALUE!"}},{"$f":"CR1864-CQ1864","v":{"$error":"#VALUE!"}},{"$f":"CS1864-CR1864","v":{"$error":"#VALUE!"}},{"$f":"CT1864-CS1864","v":{"$error":"#VALUE!"}},{"$f":"CU1864-CT1864","v":{"$error":"#VALUE!"}},{"$f":"CV1864-CU1864","v":{"$error":"#VALUE!"}},{"$f":"CW1864-CV1864","v":{"$error":"#VALUE!"}},{"$f":"CX1864-CW1864","v":{"$error":"#VALUE!"}},{"$f":"CY1864-CX1864","v":{"$error":"#VALUE!"}},{"$f":"CZ1864-CY1864","v":{"$error":"#VALUE!"}},{"$f":"SUM(I1865:CZ1865)","v":{"$error":"#VALUE!"}}]
[{"$f":"CONCATENATE(H1758,C1866)","v":"CSO 01413a."},"13. Runoff Controls","13a.","Total CSO control volume (MG).",null,null,{"$f":"C1866","v":"13a."},{"$f":"HLOOKUP(H1758,'4 - CSO VOLUME'!$E$9:$AS$33,16,FALSE)","v":{"v":0,"d":"0.00"}}]
[{"$f":"CONCATENATE(H1758,C1870)","v":"CSO 01413d."},null,"13d.","Combined sewage after GI saturation and CSO control (MG). Excess after Line 13c exceeds Line 13a.",null,null,{"$f":"C1870","v":"13d."},null,{"$f":"I1869-H1869","v":{"$error":"#VALUE!"}},{"$f":"J1869-I1869","v":{"$error":"#VALUE!"}},{"$f":"K1869-J1869","v":{"$error":"#VALUE!"}},{"$f":"L1869-K1869","v":{"$error":"#VALUE!"}},{"$f":"M1869-L1869","v":{"$error":"#VALUE!"}},{"$f":"N1869-M1869","v":{"$error":"#VALUE!"}},{"$f":"O1869-N1869","v":{"$error":"#VALUE!"}},{"$f":"P1869-O1869","v":{"$error":"#VALUE!"}},{"$f":"Q1869-P1869","v":{"$error":"#VALUE!"}},{"$f":"R1869-Q1869","v":{"$error":"#VALUE!"}},{"$f":"S1869-R1869","v":{"$error":"#VALUE!"}},{"$f":"T1869-S1869","v":{"$error":"#VALUE!"}},{"$f":"U1869-T1869","v":{"$error":"#VALUE!"}},{"$f":"V1869-U1869","v":{"$error":"#VALUE!"}},{"$f":"W1869-V1869","v":{"$error":"#VALUE!"}},{"$f":"X1869-W1869","v":{"$error":"#VALUE!"}},{"$f":"Y1869-X1869","v":{"$error":"#VALUE!"}},{"$f":"Z1869-Y1869","v":{"$error":"#VALUE!"}},{"$f":"AA1869-Z1869","v":{"$error":"#VALUE!"}},{"$f":"AB1869-AA1869","v":{"$error":"#VALUE!"}},{"$f":"AC1869-AB1869","v":{"$error":"#VALUE!"}},{"$f":"AD1869-AC1869","v":{"$error":"#VALUE!"}},{"$f":"AE1869-AD1869","v":{"$error":"#VALUE!"}},{"$f":"AF1869-AE1869","v":{"$error":"#VALUE!"}},{"$f":"AG1869-AF1869","v":{"$error":"#VALUE!"}},{"$f":"AH1869-AG1869","v":{"$error":"#VALUE!"}},{"$f":"AI1869-AH1869","v":{"$error":"#VALUE!"}},{"$f":"AJ1869-AI1869","v":{"$error":"#VALUE!"}},{"$f":"AK1869-AJ1869","v":{"$error":"#VALUE!"}},{"$f":"AL1869-AK1869","v":{"$error":"#VALUE!"}},{"$f":"AM1869-AL1869","v":{"$error":"#VALUE!"}},{"$f":"AN1869-AM1869","v":{"$error":"#VALUE!"}},{"$f":"AO1869-AN1869","v":{"$error":"#VALUE!"}},{"$f":"AP1869-AO1869","v":{"$error":"#VALUE!"}},{"$f":"AQ1869-AP1869","v":{"$error":"#VALUE!"}},{"$f":"AR1869-AQ1869","v":{"$error":"#VALUE!"}},{"$f":"AS1869-AR1869","v":{"$error":"#VALUE!"}},{"$f":"AT1869-AS1869","v":{"$error":"#VALUE!"}},{"$f":"AU1869-AT1869","v":{"$error":"#VALUE!"}},{"$f":"AV1869-AU1869","v":{"$error":"#VALUE!"}},{"$f":"AW1869-AV1869","v":{"$error":"#VALUE!"}},{"$f":"AX1869-AW1869","v":{"$error":"#VALUE!"}},{"$f":"AY1869-AX1869","v":{"$error":"#VALUE!"}},{"$f":"AZ1869-AY1869","v":{"$error":"#VALUE!"}},{"$f":"BA1869-AZ1869","v":{"$error":"#VALUE!"}},{"$f":"BB1869-BA1869","v":{"$error":"#VALUE!"}},{"$f":"BC1869-BB1869","v":{"$error":"#VALUE!"}},{"$f":"BD1869-BC1869","v":{"$error":"#VALUE!"}},{"$f":"BE1869-BD1869","v":{"$error":"#VALUE!"}},{"$f":"BF1869-BE1869","v":{"$error":"#VALUE!"}},{"$f":"BG1869-BF1869","v":{"$error":"#VALUE!"}},{"$f":"BH1869-BG1869","v":{"$error":"#VALUE!"}},{"$f":"BI1869-BH1869","v":{"$error":"#VALUE!"}},{"$f":"BJ1869-BI1869","v":{"$error":"#VALUE!"}},{"$f":"BK1869-BJ1869","v":{"$error":"#VALUE!"}},{"$f":"BL1869-BK1869","v":{"$error":"#VALUE!"}},{"$f":"BM1869-BL1869","v":{"$error":"#VALUE!"}},{"$f":"BN1869-BM1869","v":{"$error":"#VALUE!"}},{"$f":"BO1869-BN1869","v":{"$error":"#VALUE!"}},{"$f":"BP1869-BO1869","v":{"$error":"#VALUE!"}},{"$f":"BQ1869-BP1869","v":{"$error":"#VALUE!"}},{"$f":"BR1869-BQ1869","v":{"$error":"#VALUE!"}},{"$f":"BS1869-BR1869","v":{"$error":"#VALUE!"}},{"$f":"BT1869-BS1869","v":{"$error":"#VALUE!"}},{"$f":"BU1869-BT1869","v":{"$error":"#VALUE!"}},{"$f":"BV1869-BU1869","v":{"$error":"#VALUE!"}},{"$f":"BW1869-BV1869","v":{"$error":"#VALUE!"}},{"$f":"BX1869-BW1869","v":{"$error":"#VALUE!"}},{"$f":"BY1869-BX1869","v":{"$error":"#VALUE!"}},{"$f":"BZ1869-BY1869","v":{"$error":"#VALUE!"}},{"$f":"CA1869-BZ1869","v":{"$error":"#VALUE!"}},{"$f":"CB1869-CA1869","v":{"$error":"#VALUE!"}},{"$f":"CC1869-CB1869","v":{"$error":"#VALUE!"}},{"$f":"CD1869-CC1869","v":{"$error":"#VALUE!"}},{"$f":"CE1869-CD1869","v":{"$error":"#VALUE!"}},{"$f":"CF1869-CE1869","v":{"$error":"#VALUE!"}},{"$f":"CG1869-CF1869","v":{"$error":"#VALUE!"}},{"$f":"CH1869-CG1869","v":{"$error":"#VALUE!"}},{"$f":"CI1869-CH1869","v":{"$error":"#VALUE!"}},{"$f":"CJ1869-CI1869","v":{"$error":"#VALUE!"}},{"$f":"CK1869-CJ1869","v":{"$error":"#VALUE!"}},{"$f":"CL1869-CK1869","v":{"$error":"#VALUE!"}},{"$f":"CM1869-CL1869","v":{"$error":"#VALUE!"}},{"$f":"CN1869-CM1869","v":{"$error":"#VALUE!"}},{"$f":"CO1869-CN1869","v":{"$error":"#VALUE!"}},{"$f":"CP1869-CO1869","v":{"$error":"#VALUE!"}},{"$f":"CQ1869-CP1869","v":{"$error":"#VALUE!"}},{"$f":"CR1869-CQ1869","v":{"$error":"#VALUE!"}},{"$f":"CS1869-CR1869","v":{"$error":"#VALUE!"}},{"$f":"CT1869-CS1869","v":{"$error":"#VALUE!"}},{"$f":"CU1869-CT1869","v":{"$error":"#VALUE!"}},{"$f":"CV1869-CU1869","v":{"$error":"#VALUE!"}},{"$f":"CW1869-CV1869","v":{"$error":"#VALUE!"}},{"$f":"CX1869-CW1869","v":{"$error":"#VALUE!"}},{"$f":"CY1869-CX1869","v":{"$error":"#VALUE!"}},{"$f":"CZ1869-CY1869","v":{"$error":"#VALUE!"}},{"$f":"SUM(I1870:CZ1870)","v":{"$error":"#VALUE!"}}]
[{"$f":"CONCATENATE(H1758,C1871)","v":"CSO 01414a."},"14. CSO Flows","14a.","CSO hydraulic control capacity (MGD). ",null,null,"14a.",{"$f":"HLOOKUP(H1758,'4 - CSO VOLUME'!$E$9:$AS$33,20,FALSE)","v":""}]
[{"$f":"CONCATENATE(H1758,C1874)","v":"CSO 01414d."},null,"14d.","Treated CSO volume (MG). Populate with Line 14b values that are less than or equal to Line 14c divided by 24.",null,null,"14d.",null,{"$f":"IF(I1872=0,0,IF(I1872<=$H1873/(4*24),I1872,$H1873/(4*24)))","v":{"$error":"#VALUE!"}},{"$f":"IF(J1872=0,0,IF(J1872<=$H1873/(4*24),J1872,$H1873/(4*24)))","v":{"$error":"#VALUE!"}},{"$error":"#VALUE!"},{"$error":"#VALUE!"},{"$error":"#VALUE!"},{"$error":"#VALUE!"},{"$error":"#VALUE!"},{"$error":"#VALUE!"},{"$error":"#VALUE!"},{"$error":"#VALUE!"},{"$error":"#VALUE!"},{"$error":"#VALUE!"},{"$error":"#VALUE!"},{"$error":"#VALUE!"},{"$error":"#VALUE!"},{"$error":"#VALUE!"},{"$error":"#VALUE!"},{"$error":"#VALUE!"},{"$error":"#VALUE!"},{"$error":"#VALUE!"},{"$error":"#VALUE!"},{"$error":"#VALUE!"},{"$error":"#VALUE!"},{"$error":"#VALUE!"},{"$error":"#VALUE!"},{"$error":"#VALUE!"},{"$error":"#VALUE!"},{"$error":"#VALUE!"},{"$error":"#VALUE!"},{"$error":"#VALUE!"},{"$error":"#VALUE!"},{"$error":"#VALUE!"},{"$error":"#VALUE!"},{"$error":"#VALUE!"},{"$error":"#VALUE!"},{"$error":"#VALUE!"},{"$error":"#VALUE!"},{"$error":"#VALUE!"},{"$error":"#VALUE!"},{"$error":"#VALUE!"},{"$error":"#VALUE!"},{"$error":"#VALUE!"},{"$error":"#VALUE!"},{"$error":"#VALUE!"},{"$error":"#VALUE!"},{"$error":"#VALUE!"},{"$error":"#VALUE!"},{"$error":"#VALUE!"},{"$error":"#VALUE!"},{"$error":"#VALUE!"},{"$error":"#VALUE!"},{"$error":"#VALUE!"},{"$error":"#VALUE!"},{"$error":"#VALUE!"},{"$error":"#VALUE!"},{"$error":"#VALUE!"},{"$error":"#VALUE!"},{"$error":"#VALUE!"},{"$error":"#VALUE!"},{"$error":"#VALUE!"},{"$error":"#VALUE!"},{"$error":"#VALUE!"},{"$error":"#VALUE!"},{"$error":"#VALUE!"},{"$error":"#VALUE!"},{"$f":"IF(BV1872=0,0,IF(BV1872<=$H1873/(4*24),BV1872,$H1873/(4*24)))","v":{"$error":"#VALUE!"}},{"$error":"#VALUE!"},{"$error":"#VALUE!"},{"$error":"#VALUE!"},{"$error":"#VALUE!"},{"$error":"#VALUE!"},{"$error":"#VALUE!"},{"$error":"#VALUE!"},{"$error":"#VALUE!"},{"$error":"#VALUE!"},{"$error":"#VALUE!"},{"$error":"#VALUE!"},{"$error":"#VALUE!"},{"$error":"#VALUE!"},{"$error":"#VALUE!"},{"$error":"#VALUE!"},{"$error":"#VALUE!"},{"$error":"#VALUE!"},{"$error":"#VALUE!"},{"$error":"#VALUE!"},{"$error":"#VALUE!"},{"$error":"#VALUE!"},{"$error":"#VALUE!"},{"$error":"#VALUE!"},{"$error":"#VALUE!"},{"$error":"#VALUE!"},{"$error":"#VALUE!"},{"$error":"#VALUE!"},{"$error":"#VALUE!"},{"$error":"#VALUE!"},{"$error":"#VALUE!"},{"$f":"SUM(I1874:CZ1874)","v":{"$error":"#VALUE!"}}]
[{"$f":"CONCATENATE(H1758,C1875)","v":"CSO 01414e."},null,"14e.","Untreated CSO volume (MG). Difference between hourly values for Line 14b and line 14d.",null,null,"14e.",null,{"$f":"I1872-I1874","v":{"$error":"#VALUE!"}},{"$f":"J1872-J1874","v":{"$error":"#VALUE!"}},{"$error":"#VALUE!"},{"$error":"#VALUE!"},{"$error":"#VALUE!"},{"$error":"#VALUE!"},{"$error":"#VALUE!"},{"$error":"#VALUE!"},{"$error":"#VALUE!"},{"$error":"#VALUE!"},{"$error":"#VALUE!"},{"$error":"#VALUE!"},{"$error":"#VALUE!"},{"$error":"#VALUE!"},{"$error":"#VALUE!"},{"$error":"#VALUE!"},{"$error":"#VALUE!"},{"$error":"#VALUE!"},{"$error":"#VALUE!"},{"$error":"#VALUE!"},{"$error":"#VALUE!"},{"$error":"#VALUE!"},{"$error":"#VALUE!"},{"$error":"#VALUE!"},{"$error":"#VALUE!"},{"$error":"#VALUE!"},{"$error":"#VALUE!"},{"$error":"#VALUE!"},{"$error":"#VALUE!"},{"$error":"#VALUE!"},{"$error":"#VALUE!"},{"$error":"#VALUE!"},{"$error":"#VALUE!"},{"$error":"#VALUE!"},{"$error":"#VALUE!"},{"$error":"#VALUE!"},{"$error":"#VALUE!"},{"$error":"#VALUE!"},{"$error":"#VALUE!"},{"$error":"#VALUE!"},{"$error":"#VALUE!"},{"$error":"#VALUE!"},{"$error":"#VALUE!"},{"$error":"#VALUE!"},{"$error":"#VALUE!"},{"$error":"#VALUE!"},{"$error":"#VALUE!"},{"$error":"#VALUE!"},{"$error":"#VALUE!"},{"$error":"#VALUE!"},{"$error":"#VALUE!"},{"$error":"#VALUE!"},{"$error":"#VALUE!"},{"$error":"#VALUE!"},{"$error":"#VALUE!"},{"$error":"#VALUE!"},{"$error":"#VALUE!"},{"$error":"#VALUE!"},{"$error":"#VALUE!"},{"$error":"#VALUE!"},{"$error":"#VALUE!"},{"$error":"#VALUE!"},{"$error":"#VALUE!"},{"$error":"#VALUE!"},{"$error":"#VALUE!"},{"$f":"BV1872-BV1874","v":{"$error":"#VALUE!"}},{"$error":"#VALUE!"},{"$error":"#VALUE!"},{"$error":"#VALUE!"},{"$error":"#VALUE!"},{"$error":"#VALUE!"},{"$error":"#VALUE!"},{"$error":"#VALUE!"},{"$error":"#VALUE!"},{"$error":"#VALUE!"},{"$error":"#VALUE!"},{"$error":"#VALUE!"},{"$error":"#VALUE!"},{"$error":"#VALUE!"},{"$error":"#VALUE!"},{"$error":"#VALUE!"},{"$error":"#VALUE!"},{"$error":"#VALUE!"},{"$error":"#VALUE!"},{"$error":"#VALUE!"},{"$error":"#VALUE!"},{"$error":"#VALUE!"},{"$error":"#VALUE!"},{"$error":"#VALUE!"},{"$error":"#VALUE!"},{"$error":"#VALUE!"},{"$error":"#VALUE!"},{"$error":"#VALUE!"},{"$error":"#VALUE!"},{"$error":"#VALUE!"},{"$error":"#VALUE!"},{"$f":"SUM(I1875:CZ1875)","v":{"$error":"#VALUE!"}}]
[]
[{"$nulls":6},"Area (acres):",{"$f":"HLOOKUP(H1879,'2 - CSO INPUT'!$E$9:$AS$19,6,FALSE)","v":0},null,{"$f":"43560*7.48/(12*1000000)","v":0.027152400000000004},"MG",{"$f":"\"=\"","v":"="},1,"in-ac/hr"]
[{"$nulls":6},"Initial Abstraction (in):",{"$f":"HLOOKUP(H1879,'3 - Tc & RAINFALL'!$E$9:$AS$17,9,FALSE)","v":{"v":0.1,"d":"0.10"}}]
[{"$nulls":4},1.25,{"$f":"$DF$4","v":{"v":0,"d":"0.000"}},{"$f":"IF(SUM(F1885:F1886)-H1883<=0,0,SUM(F1885:F1886)-H1883)","v":{"v":0,"d":"0.00"}},{"$f":"G1886-G1885","v":{"v":0,"d":"0.000"}},null,{"$f":"IF(H1882<=J1884-E1886,0,H1886*H1880*H1881*J1880/(H1882*4))","v":{"$error":"#VALUE!"}},{"$f":"IF(H1882<=K1884-E1886,0,H1886*H1880*H1881*J1880/(H1882*4))","v":{"$error":"#VALUE!"}},{"$f":"IF(H1882<=L1884-E1886,0,H1886*H1880*H1881*J1880/(H1882*4))","v":{"$error":"#VALUE!"}},{"$f":"IF(H1882<=M1884-E1886,0,H1886*H1880*H1881*J1880/(H1882*4))","v":{"$error":"#VALUE!"}},{"$f":"IF(H1882<=N1884-E1886,0,H1886*H1880*H1881*J1880/(H1882*4))","v":{"$error":"#VALUE!"}},{"$f":"IF(H1882<=O1884-E1886,0,H1886*H1880*H1881*J1880/(H1882*4))","v":{"$error":"#VALUE!"}},{"$f":"IF(H1882<=P1884-E1886,0,H1886*H1880*H1881*J1880/(H1882*4))","v":{"$error":"#VALUE!"}},{"$f":"IF(H1882<=Q1884-E1886,0,H1886*H1880*H1881*J1880/(H1882*4))","v":{"$error":"#VALUE!"}},{"$f":"IF(H1882<=R1884-E1886,0,H1886*H1880*H1881*J1880/(H1882*4))","v":{"$error":"#VALUE!"}},{"$f":"IF(H1882<=S1884-E1886,0,H1886*H1880*H1881*J1880/(H1882*4))","v":{"$error":"#VALUE!"}},{"$f":"IF(H1882<=T1884-E1886,0,H1886*H1880*H1881*J1880/(H1882*4))","v":{"$error":"#VALUE!"}},{"$f":"IF(H1882<=U1884-E1886,0,H1886*H1880*H1881*J1880/(H1882*4))","v":{"$error":"#VALUE!"}},{"$f":"IF(H1882<=V1884-E1886,0,H1886*H1880*H1881*J1880/(H1882*4))","v":{"$error":"#VALUE!"}}]
[{"$nulls":4},1.75,{"$f":"$DF$6","v":{"v":0,"d":"0.000"}},{"$f":"IF(SUM(F1885:F1888)-H1883<=0,0,SUM(F1885:F1888)-H1883)","v":{"v":0,"d":"0.00"}},{"v":0,"d":"0.000"},{"$nulls":3},{"$f":"IF(H1882<=L1884-E1888,0,H1888*H1880*H1881*J1880/(H1882*4))","v":{"$error":"#VALUE!"}},{"$f":"IF(H1882<=M1884-E1888,0,H1888*H1880*H1881*J1880/(H1882*4))","v":{"$error":"#VALUE!"}},{"$f":"IF(H1882<=N1884-E1888,0,H1888*H1880*H1881*J1880/(H1882*4))","v":{"$error":"#VALUE!"}},{"$f":"IF(H1882<=O1884-E1888,0,H1888*H1880*H1881*J1880/(H1882*4))","v":{"$error":"#VALUE!"}},{"$f":"IF(H1882<=P1884-E1888,0,H1888*H1880*H1881*J1880/(H1882*4))","v":{"$error":"#VALUE!"}},{"$f":"IF(H1882<=Q1884-E1888,0,H1888*H1880*H1881*J1880/(H1882*4))","v":{"$error":"#VALUE!"}},{"$f":"IF(H1882<=R1884-E1888,0,H1888*H1880*H1881*J1880/(H1882*4))","v":{"$error":"#VALUE!"}},{"$f":"IF(H1882<=S1884-E1888,0,H1888*H1880*H1881*J1880/(H1882*4))","v":{"$error":"#VALUE!"}},{"$f":"IF(H1882<=T1884-E1888,0,H1888*H1880*H1881*J1880/(H1882*4))","v":{"$error":"#VALUE!"}},{"$f":"IF(H1882<=U1884-E1888,0,H1888*H1880*H1881*J1880/(H1882*4))","v":{"$error":"#VALUE!"}},{"$f":"IF(H1882<=V1884-E1888,0,H1888*H1880*H1881*J1880/(H1882*4))","v":{"$error":"#VALUE!"}},{"$f":"IF(H1882<=W1884-E1888,0,H1888*H1880*H1881*J1880/(H1882*4))","v":{"$error":"#VALUE!"}},{"$f":"IF(H1882<=X1884-E1888,0,H1888*H1880*H1881*J1880/(H1882*4))","v":{"$error":"#VALUE!"}}]
[{"$nulls":4},{"v":2,"d":"2.00"},{"$f":"$DF$7","v":{"v":0,"d":"0.000"}},{"$f":"IF(SUM(F1885:F1889)-H1883<=0,0,SUM(F1885:F1889)-H1883)","v":{"v":0,"d":"0.00"}},{"v":0,"d":"0.000"},{"$nulls":4},{"$f":"IF(H1882<=M1884-E1889,0,H1889*H1880*H1881*J1880/(H1882*4))","v":{"$error":"#VALUE!"}},{"$f":"IF(H1882<=N1884-E1889,0,H1889*H1880*H1881*J1880/(H1882*4))","v":{"$error":"#VALUE!"}},{"$f":"IF(H1882<=O1884-E1889,0,H1889*H1880*H1881*J1880/(H1882*4))","v":{"$error":"#VALUE!"}},{"$f":"IF(H1882<=P1884-E1889,0,H1889*H1880*H1881*J1880/(H1882*4))","v":{"$error":"#VALUE!"}},{"$f":"IF(H1882<=Q1884-E1889,0,H1889*H1880*H1881*J1880/(H1882*4))","v":{"$error":"#VALUE!"}},{"$f":"IF(H1882<=R1884-E1889,0,H1889*H1880*H1881*J1880/(H1882*4))","v":{"$error":"#VALUE!"}},{"$f":"IF(H1882<=S1884-E1889,0,H1889*H1880*H1881*J1880/(H1882*4))","v":{"$error":"#VALUE!"}},{"$f":"IF(H1882<=T1884-E1889,0,H1889*H1880*H1881*J1880/(H1882*4))","v":{"$error":"#VALUE!"}},{"$f":"IF(H1882<=U1884-E1889,0,H1889*H1880*H1881*J1880/(H1882*4))","v":{"$error":"#VALUE!"}},{"$f":"IF(H1882<=V1884-E1889,0,H1889*H1880*H1881*J1880/(H1882*4))","v":{"$error":"#VALUE!"}},{"$f":"IF(H1882<=W1884-E1889,0,H1889*H1880*H1881*J1880/(H1882*4))","v":{"$error":"#VALUE!"}},{"$f":"IF(H1882<=X1884-E1889,0,H1889*H1880*H1881*J1880/(H1882*4))","v":{"$error":"#VALUE!"}},{"$f":"IF(H1882<=Y1884-E1889,0,H1889*H1880*H1881*J1880/(H1882*4))","v":{"$error":"#VALUE!"}}]
[{"$nulls":4},{"v":2.5,"d":"2.50"},{"$f":"$DF$9","v":{"v":0,"d":"0.000"}},{"$f":"IF(SUM(F1885:F1891)-H1883<=0,0,SUM(F1885:F1891)-H1883)","v":{"v":0,"d":"0.00"}},{"v":0,"d":"0.000"},{"$nulls":6},{"$f":"IF(H1882<=O1884-E1891,0,H1891*H1880*H1881*J1880/(H1882*4))","v":{"$error":"#VALUE!"}},{"$f":"IF(H1882<=P1884-E1891,0,H1891*H1880*H1881*J1880/(H1882*4))","v":{"$error":"#VALUE!"}},{"$f":"IF(H1882<=Q1884-E1891,0,H1891*H1880*H1881*J1880/(H1882*4))","v":{"$error":"#VALUE!"}},{"$f":"IF(H1882<=R1884-E1891,0,H1891*H1880*H1881*J1880/(H1882*4))","v":{"$error":"#VALUE!"}},{"$f":"IF(H1882<=S1884-E1891,0,H1891*H1880*H1881*J1880/(H1882*4))","v":{"$error":"#VALUE!"}},{"$f":"IF(H1882<=T1884-E1891,0,H1891*H1880*H1881*J1880/(H1882*4))","v":{"$error":"#VALUE!"}},{"$f":"IF(H1882<=U1884-E1891,0,H1891*H1880*H1881*J1880/(H1882*4))","v":{"$error":"#VALUE!"}},{"$f":"IF(H1882<=V1884-E1891,0,H1891*H1880*H1881*J1880/(H1882*4))","v":{"$error":"#VALUE!"}},{"$f":"IF(H1882<=W1884-E1891,0,H1891*H1880*H1881*J1880/(H1882*4))","v":{"$error":"#VALUE!"}},{"$f":"IF(H1882<=X1884-E1891,0,H1891*H1880*H1881*J1880/(H1882*4))","v":{"$error":"#VALUE!"}},{"$f":"IF(H1882<=Y1884-E1891,0,H1891*H1880*H1881*J1880/(H1882*4))","v":{"$error":"#VALUE!"}},{"$f":"IF(H1882<=Z1884-E1891,0,H1891*H1880*H1881*J1880/(H1882*4))","v":{"$error":"#VALUE!"}},{"$f":"IF(H1882<=AA1884-E1891,0,H1891*H1880*H1881*J1880/(H1882*4))","v":{"$error":"#VALUE!"}}]
[{"$nulls":4},3.25,{"$f":"$DF$12","v":{"v":0,"d":"0.000"}},{"$f":"IF(SUM(F1885:F1894)-H1883<=0,0,SUM(F1885:F1894)-H1883)","v":{"v":0,"d":"0.00"}},{"v":0,"d":"0.000"},{"$nulls":9},{"$f":"IF(H1882<=R1884-E1894,0,H1894*H1880*H1881*J1880/(H1882*4))","v":{"$error":"#VALUE!"}},{"$f":"IF(H1882<=S1884-E1894,0,H1894*H1880*H1881*J1880/(H1882*4))","v":{"$error":"#VALUE!"}},{"$f":"IF(H1882<=T1884-E1894,0,H1894*H1880*H1881*J1880/(H1882*4))","v":{"$error":"#VALUE!"}},{"$f":"IF(H1882<=U1884-E1894,0,H1894*H1880*H1881*J1880/(H1882*4))","v":{"$error":"#VALUE!"}},{"$f":"IF(H1882<=V1884-E1894,0,H1894*H1880*H1881*J1880/(H1882*4))","v":{"$error":"#VALUE!"}},{"$f":"IF(H1882<=W1884-E1894,0,H1894*H1880*H1881*J1880/(H1882*4))","v":{"$error":"#VALUE!"}},{"$f":"IF(H1882<=X1884-E1894,0,H1894*H1880*H1881*J1880/(H1882*4))","v":{"$error":"#VALUE!"}},{"$f":"IF(H1882<=Y1884-E1894,0,H1894*H1880*H1881*J1880/(H1882*4))","v":{"$error":"#VALUE!"}},{"$f":"IF(H1882<=Z1884-E1894,0,H1894*H1880*H1881*J1880/(H1882*4))","v":{"$error":"#VALUE!"}},{"$f":"IF(H1882<=AA1884-E1894,0,H1894*H1880*H1881*J1880/(H1882*4))","v":{"$error":"#VALUE!"}},{"$f":"IF(H1882<=AB1884-E1894,0,H1894*H1880*H1881*J1880/(H1882*4))","v":{"$error":"#VALUE!"}},{"$f":"IF(H1882<=AC1884-E1894,0,H1894*H1880*H1881*J1880/(H1882*4))","v":{"$error":"#VALUE!"}},{"$f":"IF(H1882<=AD1884-E1894,0,H1894*H1880*H1881*J1880/(H1882*4))","v":{"$error":"#VALUE!"}}]
[{"$nulls":4},{"v":4,"d":"4.00"},{"$f":"$DF$15","v":{"v":0,"d":"0.000"}},{"$f":"IF(SUM(F1885:F1897)-H1883<=0,0,SUM(F1885:F1897)-H1883)","v":{"v":0,"d":"0.00"}},{"v":0,"d":"0.000"},{"$nulls":12},{"$f":"IF(H1882<=U1884-E1897,0,H1897*H1880*H1881*J1880/(H1882*4))","v":{"$error":"#VALUE!"}},{"$f":"IF(H1882<=V1884-E1897,0,H1897*H1880*H1881*J1880/(H1882*4))","v":{"$error":"#VALUE!"}},{"$f":"IF(H1882<=W1884-E1897,0,H1897*H1880*H1881*J1880/(H1882*4))","v":{"$error":"#VALUE!"}},{"$f":"IF(H1882<=X1884-E1897,0,H1897*H1880*H1881*J1880/(H1882*4))","v":{"$error":"#VALUE!"}},{"$f":"IF(H1882<=Y1884-E1897,0,H1897*H1880*H1881*J1880/(H1882*4))","v":{"$error":"#VALUE!"}},{"$f":"IF(H1882<=Z1884-E1897,0,H1897*H1880*H1881*J1880/(H1882*4))","v":{"$error":"#VALUE!"}},{"$f":"IF(H1882<=AA1884-E1897,0,H1897*H1880*H1881*J1880/(H1882*4))","v":{"$error":"#VALUE!"}},{"$f":"IF(H1882<=AB1884-E1897,0,H1897*H1880*H1881*J1880/(H1882*4))","v":{"$error":"#VALUE!"}},{"$f":"IF(H1882<=AC1884-E1897,0,H1897*H1880*H1881*J1880/(H1882*4))","v":{"$error":"#VALUE!"}},{"$f":"IF(H1882<=AD1884-E1897,0,H1897*H1880*H1881*J1880/(H1882*4))","v":{"$error":"#VALUE!"}},{"$f":"IF(H1882<=AE1884-E1897,0,H1897*H1880*H1881*J1880/(H1882*4))","v":{"$error":"#VALUE!"}},{"$f":"IF(H1882<=AF1884-E1897,0,H1897*H1880*H1881*J1880/(H1882*4))","v":{"$error":"#VALUE!"}},{"$f":"IF(H1882<=AG1884-E1897,0,H1897*H1880*H1881*J1880/(H1882*4))","v":{"$error":"#VALUE!"}}]
[{"$nulls":4},{"v":4.5,"d":"4.50"},{"$f":"$DF$17","v":{"v":0,"d":"0.000"}},{"$f":"IF(SUM(F1885:F1899)-H1883<=0,0,SUM(F1885:F1899)-H1883)","v":{"v":0,"d":"0.00"}},{"v":0,"d":"0.000"},{"$nulls":14},{"$f":"IF(H1882<=W1884-E1899,0,H1899*H1880*H1881*J1880/(H1882*4))","v":{"$error":"#VALUE!"}},{"$f":"IF(H1882<=X1884-E1899,0,H1899*H1880*H1881*J1880/(H1882*4))","v":{"$error":"#VALUE!"}},{"$f":"IF(H1882<=Y1884-E1899,0,H1899*H1880*H1881*J1880/(H1882*4))","v":{"$error":"#VALUE!"}},{"$f":"IF(H1882<=Z1884-E1899,0,H1899*H1880*H1881*J1880/(H1882*4))","v":{"$error":"#VALUE!"}},{"$f":"IF(H1882<=AA1884-E1899,0,H1899*H1880*H1881*J1880/(H1882*4))","v":{"$error":"#VALUE!"}},{"$f":"IF(H1882<=AB1884-E1899,0,H1899*H1880*H1881*J1880/(H1882*4))","v":{"$error":"#VALUE!"}},{"$f":"IF(H1882<=AC1884-E1899,0,H1899*H1880*H1881*J1880/(H1882*4))","v":{"$error":"#VALUE!"}},{"$f":"IF(H1882<=AD1884-E1899,0,H1899*H1880*H1881*J1880/(H1882*4))","v":{"$error":"#VALUE!"}},{"$f":"IF(H1882<=AE1884-E1899,0,H1899*H1880*H1881*J1880/(H1882*4))","v":{"$error":"#VALUE!"}},{"$f":"IF(H1882<=AF1884-E1899,0,H1899*H1880*H1881*J1880/(H1882*4))","v":{"$error":"#VALUE!"}},{"$f":"IF(H1882<=AG1884-E1899,0,H1899*H1880*H1881*J1880/(H1882*4))","v":{"$error":"#VALUE!"}},{"$f":"IF(H1882<=AH1884-E1899,0,H1899*H1880*H1881*J1880/(H1882*4))","v":{"$error":"#VALUE!"}},{"$f":"IF(H1882<=AI1884-E1899,0,H1899*H1880*H1881*J1880/(H1882*4))","v":{"$error":"#VALUE!"}}]
[{"$nulls":4},5.25,{"$f":"$DF$20","v":{"v":0,"d":"0.000"}},{"$f":"IF(SUM(F1885:F1902)-H1883<=0,0,SUM(F1885:F1902)-H1883)","v":{"v":0,"d":"0.00"}},{"v":0,"d":"0.000"},{"$nulls":17},{"$f":"IF(H1882<=Z1884-E1902,0,H1902*H1880*H1881*J1880/(H1882*4))","v":{"$error":"#VALUE!"}},{"$f":"IF(H1882<=AA1884-E1902,0,H1902*H1880*H1881*J1880/(H1882*4))","v":{"$error":"#VALUE!"}},{"$f":"IF(H1882<=AB1884-E1902,0,H1902*H1880*H1881*J1880/(H1882*4))","v":{"$error":"#VALUE!"}},{"$f":"IF(H1882<=AC1884-E1902,0,H1902*H1880*H1881*J1880/(H1882*4))","v":{"$error":"#VALUE!"}},{"$f":"IF(H1882<=AD1884-E1902,0,H1902*H1880*H1881*J1880/(H1882*4))","v":{"$error":"#VALUE!"}},{"$f":"IF(H1882<=AE1884-E1902,0,H1902*H1880*H1881*J1880/(H1882*4))","v":{"$error":"#VALUE!"}},{"$f":"IF(H1882<=AF1884-E1902,0,H1902*H1880*H1881*J1880/(H1882*4))","v":{"$error":"#VALUE!"}},{"$f":"IF(H1882<=AG1884-E1902,0,H1902*H1880*H1881*J1880/(H1882*4))","v":{"$error":"#VALUE!"}},{"$f":"IF(H1882<=AH1884-E1902,0,H1902*H1880*H1881*J1880/(H1882*4))","v":{"$error":"#VALUE!"}},{"$f":"IF(H1882<=AI1884-E1902,0,H1902*H1880*H1881*J1880/(H1882*4))","v":{"$error":"#VALUE!"}},{"$f":"IF(H1882<=AJ1884-E1902,0,H1902*H1880*H1881*J1880/(H1882*4))","v":{"$error":"#VALUE!"}},{"$f":"IF(H1882<=AK1884-E1902,0,H1902*H1880*H1881*J1880/(H1882*4))","v":{"$error":"#VALUE!"}},{"$f":"IF(H1882<=AL1884-E1902,0,H1902*H1880*H1881*J1880/(H1882*4))","v":{"$error":"#VALUE!"}}]
[{"$nulls":4},{"v":5.5,"d":"5.50"},{"$f":"$DF$21","v":{"v":0,"d":"0.000"}},{"$f":"IF(SUM(F1885:F1903)-H1883<=0,0,SUM(F1885:F1903)-H1883)","v":{"v":0,"d":"0.00"}},{"v":0,"d":"0.000"},{"$nulls":18},{"$f":"IF(H1882<=AA1884-E1903,0,H1903*H1880*H1881*J1880/(H1882*4))","v":{"$error":"#VALUE!"}},{"$f":"IF(H1882<=AB1884-E1903,0,H1903*H1880*H1881*J1880/(H1882*4))","v":{"$error":"#VALUE!"}},{"$f":"IF(H1882<=AC1884-E1903,0,H1903*H1880*H1881*J1880/(H1882*4))","v":{"$error":"#VALUE!"}},{"$f":"IF(H1882<=AD1884-E1903,0,H1903*H1880*H1881*J1880/(H1882*4))","v":{"$error":"#VALUE!"}},{"$f":"IF(H1882<=AE1884-E1903,0,H1903*H1880*H1881*J1880/(H1882*4))","v":{"$error":"#VALUE!"}},{"$f":"IF(H1882<=AF1884-E1903,0,H1903*H1880*H1881*J1880/(H1882*4))","v":{"$error":"#VALUE!"}},{"$f":"IF(H1882<=AG1884-E1903,0,H1903*H1880*H1881*J1880/(H1882*4))","v":{"$error":"#VALUE!"}},{"$f":"IF(H1882<=AH1884-E1903,0,H1903*H1880*H1881*J1880/(H1882*4))","v":{"$error":"#VALUE!"}},{"$f":"IF(H1882<=AI1884-E1903,0,H1903*H1880*H1881*J1880/(H1882*4))","v":{"$error":"#VALUE!"}},{"$f":"IF(H1882<=AJ1884-E1903,0,H1903*H1880*H1881*J1880/(H1882*4))","v":{"$error":"#VALUE!"}},{"$f":"IF(H1882<=AK1884-E1903,0,H1903*H1880*H1881*J1880/(H1882*4))","v":{"$error":"#VALUE!"}},{"$f":"IF(H1882<=AL1884-E1903,0,H1903*H1880*H1881*J1880/(H1882*4))","v":{"$error":"#VALUE!"}},{"$f":"IF(H1882<=AM1884-E1903,0,H1903*H1880*H1881*J1880/(H1882*4))","v":{"$error":"#VALUE!"}}]
[{"$nulls":4},{"v":6.5,"d":"6.50"},{"$f":"$DF$25","v":{"v":0,"d":"0.000"}},{"$f":"IF(SUM(F1885:F1907)-H1883<=0,0,SUM(F1885:F1907)-H1883)","v":{"v":0,"d":"0.00"}},{"v":0,"d":"0.000"},{"$nulls":22},{"$f":"IF(H1882<=AE1884-E1907,0,H1907*H1880*H1881*J1880/(H1882*4))","v":{"$error":"#VALUE!"}},{"$f":"IF(H1882<=AF1884-E1907,0,H1907*H1880*H1881*J1880/(H1882*4))","v":{"$error":"#VALUE!"}},{"$f":"IF(H1882<=AG1884-E1907,0,H1907*H1880*H1881*J1880/(H1882*4))","v":{"$error":"#VALUE!"}},{"$f":"IF(H1882<=AH1884-E1907,0,H1907*H1880*H1881*J1880/(H1882*4))","v":{"$error":"#VALUE!"}},{"$f":"IF(H1882<=AI1884-E1907,0,H1907*H1880*H1881*J1880/(H1882*4))","v":{"$error":"#VALUE!"}},{"$f":"IF(H1882<=AJ1884-E1907,0,H1907*H1880*H1881*J1880/(H1882*4))","v":{"$error":"#VALUE!"}},{"$f":"IF(H1882<=AK1884-E1907,0,H1907*H1880*H1881*J1880/(H1882*4))","v":{"$error":"#VALUE!"}},{"$f":"IF(H1882<=AL1884-E1907,0,H1907*H1880*H1881*J1880/(H1882*4))","v":{"$error":"#VALUE!"}},{"$f":"IF(H1882<=AM1884-E1907,0,H1907*H1880*H1881*J1880/(H1882*4))","v":{"$error":"#VALUE!"}},{"$f":"IF(H1882<=AN1884-E1907,0,H1907*H1880*H1881*J1880/(H1882*4))","v":{"$error":"#VALUE!"}},{"$f":"IF(H1882<=AO1884-E1907,0,H1907*H1880*H1881*J1880/(H1882*4))","v":{"$error":"#VALUE!"}},{"$f":"IF(H1882<=AP1884-E1907,0,H1907*H1880*H1881*J1880/(H1882*4))","v":{"$error":"#VALUE!"}},{"$f":"IF(H1882<=AQ1884-E1907,0,H1907*H1880*H1881*J1880/(H1882*4))","v":{"$error":"#VALUE!"}}]
[{"$nulls":4},6.75,{"$f":"$DF$26","v":{"v":0,"d":"0.000"}},{"$f":"IF(SUM(F1885:F1908)-H1883<=0,0,SUM(F1885:F1908)-H1883)","v":{"v":0,"d":"0.00"}},{"v":0,"d":"0.000"},{"$nulls":23},{"$f":"IF(H1882<=AF1884-E1908,0,H1908*H1880*H1881*J1880/(H1882*4))","v":{"$error":"#VALUE!"}},{"$f":"IF(H1882<=AG1884-E1908,0,H1908*H1880*H1881*J1880/(H1882*4))","v":{"$error":"#VALUE!"}},{"$f":"IF(H1882<=AH1884-E1908,0,H1908*H1880*H1881*J1880/(H1882*4))","v":{"$error":"#VALUE!"}},{"$f":"IF(H1882<=AI1884-E1908,0,H1908*H1880*H1881*J1880/(H1882*4))","v":{"$error":"#VALUE!"}},{"$f":"IF(H1882<=AJ1884-E1908,0,H1908*H1880*H1881*J1880/(H1882*4))","v":{"$error":"#VALUE!"}},{"$f":"IF(H1882<=AK1884-E1908,0,H1908*H1880*H1881*J1880/(H1882*4))","v":{"$error":"#VALUE!"}},{"$f":"IF(H1882<=AL1884-E1908,0,H1908*H1880*H1881*J1880/(H1882*4))","v":{"$error":"#VALUE!"}},{"$f":"IF(H1882<=AM1884-E1908,0,H1908*H1880*H1881*J1880/(H1882*4))","v":{"$error":"#VALUE!"}},{"$f":"IF(H1882<=AN1884-E1908,0,H1908*H1880*H1881*J1880/(H1882*4))","v":{"$error":"#VALUE!"}},{"$f":"IF(H1882<=AO1884-E1908,0,H1908*H1880*H1881*J1880/(H1882*4))","v":{"$error":"#VALUE!"}},{"$f":"IF(H1882<=AP1884-E1908,0,H1908*H1880*H1881*J1880/(H1882*4))","v":{"$error":"#VALUE!"}},{"$f":"IF(H1882<=AQ1884-E1908,0,H1908*H1880*H1881*J1880/(H1882*4))","v":{"$error":"#VALUE!"}},{"$f":"IF(H1882<=AR1884-E1908,0,H1908*H1880*H1881*J1880/(H1882*4))","v":{"$error":"#VALUE!"}}]
[{"$nulls":4},{"v":7.5,"d":"7.50"},{"$f":"$DF$29","v":{"v":0,"d":"0.000"}},{"$f":"IF(SUM(F1885:F1911)-H1883<=0,0,SUM(F1885:F1911)-H1883)","v":{"v":0,"d":"0.00"}},{"v":0,"d":"0.000"},{"$nulls":26},{"$f":"IF(H1882<=AI1884-E1911,0,H1911*H1880*H1881*J1880/(H1882*4))","v":{"$error":"#VALUE!"}},{"$f":"IF(H1882<=AJ1884-E1911,0,H1911*H1880*H1881*J1880/(H1882*4))","v":{"$error":"#VALUE!"}},{"$f":"IF(H1882<=AK1884-E1911,0,H1911*H1880*H1881*J1880/(H1882*4))","v":{"$error":"#VALUE!"}},{"$f":"IF(H1882<=AL1884-E1911,0,H1911*H1880*H1881*J1880/(H1882*4))","v":{"$error":"#VALUE!"}},{"$f":"IF(H1882<=AM1884-E1911,0,H1911*H1880*H1881*J1880/(H1882*4))","v":{"$error":"#VALUE!"}},{"$f":"IF(H1882<=AN1884-E1911,0,H1911*H1880*H1881*J1880/(H1882*4))","v":{"$error":"#VALUE!"}},{"$f":"IF(H1882<=AO1884-E1911,0,H1911*H1880*H1881*J1880/(H1882*4))","v":{"$error":"#VALUE!"}},{"$f":"IF(H1882<=AP1884-E1911,0,H1911*H1880*H1881*J1880/(H1882*4))","v":{"$error":"#VALUE!"}},{"$f":"IF(H1882<=AQ1884-E1911,0,H1911*H1880*H1881*J1880/(H1882*4))","v":{"$error":"#VALUE!"}},{"$f":"IF(H1882<=AR1884-E1911,0,H1911*H1880*H1881*J1880/(H1882*4))","v":{"$error":"#VALUE!"}},{"$f":"IF(H1882<=AS1884-E1911,0,H1911*H1880*H1881*J1880/(H1882*4))","v":{"$error":"#VALUE!"}},{"$f":"IF(H1882<=AT1884-E1911,0,H1911*H1880*H1881*J1880/(H1882*4))","v":{"$error":"#VALUE!"}},{"$f":"IF(H1882<=AU1884-E1911,0,H1911*H1880*H1881*J1880/(H1882*4))","v":{"$error":"#VALUE!"}}]
[{"$nulls":4},{"v":8,"d":"8.00"},{"$f":"$DF$31","v":{"v":0,"d":"0.000"}},{"$f":"IF(SUM(F1885:F1913)-H1883<=0,0,SUM(F1885:F1913)-H1883)","v":{"v":0,"d":"0.00"}},{"v":0,"d":"0.000"},{"$nulls":28},{"$f":"IF(H1882<=AK1884-E1913,0,H1913*H1880*H1881*J1880/(H1882*4))","v":{"$error":"#VALUE!"}},{"$f":"IF(H1882<=AL1884-E1913,0,H1913*H1880*H1881*J1880/(H1882*4))","v":{"$error":"#VALUE!"}},{"$f":"IF(H1882<=AM1884-E1913,0,H1913*H1880*H1881*J1880/(H1882*4))","v":{"$error":"#VALUE!"}},{"$f":"IF(H1882<=AN1884-E1913,0,H1913*H1880*H1881*J1880/(H1882*4))","v":{"$error":"#VALUE!"}},{"$f":"IF(H1882<=AO1884-E1913,0,H1913*H1880*H1881*J1880/(H1882*4))","v":{"$error":"#VALUE!"}},{"$f":"IF(H1882<=AP1884-E1913,0,H1913*H1880*H1881*J1880/(H1882*4))","v":{"$error":"#VALUE!"}},{"$f":"IF(H1882<=AQ1884-E1913,0,H1913*H1880*H1881*J1880/(H1882*4))","v":{"$error":"#VALUE!"}},{"$f":"IF(H1882<=AR1884-E1913,0,H1913*H1880*H1881*J1880/(H1882*4))","v":{"$error":"#VALUE!"}},{"$f":"IF(H1882<=AS1884-E1913,0,H1913*H1880*H1881*J1880/(H1882*4))","v":{"$error":"#VALUE!"}},{"$f":"IF(H1882<=AT1884-E1913,0,H1913*H1880*H1881*J1880/(H1882*4))","v":{"$error":"#VALUE!"}},{"$f":"IF(H1882<=AU1884-E1913,0,H1913*H1880*H1881*J1880/(H1882*4))","v":{"$error":"#VALUE!"}},{"$f":"IF(H1882<=AV1884-E1913,0,H1913*H1880*H1881*J1880/(H1882*4))","v":{"$error":"#VALUE!"}},{"$f":"IF(H1882<=AW1884-E1913,0,H1913*H1880*H1881*J1880/(H1882*4))","v":{"$error":"#VALUE!"}}]
[{"$nulls":4},8.75,{"$f":"$DF$34","v":{"v":0,"d":"0.000"}},{"$f":"IF(SUM(F1885:F1916)-H1883<=0,0,SUM(F1885:F1916)-H1883)","v":{"v":0,"d":"0.00"}},{"v":0,"d":"0.000"},{"$nulls":31},{"$f":"IF(H1882<=AN1884-E1916,0,H1916*H1880*H1881*J1880/(H1882*4))","v":{"$error":"#VALUE!"}},{"$f":"IF(H1882<=AO1884-E1916,0,H1916*H1880*H1881*J1880/(H1882*4))","v":{"$error":"#VALUE!"}},{"$f":"IF(H1882<=AP1884-E1916,0,H1916*H1880*H1881*J1880/(H1882*4))","v":{"$error":"#VALUE!"}},{"$f":"IF(H1882<=AQ1884-E1916,0,H1916*H1880*H1881*J1880/(H1882*4))","v":{"$error":"#VALUE!"}},{"$f":"IF(H1882<=AR1884-E1916,0,H1916*H1880*H1881*J1880/(H1882*4))","v":{"$error":"#VALUE!"}},{"$f":"IF(H1882<=AS1884-E1916,0,H1916*H1880*H1881*J1880/(H1882*4))","v":{"$error":"#VALUE!"}},{"$f":"IF(H1882<=AT1884-E1916,0,H1916*H1880*H1881*J1880/(H1882*4))","v":{"$error":"#VALUE!"}},{"$f":"IF(H1882<=AU1884-E1916,0,H1916*H1880*H1881*J1880/(H1882*4))","v":{"$error":"#VALUE!"}},{"$f":"IF(H1882<=AV1884-E1916,0,H1916*H1880*H1881*J1880/(H1882*4))","v":{"$error":"#VALUE!"}},{"$f":"IF(H1882<=AW1884-E1916,0,H1916*H1880*H1881*J1880/(H1882*4))","v":{"$error":"#VALUE!"}},{"$f":"IF(H1882<=AX1884-E1916,0,H1916*H1880*H1881*J1880/(H1882*4))","v":{"$error":"#VALUE!"}},{"$f":"IF(H1882<=AY1884-E1916,0,H1916*H1880*H1881*J1880/(H1882*4))","v":{"$error":"#VALUE!"}},{"$f":"IF(H1882<=AZ1884-E1916,0,H1916*H1880*H1881*J1880/(H1882*4))","v":{"$error":"#VALUE!"}}]
[{"$nulls":4},{"v":9,"d":"9.00"},{"$f":"$DF$35","v":{"v":0,"d":"0.000"}},{"$f":"IF(SUM(F1885:F1917)-H1883<=0,0,SUM(F1885:F1917)-H1883)","v":{"v":0,"d":"0.00"}},{"v":0,"d":"0.000"},{"$nulls":32},{"$f":"IF(H1882<=AO1884-E1917,0,H1917*H1880*H1881*J1880/(H1882*4))","v":{"$error":"#VALUE!"}},{"$f":"IF(H1882<=AP1884-E1917,0,H1917*H1880*H1881*J1880/(H1882*4))","v":{"$error":"#VALUE!"}},{"$f":"IF(H1882<=AQ1884-E1917,0,H1917*H1880*H1881*J1880/(H1882*4))","v":{"$error":"#VALUE!"}},{"$f":"IF(H1882<=AR1884-E1917,0,H1917*H1880*H1881*J1880/(H1882*4))","v":{"$error":"#VALUE!"}},{"$f":"IF(H1882<=AS1884-E1917,0,H1917*H1880*H1881*J1880/(H1882*4))","v":{"$error":"#VALUE!"}},{"$f":"IF(H1882<=AT1884-E1917,0,H1917*H1880*H1881*J1880/(H1882*4))","v":{"$error":"#VALUE!"}},{"$f":"IF(H1882<=AU1884-E1917,0,H1917*H1880*H1881*J1880/(H1882*4))","v":{"$error":"#VALUE!"}},{"$f":"IF(H1882<=AV1884-E1917,0,H1917*H1880*H1881*J1880/(H1882*4))","v":{"$error":"#VALUE!"}},{"$f":"IF(H1882<=AW1884-E1917,0,H1917*H1880*H1881*J1880/(H1882*4))","v":{"$error":"#VALUE!"}},{"$f":"IF(H1882<=AX1884-E1917,0,H1917*H1880*H1881*J1880/(H1882*4))","v":{"$error":"#VALUE!"}},{"$f":"IF(H1882<=AY1884-E1917,0,H1917*H1880*H1881*J1880/(H1882*4))","v":{"$error":"#VALUE!"}},{"$f":"IF(H1882<=AZ1884-E1917,0,H1917*H1880*H1881*J1880/(H1882*4))","v":{"$error":"#VALUE!"}},{"$f":"IF(H1882<=BA1884-E1917,0,H1917*H1880*H1881*J1880/(H1882*4))","v":{"$error":"#VALUE!"}}]
[{"$nulls":4},{"v":10,"d":"10.00"},{"$f":"$DF$39","v":{"v":0,"d":"0.000"}},{"$f":"IF(SUM(F1885:F1921)-H1883<=0,0,SUM(F1885:F1921)-H1883)","v":{"v":0,"d":"0.00"}},{"v":0,"d":"0.000"},{"$nulls":36},{"$f":"IF(H1882<=AS1884-E1921,0,H1921*H1880*H1881*J1880/(H1882*4))","v":{"$error":"#VALUE!"}},{"$f":"IF(H1882<=AT1884-E1921,0,H1921*H1880*H1881*J1880/(H1882*4))","v":{"$error":"#VALUE!"}},{"$f":"IF(H1882<=AU1884-E1921,0,H1921*H1880*H1881*J1880/(H1882*4))","v":{"$error":"#VALUE!"}},{"$f":"IF(H1882<=AV1884-E1921,0,H1921*H1880*H1881*J1880/(H1882*4))","v":{"$error":"#VALUE!"}},{"$f":"IF(H1882<=AW1884-E1921,0,H1921*H1880*H1881*J1880/(H1882*4))","v":{"$error":"#VALUE!"}},{"$f":"IF(H1882<=AX1884-E1921,0,H1921*H1880*H1881*J1880/(H1882*4))","v":{"$error":"#VALUE!"}},{"$f":"IF(H1882<=AY1884-E1921,0,H1921*H1880*H1881*J1880/(H1882*4))","v":{"$error":"#VALUE!"}},{"$f":"IF(H1882<=AZ1884-E1921,0,H1921*H1880*H1881*J1880/(H1882*4))","v":{"$error":"#VALUE!"}},{"$f":"IF(H1882<=BA1884-E1921,0,H1921*H1880*H1881*J1880/(H1882*4))","v":{"$error":"#VALUE!"}},{"$f":"IF(H1882<=BB1884-E1921,0,H1921*H1880*H1881*J1880/(H1882*4))","v":{"$error":"#VALUE!"}},{"$f":"IF(H1882<=BC1884-E1921,0,H1921*H1880*H1881*J1880/(H1882*4))","v":{"$error":"#VALUE!"}},{"$f":"IF(H1882<=BD1884-E1921,0,H1921*H1880*H1881*J1880/(H1882*4))","v":{"$error":"#VALUE!"}},{"$f":"IF(H1882<=BE1884-E1921,0,H1921*H1880*H1881*J1880/(H1882*4))","v":{"$error":"#VALUE!"}}]
[{"$nulls":4},10.25,{"$f":"$DF$40","v":{"v":0,"d":"0.000"}},{"$f":"IF(SUM(F1885:F1922)-H1883<=0,0,SUM(F1885:F1922)-H1883)","v":{"v":0,"d":"0.000"}},{"v":0,"d":"0.000"},{"$nulls":37},{"$f":"IF(H1882<=AT1884-E1922,0,H1922*H1880*H1881*J1880/(H1882*4))","v":{"$error":"#VALUE!"}},{"$f":"IF(H1882<=AU1884-E1922,0,H1922*H1880*H1881*J1880/(H1882*4))","v":{"$error":"#VALUE!"}},{"$f":"IF(H1882<=AV1884-E1922,0,H1922*H1880*H1881*J1880/(H1882*4))","v":{"$error":"#VALUE!"}},{"$f":"IF(H1882<=AW1884-E1922,0,H1922*H1880*H1881*J1880/(H1882*4))","v":{"$error":"#VALUE!"}},{"$f":"IF(H1882<=AX1884-E1922,0,H1922*H1880*H1881*J1880/(H1882*4))","v":{"$error":"#VALUE!"}},{"$f":"IF(H1882<=AY1884-E1922,0,H1922*H1880*H1881*J1880/(H1882*4))","v":{"$error":"#VALUE!"}},{"$f":"IF(H1882<=AZ1884-E1922,0,H1922*H1880*H1881*J1880/(H1882*4))","v":{"$error":"#VALUE!"}},{"$f":"IF(H1882<=BA1884-E1922,0,H1922*H1880*H1881*J1880/(H1882*4))","v":{"$error":"#VALUE!"}},{"$f":"IF(H1882<=BB1884-E1922,0,H1922*H1880*H1881*J1880/(H1882*4))","v":{"$error":"#VALUE!"}},{"$f":"IF(H1882<=BC1884-E1922,0,H1922*H1880*H1881*J1880/(H1882*4))","v":{"$error":"#VALUE!"}},{"$f":"IF(H1882<=BD1884-E1922,0,H1922*H1880*H1881*J1880/(H1882*4))","v":{"$error":"#VALUE!"}},{"$f":"IF(H1882<=BE1884-E1922,0,H1922*H1880*H1881*J1880/(H1882*4))","v":{"$error":"#VALUE!"}},{"$f":"IF(H1882<=BF1884-E1922,0,H1922*H1880*H1881*J1880/(H1882*4))","v":{"$error":"#VALUE!"}}]
[{"$nulls":4},{"v":11,"d":"11.00"},{"$f":"$DF$43","v":{"v":0,"d":"0.000"}},{"$f":"IF(SUM(F1885:F1925)-H1883<=0,0,SUM(F1885:F1925)-H1883)","v":{"v":0,"d":"0.00"}},{"v":0,"d":"0.000"},{"$nulls":40},{"$f":"IF(H1882<=AW1884-E1925,0,H1925*H1880*H1881*J1880/(H1882*4))","v":{"$error":"#VALUE!"}},{"$f":"IF(H1882<=AX1884-E1925,0,H1925*H1880*H1881*J1880/(H1882*4))","v":{"$error":"#VALUE!"}},{"$f":"IF(H1882<=AY1884-E1925,0,H1925*H1880*H1881*J1880/(H1882*4))","v":{"$error":"#VALUE!"}},{"$f":"IF(H1882<=AZ1884-E1925,0,H1925*H1880*H1881*J1880/(H1882*4))","v":{"$error":"#VALUE!"}},{"$f":"IF(H1882<=BA1884-E1925,0,H1925*H1880*H1881*J1880/(H1882*4))","v":{"$error":"#VALUE!"}},{"$f":"IF(H1882<=BB1884-E1925,0,H1925*H1880*H1881*J1880/(H1882*4))","v":{"$error":"#VALUE!"}},{"$f":"IF(H1882<=BC1884-E1925,0,H1925*H1880*H1881*J1880/(H1882*4))","v":{"$error":"#VALUE!"}},{"$f":"IF(H1882<=BD1884-E1925,0,H1925*H1880*H1881*J1880/(H1882*4))","v":{"$error":"#VALUE!"}},{"$f":"IF(H1882<=BE1884-E1925,0,H1925*H1880*H1881*J1880/(H1882*4))","v":{"$error":"#VALUE!"}},{"$f":"IF(H1882<=BF1884-E1925,0,H1925*H1880*H1881*J1880/(H1882*4))","v":{"$error":"#VALUE!"}},{"$f":"IF(H1882<=BG1884-E1925,0,H1925*H1880*H1881*J1880/(H1882*4))","v":{"$error":"#VALUE!"}},{"$f":"IF(H1882<=BH1884-E1925,0,H1925*H1880*H1881*J1880/(H1882*4))","v":{"$error":"#VALUE!"}},{"$f":"IF(H1882<=BI1884-E1925,0,H1925*H1880*H1881*J1880/(H1882*4))","v":{"$error":"#VALUE!"}}]
[{"$nulls":4},11.25,{"$f":"$DF$44","v":{"v":0,"d":"0.000"}},{"$f":"IF(SUM(F1885:F1926)-H1883<=0,0,SUM(F1885:F1926)-H1883)","v":{"v":0,"d":"0.00"}},{"v":0,"d":"0.000"},{"$nulls":41},{"$f":"IF(H1882<=AX1884-E1926,0,H1926*H1880*H1881*J1880/(H1882*4))","v":{"$error":"#VALUE!"}},{"$f":"IF(H1882<=AY1884-E1926,0,H1926*H1880*H1881*J1880/(H1882*4))","v":{"$error":"#VALUE!"}},{"$f":"IF(H1882<=AZ1884-E1926,0,H1926*H1880*H1881*J1880/(H1882*4))","v":{"$error":"#VALUE!"}},{"$f":"IF(H1882<=BA1884-E1926,0,H1926*H1880*H1881*J1880/(H1882*4))","v":{"$error":"#VALUE!"}},{"$f":"IF(H1882<=BB1884-E1926,0,H1926*H1880*H1881*J1880/(H1882*4))","v":{"$error":"#VALUE!"}},{"$f":"IF(H1882<=BC1884-E1926,0,H1926*H1880*H1881*J1880/(H1882*4))","v":{"$error":"#VALUE!"}},{"$f":"IF(H1882<=BD1884-E1926,0,H1926*H1880*H1881*J1880/(H1882*4))","v":{"$error":"#VALUE!"}},{"$f":"IF(H1882<=BE1884-E1926,0,H1926*H1880*H1881*J1880/(H1882*4))","v":{"$error":"#VALUE!"}},{"$f":"IF(H1882<=BF1884-E1926,0,H1926*H1880*H1881*J1880/(H1882*4))","v":{"$error":"#VALUE!"}},{"$f":"IF(H1882<=BG1884-E1926,0,H1926*H1880*H1881*J1880/(H1882*4))","v":{"$error":"#VALUE!"}},{"$f":"IF(H1882<=BH1884-E1926,0,H1926*H1880*H1881*J1880/(H1882*4))","v":{"$error":"#VALUE!"}},{"$f":"IF(H1882<=BI1884-E1926,0,H1926*H1880*H1881*J1880/(H1882*4))","v":{"$error":"#VALUE!"}},{"$f":"IF(H1882<=BJ1884-E1926,0,H1926*H1880*H1881*J1880/(H1882*4))","v":{"$error":"#VALUE!"}}]
[{"$nulls":4},12.25,{"$f":"$DF$48","v":{"v":0,"d":"0.000"}},{"$f":"IF(SUM(F1885:F1930)-H1883<=0,0,SUM(F1885:F1930)-H1883)","v":{"v":0,"d":"0.00"}},{"v":0,"d":"0.000"},{"$nulls":45},{"$f":"IF(H1882<=BB1884-E1930,0,H1930*H1880*H1881*J1880/(H1882*4))","v":{"$error":"#VALUE!"}},{"$f":"IF(H1882<=BC1884-E1930,0,H1930*H1880*H1881*J1880/(H1882*4))","v":{"$error":"#VALUE!"}},{"$f":"IF(H1882<=BD1884-E1930,0,H1930*H1880*H1881*J1880/(H1882*4))","v":{"$error":"#VALUE!"}},{"$f":"IF(H1882<=BE1884-E1930,0,H1930*H1880*H1881*J1880/(H1882*4))","v":{"$error":"#VALUE!"}},{"$f":"IF(H1882<=BF1884-E1930,0,H1930*H1880*H1881*J1880/(H1882*4))","v":{"$error":"#VALUE!"}},{"$f":"IF(H1882<=BG1884-E1930,0,H1930*H1880*H1881*J1880/(H1882*4))","v":{"$error":"#VALUE!"}},{"$f":"IF(H1882<=BH1884-E1930,0,H1930*H1880*H1881*J1880/(H1882*4))","v":{"$error":"#VALUE!"}},{"$f":"IF(H1882<=BI1884-E1930,0,H1930*H1880*H1881*J1880/(H1882*4))","v":{"$error":"#VALUE!"}},{"$f":"IF(H1882<=BJ1884-E1930,0,H1930*H1880*H1881*J1880/(H1882*4))","v":{"$error":"#VALUE!"}},{"$f":"IF(H1882<=BK1884-E1930,0,H1930*H1880*H1881*J1880/(H1882*4))","v":{"$error":"#VALUE!"}},{"$f":"IF(H1882<=BL1884-E1930,0,H1930*H1880*H1881*J1880/(H1882*4))","v":{"$error":"#VALUE!"}},{"$f":"IF(H1882<=BM1884-E1930,0,H1930*H1880*H1881*J1880/(H1882*4))","v":{"$error":"#VALUE!"}},{"$f":"IF(H1882<=BN1884-E1930,0,H1930*H1880*H1881*J1880/(H1882*4))","v":{"$error":"#VALUE!"}}]
[{"$nulls":4},{"v":12.5,"d":"12.50"},{"$f":"$DF$49","v":{"v":0,"d":"0.000"}},{"$f":"IF(SUM(F1885:F1931)-H1883<=0,0,SUM(F1885:F1931)-H1883)","v":{"v":0,"d":"0.00"}},{"v":0,"d":"0.000"},{"$nulls":46},{"$f":"IF(H1882<=BC1884-E1931,0,H1931*H1880*H1881*J1880/(H1882*4))","v":{"$error":"#VALUE!"}},{"$f":"IF(H1882<=BD1884-E1931,0,H1931*H1880*H1881*J1880/(H1882*4))","v":{"$error":"#VALUE!"}},{"$f":"IF(H1882<=BE1884-E1931,0,H1931*H1880*H1881*J1880/(H1882*4))","v":{"$error":"#VALUE!"}},{"$f":"IF(H1882<=BF1884-E1931,0,H1931*H1880*H1881*J1880/(H1882*4))","v":{"$error":"#VALUE!"}},{"$f":"IF(H1882<=BG1884-E1931,0,H1931*H1880*H1881*J1880/(H1882*4))","v":{"$error":"#VALUE!"}},{"$f":"IF(H1882<=BH1884-E1931,0,H1931*H1880*H1881*J1880/(H1882*4))","v":{"$error":"#VALUE!"}},{"$f":"IF(H1882<=BI1884-E1931,0,H1931*H1880*H1881*J1880/(H1882*4))","v":{"$error":"#VALUE!"}},{"$f":"IF(H1882<=BJ1884-E1931,0,H1931*H1880*H1881*J1880/(H1882*4))","v":{"$error":"#VALUE!"}},{"$f":"IF(H1882<=BK1884-E1931,0,H1931*H1880*H1881*J1880/(H1882*4))","v":{"$error":"#VALUE!"}},{"$f":"IF(H1882<=BL1884-E1931,0,H1931*H1880*H1881*J1880/(H1882*4))","v":{"$error":"#VALUE!"}},{"$f":"IF(H1882<=BM1884-E1931,0,H1931*H1880*H1881*J1880/(H1882*4))","v":{"$error":"#VALUE!"}},{"$f":"IF(H1882<=BN1884-E1931,0,H1931*H1880*H1881*J1880/(H1882*4))","v":{"$error":"#VALUE!"}},{"$f":"IF(H1882<=BO1884-E1931,0,H1931*H1880*H1881*J1880/(H1882*4))","v":{"$error":"#VALUE!"}}]
[{"$nulls":4},13.25,{"$f":"$DF$52","v":{"v":0,"d":"0.000"}},{"$f":"IF(SUM(F1885:F1934)-H1883<=0,0,SUM(F1885:F1934)-H1883)","v":{"v":0,"d":"0.00"}},{"v":0,"d":"0.000"},{"$nulls":49},{"$f":"IF(H1882<=BF1884-E1934,0,H1934*H1880*H1881*J1880/(H1882*4))","v":{"$error":"#VALUE!"}},{"$f":"IF(H1882<=BG1884-E1934,0,H1934*H1880*H1881*J1880/(H1882*4))","v":{"$error":"#VALUE!"}},{"$f":"IF(H1882<=BH1884-E1934,0,H1934*H1880*H1881*J1880/(H1882*4))","v":{"$error":"#VALUE!"}},{"$f":"IF(H1882<=BI1884-E1934,0,H1934*H1880*H1881*J1880/(H1882*4))","v":{"$error":"#VALUE!"}},{"$f":"IF(H1882<=BJ1884-E1934,0,H1934*H1880*H1881*J1880/(H1882*4))","v":{"$error":"#VALUE!"}},{"$f":"IF(H1882<=BK1884-E1934,0,H1934*H1880*H1881*J1880/(H1882*4))","v":{"$error":"#VALUE!"}},{"$f":"IF(H1882<=BL1884-E1934,0,H1934*H1880*H1881*J1880/(H1882*4))","v":{"$error":"#VALUE!"}},{"$f":"IF(H1882<=BM1884-E1934,0,H1934*H1880*H1881*J1880/(H1882*4))","v":{"$error":"#VALUE!"}},{"$f":"IF(H1882<=BN1884-E1934,0,H1934*H1880*H1881*J1880/(H1882*4))","v":{"$error":"#VALUE!"}},{"$f":"IF(H1882<=BO1884-E1934,0,H1934*H1880*H1881*J1880/(H1882*4))","v":{"$error":"#VALUE!"}},{"$f":"IF(H1882<=BP1884-E1934,0,H1934*H1880*H1881*J1880/(H1882*4))","v":{"$error":"#VALUE!"}},{"$f":"IF(H1882<=BQ1884-E1934,0,H1934*H1880*H1881*J1880/(H1882*4))","v":{"$error":"#VALUE!"}},{"$f":"IF(H1882<=BR1884-E1934,0,H1934*H1880*H1881*J1880/(H1882*4))","v":{"$error":"#VALUE!"}}]
[{"$nulls":4},13.75,{"$f":"$DF$54","v":{"v":0,"d":"0.000"}},{"$f":"IF(SUM(F1885:F1936)-H1883<=0,0,SUM(F1885:F1936)-H1883)","v":{"v":0,"d":"0.00"}},{"v":0,"d":"0.000"},{"$nulls":51},{"$f":"IF(H1882<=BH1884-E1936,0,H1936*H1880*H1881*J1880/(H1882*4))","v":{"$error":"#VALUE!"}},{"$f":"IF(H1882<=BI1884-E1936,0,H1936*H1880*H1881*J1880/(H1882*4))","v":{"$error":"#VALUE!"}},{"$f":"IF(H1882<=BJ1884-E1936,0,H1936*H1880*H1881*J1880/(H1882*4))","v":{"$error":"#VALUE!"}},{"$f":"IF(H1882<=BK1884-E1936,0,H1936*H1880*H1881*J1880/(H1882*4))","v":{"$error":"#VALUE!"}},{"$f":"IF(H1882<=BL1884-E1936,0,H1936*H1880*H1881*J1880/(H1882*4))","v":{"$error":"#VALUE!"}},{"$f":"IF(H1882<=BM1884-E1936,0,H1936*H1880*H1881*J1880/(H1882*4))","v":{"$error":"#VALUE!"}},{"$f":"IF(H1882<=BN1884-E1936,0,H1936*H1880*H1881*J1880/(H1882*4))","v":{"$error":"#VALUE!"}},{"$f":"IF(H1882<=BO1884-E1936,0,H1936*H1880*H1881*J1880/(H1882*4))","v":{"$error":"#VALUE!"}},{"$f":"IF(H1882<=BP1884-E1936,0,H1936*H1880*H1881*J1880/(H1882*4))","v":{"$error":"#VALUE!"}},{"$f":"IF(H1882<=BQ1884-E1936,0,H1936*H1880*H1881*J1880/(H1882*4))","v":{"$error":"#VALUE!"}},{"$f":"IF(H1882<=BR1884-E1936,0,H1936*H1880*H1881*J1880/(H1882*4))","v":{"$error":"#VALUE!"}},{"$f":"IF(H1882<=BS1884-E1936,0,H1936*H1880*H1881*J1880/(H1882*4))","v":{"$error":"#VALUE!"}},{"$f":"IF(H1882<=BT1884-E1936,0,H1936*H1880*H1881*J1880/(H1882*4))","v":{"$error":"#VALUE!"}}]
[{"$nulls":4},{"v":14.5,"d":"14.50"},{"$f":"$DF$57","v":{"v":0,"d":"0.000"}},{"$f":"IF(SUM(F1885:F1939)-H1883<=0,0,SUM(F1885:F1939)-H1883)","v":{"v":0,"d":"0.00"}},{"v":0,"d":"0.000"},{"$nulls":54},{"$f":"IF(H1882<=BK1884-E1939,0,H1939*H1880*H1881*J1880/(H1882*4))","v":{"$error":"#VALUE!"}},{"$f":"IF(H1882<=BL1884-E1939,0,H1939*H1880*H1881*J1880/(H1882*4))","v":{"$error":"#VALUE!"}},{"$f":"IF(H1882<=BM1884-E1939,0,H1939*H1880*H1881*J1880/(H1882*4))","v":{"$error":"#VALUE!"}},{"$f":"IF(H1882<=BN1884-E1939,0,H1939*H1880*H1881*J1880/(H1882*4))","v":{"$error":"#VALUE!"}},{"$f":"IF(H1882<=BO1884-E1939,0,H1939*H1880*H1881*J1880/(H1882*4))","v":{"$error":"#VALUE!"}},{"$f":"IF(H1882<=BP1884-E1939,0,H1939*H1880*H1881*J1880/(H1882*4))","v":{"$error":"#VALUE!"}},{"$f":"IF(H1882<=BQ1884-E1939,0,H1939*H1880*H1881*J1880/(H1882*4))","v":{"$error":"#VALUE!"}},{"$f":"IF(H1882<=BR1884-E1939,0,H1939*H1880*H1881*J1880/(H1882*4))","v":{"$error":"#VALUE!"}},{"$f":"IF(H1882<=BS1884-E1939,0,H1939*H1880*H1881*J1880/(H1882*4))","v":{"$error":"#VALUE!"}},{"$f":"IF(H1882<=BT1884-E1939,0,H1939*H1880*H1881*J1880/(H1882*4))","v":{"$error":"#VALUE!"}},{"$f":"IF(H1882<=BU1884-E1939,0,H1939*H1880*H1881*J1880/(H1882*4))","v":{"$error":"#VALUE!"}},{"$f":"IF(H1882<=BV1884-E1939,0,H1939*H1880*H1881*J1880/(H1882*4))","v":{"$error":"#VALUE!"}},{"$f":"IF(H1882<=BW1884-E1939,0,H1939*H1880*H1881*J1880/(H1882*4))","v":{"$error":"#VALUE!"}}]
[{"$nulls":4},14.75,{"$f":"$DF$58","v":{"v":0,"d":"0.000"}},{"$f":"IF(SUM(F1885:F1940)-H1883<=0,0,SUM(F1885:F1940)-H1883)","v":{"v":0,"d":"0.00"}},{"v":0,"d":"0.000"},{"$nulls":55},{"$f":"IF(H1882<=BL1884-E1940,0,H1940*H1880*H1881*J1880/(H1882*4))","v":{"$error":"#VALUE!"}},{"$f":"IF(H1882<=BM1884-E1940,0,H1940*H1880*H1881*J1880/(H1882*4))","v":{"$error":"#VALUE!"}},{"$f":"IF(H1882<=BN1884-E1940,0,H1940*H1880*H1881*J1880/(H1882*4))","v":{"$error":"#VALUE!"}},{"$f":"IF(H1882<=BO1884-E1940,0,H1940*H1880*H1881*J1880/(H1882*4))","v":{"$error":"#VALUE!"}},{"$f":"IF(H1882<=BP1884-E1940,0,H1940*H1880*H1881*J1880/(H1882*4))","v":{"$error":"#VALUE!"}},{"$f":"IF(H1882<=BQ1884-E1940,0,H1940*H1880*H1881*J1880/(H1882*4))","v":{"$error":"#VALUE!"}},{"$f":"IF(H1882<=BR1884-E1940,0,H1940*H1880*H1881*J1880/(H1882*4))","v":{"$error":"#VALUE!"}},{"$f":"IF(H1882<=BS1884-E1940,0,H1940*H1880*H1881*J1880/(H1882*4))","v":{"$error":"#VALUE!"}},{"$f":"IF(H1882<=BT1884-E1940,0,H1940*H1880*H1881*J1880/(H1882*4))","v":{"$error":"#VALUE!"}},{"$f":"IF(H1882<=BU1884-E1940,0,H1940*H1880*H1881*J1880/(H1882*4))","v":{"$error":"#VALUE!"}},{"$f":"IF(H1882<=BV1884-E1940,0,H1940*H1880*H1881*J1880/(H1882*4))","v":{"$error":"#VALUE!"}},{"$f":"IF(H1882<=BW1884-E1940,0,H1940*H1880*H1881*J1880/(H1882*4))","v":{"$error":"#VALUE!"}},{"$f":"IF(H1882<=BX1884-E1940,0,H1940*H1880*H1881*J1880/(H1882*4))","v":{"$error":"#VALUE!"}}]
[{"$nulls":4},15.25,{"$f":"$DF$60","v":{"v":0,"d":"0.000"}},{"$f":"IF(SUM(F1885:F1942)-H1883<=0,0,SUM(F1885:F1942)-H1883)","v":{"v":0,"d":"0.00"}},{"v":0,"d":"0.000"},{"$nulls":57},{"$f":"IF(H1882<=BN1884-E1942,0,H1942*H1880*H1881*J1880/(H1882*4))","v":{"$error":"#VALUE!"}},{"$f":"IF(H1882<=BO1884-E1942,0,H1942*H1880*H1881*J1880/(H1882*4))","v":{"$error":"#VALUE!"}},{"$f":"IF(H1882<=BP1884-E1942,0,H1942*H1880*H1881*J1880/(H1882*4))","v":{"$error":"#VALUE!"}},{"$f":"IF(H1882<=BQ1884-E1942,0,H1942*H1880*H1881*J1880/(H1882*4))","v":{"$error":"#VALUE!"}},{"$f":"IF(H1882<=BR1884-E1942,0,H1942*H1880*H1881*J1880/(H1882*4))","v":{"$error":"#VALUE!"}},{"$f":"IF(H1882<=BS1884-E1942,0,H1942*H1880*H1881*J1880/(H1882*4))","v":{"$error":"#VALUE!"}},{"$f":"IF(H1882<=BT1884-E1942,0,H1942*H1880*H1881*J1880/(H1882*4))","v":{"$error":"#VALUE!"}},{"$f":"IF(H1882<=BU1884-E1942,0,H1942*H1880*H1881*J1880/(H1882*4))","v":{"$error":"#VALUE!"}},{"$f":"IF(H1882<=BV1884-E1942,0,H1942*H1880*H1881*J1880/(H1882*4))","v":{"$error":"#VALUE!"}},{"$f":"IF(H1882<=BW1884-E1942,0,H1942*H1880*H1881*J1880/(H1882*4))","v":{"$error":"#VALUE!"}},{"$f":"IF(H1882<=BX1884-E1942,0,H1942*H1880*H1881*J1880/(H1882*4))","v":{"$error":"#VALUE!"}},{"$f":"IF(H1882<=BY1884-E1942,0,H1942*H1880*H1881*J1880/(H1882*4))","v":{"$error":"#VALUE!"}},{"$f":"IF(H1882<=BZ1884-E1942,0,H1942*H1880*H1881*J1880/(H1882*4))","v":{"$error":"#VALUE!"}}]
[{"$nulls":4},{"v":16,"d":"16.00"},{"$f":"$DF$63","v":{"v":0,"d":"0.000"}},{"$f":"IF(SUM(F1885:F1945)-H1883<=0,0,SUM(F1885:F1945)-H1883)","v":{"v":0,"d":"0.00"}},{"v":0,"d":"0.000"},{"$nulls":60},{"$f":"IF(H1882<=BQ1884-E1945,0,H1945*H1880*H1881*J1880/(H1882*4))","v":{"$error":"#VALUE!"}},{"$f":"IF(H1882<=BR1884-E1945,0,H1945*H1880*H1881*J1880/(H1882*4))","v":{"$error":"#VALUE!"}},{"$f":"IF(H1882<=BS1884-E1945,0,H1945*H1880*H1881*J1880/(H1882*4))","v":{"$error":"#VALUE!"}},{"$f":"IF(H1882<=BT1884-E1945,0,H1945*H1880*H1881*J1880/(H1882*4))","v":{"$error":"#VALUE!"}},{"$f":"IF(H1882<=BU1884-E1945,0,H1945*H1880*H1881*J1880/(H1882*4))","v":{"$error":"#VALUE!"}},{"$f":"IF(H1882<=BV1884-E1945,0,H1945*H1880*H1881*J1880/(H1882*4))","v":{"$error":"#VALUE!"}},{"$f":"IF(H1882<=BW1884-E1945,0,H1945*H1880*H1881*J1880/(H1882*4))","v":{"$error":"#VALUE!"}},{"$f":"IF(H1882<=BX1884-E1945,0,H1945*H1880*H1881*J1880/(H1882*4))","v":{"$error":"#VALUE!"}},{"$f":"IF(H1882<=BY1884-E1945,0,H1945*H1880*H1881*J1880/(H1882*4))","v":{"$error":"#VALUE!"}},{"$f":"IF(H1882<=BZ1884-E1945,0,H1945*H1880*H1881*J1880/(H1882*4))","v":{"$error":"#VALUE!"}},{"$f":"IF(H1882<=CA1884-E1945,0,H1945*H1880*H1881*J1880/(H1882*4))","v":{"$error":"#VALUE!"}},{"$f":"IF(H1882<=CB1884-E1945,0,H1945*H1880*H1881*J1880/(H1882*4))","v":{"$error":"#VALUE!"}},{"$f":"IF(H1882<=CC1884-E1945,0,H1945*H1880*H1881*J1880/(H1882*4))","v":{"$error":"#VALUE!"}}]
[{"$nulls":4},16.75,{"$f":"$DF$66","v":{"v":0,"d":"0.000"}},{"$f":"IF(SUM(F1885:F1948)-H1883<=0,0,SUM(F1885:F1948)-H1883)","v":{"v":0,"d":"0.00"}},{"v":0,"d":"0.000"},{"$nulls":63},{"$f":"IF(H1882<=BT1884-E1948,0,H1948*H1880*H1881*J1880/(H1882*4))","v":{"$error":"#VALUE!"}},{"$f":"IF(H1882<=BU1884-E1948,0,H1948*H1880*H1881*J1880/(H1882*4))","v":{"$error":"#VALUE!"}},{"$f":"IF(H1882<=BV1884-E1948,0,H1948*H1880*H1881*J1880/(H1882*4))","v":{"$error":"#VALUE!"}},{"$f":"IF(H1882<=BW1884-E1948,0,H1948*H1880*H1881*J1880/(H1882*4))","v":{"$error":"#VALUE!"}},{"$f":"IF(H1882<=BX1884-E1948,0,H1948*H1880*H1881*J1880/(H1882*4))","v":{"$error":"#VALUE!"}},{"$f":"IF(H1882<=BY1884-E1948,0,H1948*H1880*H1881*J1880/(H1882*4))","v":{"$error":"#VALUE!"}},{"$f":"IF(H1882<=BZ1884-E1948,0,H1948*H1880*H1881*J1880/(H1882*4))","v":{"$error":"#VALUE!"}},{"$f":"IF(H1882<=CA1884-E1948,0,H1948*H1880*H1881*J1880/(H1882*4))","v":{"$error":"#VALUE!"}},{"$f":"IF(H1882<=CB1884-E1948,0,H1948*H1880*H1881*J1880/(H1882*4))","v":{"$error":"#VALUE!"}},{"$f":"IF(H1882<=CC1884-E1948,0,H1948*H1880*H1881*J1880/(H1882*4))","v":{"$error":"#VALUE!"}},{"$f":"IF(H1882<=CD1884-E1948,0,H1948*H1880*H1881*J1880/(H1882*4))","v":{"$error":"#VALUE!"}},{"$f":"IF(H1882<=CE1884-E1948,0,H1948*H1880*H1881*J1880/(H1882*4))","v":{"$error":"#VALUE!"}},{"$f":"IF(H1882<=CF1884-E1948,0,H1948*H1880*H1881*J1880/(H1882*4))","v":{"$error":"#VALUE!"}}]
[{"$nulls":4},17.25,{"$f":"$DF$68","v":{"v":0,"d":"0.000"}},{"$f":"IF(SUM(F1885:F1950)-H1883<=0,0,SUM(F1885:F1950)-H1883)","v":{"v":0,"d":"0.00"}},{"$f":"G1950-G1949","v":{"v":0,"d":"0.000"}},{"$nulls":65},{"$f":"IF(H1882<=BV1884-E1950,0,H1950*H1880*H1881*J1880/(H1882*4))","v":{"$error":"#VALUE!"}},{"$f":"IF(H1882<=BW1884-E1950,0,H1950*H1880*H1881*J1880/(H1882*4))","v":{"$error":"#VALUE!"}},{"$f":"IF(H1882<=BX1884-E1950,0,H1950*H1880*H1881*J1880/(H1882*4))","v":{"$error":"#VALUE!"}},{"$f":"IF(H1882<=BY1884-E1950,0,H1950*H1880*H1881*J1880/(H1882*4))","v":{"$error":"#VALUE!"}},{"$f":"IF(H1882<=BZ1884-E1950,0,H1950*H1880*H1881*J1880/(H1882*4))","v":{"$error":"#VALUE!"}},{"$f":"IF(H1882<=CA1884-E1950,0,H1950*H1880*H1881*J1880/(H1882*4))","v":{"$error":"#VALUE!"}},{"$f":"IF(H1882<=CB1884-E1950,0,H1950*H1880*H1881*J1880/(H1882*4))","v":{"$error":"#VALUE!"}},{"$f":"IF(H1882<=CC1884-E1950,0,H1950*H1880*H1881*J1880/(H1882*4))","v":{"$error":"#VALUE!"}},{"$f":"IF(H1882<=CD1884-E1950,0,H1950*H1880*H1881*J1880/(H1882*4))","v":{"$error":"#VALUE!"}},{"$f":"IF(H1882<=CE1884-E1950,0,H1950*H1880*H1881*J1880/(H1882*4))","v":{"$error":"#VALUE!"}},{"$f":"IF(H1882<=CF1884-E1950,0,H1950*H1880*H1881*J1880/(H1882*4))","v":{"$error":"#VALUE!"}},{"$f":"IF(H1882<=CG1884-E1950,0,H1950*H1880*H1881*J1880/(H1882*4))","v":{"$error":"#VALUE!"}},{"$f":"IF(H1882<=CH1884-E1950,0,H1950*H1880*H1881*J1880/(H1882*4))","v":{"$error":"#VALUE!"}}]
[{"$nulls":4},{"v":18,"d":"18.00"},{"$f":"$DF$71","v":{"v":0,"d":"0.000"}},{"$f":"IF(SUM(F1885:F1953)-H1883<=0,0,SUM(F1885:F1953)-H1883)","v":{"v":0,"d":"0.00"}},{"v":0,"d":"0.000"},{"$nulls":68},{"$f":"IF(H1882<=BY1884-E1953,0,H1953*H1880*H1881*J1880/(H1882*4))","v":{"$error":"#VALUE!"}},{"$f":"IF(H1882<=BZ1884-E1953,0,H1953*H1880*H1881*J1880/(H1882*4))","v":{"$error":"#VALUE!"}},{"$f":"IF(H1882<=CA1884-E1953,0,H1953*H1880*H1881*J1880/(H1882*4))","v":{"$error":"#VALUE!"}},{"$f":"IF(H1882<=CB1884-E1953,0,H1953*H1880*H1881*J1880/(H1882*4))","v":{"$error":"#VALUE!"}},{"$f":"IF(H1882<=CC1884-E1953,0,H1953*H1880*H1881*J1880/(H1882*4))","v":{"$error":"#VALUE!"}},{"$f":"IF(H1882<=CD1884-E1953,0,H1953*H1880*H1881*J1880/(H1882*4))","v":{"$error":"#VALUE!"}},{"$f":"IF(H1882<=CE1884-E1953,0,H1953*H1880*H1881*J1880/(H1882*4))","v":{"$error":"#VALUE!"}},{"$f":"IF(H1882<=CF1884-E1953,0,H1953*H1880*H1881*J1880/(H1882*4))","v":{"$error":"#VALUE!"}},{"$f":"IF(H1882<=CG1884-E1953,0,H1953*H1880*H1881*J1880/(H1882*4))","v":{"$error":"#VALUE!"}},{"$f":"IF(H1882<=CH1884-E1953,0,H1953*H1880*H1881*J1880/(H1882*4))","v":{"$error":"#VALUE!"}},{"$f":"IF(H1882<=CI1884-E1953,0,H1953*H1880*H1881*J1880/(H1882*4))","v":{"$error":"#VALUE!"}},{"$f":"IF(H1882<=CJ1884-E1953,0,H1953*H1880*H1881*J1880/(H1882*4))","v":{"$error":"#VALUE!"}},{"$f":"IF(H1882<=CK1884-E1953,0,H1953*H1880*H1881*J1880/(H1882*4))","v":{"$error":"#VALUE!"}}]
[{"$nulls":4},18.25,{"$f":"$DF$72","v":{"v":0,"d":"0.000"}},{"$f":"IF(SUM(F1885:F1954)-H1883<=0,0,SUM(F1885:F1954)-H1883)","v":{"v":0,"d":"0.00"}},{"v":0,"d":"0.000"},{"$nulls":69},{"$f":"IF(H1882<=BZ1884-E1954,0,H1954*H1880*H1881*J1880/(H1882*4))","v":{"$error":"#VALUE!"}},{"$f":"IF(H1882<=CA1884-E1954,0,H1954*H1880*H1881*J1880/(H1882*4))","v":{"$error":"#VALUE!"}},{"$f":"IF(H1882<=CB1884-E1954,0,H1954*H1880*H1881*J1880/(H1882*4))","v":{"$error":"#VALUE!"}},{"$f":"IF(H1882<=CC1884-E1954,0,H1954*H1880*H1881*J1880/(H1882*4))","v":{"$error":"#VALUE!"}},{"$f":"IF(H1882<=CD1884-E1954,0,H1954*H1880*H1881*J1880/(H1882*4))","v":{"$error":"#VALUE!"}},{"$f":"IF(H1882<=CE1884-E1954,0,H1954*H1880*H1881*J1880/(H1882*4))","v":{"$error":"#VALUE!"}},{"$f":"IF(H1882<=CF1884-E1954,0,H1954*H1880*H1881*J1880/(H1882*4))","v":{"$error":"#VALUE!"}},{"$f":"IF(H1882<=CG1884-E1954,0,H1954*H1880*H1881*J1880/(H1882*4))","v":{"$error":"#VALUE!"}},{"$f":"IF(H1882<=CH1884-E1954,0,H1954*H1880*H1881*J1880/(H1882*4))","v":{"$error":"#VALUE!"}},{"$f":"IF(H1882<=CI1884-E1954,0,H1954*H1880*H1881*J1880/(H1882*4))","v":{"$error":"#VALUE!"}},{"$f":"IF(H1882<=CJ1884-E1954,0,H1954*H1880*H1881*J1880/(H1882*4))","v":{"$error":"#VALUE!"}},{"$f":"IF(H1882<=CK1884-E1954,0,H1954*H1880*H1881*J1880/(H1882*4))","v":{"$error":"#VALUE!"}},{"$f":"IF(H1882<=CL1884-E1954,0,H1954*H1880*H1881*J1880/(H1882*4))","v":{"$error":"#VALUE!"}}]
[{"$nulls":4},19.25,{"$f":"$DF$76","v":{"v":0,"d":"0.000"}},{"$f":"IF(SUM(F1885:F1958)-H1883<=0,0,SUM(F1885:F1958)-H1883)","v":{"v":0,"d":"0.00"}},{"v":0,"d":"0.000"},{"$nulls":73},{"$f":"IF(H1882<=CD1884-E1958,0,H1958*H1880*H1881*J1880/(H1882*4))","v":{"$error":"#VALUE!"}},{"$f":"IF(H1882<=CE1884-E1958,0,H1958*H1880*H1881*J1880/(H1882*4))","v":{"$error":"#VALUE!"}},{"$f":"IF(H1882<=CF1884-E1958,0,H1958*H1880*H1881*J1880/(H1882*4))","v":{"$error":"#VALUE!"}},{"$f":"IF(H1882<=CG1884-E1958,0,H1958*H1880*H1881*J1880/(H1882*4))","v":{"$error":"#VALUE!"}},{"$f":"IF(H1882<=CH1884-E1958,0,H1958*H1880*H1881*J1880/(H1882*4))","v":{"$error":"#VALUE!"}},{"$f":"IF(H1882<=CI1884-E1958,0,H1958*H1880*H1881*J1880/(H1882*4))","v":{"$error":"#VALUE!"}},{"$f":"IF(H1882<=CJ1884-E1958,0,H1958*H1880*H1881*J1880/(H1882*4))","v":{"$error":"#VALUE!"}},{"$f":"IF(H1882<=CK1884-E1958,0,H1958*H1880*H1881*J1880/(H1882*4))","v":{"$error":"#VALUE!"}},{"$f":"IF(H1882<=CL1884-E1958,0,H1958*H1880*H1881*J1880/(H1882*4))","v":{"$error":"#VALUE!"}},{"$f":"IF(H1882<=CM1884-E1958,0,H1958*H1880*H1881*J1880/(H1882*4))","v":{"$error":"#VALUE!"}},{"$f":"IF(H1882<=CN1884-E1958,0,H1958*H1880*H1881*J1880/(H1882*4))","v":{"$error":"#VALUE!"}},{"$f":"IF(H1882<=CO1884-E1958,0,H1958*H1880*H1881*J1880/(H1882*4))","v":{"$error":"#VALUE!"}},{"$f":"IF(H1882<=CP1884-E1958,0,H1958*H1880*H1881*J1880/(H1882*4))","v":{"$error":"#VALUE!"}}]
[{"$nulls":4},{"v":19.5,"d":"19.50"},{"$f":"$DF$77","v":{"v":0,"d":"0.000"}},{"$f":"IF(SUM(F1885:F1959)-H1883<=0,0,SUM(F1885:F1959)-H1883)","v":{"v":0,"d":"0.00"}},{"v":0,"d":"0.000"},{"$nulls":74},{"$f":"IF(H1882<=CE1884-E1959,0,H1959*H1880*H1881*J1880/(H1882*4))","v":{"$error":"#VALUE!"}},{"$f":"IF(H1882<=CF1884-E1959,0,H1959*H1880*H1881*J1880/(H1882*4))","v":{"$error":"#VALUE!"}},{"$f":"IF(H1882<=CG1884-E1959,0,H1959*H1880*H1881*J1880/(H1882*4))","v":{"$error":"#VALUE!"}},{"$f":"IF(H1882<=CH1884-E1959,0,H1959*H1880*H1881*J1880/(H1882*4))","v":{"$error":"#VALUE!"}},{"$f":"IF(H1882<=CI1884-E1959,0,H1959*H1880*H1881*J1880/(H1882*4))","v":{"$error":"#VALUE!"}},{"$f":"IF(H1882<=CJ1884-E1959,0,H1959*H1880*H1881*J1880/(H1882*4))","v":{"$error":"#VALUE!"}},{"$f":"IF(H1882<=CK1884-E1959,0,H1959*H1880*H1881*J1880/(H1882*4))","v":{"$error":"#VALUE!"}},{"$f":"IF(H1882<=CL1884-E1959,0,H1959*H1880*H1881*J1880/(H1882*4))","v":{"$error":"#VALUE!"}},{"$f":"IF(H1882<=CM1884-E1959,0,H1959*H1880*H1881*J1880/(H1882*4))","v":{"$error":"#VALUE!"}},{"$f":"IF(H1882<=CN1884-E1959,0,H1959*H1880*H1881*J1880/(H1882*4))","v":{"$error":"#VALUE!"}},{"$f":"IF(H1882<=CO1884-E1959,0,H1959*H1880*H1881*J1880/(H1882*4))","v":{"$error":"#VALUE!"}},{"$f":"IF(H1882<=CP1884-E1959,0,H1959*H1880*H1881*J1880/(H1882*4))","v":{"$error":"#VALUE!"}},{"$f":"IF(H1882<=CQ1884-E1959,0,H1959*H1880*H1881*J1880/(H1882*4))","v":{"$error":"#VALUE!"}}]
[{"$nulls":4},20.25,{"$f":"$DF$80","v":{"v":0,"d":"0.000"}},{"$f":"IF(SUM(F1885:F1962)-H1883<=0,0,SUM(F1885:F1962)-H1883)","v":{"v":0,"d":"0.00"}},{"v":0,"d":"0.000"},{"$nulls":77},{"$f":"IF(H1882<=CH1884-E1962,0,H1962*H1880*H1881*J1880/(H1882*4))","v":{"$error":"#VALUE!"}},{"$f":"IF(H1882<=CI1884-E1962,0,H1962*H1880*H1881*J1880/(H1882*4))","v":{"$error":"#VALUE!"}},{"$f":"IF(H1882<=CJ1884-E1962,0,H1962*H1880*H1881*J1880/(H1882*4))","v":{"$error":"#VALUE!"}},{"$f":"IF(H1882<=CK1884-E1962,0,H1962*H1880*H1881*J1880/(H1882*4))","v":{"$error":"#VALUE!"}},{"$f":"IF(H1882<=CL1884-E1962,0,H1962*H1880*H1881*J1880/(H1882*4))","v":{"$error":"#VALUE!"}},{"$f":"IF(H1882<=CM1884-E1962,0,H1962*H1880*H1881*J1880/(H1882*4))","v":{"$error":"#VALUE!"}},{"$f":"IF(H1882<=CN1884-E1962,0,H1962*H1880*H1881*J1880/(H1882*4))","v":{"$error":"#VALUE!"}},{"$f":"IF(H1882<=CO1884-E1962,0,H1962*H1880*H1881*J1880/(H1882*4))","v":{"$error":"#VALUE!"}},{"$f":"IF(H1882<=CP1884-E1962,0,H1962*H1880*H1881*J1880/(H1882*4))","v":{"$error":"#VALUE!"}},{"$f":"IF(H1882<=CQ1884-E1962,0,H1962*H1880*H1881*J1880/(H1882*4))","v":{"$error":"#VALUE!"}},{"$f":"IF(H1882<=CR1884-E1962,0,H1962*H1880*H1881*J1880/(H1882*4))","v":{"$error":"#VALUE!"}},{"$f":"IF(H1882<=CS1884-E1962,0,H1962*H1880*H1881*J1880/(H1882*4))","v":{"$error":"#VALUE!"}},{"$f":"IF(H1882<=CT1884-E1962,0,H1962*H1880*H1881*J1880/(H1882*4))","v":{"$error":"#VALUE!"}}]
[{"$nulls":4},{"v":20.5,"d":"20.50"},{"$f":"$DF$81","v":{"v":0,"d":"0.000"}},{"$f":"IF(SUM(F1885:F1963)-H1883<=0,0,SUM(F1885:F1963)-H1883)","v":{"v":0,"d":"0.00"}},{"v":0,"d":"0.000"},{"$nulls":78},{"$f":"IF(H1882<=CI1884-E1963,0,H1963*H1880*H1881*J1880/(H1882*4))","v":{"$error":"#VALUE!"}},{"$f":"IF(H1882<=CJ1884-E1963,0,H1963*H1880*H1881*J1880/(H1882*4))","v":{"$error":"#VALUE!"}},{"$f":"IF(H1882<=CK1884-E1963,0,H1963*H1880*H1881*J1880/(H1882*4))","v":{"$error":"#VALUE!"}},{"$f":"IF(H1882<=CL1884-E1963,0,H1963*H1880*H1881*J1880/(H1882*4))","v":{"$error":"#VALUE!"}},{"$f":"IF(H1882<=CM1884-E1963,0,H1963*H1880*H1881*J1880/(H1882*4))","v":{"$error":"#VALUE!"}},{"$f":"IF(H1882<=CN1884-E1963,0,H1963*H1880*H1881*J1880/(H1882*4))","v":{"$error":"#VALUE!"}},{"$f":"IF(H1882<=CO1884-E1963,0,H1963*H1880*H1881*J1880/(H1882*4))","v":{"$error":"#VALUE!"}},{"$f":"IF(H1882<=CP1884-E1963,0,H1963*H1880*H1881*J1880/(H1882*4))","v":{"$error":"#VALUE!"}},{"$f":"IF(H1882<=CQ1884-E1963,0,H1963*H1880*H1881*J1880/(H1882*4))","v":{"$error":"#VALUE!"}},{"$f":"IF(H1882<=CR1884-E1963,0,H1963*H1880*H1881*J1880/(H1882*4))","v":{"$error":"#VALUE!"}},{"$f":"IF(H1882<=CS1884-E1963,0,H1963*H1880*H1881*J1880/(H1882*4))","v":{"$error":"#VALUE!"}},{"$f":"IF(H1882<=CT1884-E1963,0,H1963*H1880*H1881*J1880/(H1882*4))","v":{"$error":"#VALUE!"}},{"$f":"IF(H1882<=CU1884-E1963,0,H1963*H1880*H1881*J1880/(H1882*4))","v":{"$error":"#VALUE!"}}]
[{"$nulls":4},{"v":21.5,"d":"21.50"},{"$f":"$DF$85","v":{"v":0,"d":"0.000"}},{"$f":"IF(SUM(F1885:F1967)-H1883<=0,0,SUM(F1885:F1967)-H1883)","v":{"v":0,"d":"0.00"}},{"v":0,"d":"0.000"},{"$nulls":82},{"$f":"IF(H1882<=CM1884-E1967,0,H1967*H1880*H1881*J1880/(H1882*4))","v":{"$error":"#VALUE!"}},{"$f":"IF(H1882<=CN1884-E1967,0,H1967*H1880*H1881*J1880/(H1882*4))","v":{"$error":"#VALUE!"}},{"$f":"IF(H1882<=CO1884-E1967,0,H1967*H1880*H1881*J1880/(H1882*4))","v":{"$error":"#VALUE!"}},{"$f":"IF(H1882<=CP1884-E1967,0,H1967*H1880*H1881*J1880/(H1882*4))","v":{"$error":"#VALUE!"}},{"$f":"IF(H1882<=CQ1884-E1967,0,H1967*H1880*H1881*J1880/(H1882*4))","v":{"$error":"#VALUE!"}},{"$f":"IF(H1882<=CR1884-E1967,0,H1967*H1880*H1881*J1880/(H1882*4))","v":{"$error":"#VALUE!"}},{"$f":"IF(H1882<=CS1884-E1967,0,H1967*H1880*H1881*J1880/(H1882*4))","v":{"$error":"#VALUE!"}},{"$f":"IF(H1882<=CT1884-E1967,0,H1967*H1880*H1881*J1880/(H1882*4))","v":{"$error":"#VALUE!"}},{"$f":"IF(H1882<=CU1884-E1967,0,H1967*H1880*H1881*J1880/(H1882*4))","v":{"$error":"#VALUE!"}},{"$f":"IF(H1882<=CV1884-E1967,0,H1967*H1880*H1881*J1880/(H1882*4))","v":{"$error":"#VALUE!"}},{"$f":"IF(H1882<=CW1884-E1967,0,H1967*H1880*H1881*J1880/(H1882*4))","v":{"$error":"#VALUE!"}},{"$f":"IF(H1882<=CX1884-E1967,0,H1967*H1880*H1881*J1880/(H1882*4))","v":{"$error":"#VALUE!"}},{"$f":"IF(H1882<=CY1884-E1967,0,H1967*H1880*H1881*J1880/(H1882*4))","v":{"$error":"#VALUE!"}}]
[{"$nulls":4},21.75,{"$f":"$DF$86","v":{"v":0,"d":"0.000"}},{"$f":"IF(SUM(F1885:F1968)-H1883<=0,0,SUM(F1885:F1968)-H1883)","v":{"v":0,"d":"0.00"}},{"v":0,"d":"0.000"},{"$nulls":83},{"$f":"IF(H1882<=CN1884-E1968,0,H1968*H1880*H1881*J1880/(H1882*4))","v":{"$error":"#VALUE!"}},{"$f":"IF(H1882<=CO1884-E1968,0,H1968*H1880*H1881*J1880/(H1882*4))","v":{"$error":"#VALUE!"}},{"$f":"IF(H1882<=CP1884-E1968,0,H1968*H1880*H1881*J1880/(H1882*4))","v":{"$error":"#VALUE!"}},{"$f":"IF(H1882<=CQ1884-E1968,0,H1968*H1880*H1881*J1880/(H1882*4))","v":{"$error":"#VALUE!"}},{"$f":"IF(H1882<=CR1884-E1968,0,H1968*H1880*H1881*J1880/(H1882*4))","v":{"$error":"#VALUE!"}},{"$f":"IF(H1882<=CS1884-E1968,0,H1968*H1880*H1881*J1880/(H1882*4))","v":{"$error":"#VALUE!"}},{"$f":"IF(H1882<=CT1884-E1968,0,H1968*H1880*H1881*J1880/(H1882*4))","v":{"$error":"#VALUE!"}},{"$f":"IF(H1882<=CU1884-E1968,0,H1968*H1880*H1881*J1880/(H1882*4))","v":{"$error":"#VALUE!"}},{"$f":"IF(H1882<=CV1884-E1968,0,H1968*H1880*H1881*J1880/(H1882*4))","v":{"$error":"#VALUE!"}},{"$f":"IF(H1882<=CW1884-E1968,0,H1968*H1880*H1881*J1880/(H1882*4))","v":{"$error":"#VALUE!"}},{"$f":"IF(H1882<=CX1884-E1968,0,H1968*H1880*H1881*J1880/(H1882*4))","v":{"$error":"#VALUE!"}},{"$f":"IF(H1882<=CY1884-E1968,0,H1968*H1880*H1881*J1880/(H1882*4))","v":{"$error":"#VALUE!"}},{"$f":"IF(H1882<=CZ1884-E1968,0,H1968*H1880*H1881*J1880/(H1882*4))","v":{"$error":"#VALUE!"}}]
[{"$nulls":4},{"v":22.5,"d":"22.50"},{"$f":"$DF$89","v":{"v":0,"d":"0.000"}},{"$f":"IF(SUM(F1885:F1971)-H1883<=0,0,SUM(F1885:F1971)-H1883)","v":{"v":0,"d":"0.00"}},{"v":0,"d":"0.000"},{"$nulls":86},{"$f":"IF(H1882<=CQ1884-E1971,0,H1971*H1880*H1881*J1880/(H1882*4))","v":{"$error":"#VALUE!"}},{"$f":"IF(H1882<=CR1884-E1971,0,H1971*H1880*H1881*J1880/(H1882*4))","v":{"$error":"#VALUE!"}},{"$f":"IF(H1882<=CS1884-E1971,0,H1971*H1880*H1881*J1880/(H1882*4))","v":{"$error":"#VALUE!"}},{"$f":"IF(H1882<=CT1884-E1971,0,H1971*H1880*H1881*J1880/(H1882*4))","v":{"$error":"#VALUE!"}},{"$f":"IF(H1882<=CU1884-E1971,0,H1971*H1880*H1881*J1880/(H1882*4))","v":{"$error":"#VALUE!"}},{"$f":"IF(H1882<=CV1884-E1971,0,H1971*H1880*H1881*J1880/(H1882*4))","v":{"$error":"#VALUE!"}},{"$f":"IF(H1882<=CW1884-E1971,0,H1971*H1880*H1881*J1880/(H1882*4))","v":{"$error":"#VALUE!"}},{"$f":"IF(H1882<=CX1884-E1971,0,H1971*H1880*H1881*J1880/(H1882*4))","v":{"$error":"#VALUE!"}},{"$f":"IF(H1882<=CY1884-E1971,0,H1971*H1880*H1881*J1880/(H1882*4))","v":{"$error":"#VALUE!"}},{"$f":"IF(H1882<=CZ1884-E1971,0,H1971*H1880*H1881*J1880/(H1882*4))","v":{"$error":"#VALUE!"}}]
[{"$nulls":4},{"v":23,"d":"23.00"},{"$f":"$DF$91","v":{"v":0,"d":"0.000"}},{"$f":"IF(SUM(F1885:F1973)-H1883<=0,0,SUM(F1885:F1973)-H1883)","v":{"v":0,"d":"0.00"}},{"v":0,"d":"0.000"},{"$nulls":88},{"$f":"IF(H1882<=CS1884-E1973,0,H1973*H1880*H1881*J1880/(H1882*4))","v":{"$error":"#VALUE!"}},{"$f":"IF(H1882<=CT1884-E1973,0,H1973*H1880*H1881*J1880/(H1882*4))","v":{"$error":"#VALUE!"}},{"$f":"IF(H1882<=CU1884-E1973,0,H1973*H1880*H1881*J1880/(H1882*4))","v":{"$error":"#VALUE!"}},{"$f":"IF(H1882<=CV1884-E1973,0,H1973*H1880*H1881*J1880/(H1882*4))","v":{"$error":"#VALUE!"}},{"$f":"IF(H1882<=CW1884-E1973,0,H1973*H1880*H1881*J1880/(H1882*4))","v":{"$error":"#VALUE!"}},{"$f":"IF(H1882<=CX1884-E1973,0,H1973*H1880*H1881*J1880/(H1882*4))","v":{"$error":"#VALUE!"}},{"$f":"IF(H1882<=CY1884-E1973,0,H1973*H1880*H1881*J1880/(H1882*4))","v":{"$error":"#VALUE!"}},{"$f":"IF(H1882<=CZ1884-E1973,0,H1973*H1880*H1881*J1880/(H1882*4))","v":{"$error":"#VALUE!"}}]
[{"$nulls":4},23.75,{"$f":"$DF$94","v":{"v":0,"d":"0.000"}},{"$f":"IF(SUM(F1885:F1976)-H1883<=0,0,SUM(F1885:F1976)-H1883)","v":{"v":0,"d":"0.00"}},{"v":0,"d":"0.000"},{"$nulls":91},{"$f":"IF(H1882<=CV1884-E1976,0,H1976*H1880*H1881*J1880/(H1882*4))","v":{"$error":"#VALUE!"}},{"$f":"IF(H1882<=CW1884-E1976,0,H1976*H1880*H1881*J1880/(H1882*4))","v":{"$error":"#VALUE!"}},{"$f":"IF(H1882<=CX1884-E1976,0,H1976*H1880*H1881*J1880/(H1882*4))","v":{"$error":"#VALUE!"}},{"$f":"IF(H1882<=CY1884-E1976,0,H1976*H1880*H1881*J1880/(H1882*4))","v":{"$error":"#VALUE!"}},{"$f":"IF(H1882<=CZ1884-E1976,0,H1976*H1880*H1881*J1880/(H1882*4))","v":{"$error":"#VALUE!"}}]
[{"$nulls":4},{"v":24.5,"d":"24.50"},{"$f":"$DF$97","v":{"v":0,"d":"0.000"}},{"$f":"IF(SUM(F1885:F1979)-H1883<=0,0,SUM(F1885:F1979)-H1883)","v":{"v":0,"d":"0.00"}},{"v":0,"d":"0.000"},{"$nulls":94},{"$f":"IF(H1882<=CY1884-E1979,0,H1979*H1880*H1881*J1880/(H1882*4))","v":{"$error":"#VALUE!"}},{"$f":"IF(H1882<=CZ1884-E1979,0,H1979*H1880*H1881*J1880/(H1882*4))","v":{"$error":"#VALUE!"}}]
[{"$nulls":7},"Input",{"v":1,"d":"1.00"},1.25,{"v":1.5,"d":"1.50"},1.75,{"v":2,"d":"2.00"},2.25,{"v":2.5,"d":"2.50"},2.75,{"v":3,"d":"3.00"},3.25,{"v":3.5,"d":"3.50"},3.75,{"v":4,"d":"4.00"},4.25,{"v":4.5,"d":"4.50"},4.75,{"v":5,"d":"5.00"},5.25,{"v":5.5,"d":"5.50"},5.75,{"v":6,"d":"6.00"},6.25,{"v":6.5,"d":"6.50"},6.75,{"v":7,"d":"7.00"},7.25,{"v":7.5,"d":"7.50"},7.75,{"v":8,"d":"8.00"},8.25,{"v":8.5,"d":"8.50"},8.75,{"v":9,"d":"9.00"},9.25,{"v":9.5,"d":"9.50"},9.75,{"v":10,"d":"10.00"},10.25,{"v":10.5,"d":"10.50"},10.75,{"v":11,"d":"11.00"},11.25,{"v":11.5,"d":"11.50"},11.75,{"v":12,"d":"12.00"},12.25,{"v":12.5,"d":"12.50"},12.75,{"v":13,"d":"13.00"},13.25,{"v":13.5,"d":"13.50"},13.75,{"v":14,"d":"14.00"},14.25,{"v":14.5,"d":"14.50"},14.75,{"v":15,"d":"15.00"},15.25,{"v":15.5,"d":"15.50"},15.75,{"v":16,"d":"16.00"},16.25,{"v":16.5,"d":"16.50"},16.75,{"v":17,"d":"17.00"},17.25,{"v":17.5,"d":"17.50"},17.75,{"v":18,"d":"18.00"},18.25,{"v":18.5,"d":"18.50"},18.75,{"v":19,"d":"19.00"},19.25,{"v":19.5,"d":"19.50"},19.75,{"v":20,"d":"20.00"},20.25,{"v":20.5,"d":"20.50"},20.75,{"v":21,"d":"21.00"},21.25,{"v":21.5,"d":"21.50"},21.75,{"v":22,"d":"22.00"},22.25,{"v":22.5,"d":"22.50"},22.75,{"v":23,"d":"23.00"},23.25,{"v":23.5,"d":"23.50"},23.75,{"v":24,"d":"24.00"},24.25,{"v":24.5,"d":"24.50"},24.75,"Total (MG)"]
[{"$f":"CONCATENATE(H1879,C1982)","v":"CSO 01511a."},"11. Runoff Generated","11a.","Stormwater runoff (MG). ",null,null,{"$f":"C1982","v":"11a."},null,{"$f":"SUM(I1885:I1980)","v":{"$error":"#VALUE!"}},{"$f":"SUM(J1885:J1980)","v":{"$error":"#VALUE!"}},{"$error":"#VALUE!"},{"$error":"#VALUE!"},{"$error":"#VALUE!"},{"$error":"#VALUE!"},{"$error":"#VALUE!"},{"$error":"#VALUE!"},{"$error":"#VALUE!"},{"$error":"#VALUE!"},{"$error":"#VALUE!"},{"$error":"#VALUE!"},{"$error":"#VALUE!"},{"$error":"#VALUE!"},{"$error":"#VALUE!"},{"$error":"#VALUE!"},{"$error":"#VALUE!"},{"$error":"#VALUE!"},{"$error":"#VALUE!"},{"$error":"#VALUE!"},{"$error":"#VALUE!"},{"$error":"#VALUE!"},{"$error":"#VALUE!"},{"$error":"#VALUE!"},{"$error":"#VALUE!"},{"$error":"#VALUE!"},{"$error":"#VALUE!"},{"$error":"#VALUE!"},{"$error":"#VALUE!"},{"$error":"#VALUE!"},{"$error":"#VALUE!"},{"$error":"#VALUE!"},{"$error":"#VALUE!"},{"$error":"#VALUE!"},{"$error":"#VALUE!"},{"$error":"#VALUE!"},{"$error":"#VALUE!"},{"$error":"#VALUE!"},{"$error":"#VALUE!"},{"$error":"#VALUE!"},{"$error":"#VALUE!"},{"$error":"#VALUE!"},{"$error":"#VALUE!"},{"$error":"#VALUE!"},{"$error":"#VALUE!"},{"$error":"#VALUE!"},{"$error":"#VALUE!"},{"$error":"#VALUE!"},{"$error":"#VALUE!"},{"$error":"#VALUE!"},{"$error":"#VALUE!"},{"$error":"#VALUE!"},{"$error":"#VALUE!"},{"$error":"#VALUE!"},{"$error":"#VALUE!"},{"$error":"#VALUE!"},{"$error":"#VALUE!"},{"$error":"#VALUE!"},{"$error":"#VALUE!"},{"$error":"#VALUE!"},{"$error":"#VALUE!"},{"$error":"#VALUE!"},{"$error":"#VALUE!"},{"$error":"#VALUE!"},{"$error":"#VALUE!"},{"$f":"SUM(BV1885:BV1980)","v":{"$error":"#VALUE!"}},{"$error":"#VALUE!"},{"$error":"#VALUE!"},{"$error":"#VALUE!"},{"$error":"#VALUE!"},{"$error":"#VALUE!"},{"$error":"#VALUE!"},{"$error":"#VALUE!"},{"$error":"#VALUE!"},{"$error":"#VALUE!"},{"$error":"#VALUE!"},{"$error":"#VALUE!"},{"$error":"#VALUE!"},{"$error":"#VALUE!"},{"$error":"#VALUE!"},{"$error":"#VALUE!"},{"$error":"#VALUE!"},{"$error":"#VALUE!"},{"$error":"#VALUE!"},{"$error":"#VALUE!"},{"$error":"#VALUE!"},{"$error":"#VALUE!"},{"$error":"#VALUE!"},{"$error":"#VALUE!"},{"$error":"#VALUE!"},{"$error":"#VALUE!"},{"$error":"#VALUE!"},{"$error":"#VALUE!"},{"$error":"#VALUE!"},{"$error":"#VALUE!"},{"$error":"#VALUE!"},{"$f":"SUM(I1982:CZ1982)","v":{"$error":"#VALUE!"}}]
[{"$f":"CONCATENATE(H1879,C1984)","v":"CSO 01512c."},null,"12c.","Stormwater runoff (MG). Line 11a.",null,null,{"$f":"C1984","v":"12c."},null,{"$f":"I1982","v":{"$error":"#VALUE!"}},{"$f":"J1982","v":{"$error":"#VALUE!"}},{"$error":"#VALUE!"},{"$error":"#VALUE!"},{"$error":"#VALUE!"},{"$error":"#VALUE!"},{"$error":"#VALUE!"},{"$error":"#VALUE!"},{"$error":"#VALUE!"},{"$error":"#VALUE!"},{"$error":"#VALUE!"},{"$error":"#VALUE!"},{"$error":"#VALUE!"},{"$error":"#VALUE!"},{"$error":"#VALUE!"},{"$error":"#VALUE!"},{"$error":"#VALUE!"},{"$error":"#VALUE!"},{"$error":"#VALUE!"},{"$error":"#VALUE!"},{"$error":"#VALUE!"},{"$error":"#VALUE!"},{"$error":"#VALUE!"},{"$error":"#VALUE!"},{"$error":"#VALUE!"},{"$error":"#VALUE!"},{"$error":"#VALUE!"},{"$error":"#VALUE!"},{"$error":"#VALUE!"},{"$error":"#VALUE!"},{"$error":"#VALUE!"},{"$error":"#VALUE!"},{"$error":"#VALUE!"},{"$error":"#VALUE!"},{"$error":"#VALUE!"},{"$error":"#VALUE!"},{"$error":"#VALUE!"},{"$error":"#VALUE!"},{"$error":"#VALUE!"},{"$error":"#VALUE!"},{"$error":"#VALUE!"},{"$error":"#VALUE!"},{"$error":"#VALUE!"},{"$error":"#VALUE!"},{"$error":"#VALUE!"},{"$error":"#VALUE!"},{"$error":"#VALUE!"},{"$error":"#VALUE!"},{"$error":"#VALUE!"},{"$error":"#VALUE!"},{"$error":"#VALUE!"},{"$error":"#VALUE!"},{"$error":"#VALUE!"},{"$error":"#VALUE!"},{"$error":"#VALUE!"},{"$error":"#VALUE!"},{"$error":"#VALUE!"},{"$error":"#VALUE!"},{"$error":"#VALUE!"},{"$error":"#VALUE!"},{"$error":"#VALUE!"},{"$error":"#VALUE!"},{"$error":"#VALUE!"},{"$error":"#VALUE!"},{"$error":"#VALUE!"},{"$f":"BV1982","v":{"$error":"#VALUE!"}},{"$error":"#VALUE!"},{"$error":"#VALUE!"},{"$error":"#VALUE!"},{"$error":"#VALUE!"},{"$error":"#VALUE!"},{"$error":"#VALUE!"},{"$error":"#VALUE!"},{"$error":"#VALUE!"},{"$error":"#VALUE!"},{"$error":"#VALUE!"},{"$error":"#VALUE!"},{"$error":"#VALUE!"},{"$error":"#VALUE!"},{"$error":"#VALUE!"},{"$error":"#VALUE!"},{"$error":"#VALUE!"},{"$error":"#VALUE!"},{"$error":"#VALUE!"},{"$error":"#VALUE!"},{"$error":"#VALUE!"},{"$error":"#VALUE!"},{"$error":"#VALUE!"},{"$error":"#VALUE!"},{"$error":"#VALUE!"},{"$error":"#VALUE!"},{"$error":"#VALUE!"},{"$error":"#VALUE!"},{"$error":"#VALUE!"},{"$error":"#VALUE!"},{"$error":"#VALUE!"},{"$f":"SUM(I1984:CZ1984)","v":{"$error":"#VALUE!"}}]
[{"$f":"CONCATENATE(H1879,C1987)","v":"CSO 01513a."},"13. Runoff Controls","13a.","Total CSO control volume (MG).",null,null,{"$f":"C1987","v":"13a."},{"$f":"HLOOKUP(H1879,'4 - CSO VOLUME'!$E$9:$AS$33,16,FALSE)","v":{"v":0,"d":"0.00"}}]
[{"$f":"CONCATENATE(H1879,C1990)","v":"CSO 015"},null,null,"Excess stormwater runoff volume, cumulative (MG). Subtract Line 13a from Line 13c.",{"$nulls":4},{"$f":"IF(SUM($I1989:I1989)-$H1987<=0,0,SUM($I1989:I1989)-$H1987)","v":{"$error":"#VALUE!"}},{"$f":"IF(SUM($I1989:J1989)-$H1987<=0,0,SUM($I1989:J1989)-$H1987)","v":{"$error":"#VALUE!"}},{"$f":"IF(SUM($I1989:K1989)-$H1987<=0,0,SUM($I1989:K1989)-$H1987)","v":{"$error":"#VALUE!"}},{"$f":"IF(SUM($I1989:L1989)-$H1987<=0,0,SUM($I1989:L1989)-$H1987)","v":{"$error":"#VALUE!"}},{"$f":"IF(SUM($I1989:M1989)-$H1987<=0,0,SUM($I1989:M1989)-$H1987)","v":{"$error":"#VALUE!"}},{"$f":"IF(SUM($I1989:N1989)-$H1987<=0,0,SUM($I1989:N1989)-$H1987)","v":{"$error":"#VALUE!"}},{"$f":"IF(SUM($I1989:O1989)-$H1987<=0,0,SUM($I1989:O1989)-$H1987)","v":{"$error":"#VALUE!"}},{"$f":"IF(SUM($I1989:P1989)-$H1987<=0,0,SUM($I1989:P1989)-$H1987)","v":{"$error":"#VALUE!"}},{"$f":"IF(SUM($I1989:Q1989)-$H1987<=0,0,SUM($I1989:Q1989)-$H1987)","v":{"$error":"#VALUE!"}},{"$f":"IF(SUM($I1989:R1989)-$H1987<=0,0,SUM($I1989:R1989)-$H1987)","v":{"$error":"#VALUE!"}},{"$f":"IF(SUM($I1989:S1989)-$H1987<=0,0,SUM($I1989:S1989)-$H1987)","v":{"$error":"#VALUE!"}},{"$f":"IF(SUM($I1989:T1989)-$H1987<=0,0,SUM($I1989:T1989)-$H1987)","v":{"$error":"#VALUE!"}},{"$f":"IF(SUM($I1989:U1989)-$H1987<=0,0,SUM($I1989:U1989)-$H1987)","v":{"$error":"#VALUE!"}},{"$f":"IF(SUM($I1989:V1989)-$H1987<=0,0,SUM($I1989:V1989)-$H1987)","v":{"$error":"#VALUE!"}},{"$f":"IF(SUM($I1989:W1989)-$H1987<=0,0,SUM($I1989:W1989)-$H1987)","v":{"$error":"#VALUE!"}},{"$f":"IF(SUM($I1989:X1989)-$H1987<=0,0,SUM($I1989:X1989)-$H1987)","v":{"$error":"#VALUE!"}},{"$f":"IF(SUM($I1989:Y1989)-$H1987<=0,0,SUM($I1989:Y1989)-$H1987)","v":{"$error":"#VALUE!"}},{"$f":"IF(SUM($I1989:Z1989)-$H1987<=0,0,SUM($I1989:Z1989)-$H1987)","v":{"$error":"#VALUE!"}},{"$f":"IF(SUM($I1989:AA1989)-$H1987<=0,0,SUM($I1989:AA1989)-$H1987)","v":{"$error":"#VALUE!"}},{"$f":"IF(SUM($I1989:AB1989)-$H1987<=0,0,SUM($I1989:AB1989)-$H1987)","v":{"$error":"#VALUE!"}},{"$f":"IF(SUM($I1989:AC1989)-$H1987<=0,0,SUM($I1989:AC1989)-$H1987)","v":{"$error":"#VALUE!"}},{"$f":"IF(SUM($I1989:AD1989)-$H1987<=0,0,SUM($I1989:AD1989)-$H1987)","v":{"$error":"#VALUE!"}},{"$f":"IF(SUM($I1989:AE1989)-$H1987<=0,0,SUM($I1989:AE1989)-$H1987)","v":{"$error":"#VALUE!"}},{"$f":"IF(SUM($I1989:AF1989)-$H1987<=0,0,SUM($I1989:AF1989)-$H1987)","v":{"$error":"#VALUE!"}},{"$f":"IF(SUM($I1989:AG1989)-$H1987<=0,0,SUM($I1989:AG1989)-$H1987)","v":{"$error":"#VALUE!"}},{"$f":"IF(SUM($I1989:AH1989)-$H1987<=0,0,SUM($I1989:AH1989)-$H1987)","v":{"$error":"#VALUE!"}},{"$f":"IF(SUM($I1989:AI1989)-$H1987<=0,0,SUM($I1989:AI1989)-$H1987)","v":{"$error":"#VALUE!"}},{"$f":"IF(SUM($I1989:AJ1989)-$H1987<=0,0,SUM($I1989:AJ1989)-$H1987)","v":{"$error":"#VALUE!"}},{"$f":"IF(SUM($I1989:AK1989)-$H1987<=0,0,SUM($I1989:AK1989)-$H1987)","v":{"$error":"#VALUE!"}},{"$f":"IF(SUM($I1989:AL1989)-$H1987<=0,0,SUM($I1989:AL1989)-$H1987)","v":{"$error":"#VALUE!"}},{"$f":"IF(SUM($I1989:AM1989)-$H1987<=0,0,SUM($I1989:AM1989)-$H1987)","v":{"$error":"#VALUE!"}},{"$f":"IF(SUM($I1989:AN1989)-$H1987<=0,0,SUM($I1989:AN1989)-$H1987)","v":{"$error":"#VALUE!"}},{"$f":"IF(SUM($I1989:AO1989)-$H1987<=0,0,SUM($I1989:AO1989)-$H1987)","v":{"$error":"#VALUE!"}},{"$f":"IF(SUM($I1989:AP1989)-$H1987<=0,0,SUM($I1989:AP1989)-$H1987)","v":{"$error":"#VALUE!"}},{"$f":"IF(SUM($I1989:AQ1989)-$H1987<=0,0,SUM($I1989:AQ1989)-$H1987)","v":{"$error":"#VALUE!"}},{"$f":"IF(SUM($I1989:AR1989)-$H1987<=0,0,SUM($I1989:AR1989)-$H1987)","v":{"$error":"#VALUE!"}},{"$f":"IF(SUM($I1989:AS1989)-$H1987<=0,0,SUM($I1989:AS1989)-$H1987)","v":{"$error":"#VALUE!"}},{"$f":"IF(SUM($I1989:AT1989)-$H1987<=0,0,SUM($I1989:AT1989)-$H1987)","v":{"$error":"#VALUE!"}},{"$f":"IF(SUM($I1989:AU1989)-$H1987<=0,0,SUM($I1989:AU1989)-$H1987)","v":{"$error":"#VALUE!"}},{"$f":"IF(SUM($I1989:AV1989)-$H1987<=0,0,SUM($I1989:AV1989)-$H1987)","v":{"$error":"#VALUE!"}},{"$f":"IF(SUM($I1989:AW1989)-$H1987<=0,0,SUM($I1989:AW1989)-$H1987)","v":{"$error":"#VALUE!"}},{"$f":"IF(SUM($I1989:AX1989)-$H1987<=0,0,SUM($I1989:AX1989)-$H1987)","v":{"$error":"#VALUE!"}},{"$f":"IF(SUM($I1989:AY1989)-$H1987<=0,0,SUM($I1989:AY1989)-$H1987)","v":{"$error":"#VALUE!"}},{"$f":"IF(SUM($I1989:AZ1989)-$H1987<=0,0,SUM($I1989:AZ1989)-$H1987)","v":{"$error":"#VALUE!"}},{"$f":"IF(SUM($I1989:BA1989)-$H1987<=0,0,SUM($I1989:BA1989)-$H1987)","v":{"$error":"#VALUE!"}},{"$f":"IF(SUM($I1989:BB1989)-$H1987<=0,0,SUM($I1989:BB1989)-$H1987)","v":{"$error":"#VALUE!"}},{"$f":"IF(SUM($I1989:BC1989)-$H1987<=0,0,SUM($I1989:BC1989)-$H1987)","v":{"$error":"#VALUE!"}},{"$f":"IF(SUM($I1989:BD1989)-$H1987<=0,0,SUM($I1989:BD1989)-$H1987)","v":{"$error":"#VALUE!"}},{"$f":"IF(SUM($I1989:BE1989)-$H1987<=0,0,SUM($I1989:BE1989)-$H1987)","v":{"$error":"#VALUE!"}},{"$f":"IF(SUM($I1989:BF1989)-$H1987<=0,0,SUM($I1989:BF1989)-$H1987)","v":{"$error":"#VALUE!"}},{"$f":"IF(SUM($I1989:BG1989)-$H1987<=0,0,SUM($I1989:BG1989)-$H1987)","v":{"$error":"#VALUE!"}},{"$f":"IF(SUM($I1989:BH1989)-$H1987<=0,0,SUM($I1989:BH1989)-$H1987)","v":{"$error":"#VALUE!"}},{"$f":"IF(SUM($I1989:BI1989)-$H1987<=0,0,SUM($I1989:BI1989)-$H1987)","v":{"$error":"#VALUE!"}},{"$f":"IF(SUM($I1989:BJ1989)-$H1987<=0,0,SUM($I1989:BJ1989)-$H1987)","v":{"$error":"#VALUE!"}},{"$f":"IF(SUM($I1989:BK1989)-$H1987<=0,0,SUM($I1989:BK1989)-$H1987)","v":{"$error":"#VALUE!"}},{"$f":"IF(SUM($I1989:BL1989)-$H1987<=0,0,SUM($I1989:BL1989)-$H1987)","v":{"$error":"#VALUE!"}},{"$f":"IF(SUM($I1989:BM1989)-$H1987<=0,0,SUM($I1989:BM1989)-$H1987)","v":{"$error":"#VALUE!"}},{"$f":"IF(SUM($I1989:BN1989)-$H1987<=0,0,SUM($I1989:BN1989)-$H1987)","v":{"$error":"#VALUE!"}},{"$f":"IF(SUM($I1989:BO1989)-$H1987<=0,0,SUM($I1989:BO1989)-$H1987)","v":{"$error":"#VALUE!"}},{"$f":"IF(SUM($I1989:BP1989)-$H1987<=0,0,SUM($I1989:BP1989)-$H1987)","v":{"$error":"#VALUE!"}},{"$f":"IF(SUM($I1989:BQ1989)-$H1987<=0,0,SUM($I1989:BQ1989)-$H1987)","v":{"$error":"#VALUE!"}},{"$f":"IF(SUM($I1989:BR1989)-$H1987<=0,0,SUM($I1989:BR1989)-$H1987)","v":{"$error":"#VALUE!"}},{"$f":"IF(SUM($I1989:BS1989)-$H1987<=0,0,SUM($I1989:BS1989)-$H1987)","v":{"$error":"#VALUE!"}},{"$f":"IF(SUM($I1989:BT1989)-$H1987<=0,0,SUM($I1989:BT1989)-$H1987)","v":{"$error":"#VALUE!"}},{"$f":"IF(SUM($I1989:BU1989)-$H1987<=0,0,SUM($I1989:BU1989)-$H1987)","v":{"$error":"#VALUE!"}},{"$f":"IF(SUM($I1989:BV1989)-$H1987<=0,0,SUM($I1989:BV1989)-$H1987)","v":{"$error":"#VALUE!"}},{"$f":"IF(SUM($I1989:BW1989)-$H1987<=0,0,SUM($I1989:BW1989)-$H1987)","v":{"$error":"#VALUE!"}},{"$f":"IF(SUM($I1989:BX1989)-$H1987<=0,0,SUM($I1989:BX1989)-$H1987)","v":{"$error":"#VALUE!"}},{"$f":"IF(SUM($I1989:BY1989)-$H1987<=0,0,SUM($I1989:BY1989)-$H1987)","v":{"$error":"#VALUE!"}},{"$f":"IF(SUM($I1989:BZ1989)-$H1987<=0,0,SUM($I1989:BZ1989)-$H1987)","v":{"$error":"#VALUE!"}},{"$f":"IF(SUM($I1989:CA1989)-$H1987<=0,0,SUM($I1989:CA1989)-$H1987)","v":{"$error":"#VALUE!"}},{"$f":"IF(SUM($I1989:CB1989)-$H1987<=0,0,SUM($I1989:CB1989)-$H1987)","v":{"$error":"#VALUE!"}},{"$f":"IF(SUM($I1989:CC1989)-$H1987<=0,0,SUM($I1989:CC1989)-$H1987)","v":{"$error":"#VALUE!"}},{"$f":"IF(SUM($I1989:CD1989)-$H1987<=0,0,SUM($I1989:CD1989)-$H1987)","v":{"$error":"#VALUE!"}},{"$f":"IF(SUM($I1989:CE1989)-$H1987<=0,0,SUM($I1989:CE1989)-$H1987)","v":{"$error":"#VALUE!"}},{"$f":"IF(SUM($I1989:CF1989)-$H1987<=0,0,SUM($I1989:CF1989)-$H1987)","v":{"$error":"#VALUE!"}},{"$f":"IF(SUM($I1989:CG1989)-$H1987<=0,0,SUM($I1989:CG1989)-$H1987)","v":{"$error":"#VALUE!"}},{"$f":"IF(SUM($I1989:CH1989)-$H1987<=0,0,SUM($I1989:CH1989)-$H1987)","v":{"$error":"#VALUE!"}},{"$f":"IF(SUM($I1989:CI1989)-$H1987<=0,0,SUM($I1989:CI1989)-$H1987)","v":{"$error":"#VALUE!"}},{"$f":"IF(SUM($I1989:CJ1989)-$H1987<=0,0,SUM($I1989:CJ1989)-$H1987)","v":{"$error":"#VALUE!"}},{"$f":"IF(SUM($I1989:CK1989)-$H1987<=0,0,SUM($I1989:CK1989)-$H1987)","v":{"$error":"#VALUE!"}},{"$f":"IF(SUM($I1989:CL1989)-$H1987<=0,0,SUM($I1989:CL1989)-$H1987)","v":{"$error":"#VALUE!"}},{"$f":"IF(SUM($I1989:CM1989)-$H1987<=0,0,SUM($I1989:CM1989)-$H1987)","v":{"$error":"#VALUE!"}},{"$f":"IF(SUM($I1989:CN1989)-$H1987<=0,0,SUM($I1989:CN1989)-$H1987)","v":{"$error":"#VALUE!"}},{"$f":"IF(SUM($I1989:CO1989)-$H1987<=0,0,SUM($I1989:CO1989)-$H1987)","v":{"$error":"#VALUE!"}},{"$f":"IF(SUM($I1989:CP1989)-$H1987<=0,0,SUM($I1989:CP1989)-$H1987)","v":{"$error":"#VALUE!"}},{"$f":"IF(SUM($I1989:CQ1989)-$H1987<=0,0,SUM($I1989:CQ1989)-$H1987)","v":{"$error":"#VALUE!"}},{"$f":"IF(SUM($I1989:CR1989)-$H1987<=0,0,SUM($I1989:CR1989)-$H1987)","v":{"$error":"#VALUE!"}},{"$f":"IF(SUM($I1989:CS1989)-$H1987<=0,0,SUM($I1989:CS1989)-$H1987)","v":{"$error":"#VALUE!"}},{"$f":"IF(SUM($I1989:CT1989)-$H1987<=0,0,SUM($I1989:CT1989)-$H1987)","v":{"$error":"#VALUE!"}},{"$f":"IF(SUM($I1989:CU1989)-$H1987<=0,0,SUM($I1989:CU1989)-$H1987)","v":{"$error":"#VALUE!"}},{"$f":"IF(SUM($I1989:CV1989)-$H1987<=0,0,SUM($I1989:CV1989)-$H1987)","v":{"$error":"#VALUE!"}},{"$f":"IF(SUM($I1989:CW1989)-$H1987<=0,0,SUM($I1989:CW1989)-$H1987)","v":{"$error":"#VALUE!"}},{"$f":"IF(SUM($I1989:CX1989)-$H1987<=0,0,SUM($I1989:CX1989)-$H1987)","v":{"$error":"#VALUE!"}},{"$f":"IF(SUM($I1989:CY1989)-$H1987<=0,0,SUM($I1989:CY1989)-$H1987)","v":{"$error":"#VALUE!"}},{"$f":"IF(SUM($I1989:CZ1989)-$H1987<=0,0,SUM($I1989:CZ1989)-$H1987)","v":{"$error":"#VALUE!"}},"NA"]
[{"$f":"CONCATENATE(H1879,C1991)","v":"CSO 01513d."},null,"13d.","Combined sewage after GI saturation and CSO control (MG). Excess after Line 13c exceeds Line 13a.",null,null,{"$f":"C1991","v":"13d."},null,{"$f":"I1990-H1990","v":{"$error":"#VALUE!"}},{"$f":"J1990-I1990","v":{"$error":"#VALUE!"}},{"$f":"K1990-J1990","v":{"$error":"#VALUE!"}},{"$f":"L1990-K1990","v":{"$error":"#VALUE!"}},{"$f":"M1990-L1990","v":{"$error":"#VALUE!"}},{"$f":"N1990-M1990","v":{"$error":"#VALUE!"}},{"$f":"O1990-N1990","v":{"$error":"#VALUE!"}},{"$f":"P1990-O1990","v":{"$error":"#VALUE!"}},{"$f":"Q1990-P1990","v":{"$error":"#VALUE!"}},{"$f":"R1990-Q1990","v":{"$error":"#VALUE!"}},{"$f":"S1990-R1990","v":{"$error":"#VALUE!"}},{"$f":"T1990-S1990","v":{"$error":"#VALUE!"}},{"$f":"U1990-T1990","v":{"$error":"#VALUE!"}},{"$f":"V1990-U1990","v":{"$error":"#VALUE!"}},{"$f":"W1990-V1990","v":{"$error":"#VALUE!"}},{"$f":"X1990-W1990","v":{"$error":"#VALUE!"}},{"$f":"Y1990-X1990","v":{"$error":"#VALUE!"}},{"$f":"Z1990-Y1990","v":{"$error":"#VALUE!"}},{"$f":"AA1990-Z1990","v":{"$error":"#VALUE!"}},{"$f":"AB1990-AA1990","v":{"$error":"#VALUE!"}},{"$f":"AC1990-AB1990","v":{"$error":"#VALUE!"}},{"$f":"AD1990-AC1990","v":{"$error":"#VALUE!"}},{"$f":"AE1990-AD1990","v":{"$error":"#VALUE!"}},{"$f":"AF1990-AE1990","v":{"$error":"#VALUE!"}},{"$f":"AG1990-AF1990","v":{"$error":"#VALUE!"}},{"$f":"AH1990-AG1990","v":{"$error":"#VALUE!"}},{"$f":"AI1990-AH1990","v":{"$error":"#VALUE!"}},{"$f":"AJ1990-AI1990","v":{"$error":"#VALUE!"}},{"$f":"AK1990-AJ1990","v":{"$error":"#VALUE!"}},{"$f":"AL1990-AK1990","v":{"$error":"#VALUE!"}},{"$f":"AM1990-AL1990","v":{"$error":"#VALUE!"}},{"$f":"AN1990-AM1990","v":{"$error":"#VALUE!"}},{"$f":"AO1990-AN1990","v":{"$error":"#VALUE!"}},{"$f":"AP1990-AO1990","v":{"$error":"#VALUE!"}},{"$f":"AQ1990-AP1990","v":{"$error":"#VALUE!"}},{"$f":"AR1990-AQ1990","v":{"$error":"#VALUE!"}},{"$f":"AS1990-AR1990","v":{"$error":"#VALUE!"}},{"$f":"AT1990-AS1990","v":{"$error":"#VALUE!"}},{"$f":"AU1990-AT1990","v":{"$error":"#VALUE!"}},{"$f":"AV1990-AU1990","v":{"$error":"#VALUE!"}},{"$f":"AW1990-AV1990","v":{"$error":"#VALUE!"}},{"$f":"AX1990-AW1990","v":{"$error":"#VALUE!"}},{"$f":"AY1990-AX1990","v":{"$error":"#VALUE!"}},{"$f":"AZ1990-AY1990","v":{"$error":"#VALUE!"}},{"$f":"BA1990-AZ1990","v":{"$error":"#VALUE!"}},{"$f":"BB1990-BA1990","v":{"$error":"#VALUE!"}},{"$f":"BC1990-BB1990","v":{"$error":"#VALUE!"}},{"$f":"BD1990-BC1990","v":{"$error":"#VALUE!"}},{"$f":"BE1990-BD1990","v":{"$error":"#VALUE!"}},{"$f":"BF1990-BE1990","v":{"$error":"#VALUE!"}},{"$f":"BG1990-BF1990","v":{"$error":"#VALUE!"}},{"$f":"BH1990-BG1990","v":{"$error":"#VALUE!"}},{"$f":"BI1990-BH1990","v":{"$error":"#VALUE!"}},{"$f":"BJ1990-BI1990","v":{"$error":"#VALUE!"}},{"$f":"BK1990-BJ1990","v":{"$error":"#VALUE!"}},{"$f":"BL1990-BK1990","v":{"$error":"#VALUE!"}},{"$f":"BM1990-BL1990","v":{"$error":"#VALUE!"}},{"$f":"BN1990-BM1990","v":{"$error":"#VALUE!"}},{"$f":"BO1990-BN1990","v":{"$error":"#VALUE!"}},{"$f":"BP1990-BO1990","v":{"$error":"#VALUE!"}},{"$f":"BQ1990-BP1990","v":{"$error":"#VALUE!"}},{"$f":"BR1990-BQ1990","v":{"$error":"#VALUE!"}},{"$f":"BS1990-BR1990","v":{"$error":"#VALUE!"}},{"$f":"BT1990-BS1990","v":{"$error":"#VALUE!"}},{"$f":"BU1990-BT1990","v":{"$error":"#VALUE!"}},{"$f":"BV1990-BU1990","v":{"$error":"#VALUE!"}},{"$f":"BW1990-BV1990","v":{"$error":"#VALUE!"}},{"$f":"BX1990-BW1990","v":{"$error":"#VALUE!"}},{"$f":"BY1990-BX1990","v":{"$error":"#VALUE!"}},{"$f":"BZ1990-BY1990","v":{"$error":"#VALUE!"}},{"$f":"CA1990-BZ1990","v":{"$error":"#VALUE!"}},{"$f":"CB1990-CA1990","v":{"$error":"#VALUE!"}},{"$f":"CC1990-CB1990","v":{"$error":"#VALUE!"}},{"$f":"CD1990-CC1990","v":{"$error":"#VALUE!"}},{"$f":"CE1990-CD1990","v":{"$error":"#VALUE!"}},{"$f":"CF1990-CE1990","v":{"$error":"#VALUE!"}},{"$f":"CG1990-CF1990","v":{"$error":"#VALUE!"}},{"$f":"CH1990-CG1990","v":{"$error":"#VALUE!"}},{"$f":"CI1990-CH1990","v":{"$error":"#VALUE!"}},{"$f":"CJ1990-CI1990","v":{"$error":"#VALUE!"}},{"$f":"CK1990-CJ1990","v":{"$error":"#VALUE!"}},{"$f":"CL1990-CK1990","v":{"$error":"#VALUE!"}},{"$f":"CM1990-CL1990","v":{"$error":"#VALUE!"}},{"$f":"CN1990-CM1990","v":{"$error":"#VALUE!"}},{"$f":"CO1990-CN1990","v":{"$error":"#VALUE!"}},{"$f":"CP1990-CO1990","v":{"$error":"#VALUE!"}},{"$f":"CQ1990-CP1990","v":{"$error":"#VALUE!"}},{"$f":"CR1990-CQ1990","v":{"$error":"#VALUE!"}},{"$f":"CS1990-CR1990","v":{"$error":"#VALUE!"}},{"$f":"CT1990-CS1990","v":{"$error":"#VALUE!"}},{"$f":"CU1990-CT1990","v":{"$error":"#VALUE!"}},{"$f":"CV1990-CU1990","v":{"$error":"#VALUE!"}},{"$f":"CW1990-CV1990","v":{"$error":"#VALUE!"}},{"$f":"CX1990-CW1990","v":{"$error":"#VALUE!"}},{"$f":"CY1990-CX1990","v":{"$error":"#VALUE!"}},{"$f":"CZ1990-CY1990","v":{"$error":"#VALUE!"}},{"$f":"SUM(I1991:CZ1991)","v":{"$error":"#VALUE!"}}]
[{"$f":"CONCATENATE(H1879,C1995)","v":"CSO 01514d."},null,"14d.","Treated CSO volume (MG). Populate with Line 14b values that are less than or equal to Line 14c divided by 24.",null,null,"14d.",null,{"$f":"IF(I1993=0,0,IF(I1993<=$H1994/(4*24),I1993,$H1994/(4*24)))","v":{"$error":"#VALUE!"}},{"$f":"IF(J1993=0,0,IF(J1993<=$H1994/(4*24),J1993,$H1994/(4*24)))","v":{"$error":"#VALUE!"}},{"$error":"#VALUE!"},{"$error":"#VALUE!"},{"$error":"#VALUE!"},{"$error":"#VALUE!"},{"$error":"#VALUE!"},{"$error":"#VALUE!"},{"$error":"#VALUE!"},{"$error":"#VALUE!"},{"$error":"#VALUE!"},{"$error":"#VALUE!"},{"$error":"#VALUE!"},{"$error":"#VALUE!"},{"$error":"#VALUE!"},{"$error":"#VALUE!"},{"$error":"#VALUE!"},{"$error":"#VALUE!"},{"$error":"#VALUE!"},{"$error":"#VALUE!"},{"$error":"#VALUE!"},{"$error":"#VALUE!"},{"$error":"#VALUE!"},{"$error":"#VALUE!"},{"$error":"#VALUE!"},{"$error":"#VALUE!"},{"$error":"#VALUE!"},{"$error":"#VALUE!"},{"$error":"#VALUE!"},{"$error":"#VALUE!"},{"$error":"#VALUE!"},{"$error":"#VALUE!"},{"$error":"#VALUE!"},{"$error":"#VALUE!"},{"$error":"#VALUE!"},{"$error":"#VALUE!"},{"$error":"#VALUE!"},{"$error":"#VALUE!"},{"$error":"#VALUE!"},{"$error":"#VALUE!"},{"$error":"#VALUE!"},{"$error":"#VALUE!"},{"$error":"#VALUE!"},{"$error":"#VALUE!"},{"$error":"#VALUE!"},{"$error":"#VALUE!"},{"$error":"#VALUE!"},{"$error":"#VALUE!"},{"$error":"#VALUE!"},{"$error":"#VALUE!"},{"$error":"#VALUE!"},{"$error":"#VALUE!"},{"$error":"#VALUE!"},{"$error":"#VALUE!"},{"$error":"#VALUE!"},{"$error":"#VALUE!"},{"$error":"#VALUE!"},{"$error":"#VALUE!"},{"$error":"#VALUE!"},{"$error":"#VALUE!"},{"$error":"#VALUE!"},{"$error":"#VALUE!"},{"$error":"#VALUE!"},{"$error":"#VALUE!"},{"$error":"#VALUE!"},{"$f":"IF(BV1993=0,0,IF(BV1993<=$H1994/(4*24),BV1993,$H1994/(4*24)))","v":{"$error":"#VALUE!"}},{"$error":"#VALUE!"},{"$error":"#VALUE!"},{"$error":"#VALUE!"},{"$error":"#VALUE!"},{"$error":"#VALUE!"},{"$error":"#VALUE!"},{"$error":"#VALUE!"},{"$error":"#VALUE!"},{"$error":"#VALUE!"},{"$error":"#VALUE!"},{"$error":"#VALUE!"},{"$error":"#VALUE!"},{"$error":"#VALUE!"},{"$error":"#VALUE!"},{"$error":"#VALUE!"},{"$error":"#VALUE!"},{"$error":"#VALUE!"},{"$error":"#VALUE!"},{"$error":"#VALUE!"},{"$error":"#VALUE!"},{"$error":"#VALUE!"},{"$error":"#VALUE!"},{"$error":"#VALUE!"},{"$error":"#VALUE!"},{"$error":"#VALUE!"},{"$error":"#VALUE!"},{"$error":"#VALUE!"},{"$error":"#VALUE!"},{"$error":"#VALUE!"},{"$error":"#VALUE!"},{"$f":"SUM(I1995:CZ1995)","v":{"$error":"#VALUE!"}}]
[{"$f":"CONCATENATE(H1879,C1996)","v":"CSO 01514e."},null,"14e.","Untreated CSO volume (MG). Difference between hourly values for Line 14b and line 14d.",null,null,"14e.",null,{"$f":"I1993-I1995","v":{"$error":"#VALUE!"}},{"$f":"J1993-J1995","v":{"$error":"#VALUE!"}},{"$error":"#VALUE!"},{"$error":"#VALUE!"},{"$error":"#VALUE!"},{"$error":"#VALUE!"},{"$error":"#VALUE!"},{"$error":"#VALUE!"},{"$error":"#VALUE!"},{"$error":"#VALUE!"},{"$error":"#VALUE!"},{"$error":"#VALUE!"},{"$error":"#VALUE!"},{"$error":"#VALUE!"},{"$error":"#VALUE!"},{"$error":"#VALUE!"},{"$error":"#VALUE!"},{"$error":"#VALUE!"},{"$error":"#VALUE!"},{"$error":"#VALUE!"},{"$error":"#VALUE!"},{"$error":"#VALUE!"},{"$error":"#VALUE!"},{"$error":"#VALUE!"},{"$error":"#VALUE!"},{"$error":"#VALUE!"},{"$error":"#VALUE!"},{"$error":"#VALUE!"},{"$error":"#VALUE!"},{"$error":"#VALUE!"},{"$error":"#VALUE!"},{"$error":"#VALUE!"},{"$error":"#VALUE!"},{"$error":"#VALUE!"},{"$error":"#VALUE!"},{"$error":"#VALUE!"},{"$error":"#VALUE!"},{"$error":"#VALUE!"},{"$error":"#VALUE!"},{"$error":"#VALUE!"},{"$error":"#VALUE!"},{"$error":"#VALUE!"},{"$error":"#VALUE!"},{"$error":"#VALUE!"},{"$error":"#VALUE!"},{"$error":"#VALUE!"},{"$error":"#VALUE!"},{"$error":"#VALUE!"},{"$error":"#VALUE!"},{"$error":"#VALUE!"},{"$error":"#VALUE!"},{"$error":"#VALUE!"},{"$error":"#VALUE!"},{"$error":"#VALUE!"},{"$error":"#VALUE!"},{"$error":"#VALUE!"},{"$error":"#VALUE!"},{"$error":"#VALUE!"},{"$error":"#VALUE!"},{"$error":"#VALUE!"},{"$error":"#VALUE!"},{"$error":"#VALUE!"},{"$error":"#VALUE!"},{"$error":"#VALUE!"},{"$error":"#VALUE!"},{"$f":"BV1993-BV1995","v":{"$error":"#VALUE!"}},{"$error":"#VALUE!"},{"$error":"#VALUE!"},{"$error":"#VALUE!"},{"$error":"#VALUE!"},{"$error":"#VALUE!"},{"$error":"#VALUE!"},{"$error":"#VALUE!"},{"$error":"#VALUE!"},{"$error":"#VALUE!"},{"$error":"#VALUE!"},{"$error":"#VALUE!"},{"$error":"#VALUE!"},{"$error":"#VALUE!"},{"$error":"#VALUE!"},{"$error":"#VALUE!"},{"$error":"#VALUE!"},{"$error":"#VALUE!"},{"$error":"#VALUE!"},{"$error":"#VALUE!"},{"$error":"#VALUE!"},{"$error":"#VALUE!"},{"$error":"#VALUE!"},{"$error":"#VALUE!"},{"$error":"#VALUE!"},{"$error":"#VALUE!"},{"$error":"#VALUE!"},{"$error":"#VALUE!"},{"$error":"#VALUE!"},{"$error":"#VALUE!"},{"$error":"#VALUE!"},{"$f":"SUM(I1996:CZ1996)","v":{"$error":"#VALUE!"}}]
[]
[{"$nulls":7},{"$f":"A18","v":"CSO 016"}]
[{"$nulls":6},"Initial Abstraction (in):",{"$f":"HLOOKUP(H2000,'3 - Tc & RAINFALL'!$E$9:$AS$17,9,FALSE)","v":{"v":0.1,"d":"0.10"}}]
[{"$nulls":4},"hour","P (in)","P_cum (in)","P_mod (in)",1,1.25,{"v":1.5,"d":"1.50"},1.75,{"v":2,"d":"2.00"},2.25,{"v":2.5,"d":"2.50"},2.75,{"v":3,"d":"3.00"},3.25,{"v":3.5,"d":"3.50"},3.75,{"v":4,"d":"4.00"},4.25,{"v":4.5,"d":"4.50"},4.75,{"v":5,"d":"5.00"},5.25,{"v":5.5,"d":"5.50"},5.75,{"v":6,"d":"6.00"},6.25,{"v":6.5,"d":"6.50"},6.75,{"v":7,"d":"7.00"},7.25,{"v":7.5,"d":"7.50"},7.75,{"v":8,"d":"8.00"},8.25,{"v":8.5,"d":"8.50"},8.75,{"v":9,"d":"9.00"},9.25,{"v":9.5,"d":"9.50"},9.75,{"v":10,"d":"10.00"},10.25,{"v":10.5,"d":"10.50"},10.75,{"v":11,"d":"11.00"},11.25,{"v":11.5,"d":"11.50"},11.75,{"v":12,"d":"12.00"},12.25,{"v":12.5,"d":"12.50"},12.75,{"v":13,"d":"13.00"},13.25,{"v":13.5,"d":"13.50"},13.75,{"v":14,"d":"14.00"},14.25,{"v":14.5,"d":"14.50"},14.75,{"v":15,"d":"15.00"},15.25,{"v":15.5,"d":"15.50"},15.75,{"v":16,"d":"16.00"},16.25,{"v":16.5,"d":"16.50"},16.75,{"v":17,"d":"17.00"},17.25,{"v":17.5,"d":"17.50"},17.75,{"v":18,"d":"18.00"},18.25,{"v":18.5,"d":"18.50"},18.75,{"v":19,"d":"19.00"},19.25,{"v":19.5,"d":"19.50"},19.75,{"v":20,"d":"20.00"},20.25,{"v":20.5,"d":"20.50"},20.75,{"v":21,"d":"21.00"},21.25,{"v":21.5,"d":"21.50"},21.75,{"v":22,"d":"22.00"},22.25,{"v":22.5,"d":"22.50"},22.75,{"v":23,"d":"23.00"},23.25,{"v":23.5,"d":"23.50"},23.75,{"v":24,"d":"24.00"},24.25,{"v":24.5,"d":"24.50"},24.75]
[{"$nulls":4},{"v":1.5,"d":"1.50"},{"$f":"$DF$5","v":{"v":0,"d":"0.000"}},{"$f":"IF(SUM(F2006:F2008)-H2004<=0,0,SUM(F2006:F2008)-H2004)","v":{"v":0,"d":"0.00"}},{"$f":"G2008-G2007","v":{"v":0,"d":"0.000"}},null,null,{"$f":"IF(H2003<=K2005-E2008,0,H2008*H2001*H2002*J2001/(H2003*4))","v":{"$error":"#VALUE!"}},{"$f":"IF(H2003<=L2005-E2008,0,H2008*H2001*H2002*J2001/(H2003*4))","v":{"$error":"#VALUE!"}},{"$f":"IF(H2003<=M2005-E2008,0,H2008*H2001*H2002*J2001/(H2003*4))","v":{"$error":"#VALUE!"}},{"$f":"IF(H2003<=N2005-E2008,0,H2008*H2001*H2002*J2001/(H2003*4))","v":{"$error":"#VALUE!"}},{"$f":"IF(H2003<=O2005-E2008,0,H2008*H2001*H2002*J2001/(H2003*4))","v":{"$error":"#VALUE!"}},{"$f":"IF(H2003<=P2005-E2008,0,H2008*H2001*H2002*J2001/(H2003*4))","v":{"$error":"#VALUE!"}},{"$f":"IF(H2003<=Q2005-E2008,0,H2008*H2001*H2002*J2001/(H2003*4))","v":{"$error":"#VALUE!"}},{"$f":"IF(H2003<=R2005-E2008,0,H2008*H2001*H2002*J2001/(H2003*4))","v":{"$error":"#VALUE!"}},{"$f":"IF(H2003<=S2005-E2008,0,H2008*H2001*H2002*J2001/(H2003*4))","v":{"$error":"#VALUE!"}},{"$f":"IF(H2003<=T2005-E2008,0,H2008*H2001*H2002*J2001/(H2003*4))","v":{"$error":"#VALUE!"}},{"$f":"IF(H2003<=U2005-E2008,0,H2008*H2001*H2002*J2001/(H2003*4))","v":{"$error":"#VALUE!"}},{"$f":"IF(H2003<=V2005-E2008,0,H2008*H2001*H2002*J2001/(H2003*4))","v":{"$error":"#VALUE!"}},{"$f":"IF(H2003<=W2005-E2008,0,H2008*H2001*H2002*J2001/(H2003*4))","v":{"$error":"#VALUE!"}}]
[{"$nulls":4},{"v":2,"d":"2.00"},{"$f":"$DF$7","v":{"v":0,"d":"0.000"}},{"$f":"IF(SUM(F2006:F2010)-H2004<=0,0,SUM(F2006:F2010)-H2004)","v":{"v":0,"d":"0.00"}},{"v":0,"d":"0.000"},{"$nulls":4},{"$f":"IF(H2003<=M2005-E2010,0,H2010*H2001*H2002*J2001/(H2003*4))","v":{"$error":"#VALUE!"}},{"$f":"IF(H2003<=N2005-E2010,0,H2010*H2001*H2002*J2001/(H2003*4))","v":{"$error":"#VALUE!"}},{"$f":"IF(H2003<=O2005-E2010,0,H2010*H2001*H2002*J2001/(H2003*4))","v":{"$error":"#VALUE!"}},{"$f":"IF(H2003<=P2005-E2010,0,H2010*H2001*H2002*J2001/(H2003*4))","v":{"$error":"#VALUE!"}},{"$f":"IF(H2003<=Q2005-E2010,0,H2010*H2001*H2002*J2001/(H2003*4))","v":{"$error":"#VALUE!"}},{"$f":"IF(H2003<=R2005-E2010,0,H2010*H2001*H2002*J2001/(H2003*4))","v":{"$error":"#VALUE!"}},{"$f":"IF(H2003<=S2005-E2010,0,H2010*H2001*H2002*J2001/(H2003*4))","v":{"$error":"#VALUE!"}},{"$f":"IF(H2003<=T2005-E2010,0,H2010*H2001*H2002*J2001/(H2003*4))","v":{"$error":"#VALUE!"}},{"$f":"IF(H2003<=U2005-E2010,0,H2010*H2001*H2002*J2001/(H2003*4))","v":{"$error":"#VALUE!"}},{"$f":"IF(H2003<=V2005-E2010,0,H2010*H2001*H2002*J2001/(H2003*4))","v":{"$error":"#VALUE!"}},{"$f":"IF(H2003<=W2005-E2010,0,H2010*H2001*H2002*J2001/(H2003*4))","v":{"$error":"#VALUE!"}},{"$f":"IF(H2003<=X2005-E2010,0,H2010*H2001*H2002*J2001/(H2003*4))","v":{"$error":"#VALUE!"}},{"$f":"IF(H2003<=Y2005-E2010,0,H2010*H2001*H2002*J2001/(H2003*4))","v":{"$error":"#VALUE!"}}]
[{"$nulls":4},2.75,{"$f":"$DF$10","v":{"v":0,"d":"0.000"}},{"$f":"IF(SUM(F2006:F2013)-H2004<=0,0,SUM(F2006:F2013)-H2004)","v":{"v":0,"d":"0.00"}},{"v":0,"d":"0.000"},{"$nulls":7},{"$f":"IF(H2003<=P2005-E2013,0,H2013*H2001*H2002*J2001/(H2003*4))","v":{"$error":"#VALUE!"}},{"$f":"IF(H2003<=Q2005-E2013,0,H2013*H2001*H2002*J2001/(H2003*4))","v":{"$error":"#VALUE!"}},{"$f":"IF(H2003<=R2005-E2013,0,H2013*H2001*H2002*J2001/(H2003*4))","v":{"$error":"#VALUE!"}},{"$f":"IF(H2003<=S2005-E2013,0,H2013*H2001*H2002*J2001/(H2003*4))","v":{"$error":"#VALUE!"}},{"$f":"IF(H2003<=T2005-E2013,0,H2013*H2001*H2002*J2001/(H2003*4))","v":{"$error":"#VALUE!"}},{"$f":"IF(H2003<=U2005-E2013,0,H2013*H2001*H2002*J2001/(H2003*4))","v":{"$error":"#VALUE!"}},{"$f":"IF(H2003<=V2005-E2013,0,H2013*H2001*H2002*J2001/(H2003*4))","v":{"$error":"#VALUE!"}},{"$f":"IF(H2003<=W2005-E2013,0,H2013*H2001*H2002*J2001/(H2003*4))","v":{"$error":"#VALUE!"}},{"$f":"IF(H2003<=X2005-E2013,0,H2013*H2001*H2002*J2001/(H2003*4))","v":{"$error":"#VALUE!"}},{"$f":"IF(H2003<=Y2005-E2013,0,H2013*H2001*H2002*J2001/(H2003*4))","v":{"$error":"#VALUE!"}},{"$f":"IF(H2003<=Z2005-E2013,0,H2013*H2001*H2002*J2001/(H2003*4))","v":{"$error":"#VALUE!"}},{"$f":"IF(H2003<=AA2005-E2013,0,H2013*H2001*H2002*J2001/(H2003*4))","v":{"$error":"#VALUE!"}},{"$f":"IF(H2003<=AB2005-E2013,0,H2013*H2001*H2002*J2001/(H2003*4))","v":{"$error":"#VALUE!"}}]
[{"$nulls":4},{"v":3.5,"d":"3.50"},{"$f":"$DF$13","v":{"v":0,"d":"0.000"}},{"$f":"IF(SUM(F2006:F2016)-H2004<=0,0,SUM(F2006:F2016)-H2004)","v":{"v":0,"d":"0.00"}},{"v":0,"d":"0.000"},{"$nulls":10},{"$f":"IF(H2003<=S2005-E2016,0,H2016*H2001*H2002*J2001/(H2003*4))","v":{"$error":"#VALUE!"}},{"$f":"IF(H2003<=T2005-E2016,0,H2016*H2001*H2002*J2001/(H2003*4))","v":{"$error":"#VALUE!"}},{"$f":"IF(H2003<=U2005-E2016,0,H2016*H2001*H2002*J2001/(H2003*4))","v":{"$error":"#VALUE!"}},{"$f":"IF(H2003<=V2005-E2016,0,H2016*H2001*H2002*J2001/(H2003*4))","v":{"$error":"#VALUE!"}},{"$f":"IF(H2003<=W2005-E2016,0,H2016*H2001*H2002*J2001/(H2003*4))","v":{"$error":"#VALUE!"}},{"$f":"IF(H2003<=X2005-E2016,0,H2016*H2001*H2002*J2001/(H2003*4))","v":{"$error":"#VALUE!"}},{"$f":"IF(H2003<=Y2005-E2016,0,H2016*H2001*H2002*J2001/(H2003*4))","v":{"$error":"#VALUE!"}},{"$f":"IF(H2003<=Z2005-E2016,0,H2016*H2001*H2002*J2001/(H2003*4))","v":{"$error":"#VALUE!"}},{"$f":"IF(H2003<=AA2005-E2016,0,H2016*H2001*H2002*J2001/(H2003*4))","v":{"$error":"#VALUE!"}},{"$f":"IF(H2003<=AB2005-E2016,0,H2016*H2001*H2002*J2001/(H2003*4))","v":{"$error":"#VALUE!"}},{"$f":"IF(H2003<=AC2005-E2016,0,H2016*H2001*H2002*J2001/(H2003*4))","v":{"$error":"#VALUE!"}},{"$f":"IF(H2003<=AD2005-E2016,0,H2016*H2001*H2002*J2001/(H2003*4))","v":{"$error":"#VALUE!"}},{"$f":"IF(H2003<=AE2005-E2016,0,H2016*H2001*H2002*J2001/(H2003*4))","v":{"$error":"#VALUE!"}}]
[{"$nulls":4},{"v":4,"d":"4.00"},{"$f":"$DF$15","v":{"v":0,"d":"0.000"}},{"$f":"IF(SUM(F2006:F2018)-H2004<=0,0,SUM(F2006:F2018)-H2004)","v":{"v":0,"d":"0.00"}},{"v":0,"d":"0.000"},{"$nulls":12},{"$f":"IF(H2003<=U2005-E2018,0,H2018*H2001*H2002*J2001/(H2003*4))","v":{"$error":"#VALUE!"}},{"$f":"IF(H2003<=V2005-E2018,0,H2018*H2001*H2002*J2001/(H2003*4))","v":{"$error":"#VALUE!"}},{"$f":"IF(H2003<=W2005-E2018,0,H2018*H2001*H2002*J2001/(H2003*4))","v":{"$error":"#VALUE!"}},{"$f":"IF(H2003<=X2005-E2018,0,H2018*H2001*H2002*J2001/(H2003*4))","v":{"$error":"#VALUE!"}},{"$f":"IF(H2003<=Y2005-E2018,0,H2018*H2001*H2002*J2001/(H2003*4))","v":{"$error":"#VALUE!"}},{"$f":"IF(H2003<=Z2005-E2018,0,H2018*H2001*H2002*J2001/(H2003*4))","v":{"$error":"#VALUE!"}},{"$f":"IF(H2003<=AA2005-E2018,0,H2018*H2001*H2002*J2001/(H2003*4))","v":{"$error":"#VALUE!"}},{"$f":"IF(H2003<=AB2005-E2018,0,H2018*H2001*H2002*J2001/(H2003*4))","v":{"$error":"#VALUE!"}},{"$f":"IF(H2003<=AC2005-E2018,0,H2018*H2001*H2002*J2001/(H2003*4))","v":{"$error":"#VALUE!"}},{"$f":"IF(H2003<=AD2005-E2018,0,H2018*H2001*H2002*J2001/(H2003*4))","v":{"$error":"#VALUE!"}},{"$f":"IF(H2003<=AE2005-E2018,0,H2018*H2001*H2002*J2001/(H2003*4))","v":{"$error":"#VALUE!"}},{"$f":"IF(H2003<=AF2005-E2018,0,H2018*H2001*H2002*J2001/(H2003*4))","v":{"$error":"#VALUE!"}},{"$f":"IF(H2003<=AG2005-E2018,0,H2018*H2001*H2002*J2001/(H2003*4))","v":{"$error":"#VALUE!"}}]
[{"$nulls":4},4.25,{"$f":"$DF$16","v":{"v":0,"d":"0.000"}},{"$f":"IF(SUM(F2006:F2019)-H2004<=0,0,SUM(F2006:F2019)-H2004)","v":{"v":0,"d":"0.00"}},{"v":0,"d":"0.000"},{"$nulls":13},{"$f":"IF(H2003<=V2005-E2019,0,H2019*H2001*H2002*J2001/(H2003*4))","v":{"$error":"#VALUE!"}},{"$f":"IF(H2003<=W2005-E2019,0,H2019*H2001*H2002*J2001/(H2003*4))","v":{"$error":"#VALUE!"}},{"$f":"IF(H2003<=X2005-E2019,0,H2019*H2001*H2002*J2001/(H2003*4))","v":{"$error":"#VALUE!"}},{"$f":"IF(H2003<=Y2005-E2019,0,H2019*H2001*H2002*J2001/(H2003*4))","v":{"$error":"#VALUE!"}},{"$f":"IF(H2003<=Z2005-E2019,0,H2019*H2001*H2002*J2001/(H2003*4))","v":{"$error":"#VALUE!"}},{"$f":"IF(H2003<=AA2005-E2019,0,H2019*H2001*H2002*J2001/(H2003*4))","v":{"$error":"#VALUE!"}},{"$f":"IF(H2003<=AB2005-E2019,0,H2019*H2001*H2002*J2001/(H2003*4))","v":{"$error":"#VALUE!"}},{"$f":"IF(H2003<=AC2005-E2019,0,H2019*H2001*H2002*J2001/(H2003*4))","v":{"$error":"#VALUE!"}},{"$f":"IF(H2003<=AD2005-E2019,0,H2019*H2001*H2002*J2001/(H2003*4))","v":{"$error":"#VALUE!"}},{"$f":"IF(H2003<=AE2005-E2019,0,H2019*H2001*H2002*J2001/(H2003*4))","v":{"$error":"#VALUE!"}},{"$f":"IF(H2003<=AF2005-E2019,0,H2019*H2001*H2002*J2001/(H2003*4))","v":{"$error":"#VALUE!"}},{"$f":"IF(H2003<=AG2005-E2019,0,H2019*H2001*H2002*J2001/(H2003*4))","v":{"$error":"#VALUE!"}},{"$f":"IF(H2003<=AH2005-E2019,0,H2019*H2001*H2002*J2001/(H2003*4))","v":{"$error":"#VALUE!"}}]
[{"$nulls":4},{"v":5,"d":"5.00"},{"$f":"$DF$19","v":{"v":0,"d":"0.000"}},{"$f":"IF(SUM(F2006:F2022)-H2004<=0,0,SUM(F2006:F2022)-H2004)","v":{"v":0,"d":"0.00"}},{"v":0,"d":"0.000"},{"$nulls":16},{"$f":"IF(H2003<=Y2005-E2022,0,H2022*H2001*H2002*J2001/(H2003*4))","v":{"$error":"#VALUE!"}},{"$f":"IF(H2003<=Z2005-E2022,0,H2022*H2001*H2002*J2001/(H2003*4))","v":{"$error":"#VALUE!"}},{"$f":"IF(H2003<=AA2005-E2022,0,H2022*H2001*H2002*J2001/(H2003*4))","v":{"$error":"#VALUE!"}},{"$f":"IF(H2003<=AB2005-E2022,0,H2022*H2001*H2002*J2001/(H2003*4))","v":{"$error":"#VALUE!"}},{"$f":"IF(H2003<=AC2005-E2022,0,H2022*H2001*H2002*J2001/(H2003*4))","v":{"$error":"#VALUE!"}},{"$f":"IF(H2003<=AD2005-E2022,0,H2022*H2001*H2002*J2001/(H2003*4))","v":{"$error":"#VALUE!"}},{"$f":"IF(H2003<=AE2005-E2022,0,H2022*H2001*H2002*J2001/(H2003*4))","v":{"$error":"#VALUE!"}},{"$f":"IF(H2003<=AF2005-E2022,0,H2022*H2001*H2002*J2001/(H2003*4))","v":{"$error":"#VALUE!"}},{"$f":"IF(H2003<=AG2005-E2022,0,H2022*H2001*H2002*J2001/(H2003*4))","v":{"$error":"#VALUE!"}},{"$f":"IF(H2003<=AH2005-E2022,0,H2022*H2001*H2002*J2001/(H2003*4))","v":{"$error":"#VALUE!"}},{"$f":"IF(H2003<=AI2005-E2022,0,H2022*H2001*H2002*J2001/(H2003*4))","v":{"$error":"#VALUE!"}},{"$f":"IF(H2003<=AJ2005-E2022,0,H2022*H2001*H2002*J2001/(H2003*4))","v":{"$error":"#VALUE!"}},{"$f":"IF(H2003<=AK2005-E2022,0,H2022*H2001*H2002*J2001/(H2003*4))","v":{"$error":"#VALUE!"}}]
[{"$nulls":4},{"v":5.5,"d":"5.50"},{"$f":"$DF$21","v":{"v":0,"d":"0.000"}},{"$f":"IF(SUM(F2006:F2024)-H2004<=0,0,SUM(F2006:F2024)-H2004)","v":{"v":0,"d":"0.00"}},{"v":0,"d":"0.000"},{"$nulls":18},{"$f":"IF(H2003<=AA2005-E2024,0,H2024*H2001*H2002*J2001/(H2003*4))","v":{"$error":"#VALUE!"}},{"$f":"IF(H2003<=AB2005-E2024,0,H2024*H2001*H2002*J2001/(H2003*4))","v":{"$error":"#VALUE!"}},{"$f":"IF(H2003<=AC2005-E2024,0,H2024*H2001*H2002*J2001/(H2003*4))","v":{"$error":"#VALUE!"}},{"$f":"IF(H2003<=AD2005-E2024,0,H2024*H2001*H2002*J2001/(H2003*4))","v":{"$error":"#VALUE!"}},{"$f":"IF(H2003<=AE2005-E2024,0,H2024*H2001*H2002*J2001/(H2003*4))","v":{"$error":"#VALUE!"}},{"$f":"IF(H2003<=AF2005-E2024,0,H2024*H2001*H2002*J2001/(H2003*4))","v":{"$error":"#VALUE!"}},{"$f":"IF(H2003<=AG2005-E2024,0,H2024*H2001*H2002*J2001/(H2003*4))","v":{"$error":"#VALUE!"}},{"$f":"IF(H2003<=AH2005-E2024,0,H2024*H2001*H2002*J2001/(H2003*4))","v":{"$error":"#VALUE!"}},{"$f":"IF(H2003<=AI2005-E2024,0,H2024*H2001*H2002*J2001/(H2003*4))","v":{"$error":"#VALUE!"}},{"$f":"IF(H2003<=AJ2005-E2024,0,H2024*H2001*H2002*J2001/(H2003*4))","v":{"$error":"#VALUE!"}},{"$f":"IF(H2003<=AK2005-E2024,0,H2024*H2001*H2002*J2001/(H2003*4))","v":{"$error":"#VALUE!"}},{"$f":"IF(H2003<=AL2005-E2024,0,H2024*H2001*H2002*J2001/(H2003*4))","v":{"$error":"#VALUE!"}},{"$f":"IF(H2003<=AM2005-E2024,0,H2024*H2001*H2002*J2001/(H2003*4))","v":{"$error":"#VALUE!"}}]
[{"$nulls":4},6.25,{"$f":"$DF$24","v":{"v":0,"d":"0.000"}},{"$f":"IF(SUM(F2006:F2027)-H2004<=0,0,SUM(F2006:F2027)-H2004)","v":{"v":0,"d":"0.00"}},{"v":0,"d":"0.000"},{"$nulls":21},{"$f":"IF(H2003<=AD2005-E2027,0,H2027*H2001*H2002*J2001/(H2003*4))","v":{"$error":"#VALUE!"}},{"$f":"IF(H2003<=AE2005-E2027,0,H2027*H2001*H2002*J2001/(H2003*4))","v":{"$error":"#VALUE!"}},{"$f":"IF(H2003<=AF2005-E2027,0,H2027*H2001*H2002*J2001/(H2003*4))","v":{"$error":"#VALUE!"}},{"$f":"IF(H2003<=AG2005-E2027,0,H2027*H2001*H2002*J2001/(H2003*4))","v":{"$error":"#VALUE!"}},{"$f":"IF(H2003<=AH2005-E2027,0,H2027*H2001*H2002*J2001/(H2003*4))","v":{"$error":"#VALUE!"}},{"$f":"IF(H2003<=AI2005-E2027,0,H2027*H2001*H2002*J2001/(H2003*4))","v":{"$error":"#VALUE!"}},{"$f":"IF(H2003<=AJ2005-E2027,0,H2027*H2001*H2002*J2001/(H2003*4))","v":{"$error":"#VALUE!"}},{"$f":"IF(H2003<=AK2005-E2027,0,H2027*H2001*H2002*J2001/(H2003*4))","v":{"$error":"#VALUE!"}},{"$f":"IF(H2003<=AL2005-E2027,0,H2027*H2001*H2002*J2001/(H2003*4))","v":{"$error":"#VALUE!"}},{"$f":"IF(H2003<=AM2005-E2027,0,H2027*H2001*H2002*J2001/(H2003*4))","v":{"$error":"#VALUE!"}},{"$f":"IF(H2003<=AN2005-E2027,0,H2027*H2001*H2002*J2001/(H2003*4))","v":{"$error":"#VALUE!"}},{"$f":"IF(H2003<=AO2005-E2027,0,H2027*H2001*H2002*J2001/(H2003*4))","v":{"$error":"#VALUE!"}},{"$f":"IF(H2003<=AP2005-E2027,0,H2027*H2001*H2002*J2001/(H2003*4))","v":{"$error":"#VALUE!"}}]
[{"$nulls":4},{"v":7,"d":"7.00"},{"$f":"$DF$27","v":{"v":0,"d":"0.000"}},{"$f":"IF(SUM(F2006:F2030)-H2004<=0,0,SUM(F2006:F2030)-H2004)","v":{"v":0,"d":"0.00"}},{"v":0,"d":"0.000"},{"$nulls":24},{"$f":"IF(H2003<=AG2005-E2030,0,H2030*H2001*H2002*J2001/(H2003*4))","v":{"$error":"#VALUE!"}},{"$f":"IF(H2003<=AH2005-E2030,0,H2030*H2001*H2002*J2001/(H2003*4))","v":{"$error":"#VALUE!"}},{"$f":"IF(H2003<=AI2005-E2030,0,H2030*H2001*H2002*J2001/(H2003*4))","v":{"$error":"#VALUE!"}},{"$f":"IF(H2003<=AJ2005-E2030,0,H2030*H2001*H2002*J2001/(H2003*4))","v":{"$error":"#VALUE!"}},{"$f":"IF(H2003<=AK2005-E2030,0,H2030*H2001*H2002*J2001/(H2003*4))","v":{"$error":"#VALUE!"}},{"$f":"IF(H2003<=AL2005-E2030,0,H2030*H2001*H2002*J2001/(H2003*4))","v":{"$error":"#VALUE!"}},{"$f":"IF(H2003<=AM2005-E2030,0,H2030*H2001*H2002*J2001/(H2003*4))","v":{"$error":"#VALUE!"}},{"$f":"IF(H2003<=AN2005-E2030,0,H2030*H2001*H2002*J2001/(H2003*4))","v":{"$error":"#VALUE!"}},{"$f":"IF(H2003<=AO2005-E2030,0,H2030*H2001*H2002*J2001/(H2003*4))","v":{"$error":"#VALUE!"}},{"$f":"IF(H2003<=AP2005-E2030,0,H2030*H2001*H2002*J2001/(H2003*4))","v":{"$error":"#VALUE!"}},{"$f":"IF(H2003<=AQ2005-E2030,0,H2030*H2001*H2002*J2001/(H2003*4))","v":{"$error":"#VALUE!"}},{"$f":"IF(H2003<=AR2005-E2030,0,H2030*H2001*H2002*J2001/(H2003*4))","v":{"$error":"#VALUE!"}},{"$f":"IF(H2003<=AS2005-E2030,0,H2030*H2001*H2002*J2001/(H2003*4))","v":{"$error":"#VALUE!"}}]
[{"$nulls":4},{"v":7.5,"d":"7.50"},{"$f":"$DF$29","v":{"v":0,"d":"0.000"}},{"$f":"IF(SUM(F2006:F2032)-H2004<=0,0,SUM(F2006:F2032)-H2004)","v":{"v":0,"d":"0.00"}},{"v":0,"d":"0.000"},{"$nulls":26},{"$f":"IF(H2003<=AI2005-E2032,0,H2032*H2001*H2002*J2001/(H2003*4))","v":{"$error":"#VALUE!"}},{"$f":"IF(H2003<=AJ2005-E2032,0,H2032*H2001*H2002*J2001/(H2003*4))","v":{"$error":"#VALUE!"}},{"$f":"IF(H2003<=AK2005-E2032,0,H2032*H2001*H2002*J2001/(H2003*4))","v":{"$error":"#VALUE!"}},{"$f":"IF(H2003<=AL2005-E2032,0,H2032*H2001*H2002*J2001/(H2003*4))","v":{"$error":"#VALUE!"}},{"$f":"IF(H2003<=AM2005-E2032,0,H2032*H2001*H2002*J2001/(H2003*4))","v":{"$error":"#VALUE!"}},{"$f":"IF(H2003<=AN2005-E2032,0,H2032*H2001*H2002*J2001/(H2003*4))","v":{"$error":"#VALUE!"}},{"$f":"IF(H2003<=AO2005-E2032,0,H2032*H2001*H2002*J2001/(H2003*4))","v":{"$error":"#VALUE!"}},{"$f":"IF(H2003<=AP2005-E2032,0,H2032*H2001*H2002*J2001/(H2003*4))","v":{"$error":"#VALUE!"}},{"$f":"IF(H2003<=AQ2005-E2032,0,H2032*H2001*H2002*J2001/(H2003*4))","v":{"$error":"#VALUE!"}},{"$f":"IF(H2003<=AR2005-E2032,0,H2032*H2001*H2002*J2001/(H2003*4))","v":{"$error":"#VALUE!"}},{"$f":"IF(H2003<=AS2005-E2032,0,H2032*H2001*H2002*J2001/(H2003*4))","v":{"$error":"#VALUE!"}},{"$f":"IF(H2003<=AT2005-E2032,0,H2032*H2001*H2002*J2001/(H2003*4))","v":{"$error":"#VALUE!"}},{"$f":"IF(H2003<=AU2005-E2032,0,H2032*H2001*H2002*J2001/(H2003*4))","v":{"$error":"#VALUE!"}}]
[{"$nulls":4},7.75,{"$f":"$DF$30","v":{"v":0,"d":"0.000"}},{"$f":"IF(SUM(F2006:F2033)-H2004<=0,0,SUM(F2006:F2033)-H2004)","v":{"v":0,"d":"0.00"}},{"v":0,"d":"0.000"},{"$nulls":27},{"$f":"IF(H2003<=AJ2005-E2033,0,H2033*H2001*H2002*J2001/(H2003*4))","v":{"$error":"#VALUE!"}},{"$f":"IF(H2003<=AK2005-E2033,0,H2033*H2001*H2002*J2001/(H2003*4))","v":{"$error":"#VALUE!"}},{"$f":"IF(H2003<=AL2005-E2033,0,H2033*H2001*H2002*J2001/(H2003*4))","v":{"$error":"#VALUE!"}},{"$f":"IF(H2003<=AM2005-E2033,0,H2033*H2001*H2002*J2001/(H2003*4))","v":{"$error":"#VALUE!"}},{"$f":"IF(H2003<=AN2005-E2033,0,H2033*H2001*H2002*J2001/(H2003*4))","v":{"$error":"#VALUE!"}},{"$f":"IF(H2003<=AO2005-E2033,0,H2033*H2001*H2002*J2001/(H2003*4))","v":{"$error":"#VALUE!"}},{"$f":"IF(H2003<=AP2005-E2033,0,H2033*H2001*H2002*J2001/(H2003*4))","v":{"$error":"#VALUE!"}},{"$f":"IF(H2003<=AQ2005-E2033,0,H2033*H2001*H2002*J2001/(H2003*4))","v":{"$error":"#VALUE!"}},{"$f":"IF(H2003<=AR2005-E2033,0,H2033*H2001*H2002*J2001/(H2003*4))","v":{"$error":"#VALUE!"}},{"$f":"IF(H2003<=AS2005-E2033,0,H2033*H2001*H2002*J2001/(H2003*4))","v":{"$error":"#VALUE!"}},{"$f":"IF(H2003<=AT2005-E2033,0,H2033*H2001*H2002*J2001/(H2003*4))","v":{"$error":"#VALUE!"}},{"$f":"IF(H2003<=AU2005-E2033,0,H2033*H2001*H2002*J2001/(H2003*4))","v":{"$error":"#VALUE!"}},{"$f":"IF(H2003<=AV2005-E2033,0,H2033*H2001*H2002*J2001/(H2003*4))","v":{"$error":"#VALUE!"}}]
[{"$nulls":4},8.25,{"$f":"$DF$32","v":{"v":0,"d":"0.000"}},{"$f":"IF(SUM(F2006:F2035)-H2004<=0,0,SUM(F2006:F2035)-H2004)","v":{"v":0,"d":"0.00"}},{"v":0,"d":"0.000"},{"$nulls":29},{"$f":"IF(H2003<=AL2005-E2035,0,H2035*H2001*H2002*J2001/(H2003*4))","v":{"$error":"#VALUE!"}},{"$f":"IF(H2003<=AM2005-E2035,0,H2035*H2001*H2002*J2001/(H2003*4))","v":{"$error":"#VALUE!"}},{"$f":"IF(H2003<=AN2005-E2035,0,H2035*H2001*H2002*J2001/(H2003*4))","v":{"$error":"#VALUE!"}},{"$f":"IF(H2003<=AO2005-E2035,0,H2035*H2001*H2002*J2001/(H2003*4))","v":{"$error":"#VALUE!"}},{"$f":"IF(H2003<=AP2005-E2035,0,H2035*H2001*H2002*J2001/(H2003*4))","v":{"$error":"#VALUE!"}},{"$f":"IF(H2003<=AQ2005-E2035,0,H2035*H2001*H2002*J2001/(H2003*4))","v":{"$error":"#VALUE!"}},{"$f":"IF(H2003<=AR2005-E2035,0,H2035*H2001*H2002*J2001/(H2003*4))","v":{"$error":"#VALUE!"}},{"$f":"IF(H2003<=AS2005-E2035,0,H2035*H2001*H2002*J2001/(H2003*4))","v":{"$error":"#VALUE!"}},{"$f":"IF(H2003<=AT2005-E2035,0,H2035*H2001*H2002*J2001/(H2003*4))","v":{"$error":"#VALUE!"}},{"$f":"IF(H2003<=AU2005-E2035,0,H2035*H2001*H2002*J2001/(H2003*4))","v":{"$error":"#VALUE!"}},{"$f":"IF(H2003<=AV2005-E2035,0,H2035*H2001*H2002*J2001/(H2003*4))","v":{"$error":"#VALUE!"}},{"$f":"IF(H2003<=AW2005-E2035,0,H2035*H2001*H2002*J2001/(H2003*4))","v":{"$error":"#VALUE!"}},{"$f":"IF(H2003<=AX2005-E2035,0,H2035*H2001*H2002*J2001/(H2003*4))","v":{"$error":"#VALUE!"}}]
[{"$nulls":4},{"v":9,"d":"9.00"},{"$f":"$DF$35","v":{"v":0,"d":"0.000"}},{"$f":"IF(SUM(F2006:F2038)-H2004<=0,0,SUM(F2006:F2038)-H2004)","v":{"v":0,"d":"0.00"}},{"v":0,"d":"0.000"},{"$nulls":32},{"$f":"IF(H2003<=AO2005-E2038,0,H2038*H2001*H2002*J2001/(H2003*4))","v":{"$error":"#VALUE!"}},{"$f":"IF(H2003<=AP2005-E2038,0,H2038*H2001*H2002*J2001/(H2003*4))","v":{"$error":"#VALUE!"}},{"$f":"IF(H2003<=AQ2005-E2038,0,H2038*H2001*H2002*J2001/(H2003*4))","v":{"$error":"#VALUE!"}},{"$f":"IF(H2003<=AR2005-E2038,0,H2038*H2001*H2002*J2001/(H2003*4))","v":{"$error":"#VALUE!"}},{"$f":"IF(H2003<=AS2005-E2038,0,H2038*H2001*H2002*J2001/(H2003*4))","v":{"$error":"#VALUE!"}},{"$f":"IF(H2003<=AT2005-E2038,0,H2038*H2001*H2002*J2001/(H2003*4))","v":{"$error":"#VALUE!"}},{"$f":"IF(H2003<=AU2005-E2038,0,H2038*H2001*H2002*J2001/(H2003*4))","v":{"$error":"#VALUE!"}},{"$f":"IF(H2003<=AV2005-E2038,0,H2038*H2001*H2002*J2001/(H2003*4))","v":{"$error":"#VALUE!"}},{"$f":"IF(H2003<=AW2005-E2038,0,H2038*H2001*H2002*J2001/(H2003*4))","v":{"$error":"#VALUE!"}},{"$f":"IF(H2003<=AX2005-E2038,0,H2038*H2001*H2002*J2001/(H2003*4))","v":{"$error":"#VALUE!"}},{"$f":"IF(H2003<=AY2005-E2038,0,H2038*H2001*H2002*J2001/(H2003*4))","v":{"$error":"#VALUE!"}},{"$f":"IF(H2003<=AZ2005-E2038,0,H2038*H2001*H2002*J2001/(H2003*4))","v":{"$error":"#VALUE!"}},{"$f":"IF(H2003<=BA2005-E2038,0,H2038*H2001*H2002*J2001/(H2003*4))","v":{"$error":"#VALUE!"}}]
[{"$nulls":4},9.75,{"$f":"$DF$38","v":{"v":0,"d":"0.000"}},{"$f":"IF(SUM(F2006:F2041)-H2004<=0,0,SUM(F2006:F2041)-H2004)","v":{"v":0,"d":"0.00"}},{"v":0,"d":"0.000"},{"$nulls":35},{"$f":"IF(H2003<=AR2005-E2041,0,H2041*H2001*H2002*J2001/(H2003*4))","v":{"$error":"#VALUE!"}},{"$f":"IF(H2003<=AS2005-E2041,0,H2041*H2001*H2002*J2001/(H2003*4))","v":{"$error":"#VALUE!"}},{"$f":"IF(H2003<=AT2005-E2041,0,H2041*H2001*H2002*J2001/(H2003*4))","v":{"$error":"#VALUE!"}},{"$f":"IF(H2003<=AU2005-E2041,0,H2041*H2001*H2002*J2001/(H2003*4))","v":{"$error":"#VALUE!"}},{"$f":"IF(H2003<=AV2005-E2041,0,H2041*H2001*H2002*J2001/(H2003*4))","v":{"$error":"#VALUE!"}},{"$f":"IF(H2003<=AW2005-E2041,0,H2041*H2001*H2002*J2001/(H2003*4))","v":{"$error":"#VALUE!"}},{"$f":"IF(H2003<=AX2005-E2041,0,H2041*H2001*H2002*J2001/(H2003*4))","v":{"$error":"#VALUE!"}},{"$f":"IF(H2003<=AY2005-E2041,0,H2041*H2001*H2002*J2001/(H2003*4))","v":{"$error":"#VALUE!"}},{"$f":"IF(H2003<=AZ2005-E2041,0,H2041*H2001*H2002*J2001/(H2003*4))","v":{"$error":"#VALUE!"}},{"$f":"IF(H2003<=BA2005-E2041,0,H2041*H2001*H2002*J2001/(H2003*4))","v":{"$error":"#VALUE!"}},{"$f":"IF(H2003<=BB2005-E2041,0,H2041*H2001*H2002*J2001/(H2003*4))","v":{"$error":"#VALUE!"}},{"$f":"IF(H2003<=BC2005-E2041,0,H2041*H2001*H2002*J2001/(H2003*4))","v":{"$error":"#VALUE!"}},{"$f":"IF(H2003<=BD2005-E2041,0,H2041*H2001*H2002*J2001/(H2003*4))","v":{"$error":"#VALUE!"}}]
[{"$nulls":4},10.25,{"$f":"$DF$40","v":{"v":0,"d":"0.000"}},{"$f":"IF(SUM(F2006:F2043)-H2004<=0,0,SUM(F2006:F2043)-H2004)","v":{"v":0,"d":"0.000"}},{"v":0,"d":"0.000"},{"$nulls":37},{"$f":"IF(H2003<=AT2005-E2043,0,H2043*H2001*H2002*J2001/(H2003*4))","v":{"$error":"#VALUE!"}},{"$f":"IF(H2003<=AU2005-E2043,0,H2043*H2001*H2002*J2001/(H2003*4))","v":{"$error":"#VALUE!"}},{"$f":"IF(H2003<=AV2005-E2043,0,H2043*H2001*H2002*J2001/(H2003*4))","v":{"$error":"#VALUE!"}},{"$f":"IF(H2003<=AW2005-E2043,0,H2043*H2001*H2002*J2001/(H2003*4))","v":{"$error":"#VALUE!"}},{"$f":"IF(H2003<=AX2005-E2043,0,H2043*H2001*H2002*J2001/(H2003*4))","v":{"$error":"#VALUE!"}},{"$f":"IF(H2003<=AY2005-E2043,0,H2043*H2001*H2002*J2001/(H2003*4))","v":{"$error":"#VALUE!"}},{"$f":"IF(H2003<=AZ2005-E2043,0,H2043*H2001*H2002*J2001/(H2003*4))","v":{"$error":"#VALUE!"}},{"$f":"IF(H2003<=BA2005-E2043,0,H2043*H2001*H2002*J2001/(H2003*4))","v":{"$error":"#VALUE!"}},{"$f":"IF(H2003<=BB2005-E2043,0,H2043*H2001*H2002*J2001/(H2003*4))","v":{"$error":"#VALUE!"}},{"$f":"IF(H2003<=BC2005-E2043,0,H2043*H2001*H2002*J2001/(H2003*4))","v":{"$error":"#VALUE!"}},{"$f":"IF(H2003<=BD2005-E2043,0,H2043*H2001*H2002*J2001/(H2003*4))","v":{"$error":"#VALUE!"}},{"$f":"IF(H2003<=BE2005-E2043,0,H2043*H2001*H2002*J2001/(H2003*4))","v":{"$error":"#VALUE!"}},{"$f":"IF(H2003<=BF2005-E2043,0,H2043*H2001*H2002*J2001/(H2003*4))","v":{"$error":"#VALUE!"}}]
[{"$nulls":4},{"v":11,"d":"11.00"},{"$f":"$DF$43","v":{"v":0,"d":"0.000"}},{"$f":"IF(SUM(F2006:F2046)-H2004<=0,0,SUM(F2006:F2046)-H2004)","v":{"v":0,"d":"0.00"}},{"v":0,"d":"0.000"},{"$nulls":40},{"$f":"IF(H2003<=AW2005-E2046,0,H2046*H2001*H2002*J2001/(H2003*4))","v":{"$error":"#VALUE!"}},{"$f":"IF(H2003<=AX2005-E2046,0,H2046*H2001*H2002*J2001/(H2003*4))","v":{"$error":"#VALUE!"}},{"$f":"IF(H2003<=AY2005-E2046,0,H2046*H2001*H2002*J2001/(H2003*4))","v":{"$error":"#VALUE!"}},{"$f":"IF(H2003<=AZ2005-E2046,0,H2046*H2001*H2002*J2001/(H2003*4))","v":{"$error":"#VALUE!"}},{"$f":"IF(H2003<=BA2005-E2046,0,H2046*H2001*H2002*J2001/(H2003*4))","v":{"$error":"#VALUE!"}},{"$f":"IF(H2003<=BB2005-E2046,0,H2046*H2001*H2002*J2001/(H2003*4))","v":{"$error":"#VALUE!"}},{"$f":"IF(H2003<=BC2005-E2046,0,H2046*H2001*H2002*J2001/(H2003*4))","v":{"$error":"#VALUE!"}},{"$f":"IF(H2003<=BD2005-E2046,0,H2046*H2001*H2002*J2001/(H2003*4))","v":{"$error":"#VALUE!"}},{"$f":"IF(H2003<=BE2005-E2046,0,H2046*H2001*H2002*J2001/(H2003*4))","v":{"$error":"#VALUE!"}},{"$f":"IF(H2003<=BF2005-E2046,0,H2046*H2001*H2002*J2001/(H2003*4))","v":{"$error":"#VALUE!"}},{"$f":"IF(H2003<=BG2005-E2046,0,H2046*H2001*H2002*J2001/(H2003*4))","v":{"$error":"#VALUE!"}},{"$f":"IF(H2003<=BH2005-E2046,0,H2046*H2001*H2002*J2001/(H2003*4))","v":{"$error":"#VALUE!"}},{"$f":"IF(H2003<=BI2005-E2046,0,H2046*H2001*H2002*J2001/(H2003*4))","v":{"$error":"#VALUE!"}}]
[{"$nulls":4},11.25,{"$f":"$DF$44","v":{"v":0,"d":"0.000"}},{"$f":"IF(SUM(F2006:F2047)-H2004<=0,0,SUM(F2006:F2047)-H2004)","v":{"v":0,"d":"0.00"}},{"v":0,"d":"0.000"},{"$nulls":41},{"$f":"IF(H2003<=AX2005-E2047,0,H2047*H2001*H2002*J2001/(H2003*4))","v":{"$error":"#VALUE!"}},{"$f":"IF(H2003<=AY2005-E2047,0,H2047*H2001*H2002*J2001/(H2003*4))","v":{"$error":"#VALUE!"}},{"$f":"IF(H2003<=AZ2005-E2047,0,H2047*H2001*H2002*J2001/(H2003*4))","v":{"$error":"#VALUE!"}},{"$f":"IF(H2003<=BA2005-E2047,0,H2047*H2001*H2002*J2001/(H2003*4))","v":{"$error":"#VALUE!"}},{"$f":"IF(H2003<=BB2005-E2047,0,H2047*H2001*H2002*J2001/(H2003*4))","v":{"$error":"#VALUE!"}},{"$f":"IF(H2003<=BC2005-E2047,0,H2047*H2001*H2002*J2001/(H2003*4))","v":{"$error":"#VALUE!"}},{"$f":"IF(H2003<=BD2005-E2047,0,H2047*H2001*H2002*J2001/(H2003*4))","v":{"$error":"#VALUE!"}},{"$f":"IF(H2003<=BE2005-E2047,0,H2047*H2001*H2002*J2001/(H2003*4))","v":{"$error":"#VALUE!"}},{"$f":"IF(H2003<=BF2005-E2047,0,H2047*H2001*H2002*J2001/(H2003*4))","v":{"$error":"#VALUE!"}},{"$f":"IF(H2003<=BG2005-E2047,0,H2047*H2001*H2002*J2001/(H2003*4))","v":{"$error":"#VALUE!"}},{"$f":"IF(H2003<=BH2005-E2047,0,H2047*H2001*H2002*J2001/(H2003*4))","v":{"$error":"#VALUE!"}},{"$f":"IF(H2003<=BI2005-E2047,0,H2047*H2001*H2002*J2001/(H2003*4))","v":{"$error":"#VALUE!"}},{"$f":"IF(H2003<=BJ2005-E2047,0,H2047*H2001*H2002*J2001/(H2003*4))","v":{"$error":"#VALUE!"}}]
[{"$nulls":4},{"v":12,"d":"12.00"},{"$f":"$DF$47","v":{"v":0,"d":"0.000"}},{"$f":"IF(SUM(F2006:F2050)-H2004<=0,0,SUM(F2006:F2050)-H2004)","v":{"v":0,"d":"0.00"}},{"v":0,"d":"0.000"},{"$nulls":44},{"$f":"IF(H2003<=BA2005-E2050,0,H2050*H2001*H2002*J2001/(H2003*4))","v":{"$error":"#VALUE!"}},{"$f":"IF(H2003<=BB2005-E2050,0,H2050*H2001*H2002*J2001/(H2003*4))","v":{"$error":"#VALUE!"}},{"$f":"IF(H2003<=BC2005-E2050,0,H2050*H2001*H2002*J2001/(H2003*4))","v":{"$error":"#VALUE!"}},{"$f":"IF(H2003<=BD2005-E2050,0,H2050*H2001*H2002*J2001/(H2003*4))","v":{"$error":"#VALUE!"}},{"$f":"IF(H2003<=BE2005-E2050,0,H2050*H2001*H2002*J2001/(H2003*4))","v":{"$error":"#VALUE!"}},{"$f":"IF(H2003<=BF2005-E2050,0,H2050*H2001*H2002*J2001/(H2003*4))","v":{"$error":"#VALUE!"}},{"$f":"IF(H2003<=BG2005-E2050,0,H2050*H2001*H2002*J2001/(H2003*4))","v":{"$error":"#VALUE!"}},{"$f":"IF(H2003<=BH2005-E2050,0,H2050*H2001*H2002*J2001/(H2003*4))","v":{"$error":"#VALUE!"}},{"$f":"IF(H2003<=BI2005-E2050,0,H2050*H2001*H2002*J2001/(H2003*4))","v":{"$error":"#VALUE!"}},{"$f":"IF(H2003<=BJ2005-E2050,0,H2050*H2001*H2002*J2001/(H2003*4))","v":{"$error":"#VALUE!"}},{"$f":"IF(H2003<=BK2005-E2050,0,H2050*H2001*H2002*J2001/(H2003*4))","v":{"$error":"#VALUE!"}},{"$f":"IF(H2003<=BL2005-E2050,0,H2050*H2001*H2002*J2001/(H2003*4))","v":{"$error":"#VALUE!"}},{"$f":"IF(H2003<=BM2005-E2050,0,H2050*H2001*H2002*J2001/(H2003*4))","v":{"$error":"#VALUE!"}}]
[{"$nulls":4},12.25,{"$f":"$DF$48","v":{"v":0,"d":"0.000"}},{"$f":"IF(SUM(F2006:F2051)-H2004<=0,0,SUM(F2006:F2051)-H2004)","v":{"v":0,"d":"0.00"}},{"v":0,"d":"0.000"},{"$nulls":45},{"$f":"IF(H2003<=BB2005-E2051,0,H2051*H2001*H2002*J2001/(H2003*4))","v":{"$error":"#VALUE!"}},{"$f":"IF(H2003<=BC2005-E2051,0,H2051*H2001*H2002*J2001/(H2003*4))","v":{"$error":"#VALUE!"}},{"$f":"IF(H2003<=BD2005-E2051,0,H2051*H2001*H2002*J2001/(H2003*4))","v":{"$error":"#VALUE!"}},{"$f":"IF(H2003<=BE2005-E2051,0,H2051*H2001*H2002*J2001/(H2003*4))","v":{"$error":"#VALUE!"}},{"$f":"IF(H2003<=BF2005-E2051,0,H2051*H2001*H2002*J2001/(H2003*4))","v":{"$error":"#VALUE!"}},{"$f":"IF(H2003<=BG2005-E2051,0,H2051*H2001*H2002*J2001/(H2003*4))","v":{"$error":"#VALUE!"}},{"$f":"IF(H2003<=BH2005-E2051,0,H2051*H2001*H2002*J2001/(H2003*4))","v":{"$error":"#VALUE!"}},{"$f":"IF(H2003<=BI2005-E2051,0,H2051*H2001*H2002*J2001/(H2003*4))","v":{"$error":"#VALUE!"}},{"$f":"IF(H2003<=BJ2005-E2051,0,H2051*H2001*H2002*J2001/(H2003*4))","v":{"$error":"#VALUE!"}},{"$f":"IF(H2003<=BK2005-E2051,0,H2051*H2001*H2002*J2001/(H2003*4))","v":{"$error":"#VALUE!"}},{"$f":"IF(H2003<=BL2005-E2051,0,H2051*H2001*H2002*J2001/(H2003*4))","v":{"$error":"#VALUE!"}},{"$f":"IF(H2003<=BM2005-E2051,0,H2051*H2001*H2002*J2001/(H2003*4))","v":{"$error":"#VALUE!"}},{"$f":"IF(H2003<=BN2005-E2051,0,H2051*H2001*H2002*J2001/(H2003*4))","v":{"$error":"#VALUE!"}}]
[{"$nulls":4},13.25,{"$f":"$DF$52","v":{"v":0,"d":"0.000"}},{"$f":"IF(SUM(F2006:F2055)-H2004<=0,0,SUM(F2006:F2055)-H2004)","v":{"v":0,"d":"0.00"}},{"v":0,"d":"0.000"},{"$nulls":49},{"$f":"IF(H2003<=BF2005-E2055,0,H2055*H2001*H2002*J2001/(H2003*4))","v":{"$error":"#VALUE!"}},{"$f":"IF(H2003<=BG2005-E2055,0,H2055*H2001*H2002*J2001/(H2003*4))","v":{"$error":"#VALUE!"}},{"$f":"IF(H2003<=BH2005-E2055,0,H2055*H2001*H2002*J2001/(H2003*4))","v":{"$error":"#VALUE!"}},{"$f":"IF(H2003<=BI2005-E2055,0,H2055*H2001*H2002*J2001/(H2003*4))","v":{"$error":"#VALUE!"}},{"$f":"IF(H2003<=BJ2005-E2055,0,H2055*H2001*H2002*J2001/(H2003*4))","v":{"$error":"#VALUE!"}},{"$f":"IF(H2003<=BK2005-E2055,0,H2055*H2001*H2002*J2001/(H2003*4))","v":{"$error":"#VALUE!"}},{"$f":"IF(H2003<=BL2005-E2055,0,H2055*H2001*H2002*J2001/(H2003*4))","v":{"$error":"#VALUE!"}},{"$f":"IF(H2003<=BM2005-E2055,0,H2055*H2001*H2002*J2001/(H2003*4))","v":{"$error":"#VALUE!"}},{"$f":"IF(H2003<=BN2005-E2055,0,H2055*H2001*H2002*J2001/(H2003*4))","v":{"$error":"#VALUE!"}},{"$f":"IF(H2003<=BO2005-E2055,0,H2055*H2001*H2002*J2001/(H2003*4))","v":{"$error":"#VALUE!"}},{"$f":"IF(H2003<=BP2005-E2055,0,H2055*H2001*H2002*J2001/(H2003*4))","v":{"$error":"#VALUE!"}},{"$f":"IF(H2003<=BQ2005-E2055,0,H2055*H2001*H2002*J2001/(H2003*4))","v":{"$error":"#VALUE!"}},{"$f":"IF(H2003<=BR2005-E2055,0,H2055*H2001*H2002*J2001/(H2003*4))","v":{"$error":"#VALUE!"}}]
[{"$nulls":4},{"v":13.5,"d":"13.50"},{"$f":"$DF$53","v":{"v":0,"d":"0.000"}},{"$f":"IF(SUM(F2006:F2056)-H2004<=0,0,SUM(F2006:F2056)-H2004)","v":{"v":0,"d":"0.00"}},{"v":0,"d":"0.000"},{"$nulls":50},{"$f":"IF(H2003<=BG2005-E2056,0,H2056*H2001*H2002*J2001/(H2003*4))","v":{"$error":"#VALUE!"}},{"$f":"IF(H2003<=BH2005-E2056,0,H2056*H2001*H2002*J2001/(H2003*4))","v":{"$error":"#VALUE!"}},{"$f":"IF(H2003<=BI2005-E2056,0,H2056*H2001*H2002*J2001/(H2003*4))","v":{"$error":"#VALUE!"}},{"$f":"IF(H2003<=BJ2005-E2056,0,H2056*H2001*H2002*J2001/(H2003*4))","v":{"$error":"#VALUE!"}},{"$f":"IF(H2003<=BK2005-E2056,0,H2056*H2001*H2002*J2001/(H2003*4))","v":{"$error":"#VALUE!"}},{"$f":"IF(H2003<=BL2005-E2056,0,H2056*H2001*H2002*J2001/(H2003*4))","v":{"$error":"#VALUE!"}},{"$f":"IF(H2003<=BM2005-E2056,0,H2056*H2001*H2002*J2001/(H2003*4))","v":{"$error":"#VALUE!"}},{"$f":"IF(H2003<=BN2005-E2056,0,H2056*H2001*H2002*J2001/(H2003*4))","v":{"$error":"#VALUE!"}},{"$f":"IF(H2003<=BO2005-E2056,0,H2056*H2001*H2002*J2001/(H2003*4))","v":{"$error":"#VALUE!"}},{"$f":"IF(H2003<=BP2005-E2056,0,H2056*H2001*H2002*J2001/(H2003*4))","v":{"$error":"#VALUE!"}},{"$f":"IF(H2003<=BQ2005-E2056,0,H2056*H2001*H2002*J2001/(H2003*4))","v":{"$error":"#VALUE!"}},{"$f":"IF(H2003<=BR2005-E2056,0,H2056*H2001*H2002*J2001/(H2003*4))","v":{"$error":"#VALUE!"}},{"$f":"IF(H2003<=BS2005-E2056,0,H2056*H2001*H2002*J2001/(H2003*4))","v":{"$error":"#VALUE!"}}]
[{"$nulls":4},14.25,{"$f":"$DF$56","v":{"v":0,"d":"0.000"}},{"$f":"IF(SUM(F2006:F2059)-H2004<=0,0,SUM(F2006:F2059)-H2004)","v":{"v":0,"d":"0.00"}},{"v":0,"d":"0.000"},{"$nulls":53},{"$f":"IF(H2003<=BJ2005-E2059,0,H2059*H2001*H2002*J2001/(H2003*4))","v":{"$error":"#VALUE!"}},{"$f":"IF(H2003<=BK2005-E2059,0,H2059*H2001*H2002*J2001/(H2003*4))","v":{"$error":"#VALUE!"}},{"$f":"IF(H2003<=BL2005-E2059,0,H2059*H2001*H2002*J2001/(H2003*4))","v":{"$error":"#VALUE!"}},{"$f":"IF(H2003<=BM2005-E2059,0,H2059*H2001*H2002*J2001/(H2003*4))","v":{"$error":"#VALUE!"}},{"$f":"IF(H2003<=BN2005-E2059,0,H2059*H2001*H2002*J2001/(H2003*4))","v":{"$error":"#VALUE!"}},{"$f":"IF(H2003<=BO2005-E2059,0,H2059*H2001*H2002*J2001/(H2003*4))","v":{"$error":"#VALUE!"}},{"$f":"IF(H2003<=BP2005-E2059,0,H2059*H2001*H2002*J2001/(H2003*4))","v":{"$error":"#VALUE!"}},{"$f":"IF(H2003<=BQ2005-E2059,0,H2059*H2001*H2002*J2001/(H2003*4))","v":{"$error":"#VALUE!"}},{"$f":"IF(H2003<=BR2005-E2059,0,H2059*H2001*H2002*J2001/(H2003*4))","v":{"$error":"#VALUE!"}},{"$f":"IF(H2003<=BS2005-E2059,0,H2059*H2001*H2002*J2001/(H2003*4))","v":{"$error":"#VALUE!"}},{"$f":"IF(H2003<=BT2005-E2059,0,H2059*H2001*H2002*J2001/(H2003*4))","v":{"$error":"#VALUE!"}},{"$f":"IF(H2003<=BU2005-E2059,0,H2059*H2001*H2002*J2001/(H2003*4))","v":{"$error":"#VALUE!"}},{"$f":"IF(H2003<=BV2005-E2059,0,H2059*H2001*H2002*J2001/(H2003*4))","v":{"$error":"#VALUE!"}}]
[{"$nulls":4},14.75,{"$f":"$DF$58","v":{"v":0,"d":"0.000"}},{"$f":"IF(SUM(F2006:F2061)-H2004<=0,0,SUM(F2006:F2061)-H2004)","v":{"v":0,"d":"0.00"}},{"v":0,"d":"0.000"},{"$nulls":55},{"$f":"IF(H2003<=BL2005-E2061,0,H2061*H2001*H2002*J2001/(H2003*4))","v":{"$error":"#VALUE!"}},{"$f":"IF(H2003<=BM2005-E2061,0,H2061*H2001*H2002*J2001/(H2003*4))","v":{"$error":"#VALUE!"}},{"$f":"IF(H2003<=BN2005-E2061,0,H2061*H2001*H2002*J2001/(H2003*4))","v":{"$error":"#VALUE!"}},{"$f":"IF(H2003<=BO2005-E2061,0,H2061*H2001*H2002*J2001/(H2003*4))","v":{"$error":"#VALUE!"}},{"$f":"IF(H2003<=BP2005-E2061,0,H2061*H2001*H2002*J2001/(H2003*4))","v":{"$error":"#VALUE!"}},{"$f":"IF(H2003<=BQ2005-E2061,0,H2061*H2001*H2002*J2001/(H2003*4))","v":{"$error":"#VALUE!"}},{"$f":"IF(H2003<=BR2005-E2061,0,H2061*H2001*H2002*J2001/(H2003*4))","v":{"$error":"#VALUE!"}},{"$f":"IF(H2003<=BS2005-E2061,0,H2061*H2001*H2002*J2001/(H2003*4))","v":{"$error":"#VALUE!"}},{"$f":"IF(H2003<=BT2005-E2061,0,H2061*H2001*H2002*J2001/(H2003*4))","v":{"$error":"#VALUE!"}},{"$f":"IF(H2003<=BU2005-E2061,0,H2061*H2001*H2002*J2001/(H2003*4))","v":{"$error":"#VALUE!"}},{"$f":"IF(H2003<=BV2005-E2061,0,H2061*H2001*H2002*J2001/(H2003*4))","v":{"$error":"#VALUE!"}},{"$f":"IF(H2003<=BW2005-E2061,0,H2061*H2001*H2002*J2001/(H2003*4))","v":{"$error":"#VALUE!"}},{"$f":"IF(H2003<=BX2005-E2061,0,H2061*H2001*H2002*J2001/(H2003*4))","v":{"$error":"#VALUE!"}}]
[{"$nulls":4},{"v":15.5,"d":"15.50"},{"$f":"$DF$61","v":{"v":0,"d":"0.000"}},{"$f":"IF(SUM(F2006:F2064)-H2004<=0,0,SUM(F2006:F2064)-H2004)","v":{"v":0,"d":"0.00"}},{"v":0,"d":"0.000"},{"$nulls":58},{"$f":"IF(H2003<=BO2005-E2064,0,H2064*H2001*H2002*J2001/(H2003*4))","v":{"$error":"#VALUE!"}},{"$f":"IF(H2003<=BP2005-E2064,0,H2064*H2001*H2002*J2001/(H2003*4))","v":{"$error":"#VALUE!"}},{"$f":"IF(H2003<=BQ2005-E2064,0,H2064*H2001*H2002*J2001/(H2003*4))","v":{"$error":"#VALUE!"}},{"$f":"IF(H2003<=BR2005-E2064,0,H2064*H2001*H2002*J2001/(H2003*4))","v":{"$error":"#VALUE!"}},{"$f":"IF(H2003<=BS2005-E2064,0,H2064*H2001*H2002*J2001/(H2003*4))","v":{"$error":"#VALUE!"}},{"$f":"IF(H2003<=BT2005-E2064,0,H2064*H2001*H2002*J2001/(H2003*4))","v":{"$error":"#VALUE!"}},{"$f":"IF(H2003<=BU2005-E2064,0,H2064*H2001*H2002*J2001/(H2003*4))","v":{"$error":"#VALUE!"}},{"$f":"IF(H2003<=BV2005-E2064,0,H2064*H2001*H2002*J2001/(H2003*4))","v":{"$error":"#VALUE!"}},{"$f":"IF(H2003<=BW2005-E2064,0,H2064*H2001*H2002*J2001/(H2003*4))","v":{"$error":"#VALUE!"}},{"$f":"IF(H2003<=BX2005-E2064,0,H2064*H2001*H2002*J2001/(H2003*4))","v":{"$error":"#VALUE!"}},{"$f":"IF(H2003<=BY2005-E2064,0,H2064*H2001*H2002*J2001/(H2003*4))","v":{"$error":"#VALUE!"}},{"$f":"IF(H2003<=BZ2005-E2064,0,H2064*H2001*H2002*J2001/(H2003*4))","v":{"$error":"#VALUE!"}},{"$f":"IF(H2003<=CA2005-E2064,0,H2064*H2001*H2002*J2001/(H2003*4))","v":{"$error":"#VALUE!"}}]
[{"$nulls":4},16.25,{"$f":"$DF$64","v":{"v":0,"d":"0.000"}},{"$f":"IF(SUM(F2006:F2067)-H2004<=0,0,SUM(F2006:F2067)-H2004)","v":{"v":0,"d":"0.00"}},{"v":0,"d":"0.000"},{"$nulls":61},{"$f":"IF(H2003<=BR2005-E2067,0,H2067*H2001*H2002*J2001/(H2003*4))","v":{"$error":"#VALUE!"}},{"$f":"IF(H2003<=BS2005-E2067,0,H2067*H2001*H2002*J2001/(H2003*4))","v":{"$error":"#VALUE!"}},{"$f":"IF(H2003<=BT2005-E2067,0,H2067*H2001*H2002*J2001/(H2003*4))","v":{"$error":"#VALUE!"}},{"$f":"IF(H2003<=BU2005-E2067,0,H2067*H2001*H2002*J2001/(H2003*4))","v":{"$error":"#VALUE!"}},{"$f":"IF(H2003<=BV2005-E2067,0,H2067*H2001*H2002*J2001/(H2003*4))","v":{"$error":"#VALUE!"}},{"$f":"IF(H2003<=BW2005-E2067,0,H2067*H2001*H2002*J2001/(H2003*4))","v":{"$error":"#VALUE!"}},{"$f":"IF(H2003<=BX2005-E2067,0,H2067*H2001*H2002*J2001/(H2003*4))","v":{"$error":"#VALUE!"}},{"$f":"IF(H2003<=BY2005-E2067,0,H2067*H2001*H2002*J2001/(H2003*4))","v":{"$error":"#VALUE!"}},{"$f":"IF(H2003<=BZ2005-E2067,0,H2067*H2001*H2002*J2001/(H2003*4))","v":{"$error":"#VALUE!"}},{"$f":"IF(H2003<=CA2005-E2067,0,H2067*H2001*H2002*J2001/(H2003*4))","v":{"$error":"#VALUE!"}},{"$f":"IF(H2003<=CB2005-E2067,0,H2067*H2001*H2002*J2001/(H2003*4))","v":{"$error":"#VALUE!"}},{"$f":"IF(H2003<=CC2005-E2067,0,H2067*H2001*H2002*J2001/(H2003*4))","v":{"$error":"#VALUE!"}},{"$f":"IF(H2003<=CD2005-E2067,0,H2067*H2001*H2002*J2001/(H2003*4))","v":{"$error":"#VALUE!"}}]
[{"$nulls":4},16.75,{"$f":"$DF$66","v":{"v":0,"d":"0.000"}},{"$f":"IF(SUM(F2006:F2069)-H2004<=0,0,SUM(F2006:F2069)-H2004)","v":{"v":0,"d":"0.00"}},{"v":0,"d":"0.000"},{"$nulls":63},{"$f":"IF(H2003<=BT2005-E2069,0,H2069*H2001*H2002*J2001/(H2003*4))","v":{"$error":"#VALUE!"}},{"$f":"IF(H2003<=BU2005-E2069,0,H2069*H2001*H2002*J2001/(H2003*4))","v":{"$error":"#VALUE!"}},{"$f":"IF(H2003<=BV2005-E2069,0,H2069*H2001*H2002*J2001/(H2003*4))","v":{"$error":"#VALUE!"}},{"$f":"IF(H2003<=BW2005-E2069,0,H2069*H2001*H2002*J2001/(H2003*4))","v":{"$error":"#VALUE!"}},{"$f":"IF(H2003<=BX2005-E2069,0,H2069*H2001*H2002*J2001/(H2003*4))","v":{"$error":"#VALUE!"}},{"$f":"IF(H2003<=BY2005-E2069,0,H2069*H2001*H2002*J2001/(H2003*4))","v":{"$error":"#VALUE!"}},{"$f":"IF(H2003<=BZ2005-E2069,0,H2069*H2001*H2002*J2001/(H2003*4))","v":{"$error":"#VALUE!"}},{"$f":"IF(H2003<=CA2005-E2069,0,H2069*H2001*H2002*J2001/(H2003*4))","v":{"$error":"#VALUE!"}},{"$f":"IF(H2003<=CB2005-E2069,0,H2069*H2001*H2002*J2001/(H2003*4))","v":{"$error":"#VALUE!"}},{"$f":"IF(H2003<=CC2005-E2069,0,H2069*H2001*H2002*J2001/(H2003*4))","v":{"$error":"#VALUE!"}},{"$f":"IF(H2003<=CD2005-E2069,0,H2069*H2001*H2002*J2001/(H2003*4))","v":{"$error":"#VALUE!"}},{"$f":"IF(H2003<=CE2005-E2069,0,H2069*H2001*H2002*J2001/(H2003*4))","v":{"$error":"#VALUE!"}},{"$f":"IF(H2003<=CF2005-E2069,0,H2069*H2001*H2002*J2001/(H2003*4))","v":{"$error":"#VALUE!"}}]
[{"$nulls":4},{"v":17,"d":"17.00"},{"$f":"$DF$67","v":{"v":0,"d":"0.000"}},{"$f":"IF(SUM(F2006:F2070)-H2004<=0,0,SUM(F2006:F2070)-H2004)","v":{"v":0,"d":"0.00"}},{"v":0,"d":"0.000"},{"$nulls":64},{"$f":"IF(H2003<=BU2005-E2070,0,H2070*H2001*H2002*J2001/(H2003*4))","v":{"$error":"#VALUE!"}},{"$f":"IF(H2003<=BV2005-E2070,0,H2070*H2001*H2002*J2001/(H2003*4))","v":{"$error":"#VALUE!"}},{"$f":"IF(H2003<=BW2005-E2070,0,H2070*H2001*H2002*J2001/(H2003*4))","v":{"$error":"#VALUE!"}},{"$f":"IF(H2003<=BX2005-E2070,0,H2070*H2001*H2002*J2001/(H2003*4))","v":{"$error":"#VALUE!"}},{"$f":"IF(H2003<=BY2005-E2070,0,H2070*H2001*H2002*J2001/(H2003*4))","v":{"$error":"#VALUE!"}},{"$f":"IF(H2003<=BZ2005-E2070,0,H2070*H2001*H2002*J2001/(H2003*4))","v":{"$error":"#VALUE!"}},{"$f":"IF(H2003<=CA2005-E2070,0,H2070*H2001*H2002*J2001/(H2003*4))","v":{"$error":"#VALUE!"}},{"$f":"IF(H2003<=CB2005-E2070,0,H2070*H2001*H2002*J2001/(H2003*4))","v":{"$error":"#VALUE!"}},{"$f":"IF(H2003<=CC2005-E2070,0,H2070*H2001*H2002*J2001/(H2003*4))","v":{"$error":"#VALUE!"}},{"$f":"IF(H2003<=CD2005-E2070,0,H2070*H2001*H2002*J2001/(H2003*4))","v":{"$error":"#VALUE!"}},{"$f":"IF(H2003<=CE2005-E2070,0,H2070*H2001*H2002*J2001/(H2003*4))","v":{"$error":"#VALUE!"}},{"$f":"IF(H2003<=CF2005-E2070,0,H2070*H2001*H2002*J2001/(H2003*4))","v":{"$error":"#VALUE!"}},{"$f":"IF(H2003<=CG2005-E2070,0,H2070*H2001*H2002*J2001/(H2003*4))","v":{"$error":"#VALUE!"}}]
[{"$nulls":4},{"v":17.5,"d":"17.50"},{"$f":"$DF$69","v":{"v":0,"d":"0.000"}},{"$f":"IF(SUM(F2006:F2072)-H2004<=0,0,SUM(F2006:F2072)-H2004)","v":{"v":0,"d":"0.00"}},{"v":0,"d":"0.000"},{"$nulls":66},{"$f":"IF(H2003<=BW2005-E2072,0,H2072*H2001*H2002*J2001/(H2003*4))","v":{"$error":"#VALUE!"}},{"$f":"IF(H2003<=BX2005-E2072,0,H2072*H2001*H2002*J2001/(H2003*4))","v":{"$error":"#VALUE!"}},{"$f":"IF(H2003<=BY2005-E2072,0,H2072*H2001*H2002*J2001/(H2003*4))","v":{"$error":"#VALUE!"}},{"$f":"IF(H2003<=BZ2005-E2072,0,H2072*H2001*H2002*J2001/(H2003*4))","v":{"$error":"#VALUE!"}},{"$f":"IF(H2003<=CA2005-E2072,0,H2072*H2001*H2002*J2001/(H2003*4))","v":{"$error":"#VALUE!"}},{"$f":"IF(H2003<=CB2005-E2072,0,H2072*H2001*H2002*J2001/(H2003*4))","v":{"$error":"#VALUE!"}},{"$f":"IF(H2003<=CC2005-E2072,0,H2072*H2001*H2002*J2001/(H2003*4))","v":{"$error":"#VALUE!"}},{"$f":"IF(H2003<=CD2005-E2072,0,H2072*H2001*H2002*J2001/(H2003*4))","v":{"$error":"#VALUE!"}},{"$f":"IF(H2003<=CE2005-E2072,0,H2072*H2001*H2002*J2001/(H2003*4))","v":{"$error":"#VALUE!"}},{"$f":"IF(H2003<=CF2005-E2072,0,H2072*H2001*H2002*J2001/(H2003*4))","v":{"$error":"#VALUE!"}},{"$f":"IF(H2003<=CG2005-E2072,0,H2072*H2001*H2002*J2001/(H2003*4))","v":{"$error":"#VALUE!"}},{"$f":"IF(H2003<=CH2005-E2072,0,H2072*H2001*H2002*J2001/(H2003*4))","v":{"$error":"#VALUE!"}},{"$f":"IF(H2003<=CI2005-E2072,0,H2072*H2001*H2002*J2001/(H2003*4))","v":{"$error":"#VALUE!"}}]
[{"$nulls":4},18.25,{"$f":"$DF$72","v":{"v":0,"d":"0.000"}},{"$f":"IF(SUM(F2006:F2075)-H2004<=0,0,SUM(F2006:F2075)-H2004)","v":{"v":0,"d":"0.00"}},{"v":0,"d":"0.000"},{"$nulls":69},{"$f":"IF(H2003<=BZ2005-E2075,0,H2075*H2001*H2002*J2001/(H2003*4))","v":{"$error":"#VALUE!"}},{"$f":"IF(H2003<=CA2005-E2075,0,H2075*H2001*H2002*J2001/(H2003*4))","v":{"$error":"#VALUE!"}},{"$f":"IF(H2003<=CB2005-E2075,0,H2075*H2001*H2002*J2001/(H2003*4))","v":{"$error":"#VALUE!"}},{"$f":"IF(H2003<=CC2005-E2075,0,H2075*H2001*H2002*J2001/(H2003*4))","v":{"$error":"#VALUE!"}},{"$f":"IF(H2003<=CD2005-E2075,0,H2075*H2001*H2002*J2001/(H2003*4))","v":{"$error":"#VALUE!"}},{"$f":"IF(H2003<=CE2005-E2075,0,H2075*H2001*H2002*J2001/(H2003*4))","v":{"$error":"#VALUE!"}},{"$f":"IF(H2003<=CF2005-E2075,0,H2075*H2001*H2002*J2001/(H2003*4))","v":{"$error":"#VALUE!"}},{"$f":"IF(H2003<=CG2005-E2075,0,H2075*H2001*H2002*J2001/(H2003*4))","v":{"$error":"#VALUE!"}},{"$f":"IF(H2003<=CH2005-E2075,0,H2075*H2001*H2002*J2001/(H2003*4))","v":{"$error":"#VALUE!"}},{"$f":"IF(H2003<=CI2005-E2075,0,H2075*H2001*H2002*J2001/(H2003*4))","v":{"$error":"#VALUE!"}},{"$f":"IF(H2003<=CJ2005-E2075,0,H2075*H2001*H2002*J2001/(H2003*4))","v":{"$error":"#VALUE!"}},{"$f":"IF(H2003<=CK2005-E2075,0,H2075*H2001*H2002*J2001/(H2003*4))","v":{"$error":"#VALUE!"}},{"$f":"IF(H2003<=CL2005-E2075,0,H2075*H2001*H2002*J2001/(H2003*4))","v":{"$error":"#VALUE!"}}]
[{"$nulls":4},{"v":19,"d":"19.00"},{"$f":"$DF$75","v":{"v":0,"d":"0.000"}},{"$f":"IF(SUM(F2006:F2078)-H2004<=0,0,SUM(F2006:F2078)-H2004)","v":{"v":0,"d":"0.00"}},{"v":0,"d":"0.000"},{"$nulls":72},{"$f":"IF(H2003<=CC2005-E2078,0,H2078*H2001*H2002*J2001/(H2003*4))","v":{"$error":"#VALUE!"}},{"$f":"IF(H2003<=CD2005-E2078,0,H2078*H2001*H2002*J2001/(H2003*4))","v":{"$error":"#VALUE!"}},{"$f":"IF(H2003<=CE2005-E2078,0,H2078*H2001*H2002*J2001/(H2003*4))","v":{"$error":"#VALUE!"}},{"$f":"IF(H2003<=CF2005-E2078,0,H2078*H2001*H2002*J2001/(H2003*4))","v":{"$error":"#VALUE!"}},{"$f":"IF(H2003<=CG2005-E2078,0,H2078*H2001*H2002*J2001/(H2003*4))","v":{"$error":"#VALUE!"}},{"$f":"IF(H2003<=CH2005-E2078,0,H2078*H2001*H2002*J2001/(H2003*4))","v":{"$error":"#VALUE!"}},{"$f":"IF(H2003<=CI2005-E2078,0,H2078*H2001*H2002*J2001/(H2003*4))","v":{"$error":"#VALUE!"}},{"$f":"IF(H2003<=CJ2005-E2078,0,H2078*H2001*H2002*J2001/(H2003*4))","v":{"$error":"#VALUE!"}},{"$f":"IF(H2003<=CK2005-E2078,0,H2078*H2001*H2002*J2001/(H2003*4))","v":{"$error":"#VALUE!"}},{"$f":"IF(H2003<=CL2005-E2078,0,H2078*H2001*H2002*J2001/(H2003*4))","v":{"$error":"#VALUE!"}},{"$f":"IF(H2003<=CM2005-E2078,0,H2078*H2001*H2002*J2001/(H2003*4))","v":{"$error":"#VALUE!"}},{"$f":"IF(H2003<=CN2005-E2078,0,H2078*H2001*H2002*J2001/(H2003*4))","v":{"$error":"#VALUE!"}},{"$f":"IF(H2003<=CO2005-E2078,0,H2078*H2001*H2002*J2001/(H2003*4))","v":{"$error":"#VALUE!"}}]
[{"$nulls":4},{"v":19.5,"d":"19.50"},{"$f":"$DF$77","v":{"v":0,"d":"0.000"}},{"$f":"IF(SUM(F2006:F2080)-H2004<=0,0,SUM(F2006:F2080)-H2004)","v":{"v":0,"d":"0.00"}},{"v":0,"d":"0.000"},{"$nulls":74},{"$f":"IF(H2003<=CE2005-E2080,0,H2080*H2001*H2002*J2001/(H2003*4))","v":{"$error":"#VALUE!"}},{"$f":"IF(H2003<=CF2005-E2080,0,H2080*H2001*H2002*J2001/(H2003*4))","v":{"$error":"#VALUE!"}},{"$f":"IF(H2003<=CG2005-E2080,0,H2080*H2001*H2002*J2001/(H2003*4))","v":{"$error":"#VALUE!"}},{"$f":"IF(H2003<=CH2005-E2080,0,H2080*H2001*H2002*J2001/(H2003*4))","v":{"$error":"#VALUE!"}},{"$f":"IF(H2003<=CI2005-E2080,0,H2080*H2001*H2002*J2001/(H2003*4))","v":{"$error":"#VALUE!"}},{"$f":"IF(H2003<=CJ2005-E2080,0,H2080*H2001*H2002*J2001/(H2003*4))","v":{"$error":"#VALUE!"}},{"$f":"IF(H2003<=CK2005-E2080,0,H2080*H2001*H2002*J2001/(H2003*4))","v":{"$error":"#VALUE!"}},{"$f":"IF(H2003<=CL2005-E2080,0,H2080*H2001*H2002*J2001/(H2003*4))","v":{"$error":"#VALUE!"}},{"$f":"IF(H2003<=CM2005-E2080,0,H2080*H2001*H2002*J2001/(H2003*4))","v":{"$error":"#VALUE!"}},{"$f":"IF(H2003<=CN2005-E2080,0,H2080*H2001*H2002*J2001/(H2003*4))","v":{"$error":"#VALUE!"}},{"$f":"IF(H2003<=CO2005-E2080,0,H2080*H2001*H2002*J2001/(H2003*4))","v":{"$error":"#VALUE!"}},{"$f":"IF(H2003<=CP2005-E2080,0,H2080*H2001*H2002*J2001/(H2003*4))","v":{"$error":"#VALUE!"}},{"$f":"IF(H2003<=CQ2005-E2080,0,H2080*H2001*H2002*J2001/(H2003*4))","v":{"$error":"#VALUE!"}}]
[{"$nulls":4},20.25,{"$f":"$DF$80","v":{"v":0,"d":"0.000"}},{"$f":"IF(SUM(F2006:F2083)-H2004<=0,0,SUM(F2006:F2083)-H2004)","v":{"v":0,"d":"0.00"}},{"v":0,"d":"0.000"},{"$nulls":77},{"$f":"IF(H2003<=CH2005-E2083,0,H2083*H2001*H2002*J2001/(H2003*4))","v":{"$error":"#VALUE!"}},{"$f":"IF(H2003<=CI2005-E2083,0,H2083*H2001*H2002*J2001/(H2003*4))","v":{"$error":"#VALUE!"}},{"$f":"IF(H2003<=CJ2005-E2083,0,H2083*H2001*H2002*J2001/(H2003*4))","v":{"$error":"#VALUE!"}},{"$f":"IF(H2003<=CK2005-E2083,0,H2083*H2001*H2002*J2001/(H2003*4))","v":{"$error":"#VALUE!"}},{"$f":"IF(H2003<=CL2005-E2083,0,H2083*H2001*H2002*J2001/(H2003*4))","v":{"$error":"#VALUE!"}},{"$f":"IF(H2003<=CM2005-E2083,0,H2083*H2001*H2002*J2001/(H2003*4))","v":{"$error":"#VALUE!"}},{"$f":"IF(H2003<=CN2005-E2083,0,H2083*H2001*H2002*J2001/(H2003*4))","v":{"$error":"#VALUE!"}},{"$f":"IF(H2003<=CO2005-E2083,0,H2083*H2001*H2002*J2001/(H2003*4))","v":{"$error":"#VALUE!"}},{"$f":"IF(H2003<=CP2005-E2083,0,H2083*H2001*H2002*J2001/(H2003*4))","v":{"$error":"#VALUE!"}},{"$f":"IF(H2003<=CQ2005-E2083,0,H2083*H2001*H2002*J2001/(H2003*4))","v":{"$error":"#VALUE!"}},{"$f":"IF(H2003<=CR2005-E2083,0,H2083*H2001*H2002*J2001/(H2003*4))","v":{"$error":"#VALUE!"}},{"$f":"IF(H2003<=CS2005-E2083,0,H2083*H2001*H2002*J2001/(H2003*4))","v":{"$error":"#VALUE!"}},{"$f":"IF(H2003<=CT2005-E2083,0,H2083*H2001*H2002*J2001/(H2003*4))","v":{"$error":"#VALUE!"}}]
[{"$nulls":4},{"v":20.5,"d":"20.50"},{"$f":"$DF$81","v":{"v":0,"d":"0.000"}},{"$f":"IF(SUM(F2006:F2084)-H2004<=0,0,SUM(F2006:F2084)-H2004)","v":{"v":0,"d":"0.00"}},{"v":0,"d":"0.000"},{"$nulls":78},{"$f":"IF(H2003<=CI2005-E2084,0,H2084*H2001*H2002*J2001/(H2003*4))","v":{"$error":"#VALUE!"}},{"$f":"IF(H2003<=CJ2005-E2084,0,H2084*H2001*H2002*J2001/(H2003*4))","v":{"$error":"#VALUE!"}},{"$f":"IF(H2003<=CK2005-E2084,0,H2084*H2001*H2002*J2001/(H2003*4))","v":{"$error":"#VALUE!"}},{"$f":"IF(H2003<=CL2005-E2084,0,H2084*H2001*H2002*J2001/(H2003*4))","v":{"$error":"#VALUE!"}},{"$f":"IF(H2003<=CM2005-E2084,0,H2084*H2001*H2002*J2001/(H2003*4))","v":{"$error":"#VALUE!"}},{"$f":"IF(H2003<=CN2005-E2084,0,H2084*H2001*H2002*J2001/(H2003*4))","v":{"$error":"#VALUE!"}},{"$f":"IF(H2003<=CO2005-E2084,0,H2084*H2001*H2002*J2001/(H2003*4))","v":{"$error":"#VALUE!"}},{"$f":"IF(H2003<=CP2005-E2084,0,H2084*H2001*H2002*J2001/(H2003*4))","v":{"$error":"#VALUE!"}},{"$f":"IF(H2003<=CQ2005-E2084,0,H2084*H2001*H2002*J2001/(H2003*4))","v":{"$error":"#VALUE!"}},{"$f":"IF(H2003<=CR2005-E2084,0,H2084*H2001*H2002*J2001/(H2003*4))","v":{"$error":"#VALUE!"}},{"$f":"IF(H2003<=CS2005-E2084,0,H2084*H2001*H2002*J2001/(H2003*4))","v":{"$error":"#VALUE!"}},{"$f":"IF(H2003<=CT2005-E2084,0,H2084*H2001*H2002*J2001/(H2003*4))","v":{"$error":"#VALUE!"}},{"$f":"IF(H2003<=CU2005-E2084,0,H2084*H2001*H2002*J2001/(H2003*4))","v":{"$error":"#VALUE!"}}]
[{"$nulls":4},{"v":21.5,"d":"21.50"},{"$f":"$DF$85","v":{"v":0,"d":"0.000"}},{"$f":"IF(SUM(F2006:F2088)-H2004<=0,0,SUM(F2006:F2088)-H2004)","v":{"v":0,"d":"0.00"}},{"v":0,"d":"0.000"},{"$nulls":82},{"$f":"IF(H2003<=CM2005-E2088,0,H2088*H2001*H2002*J2001/(H2003*4))","v":{"$error":"#VALUE!"}},{"$f":"IF(H2003<=CN2005-E2088,0,H2088*H2001*H2002*J2001/(H2003*4))","v":{"$error":"#VALUE!"}},{"$f":"IF(H2003<=CO2005-E2088,0,H2088*H2001*H2002*J2001/(H2003*4))","v":{"$error":"#VALUE!"}},{"$f":"IF(H2003<=CP2005-E2088,0,H2088*H2001*H2002*J2001/(H2003*4))","v":{"$error":"#VALUE!"}},{"$f":"IF(H2003<=CQ2005-E2088,0,H2088*H2001*H2002*J2001/(H2003*4))","v":{"$error":"#VALUE!"}},{"$f":"IF(H2003<=CR2005-E2088,0,H2088*H2001*H2002*J2001/(H2003*4))","v":{"$error":"#VALUE!"}},{"$f":"IF(H2003<=CS2005-E2088,0,H2088*H2001*H2002*J2001/(H2003*4))","v":{"$error":"#VALUE!"}},{"$f":"IF(H2003<=CT2005-E2088,0,H2088*H2001*H2002*J2001/(H2003*4))","v":{"$error":"#VALUE!"}},{"$f":"IF(H2003<=CU2005-E2088,0,H2088*H2001*H2002*J2001/(H2003*4))","v":{"$error":"#VALUE!"}},{"$f":"IF(H2003<=CV2005-E2088,0,H2088*H2001*H2002*J2001/(H2003*4))","v":{"$error":"#VALUE!"}},{"$f":"IF(H2003<=CW2005-E2088,0,H2088*H2001*H2002*J2001/(H2003*4))","v":{"$error":"#VALUE!"}},{"$f":"IF(H2003<=CX2005-E2088,0,H2088*H2001*H2002*J2001/(H2003*4))","v":{"$error":"#VALUE!"}},{"$f":"IF(H2003<=CY2005-E2088,0,H2088*H2001*H2002*J2001/(H2003*4))","v":{"$error":"#VALUE!"}}]
[{"$nulls":4},21.75,{"$f":"$DF$86","v":{"v":0,"d":"0.000"}},{"$f":"IF(SUM(F2006:F2089)-H2004<=0,0,SUM(F2006:F2089)-H2004)","v":{"v":0,"d":"0.00"}},{"v":0,"d":"0.000"},{"$nulls":83},{"$f":"IF(H2003<=CN2005-E2089,0,H2089*H2001*H2002*J2001/(H2003*4))","v":{"$error":"#VALUE!"}},{"$f":"IF(H2003<=CO2005-E2089,0,H2089*H2001*H2002*J2001/(H2003*4))","v":{"$error":"#VALUE!"}},{"$f":"IF(H2003<=CP2005-E2089,0,H2089*H2001*H2002*J2001/(H2003*4))","v":{"$error":"#VALUE!"}},{"$f":"IF(H2003<=CQ2005-E2089,0,H2089*H2001*H2002*J2001/(H2003*4))","v":{"$error":"#VALUE!"}},{"$f":"IF(H2003<=CR2005-E2089,0,H2089*H2001*H2002*J2001/(H2003*4))","v":{"$error":"#VALUE!"}},{"$f":"IF(H2003<=CS2005-E2089,0,H2089*H2001*H2002*J2001/(H2003*4))","v":{"$error":"#VALUE!"}},{"$f":"IF(H2003<=CT2005-E2089,0,H2089*H2001*H2002*J2001/(H2003*4))","v":{"$error":"#VALUE!"}},{"$f":"IF(H2003<=CU2005-E2089,0,H2089*H2001*H2002*J2001/(H2003*4))","v":{"$error":"#VALUE!"}},{"$f":"IF(H2003<=CV2005-E2089,0,H2089*H2001*H2002*J2001/(H2003*4))","v":{"$error":"#VALUE!"}},{"$f":"IF(H2003<=CW2005-E2089,0,H2089*H2001*H2002*J2001/(H2003*4))","v":{"$error":"#VALUE!"}},{"$f":"IF(H2003<=CX2005-E2089,0,H2089*H2001*H2002*J2001/(H2003*4))","v":{"$error":"#VALUE!"}},{"$f":"IF(H2003<=CY2005-E2089,0,H2089*H2001*H2002*J2001/(H2003*4))","v":{"$error":"#VALUE!"}},{"$f":"IF(H2003<=CZ2005-E2089,0,H2089*H2001*H2002*J2001/(H2003*4))","v":{"$error":"#VALUE!"}}]
[{"$nulls":4},{"v":22.5,"d":"22.50"},{"$f":"$DF$89","v":{"v":0,"d":"0.000"}},{"$f":"IF(SUM(F2006:F2092)-H2004<=0,0,SUM(F2006:F2092)-H2004)","v":{"v":0,"d":"0.00"}},{"v":0,"d":"0.000"},{"$nulls":86},{"$f":"IF(H2003<=CQ2005-E2092,0,H2092*H2001*H2002*J2001/(H2003*4))","v":{"$error":"#VALUE!"}},{"$f":"IF(H2003<=CR2005-E2092,0,H2092*H2001*H2002*J2001/(H2003*4))","v":{"$error":"#VALUE!"}},{"$f":"IF(H2003<=CS2005-E2092,0,H2092*H2001*H2002*J2001/(H2003*4))","v":{"$error":"#VALUE!"}},{"$f":"IF(H2003<=CT2005-E2092,0,H2092*H2001*H2002*J2001/(H2003*4))","v":{"$error":"#VALUE!"}},{"$f":"IF(H2003<=CU2005-E2092,0,H2092*H2001*H2002*J2001/(H2003*4))","v":{"$error":"#VALUE!"}},{"$f":"IF(H2003<=CV2005-E2092,0,H2092*H2001*H2002*J2001/(H2003*4))","v":{"$error":"#VALUE!"}},{"$f":"IF(H2003<=CW2005-E2092,0,H2092*H2001*H2002*J2001/(H2003*4))","v":{"$error":"#VALUE!"}},{"$f":"IF(H2003<=CX2005-E2092,0,H2092*H2001*H2002*J2001/(H2003*4))","v":{"$error":"#VALUE!"}},{"$f":"IF(H2003<=CY2005-E2092,0,H2092*H2001*H2002*J2001/(H2003*4))","v":{"$error":"#VALUE!"}},{"$f":"IF(H2003<=CZ2005-E2092,0,H2092*H2001*H2002*J2001/(H2003*4))","v":{"$error":"#VALUE!"}}]
[{"$nulls":4},22.75,{"$f":"$DF$90","v":{"v":0,"d":"0.000"}},{"$f":"IF(SUM(F2006:F2093)-H2004<=0,0,SUM(F2006:F2093)-H2004)","v":{"v":0,"d":"0.00"}},{"v":0,"d":"0.000"},{"$nulls":87},{"$f":"IF(H2003<=CR2005-E2093,0,H2093*H2001*H2002*J2001/(H2003*4))","v":{"$error":"#VALUE!"}},{"$f":"IF(H2003<=CS2005-E2093,0,H2093*H2001*H2002*J2001/(H2003*4))","v":{"$error":"#VALUE!"}},{"$f":"IF(H2003<=CT2005-E2093,0,H2093*H2001*H2002*J2001/(H2003*4))","v":{"$error":"#VALUE!"}},{"$f":"IF(H2003<=CU2005-E2093,0,H2093*H2001*H2002*J2001/(H2003*4))","v":{"$error":"#VALUE!"}},{"$f":"IF(H2003<=CV2005-E2093,0,H2093*H2001*H2002*J2001/(H2003*4))","v":{"$error":"#VALUE!"}},{"$f":"IF(H2003<=CW2005-E2093,0,H2093*H2001*H2002*J2001/(H2003*4))","v":{"$error":"#VALUE!"}},{"$f":"IF(H2003<=CX2005-E2093,0,H2093*H2001*H2002*J2001/(H2003*4))","v":{"$error":"#VALUE!"}},{"$f":"IF(H2003<=CY2005-E2093,0,H2093*H2001*H2002*J2001/(H2003*4))","v":{"$error":"#VALUE!"}},{"$f":"IF(H2003<=CZ2005-E2093,0,H2093*H2001*H2002*J2001/(H2003*4))","v":{"$error":"#VALUE!"}}]
[{"$nulls":4},23.75,{"$f":"$DF$94","v":{"v":0,"d":"0.000"}},{"$f":"IF(SUM(F2006:F2097)-H2004<=0,0,SUM(F2006:F2097)-H2004)","v":{"v":0,"d":"0.00"}},{"v":0,"d":"0.000"},{"$nulls":91},{"$f":"IF(H2003<=CV2005-E2097,0,H2097*H2001*H2002*J2001/(H2003*4))","v":{"$error":"#VALUE!"}},{"$f":"IF(H2003<=CW2005-E2097,0,H2097*H2001*H2002*J2001/(H2003*4))","v":{"$error":"#VALUE!"}},{"$f":"IF(H2003<=CX2005-E2097,0,H2097*H2001*H2002*J2001/(H2003*4))","v":{"$error":"#VALUE!"}},{"$f":"IF(H2003<=CY2005-E2097,0,H2097*H2001*H2002*J2001/(H2003*4))","v":{"$error":"#VALUE!"}},{"$f":"IF(H2003<=CZ2005-E2097,0,H2097*H2001*H2002*J2001/(H2003*4))","v":{"$error":"#VALUE!"}}]
[{"$nulls":4},{"v":24,"d":"24.00"},{"$f":"$DF$95","v":{"v":0,"d":"0.000"}},{"$f":"IF(SUM(F2006:F2098)-H2004<=0,0,SUM(F2006:F2098)-H2004)","v":{"v":0,"d":"0.00"}},{"v":0,"d":"0.000"},{"$nulls":92},{"$f":"IF(H2003<=CW2005-E2098,0,H2098*H2001*H2002*J2001/(H2003*4))","v":{"$error":"#VALUE!"}},{"$f":"IF(H2003<=CX2005-E2098,0,H2098*H2001*H2002*J2001/(H2003*4))","v":{"$error":"#VALUE!"}},{"$f":"IF(H2003<=CY2005-E2098,0,H2098*H2001*H2002*J2001/(H2003*4))","v":{"$error":"#VALUE!"}},{"$f":"IF(H2003<=CZ2005-E2098,0,H2098*H2001*H2002*J2001/(H2003*4))","v":{"$error":"#VALUE!"}}]
[{"$nulls":7},"Input",{"v":1,"d":"1.00"},1.25,{"v":1.5,"d":"1.50"},1.75,{"v":2,"d":"2.00"},2.25,{"v":2.5,"d":"2.50"},2.75,{"v":3,"d":"3.00"},3.25,{"v":3.5,"d":"3.50"},3.75,{"v":4,"d":"4.00"},4.25,{"v":4.5,"d":"4.50"},4.75,{"v":5,"d":"5.00"},5.25,{"v":5.5,"d":"5.50"},5.75,{"v":6,"d":"6.00"},6.25,{"v":6.5,"d":"6.50"},6.75,{"v":7,"d":"7.00"},7.25,{"v":7.5,"d":"7.50"},7.75,{"v":8,"d":"8.00"},8.25,{"v":8.5,"d":"8.50"},8.75,{"v":9,"d":"9.00"},9.25,{"v":9.5,"d":"9.50"},9.75,{"v":10,"d":"10.00"},10.25,{"v":10.5,"d":"10.50"},10.75,{"v":11,"d":"11.00"},11.25,{"v":11.5,"d":"11.50"},11.75,{"v":12,"d":"12.00"},12.25,{"v":12.5,"d":"12.50"},12.75,{"v":13,"d":"13.00"},13.25,{"v":13.5,"d":"13.50"},13.75,{"v":14,"d":"14.00"},14.25,{"v":14.5,"d":"14.50"},14.75,{"v":15,"d":"15.00"},15.25,{"v":15.5,"d":"15.50"},15.75,{"v":16,"d":"16.00"},16.25,{"v":16.5,"d":"16.50"},16.75,{"v":17,"d":"17.00"},17.25,{"v":17.5,"d":"17.50"},17.75,{"v":18,"d":"18.00"},18.25,{"v":18.5,"d":"18.50"},18.75,{"v":19,"d":"19.00"},19.25,{"v":19.5,"d":"19.50"},19.75,{"v":20,"d":"20.00"},20.25,{"v":20.5,"d":"20.50"},20.75,{"v":21,"d":"21.00"},21.25,{"v":21.5,"d":"21.50"},21.75,{"v":22,"d":"22.00"},22.25,{"v":22.5,"d":"22.50"},22.75,{"v":23,"d":"23.00"},23.25,{"v":23.5,"d":"23.50"},23.75,{"v":24,"d":"24.00"},24.25,{"v":24.5,"d":"24.50"},24.75,"Total (MG)"]
[{"$f":"CONCATENATE(H2000,C2103)","v":"CSO 01611a."},"11. Runoff Generated","11a.","Stormwater runoff (MG). ",null,null,{"$f":"C2103","v":"11a."},null,{"$f":"SUM(I2006:I2101)","v":{"$error":"#VALUE!"}},{"$f":"SUM(J2006:J2101)","v":{"$error":"#VALUE!"}},{"$error":"#VALUE!"},{"$error":"#VALUE!"},{"$error":"#VALUE!"},{"$error":"#VALUE!"},{"$error":"#VALUE!"},{"$error":"#VALUE!"},{"$error":"#VALUE!"},{"$error":"#VALUE!"},{"$error":"#VALUE!"},{"$error":"#VALUE!"},{"$error":"#VALUE!"},{"$error":"#VALUE!"},{"$error":"#VALUE!"},{"$error":"#VALUE!"},{"$error":"#VALUE!"},{"$error":"#VALUE!"},{"$error":"#VALUE!"},{"$error":"#VALUE!"},{"$error":"#VALUE!"},{"$error":"#VALUE!"},{"$error":"#VALUE!"},{"$error":"#VALUE!"},{"$error":"#VALUE!"},{"$error":"#VALUE!"},{"$error":"#VALUE!"},{"$error":"#VALUE!"},{"$error":"#VALUE!"},{"$error":"#VALUE!"},{"$error":"#VALUE!"},{"$error":"#VALUE!"},{"$error":"#VALUE!"},{"$error":"#VALUE!"},{"$error":"#VALUE!"},{"$error":"#VALUE!"},{"$error":"#VALUE!"},{"$error":"#VALUE!"},{"$error":"#VALUE!"},{"$error":"#VALUE!"},{"$error":"#VALUE!"},{"$error":"#VALUE!"},{"$error":"#VALUE!"},{"$error":"#VALUE!"},{"$error":"#VALUE!"},{"$error":"#VALUE!"},{"$error":"#VALUE!"},{"$error":"#VALUE!"},{"$error":"#VALUE!"},{"$error":"#VALUE!"},{"$error":"#VALUE!"},{"$error":"#VALUE!"},{"$error":"#VALUE!"},{"$error":"#VALUE!"},{"$error":"#VALUE!"},{"$error":"#VALUE!"},{"$error":"#VALUE!"},{"$error":"#VALUE!"},{"$error":"#VALUE!"},{"$error":"#VALUE!"},{"$error":"#VALUE!"},{"$error":"#VALUE!"},{"$error":"#VALUE!"},{"$error":"#VALUE!"},{"$error":"#VALUE!"},{"$f":"SUM(BV2006:BV2101)","v":{"$error":"#VALUE!"}},{"$error":"#VALUE!"},{"$error":"#VALUE!"},{"$error":"#VALUE!"},{"$error":"#VALUE!"},{"$error":"#VALUE!"},{"$error":"#VALUE!"},{"$error":"#VALUE!"},{"$error":"#VALUE!"},{"$error":"#VALUE!"},{"$error":"#VALUE!"},{"$error":"#VALUE!"},{"$error":"#VALUE!"},{"$error":"#VALUE!"},{"$error":"#VALUE!"},{"$error":"#VALUE!"},{"$error":"#VALUE!"},{"$error":"#VALUE!"},{"$error":"#VALUE!"},{"$error":"#VALUE!"},{"$error":"#VALUE!"},{"$error":"#VALUE!"},{"$error":"#VALUE!"},{"$error":"#VALUE!"},{"$error":"#VALUE!"},{"$error":"#VALUE!"},{"$error":"#VALUE!"},{"$error":"#VALUE!"},{"$error":"#VALUE!"},{"$error":"#VALUE!"},{"$error":"#VALUE!"},{"$f":"SUM(I2103:CZ2103)","v":{"$error":"#VALUE!"}}]
[{"$f":"CONCATENATE(H2000,C2106)","v":"CSO 016"},null,null,"Excess volume after GI saturation, cumulative (MG). Subtract Line 12b from 12c.",{"$nulls":4},{"$f":"IF(SUM($I2105:I2105)-$H2104<=0,0,SUM($I2105:I2105)-$H2104)","v":{"$error":"#VALUE!"}},{"$f":"IF(SUM($I2105:J2105)-$H2104<=0,0,SUM($I2105:J2105)-$H2104)","v":{"$error":"#VALUE!"}},{"$f":"IF(SUM($I2105:K2105)-$H2104<=0,0,SUM($I2105:K2105)-$H2104)","v":{"$error":"#VALUE!"}},{"$f":"IF(SUM($I2105:L2105)-$H2104<=0,0,SUM($I2105:L2105)-$H2104)","v":{"$error":"#VALUE!"}},{"$f":"IF(SUM($I2105:M2105)-$H2104<=0,0,SUM($I2105:M2105)-$H2104)","v":{"$error":"#VALUE!"}},{"$f":"IF(SUM($I2105:N2105)-$H2104<=0,0,SUM($I2105:N2105)-$H2104)","v":{"$error":"#VALUE!"}},{"$f":"IF(SUM($I2105:O2105)-$H2104<=0,0,SUM($I2105:O2105)-$H2104)","v":{"$error":"#VALUE!"}},{"$f":"IF(SUM($I2105:P2105)-$H2104<=0,0,SUM($I2105:P2105)-$H2104)","v":{"$error":"#VALUE!"}},{"$f":"IF(SUM($I2105:Q2105)-$H2104<=0,0,SUM($I2105:Q2105)-$H2104)","v":{"$error":"#VALUE!"}},{"$f":"IF(SUM($I2105:R2105)-$H2104<=0,0,SUM($I2105:R2105)-$H2104)","v":{"$error":"#VALUE!"}},{"$f":"IF(SUM($I2105:S2105)-$H2104<=0,0,SUM($I2105:S2105)-$H2104)","v":{"$error":"#VALUE!"}},{"$f":"IF(SUM($I2105:T2105)-$H2104<=0,0,SUM($I2105:T2105)-$H2104)","v":{"$error":"#VALUE!"}},{"$f":"IF(SUM($I2105:U2105)-$H2104<=0,0,SUM($I2105:U2105)-$H2104)","v":{"$error":"#VALUE!"}},{"$f":"IF(SUM($I2105:V2105)-$H2104<=0,0,SUM($I2105:V2105)-$H2104)","v":{"$error":"#VALUE!"}},{"$f":"IF(SUM($I2105:W2105)-$H2104<=0,0,SUM($I2105:W2105)-$H2104)","v":{"$error":"#VALUE!"}},{"$f":"IF(SUM($I2105:X2105)-$H2104<=0,0,SUM($I2105:X2105)-$H2104)","v":{"$error":"#VALUE!"}},{"$f":"IF(SUM($I2105:Y2105)-$H2104<=0,0,SUM($I2105:Y2105)-$H2104)","v":{"$error":"#VALUE!"}},{"$f":"IF(SUM($I2105:Z2105)-$H2104<=0,0,SUM($I2105:Z2105)-$H2104)","v":{"$error":"#VALUE!"}},{"$f":"IF(SUM($I2105:AA2105)-$H2104<=0,0,SUM($I2105:AA2105)-$H2104)","v":{"$error":"#VALUE!"}},{"$f":"IF(SUM($I2105:AB2105)-$H2104<=0,0,SUM($I2105:AB2105)-$H2104)","v":{"$error":"#VALUE!"}},{"$f":"IF(SUM($I2105:AC2105)-$H2104<=0,0,SUM($I2105:AC2105)-$H2104)","v":{"$error":"#VALUE!"}},{"$f":"IF(SUM($I2105:AD2105)-$H2104<=0,0,SUM($I2105:AD2105)-$H2104)","v":{"$error":"#VALUE!"}},{"$f":"IF(SUM($I2105:AE2105)-$H2104<=0,0,SUM($I2105:AE2105)-$H2104)","v":{"$error":"#VALUE!"}},{"$f":"IF(SUM($I2105:AF2105)-$H2104<=0,0,SUM($I2105:AF2105)-$H2104)","v":{"$error":"#VALUE!"}},{"$f":"IF(SUM($I2105:AG2105)-$H2104<=0,0,SUM($I2105:AG2105)-$H2104)","v":{"$error":"#VALUE!"}},{"$f":"IF(SUM($I2105:AH2105)-$H2104<=0,0,SUM($I2105:AH2105)-$H2104)","v":{"$error":"#VALUE!"}},{"$f":"IF(SUM($I2105:AI2105)-$H2104<=0,0,SUM($I2105:AI2105)-$H2104)","v":{"$error":"#VALUE!"}},{"$f":"IF(SUM($I2105:AJ2105)-$H2104<=0,0,SUM($I2105:AJ2105)-$H2104)","v":{"$error":"#VALUE!"}},{"$f":"IF(SUM($I2105:AK2105)-$H2104<=0,0,SUM($I2105:AK2105)-$H2104)","v":{"$error":"#VALUE!"}},{"$f":"IF(SUM($I2105:AL2105)-$H2104<=0,0,SUM($I2105:AL2105)-$H2104)","v":{"$error":"#VALUE!"}},{"$f":"IF(SUM($I2105:AM2105)-$H2104<=0,0,SUM($I2105:AM2105)-$H2104)","v":{"$error":"#VALUE!"}},{"$f":"IF(SUM($I2105:AN2105)-$H2104<=0,0,SUM($I2105:AN2105)-$H2104)","v":{"$error":"#VALUE!"}},{"$f":"IF(SUM($I2105:AO2105)-$H2104<=0,0,SUM($I2105:AO2105)-$H2104)","v":{"$error":"#VALUE!"}},{"$f":"IF(SUM($I2105:AP2105)-$H2104<=0,0,SUM($I2105:AP2105)-$H2104)","v":{"$error":"#VALUE!"}},{"$f":"IF(SUM($I2105:AQ2105)-$H2104<=0,0,SUM($I2105:AQ2105)-$H2104)","v":{"$error":"#VALUE!"}},{"$f":"IF(SUM($I2105:AR2105)-$H2104<=0,0,SUM($I2105:AR2105)-$H2104)","v":{"$error":"#VALUE!"}},{"$f":"IF(SUM($I2105:AS2105)-$H2104<=0,0,SUM($I2105:AS2105)-$H2104)","v":{"$error":"#VALUE!"}},{"$f":"IF(SUM($I2105:AT2105)-$H2104<=0,0,SUM($I2105:AT2105)-$H2104)","v":{"$error":"#VALUE!"}},{"$f":"IF(SUM($I2105:AU2105)-$H2104<=0,0,SUM($I2105:AU2105)-$H2104)","v":{"$error":"#VALUE!"}},{"$f":"IF(SUM($I2105:AV2105)-$H2104<=0,0,SUM($I2105:AV2105)-$H2104)","v":{"$error":"#VALUE!"}},{"$f":"IF(SUM($I2105:AW2105)-$H2104<=0,0,SUM($I2105:AW2105)-$H2104)","v":{"$error":"#VALUE!"}},{"$f":"IF(SUM($I2105:AX2105)-$H2104<=0,0,SUM($I2105:AX2105)-$H2104)","v":{"$error":"#VALUE!"}},{"$f":"IF(SUM($I2105:AY2105)-$H2104<=0,0,SUM($I2105:AY2105)-$H2104)","v":{"$error":"#VALUE!"}},{"$f":"IF(SUM($I2105:AZ2105)-$H2104<=0,0,SUM($I2105:AZ2105)-$H2104)","v":{"$error":"#VALUE!"}},{"$f":"IF(SUM($I2105:BA2105)-$H2104<=0,0,SUM($I2105:BA2105)-$H2104)","v":{"$error":"#VALUE!"}},{"$f":"IF(SUM($I2105:BB2105)-$H2104<=0,0,SUM($I2105:BB2105)-$H2104)","v":{"$error":"#VALUE!"}},{"$f":"IF(SUM($I2105:BC2105)-$H2104<=0,0,SUM($I2105:BC2105)-$H2104)","v":{"$error":"#VALUE!"}},{"$f":"IF(SUM($I2105:BD2105)-$H2104<=0,0,SUM($I2105:BD2105)-$H2104)","v":{"$error":"#VALUE!"}},{"$f":"IF(SUM($I2105:BE2105)-$H2104<=0,0,SUM($I2105:BE2105)-$H2104)","v":{"$error":"#VALUE!"}},{"$f":"IF(SUM($I2105:BF2105)-$H2104<=0,0,SUM($I2105:BF2105)-$H2104)","v":{"$error":"#VALUE!"}},{"$f":"IF(SUM($I2105:BG2105)-$H2104<=0,0,SUM($I2105:BG2105)-$H2104)","v":{"$error":"#VALUE!"}},{"$f":"IF(SUM($I2105:BH2105)-$H2104<=0,0,SUM($I2105:BH2105)-$H2104)","v":{"$error":"#VALUE!"}},{"$f":"IF(SUM($I2105:BI2105)-$H2104<=0,0,SUM($I2105:BI2105)-$H2104)","v":{"$error":"#VALUE!"}},{"$f":"IF(SUM($I2105:BJ2105)-$H2104<=0,0,SUM($I2105:BJ2105)-$H2104)","v":{"$error":"#VALUE!"}},{"$f":"IF(SUM($I2105:BK2105)-$H2104<=0,0,SUM($I2105:BK2105)-$H2104)","v":{"$error":"#VALUE!"}},{"$f":"IF(SUM($I2105:BL2105)-$H2104<=0,0,SUM($I2105:BL2105)-$H2104)","v":{"$error":"#VALUE!"}},{"$f":"IF(SUM($I2105:BM2105)-$H2104<=0,0,SUM($I2105:BM2105)-$H2104)","v":{"$error":"#VALUE!"}},{"$f":"IF(SUM($I2105:BN2105)-$H2104<=0,0,SUM($I2105:BN2105)-$H2104)","v":{"$error":"#VALUE!"}},{"$f":"IF(SUM($I2105:BO2105)-$H2104<=0,0,SUM($I2105:BO2105)-$H2104)","v":{"$error":"#VALUE!"}},{"$f":"IF(SUM($I2105:BP2105)-$H2104<=0,0,SUM($I2105:BP2105)-$H2104)","v":{"$error":"#VALUE!"}},{"$f":"IF(SUM($I2105:BQ2105)-$H2104<=0,0,SUM($I2105:BQ2105)-$H2104)","v":{"$error":"#VALUE!"}},{"$f":"IF(SUM($I2105:BR2105)-$H2104<=0,0,SUM($I2105:BR2105)-$H2104)","v":{"$error":"#VALUE!"}},{"$f":"IF(SUM($I2105:BS2105)-$H2104<=0,0,SUM($I2105:BS2105)-$H2104)","v":{"$error":"#VALUE!"}},{"$f":"IF(SUM($I2105:BT2105)-$H2104<=0,0,SUM($I2105:BT2105)-$H2104)","v":{"$error":"#VALUE!"}},{"$f":"IF(SUM($I2105:BU2105)-$H2104<=0,0,SUM($I2105:BU2105)-$H2104)","v":{"$error":"#VALUE!"}},{"$f":"IF(SUM($I2105:BV2105)-$H2104<=0,0,SUM($I2105:BV2105)-$H2104)","v":{"$error":"#VALUE!"}},{"$f":"IF(SUM($I2105:BW2105)-$H2104<=0,0,SUM($I2105:BW2105)-$H2104)","v":{"$error":"#VALUE!"}},{"$f":"IF(SUM($I2105:BX2105)-$H2104<=0,0,SUM($I2105:BX2105)-$H2104)","v":{"$error":"#VALUE!"}},{"$f":"IF(SUM($I2105:BY2105)-$H2104<=0,0,SUM($I2105:BY2105)-$H2104)","v":{"$error":"#VALUE!"}},{"$f":"IF(SUM($I2105:BZ2105)-$H2104<=0,0,SUM($I2105:BZ2105)-$H2104)","v":{"$error":"#VALUE!"}},{"$f":"IF(SUM($I2105:CA2105)-$H2104<=0,0,SUM($I2105:CA2105)-$H2104)","v":{"$error":"#VALUE!"}},{"$f":"IF(SUM($I2105:CB2105)-$H2104<=0,0,SUM($I2105:CB2105)-$H2104)","v":{"$error":"#VALUE!"}},{"$f":"IF(SUM($I2105:CC2105)-$H2104<=0,0,SUM($I2105:CC2105)-$H2104)","v":{"$error":"#VALUE!"}},{"$f":"IF(SUM($I2105:CD2105)-$H2104<=0,0,SUM($I2105:CD2105)-$H2104)","v":{"$error":"#VALUE!"}},{"$f":"IF(SUM($I2105:CE2105)-$H2104<=0,0,SUM($I2105:CE2105)-$H2104)","v":{"$error":"#VALUE!"}},{"$f":"IF(SUM($I2105:CF2105)-$H2104<=0,0,SUM($I2105:CF2105)-$H2104)","v":{"$error":"#VALUE!"}},{"$f":"IF(SUM($I2105:CG2105)-$H2104<=0,0,SUM($I2105:CG2105)-$H2104)","v":{"$error":"#VALUE!"}},{"$f":"IF(SUM($I2105:CH2105)-$H2104<=0,0,SUM($I2105:CH2105)-$H2104)","v":{"$error":"#VALUE!"}},{"$f":"IF(SUM($I2105:CI2105)-$H2104<=0,0,SUM($I2105:CI2105)-$H2104)","v":{"$error":"#VALUE!"}},{"$f":"IF(SUM($I2105:CJ2105)-$H2104<=0,0,SUM($I2105:CJ2105)-$H2104)","v":{"$error":"#VALUE!"}},{"$f":"IF(SUM($I2105:CK2105)-$H2104<=0,0,SUM($I2105:CK2105)-$H2104)","v":{"$error":"#VALUE!"}},{"$f":"IF(SUM($I2105:CL2105)-$H2104<=0,0,SUM($I2105:CL2105)-$H2104)","v":{"$error":"#VALUE!"}},{"$f":"IF(SUM($I2105:CM2105)-$H2104<=0,0,SUM($I2105:CM2105)-$H2104)","v":{"$error":"#VALUE!"}},{"$f":"IF(SUM($I2105:CN2105)-$H2104<=0,0,SUM($I2105:CN2105)-$H2104)","v":{"$error":"#VALUE!"}},{"$f":"IF(SUM($I2105:CO2105)-$H2104<=0,0,SUM($I2105:CO2105)-$H2104)","v":{"$error":"#VALUE!"}},{"$f":"IF(SUM($I2105:CP2105)-$H2104<=0,0,SUM($I2105:CP2105)-$H2104)","v":{"$error":"#VALUE!"}},{"$f":"IF(SUM($I2105:CQ2105)-$H2104<=0,0,SUM($I2105:CQ2105)-$H2104)","v":{"$error":"#VALUE!"}},{"$f":"IF(SUM($I2105:CR2105)-$H2104<=0,0,SUM($I2105:CR2105)-$H2104)","v":{"$error":"#VALUE!"}},{"$f":"IF(SUM($I2105:CS2105)-$H2104<=0,0,SUM($I2105:CS2105)-$H2104)","v":{"$error":"#VALUE!"}},{"$f":"IF(SUM($I2105:CT2105)-$H2104<=0,0,SUM($I2105:CT2105)-$H2104)","v":{"$error":"#VALUE!"}},{"$f":"IF(SUM($I2105:CU2105)-$H2104<=0,0,SUM($I2105:CU2105)-$H2104)","v":{"$error":"#VALUE!"}},{"$f":"IF(SUM($I2105:CV2105)-$H2104<=0,0,SUM($I2105:CV2105)-$H2104)","v":{"$error":"#VALUE!"}},{"$f":"IF(SUM($I2105:CW2105)-$H2104<=0,0,SUM($I2105:CW2105)-$H2104)","v":{"$error":"#VALUE!"}},{"$f":"IF(SUM($I2105:CX2105)-$H2104<=0,0,SUM($I2105:CX2105)-$H2104)","v":{"$error":"#VALUE!"}},{"$f":"IF(SUM($I2105:CY2105)-$H2104<=0,0,SUM($I2105:CY2105)-$H2104)","v":{"$error":"#VALUE!"}},{"$f":"IF(SUM($I2105:CZ2105)-$H2104<=0,0,SUM($I2105:CZ2105)-$H2104)","v":{"$error":"#VALUE!"}},"NA"]
[{"$f":"CONCATENATE(H2000,C2107)","v":"CSO 01612d."},null,"12d.","Stormwater runoff after GI saturation (MG). Excess after Line 12c exceeds Line 12b.",null,null,{"$f":"C2107","v":"12d."},null,{"$f":"I2106-H2106","v":{"$error":"#VALUE!"}},{"$f":"J2106-I2106","v":{"$error":"#VALUE!"}},{"$f":"K2106-J2106","v":{"$error":"#VALUE!"}},{"$f":"L2106-K2106","v":{"$error":"#VALUE!"}},{"$f":"M2106-L2106","v":{"$error":"#VALUE!"}},{"$f":"N2106-M2106","v":{"$error":"#VALUE!"}},{"$f":"O2106-N2106","v":{"$error":"#VALUE!"}},{"$f":"P2106-O2106","v":{"$error":"#VALUE!"}},{"$f":"Q2106-P2106","v":{"$error":"#VALUE!"}},{"$f":"R2106-Q2106","v":{"$error":"#VALUE!"}},{"$f":"S2106-R2106","v":{"$error":"#VALUE!"}},{"$f":"T2106-S2106","v":{"$error":"#VALUE!"}},{"$f":"U2106-T2106","v":{"$error":"#VALUE!"}},{"$f":"V2106-U2106","v":{"$error":"#VALUE!"}},{"$f":"W2106-V2106","v":{"$error":"#VALUE!"}},{"$f":"X2106-W2106","v":{"$error":"#VALUE!"}},{"$f":"Y2106-X2106","v":{"$error":"#VALUE!"}},{"$f":"Z2106-Y2106","v":{"$error":"#VALUE!"}},{"$f":"AA2106-Z2106","v":{"$error":"#VALUE!"}},{"$f":"AB2106-AA2106","v":{"$error":"#VALUE!"}},{"$f":"AC2106-AB2106","v":{"$error":"#VALUE!"}},{"$f":"AD2106-AC2106","v":{"$error":"#VALUE!"}},{"$f":"AE2106-AD2106","v":{"$error":"#VALUE!"}},{"$f":"AF2106-AE2106","v":{"$error":"#VALUE!"}},{"$f":"AG2106-AF2106","v":{"$error":"#VALUE!"}},{"$f":"AH2106-AG2106","v":{"$error":"#VALUE!"}},{"$f":"AI2106-AH2106","v":{"$error":"#VALUE!"}},{"$f":"AJ2106-AI2106","v":{"$error":"#VALUE!"}},{"$f":"AK2106-AJ2106","v":{"$error":"#VALUE!"}},{"$f":"AL2106-AK2106","v":{"$error":"#VALUE!"}},{"$f":"AM2106-AL2106","v":{"$error":"#VALUE!"}},{"$f":"AN2106-AM2106","v":{"$error":"#VALUE!"}},{"$f":"AO2106-AN2106","v":{"$error":"#VALUE!"}},{"$f":"AP2106-AO2106","v":{"$error":"#VALUE!"}},{"$f":"AQ2106-AP2106","v":{"$error":"#VALUE!"}},{"$f":"AR2106-AQ2106","v":{"$error":"#VALUE!"}},{"$f":"AS2106-AR2106","v":{"$error":"#VALUE!"}},{"$f":"AT2106-AS2106","v":{"$error":"#VALUE!"}},{"$f":"AU2106-AT2106","v":{"$error":"#VALUE!"}},{"$f":"AV2106-AU2106","v":{"$error":"#VALUE!"}},{"$f":"AW2106-AV2106","v":{"$error":"#VALUE!"}},{"$f":"AX2106-AW2106","v":{"$error":"#VALUE!"}},{"$f":"AY2106-AX2106","v":{"$error":"#VALUE!"}},{"$f":"AZ2106-AY2106","v":{"$error":"#VALUE!"}},{"$f":"BA2106-AZ2106","v":{"$error":"#VALUE!"}},{"$f":"BB2106-BA2106","v":{"$error":"#VALUE!"}},{"$f":"BC2106-BB2106","v":{"$error":"#VALUE!"}},{"$f":"BD2106-BC2106","v":{"$error":"#VALUE!"}},{"$f":"BE2106-BD2106","v":{"$error":"#VALUE!"}},{"$f":"BF2106-BE2106","v":{"$error":"#VALUE!"}},{"$f":"BG2106-BF2106","v":{"$error":"#VALUE!"}},{"$f":"BH2106-BG2106","v":{"$error":"#VALUE!"}},{"$f":"BI2106-BH2106","v":{"$error":"#VALUE!"}},{"$f":"BJ2106-BI2106","v":{"$error":"#VALUE!"}},{"$f":"BK2106-BJ2106","v":{"$error":"#VALUE!"}},{"$f":"BL2106-BK2106","v":{"$error":"#VALUE!"}},{"$f":"BM2106-BL2106","v":{"$error":"#VALUE!"}},{"$f":"BN2106-BM2106","v":{"$error":"#VALUE!"}},{"$f":"BO2106-BN2106","v":{"$error":"#VALUE!"}},{"$f":"BP2106-BO2106","v":{"$error":"#VALUE!"}},{"$f":"BQ2106-BP2106","v":{"$error":"#VALUE!"}},{"$f":"BR2106-BQ2106","v":{"$error":"#VALUE!"}},{"$f":"BS2106-BR2106","v":{"$error":"#VALUE!"}},{"$f":"BT2106-BS2106","v":{"$error":"#VALUE!"}},{"$f":"BU2106-BT2106","v":{"$error":"#VALUE!"}},{"$f":"BV2106-BU2106","v":{"$error":"#VALUE!"}},{"$f":"BW2106-BV2106","v":{"$error":"#VALUE!"}},{"$f":"BX2106-BW2106","v":{"$error":"#VALUE!"}},{"$f":"BY2106-BX2106","v":{"$error":"#VALUE!"}},{"$f":"BZ2106-BY2106","v":{"$error":"#VALUE!"}},{"$f":"CA2106-BZ2106","v":{"$error":"#VALUE!"}},{"$f":"CB2106-CA2106","v":{"$error":"#VALUE!"}},{"$f":"CC2106-CB2106","v":{"$error":"#VALUE!"}},{"$f":"CD2106-CC2106","v":{"$error":"#VALUE!"}},{"$f":"CE2106-CD2106","v":{"$error":"#VALUE!"}},{"$f":"CF2106-CE2106","v":{"$error":"#VALUE!"}},{"$f":"CG2106-CF2106","v":{"$error":"#VALUE!"}},{"$f":"CH2106-CG2106","v":{"$error":"#VALUE!"}},{"$f":"CI2106-CH2106","v":{"$error":"#VALUE!"}},{"$f":"CJ2106-CI2106","v":{"$error":"#VALUE!"}},{"$f":"CK2106-CJ2106","v":{"$error":"#VALUE!"}},{"$f":"CL2106-CK2106","v":{"$error":"#VALUE!"}},{"$f":"CM2106-CL2106","v":{"$error":"#VALUE!"}},{"$f":"CN2106-CM2106","v":{"$error":"#VALUE!"}},{"$f":"CO2106-CN2106","v":{"$error":"#VALUE!"}},{"$f":"CP2106-CO2106","v":{"$error":"#VALUE!"}},{"$f":"CQ2106-CP2106","v":{"$error":"#VALUE!"}},{"$f":"CR2106-CQ2106","v":{"$error":"#VALUE!"}},{"$f":"CS2106-CR2106","v":{"$error":"#VALUE!"}},{"$f":"CT2106-CS2106","v":{"$error":"#VALUE!"}},{"$f":"CU2106-CT2106","v":{"$error":"#VALUE!"}},{"$f":"CV2106-CU2106","v":{"$error":"#VALUE!"}},{"$f":"CW2106-CV2106","v":{"$error":"#VALUE!"}},{"$f":"CX2106-CW2106","v":{"$error":"#VALUE!"}},{"$f":"CY2106-CX2106","v":{"$error":"#VALUE!"}},{"$f":"CZ2106-CY2106","v":{"$error":"#VALUE!"}},{"$f":"SUM(I2107:CZ2107)","v":{"$error":"#VALUE!"}}]
[{"$f":"CONCATENATE(H2000,C2109)","v":"CSO 01613b."},null,"13b.","Dry weather flow rate (MGD). ",null,null,{"$f":"C2109","v":"13b."},{"$f":"HLOOKUP(H2000,'4 - CSO VOLUME'!$E$9:$AS$33,17,FALSE)","v":{"v":0,"d":"0.00"}},{"$f":"$H2109/(4*24)","v":{"v":0,"d":"0.000"}},{"$f":"$H2109/(4*24)","v":{"v":0,"d":"0.000"}},{"v":0,"d":"0.000"},{"v":0,"d":"0.000"},{"v":0,"d":"0.000"},{"v":0,"d":"0.000"},{"v":0,"d":"0.000"},{"v":0,"d":"0.000"},{"v":0,"d":"0.000"},{"v":0,"d":"0.000"},{"v":0,"d":"0.000"},{"v":0,"d":"0.000"},{"v":0,"d":"0.000"},{"v":0,"d":"0.000"},{"v":0,"d":"0.000"},{"v":0,"d":"0.000"},{"v":0,"d":"0.000"},{"v":0,"d":"0.000"},{"v":0,"d":"0.000"},{"v":0,"d":"0.000"},{"v":0,"d":"0.000"},{"v":0,"d":"0.000"},{"v":0,"d":"0.000"},{"v":0,"d":"0.000"},{"v":0,"d":"0.000"},{"v":0,"d":"0.000"},{"v":0,"d":"0.000"},{"v":0,"d":"0.000"},{"v":0,"d":"0.000"},{"v":0,"d":"0.000"},{"v":0,"d":"0.000"},{"v":0,"d":"0.000"},{"v":0,"d":"0.000"},{"v":0,"d":"0.000"},{"v":0,"d":"0.000"},{"v":0,"d":"0.000"},{"v":0,"d":"0.000"},{"v":0,"d":"0.000"},{"v":0,"d":"0.000"},{"v":0,"d":"0.000"},{"v":0,"d":"0.000"},{"v":0,"d":"0.000"},{"v":0,"d":"0.000"},{"v":0,"d":"0.000"},{"v":0,"d":"0.000"},{"v":0,"d":"0.000"},{"v":0,"d":"0.000"},{"v":0,"d":"0.000"},{"v":0,"d":"0.000"},{"v":0,"d":"0.000"},{"v":0,"d":"0.000"},{"v":0,"d":"0.000"},{"v":0,"d":"0.000"},{"v":0,"d":"0.000"},{"v":0,"d":"0.000"},{"v":0,"d":"0.000"},{"v":0,"d":"0.000"},{"v":0,"d":"0.000"},{"v":0,"d":"0.000"},{"v":0,"d":"0.000"},{"v":0,"d":"0.000"},{"v":0,"d":"0.000"},{"v":0,"d":"0.000"},{"v":0,"d":"0.000"},{"v":0,"d":"0.000"},{"$f":"$H2109/(4*24)","v":{"v":0,"d":"0.000"}},{"v":0,"d":"0.000"},{"v":0,"d":"0.000"},{"v":0,"d":"0.000"},{"v":0,"d":"0.000"},{"v":0,"d":"0.000"},{"v":0,"d":"0.000"},{"v":0,"d":"0.000"},{"v":0,"d":"0.000"},{"v":0,"d":"0.000"},{"v":0,"d":"0.000"},{"v":0,"d":"0.000"},{"v":0,"d":"0.000"},{"v":0,"d":"0.000"},{"v":0,"d":"0.000"},{"v":0,"d":"0.000"},{"v":0,"d":"0.000"},{"v":0,"d":"0.000"},{"v":0,"d":"0.000"},{"v":0,"d":"0.000"},{"v":0,"d":"0.000"},{"v":0,"d":"0.000"},{"v":0,"d":"0.000"},{"v":0,"d":"0.000"},{"v":0,"d":"0.000"},{"v":0,"d":"0.000"},{"v":0,"d":"0.000"},{"v":0,"d":"0.000"},{"v":0,"d":"0.000"},{"v":0,"d":"0.000"},{"v":0,"d":"0.000"}]
[{"$f":"CONCATENATE(H2000,C2112)","v":"CSO 01613d."},null,"13d.","Combined sewage after GI saturation and CSO control (MG). Excess after Line 13c exceeds Line 13a.",null,null,{"$f":"C2112","v":"13d."},null,{"$f":"I2111-H2111","v":{"$error":"#VALUE!"}},{"$f":"J2111-I2111","v":{"$error":"#VALUE!"}},{"$f":"K2111-J2111","v":{"$error":"#VALUE!"}},{"$f":"L2111-K2111","v":{"$error":"#VALUE!"}},{"$f":"M2111-L2111","v":{"$error":"#VALUE!"}},{"$f":"N2111-M2111","v":{"$error":"#VALUE!"}},{"$f":"O2111-N2111","v":{"$error":"#VALUE!"}},{"$f":"P2111-O2111","v":{"$error":"#VALUE!"}},{"$f":"Q2111-P2111","v":{"$error":"#VALUE!"}},{"$f":"R2111-Q2111","v":{"$error":"#VALUE!"}},{"$f":"S2111-R2111","v":{"$error":"#VALUE!"}},{"$f":"T2111-S2111","v":{"$error":"#VALUE!"}},{"$f":"U2111-T2111","v":{"$error":"#VALUE!"}},{"$f":"V2111-U2111","v":{"$error":"#VALUE!"}},{"$f":"W2111-V2111","v":{"$error":"#VALUE!"}},{"$f":"X2111-W2111","v":{"$error":"#VALUE!"}},{"$f":"Y2111-X2111","v":{"$error":"#VALUE!"}},{"$f":"Z2111-Y2111","v":{"$error":"#VALUE!"}},{"$f":"AA2111-Z2111","v":{"$error":"#VALUE!"}},{"$f":"AB2111-AA2111","v":{"$error":"#VALUE!"}},{"$f":"AC2111-AB2111","v":{"$error":"#VALUE!"}},{"$f":"AD2111-AC2111","v":{"$error":"#VALUE!"}},{"$f":"AE2111-AD2111","v":{"$error":"#VALUE!"}},{"$f":"AF2111-AE2111","v":{"$error":"#VALUE!"}},{"$f":"AG2111-AF2111","v":{"$error":"#VALUE!"}},{"$f":"AH2111-AG2111","v":{"$error":"#VALUE!"}},{"$f":"AI2111-AH2111","v":{"$error":"#VALUE!"}},{"$f":"AJ2111-AI2111","v":{"$error":"#VALUE!"}},{"$f":"AK2111-AJ2111","v":{"$error":"#VALUE!"}},{"$f":"AL2111-AK2111","v":{"$error":"#VALUE!"}},{"$f":"AM2111-AL2111","v":{"$error":"#VALUE!"}},{"$f":"AN2111-AM2111","v":{"$error":"#VALUE!"}},{"$f":"AO2111-AN2111","v":{"$error":"#VALUE!"}},{"$f":"AP2111-AO2111","v":{"$error":"#VALUE!"}},{"$f":"AQ2111-AP2111","v":{"$error":"#VALUE!"}},{"$f":"AR2111-AQ2111","v":{"$error":"#VALUE!"}},{"$f":"AS2111-AR2111","v":{"$error":"#VALUE!"}},{"$f":"AT2111-AS2111","v":{"$error":"#VALUE!"}},{"$f":"AU2111-AT2111","v":{"$error":"#VALUE!"}},{"$f":"AV2111-AU2111","v":{"$error":"#VALUE!"}},{"$f":"AW2111-AV2111","v":{"$error":"#VALUE!"}},{"$f":"AX2111-AW2111","v":{"$error":"#VALUE!"}},{"$f":"AY2111-AX2111","v":{"$error":"#VALUE!"}},{"$f":"AZ2111-AY2111","v":{"$error":"#VALUE!"}},{"$f":"BA2111-AZ2111","v":{"$error":"#VALUE!"}},{"$f":"BB2111-BA2111","v":{"$error":"#VALUE!"}},{"$f":"BC2111-BB2111","v":{"$error":"#VALUE!"}},{"$f":"BD2111-BC2111","v":{"$error":"#VALUE!"}},{"$f":"BE2111-BD2111","v":{"$error":"#VALUE!"}},{"$f":"BF2111-BE2111","v":{"$error":"#VALUE!"}},{"$f":"BG2111-BF2111","v":{"$error":"#VALUE!"}},{"$f":"BH2111-BG2111","v":{"$error":"#VALUE!"}},{"$f":"BI2111-BH2111","v":{"$error":"#VALUE!"}},{"$f":"BJ2111-BI2111","v":{"$error":"#VALUE!"}},{"$f":"BK2111-BJ2111","v":{"$error":"#VALUE!"}},{"$f":"BL2111-BK2111","v":{"$error":"#VALUE!"}},{"$f":"BM2111-BL2111","v":{"$error":"#VALUE!"}},{"$f":"BN2111-BM2111","v":{"$error":"#VALUE!"}},{"$f":"BO2111-BN2111","v":{"$error":"#VALUE!"}},{"$f":"BP2111-BO2111","v":{"$error":"#VALUE!"}},{"$f":"BQ2111-BP2111","v":{"$error":"#VALUE!"}},{"$f":"BR2111-BQ2111","v":{"$error":"#VALUE!"}},{"$f":"BS2111-BR2111","v":{"$error":"#VALUE!"}},{"$f":"BT2111-BS2111","v":{"$error":"#VALUE!"}},{"$f":"BU2111-BT2111","v":{"$error":"#VALUE!"}},{"$f":"BV2111-BU2111","v":{"$error":"#VALUE!"}},{"$f":"BW2111-BV2111","v":{"$error":"#VALUE!"}},{"$f":"BX2111-BW2111","v":{"$error":"#VALUE!"}},{"$f":"BY2111-BX2111","v":{"$error":"#VALUE!"}},{"$f":"BZ2111-BY2111","v":{"$error":"#VALUE!"}},{"$f":"CA2111-BZ2111","v":{"$error":"#VALUE!"}},{"$f":"CB2111-CA2111","v":{"$error":"#VALUE!"}},{"$f":"CC2111-CB2111","v":{"$error":"#VALUE!"}},{"$f":"CD2111-CC2111","v":{"$error":"#VALUE!"}},{"$f":"CE2111-CD2111","v":{"$error":"#VALUE!"}},{"$f":"CF2111-CE2111","v":{"$error":"#VALUE!"}},{"$f":"CG2111-CF2111","v":{"$error":"#VALUE!"}},{"$f":"CH2111-CG2111","v":{"$error":"#VALUE!"}},{"$f":"CI2111-CH2111","v":{"$error":"#VALUE!"}},{"$f":"CJ2111-CI2111","v":{"$error":"#VALUE!"}},{"$f":"CK2111-CJ2111","v":{"$error":"#VALUE!"}},{"$f":"CL2111-CK2111","v":{"$error":"#VALUE!"}},{"$f":"CM2111-CL2111","v":{"$error":"#VALUE!"}},{"$f":"CN2111-CM2111","v":{"$error":"#VALUE!"}},{"$f":"CO2111-CN2111","v":{"$error":"#VALUE!"}},{"$f":"CP2111-CO2111","v":{"$error":"#VALUE!"}},{"$f":"CQ2111-CP2111","v":{"$error":"#VALUE!"}},{"$f":"CR2111-CQ2111","v":{"$error":"#VALUE!"}},{"$f":"CS2111-CR2111","v":{"$error":"#VALUE!"}},{"$f":"CT2111-CS2111","v":{"$error":"#VALUE!"}},{"$f":"CU2111-CT2111","v":{"$error":"#VALUE!"}},{"$f":"CV2111-CU2111","v":{"$error":"#VALUE!"}},{"$f":"CW2111-CV2111","v":{"$error":"#VALUE!"}},{"$f":"CX2111-CW2111","v":{"$error":"#VALUE!"}},{"$f":"CY2111-CX2111","v":{"$error":"#VALUE!"}},{"$f":"CZ2111-CY2111","v":{"$error":"#VALUE!"}},{"$f":"SUM(I2112:CZ2112)","v":{"$error":"#VALUE!"}}]
[{"$f":"CONCATENATE(H2000,C2115)","v":"CSO 01614c."},null,"14c.","CSO treatment capacity (MGD). Line 7c.",null,null,"14c.",{"$f":"HLOOKUP(H2000,'4 - CSO VOLUME'!$E$9:$AS$33,22,FALSE)","v":""}]
[{"$f":"CONCATENATE(H2000,C2117)","v":"CSO 01614e."},null,"14e.","Untreated CSO volume (MG). Difference between hourly values for Line 14b and line 14d.",null,null,"14e.",null,{"$f":"I2114-I2116","v":{"$error":"#VALUE!"}},{"$f":"J2114-J2116","v":{"$error":"#VALUE!"}},{"$error":"#VALUE!"},{"$error":"#VALUE!"},{"$error":"#VALUE!"},{"$error":"#VALUE!"},{"$error":"#VALUE!"},{"$error":"#VALUE!"},{"$error":"#VALUE!"},{"$error":"#VALUE!"},{"$error":"#VALUE!"},{"$error":"#VALUE!"},{"$error":"#VALUE!"},{"$error":"#VALUE!"},{"$error":"#VALUE!"},{"$error":"#VALUE!"},{"$error":"#VALUE!"},{"$error":"#VALUE!"},{"$error":"#VALUE!"},{"$error":"#VALUE!"},{"$error":"#VALUE!"},{"$error":"#VALUE!"},{"$error":"#VALUE!"},{"$error":"#VALUE!"},{"$error":"#VALUE!"},{"$error":"#VALUE!"},{"$error":"#VALUE!"},{"$error":"#VALUE!"},{"$error":"#VALUE!"},{"$error":"#VALUE!"},{"$error":"#VALUE!"},{"$error":"#VALUE!"},{"$error":"#VALUE!"},{"$error":"#VALUE!"},{"$error":"#VALUE!"},{"$error":"#VALUE!"},{"$error":"#VALUE!"},{"$error":"#VALUE!"},{"$error":"#VALUE!"},{"$error":"#VALUE!"},{"$error":"#VALUE!"},{"$error":"#VALUE!"},{"$error":"#VALUE!"},{"$error":"#VALUE!"},{"$error":"#VALUE!"},{"$error":"#VALUE!"},{"$error":"#VALUE!"},{"$error":"#VALUE!"},{"$error":"#VALUE!"},{"$error":"#VALUE!"},{"$error":"#VALUE!"},{"$error":"#VALUE!"},{"$error":"#VALUE!"},{"$error":"#VALUE!"},{"$error":"#VALUE!"},{"$error":"#VALUE!"},{"$error":"#VALUE!"},{"$error":"#VALUE!"},{"$error":"#VALUE!"},{"$error":"#VALUE!"},{"$error":"#VALUE!"},{"$error":"#VALUE!"},{"$error":"#VALUE!"},{"$error":"#VALUE!"},{"$error":"#VALUE!"},{"$f":"BV2114-BV2116","v":{"$error":"#VALUE!"}},{"$error":"#VALUE!"},{"$error":"#VALUE!"},{"$error":"#VALUE!"},{"$error":"#VALUE!"},{"$error":"#VALUE!"},{"$error":"#VALUE!"},{"$error":"#VALUE!"},{"$error":"#VALUE!"},{"$error":"#VALUE!"},{"$error":"#VALUE!"},{"$error":"#VALUE!"},{"$error":"#VALUE!"},{"$error":"#VALUE!"},{"$error":"#VALUE!"},{"$error":"#VALUE!"},{"$error":"#VALUE!"},{"$error":"#VALUE!"},{"$error":"#VALUE!"},{"$error":"#VALUE!"},{"$error":"#VALUE!"},{"$error":"#VALUE!"},{"$error":"#VALUE!"},{"$error":"#VALUE!"},{"$error":"#VALUE!"},{"$error":"#VALUE!"},{"$error":"#VALUE!"},{"$error":"#VALUE!"},{"$error":"#VALUE!"},{"$error":"#VALUE!"},{"$error":"#VALUE!"},{"$f":"SUM(I2117:CZ2117)","v":{"$error":"#VALUE!"}}]
[]
[{"$nulls":7},{"$f":"A19","v":"CSO 017"}]
[{"$nulls":6},"Initial Abstraction (in):",{"$f":"HLOOKUP(H2121,'3 - Tc & RAINFALL'!$E$9:$AS$17,9,FALSE)","v":{"v":0.1,"d":"0.10"}}]
[{"$nulls":4},"hour","P (in)","P_cum (in)","P_mod (in)",1,1.25,{"v":1.5,"d":"1.50"},1.75,{"v":2,"d":"2.00"},2.25,{"v":2.5,"d":"2.50"},2.75,{"v":3,"d":"3.00"},3.25,{"v":3.5,"d":"3.50"},3.75,{"v":4,"d":"4.00"},4.25,{"v":4.5,"d":"4.50"},4.75,{"v":5,"d":"5.00"},5.25,{"v":5.5,"d":"5.50"},5.75,{"v":6,"d":"6.00"},6.25,{"v":6.5,"d":"6.50"},6.75,{"v":7,"d":"7.00"},7.25,{"v":7.5,"d":"7.50"},7.75,{"v":8,"d":"8.00"},8.25,{"v":8.5,"d":"8.50"},8.75,{"v":9,"d":"9.00"},9.25,{"v":9.5,"d":"9.50"},9.75,{"v":10,"d":"10.00"},10.25,{"v":10.5,"d":"10.50"},10.75,{"v":11,"d":"11.00"},11.25,{"v":11.5,"d":"11.50"},11.75,{"v":12,"d":"12.00"},12.25,{"v":12.5,"d":"12.50"},12.75,{"v":13,"d":"13.00"},13.25,{"v":13.5,"d":"13.50"},13.75,{"v":14,"d":"14.00"},14.25,{"v":14.5,"d":"14.50"},14.75,{"v":15,"d":"15.00"},15.25,{"v":15.5,"d":"15.50"},15.75,{"v":16,"d":"16.00"},16.25,{"v":16.5,"d":"16.50"},16.75,{"v":17,"d":"17.00"},17.25,{"v":17.5,"d":"17.50"},17.75,{"v":18,"d":"18.00"},18.25,{"v":18.5,"d":"18.50"},18.75,{"v":19,"d":"19.00"},19.25,{"v":19.5,"d":"19.50"},19.75,{"v":20,"d":"20.00"},20.25,{"v":20.5,"d":"20.50"},20.75,{"v":21,"d":"21.00"},21.25,{"v":21.5,"d":"21.50"},21.75,{"v":22,"d":"22.00"},22.25,{"v":22.5,"d":"22.50"},22.75,{"v":23,"d":"23.00"},23.25,{"v":23.5,"d":"23.50"},23.75,{"v":24,"d":"24.00"},24.25,{"v":24.5,"d":"24.50"},24.75]
[{"$nulls":4},{"v":1.5,"d":"1.50"},{"$f":"$DF$5","v":{"v":0,"d":"0.000"}},{"$f":"IF(SUM(F2127:F2129)-H2125<=0,0,SUM(F2127:F2129)-H2125)","v":{"v":0,"d":"0.00"}},{"$f":"G2129-G2128","v":{"v":0,"d":"0.000"}},null,null,{"$f":"IF(H2124<=K2126-E2129,0,H2129*H2122*H2123*J2122/(H2124*4))","v":{"$error":"#VALUE!"}},{"$f":"IF(H2124<=L2126-E2129,0,H2129*H2122*H2123*J2122/(H2124*4))","v":{"$error":"#VALUE!"}},{"$f":"IF(H2124<=M2126-E2129,0,H2129*H2122*H2123*J2122/(H2124*4))","v":{"$error":"#VALUE!"}},{"$f":"IF(H2124<=N2126-E2129,0,H2129*H2122*H2123*J2122/(H2124*4))","v":{"$error":"#VALUE!"}},{"$f":"IF(H2124<=O2126-E2129,0,H2129*H2122*H2123*J2122/(H2124*4))","v":{"$error":"#VALUE!"}},{"$f":"IF(H2124<=P2126-E2129,0,H2129*H2122*H2123*J2122/(H2124*4))","v":{"$error":"#VALUE!"}},{"$f":"IF(H2124<=Q2126-E2129,0,H2129*H2122*H2123*J2122/(H2124*4))","v":{"$error":"#VALUE!"}},{"$f":"IF(H2124<=R2126-E2129,0,H2129*H2122*H2123*J2122/(H2124*4))","v":{"$error":"#VALUE!"}},{"$f":"IF(H2124<=S2126-E2129,0,H2129*H2122*H2123*J2122/(H2124*4))","v":{"$error":"#VALUE!"}},{"$f":"IF(H2124<=T2126-E2129,0,H2129*H2122*H2123*J2122/(H2124*4))","v":{"$error":"#VALUE!"}},{"$f":"IF(H2124<=U2126-E2129,0,H2129*H2122*H2123*J2122/(H2124*4))","v":{"$error":"#VALUE!"}},{"$f":"IF(H2124<=V2126-E2129,0,H2129*H2122*H2123*J2122/(H2124*4))","v":{"$error":"#VALUE!"}},{"$f":"IF(H2124<=W2126-E2129,0,H2129*H2122*H2123*J2122/(H2124*4))","v":{"$error":"#VALUE!"}}]
[{"$nulls":4},{"v":2,"d":"2.00"},{"$f":"$DF$7","v":{"v":0,"d":"0.000"}},{"$f":"IF(SUM(F2127:F2131)-H2125<=0,0,SUM(F2127:F2131)-H2125)","v":{"v":0,"d":"0.00"}},{"v":0,"d":"0.000"},{"$nulls":4},{"$f":"IF(H2124<=M2126-E2131,0,H2131*H2122*H2123*J2122/(H2124*4))","v":{"$error":"#VALUE!"}},{"$f":"IF(H2124<=N2126-E2131,0,H2131*H2122*H2123*J2122/(H2124*4))","v":{"$error":"#VALUE!"}},{"$f":"IF(H2124<=O2126-E2131,0,H2131*H2122*H2123*J2122/(H2124*4))","v":{"$error":"#VALUE!"}},{"$f":"IF(H2124<=P2126-E2131,0,H2131*H2122*H2123*J2122/(H2124*4))","v":{"$error":"#VALUE!"}},{"$f":"IF(H2124<=Q2126-E2131,0,H2131*H2122*H2123*J2122/(H2124*4))","v":{"$error":"#VALUE!"}},{"$f":"IF(H2124<=R2126-E2131,0,H2131*H2122*H2123*J2122/(H2124*4))","v":{"$error":"#VALUE!"}},{"$f":"IF(H2124<=S2126-E2131,0,H2131*H2122*H2123*J2122/(H2124*4))","v":{"$error":"#VALUE!"}},{"$f":"IF(H2124<=T2126-E2131,0,H2131*H2122*H2123*J2122/(H2124*4))","v":{"$error":"#VALUE!"}},{"$f":"IF(H2124<=U2126-E2131,0,H2131*H2122*H2123*J2122/(H2124*4))","v":{"$error":"#VALUE!"}},{"$f":"IF(H2124<=V2126-E2131,0,H2131*H2122*H2123*J2122/(H2124*4))","v":{"$error":"#VALUE!"}},{"$f":"IF(H2124<=W2126-E2131,0,H2131*H2122*H2123*J2122/(H2124*4))","v":{"$error":"#VALUE!"}},{"$f":"IF(H2124<=X2126-E2131,0,H2131*H2122*H2123*J2122/(H2124*4))","v":{"$error":"#VALUE!"}},{"$f":"IF(H2124<=Y2126-E2131,0,H2131*H2122*H2123*J2122/(H2124*4))","v":{"$error":"#VALUE!"}}]
[{"$nulls":4},2.75,{"$f":"$DF$10","v":{"v":0,"d":"0.000"}},{"$f":"IF(SUM(F2127:F2134)-H2125<=0,0,SUM(F2127:F2134)-H2125)","v":{"v":0,"d":"0.00"}},{"v":0,"d":"0.000"},{"$nulls":7},{"$f":"IF(H2124<=P2126-E2134,0,H2134*H2122*H2123*J2122/(H2124*4))","v":{"$error":"#VALUE!"}},{"$f":"IF(H2124<=Q2126-E2134,0,H2134*H2122*H2123*J2122/(H2124*4))","v":{"$error":"#VALUE!"}},{"$f":"IF(H2124<=R2126-E2134,0,H2134*H2122*H2123*J2122/(H2124*4))","v":{"$error":"#VALUE!"}},{"$f":"IF(H2124<=S2126-E2134,0,H2134*H2122*H2123*J2122/(H2124*4))","v":{"$error":"#VALUE!"}},{"$f":"IF(H2124<=T2126-E2134,0,H2134*H2122*H2123*J2122/(H2124*4))","v":{"$error":"#VALUE!"}},{"$f":"IF(H2124<=U2126-E2134,0,H2134*H2122*H2123*J2122/(H2124*4))","v":{"$error":"#VALUE!"}},{"$f":"IF(H2124<=V2126-E2134,0,H2134*H2122*H2123*J2122/(H2124*4))","v":{"$error":"#VALUE!"}},{"$f":"IF(H2124<=W2126-E2134,0,H2134*H2122*H2123*J2122/(H2124*4))","v":{"$error":"#VALUE!"}},{"$f":"IF(H2124<=X2126-E2134,0,H2134*H2122*H2123*J2122/(H2124*4))","v":{"$error":"#VALUE!"}},{"$f":"IF(H2124<=Y2126-E2134,0,H2134*H2122*H2123*J2122/(H2124*4))","v":{"$error":"#VALUE!"}},{"$f":"IF(H2124<=Z2126-E2134,0,H2134*H2122*H2123*J2122/(H2124*4))","v":{"$error":"#VALUE!"}},{"$f":"IF(H2124<=AA2126-E2134,0,H2134*H2122*H2123*J2122/(H2124*4))","v":{"$error":"#VALUE!"}},{"$f":"IF(H2124<=AB2126-E2134,0,H2134*H2122*H2123*J2122/(H2124*4))","v":{"$error":"#VALUE!"}}]
[{"$nulls":4},{"v":3,"d":"3.00"},{"$f":"$DF$11","v":{"v":0,"d":"0.000"}},{"$f":"IF(SUM(F2127:F2135)-H2125<=0,0,SUM(F2127:F2135)-H2125)","v":{"v":0,"d":"0.00"}},{"v":0,"d":"0.000"},{"$nulls":8},{"$f":"IF(H2124<=Q2126-E2135,0,H2135*H2122*H2123*J2122/(H2124*4))","v":{"$error":"#VALUE!"}},{"$f":"IF(H2124<=R2126-E2135,0,H2135*H2122*H2123*J2122/(H2124*4))","v":{"$error":"#VALUE!"}},{"$f":"IF(H2124<=S2126-E2135,0,H2135*H2122*H2123*J2122/(H2124*4))","v":{"$error":"#VALUE!"}},{"$f":"IF(H2124<=T2126-E2135,0,H2135*H2122*H2123*J2122/(H2124*4))","v":{"$error":"#VALUE!"}},{"$f":"IF(H2124<=U2126-E2135,0,H2135*H2122*H2123*J2122/(H2124*4))","v":{"$error":"#VALUE!"}},{"$f":"IF(H2124<=V2126-E2135,0,H2135*H2122*H2123*J2122/(H2124*4))","v":{"$error":"#VALUE!"}},{"$f":"IF(H2124<=W2126-E2135,0,H2135*H2122*H2123*J2122/(H2124*4))","v":{"$error":"#VALUE!"}},{"$f":"IF(H2124<=X2126-E2135,0,H2135*H2122*H2123*J2122/(H2124*4))","v":{"$error":"#VALUE!"}},{"$f":"IF(H2124<=Y2126-E2135,0,H2135*H2122*H2123*J2122/(H2124*4))","v":{"$error":"#VALUE!"}},{"$f":"IF(H2124<=Z2126-E2135,0,H2135*H2122*H2123*J2122/(H2124*4))","v":{"$error":"#VALUE!"}},{"$f":"IF(H2124<=AA2126-E2135,0,H2135*H2122*H2123*J2122/(H2124*4))","v":{"$error":"#VALUE!"}},{"$f":"IF(H2124<=AB2126-E2135,0,H2135*H2122*H2123*J2122/(H2124*4))","v":{"$error":"#VALUE!"}},{"$f":"IF(H2124<=AC2126-E2135,0,H2135*H2122*H2123*J2122/(H2124*4))","v":{"$error":"#VALUE!"}}]
[{"$nulls":4},{"v":4,"d":"4.00"},{"$f":"$DF$15","v":{"v":0,"d":"0.000"}},{"$f":"IF(SUM(F2127:F2139)-H2125<=0,0,SUM(F2127:F2139)-H2125)","v":{"v":0,"d":"0.00"}},{"v":0,"d":"0.000"},{"$nulls":12},{"$f":"IF(H2124<=U2126-E2139,0,H2139*H2122*H2123*J2122/(H2124*4))","v":{"$error":"#VALUE!"}},{"$f":"IF(H2124<=V2126-E2139,0,H2139*H2122*H2123*J2122/(H2124*4))","v":{"$error":"#VALUE!"}},{"$f":"IF(H2124<=W2126-E2139,0,H2139*H2122*H2123*J2122/(H2124*4))","v":{"$error":"#VALUE!"}},{"$f":"IF(H2124<=X2126-E2139,0,H2139*H2122*H2123*J2122/(H2124*4))","v":{"$error":"#VALUE!"}},{"$f":"IF(H2124<=Y2126-E2139,0,H2139*H2122*H2123*J2122/(H2124*4))","v":{"$error":"#VALUE!"}},{"$f":"IF(H2124<=Z2126-E2139,0,H2139*H2122*H2123*J2122/(H2124*4))","v":{"$error":"#VALUE!"}},{"$f":"IF(H2124<=AA2126-E2139,0,H2139*H2122*H2123*J2122/(H2124*4))","v":{"$error":"#VALUE!"}},{"$f":"IF(H2124<=AB2126-E2139,0,H2139*H2122*H2123*J2122/(H2124*4))","v":{"$error":"#VALUE!"}},{"$f":"IF(H2124<=AC2126-E2139,0,H2139*H2122*H2123*J2122/(H2124*4))","v":{"$error":"#VALUE!"}},{"$f":"IF(H2124<=AD2126-E2139,0,H2139*H2122*H2123*J2122/(H2124*4))","v":{"$error":"#VALUE!"}},{"$f":"IF(H2124<=AE2126-E2139,0,H2139*H2122*H2123*J2122/(H2124*4))","v":{"$error":"#VALUE!"}},{"$f":"IF(H2124<=AF2126-E2139,0,H2139*H2122*H2123*J2122/(H2124*4))","v":{"$error":"#VALUE!"}},{"$f":"IF(H2124<=AG2126-E2139,0,H2139*H2122*H2123*J2122/(H2124*4))","v":{"$error":"#VALUE!"}}]
[{"$nulls":4},4.25,{"$f":"$DF$16","v":{"v":0,"d":"0.000"}},{"$f":"IF(SUM(F2127:F2140)-H2125<=0,0,SUM(F2127:F2140)-H2125)","v":{"v":0,"d":"0.00"}},{"v":0,"d":"0.000"},{"$nulls":13},{"$f":"IF(H2124<=V2126-E2140,0,H2140*H2122*H2123*J2122/(H2124*4))","v":{"$error":"#VALUE!"}},{"$f":"IF(H2124<=W2126-E2140,0,H2140*H2122*H2123*J2122/(H2124*4))","v":{"$error":"#VALUE!"}},{"$f":"IF(H2124<=X2126-E2140,0,H2140*H2122*H2123*J2122/(H2124*4))","v":{"$error":"#VALUE!"}},{"$f":"IF(H2124<=Y2126-E2140,0,H2140*H2122*H2123*J2122/(H2124*4))","v":{"$error":"#VALUE!"}},{"$f":"IF(H2124<=Z2126-E2140,0,H2140*H2122*H2123*J2122/(H2124*4))","v":{"$error":"#VALUE!"}},{"$f":"IF(H2124<=AA2126-E2140,0,H2140*H2122*H2123*J2122/(H2124*4))","v":{"$error":"#VALUE!"}},{"$f":"IF(H2124<=AB2126-E2140,0,H2140*H2122*H2123*J2122/(H2124*4))","v":{"$error":"#VALUE!"}},{"$f":"IF(H2124<=AC2126-E2140,0,H2140*H2122*H2123*J2122/(H2124*4))","v":{"$error":"#VALUE!"}},{"$f":"IF(H2124<=AD2126-E2140,0,H2140*H2122*H2123*J2122/(H2124*4))","v":{"$error":"#VALUE!"}},{"$f":"IF(H2124<=AE2126-E2140,0,H2140*H2122*H2123*J2122/(H2124*4))","v":{"$error":"#VALUE!"}},{"$f":"IF(H2124<=AF2126-E2140,0,H2140*H2122*H2123*J2122/(H2124*4))","v":{"$error":"#VALUE!"}},{"$f":"IF(H2124<=AG2126-E2140,0,H2140*H2122*H2123*J2122/(H2124*4))","v":{"$error":"#VALUE!"}},{"$f":"IF(H2124<=AH2126-E2140,0,H2140*H2122*H2123*J2122/(H2124*4))","v":{"$error":"#VALUE!"}}]
[{"$nulls":4},{"v":5,"d":"5.00"},{"$f":"$DF$19","v":{"v":0,"d":"0.000"}},{"$f":"IF(SUM(F2127:F2143)-H2125<=0,0,SUM(F2127:F2143)-H2125)","v":{"v":0,"d":"0.00"}},{"v":0,"d":"0.000"},{"$nulls":16},{"$f":"IF(H2124<=Y2126-E2143,0,H2143*H2122*H2123*J2122/(H2124*4))","v":{"$error":"#VALUE!"}},{"$f":"IF(H2124<=Z2126-E2143,0,H2143*H2122*H2123*J2122/(H2124*4))","v":{"$error":"#VALUE!"}},{"$f":"IF(H2124<=AA2126-E2143,0,H2143*H2122*H2123*J2122/(H2124*4))","v":{"$error":"#VALUE!"}},{"$f":"IF(H2124<=AB2126-E2143,0,H2143*H2122*H2123*J2122/(H2124*4))","v":{"$error":"#VALUE!"}},{"$f":"IF(H2124<=AC2126-E2143,0,H2143*H2122*H2123*J2122/(H2124*4))","v":{"$error":"#VALUE!"}},{"$f":"IF(H2124<=AD2126-E2143,0,H2143*H2122*H2123*J2122/(H2124*4))","v":{"$error":"#VALUE!"}},{"$f":"IF(H2124<=AE2126-E2143,0,H2143*H2122*H2123*J2122/(H2124*4))","v":{"$error":"#VALUE!"}},{"$f":"IF(H2124<=AF2126-E2143,0,H2143*H2122*H2123*J2122/(H2124*4))","v":{"$error":"#VALUE!"}},{"$f":"IF(H2124<=AG2126-E2143,0,H2143*H2122*H2123*J2122/(H2124*4))","v":{"$error":"#VALUE!"}},{"$f":"IF(H2124<=AH2126-E2143,0,H2143*H2122*H2123*J2122/(H2124*4))","v":{"$error":"#VALUE!"}},{"$f":"IF(H2124<=AI2126-E2143,0,H2143*H2122*H2123*J2122/(H2124*4))","v":{"$error":"#VALUE!"}},{"$f":"IF(H2124<=AJ2126-E2143,0,H2143*H2122*H2123*J2122/(H2124*4))","v":{"$error":"#VALUE!"}},{"$f":"IF(H2124<=AK2126-E2143,0,H2143*H2122*H2123*J2122/(H2124*4))","v":{"$error":"#VALUE!"}}]
[{"$nulls":4},5.25,{"$f":"$DF$20","v":{"v":0,"d":"0.000"}},{"$f":"IF(SUM(F2127:F2144)-H2125<=0,0,SUM(F2127:F2144)-H2125)","v":{"v":0,"d":"0.00"}},{"v":0,"d":"0.000"},{"$nulls":17},{"$f":"IF(H2124<=Z2126-E2144,0,H2144*H2122*H2123*J2122/(H2124*4))","v":{"$error":"#VALUE!"}},{"$f":"IF(H2124<=AA2126-E2144,0,H2144*H2122*H2123*J2122/(H2124*4))","v":{"$error":"#VALUE!"}},{"$f":"IF(H2124<=AB2126-E2144,0,H2144*H2122*H2123*J2122/(H2124*4))","v":{"$error":"#VALUE!"}},{"$f":"IF(H2124<=AC2126-E2144,0,H2144*H2122*H2123*J2122/(H2124*4))","v":{"$error":"#VALUE!"}},{"$f":"IF(H2124<=AD2126-E2144,0,H2144*H2122*H2123*J2122/(H2124*4))","v":{"$error":"#VALUE!"}},{"$f":"IF(H2124<=AE2126-E2144,0,H2144*H2122*H2123*J2122/(H2124*4))","v":{"$error":"#VALUE!"}},{"$f":"IF(H2124<=AF2126-E2144,0,H2144*H2122*H2123*J2122/(H2124*4))","v":{"$error":"#VALUE!"}},{"$f":"IF(H2124<=AG2126-E2144,0,H2144*H2122*H2123*J2122/(H2124*4))","v":{"$error":"#VALUE!"}},{"$f":"IF(H2124<=AH2126-E2144,0,H2144*H2122*H2123*J2122/(H2124*4))","v":{"$error":"#VALUE!"}},{"$f":"IF(H2124<=AI2126-E2144,0,H2144*H2122*H2123*J2122/(H2124*4))","v":{"$error":"#VALUE!"}},{"$f":"IF(H2124<=AJ2126-E2144,0,H2144*H2122*H2123*J2122/(H2124*4))","v":{"$error":"#VALUE!"}},{"$f":"IF(H2124<=AK2126-E2144,0,H2144*H2122*H2123*J2122/(H2124*4))","v":{"$error":"#VALUE!"}},{"$f":"IF(H2124<=AL2126-E2144,0,H2144*H2122*H2123*J2122/(H2124*4))","v":{"$error":"#VALUE!"}}]
[{"$nulls":4},6.25,{"$f":"$DF$24","v":{"v":0,"d":"0.000"}},{"$f":"IF(SUM(F2127:F2148)-H2125<=0,0,SUM(F2127:F2148)-H2125)","v":{"v":0,"d":"0.00"}},{"v":0,"d":"0.000"},{"$nulls":21},{"$f":"IF(H2124<=AD2126-E2148,0,H2148*H2122*H2123*J2122/(H2124*4))","v":{"$error":"#VALUE!"}},{"$f":"IF(H2124<=AE2126-E2148,0,H2148*H2122*H2123*J2122/(H2124*4))","v":{"$error":"#VALUE!"}},{"$f":"IF(H2124<=AF2126-E2148,0,H2148*H2122*H2123*J2122/(H2124*4))","v":{"$error":"#VALUE!"}},{"$f":"IF(H2124<=AG2126-E2148,0,H2148*H2122*H2123*J2122/(H2124*4))","v":{"$error":"#VALUE!"}},{"$f":"IF(H2124<=AH2126-E2148,0,H2148*H2122*H2123*J2122/(H2124*4))","v":{"$error":"#VALUE!"}},{"$f":"IF(H2124<=AI2126-E2148,0,H2148*H2122*H2123*J2122/(H2124*4))","v":{"$error":"#VALUE!"}},{"$f":"IF(H2124<=AJ2126-E2148,0,H2148*H2122*H2123*J2122/(H2124*4))","v":{"$error":"#VALUE!"}},{"$f":"IF(H2124<=AK2126-E2148,0,H2148*H2122*H2123*J2122/(H2124*4))","v":{"$error":"#VALUE!"}},{"$f":"IF(H2124<=AL2126-E2148,0,H2148*H2122*H2123*J2122/(H2124*4))","v":{"$error":"#VALUE!"}},{"$f":"IF(H2124<=AM2126-E2148,0,H2148*H2122*H2123*J2122/(H2124*4))","v":{"$error":"#VALUE!"}},{"$f":"IF(H2124<=AN2126-E2148,0,H2148*H2122*H2123*J2122/(H2124*4))","v":{"$error":"#VALUE!"}},{"$f":"IF(H2124<=AO2126-E2148,0,H2148*H2122*H2123*J2122/(H2124*4))","v":{"$error":"#VALUE!"}},{"$f":"IF(H2124<=AP2126-E2148,0,H2148*H2122*H2123*J2122/(H2124*4))","v":{"$error":"#VALUE!"}}]
[{"$nulls":4},{"v":6.5,"d":"6.50"},{"$f":"$DF$25","v":{"v":0,"d":"0.000"}},{"$f":"IF(SUM(F2127:F2149)-H2125<=0,0,SUM(F2127:F2149)-H2125)","v":{"v":0,"d":"0.00"}},{"v":0,"d":"0.000"},{"$nulls":22},{"$f":"IF(H2124<=AE2126-E2149,0,H2149*H2122*H2123*J2122/(H2124*4))","v":{"$error":"#VALUE!"}},{"$f":"IF(H2124<=AF2126-E2149,0,H2149*H2122*H2123*J2122/(H2124*4))","v":{"$error":"#VALUE!"}},{"$f":"IF(H2124<=AG2126-E2149,0,H2149*H2122*H2123*J2122/(H2124*4))","v":{"$error":"#VALUE!"}},{"$f":"IF(H2124<=AH2126-E2149,0,H2149*H2122*H2123*J2122/(H2124*4))","v":{"$error":"#VALUE!"}},{"$f":"IF(H2124<=AI2126-E2149,0,H2149*H2122*H2123*J2122/(H2124*4))","v":{"$error":"#VALUE!"}},{"$f":"IF(H2124<=AJ2126-E2149,0,H2149*H2122*H2123*J2122/(H2124*4))","v":{"$error":"#VALUE!"}},{"$f":"IF(H2124<=AK2126-E2149,0,H2149*H2122*H2123*J2122/(H2124*4))","v":{"$error":"#VALUE!"}},{"$f":"IF(H2124<=AL2126-E2149,0,H2149*H2122*H2123*J2122/(H2124*4))","v":{"$error":"#VALUE!"}},{"$f":"IF(H2124<=AM2126-E2149,0,H2149*H2122*H2123*J2122/(H2124*4))","v":{"$error":"#VALUE!"}},{"$f":"IF(H2124<=AN2126-E2149,0,H2149*H2122*H2123*J2122/(H2124*4))","v":{"$error":"#VALUE!"}},{"$f":"IF(H2124<=AO2126-E2149,0,H2149*H2122*H2123*J2122/(H2124*4))","v":{"$error":"#VALUE!"}},{"$f":"IF(H2124<=AP2126-E2149,0,H2149*H2122*H2123*J2122/(H2124*4))","v":{"$error":"#VALUE!"}},{"$f":"IF(H2124<=AQ2126-E2149,0,H2149*H2122*H2123*J2122/(H2124*4))","v":{"$error":"#VALUE!"}}]
[{"$nulls":4},7.25,{"$f":"$DF$28","v":{"v":0,"d":"0.000"}},{"$f":"IF(SUM(F2127:F2152)-H2125<=0,0,SUM(F2127:F2152)-H2125)","v":{"v":0,"d":"0.00"}},{"v":0,"d":"0.000"},{"$nulls":25},{"$f":"IF(H2124<=AH2126-E2152,0,H2152*H2122*H2123*J2122/(H2124*4))","v":{"$error":"#VALUE!"}},{"$f":"IF(H2124<=AI2126-E2152,0,H2152*H2122*H2123*J2122/(H2124*4))","v":{"$error":"#VALUE!"}},{"$f":"IF(H2124<=AJ2126-E2152,0,H2152*H2122*H2123*J2122/(H2124*4))","v":{"$error":"#VALUE!"}},{"$f":"IF(H2124<=AK2126-E2152,0,H2152*H2122*H2123*J2122/(H2124*4))","v":{"$error":"#VALUE!"}},{"$f":"IF(H2124<=AL2126-E2152,0,H2152*H2122*H2123*J2122/(H2124*4))","v":{"$error":"#VALUE!"}},{"$f":"IF(H2124<=AM2126-E2152,0,H2152*H2122*H2123*J2122/(H2124*4))","v":{"$error":"#VALUE!"}},{"$f":"IF(H2124<=AN2126-E2152,0,H2152*H2122*H2123*J2122/(H2124*4))","v":{"$error":"#VALUE!"}},{"$f":"IF(H2124<=AO2126-E2152,0,H2152*H2122*H2123*J2122/(H2124*4))","v":{"$error":"#VALUE!"}},{"$f":"IF(H2124<=AP2126-E2152,0,H2152*H2122*H2123*J2122/(H2124*4))","v":{"$error":"#VALUE!"}},{"$f":"IF(H2124<=AQ2126-E2152,0,H2152*H2122*H2123*J2122/(H2124*4))","v":{"$error":"#VALUE!"}},{"$f":"IF(H2124<=AR2126-E2152,0,H2152*H2122*H2123*J2122/(H2124*4))","v":{"$error":"#VALUE!"}},{"$f":"IF(H2124<=AS2126-E2152,0,H2152*H2122*H2123*J2122/(H2124*4))","v":{"$error":"#VALUE!"}},{"$f":"IF(H2124<=AT2126-E2152,0,H2152*H2122*H2123*J2122/(H2124*4))","v":{"$error":"#VALUE!"}}]
[{"$nulls":4},7.75,{"$f":"$DF$30","v":{"v":0,"d":"0.000"}},{"$f":"IF(SUM(F2127:F2154)-H2125<=0,0,SUM(F2127:F2154)-H2125)","v":{"v":0,"d":"0.00"}},{"v":0,"d":"0.000"},{"$nulls":27},{"$f":"IF(H2124<=AJ2126-E2154,0,H2154*H2122*H2123*J2122/(H2124*4))","v":{"$error":"#VALUE!"}},{"$f":"IF(H2124<=AK2126-E2154,0,H2154*H2122*H2123*J2122/(H2124*4))","v":{"$error":"#VALUE!"}},{"$f":"IF(H2124<=AL2126-E2154,0,H2154*H2122*H2123*J2122/(H2124*4))","v":{"$error":"#VALUE!"}},{"$f":"IF(H2124<=AM2126-E2154,0,H2154*H2122*H2123*J2122/(H2124*4))","v":{"$error":"#VALUE!"}},{"$f":"IF(H2124<=AN2126-E2154,0,H2154*H2122*H2123*J2122/(H2124*4))","v":{"$error":"#VALUE!"}},{"$f":"IF(H2124<=AO2126-E2154,0,H2154*H2122*H2123*J2122/(H2124*4))","v":{"$error":"#VALUE!"}},{"$f":"IF(H2124<=AP2126-E2154,0,H2154*H2122*H2123*J2122/(H2124*4))","v":{"$error":"#VALUE!"}},{"$f":"IF(H2124<=AQ2126-E2154,0,H2154*H2122*H2123*J2122/(H2124*4))","v":{"$error":"#VALUE!"}},{"$f":"IF(H2124<=AR2126-E2154,0,H2154*H2122*H2123*J2122/(H2124*4))","v":{"$error":"#VALUE!"}},{"$f":"IF(H2124<=AS2126-E2154,0,H2154*H2122*H2123*J2122/(H2124*4))","v":{"$error":"#VALUE!"}},{"$f":"IF(H2124<=AT2126-E2154,0,H2154*H2122*H2123*J2122/(H2124*4))","v":{"$error":"#VALUE!"}},{"$f":"IF(H2124<=AU2126-E2154,0,H2154*H2122*H2123*J2122/(H2124*4))","v":{"$error":"#VALUE!"}},{"$f":"IF(H2124<=AV2126-E2154,0,H2154*H2122*H2123*J2122/(H2124*4))","v":{"$error":"#VALUE!"}}]
[{"$nulls":4},{"v":8.5,"d":"8.50"},{"$f":"$DF$33","v":{"v":0,"d":"0.000"}},{"$f":"IF(SUM(F2127:F2157)-H2125<=0,0,SUM(F2127:F2157)-H2125)","v":{"v":0,"d":"0.00"}},{"v":0,"d":"0.000"},{"$nulls":30},{"$f":"IF(H2124<=AM2126-E2157,0,H2157*H2122*H2123*J2122/(H2124*4))","v":{"$error":"#VALUE!"}},{"$f":"IF(H2124<=AN2126-E2157,0,H2157*H2122*H2123*J2122/(H2124*4))","v":{"$error":"#VALUE!"}},{"$f":"IF(H2124<=AO2126-E2157,0,H2157*H2122*H2123*J2122/(H2124*4))","v":{"$error":"#VALUE!"}},{"$f":"IF(H2124<=AP2126-E2157,0,H2157*H2122*H2123*J2122/(H2124*4))","v":{"$error":"#VALUE!"}},{"$f":"IF(H2124<=AQ2126-E2157,0,H2157*H2122*H2123*J2122/(H2124*4))","v":{"$error":"#VALUE!"}},{"$f":"IF(H2124<=AR2126-E2157,0,H2157*H2122*H2123*J2122/(H2124*4))","v":{"$error":"#VALUE!"}},{"$f":"IF(H2124<=AS2126-E2157,0,H2157*H2122*H2123*J2122/(H2124*4))","v":{"$error":"#VALUE!"}},{"$f":"IF(H2124<=AT2126-E2157,0,H2157*H2122*H2123*J2122/(H2124*4))","v":{"$error":"#VALUE!"}},{"$f":"IF(H2124<=AU2126-E2157,0,H2157*H2122*H2123*J2122/(H2124*4))","v":{"$error":"#VALUE!"}},{"$f":"IF(H2124<=AV2126-E2157,0,H2157*H2122*H2123*J2122/(H2124*4))","v":{"$error":"#VALUE!"}},{"$f":"IF(H2124<=AW2126-E2157,0,H2157*H2122*H2123*J2122/(H2124*4))","v":{"$error":"#VALUE!"}},{"$f":"IF(H2124<=AX2126-E2157,0,H2157*H2122*H2123*J2122/(H2124*4))","v":{"$error":"#VALUE!"}},{"$f":"IF(H2124<=AY2126-E2157,0,H2157*H2122*H2123*J2122/(H2124*4))","v":{"$error":"#VALUE!"}}]
[{"$nulls":4},9.25,{"$f":"$DF$36","v":{"v":0,"d":"0.000"}},{"$f":"IF(SUM(F2127:F2160)-H2125<=0,0,SUM(F2127:F2160)-H2125)","v":{"v":0,"d":"0.00"}},{"v":0,"d":"0.000"},{"$nulls":33},{"$f":"IF(H2124<=AP2126-E2160,0,H2160*H2122*H2123*J2122/(H2124*4))","v":{"$error":"#VALUE!"}},{"$f":"IF(H2124<=AQ2126-E2160,0,H2160*H2122*H2123*J2122/(H2124*4))","v":{"$error":"#VALUE!"}},{"$f":"IF(H2124<=AR2126-E2160,0,H2160*H2122*H2123*J2122/(H2124*4))","v":{"$error":"#VALUE!"}},{"$f":"IF(H2124<=AS2126-E2160,0,H2160*H2122*H2123*J2122/(H2124*4))","v":{"$error":"#VALUE!"}},{"$f":"IF(H2124<=AT2126-E2160,0,H2160*H2122*H2123*J2122/(H2124*4))","v":{"$error":"#VALUE!"}},{"$f":"IF(H2124<=AU2126-E2160,0,H2160*H2122*H2123*J2122/(H2124*4))","v":{"$error":"#VALUE!"}},{"$f":"IF(H2124<=AV2126-E2160,0,H2160*H2122*H2123*J2122/(H2124*4))","v":{"$error":"#VALUE!"}},{"$f":"IF(H2124<=AW2126-E2160,0,H2160*H2122*H2123*J2122/(H2124*4))","v":{"$error":"#VALUE!"}},{"$f":"IF(H2124<=AX2126-E2160,0,H2160*H2122*H2123*J2122/(H2124*4))","v":{"$error":"#VALUE!"}},{"$f":"IF(H2124<=AY2126-E2160,0,H2160*H2122*H2123*J2122/(H2124*4))","v":{"$error":"#VALUE!"}},{"$f":"IF(H2124<=AZ2126-E2160,0,H2160*H2122*H2123*J2122/(H2124*4))","v":{"$error":"#VALUE!"}},{"$f":"IF(H2124<=BA2126-E2160,0,H2160*H2122*H2123*J2122/(H2124*4))","v":{"$error":"#VALUE!"}},{"$f":"IF(H2124<=BB2126-E2160,0,H2160*H2122*H2123*J2122/(H2124*4))","v":{"$error":"#VALUE!"}}]
[{"$nulls":4},9.75,{"$f":"$DF$38","v":{"v":0,"d":"0.000"}},{"$f":"IF(SUM(F2127:F2162)-H2125<=0,0,SUM(F2127:F2162)-H2125)","v":{"v":0,"d":"0.00"}},{"v":0,"d":"0.000"},{"$nulls":35},{"$f":"IF(H2124<=AR2126-E2162,0,H2162*H2122*H2123*J2122/(H2124*4))","v":{"$error":"#VALUE!"}},{"$f":"IF(H2124<=AS2126-E2162,0,H2162*H2122*H2123*J2122/(H2124*4))","v":{"$error":"#VALUE!"}},{"$f":"IF(H2124<=AT2126-E2162,0,H2162*H2122*H2123*J2122/(H2124*4))","v":{"$error":"#VALUE!"}},{"$f":"IF(H2124<=AU2126-E2162,0,H2162*H2122*H2123*J2122/(H2124*4))","v":{"$error":"#VALUE!"}},{"$f":"IF(H2124<=AV2126-E2162,0,H2162*H2122*H2123*J2122/(H2124*4))","v":{"$error":"#VALUE!"}},{"$f":"IF(H2124<=AW2126-E2162,0,H2162*H2122*H2123*J2122/(H2124*4))","v":{"$error":"#VALUE!"}},{"$f":"IF(H2124<=AX2126-E2162,0,H2162*H2122*H2123*J2122/(H2124*4))","v":{"$error":"#VALUE!"}},{"$f":"IF(H2124<=AY2126-E2162,0,H2162*H2122*H2123*J2122/(H2124*4))","v":{"$error":"#VALUE!"}},{"$f":"IF(H2124<=AZ2126-E2162,0,H2162*H2122*H2123*J2122/(H2124*4))","v":{"$error":"#VALUE!"}},{"$f":"IF(H2124<=BA2126-E2162,0,H2162*H2122*H2123*J2122/(H2124*4))","v":{"$error":"#VALUE!"}},{"$f":"IF(H2124<=BB2126-E2162,0,H2162*H2122*H2123*J2122/(H2124*4))","v":{"$error":"#VALUE!"}},{"$f":"IF(H2124<=BC2126-E2162,0,H2162*H2122*H2123*J2122/(H2124*4))","v":{"$error":"#VALUE!"}},{"$f":"IF(H2124<=BD2126-E2162,0,H2162*H2122*H2123*J2122/(H2124*4))","v":{"$error":"#VALUE!"}}]
[{"$nulls":4},{"v":10,"d":"10.00"},{"$f":"$DF$39","v":{"v":0,"d":"0.000"}},{"$f":"IF(SUM(F2127:F2163)-H2125<=0,0,SUM(F2127:F2163)-H2125)","v":{"v":0,"d":"0.00"}},{"v":0,"d":"0.000"},{"$nulls":36},{"$f":"IF(H2124<=AS2126-E2163,0,H2163*H2122*H2123*J2122/(H2124*4))","v":{"$error":"#VALUE!"}},{"$f":"IF(H2124<=AT2126-E2163,0,H2163*H2122*H2123*J2122/(H2124*4))","v":{"$error":"#VALUE!"}},{"$f":"IF(H2124<=AU2126-E2163,0,H2163*H2122*H2123*J2122/(H2124*4))","v":{"$error":"#VALUE!"}},{"$f":"IF(H2124<=AV2126-E2163,0,H2163*H2122*H2123*J2122/(H2124*4))","v":{"$error":"#VALUE!"}},{"$f":"IF(H2124<=AW2126-E2163,0,H2163*H2122*H2123*J2122/(H2124*4))","v":{"$error":"#VALUE!"}},{"$f":"IF(H2124<=AX2126-E2163,0,H2163*H2122*H2123*J2122/(H2124*4))","v":{"$error":"#VALUE!"}},{"$f":"IF(H2124<=AY2126-E2163,0,H2163*H2122*H2123*J2122/(H2124*4))","v":{"$error":"#VALUE!"}},{"$f":"IF(H2124<=AZ2126-E2163,0,H2163*H2122*H2123*J2122/(H2124*4))","v":{"$error":"#VALUE!"}},{"$f":"IF(H2124<=BA2126-E2163,0,H2163*H2122*H2123*J2122/(H2124*4))","v":{"$error":"#VALUE!"}},{"$f":"IF(H2124<=BB2126-E2163,0,H2163*H2122*H2123*J2122/(H2124*4))","v":{"$error":"#VALUE!"}},{"$f":"IF(H2124<=BC2126-E2163,0,H2163*H2122*H2123*J2122/(H2124*4))","v":{"$error":"#VALUE!"}},{"$f":"IF(H2124<=BD2126-E2163,0,H2163*H2122*H2123*J2122/(H2124*4))","v":{"$error":"#VALUE!"}},{"$f":"IF(H2124<=BE2126-E2163,0,H2163*H2122*H2123*J2122/(H2124*4))","v":{"$error":"#VALUE!"}}]
[{"$nulls":4},10.75,{"$f":"$DF$42","v":{"v":0,"d":"0.000"}},{"$f":"IF(SUM(F2127:F2166)-H2125<=0,0,SUM(F2127:F2166)-H2125)","v":{"v":0,"d":"0.00"}},{"v":0,"d":"0.000"},{"$nulls":39},{"$f":"IF(H2124<=AV2126-E2166,0,H2166*H2122*H2123*J2122/(H2124*4))","v":{"$error":"#VALUE!"}},{"$f":"IF(H2124<=AW2126-E2166,0,H2166*H2122*H2123*J2122/(H2124*4))","v":{"$error":"#VALUE!"}},{"$f":"IF(H2124<=AX2126-E2166,0,H2166*H2122*H2123*J2122/(H2124*4))","v":{"$error":"#VALUE!"}},{"$f":"IF(H2124<=AY2126-E2166,0,H2166*H2122*H2123*J2122/(H2124*4))","v":{"$error":"#VALUE!"}},{"$f":"IF(H2124<=AZ2126-E2166,0,H2166*H2122*H2123*J2122/(H2124*4))","v":{"$error":"#VALUE!"}},{"$f":"IF(H2124<=BA2126-E2166,0,H2166*H2122*H2123*J2122/(H2124*4))","v":{"$error":"#VALUE!"}},{"$f":"IF(H2124<=BB2126-E2166,0,H2166*H2122*H2123*J2122/(H2124*4))","v":{"$error":"#VALUE!"}},{"$f":"IF(H2124<=BC2126-E2166,0,H2166*H2122*H2123*J2122/(H2124*4))","v":{"$error":"#VALUE!"}},{"$f":"IF(H2124<=BD2126-E2166,0,H2166*H2122*H2123*J2122/(H2124*4))","v":{"$error":"#VALUE!"}},{"$f":"IF(H2124<=BE2126-E2166,0,H2166*H2122*H2123*J2122/(H2124*4))","v":{"$error":"#VALUE!"}},{"$f":"IF(H2124<=BF2126-E2166,0,H2166*H2122*H2123*J2122/(H2124*4))","v":{"$error":"#VALUE!"}},{"$f":"IF(H2124<=BG2126-E2166,0,H2166*H2122*H2123*J2122/(H2124*4))","v":{"$error":"#VALUE!"}},{"$f":"IF(H2124<=BH2126-E2166,0,H2166*H2122*H2123*J2122/(H2124*4))","v":{"$error":"#VALUE!"}}]
[{"$nulls":4},11.25,{"$f":"$DF$44","v":{"v":0,"d":"0.000"}},{"$f":"IF(SUM(F2127:F2168)-H2125<=0,0,SUM(F2127:F2168)-H2125)","v":{"v":0,"d":"0.00"}},{"v":0,"d":"0.000"},{"$nulls":41},{"$f":"IF(H2124<=AX2126-E2168,0,H2168*H2122*H2123*J2122/(H2124*4))","v":{"$error":"#VALUE!"}},{"$f":"IF(H2124<=AY2126-E2168,0,H2168*H2122*H2123*J2122/(H2124*4))","v":{"$error":"#VALUE!"}},{"$f":"IF(H2124<=AZ2126-E2168,0,H2168*H2122*H2123*J2122/(H2124*4))","v":{"$error":"#VALUE!"}},{"$f":"IF(H2124<=BA2126-E2168,0,H2168*H2122*H2123*J2122/(H2124*4))","v":{"$error":"#VALUE!"}},{"$f":"IF(H2124<=BB2126-E2168,0,H2168*H2122*H2123*J2122/(H2124*4))","v":{"$error":"#VALUE!"}},{"$f":"IF(H2124<=BC2126-E2168,0,H2168*H2122*H2123*J2122/(H2124*4))","v":{"$error":"#VALUE!"}},{"$f":"IF(H2124<=BD2126-E2168,0,H2168*H2122*H2123*J2122/(H2124*4))","v":{"$error":"#VALUE!"}},{"$f":"IF(H2124<=BE2126-E2168,0,H2168*H2122*H2123*J2122/(H2124*4))","v":{"$error":"#VALUE!"}},{"$f":"IF(H2124<=BF2126-E2168,0,H2168*H2122*H2123*J2122/(H2124*4))","v":{"$error":"#VALUE!"}},{"$f":"IF(H2124<=BG2126-E2168,0,H2168*H2122*H2123*J2122/(H2124*4))","v":{"$error":"#VALUE!"}},{"$f":"IF(H2124<=BH2126-E2168,0,H2168*H2122*H2123*J2122/(H2124*4))","v":{"$error":"#VALUE!"}},{"$f":"IF(H2124<=BI2126-E2168,0,H2168*H2122*H2123*J2122/(H2124*4))","v":{"$error":"#VALUE!"}},{"$f":"IF(H2124<=BJ2126-E2168,0,H2168*H2122*H2123*J2122/(H2124*4))","v":{"$error":"#VALUE!"}}]
[{"$nulls":4},{"v":12,"d":"12.00"},{"$f":"$DF$47","v":{"v":0,"d":"0.000"}},{"$f":"IF(SUM(F2127:F2171)-H2125<=0,0,SUM(F2127:F2171)-H2125)","v":{"v":0,"d":"0.00"}},{"v":0,"d":"0.000"},{"$nulls":44},{"$f":"IF(H2124<=BA2126-E2171,0,H2171*H2122*H2123*J2122/(H2124*4))","v":{"$error":"#VALUE!"}},{"$f":"IF(H2124<=BB2126-E2171,0,H2171*H2122*H2123*J2122/(H2124*4))","v":{"$error":"#VALUE!"}},{"$f":"IF(H2124<=BC2126-E2171,0,H2171*H2122*H2123*J2122/(H2124*4))","v":{"$error":"#VALUE!"}},{"$f":"IF(H2124<=BD2126-E2171,0,H2171*H2122*H2123*J2122/(H2124*4))","v":{"$error":"#VALUE!"}},{"$f":"IF(H2124<=BE2126-E2171,0,H2171*H2122*H2123*J2122/(H2124*4))","v":{"$error":"#VALUE!"}},{"$f":"IF(H2124<=BF2126-E2171,0,H2171*H2122*H2123*J2122/(H2124*4))","v":{"$error":"#VALUE!"}},{"$f":"IF(H2124<=BG2126-E2171,0,H2171*H2122*H2123*J2122/(H2124*4))","v":{"$error":"#VALUE!"}},{"$f":"IF(H2124<=BH2126-E2171,0,H2171*H2122*H2123*J2122/(H2124*4))","v":{"$error":"#VALUE!"}},{"$f":"IF(H2124<=BI2126-E2171,0,H2171*H2122*H2123*J2122/(H2124*4))","v":{"$error":"#VALUE!"}},{"$f":"IF(H2124<=BJ2126-E2171,0,H2171*H2122*H2123*J2122/(H2124*4))","v":{"$error":"#VALUE!"}},{"$f":"IF(H2124<=BK2126-E2171,0,H2171*H2122*H2123*J2122/(H2124*4))","v":{"$error":"#VALUE!"}},{"$f":"IF(H2124<=BL2126-E2171,0,H2171*H2122*H2123*J2122/(H2124*4))","v":{"$error":"#VALUE!"}},{"$f":"IF(H2124<=BM2126-E2171,0,H2171*H2122*H2123*J2122/(H2124*4))","v":{"$error":"#VALUE!"}}]
[{"$nulls":4},12.25,{"$f":"$DF$48","v":{"v":0,"d":"0.000"}},{"$f":"IF(SUM(F2127:F2172)-H2125<=0,0,SUM(F2127:F2172)-H2125)","v":{"v":0,"d":"0.00"}},{"v":0,"d":"0.000"},{"$nulls":45},{"$f":"IF(H2124<=BB2126-E2172,0,H2172*H2122*H2123*J2122/(H2124*4))","v":{"$error":"#VALUE!"}},{"$f":"IF(H2124<=BC2126-E2172,0,H2172*H2122*H2123*J2122/(H2124*4))","v":{"$error":"#VALUE!"}},{"$f":"IF(H2124<=BD2126-E2172,0,H2172*H2122*H2123*J2122/(H2124*4))","v":{"$error":"#VALUE!"}},{"$f":"IF(H2124<=BE2126-E2172,0,H2172*H2122*H2123*J2122/(H2124*4))","v":{"$error":"#VALUE!"}},{"$f":"IF(H2124<=BF2126-E2172,0,H2172*H2122*H2123*J2122/(H2124*4))","v":{"$error":"#VALUE!"}},{"$f":"IF(H2124<=BG2126-E2172,0,H2172*H2122*H2123*J2122/(H2124*4))","v":{"$error":"#VALUE!"}},{"$f":"IF(H2124<=BH2126-E2172,0,H2172*H2122*H2123*J2122/(H2124*4))","v":{"$error":"#VALUE!"}},{"$f":"IF(H2124<=BI2126-E2172,0,H2172*H2122*H2123*J2122/(H2124*4))","v":{"$error":"#VALUE!"}},{"$f":"IF(H2124<=BJ2126-E2172,0,H2172*H2122*H2123*J2122/(H2124*4))","v":{"$error":"#VALUE!"}},{"$f":"IF(H2124<=BK2126-E2172,0,H2172*H2122*H2123*J2122/(H2124*4))","v":{"$error":"#VALUE!"}},{"$f":"IF(H2124<=BL2126-E2172,0,H2172*H2122*H2123*J2122/(H2124*4))","v":{"$error":"#VALUE!"}},{"$f":"IF(H2124<=BM2126-E2172,0,H2172*H2122*H2123*J2122/(H2124*4))","v":{"$error":"#VALUE!"}},{"$f":"IF(H2124<=BN2126-E2172,0,H2172*H2122*H2123*J2122/(H2124*4))","v":{"$error":"#VALUE!"}}]
[{"$nulls":4},13.25,{"$f":"$DF$52","v":{"v":0,"d":"0.000"}},{"$f":"IF(SUM(F2127:F2176)-H2125<=0,0,SUM(F2127:F2176)-H2125)","v":{"v":0,"d":"0.00"}},{"v":0,"d":"0.000"},{"$nulls":49},{"$f":"IF(H2124<=BF2126-E2176,0,H2176*H2122*H2123*J2122/(H2124*4))","v":{"$error":"#VALUE!"}},{"$f":"IF(H2124<=BG2126-E2176,0,H2176*H2122*H2123*J2122/(H2124*4))","v":{"$error":"#VALUE!"}},{"$f":"IF(H2124<=BH2126-E2176,0,H2176*H2122*H2123*J2122/(H2124*4))","v":{"$error":"#VALUE!"}},{"$f":"IF(H2124<=BI2126-E2176,0,H2176*H2122*H2123*J2122/(H2124*4))","v":{"$error":"#VALUE!"}},{"$f":"IF(H2124<=BJ2126-E2176,0,H2176*H2122*H2123*J2122/(H2124*4))","v":{"$error":"#VALUE!"}},{"$f":"IF(H2124<=BK2126-E2176,0,H2176*H2122*H2123*J2122/(H2124*4))","v":{"$error":"#VALUE!"}},{"$f":"IF(H2124<=BL2126-E2176,0,H2176*H2122*H2123*J2122/(H2124*4))","v":{"$error":"#VALUE!"}},{"$f":"IF(H2124<=BM2126-E2176,0,H2176*H2122*H2123*J2122/(H2124*4))","v":{"$error":"#VALUE!"}},{"$f":"IF(H2124<=BN2126-E2176,0,H2176*H2122*H2123*J2122/(H2124*4))","v":{"$error":"#VALUE!"}},{"$f":"IF(H2124<=BO2126-E2176,0,H2176*H2122*H2123*J2122/(H2124*4))","v":{"$error":"#VALUE!"}},{"$f":"IF(H2124<=BP2126-E2176,0,H2176*H2122*H2123*J2122/(H2124*4))","v":{"$error":"#VALUE!"}},{"$f":"IF(H2124<=BQ2126-E2176,0,H2176*H2122*H2123*J2122/(H2124*4))","v":{"$error":"#VALUE!"}},{"$f":"IF(H2124<=BR2126-E2176,0,H2176*H2122*H2123*J2122/(H2124*4))","v":{"$error":"#VALUE!"}}]
[{"$nulls":4},{"v":13.5,"d":"13.50"},{"$f":"$DF$53","v":{"v":0,"d":"0.000"}},{"$f":"IF(SUM(F2127:F2177)-H2125<=0,0,SUM(F2127:F2177)-H2125)","v":{"v":0,"d":"0.00"}},{"v":0,"d":"0.000"},{"$nulls":50},{"$f":"IF(H2124<=BG2126-E2177,0,H2177*H2122*H2123*J2122/(H2124*4))","v":{"$error":"#VALUE!"}},{"$f":"IF(H2124<=BH2126-E2177,0,H2177*H2122*H2123*J2122/(H2124*4))","v":{"$error":"#VALUE!"}},{"$f":"IF(H2124<=BI2126-E2177,0,H2177*H2122*H2123*J2122/(H2124*4))","v":{"$error":"#VALUE!"}},{"$f":"IF(H2124<=BJ2126-E2177,0,H2177*H2122*H2123*J2122/(H2124*4))","v":{"$error":"#VALUE!"}},{"$f":"IF(H2124<=BK2126-E2177,0,H2177*H2122*H2123*J2122/(H2124*4))","v":{"$error":"#VALUE!"}},{"$f":"IF(H2124<=BL2126-E2177,0,H2177*H2122*H2123*J2122/(H2124*4))","v":{"$error":"#VALUE!"}},{"$f":"IF(H2124<=BM2126-E2177,0,H2177*H2122*H2123*J2122/(H2124*4))","v":{"$error":"#VALUE!"}},{"$f":"IF(H2124<=BN2126-E2177,0,H2177*H2122*H2123*J2122/(H2124*4))","v":{"$error":"#VALUE!"}},{"$f":"IF(H2124<=BO2126-E2177,0,H2177*H2122*H2123*J2122/(H2124*4))","v":{"$error":"#VALUE!"}},{"$f":"IF(H2124<=BP2126-E2177,0,H2177*H2122*H2123*J2122/(H2124*4))","v":{"$error":"#VALUE!"}},{"$f":"IF(H2124<=BQ2126-E2177,0,H2177*H2122*H2123*J2122/(H2124*4))","v":{"$error":"#VALUE!"}},{"$f":"IF(H2124<=BR2126-E2177,0,H2177*H2122*H2123*J2122/(H2124*4))","v":{"$error":"#VALUE!"}},{"$f":"IF(H2124<=BS2126-E2177,0,H2177*H2122*H2123*J2122/(H2124*4))","v":{"$error":"#VALUE!"}}]
[{"$nulls":4},14.25,{"$f":"$DF$56","v":{"v":0,"d":"0.000"}},{"$f":"IF(SUM(F2127:F2180)-H2125<=0,0,SUM(F2127:F2180)-H2125)","v":{"v":0,"d":"0.00"}},{"v":0,"d":"0.000"},{"$nulls":53},{"$f":"IF(H2124<=BJ2126-E2180,0,H2180*H2122*H2123*J2122/(H2124*4))","v":{"$error":"#VALUE!"}},{"$f":"IF(H2124<=BK2126-E2180,0,H2180*H2122*H2123*J2122/(H2124*4))","v":{"$error":"#VALUE!"}},{"$f":"IF(H2124<=BL2126-E2180,0,H2180*H2122*H2123*J2122/(H2124*4))","v":{"$error":"#VALUE!"}},{"$f":"IF(H2124<=BM2126-E2180,0,H2180*H2122*H2123*J2122/(H2124*4))","v":{"$error":"#VALUE!"}},{"$f":"IF(H2124<=BN2126-E2180,0,H2180*H2122*H2123*J2122/(H2124*4))","v":{"$error":"#VALUE!"}},{"$f":"IF(H2124<=BO2126-E2180,0,H2180*H2122*H2123*J2122/(H2124*4))","v":{"$error":"#VALUE!"}},{"$f":"IF(H2124<=BP2126-E2180,0,H2180*H2122*H2123*J2122/(H2124*4))","v":{"$error":"#VALUE!"}},{"$f":"IF(H2124<=BQ2126-E2180,0,H2180*H2122*H2123*J2122/(H2124*4))","v":{"$error":"#VALUE!"}},{"$f":"IF(H2124<=BR2126-E2180,0,H2180*H2122*H2123*J2122/(H2124*4))","v":{"$error":"#VALUE!"}},{"$f":"IF(H2124<=BS2126-E2180,0,H2180*H2122*H2123*J2122/(H2124*4))","v":{"$error":"#VALUE!"}},{"$f":"IF(H2124<=BT2126-E2180,0,H2180*H2122*H2123*J2122/(H2124*4))","v":{"$error":"#VALUE!"}},{"$f":"IF(H2124<=BU2126-E2180,0,H2180*H2122*H2123*J2122/(H2124*4))","v":{"$error":"#VALUE!"}},{"$f":"IF(H2124<=BV2126-E2180,0,H2180*H2122*H2123*J2122/(H2124*4))","v":{"$error":"#VALUE!"}}]
[{"$nulls":4},{"v":14.5,"d":"14.50"},{"$f":"$DF$57","v":{"v":0,"d":"0.000"}},{"$f":"IF(SUM(F2127:F2181)-H2125<=0,0,SUM(F2127:F2181)-H2125)","v":{"v":0,"d":"0.00"}},{"v":0,"d":"0.000"},{"$nulls":54},{"$f":"IF(H2124<=BK2126-E2181,0,H2181*H2122*H2123*J2122/(H2124*4))","v":{"$error":"#VALUE!"}},{"$f":"IF(H2124<=BL2126-E2181,0,H2181*H2122*H2123*J2122/(H2124*4))","v":{"$error":"#VALUE!"}},{"$f":"IF(H2124<=BM2126-E2181,0,H2181*H2122*H2123*J2122/(H2124*4))","v":{"$error":"#VALUE!"}},{"$f":"IF(H2124<=BN2126-E2181,0,H2181*H2122*H2123*J2122/(H2124*4))","v":{"$error":"#VALUE!"}},{"$f":"IF(H2124<=BO2126-E2181,0,H2181*H2122*H2123*J2122/(H2124*4))","v":{"$error":"#VALUE!"}},{"$f":"IF(H2124<=BP2126-E2181,0,H2181*H2122*H2123*J2122/(H2124*4))","v":{"$error":"#VALUE!"}},{"$f":"IF(H2124<=BQ2126-E2181,0,H2181*H2122*H2123*J2122/(H2124*4))","v":{"$error":"#VALUE!"}},{"$f":"IF(H2124<=BR2126-E2181,0,H2181*H2122*H2123*J2122/(H2124*4))","v":{"$error":"#VALUE!"}},{"$f":"IF(H2124<=BS2126-E2181,0,H2181*H2122*H2123*J2122/(H2124*4))","v":{"$error":"#VALUE!"}},{"$f":"IF(H2124<=BT2126-E2181,0,H2181*H2122*H2123*J2122/(H2124*4))","v":{"$error":"#VALUE!"}},{"$f":"IF(H2124<=BU2126-E2181,0,H2181*H2122*H2123*J2122/(H2124*4))","v":{"$error":"#VALUE!"}},{"$f":"IF(H2124<=BV2126-E2181,0,H2181*H2122*H2123*J2122/(H2124*4))","v":{"$error":"#VALUE!"}},{"$f":"IF(H2124<=BW2126-E2181,0,H2181*H2122*H2123*J2122/(H2124*4))","v":{"$error":"#VALUE!"}}]
[{"$nulls":4},{"v":15.5,"d":"15.50"},{"$f":"$DF$61","v":{"v":0,"d":"0.000"}},{"$f":"IF(SUM(F2127:F2185)-H2125<=0,0,SUM(F2127:F2185)-H2125)","v":{"v":0,"d":"0.00"}},{"v":0,"d":"0.000"},{"$nulls":58},{"$f":"IF(H2124<=BO2126-E2185,0,H2185*H2122*H2123*J2122/(H2124*4))","v":{"$error":"#VALUE!"}},{"$f":"IF(H2124<=BP2126-E2185,0,H2185*H2122*H2123*J2122/(H2124*4))","v":{"$error":"#VALUE!"}},{"$f":"IF(H2124<=BQ2126-E2185,0,H2185*H2122*H2123*J2122/(H2124*4))","v":{"$error":"#VALUE!"}},{"$f":"IF(H2124<=BR2126-E2185,0,H2185*H2122*H2123*J2122/(H2124*4))","v":{"$error":"#VALUE!"}},{"$f":"IF(H2124<=BS2126-E2185,0,H2185*H2122*H2123*J2122/(H2124*4))","v":{"$error":"#VALUE!"}},{"$f":"IF(H2124<=BT2126-E2185,0,H2185*H2122*H2123*J2122/(H2124*4))","v":{"$error":"#VALUE!"}},{"$f":"IF(H2124<=BU2126-E2185,0,H2185*H2122*H2123*J2122/(H2124*4))","v":{"$error":"#VALUE!"}},{"$f":"IF(H2124<=BV2126-E2185,0,H2185*H2122*H2123*J2122/(H2124*4))","v":{"$error":"#VALUE!"}},{"$f":"IF(H2124<=BW2126-E2185,0,H2185*H2122*H2123*J2122/(H2124*4))","v":{"$error":"#VALUE!"}},{"$f":"IF(H2124<=BX2126-E2185,0,H2185*H2122*H2123*J2122/(H2124*4))","v":{"$error":"#VALUE!"}},{"$f":"IF(H2124<=BY2126-E2185,0,H2185*H2122*H2123*J2122/(H2124*4))","v":{"$error":"#VALUE!"}},{"$f":"IF(H2124<=BZ2126-E2185,0,H2185*H2122*H2123*J2122/(H2124*4))","v":{"$error":"#VALUE!"}},{"$f":"IF(H2124<=CA2126-E2185,0,H2185*H2122*H2123*J2122/(H2124*4))","v":{"$error":"#VALUE!"}}]
[{"$nulls":4},15.75,{"$f":"$DF$62","v":{"v":0,"d":"0.000"}},{"$f":"IF(SUM(F2127:F2186)-H2125<=0,0,SUM(F2127:F2186)-H2125)","v":{"v":0,"d":"0.00"}},{"v":0,"d":"0.000"},{"$nulls":59},{"$f":"IF(H2124<=BP2126-E2186,0,H2186*H2122*H2123*J2122/(H2124*4))","v":{"$error":"#VALUE!"}},{"$f":"IF(H2124<=BQ2126-E2186,0,H2186*H2122*H2123*J2122/(H2124*4))","v":{"$error":"#VALUE!"}},{"$f":"IF(H2124<=BR2126-E2186,0,H2186*H2122*H2123*J2122/(H2124*4))","v":{"$error":"#VALUE!"}},{"$f":"IF(H2124<=BS2126-E2186,0,H2186*H2122*H2123*J2122/(H2124*4))","v":{"$error":"#VALUE!"}},{"$f":"IF(H2124<=BT2126-E2186,0,H2186*H2122*H2123*J2122/(H2124*4))","v":{"$error":"#VALUE!"}},{"$f":"IF(H2124<=BU2126-E2186,0,H2186*H2122*H2123*J2122/(H2124*4))","v":{"$error":"#VALUE!"}},{"$f":"IF(H2124<=BV2126-E2186,0,H2186*H2122*H2123*J2122/(H2124*4))","v":{"$error":"#VALUE!"}},{"$f":"IF(H2124<=BW2126-E2186,0,H2186*H2122*H2123*J2122/(H2124*4))","v":{"$error":"#VALUE!"}},{"$f":"IF(H2124<=BX2126-E2186,0,H2186*H2122*H2123*J2122/(H2124*4))","v":{"$error":"#VALUE!"}},{"$f":"IF(H2124<=BY2126-E2186,0,H2186*H2122*H2123*J2122/(H2124*4))","v":{"$error":"#VALUE!"}},{"$f":"IF(H2124<=BZ2126-E2186,0,H2186*H2122*H2123*J2122/(H2124*4))","v":{"$error":"#VALUE!"}},{"$f":"IF(H2124<=CA2126-E2186,0,H2186*H2122*H2123*J2122/(H2124*4))","v":{"$error":"#VALUE!"}},{"$f":"IF(H2124<=CB2126-E2186,0,H2186*H2122*H2123*J2122/(H2124*4))","v":{"$error":"#VALUE!"}}]
[{"$nulls":4},{"v":16.5,"d":"16.50"},{"$f":"$DF$65","v":{"v":0,"d":"0.000"}},{"$f":"IF(SUM(F2127:F2189)-H2125<=0,0,SUM(F2127:F2189)-H2125)","v":{"v":0,"d":"0.00"}},{"v":0,"d":"0.000"},{"$nulls":62},{"$f":"IF(H2124<=BS2126-E2189,0,H2189*H2122*H2123*J2122/(H2124*4))","v":{"$error":"#VALUE!"}},{"$f":"IF(H2124<=BT2126-E2189,0,H2189*H2122*H2123*J2122/(H2124*4))","v":{"$error":"#VALUE!"}},{"$f":"IF(H2124<=BU2126-E2189,0,H2189*H2122*H2123*J2122/(H2124*4))","v":{"$error":"#VALUE!"}},{"$f":"IF(H2124<=BV2126-E2189,0,H2189*H2122*H2123*J2122/(H2124*4))","v":{"$error":"#VALUE!"}},{"$f":"IF(H2124<=BW2126-E2189,0,H2189*H2122*H2123*J2122/(H2124*4))","v":{"$error":"#VALUE!"}},{"$f":"IF(H2124<=BX2126-E2189,0,H2189*H2122*H2123*J2122/(H2124*4))","v":{"$error":"#VALUE!"}},{"$f":"IF(H2124<=BY2126-E2189,0,H2189*H2122*H2123*J2122/(H2124*4))","v":{"$error":"#VALUE!"}},{"$f":"IF(H2124<=BZ2126-E2189,0,H2189*H2122*H2123*J2122/(H2124*4))","v":{"$error":"#VALUE!"}},{"$f":"IF(H2124<=CA2126-E2189,0,H2189*H2122*H2123*J2122/(H2124*4))","v":{"$error":"#VALUE!"}},{"$f":"IF(H2124<=CB2126-E2189,0,H2189*H2122*H2123*J2122/(H2124*4))","v":{"$error":"#VALUE!"}},{"$f":"IF(H2124<=CC2126-E2189,0,H2189*H2122*H2123*J2122/(H2124*4))","v":{"$error":"#VALUE!"}},{"$f":"IF(H2124<=CD2126-E2189,0,H2189*H2122*H2123*J2122/(H2124*4))","v":{"$error":"#VALUE!"}},{"$f":"IF(H2124<=CE2126-E2189,0,H2189*H2122*H2123*J2122/(H2124*4))","v":{"$error":"#VALUE!"}}]
[{"$nulls":4},{"v":17,"d":"17.00"},{"$f":"$DF$67","v":{"v":0,"d":"0.000"}},{"$f":"IF(SUM(F2127:F2191)-H2125<=0,0,SUM(F2127:F2191)-H2125)","v":{"v":0,"d":"0.00"}},{"v":0,"d":"0.000"},{"$nulls":64},{"$f":"IF(H2124<=BU2126-E2191,0,H2191*H2122*H2123*J2122/(H2124*4))","v":{"$error":"#VALUE!"}},{"$f":"IF(H2124<=BV2126-E2191,0,H2191*H2122*H2123*J2122/(H2124*4))","v":{"$error":"#VALUE!"}},{"$f":"IF(H2124<=BW2126-E2191,0,H2191*H2122*H2123*J2122/(H2124*4))","v":{"$error":"#VALUE!"}},{"$f":"IF(H2124<=BX2126-E2191,0,H2191*H2122*H2123*J2122/(H2124*4))","v":{"$error":"#VALUE!"}},{"$f":"IF(H2124<=BY2126-E2191,0,H2191*H2122*H2123*J2122/(H2124*4))","v":{"$error":"#VALUE!"}},{"$f":"IF(H2124<=BZ2126-E2191,0,H2191*H2122*H2123*J2122/(H2124*4))","v":{"$error":"#VALUE!"}},{"$f":"IF(H2124<=CA2126-E2191,0,H2191*H2122*H2123*J2122/(H2124*4))","v":{"$error":"#VALUE!"}},{"$f":"IF(H2124<=CB2126-E2191,0,H2191*H2122*H2123*J2122/(H2124*4))","v":{"$error":"#VALUE!"}},{"$f":"IF(H2124<=CC2126-E2191,0,H2191*H2122*H2123*J2122/(H2124*4))","v":{"$error":"#VALUE!"}},{"$f":"IF(H2124<=CD2126-E2191,0,H2191*H2122*H2123*J2122/(H2124*4))","v":{"$error":"#VALUE!"}},{"$f":"IF(H2124<=CE2126-E2191,0,H2191*H2122*H2123*J2122/(H2124*4))","v":{"$error":"#VALUE!"}},{"$f":"IF(H2124<=CF2126-E2191,0,H2191*H2122*H2123*J2122/(H2124*4))","v":{"$error":"#VALUE!"}},{"$f":"IF(H2124<=CG2126-E2191,0,H2191*H2122*H2123*J2122/(H2124*4))","v":{"$error":"#VALUE!"}}]
[{"$nulls":4},17.75,{"$f":"$DF$70","v":{"v":0,"d":"0.000"}},{"$f":"IF(SUM(F2127:F2194)-H2125<=0,0,SUM(F2127:F2194)-H2125)","v":{"v":0,"d":"0.00"}},{"v":0,"d":"0.000"},{"$nulls":67},{"$f":"IF(H2124<=BX2126-E2194,0,H2194*H2122*H2123*J2122/(H2124*4))","v":{"$error":"#VALUE!"}},{"$f":"IF(H2124<=BY2126-E2194,0,H2194*H2122*H2123*J2122/(H2124*4))","v":{"$error":"#VALUE!"}},{"$f":"IF(H2124<=BZ2126-E2194,0,H2194*H2122*H2123*J2122/(H2124*4))","v":{"$error":"#VALUE!"}},{"$f":"IF(H2124<=CA2126-E2194,0,H2194*H2122*H2123*J2122/(H2124*4))","v":{"$error":"#VALUE!"}},{"$f":"IF(H2124<=CB2126-E2194,0,H2194*H2122*H2123*J2122/(H2124*4))","v":{"$error":"#VALUE!"}},{"$f":"IF(H2124<=CC2126-E2194,0,H2194*H2122*H2123*J2122/(H2124*4))","v":{"$error":"#VALUE!"}},{"$f":"IF(H2124<=CD2126-E2194,0,H2194*H2122*H2123*J2122/(H2124*4))","v":{"$error":"#VALUE!"}},{"$f":"IF(H2124<=CE2126-E2194,0,H2194*H2122*H2123*J2122/(H2124*4))","v":{"$error":"#VALUE!"}},{"$f":"IF(H2124<=CF2126-E2194,0,H2194*H2122*H2123*J2122/(H2124*4))","v":{"$error":"#VALUE!"}},{"$f":"IF(H2124<=CG2126-E2194,0,H2194*H2122*H2123*J2122/(H2124*4))","v":{"$error":"#VALUE!"}},{"$f":"IF(H2124<=CH2126-E2194,0,H2194*H2122*H2123*J2122/(H2124*4))","v":{"$error":"#VALUE!"}},{"$f":"IF(H2124<=CI2126-E2194,0,H2194*H2122*H2123*J2122/(H2124*4))","v":{"$error":"#VALUE!"}},{"$f":"IF(H2124<=CJ2126-E2194,0,H2194*H2122*H2123*J2122/(H2124*4))","v":{"$error":"#VALUE!"}}]
[{"$nulls":4},{"v":18.5,"d":"18.50"},{"$f":"$DF$73","v":{"v":0,"d":"0.000"}},{"$f":"IF(SUM(F2127:F2197)-H2125<=0,0,SUM(F2127:F2197)-H2125)","v":{"v":0,"d":"0.00"}},{"v":0,"d":"0.000"},{"$nulls":70},{"$f":"IF(H2124<=CA2126-E2197,0,H2197*H2122*H2123*J2122/(H2124*4))","v":{"$error":"#VALUE!"}},{"$f":"IF(H2124<=CB2126-E2197,0,H2197*H2122*H2123*J2122/(H2124*4))","v":{"$error":"#VALUE!"}},{"$f":"IF(H2124<=CC2126-E2197,0,H2197*H2122*H2123*J2122/(H2124*4))","v":{"$error":"#VALUE!"}},{"$f":"IF(H2124<=CD2126-E2197,0,H2197*H2122*H2123*J2122/(H2124*4))","v":{"$error":"#VALUE!"}},{"$f":"IF(H2124<=CE2126-E2197,0,H2197*H2122*H2123*J2122/(H2124*4))","v":{"$error":"#VALUE!"}},{"$f":"IF(H2124<=CF2126-E2197,0,H2197*H2122*H2123*J2122/(H2124*4))","v":{"$error":"#VALUE!"}},{"$f":"IF(H2124<=CG2126-E2197,0,H2197*H2122*H2123*J2122/(H2124*4))","v":{"$error":"#VALUE!"}},{"$f":"IF(H2124<=CH2126-E2197,0,H2197*H2122*H2123*J2122/(H2124*4))","v":{"$error":"#VALUE!"}},{"$f":"IF(H2124<=CI2126-E2197,0,H2197*H2122*H2123*J2122/(H2124*4))","v":{"$error":"#VALUE!"}},{"$f":"IF(H2124<=CJ2126-E2197,0,H2197*H2122*H2123*J2122/(H2124*4))","v":{"$error":"#VALUE!"}},{"$f":"IF(H2124<=CK2126-E2197,0,H2197*H2122*H2123*J2122/(H2124*4))","v":{"$error":"#VALUE!"}},{"$f":"IF(H2124<=CL2126-E2197,0,H2197*H2122*H2123*J2122/(H2124*4))","v":{"$error":"#VALUE!"}},{"$f":"IF(H2124<=CM2126-E2197,0,H2197*H2122*H2123*J2122/(H2124*4))","v":{"$error":"#VALUE!"}}]
[{"$nulls":4},{"v":19,"d":"19.00"},{"$f":"$DF$75","v":{"v":0,"d":"0.000"}},{"$f":"IF(SUM(F2127:F2199)-H2125<=0,0,SUM(F2127:F2199)-H2125)","v":{"v":0,"d":"0.00"}},{"v":0,"d":"0.000"},{"$nulls":72},{"$f":"IF(H2124<=CC2126-E2199,0,H2199*H2122*H2123*J2122/(H2124*4))","v":{"$error":"#VALUE!"}},{"$f":"IF(H2124<=CD2126-E2199,0,H2199*H2122*H2123*J2122/(H2124*4))","v":{"$error":"#VALUE!"}},{"$f":"IF(H2124<=CE2126-E2199,0,H2199*H2122*H2123*J2122/(H2124*4))","v":{"$error":"#VALUE!"}},{"$f":"IF(H2124<=CF2126-E2199,0,H2199*H2122*H2123*J2122/(H2124*4))","v":{"$error":"#VALUE!"}},{"$f":"IF(H2124<=CG2126-E2199,0,H2199*H2122*H2123*J2122/(H2124*4))","v":{"$error":"#VALUE!"}},{"$f":"IF(H2124<=CH2126-E2199,0,H2199*H2122*H2123*J2122/(H2124*4))","v":{"$error":"#VALUE!"}},{"$f":"IF(H2124<=CI2126-E2199,0,H2199*H2122*H2123*J2122/(H2124*4))","v":{"$error":"#VALUE!"}},{"$f":"IF(H2124<=CJ2126-E2199,0,H2199*H2122*H2123*J2122/(H2124*4))","v":{"$error":"#VALUE!"}},{"$f":"IF(H2124<=CK2126-E2199,0,H2199*H2122*H2123*J2122/(H2124*4))","v":{"$error":"#VALUE!"}},{"$f":"IF(H2124<=CL2126-E2199,0,H2199*H2122*H2123*J2122/(H2124*4))","v":{"$error":"#VALUE!"}},{"$f":"IF(H2124<=CM2126-E2199,0,H2199*H2122*H2123*J2122/(H2124*4))","v":{"$error":"#VALUE!"}},{"$f":"IF(H2124<=CN2126-E2199,0,H2199*H2122*H2123*J2122/(H2124*4))","v":{"$error":"#VALUE!"}},{"$f":"IF(H2124<=CO2126-E2199,0,H2199*H2122*H2123*J2122/(H2124*4))","v":{"$error":"#VALUE!"}}]
[{"$nulls":4},19.25,{"$f":"$DF$76","v":{"v":0,"d":"0.000"}},{"$f":"IF(SUM(F2127:F2200)-H2125<=0,0,SUM(F2127:F2200)-H2125)","v":{"v":0,"d":"0.00"}},{"v":0,"d":"0.000"},{"$nulls":73},{"$f":"IF(H2124<=CD2126-E2200,0,H2200*H2122*H2123*J2122/(H2124*4))","v":{"$error":"#VALUE!"}},{"$f":"IF(H2124<=CE2126-E2200,0,H2200*H2122*H2123*J2122/(H2124*4))","v":{"$error":"#VALUE!"}},{"$f":"IF(H2124<=CF2126-E2200,0,H2200*H2122*H2123*J2122/(H2124*4))","v":{"$error":"#VALUE!"}},{"$f":"IF(H2124<=CG2126-E2200,0,H2200*H2122*H2123*J2122/(H2124*4))","v":{"$error":"#VALUE!"}},{"$f":"IF(H2124<=CH2126-E2200,0,H2200*H2122*H2123*J2122/(H2124*4))","v":{"$error":"#VALUE!"}},{"$f":"IF(H2124<=CI2126-E2200,0,H2200*H2122*H2123*J2122/(H2124*4))","v":{"$error":"#VALUE!"}},{"$f":"IF(H2124<=CJ2126-E2200,0,H2200*H2122*H2123*J2122/(H2124*4))","v":{"$error":"#VALUE!"}},{"$f":"IF(H2124<=CK2126-E2200,0,H2200*H2122*H2123*J2122/(H2124*4))","v":{"$error":"#VALUE!"}},{"$f":"IF(H2124<=CL2126-E2200,0,H2200*H2122*H2123*J2122/(H2124*4))","v":{"$error":"#VALUE!"}},{"$f":"IF(H2124<=CM2126-E2200,0,H2200*H2122*H2123*J2122/(H2124*4))","v":{"$error":"#VALUE!"}},{"$f":"IF(H2124<=CN2126-E2200,0,H2200*H2122*H2123*J2122/(H2124*4))","v":{"$error":"#VALUE!"}},{"$f":"IF(H2124<=CO2126-E2200,0,H2200*H2122*H2123*J2122/(H2124*4))","v":{"$error":"#VALUE!"}},{"$f":"IF(H2124<=CP2126-E2200,0,H2200*H2122*H2123*J2122/(H2124*4))","v":{"$error":"#VALUE!"}}]
[{"$nulls":4},19.75,{"$f":"$DF$78","v":{"v":0,"d":"0.000"}},{"$f":"IF(SUM(F2127:F2202)-H2125<=0,0,SUM(F2127:F2202)-H2125)","v":{"v":0,"d":"0.00"}},{"v":0,"d":"0.000"},{"$nulls":75},{"$f":"IF(H2124<=CF2126-E2202,0,H2202*H2122*H2123*J2122/(H2124*4))","v":{"$error":"#VALUE!"}},{"$f":"IF(H2124<=CG2126-E2202,0,H2202*H2122*H2123*J2122/(H2124*4))","v":{"$error":"#VALUE!"}},{"$f":"IF(H2124<=CH2126-E2202,0,H2202*H2122*H2123*J2122/(H2124*4))","v":{"$error":"#VALUE!"}},{"$f":"IF(H2124<=CI2126-E2202,0,H2202*H2122*H2123*J2122/(H2124*4))","v":{"$error":"#VALUE!"}},{"$f":"IF(H2124<=CJ2126-E2202,0,H2202*H2122*H2123*J2122/(H2124*4))","v":{"$error":"#VALUE!"}},{"$f":"IF(H2124<=CK2126-E2202,0,H2202*H2122*H2123*J2122/(H2124*4))","v":{"$error":"#VALUE!"}},{"$f":"IF(H2124<=CL2126-E2202,0,H2202*H2122*H2123*J2122/(H2124*4))","v":{"$error":"#VALUE!"}},{"$f":"IF(H2124<=CM2126-E2202,0,H2202*H2122*H2123*J2122/(H2124*4))","v":{"$error":"#VALUE!"}},{"$f":"IF(H2124<=CN2126-E2202,0,H2202*H2122*H2123*J2122/(H2124*4))","v":{"$error":"#VALUE!"}},{"$f":"IF(H2124<=CO2126-E2202,0,H2202*H2122*H2123*J2122/(H2124*4))","v":{"$error":"#VALUE!"}},{"$f":"IF(H2124<=CP2126-E2202,0,H2202*H2122*H2123*J2122/(H2124*4))","v":{"$error":"#VALUE!"}},{"$f":"IF(H2124<=CQ2126-E2202,0,H2202*H2122*H2123*J2122/(H2124*4))","v":{"$error":"#VALUE!"}},{"$f":"IF(H2124<=CR2126-E2202,0,H2202*H2122*H2123*J2122/(H2124*4))","v":{"$error":"#VALUE!"}}]
[{"$nulls":4},{"v":20.5,"d":"20.50"},{"$f":"$DF$81","v":{"v":0,"d":"0.000"}},{"$f":"IF(SUM(F2127:F2205)-H2125<=0,0,SUM(F2127:F2205)-H2125)","v":{"v":0,"d":"0.00"}},{"v":0,"d":"0.000"},{"$nulls":78},{"$f":"IF(H2124<=CI2126-E2205,0,H2205*H2122*H2123*J2122/(H2124*4))","v":{"$error":"#VALUE!"}},{"$f":"IF(H2124<=CJ2126-E2205,0,H2205*H2122*H2123*J2122/(H2124*4))","v":{"$error":"#VALUE!"}},{"$f":"IF(H2124<=CK2126-E2205,0,H2205*H2122*H2123*J2122/(H2124*4))","v":{"$error":"#VALUE!"}},{"$f":"IF(H2124<=CL2126-E2205,0,H2205*H2122*H2123*J2122/(H2124*4))","v":{"$error":"#VALUE!"}},{"$f":"IF(H2124<=CM2126-E2205,0,H2205*H2122*H2123*J2122/(H2124*4))","v":{"$error":"#VALUE!"}},{"$f":"IF(H2124<=CN2126-E2205,0,H2205*H2122*H2123*J2122/(H2124*4))","v":{"$error":"#VALUE!"}},{"$f":"IF(H2124<=CO2126-E2205,0,H2205*H2122*H2123*J2122/(H2124*4))","v":{"$error":"#VALUE!"}},{"$f":"IF(H2124<=CP2126-E2205,0,H2205*H2122*H2123*J2122/(H2124*4))","v":{"$error":"#VALUE!"}},{"$f":"IF(H2124<=CQ2126-E2205,0,H2205*H2122*H2123*J2122/(H2124*4))","v":{"$error":"#VALUE!"}},{"$f":"IF(H2124<=CR2126-E2205,0,H2205*H2122*H2123*J2122/(H2124*4))","v":{"$error":"#VALUE!"}},{"$f":"IF(H2124<=CS2126-E2205,0,H2205*H2122*H2123*J2122/(H2124*4))","v":{"$error":"#VALUE!"}},{"$f":"IF(H2124<=CT2126-E2205,0,H2205*H2122*H2123*J2122/(H2124*4))","v":{"$error":"#VALUE!"}},{"$f":"IF(H2124<=CU2126-E2205,0,H2205*H2122*H2123*J2122/(H2124*4))","v":{"$error":"#VALUE!"}}]
[{"$nulls":4},21.25,{"$f":"$DF$84","v":{"v":0,"d":"0.000"}},{"$f":"IF(SUM(F2127:F2208)-H2125<=0,0,SUM(F2127:F2208)-H2125)","v":{"v":0,"d":"0.00"}},{"v":0,"d":"0.000"},{"$nulls":81},{"$f":"IF(H2124<=CL2126-E2208,0,H2208*H2122*H2123*J2122/(H2124*4))","v":{"$error":"#VALUE!"}},{"$f":"IF(H2124<=CM2126-E2208,0,H2208*H2122*H2123*J2122/(H2124*4))","v":{"$error":"#VALUE!"}},{"$f":"IF(H2124<=CN2126-E2208,0,H2208*H2122*H2123*J2122/(H2124*4))","v":{"$error":"#VALUE!"}},{"$f":"IF(H2124<=CO2126-E2208,0,H2208*H2122*H2123*J2122/(H2124*4))","v":{"$error":"#VALUE!"}},{"$f":"IF(H2124<=CP2126-E2208,0,H2208*H2122*H2123*J2122/(H2124*4))","v":{"$error":"#VALUE!"}},{"$f":"IF(H2124<=CQ2126-E2208,0,H2208*H2122*H2123*J2122/(H2124*4))","v":{"$error":"#VALUE!"}},{"$f":"IF(H2124<=CR2126-E2208,0,H2208*H2122*H2123*J2122/(H2124*4))","v":{"$error":"#VALUE!"}},{"$f":"IF(H2124<=CS2126-E2208,0,H2208*H2122*H2123*J2122/(H2124*4))","v":{"$error":"#VALUE!"}},{"$f":"IF(H2124<=CT2126-E2208,0,H2208*H2122*H2123*J2122/(H2124*4))","v":{"$error":"#VALUE!"}},{"$f":"IF(H2124<=CU2126-E2208,0,H2208*H2122*H2123*J2122/(H2124*4))","v":{"$error":"#VALUE!"}},{"$f":"IF(H2124<=CV2126-E2208,0,H2208*H2122*H2123*J2122/(H2124*4))","v":{"$error":"#VALUE!"}},{"$f":"IF(H2124<=CW2126-E2208,0,H2208*H2122*H2123*J2122/(H2124*4))","v":{"$error":"#VALUE!"}},{"$f":"IF(H2124<=CX2126-E2208,0,H2208*H2122*H2123*J2122/(H2124*4))","v":{"$error":"#VALUE!"}}]
[{"$nulls":4},{"v":22,"d":"22.00"},{"$f":"$DF$87","v":{"v":0,"d":"0.000"}},{"$f":"IF(SUM(F2127:F2211)-H2125<=0,0,SUM(F2127:F2211)-H2125)","v":{"v":0,"d":"0.00"}},{"v":0,"d":"0.000"},{"$nulls":84},{"$f":"IF(H2124<=CO2126-E2211,0,H2211*H2122*H2123*J2122/(H2124*4))","v":{"$error":"#VALUE!"}},{"$f":"IF(H2124<=CP2126-E2211,0,H2211*H2122*H2123*J2122/(H2124*4))","v":{"$error":"#VALUE!"}},{"$f":"IF(H2124<=CQ2126-E2211,0,H2211*H2122*H2123*J2122/(H2124*4))","v":{"$error":"#VALUE!"}},{"$f":"IF(H2124<=CR2126-E2211,0,H2211*H2122*H2123*J2122/(H2124*4))","v":{"$error":"#VALUE!"}},{"$f":"IF(H2124<=CS2126-E2211,0,H2211*H2122*H2123*J2122/(H2124*4))","v":{"$error":"#VALUE!"}},{"$f":"IF(H2124<=CT2126-E2211,0,H2211*H2122*H2123*J2122/(H2124*4))","v":{"$error":"#VALUE!"}},{"$f":"IF(H2124<=CU2126-E2211,0,H2211*H2122*H2123*J2122/(H2124*4))","v":{"$error":"#VALUE!"}},{"$f":"IF(H2124<=CV2126-E2211,0,H2211*H2122*H2123*J2122/(H2124*4))","v":{"$error":"#VALUE!"}},{"$f":"IF(H2124<=CW2126-E2211,0,H2211*H2122*H2123*J2122/(H2124*4))","v":{"$error":"#VALUE!"}},{"$f":"IF(H2124<=CX2126-E2211,0,H2211*H2122*H2123*J2122/(H2124*4))","v":{"$error":"#VALUE!"}},{"$f":"IF(H2124<=CY2126-E2211,0,H2211*H2122*H2123*J2122/(H2124*4))","v":{"$error":"#VALUE!"}},{"$f":"IF(H2124<=CZ2126-E2211,0,H2211*H2122*H2123*J2122/(H2124*4))","v":{"$error":"#VALUE!"}}]
[{"$nulls":4},{"v":22.5,"d":"22.50"},{"$f":"$DF$89","v":{"v":0,"d":"0.000"}},{"$f":"IF(SUM(F2127:F2213)-H2125<=0,0,SUM(F2127:F2213)-H2125)","v":{"v":0,"d":"0.00"}},{"v":0,"d":"0.000"},{"$nulls":86},{"$f":"IF(H2124<=CQ2126-E2213,0,H2213*H2122*H2123*J2122/(H2124*4))","v":{"$error":"#VALUE!"}},{"$f":"IF(H2124<=CR2126-E2213,0,H2213*H2122*H2123*J2122/(H2124*4))","v":{"$error":"#VALUE!"}},{"$f":"IF(H2124<=CS2126-E2213,0,H2213*H2122*H2123*J2122/(H2124*4))","v":{"$error":"#VALUE!"}},{"$f":"IF(H2124<=CT2126-E2213,0,H2213*H2122*H2123*J2122/(H2124*4))","v":{"$error":"#VALUE!"}},{"$f":"IF(H2124<=CU2126-E2213,0,H2213*H2122*H2123*J2122/(H2124*4))","v":{"$error":"#VALUE!"}},{"$f":"IF(H2124<=CV2126-E2213,0,H2213*H2122*H2123*J2122/(H2124*4))","v":{"$error":"#VALUE!"}},{"$f":"IF(H2124<=CW2126-E2213,0,H2213*H2122*H2123*J2122/(H2124*4))","v":{"$error":"#VALUE!"}},{"$f":"IF(H2124<=CX2126-E2213,0,H2213*H2122*H2123*J2122/(H2124*4))","v":{"$error":"#VALUE!"}},{"$f":"IF(H2124<=CY2126-E2213,0,H2213*H2122*H2123*J2122/(H2124*4))","v":{"$error":"#VALUE!"}},{"$f":"IF(H2124<=CZ2126-E2213,0,H2213*H2122*H2123*J2122/(H2124*4))","v":{"$error":"#VALUE!"}}]
[{"$nulls":4},22.75,{"$f":"$DF$90","v":{"v":0,"d":"0.000"}},{"$f":"IF(SUM(F2127:F2214)-H2125<=0,0,SUM(F2127:F2214)-H2125)","v":{"v":0,"d":"0.00"}},{"v":0,"d":"0.000"},{"$nulls":87},{"$f":"IF(H2124<=CR2126-E2214,0,H2214*H2122*H2123*J2122/(H2124*4))","v":{"$error":"#VALUE!"}},{"$f":"IF(H2124<=CS2126-E2214,0,H2214*H2122*H2123*J2122/(H2124*4))","v":{"$error":"#VALUE!"}},{"$f":"IF(H2124<=CT2126-E2214,0,H2214*H2122*H2123*J2122/(H2124*4))","v":{"$error":"#VALUE!"}},{"$f":"IF(H2124<=CU2126-E2214,0,H2214*H2122*H2123*J2122/(H2124*4))","v":{"$error":"#VALUE!"}},{"$f":"IF(H2124<=CV2126-E2214,0,H2214*H2122*H2123*J2122/(H2124*4))","v":{"$error":"#VALUE!"}},{"$f":"IF(H2124<=CW2126-E2214,0,H2214*H2122*H2123*J2122/(H2124*4))","v":{"$error":"#VALUE!"}},{"$f":"IF(H2124<=CX2126-E2214,0,H2214*H2122*H2123*J2122/(H2124*4))","v":{"$error":"#VALUE!"}},{"$f":"IF(H2124<=CY2126-E2214,0,H2214*H2122*H2123*J2122/(H2124*4))","v":{"$error":"#VALUE!"}},{"$f":"IF(H2124<=CZ2126-E2214,0,H2214*H2122*H2123*J2122/(H2124*4))","v":{"$error":"#VALUE!"}}]
[{"$nulls":4},23.25,{"$f":"$DF$92","v":{"v":0,"d":"0.000"}},{"$f":"IF(SUM(F2127:F2216)-H2125<=0,0,SUM(F2127:F2216)-H2125)","v":{"v":0,"d":"0.00"}},{"v":0,"d":"0.000"},{"$nulls":89},{"$f":"IF(H2124<=CT2126-E2216,0,H2216*H2122*H2123*J2122/(H2124*4))","v":{"$error":"#VALUE!"}},{"$f":"IF(H2124<=CU2126-E2216,0,H2216*H2122*H2123*J2122/(H2124*4))","v":{"$error":"#VALUE!"}},{"$f":"IF(H2124<=CV2126-E2216,0,H2216*H2122*H2123*J2122/(H2124*4))","v":{"$error":"#VALUE!"}},{"$f":"IF(H2124<=CW2126-E2216,0,H2216*H2122*H2123*J2122/(H2124*4))","v":{"$error":"#VALUE!"}},{"$f":"IF(H2124<=CX2126-E2216,0,H2216*H2122*H2123*J2122/(H2124*4))","v":{"$error":"#VALUE!"}},{"$f":"IF(H2124<=CY2126-E2216,0,H2216*H2122*H2123*J2122/(H2124*4))","v":{"$error":"#VALUE!"}},{"$f":"IF(H2124<=CZ2126-E2216,0,H2216*H2122*H2123*J2122/(H2124*4))","v":{"$error":"#VALUE!"}}]
[{"$nulls":4},{"v":24,"d":"24.00"},{"$f":"$DF$95","v":{"v":0,"d":"0.000"}},{"$f":"IF(SUM(F2127:F2219)-H2125<=0,0,SUM(F2127:F2219)-H2125)","v":{"v":0,"d":"0.00"}},{"v":0,"d":"0.000"},{"$nulls":92},{"$f":"IF(H2124<=CW2126-E2219,0,H2219*H2122*H2123*J2122/(H2124*4))","v":{"$error":"#VALUE!"}},{"$f":"IF(H2124<=CX2126-E2219,0,H2219*H2122*H2123*J2122/(H2124*4))","v":{"$error":"#VALUE!"}},{"$f":"IF(H2124<=CY2126-E2219,0,H2219*H2122*H2123*J2122/(H2124*4))","v":{"$error":"#VALUE!"}},{"$f":"IF(H2124<=CZ2126-E2219,0,H2219*H2122*H2123*J2122/(H2124*4))","v":{"$error":"#VALUE!"}}]
[{"$nulls":4},24.75,{"$f":"$DF$98","v":{"v":0,"d":"0.000"}},{"$f":"IF(SUM(F2127:F2222)-H2125<=0,0,SUM(F2127:F2222)-H2125)","v":{"v":0,"d":"0.00"}},{"v":0,"d":"0.000"},{"$nulls":95},{"$f":"IF(H2124<=CZ2126-E2222,0,H2222*H2122*H2123*J2122/(H2124*4))","v":{"$error":"#VALUE!"}}]
[{"$nulls":7},"Input",{"v":1,"d":"1.00"},1.25,{"v":1.5,"d":"1.50"},1.75,{"v":2,"d":"2.00"},2.25,{"v":2.5,"d":"2.50"},2.75,{"v":3,"d":"3.00"},3.25,{"v":3.5,"d":"3.50"},3.75,{"v":4,"d":"4.00"},4.25,{"v":4.5,"d":"4.50"},4.75,{"v":5,"d":"5.00"},5.25,{"v":5.5,"d":"5.50"},5.75,{"v":6,"d":"6.00"},6.25,{"v":6.5,"d":"6.50"},6.75,{"v":7,"d":"7.00"},7.25,{"v":7.5,"d":"7.50"},7.75,{"v":8,"d":"8.00"},8.25,{"v":8.5,"d":"8.50"},8.75,{"v":9,"d":"9.00"},9.25,{"v":9.5,"d":"9.50"},9.75,{"v":10,"d":"10.00"},10.25,{"v":10.5,"d":"10.50"},10.75,{"v":11,"d":"11.00"},11.25,{"v":11.5,"d":"11.50"},11.75,{"v":12,"d":"12.00"},12.25,{"v":12.5,"d":"12.50"},12.75,{"v":13,"d":"13.00"},13.25,{"v":13.5,"d":"13.50"},13.75,{"v":14,"d":"14.00"},14.25,{"v":14.5,"d":"14.50"},14.75,{"v":15,"d":"15.00"},15.25,{"v":15.5,"d":"15.50"},15.75,{"v":16,"d":"16.00"},16.25,{"v":16.5,"d":"16.50"},16.75,{"v":17,"d":"17.00"},17.25,{"v":17.5,"d":"17.50"},17.75,{"v":18,"d":"18.00"},18.25,{"v":18.5,"d":"18.50"},18.75,{"v":19,"d":"19.00"},19.25,{"v":19.5,"d":"19.50"},19.75,{"v":20,"d":"20.00"},20.25,{"v":20.5,"d":"20.50"},20.75,{"v":21,"d":"21.00"},21.25,{"v":21.5,"d":"21.50"},21.75,{"v":22,"d":"22.00"},22.25,{"v":22.5,"d":"22.50"},22.75,{"v":23,"d":"23.00"},23.25,{"v":23.5,"d":"23.50"},23.75,{"v":24,"d":"24.00"},24.25,{"v":24.5,"d":"24.50"},24.75,"Total (MG)"]
[{"$f":"CONCATENATE(H2121,C2226)","v":"CSO 01712c."},null,"12c.","Stormwater runoff (MG). Line 11a.",null,null,{"$f":"C2226","v":"12c."},null,{"$f":"I2224","v":{"$error":"#VALUE!"}},{"$f":"J2224","v":{"$error":"#VALUE!"}},{"$error":"#VALUE!"},{"$error":"#VALUE!"},{"$error":"#VALUE!"},{"$error":"#VALUE!"},{"$error":"#VALUE!"},{"$error":"#VALUE!"},{"$error":"#VALUE!"},{"$error":"#VALUE!"},{"$error":"#VALUE!"},{"$error":"#VALUE!"},{"$error":"#VALUE!"},{"$error":"#VALUE!"},{"$error":"#VALUE!"},{"$error":"#VALUE!"},{"$error":"#VALUE!"},{"$error":"#VALUE!"},{"$error":"#VALUE!"},{"$error":"#VALUE!"},{"$error":"#VALUE!"},{"$error":"#VALUE!"},{"$error":"#VALUE!"},{"$error":"#VALUE!"},{"$error":"#VALUE!"},{"$error":"#VALUE!"},{"$error":"#VALUE!"},{"$error":"#VALUE!"},{"$error":"#VALUE!"},{"$error":"#VALUE!"},{"$error":"#VALUE!"},{"$error":"#VALUE!"},{"$error":"#VALUE!"},{"$error":"#VALUE!"},{"$error":"#VALUE!"},{"$error":"#VALUE!"},{"$error":"#VALUE!"},{"$error":"#VALUE!"},{"$error":"#VALUE!"},{"$error":"#VALUE!"},{"$error":"#VALUE!"},{"$error":"#VALUE!"},{"$error":"#VALUE!"},{"$error":"#VALUE!"},{"$error":"#VALUE!"},{"$error":"#VALUE!"},{"$error":"#VALUE!"},{"$error":"#VALUE!"},{"$error":"#VALUE!"},{"$error":"#VALUE!"},{"$error":"#VALUE!"},{"$error":"#VALUE!"},{"$error":"#VALUE!"},{"$error":"#VALUE!"},{"$error":"#VALUE!"},{"$error":"#VALUE!"},{"$error":"#VALUE!"},{"$error":"#VALUE!"},{"$error":"#VALUE!"},{"$error":"#VALUE!"},{"$error":"#VALUE!"},{"$error":"#VALUE!"},{"$error":"#VALUE!"},{"$error":"#VALUE!"},{"$error":"#VALUE!"},{"$f":"BV2224","v":{"$error":"#VALUE!"}},{"$error":"#VALUE!"},{"$error":"#VALUE!"},{"$error":"#VALUE!"},{"$error":"#VALUE!"},{"$error":"#VALUE!"},{"$error":"#VALUE!"},{"$error":"#VALUE!"},{"$error":"#VALUE!"},{"$error":"#VALUE!"},{"$error":"#VALUE!"},{"$error":"#VALUE!"},{"$error":"#VALUE!"},{"$error":"#VALUE!"},{"$error":"#VALUE!"},{"$error":"#VALUE!"},{"$error":"#VALUE!"},{"$error":"#VALUE!"},{"$error":"#VALUE!"},{"$error":"#VALUE!"},{"$error":"#VALUE!"},{"$error":"#VALUE!"},{"$error":"#VALUE!"},{"$error":"#VALUE!"},{"$error":"#VALUE!"},{"$error":"#VALUE!"},{"$error":"#VALUE!"},{"$error":"#VALUE!"},{"$error":"#VALUE!"},{"$error":"#VALUE!"},{"$error":"#VALUE!"},{"$f":"SUM(I2226:CZ2226)","v":{"$error":"#VALUE!"}}]
[{"$f":"CONCATENATE(H2121,C2228)","v":"CSO 01712d."},null,"12d.","Stormwater runoff after GI saturation (MG). Excess after Line 12c exceeds Line 12b.",null,null,{"$f":"C2228","v":"12d."},null,{"$f":"I2227-H2227","v":{"$error":"#VALUE!"}},{"$f":"J2227-I2227","v":{"$error":"#VALUE!"}},{"$f":"K2227-J2227","v":{"$error":"#VALUE!"}},{"$f":"L2227-K2227","v":{"$error":"#VALUE!"}},{"$f":"M2227-L2227","v":{"$error":"#VALUE!"}},{"$f":"N2227-M2227","v":{"$error":"#VALUE!"}},{"$f":"O2227-N2227","v":{"$error":"#VALUE!"}},{"$f":"P2227-O2227","v":{"$error":"#VALUE!"}},{"$f":"Q2227-P2227","v":{"$error":"#VALUE!"}},{"$f":"R2227-Q2227","v":{"$error":"#VALUE!"}},{"$f":"S2227-R2227","v":{"$error":"#VALUE!"}},{"$f":"T2227-S2227","v":{"$error":"#VALUE!"}},{"$f":"U2227-T2227","v":{"$error":"#VALUE!"}},{"$f":"V2227-U2227","v":{"$error":"#VALUE!"}},{"$f":"W2227-V2227","v":{"$error":"#VALUE!"}},{"$f":"X2227-W2227","v":{"$error":"#VALUE!"}},{"$f":"Y2227-X2227","v":{"$error":"#VALUE!"}},{"$f":"Z2227-Y2227","v":{"$error":"#VALUE!"}},{"$f":"AA2227-Z2227","v":{"$error":"#VALUE!"}},{"$f":"AB2227-AA2227","v":{"$error":"#VALUE!"}},{"$f":"AC2227-AB2227","v":{"$error":"#VALUE!"}},{"$f":"AD2227-AC2227","v":{"$error":"#VALUE!"}},{"$f":"AE2227-AD2227","v":{"$error":"#VALUE!"}},{"$f":"AF2227-AE2227","v":{"$error":"#VALUE!"}},{"$f":"AG2227-AF2227","v":{"$error":"#VALUE!"}},{"$f":"AH2227-AG2227","v":{"$error":"#VALUE!"}},{"$f":"AI2227-AH2227","v":{"$error":"#VALUE!"}},{"$f":"AJ2227-AI2227","v":{"$error":"#VALUE!"}},{"$f":"AK2227-AJ2227","v":{"$error":"#VALUE!"}},{"$f":"AL2227-AK2227","v":{"$error":"#VALUE!"}},{"$f":"AM2227-AL2227","v":{"$error":"#VALUE!"}},{"$f":"AN2227-AM2227","v":{"$error":"#VALUE!"}},{"$f":"AO2227-AN2227","v":{"$error":"#VALUE!"}},{"$f":"AP2227-AO2227","v":{"$error":"#VALUE!"}},{"$f":"AQ2227-AP2227","v":{"$error":"#VALUE!"}},{"$f":"AR2227-AQ2227","v":{"$error":"#VALUE!"}},{"$f":"AS2227-AR2227","v":{"$error":"#VALUE!"}},{"$f":"AT2227-AS2227","v":{"$error":"#VALUE!"}},{"$f":"AU2227-AT2227","v":{"$error":"#VALUE!"}},{"$f":"AV2227-AU2227","v":{"$error":"#VALUE!"}},{"$f":"AW2227-AV2227","v":{"$error":"#VALUE!"}},{"$f":"AX2227-AW2227","v":{"$error":"#VALUE!"}},{"$f":"AY2227-AX2227","v":{"$error":"#VALUE!"}},{"$f":"AZ2227-AY2227","v":{"$error":"#VALUE!"}},{"$f":"BA2227-AZ2227","v":{"$error":"#VALUE!"}},{"$f":"BB2227-BA2227","v":{"$error":"#VALUE!"}},{"$f":"BC2227-BB2227","v":{"$error":"#VALUE!"}},{"$f":"BD2227-BC2227","v":{"$error":"#VALUE!"}},{"$f":"BE2227-BD2227","v":{"$error":"#VALUE!"}},{"$f":"BF2227-BE2227","v":{"$error":"#VALUE!"}},{"$f":"BG2227-BF2227","v":{"$error":"#VALUE!"}},{"$f":"BH2227-BG2227","v":{"$error":"#VALUE!"}},{"$f":"BI2227-BH2227","v":{"$error":"#VALUE!"}},{"$f":"BJ2227-BI2227","v":{"$error":"#VALUE!"}},{"$f":"BK2227-BJ2227","v":{"$error":"#VALUE!"}},{"$f":"BL2227-BK2227","v":{"$error":"#VALUE!"}},{"$f":"BM2227-BL2227","v":{"$error":"#VALUE!"}},{"$f":"BN2227-BM2227","v":{"$error":"#VALUE!"}},{"$f":"BO2227-BN2227","v":{"$error":"#VALUE!"}},{"$f":"BP2227-BO2227","v":{"$error":"#VALUE!"}},{"$f":"BQ2227-BP2227","v":{"$error":"#VALUE!"}},{"$f":"BR2227-BQ2227","v":{"$error":"#VALUE!"}},{"$f":"BS2227-BR2227","v":{"$error":"#VALUE!"}},{"$f":"BT2227-BS2227","v":{"$error":"#VALUE!"}},{"$f":"BU2227-BT2227","v":{"$error":"#VALUE!"}},{"$f":"BV2227-BU2227","v":{"$error":"#VALUE!"}},{"$f":"BW2227-BV2227","v":{"$error":"#VALUE!"}},{"$f":"BX2227-BW2227","v":{"$error":"#VALUE!"}},{"$f":"BY2227-BX2227","v":{"$error":"#VALUE!"}},{"$f":"BZ2227-BY2227","v":{"$error":"#VALUE!"}},{"$f":"CA2227-BZ2227","v":{"$error":"#VALUE!"}},{"$f":"CB2227-CA2227","v":{"$error":"#VALUE!"}},{"$f":"CC2227-CB2227","v":{"$error":"#VALUE!"}},{"$f":"CD2227-CC2227","v":{"$error":"#VALUE!"}},{"$f":"CE2227-CD2227","v":{"$error":"#VALUE!"}},{"$f":"CF2227-CE2227","v":{"$error":"#VALUE!"}},{"$f":"CG2227-CF2227","v":{"$error":"#VALUE!"}},{"$f":"CH2227-CG2227","v":{"$error":"#VALUE!"}},{"$f":"CI2227-CH2227","v":{"$error":"#VALUE!"}},{"$f":"CJ2227-CI2227","v":{"$error":"#VALUE!"}},{"$f":"CK2227-CJ2227","v":{"$error":"#VALUE!"}},{"$f":"CL2227-CK2227","v":{"$error":"#VALUE!"}},{"$f":"CM2227-CL2227","v":{"$error":"#VALUE!"}},{"$f":"CN2227-CM2227","v":{"$error":"#VALUE!"}},{"$f":"CO2227-CN2227","v":{"$error":"#VALUE!"}},{"$f":"CP2227-CO2227","v":{"$error":"#VALUE!"}},{"$f":"CQ2227-CP2227","v":{"$error":"#VALUE!"}},{"$f":"CR2227-CQ2227","v":{"$error":"#VALUE!"}},{"$f":"CS2227-CR2227","v":{"$error":"#VALUE!"}},{"$f":"CT2227-CS2227","v":{"$error":"#VALUE!"}},{"$f":"CU2227-CT2227","v":{"$error":"#VALUE!"}},{"$f":"CV2227-CU2227","v":{"$error":"#VALUE!"}},{"$f":"CW2227-CV2227","v":{"$error":"#VALUE!"}},{"$f":"CX2227-CW2227","v":{"$error":"#VALUE!"}},{"$f":"CY2227-CX2227","v":{"$error":"#VALUE!"}},{"$f":"CZ2227-CY2227","v":{"$error":"#VALUE!"}},{"$f":"SUM(I2228:CZ2228)","v":{"$error":"#VALUE!"}}]
[{"$f":"CONCATENATE(H2121,C2231)","v":"CSO 01713c."},null,"13c.","Stormwater runoff after GI saturation plus dry weather flow (MG). Add Line 13b to Line 12d.",null,null,{"$f":"C2231","v":"13c."},null,{"$f":"I2230+I2228","v":{"$error":"#VALUE!"}},{"$f":"J2230+J2228","v":{"$error":"#VALUE!"}},{"$error":"#VALUE!"},{"$error":"#VALUE!"},{"$error":"#VALUE!"},{"$error":"#VALUE!"},{"$error":"#VALUE!"},{"$error":"#VALUE!"},{"$error":"#VALUE!"},{"$error":"#VALUE!"},{"$error":"#VALUE!"},{"$error":"#VALUE!"},{"$error":"#VALUE!"},{"$error":"#VALUE!"},{"$error":"#VALUE!"},{"$error":"#VALUE!"},{"$error":"#VALUE!"},{"$error":"#VALUE!"},{"$error":"#VALUE!"},{"$error":"#VALUE!"},{"$error":"#VALUE!"},{"$error":"#VALUE!"},{"$error":"#VALUE!"},{"$error":"#VALUE!"},{"$error":"#VALUE!"},{"$error":"#VALUE!"},{"$error":"#VALUE!"},{"$error":"#VALUE!"},{"$error":"#VALUE!"},{"$error":"#VALUE!"},{"$error":"#VALUE!"},{"$error":"#VALUE!"},{"$error":"#VALUE!"},{"$error":"#VALUE!"},{"$error":"#VALUE!"},{"$error":"#VALUE!"},{"$error":"#VALUE!"},{"$error":"#VALUE!"},{"$error":"#VALUE!"},{"$error":"#VALUE!"},{"$error":"#VALUE!"},{"$error":"#VALUE!"},{"$error":"#VALUE!"},{"$error":"#VALUE!"},{"$error":"#VALUE!"},{"$error":"#VALUE!"},{"$error":"#VALUE!"},{"$error":"#VALUE!"},{"$error":"#VALUE!"},{"$error":"#VALUE!"},{"$error":"#VALUE!"},{"$error":"#VALUE!"},{"$error":"#VALUE!"},{"$error":"#VALUE!"},{"$error":"#VALUE!"},{"$error":"#VALUE!"},{"$error":"#VALUE!"},{"$error":"#VALUE!"},{"$error":"#VALUE!"},{"$error":"#VALUE!"},{"$error":"#VALUE!"},{"$error":"#VALUE!"},{"$error":"#VALUE!"},{"$error":"#VALUE!"},{"$error":"#VALUE!"},{"$f":"BV2230+BV2228","v":{"$error":"#VALUE!"}},{"$error":"#VALUE!"},{"$error":"#VALUE!"},{"$error":"#VALUE!"},{"$error":"#VALUE!"},{"$error":"#VALUE!"},{"$error":"#VALUE!"},{"$error":"#VALUE!"},{"$error":"#VALUE!"},{"$error":"#VALUE!"},{"$error":"#VALUE!"},{"$error":"#VALUE!"},{"$error":"#VALUE!"},{"$error":"#VALUE!"},{"$error":"#VALUE!"},{"$error":"#VALUE!"},{"$error":"#VALUE!"},{"$error":"#VALUE!"},{"$error":"#VALUE!"},{"$error":"#VALUE!"},{"$error":"#VALUE!"},{"$error":"#VALUE!"},{"$error":"#VALUE!"},{"$error":"#VALUE!"},{"$error":"#VALUE!"},{"$error":"#VALUE!"},{"$error":"#VALUE!"},{"$error":"#VALUE!"},{"$error":"#VALUE!"},{"$error":"#VALUE!"},{"$error":"#VALUE!"},{"$f":"SUM(I2231:CZ2231)","v":{"$error":"#VALUE!"}}]
[{"$f":"CONCATENATE(H2121,C2234)","v":"CSO 01714a."},"14. CSO Flows","14a.","CSO hydraulic control capacity (MGD). ",null,null,"14a.",{"$f":"HLOOKUP(H2121,'4 - CSO VOLUME'!$E$9:$AS$33,20,FALSE)","v":""}]
[{"$f":"CONCATENATE(H2121,C2236)","v":"CSO 01714c."},null,"14c.","CSO treatment capacity (MGD). Line 7c.",null,null,"14c.",{"$f":"HLOOKUP(H2121,'4 - CSO VOLUME'!$E$9:$AS$33,22,FALSE)","v":""}]
[{"$f":"CONCATENATE(H2121,C2237)","v":"CSO 01714d."},null,"14d.","Treated CSO volume (MG). Populate with Line 14b values that are less than or equal to Line 14c divided by 24.",null,null,"14d.",null,{"$f":"IF(I2235=0,0,IF(I2235<=$H2236/(4*24),I2235,$H2236/(4*24)))","v":{"$error":"#VALUE!"}},{"$f":"IF(J2235=0,0,IF(J2235<=$H2236/(4*24),J2235,$H2236/(4*24)))","v":{"$error":"#VALUE!"}},{"$error":"#VALUE!"},{"$error":"#VALUE!"},{"$error":"#VALUE!"},{"$error":"#VALUE!"},{"$error":"#VALUE!"},{"$error":"#VALUE!"},{"$error":"#VALUE!"},{"$error":"#VALUE!"},{"$error":"#VALUE!"},{"$error":"#VALUE!"},{"$error":"#VALUE!"},{"$error":"#VALUE!"},{"$error":"#VALUE!"},{"$error":"#VALUE!"},{"$error":"#VALUE!"},{"$error":"#VALUE!"},{"$error":"#VALUE!"},{"$error":"#VALUE!"},{"$error":"#VALUE!"},{"$error":"#VALUE!"},{"$error":"#VALUE!"},{"$error":"#VALUE!"},{"$error":"#VALUE!"},{"$error":"#VALUE!"},{"$error":"#VALUE!"},{"$error":"#VALUE!"},{"$error":"#VALUE!"},{"$error":"#VALUE!"},{"$error":"#VALUE!"},{"$error":"#VALUE!"},{"$error":"#VALUE!"},{"$error":"#VALUE!"},{"$error":"#VALUE!"},{"$error":"#VALUE!"},{"$error":"#VALUE!"},{"$error":"#VALUE!"},{"$error":"#VALUE!"},{"$error":"#VALUE!"},{"$error":"#VALUE!"},{"$error":"#VALUE!"},{"$error":"#VALUE!"},{"$error":"#VALUE!"},{"$error":"#VALUE!"},{"$error":"#VALUE!"},{"$error":"#VALUE!"},{"$error":"#VALUE!"},{"$error":"#VALUE!"},{"$error":"#VALUE!"},{"$error":"#VALUE!"},{"$error":"#VALUE!"},{"$error":"#VALUE!"},{"$error":"#VALUE!"},{"$error":"#VALUE!"},{"$error":"#VALUE!"},{"$error":"#VALUE!"},{"$error":"#VALUE!"},{"$error":"#VALUE!"},{"$error":"#VALUE!"},{"$error":"#VALUE!"},{"$error":"#VALUE!"},{"$error":"#VALUE!"},{"$error":"#VALUE!"},{"$error":"#VALUE!"},{"$f":"IF(BV2235=0,0,IF(BV2235<=$H2236/(4*24),BV2235,$H2236/(4*24)))","v":{"$error":"#VALUE!"}},{"$error":"#VALUE!"},{"$error":"#VALUE!"},{"$error":"#VALUE!"},{"$error":"#VALUE!"},{"$error":"#VALUE!"},{"$error":"#VALUE!"},{"$error":"#VALUE!"},{"$error":"#VALUE!"},{"$error":"#VALUE!"},{"$error":"#VALUE!"},{"$error":"#VALUE!"},{"$error":"#VALUE!"},{"$error":"#VALUE!"},{"$error":"#VALUE!"},{"$error":"#VALUE!"},{"$error":"#VALUE!"},{"$error":"#VALUE!"},{"$error":"#VALUE!"},{"$error":"#VALUE!"},{"$error":"#VALUE!"},{"$error":"#VALUE!"},{"$error":"#VALUE!"},{"$error":"#VALUE!"},{"$error":"#VALUE!"},{"$error":"#VALUE!"},{"$error":"#VALUE!"},{"$error":"#VALUE!"},{"$error":"#VALUE!"},{"$error":"#VALUE!"},{"$error":"#VALUE!"},{"$f":"SUM(I2237:CZ2237)","v":{"$error":"#VALUE!"}}]
[{"$f":"CONCATENATE(H2121,C2239)","v":"CSO 01714f."},null,"14f.","Combined sewage diverted to WWTP (MG). Subtract Line 14b from Line 13d at hourly increments.",null,null,"14f.",null,{"$f":"I2233-I2235","v":{"$error":"#VALUE!"}},{"$f":"J2233-J2235","v":{"$error":"#VALUE!"}},{"$error":"#VALUE!"},{"$error":"#VALUE!"},{"$error":"#VALUE!"},{"$error":"#VALUE!"},{"$error":"#VALUE!"},{"$error":"#VALUE!"},{"$error":"#VALUE!"},{"$error":"#VALUE!"},{"$error":"#VALUE!"},{"$error":"#VALUE!"},{"$error":"#VALUE!"},{"$error":"#VALUE!"},{"$error":"#VALUE!"},{"$error":"#VALUE!"},{"$error":"#VALUE!"},{"$error":"#VALUE!"},{"$error":"#VALUE!"},{"$error":"#VALUE!"},{"$error":"#VALUE!"},{"$error":"#VALUE!"},{"$error":"#VALUE!"},{"$error":"#VALUE!"},{"$error":"#VALUE!"},{"$error":"#VALUE!"},{"$error":"#VALUE!"},{"$error":"#VALUE!"},{"$error":"#VALUE!"},{"$error":"#VALUE!"},{"$error":"#VALUE!"},{"$error":"#VALUE!"},{"$error":"#VALUE!"},{"$error":"#VALUE!"},{"$error":"#VALUE!"},{"$error":"#VALUE!"},{"$error":"#VALUE!"},{"$error":"#VALUE!"},{"$error":"#VALUE!"},{"$error":"#VALUE!"},{"$error":"#VALUE!"},{"$error":"#VALUE!"},{"$error":"#VALUE!"},{"$error":"#VALUE!"},{"$error":"#VALUE!"},{"$error":"#VALUE!"},{"$error":"#VALUE!"},{"$error":"#VALUE!"},{"$error":"#VALUE!"},{"$error":"#VALUE!"},{"$error":"#VALUE!"},{"$error":"#VALUE!"},{"$error":"#VALUE!"},{"$error":"#VALUE!"},{"$error":"#VALUE!"},{"$error":"#VALUE!"},{"$error":"#VALUE!"},{"$error":"#VALUE!"},{"$error":"#VALUE!"},{"$error":"#VALUE!"},{"$error":"#VALUE!"},{"$error":"#VALUE!"},{"$error":"#VALUE!"},{"$error":"#VALUE!"},{"$error":"#VALUE!"},{"$f":"BV2233-BV2235","v":{"$error":"#VALUE!"}},{"$error":"#VALUE!"},{"$error":"#VALUE!"},{"$error":"#VALUE!"},{"$error":"#VALUE!"},{"$error":"#VALUE!"},{"$error":"#VALUE!"},{"$error":"#VALUE!"},{"$error":"#VALUE!"},{"$error":"#VALUE!"},{"$error":"#VALUE!"},{"$error":"#VALUE!"},{"$error":"#VALUE!"},{"$error":"#VALUE!"},{"$error":"#VALUE!"},{"$error":"#VALUE!"},{"$error":"#VALUE!"},{"$error":"#VALUE!"},{"$error":"#VALUE!"},{"$error":"#VALUE!"},{"$error":"#VALUE!"},{"$error":"#VALUE!"},{"$error":"#VALUE!"},{"$error":"#VALUE!"},{"$error":"#VALUE!"},{"$error":"#VALUE!"},{"$error":"#VALUE!"},{"$error":"#VALUE!"},{"$error":"#VALUE!"},{"$error":"#VALUE!"},{"$error":"#VALUE!"},{"$f":"SUM(I2239:CZ2239)","v":{"$error":"#VALUE!"}}]
[{"$nulls":7},{"$f":"A20","v":"CSO 018"}]
[{"$nulls":6},"TOC (hr);",{"$f":"HLOOKUP(H2242,'3 - Tc & RAINFALL'!$E$9:$AS$17,6,FALSE)","v":""}]
[{"$nulls":4},1,{"$f":"$DF$3","v":{"v":0,"d":"0.000"}},{"$f":"IF(SUM(F2248:F2248)-H2246<=0,0,SUM(F2248:F2248)-H2246)","v":{"v":0,"d":"0.00"}},{"$f":"G2248-0","v":{"v":0,"d":"0.000"}},{"$f":"IF(H2245<=I2247-E2248,0,H2248*H2243*H2244*J2243/(H2245*4))","v":{"$error":"#VALUE!"}},{"$f":"IF(H2245<=J2247-E2248,0,H2248*H2243*H2244*J2243/(H2245*4))","v":{"$error":"#VALUE!"}},{"$f":"IF(H2245<=K2247-E2248,0,H2248*H2243*H2244*J2243/(H2245*4))","v":{"$error":"#VALUE!"}},{"$f":"IF(H2245<=L2247-E2248,0,H2248*H2243*H2244*J2243/(H2245*4))","v":{"$error":"#VALUE!"}},{"$f":"IF(H2245<=M2247-E2248,0,H2248*H2243*H2244*J2243/(H2245*4))","v":{"$error":"#VALUE!"}},{"$f":"IF(H2245<=N2247-E2248,0,H2248*H2243*H2244*J2243/(H2245*4))","v":{"$error":"#VALUE!"}},{"$f":"IF(H2245<=O2247-E2248,0,H2248*H2243*H2244*J2243/(H2245*4))","v":{"$error":"#VALUE!"}},{"$f":"IF(H2245<=P2247-E2248,0,H2248*H2243*H2244*J2243/(H2245*4))","v":{"$error":"#VALUE!"}},{"$f":"IF(H2245<=Q2247-E2248,0,H2248*H2243*H2244*J2243/(H2245*4))","v":{"$error":"#VALUE!"}},{"$f":"IF(H2245<=R2247-E2248,0,H2248*H2243*H2244*J2243/(H2245*4))","v":{"$error":"#VALUE!"}},{"$f":"IF(H2245<=S2247-E2248,0,H2248*H2243*H2244*J2243/(H2245*4))","v":{"$error":"#VALUE!"}},{"$f":"IF(H2245<=T2247-E2248,0,H2248*H2243*H2244*J2243/(H2245*4))","v":{"$error":"#VALUE!"}},{"$f":"IF(H2245<=U2247-E2248,0,H2248*H2243*H2244*J2243/(H2245*4))","v":{"$error":"#VALUE!"}}]
[{"$nulls":4},{"v":1.5,"d":"1.50"},{"$f":"$DF$5","v":{"v":0,"d":"0.000"}},{"$f":"IF(SUM(F2248:F2250)-H2246<=0,0,SUM(F2248:F2250)-H2246)","v":{"v":0,"d":"0.00"}},{"$f":"G2250-G2249","v":{"v":0,"d":"0.000"}},null,null,{"$f":"IF(H2245<=K2247-E2250,0,H2250*H2243*H2244*J2243/(H2245*4))","v":{"$error":"#VALUE!"}},{"$f":"IF(H2245<=L2247-E2250,0,H2250*H2243*H2244*J2243/(H2245*4))","v":{"$error":"#VALUE!"}},{"$f":"IF(H2245<=M2247-E2250,0,H2250*H2243*H2244*J2243/(H2245*4))","v":{"$error":"#VALUE!"}},{"$f":"IF(H2245<=N2247-E2250,0,H2250*H2243*H2244*J2243/(H2245*4))","v":{"$error":"#VALUE!"}},{"$f":"IF(H2245<=O2247-E2250,0,H2250*H2243*H2244*J2243/(H2245*4))","v":{"$error":"#VALUE!"}},{"$f":"IF(H2245<=P2247-E2250,0,H2250*H2243*H2244*J2243/(H2245*4))","v":{"$error":"#VALUE!"}},{"$f":"IF(H2245<=Q2247-E2250,0,H2250*H2243*H2244*J2243/(H2245*4))","v":{"$error":"#VALUE!"}},{"$f":"IF(H2245<=R2247-E2250,0,H2250*H2243*H2244*J2243/(H2245*4))","v":{"$error":"#VALUE!"}},{"$f":"IF(H2245<=S2247-E2250,0,H2250*H2243*H2244*J2243/(H2245*4))","v":{"$error":"#VALUE!"}},{"$f":"IF(H2245<=T2247-E2250,0,H2250*H2243*H2244*J2243/(H2245*4))","v":{"$error":"#VALUE!"}},{"$f":"IF(H2245<=U2247-E2250,0,H2250*H2243*H2244*J2243/(H2245*4))","v":{"$error":"#VALUE!"}},{"$f":"IF(H2245<=V2247-E2250,0,H2250*H2243*H2244*J2243/(H2245*4))","v":{"$error":"#VALUE!"}},{"$f":"IF(H2245<=W2247-E2250,0,H2250*H2243*H2244*J2243/(H2245*4))","v":{"$error":"#VALUE!"}}]
[{"$nulls":4},1.75,{"$f":"$DF$6","v":{"v":0,"d":"0.000"}},{"$f":"IF(SUM(F2248:F2251)-H2246<=0,0,SUM(F2248:F2251)-H2246)","v":{"v":0,"d":"0.00"}},{"v":0,"d":"0.000"},{"$nulls":3},{"$f":"IF(H2245<=L2247-E2251,0,H2251*H2243*H2244*J2243/(H2245*4))","v":{"$error":"#VALUE!"}},{"$f":"IF(H2245<=M2247-E2251,0,H2251*H2243*H2244*J2243/(H2245*4))","v":{"$error":"#VALUE!"}},{"$f":"IF(H2245<=N2247-E2251,0,H2251*H2243*H2244*J2243/(H2245*4))","v":{"$error":"#VALUE!"}},{"$f":"IF(H2245<=O2247-E2251,0,H2251*H2243*H2244*J2243/(H2245*4))","v":{"$error":"#VALUE!"}},{"$f":"IF(H2245<=P2247-E2251,0,H2251*H2243*H2244*J2243/(H2245*4))","v":{"$error":"#VALUE!"}},{"$f":"IF(H2245<=Q2247-E2251,0,H2251*H2243*H2244*J2243/(H2245*4))","v":{"$error":"#VALUE!"}},{"$f":"IF(H2245<=R2247-E2251,0,H2251*H2243*H2244*J2243/(H2245*4))","v":{"$error":"#VALUE!"}},{"$f":"IF(H2245<=S2247-E2251,0,H2251*H2243*H2244*J2243/(H2245*4))","v":{"$error":"#VALUE!"}},{"$f":"IF(H2245<=T2247-E2251,0,H2251*H2243*H2244*J2243/(H2245*4))","v":{"$error":"#VALUE!"}},{"$f":"IF(H2245<=U2247-E2251,0,H2251*H2243*H2244*J2243/(H2245*4))","v":{"$error":"#VALUE!"}},{"$f":"IF(H2245<=V2247-E2251,0,H2251*H2243*H2244*J2243/(H2245*4))","v":{"$error":"#VALUE!"}},{"$f":"IF(H2245<=W2247-E2251,0,H2251*H2243*H2244*J2243/(H2245*4))","v":{"$error":"#VALUE!"}},{"$f":"IF(H2245<=X2247-E2251,0,H2251*H2243*H2244*J2243/(H2245*4))","v":{"$error":"#VALUE!"}}]
[{"$nulls":4},2.25,{"$f":"$DF$8","v":{"v":0,"d":"0.000"}},{"$f":"IF(SUM(F2248:F2253)-H2246<=0,0,SUM(F2248:F2253)-H2246)","v":{"v":0,"d":"0.00"}},{"v":0,"d":"0.000"},{"$nulls":5},{"$f":"IF(H2245<=N2247-E2253,0,H2253*H2243*H2244*J2243/(H2245*4))","v":{"$error":"#VALUE!"}},{"$f":"IF(H2245<=O2247-E2253,0,H2253*H2243*H2244*J2243/(H2245*4))","v":{"$error":"#VALUE!"}},{"$f":"IF(H2245<=P2247-E2253,0,H2253*H2243*H2244*J2243/(H2245*4))","v":{"$error":"#VALUE!"}},{"$f":"IF(H2245<=Q2247-E2253,0,H2253*H2243*H2244*J2243/(H2245*4))","v":{"$error":"#VALUE!"}},{"$f":"IF(H2245<=R2247-E2253,0,H2253*H2243*H2244*J2243/(H2245*4))","v":{"$error":"#VALUE!"}},{"$f":"IF(H2245<=S2247-E2253,0,H2253*H2243*H2244*J2243/(H2245*4))","v":{"$error":"#VALUE!"}},{"$f":"IF(H2245<=T2247-E2253,0,H2253*H2243*H2244*J2243/(H2245*4))","v":{"$error":"#VALUE!"}},{"$f":"IF(H2245<=U2247-E2253,0,H2253*H2243*H2244*J2243/(H2245*4))","v":{"$error":"#VALUE!"}},{"$f":"IF(H2245<=V2247-E2253,0,H2253*H2243*H2244*J2243/(H2245*4))","v":{"$error":"#VALUE!"}},{"$f":"IF(H2245<=W2247-E2253,0,H2253*H2243*H2244*J2243/(H2245*4))","v":{"$error":"#VALUE!"}},{"$f":"IF(H2245<=X2247-E2253,0,H2253*H2243*H2244*J2243/(H2245*4))","v":{"$error":"#VALUE!"}},{"$f":"IF(H2245<=Y2247-E2253,0,H2253*H2243*H2244*J2243/(H2245*4))","v":{"$error":"#VALUE!"}},{"$f":"IF(H2245<=Z2247-E2253,0,H2253*H2243*H2244*J2243/(H2245*4))","v":{"$error":"#VALUE!"}}]
[{"$nulls":4},{"v":3,"d":"3.00"},{"$f":"$DF$11","v":{"v":0,"d":"0.000"}},{"$f":"IF(SUM(F2248:F2256)-H2246<=0,0,SUM(F2248:F2256)-H2246)","v":{"v":0,"d":"0.00"}},{"v":0,"d":"0.000"},{"$nulls":8},{"$f":"IF(H2245<=Q2247-E2256,0,H2256*H2243*H2244*J2243/(H2245*4))","v":{"$error":"#VALUE!"}},{"$f":"IF(H2245<=R2247-E2256,0,H2256*H2243*H2244*J2243/(H2245*4))","v":{"$error":"#VALUE!"}},{"$f":"IF(H2245<=S2247-E2256,0,H2256*H2243*H2244*J2243/(H2245*4))","v":{"$error":"#VALUE!"}},{"$f":"IF(H2245<=T2247-E2256,0,H2256*H2243*H2244*J2243/(H2245*4))","v":{"$error":"#VALUE!"}},{"$f":"IF(H2245<=U2247-E2256,0,H2256*H2243*H2244*J2243/(H2245*4))","v":{"$error":"#VALUE!"}},{"$f":"IF(H2245<=V2247-E2256,0,H2256*H2243*H2244*J2243/(H2245*4))","v":{"$error":"#VALUE!"}},{"$f":"IF(H2245<=W2247-E2256,0,H2256*H2243*H2244*J2243/(H2245*4))","v":{"$error":"#VALUE!"}},{"$f":"IF(H2245<=X2247-E2256,0,H2256*H2243*H2244*J2243/(H2245*4))","v":{"$error":"#VALUE!"}},{"$f":"IF(H2245<=Y2247-E2256,0,H2256*H2243*H2244*J2243/(H2245*4))","v":{"$error":"#VALUE!"}},{"$f":"IF(H2245<=Z2247-E2256,0,H2256*H2243*H2244*J2243/(H2245*4))","v":{"$error":"#VALUE!"}},{"$f":"IF(H2245<=AA2247-E2256,0,H2256*H2243*H2244*J2243/(H2245*4))","v":{"$error":"#VALUE!"}},{"$f":"IF(H2245<=AB2247-E2256,0,H2256*H2243*H2244*J2243/(H2245*4))","v":{"$error":"#VALUE!"}},{"$f":"IF(H2245<=AC2247-E2256,0,H2256*H2243*H2244*J2243/(H2245*4))","v":{"$error":"#VALUE!"}}]
[{"$nulls":4},3.75,{"$f":"$DF$14","v":{"v":0,"d":"0.000"}},{"$f":"IF(SUM(F2248:F2259)-H2246<=0,0,SUM(F2248:F2259)-H2246)","v":{"v":0,"d":"0.00"}},{"v":0,"d":"0.000"},{"$nulls":11},{"$f":"IF(H2245<=T2247-E2259,0,H2259*H2243*H2244*J2243/(H2245*4))","v":{"$error":"#VALUE!"}},{"$f":"IF(H2245<=U2247-E2259,0,H2259*H2243*H2244*J2243/(H2245*4))","v":{"$error":"#VALUE!"}},{"$f":"IF(H2245<=V2247-E2259,0,H2259*H2243*H2244*J2243/(H2245*4))","v":{"$error":"#VALUE!"}},{"$f":"IF(H2245<=W2247-E2259,0,H2259*H2243*H2244*J2243/(H2245*4))","v":{"$error":"#VALUE!"}},{"$f":"IF(H2245<=X2247-E2259,0,H2259*H2243*H2244*J2243/(H2245*4))","v":{"$error":"#VALUE!"}},{"$f":"IF(H2245<=Y2247-E2259,0,H2259*H2243*H2244*J2243/(H2245*4))","v":{"$error":"#VALUE!"}},{"$f":"IF(H2245<=Z2247-E2259,0,H2259*H2243*H2244*J2243/(H2245*4))","v":{"$error":"#VALUE!"}},{"$f":"IF(H2245<=AA2247-E2259,0,H2259*H2243*H2244*J2243/(H2245*4))","v":{"$error":"#VALUE!"}},{"$f":"IF(H2245<=AB2247-E2259,0,H2259*H2243*H2244*J2243/(H2245*4))","v":{"$error":"#VALUE!"}},{"$f":"IF(H2245<=AC2247-E2259,0,H2259*H2243*H2244*J2243/(H2245*4))","v":{"$error":"#VALUE!"}},{"$f":"IF(H2245<=AD2247-E2259,0,H2259*H2243*H2244*J2243/(H2245*4))","v":{"$error":"#VALUE!"}},{"$f":"IF(H2245<=AE2247-E2259,0,H2259*H2243*H2244*J2243/(H2245*4))","v":{"$error":"#VALUE!"}},{"$f":"IF(H2245<=AF2247-E2259,0,H2259*H2243*H2244*J2243/(H2245*4))","v":{"$error":"#VALUE!"}}]
[{"$nulls":4},4.25,{"$f":"$DF$16","v":{"v":0,"d":"0.000"}},{"$f":"IF(SUM(F2248:F2261)-H2246<=0,0,SUM(F2248:F2261)-H2246)","v":{"v":0,"d":"0.00"}},{"v":0,"d":"0.000"},{"$nulls":13},{"$f":"IF(H2245<=V2247-E2261,0,H2261*H2243*H2244*J2243/(H2245*4))","v":{"$error":"#VALUE!"}},{"$f":"IF(H2245<=W2247-E2261,0,H2261*H2243*H2244*J2243/(H2245*4))","v":{"$error":"#VALUE!"}},{"$f":"IF(H2245<=X2247-E2261,0,H2261*H2243*H2244*J2243/(H2245*4))","v":{"$error":"#VALUE!"}},{"$f":"IF(H2245<=Y2247-E2261,0,H2261*H2243*H2244*J2243/(H2245*4))","v":{"$error":"#VALUE!"}},{"$f":"IF(H2245<=Z2247-E2261,0,H2261*H2243*H2244*J2243/(H2245*4))","v":{"$error":"#VALUE!"}},{"$f":"IF(H2245<=AA2247-E2261,0,H2261*H2243*H2244*J2243/(H2245*4))","v":{"$error":"#VALUE!"}},{"$f":"IF(H2245<=AB2247-E2261,0,H2261*H2243*H2244*J2243/(H2245*4))","v":{"$error":"#VALUE!"}},{"$f":"IF(H2245<=AC2247-E2261,0,H2261*H2243*H2244*J2243/(H2245*4))","v":{"$error":"#VALUE!"}},{"$f":"IF(H2245<=AD2247-E2261,0,H2261*H2243*H2244*J2243/(H2245*4))","v":{"$error":"#VALUE!"}},{"$f":"IF(H2245<=AE2247-E2261,0,H2261*H2243*H2244*J2243/(H2245*4))","v":{"$error":"#VALUE!"}},{"$f":"IF(H2245<=AF2247-E2261,0,H2261*H2243*H2244*J2243/(H2245*4))","v":{"$error":"#VALUE!"}},{"$f":"IF(H2245<=AG2247-E2261,0,H2261*H2243*H2244*J2243/(H2245*4))","v":{"$error":"#VALUE!"}},{"$f":"IF(H2245<=AH2247-E2261,0,H2261*H2243*H2244*J2243/(H2245*4))","v":{"$error":"#VALUE!"}}]
[{"$nulls":4},{"v":5,"d":"5.00"},{"$f":"$DF$19","v":{"v":0,"d":"0.000"}},{"$f":"IF(SUM(F2248:F2264)-H2246<=0,0,SUM(F2248:F2264)-H2246)","v":{"v":0,"d":"0.00"}},{"v":0,"d":"0.000"},{"$nulls":16},{"$f":"IF(H2245<=Y2247-E2264,0,H2264*H2243*H2244*J2243/(H2245*4))","v":{"$error":"#VALUE!"}},{"$f":"IF(H2245<=Z2247-E2264,0,H2264*H2243*H2244*J2243/(H2245*4))","v":{"$error":"#VALUE!"}},{"$f":"IF(H2245<=AA2247-E2264,0,H2264*H2243*H2244*J2243/(H2245*4))","v":{"$error":"#VALUE!"}},{"$f":"IF(H2245<=AB2247-E2264,0,H2264*H2243*H2244*J2243/(H2245*4))","v":{"$error":"#VALUE!"}},{"$f":"IF(H2245<=AC2247-E2264,0,H2264*H2243*H2244*J2243/(H2245*4))","v":{"$error":"#VALUE!"}},{"$f":"IF(H2245<=AD2247-E2264,0,H2264*H2243*H2244*J2243/(H2245*4))","v":{"$error":"#VALUE!"}},{"$f":"IF(H2245<=AE2247-E2264,0,H2264*H2243*H2244*J2243/(H2245*4))","v":{"$error":"#VALUE!"}},{"$f":"IF(H2245<=AF2247-E2264,0,H2264*H2243*H2244*J2243/(H2245*4))","v":{"$error":"#VALUE!"}},{"$f":"IF(H2245<=AG2247-E2264,0,H2264*H2243*H2244*J2243/(H2245*4))","v":{"$error":"#VALUE!"}},{"$f":"IF(H2245<=AH2247-E2264,0,H2264*H2243*H2244*J2243/(H2245*4))","v":{"$error":"#VALUE!"}},{"$f":"IF(H2245<=AI2247-E2264,0,H2264*H2243*H2244*J2243/(H2245*4))","v":{"$error":"#VALUE!"}},{"$f":"IF(H2245<=AJ2247-E2264,0,H2264*H2243*H2244*J2243/(H2245*4))","v":{"$error":"#VALUE!"}},{"$f":"IF(H2245<=AK2247-E2264,0,H2264*H2243*H2244*J2243/(H2245*4))","v":{"$error":"#VALUE!"}}]
[{"$nulls":4},5.25,{"$f":"$DF$20","v":{"v":0,"d":"0.000"}},{"$f":"IF(SUM(F2248:F2265)-H2246<=0,0,SUM(F2248:F2265)-H2246)","v":{"v":0,"d":"0.00"}},{"v":0,"d":"0.000"},{"$nulls":17},{"$f":"IF(H2245<=Z2247-E2265,0,H2265*H2243*H2244*J2243/(H2245*4))","v":{"$error":"#VALUE!"}},{"$f":"IF(H2245<=AA2247-E2265,0,H2265*H2243*H2244*J2243/(H2245*4))","v":{"$error":"#VALUE!"}},{"$f":"IF(H2245<=AB2247-E2265,0,H2265*H2243*H2244*J2243/(H2245*4))","v":{"$error":"#VALUE!"}},{"$f":"IF(H2245<=AC2247-E2265,0,H2265*H2243*H2244*J2243/(H2245*4))","v":{"$error":"#VALUE!"}},{"$f":"IF(H2245<=AD2247-E2265,0,H2265*H2243*H2244*J2243/(H2245*4))","v":{"$error":"#VALUE!"}},{"$f":"IF(H2245<=AE2247-E2265,0,H2265*H2243*H2244*J2243/(H2245*4))","v":{"$error":"#VALUE!"}},{"$f":"IF(H2245<=AF2247-E2265,0,H2265*H2243*H2244*J2243/(H2245*4))","v":{"$error":"#VALUE!"}},{"$f":"IF(H2245<=AG2247-E2265,0,H2265*H2243*H2244*J2243/(H2245*4))","v":{"$error":"#VALUE!"}},{"$f":"IF(H2245<=AH2247-E2265,0,H2265*H2243*H2244*J2243/(H2245*4))","v":{"$error":"#VALUE!"}},{"$f":"IF(H2245<=AI2247-E2265,0,H2265*H2243*H2244*J2243/(H2245*4))","v":{"$error":"#VALUE!"}},{"$f":"IF(H2245<=AJ2247-E2265,0,H2265*H2243*H2244*J2243/(H2245*4))","v":{"$error":"#VALUE!"}},{"$f":"IF(H2245<=AK2247-E2265,0,H2265*H2243*H2244*J2243/(H2245*4))","v":{"$error":"#VALUE!"}},{"$f":"IF(H2245<=AL2247-E2265,0,H2265*H2243*H2244*J2243/(H2245*4))","v":{"$error":"#VALUE!"}}]
[{"$nulls":4},6.25,{"$f":"$DF$24","v":{"v":0,"d":"0.000"}},{"$f":"IF(SUM(F2248:F2269)-H2246<=0,0,SUM(F2248:F2269)-H2246)","v":{"v":0,"d":"0.00"}},{"v":0,"d":"0.000"},{"$nulls":21},{"$f":"IF(H2245<=AD2247-E2269,0,H2269*H2243*H2244*J2243/(H2245*4))","v":{"$error":"#VALUE!"}},{"$f":"IF(H2245<=AE2247-E2269,0,H2269*H2243*H2244*J2243/(H2245*4))","v":{"$error":"#VALUE!"}},{"$f":"IF(H2245<=AF2247-E2269,0,H2269*H2243*H2244*J2243/(H2245*4))","v":{"$error":"#VALUE!"}},{"$f":"IF(H2245<=AG2247-E2269,0,H2269*H2243*H2244*J2243/(H2245*4))","v":{"$error":"#VALUE!"}},{"$f":"IF(H2245<=AH2247-E2269,0,H2269*H2243*H2244*J2243/(H2245*4))","v":{"$error":"#VALUE!"}},{"$f":"IF(H2245<=AI2247-E2269,0,H2269*H2243*H2244*J2243/(H2245*4))","v":{"$error":"#VALUE!"}},{"$f":"IF(H2245<=AJ2247-E2269,0,H2269*H2243*H2244*J2243/(H2245*4))","v":{"$error":"#VALUE!"}},{"$f":"IF(H2245<=AK2247-E2269,0,H2269*H2243*H2244*J2243/(H2245*4))","v":{"$error":"#VALUE!"}},{"$f":"IF(H2245<=AL2247-E2269,0,H2269*H2243*H2244*J2243/(H2245*4))","v":{"$error":"#VALUE!"}},{"$f":"IF(H2245<=AM2247-E2269,0,H2269*H2243*H2244*J2243/(H2245*4))","v":{"$error":"#VALUE!"}},{"$f":"IF(H2245<=AN2247-E2269,0,H2269*H2243*H2244*J2243/(H2245*4))","v":{"$error":"#VALUE!"}},{"$f":"IF(H2245<=AO2247-E2269,0,H2269*H2243*H2244*J2243/(H2245*4))","v":{"$error":"#VALUE!"}},{"$f":"IF(H2245<=AP2247-E2269,0,H2269*H2243*H2244*J2243/(H2245*4))","v":{"$error":"#VALUE!"}}]
[{"$nulls":4},{"v":6.5,"d":"6.50"},{"$f":"$DF$25","v":{"v":0,"d":"0.000"}},{"$f":"IF(SUM(F2248:F2270)-H2246<=0,0,SUM(F2248:F2270)-H2246)","v":{"v":0,"d":"0.00"}},{"v":0,"d":"0.000"},{"$nulls":22},{"$f":"IF(H2245<=AE2247-E2270,0,H2270*H2243*H2244*J2243/(H2245*4))","v":{"$error":"#VALUE!"}},{"$f":"IF(H2245<=AF2247-E2270,0,H2270*H2243*H2244*J2243/(H2245*4))","v":{"$error":"#VALUE!"}},{"$f":"IF(H2245<=AG2247-E2270,0,H2270*H2243*H2244*J2243/(H2245*4))","v":{"$error":"#VALUE!"}},{"$f":"IF(H2245<=AH2247-E2270,0,H2270*H2243*H2244*J2243/(H2245*4))","v":{"$error":"#VALUE!"}},{"$f":"IF(H2245<=AI2247-E2270,0,H2270*H2243*H2244*J2243/(H2245*4))","v":{"$error":"#VALUE!"}},{"$f":"IF(H2245<=AJ2247-E2270,0,H2270*H2243*H2244*J2243/(H2245*4))","v":{"$error":"#VALUE!"}},{"$f":"IF(H2245<=AK2247-E2270,0,H2270*H2243*H2244*J2243/(H2245*4))","v":{"$error":"#VALUE!"}},{"$f":"IF(H2245<=AL2247-E2270,0,H2270*H2243*H2244*J2243/(H2245*4))","v":{"$error":"#VALUE!"}},{"$f":"IF(H2245<=AM2247-E2270,0,H2270*H2243*H2244*J2243/(H2245*4))","v":{"$error":"#VALUE!"}},{"$f":"IF(H2245<=AN2247-E2270,0,H2270*H2243*H2244*J2243/(H2245*4))","v":{"$error":"#VALUE!"}},{"$f":"IF(H2245<=AO2247-E2270,0,H2270*H2243*H2244*J2243/(H2245*4))","v":{"$error":"#VALUE!"}},{"$f":"IF(H2245<=AP2247-E2270,0,H2270*H2243*H2244*J2243/(H2245*4))","v":{"$error":"#VALUE!"}},{"$f":"IF(H2245<=AQ2247-E2270,0,H2270*H2243*H2244*J2243/(H2245*4))","v":{"$error":"#VALUE!"}}]
[{"$nulls":4},7.25,{"$f":"$DF$28","v":{"v":0,"d":"0.000"}},{"$f":"IF(SUM(F2248:F2273)-H2246<=0,0,SUM(F2248:F2273)-H2246)","v":{"v":0,"d":"0.00"}},{"v":0,"d":"0.000"},{"$nulls":25},{"$f":"IF(H2245<=AH2247-E2273,0,H2273*H2243*H2244*J2243/(H2245*4))","v":{"$error":"#VALUE!"}},{"$f":"IF(H2245<=AI2247-E2273,0,H2273*H2243*H2244*J2243/(H2245*4))","v":{"$error":"#VALUE!"}},{"$f":"IF(H2245<=AJ2247-E2273,0,H2273*H2243*H2244*J2243/(H2245*4))","v":{"$error":"#VALUE!"}},{"$f":"IF(H2245<=AK2247-E2273,0,H2273*H2243*H2244*J2243/(H2245*4))","v":{"$error":"#VALUE!"}},{"$f":"IF(H2245<=AL2247-E2273,0,H2273*H2243*H2244*J2243/(H2245*4))","v":{"$error":"#VALUE!"}},{"$f":"IF(H2245<=AM2247-E2273,0,H2273*H2243*H2244*J2243/(H2245*4))","v":{"$error":"#VALUE!"}},{"$f":"IF(H2245<=AN2247-E2273,0,H2273*H2243*H2244*J2243/(H2245*4))","v":{"$error":"#VALUE!"}},{"$f":"IF(H2245<=AO2247-E2273,0,H2273*H2243*H2244*J2243/(H2245*4))","v":{"$error":"#VALUE!"}},{"$f":"IF(H2245<=AP2247-E2273,0,H2273*H2243*H2244*J2243/(H2245*4))","v":{"$error":"#VALUE!"}},{"$f":"IF(H2245<=AQ2247-E2273,0,H2273*H2243*H2244*J2243/(H2245*4))","v":{"$error":"#VALUE!"}},{"$f":"IF(H2245<=AR2247-E2273,0,H2273*H2243*H2244*J2243/(H2245*4))","v":{"$error":"#VALUE!"}},{"$f":"IF(H2245<=AS2247-E2273,0,H2273*H2243*H2244*J2243/(H2245*4))","v":{"$error":"#VALUE!"}},{"$f":"IF(H2245<=AT2247-E2273,0,H2273*H2243*H2244*J2243/(H2245*4))","v":{"$error":"#VALUE!"}}]
[{"$nulls":4},{"v":7.5,"d":"7.50"},{"$f":"$DF$29","v":{"v":0,"d":"0.000"}},{"$f":"IF(SUM(F2248:F2274)-H2246<=0,0,SUM(F2248:F2274)-H2246)","v":{"v":0,"d":"0.00"}},{"v":0,"d":"0.000"},{"$nulls":26},{"$f":"IF(H2245<=AI2247-E2274,0,H2274*H2243*H2244*J2243/(H2245*4))","v":{"$error":"#VALUE!"}},{"$f":"IF(H2245<=AJ2247-E2274,0,H2274*H2243*H2244*J2243/(H2245*4))","v":{"$error":"#VALUE!"}},{"$f":"IF(H2245<=AK2247-E2274,0,H2274*H2243*H2244*J2243/(H2245*4))","v":{"$error":"#VALUE!"}},{"$f":"IF(H2245<=AL2247-E2274,0,H2274*H2243*H2244*J2243/(H2245*4))","v":{"$error":"#VALUE!"}},{"$f":"IF(H2245<=AM2247-E2274,0,H2274*H2243*H2244*J2243/(H2245*4))","v":{"$error":"#VALUE!"}},{"$f":"IF(H2245<=AN2247-E2274,0,H2274*H2243*H2244*J2243/(H2245*4))","v":{"$error":"#VALUE!"}},{"$f":"IF(H2245<=AO2247-E2274,0,H2274*H2243*H2244*J2243/(H2245*4))","v":{"$error":"#VALUE!"}},{"$f":"IF(H2245<=AP2247-E2274,0,H2274*H2243*H2244*J2243/(H2245*4))","v":{"$error":"#VALUE!"}},{"$f":"IF(H2245<=AQ2247-E2274,0,H2274*H2243*H2244*J2243/(H2245*4))","v":{"$error":"#VALUE!"}},{"$f":"IF(H2245<=AR2247-E2274,0,H2274*H2243*H2244*J2243/(H2245*4))","v":{"$error":"#VALUE!"}},{"$f":"IF(H2245<=AS2247-E2274,0,H2274*H2243*H2244*J2243/(H2245*4))","v":{"$error":"#VALUE!"}},{"$f":"IF(H2245<=AT2247-E2274,0,H2274*H2243*H2244*J2243/(H2245*4))","v":{"$error":"#VALUE!"}},{"$f":"IF(H2245<=AU2247-E2274,0,H2274*H2243*H2244*J2243/(H2245*4))","v":{"$error":"#VALUE!"}}]
[{"$nulls":4},{"v":8.5,"d":"8.50"},{"$f":"$DF$33","v":{"v":0,"d":"0.000"}},{"$f":"IF(SUM(F2248:F2278)-H2246<=0,0,SUM(F2248:F2278)-H2246)","v":{"v":0,"d":"0.00"}},{"v":0,"d":"0.000"},{"$nulls":30},{"$f":"IF(H2245<=AM2247-E2278,0,H2278*H2243*H2244*J2243/(H2245*4))","v":{"$error":"#VALUE!"}},{"$f":"IF(H2245<=AN2247-E2278,0,H2278*H2243*H2244*J2243/(H2245*4))","v":{"$error":"#VALUE!"}},{"$f":"IF(H2245<=AO2247-E2278,0,H2278*H2243*H2244*J2243/(H2245*4))","v":{"$error":"#VALUE!"}},{"$f":"IF(H2245<=AP2247-E2278,0,H2278*H2243*H2244*J2243/(H2245*4))","v":{"$error":"#VALUE!"}},{"$f":"IF(H2245<=AQ2247-E2278,0,H2278*H2243*H2244*J2243/(H2245*4))","v":{"$error":"#VALUE!"}},{"$f":"IF(H2245<=AR2247-E2278,0,H2278*H2243*H2244*J2243/(H2245*4))","v":{"$error":"#VALUE!"}},{"$f":"IF(H2245<=AS2247-E2278,0,H2278*H2243*H2244*J2243/(H2245*4))","v":{"$error":"#VALUE!"}},{"$f":"IF(H2245<=AT2247-E2278,0,H2278*H2243*H2244*J2243/(H2245*4))","v":{"$error":"#VALUE!"}},{"$f":"IF(H2245<=AU2247-E2278,0,H2278*H2243*H2244*J2243/(H2245*4))","v":{"$error":"#VALUE!"}},{"$f":"IF(H2245<=AV2247-E2278,0,H2278*H2243*H2244*J2243/(H2245*4))","v":{"$error":"#VALUE!"}},{"$f":"IF(H2245<=AW2247-E2278,0,H2278*H2243*H2244*J2243/(H2245*4))","v":{"$error":"#VALUE!"}},{"$f":"IF(H2245<=AX2247-E2278,0,H2278*H2243*H2244*J2243/(H2245*4))","v":{"$error":"#VALUE!"}},{"$f":"IF(H2245<=AY2247-E2278,0,H2278*H2243*H2244*J2243/(H2245*4))","v":{"$error":"#VALUE!"}}]
[{"$nulls":4},8.75,{"$f":"$DF$34","v":{"v":0,"d":"0.000"}},{"$f":"IF(SUM(F2248:F2279)-H2246<=0,0,SUM(F2248:F2279)-H2246)","v":{"v":0,"d":"0.00"}},{"v":0,"d":"0.000"},{"$nulls":31},{"$f":"IF(H2245<=AN2247-E2279,0,H2279*H2243*H2244*J2243/(H2245*4))","v":{"$error":"#VALUE!"}},{"$f":"IF(H2245<=AO2247-E2279,0,H2279*H2243*H2244*J2243/(H2245*4))","v":{"$error":"#VALUE!"}},{"$f":"IF(H2245<=AP2247-E2279,0,H2279*H2243*H2244*J2243/(H2245*4))","v":{"$error":"#VALUE!"}},{"$f":"IF(H2245<=AQ2247-E2279,0,H2279*H2243*H2244*J2243/(H2245*4))","v":{"$error":"#VALUE!"}},{"$f":"IF(H2245<=AR2247-E2279,0,H2279*H2243*H2244*J2243/(H2245*4))","v":{"$error":"#VALUE!"}},{"$f":"IF(H2245<=AS2247-E2279,0,H2279*H2243*H2244*J2243/(H2245*4))","v":{"$error":"#VALUE!"}},{"$f":"IF(H2245<=AT2247-E2279,0,H2279*H2243*H2244*J2243/(H2245*4))","v":{"$error":"#VALUE!"}},{"$f":"IF(H2245<=AU2247-E2279,0,H2279*H2243*H2244*J2243/(H2245*4))","v":{"$error":"#VALUE!"}},{"$f":"IF(H2245<=AV2247-E2279,0,H2279*H2243*H2244*J2243/(H2245*4))","v":{"$error":"#VALUE!"}},{"$f":"IF(H2245<=AW2247-E2279,0,H2279*H2243*H2244*J2243/(H2245*4))","v":{"$error":"#VALUE!"}},{"$f":"IF(H2245<=AX2247-E2279,0,H2279*H2243*H2244*J2243/(H2245*4))","v":{"$error":"#VALUE!"}},{"$f":"IF(H2245<=AY2247-E2279,0,H2279*H2243*H2244*J2243/(H2245*4))","v":{"$error":"#VALUE!"}},{"$f":"IF(H2245<=AZ2247-E2279,0,H2279*H2243*H2244*J2243/(H2245*4))","v":{"$error":"#VALUE!"}}]
[{"$nulls":4},{"v":9.5,"d":"9.50"},{"$f":"$DF$37","v":{"v":0,"d":"0.000"}},{"$f":"IF(SUM(F2248:F2282)-H2246<=0,0,SUM(F2248:F2282)-H2246)","v":{"v":0,"d":"0.00"}},{"v":0,"d":"0.000"},{"$nulls":34},{"$f":"IF(H2245<=AQ2247-E2282,0,H2282*H2243*H2244*J2243/(H2245*4))","v":{"$error":"#VALUE!"}},{"$f":"IF(H2245<=AR2247-E2282,0,H2282*H2243*H2244*J2243/(H2245*4))","v":{"$error":"#VALUE!"}},{"$f":"IF(H2245<=AS2247-E2282,0,H2282*H2243*H2244*J2243/(H2245*4))","v":{"$error":"#VALUE!"}},{"$f":"IF(H2245<=AT2247-E2282,0,H2282*H2243*H2244*J2243/(H2245*4))","v":{"$error":"#VALUE!"}},{"$f":"IF(H2245<=AU2247-E2282,0,H2282*H2243*H2244*J2243/(H2245*4))","v":{"$error":"#VALUE!"}},{"$f":"IF(H2245<=AV2247-E2282,0,H2282*H2243*H2244*J2243/(H2245*4))","v":{"$error":"#VALUE!"}},{"$f":"IF(H2245<=AW2247-E2282,0,H2282*H2243*H2244*J2243/(H2245*4))","v":{"$error":"#VALUE!"}},{"$f":"IF(H2245<=AX2247-E2282,0,H2282*H2243*H2244*J2243/(H2245*4))","v":{"$error":"#VALUE!"}},{"$f":"IF(H2245<=AY2247-E2282,0,H2282*H2243*H2244*J2243/(H2245*4))","v":{"$error":"#VALUE!"}},{"$f":"IF(H2245<=AZ2247-E2282,0,H2282*H2243*H2244*J2243/(H2245*4))","v":{"$error":"#VALUE!"}},{"$f":"IF(H2245<=BA2247-E2282,0,H2282*H2243*H2244*J2243/(H2245*4))","v":{"$error":"#VALUE!"}},{"$f":"IF(H2245<=BB2247-E2282,0,H2282*H2243*H2244*J2243/(H2245*4))","v":{"$error":"#VALUE!"}},{"$f":"IF(H2245<=BC2247-E2282,0,H2282*H2243*H2244*J2243/(H2245*4))","v":{"$error":"#VALUE!"}}]
[{"$nulls":4},10.25,{"$f":"$DF$40","v":{"v":0,"d":"0.000"}},{"$f":"IF(SUM(F2248:F2285)-H2246<=0,0,SUM(F2248:F2285)-H2246)","v":{"v":0,"d":"0.000"}},{"v":0,"d":"0.000"},{"$nulls":37},{"$f":"IF(H2245<=AT2247-E2285,0,H2285*H2243*H2244*J2243/(H2245*4))","v":{"$error":"#VALUE!"}},{"$f":"IF(H2245<=AU2247-E2285,0,H2285*H2243*H2244*J2243/(H2245*4))","v":{"$error":"#VALUE!"}},{"$f":"IF(H2245<=AV2247-E2285,0,H2285*H2243*H2244*J2243/(H2245*4))","v":{"$error":"#VALUE!"}},{"$f":"IF(H2245<=AW2247-E2285,0,H2285*H2243*H2244*J2243/(H2245*4))","v":{"$error":"#VALUE!"}},{"$f":"IF(H2245<=AX2247-E2285,0,H2285*H2243*H2244*J2243/(H2245*4))","v":{"$error":"#VALUE!"}},{"$f":"IF(H2245<=AY2247-E2285,0,H2285*H2243*H2244*J2243/(H2245*4))","v":{"$error":"#VALUE!"}},{"$f":"IF(H2245<=AZ2247-E2285,0,H2285*H2243*H2244*J2243/(H2245*4))","v":{"$error":"#VALUE!"}},{"$f":"IF(H2245<=BA2247-E2285,0,H2285*H2243*H2244*J2243/(H2245*4))","v":{"$error":"#VALUE!"}},{"$f":"IF(H2245<=BB2247-E2285,0,H2285*H2243*H2244*J2243/(H2245*4))","v":{"$error":"#VALUE!"}},{"$f":"IF(H2245<=BC2247-E2285,0,H2285*H2243*H2244*J2243/(H2245*4))","v":{"$error":"#VALUE!"}},{"$f":"IF(H2245<=BD2247-E2285,0,H2285*H2243*H2244*J2243/(H2245*4))","v":{"$error":"#VALUE!"}},{"$f":"IF(H2245<=BE2247-E2285,0,H2285*H2243*H2244*J2243/(H2245*4))","v":{"$error":"#VALUE!"}},{"$f":"IF(H2245<=BF2247-E2285,0,H2285*H2243*H2244*J2243/(H2245*4))","v":{"$error":"#VALUE!"}}]
[{"$nulls":4},10.75,{"$f":"$DF$42","v":{"v":0,"d":"0.000"}},{"$f":"IF(SUM(F2248:F2287)-H2246<=0,0,SUM(F2248:F2287)-H2246)","v":{"v":0,"d":"0.00"}},{"v":0,"d":"0.000"},{"$nulls":39},{"$f":"IF(H2245<=AV2247-E2287,0,H2287*H2243*H2244*J2243/(H2245*4))","v":{"$error":"#VALUE!"}},{"$f":"IF(H2245<=AW2247-E2287,0,H2287*H2243*H2244*J2243/(H2245*4))","v":{"$error":"#VALUE!"}},{"$f":"IF(H2245<=AX2247-E2287,0,H2287*H2243*H2244*J2243/(H2245*4))","v":{"$error":"#VALUE!"}},{"$f":"IF(H2245<=AY2247-E2287,0,H2287*H2243*H2244*J2243/(H2245*4))","v":{"$error":"#VALUE!"}},{"$f":"IF(H2245<=AZ2247-E2287,0,H2287*H2243*H2244*J2243/(H2245*4))","v":{"$error":"#VALUE!"}},{"$f":"IF(H2245<=BA2247-E2287,0,H2287*H2243*H2244*J2243/(H2245*4))","v":{"$error":"#VALUE!"}},{"$f":"IF(H2245<=BB2247-E2287,0,H2287*H2243*H2244*J2243/(H2245*4))","v":{"$error":"#VALUE!"}},{"$f":"IF(H2245<=BC2247-E2287,0,H2287*H2243*H2244*J2243/(H2245*4))","v":{"$error":"#VALUE!"}},{"$f":"IF(H2245<=BD2247-E2287,0,H2287*H2243*H2244*J2243/(H2245*4))","v":{"$error":"#VALUE!"}},{"$f":"IF(H2245<=BE2247-E2287,0,H2287*H2243*H2244*J2243/(H2245*4))","v":{"$error":"#VALUE!"}},{"$f":"IF(H2245<=BF2247-E2287,0,H2287*H2243*H2244*J2243/(H2245*4))","v":{"$error":"#VALUE!"}},{"$f":"IF(H2245<=BG2247-E2287,0,H2287*H2243*H2244*J2243/(H2245*4))","v":{"$error":"#VALUE!"}},{"$f":"IF(H2245<=BH2247-E2287,0,H2287*H2243*H2244*J2243/(H2245*4))","v":{"$error":"#VALUE!"}}]
[{"$nulls":4},{"v":11,"d":"11.00"},{"$f":"$DF$43","v":{"v":0,"d":"0.000"}},{"$f":"IF(SUM(F2248:F2288)-H2246<=0,0,SUM(F2248:F2288)-H2246)","v":{"v":0,"d":"0.00"}},{"v":0,"d":"0.000"},{"$nulls":40},{"$f":"IF(H2245<=AW2247-E2288,0,H2288*H2243*H2244*J2243/(H2245*4))","v":{"$error":"#VALUE!"}},{"$f":"IF(H2245<=AX2247-E2288,0,H2288*H2243*H2244*J2243/(H2245*4))","v":{"$error":"#VALUE!"}},{"$f":"IF(H2245<=AY2247-E2288,0,H2288*H2243*H2244*J2243/(H2245*4))","v":{"$error":"#VALUE!"}},{"$f":"IF(H2245<=AZ2247-E2288,0,H2288*H2243*H2244*J2243/(H2245*4))","v":{"$error":"#VALUE!"}},{"$f":"IF(H2245<=BA2247-E2288,0,H2288*H2243*H2244*J2243/(H2245*4))","v":{"$error":"#VALUE!"}},{"$f":"IF(H2245<=BB2247-E2288,0,H2288*H2243*H2244*J2243/(H2245*4))","v":{"$error":"#VALUE!"}},{"$f":"IF(H2245<=BC2247-E2288,0,H2288*H2243*H2244*J2243/(H2245*4))","v":{"$error":"#VALUE!"}},{"$f":"IF(H2245<=BD2247-E2288,0,H2288*H2243*H2244*J2243/(H2245*4))","v":{"$error":"#VALUE!"}},{"$f":"IF(H2245<=BE2247-E2288,0,H2288*H2243*H2244*J2243/(H2245*4))","v":{"$error":"#VALUE!"}},{"$f":"IF(H2245<=BF2247-E2288,0,H2288*H2243*H2244*J2243/(H2245*4))","v":{"$error":"#VALUE!"}},{"$f":"IF(H2245<=BG2247-E2288,0,H2288*H2243*H2244*J2243/(H2245*4))","v":{"$error":"#VALUE!"}},{"$f":"IF(H2245<=BH2247-E2288,0,H2288*H2243*H2244*J2243/(H2245*4))","v":{"$error":"#VALUE!"}},{"$f":"IF(H2245<=BI2247-E2288,0,H2288*H2243*H2244*J2243/(H2245*4))","v":{"$error":"#VALUE!"}}]
[{"$nulls":4},{"v":11.5,"d":"11.50"},{"$f":"$DF$45","v":{"v":0,"d":"0.000"}},{"$f":"IF(SUM(F2248:F2290)-H2246<=0,0,SUM(F2248:F2290)-H2246)","v":{"v":0,"d":"0.00"}},{"v":0,"d":"0.000"},{"$nulls":42},{"$f":"IF(H2245<=AY2247-E2290,0,H2290*H2243*H2244*J2243/(H2245*4))","v":{"$error":"#VALUE!"}},{"$f":"IF(H2245<=AZ2247-E2290,0,H2290*H2243*H2244*J2243/(H2245*4))","v":{"$error":"#VALUE!"}},{"$f":"IF(H2245<=BA2247-E2290,0,H2290*H2243*H2244*J2243/(H2245*4))","v":{"$error":"#VALUE!"}},{"$f":"IF(H2245<=BB2247-E2290,0,H2290*H2243*H2244*J2243/(H2245*4))","v":{"$error":"#VALUE!"}},{"$f":"IF(H2245<=BC2247-E2290,0,H2290*H2243*H2244*J2243/(H2245*4))","v":{"$error":"#VALUE!"}},{"$f":"IF(H2245<=BD2247-E2290,0,H2290*H2243*H2244*J2243/(H2245*4))","v":{"$error":"#VALUE!"}},{"$f":"IF(H2245<=BE2247-E2290,0,H2290*H2243*H2244*J2243/(H2245*4))","v":{"$error":"#VALUE!"}},{"$f":"IF(H2245<=BF2247-E2290,0,H2290*H2243*H2244*J2243/(H2245*4))","v":{"$error":"#VALUE!"}},{"$f":"IF(H2245<=BG2247-E2290,0,H2290*H2243*H2244*J2243/(H2245*4))","v":{"$error":"#VALUE!"}},{"$f":"IF(H2245<=BH2247-E2290,0,H2290*H2243*H2244*J2243/(H2245*4))","v":{"$error":"#VALUE!"}},{"$f":"IF(H2245<=BI2247-E2290,0,H2290*H2243*H2244*J2243/(H2245*4))","v":{"$error":"#VALUE!"}},{"$f":"IF(H2245<=BJ2247-E2290,0,H2290*H2243*H2244*J2243/(H2245*4))","v":{"$error":"#VALUE!"}},{"$f":"IF(H2245<=BK2247-E2290,0,H2290*H2243*H2244*J2243/(H2245*4))","v":{"$error":"#VALUE!"}}]
[{"$nulls":4},12.25,{"$f":"$DF$48","v":{"v":0,"d":"0.000"}},{"$f":"IF(SUM(F2248:F2293)-H2246<=0,0,SUM(F2248:F2293)-H2246)","v":{"v":0,"d":"0.00"}},{"v":0,"d":"0.000"},{"$nulls":45},{"$f":"IF(H2245<=BB2247-E2293,0,H2293*H2243*H2244*J2243/(H2245*4))","v":{"$error":"#VALUE!"}},{"$f":"IF(H2245<=BC2247-E2293,0,H2293*H2243*H2244*J2243/(H2245*4))","v":{"$error":"#VALUE!"}},{"$f":"IF(H2245<=BD2247-E2293,0,H2293*H2243*H2244*J2243/(H2245*4))","v":{"$error":"#VALUE!"}},{"$f":"IF(H2245<=BE2247-E2293,0,H2293*H2243*H2244*J2243/(H2245*4))","v":{"$error":"#VALUE!"}},{"$f":"IF(H2245<=BF2247-E2293,0,H2293*H2243*H2244*J2243/(H2245*4))","v":{"$error":"#VALUE!"}},{"$f":"IF(H2245<=BG2247-E2293,0,H2293*H2243*H2244*J2243/(H2245*4))","v":{"$error":"#VALUE!"}},{"$f":"IF(H2245<=BH2247-E2293,0,H2293*H2243*H2244*J2243/(H2245*4))","v":{"$error":"#VALUE!"}},{"$f":"IF(H2245<=BI2247-E2293,0,H2293*H2243*H2244*J2243/(H2245*4))","v":{"$error":"#VALUE!"}},{"$f":"IF(H2245<=BJ2247-E2293,0,H2293*H2243*H2244*J2243/(H2245*4))","v":{"$error":"#VALUE!"}},{"$f":"IF(H2245<=BK2247-E2293,0,H2293*H2243*H2244*J2243/(H2245*4))","v":{"$error":"#VALUE!"}},{"$f":"IF(H2245<=BL2247-E2293,0,H2293*H2243*H2244*J2243/(H2245*4))","v":{"$error":"#VALUE!"}},{"$f":"IF(H2245<=BM2247-E2293,0,H2293*H2243*H2244*J2243/(H2245*4))","v":{"$error":"#VALUE!"}},{"$f":"IF(H2245<=BN2247-E2293,0,H2293*H2243*H2244*J2243/(H2245*4))","v":{"$error":"#VALUE!"}}]
[{"$nulls":4},{"v":13,"d":"13.00"},{"$f":"$DF$51","v":{"v":0,"d":"0.000"}},{"$f":"IF(SUM(F2248:F2296)-H2246<=0,0,SUM(F2248:F2296)-H2246)","v":{"v":0,"d":"0.00"}},{"v":0,"d":"0.000"},{"$nulls":48},{"$f":"IF(H2245<=BE2247-E2296,0,H2296*H2243*H2244*J2243/(H2245*4))","v":{"$error":"#VALUE!"}},{"$f":"IF(H2245<=BF2247-E2296,0,H2296*H2243*H2244*J2243/(H2245*4))","v":{"$error":"#VALUE!"}},{"$f":"IF(H2245<=BG2247-E2296,0,H2296*H2243*H2244*J2243/(H2245*4))","v":{"$error":"#VALUE!"}},{"$f":"IF(H2245<=BH2247-E2296,0,H2296*H2243*H2244*J2243/(H2245*4))","v":{"$error":"#VALUE!"}},{"$f":"IF(H2245<=BI2247-E2296,0,H2296*H2243*H2244*J2243/(H2245*4))","v":{"$error":"#VALUE!"}},{"$f":"IF(H2245<=BJ2247-E2296,0,H2296*H2243*H2244*J2243/(H2245*4))","v":{"$error":"#VALUE!"}},{"$f":"IF(H2245<=BK2247-E2296,0,H2296*H2243*H2244*J2243/(H2245*4))","v":{"$error":"#VALUE!"}},{"$f":"IF(H2245<=BL2247-E2296,0,H2296*H2243*H2244*J2243/(H2245*4))","v":{"$error":"#VALUE!"}},{"$f":"IF(H2245<=BM2247-E2296,0,H2296*H2243*H2244*J2243/(H2245*4))","v":{"$error":"#VALUE!"}},{"$f":"IF(H2245<=BN2247-E2296,0,H2296*H2243*H2244*J2243/(H2245*4))","v":{"$error":"#VALUE!"}},{"$f":"IF(H2245<=BO2247-E2296,0,H2296*H2243*H2244*J2243/(H2245*4))","v":{"$error":"#VALUE!"}},{"$f":"IF(H2245<=BP2247-E2296,0,H2296*H2243*H2244*J2243/(H2245*4))","v":{"$error":"#VALUE!"}},{"$f":"IF(H2245<=BQ2247-E2296,0,H2296*H2243*H2244*J2243/(H2245*4))","v":{"$error":"#VALUE!"}}]
[{"$nulls":4},{"v":13.5,"d":"13.50"},{"$f":"$DF$53","v":{"v":0,"d":"0.000"}},{"$f":"IF(SUM(F2248:F2298)-H2246<=0,0,SUM(F2248:F2298)-H2246)","v":{"v":0,"d":"0.00"}},{"v":0,"d":"0.000"},{"$nulls":50},{"$f":"IF(H2245<=BG2247-E2298,0,H2298*H2243*H2244*J2243/(H2245*4))","v":{"$error":"#VALUE!"}},{"$f":"IF(H2245<=BH2247-E2298,0,H2298*H2243*H2244*J2243/(H2245*4))","v":{"$error":"#VALUE!"}},{"$f":"IF(H2245<=BI2247-E2298,0,H2298*H2243*H2244*J2243/(H2245*4))","v":{"$error":"#VALUE!"}},{"$f":"IF(H2245<=BJ2247-E2298,0,H2298*H2243*H2244*J2243/(H2245*4))","v":{"$error":"#VALUE!"}},{"$f":"IF(H2245<=BK2247-E2298,0,H2298*H2243*H2244*J2243/(H2245*4))","v":{"$error":"#VALUE!"}},{"$f":"IF(H2245<=BL2247-E2298,0,H2298*H2243*H2244*J2243/(H2245*4))","v":{"$error":"#VALUE!"}},{"$f":"IF(H2245<=BM2247-E2298,0,H2298*H2243*H2244*J2243/(H2245*4))","v":{"$error":"#VALUE!"}},{"$f":"IF(H2245<=BN2247-E2298,0,H2298*H2243*H2244*J2243/(H2245*4))","v":{"$error":"#VALUE!"}},{"$f":"IF(H2245<=BO2247-E2298,0,H2298*H2243*H2244*J2243/(H2245*4))","v":{"$error":"#VALUE!"}},{"$f":"IF(H2245<=BP2247-E2298,0,H2298*H2243*H2244*J2243/(H2245*4))","v":{"$error":"#VALUE!"}},{"$f":"IF(H2245<=BQ2247-E2298,0,H2298*H2243*H2244*J2243/(H2245*4))","v":{"$error":"#VALUE!"}},{"$f":"IF(H2245<=BR2247-E2298,0,H2298*H2243*H2244*J2243/(H2245*4))","v":{"$error":"#VALUE!"}},{"$f":"IF(H2245<=BS2247-E2298,0,H2298*H2243*H2244*J2243/(H2245*4))","v":{"$error":"#VALUE!"}}]
[{"$nulls":4},14.25,{"$f":"$DF$56","v":{"v":0,"d":"0.000"}},{"$f":"IF(SUM(F2248:F2301)-H2246<=0,0,SUM(F2248:F2301)-H2246)","v":{"v":0,"d":"0.00"}},{"v":0,"d":"0.000"},{"$nulls":53},{"$f":"IF(H2245<=BJ2247-E2301,0,H2301*H2243*H2244*J2243/(H2245*4))","v":{"$error":"#VALUE!"}},{"$f":"IF(H2245<=BK2247-E2301,0,H2301*H2243*H2244*J2243/(H2245*4))","v":{"$error":"#VALUE!"}},{"$f":"IF(H2245<=BL2247-E2301,0,H2301*H2243*H2244*J2243/(H2245*4))","v":{"$error":"#VALUE!"}},{"$f":"IF(H2245<=BM2247-E2301,0,H2301*H2243*H2244*J2243/(H2245*4))","v":{"$error":"#VALUE!"}},{"$f":"IF(H2245<=BN2247-E2301,0,H2301*H2243*H2244*J2243/(H2245*4))","v":{"$error":"#VALUE!"}},{"$f":"IF(H2245<=BO2247-E2301,0,H2301*H2243*H2244*J2243/(H2245*4))","v":{"$error":"#VALUE!"}},{"$f":"IF(H2245<=BP2247-E2301,0,H2301*H2243*H2244*J2243/(H2245*4))","v":{"$error":"#VALUE!"}},{"$f":"IF(H2245<=BQ2247-E2301,0,H2301*H2243*H2244*J2243/(H2245*4))","v":{"$error":"#VALUE!"}},{"$f":"IF(H2245<=BR2247-E2301,0,H2301*H2243*H2244*J2243/(H2245*4))","v":{"$error":"#VALUE!"}},{"$f":"IF(H2245<=BS2247-E2301,0,H2301*H2243*H2244*J2243/(H2245*4))","v":{"$error":"#VALUE!"}},{"$f":"IF(H2245<=BT2247-E2301,0,H2301*H2243*H2244*J2243/(H2245*4))","v":{"$error":"#VALUE!"}},{"$f":"IF(H2245<=BU2247-E2301,0,H2301*H2243*H2244*J2243/(H2245*4))","v":{"$error":"#VALUE!"}},{"$f":"IF(H2245<=BV2247-E2301,0,H2301*H2243*H2244*J2243/(H2245*4))","v":{"$error":"#VALUE!"}}]
[{"$nulls":4},{"v":14.5,"d":"14.50"},{"$f":"$DF$57","v":{"v":0,"d":"0.000"}},{"$f":"IF(SUM(F2248:F2302)-H2246<=0,0,SUM(F2248:F2302)-H2246)","v":{"v":0,"d":"0.00"}},{"v":0,"d":"0.000"},{"$nulls":54},{"$f":"IF(H2245<=BK2247-E2302,0,H2302*H2243*H2244*J2243/(H2245*4))","v":{"$error":"#VALUE!"}},{"$f":"IF(H2245<=BL2247-E2302,0,H2302*H2243*H2244*J2243/(H2245*4))","v":{"$error":"#VALUE!"}},{"$f":"IF(H2245<=BM2247-E2302,0,H2302*H2243*H2244*J2243/(H2245*4))","v":{"$error":"#VALUE!"}},{"$f":"IF(H2245<=BN2247-E2302,0,H2302*H2243*H2244*J2243/(H2245*4))","v":{"$error":"#VALUE!"}},{"$f":"IF(H2245<=BO2247-E2302,0,H2302*H2243*H2244*J2243/(H2245*4))","v":{"$error":"#VALUE!"}},{"$f":"IF(H2245<=BP2247-E2302,0,H2302*H2243*H2244*J2243/(H2245*4))","v":{"$error":"#VALUE!"}},{"$f":"IF(H2245<=BQ2247-E2302,0,H2302*H2243*H2244*J2243/(H2245*4))","v":{"$error":"#VALUE!"}},{"$f":"IF(H2245<=BR2247-E2302,0,H2302*H2243*H2244*J2243/(H2245*4))","v":{"$error":"#VALUE!"}},{"$f":"IF(H2245<=BS2247-E2302,0,H2302*H2243*H2244*J2243/(H2245*4))","v":{"$error":"#VALUE!"}},{"$f":"IF(H2245<=BT2247-E2302,0,H2302*H2243*H2244*J2243/(H2245*4))","v":{"$error":"#VALUE!"}},{"$f":"IF(H2245<=BU2247-E2302,0,H2302*H2243*H2244*J2243/(H2245*4))","v":{"$error":"#VALUE!"}},{"$f":"IF(H2245<=BV2247-E2302,0,H2302*H2243*H2244*J2243/(H2245*4))","v":{"$error":"#VALUE!"}},{"$f":"IF(H2245<=BW2247-E2302,0,H2302*H2243*H2244*J2243/(H2245*4))","v":{"$error":"#VALUE!"}}]
[{"$nulls":4},{"v":15.5,"d":"15.50"},{"$f":"$DF$61","v":{"v":0,"d":"0.000"}},{"$f":"IF(SUM(F2248:F2306)-H2246<=0,0,SUM(F2248:F2306)-H2246)","v":{"v":0,"d":"0.00"}},{"v":0,"d":"0.000"},{"$nulls":58},{"$f":"IF(H2245<=BO2247-E2306,0,H2306*H2243*H2244*J2243/(H2245*4))","v":{"$error":"#VALUE!"}},{"$f":"IF(H2245<=BP2247-E2306,0,H2306*H2243*H2244*J2243/(H2245*4))","v":{"$error":"#VALUE!"}},{"$f":"IF(H2245<=BQ2247-E2306,0,H2306*H2243*H2244*J2243/(H2245*4))","v":{"$error":"#VALUE!"}},{"$f":"IF(H2245<=BR2247-E2306,0,H2306*H2243*H2244*J2243/(H2245*4))","v":{"$error":"#VALUE!"}},{"$f":"IF(H2245<=BS2247-E2306,0,H2306*H2243*H2244*J2243/(H2245*4))","v":{"$error":"#VALUE!"}},{"$f":"IF(H2245<=BT2247-E2306,0,H2306*H2243*H2244*J2243/(H2245*4))","v":{"$error":"#VALUE!"}},{"$f":"IF(H2245<=BU2247-E2306,0,H2306*H2243*H2244*J2243/(H2245*4))","v":{"$error":"#VALUE!"}},{"$f":"IF(H2245<=BV2247-E2306,0,H2306*H2243*H2244*J2243/(H2245*4))","v":{"$error":"#VALUE!"}},{"$f":"IF(H2245<=BW2247-E2306,0,H2306*H2243*H2244*J2243/(H2245*4))","v":{"$error":"#VALUE!"}},{"$f":"IF(H2245<=BX2247-E2306,0,H2306*H2243*H2244*J2243/(H2245*4))","v":{"$error":"#VALUE!"}},{"$f":"IF(H2245<=BY2247-E2306,0,H2306*H2243*H2244*J2243/(H2245*4))","v":{"$error":"#VALUE!"}},{"$f":"IF(H2245<=BZ2247-E2306,0,H2306*H2243*H2244*J2243/(H2245*4))","v":{"$error":"#VALUE!"}},{"$f":"IF(H2245<=CA2247-E2306,0,H2306*H2243*H2244*J2243/(H2245*4))","v":{"$error":"#VALUE!"}}]
[{"$nulls":4},15.75,{"$f":"$DF$62","v":{"v":0,"d":"0.000"}},{"$f":"IF(SUM(F2248:F2307)-H2246<=0,0,SUM(F2248:F2307)-H2246)","v":{"v":0,"d":"0.00"}},{"v":0,"d":"0.000"},{"$nulls":59},{"$f":"IF(H2245<=BP2247-E2307,0,H2307*H2243*H2244*J2243/(H2245*4))","v":{"$error":"#VALUE!"}},{"$f":"IF(H2245<=BQ2247-E2307,0,H2307*H2243*H2244*J2243/(H2245*4))","v":{"$error":"#VALUE!"}},{"$f":"IF(H2245<=BR2247-E2307,0,H2307*H2243*H2244*J2243/(H2245*4))","v":{"$error":"#VALUE!"}},{"$f":"IF(H2245<=BS2247-E2307,0,H2307*H2243*H2244*J2243/(H2245*4))","v":{"$error":"#VALUE!"}},{"$f":"IF(H2245<=BT2247-E2307,0,H2307*H2243*H2244*J2243/(H2245*4))","v":{"$error":"#VALUE!"}},{"$f":"IF(H2245<=BU2247-E2307,0,H2307*H2243*H2244*J2243/(H2245*4))","v":{"$error":"#VALUE!"}},{"$f":"IF(H2245<=BV2247-E2307,0,H2307*H2243*H2244*J2243/(H2245*4))","v":{"$error":"#VALUE!"}},{"$f":"IF(H2245<=BW2247-E2307,0,H2307*H2243*H2244*J2243/(H2245*4))","v":{"$error":"#VALUE!"}},{"$f":"IF(H2245<=BX2247-E2307,0,H2307*H2243*H2244*J2243/(H2245*4))","v":{"$error":"#VALUE!"}},{"$f":"IF(H2245<=BY2247-E2307,0,H2307*H2243*H2244*J2243/(H2245*4))","v":{"$error":"#VALUE!"}},{"$f":"IF(H2245<=BZ2247-E2307,0,H2307*H2243*H2244*J2243/(H2245*4))","v":{"$error":"#VALUE!"}},{"$f":"IF(H2245<=CA2247-E2307,0,H2307*H2243*H2244*J2243/(H2245*4))","v":{"$error":"#VALUE!"}},{"$f":"IF(H2245<=CB2247-E2307,0,H2307*H2243*H2244*J2243/(H2245*4))","v":{"$error":"#VALUE!"}}]
[{"$nulls":4},{"v":16.5,"d":"16.50"},{"$f":"$DF$65","v":{"v":0,"d":"0.000"}},{"$f":"IF(SUM(F2248:F2310)-H2246<=0,0,SUM(F2248:F2310)-H2246)","v":{"v":0,"d":"0.00"}},{"v":0,"d":"0.000"},{"$nulls":62},{"$f":"IF(H2245<=BS2247-E2310,0,H2310*H2243*H2244*J2243/(H2245*4))","v":{"$error":"#VALUE!"}},{"$f":"IF(H2245<=BT2247-E2310,0,H2310*H2243*H2244*J2243/(H2245*4))","v":{"$error":"#VALUE!"}},{"$f":"IF(H2245<=BU2247-E2310,0,H2310*H2243*H2244*J2243/(H2245*4))","v":{"$error":"#VALUE!"}},{"$f":"IF(H2245<=BV2247-E2310,0,H2310*H2243*H2244*J2243/(H2245*4))","v":{"$error":"#VALUE!"}},{"$f":"IF(H2245<=BW2247-E2310,0,H2310*H2243*H2244*J2243/(H2245*4))","v":{"$error":"#VALUE!"}},{"$f":"IF(H2245<=BX2247-E2310,0,H2310*H2243*H2244*J2243/(H2245*4))","v":{"$error":"#VALUE!"}},{"$f":"IF(H2245<=BY2247-E2310,0,H2310*H2243*H2244*J2243/(H2245*4))","v":{"$error":"#VALUE!"}},{"$f":"IF(H2245<=BZ2247-E2310,0,H2310*H2243*H2244*J2243/(H2245*4))","v":{"$error":"#VALUE!"}},{"$f":"IF(H2245<=CA2247-E2310,0,H2310*H2243*H2244*J2243/(H2245*4))","v":{"$error":"#VALUE!"}},{"$f":"IF(H2245<=CB2247-E2310,0,H2310*H2243*H2244*J2243/(H2245*4))","v":{"$error":"#VALUE!"}},{"$f":"IF(H2245<=CC2247-E2310,0,H2310*H2243*H2244*J2243/(H2245*4))","v":{"$error":"#VALUE!"}},{"$f":"IF(H2245<=CD2247-E2310,0,H2310*H2243*H2244*J2243/(H2245*4))","v":{"$error":"#VALUE!"}},{"$f":"IF(H2245<=CE2247-E2310,0,H2310*H2243*H2244*J2243/(H2245*4))","v":{"$error":"#VALUE!"}}]
[{"$nulls":4},16.75,{"$f":"$DF$66","v":{"v":0,"d":"0.000"}},{"$f":"IF(SUM(F2248:F2311)-H2246<=0,0,SUM(F2248:F2311)-H2246)","v":{"v":0,"d":"0.00"}},{"v":0,"d":"0.000"},{"$nulls":63},{"$f":"IF(H2245<=BT2247-E2311,0,H2311*H2243*H2244*J2243/(H2245*4))","v":{"$error":"#VALUE!"}},{"$f":"IF(H2245<=BU2247-E2311,0,H2311*H2243*H2244*J2243/(H2245*4))","v":{"$error":"#VALUE!"}},{"$f":"IF(H2245<=BV2247-E2311,0,H2311*H2243*H2244*J2243/(H2245*4))","v":{"$error":"#VALUE!"}},{"$f":"IF(H2245<=BW2247-E2311,0,H2311*H2243*H2244*J2243/(H2245*4))","v":{"$error":"#VALUE!"}},{"$f":"IF(H2245<=BX2247-E2311,0,H2311*H2243*H2244*J2243/(H2245*4))","v":{"$error":"#VALUE!"}},{"$f":"IF(H2245<=BY2247-E2311,0,H2311*H2243*H2244*J2243/(H2245*4))","v":{"$error":"#VALUE!"}},{"$f":"IF(H2245<=BZ2247-E2311,0,H2311*H2243*H2244*J2243/(H2245*4))","v":{"$error":"#VALUE!"}},{"$f":"IF(H2245<=CA2247-E2311,0,H2311*H2243*H2244*J2243/(H2245*4))","v":{"$error":"#VALUE!"}},{"$f":"IF(H2245<=CB2247-E2311,0,H2311*H2243*H2244*J2243/(H2245*4))","v":{"$error":"#VALUE!"}},{"$f":"IF(H2245<=CC2247-E2311,0,H2311*H2243*H2244*J2243/(H2245*4))","v":{"$error":"#VALUE!"}},{"$f":"IF(H2245<=CD2247-E2311,0,H2311*H2243*H2244*J2243/(H2245*4))","v":{"$error":"#VALUE!"}},{"$f":"IF(H2245<=CE2247-E2311,0,H2311*H2243*H2244*J2243/(H2245*4))","v":{"$error":"#VALUE!"}},{"$f":"IF(H2245<=CF2247-E2311,0,H2311*H2243*H2244*J2243/(H2245*4))","v":{"$error":"#VALUE!"}}]
[{"$nulls":4},17.75,{"$f":"$DF$70","v":{"v":0,"d":"0.000"}},{"$f":"IF(SUM(F2248:F2315)-H2246<=0,0,SUM(F2248:F2315)-H2246)","v":{"v":0,"d":"0.00"}},{"v":0,"d":"0.000"},{"$nulls":67},{"$f":"IF(H2245<=BX2247-E2315,0,H2315*H2243*H2244*J2243/(H2245*4))","v":{"$error":"#VALUE!"}},{"$f":"IF(H2245<=BY2247-E2315,0,H2315*H2243*H2244*J2243/(H2245*4))","v":{"$error":"#VALUE!"}},{"$f":"IF(H2245<=BZ2247-E2315,0,H2315*H2243*H2244*J2243/(H2245*4))","v":{"$error":"#VALUE!"}},{"$f":"IF(H2245<=CA2247-E2315,0,H2315*H2243*H2244*J2243/(H2245*4))","v":{"$error":"#VALUE!"}},{"$f":"IF(H2245<=CB2247-E2315,0,H2315*H2243*H2244*J2243/(H2245*4))","v":{"$error":"#VALUE!"}},{"$f":"IF(H2245<=CC2247-E2315,0,H2315*H2243*H2244*J2243/(H2245*4))","v":{"$error":"#VALUE!"}},{"$f":"IF(H2245<=CD2247-E2315,0,H2315*H2243*H2244*J2243/(H2245*4))","v":{"$error":"#VALUE!"}},{"$f":"IF(H2245<=CE2247-E2315,0,H2315*H2243*H2244*J2243/(H2245*4))","v":{"$error":"#VALUE!"}},{"$f":"IF(H2245<=CF2247-E2315,0,H2315*H2243*H2244*J2243/(H2245*4))","v":{"$error":"#VALUE!"}},{"$f":"IF(H2245<=CG2247-E2315,0,H2315*H2243*H2244*J2243/(H2245*4))","v":{"$error":"#VALUE!"}},{"$f":"IF(H2245<=CH2247-E2315,0,H2315*H2243*H2244*J2243/(H2245*4))","v":{"$error":"#VALUE!"}},{"$f":"IF(H2245<=CI2247-E2315,0,H2315*H2243*H2244*J2243/(H2245*4))","v":{"$error":"#VALUE!"}},{"$f":"IF(H2245<=CJ2247-E2315,0,H2315*H2243*H2244*J2243/(H2245*4))","v":{"$error":"#VALUE!"}}]
[{"$nulls":4},{"v":18,"d":"18.00"},{"$f":"$DF$71","v":{"v":0,"d":"0.000"}},{"$f":"IF(SUM(F2248:F2316)-H2246<=0,0,SUM(F2248:F2316)-H2246)","v":{"v":0,"d":"0.00"}},{"v":0,"d":"0.000"},{"$nulls":68},{"$f":"IF(H2245<=BY2247-E2316,0,H2316*H2243*H2244*J2243/(H2245*4))","v":{"$error":"#VALUE!"}},{"$f":"IF(H2245<=BZ2247-E2316,0,H2316*H2243*H2244*J2243/(H2245*4))","v":{"$error":"#VALUE!"}},{"$f":"IF(H2245<=CA2247-E2316,0,H2316*H2243*H2244*J2243/(H2245*4))","v":{"$error":"#VALUE!"}},{"$f":"IF(H2245<=CB2247-E2316,0,H2316*H2243*H2244*J2243/(H2245*4))","v":{"$error":"#VALUE!"}},{"$f":"IF(H2245<=CC2247-E2316,0,H2316*H2243*H2244*J2243/(H2245*4))","v":{"$error":"#VALUE!"}},{"$f":"IF(H2245<=CD2247-E2316,0,H2316*H2243*H2244*J2243/(H2245*4))","v":{"$error":"#VALUE!"}},{"$f":"IF(H2245<=CE2247-E2316,0,H2316*H2243*H2244*J2243/(H2245*4))","v":{"$error":"#VALUE!"}},{"$f":"IF(H2245<=CF2247-E2316,0,H2316*H2243*H2244*J2243/(H2245*4))","v":{"$error":"#VALUE!"}},{"$f":"IF(H2245<=CG2247-E2316,0,H2316*H2243*H2244*J2243/(H2245*4))","v":{"$error":"#VALUE!"}},{"$f":"IF(H2245<=CH2247-E2316,0,H2316*H2243*H2244*J2243/(H2245*4))","v":{"$error":"#VALUE!"}},{"$f":"IF(H2245<=CI2247-E2316,0,H2316*H2243*H2244*J2243/(H2245*4))","v":{"$error":"#VALUE!"}},{"$f":"IF(H2245<=CJ2247-E2316,0,H2316*H2243*H2244*J2243/(H2245*4))","v":{"$error":"#VALUE!"}},{"$f":"IF(H2245<=CK2247-E2316,0,H2316*H2243*H2244*J2243/(H2245*4))","v":{"$error":"#VALUE!"}}]
[{"$nulls":4},18.75,{"$f":"$DF$74","v":{"v":0,"d":"0.000"}},{"$f":"IF(SUM(F2248:F2319)-H2246<=0,0,SUM(F2248:F2319)-H2246)","v":{"v":0,"d":"0.00"}},{"v":0,"d":"0.000"},{"$nulls":71},{"$f":"IF(H2245<=CB2247-E2319,0,H2319*H2243*H2244*J2243/(H2245*4))","v":{"$error":"#VALUE!"}},{"$f":"IF(H2245<=CC2247-E2319,0,H2319*H2243*H2244*J2243/(H2245*4))","v":{"$error":"#VALUE!"}},{"$f":"IF(H2245<=CD2247-E2319,0,H2319*H2243*H2244*J2243/(H2245*4))","v":{"$error":"#VALUE!"}},{"$f":"IF(H2245<=CE2247-E2319,0,H2319*H2243*H2244*J2243/(H2245*4))","v":{"$error":"#VALUE!"}},{"$f":"IF(H2245<=CF2247-E2319,0,H2319*H2243*H2244*J2243/(H2245*4))","v":{"$error":"#VALUE!"}},{"$f":"IF(H2245<=CG2247-E2319,0,H2319*H2243*H2244*J2243/(H2245*4))","v":{"$error":"#VALUE!"}},{"$f":"IF(H2245<=CH2247-E2319,0,H2319*H2243*H2244*J2243/(H2245*4))","v":{"$error":"#VALUE!"}},{"$f":"IF(H2245<=CI2247-E2319,0,H2319*H2243*H2244*J2243/(H2245*4))","v":{"$error":"#VALUE!"}},{"$f":"IF(H2245<=CJ2247-E2319,0,H2319*H2243*H2244*J2243/(H2245*4))","v":{"$error":"#VALUE!"}},{"$f":"IF(H2245<=CK2247-E2319,0,H2319*H2243*H2244*J2243/(H2245*4))","v":{"$error":"#VALUE!"}},{"$f":"IF(H2245<=CL2247-E2319,0,H2319*H2243*H2244*J2243/(H2245*4))","v":{"$error":"#VALUE!"}},{"$f":"IF(H2245<=CM2247-E2319,0,H2319*H2243*H2244*J2243/(H2245*4))","v":{"$error":"#VALUE!"}},{"$f":"IF(H2245<=CN2247-E2319,0,H2319*H2243*H2244*J2243/(H2245*4))","v":{"$error":"#VALUE!"}}]
[{"$nulls":4},19.25,{"$f":"$DF$76","v":{"v":0,"d":"0.000"}},{"$f":"IF(SUM(F2248:F2321)-H2246<=0,0,SUM(F2248:F2321)-H2246)","v":{"v":0,"d":"0.00"}},{"v":0,"d":"0.000"},{"$nulls":73},{"$f":"IF(H2245<=CD2247-E2321,0,H2321*H2243*H2244*J2243/(H2245*4))","v":{"$error":"#VALUE!"}},{"$f":"IF(H2245<=CE2247-E2321,0,H2321*H2243*H2244*J2243/(H2245*4))","v":{"$error":"#VALUE!"}},{"$f":"IF(H2245<=CF2247-E2321,0,H2321*H2243*H2244*J2243/(H2245*4))","v":{"$error":"#VALUE!"}},{"$f":"IF(H2245<=CG2247-E2321,0,H2321*H2243*H2244*J2243/(H2245*4))","v":{"$error":"#VALUE!"}},{"$f":"IF(H2245<=CH2247-E2321,0,H2321*H2243*H2244*J2243/(H2245*4))","v":{"$error":"#VALUE!"}},{"$f":"IF(H2245<=CI2247-E2321,0,H2321*H2243*H2244*J2243/(H2245*4))","v":{"$error":"#VALUE!"}},{"$f":"IF(H2245<=CJ2247-E2321,0,H2321*H2243*H2244*J2243/(H2245*4))","v":{"$error":"#VALUE!"}},{"$f":"IF(H2245<=CK2247-E2321,0,H2321*H2243*H2244*J2243/(H2245*4))","v":{"$error":"#VALUE!"}},{"$f":"IF(H2245<=CL2247-E2321,0,H2321*H2243*H2244*J2243/(H2245*4))","v":{"$error":"#VALUE!"}},{"$f":"IF(H2245<=CM2247-E2321,0,H2321*H2243*H2244*J2243/(H2245*4))","v":{"$error":"#VALUE!"}},{"$f":"IF(H2245<=CN2247-E2321,0,H2321*H2243*H2244*J2243/(H2245*4))","v":{"$error":"#VALUE!"}},{"$f":"IF(H2245<=CO2247-E2321,0,H2321*H2243*H2244*J2243/(H2245*4))","v":{"$error":"#VALUE!"}},{"$f":"IF(H2245<=CP2247-E2321,0,H2321*H2243*H2244*J2243/(H2245*4))","v":{"$error":"#VALUE!"}}]
[{"$nulls":4},{"v":20,"d":"20.00"},{"$f":"$DF$79","v":{"v":0,"d":"0.000"}},{"$f":"IF(SUM(F2248:F2324)-H2246<=0,0,SUM(F2248:F2324)-H2246)","v":{"v":0,"d":"0.00"}},{"v":0,"d":"0.000"},{"$nulls":76},{"$f":"IF(H2245<=CG2247-E2324,0,H2324*H2243*H2244*J2243/(H2245*4))","v":{"$error":"#VALUE!"}},{"$f":"IF(H2245<=CH2247-E2324,0,H2324*H2243*H2244*J2243/(H2245*4))","v":{"$error":"#VALUE!"}},{"$f":"IF(H2245<=CI2247-E2324,0,H2324*H2243*H2244*J2243/(H2245*4))","v":{"$error":"#VALUE!"}},{"$f":"IF(H2245<=CJ2247-E2324,0,H2324*H2243*H2244*J2243/(H2245*4))","v":{"$error":"#VALUE!"}},{"$f":"IF(H2245<=CK2247-E2324,0,H2324*H2243*H2244*J2243/(H2245*4))","v":{"$error":"#VALUE!"}},{"$f":"IF(H2245<=CL2247-E2324,0,H2324*H2243*H2244*J2243/(H2245*4))","v":{"$error":"#VALUE!"}},{"$f":"IF(H2245<=CM2247-E2324,0,H2324*H2243*H2244*J2243/(H2245*4))","v":{"$error":"#VALUE!"}},{"$f":"IF(H2245<=CN2247-E2324,0,H2324*H2243*H2244*J2243/(H2245*4))","v":{"$error":"#VALUE!"}},{"$f":"IF(H2245<=CO2247-E2324,0,H2324*H2243*H2244*J2243/(H2245*4))","v":{"$error":"#VALUE!"}},{"$f":"IF(H2245<=CP2247-E2324,0,H2324*H2243*H2244*J2243/(H2245*4))","v":{"$error":"#VALUE!"}},{"$f":"IF(H2245<=CQ2247-E2324,0,H2324*H2243*H2244*J2243/(H2245*4))","v":{"$error":"#VALUE!"}},{"$f":"IF(H2245<=CR2247-E2324,0,H2324*H2243*H2244*J2243/(H2245*4))","v":{"$error":"#VALUE!"}},{"$f":"IF(H2245<=CS2247-E2324,0,H2324*H2243*H2244*J2243/(H2245*4))","v":{"$error":"#VALUE!"}}]
[{"$nulls":4},20.25,{"$f":"$DF$80","v":{"v":0,"d":"0.000"}},{"$f":"IF(SUM(F2248:F2325)-H2246<=0,0,SUM(F2248:F2325)-H2246)","v":{"v":0,"d":"0.00"}},{"v":0,"d":"0.000"},{"$nulls":77},{"$f":"IF(H2245<=CH2247-E2325,0,H2325*H2243*H2244*J2243/(H2245*4))","v":{"$error":"#VALUE!"}},{"$f":"IF(H2245<=CI2247-E2325,0,H2325*H2243*H2244*J2243/(H2245*4))","v":{"$error":"#VALUE!"}},{"$f":"IF(H2245<=CJ2247-E2325,0,H2325*H2243*H2244*J2243/(H2245*4))","v":{"$error":"#VALUE!"}},{"$f":"IF(H2245<=CK2247-E2325,0,H2325*H2243*H2244*J2243/(H2245*4))","v":{"$error":"#VALUE!"}},{"$f":"IF(H2245<=CL2247-E2325,0,H2325*H2243*H2244*J2243/(H2245*4))","v":{"$error":"#VALUE!"}},{"$f":"IF(H2245<=CM2247-E2325,0,H2325*H2243*H2244*J2243/(H2245*4))","v":{"$error":"#VALUE!"}},{"$f":"IF(H2245<=CN2247-E2325,0,H2325*H2243*H2244*J2243/(H2245*4))","v":{"$error":"#VALUE!"}},{"$f":"IF(H2245<=CO2247-E2325,0,H2325*H2243*H2244*J2243/(H2245*4))","v":{"$error":"#VALUE!"}},{"$f":"IF(H2245<=CP2247-E2325,0,H2325*H2243*H2244*J2243/(H2245*4))","v":{"$error":"#VALUE!"}},{"$f":"IF(H2245<=CQ2247-E2325,0,H2325*H2243*H2244*J2243/(H2245*4))","v":{"$error":"#VALUE!"}},{"$f":"IF(H2245<=CR2247-E2325,0,H2325*H2243*H2244*J2243/(H2245*4))","v":{"$error":"#VALUE!"}},{"$f":"IF(H2245<=CS2247-E2325,0,H2325*H2243*H2244*J2243/(H2245*4))","v":{"$error":"#VALUE!"}},{"$f":"IF(H2245<=CT2247-E2325,0,H2325*H2243*H2244*J2243/(H2245*4))","v":{"$error":"#VALUE!"}}]
[{"$nulls":4},21.25,{"$f":"$DF$84","v":{"v":0,"d":"0.000"}},{"$f":"IF(SUM(F2248:F2329)-H2246<=0,0,SUM(F2248:F2329)-H2246)","v":{"v":0,"d":"0.00"}},{"v":0,"d":"0.000"},{"$nulls":81},{"$f":"IF(H2245<=CL2247-E2329,0,H2329*H2243*H2244*J2243/(H2245*4))","v":{"$error":"#VALUE!"}},{"$f":"IF(H2245<=CM2247-E2329,0,H2329*H2243*H2244*J2243/(H2245*4))","v":{"$error":"#VALUE!"}},{"$f":"IF(H2245<=CN2247-E2329,0,H2329*H2243*H2244*J2243/(H2245*4))","v":{"$error":"#VALUE!"}},{"$f":"IF(H2245<=CO2247-E2329,0,H2329*H2243*H2244*J2243/(H2245*4))","v":{"$error":"#VALUE!"}},{"$f":"IF(H2245<=CP2247-E2329,0,H2329*H2243*H2244*J2243/(H2245*4))","v":{"$error":"#VALUE!"}},{"$f":"IF(H2245<=CQ2247-E2329,0,H2329*H2243*H2244*J2243/(H2245*4))","v":{"$error":"#VALUE!"}},{"$f":"IF(H2245<=CR2247-E2329,0,H2329*H2243*H2244*J2243/(H2245*4))","v":{"$error":"#VALUE!"}},{"$f":"IF(H2245<=CS2247-E2329,0,H2329*H2243*H2244*J2243/(H2245*4))","v":{"$error":"#VALUE!"}},{"$f":"IF(H2245<=CT2247-E2329,0,H2329*H2243*H2244*J2243/(H2245*4))","v":{"$error":"#VALUE!"}},{"$f":"IF(H2245<=CU2247-E2329,0,H2329*H2243*H2244*J2243/(H2245*4))","v":{"$error":"#VALUE!"}},{"$f":"IF(H2245<=CV2247-E2329,0,H2329*H2243*H2244*J2243/(H2245*4))","v":{"$error":"#VALUE!"}},{"$f":"IF(H2245<=CW2247-E2329,0,H2329*H2243*H2244*J2243/(H2245*4))","v":{"$error":"#VALUE!"}},{"$f":"IF(H2245<=CX2247-E2329,0,H2329*H2243*H2244*J2243/(H2245*4))","v":{"$error":"#VALUE!"}}]
[{"$nulls":4},{"v":21.5,"d":"21.50"},{"$f":"$DF$85","v":{"v":0,"d":"0.000"}},{"$f":"IF(SUM(F2248:F2330)-H2246<=0,0,SUM(F2248:F2330)-H2246)","v":{"v":0,"d":"0.00"}},{"v":0,"d":"0.000"},{"$nulls":82},{"$f":"IF(H2245<=CM2247-E2330,0,H2330*H2243*H2244*J2243/(H2245*4))","v":{"$error":"#VALUE!"}},{"$f":"IF(H2245<=CN2247-E2330,0,H2330*H2243*H2244*J2243/(H2245*4))","v":{"$error":"#VALUE!"}},{"$f":"IF(H2245<=CO2247-E2330,0,H2330*H2243*H2244*J2243/(H2245*4))","v":{"$error":"#VALUE!"}},{"$f":"IF(H2245<=CP2247-E2330,0,H2330*H2243*H2244*J2243/(H2245*4))","v":{"$error":"#VALUE!"}},{"$f":"IF(H2245<=CQ2247-E2330,0,H2330*H2243*H2244*J2243/(H2245*4))","v":{"$error":"#VALUE!"}},{"$f":"IF(H2245<=CR2247-E2330,0,H2330*H2243*H2244*J2243/(H2245*4))","v":{"$error":"#VALUE!"}},{"$f":"IF(H2245<=CS2247-E2330,0,H2330*H2243*H2244*J2243/(H2245*4))","v":{"$error":"#VALUE!"}},{"$f":"IF(H2245<=CT2247-E2330,0,H2330*H2243*H2244*J2243/(H2245*4))","v":{"$error":"#VALUE!"}},{"$f":"IF(H2245<=CU2247-E2330,0,H2330*H2243*H2244*J2243/(H2245*4))","v":{"$error":"#VALUE!"}},{"$f":"IF(H2245<=CV2247-E2330,0,H2330*H2243*H2244*J2243/(H2245*4))","v":{"$error":"#VALUE!"}},{"$f":"IF(H2245<=CW2247-E2330,0,H2330*H2243*H2244*J2243/(H2245*4))","v":{"$error":"#VALUE!"}},{"$f":"IF(H2245<=CX2247-E2330,0,H2330*H2243*H2244*J2243/(H2245*4))","v":{"$error":"#VALUE!"}},{"$f":"IF(H2245<=CY2247-E2330,0,H2330*H2243*H2244*J2243/(H2245*4))","v":{"$error":"#VALUE!"}}]
[{"$nulls":4},22.25,{"$f":"$DF$88","v":{"v":0,"d":"0.000"}},{"$f":"IF(SUM(F2248:F2333)-H2246<=0,0,SUM(F2248:F2333)-H2246)","v":{"v":0,"d":"0.00"}},{"v":0,"d":"0.000"},{"$nulls":85},{"$f":"IF(H2245<=CP2247-E2333,0,H2333*H2243*H2244*J2243/(H2245*4))","v":{"$error":"#VALUE!"}},{"$f":"IF(H2245<=CQ2247-E2333,0,H2333*H2243*H2244*J2243/(H2245*4))","v":{"$error":"#VALUE!"}},{"$f":"IF(H2245<=CR2247-E2333,0,H2333*H2243*H2244*J2243/(H2245*4))","v":{"$error":"#VALUE!"}},{"$f":"IF(H2245<=CS2247-E2333,0,H2333*H2243*H2244*J2243/(H2245*4))","v":{"$error":"#VALUE!"}},{"$f":"IF(H2245<=CT2247-E2333,0,H2333*H2243*H2244*J2243/(H2245*4))","v":{"$error":"#VALUE!"}},{"$f":"IF(H2245<=CU2247-E2333,0,H2333*H2243*H2244*J2243/(H2245*4))","v":{"$error":"#VALUE!"}},{"$f":"IF(H2245<=CV2247-E2333,0,H2333*H2243*H2244*J2243/(H2245*4))","v":{"$error":"#VALUE!"}},{"$f":"IF(H2245<=CW2247-E2333,0,H2333*H2243*H2244*J2243/(H2245*4))","v":{"$error":"#VALUE!"}},{"$f":"IF(H2245<=CX2247-E2333,0,H2333*H2243*H2244*J2243/(H2245*4))","v":{"$error":"#VALUE!"}},{"$f":"IF(H2245<=CY2247-E2333,0,H2333*H2243*H2244*J2243/(H2245*4))","v":{"$error":"#VALUE!"}},{"$f":"IF(H2245<=CZ2247-E2333,0,H2333*H2243*H2244*J2243/(H2245*4))","v":{"$error":"#VALUE!"}}]
[{"$nulls":4},22.75,{"$f":"$DF$90","v":{"v":0,"d":"0.000"}},{"$f":"IF(SUM(F2248:F2335)-H2246<=0,0,SUM(F2248:F2335)-H2246)","v":{"v":0,"d":"0.00"}},{"v":0,"d":"0.000"},{"$nulls":87},{"$f":"IF(H2245<=CR2247-E2335,0,H2335*H2243*H2244*J2243/(H2245*4))","v":{"$error":"#VALUE!"}},{"$f":"IF(H2245<=CS2247-E2335,0,H2335*H2243*H2244*J2243/(H2245*4))","v":{"$error":"#VALUE!"}},{"$f":"IF(H2245<=CT2247-E2335,0,H2335*H2243*H2244*J2243/(H2245*4))","v":{"$error":"#VALUE!"}},{"$f":"IF(H2245<=CU2247-E2335,0,H2335*H2243*H2244*J2243/(H2245*4))","v":{"$error":"#VALUE!"}},{"$f":"IF(H2245<=CV2247-E2335,0,H2335*H2243*H2244*J2243/(H2245*4))","v":{"$error":"#VALUE!"}},{"$f":"IF(H2245<=CW2247-E2335,0,H2335*H2243*H2244*J2243/(H2245*4))","v":{"$error":"#VALUE!"}},{"$f":"IF(H2245<=CX2247-E2335,0,H2335*H2243*H2244*J2243/(H2245*4))","v":{"$error":"#VALUE!"}},{"$f":"IF(H2245<=CY2247-E2335,0,H2335*H2243*H2244*J2243/(H2245*4))","v":{"$error":"#VALUE!"}},{"$f":"IF(H2245<=CZ2247-E2335,0,H2335*H2243*H2244*J2243/(H2245*4))","v":{"$error":"#VALUE!"}}]
[{"$nulls":4},{"v":23.5,"d":"23.50"},{"$f":"$DF$93","v":{"v":0,"d":"0.000"}},{"$f":"IF(SUM(F2248:F2338)-H2246<=0,0,SUM(F2248:F2338)-H2246)","v":{"v":0,"d":"0.00"}},{"v":0,"d":"0.000"},{"$nulls":90},{"$f":"IF(H2245<=CU2247-E2338,0,H2338*H2243*H2244*J2243/(H2245*4))","v":{"$error":"#VALUE!"}},{"$f":"IF(H2245<=CV2247-E2338,0,H2338*H2243*H2244*J2243/(H2245*4))","v":{"$error":"#VALUE!"}},{"$f":"IF(H2245<=CW2247-E2338,0,H2338*H2243*H2244*J2243/(H2245*4))","v":{"$error":"#VALUE!"}},{"$f":"IF(H2245<=CX2247-E2338,0,H2338*H2243*H2244*J2243/(H2245*4))","v":{"$error":"#VALUE!"}},{"$f":"IF(H2245<=CY2247-E2338,0,H2338*H2243*H2244*J2243/(H2245*4))","v":{"$error":"#VALUE!"}},{"$f":"IF(H2245<=CZ2247-E2338,0,H2338*H2243*H2244*J2243/(H2245*4))","v":{"$error":"#VALUE!"}}]
[{"$nulls":4},23.75,{"$f":"$DF$94","v":{"v":0,"d":"0.000"}},{"$f":"IF(SUM(F2248:F2339)-H2246<=0,0,SUM(F2248:F2339)-H2246)","v":{"v":0,"d":"0.00"}},{"v":0,"d":"0.000"},{"$nulls":91},{"$f":"IF(H2245<=CV2247-E2339,0,H2339*H2243*H2244*J2243/(H2245*4))","v":{"$error":"#VALUE!"}},{"$f":"IF(H2245<=CW2247-E2339,0,H2339*H2243*H2244*J2243/(H2245*4))","v":{"$error":"#VALUE!"}},{"$f":"IF(H2245<=CX2247-E2339,0,H2339*H2243*H2244*J2243/(H2245*4))","v":{"$error":"#VALUE!"}},{"$f":"IF(H2245<=CY2247-E2339,0,H2339*H2243*H2244*J2243/(H2245*4))","v":{"$error":"#VALUE!"}},{"$f":"IF(H2245<=CZ2247-E2339,0,H2339*H2243*H2244*J2243/(H2245*4))","v":{"$error":"#VALUE!"}}]
[{"$nulls":4},24.75,{"$f":"$DF$98","v":{"v":0,"d":"0.000"}},{"$f":"IF(SUM(F2248:F2343)-H2246<=0,0,SUM(F2248:F2343)-H2246)","v":{"v":0,"d":"0.00"}},{"v":0,"d":"0.000"},{"$nulls":95},{"$f":"IF(H2245<=CZ2247-E2343,0,H2343*H2243*H2244*J2243/(H2245*4))","v":{"$error":"#VALUE!"}}]
[{"$nulls":7},"Input",{"v":1,"d":"1.00"},1.25,{"v":1.5,"d":"1.50"},1.75,{"v":2,"d":"2.00"},2.25,{"v":2.5,"d":"2.50"},2.75,{"v":3,"d":"3.00"},3.25,{"v":3.5,"d":"3.50"},3.75,{"v":4,"d":"4.00"},4.25,{"v":4.5,"d":"4.50"},4.75,{"v":5,"d":"5.00"},5.25,{"v":5.5,"d":"5.50"},5.75,{"v":6,"d":"6.00"},6.25,{"v":6.5,"d":"6.50"},6.75,{"v":7,"d":"7.00"},7.25,{"v":7.5,"d":"7.50"},7.75,{"v":8,"d":"8.00"},8.25,{"v":8.5,"d":"8.50"},8.75,{"v":9,"d":"9.00"},9.25,{"v":9.5,"d":"9.50"},9.75,{"v":10,"d":"10.00"},10.25,{"v":10.5,"d":"10.50"},10.75,{"v":11,"d":"11.00"},11.25,{"v":11.5,"d":"11.50"},11.75,{"v":12,"d":"12.00"},12.25,{"v":12.5,"d":"12.50"},12.75,{"v":13,"d":"13.00"},13.25,{"v":13.5,"d":"13.50"},13.75,{"v":14,"d":"14.00"},14.25,{"v":14.5,"d":"14.50"},14.75,{"v":15,"d":"15.00"},15.25,{"v":15.5,"d":"15.50"},15.75,{"v":16,"d":"16.00"},16.25,{"v":16.5,"d":"16.50"},16.75,{"v":17,"d":"17.00"},17.25,{"v":17.5,"d":"17.50"},17.75,{"v":18,"d":"18.00"},18.25,{"v":18.5,"d":"18.50"},18.75,{"v":19,"d":"19.00"},19.25,{"v":19.5,"d":"19.50"},19.75,{"v":20,"d":"20.00"},20.25,{"v":20.5,"d":"20.50"},20.75,{"v":21,"d":"21.00"},21.25,{"v":21.5,"d":"21.50"},21.75,{"v":22,"d":"22.00"},22.25,{"v":22.5,"d":"22.50"},22.75,{"v":23,"d":"23.00"},23.25,{"v":23.5,"d":"23.50"},23.75,{"v":24,"d":"24.00"},24.25,{"v":24.5,"d":"24.50"},24.75,"Total (MG)"]
[{"$f":"CONCATENATE(H2242,C2347)","v":"CSO 01812c."},null,"12c.","Stormwater runoff (MG). Line 11a.",null,null,{"$f":"C2347","v":"12c."},null,{"$f":"I2345","v":{"$error":"#VALUE!"}},{"$f":"J2345","v":{"$error":"#VALUE!"}},{"$error":"#VALUE!"},{"$error":"#VALUE!"},{"$error":"#VALUE!"},{"$error":"#VALUE!"},{"$error":"#VALUE!"},{"$error":"#VALUE!"},{"$error":"#VALUE!"},{"$error":"#VALUE!"},{"$error":"#VALUE!"},{"$error":"#VALUE!"},{"$error":"#VALUE!"},{"$error":"#VALUE!"},{"$error":"#VALUE!"},{"$error":"#VALUE!"},{"$error":"#VALUE!"},{"$error":"#VALUE!"},{"$error":"#VALUE!"},{"$error":"#VALUE!"},{"$error":"#VALUE!"},{"$error":"#VALUE!"},{"$error":"#VALUE!"},{"$error":"#VALUE!"},{"$error":"#VALUE!"},{"$error":"#VALUE!"},{"$error":"#VALUE!"},{"$error":"#VALUE!"},{"$error":"#VALUE!"},{"$error":"#VALUE!"},{"$error":"#VALUE!"},{"$error":"#VALUE!"},{"$error":"#VALUE!"},{"$error":"#VALUE!"},{"$error":"#VALUE!"},{"$error":"#VALUE!"},{"$error":"#VALUE!"},{"$error":"#VALUE!"},{"$error":"#VALUE!"},{"$error":"#VALUE!"},{"$error":"#VALUE!"},{"$error":"#VALUE!"},{"$error":"#VALUE!"},{"$error":"#VALUE!"},{"$error":"#VALUE!"},{"$error":"#VALUE!"},{"$error":"#VALUE!"},{"$error":"#VALUE!"},{"$error":"#VALUE!"},{"$error":"#VALUE!"},{"$error":"#VALUE!"},{"$error":"#VALUE!"},{"$error":"#VALUE!"},{"$error":"#VALUE!"},{"$error":"#VALUE!"},{"$error":"#VALUE!"},{"$error":"#VALUE!"},{"$error":"#VALUE!"},{"$error":"#VALUE!"},{"$error":"#VALUE!"},{"$error":"#VALUE!"},{"$error":"#VALUE!"},{"$error":"#VALUE!"},{"$error":"#VALUE!"},{"$error":"#VALUE!"},{"$f":"BV2345","v":{"$error":"#VALUE!"}},{"$error":"#VALUE!"},{"$error":"#VALUE!"},{"$error":"#VALUE!"},{"$error":"#VALUE!"},{"$error":"#VALUE!"},{"$error":"#VALUE!"},{"$error":"#VALUE!"},{"$error":"#VALUE!"},{"$error":"#VALUE!"},{"$error":"#VALUE!"},{"$error":"#VALUE!"},{"$error":"#VALUE!"},{"$error":"#VALUE!"},{"$error":"#VALUE!"},{"$error":"#VALUE!"},{"$error":"#VALUE!"},{"$error":"#VALUE!"},{"$error":"#VALUE!"},{"$error":"#VALUE!"},{"$error":"#VALUE!"},{"$error":"#VALUE!"},{"$error":"#VALUE!"},{"$error":"#VALUE!"},{"$error":"#VALUE!"},{"$error":"#VALUE!"},{"$error":"#VALUE!"},{"$error":"#VALUE!"},{"$error":"#VALUE!"},{"$error":"#VALUE!"},{"$error":"#VALUE!"},{"$f":"SUM(I2347:CZ2347)","v":{"$error":"#VALUE!"}}]
[{"$f":"CONCATENATE(H2242,C2348)","v":"CSO 018"},null,null,"Excess volume after GI saturation, cumulative (MG). Subtract Line 12b from 12c.",{"$nulls":4},{"$f":"IF(SUM($I2347:I2347)-$H2346<=0,0,SUM($I2347:I2347)-$H2346)","v":{"$error":"#VALUE!"}},{"$f":"IF(SUM($I2347:J2347)-$H2346<=0,0,SUM($I2347:J2347)-$H2346)","v":{"$error":"#VALUE!"}},{"$f":"IF(SUM($I2347:K2347)-$H2346<=0,0,SUM($I2347:K2347)-$H2346)","v":{"$error":"#VALUE!"}},{"$f":"IF(SUM($I2347:L2347)-$H2346<=0,0,SUM($I2347:L2347)-$H2346)","v":{"$error":"#VALUE!"}},{"$f":"IF(SUM($I2347:M2347)-$H2346<=0,0,SUM($I2347:M2347)-$H2346)","v":{"$error":"#VALUE!"}},{"$f":"IF(SUM($I2347:N2347)-$H2346<=0,0,SUM($I2347:N2347)-$H2346)","v":{"$error":"#VALUE!"}},{"$f":"IF(SUM($I2347:O2347)-$H2346<=0,0,SUM($I2347:O2347)-$H2346)","v":{"$error":"#VALUE!"}},{"$f":"IF(SUM($I2347:P2347)-$H2346<=0,0,SUM($I2347:P2347)-$H2346)","v":{"$error":"#VALUE!"}},{"$f":"IF(SUM($I2347:Q2347)-$H2346<=0,0,SUM($I2347:Q2347)-$H2346)","v":{"$error":"#VALUE!"}},{"$f":"IF(SUM($I2347:R2347)-$H2346<=0,0,SUM($I2347:R2347)-$H2346)","v":{"$error":"#VALUE!"}},{"$f":"IF(SUM($I2347:S2347)-$H2346<=0,0,SUM($I2347:S2347)-$H2346)","v":{"$error":"#VALUE!"}},{"$f":"IF(SUM($I2347:T2347)-$H2346<=0,0,SUM($I2347:T2347)-$H2346)","v":{"$error":"#VALUE!"}},{"$f":"IF(SUM($I2347:U2347)-$H2346<=0,0,SUM($I2347:U2347)-$H2346)","v":{"$error":"#VALUE!"}},{"$f":"IF(SUM($I2347:V2347)-$H2346<=0,0,SUM($I2347:V2347)-$H2346)","v":{"$error":"#VALUE!"}},{"$f":"IF(SUM($I2347:W2347)-$H2346<=0,0,SUM($I2347:W2347)-$H2346)","v":{"$error":"#VALUE!"}},{"$f":"IF(SUM($I2347:X2347)-$H2346<=0,0,SUM($I2347:X2347)-$H2346)","v":{"$error":"#VALUE!"}},{"$f":"IF(SUM($I2347:Y2347)-$H2346<=0,0,SUM($I2347:Y2347)-$H2346)","v":{"$error":"#VALUE!"}},{"$f":"IF(SUM($I2347:Z2347)-$H2346<=0,0,SUM($I2347:Z2347)-$H2346)","v":{"$error":"#VALUE!"}},{"$f":"IF(SUM($I2347:AA2347)-$H2346<=0,0,SUM($I2347:AA2347)-$H2346)","v":{"$error":"#VALUE!"}},{"$f":"IF(SUM($I2347:AB2347)-$H2346<=0,0,SUM($I2347:AB2347)-$H2346)","v":{"$error":"#VALUE!"}},{"$f":"IF(SUM($I2347:AC2347)-$H2346<=0,0,SUM($I2347:AC2347)-$H2346)","v":{"$error":"#VALUE!"}},{"$f":"IF(SUM($I2347:AD2347)-$H2346<=0,0,SUM($I2347:AD2347)-$H2346)","v":{"$error":"#VALUE!"}},{"$f":"IF(SUM($I2347:AE2347)-$H2346<=0,0,SUM($I2347:AE2347)-$H2346)","v":{"$error":"#VALUE!"}},{"$f":"IF(SUM($I2347:AF2347)-$H2346<=0,0,SUM($I2347:AF2347)-$H2346)","v":{"$error":"#VALUE!"}},{"$f":"IF(SUM($I2347:AG2347)-$H2346<=0,0,SUM($I2347:AG2347)-$H2346)","v":{"$error":"#VALUE!"}},{"$f":"IF(SUM($I2347:AH2347)-$H2346<=0,0,SUM($I2347:AH2347)-$H2346)","v":{"$error":"#VALUE!"}},{"$f":"IF(SUM($I2347:AI2347)-$H2346<=0,0,SUM($I2347:AI2347)-$H2346)","v":{"$error":"#VALUE!"}},{"$f":"IF(SUM($I2347:AJ2347)-$H2346<=0,0,SUM($I2347:AJ2347)-$H2346)","v":{"$error":"#VALUE!"}},{"$f":"IF(SUM($I2347:AK2347)-$H2346<=0,0,SUM($I2347:AK2347)-$H2346)","v":{"$error":"#VALUE!"}},{"$f":"IF(SUM($I2347:AL2347)-$H2346<=0,0,SUM($I2347:AL2347)-$H2346)","v":{"$error":"#VALUE!"}},{"$f":"IF(SUM($I2347:AM2347)-$H2346<=0,0,SUM($I2347:AM2347)-$H2346)","v":{"$error":"#VALUE!"}},{"$f":"IF(SUM($I2347:AN2347)-$H2346<=0,0,SUM($I2347:AN2347)-$H2346)","v":{"$error":"#VALUE!"}},{"$f":"IF(SUM($I2347:AO2347)-$H2346<=0,0,SUM($I2347:AO2347)-$H2346)","v":{"$error":"#VALUE!"}},{"$f":"IF(SUM($I2347:AP2347)-$H2346<=0,0,SUM($I2347:AP2347)-$H2346)","v":{"$error":"#VALUE!"}},{"$f":"IF(SUM($I2347:AQ2347)-$H2346<=0,0,SUM($I2347:AQ2347)-$H2346)","v":{"$error":"#VALUE!"}},{"$f":"IF(SUM($I2347:AR2347)-$H2346<=0,0,SUM($I2347:AR2347)-$H2346)","v":{"$error":"#VALUE!"}},{"$f":"IF(SUM($I2347:AS2347)-$H2346<=0,0,SUM($I2347:AS2347)-$H2346)","v":{"$error":"#VALUE!"}},{"$f":"IF(SUM($I2347:AT2347)-$H2346<=0,0,SUM($I2347:AT2347)-$H2346)","v":{"$error":"#VALUE!"}},{"$f":"IF(SUM($I2347:AU2347)-$H2346<=0,0,SUM($I2347:AU2347)-$H2346)","v":{"$error":"#VALUE!"}},{"$f":"IF(SUM($I2347:AV2347)-$H2346<=0,0,SUM($I2347:AV2347)-$H2346)","v":{"$error":"#VALUE!"}},{"$f":"IF(SUM($I2347:AW2347)-$H2346<=0,0,SUM($I2347:AW2347)-$H2346)","v":{"$error":"#VALUE!"}},{"$f":"IF(SUM($I2347:AX2347)-$H2346<=0,0,SUM($I2347:AX2347)-$H2346)","v":{"$error":"#VALUE!"}},{"$f":"IF(SUM($I2347:AY2347)-$H2346<=0,0,SUM($I2347:AY2347)-$H2346)","v":{"$error":"#VALUE!"}},{"$f":"IF(SUM($I2347:AZ2347)-$H2346<=0,0,SUM($I2347:AZ2347)-$H2346)","v":{"$error":"#VALUE!"}},{"$f":"IF(SUM($I2347:BA2347)-$H2346<=0,0,SUM($I2347:BA2347)-$H2346)","v":{"$error":"#VALUE!"}},{"$f":"IF(SUM($I2347:BB2347)-$H2346<=0,0,SUM($I2347:BB2347)-$H2346)","v":{"$error":"#VALUE!"}},{"$f":"IF(SUM($I2347:BC2347)-$H2346<=0,0,SUM($I2347:BC2347)-$H2346)","v":{"$error":"#VALUE!"}},{"$f":"IF(SUM($I2347:BD2347)-$H2346<=0,0,SUM($I2347:BD2347)-$H2346)","v":{"$error":"#VALUE!"}},{"$f":"IF(SUM($I2347:BE2347)-$H2346<=0,0,SUM($I2347:BE2347)-$H2346)","v":{"$error":"#VALUE!"}},{"$f":"IF(SUM($I2347:BF2347)-$H2346<=0,0,SUM($I2347:BF2347)-$H2346)","v":{"$error":"#VALUE!"}},{"$f":"IF(SUM($I2347:BG2347)-$H2346<=0,0,SUM($I2347:BG2347)-$H2346)","v":{"$error":"#VALUE!"}},{"$f":"IF(SUM($I2347:BH2347)-$H2346<=0,0,SUM($I2347:BH2347)-$H2346)","v":{"$error":"#VALUE!"}},{"$f":"IF(SUM($I2347:BI2347)-$H2346<=0,0,SUM($I2347:BI2347)-$H2346)","v":{"$error":"#VALUE!"}},{"$f":"IF(SUM($I2347:BJ2347)-$H2346<=0,0,SUM($I2347:BJ2347)-$H2346)","v":{"$error":"#VALUE!"}},{"$f":"IF(SUM($I2347:BK2347)-$H2346<=0,0,SUM($I2347:BK2347)-$H2346)","v":{"$error":"#VALUE!"}},{"$f":"IF(SUM($I2347:BL2347)-$H2346<=0,0,SUM($I2347:BL2347)-$H2346)","v":{"$error":"#VALUE!"}},{"$f":"IF(SUM($I2347:BM2347)-$H2346<=0,0,SUM($I2347:BM2347)-$H2346)","v":{"$error":"#VALUE!"}},{"$f":"IF(SUM($I2347:BN2347)-$H2346<=0,0,SUM($I2347:BN2347)-$H2346)","v":{"$error":"#VALUE!"}},{"$f":"IF(SUM($I2347:BO2347)-$H2346<=0,0,SUM($I2347:BO2347)-$H2346)","v":{"$error":"#VALUE!"}},{"$f":"IF(SUM($I2347:BP2347)-$H2346<=0,0,SUM($I2347:BP2347)-$H2346)","v":{"$error":"#VALUE!"}},{"$f":"IF(SUM($I2347:BQ2347)-$H2346<=0,0,SUM($I2347:BQ2347)-$H2346)","v":{"$error":"#VALUE!"}},{"$f":"IF(SUM($I2347:BR2347)-$H2346<=0,0,SUM($I2347:BR2347)-$H2346)","v":{"$error":"#VALUE!"}},{"$f":"IF(SUM($I2347:BS2347)-$H2346<=0,0,SUM($I2347:BS2347)-$H2346)","v":{"$error":"#VALUE!"}},{"$f":"IF(SUM($I2347:BT2347)-$H2346<=0,0,SUM($I2347:BT2347)-$H2346)","v":{"$error":"#VALUE!"}},{"$f":"IF(SUM($I2347:BU2347)-$H2346<=0,0,SUM($I2347:BU2347)-$H2346)","v":{"$error":"#VALUE!"}},{"$f":"IF(SUM($I2347:BV2347)-$H2346<=0,0,SUM($I2347:BV2347)-$H2346)","v":{"$error":"#VALUE!"}},{"$f":"IF(SUM($I2347:BW2347)-$H2346<=0,0,SUM($I2347:BW2347)-$H2346)","v":{"$error":"#VALUE!"}},{"$f":"IF(SUM($I2347:BX2347)-$H2346<=0,0,SUM($I2347:BX2347)-$H2346)","v":{"$error":"#VALUE!"}},{"$f":"IF(SUM($I2347:BY2347)-$H2346<=0,0,SUM($I2347:BY2347)-$H2346)","v":{"$error":"#VALUE!"}},{"$f":"IF(SUM($I2347:BZ2347)-$H2346<=0,0,SUM($I2347:BZ2347)-$H2346)","v":{"$error":"#VALUE!"}},{"$f":"IF(SUM($I2347:CA2347)-$H2346<=0,0,SUM($I2347:CA2347)-$H2346)","v":{"$error":"#VALUE!"}},{"$f":"IF(SUM($I2347:CB2347)-$H2346<=0,0,SUM($I2347:CB2347)-$H2346)","v":{"$error":"#VALUE!"}},{"$f":"IF(SUM($I2347:CC2347)-$H2346<=0,0,SUM($I2347:CC2347)-$H2346)","v":{"$error":"#VALUE!"}},{"$f":"IF(SUM($I2347:CD2347)-$H2346<=0,0,SUM($I2347:CD2347)-$H2346)","v":{"$error":"#VALUE!"}},{"$f":"IF(SUM($I2347:CE2347)-$H2346<=0,0,SUM($I2347:CE2347)-$H2346)","v":{"$error":"#VALUE!"}},{"$f":"IF(SUM($I2347:CF2347)-$H2346<=0,0,SUM($I2347:CF2347)-$H2346)","v":{"$error":"#VALUE!"}},{"$f":"IF(SUM($I2347:CG2347)-$H2346<=0,0,SUM($I2347:CG2347)-$H2346)","v":{"$error":"#VALUE!"}},{"$f":"IF(SUM($I2347:CH2347)-$H2346<=0,0,SUM($I2347:CH2347)-$H2346)","v":{"$error":"#VALUE!"}},{"$f":"IF(SUM($I2347:CI2347)-$H2346<=0,0,SUM($I2347:CI2347)-$H2346)","v":{"$error":"#VALUE!"}},{"$f":"IF(SUM($I2347:CJ2347)-$H2346<=0,0,SUM($I2347:CJ2347)-$H2346)","v":{"$error":"#VALUE!"}},{"$f":"IF(SUM($I2347:CK2347)-$H2346<=0,0,SUM($I2347:CK2347)-$H2346)","v":{"$error":"#VALUE!"}},{"$f":"IF(SUM($I2347:CL2347)-$H2346<=0,0,SUM($I2347:CL2347)-$H2346)","v":{"$error":"#VALUE!"}},{"$f":"IF(SUM($I2347:CM2347)-$H2346<=0,0,SUM($I2347:CM2347)-$H2346)","v":{"$error":"#VALUE!"}},{"$f":"IF(SUM($I2347:CN2347)-$H2346<=0,0,SUM($I2347:CN2347)-$H2346)","v":{"$error":"#VALUE!"}},{"$f":"IF(SUM($I2347:CO2347)-$H2346<=0,0,SUM($I2347:CO2347)-$H2346)","v":{"$error":"#VALUE!"}},{"$f":"IF(SUM($I2347:CP2347)-$H2346<=0,0,SUM($I2347:CP2347)-$H2346)","v":{"$error":"#VALUE!"}},{"$f":"IF(SUM($I2347:CQ2347)-$H2346<=0,0,SUM($I2347:CQ2347)-$H2346)","v":{"$error":"#VALUE!"}},{"$f":"IF(SUM($I2347:CR2347)-$H2346<=0,0,SUM($I2347:CR2347)-$H2346)","v":{"$error":"#VALUE!"}},{"$f":"IF(SUM($I2347:CS2347)-$H2346<=0,0,SUM($I2347:CS2347)-$H2346)","v":{"$error":"#VALUE!"}},{"$f":"IF(SUM($I2347:CT2347)-$H2346<=0,0,SUM($I2347:CT2347)-$H2346)","v":{"$error":"#VALUE!"}},{"$f":"IF(SUM($I2347:CU2347)-$H2346<=0,0,SUM($I2347:CU2347)-$H2346)","v":{"$error":"#VALUE!"}},{"$f":"IF(SUM($I2347:CV2347)-$H2346<=0,0,SUM($I2347:CV2347)-$H2346)","v":{"$error":"#VALUE!"}},{"$f":"IF(SUM($I2347:CW2347)-$H2346<=0,0,SUM($I2347:CW2347)-$H2346)","v":{"$error":"#VALUE!"}},{"$f":"IF(SUM($I2347:CX2347)-$H2346<=0,0,SUM($I2347:CX2347)-$H2346)","v":{"$error":"#VALUE!"}},{"$f":"IF(SUM($I2347:CY2347)-$H2346<=0,0,SUM($I2347:CY2347)-$H2346)","v":{"$error":"#VALUE!"}},{"$f":"IF(SUM($I2347:CZ2347)-$H2346<=0,0,SUM($I2347:CZ2347)-$H2346)","v":{"$error":"#VALUE!"}},"NA"]
[{"$f":"CONCATENATE(H2242,C2352)","v":"CSO 01813c."},null,"13c.","Stormwater runoff after GI saturation plus dry weather flow (MG). Add Line 13b to Line 12d.",null,null,{"$f":"C2352","v":"13c."},null,{"$f":"I2351+I2349","v":{"$error":"#VALUE!"}},{"$f":"J2351+J2349","v":{"$error":"#VALUE!"}},{"$error":"#VALUE!"},{"$error":"#VALUE!"},{"$error":"#VALUE!"},{"$error":"#VALUE!"},{"$error":"#VALUE!"},{"$error":"#VALUE!"},{"$error":"#VALUE!"},{"$error":"#VALUE!"},{"$error":"#VALUE!"},{"$error":"#VALUE!"},{"$error":"#VALUE!"},{"$error":"#VALUE!"},{"$error":"#VALUE!"},{"$error":"#VALUE!"},{"$error":"#VALUE!"},{"$error":"#VALUE!"},{"$error":"#VALUE!"},{"$error":"#VALUE!"},{"$error":"#VALUE!"},{"$error":"#VALUE!"},{"$error":"#VALUE!"},{"$error":"#VALUE!"},{"$error":"#VALUE!"},{"$error":"#VALUE!"},{"$error":"#VALUE!"},{"$error":"#VALUE!"},{"$error":"#VALUE!"},{"$error":"#VALUE!"},{"$error":"#VALUE!"},{"$error":"#VALUE!"},{"$error":"#VALUE!"},{"$error":"#VALUE!"},{"$error":"#VALUE!"},{"$error":"#VALUE!"},{"$error":"#VALUE!"},{"$error":"#VALUE!"},{"$error":"#VALUE!"},{"$error":"#VALUE!"},{"$error":"#VALUE!"},{"$error":"#VALUE!"},{"$error":"#VALUE!"},{"$error":"#VALUE!"},{"$error":"#VALUE!"},{"$error":"#VALUE!"},{"$error":"#VALUE!"},{"$error":"#VALUE!"},{"$error":"#VALUE!"},{"$error":"#VALUE!"},{"$error":"#VALUE!"},{"$error":"#VALUE!"},{"$error":"#VALUE!"},{"$error":"#VALUE!"},{"$error":"#VALUE!"},{"$error":"#VALUE!"},{"$error":"#VALUE!"},{"$error":"#VALUE!"},{"$error":"#VALUE!"},{"$error":"#VALUE!"},{"$error":"#VALUE!"},{"$error":"#VALUE!"},{"$error":"#VALUE!"},{"$error":"#VALUE!"},{"$error":"#VALUE!"},{"$f":"BV2351+BV2349","v":{"$error":"#VALUE!"}},{"$error":"#VALUE!"},{"$error":"#VALUE!"},{"$error":"#VALUE!"},{"$error":"#VALUE!"},{"$error":"#VALUE!"},{"$error":"#VALUE!"},{"$error":"#VALUE!"},{"$error":"#VALUE!"},{"$error":"#VALUE!"},{"$error":"#VALUE!"},{"$error":"#VALUE!"},{"$error":"#VALUE!"},{"$error":"#VALUE!"},{"$error":"#VALUE!"},{"$error":"#VALUE!"},{"$error":"#VALUE!"},{"$error":"#VALUE!"},{"$error":"#VALUE!"},{"$error":"#VALUE!"},{"$error":"#VALUE!"},{"$error":"#VALUE!"},{"$error":"#VALUE!"},{"$error":"#VALUE!"},{"$error":"#VALUE!"},{"$error":"#VALUE!"},{"$error":"#VALUE!"},{"$error":"#VALUE!"},{"$error":"#VALUE!"},{"$error":"#VALUE!"},{"$error":"#VALUE!"},{"$f":"SUM(I2352:CZ2352)","v":{"$error":"#VALUE!"}}]
[{"$f":"CONCATENATE(H2242,C2353)","v":"CSO 018"},null,null,"Excess stormwater runoff volume, cumulative (MG). Subtract Line 13a from Line 13c.",{"$nulls":4},{"$f":"IF(SUM($I2352:I2352)-$H2350<=0,0,SUM($I2352:I2352)-$H2350)","v":{"$error":"#VALUE!"}},{"$f":"IF(SUM($I2352:J2352)-$H2350<=0,0,SUM($I2352:J2352)-$H2350)","v":{"$error":"#VALUE!"}},{"$f":"IF(SUM($I2352:K2352)-$H2350<=0,0,SUM($I2352:K2352)-$H2350)","v":{"$error":"#VALUE!"}},{"$f":"IF(SUM($I2352:L2352)-$H2350<=0,0,SUM($I2352:L2352)-$H2350)","v":{"$error":"#VALUE!"}},{"$f":"IF(SUM($I2352:M2352)-$H2350<=0,0,SUM($I2352:M2352)-$H2350)","v":{"$error":"#VALUE!"}},{"$f":"IF(SUM($I2352:N2352)-$H2350<=0,0,SUM($I2352:N2352)-$H2350)","v":{"$error":"#VALUE!"}},{"$f":"IF(SUM($I2352:O2352)-$H2350<=0,0,SUM($I2352:O2352)-$H2350)","v":{"$error":"#VALUE!"}},{"$f":"IF(SUM($I2352:P2352)-$H2350<=0,0,SUM($I2352:P2352)-$H2350)","v":{"$error":"#VALUE!"}},{"$f":"IF(SUM($I2352:Q2352)-$H2350<=0,0,SUM($I2352:Q2352)-$H2350)","v":{"$error":"#VALUE!"}},{"$f":"IF(SUM($I2352:R2352)-$H2350<=0,0,SUM($I2352:R2352)-$H2350)","v":{"$error":"#VALUE!"}},{"$f":"IF(SUM($I2352:S2352)-$H2350<=0,0,SUM($I2352:S2352)-$H2350)","v":{"$error":"#VALUE!"}},{"$f":"IF(SUM($I2352:T2352)-$H2350<=0,0,SUM($I2352:T2352)-$H2350)","v":{"$error":"#VALUE!"}},{"$f":"IF(SUM($I2352:U2352)-$H2350<=0,0,SUM($I2352:U2352)-$H2350)","v":{"$error":"#VALUE!"}},{"$f":"IF(SUM($I2352:V2352)-$H2350<=0,0,SUM($I2352:V2352)-$H2350)","v":{"$error":"#VALUE!"}},{"$f":"IF(SUM($I2352:W2352)-$H2350<=0,0,SUM($I2352:W2352)-$H2350)","v":{"$error":"#VALUE!"}},{"$f":"IF(SUM($I2352:X2352)-$H2350<=0,0,SUM($I2352:X2352)-$H2350)","v":{"$error":"#VALUE!"}},{"$f":"IF(SUM($I2352:Y2352)-$H2350<=0,0,SUM($I2352:Y2352)-$H2350)","v":{"$error":"#VALUE!"}},{"$f":"IF(SUM($I2352:Z2352)-$H2350<=0,0,SUM($I2352:Z2352)-$H2350)","v":{"$error":"#VALUE!"}},{"$f":"IF(SUM($I2352:AA2352)-$H2350<=0,0,SUM($I2352:AA2352)-$H2350)","v":{"$error":"#VALUE!"}},{"$f":"IF(SUM($I2352:AB2352)-$H2350<=0,0,SUM($I2352:AB2352)-$H2350)","v":{"$error":"#VALUE!"}},{"$f":"IF(SUM($I2352:AC2352)-$H2350<=0,0,SUM($I2352:AC2352)-$H2350)","v":{"$error":"#VALUE!"}},{"$f":"IF(SUM($I2352:AD2352)-$H2350<=0,0,SUM($I2352:AD2352)-$H2350)","v":{"$error":"#VALUE!"}},{"$f":"IF(SUM($I2352:AE2352)-$H2350<=0,0,SUM($I2352:AE2352)-$H2350)","v":{"$error":"#VALUE!"}},{"$f":"IF(SUM($I2352:AF2352)-$H2350<=0,0,SUM($I2352:AF2352)-$H2350)","v":{"$error":"#VALUE!"}},{"$f":"IF(SUM($I2352:AG2352)-$H2350<=0,0,SUM($I2352:AG2352)-$H2350)","v":{"$error":"#VALUE!"}},{"$f":"IF(SUM($I2352:AH2352)-$H2350<=0,0,SUM($I2352:AH2352)-$H2350)","v":{"$error":"#VALUE!"}},{"$f":"IF(SUM($I2352:AI2352)-$H2350<=0,0,SUM($I2352:AI2352)-$H2350)","v":{"$error":"#VALUE!"}},{"$f":"IF(SUM($I2352:AJ2352)-$H2350<=0,0,SUM($I2352:AJ2352)-$H2350)","v":{"$error":"#VALUE!"}},{"$f":"IF(SUM($I2352:AK2352)-$H2350<=0,0,SUM($I2352:AK2352)-$H2350)","v":{"$error":"#VALUE!"}},{"$f":"IF(SUM($I2352:AL2352)-$H2350<=0,0,SUM($I2352:AL2352)-$H2350)","v":{"$error":"#VALUE!"}},{"$f":"IF(SUM($I2352:AM2352)-$H2350<=0,0,SUM($I2352:AM2352)-$H2350)","v":{"$error":"#VALUE!"}},{"$f":"IF(SUM($I2352:AN2352)-$H2350<=0,0,SUM($I2352:AN2352)-$H2350)","v":{"$error":"#VALUE!"}},{"$f":"IF(SUM($I2352:AO2352)-$H2350<=0,0,SUM($I2352:AO2352)-$H2350)","v":{"$error":"#VALUE!"}},{"$f":"IF(SUM($I2352:AP2352)-$H2350<=0,0,SUM($I2352:AP2352)-$H2350)","v":{"$error":"#VALUE!"}},{"$f":"IF(SUM($I2352:AQ2352)-$H2350<=0,0,SUM($I2352:AQ2352)-$H2350)","v":{"$error":"#VALUE!"}},{"$f":"IF(SUM($I2352:AR2352)-$H2350<=0,0,SUM($I2352:AR2352)-$H2350)","v":{"$error":"#VALUE!"}},{"$f":"IF(SUM($I2352:AS2352)-$H2350<=0,0,SUM($I2352:AS2352)-$H2350)","v":{"$error":"#VALUE!"}},{"$f":"IF(SUM($I2352:AT2352)-$H2350<=0,0,SUM($I2352:AT2352)-$H2350)","v":{"$error":"#VALUE!"}},{"$f":"IF(SUM($I2352:AU2352)-$H2350<=0,0,SUM($I2352:AU2352)-$H2350)","v":{"$error":"#VALUE!"}},{"$f":"IF(SUM($I2352:AV2352)-$H2350<=0,0,SUM($I2352:AV2352)-$H2350)","v":{"$error":"#VALUE!"}},{"$f":"IF(SUM($I2352:AW2352)-$H2350<=0,0,SUM($I2352:AW2352)-$H2350)","v":{"$error":"#VALUE!"}},{"$f":"IF(SUM($I2352:AX2352)-$H2350<=0,0,SUM($I2352:AX2352)-$H2350)","v":{"$error":"#VALUE!"}},{"$f":"IF(SUM($I2352:AY2352)-$H2350<=0,0,SUM($I2352:AY2352)-$H2350)","v":{"$error":"#VALUE!"}},{"$f":"IF(SUM($I2352:AZ2352)-$H2350<=0,0,SUM($I2352:AZ2352)-$H2350)","v":{"$error":"#VALUE!"}},{"$f":"IF(SUM($I2352:BA2352)-$H2350<=0,0,SUM($I2352:BA2352)-$H2350)","v":{"$error":"#VALUE!"}},{"$f":"IF(SUM($I2352:BB2352)-$H2350<=0,0,SUM($I2352:BB2352)-$H2350)","v":{"$error":"#VALUE!"}},{"$f":"IF(SUM($I2352:BC2352)-$H2350<=0,0,SUM($I2352:BC2352)-$H2350)","v":{"$error":"#VALUE!"}},{"$f":"IF(SUM($I2352:BD2352)-$H2350<=0,0,SUM($I2352:BD2352)-$H2350)","v":{"$error":"#VALUE!"}},{"$f":"IF(SUM($I2352:BE2352)-$H2350<=0,0,SUM($I2352:BE2352)-$H2350)","v":{"$error":"#VALUE!"}},{"$f":"IF(SUM($I2352:BF2352)-$H2350<=0,0,SUM($I2352:BF2352)-$H2350)","v":{"$error":"#VALUE!"}},{"$f":"IF(SUM($I2352:BG2352)-$H2350<=0,0,SUM($I2352:BG2352)-$H2350)","v":{"$error":"#VALUE!"}},{"$f":"IF(SUM($I2352:BH2352)-$H2350<=0,0,SUM($I2352:BH2352)-$H2350)","v":{"$error":"#VALUE!"}},{"$f":"IF(SUM($I2352:BI2352)-$H2350<=0,0,SUM($I2352:BI2352)-$H2350)","v":{"$error":"#VALUE!"}},{"$f":"IF(SUM($I2352:BJ2352)-$H2350<=0,0,SUM($I2352:BJ2352)-$H2350)","v":{"$error":"#VALUE!"}},{"$f":"IF(SUM($I2352:BK2352)-$H2350<=0,0,SUM($I2352:BK2352)-$H2350)","v":{"$error":"#VALUE!"}},{"$f":"IF(SUM($I2352:BL2352)-$H2350<=0,0,SUM($I2352:BL2352)-$H2350)","v":{"$error":"#VALUE!"}},{"$f":"IF(SUM($I2352:BM2352)-$H2350<=0,0,SUM($I2352:BM2352)-$H2350)","v":{"$error":"#VALUE!"}},{"$f":"IF(SUM($I2352:BN2352)-$H2350<=0,0,SUM($I2352:BN2352)-$H2350)","v":{"$error":"#VALUE!"}},{"$f":"IF(SUM($I2352:BO2352)-$H2350<=0,0,SUM($I2352:BO2352)-$H2350)","v":{"$error":"#VALUE!"}},{"$f":"IF(SUM($I2352:BP2352)-$H2350<=0,0,SUM($I2352:BP2352)-$H2350)","v":{"$error":"#VALUE!"}},{"$f":"IF(SUM($I2352:BQ2352)-$H2350<=0,0,SUM($I2352:BQ2352)-$H2350)","v":{"$error":"#VALUE!"}},{"$f":"IF(SUM($I2352:BR2352)-$H2350<=0,0,SUM($I2352:BR2352)-$H2350)","v":{"$error":"#VALUE!"}},{"$f":"IF(SUM($I2352:BS2352)-$H2350<=0,0,SUM($I2352:BS2352)-$H2350)","v":{"$error":"#VALUE!"}},{"$f":"IF(SUM($I2352:BT2352)-$H2350<=0,0,SUM($I2352:BT2352)-$H2350)","v":{"$error":"#VALUE!"}},{"$f":"IF(SUM($I2352:BU2352)-$H2350<=0,0,SUM($I2352:BU2352)-$H2350)","v":{"$error":"#VALUE!"}},{"$f":"IF(SUM($I2352:BV2352)-$H2350<=0,0,SUM($I2352:BV2352)-$H2350)","v":{"$error":"#VALUE!"}},{"$f":"IF(SUM($I2352:BW2352)-$H2350<=0,0,SUM($I2352:BW2352)-$H2350)","v":{"$error":"#VALUE!"}},{"$f":"IF(SUM($I2352:BX2352)-$H2350<=0,0,SUM($I2352:BX2352)-$H2350)","v":{"$error":"#VALUE!"}},{"$f":"IF(SUM($I2352:BY2352)-$H2350<=0,0,SUM($I2352:BY2352)-$H2350)","v":{"$error":"#VALUE!"}},{"$f":"IF(SUM($I2352:BZ2352)-$H2350<=0,0,SUM($I2352:BZ2352)-$H2350)","v":{"$error":"#VALUE!"}},{"$f":"IF(SUM($I2352:CA2352)-$H2350<=0,0,SUM($I2352:CA2352)-$H2350)","v":{"$error":"#VALUE!"}},{"$f":"IF(SUM($I2352:CB2352)-$H2350<=0,0,SUM($I2352:CB2352)-$H2350)","v":{"$error":"#VALUE!"}},{"$f":"IF(SUM($I2352:CC2352)-$H2350<=0,0,SUM($I2352:CC2352)-$H2350)","v":{"$error":"#VALUE!"}},{"$f":"IF(SUM($I2352:CD2352)-$H2350<=0,0,SUM($I2352:CD2352)-$H2350)","v":{"$error":"#VALUE!"}},{"$f":"IF(SUM($I2352:CE2352)-$H2350<=0,0,SUM($I2352:CE2352)-$H2350)","v":{"$error":"#VALUE!"}},{"$f":"IF(SUM($I2352:CF2352)-$H2350<=0,0,SUM($I2352:CF2352)-$H2350)","v":{"$error":"#VALUE!"}},{"$f":"IF(SUM($I2352:CG2352)-$H2350<=0,0,SUM($I2352:CG2352)-$H2350)","v":{"$error":"#VALUE!"}},{"$f":"IF(SUM($I2352:CH2352)-$H2350<=0,0,SUM($I2352:CH2352)-$H2350)","v":{"$error":"#VALUE!"}},{"$f":"IF(SUM($I2352:CI2352)-$H2350<=0,0,SUM($I2352:CI2352)-$H2350)","v":{"$error":"#VALUE!"}},{"$f":"IF(SUM($I2352:CJ2352)-$H2350<=0,0,SUM($I2352:CJ2352)-$H2350)","v":{"$error":"#VALUE!"}},{"$f":"IF(SUM($I2352:CK2352)-$H2350<=0,0,SUM($I2352:CK2352)-$H2350)","v":{"$error":"#VALUE!"}},{"$f":"IF(SUM($I2352:CL2352)-$H2350<=0,0,SUM($I2352:CL2352)-$H2350)","v":{"$error":"#VALUE!"}},{"$f":"IF(SUM($I2352:CM2352)-$H2350<=0,0,SUM($I2352:CM2352)-$H2350)","v":{"$error":"#VALUE!"}},{"$f":"IF(SUM($I2352:CN2352)-$H2350<=0,0,SUM($I2352:CN2352)-$H2350)","v":{"$error":"#VALUE!"}},{"$f":"IF(SUM($I2352:CO2352)-$H2350<=0,0,SUM($I2352:CO2352)-$H2350)","v":{"$error":"#VALUE!"}},{"$f":"IF(SUM($I2352:CP2352)-$H2350<=0,0,SUM($I2352:CP2352)-$H2350)","v":{"$error":"#VALUE!"}},{"$f":"IF(SUM($I2352:CQ2352)-$H2350<=0,0,SUM($I2352:CQ2352)-$H2350)","v":{"$error":"#VALUE!"}},{"$f":"IF(SUM($I2352:CR2352)-$H2350<=0,0,SUM($I2352:CR2352)-$H2350)","v":{"$error":"#VALUE!"}},{"$f":"IF(SUM($I2352:CS2352)-$H2350<=0,0,SUM($I2352:CS2352)-$H2350)","v":{"$error":"#VALUE!"}},{"$f":"IF(SUM($I2352:CT2352)-$H2350<=0,0,SUM($I2352:CT2352)-$H2350)","v":{"$error":"#VALUE!"}},{"$f":"IF(SUM($I2352:CU2352)-$H2350<=0,0,SUM($I2352:CU2352)-$H2350)","v":{"$error":"#VALUE!"}},{"$f":"IF(SUM($I2352:CV2352)-$H2350<=0,0,SUM($I2352:CV2352)-$H2350)","v":{"$error":"#VALUE!"}},{"$f":"IF(SUM($I2352:CW2352)-$H2350<=0,0,SUM($I2352:CW2352)-$H2350)","v":{"$error":"#VALUE!"}},{"$f":"IF(SUM($I2352:CX2352)-$H2350<=0,0,SUM($I2352:CX2352)-$H2350)","v":{"$error":"#VALUE!"}},{"$f":"IF(SUM($I2352:CY2352)-$H2350<=0,0,SUM($I2352:CY2352)-$H2350)","v":{"$error":"#VALUE!"}},{"$f":"IF(SUM($I2352:CZ2352)-$H2350<=0,0,SUM($I2352:CZ2352)-$H2350)","v":{"$error":"#VALUE!"}},"NA"]
[{"$f":"CONCATENATE(H2242,C2357)","v":"CSO 01814c."},null,"14c.","CSO treatment capacity (MGD). Line 7c.",null,null,"14c.",{"$f":"HLOOKUP(H2242,'4 - CSO VOLUME'!$E$9:$AS$33,22,FALSE)","v":""}]
[{"$f":"CONCATENATE(H2242,C2358)","v":"CSO 01814d."},null,"14d.","Treated CSO volume (MG). Populate with Line 14b values that are less than or equal to Line 14c divided by 24.",null,null,"14d.",null,{"$f":"IF(I2356=0,0,IF(I2356<=$H2357/(4*24),I2356,$H2357/(4*24)))","v":{"$error":"#VALUE!"}},{"$f":"IF(J2356=0,0,IF(J2356<=$H2357/(4*24),J2356,$H2357/(4*24)))","v":{"$error":"#VALUE!"}},{"$error":"#VALUE!"},{"$error":"#VALUE!"},{"$error":"#VALUE!"},{"$error":"#VALUE!"},{"$error":"#VALUE!"},{"$error":"#VALUE!"},{"$error":"#VALUE!"},{"$error":"#VALUE!"},{"$error":"#VALUE!"},{"$error":"#VALUE!"},{"$error":"#VALUE!"},{"$error":"#VALUE!"},{"$error":"#VALUE!"},{"$error":"#VALUE!"},{"$error":"#VALUE!"},{"$error":"#VALUE!"},{"$error":"#VALUE!"},{"$error":"#VALUE!"},{"$error":"#VALUE!"},{"$error":"#VALUE!"},{"$error":"#VALUE!"},{"$error":"#VALUE!"},{"$error":"#VALUE!"},{"$error":"#VALUE!"},{"$error":"#VALUE!"},{"$error":"#VALUE!"},{"$error":"#VALUE!"},{"$error":"#VALUE!"},{"$error":"#VALUE!"},{"$error":"#VALUE!"},{"$error":"#VALUE!"},{"$error":"#VALUE!"},{"$error":"#VALUE!"},{"$error":"#VALUE!"},{"$error":"#VALUE!"},{"$error":"#VALUE!"},{"$error":"#VALUE!"},{"$error":"#VALUE!"},{"$error":"#VALUE!"},{"$error":"#VALUE!"},{"$error":"#VALUE!"},{"$error":"#VALUE!"},{"$error":"#VALUE!"},{"$error":"#VALUE!"},{"$error":"#VALUE!"},{"$error":"#VALUE!"},{"$error":"#VALUE!"},{"$error":"#VALUE!"},{"$error":"#VALUE!"},{"$error":"#VALUE!"},{"$error":"#VALUE!"},{"$error":"#VALUE!"},{"$error":"#VALUE!"},{"$error":"#VALUE!"},{"$error":"#VALUE!"},{"$error":"#VALUE!"},{"$error":"#VALUE!"},{"$error":"#VALUE!"},{"$error":"#VALUE!"},{"$error":"#VALUE!"},{"$error":"#VALUE!"},{"$error":"#VALUE!"},{"$error":"#VALUE!"},{"$f":"IF(BV2356=0,0,IF(BV2356<=$H2357/(4*24),BV2356,$H2357/(4*24)))","v":{"$error":"#VALUE!"}},{"$error":"#VALUE!"},{"$error":"#VALUE!"},{"$error":"#VALUE!"},{"$error":"#VALUE!"},{"$error":"#VALUE!"},{"$error":"#VALUE!"},{"$error":"#VALUE!"},{"$error":"#VALUE!"},{"$error":"#VALUE!"},{"$error":"#VALUE!"},{"$error":"#VALUE!"},{"$error":"#VALUE!"},{"$error":"#VALUE!"},{"$error":"#VALUE!"},{"$error":"#VALUE!"},{"$error":"#VALUE!"},{"$error":"#VALUE!"},{"$error":"#VALUE!"},{"$error":"#VALUE!"},{"$error":"#VALUE!"},{"$error":"#VALUE!"},{"$error":"#VALUE!"},{"$error":"#VALUE!"},{"$error":"#VALUE!"},{"$error":"#VALUE!"},{"$error":"#VALUE!"},{"$error":"#VALUE!"},{"$error":"#VALUE!"},{"$error":"#VALUE!"},{"$error":"#VALUE!"},{"$f":"SUM(I2358:CZ2358)","v":{"$error":"#VALUE!"}}]
[]
[]
[{"$nulls":6},"TOC (hr);",{"$f":"HLOOKUP(H2363,'3 - Tc & RAINFALL'!$E$9:$AS$17,6,FALSE)","v":""}]
[{"$nulls":6},"Initial Abstraction (in):",{"$f":"HLOOKUP(H2363,'3 - Tc & RAINFALL'!$E$9:$AS$17,9,FALSE)","v":{"v":0.1,"d":"0.10"}}]
[{"$nulls":4},1.25,{"$f":"$DF$4","v":{"v":0,"d":"0.000"}},{"$f":"IF(SUM(F2369:F2370)-H2367<=0,0,SUM(F2369:F2370)-H2367)","v":{"v":0,"d":"0.00"}},{"$f":"G2370-G2369","v":{"v":0,"d":"0.000"}},null,{"$f":"IF(H2366<=J2368-E2370,0,H2370*H2364*H2365*J2364/(H2366*4))","v":{"$error":"#VALUE!"}},{"$f":"IF(H2366<=K2368-E2370,0,H2370*H2364*H2365*J2364/(H2366*4))","v":{"$error":"#VALUE!"}},{"$f":"IF(H2366<=L2368-E2370,0,H2370*H2364*H2365*J2364/(H2366*4))","v":{"$error":"#VALUE!"}},{"$f":"IF(H2366<=M2368-E2370,0,H2370*H2364*H2365*J2364/(H2366*4))","v":{"$error":"#VALUE!"}},{"$f":"IF(H2366<=N2368-E2370,0,H2370*H2364*H2365*J2364/(H2366*4))","v":{"$error":"#VALUE!"}},{"$f":"IF(H2366<=O2368-E2370,0,H2370*H2364*H2365*J2364/(H2366*4))","v":{"$error":"#VALUE!"}},{"$f":"IF(H2366<=P2368-E2370,0,H2370*H2364*H2365*J2364/(H2366*4))","v":{"$error":"#VALUE!"}},{"$f":"IF(H2366<=Q2368-E2370,0,H2370*H2364*H2365*J2364/(H2366*4))","v":{"$error":"#VALUE!"}},{"$f":"IF(H2366<=R2368-E2370,0,H2370*H2364*H2365*J2364/(H2366*4))","v":{"$error":"#VALUE!"}},{"$f":"IF(H2366<=S2368-E2370,0,H2370*H2364*H2365*J2364/(H2366*4))","v":{"$error":"#VALUE!"}},{"$f":"IF(H2366<=T2368-E2370,0,H2370*H2364*H2365*J2364/(H2366*4))","v":{"$error":"#VALUE!"}},{"$f":"IF(H2366<=U2368-E2370,0,H2370*H2364*H2365*J2364/(H2366*4))","v":{"$error":"#VALUE!"}},{"$f":"IF(H2366<=V2368-E2370,0,H2370*H2364*H2365*J2364/(H2366*4))","v":{"$error":"#VALUE!"}}]
[{"$nulls":4},1.75,{"$f":"$DF$6","v":{"v":0,"d":"0.000"}},{"$f":"IF(SUM(F2369:F2372)-H2367<=0,0,SUM(F2369:F2372)-H2367)","v":{"v":0,"d":"0.00"}},{"v":0,"d":"0.000"},{"$nulls":3},{"$f":"IF(H2366<=L2368-E2372,0,H2372*H2364*H2365*J2364/(H2366*4))","v":{"$error":"#VALUE!"}},{"$f":"IF(H2366<=M2368-E2372,0,H2372*H2364*H2365*J2364/(H2366*4))","v":{"$error":"#VALUE!"}},{"$f":"IF(H2366<=N2368-E2372,0,H2372*H2364*H2365*J2364/(H2366*4))","v":{"$error":"#VALUE!"}},{"$f":"IF(H2366<=O2368-E2372,0,H2372*H2364*H2365*J2364/(H2366*4))","v":{"$error":"#VALUE!"}},{"$f":"IF(H2366<=P2368-E2372,0,H2372*H2364*H2365*J2364/(H2366*4))","v":{"$error":"#VALUE!"}},{"$f":"IF(H2366<=Q2368-E2372,0,H2372*H2364*H2365*J2364/(H2366*4))","v":{"$error":"#VALUE!"}},{"$f":"IF(H2366<=R2368-E2372,0,H2372*H2364*H2365*J2364/(H2366*4))","v":{"$error":"#VALUE!"}},{"$f":"IF(H2366<=S2368-E2372,0,H2372*H2364*H2365*J2364/(H2366*4))","v":{"$error":"#VALUE!"}},{"$f":"IF(H2366<=T2368-E2372,0,H2372*H2364*H2365*J2364/(H2366*4))","v":{"$error":"#VALUE!"}},{"$f":"IF(H2366<=U2368-E2372,0,H2372*H2364*H2365*J2364/(H2366*4))","v":{"$error":"#VALUE!"}},{"$f":"IF(H2366<=V2368-E2372,0,H2372*H2364*H2365*J2364/(H2366*4))","v":{"$error":"#VALUE!"}},{"$f":"IF(H2366<=W2368-E2372,0,H2372*H2364*H2365*J2364/(H2366*4))","v":{"$error":"#VALUE!"}},{"$f":"IF(H2366<=X2368-E2372,0,H2372*H2364*H2365*J2364/(H2366*4))","v":{"$error":"#VALUE!"}}]
[{"$nulls":4},{"v":2.5,"d":"2.50"},{"$f":"$DF$9","v":{"v":0,"d":"0.000"}},{"$f":"IF(SUM(F2369:F2375)-H2367<=0,0,SUM(F2369:F2375)-H2367)","v":{"v":0,"d":"0.00"}},{"v":0,"d":"0.000"},{"$nulls":6},{"$f":"IF(H2366<=O2368-E2375,0,H2375*H2364*H2365*J2364/(H2366*4))","v":{"$error":"#VALUE!"}},{"$f":"IF(H2366<=P2368-E2375,0,H2375*H2364*H2365*J2364/(H2366*4))","v":{"$error":"#VALUE!"}},{"$f":"IF(H2366<=Q2368-E2375,0,H2375*H2364*H2365*J2364/(H2366*4))","v":{"$error":"#VALUE!"}},{"$f":"IF(H2366<=R2368-E2375,0,H2375*H2364*H2365*J2364/(H2366*4))","v":{"$error":"#VALUE!"}},{"$f":"IF(H2366<=S2368-E2375,0,H2375*H2364*H2365*J2364/(H2366*4))","v":{"$error":"#VALUE!"}},{"$f":"IF(H2366<=T2368-E2375,0,H2375*H2364*H2365*J2364/(H2366*4))","v":{"$error":"#VALUE!"}},{"$f":"IF(H2366<=U2368-E2375,0,H2375*H2364*H2365*J2364/(H2366*4))","v":{"$error":"#VALUE!"}},{"$f":"IF(H2366<=V2368-E2375,0,H2375*H2364*H2365*J2364/(H2366*4))","v":{"$error":"#VALUE!"}},{"$f":"IF(H2366<=W2368-E2375,0,H2375*H2364*H2365*J2364/(H2366*4))","v":{"$error":"#VALUE!"}},{"$f":"IF(H2366<=X2368-E2375,0,H2375*H2364*H2365*J2364/(H2366*4))","v":{"$error":"#VALUE!"}},{"$f":"IF(H2366<=Y2368-E2375,0,H2375*H2364*H2365*J2364/(H2366*4))","v":{"$error":"#VALUE!"}},{"$f":"IF(H2366<=Z2368-E2375,0,H2375*H2364*H2365*J2364/(H2366*4))","v":{"$error":"#VALUE!"}},{"$f":"IF(H2366<=AA2368-E2375,0,H2375*H2364*H2365*J2364/(H2366*4))","v":{"$error":"#VALUE!"}}]
[{"$nulls":4},3.25,{"$f":"$DF$12","v":{"v":0,"d":"0.000"}},{"$f":"IF(SUM(F2369:F2378)-H2367<=0,0,SUM(F2369:F2378)-H2367)","v":{"v":0,"d":"0.00"}},{"v":0,"d":"0.000"},{"$nulls":9},{"$f":"IF(H2366<=R2368-E2378,0,H2378*H2364*H2365*J2364/(H2366*4))","v":{"$error":"#VALUE!"}},{"$f":"IF(H2366<=S2368-E2378,0,H2378*H2364*H2365*J2364/(H2366*4))","v":{"$error":"#VALUE!"}},{"$f":"IF(H2366<=T2368-E2378,0,H2378*H2364*H2365*J2364/(H2366*4))","v":{"$error":"#VALUE!"}},{"$f":"IF(H2366<=U2368-E2378,0,H2378*H2364*H2365*J2364/(H2366*4))","v":{"$error":"#VALUE!"}},{"$f":"IF(H2366<=V2368-E2378,0,H2378*H2364*H2365*J2364/(H2366*4))","v":{"$error":"#VALUE!"}},{"$f":"IF(H2366<=W2368-E2378,0,H2378*H2364*H2365*J2364/(H2366*4))","v":{"$error":"#VALUE!"}},{"$f":"IF(H2366<=X2368-E2378,0,H2378*H2364*H2365*J2364/(H2366*4))","v":{"$error":"#VALUE!"}},{"$f":"IF(H2366<=Y2368-E2378,0,H2378*H2364*H2365*J2364/(H2366*4))","v":{"$error":"#VALUE!"}},{"$f":"IF(H2366<=Z2368-E2378,0,H2378*H2364*H2365*J2364/(H2366*4))","v":{"$error":"#VALUE!"}},{"$f":"IF(H2366<=AA2368-E2378,0,H2378*H2364*H2365*J2364/(H2366*4))","v":{"$error":"#VALUE!"}},{"$f":"IF(H2366<=AB2368-E2378,0,H2378*H2364*H2365*J2364/(H2366*4))","v":{"$error":"#VALUE!"}},{"$f":"IF(H2366<=AC2368-E2378,0,H2378*H2364*H2365*J2364/(H2366*4))","v":{"$error":"#VALUE!"}},{"$f":"IF(H2366<=AD2368-E2378,0,H2378*H2364*H2365*J2364/(H2366*4))","v":{"$error":"#VALUE!"}}]
[{"$nulls":4},3.75,{"$f":"$DF$14","v":{"v":0,"d":"0.000"}},{"$f":"IF(SUM(F2369:F2380)-H2367<=0,0,SUM(F2369:F2380)-H2367)","v":{"v":0,"d":"0.00"}},{"v":0,"d":"0.000"},{"$nulls":11},{"$f":"IF(H2366<=T2368-E2380,0,H2380*H2364*H2365*J2364/(H2366*4))","v":{"$error":"#VALUE!"}},{"$f":"IF(H2366<=U2368-E2380,0,H2380*H2364*H2365*J2364/(H2366*4))","v":{"$error":"#VALUE!"}},{"$f":"IF(H2366<=V2368-E2380,0,H2380*H2364*H2365*J2364/(H2366*4))","v":{"$error":"#VALUE!"}},{"$f":"IF(H2366<=W2368-E2380,0,H2380*H2364*H2365*J2364/(H2366*4))","v":{"$error":"#VALUE!"}},{"$f":"IF(H2366<=X2368-E2380,0,H2380*H2364*H2365*J2364/(H2366*4))","v":{"$error":"#VALUE!"}},{"$f":"IF(H2366<=Y2368-E2380,0,H2380*H2364*H2365*J2364/(H2366*4))","v":{"$error":"#VALUE!"}},{"$f":"IF(H2366<=Z2368-E2380,0,H2380*H2364*H2365*J2364/(H2366*4))","v":{"$error":"#VALUE!"}},{"$f":"IF(H2366<=AA2368-E2380,0,H2380*H2364*H2365*J2364/(H2366*4))","v":{"$error":"#VALUE!"}},{"$f":"IF(H2366<=AB2368-E2380,0,H2380*H2364*H2365*J2364/(H2366*4))","v":{"$error":"#VALUE!"}},{"$f":"IF(H2366<=AC2368-E2380,0,H2380*H2364*H2365*J2364/(H2366*4))","v":{"$error":"#VALUE!"}},{"$f":"IF(H2366<=AD2368-E2380,0,H2380*H2364*H2365*J2364/(H2366*4))","v":{"$error":"#VALUE!"}},{"$f":"IF(H2366<=AE2368-E2380,0,H2380*H2364*H2365*J2364/(H2366*4))","v":{"$error":"#VALUE!"}},{"$f":"IF(H2366<=AF2368-E2380,0,H2380*H2364*H2365*J2364/(H2366*4))","v":{"$error":"#VALUE!"}}]
[{"$nulls":4},{"v":4,"d":"4.00"},{"$f":"$DF$15","v":{"v":0,"d":"0.000"}},{"$f":"IF(SUM(F2369:F2381)-H2367<=0,0,SUM(F2369:F2381)-H2367)","v":{"v":0,"d":"0.00"}},{"v":0,"d":"0.000"},{"$nulls":12},{"$f":"IF(H2366<=U2368-E2381,0,H2381*H2364*H2365*J2364/(H2366*4))","v":{"$error":"#VALUE!"}},{"$f":"IF(H2366<=V2368-E2381,0,H2381*H2364*H2365*J2364/(H2366*4))","v":{"$error":"#VALUE!"}},{"$f":"IF(H2366<=W2368-E2381,0,H2381*H2364*H2365*J2364/(H2366*4))","v":{"$error":"#VALUE!"}},{"$f":"IF(H2366<=X2368-E2381,0,H2381*H2364*H2365*J2364/(H2366*4))","v":{"$error":"#VALUE!"}},{"$f":"IF(H2366<=Y2368-E2381,0,H2381*H2364*H2365*J2364/(H2366*4))","v":{"$error":"#VALUE!"}},{"$f":"IF(H2366<=Z2368-E2381,0,H2381*H2364*H2365*J2364/(H2366*4))","v":{"$error":"#VALUE!"}},{"$f":"IF(H2366<=AA2368-E2381,0,H2381*H2364*H2365*J2364/(H2366*4))","v":{"$error":"#VALUE!"}},{"$f":"IF(H2366<=AB2368-E2381,0,H2381*H2364*H2365*J2364/(H2366*4))","v":{"$error":"#VALUE!"}},{"$f":"IF(H2366<=AC2368-E2381,0,H2381*H2364*H2365*J2364/(H2366*4))","v":{"$error":"#VALUE!"}},{"$f":"IF(H2366<=AD2368-E2381,0,H2381*H2364*H2365*J2364/(H2366*4))","v":{"$error":"#VALUE!"}},{"$f":"IF(H2366<=AE2368-E2381,0,H2381*H2364*H2365*J2364/(H2366*4))","v":{"$error":"#VALUE!"}},{"$f":"IF(H2366<=AF2368-E2381,0,H2381*H2364*H2365*J2364/(H2366*4))","v":{"$error":"#VALUE!"}},{"$f":"IF(H2366<=AG2368-E2381,0,H2381*H2364*H2365*J2364/(H2366*4))","v":{"$error":"#VALUE!"}}]
[{"$nulls":4},{"v":4.5,"d":"4.50"},{"$f":"$DF$17","v":{"v":0,"d":"0.000"}},{"$f":"IF(SUM(F2369:F2383)-H2367<=0,0,SUM(F2369:F2383)-H2367)","v":{"v":0,"d":"0.00"}},{"v":0,"d":"0.000"},{"$nulls":14},{"$f":"IF(H2366<=W2368-E2383,0,H2383*H2364*H2365*J2364/(H2366*4))","v":{"$error":"#VALUE!"}},{"$f":"IF(H2366<=X2368-E2383,0,H2383*H2364*H2365*J2364/(H2366*4))","v":{"$error":"#VALUE!"}},{"$f":"IF(H2366<=Y2368-E2383,0,H2383*H2364*H2365*J2364/(H2366*4))","v":{"$error":"#VALUE!"}},{"$f":"IF(H2366<=Z2368-E2383,0,H2383*H2364*H2365*J2364/(H2366*4))","v":{"$error":"#VALUE!"}},{"$f":"IF(H2366<=AA2368-E2383,0,H2383*H2364*H2365*J2364/(H2366*4))","v":{"$error":"#VALUE!"}},{"$f":"IF(H2366<=AB2368-E2383,0,H2383*H2364*H2365*J2364/(H2366*4))","v":{"$error":"#VALUE!"}},{"$f":"IF(H2366<=AC2368-E2383,0,H2383*H2364*H2365*J2364/(H2366*4))","v":{"$error":"#VALUE!"}},{"$f":"IF(H2366<=AD2368-E2383,0,H2383*H2364*H2365*J2364/(H2366*4))","v":{"$error":"#VALUE!"}},{"$f":"IF(H2366<=AE2368-E2383,0,H2383*H2364*H2365*J2364/(H2366*4))","v":{"$error":"#VALUE!"}},{"$f":"IF(H2366<=AF2368-E2383,0,H2383*H2364*H2365*J2364/(H2366*4))","v":{"$error":"#VALUE!"}},{"$f":"IF(H2366<=AG2368-E2383,0,H2383*H2364*H2365*J2364/(H2366*4))","v":{"$error":"#VALUE!"}},{"$f":"IF(H2366<=AH2368-E2383,0,H2383*H2364*H2365*J2364/(H2366*4))","v":{"$error":"#VALUE!"}},{"$f":"IF(H2366<=AI2368-E2383,0,H2383*H2364*H2365*J2364/(H2366*4))","v":{"$error":"#VALUE!"}}]
[{"$nulls":4},5.25,{"$f":"$DF$20","v":{"v":0,"d":"0.000"}},{"$f":"IF(SUM(F2369:F2386)-H2367<=0,0,SUM(F2369:F2386)-H2367)","v":{"v":0,"d":"0.00"}},{"v":0,"d":"0.000"},{"$nulls":17},{"$f":"IF(H2366<=Z2368-E2386,0,H2386*H2364*H2365*J2364/(H2366*4))","v":{"$error":"#VALUE!"}},{"$f":"IF(H2366<=AA2368-E2386,0,H2386*H2364*H2365*J2364/(H2366*4))","v":{"$error":"#VALUE!"}},{"$f":"IF(H2366<=AB2368-E2386,0,H2386*H2364*H2365*J2364/(H2366*4))","v":{"$error":"#VALUE!"}},{"$f":"IF(H2366<=AC2368-E2386,0,H2386*H2364*H2365*J2364/(H2366*4))","v":{"$error":"#VALUE!"}},{"$f":"IF(H2366<=AD2368-E2386,0,H2386*H2364*H2365*J2364/(H2366*4))","v":{"$error":"#VALUE!"}},{"$f":"IF(H2366<=AE2368-E2386,0,H2386*H2364*H2365*J2364/(H2366*4))","v":{"$error":"#VALUE!"}},{"$f":"IF(H2366<=AF2368-E2386,0,H2386*H2364*H2365*J2364/(H2366*4))","v":{"$error":"#VALUE!"}},{"$f":"IF(H2366<=AG2368-E2386,0,H2386*H2364*H2365*J2364/(H2366*4))","v":{"$error":"#VALUE!"}},{"$f":"IF(H2366<=AH2368-E2386,0,H2386*H2364*H2365*J2364/(H2366*4))","v":{"$error":"#VALUE!"}},{"$f":"IF(H2366<=AI2368-E2386,0,H2386*H2364*H2365*J2364/(H2366*4))","v":{"$error":"#VALUE!"}},{"$f":"IF(H2366<=AJ2368-E2386,0,H2386*H2364*H2365*J2364/(H2366*4))","v":{"$error":"#VALUE!"}},{"$f":"IF(H2366<=AK2368-E2386,0,H2386*H2364*H2365*J2364/(H2366*4))","v":{"$error":"#VALUE!"}},{"$f":"IF(H2366<=AL2368-E2386,0,H2386*H2364*H2365*J2364/(H2366*4))","v":{"$error":"#VALUE!"}}]
[{"$nulls":4},{"v":6,"d":"6.00"},{"$f":"$DF$23","v":{"v":0,"d":"0.000"}},{"$f":"IF(SUM(F2369:F2389)-H2367<=0,0,SUM(F2369:F2389)-H2367)","v":{"v":0,"d":"0.00"}},{"v":0,"d":"0.000"},{"$nulls":20},{"$f":"IF(H2366<=AC2368-E2389,0,H2389*H2364*H2365*J2364/(H2366*4))","v":{"$error":"#VALUE!"}},{"$f":"IF(H2366<=AD2368-E2389,0,H2389*H2364*H2365*J2364/(H2366*4))","v":{"$error":"#VALUE!"}},{"$f":"IF(H2366<=AE2368-E2389,0,H2389*H2364*H2365*J2364/(H2366*4))","v":{"$error":"#VALUE!"}},{"$f":"IF(H2366<=AF2368-E2389,0,H2389*H2364*H2365*J2364/(H2366*4))","v":{"$error":"#VALUE!"}},{"$f":"IF(H2366<=AG2368-E2389,0,H2389*H2364*H2365*J2364/(H2366*4))","v":{"$error":"#VALUE!"}},{"$f":"IF(H2366<=AH2368-E2389,0,H2389*H2364*H2365*J2364/(H2366*4))","v":{"$error":"#VALUE!"}},{"$f":"IF(H2366<=AI2368-E2389,0,H2389*H2364*H2365*J2364/(H2366*4))","v":{"$error":"#VALUE!"}},{"$f":"IF(H2366<=AJ2368-E2389,0,H2389*H2364*H2365*J2364/(H2366*4))","v":{"$error":"#VALUE!"}},{"$f":"IF(H2366<=AK2368-E2389,0,H2389*H2364*H2365*J2364/(H2366*4))","v":{"$error":"#VALUE!"}},{"$f":"IF(H2366<=AL2368-E2389,0,H2389*H2364*H2365*J2364/(H2366*4))","v":{"$error":"#VALUE!"}},{"$f":"IF(H2366<=AM2368-E2389,0,H2389*H2364*H2365*J2364/(H2366*4))","v":{"$error":"#VALUE!"}},{"$f":"IF(H2366<=AN2368-E2389,0,H2389*H2364*H2365*J2364/(H2366*4))","v":{"$error":"#VALUE!"}},{"$f":"IF(H2366<=AO2368-E2389,0,H2389*H2364*H2365*J2364/(H2366*4))","v":{"$error":"#VALUE!"}}]
[{"$nulls":4},{"v":6.5,"d":"6.50"},{"$f":"$DF$25","v":{"v":0,"d":"0.000"}},{"$f":"IF(SUM(F2369:F2391)-H2367<=0,0,SUM(F2369:F2391)-H2367)","v":{"v":0,"d":"0.00"}},{"v":0,"d":"0.000"},{"$nulls":22},{"$f":"IF(H2366<=AE2368-E2391,0,H2391*H2364*H2365*J2364/(H2366*4))","v":{"$error":"#VALUE!"}},{"$f":"IF(H2366<=AF2368-E2391,0,H2391*H2364*H2365*J2364/(H2366*4))","v":{"$error":"#VALUE!"}},{"$f":"IF(H2366<=AG2368-E2391,0,H2391*H2364*H2365*J2364/(H2366*4))","v":{"$error":"#VALUE!"}},{"$f":"IF(H2366<=AH2368-E2391,0,H2391*H2364*H2365*J2364/(H2366*4))","v":{"$error":"#VALUE!"}},{"$f":"IF(H2366<=AI2368-E2391,0,H2391*H2364*H2365*J2364/(H2366*4))","v":{"$error":"#VALUE!"}},{"$f":"IF(H2366<=AJ2368-E2391,0,H2391*H2364*H2365*J2364/(H2366*4))","v":{"$error":"#VALUE!"}},{"$f":"IF(H2366<=AK2368-E2391,0,H2391*H2364*H2365*J2364/(H2366*4))","v":{"$error":"#VALUE!"}},{"$f":"IF(H2366<=AL2368-E2391,0,H2391*H2364*H2365*J2364/(H2366*4))","v":{"$error":"#VALUE!"}},{"$f":"IF(H2366<=AM2368-E2391,0,H2391*H2364*H2365*J2364/(H2366*4))","v":{"$error":"#VALUE!"}},{"$f":"IF(H2366<=AN2368-E2391,0,H2391*H2364*H2365*J2364/(H2366*4))","v":{"$error":"#VALUE!"}},{"$f":"IF(H2366<=AO2368-E2391,0,H2391*H2364*H2365*J2364/(H2366*4))","v":{"$error":"#VALUE!"}},{"$f":"IF(H2366<=AP2368-E2391,0,H2391*H2364*H2365*J2364/(H2366*4))","v":{"$error":"#VALUE!"}},{"$f":"IF(H2366<=AQ2368-E2391,0,H2391*H2364*H2365*J2364/(H2366*4))","v":{"$error":"#VALUE!"}}]
[{"$nulls":4},7.25,{"$f":"$DF$28","v":{"v":0,"d":"0.000"}},{"$f":"IF(SUM(F2369:F2394)-H2367<=0,0,SUM(F2369:F2394)-H2367)","v":{"v":0,"d":"0.00"}},{"v":0,"d":"0.000"},{"$nulls":25},{"$f":"IF(H2366<=AH2368-E2394,0,H2394*H2364*H2365*J2364/(H2366*4))","v":{"$error":"#VALUE!"}},{"$f":"IF(H2366<=AI2368-E2394,0,H2394*H2364*H2365*J2364/(H2366*4))","v":{"$error":"#VALUE!"}},{"$f":"IF(H2366<=AJ2368-E2394,0,H2394*H2364*H2365*J2364/(H2366*4))","v":{"$error":"#VALUE!"}},{"$f":"IF(H2366<=AK2368-E2394,0,H2394*H2364*H2365*J2364/(H2366*4))","v":{"$error":"#VALUE!"}},{"$f":"IF(H2366<=AL2368-E2394,0,H2394*H2364*H2365*J2364/(H2366*4))","v":{"$error":"#VALUE!"}},{"$f":"IF(H2366<=AM2368-E2394,0,H2394*H2364*H2365*J2364/(H2366*4))","v":{"$error":"#VALUE!"}},{"$f":"IF(H2366<=AN2368-E2394,0,H2394*H2364*H2365*J2364/(H2366*4))","v":{"$error":"#VALUE!"}},{"$f":"IF(H2366<=AO2368-E2394,0,H2394*H2364*H2365*J2364/(H2366*4))","v":{"$error":"#VALUE!"}},{"$f":"IF(H2366<=AP2368-E2394,0,H2394*H2364*H2365*J2364/(H2366*4))","v":{"$error":"#VALUE!"}},{"$f":"IF(H2366<=AQ2368-E2394,0,H2394*H2364*H2365*J2364/(H2366*4))","v":{"$error":"#VALUE!"}},{"$f":"IF(H2366<=AR2368-E2394,0,H2394*H2364*H2365*J2364/(H2366*4))","v":{"$error":"#VALUE!"}},{"$f":"IF(H2366<=AS2368-E2394,0,H2394*H2364*H2365*J2364/(H2366*4))","v":{"$error":"#VALUE!"}},{"$f":"IF(H2366<=AT2368-E2394,0,H2394*H2364*H2365*J2364/(H2366*4))","v":{"$error":"#VALUE!"}}]
[{"$nulls":4},{"v":7.5,"d":"7.50"},{"$f":"$DF$29","v":{"v":0,"d":"0.000"}},{"$f":"IF(SUM(F2369:F2395)-H2367<=0,0,SUM(F2369:F2395)-H2367)","v":{"v":0,"d":"0.00"}},{"v":0,"d":"0.000"},{"$nulls":26},{"$f":"IF(H2366<=AI2368-E2395,0,H2395*H2364*H2365*J2364/(H2366*4))","v":{"$error":"#VALUE!"}},{"$f":"IF(H2366<=AJ2368-E2395,0,H2395*H2364*H2365*J2364/(H2366*4))","v":{"$error":"#VALUE!"}},{"$f":"IF(H2366<=AK2368-E2395,0,H2395*H2364*H2365*J2364/(H2366*4))","v":{"$error":"#VALUE!"}},{"$f":"IF(H2366<=AL2368-E2395,0,H2395*H2364*H2365*J2364/(H2366*4))","v":{"$error":"#VALUE!"}},{"$f":"IF(H2366<=AM2368-E2395,0,H2395*H2364*H2365*J2364/(H2366*4))","v":{"$error":"#VALUE!"}},{"$f":"IF(H2366<=AN2368-E2395,0,H2395*H2364*H2365*J2364/(H2366*4))","v":{"$error":"#VALUE!"}},{"$f":"IF(H2366<=AO2368-E2395,0,H2395*H2364*H2365*J2364/(H2366*4))","v":{"$error":"#VALUE!"}},{"$f":"IF(H2366<=AP2368-E2395,0,H2395*H2364*H2365*J2364/(H2366*4))","v":{"$error":"#VALUE!"}},{"$f":"IF(H2366<=AQ2368-E2395,0,H2395*H2364*H2365*J2364/(H2366*4))","v":{"$error":"#VALUE!"}},{"$f":"IF(H2366<=AR2368-E2395,0,H2395*H2364*H2365*J2364/(H2366*4))","v":{"$error":"#VALUE!"}},{"$f":"IF(H2366<=AS2368-E2395,0,H2395*H2364*H2365*J2364/(H2366*4))","v":{"$error":"#VALUE!"}},{"$f":"IF(H2366<=AT2368-E2395,0,H2395*H2364*H2365*J2364/(H2366*4))","v":{"$error":"#VALUE!"}},{"$f":"IF(H2366<=AU2368-E2395,0,H2395*H2364*H2365*J2364/(H2366*4))","v":{"$error":"#VALUE!"}}]
[{"$nulls":4},8.25,{"$f":"$DF$32","v":{"v":0,"d":"0.000"}},{"$f":"IF(SUM(F2369:F2398)-H2367<=0,0,SUM(F2369:F2398)-H2367)","v":{"v":0,"d":"0.00"}},{"v":0,"d":"0.000"},{"$nulls":29},{"$f":"IF(H2366<=AL2368-E2398,0,H2398*H2364*H2365*J2364/(H2366*4))","v":{"$error":"#VALUE!"}},{"$f":"IF(H2366<=AM2368-E2398,0,H2398*H2364*H2365*J2364/(H2366*4))","v":{"$error":"#VALUE!"}},{"$f":"IF(H2366<=AN2368-E2398,0,H2398*H2364*H2365*J2364/(H2366*4))","v":{"$error":"#VALUE!"}},{"$f":"IF(H2366<=AO2368-E2398,0,H2398*H2364*H2365*J2364/(H2366*4))","v":{"$error":"#VALUE!"}},{"$f":"IF(H2366<=AP2368-E2398,0,H2398*H2364*H2365*J2364/(H2366*4))","v":{"$error":"#VALUE!"}},{"$f":"IF(H2366<=AQ2368-E2398,0,H2398*H2364*H2365*J2364/(H2366*4))","v":{"$error":"#VALUE!"}},{"$f":"IF(H2366<=AR2368-E2398,0,H2398*H2364*H2365*J2364/(H2366*4))","v":{"$error":"#VALUE!"}},{"$f":"IF(H2366<=AS2368-E2398,0,H2398*H2364*H2365*J2364/(H2366*4))","v":{"$error":"#VALUE!"}},{"$f":"IF(H2366<=AT2368-E2398,0,H2398*H2364*H2365*J2364/(H2366*4))","v":{"$error":"#VALUE!"}},{"$f":"IF(H2366<=AU2368-E2398,0,H2398*H2364*H2365*J2364/(H2366*4))","v":{"$error":"#VALUE!"}},{"$f":"IF(H2366<=AV2368-E2398,0,H2398*H2364*H2365*J2364/(H2366*4))","v":{"$error":"#VALUE!"}},{"$f":"IF(H2366<=AW2368-E2398,0,H2398*H2364*H2365*J2364/(H2366*4))","v":{"$error":"#VALUE!"}},{"$f":"IF(H2366<=AX2368-E2398,0,H2398*H2364*H2365*J2364/(H2366*4))","v":{"$error":"#VALUE!"}}]
[{"$nulls":4},{"v":8.5,"d":"8.50"},{"$f":"$DF$33","v":{"v":0,"d":"0.000"}},{"$f":"IF(SUM(F2369:F2399)-H2367<=0,0,SUM(F2369:F2399)-H2367)","v":{"v":0,"d":"0.00"}},{"v":0,"d":"0.000"},{"$nulls":30},{"$f":"IF(H2366<=AM2368-E2399,0,H2399*H2364*H2365*J2364/(H2366*4))","v":{"$error":"#VALUE!"}},{"$f":"IF(H2366<=AN2368-E2399,0,H2399*H2364*H2365*J2364/(H2366*4))","v":{"$error":"#VALUE!"}},{"$f":"IF(H2366<=AO2368-E2399,0,H2399*H2364*H2365*J2364/(H2366*4))","v":{"$error":"#VALUE!"}},{"$f":"IF(H2366<=AP2368-E2399,0,H2399*H2364*H2365*J2364/(H2366*4))","v":{"$error":"#VALUE!"}},{"$f":"IF(H2366<=AQ2368-E2399,0,H2399*H2364*H2365*J2364/(H2366*4))","v":{"$error":"#VALUE!"}},{"$f":"IF(H2366<=AR2368-E2399,0,H2399*H2364*H2365*J2364/(H2366*4))","v":{"$error":"#VALUE!"}},{"$f":"IF(H2366<=AS2368-E2399,0,H2399*H2364*H2365*J2364/(H2366*4))","v":{"$error":"#VALUE!"}},{"$f":"IF(H2366<=AT2368-E2399,0,H2399*H2364*H2365*J2364/(H2366*4))","v":{"$error":"#VALUE!"}},{"$f":"IF(H2366<=AU2368-E2399,0,H2399*H2364*H2365*J2364/(H2366*4))","v":{"$error":"#VALUE!"}},{"$f":"IF(H2366<=AV2368-E2399,0,H2399*H2364*H2365*J2364/(H2366*4))","v":{"$error":"#VALUE!"}},{"$f":"IF(H2366<=AW2368-E2399,0,H2399*H2364*H2365*J2364/(H2366*4))","v":{"$error":"#VALUE!"}},{"$f":"IF(H2366<=AX2368-E2399,0,H2399*H2364*H2365*J2364/(H2366*4))","v":{"$error":"#VALUE!"}},{"$f":"IF(H2366<=AY2368-E2399,0,H2399*H2364*H2365*J2364/(H2366*4))","v":{"$error":"#VALUE!"}}]
[{"$nulls":4},{"v":9.5,"d":"9.50"},{"$f":"$DF$37","v":{"v":0,"d":"0.000"}},{"$f":"IF(SUM(F2369:F2403)-H2367<=0,0,SUM(F2369:F2403)-H2367)","v":{"v":0,"d":"0.00"}},{"v":0,"d":"0.000"},{"$nulls":34},{"$f":"IF(H2366<=AQ2368-E2403,0,H2403*H2364*H2365*J2364/(H2366*4))","v":{"$error":"#VALUE!"}},{"$f":"IF(H2366<=AR2368-E2403,0,H2403*H2364*H2365*J2364/(H2366*4))","v":{"$error":"#VALUE!"}},{"$f":"IF(H2366<=AS2368-E2403,0,H2403*H2364*H2365*J2364/(H2366*4))","v":{"$error":"#VALUE!"}},{"$f":"IF(H2366<=AT2368-E2403,0,H2403*H2364*H2365*J2364/(H2366*4))","v":{"$error":"#VALUE!"}},{"$f":"IF(H2366<=AU2368-E2403,0,H2403*H2364*H2365*J2364/(H2366*4))","v":{"$error":"#VALUE!"}},{"$f":"IF(H2366<=AV2368-E2403,0,H2403*H2364*H2365*J2364/(H2366*4))","v":{"$error":"#VALUE!"}},{"$f":"IF(H2366<=AW2368-E2403,0,H2403*H2364*H2365*J2364/(H2366*4))","v":{"$error":"#VALUE!"}},{"$f":"IF(H2366<=AX2368-E2403,0,H2403*H2364*H2365*J2364/(H2366*4))","v":{"$error":"#VALUE!"}},{"$f":"IF(H2366<=AY2368-E2403,0,H2403*H2364*H2365*J2364/(H2366*4))","v":{"$error":"#VALUE!"}},{"$f":"IF(H2366<=AZ2368-E2403,0,H2403*H2364*H2365*J2364/(H2366*4))","v":{"$error":"#VALUE!"}},{"$f":"IF(H2366<=BA2368-E2403,0,H2403*H2364*H2365*J2364/(H2366*4))","v":{"$error":"#VALUE!"}},{"$f":"IF(H2366<=BB2368-E2403,0,H2403*H2364*H2365*J2364/(H2366*4))","v":{"$error":"#VALUE!"}},{"$f":"IF(H2366<=BC2368-E2403,0,H2403*H2364*H2365*J2364/(H2366*4))","v":{"$error":"#VALUE!"}}]
[{"$nulls":4},9.75,{"$f":"$DF$38","v":{"v":0,"d":"0.000"}},{"$f":"IF(SUM(F2369:F2404)-H2367<=0,0,SUM(F2369:F2404)-H2367)","v":{"v":0,"d":"0.00"}},{"v":0,"d":"0.000"},{"$nulls":35},{"$f":"IF(H2366<=AR2368-E2404,0,H2404*H2364*H2365*J2364/(H2366*4))","v":{"$error":"#VALUE!"}},{"$f":"IF(H2366<=AS2368-E2404,0,H2404*H2364*H2365*J2364/(H2366*4))","v":{"$error":"#VALUE!"}},{"$f":"IF(H2366<=AT2368-E2404,0,H2404*H2364*H2365*J2364/(H2366*4))","v":{"$error":"#VALUE!"}},{"$f":"IF(H2366<=AU2368-E2404,0,H2404*H2364*H2365*J2364/(H2366*4))","v":{"$error":"#VALUE!"}},{"$f":"IF(H2366<=AV2368-E2404,0,H2404*H2364*H2365*J2364/(H2366*4))","v":{"$error":"#VALUE!"}},{"$f":"IF(H2366<=AW2368-E2404,0,H2404*H2364*H2365*J2364/(H2366*4))","v":{"$error":"#VALUE!"}},{"$f":"IF(H2366<=AX2368-E2404,0,H2404*H2364*H2365*J2364/(H2366*4))","v":{"$error":"#VALUE!"}},{"$f":"IF(H2366<=AY2368-E2404,0,H2404*H2364*H2365*J2364/(H2366*4))","v":{"$error":"#VALUE!"}},{"$f":"IF(H2366<=AZ2368-E2404,0,H2404*H2364*H2365*J2364/(H2366*4))","v":{"$error":"#VALUE!"}},{"$f":"IF(H2366<=BA2368-E2404,0,H2404*H2364*H2365*J2364/(H2366*4))","v":{"$error":"#VALUE!"}},{"$f":"IF(H2366<=BB2368-E2404,0,H2404*H2364*H2365*J2364/(H2366*4))","v":{"$error":"#VALUE!"}},{"$f":"IF(H2366<=BC2368-E2404,0,H2404*H2364*H2365*J2364/(H2366*4))","v":{"$error":"#VALUE!"}},{"$f":"IF(H2366<=BD2368-E2404,0,H2404*H2364*H2365*J2364/(H2366*4))","v":{"$error":"#VALUE!"}}]
[{"$nulls":4},{"v":10.5,"d":"10.50"},{"$f":"$DF$41","v":{"v":0,"d":"0.000"}},{"$f":"IF(SUM(F2369:F2407)-H2367<=0,0,SUM(F2369:F2407)-H2367)","v":{"v":0,"d":"0.00"}},{"v":0,"d":"0.000"},{"$nulls":38},{"$f":"IF(H2366<=AU2368-E2407,0,H2407*H2364*H2365*J2364/(H2366*4))","v":{"$error":"#VALUE!"}},{"$f":"IF(H2366<=AV2368-E2407,0,H2407*H2364*H2365*J2364/(H2366*4))","v":{"$error":"#VALUE!"}},{"$f":"IF(H2366<=AW2368-E2407,0,H2407*H2364*H2365*J2364/(H2366*4))","v":{"$error":"#VALUE!"}},{"$f":"IF(H2366<=AX2368-E2407,0,H2407*H2364*H2365*J2364/(H2366*4))","v":{"$error":"#VALUE!"}},{"$f":"IF(H2366<=AY2368-E2407,0,H2407*H2364*H2365*J2364/(H2366*4))","v":{"$error":"#VALUE!"}},{"$f":"IF(H2366<=AZ2368-E2407,0,H2407*H2364*H2365*J2364/(H2366*4))","v":{"$error":"#VALUE!"}},{"$f":"IF(H2366<=BA2368-E2407,0,H2407*H2364*H2365*J2364/(H2366*4))","v":{"$error":"#VALUE!"}},{"$f":"IF(H2366<=BB2368-E2407,0,H2407*H2364*H2365*J2364/(H2366*4))","v":{"$error":"#VALUE!"}},{"$f":"IF(H2366<=BC2368-E2407,0,H2407*H2364*H2365*J2364/(H2366*4))","v":{"$error":"#VALUE!"}},{"$f":"IF(H2366<=BD2368-E2407,0,H2407*H2364*H2365*J2364/(H2366*4))","v":{"$error":"#VALUE!"}},{"$f":"IF(H2366<=BE2368-E2407,0,H2407*H2364*H2365*J2364/(H2366*4))","v":{"$error":"#VALUE!"}},{"$f":"IF(H2366<=BF2368-E2407,0,H2407*H2364*H2365*J2364/(H2366*4))","v":{"$error":"#VALUE!"}},{"$f":"IF(H2366<=BG2368-E2407,0,H2407*H2364*H2365*J2364/(H2366*4))","v":{"$error":"#VALUE!"}}]
[{"$nulls":4},{"v":11,"d":"11.00"},{"$f":"$DF$43","v":{"v":0,"d":"0.000"}},{"$f":"IF(SUM(F2369:F2409)-H2367<=0,0,SUM(F2369:F2409)-H2367)","v":{"v":0,"d":"0.00"}},{"v":0,"d":"0.000"},{"$nulls":40},{"$f":"IF(H2366<=AW2368-E2409,0,H2409*H2364*H2365*J2364/(H2366*4))","v":{"$error":"#VALUE!"}},{"$f":"IF(H2366<=AX2368-E2409,0,H2409*H2364*H2365*J2364/(H2366*4))","v":{"$error":"#VALUE!"}},{"$f":"IF(H2366<=AY2368-E2409,0,H2409*H2364*H2365*J2364/(H2366*4))","v":{"$error":"#VALUE!"}},{"$f":"IF(H2366<=AZ2368-E2409,0,H2409*H2364*H2365*J2364/(H2366*4))","v":{"$error":"#VALUE!"}},{"$f":"IF(H2366<=BA2368-E2409,0,H2409*H2364*H2365*J2364/(H2366*4))","v":{"$error":"#VALUE!"}},{"$f":"IF(H2366<=BB2368-E2409,0,H2409*H2364*H2365*J2364/(H2366*4))","v":{"$error":"#VALUE!"}},{"$f":"IF(H2366<=BC2368-E2409,0,H2409*H2364*H2365*J2364/(H2366*4))","v":{"$error":"#VALUE!"}},{"$f":"IF(H2366<=BD2368-E2409,0,H2409*H2364*H2365*J2364/(H2366*4))","v":{"$error":"#VALUE!"}},{"$f":"IF(H2366<=BE2368-E2409,0,H2409*H2364*H2365*J2364/(H2366*4))","v":{"$error":"#VALUE!"}},{"$f":"IF(H2366<=BF2368-E2409,0,H2409*H2364*H2365*J2364/(H2366*4))","v":{"$error":"#VALUE!"}},{"$f":"IF(H2366<=BG2368-E2409,0,H2409*H2364*H2365*J2364/(H2366*4))","v":{"$error":"#VALUE!"}},{"$f":"IF(H2366<=BH2368-E2409,0,H2409*H2364*H2365*J2364/(H2366*4))","v":{"$error":"#VALUE!"}},{"$f":"IF(H2366<=BI2368-E2409,0,H2409*H2364*H2365*J2364/(H2366*4))","v":{"$error":"#VALUE!"}}]
[{"$nulls":4},11.75,{"$f":"$DF$46","v":{"v":0,"d":"0.000"}},{"$f":"IF(SUM(F2369:F2412)-H2367<=0,0,SUM(F2369:F2412)-H2367)","v":{"v":0,"d":"0.00"}},{"v":0,"d":"0.000"},{"$nulls":43},{"$f":"IF(H2366<=AZ2368-E2412,0,H2412*H2364*H2365*J2364/(H2366*4))","v":{"$error":"#VALUE!"}},{"$f":"IF(H2366<=BA2368-E2412,0,H2412*H2364*H2365*J2364/(H2366*4))","v":{"$error":"#VALUE!"}},{"$f":"IF(H2366<=BB2368-E2412,0,H2412*H2364*H2365*J2364/(H2366*4))","v":{"$error":"#VALUE!"}},{"$f":"IF(H2366<=BC2368-E2412,0,H2412*H2364*H2365*J2364/(H2366*4))","v":{"$error":"#VALUE!"}},{"$f":"IF(H2366<=BD2368-E2412,0,H2412*H2364*H2365*J2364/(H2366*4))","v":{"$error":"#VALUE!"}},{"$f":"IF(H2366<=BE2368-E2412,0,H2412*H2364*H2365*J2364/(H2366*4))","v":{"$error":"#VALUE!"}},{"$f":"IF(H2366<=BF2368-E2412,0,H2412*H2364*H2365*J2364/(H2366*4))","v":{"$error":"#VALUE!"}},{"$f":"IF(H2366<=BG2368-E2412,0,H2412*H2364*H2365*J2364/(H2366*4))","v":{"$error":"#VALUE!"}},{"$f":"IF(H2366<=BH2368-E2412,0,H2412*H2364*H2365*J2364/(H2366*4))","v":{"$error":"#VALUE!"}},{"$f":"IF(H2366<=BI2368-E2412,0,H2412*H2364*H2365*J2364/(H2366*4))","v":{"$error":"#VALUE!"}},{"$f":"IF(H2366<=BJ2368-E2412,0,H2412*H2364*H2365*J2364/(H2366*4))","v":{"$error":"#VALUE!"}},{"$f":"IF(H2366<=BK2368-E2412,0,H2412*H2364*H2365*J2364/(H2366*4))","v":{"$error":"#VALUE!"}},{"$f":"IF(H2366<=BL2368-E2412,0,H2412*H2364*H2365*J2364/(H2366*4))","v":{"$error":"#VALUE!"}}]
[{"$nulls":4},{"v":12.5,"d":"12.50"},{"$f":"$DF$49","v":{"v":0,"d":"0.000"}},{"$f":"IF(SUM(F2369:F2415)-H2367<=0,0,SUM(F2369:F2415)-H2367)","v":{"v":0,"d":"0.00"}},{"v":0,"d":"0.000"},{"$nulls":46},{"$f":"IF(H2366<=BC2368-E2415,0,H2415*H2364*H2365*J2364/(H2366*4))","v":{"$error":"#VALUE!"}},{"$f":"IF(H2366<=BD2368-E2415,0,H2415*H2364*H2365*J2364/(H2366*4))","v":{"$error":"#VALUE!"}},{"$f":"IF(H2366<=BE2368-E2415,0,H2415*H2364*H2365*J2364/(H2366*4))","v":{"$error":"#VALUE!"}},{"$f":"IF(H2366<=BF2368-E2415,0,H2415*H2364*H2365*J2364/(H2366*4))","v":{"$error":"#VALUE!"}},{"$f":"IF(H2366<=BG2368-E2415,0,H2415*H2364*H2365*J2364/(H2366*4))","v":{"$error":"#VALUE!"}},{"$f":"IF(H2366<=BH2368-E2415,0,H2415*H2364*H2365*J2364/(H2366*4))","v":{"$error":"#VALUE!"}},{"$f":"IF(H2366<=BI2368-E2415,0,H2415*H2364*H2365*J2364/(H2366*4))","v":{"$error":"#VALUE!"}},{"$f":"IF(H2366<=BJ2368-E2415,0,H2415*H2364*H2365*J2364/(H2366*4))","v":{"$error":"#VALUE!"}},{"$f":"IF(H2366<=BK2368-E2415,0,H2415*H2364*H2365*J2364/(H2366*4))","v":{"$error":"#VALUE!"}},{"$f":"IF(H2366<=BL2368-E2415,0,H2415*H2364*H2365*J2364/(H2366*4))","v":{"$error":"#VALUE!"}},{"$f":"IF(H2366<=BM2368-E2415,0,H2415*H2364*H2365*J2364/(H2366*4))","v":{"$error":"#VALUE!"}},{"$f":"IF(H2366<=BN2368-E2415,0,H2415*H2364*H2365*J2364/(H2366*4))","v":{"$error":"#VALUE!"}},{"$f":"IF(H2366<=BO2368-E2415,0,H2415*H2364*H2365*J2364/(H2366*4))","v":{"$error":"#VALUE!"}}]
[{"$nulls":4},{"v":13,"d":"13.00"},{"$f":"$DF$51","v":{"v":0,"d":"0.000"}},{"$f":"IF(SUM(F2369:F2417)-H2367<=0,0,SUM(F2369:F2417)-H2367)","v":{"v":0,"d":"0.00"}},{"v":0,"d":"0.000"},{"$nulls":48},{"$f":"IF(H2366<=BE2368-E2417,0,H2417*H2364*H2365*J2364/(H2366*4))","v":{"$error":"#VALUE!"}},{"$f":"IF(H2366<=BF2368-E2417,0,H2417*H2364*H2365*J2364/(H2366*4))","v":{"$error":"#VALUE!"}},{"$f":"IF(H2366<=BG2368-E2417,0,H2417*H2364*H2365*J2364/(H2366*4))","v":{"$error":"#VALUE!"}},{"$f":"IF(H2366<=BH2368-E2417,0,H2417*H2364*H2365*J2364/(H2366*4))","v":{"$error":"#VALUE!"}},{"$f":"IF(H2366<=BI2368-E2417,0,H2417*H2364*H2365*J2364/(H2366*4))","v":{"$error":"#VALUE!"}},{"$f":"IF(H2366<=BJ2368-E2417,0,H2417*H2364*H2365*J2364/(H2366*4))","v":{"$error":"#VALUE!"}},{"$f":"IF(H2366<=BK2368-E2417,0,H2417*H2364*H2365*J2364/(H2366*4))","v":{"$error":"#VALUE!"}},{"$f":"IF(H2366<=BL2368-E2417,0,H2417*H2364*H2365*J2364/(H2366*4))","v":{"$error":"#VALUE!"}},{"$f":"IF(H2366<=BM2368-E2417,0,H2417*H2364*H2365*J2364/(H2366*4))","v":{"$error":"#VALUE!"}},{"$f":"IF(H2366<=BN2368-E2417,0,H2417*H2364*H2365*J2364/(H2366*4))","v":{"$error":"#VALUE!"}},{"$f":"IF(H2366<=BO2368-E2417,0,H2417*H2364*H2365*J2364/(H2366*4))","v":{"$error":"#VALUE!"}},{"$f":"IF(H2366<=BP2368-E2417,0,H2417*H2364*H2365*J2364/(H2366*4))","v":{"$error":"#VALUE!"}},{"$f":"IF(H2366<=BQ2368-E2417,0,H2417*H2364*H2365*J2364/(H2366*4))","v":{"$error":"#VALUE!"}}]
[{"$nulls":4},13.25,{"$f":"$DF$52","v":{"v":0,"d":"0.000"}},{"$f":"IF(SUM(F2369:F2418)-H2367<=0,0,SUM(F2369:F2418)-H2367)","v":{"v":0,"d":"0.00"}},{"v":0,"d":"0.000"},{"$nulls":49},{"$f":"IF(H2366<=BF2368-E2418,0,H2418*H2364*H2365*J2364/(H2366*4))","v":{"$error":"#VALUE!"}},{"$f":"IF(H2366<=BG2368-E2418,0,H2418*H2364*H2365*J2364/(H2366*4))","v":{"$error":"#VALUE!"}},{"$f":"IF(H2366<=BH2368-E2418,0,H2418*H2364*H2365*J2364/(H2366*4))","v":{"$error":"#VALUE!"}},{"$f":"IF(H2366<=BI2368-E2418,0,H2418*H2364*H2365*J2364/(H2366*4))","v":{"$error":"#VALUE!"}},{"$f":"IF(H2366<=BJ2368-E2418,0,H2418*H2364*H2365*J2364/(H2366*4))","v":{"$error":"#VALUE!"}},{"$f":"IF(H2366<=BK2368-E2418,0,H2418*H2364*H2365*J2364/(H2366*4))","v":{"$error":"#VALUE!"}},{"$f":"IF(H2366<=BL2368-E2418,0,H2418*H2364*H2365*J2364/(H2366*4))","v":{"$error":"#VALUE!"}},{"$f":"IF(H2366<=BM2368-E2418,0,H2418*H2364*H2365*J2364/(H2366*4))","v":{"$error":"#VALUE!"}},{"$f":"IF(H2366<=BN2368-E2418,0,H2418*H2364*H2365*J2364/(H2366*4))","v":{"$error":"#VALUE!"}},{"$f":"IF(H2366<=BO2368-E2418,0,H2418*H2364*H2365*J2364/(H2366*4))","v":{"$error":"#VALUE!"}},{"$f":"IF(H2366<=BP2368-E2418,0,H2418*H2364*H2365*J2364/(H2366*4))","v":{"$error":"#VALUE!"}},{"$f":"IF(H2366<=BQ2368-E2418,0,H2418*H2364*H2365*J2364/(H2366*4))","v":{"$error":"#VALUE!"}},{"$f":"IF(H2366<=BR2368-E2418,0,H2418*H2364*H2365*J2364/(H2366*4))","v":{"$error":"#VALUE!"}}]
[{"$nulls":4},13.75,{"$f":"$DF$54","v":{"v":0,"d":"0.000"}},{"$f":"IF(SUM(F2369:F2420)-H2367<=0,0,SUM(F2369:F2420)-H2367)","v":{"v":0,"d":"0.00"}},{"v":0,"d":"0.000"},{"$nulls":51},{"$f":"IF(H2366<=BH2368-E2420,0,H2420*H2364*H2365*J2364/(H2366*4))","v":{"$error":"#VALUE!"}},{"$f":"IF(H2366<=BI2368-E2420,0,H2420*H2364*H2365*J2364/(H2366*4))","v":{"$error":"#VALUE!"}},{"$f":"IF(H2366<=BJ2368-E2420,0,H2420*H2364*H2365*J2364/(H2366*4))","v":{"$error":"#VALUE!"}},{"$f":"IF(H2366<=BK2368-E2420,0,H2420*H2364*H2365*J2364/(H2366*4))","v":{"$error":"#VALUE!"}},{"$f":"IF(H2366<=BL2368-E2420,0,H2420*H2364*H2365*J2364/(H2366*4))","v":{"$error":"#VALUE!"}},{"$f":"IF(H2366<=BM2368-E2420,0,H2420*H2364*H2365*J2364/(H2366*4))","v":{"$error":"#VALUE!"}},{"$f":"IF(H2366<=BN2368-E2420,0,H2420*H2364*H2365*J2364/(H2366*4))","v":{"$error":"#VALUE!"}},{"$f":"IF(H2366<=BO2368-E2420,0,H2420*H2364*H2365*J2364/(H2366*4))","v":{"$error":"#VALUE!"}},{"$f":"IF(H2366<=BP2368-E2420,0,H2420*H2364*H2365*J2364/(H2366*4))","v":{"$error":"#VALUE!"}},{"$f":"IF(H2366<=BQ2368-E2420,0,H2420*H2364*H2365*J2364/(H2366*4))","v":{"$error":"#VALUE!"}},{"$f":"IF(H2366<=BR2368-E2420,0,H2420*H2364*H2365*J2364/(H2366*4))","v":{"$error":"#VALUE!"}},{"$f":"IF(H2366<=BS2368-E2420,0,H2420*H2364*H2365*J2364/(H2366*4))","v":{"$error":"#VALUE!"}},{"$f":"IF(H2366<=BT2368-E2420,0,H2420*H2364*H2365*J2364/(H2366*4))","v":{"$error":"#VALUE!"}}]
[{"$nulls":4},{"v":14.5,"d":"14.50"},{"$f":"$DF$57","v":{"v":0,"d":"0.000"}},{"$f":"IF(SUM(F2369:F2423)-H2367<=0,0,SUM(F2369:F2423)-H2367)","v":{"v":0,"d":"0.00"}},{"v":0,"d":"0.000"},{"$nulls":54},{"$f":"IF(H2366<=BK2368-E2423,0,H2423*H2364*H2365*J2364/(H2366*4))","v":{"$error":"#VALUE!"}},{"$f":"IF(H2366<=BL2368-E2423,0,H2423*H2364*H2365*J2364/(H2366*4))","v":{"$error":"#VALUE!"}},{"$f":"IF(H2366<=BM2368-E2423,0,H2423*H2364*H2365*J2364/(H2366*4))","v":{"$error":"#VALUE!"}},{"$f":"IF(H2366<=BN2368-E2423,0,H2423*H2364*H2365*J2364/(H2366*4))","v":{"$error":"#VALUE!"}},{"$f":"IF(H2366<=BO2368-E2423,0,H2423*H2364*H2365*J2364/(H2366*4))","v":{"$error":"#VALUE!"}},{"$f":"IF(H2366<=BP2368-E2423,0,H2423*H2364*H2365*J2364/(H2366*4))","v":{"$error":"#VALUE!"}},{"$f":"IF(H2366<=BQ2368-E2423,0,H2423*H2364*H2365*J2364/(H2366*4))","v":{"$error":"#VALUE!"}},{"$f":"IF(H2366<=BR2368-E2423,0,H2423*H2364*H2365*J2364/(H2366*4))","v":{"$error":"#VALUE!"}},{"$f":"IF(H2366<=BS2368-E2423,0,H2423*H2364*H2365*J2364/(H2366*4))","v":{"$error":"#VALUE!"}},{"$f":"IF(H2366<=BT2368-E2423,0,H2423*H2364*H2365*J2364/(H2366*4))","v":{"$error":"#VALUE!"}},{"$f":"IF(H2366<=BU2368-E2423,0,H2423*H2364*H2365*J2364/(H2366*4))","v":{"$error":"#VALUE!"}},{"$f":"IF(H2366<=BV2368-E2423,0,H2423*H2364*H2365*J2364/(H2366*4))","v":{"$error":"#VALUE!"}},{"$f":"IF(H2366<=BW2368-E2423,0,H2423*H2364*H2365*J2364/(H2366*4))","v":{"$error":"#VALUE!"}}]
[{"$nulls":4},15.25,{"$f":"$DF$60","v":{"v":0,"d":"0.000"}},{"$f":"IF(SUM(F2369:F2426)-H2367<=0,0,SUM(F2369:F2426)-H2367)","v":{"v":0,"d":"0.00"}},{"v":0,"d":"0.000"},{"$nulls":57},{"$f":"IF(H2366<=BN2368-E2426,0,H2426*H2364*H2365*J2364/(H2366*4))","v":{"$error":"#VALUE!"}},{"$f":"IF(H2366<=BO2368-E2426,0,H2426*H2364*H2365*J2364/(H2366*4))","v":{"$error":"#VALUE!"}},{"$f":"IF(H2366<=BP2368-E2426,0,H2426*H2364*H2365*J2364/(H2366*4))","v":{"$error":"#VALUE!"}},{"$f":"IF(H2366<=BQ2368-E2426,0,H2426*H2364*H2365*J2364/(H2366*4))","v":{"$error":"#VALUE!"}},{"$f":"IF(H2366<=BR2368-E2426,0,H2426*H2364*H2365*J2364/(H2366*4))","v":{"$error":"#VALUE!"}},{"$f":"IF(H2366<=BS2368-E2426,0,H2426*H2364*H2365*J2364/(H2366*4))","v":{"$error":"#VALUE!"}},{"$f":"IF(H2366<=BT2368-E2426,0,H2426*H2364*H2365*J2364/(H2366*4))","v":{"$error":"#VALUE!"}},{"$f":"IF(H2366<=BU2368-E2426,0,H2426*H2364*H2365*J2364/(H2366*4))","v":{"$error":"#VALUE!"}},{"$f":"IF(H2366<=BV2368-E2426,0,H2426*H2364*H2365*J2364/(H2366*4))","v":{"$error":"#VALUE!"}},{"$f":"IF(H2366<=BW2368-E2426,0,H2426*H2364*H2365*J2364/(H2366*4))","v":{"$error":"#VALUE!"}},{"$f":"IF(H2366<=BX2368-E2426,0,H2426*H2364*H2365*J2364/(H2366*4))","v":{"$error":"#VALUE!"}},{"$f":"IF(H2366<=BY2368-E2426,0,H2426*H2364*H2365*J2364/(H2366*4))","v":{"$error":"#VALUE!"}},{"$f":"IF(H2366<=BZ2368-E2426,0,H2426*H2364*H2365*J2364/(H2366*4))","v":{"$error":"#VALUE!"}}]
[{"$nulls":4},15.75,{"$f":"$DF$62","v":{"v":0,"d":"0.000"}},{"$f":"IF(SUM(F2369:F2428)-H2367<=0,0,SUM(F2369:F2428)-H2367)","v":{"v":0,"d":"0.00"}},{"v":0,"d":"0.000"},{"$nulls":59},{"$f":"IF(H2366<=BP2368-E2428,0,H2428*H2364*H2365*J2364/(H2366*4))","v":{"$error":"#VALUE!"}},{"$f":"IF(H2366<=BQ2368-E2428,0,H2428*H2364*H2365*J2364/(H2366*4))","v":{"$error":"#VALUE!"}},{"$f":"IF(H2366<=BR2368-E2428,0,H2428*H2364*H2365*J2364/(H2366*4))","v":{"$error":"#VALUE!"}},{"$f":"IF(H2366<=BS2368-E2428,0,H2428*H2364*H2365*J2364/(H2366*4))","v":{"$error":"#VALUE!"}},{"$f":"IF(H2366<=BT2368-E2428,0,H2428*H2364*H2365*J2364/(H2366*4))","v":{"$error":"#VALUE!"}},{"$f":"IF(H2366<=BU2368-E2428,0,H2428*H2364*H2365*J2364/(H2366*4))","v":{"$error":"#VALUE!"}},{"$f":"IF(H2366<=BV2368-E2428,0,H2428*H2364*H2365*J2364/(H2366*4))","v":{"$error":"#VALUE!"}},{"$f":"IF(H2366<=BW2368-E2428,0,H2428*H2364*H2365*J2364/(H2366*4))","v":{"$error":"#VALUE!"}},{"$f":"IF(H2366<=BX2368-E2428,0,H2428*H2364*H2365*J2364/(H2366*4))","v":{"$error":"#VALUE!"}},{"$f":"IF(H2366<=BY2368-E2428,0,H2428*H2364*H2365*J2364/(H2366*4))","v":{"$error":"#VALUE!"}},{"$f":"IF(H2366<=BZ2368-E2428,0,H2428*H2364*H2365*J2364/(H2366*4))","v":{"$error":"#VALUE!"}},{"$f":"IF(H2366<=CA2368-E2428,0,H2428*H2364*H2365*J2364/(H2366*4))","v":{"$error":"#VALUE!"}},{"$f":"IF(H2366<=CB2368-E2428,0,H2428*H2364*H2365*J2364/(H2366*4))","v":{"$error":"#VALUE!"}}]
[{"$nulls":4},{"v":16.5,"d":"16.50"},{"$f":"$DF$65","v":{"v":0,"d":"0.000"}},{"$f":"IF(SUM(F2369:F2431)-H2367<=0,0,SUM(F2369:F2431)-H2367)","v":{"v":0,"d":"0.00"}},{"v":0,"d":"0.000"},{"$nulls":62},{"$f":"IF(H2366<=BS2368-E2431,0,H2431*H2364*H2365*J2364/(H2366*4))","v":{"$error":"#VALUE!"}},{"$f":"IF(H2366<=BT2368-E2431,0,H2431*H2364*H2365*J2364/(H2366*4))","v":{"$error":"#VALUE!"}},{"$f":"IF(H2366<=BU2368-E2431,0,H2431*H2364*H2365*J2364/(H2366*4))","v":{"$error":"#VALUE!"}},{"$f":"IF(H2366<=BV2368-E2431,0,H2431*H2364*H2365*J2364/(H2366*4))","v":{"$error":"#VALUE!"}},{"$f":"IF(H2366<=BW2368-E2431,0,H2431*H2364*H2365*J2364/(H2366*4))","v":{"$error":"#VALUE!"}},{"$f":"IF(H2366<=BX2368-E2431,0,H2431*H2364*H2365*J2364/(H2366*4))","v":{"$error":"#VALUE!"}},{"$f":"IF(H2366<=BY2368-E2431,0,H2431*H2364*H2365*J2364/(H2366*4))","v":{"$error":"#VALUE!"}},{"$f":"IF(H2366<=BZ2368-E2431,0,H2431*H2364*H2365*J2364/(H2366*4))","v":{"$error":"#VALUE!"}},{"$f":"IF(H2366<=CA2368-E2431,0,H2431*H2364*H2365*J2364/(H2366*4))","v":{"$error":"#VALUE!"}},{"$f":"IF(H2366<=CB2368-E2431,0,H2431*H2364*H2365*J2364/(H2366*4))","v":{"$error":"#VALUE!"}},{"$f":"IF(H2366<=CC2368-E2431,0,H2431*H2364*H2365*J2364/(H2366*4))","v":{"$error":"#VALUE!"}},{"$f":"IF(H2366<=CD2368-E2431,0,H2431*H2364*H2365*J2364/(H2366*4))","v":{"$error":"#VALUE!"}},{"$f":"IF(H2366<=CE2368-E2431,0,H2431*H2364*H2365*J2364/(H2366*4))","v":{"$error":"#VALUE!"}}]
[{"$nulls":4},16.75,{"$f":"$DF$66","v":{"v":0,"d":"0.000"}},{"$f":"IF(SUM(F2369:F2432)-H2367<=0,0,SUM(F2369:F2432)-H2367)","v":{"v":0,"d":"0.00"}},{"v":0,"d":"0.000"},{"$nulls":63},{"$f":"IF(H2366<=BT2368-E2432,0,H2432*H2364*H2365*J2364/(H2366*4))","v":{"$error":"#VALUE!"}},{"$f":"IF(H2366<=BU2368-E2432,0,H2432*H2364*H2365*J2364/(H2366*4))","v":{"$error":"#VALUE!"}},{"$f":"IF(H2366<=BV2368-E2432,0,H2432*H2364*H2365*J2364/(H2366*4))","v":{"$error":"#VALUE!"}},{"$f":"IF(H2366<=BW2368-E2432,0,H2432*H2364*H2365*J2364/(H2366*4))","v":{"$error":"#VALUE!"}},{"$f":"IF(H2366<=BX2368-E2432,0,H2432*H2364*H2365*J2364/(H2366*4))","v":{"$error":"#VALUE!"}},{"$f":"IF(H2366<=BY2368-E2432,0,H2432*H2364*H2365*J2364/(H2366*4))","v":{"$error":"#VALUE!"}},{"$f":"IF(H2366<=BZ2368-E2432,0,H2432*H2364*H2365*J2364/(H2366*4))","v":{"$error":"#VALUE!"}},{"$f":"IF(H2366<=CA2368-E2432,0,H2432*H2364*H2365*J2364/(H2366*4))","v":{"$error":"#VALUE!"}},{"$f":"IF(H2366<=CB2368-E2432,0,H2432*H2364*H2365*J2364/(H2366*4))","v":{"$error":"#VALUE!"}},{"$f":"IF(H2366<=CC2368-E2432,0,H2432*H2364*H2365*J2364/(H2366*4))","v":{"$error":"#VALUE!"}},{"$f":"IF(H2366<=CD2368-E2432,0,H2432*H2364*H2365*J2364/(H2366*4))","v":{"$error":"#VALUE!"}},{"$f":"IF(H2366<=CE2368-E2432,0,H2432*H2364*H2365*J2364/(H2366*4))","v":{"$error":"#VALUE!"}},{"$f":"IF(H2366<=CF2368-E2432,0,H2432*H2364*H2365*J2364/(H2366*4))","v":{"$error":"#VALUE!"}}]
[{"$nulls":4},17.25,{"$f":"$DF$68","v":{"v":0,"d":"0.000"}},{"$f":"IF(SUM(F2369:F2434)-H2367<=0,0,SUM(F2369:F2434)-H2367)","v":{"v":0,"d":"0.00"}},{"$f":"G2434-G2433","v":{"v":0,"d":"0.000"}},{"$nulls":65},{"$f":"IF(H2366<=BV2368-E2434,0,H2434*H2364*H2365*J2364/(H2366*4))","v":{"$error":"#VALUE!"}},{"$f":"IF(H2366<=BW2368-E2434,0,H2434*H2364*H2365*J2364/(H2366*4))","v":{"$error":"#VALUE!"}},{"$f":"IF(H2366<=BX2368-E2434,0,H2434*H2364*H2365*J2364/(H2366*4))","v":{"$error":"#VALUE!"}},{"$f":"IF(H2366<=BY2368-E2434,0,H2434*H2364*H2365*J2364/(H2366*4))","v":{"$error":"#VALUE!"}},{"$f":"IF(H2366<=BZ2368-E2434,0,H2434*H2364*H2365*J2364/(H2366*4))","v":{"$error":"#VALUE!"}},{"$f":"IF(H2366<=CA2368-E2434,0,H2434*H2364*H2365*J2364/(H2366*4))","v":{"$error":"#VALUE!"}},{"$f":"IF(H2366<=CB2368-E2434,0,H2434*H2364*H2365*J2364/(H2366*4))","v":{"$error":"#VALUE!"}},{"$f":"IF(H2366<=CC2368-E2434,0,H2434*H2364*H2365*J2364/(H2366*4))","v":{"$error":"#VALUE!"}},{"$f":"IF(H2366<=CD2368-E2434,0,H2434*H2364*H2365*J2364/(H2366*4))","v":{"$error":"#VALUE!"}},{"$f":"IF(H2366<=CE2368-E2434,0,H2434*H2364*H2365*J2364/(H2366*4))","v":{"$error":"#VALUE!"}},{"$f":"IF(H2366<=CF2368-E2434,0,H2434*H2364*H2365*J2364/(H2366*4))","v":{"$error":"#VALUE!"}},{"$f":"IF(H2366<=CG2368-E2434,0,H2434*H2364*H2365*J2364/(H2366*4))","v":{"$error":"#VALUE!"}},{"$f":"IF(H2366<=CH2368-E2434,0,H2434*H2364*H2365*J2364/(H2366*4))","v":{"$error":"#VALUE!"}}]
[{"$nulls":4},{"v":18,"d":"18.00"},{"$f":"$DF$71","v":{"v":0,"d":"0.000"}},{"$f":"IF(SUM(F2369:F2437)-H2367<=0,0,SUM(F2369:F2437)-H2367)","v":{"v":0,"d":"0.00"}},{"v":0,"d":"0.000"},{"$nulls":68},{"$f":"IF(H2366<=BY2368-E2437,0,H2437*H2364*H2365*J2364/(H2366*4))","v":{"$error":"#VALUE!"}},{"$f":"IF(H2366<=BZ2368-E2437,0,H2437*H2364*H2365*J2364/(H2366*4))","v":{"$error":"#VALUE!"}},{"$f":"IF(H2366<=CA2368-E2437,0,H2437*H2364*H2365*J2364/(H2366*4))","v":{"$error":"#VALUE!"}},{"$f":"IF(H2366<=CB2368-E2437,0,H2437*H2364*H2365*J2364/(H2366*4))","v":{"$error":"#VALUE!"}},{"$f":"IF(H2366<=CC2368-E2437,0,H2437*H2364*H2365*J2364/(H2366*4))","v":{"$error":"#VALUE!"}},{"$f":"IF(H2366<=CD2368-E2437,0,H2437*H2364*H2365*J2364/(H2366*4))","v":{"$error":"#VALUE!"}},{"$f":"IF(H2366<=CE2368-E2437,0,H2437*H2364*H2365*J2364/(H2366*4))","v":{"$error":"#VALUE!"}},{"$f":"IF(H2366<=CF2368-E2437,0,H2437*H2364*H2365*J2364/(H2366*4))","v":{"$error":"#VALUE!"}},{"$f":"IF(H2366<=CG2368-E2437,0,H2437*H2364*H2365*J2364/(H2366*4))","v":{"$error":"#VALUE!"}},{"$f":"IF(H2366<=CH2368-E2437,0,H2437*H2364*H2365*J2364/(H2366*4))","v":{"$error":"#VALUE!"}},{"$f":"IF(H2366<=CI2368-E2437,0,H2437*H2364*H2365*J2364/(H2366*4))","v":{"$error":"#VALUE!"}},{"$f":"IF(H2366<=CJ2368-E2437,0,H2437*H2364*H2365*J2364/(H2366*4))","v":{"$error":"#VALUE!"}},{"$f":"IF(H2366<=CK2368-E2437,0,H2437*H2364*H2365*J2364/(H2366*4))","v":{"$error":"#VALUE!"}}]
[{"$nulls":4},18.75,{"$f":"$DF$74","v":{"v":0,"d":"0.000"}},{"$f":"IF(SUM(F2369:F2440)-H2367<=0,0,SUM(F2369:F2440)-H2367)","v":{"v":0,"d":"0.00"}},{"v":0,"d":"0.000"},{"$nulls":71},{"$f":"IF(H2366<=CB2368-E2440,0,H2440*H2364*H2365*J2364/(H2366*4))","v":{"$error":"#VALUE!"}},{"$f":"IF(H2366<=CC2368-E2440,0,H2440*H2364*H2365*J2364/(H2366*4))","v":{"$error":"#VALUE!"}},{"$f":"IF(H2366<=CD2368-E2440,0,H2440*H2364*H2365*J2364/(H2366*4))","v":{"$error":"#VALUE!"}},{"$f":"IF(H2366<=CE2368-E2440,0,H2440*H2364*H2365*J2364/(H2366*4))","v":{"$error":"#VALUE!"}},{"$f":"IF(H2366<=CF2368-E2440,0,H2440*H2364*H2365*J2364/(H2366*4))","v":{"$error":"#VALUE!"}},{"$f":"IF(H2366<=CG2368-E2440,0,H2440*H2364*H2365*J2364/(H2366*4))","v":{"$error":"#VALUE!"}},{"$f":"IF(H2366<=CH2368-E2440,0,H2440*H2364*H2365*J2364/(H2366*4))","v":{"$error":"#VALUE!"}},{"$f":"IF(H2366<=CI2368-E2440,0,H2440*H2364*H2365*J2364/(H2366*4))","v":{"$error":"#VALUE!"}},{"$f":"IF(H2366<=CJ2368-E2440,0,H2440*H2364*H2365*J2364/(H2366*4))","v":{"$error":"#VALUE!"}},{"$f":"IF(H2366<=CK2368-E2440,0,H2440*H2364*H2365*J2364/(H2366*4))","v":{"$error":"#VALUE!"}},{"$f":"IF(H2366<=CL2368-E2440,0,H2440*H2364*H2365*J2364/(H2366*4))","v":{"$error":"#VALUE!"}},{"$f":"IF(H2366<=CM2368-E2440,0,H2440*H2364*H2365*J2364/(H2366*4))","v":{"$error":"#VALUE!"}},{"$f":"IF(H2366<=CN2368-E2440,0,H2440*H2364*H2365*J2364/(H2366*4))","v":{"$error":"#VALUE!"}}]
[{"$nulls":4},19.25,{"$f":"$DF$76","v":{"v":0,"d":"0.000"}},{"$f":"IF(SUM(F2369:F2442)-H2367<=0,0,SUM(F2369:F2442)-H2367)","v":{"v":0,"d":"0.00"}},{"v":0,"d":"0.000"},{"$nulls":73},{"$f":"IF(H2366<=CD2368-E2442,0,H2442*H2364*H2365*J2364/(H2366*4))","v":{"$error":"#VALUE!"}},{"$f":"IF(H2366<=CE2368-E2442,0,H2442*H2364*H2365*J2364/(H2366*4))","v":{"$error":"#VALUE!"}},{"$f":"IF(H2366<=CF2368-E2442,0,H2442*H2364*H2365*J2364/(H2366*4))","v":{"$error":"#VALUE!"}},{"$f":"IF(H2366<=CG2368-E2442,0,H2442*H2364*H2365*J2364/(H2366*4))","v":{"$error":"#VALUE!"}},{"$f":"IF(H2366<=CH2368-E2442,0,H2442*H2364*H2365*J2364/(H2366*4))","v":{"$error":"#VALUE!"}},{"$f":"IF(H2366<=CI2368-E2442,0,H2442*H2364*H2365*J2364/(H2366*4))","v":{"$error":"#VALUE!"}},{"$f":"IF(H2366<=CJ2368-E2442,0,H2442*H2364*H2365*J2364/(H2366*4))","v":{"$error":"#VALUE!"}},{"$f":"IF(H2366<=CK2368-E2442,0,H2442*H2364*H2365*J2364/(H2366*4))","v":{"$error":"#VALUE!"}},{"$f":"IF(H2366<=CL2368-E2442,0,H2442*H2364*H2365*J2364/(H2366*4))","v":{"$error":"#VALUE!"}},{"$f":"IF(H2366<=CM2368-E2442,0,H2442*H2364*H2365*J2364/(H2366*4))","v":{"$error":"#VALUE!"}},{"$f":"IF(H2366<=CN2368-E2442,0,H2442*H2364*H2365*J2364/(H2366*4))","v":{"$error":"#VALUE!"}},{"$f":"IF(H2366<=CO2368-E2442,0,H2442*H2364*H2365*J2364/(H2366*4))","v":{"$error":"#VALUE!"}},{"$f":"IF(H2366<=CP2368-E2442,0,H2442*H2364*H2365*J2364/(H2366*4))","v":{"$error":"#VALUE!"}}]
[{"$nulls":4},{"v":20,"d":"20.00"},{"$f":"$DF$79","v":{"v":0,"d":"0.000"}},{"$f":"IF(SUM(F2369:F2445)-H2367<=0,0,SUM(F2369:F2445)-H2367)","v":{"v":0,"d":"0.00"}},{"v":0,"d":"0.000"},{"$nulls":76},{"$f":"IF(H2366<=CG2368-E2445,0,H2445*H2364*H2365*J2364/(H2366*4))","v":{"$error":"#VALUE!"}},{"$f":"IF(H2366<=CH2368-E2445,0,H2445*H2364*H2365*J2364/(H2366*4))","v":{"$error":"#VALUE!"}},{"$f":"IF(H2366<=CI2368-E2445,0,H2445*H2364*H2365*J2364/(H2366*4))","v":{"$error":"#VALUE!"}},{"$f":"IF(H2366<=CJ2368-E2445,0,H2445*H2364*H2365*J2364/(H2366*4))","v":{"$error":"#VALUE!"}},{"$f":"IF(H2366<=CK2368-E2445,0,H2445*H2364*H2365*J2364/(H2366*4))","v":{"$error":"#VALUE!"}},{"$f":"IF(H2366<=CL2368-E2445,0,H2445*H2364*H2365*J2364/(H2366*4))","v":{"$error":"#VALUE!"}},{"$f":"IF(H2366<=CM2368-E2445,0,H2445*H2364*H2365*J2364/(H2366*4))","v":{"$error":"#VALUE!"}},{"$f":"IF(H2366<=CN2368-E2445,0,H2445*H2364*H2365*J2364/(H2366*4))","v":{"$error":"#VALUE!"}},{"$f":"IF(H2366<=CO2368-E2445,0,H2445*H2364*H2365*J2364/(H2366*4))","v":{"$error":"#VALUE!"}},{"$f":"IF(H2366<=CP2368-E2445,0,H2445*H2364*H2365*J2364/(H2366*4))","v":{"$error":"#VALUE!"}},{"$f":"IF(H2366<=CQ2368-E2445,0,H2445*H2364*H2365*J2364/(H2366*4))","v":{"$error":"#VALUE!"}},{"$f":"IF(H2366<=CR2368-E2445,0,H2445*H2364*H2365*J2364/(H2366*4))","v":{"$error":"#VALUE!"}},{"$f":"IF(H2366<=CS2368-E2445,0,H2445*H2364*H2365*J2364/(H2366*4))","v":{"$error":"#VALUE!"}}]
[{"$nulls":4},20.25,{"$f":"$DF$80","v":{"v":0,"d":"0.000"}},{"$f":"IF(SUM(F2369:F2446)-H2367<=0,0,SUM(F2369:F2446)-H2367)","v":{"v":0,"d":"0.00"}},{"v":0,"d":"0.000"},{"$nulls":77},{"$f":"IF(H2366<=CH2368-E2446,0,H2446*H2364*H2365*J2364/(H2366*4))","v":{"$error":"#VALUE!"}},{"$f":"IF(H2366<=CI2368-E2446,0,H2446*H2364*H2365*J2364/(H2366*4))","v":{"$error":"#VALUE!"}},{"$f":"IF(H2366<=CJ2368-E2446,0,H2446*H2364*H2365*J2364/(H2366*4))","v":{"$error":"#VALUE!"}},{"$f":"IF(H2366<=CK2368-E2446,0,H2446*H2364*H2365*J2364/(H2366*4))","v":{"$error":"#VALUE!"}},{"$f":"IF(H2366<=CL2368-E2446,0,H2446*H2364*H2365*J2364/(H2366*4))","v":{"$error":"#VALUE!"}},{"$f":"IF(H2366<=CM2368-E2446,0,H2446*H2364*H2365*J2364/(H2366*4))","v":{"$error":"#VALUE!"}},{"$f":"IF(H2366<=CN2368-E2446,0,H2446*H2364*H2365*J2364/(H2366*4))","v":{"$error":"#VALUE!"}},{"$f":"IF(H2366<=CO2368-E2446,0,H2446*H2364*H2365*J2364/(H2366*4))","v":{"$error":"#VALUE!"}},{"$f":"IF(H2366<=CP2368-E2446,0,H2446*H2364*H2365*J2364/(H2366*4))","v":{"$error":"#VALUE!"}},{"$f":"IF(H2366<=CQ2368-E2446,0,H2446*H2364*H2365*J2364/(H2366*4))","v":{"$error":"#VALUE!"}},{"$f":"IF(H2366<=CR2368-E2446,0,H2446*H2364*H2365*J2364/(H2366*4))","v":{"$error":"#VALUE!"}},{"$f":"IF(H2366<=CS2368-E2446,0,H2446*H2364*H2365*J2364/(H2366*4))","v":{"$error":"#VALUE!"}},{"$f":"IF(H2366<=CT2368-E2446,0,H2446*H2364*H2365*J2364/(H2366*4))","v":{"$error":"#VALUE!"}}]
[{"$nulls":4},21.25,{"$f":"$DF$84","v":{"v":0,"d":"0.000"}},{"$f":"IF(SUM(F2369:F2450)-H2367<=0,0,SUM(F2369:F2450)-H2367)","v":{"v":0,"d":"0.00"}},{"v":0,"d":"0.000"},{"$nulls":81},{"$f":"IF(H2366<=CL2368-E2450,0,H2450*H2364*H2365*J2364/(H2366*4))","v":{"$error":"#VALUE!"}},{"$f":"IF(H2366<=CM2368-E2450,0,H2450*H2364*H2365*J2364/(H2366*4))","v":{"$error":"#VALUE!"}},{"$f":"IF(H2366<=CN2368-E2450,0,H2450*H2364*H2365*J2364/(H2366*4))","v":{"$error":"#VALUE!"}},{"$f":"IF(H2366<=CO2368-E2450,0,H2450*H2364*H2365*J2364/(H2366*4))","v":{"$error":"#VALUE!"}},{"$f":"IF(H2366<=CP2368-E2450,0,H2450*H2364*H2365*J2364/(H2366*4))","v":{"$error":"#VALUE!"}},{"$f":"IF(H2366<=CQ2368-E2450,0,H2450*H2364*H2365*J2364/(H2366*4))","v":{"$error":"#VALUE!"}},{"$f":"IF(H2366<=CR2368-E2450,0,H2450*H2364*H2365*J2364/(H2366*4))","v":{"$error":"#VALUE!"}},{"$f":"IF(H2366<=CS2368-E2450,0,H2450*H2364*H2365*J2364/(H2366*4))","v":{"$error":"#VALUE!"}},{"$f":"IF(H2366<=CT2368-E2450,0,H2450*H2364*H2365*J2364/(H2366*4))","v":{"$error":"#VALUE!"}},{"$f":"IF(H2366<=CU2368-E2450,0,H2450*H2364*H2365*J2364/(H2366*4))","v":{"$error":"#VALUE!"}},{"$f":"IF(H2366<=CV2368-E2450,0,H2450*H2364*H2365*J2364/(H2366*4))","v":{"$error":"#VALUE!"}},{"$f":"IF(H2366<=CW2368-E2450,0,H2450*H2364*H2365*J2364/(H2366*4))","v":{"$error":"#VALUE!"}},{"$f":"IF(H2366<=CX2368-E2450,0,H2450*H2364*H2365*J2364/(H2366*4))","v":{"$error":"#VALUE!"}}]
[{"$nulls":4},{"v":21.5,"d":"21.50"},{"$f":"$DF$85","v":{"v":0,"d":"0.000"}},{"$f":"IF(SUM(F2369:F2451)-H2367<=0,0,SUM(F2369:F2451)-H2367)","v":{"v":0,"d":"0.00"}},{"v":0,"d":"0.000"},{"$nulls":82},{"$f":"IF(H2366<=CM2368-E2451,0,H2451*H2364*H2365*J2364/(H2366*4))","v":{"$error":"#VALUE!"}},{"$f":"IF(H2366<=CN2368-E2451,0,H2451*H2364*H2365*J2364/(H2366*4))","v":{"$error":"#VALUE!"}},{"$f":"IF(H2366<=CO2368-E2451,0,H2451*H2364*H2365*J2364/(H2366*4))","v":{"$error":"#VALUE!"}},{"$f":"IF(H2366<=CP2368-E2451,0,H2451*H2364*H2365*J2364/(H2366*4))","v":{"$error":"#VALUE!"}},{"$f":"IF(H2366<=CQ2368-E2451,0,H2451*H2364*H2365*J2364/(H2366*4))","v":{"$error":"#VALUE!"}},{"$f":"IF(H2366<=CR2368-E2451,0,H2451*H2364*H2365*J2364/(H2366*4))","v":{"$error":"#VALUE!"}},{"$f":"IF(H2366<=CS2368-E2451,0,H2451*H2364*H2365*J2364/(H2366*4))","v":{"$error":"#VALUE!"}},{"$f":"IF(H2366<=CT2368-E2451,0,H2451*H2364*H2365*J2364/(H2366*4))","v":{"$error":"#VALUE!"}},{"$f":"IF(H2366<=CU2368-E2451,0,H2451*H2364*H2365*J2364/(H2366*4))","v":{"$error":"#VALUE!"}},{"$f":"IF(H2366<=CV2368-E2451,0,H2451*H2364*H2365*J2364/(H2366*4))","v":{"$error":"#VALUE!"}},{"$f":"IF(H2366<=CW2368-E2451,0,H2451*H2364*H2365*J2364/(H2366*4))","v":{"$error":"#VALUE!"}},{"$f":"IF(H2366<=CX2368-E2451,0,H2451*H2364*H2365*J2364/(H2366*4))","v":{"$error":"#VALUE!"}},{"$f":"IF(H2366<=CY2368-E2451,0,H2451*H2364*H2365*J2364/(H2366*4))","v":{"$error":"#VALUE!"}}]
[{"$nulls":4},22.25,{"$f":"$DF$88","v":{"v":0,"d":"0.000"}},{"$f":"IF(SUM(F2369:F2454)-H2367<=0,0,SUM(F2369:F2454)-H2367)","v":{"v":0,"d":"0.00"}},{"v":0,"d":"0.000"},{"$nulls":85},{"$f":"IF(H2366<=CP2368-E2454,0,H2454*H2364*H2365*J2364/(H2366*4))","v":{"$error":"#VALUE!"}},{"$f":"IF(H2366<=CQ2368-E2454,0,H2454*H2364*H2365*J2364/(H2366*4))","v":{"$error":"#VALUE!"}},{"$f":"IF(H2366<=CR2368-E2454,0,H2454*H2364*H2365*J2364/(H2366*4))","v":{"$error":"#VALUE!"}},{"$f":"IF(H2366<=CS2368-E2454,0,H2454*H2364*H2365*J2364/(H2366*4))","v":{"$error":"#VALUE!"}},{"$f":"IF(H2366<=CT2368-E2454,0,H2454*H2364*H2365*J2364/(H2366*4))","v":{"$error":"#VALUE!"}},{"$f":"IF(H2366<=CU2368-E2454,0,H2454*H2364*H2365*J2364/(H2366*4))","v":{"$error":"#VALUE!"}},{"$f":"IF(H2366<=CV2368-E2454,0,H2454*H2364*H2365*J2364/(H2366*4))","v":{"$error":"#VALUE!"}},{"$f":"IF(H2366<=CW2368-E2454,0,H2454*H2364*H2365*J2364/(H2366*4))","v":{"$error":"#VALUE!"}},{"$f":"IF(H2366<=CX2368-E2454,0,H2454*H2364*H2365*J2364/(H2366*4))","v":{"$error":"#VALUE!"}},{"$f":"IF(H2366<=CY2368-E2454,0,H2454*H2364*H2365*J2364/(H2366*4))","v":{"$error":"#VALUE!"}},{"$f":"IF(H2366<=CZ2368-E2454,0,H2454*H2364*H2365*J2364/(H2366*4))","v":{"$error":"#VALUE!"}}]
[{"$nulls":4},{"v":22.5,"d":"22.50"},{"$f":"$DF$89","v":{"v":0,"d":"0.000"}},{"$f":"IF(SUM(F2369:F2455)-H2367<=0,0,SUM(F2369:F2455)-H2367)","v":{"v":0,"d":"0.00"}},{"v":0,"d":"0.000"},{"$nulls":86},{"$f":"IF(H2366<=CQ2368-E2455,0,H2455*H2364*H2365*J2364/(H2366*4))","v":{"$error":"#VALUE!"}},{"$f":"IF(H2366<=CR2368-E2455,0,H2455*H2364*H2365*J2364/(H2366*4))","v":{"$error":"#VALUE!"}},{"$f":"IF(H2366<=CS2368-E2455,0,H2455*H2364*H2365*J2364/(H2366*4))","v":{"$error":"#VALUE!"}},{"$f":"IF(H2366<=CT2368-E2455,0,H2455*H2364*H2365*J2364/(H2366*4))","v":{"$error":"#VALUE!"}},{"$f":"IF(H2366<=CU2368-E2455,0,H2455*H2364*H2365*J2364/(H2366*4))","v":{"$error":"#VALUE!"}},{"$f":"IF(H2366<=CV2368-E2455,0,H2455*H2364*H2365*J2364/(H2366*4))","v":{"$error":"#VALUE!"}},{"$f":"IF(H2366<=CW2368-E2455,0,H2455*H2364*H2365*J2364/(H2366*4))","v":{"$error":"#VALUE!"}},{"$f":"IF(H2366<=CX2368-E2455,0,H2455*H2364*H2365*J2364/(H2366*4))","v":{"$error":"#VALUE!"}},{"$f":"IF(H2366<=CY2368-E2455,0,H2455*H2364*H2365*J2364/(H2366*4))","v":{"$error":"#VALUE!"}},{"$f":"IF(H2366<=CZ2368-E2455,0,H2455*H2364*H2365*J2364/(H2366*4))","v":{"$error":"#VALUE!"}}]
[{"$nulls":4},{"v":23,"d":"23.00"},{"$f":"$DF$91","v":{"v":0,"d":"0.000"}},{"$f":"IF(SUM(F2369:F2457)-H2367<=0,0,SUM(F2369:F2457)-H2367)","v":{"v":0,"d":"0.00"}},{"v":0,"d":"0.000"},{"$nulls":88},{"$f":"IF(H2366<=CS2368-E2457,0,H2457*H2364*H2365*J2364/(H2366*4))","v":{"$error":"#VALUE!"}},{"$f":"IF(H2366<=CT2368-E2457,0,H2457*H2364*H2365*J2364/(H2366*4))","v":{"$error":"#VALUE!"}},{"$f":"IF(H2366<=CU2368-E2457,0,H2457*H2364*H2365*J2364/(H2366*4))","v":{"$error":"#VALUE!"}},{"$f":"IF(H2366<=CV2368-E2457,0,H2457*H2364*H2365*J2364/(H2366*4))","v":{"$error":"#VALUE!"}},{"$f":"IF(H2366<=CW2368-E2457,0,H2457*H2364*H2365*J2364/(H2366*4))","v":{"$error":"#VALUE!"}},{"$f":"IF(H2366<=CX2368-E2457,0,H2457*H2364*H2365*J2364/(H2366*4))","v":{"$error":"#VALUE!"}},{"$f":"IF(H2366<=CY2368-E2457,0,H2457*H2364*H2365*J2364/(H2366*4))","v":{"$error":"#VALUE!"}},{"$f":"IF(H2366<=CZ2368-E2457,0,H2457*H2364*H2365*J2364/(H2366*4))","v":{"$error":"#VALUE!"}}]
[{"$nulls":4},23.75,{"$f":"$DF$94","v":{"v":0,"d":"0.000"}},{"$f":"IF(SUM(F2369:F2460)-H2367<=0,0,SUM(F2369:F2460)-H2367)","v":{"v":0,"d":"0.00"}},{"v":0,"d":"0.000"},{"$nulls":91},{"$f":"IF(H2366<=CV2368-E2460,0,H2460*H2364*H2365*J2364/(H2366*4))","v":{"$error":"#VALUE!"}},{"$f":"IF(H2366<=CW2368-E2460,0,H2460*H2364*H2365*J2364/(H2366*4))","v":{"$error":"#VALUE!"}},{"$f":"IF(H2366<=CX2368-E2460,0,H2460*H2364*H2365*J2364/(H2366*4))","v":{"$error":"#VALUE!"}},{"$f":"IF(H2366<=CY2368-E2460,0,H2460*H2364*H2365*J2364/(H2366*4))","v":{"$error":"#VALUE!"}},{"$f":"IF(H2366<=CZ2368-E2460,0,H2460*H2364*H2365*J2364/(H2366*4))","v":{"$error":"#VALUE!"}}]
[{"$nulls":4},{"v":24.5,"d":"24.50"},{"$f":"$DF$97","v":{"v":0,"d":"0.000"}},{"$f":"IF(SUM(F2369:F2463)-H2367<=0,0,SUM(F2369:F2463)-H2367)","v":{"v":0,"d":"0.00"}},{"v":0,"d":"0.000"},{"$nulls":94},{"$f":"IF(H2366<=CY2368-E2463,0,H2463*H2364*H2365*J2364/(H2366*4))","v":{"$error":"#VALUE!"}},{"$f":"IF(H2366<=CZ2368-E2463,0,H2463*H2364*H2365*J2364/(H2366*4))","v":{"$error":"#VALUE!"}}]
[{"$f":"CONCATENATE(H2363,C2466)","v":"CSO 01911a."},"11. Runoff Generated","11a.","Stormwater runoff (MG). ",null,null,{"$f":"C2466","v":"11a."},null,{"$f":"SUM(I2369:I2464)","v":{"$error":"#VALUE!"}},{"$f":"SUM(J2369:J2464)","v":{"$error":"#VALUE!"}},{"$error":"#VALUE!"},{"$error":"#VALUE!"},{"$error":"#VALUE!"},{"$error":"#VALUE!"},{"$error":"#VALUE!"},{"$error":"#VALUE!"},{"$error":"#VALUE!"},{"$error":"#VALUE!"},{"$error":"#VALUE!"},{"$error":"#VALUE!"},{"$error":"#VALUE!"},{"$error":"#VALUE!"},{"$error":"#VALUE!"},{"$error":"#VALUE!"},{"$error":"#VALUE!"},{"$error":"#VALUE!"},{"$error":"#VALUE!"},{"$error":"#VALUE!"},{"$error":"#VALUE!"},{"$error":"#VALUE!"},{"$error":"#VALUE!"},{"$error":"#VALUE!"},{"$error":"#VALUE!"},{"$error":"#VALUE!"},{"$error":"#VALUE!"},{"$error":"#VALUE!"},{"$error":"#VALUE!"},{"$error":"#VALUE!"},{"$error":"#VALUE!"},{"$error":"#VALUE!"},{"$error":"#VALUE!"},{"$error":"#VALUE!"},{"$error":"#VALUE!"},{"$error":"#VALUE!"},{"$error":"#VALUE!"},{"$error":"#VALUE!"},{"$error":"#VALUE!"},{"$error":"#VALUE!"},{"$error":"#VALUE!"},{"$error":"#VALUE!"},{"$error":"#VALUE!"},{"$error":"#VALUE!"},{"$error":"#VALUE!"},{"$error":"#VALUE!"},{"$error":"#VALUE!"},{"$error":"#VALUE!"},{"$error":"#VALUE!"},{"$error":"#VALUE!"},{"$error":"#VALUE!"},{"$error":"#VALUE!"},{"$error":"#VALUE!"},{"$error":"#VALUE!"},{"$error":"#VALUE!"},{"$error":"#VALUE!"},{"$error":"#VALUE!"},{"$error":"#VALUE!"},{"$error":"#VALUE!"},{"$error":"#VALUE!"},{"$error":"#VALUE!"},{"$error":"#VALUE!"},{"$error":"#VALUE!"},{"$error":"#VALUE!"},{"$error":"#VALUE!"},{"$f":"SUM(BV2369:BV2464)","v":{"$error":"#VALUE!"}},{"$error":"#VALUE!"},{"$error":"#VALUE!"},{"$error":"#VALUE!"},{"$error":"#VALUE!"},{"$error":"#VALUE!"},{"$error":"#VALUE!"},{"$error":"#VALUE!"},{"$error":"#VALUE!"},{"$error":"#VALUE!"},{"$error":"#VALUE!"},{"$error":"#VALUE!"},{"$error":"#VALUE!"},{"$error":"#VALUE!"},{"$error":"#VALUE!"},{"$error":"#VALUE!"},{"$error":"#VALUE!"},{"$error":"#VALUE!"},{"$error":"#VALUE!"},{"$error":"#VALUE!"},{"$error":"#VALUE!"},{"$error":"#VALUE!"},{"$error":"#VALUE!"},{"$error":"#VALUE!"},{"$error":"#VALUE!"},{"$error":"#VALUE!"},{"$error":"#VALUE!"},{"$error":"#VALUE!"},{"$error":"#VALUE!"},{"$error":"#VALUE!"},{"$error":"#VALUE!"},{"$f":"SUM(I2466:CZ2466)","v":{"$error":"#VALUE!"}}]
[{"$f":"CONCATENATE(H2363,C2468)","v":"CSO 01912c."},null,"12c.","Stormwater runoff (MG). Line 11a.",null,null,{"$f":"C2468","v":"12c."},null,{"$f":"I2466","v":{"$error":"#VALUE!"}},{"$f":"J2466","v":{"$error":"#VALUE!"}},{"$error":"#VALUE!"},{"$error":"#VALUE!"},{"$error":"#VALUE!"},{"$error":"#VALUE!"},{"$error":"#VALUE!"},{"$error":"#VALUE!"},{"$error":"#VALUE!"},{"$error":"#VALUE!"},{"$error":"#VALUE!"},{"$error":"#VALUE!"},{"$error":"#VALUE!"},{"$error":"#VALUE!"},{"$error":"#VALUE!"},{"$error":"#VALUE!"},{"$error":"#VALUE!"},{"$error":"#VALUE!"},{"$error":"#VALUE!"},{"$error":"#VALUE!"},{"$error":"#VALUE!"},{"$error":"#VALUE!"},{"$error":"#VALUE!"},{"$error":"#VALUE!"},{"$error":"#VALUE!"},{"$error":"#VALUE!"},{"$error":"#VALUE!"},{"$error":"#VALUE!"},{"$error":"#VALUE!"},{"$error":"#VALUE!"},{"$error":"#VALUE!"},{"$error":"#VALUE!"},{"$error":"#VALUE!"},{"$error":"#VALUE!"},{"$error":"#VALUE!"},{"$error":"#VALUE!"},{"$error":"#VALUE!"},{"$error":"#VALUE!"},{"$error":"#VALUE!"},{"$error":"#VALUE!"},{"$error":"#VALUE!"},{"$error":"#VALUE!"},{"$error":"#VALUE!"},{"$error":"#VALUE!"},{"$error":"#VALUE!"},{"$error":"#VALUE!"},{"$error":"#VALUE!"},{"$error":"#VALUE!"},{"$error":"#VALUE!"},{"$error":"#VALUE!"},{"$error":"#VALUE!"},{"$error":"#VALUE!"},{"$error":"#VALUE!"},{"$error":"#VALUE!"},{"$error":"#VALUE!"},{"$error":"#VALUE!"},{"$error":"#VALUE!"},{"$error":"#VALUE!"},{"$error":"#VALUE!"},{"$error":"#VALUE!"},{"$error":"#VALUE!"},{"$error":"#VALUE!"},{"$error":"#VALUE!"},{"$error":"#VALUE!"},{"$error":"#VALUE!"},{"$f":"BV2466","v":{"$error":"#VALUE!"}},{"$error":"#VALUE!"},{"$error":"#VALUE!"},{"$error":"#VALUE!"},{"$error":"#VALUE!"},{"$error":"#VALUE!"},{"$error":"#VALUE!"},{"$error":"#VALUE!"},{"$error":"#VALUE!"},{"$error":"#VALUE!"},{"$error":"#VALUE!"},{"$error":"#VALUE!"},{"$error":"#VALUE!"},{"$error":"#VALUE!"},{"$error":"#VALUE!"},{"$error":"#VALUE!"},{"$error":"#VALUE!"},{"$error":"#VALUE!"},{"$error":"#VALUE!"},{"$error":"#VALUE!"},{"$error":"#VALUE!"},{"$error":"#VALUE!"},{"$error":"#VALUE!"},{"$error":"#VALUE!"},{"$error":"#VALUE!"},{"$error":"#VALUE!"},{"$error":"#VALUE!"},{"$error":"#VALUE!"},{"$error":"#VALUE!"},{"$error":"#VALUE!"},{"$error":"#VALUE!"},{"$f":"SUM(I2468:CZ2468)","v":{"$error":"#VALUE!"}}]
[{"$f":"CONCATENATE(H2363,C2469)","v":"CSO 019"},null,null,"Excess volume after GI saturation, cumulative (MG). Subtract Line 12b from 12c.",{"$nulls":4},{"$f":"IF(SUM($I2468:I2468)-$H2467<=0,0,SUM($I2468:I2468)-$H2467)","v":{"$error":"#VALUE!"}},{"$f":"IF(SUM($I2468:J2468)-$H2467<=0,0,SUM($I2468:J2468)-$H2467)","v":{"$error":"#VALUE!"}},{"$f":"IF(SUM($I2468:K2468)-$H2467<=0,0,SUM($I2468:K2468)-$H2467)","v":{"$error":"#VALUE!"}},{"$f":"IF(SUM($I2468:L2468)-$H2467<=0,0,SUM($I2468:L2468)-$H2467)","v":{"$error":"#VALUE!"}},{"$f":"IF(SUM($I2468:M2468)-$H2467<=0,0,SUM($I2468:M2468)-$H2467)","v":{"$error":"#VALUE!"}},{"$f":"IF(SUM($I2468:N2468)-$H2467<=0,0,SUM($I2468:N2468)-$H2467)","v":{"$error":"#VALUE!"}},{"$f":"IF(SUM($I2468:O2468)-$H2467<=0,0,SUM($I2468:O2468)-$H2467)","v":{"$error":"#VALUE!"}},{"$f":"IF(SUM($I2468:P2468)-$H2467<=0,0,SUM($I2468:P2468)-$H2467)","v":{"$error":"#VALUE!"}},{"$f":"IF(SUM($I2468:Q2468)-$H2467<=0,0,SUM($I2468:Q2468)-$H2467)","v":{"$error":"#VALUE!"}},{"$f":"IF(SUM($I2468:R2468)-$H2467<=0,0,SUM($I2468:R2468)-$H2467)","v":{"$error":"#VALUE!"}},{"$f":"IF(SUM($I2468:S2468)-$H2467<=0,0,SUM($I2468:S2468)-$H2467)","v":{"$error":"#VALUE!"}},{"$f":"IF(SUM($I2468:T2468)-$H2467<=0,0,SUM($I2468:T2468)-$H2467)","v":{"$error":"#VALUE!"}},{"$f":"IF(SUM($I2468:U2468)-$H2467<=0,0,SUM($I2468:U2468)-$H2467)","v":{"$error":"#VALUE!"}},{"$f":"IF(SUM($I2468:V2468)-$H2467<=0,0,SUM($I2468:V2468)-$H2467)","v":{"$error":"#VALUE!"}},{"$f":"IF(SUM($I2468:W2468)-$H2467<=0,0,SUM($I2468:W2468)-$H2467)","v":{"$error":"#VALUE!"}},{"$f":"IF(SUM($I2468:X2468)-$H2467<=0,0,SUM($I2468:X2468)-$H2467)","v":{"$error":"#VALUE!"}},{"$f":"IF(SUM($I2468:Y2468)-$H2467<=0,0,SUM($I2468:Y2468)-$H2467)","v":{"$error":"#VALUE!"}},{"$f":"IF(SUM($I2468:Z2468)-$H2467<=0,0,SUM($I2468:Z2468)-$H2467)","v":{"$error":"#VALUE!"}},{"$f":"IF(SUM($I2468:AA2468)-$H2467<=0,0,SUM($I2468:AA2468)-$H2467)","v":{"$error":"#VALUE!"}},{"$f":"IF(SUM($I2468:AB2468)-$H2467<=0,0,SUM($I2468:AB2468)-$H2467)","v":{"$error":"#VALUE!"}},{"$f":"IF(SUM($I2468:AC2468)-$H2467<=0,0,SUM($I2468:AC2468)-$H2467)","v":{"$error":"#VALUE!"}},{"$f":"IF(SUM($I2468:AD2468)-$H2467<=0,0,SUM($I2468:AD2468)-$H2467)","v":{"$error":"#VALUE!"}},{"$f":"IF(SUM($I2468:AE2468)-$H2467<=0,0,SUM($I2468:AE2468)-$H2467)","v":{"$error":"#VALUE!"}},{"$f":"IF(SUM($I2468:AF2468)-$H2467<=0,0,SUM($I2468:AF2468)-$H2467)","v":{"$error":"#VALUE!"}},{"$f":"IF(SUM($I2468:AG2468)-$H2467<=0,0,SUM($I2468:AG2468)-$H2467)","v":{"$error":"#VALUE!"}},{"$f":"IF(SUM($I2468:AH2468)-$H2467<=0,0,SUM($I2468:AH2468)-$H2467)","v":{"$error":"#VALUE!"}},{"$f":"IF(SUM($I2468:AI2468)-$H2467<=0,0,SUM($I2468:AI2468)-$H2467)","v":{"$error":"#VALUE!"}},{"$f":"IF(SUM($I2468:AJ2468)-$H2467<=0,0,SUM($I2468:AJ2468)-$H2467)","v":{"$error":"#VALUE!"}},{"$f":"IF(SUM($I2468:AK2468)-$H2467<=0,0,SUM($I2468:AK2468)-$H2467)","v":{"$error":"#VALUE!"}},{"$f":"IF(SUM($I2468:AL2468)-$H2467<=0,0,SUM($I2468:AL2468)-$H2467)","v":{"$error":"#VALUE!"}},{"$f":"IF(SUM($I2468:AM2468)-$H2467<=0,0,SUM($I2468:AM2468)-$H2467)","v":{"$error":"#VALUE!"}},{"$f":"IF(SUM($I2468:AN2468)-$H2467<=0,0,SUM($I2468:AN2468)-$H2467)","v":{"$error":"#VALUE!"}},{"$f":"IF(SUM($I2468:AO2468)-$H2467<=0,0,SUM($I2468:AO2468)-$H2467)","v":{"$error":"#VALUE!"}},{"$f":"IF(SUM($I2468:AP2468)-$H2467<=0,0,SUM($I2468:AP2468)-$H2467)","v":{"$error":"#VALUE!"}},{"$f":"IF(SUM($I2468:AQ2468)-$H2467<=0,0,SUM($I2468:AQ2468)-$H2467)","v":{"$error":"#VALUE!"}},{"$f":"IF(SUM($I2468:AR2468)-$H2467<=0,0,SUM($I2468:AR2468)-$H2467)","v":{"$error":"#VALUE!"}},{"$f":"IF(SUM($I2468:AS2468)-$H2467<=0,0,SUM($I2468:AS2468)-$H2467)","v":{"$error":"#VALUE!"}},{"$f":"IF(SUM($I2468:AT2468)-$H2467<=0,0,SUM($I2468:AT2468)-$H2467)","v":{"$error":"#VALUE!"}},{"$f":"IF(SUM($I2468:AU2468)-$H2467<=0,0,SUM($I2468:AU2468)-$H2467)","v":{"$error":"#VALUE!"}},{"$f":"IF(SUM($I2468:AV2468)-$H2467<=0,0,SUM($I2468:AV2468)-$H2467)","v":{"$error":"#VALUE!"}},{"$f":"IF(SUM($I2468:AW2468)-$H2467<=0,0,SUM($I2468:AW2468)-$H2467)","v":{"$error":"#VALUE!"}},{"$f":"IF(SUM($I2468:AX2468)-$H2467<=0,0,SUM($I2468:AX2468)-$H2467)","v":{"$error":"#VALUE!"}},{"$f":"IF(SUM($I2468:AY2468)-$H2467<=0,0,SUM($I2468:AY2468)-$H2467)","v":{"$error":"#VALUE!"}},{"$f":"IF(SUM($I2468:AZ2468)-$H2467<=0,0,SUM($I2468:AZ2468)-$H2467)","v":{"$error":"#VALUE!"}},{"$f":"IF(SUM($I2468:BA2468)-$H2467<=0,0,SUM($I2468:BA2468)-$H2467)","v":{"$error":"#VALUE!"}},{"$f":"IF(SUM($I2468:BB2468)-$H2467<=0,0,SUM($I2468:BB2468)-$H2467)","v":{"$error":"#VALUE!"}},{"$f":"IF(SUM($I2468:BC2468)-$H2467<=0,0,SUM($I2468:BC2468)-$H2467)","v":{"$error":"#VALUE!"}},{"$f":"IF(SUM($I2468:BD2468)-$H2467<=0,0,SUM($I2468:BD2468)-$H2467)","v":{"$error":"#VALUE!"}},{"$f":"IF(SUM($I2468:BE2468)-$H2467<=0,0,SUM($I2468:BE2468)-$H2467)","v":{"$error":"#VALUE!"}},{"$f":"IF(SUM($I2468:BF2468)-$H2467<=0,0,SUM($I2468:BF2468)-$H2467)","v":{"$error":"#VALUE!"}},{"$f":"IF(SUM($I2468:BG2468)-$H2467<=0,0,SUM($I2468:BG2468)-$H2467)","v":{"$error":"#VALUE!"}},{"$f":"IF(SUM($I2468:BH2468)-$H2467<=0,0,SUM($I2468:BH2468)-$H2467)","v":{"$error":"#VALUE!"}},{"$f":"IF(SUM($I2468:BI2468)-$H2467<=0,0,SUM($I2468:BI2468)-$H2467)","v":{"$error":"#VALUE!"}},{"$f":"IF(SUM($I2468:BJ2468)-$H2467<=0,0,SUM($I2468:BJ2468)-$H2467)","v":{"$error":"#VALUE!"}},{"$f":"IF(SUM($I2468:BK2468)-$H2467<=0,0,SUM($I2468:BK2468)-$H2467)","v":{"$error":"#VALUE!"}},{"$f":"IF(SUM($I2468:BL2468)-$H2467<=0,0,SUM($I2468:BL2468)-$H2467)","v":{"$error":"#VALUE!"}},{"$f":"IF(SUM($I2468:BM2468)-$H2467<=0,0,SUM($I2468:BM2468)-$H2467)","v":{"$error":"#VALUE!"}},{"$f":"IF(SUM($I2468:BN2468)-$H2467<=0,0,SUM($I2468:BN2468)-$H2467)","v":{"$error":"#VALUE!"}},{"$f":"IF(SUM($I2468:BO2468)-$H2467<=0,0,SUM($I2468:BO2468)-$H2467)","v":{"$error":"#VALUE!"}},{"$f":"IF(SUM($I2468:BP2468)-$H2467<=0,0,SUM($I2468:BP2468)-$H2467)","v":{"$error":"#VALUE!"}},{"$f":"IF(SUM($I2468:BQ2468)-$H2467<=0,0,SUM($I2468:BQ2468)-$H2467)","v":{"$error":"#VALUE!"}},{"$f":"IF(SUM($I2468:BR2468)-$H2467<=0,0,SUM($I2468:BR2468)-$H2467)","v":{"$error":"#VALUE!"}},{"$f":"IF(SUM($I2468:BS2468)-$H2467<=0,0,SUM($I2468:BS2468)-$H2467)","v":{"$error":"#VALUE!"}},{"$f":"IF(SUM($I2468:BT2468)-$H2467<=0,0,SUM($I2468:BT2468)-$H2467)","v":{"$error":"#VALUE!"}},{"$f":"IF(SUM($I2468:BU2468)-$H2467<=0,0,SUM($I2468:BU2468)-$H2467)","v":{"$error":"#VALUE!"}},{"$f":"IF(SUM($I2468:BV2468)-$H2467<=0,0,SUM($I2468:BV2468)-$H2467)","v":{"$error":"#VALUE!"}},{"$f":"IF(SUM($I2468:BW2468)-$H2467<=0,0,SUM($I2468:BW2468)-$H2467)","v":{"$error":"#VALUE!"}},{"$f":"IF(SUM($I2468:BX2468)-$H2467<=0,0,SUM($I2468:BX2468)-$H2467)","v":{"$error":"#VALUE!"}},{"$f":"IF(SUM($I2468:BY2468)-$H2467<=0,0,SUM($I2468:BY2468)-$H2467)","v":{"$error":"#VALUE!"}},{"$f":"IF(SUM($I2468:BZ2468)-$H2467<=0,0,SUM($I2468:BZ2468)-$H2467)","v":{"$error":"#VALUE!"}},{"$f":"IF(SUM($I2468:CA2468)-$H2467<=0,0,SUM($I2468:CA2468)-$H2467)","v":{"$error":"#VALUE!"}},{"$f":"IF(SUM($I2468:CB2468)-$H2467<=0,0,SUM($I2468:CB2468)-$H2467)","v":{"$error":"#VALUE!"}},{"$f":"IF(SUM($I2468:CC2468)-$H2467<=0,0,SUM($I2468:CC2468)-$H2467)","v":{"$error":"#VALUE!"}},{"$f":"IF(SUM($I2468:CD2468)-$H2467<=0,0,SUM($I2468:CD2468)-$H2467)","v":{"$error":"#VALUE!"}},{"$f":"IF(SUM($I2468:CE2468)-$H2467<=0,0,SUM($I2468:CE2468)-$H2467)","v":{"$error":"#VALUE!"}},{"$f":"IF(SUM($I2468:CF2468)-$H2467<=0,0,SUM($I2468:CF2468)-$H2467)","v":{"$error":"#VALUE!"}},{"$f":"IF(SUM($I2468:CG2468)-$H2467<=0,0,SUM($I2468:CG2468)-$H2467)","v":{"$error":"#VALUE!"}},{"$f":"IF(SUM($I2468:CH2468)-$H2467<=0,0,SUM($I2468:CH2468)-$H2467)","v":{"$error":"#VALUE!"}},{"$f":"IF(SUM($I2468:CI2468)-$H2467<=0,0,SUM($I2468:CI2468)-$H2467)","v":{"$error":"#VALUE!"}},{"$f":"IF(SUM($I2468:CJ2468)-$H2467<=0,0,SUM($I2468:CJ2468)-$H2467)","v":{"$error":"#VALUE!"}},{"$f":"IF(SUM($I2468:CK2468)-$H2467<=0,0,SUM($I2468:CK2468)-$H2467)","v":{"$error":"#VALUE!"}},{"$f":"IF(SUM($I2468:CL2468)-$H2467<=0,0,SUM($I2468:CL2468)-$H2467)","v":{"$error":"#VALUE!"}},{"$f":"IF(SUM($I2468:CM2468)-$H2467<=0,0,SUM($I2468:CM2468)-$H2467)","v":{"$error":"#VALUE!"}},{"$f":"IF(SUM($I2468:CN2468)-$H2467<=0,0,SUM($I2468:CN2468)-$H2467)","v":{"$error":"#VALUE!"}},{"$f":"IF(SUM($I2468:CO2468)-$H2467<=0,0,SUM($I2468:CO2468)-$H2467)","v":{"$error":"#VALUE!"}},{"$f":"IF(SUM($I2468:CP2468)-$H2467<=0,0,SUM($I2468:CP2468)-$H2467)","v":{"$error":"#VALUE!"}},{"$f":"IF(SUM($I2468:CQ2468)-$H2467<=0,0,SUM($I2468:CQ2468)-$H2467)","v":{"$error":"#VALUE!"}},{"$f":"IF(SUM($I2468:CR2468)-$H2467<=0,0,SUM($I2468:CR2468)-$H2467)","v":{"$error":"#VALUE!"}},{"$f":"IF(SUM($I2468:CS2468)-$H2467<=0,0,SUM($I2468:CS2468)-$H2467)","v":{"$error":"#VALUE!"}},{"$f":"IF(SUM($I2468:CT2468)-$H2467<=0,0,SUM($I2468:CT2468)-$H2467)","v":{"$error":"#VALUE!"}},{"$f":"IF(SUM($I2468:CU2468)-$H2467<=0,0,SUM($I2468:CU2468)-$H2467)","v":{"$error":"#VALUE!"}},{"$f":"IF(SUM($I2468:CV2468)-$H2467<=0,0,SUM($I2468:CV2468)-$H2467)","v":{"$error":"#VALUE!"}},{"$f":"IF(SUM($I2468:CW2468)-$H2467<=0,0,SUM($I2468:CW2468)-$H2467)","v":{"$error":"#VALUE!"}},{"$f":"IF(SUM($I2468:CX2468)-$H2467<=0,0,SUM($I2468:CX2468)-$H2467)","v":{"$error":"#VALUE!"}},{"$f":"IF(SUM($I2468:CY2468)-$H2467<=0,0,SUM($I2468:CY2468)-$H2467)","v":{"$error":"#VALUE!"}},{"$f":"IF(SUM($I2468:CZ2468)-$H2467<=0,0,SUM($I2468:CZ2468)-$H2467)","v":{"$error":"#VALUE!"}},"NA"]
[{"$f":"CONCATENATE(H2363,C2471)","v":"CSO 01913a."},"13. Runoff Controls","13a.","Total CSO control volume (MG).",null,null,{"$f":"C2471","v":"13a."},{"$f":"HLOOKUP(H2363,'4 - CSO VOLUME'!$E$9:$AS$33,16,FALSE)","v":{"v":0,"d":"0.00"}}]
[{"$f":"CONCATENATE(H2363,C2474)","v":"CSO 019"},null,null,"Excess stormwater runoff volume, cumulative (MG). Subtract Line 13a from Line 13c.",{"$nulls":4},{"$f":"IF(SUM($I2473:I2473)-$H2471<=0,0,SUM($I2473:I2473)-$H2471)","v":{"$error":"#VALUE!"}},{"$f":"IF(SUM($I2473:J2473)-$H2471<=0,0,SUM($I2473:J2473)-$H2471)","v":{"$error":"#VALUE!"}},{"$f":"IF(SUM($I2473:K2473)-$H2471<=0,0,SUM($I2473:K2473)-$H2471)","v":{"$error":"#VALUE!"}},{"$f":"IF(SUM($I2473:L2473)-$H2471<=0,0,SUM($I2473:L2473)-$H2471)","v":{"$error":"#VALUE!"}},{"$f":"IF(SUM($I2473:M2473)-$H2471<=0,0,SUM($I2473:M2473)-$H2471)","v":{"$error":"#VALUE!"}},{"$f":"IF(SUM($I2473:N2473)-$H2471<=0,0,SUM($I2473:N2473)-$H2471)","v":{"$error":"#VALUE!"}},{"$f":"IF(SUM($I2473:O2473)-$H2471<=0,0,SUM($I2473:O2473)-$H2471)","v":{"$error":"#VALUE!"}},{"$f":"IF(SUM($I2473:P2473)-$H2471<=0,0,SUM($I2473:P2473)-$H2471)","v":{"$error":"#VALUE!"}},{"$f":"IF(SUM($I2473:Q2473)-$H2471<=0,0,SUM($I2473:Q2473)-$H2471)","v":{"$error":"#VALUE!"}},{"$f":"IF(SUM($I2473:R2473)-$H2471<=0,0,SUM($I2473:R2473)-$H2471)","v":{"$error":"#VALUE!"}},{"$f":"IF(SUM($I2473:S2473)-$H2471<=0,0,SUM($I2473:S2473)-$H2471)","v":{"$error":"#VALUE!"}},{"$f":"IF(SUM($I2473:T2473)-$H2471<=0,0,SUM($I2473:T2473)-$H2471)","v":{"$error":"#VALUE!"}},{"$f":"IF(SUM($I2473:U2473)-$H2471<=0,0,SUM($I2473:U2473)-$H2471)","v":{"$error":"#VALUE!"}},{"$f":"IF(SUM($I2473:V2473)-$H2471<=0,0,SUM($I2473:V2473)-$H2471)","v":{"$error":"#VALUE!"}},{"$f":"IF(SUM($I2473:W2473)-$H2471<=0,0,SUM($I2473:W2473)-$H2471)","v":{"$error":"#VALUE!"}},{"$f":"IF(SUM($I2473:X2473)-$H2471<=0,0,SUM($I2473:X2473)-$H2471)","v":{"$error":"#VALUE!"}},{"$f":"IF(SUM($I2473:Y2473)-$H2471<=0,0,SUM($I2473:Y2473)-$H2471)","v":{"$error":"#VALUE!"}},{"$f":"IF(SUM($I2473:Z2473)-$H2471<=0,0,SUM($I2473:Z2473)-$H2471)","v":{"$error":"#VALUE!"}},{"$f":"IF(SUM($I2473:AA2473)-$H2471<=0,0,SUM($I2473:AA2473)-$H2471)","v":{"$error":"#VALUE!"}},{"$f":"IF(SUM($I2473:AB2473)-$H2471<=0,0,SUM($I2473:AB2473)-$H2471)","v":{"$error":"#VALUE!"}},{"$f":"IF(SUM($I2473:AC2473)-$H2471<=0,0,SUM($I2473:AC2473)-$H2471)","v":{"$error":"#VALUE!"}},{"$f":"IF(SUM($I2473:AD2473)-$H2471<=0,0,SUM($I2473:AD2473)-$H2471)","v":{"$error":"#VALUE!"}},{"$f":"IF(SUM($I2473:AE2473)-$H2471<=0,0,SUM($I2473:AE2473)-$H2471)","v":{"$error":"#VALUE!"}},{"$f":"IF(SUM($I2473:AF2473)-$H2471<=0,0,SUM($I2473:AF2473)-$H2471)","v":{"$error":"#VALUE!"}},{"$f":"IF(SUM($I2473:AG2473)-$H2471<=0,0,SUM($I2473:AG2473)-$H2471)","v":{"$error":"#VALUE!"}},{"$f":"IF(SUM($I2473:AH2473)-$H2471<=0,0,SUM($I2473:AH2473)-$H2471)","v":{"$error":"#VALUE!"}},{"$f":"IF(SUM($I2473:AI2473)-$H2471<=0,0,SUM($I2473:AI2473)-$H2471)","v":{"$error":"#VALUE!"}},{"$f":"IF(SUM($I2473:AJ2473)-$H2471<=0,0,SUM($I2473:AJ2473)-$H2471)","v":{"$error":"#VALUE!"}},{"$f":"IF(SUM($I2473:AK2473)-$H2471<=0,0,SUM($I2473:AK2473)-$H2471)","v":{"$error":"#VALUE!"}},{"$f":"IF(SUM($I2473:AL2473)-$H2471<=0,0,SUM($I2473:AL2473)-$H2471)","v":{"$error":"#VALUE!"}},{"$f":"IF(SUM($I2473:AM2473)-$H2471<=0,0,SUM($I2473:AM2473)-$H2471)","v":{"$error":"#VALUE!"}},{"$f":"IF(SUM($I2473:AN2473)-$H2471<=0,0,SUM($I2473:AN2473)-$H2471)","v":{"$error":"#VALUE!"}},{"$f":"IF(SUM($I2473:AO2473)-$H2471<=0,0,SUM($I2473:AO2473)-$H2471)","v":{"$error":"#VALUE!"}},{"$f":"IF(SUM($I2473:AP2473)-$H2471<=0,0,SUM($I2473:AP2473)-$H2471)","v":{"$error":"#VALUE!"}},{"$f":"IF(SUM($I2473:AQ2473)-$H2471<=0,0,SUM($I2473:AQ2473)-$H2471)","v":{"$error":"#VALUE!"}},{"$f":"IF(SUM($I2473:AR2473)-$H2471<=0,0,SUM($I2473:AR2473)-$H2471)","v":{"$error":"#VALUE!"}},{"$f":"IF(SUM($I2473:AS2473)-$H2471<=0,0,SUM($I2473:AS2473)-$H2471)","v":{"$error":"#VALUE!"}},{"$f":"IF(SUM($I2473:AT2473)-$H2471<=0,0,SUM($I2473:AT2473)-$H2471)","v":{"$error":"#VALUE!"}},{"$f":"IF(SUM($I2473:AU2473)-$H2471<=0,0,SUM($I2473:AU2473)-$H2471)","v":{"$error":"#VALUE!"}},{"$f":"IF(SUM($I2473:AV2473)-$H2471<=0,0,SUM($I2473:AV2473)-$H2471)","v":{"$error":"#VALUE!"}},{"$f":"IF(SUM($I2473:AW2473)-$H2471<=0,0,SUM($I2473:AW2473)-$H2471)","v":{"$error":"#VALUE!"}},{"$f":"IF(SUM($I2473:AX2473)-$H2471<=0,0,SUM($I2473:AX2473)-$H2471)","v":{"$error":"#VALUE!"}},{"$f":"IF(SUM($I2473:AY2473)-$H2471<=0,0,SUM($I2473:AY2473)-$H2471)","v":{"$error":"#VALUE!"}},{"$f":"IF(SUM($I2473:AZ2473)-$H2471<=0,0,SUM($I2473:AZ2473)-$H2471)","v":{"$error":"#VALUE!"}},{"$f":"IF(SUM($I2473:BA2473)-$H2471<=0,0,SUM($I2473:BA2473)-$H2471)","v":{"$error":"#VALUE!"}},{"$f":"IF(SUM($I2473:BB2473)-$H2471<=0,0,SUM($I2473:BB2473)-$H2471)","v":{"$error":"#VALUE!"}},{"$f":"IF(SUM($I2473:BC2473)-$H2471<=0,0,SUM($I2473:BC2473)-$H2471)","v":{"$error":"#VALUE!"}},{"$f":"IF(SUM($I2473:BD2473)-$H2471<=0,0,SUM($I2473:BD2473)-$H2471)","v":{"$error":"#VALUE!"}},{"$f":"IF(SUM($I2473:BE2473)-$H2471<=0,0,SUM($I2473:BE2473)-$H2471)","v":{"$error":"#VALUE!"}},{"$f":"IF(SUM($I2473:BF2473)-$H2471<=0,0,SUM($I2473:BF2473)-$H2471)","v":{"$error":"#VALUE!"}},{"$f":"IF(SUM($I2473:BG2473)-$H2471<=0,0,SUM($I2473:BG2473)-$H2471)","v":{"$error":"#VALUE!"}},{"$f":"IF(SUM($I2473:BH2473)-$H2471<=0,0,SUM($I2473:BH2473)-$H2471)","v":{"$error":"#VALUE!"}},{"$f":"IF(SUM($I2473:BI2473)-$H2471<=0,0,SUM($I2473:BI2473)-$H2471)","v":{"$error":"#VALUE!"}},{"$f":"IF(SUM($I2473:BJ2473)-$H2471<=0,0,SUM($I2473:BJ2473)-$H2471)","v":{"$error":"#VALUE!"}},{"$f":"IF(SUM($I2473:BK2473)-$H2471<=0,0,SUM($I2473:BK2473)-$H2471)","v":{"$error":"#VALUE!"}},{"$f":"IF(SUM($I2473:BL2473)-$H2471<=0,0,SUM($I2473:BL2473)-$H2471)","v":{"$error":"#VALUE!"}},{"$f":"IF(SUM($I2473:BM2473)-$H2471<=0,0,SUM($I2473:BM2473)-$H2471)","v":{"$error":"#VALUE!"}},{"$f":"IF(SUM($I2473:BN2473)-$H2471<=0,0,SUM($I2473:BN2473)-$H2471)","v":{"$error":"#VALUE!"}},{"$f":"IF(SUM($I2473:BO2473)-$H2471<=0,0,SUM($I2473:BO2473)-$H2471)","v":{"$error":"#VALUE!"}},{"$f":"IF(SUM($I2473:BP2473)-$H2471<=0,0,SUM($I2473:BP2473)-$H2471)","v":{"$error":"#VALUE!"}},{"$f":"IF(SUM($I2473:BQ2473)-$H2471<=0,0,SUM($I2473:BQ2473)-$H2471)","v":{"$error":"#VALUE!"}},{"$f":"IF(SUM($I2473:BR2473)-$H2471<=0,0,SUM($I2473:BR2473)-$H2471)","v":{"$error":"#VALUE!"}},{"$f":"IF(SUM($I2473:BS2473)-$H2471<=0,0,SUM($I2473:BS2473)-$H2471)","v":{"$error":"#VALUE!"}},{"$f":"IF(SUM($I2473:BT2473)-$H2471<=0,0,SUM($I2473:BT2473)-$H2471)","v":{"$error":"#VALUE!"}},{"$f":"IF(SUM($I2473:BU2473)-$H2471<=0,0,SUM($I2473:BU2473)-$H2471)","v":{"$error":"#VALUE!"}},{"$f":"IF(SUM($I2473:BV2473)-$H2471<=0,0,SUM($I2473:BV2473)-$H2471)","v":{"$error":"#VALUE!"}},{"$f":"IF(SUM($I2473:BW2473)-$H2471<=0,0,SUM($I2473:BW2473)-$H2471)","v":{"$error":"#VALUE!"}},{"$f":"IF(SUM($I2473:BX2473)-$H2471<=0,0,SUM($I2473:BX2473)-$H2471)","v":{"$error":"#VALUE!"}},{"$f":"IF(SUM($I2473:BY2473)-$H2471<=0,0,SUM($I2473:BY2473)-$H2471)","v":{"$error":"#VALUE!"}},{"$f":"IF(SUM($I2473:BZ2473)-$H2471<=0,0,SUM($I2473:BZ2473)-$H2471)","v":{"$error":"#VALUE!"}},{"$f":"IF(SUM($I2473:CA2473)-$H2471<=0,0,SUM($I2473:CA2473)-$H2471)","v":{"$error":"#VALUE!"}},{"$f":"IF(SUM($I2473:CB2473)-$H2471<=0,0,SUM($I2473:CB2473)-$H2471)","v":{"$error":"#VALUE!"}},{"$f":"IF(SUM($I2473:CC2473)-$H2471<=0,0,SUM($I2473:CC2473)-$H2471)","v":{"$error":"#VALUE!"}},{"$f":"IF(SUM($I2473:CD2473)-$H2471<=0,0,SUM($I2473:CD2473)-$H2471)","v":{"$error":"#VALUE!"}},{"$f":"IF(SUM($I2473:CE2473)-$H2471<=0,0,SUM($I2473:CE2473)-$H2471)","v":{"$error":"#VALUE!"}},{"$f":"IF(SUM($I2473:CF2473)-$H2471<=0,0,SUM($I2473:CF2473)-$H2471)","v":{"$error":"#VALUE!"}},{"$f":"IF(SUM($I2473:CG2473)-$H2471<=0,0,SUM($I2473:CG2473)-$H2471)","v":{"$error":"#VALUE!"}},{"$f":"IF(SUM($I2473:CH2473)-$H2471<=0,0,SUM($I2473:CH2473)-$H2471)","v":{"$error":"#VALUE!"}},{"$f":"IF(SUM($I2473:CI2473)-$H2471<=0,0,SUM($I2473:CI2473)-$H2471)","v":{"$error":"#VALUE!"}},{"$f":"IF(SUM($I2473:CJ2473)-$H2471<=0,0,SUM($I2473:CJ2473)-$H2471)","v":{"$error":"#VALUE!"}},{"$f":"IF(SUM($I2473:CK2473)-$H2471<=0,0,SUM($I2473:CK2473)-$H2471)","v":{"$error":"#VALUE!"}},{"$f":"IF(SUM($I2473:CL2473)-$H2471<=0,0,SUM($I2473:CL2473)-$H2471)","v":{"$error":"#VALUE!"}},{"$f":"IF(SUM($I2473:CM2473)-$H2471<=0,0,SUM($I2473:CM2473)-$H2471)","v":{"$error":"#VALUE!"}},{"$f":"IF(SUM($I2473:CN2473)-$H2471<=0,0,SUM($I2473:CN2473)-$H2471)","v":{"$error":"#VALUE!"}},{"$f":"IF(SUM($I2473:CO2473)-$H2471<=0,0,SUM($I2473:CO2473)-$H2471)","v":{"$error":"#VALUE!"}},{"$f":"IF(SUM($I2473:CP2473)-$H2471<=0,0,SUM($I2473:CP2473)-$H2471)","v":{"$error":"#VALUE!"}},{"$f":"IF(SUM($I2473:CQ2473)-$H2471<=0,0,SUM($I2473:CQ2473)-$H2471)","v":{"$error":"#VALUE!"}},{"$f":"IF(SUM($I2473:CR2473)-$H2471<=0,0,SUM($I2473:CR2473)-$H2471)","v":{"$error":"#VALUE!"}},{"$f":"IF(SUM($I2473:CS2473)-$H2471<=0,0,SUM($I2473:CS2473)-$H2471)","v":{"$error":"#VALUE!"}},{"$f":"IF(SUM($I2473:CT2473)-$H2471<=0,0,SUM($I2473:CT2473)-$H2471)","v":{"$error":"#VALUE!"}},{"$f":"IF(SUM($I2473:CU2473)-$H2471<=0,0,SUM($I2473:CU2473)-$H2471)","v":{"$error":"#VALUE!"}},{"$f":"IF(SUM($I2473:CV2473)-$H2471<=0,0,SUM($I2473:CV2473)-$H2471)","v":{"$error":"#VALUE!"}},{"$f":"IF(SUM($I2473:CW2473)-$H2471<=0,0,SUM($I2473:CW2473)-$H2471)","v":{"$error":"#VALUE!"}},{"$f":"IF(SUM($I2473:CX2473)-$H2471<=0,0,SUM($I2473:CX2473)-$H2471)","v":{"$error":"#VALUE!"}},{"$f":"IF(SUM($I2473:CY2473)-$H2471<=0,0,SUM($I2473:CY2473)-$H2471)","v":{"$error":"#VALUE!"}},{"$f":"IF(SUM($I2473:CZ2473)-$H2471<=0,0,SUM($I2473:CZ2473)-$H2471)","v":{"$error":"#VALUE!"}},"NA"]
[{"$f":"CONCATENATE(H2363,C2477)","v":"CSO 01914b."},null,"14b.","Total CSO volume (MG). Divide Line 14a by 24, then subtract from Line 13d at hourly increments.",null,null,"14b.",null,{"$f":"IF(I2475-($H2476/(4*24))<0,0,I2475-($H2476/(4*24)))","v":{"$error":"#VALUE!"}},{"$f":"IF(J2475-($H2476/(4*24))<0,0,J2475-($H2476/(4*24)))","v":{"$error":"#VALUE!"}},{"$error":"#VALUE!"},{"$error":"#VALUE!"},{"$error":"#VALUE!"},{"$error":"#VALUE!"},{"$error":"#VALUE!"},{"$error":"#VALUE!"},{"$error":"#VALUE!"},{"$error":"#VALUE!"},{"$error":"#VALUE!"},{"$error":"#VALUE!"},{"$error":"#VALUE!"},{"$error":"#VALUE!"},{"$error":"#VALUE!"},{"$error":"#VALUE!"},{"$error":"#VALUE!"},{"$error":"#VALUE!"},{"$error":"#VALUE!"},{"$error":"#VALUE!"},{"$error":"#VALUE!"},{"$error":"#VALUE!"},{"$error":"#VALUE!"},{"$error":"#VALUE!"},{"$error":"#VALUE!"},{"$error":"#VALUE!"},{"$error":"#VALUE!"},{"$error":"#VALUE!"},{"$error":"#VALUE!"},{"$error":"#VALUE!"},{"$error":"#VALUE!"},{"$error":"#VALUE!"},{"$error":"#VALUE!"},{"$error":"#VALUE!"},{"$error":"#VALUE!"},{"$error":"#VALUE!"},{"$error":"#VALUE!"},{"$error":"#VALUE!"},{"$error":"#VALUE!"},{"$error":"#VALUE!"},{"$error":"#VALUE!"},{"$error":"#VALUE!"},{"$error":"#VALUE!"},{"$error":"#VALUE!"},{"$error":"#VALUE!"},{"$error":"#VALUE!"},{"$error":"#VALUE!"},{"$error":"#VALUE!"},{"$error":"#VALUE!"},{"$error":"#VALUE!"},{"$error":"#VALUE!"},{"$error":"#VALUE!"},{"$error":"#VALUE!"},{"$error":"#VALUE!"},{"$error":"#VALUE!"},{"$error":"#VALUE!"},{"$error":"#VALUE!"},{"$error":"#VALUE!"},{"$error":"#VALUE!"},{"$error":"#VALUE!"},{"$error":"#VALUE!"},{"$error":"#VALUE!"},{"$error":"#VALUE!"},{"$error":"#VALUE!"},{"$error":"#VALUE!"},{"$f":"IF(BV2475-($H2476/(4*24))<0,0,BV2475-($H2476/(4*24)))","v":{"$error":"#VALUE!"}},{"$error":"#VALUE!"},{"$error":"#VALUE!"},{"$error":"#VALUE!"},{"$error":"#VALUE!"},{"$error":"#VALUE!"},{"$error":"#VALUE!"},{"$error":"#VALUE!"},{"$error":"#VALUE!"},{"$error":"#VALUE!"},{"$error":"#VALUE!"},{"$error":"#VALUE!"},{"$error":"#VALUE!"},{"$error":"#VALUE!"},{"$error":"#VALUE!"},{"$error":"#VALUE!"},{"$error":"#VALUE!"},{"$error":"#VALUE!"},{"$error":"#VALUE!"},{"$error":"#VALUE!"},{"$error":"#VALUE!"},{"$error":"#VALUE!"},{"$error":"#VALUE!"},{"$error":"#VALUE!"},{"$error":"#VALUE!"},{"$error":"#VALUE!"},{"$error":"#VALUE!"},{"$error":"#VALUE!"},{"$error":"#VALUE!"},{"$error":"#VALUE!"},{"$error":"#VALUE!"},{"$f":"SUM(I2477:CZ2477)","v":{"$error":"#VALUE!"}}]
[{"$f":"CONCATENATE(H2363,C2479)","v":"CSO 01914d."},null,"14d.","Treated CSO volume (MG). Populate with Line 14b values that are less than or equal to Line 14c divided by 24.",null,null,"14d.",null,{"$f":"IF(I2477=0,0,IF(I2477<=$H2478/(4*24),I2477,$H2478/(4*24)))","v":{"$error":"#VALUE!"}},{"$f":"IF(J2477=0,0,IF(J2477<=$H2478/(4*24),J2477,$H2478/(4*24)))","v":{"$error":"#VALUE!"}},{"$error":"#VALUE!"},{"$error":"#VALUE!"},{"$error":"#VALUE!"},{"$error":"#VALUE!"},{"$error":"#VALUE!"},{"$error":"#VALUE!"},{"$error":"#VALUE!"},{"$error":"#VALUE!"},{"$error":"#VALUE!"},{"$error":"#VALUE!"},{"$error":"#VALUE!"},{"$error":"#VALUE!"},{"$error":"#VALUE!"},{"$error":"#VALUE!"},{"$error":"#VALUE!"},{"$error":"#VALUE!"},{"$error":"#VALUE!"},{"$error":"#VALUE!"},{"$error":"#VALUE!"},{"$error":"#VALUE!"},{"$error":"#VALUE!"},{"$error":"#VALUE!"},{"$error":"#VALUE!"},{"$error":"#VALUE!"},{"$error":"#VALUE!"},{"$error":"#VALUE!"},{"$error":"#VALUE!"},{"$error":"#VALUE!"},{"$error":"#VALUE!"},{"$error":"#VALUE!"},{"$error":"#VALUE!"},{"$error":"#VALUE!"},{"$error":"#VALUE!"},{"$error":"#VALUE!"},{"$error":"#VALUE!"},{"$error":"#VALUE!"},{"$error":"#VALUE!"},{"$error":"#VALUE!"},{"$error":"#VALUE!"},{"$error":"#VALUE!"},{"$error":"#VALUE!"},{"$error":"#VALUE!"},{"$error":"#VALUE!"},{"$error":"#VALUE!"},{"$error":"#VALUE!"},{"$error":"#VALUE!"},{"$error":"#VALUE!"},{"$error":"#VALUE!"},{"$error":"#VALUE!"},{"$error":"#VALUE!"},{"$error":"#VALUE!"},{"$error":"#VALUE!"},{"$error":"#VALUE!"},{"$error":"#VALUE!"},{"$error":"#VALUE!"},{"$error":"#VALUE!"},{"$error":"#VALUE!"},{"$error":"#VALUE!"},{"$error":"#VALUE!"},{"$error":"#VALUE!"},{"$error":"#VALUE!"},{"$error":"#VALUE!"},{"$error":"#VALUE!"},{"$f":"IF(BV2477=0,0,IF(BV2477<=$H2478/(4*24),BV2477,$H2478/(4*24)))","v":{"$error":"#VALUE!"}},{"$error":"#VALUE!"},{"$error":"#VALUE!"},{"$error":"#VALUE!"},{"$error":"#VALUE!"},{"$error":"#VALUE!"},{"$error":"#VALUE!"},{"$error":"#VALUE!"},{"$error":"#VALUE!"},{"$error":"#VALUE!"},{"$error":"#VALUE!"},{"$error":"#VALUE!"},{"$error":"#VALUE!"},{"$error":"#VALUE!"},{"$error":"#VALUE!"},{"$error":"#VALUE!"},{"$error":"#VALUE!"},{"$error":"#VALUE!"},{"$error":"#VALUE!"},{"$error":"#VALUE!"},{"$error":"#VALUE!"},{"$error":"#VALUE!"},{"$error":"#VALUE!"},{"$error":"#VALUE!"},{"$error":"#VALUE!"},{"$error":"#VALUE!"},{"$error":"#VALUE!"},{"$error":"#VALUE!"},{"$error":"#VALUE!"},{"$error":"#VALUE!"},{"$error":"#VALUE!"},{"$f":"SUM(I2479:CZ2479)","v":{"$error":"#VALUE!"}}]
[]
[]
[{"$nulls":6},"TOC (hr);",{"$f":"HLOOKUP(H2484,'3 - Tc & RAINFALL'!$E$9:$AS$17,6,FALSE)","v":""}]
[{"$nulls":6},"Initial Abstraction (in):",{"$f":"HLOOKUP(H2484,'3 - Tc & RAINFALL'!$E$9:$AS$17,9,FALSE)","v":{"v":0.1,"d":"0.10"}}]
[{"$nulls":4},1.25,{"$f":"$DF$4","v":{"v":0,"d":"0.000"}},{"$f":"IF(SUM(F2490:F2491)-H2488<=0,0,SUM(F2490:F2491)-H2488)","v":{"v":0,"d":"0.00"}},{"$f":"G2491-G2490","v":{"v":0,"d":"0.000"}},null,{"$f":"IF(H2487<=J2489-E2491,0,H2491*H2485*H2486*J2485/(H2487*4))","v":{"$error":"#VALUE!"}},{"$f":"IF(H2487<=K2489-E2491,0,H2491*H2485*H2486*J2485/(H2487*4))","v":{"$error":"#VALUE!"}},{"$f":"IF(H2487<=L2489-E2491,0,H2491*H2485*H2486*J2485/(H2487*4))","v":{"$error":"#VALUE!"}},{"$f":"IF(H2487<=M2489-E2491,0,H2491*H2485*H2486*J2485/(H2487*4))","v":{"$error":"#VALUE!"}},{"$f":"IF(H2487<=N2489-E2491,0,H2491*H2485*H2486*J2485/(H2487*4))","v":{"$error":"#VALUE!"}},{"$f":"IF(H2487<=O2489-E2491,0,H2491*H2485*H2486*J2485/(H2487*4))","v":{"$error":"#VALUE!"}},{"$f":"IF(H2487<=P2489-E2491,0,H2491*H2485*H2486*J2485/(H2487*4))","v":{"$error":"#VALUE!"}},{"$f":"IF(H2487<=Q2489-E2491,0,H2491*H2485*H2486*J2485/(H2487*4))","v":{"$error":"#VALUE!"}},{"$f":"IF(H2487<=R2489-E2491,0,H2491*H2485*H2486*J2485/(H2487*4))","v":{"$error":"#VALUE!"}},{"$f":"IF(H2487<=S2489-E2491,0,H2491*H2485*H2486*J2485/(H2487*4))","v":{"$error":"#VALUE!"}},{"$f":"IF(H2487<=T2489-E2491,0,H2491*H2485*H2486*J2485/(H2487*4))","v":{"$error":"#VALUE!"}},{"$f":"IF(H2487<=U2489-E2491,0,H2491*H2485*H2486*J2485/(H2487*4))","v":{"$error":"#VALUE!"}},{"$f":"IF(H2487<=V2489-E2491,0,H2491*H2485*H2486*J2485/(H2487*4))","v":{"$error":"#VALUE!"}}]
[{"$nulls":4},{"v":1.5,"d":"1.50"},{"$f":"$DF$5","v":{"v":0,"d":"0.000"}},{"$f":"IF(SUM(F2490:F2492)-H2488<=0,0,SUM(F2490:F2492)-H2488)","v":{"v":0,"d":"0.00"}},{"$f":"G2492-G2491","v":{"v":0,"d":"0.000"}},null,null,{"$f":"IF(H2487<=K2489-E2492,0,H2492*H2485*H2486*J2485/(H2487*4))","v":{"$error":"#VALUE!"}},{"$f":"IF(H2487<=L2489-E2492,0,H2492*H2485*H2486*J2485/(H2487*4))","v":{"$error":"#VALUE!"}},{"$f":"IF(H2487<=M2489-E2492,0,H2492*H2485*H2486*J2485/(H2487*4))","v":{"$error":"#VALUE!"}},{"$f":"IF(H2487<=N2489-E2492,0,H2492*H2485*H2486*J2485/(H2487*4))","v":{"$error":"#VALUE!"}},{"$f":"IF(H2487<=O2489-E2492,0,H2492*H2485*H2486*J2485/(H2487*4))","v":{"$error":"#VALUE!"}},{"$f":"IF(H2487<=P2489-E2492,0,H2492*H2485*H2486*J2485/(H2487*4))","v":{"$error":"#VALUE!"}},{"$f":"IF(H2487<=Q2489-E2492,0,H2492*H2485*H2486*J2485/(H2487*4))","v":{"$error":"#VALUE!"}},{"$f":"IF(H2487<=R2489-E2492,0,H2492*H2485*H2486*J2485/(H2487*4))","v":{"$error":"#VALUE!"}},{"$f":"IF(H2487<=S2489-E2492,0,H2492*H2485*H2486*J2485/(H2487*4))","v":{"$error":"#VALUE!"}},{"$f":"IF(H2487<=T2489-E2492,0,H2492*H2485*H2486*J2485/(H2487*4))","v":{"$error":"#VALUE!"}},{"$f":"IF(H2487<=U2489-E2492,0,H2492*H2485*H2486*J2485/(H2487*4))","v":{"$error":"#VALUE!"}},{"$f":"IF(H2487<=V2489-E2492,0,H2492*H2485*H2486*J2485/(H2487*4))","v":{"$error":"#VALUE!"}},{"$f":"IF(H2487<=W2489-E2492,0,H2492*H2485*H2486*J2485/(H2487*4))","v":{"$error":"#VALUE!"}}]
[{"$nulls":4},{"v":2.5,"d":"2.50"},{"$f":"$DF$9","v":{"v":0,"d":"0.000"}},{"$f":"IF(SUM(F2490:F2496)-H2488<=0,0,SUM(F2490:F2496)-H2488)","v":{"v":0,"d":"0.00"}},{"v":0,"d":"0.000"},{"$nulls":6},{"$f":"IF(H2487<=O2489-E2496,0,H2496*H2485*H2486*J2485/(H2487*4))","v":{"$error":"#VALUE!"}},{"$f":"IF(H2487<=P2489-E2496,0,H2496*H2485*H2486*J2485/(H2487*4))","v":{"$error":"#VALUE!"}},{"$f":"IF(H2487<=Q2489-E2496,0,H2496*H2485*H2486*J2485/(H2487*4))","v":{"$error":"#VALUE!"}},{"$f":"IF(H2487<=R2489-E2496,0,H2496*H2485*H2486*J2485/(H2487*4))","v":{"$error":"#VALUE!"}},{"$f":"IF(H2487<=S2489-E2496,0,H2496*H2485*H2486*J2485/(H2487*4))","v":{"$error":"#VALUE!"}},{"$f":"IF(H2487<=T2489-E2496,0,H2496*H2485*H2486*J2485/(H2487*4))","v":{"$error":"#VALUE!"}},{"$f":"IF(H2487<=U2489-E2496,0,H2496*H2485*H2486*J2485/(H2487*4))","v":{"$error":"#VALUE!"}},{"$f":"IF(H2487<=V2489-E2496,0,H2496*H2485*H2486*J2485/(H2487*4))","v":{"$error":"#VALUE!"}},{"$f":"IF(H2487<=W2489-E2496,0,H2496*H2485*H2486*J2485/(H2487*4))","v":{"$error":"#VALUE!"}},{"$f":"IF(H2487<=X2489-E2496,0,H2496*H2485*H2486*J2485/(H2487*4))","v":{"$error":"#VALUE!"}},{"$f":"IF(H2487<=Y2489-E2496,0,H2496*H2485*H2486*J2485/(H2487*4))","v":{"$error":"#VALUE!"}},{"$f":"IF(H2487<=Z2489-E2496,0,H2496*H2485*H2486*J2485/(H2487*4))","v":{"$error":"#VALUE!"}},{"$f":"IF(H2487<=AA2489-E2496,0,H2496*H2485*H2486*J2485/(H2487*4))","v":{"$error":"#VALUE!"}}]
[{"$nulls":4},2.75,{"$f":"$DF$10","v":{"v":0,"d":"0.000"}},{"$f":"IF(SUM(F2490:F2497)-H2488<=0,0,SUM(F2490:F2497)-H2488)","v":{"v":0,"d":"0.00"}},{"v":0,"d":"0.000"},{"$nulls":7},{"$f":"IF(H2487<=P2489-E2497,0,H2497*H2485*H2486*J2485/(H2487*4))","v":{"$error":"#VALUE!"}},{"$f":"IF(H2487<=Q2489-E2497,0,H2497*H2485*H2486*J2485/(H2487*4))","v":{"$error":"#VALUE!"}},{"$f":"IF(H2487<=R2489-E2497,0,H2497*H2485*H2486*J2485/(H2487*4))","v":{"$error":"#VALUE!"}},{"$f":"IF(H2487<=S2489-E2497,0,H2497*H2485*H2486*J2485/(H2487*4))","v":{"$error":"#VALUE!"}},{"$f":"IF(H2487<=T2489-E2497,0,H2497*H2485*H2486*J2485/(H2487*4))","v":{"$error":"#VALUE!"}},{"$f":"IF(H2487<=U2489-E2497,0,H2497*H2485*H2486*J2485/(H2487*4))","v":{"$error":"#VALUE!"}},{"$f":"IF(H2487<=V2489-E2497,0,H2497*H2485*H2486*J2485/(H2487*4))","v":{"$error":"#VALUE!"}},{"$f":"IF(H2487<=W2489-E2497,0,H2497*H2485*H2486*J2485/(H2487*4))","v":{"$error":"#VALUE!"}},{"$f":"IF(H2487<=X2489-E2497,0,H2497*H2485*H2486*J2485/(H2487*4))","v":{"$error":"#VALUE!"}},{"$f":"IF(H2487<=Y2489-E2497,0,H2497*H2485*H2486*J2485/(H2487*4))","v":{"$error":"#VALUE!"}},{"$f":"IF(H2487<=Z2489-E2497,0,H2497*H2485*H2486*J2485/(H2487*4))","v":{"$error":"#VALUE!"}},{"$f":"IF(H2487<=AA2489-E2497,0,H2497*H2485*H2486*J2485/(H2487*4))","v":{"$error":"#VALUE!"}},{"$f":"IF(H2487<=AB2489-E2497,0,H2497*H2485*H2486*J2485/(H2487*4))","v":{"$error":"#VALUE!"}}]
[{"$nulls":4},{"v":3.5,"d":"3.50"},{"$f":"$DF$13","v":{"v":0,"d":"0.000"}},{"$f":"IF(SUM(F2490:F2500)-H2488<=0,0,SUM(F2490:F2500)-H2488)","v":{"v":0,"d":"0.00"}},{"v":0,"d":"0.000"},{"$nulls":10},{"$f":"IF(H2487<=S2489-E2500,0,H2500*H2485*H2486*J2485/(H2487*4))","v":{"$error":"#VALUE!"}},{"$f":"IF(H2487<=T2489-E2500,0,H2500*H2485*H2486*J2485/(H2487*4))","v":{"$error":"#VALUE!"}},{"$f":"IF(H2487<=U2489-E2500,0,H2500*H2485*H2486*J2485/(H2487*4))","v":{"$error":"#VALUE!"}},{"$f":"IF(H2487<=V2489-E2500,0,H2500*H2485*H2486*J2485/(H2487*4))","v":{"$error":"#VALUE!"}},{"$f":"IF(H2487<=W2489-E2500,0,H2500*H2485*H2486*J2485/(H2487*4))","v":{"$error":"#VALUE!"}},{"$f":"IF(H2487<=X2489-E2500,0,H2500*H2485*H2486*J2485/(H2487*4))","v":{"$error":"#VALUE!"}},{"$f":"IF(H2487<=Y2489-E2500,0,H2500*H2485*H2486*J2485/(H2487*4))","v":{"$error":"#VALUE!"}},{"$f":"IF(H2487<=Z2489-E2500,0,H2500*H2485*H2486*J2485/(H2487*4))","v":{"$error":"#VALUE!"}},{"$f":"IF(H2487<=AA2489-E2500,0,H2500*H2485*H2486*J2485/(H2487*4))","v":{"$error":"#VALUE!"}},{"$f":"IF(H2487<=AB2489-E2500,0,H2500*H2485*H2486*J2485/(H2487*4))","v":{"$error":"#VALUE!"}},{"$f":"IF(H2487<=AC2489-E2500,0,H2500*H2485*H2486*J2485/(H2487*4))","v":{"$error":"#VALUE!"}},{"$f":"IF(H2487<=AD2489-E2500,0,H2500*H2485*H2486*J2485/(H2487*4))","v":{"$error":"#VALUE!"}},{"$f":"IF(H2487<=AE2489-E2500,0,H2500*H2485*H2486*J2485/(H2487*4))","v":{"$error":"#VALUE!"}}]
[{"$nulls":4},{"v":4,"d":"4.00"},{"$f":"$DF$15","v":{"v":0,"d":"0.000"}},{"$f":"IF(SUM(F2490:F2502)-H2488<=0,0,SUM(F2490:F2502)-H2488)","v":{"v":0,"d":"0.00"}},{"v":0,"d":"0.000"},{"$nulls":12},{"$f":"IF(H2487<=U2489-E2502,0,H2502*H2485*H2486*J2485/(H2487*4))","v":{"$error":"#VALUE!"}},{"$f":"IF(H2487<=V2489-E2502,0,H2502*H2485*H2486*J2485/(H2487*4))","v":{"$error":"#VALUE!"}},{"$f":"IF(H2487<=W2489-E2502,0,H2502*H2485*H2486*J2485/(H2487*4))","v":{"$error":"#VALUE!"}},{"$f":"IF(H2487<=X2489-E2502,0,H2502*H2485*H2486*J2485/(H2487*4))","v":{"$error":"#VALUE!"}},{"$f":"IF(H2487<=Y2489-E2502,0,H2502*H2485*H2486*J2485/(H2487*4))","v":{"$error":"#VALUE!"}},{"$f":"IF(H2487<=Z2489-E2502,0,H2502*H2485*H2486*J2485/(H2487*4))","v":{"$error":"#VALUE!"}},{"$f":"IF(H2487<=AA2489-E2502,0,H2502*H2485*H2486*J2485/(H2487*4))","v":{"$error":"#VALUE!"}},{"$f":"IF(H2487<=AB2489-E2502,0,H2502*H2485*H2486*J2485/(H2487*4))","v":{"$error":"#VALUE!"}},{"$f":"IF(H2487<=AC2489-E2502,0,H2502*H2485*H2486*J2485/(H2487*4))","v":{"$error":"#VALUE!"}},{"$f":"IF(H2487<=AD2489-E2502,0,H2502*H2485*H2486*J2485/(H2487*4))","v":{"$error":"#VALUE!"}},{"$f":"IF(H2487<=AE2489-E2502,0,H2502*H2485*H2486*J2485/(H2487*4))","v":{"$error":"#VALUE!"}},{"$f":"IF(H2487<=AF2489-E2502,0,H2502*H2485*H2486*J2485/(H2487*4))","v":{"$error":"#VALUE!"}},{"$f":"IF(H2487<=AG2489-E2502,0,H2502*H2485*H2486*J2485/(H2487*4))","v":{"$error":"#VALUE!"}}]
[{"$nulls":4},4.75,{"$f":"$DF$18","v":{"v":0,"d":"0.000"}},{"$f":"IF(SUM(F2490:F2505)-H2488<=0,0,SUM(F2490:F2505)-H2488)","v":{"v":0,"d":"0.00"}},{"v":0,"d":"0.000"},{"$nulls":15},{"$f":"IF(H2487<=X2489-E2505,0,H2505*H2485*H2486*J2485/(H2487*4))","v":{"$error":"#VALUE!"}},{"$f":"IF(H2487<=Y2489-E2505,0,H2505*H2485*H2486*J2485/(H2487*4))","v":{"$error":"#VALUE!"}},{"$f":"IF(H2487<=Z2489-E2505,0,H2505*H2485*H2486*J2485/(H2487*4))","v":{"$error":"#VALUE!"}},{"$f":"IF(H2487<=AA2489-E2505,0,H2505*H2485*H2486*J2485/(H2487*4))","v":{"$error":"#VALUE!"}},{"$f":"IF(H2487<=AB2489-E2505,0,H2505*H2485*H2486*J2485/(H2487*4))","v":{"$error":"#VALUE!"}},{"$f":"IF(H2487<=AC2489-E2505,0,H2505*H2485*H2486*J2485/(H2487*4))","v":{"$error":"#VALUE!"}},{"$f":"IF(H2487<=AD2489-E2505,0,H2505*H2485*H2486*J2485/(H2487*4))","v":{"$error":"#VALUE!"}},{"$f":"IF(H2487<=AE2489-E2505,0,H2505*H2485*H2486*J2485/(H2487*4))","v":{"$error":"#VALUE!"}},{"$f":"IF(H2487<=AF2489-E2505,0,H2505*H2485*H2486*J2485/(H2487*4))","v":{"$error":"#VALUE!"}},{"$f":"IF(H2487<=AG2489-E2505,0,H2505*H2485*H2486*J2485/(H2487*4))","v":{"$error":"#VALUE!"}},{"$f":"IF(H2487<=AH2489-E2505,0,H2505*H2485*H2486*J2485/(H2487*4))","v":{"$error":"#VALUE!"}},{"$f":"IF(H2487<=AI2489-E2505,0,H2505*H2485*H2486*J2485/(H2487*4))","v":{"$error":"#VALUE!"}},{"$f":"IF(H2487<=AJ2489-E2505,0,H2505*H2485*H2486*J2485/(H2487*4))","v":{"$error":"#VALUE!"}}]
[{"$nulls":4},{"v":5.5,"d":"5.50"},{"$f":"$DF$21","v":{"v":0,"d":"0.000"}},{"$f":"IF(SUM(F2490:F2508)-H2488<=0,0,SUM(F2490:F2508)-H2488)","v":{"v":0,"d":"0.00"}},{"v":0,"d":"0.000"},{"$nulls":18},{"$f":"IF(H2487<=AA2489-E2508,0,H2508*H2485*H2486*J2485/(H2487*4))","v":{"$error":"#VALUE!"}},{"$f":"IF(H2487<=AB2489-E2508,0,H2508*H2485*H2486*J2485/(H2487*4))","v":{"$error":"#VALUE!"}},{"$f":"IF(H2487<=AC2489-E2508,0,H2508*H2485*H2486*J2485/(H2487*4))","v":{"$error":"#VALUE!"}},{"$f":"IF(H2487<=AD2489-E2508,0,H2508*H2485*H2486*J2485/(H2487*4))","v":{"$error":"#VALUE!"}},{"$f":"IF(H2487<=AE2489-E2508,0,H2508*H2485*H2486*J2485/(H2487*4))","v":{"$error":"#VALUE!"}},{"$f":"IF(H2487<=AF2489-E2508,0,H2508*H2485*H2486*J2485/(H2487*4))","v":{"$error":"#VALUE!"}},{"$f":"IF(H2487<=AG2489-E2508,0,H2508*H2485*H2486*J2485/(H2487*4))","v":{"$error":"#VALUE!"}},{"$f":"IF(H2487<=AH2489-E2508,0,H2508*H2485*H2486*J2485/(H2487*4))","v":{"$error":"#VALUE!"}},{"$f":"IF(H2487<=AI2489-E2508,0,H2508*H2485*H2486*J2485/(H2487*4))","v":{"$error":"#VALUE!"}},{"$f":"IF(H2487<=AJ2489-E2508,0,H2508*H2485*H2486*J2485/(H2487*4))","v":{"$error":"#VALUE!"}},{"$f":"IF(H2487<=AK2489-E2508,0,H2508*H2485*H2486*J2485/(H2487*4))","v":{"$error":"#VALUE!"}},{"$f":"IF(H2487<=AL2489-E2508,0,H2508*H2485*H2486*J2485/(H2487*4))","v":{"$error":"#VALUE!"}},{"$f":"IF(H2487<=AM2489-E2508,0,H2508*H2485*H2486*J2485/(H2487*4))","v":{"$error":"#VALUE!"}}]
[{"$nulls":4},{"v":6,"d":"6.00"},{"$f":"$DF$23","v":{"v":0,"d":"0.000"}},{"$f":"IF(SUM(F2490:F2510)-H2488<=0,0,SUM(F2490:F2510)-H2488)","v":{"v":0,"d":"0.00"}},{"v":0,"d":"0.000"},{"$nulls":20},{"$f":"IF(H2487<=AC2489-E2510,0,H2510*H2485*H2486*J2485/(H2487*4))","v":{"$error":"#VALUE!"}},{"$f":"IF(H2487<=AD2489-E2510,0,H2510*H2485*H2486*J2485/(H2487*4))","v":{"$error":"#VALUE!"}},{"$f":"IF(H2487<=AE2489-E2510,0,H2510*H2485*H2486*J2485/(H2487*4))","v":{"$error":"#VALUE!"}},{"$f":"IF(H2487<=AF2489-E2510,0,H2510*H2485*H2486*J2485/(H2487*4))","v":{"$error":"#VALUE!"}},{"$f":"IF(H2487<=AG2489-E2510,0,H2510*H2485*H2486*J2485/(H2487*4))","v":{"$error":"#VALUE!"}},{"$f":"IF(H2487<=AH2489-E2510,0,H2510*H2485*H2486*J2485/(H2487*4))","v":{"$error":"#VALUE!"}},{"$f":"IF(H2487<=AI2489-E2510,0,H2510*H2485*H2486*J2485/(H2487*4))","v":{"$error":"#VALUE!"}},{"$f":"IF(H2487<=AJ2489-E2510,0,H2510*H2485*H2486*J2485/(H2487*4))","v":{"$error":"#VALUE!"}},{"$f":"IF(H2487<=AK2489-E2510,0,H2510*H2485*H2486*J2485/(H2487*4))","v":{"$error":"#VALUE!"}},{"$f":"IF(H2487<=AL2489-E2510,0,H2510*H2485*H2486*J2485/(H2487*4))","v":{"$error":"#VALUE!"}},{"$f":"IF(H2487<=AM2489-E2510,0,H2510*H2485*H2486*J2485/(H2487*4))","v":{"$error":"#VALUE!"}},{"$f":"IF(H2487<=AN2489-E2510,0,H2510*H2485*H2486*J2485/(H2487*4))","v":{"$error":"#VALUE!"}},{"$f":"IF(H2487<=AO2489-E2510,0,H2510*H2485*H2486*J2485/(H2487*4))","v":{"$error":"#VALUE!"}}]
[{"$nulls":4},6.25,{"$f":"$DF$24","v":{"v":0,"d":"0.000"}},{"$f":"IF(SUM(F2490:F2511)-H2488<=0,0,SUM(F2490:F2511)-H2488)","v":{"v":0,"d":"0.00"}},{"v":0,"d":"0.000"},{"$nulls":21},{"$f":"IF(H2487<=AD2489-E2511,0,H2511*H2485*H2486*J2485/(H2487*4))","v":{"$error":"#VALUE!"}},{"$f":"IF(H2487<=AE2489-E2511,0,H2511*H2485*H2486*J2485/(H2487*4))","v":{"$error":"#VALUE!"}},{"$f":"IF(H2487<=AF2489-E2511,0,H2511*H2485*H2486*J2485/(H2487*4))","v":{"$error":"#VALUE!"}},{"$f":"IF(H2487<=AG2489-E2511,0,H2511*H2485*H2486*J2485/(H2487*4))","v":{"$error":"#VALUE!"}},{"$f":"IF(H2487<=AH2489-E2511,0,H2511*H2485*H2486*J2485/(H2487*4))","v":{"$error":"#VALUE!"}},{"$f":"IF(H2487<=AI2489-E2511,0,H2511*H2485*H2486*J2485/(H2487*4))","v":{"$error":"#VALUE!"}},{"$f":"IF(H2487<=AJ2489-E2511,0,H2511*H2485*H2486*J2485/(H2487*4))","v":{"$error":"#VALUE!"}},{"$f":"IF(H2487<=AK2489-E2511,0,H2511*H2485*H2486*J2485/(H2487*4))","v":{"$error":"#VALUE!"}},{"$f":"IF(H2487<=AL2489-E2511,0,H2511*H2485*H2486*J2485/(H2487*4))","v":{"$error":"#VALUE!"}},{"$f":"IF(H2487<=AM2489-E2511,0,H2511*H2485*H2486*J2485/(H2487*4))","v":{"$error":"#VALUE!"}},{"$f":"IF(H2487<=AN2489-E2511,0,H2511*H2485*H2486*J2485/(H2487*4))","v":{"$error":"#VALUE!"}},{"$f":"IF(H2487<=AO2489-E2511,0,H2511*H2485*H2486*J2485/(H2487*4))","v":{"$error":"#VALUE!"}},{"$f":"IF(H2487<=AP2489-E2511,0,H2511*H2485*H2486*J2485/(H2487*4))","v":{"$error":"#VALUE!"}}]
[{"$nulls":4},{"v":7,"d":"7.00"},{"$f":"$DF$27","v":{"v":0,"d":"0.000"}},{"$f":"IF(SUM(F2490:F2514)-H2488<=0,0,SUM(F2490:F2514)-H2488)","v":{"v":0,"d":"0.00"}},{"v":0,"d":"0.000"},{"$nulls":24},{"$f":"IF(H2487<=AG2489-E2514,0,H2514*H2485*H2486*J2485/(H2487*4))","v":{"$error":"#VALUE!"}},{"$f":"IF(H2487<=AH2489-E2514,0,H2514*H2485*H2486*J2485/(H2487*4))","v":{"$error":"#VALUE!"}},{"$f":"IF(H2487<=AI2489-E2514,0,H2514*H2485*H2486*J2485/(H2487*4))","v":{"$error":"#VALUE!"}},{"$f":"IF(H2487<=AJ2489-E2514,0,H2514*H2485*H2486*J2485/(H2487*4))","v":{"$error":"#VALUE!"}},{"$f":"IF(H2487<=AK2489-E2514,0,H2514*H2485*H2486*J2485/(H2487*4))","v":{"$error":"#VALUE!"}},{"$f":"IF(H2487<=AL2489-E2514,0,H2514*H2485*H2486*J2485/(H2487*4))","v":{"$error":"#VALUE!"}},{"$f":"IF(H2487<=AM2489-E2514,0,H2514*H2485*H2486*J2485/(H2487*4))","v":{"$error":"#VALUE!"}},{"$f":"IF(H2487<=AN2489-E2514,0,H2514*H2485*H2486*J2485/(H2487*4))","v":{"$error":"#VALUE!"}},{"$f":"IF(H2487<=AO2489-E2514,0,H2514*H2485*H2486*J2485/(H2487*4))","v":{"$error":"#VALUE!"}},{"$f":"IF(H2487<=AP2489-E2514,0,H2514*H2485*H2486*J2485/(H2487*4))","v":{"$error":"#VALUE!"}},{"$f":"IF(H2487<=AQ2489-E2514,0,H2514*H2485*H2486*J2485/(H2487*4))","v":{"$error":"#VALUE!"}},{"$f":"IF(H2487<=AR2489-E2514,0,H2514*H2485*H2486*J2485/(H2487*4))","v":{"$error":"#VALUE!"}},{"$f":"IF(H2487<=AS2489-E2514,0,H2514*H2485*H2486*J2485/(H2487*4))","v":{"$error":"#VALUE!"}}]
[{"$nulls":4},{"v":7.5,"d":"7.50"},{"$f":"$DF$29","v":{"v":0,"d":"0.000"}},{"$f":"IF(SUM(F2490:F2516)-H2488<=0,0,SUM(F2490:F2516)-H2488)","v":{"v":0,"d":"0.00"}},{"v":0,"d":"0.000"},{"$nulls":26},{"$f":"IF(H2487<=AI2489-E2516,0,H2516*H2485*H2486*J2485/(H2487*4))","v":{"$error":"#VALUE!"}},{"$f":"IF(H2487<=AJ2489-E2516,0,H2516*H2485*H2486*J2485/(H2487*4))","v":{"$error":"#VALUE!"}},{"$f":"IF(H2487<=AK2489-E2516,0,H2516*H2485*H2486*J2485/(H2487*4))","v":{"$error":"#VALUE!"}},{"$f":"IF(H2487<=AL2489-E2516,0,H2516*H2485*H2486*J2485/(H2487*4))","v":{"$error":"#VALUE!"}},{"$f":"IF(H2487<=AM2489-E2516,0,H2516*H2485*H2486*J2485/(H2487*4))","v":{"$error":"#VALUE!"}},{"$f":"IF(H2487<=AN2489-E2516,0,H2516*H2485*H2486*J2485/(H2487*4))","v":{"$error":"#VALUE!"}},{"$f":"IF(H2487<=AO2489-E2516,0,H2516*H2485*H2486*J2485/(H2487*4))","v":{"$error":"#VALUE!"}},{"$f":"IF(H2487<=AP2489-E2516,0,H2516*H2485*H2486*J2485/(H2487*4))","v":{"$error":"#VALUE!"}},{"$f":"IF(H2487<=AQ2489-E2516,0,H2516*H2485*H2486*J2485/(H2487*4))","v":{"$error":"#VALUE!"}},{"$f":"IF(H2487<=AR2489-E2516,0,H2516*H2485*H2486*J2485/(H2487*4))","v":{"$error":"#VALUE!"}},{"$f":"IF(H2487<=AS2489-E2516,0,H2516*H2485*H2486*J2485/(H2487*4))","v":{"$error":"#VALUE!"}},{"$f":"IF(H2487<=AT2489-E2516,0,H2516*H2485*H2486*J2485/(H2487*4))","v":{"$error":"#VALUE!"}},{"$f":"IF(H2487<=AU2489-E2516,0,H2516*H2485*H2486*J2485/(H2487*4))","v":{"$error":"#VALUE!"}}]
[{"$nulls":4},8.25,{"$f":"$DF$32","v":{"v":0,"d":"0.000"}},{"$f":"IF(SUM(F2490:F2519)-H2488<=0,0,SUM(F2490:F2519)-H2488)","v":{"v":0,"d":"0.00"}},{"v":0,"d":"0.000"},{"$nulls":29},{"$f":"IF(H2487<=AL2489-E2519,0,H2519*H2485*H2486*J2485/(H2487*4))","v":{"$error":"#VALUE!"}},{"$f":"IF(H2487<=AM2489-E2519,0,H2519*H2485*H2486*J2485/(H2487*4))","v":{"$error":"#VALUE!"}},{"$f":"IF(H2487<=AN2489-E2519,0,H2519*H2485*H2486*J2485/(H2487*4))","v":{"$error":"#VALUE!"}},{"$f":"IF(H2487<=AO2489-E2519,0,H2519*H2485*H2486*J2485/(H2487*4))","v":{"$error":"#VALUE!"}},{"$f":"IF(H2487<=AP2489-E2519,0,H2519*H2485*H2486*J2485/(H2487*4))","v":{"$error":"#VALUE!"}},{"$f":"IF(H2487<=AQ2489-E2519,0,H2519*H2485*H2486*J2485/(H2487*4))","v":{"$error":"#VALUE!"}},{"$f":"IF(H2487<=AR2489-E2519,0,H2519*H2485*H2486*J2485/(H2487*4))","v":{"$error":"#VALUE!"}},{"$f":"IF(H2487<=AS2489-E2519,0,H2519*H2485*H2486*J2485/(H2487*4))","v":{"$error":"#VALUE!"}},{"$f":"IF(H2487<=AT2489-E2519,0,H2519*H2485*H2486*J2485/(H2487*4))","v":{"$error":"#VALUE!"}},{"$f":"IF(H2487<=AU2489-E2519,0,H2519*H2485*H2486*J2485/(H2487*4))","v":{"$error":"#VALUE!"}},{"$f":"IF(H2487<=AV2489-E2519,0,H2519*H2485*H2486*J2485/(H2487*4))","v":{"$error":"#VALUE!"}},{"$f":"IF(H2487<=AW2489-E2519,0,H2519*H2485*H2486*J2485/(H2487*4))","v":{"$error":"#VALUE!"}},{"$f":"IF(H2487<=AX2489-E2519,0,H2519*H2485*H2486*J2485/(H2487*4))","v":{"$error":"#VALUE!"}}]
[{"$nulls":4},{"v":8.5,"d":"8.50"},{"$f":"$DF$33","v":{"v":0,"d":"0.000"}},{"$f":"IF(SUM(F2490:F2520)-H2488<=0,0,SUM(F2490:F2520)-H2488)","v":{"v":0,"d":"0.00"}},{"v":0,"d":"0.000"},{"$nulls":30},{"$f":"IF(H2487<=AM2489-E2520,0,H2520*H2485*H2486*J2485/(H2487*4))","v":{"$error":"#VALUE!"}},{"$f":"IF(H2487<=AN2489-E2520,0,H2520*H2485*H2486*J2485/(H2487*4))","v":{"$error":"#VALUE!"}},{"$f":"IF(H2487<=AO2489-E2520,0,H2520*H2485*H2486*J2485/(H2487*4))","v":{"$error":"#VALUE!"}},{"$f":"IF(H2487<=AP2489-E2520,0,H2520*H2485*H2486*J2485/(H2487*4))","v":{"$error":"#VALUE!"}},{"$f":"IF(H2487<=AQ2489-E2520,0,H2520*H2485*H2486*J2485/(H2487*4))","v":{"$error":"#VALUE!"}},{"$f":"IF(H2487<=AR2489-E2520,0,H2520*H2485*H2486*J2485/(H2487*4))","v":{"$error":"#VALUE!"}},{"$f":"IF(H2487<=AS2489-E2520,0,H2520*H2485*H2486*J2485/(H2487*4))","v":{"$error":"#VALUE!"}},{"$f":"IF(H2487<=AT2489-E2520,0,H2520*H2485*H2486*J2485/(H2487*4))","v":{"$error":"#VALUE!"}},{"$f":"IF(H2487<=AU2489-E2520,0,H2520*H2485*H2486*J2485/(H2487*4))","v":{"$error":"#VALUE!"}},{"$f":"IF(H2487<=AV2489-E2520,0,H2520*H2485*H2486*J2485/(H2487*4))","v":{"$error":"#VALUE!"}},{"$f":"IF(H2487<=AW2489-E2520,0,H2520*H2485*H2486*J2485/(H2487*4))","v":{"$error":"#VALUE!"}},{"$f":"IF(H2487<=AX2489-E2520,0,H2520*H2485*H2486*J2485/(H2487*4))","v":{"$error":"#VALUE!"}},{"$f":"IF(H2487<=AY2489-E2520,0,H2520*H2485*H2486*J2485/(H2487*4))","v":{"$error":"#VALUE!"}}]
[{"$nulls":4},{"v":9.5,"d":"9.50"},{"$f":"$DF$37","v":{"v":0,"d":"0.000"}},{"$f":"IF(SUM(F2490:F2524)-H2488<=0,0,SUM(F2490:F2524)-H2488)","v":{"v":0,"d":"0.00"}},{"v":0,"d":"0.000"},{"$nulls":34},{"$f":"IF(H2487<=AQ2489-E2524,0,H2524*H2485*H2486*J2485/(H2487*4))","v":{"$error":"#VALUE!"}},{"$f":"IF(H2487<=AR2489-E2524,0,H2524*H2485*H2486*J2485/(H2487*4))","v":{"$error":"#VALUE!"}},{"$f":"IF(H2487<=AS2489-E2524,0,H2524*H2485*H2486*J2485/(H2487*4))","v":{"$error":"#VALUE!"}},{"$f":"IF(H2487<=AT2489-E2524,0,H2524*H2485*H2486*J2485/(H2487*4))","v":{"$error":"#VALUE!"}},{"$f":"IF(H2487<=AU2489-E2524,0,H2524*H2485*H2486*J2485/(H2487*4))","v":{"$error":"#VALUE!"}},{"$f":"IF(H2487<=AV2489-E2524,0,H2524*H2485*H2486*J2485/(H2487*4))","v":{"$error":"#VALUE!"}},{"$f":"IF(H2487<=AW2489-E2524,0,H2524*H2485*H2486*J2485/(H2487*4))","v":{"$error":"#VALUE!"}},{"$f":"IF(H2487<=AX2489-E2524,0,H2524*H2485*H2486*J2485/(H2487*4))","v":{"$error":"#VALUE!"}},{"$f":"IF(H2487<=AY2489-E2524,0,H2524*H2485*H2486*J2485/(H2487*4))","v":{"$error":"#VALUE!"}},{"$f":"IF(H2487<=AZ2489-E2524,0,H2524*H2485*H2486*J2485/(H2487*4))","v":{"$error":"#VALUE!"}},{"$f":"IF(H2487<=BA2489-E2524,0,H2524*H2485*H2486*J2485/(H2487*4))","v":{"$error":"#VALUE!"}},{"$f":"IF(H2487<=BB2489-E2524,0,H2524*H2485*H2486*J2485/(H2487*4))","v":{"$error":"#VALUE!"}},{"$f":"IF(H2487<=BC2489-E2524,0,H2524*H2485*H2486*J2485/(H2487*4))","v":{"$error":"#VALUE!"}}]
[{"$nulls":4},9.75,{"$f":"$DF$38","v":{"v":0,"d":"0.000"}},{"$f":"IF(SUM(F2490:F2525)-H2488<=0,0,SUM(F2490:F2525)-H2488)","v":{"v":0,"d":"0.00"}},{"v":0,"d":"0.000"},{"$nulls":35},{"$f":"IF(H2487<=AR2489-E2525,0,H2525*H2485*H2486*J2485/(H2487*4))","v":{"$error":"#VALUE!"}},{"$f":"IF(H2487<=AS2489-E2525,0,H2525*H2485*H2486*J2485/(H2487*4))","v":{"$error":"#VALUE!"}},{"$f":"IF(H2487<=AT2489-E2525,0,H2525*H2485*H2486*J2485/(H2487*4))","v":{"$error":"#VALUE!"}},{"$f":"IF(H2487<=AU2489-E2525,0,H2525*H2485*H2486*J2485/(H2487*4))","v":{"$error":"#VALUE!"}},{"$f":"IF(H2487<=AV2489-E2525,0,H2525*H2485*H2486*J2485/(H2487*4))","v":{"$error":"#VALUE!"}},{"$f":"IF(H2487<=AW2489-E2525,0,H2525*H2485*H2486*J2485/(H2487*4))","v":{"$error":"#VALUE!"}},{"$f":"IF(H2487<=AX2489-E2525,0,H2525*H2485*H2486*J2485/(H2487*4))","v":{"$error":"#VALUE!"}},{"$f":"IF(H2487<=AY2489-E2525,0,H2525*H2485*H2486*J2485/(H2487*4))","v":{"$error":"#VALUE!"}},{"$f":"IF(H2487<=AZ2489-E2525,0,H2525*H2485*H2486*J2485/(H2487*4))","v":{"$error":"#VALUE!"}},{"$f":"IF(H2487<=BA2489-E2525,0,H2525*H2485*H2486*J2485/(H2487*4))","v":{"$error":"#VALUE!"}},{"$f":"IF(H2487<=BB2489-E2525,0,H2525*H2485*H2486*J2485/(H2487*4))","v":{"$error":"#VALUE!"}},{"$f":"IF(H2487<=BC2489-E2525,0,H2525*H2485*H2486*J2485/(H2487*4))","v":{"$error":"#VALUE!"}},{"$f":"IF(H2487<=BD2489-E2525,0,H2525*H2485*H2486*J2485/(H2487*4))","v":{"$error":"#VALUE!"}}]
[{"$nulls":4},{"v":10.5,"d":"10.50"},{"$f":"$DF$41","v":{"v":0,"d":"0.000"}},{"$f":"IF(SUM(F2490:F2528)-H2488<=0,0,SUM(F2490:F2528)-H2488)","v":{"v":0,"d":"0.00"}},{"v":0,"d":"0.000"},{"$nulls":38},{"$f":"IF(H2487<=AU2489-E2528,0,H2528*H2485*H2486*J2485/(H2487*4))","v":{"$error":"#VALUE!"}},{"$f":"IF(H2487<=AV2489-E2528,0,H2528*H2485*H2486*J2485/(H2487*4))","v":{"$error":"#VALUE!"}},{"$f":"IF(H2487<=AW2489-E2528,0,H2528*H2485*H2486*J2485/(H2487*4))","v":{"$error":"#VALUE!"}},{"$f":"IF(H2487<=AX2489-E2528,0,H2528*H2485*H2486*J2485/(H2487*4))","v":{"$error":"#VALUE!"}},{"$f":"IF(H2487<=AY2489-E2528,0,H2528*H2485*H2486*J2485/(H2487*4))","v":{"$error":"#VALUE!"}},{"$f":"IF(H2487<=AZ2489-E2528,0,H2528*H2485*H2486*J2485/(H2487*4))","v":{"$error":"#VALUE!"}},{"$f":"IF(H2487<=BA2489-E2528,0,H2528*H2485*H2486*J2485/(H2487*4))","v":{"$error":"#VALUE!"}},{"$f":"IF(H2487<=BB2489-E2528,0,H2528*H2485*H2486*J2485/(H2487*4))","v":{"$error":"#VALUE!"}},{"$f":"IF(H2487<=BC2489-E2528,0,H2528*H2485*H2486*J2485/(H2487*4))","v":{"$error":"#VALUE!"}},{"$f":"IF(H2487<=BD2489-E2528,0,H2528*H2485*H2486*J2485/(H2487*4))","v":{"$error":"#VALUE!"}},{"$f":"IF(H2487<=BE2489-E2528,0,H2528*H2485*H2486*J2485/(H2487*4))","v":{"$error":"#VALUE!"}},{"$f":"IF(H2487<=BF2489-E2528,0,H2528*H2485*H2486*J2485/(H2487*4))","v":{"$error":"#VALUE!"}},{"$f":"IF(H2487<=BG2489-E2528,0,H2528*H2485*H2486*J2485/(H2487*4))","v":{"$error":"#VALUE!"}}]
[{"$nulls":4},10.75,{"$f":"$DF$42","v":{"v":0,"d":"0.000"}},{"$f":"IF(SUM(F2490:F2529)-H2488<=0,0,SUM(F2490:F2529)-H2488)","v":{"v":0,"d":"0.00"}},{"v":0,"d":"0.000"},{"$nulls":39},{"$f":"IF(H2487<=AV2489-E2529,0,H2529*H2485*H2486*J2485/(H2487*4))","v":{"$error":"#VALUE!"}},{"$f":"IF(H2487<=AW2489-E2529,0,H2529*H2485*H2486*J2485/(H2487*4))","v":{"$error":"#VALUE!"}},{"$f":"IF(H2487<=AX2489-E2529,0,H2529*H2485*H2486*J2485/(H2487*4))","v":{"$error":"#VALUE!"}},{"$f":"IF(H2487<=AY2489-E2529,0,H2529*H2485*H2486*J2485/(H2487*4))","v":{"$error":"#VALUE!"}},{"$f":"IF(H2487<=AZ2489-E2529,0,H2529*H2485*H2486*J2485/(H2487*4))","v":{"$error":"#VALUE!"}},{"$f":"IF(H2487<=BA2489-E2529,0,H2529*H2485*H2486*J2485/(H2487*4))","v":{"$error":"#VALUE!"}},{"$f":"IF(H2487<=BB2489-E2529,0,H2529*H2485*H2486*J2485/(H2487*4))","v":{"$error":"#VALUE!"}},{"$f":"IF(H2487<=BC2489-E2529,0,H2529*H2485*H2486*J2485/(H2487*4))","v":{"$error":"#VALUE!"}},{"$f":"IF(H2487<=BD2489-E2529,0,H2529*H2485*H2486*J2485/(H2487*4))","v":{"$error":"#VALUE!"}},{"$f":"IF(H2487<=BE2489-E2529,0,H2529*H2485*H2486*J2485/(H2487*4))","v":{"$error":"#VALUE!"}},{"$f":"IF(H2487<=BF2489-E2529,0,H2529*H2485*H2486*J2485/(H2487*4))","v":{"$error":"#VALUE!"}},{"$f":"IF(H2487<=BG2489-E2529,0,H2529*H2485*H2486*J2485/(H2487*4))","v":{"$error":"#VALUE!"}},{"$f":"IF(H2487<=BH2489-E2529,0,H2529*H2485*H2486*J2485/(H2487*4))","v":{"$error":"#VALUE!"}}]
[{"$nulls":4},11.75,{"$f":"$DF$46","v":{"v":0,"d":"0.000"}},{"$f":"IF(SUM(F2490:F2533)-H2488<=0,0,SUM(F2490:F2533)-H2488)","v":{"v":0,"d":"0.00"}},{"v":0,"d":"0.000"},{"$nulls":43},{"$f":"IF(H2487<=AZ2489-E2533,0,H2533*H2485*H2486*J2485/(H2487*4))","v":{"$error":"#VALUE!"}},{"$f":"IF(H2487<=BA2489-E2533,0,H2533*H2485*H2486*J2485/(H2487*4))","v":{"$error":"#VALUE!"}},{"$f":"IF(H2487<=BB2489-E2533,0,H2533*H2485*H2486*J2485/(H2487*4))","v":{"$error":"#VALUE!"}},{"$f":"IF(H2487<=BC2489-E2533,0,H2533*H2485*H2486*J2485/(H2487*4))","v":{"$error":"#VALUE!"}},{"$f":"IF(H2487<=BD2489-E2533,0,H2533*H2485*H2486*J2485/(H2487*4))","v":{"$error":"#VALUE!"}},{"$f":"IF(H2487<=BE2489-E2533,0,H2533*H2485*H2486*J2485/(H2487*4))","v":{"$error":"#VALUE!"}},{"$f":"IF(H2487<=BF2489-E2533,0,H2533*H2485*H2486*J2485/(H2487*4))","v":{"$error":"#VALUE!"}},{"$f":"IF(H2487<=BG2489-E2533,0,H2533*H2485*H2486*J2485/(H2487*4))","v":{"$error":"#VALUE!"}},{"$f":"IF(H2487<=BH2489-E2533,0,H2533*H2485*H2486*J2485/(H2487*4))","v":{"$error":"#VALUE!"}},{"$f":"IF(H2487<=BI2489-E2533,0,H2533*H2485*H2486*J2485/(H2487*4))","v":{"$error":"#VALUE!"}},{"$f":"IF(H2487<=BJ2489-E2533,0,H2533*H2485*H2486*J2485/(H2487*4))","v":{"$error":"#VALUE!"}},{"$f":"IF(H2487<=BK2489-E2533,0,H2533*H2485*H2486*J2485/(H2487*4))","v":{"$error":"#VALUE!"}},{"$f":"IF(H2487<=BL2489-E2533,0,H2533*H2485*H2486*J2485/(H2487*4))","v":{"$error":"#VALUE!"}}]
[{"$nulls":4},{"v":12,"d":"12.00"},{"$f":"$DF$47","v":{"v":0,"d":"0.000"}},{"$f":"IF(SUM(F2490:F2534)-H2488<=0,0,SUM(F2490:F2534)-H2488)","v":{"v":0,"d":"0.00"}},{"v":0,"d":"0.000"},{"$nulls":44},{"$f":"IF(H2487<=BA2489-E2534,0,H2534*H2485*H2486*J2485/(H2487*4))","v":{"$error":"#VALUE!"}},{"$f":"IF(H2487<=BB2489-E2534,0,H2534*H2485*H2486*J2485/(H2487*4))","v":{"$error":"#VALUE!"}},{"$f":"IF(H2487<=BC2489-E2534,0,H2534*H2485*H2486*J2485/(H2487*4))","v":{"$error":"#VALUE!"}},{"$f":"IF(H2487<=BD2489-E2534,0,H2534*H2485*H2486*J2485/(H2487*4))","v":{"$error":"#VALUE!"}},{"$f":"IF(H2487<=BE2489-E2534,0,H2534*H2485*H2486*J2485/(H2487*4))","v":{"$error":"#VALUE!"}},{"$f":"IF(H2487<=BF2489-E2534,0,H2534*H2485*H2486*J2485/(H2487*4))","v":{"$error":"#VALUE!"}},{"$f":"IF(H2487<=BG2489-E2534,0,H2534*H2485*H2486*J2485/(H2487*4))","v":{"$error":"#VALUE!"}},{"$f":"IF(H2487<=BH2489-E2534,0,H2534*H2485*H2486*J2485/(H2487*4))","v":{"$error":"#VALUE!"}},{"$f":"IF(H2487<=BI2489-E2534,0,H2534*H2485*H2486*J2485/(H2487*4))","v":{"$error":"#VALUE!"}},{"$f":"IF(H2487<=BJ2489-E2534,0,H2534*H2485*H2486*J2485/(H2487*4))","v":{"$error":"#VALUE!"}},{"$f":"IF(H2487<=BK2489-E2534,0,H2534*H2485*H2486*J2485/(H2487*4))","v":{"$error":"#VALUE!"}},{"$f":"IF(H2487<=BL2489-E2534,0,H2534*H2485*H2486*J2485/(H2487*4))","v":{"$error":"#VALUE!"}},{"$f":"IF(H2487<=BM2489-E2534,0,H2534*H2485*H2486*J2485/(H2487*4))","v":{"$error":"#VALUE!"}}]
[{"$nulls":4},12.75,{"$f":"$DF$50","v":{"v":0,"d":"0.000"}},{"$f":"IF(SUM(F2490:F2537)-H2488<=0,0,SUM(F2490:F2537)-H2488)","v":{"v":0,"d":"0.00"}},{"v":0,"d":"0.000"},{"$nulls":47},{"$f":"IF(H2487<=BD2489-E2537,0,H2537*H2485*H2486*J2485/(H2487*4))","v":{"$error":"#VALUE!"}},{"$f":"IF(H2487<=BE2489-E2537,0,H2537*H2485*H2486*J2485/(H2487*4))","v":{"$error":"#VALUE!"}},{"$f":"IF(H2487<=BF2489-E2537,0,H2537*H2485*H2486*J2485/(H2487*4))","v":{"$error":"#VALUE!"}},{"$f":"IF(H2487<=BG2489-E2537,0,H2537*H2485*H2486*J2485/(H2487*4))","v":{"$error":"#VALUE!"}},{"$f":"IF(H2487<=BH2489-E2537,0,H2537*H2485*H2486*J2485/(H2487*4))","v":{"$error":"#VALUE!"}},{"$f":"IF(H2487<=BI2489-E2537,0,H2537*H2485*H2486*J2485/(H2487*4))","v":{"$error":"#VALUE!"}},{"$f":"IF(H2487<=BJ2489-E2537,0,H2537*H2485*H2486*J2485/(H2487*4))","v":{"$error":"#VALUE!"}},{"$f":"IF(H2487<=BK2489-E2537,0,H2537*H2485*H2486*J2485/(H2487*4))","v":{"$error":"#VALUE!"}},{"$f":"IF(H2487<=BL2489-E2537,0,H2537*H2485*H2486*J2485/(H2487*4))","v":{"$error":"#VALUE!"}},{"$f":"IF(H2487<=BM2489-E2537,0,H2537*H2485*H2486*J2485/(H2487*4))","v":{"$error":"#VALUE!"}},{"$f":"IF(H2487<=BN2489-E2537,0,H2537*H2485*H2486*J2485/(H2487*4))","v":{"$error":"#VALUE!"}},{"$f":"IF(H2487<=BO2489-E2537,0,H2537*H2485*H2486*J2485/(H2487*4))","v":{"$error":"#VALUE!"}},{"$f":"IF(H2487<=BP2489-E2537,0,H2537*H2485*H2486*J2485/(H2487*4))","v":{"$error":"#VALUE!"}}]
[{"$nulls":4},13.25,{"$f":"$DF$52","v":{"v":0,"d":"0.000"}},{"$f":"IF(SUM(F2490:F2539)-H2488<=0,0,SUM(F2490:F2539)-H2488)","v":{"v":0,"d":"0.00"}},{"v":0,"d":"0.000"},{"$nulls":49},{"$f":"IF(H2487<=BF2489-E2539,0,H2539*H2485*H2486*J2485/(H2487*4))","v":{"$error":"#VALUE!"}},{"$f":"IF(H2487<=BG2489-E2539,0,H2539*H2485*H2486*J2485/(H2487*4))","v":{"$error":"#VALUE!"}},{"$f":"IF(H2487<=BH2489-E2539,0,H2539*H2485*H2486*J2485/(H2487*4))","v":{"$error":"#VALUE!"}},{"$f":"IF(H2487<=BI2489-E2539,0,H2539*H2485*H2486*J2485/(H2487*4))","v":{"$error":"#VALUE!"}},{"$f":"IF(H2487<=BJ2489-E2539,0,H2539*H2485*H2486*J2485/(H2487*4))","v":{"$error":"#VALUE!"}},{"$f":"IF(H2487<=BK2489-E2539,0,H2539*H2485*H2486*J2485/(H2487*4))","v":{"$error":"#VALUE!"}},{"$f":"IF(H2487<=BL2489-E2539,0,H2539*H2485*H2486*J2485/(H2487*4))","v":{"$error":"#VALUE!"}},{"$f":"IF(H2487<=BM2489-E2539,0,H2539*H2485*H2486*J2485/(H2487*4))","v":{"$error":"#VALUE!"}},{"$f":"IF(H2487<=BN2489-E2539,0,H2539*H2485*H2486*J2485/(H2487*4))","v":{"$error":"#VALUE!"}},{"$f":"IF(H2487<=BO2489-E2539,0,H2539*H2485*H2486*J2485/(H2487*4))","v":{"$error":"#VALUE!"}},{"$f":"IF(H2487<=BP2489-E2539,0,H2539*H2485*H2486*J2485/(H2487*4))","v":{"$error":"#VALUE!"}},{"$f":"IF(H2487<=BQ2489-E2539,0,H2539*H2485*H2486*J2485/(H2487*4))","v":{"$error":"#VALUE!"}},{"$f":"IF(H2487<=BR2489-E2539,0,H2539*H2485*H2486*J2485/(H2487*4))","v":{"$error":"#VALUE!"}}]
[{"$nulls":4},{"v":14,"d":"14.00"},{"$f":"$DF$55","v":{"v":0,"d":"0.000"}},{"$f":"IF(SUM(F2490:F2542)-H2488<=0,0,SUM(F2490:F2542)-H2488)","v":{"v":0,"d":"0.00"}},{"v":0,"d":"0.000"},{"$nulls":52},{"$f":"IF(H2487<=BI2489-E2542,0,H2542*H2485*H2486*J2485/(H2487*4))","v":{"$error":"#VALUE!"}},{"$f":"IF(H2487<=BJ2489-E2542,0,H2542*H2485*H2486*J2485/(H2487*4))","v":{"$error":"#VALUE!"}},{"$f":"IF($H2487<=$BK2489-$E2542,0,$H2542*$H2485*$H2486*$J2485/($H2487*4))","v":{"$error":"#VALUE!"}},{"$f":"IF(H2487<=BL2489-E2542,0,H2542*H2485*H2486*J2485/(H2487*4))","v":{"$error":"#VALUE!"}},{"$f":"IF(H2487<=BM2489-E2542,0,H2542*H2485*H2486*J2485/(H2487*4))","v":{"$error":"#VALUE!"}},{"$f":"IF(H2487<=BN2489-E2542,0,H2542*H2485*H2486*J2485/(H2487*4))","v":{"$error":"#VALUE!"}},{"$f":"IF(H2487<=BO2489-E2542,0,H2542*H2485*H2486*J2485/(H2487*4))","v":{"$error":"#VALUE!"}},{"$f":"IF(H2487<=BP2489-E2542,0,H2542*H2485*H2486*J2485/(H2487*4))","v":{"$error":"#VALUE!"}},{"$f":"IF(H2487<=BQ2489-E2542,0,H2542*H2485*H2486*J2485/(H2487*4))","v":{"$error":"#VALUE!"}},{"$f":"IF(H2487<=BR2489-E2542,0,H2542*H2485*H2486*J2485/(H2487*4))","v":{"$error":"#VALUE!"}},{"$f":"IF(H2487<=BS2489-E2542,0,H2542*H2485*H2486*J2485/(H2487*4))","v":{"$error":"#VALUE!"}},{"$f":"IF(H2487<=BT2489-E2542,0,H2542*H2485*H2486*J2485/(H2487*4))","v":{"$error":"#VALUE!"}},{"$f":"IF(H2487<=BU2489-E2542,0,H2542*H2485*H2486*J2485/(H2487*4))","v":{"$error":"#VALUE!"}}]
[{"$nulls":4},14.25,{"$f":"$DF$56","v":{"v":0,"d":"0.000"}},{"$f":"IF(SUM(F2490:F2543)-H2488<=0,0,SUM(F2490:F2543)-H2488)","v":{"v":0,"d":"0.00"}},{"v":0,"d":"0.000"},{"$nulls":53},{"$f":"IF(H2487<=BJ2489-E2543,0,H2543*H2485*H2486*J2485/(H2487*4))","v":{"$error":"#VALUE!"}},{"$f":"IF(H2487<=BK2489-E2543,0,H2543*H2485*H2486*J2485/(H2487*4))","v":{"$error":"#VALUE!"}},{"$f":"IF(H2487<=BL2489-E2543,0,H2543*H2485*H2486*J2485/(H2487*4))","v":{"$error":"#VALUE!"}},{"$f":"IF(H2487<=BM2489-E2543,0,H2543*H2485*H2486*J2485/(H2487*4))","v":{"$error":"#VALUE!"}},{"$f":"IF(H2487<=BN2489-E2543,0,H2543*H2485*H2486*J2485/(H2487*4))","v":{"$error":"#VALUE!"}},{"$f":"IF(H2487<=BO2489-E2543,0,H2543*H2485*H2486*J2485/(H2487*4))","v":{"$error":"#VALUE!"}},{"$f":"IF(H2487<=BP2489-E2543,0,H2543*H2485*H2486*J2485/(H2487*4))","v":{"$error":"#VALUE!"}},{"$f":"IF(H2487<=BQ2489-E2543,0,H2543*H2485*H2486*J2485/(H2487*4))","v":{"$error":"#VALUE!"}},{"$f":"IF(H2487<=BR2489-E2543,0,H2543*H2485*H2486*J2485/(H2487*4))","v":{"$error":"#VALUE!"}},{"$f":"IF(H2487<=BS2489-E2543,0,H2543*H2485*H2486*J2485/(H2487*4))","v":{"$error":"#VALUE!"}},{"$f":"IF(H2487<=BT2489-E2543,0,H2543*H2485*H2486*J2485/(H2487*4))","v":{"$error":"#VALUE!"}},{"$f":"IF(H2487<=BU2489-E2543,0,H2543*H2485*H2486*J2485/(H2487*4))","v":{"$error":"#VALUE!"}},{"$f":"IF(H2487<=BV2489-E2543,0,H2543*H2485*H2486*J2485/(H2487*4))","v":{"$error":"#VALUE!"}}]
[{"$nulls":4},15.25,{"$f":"$DF$60","v":{"v":0,"d":"0.000"}},{"$f":"IF(SUM(F2490:F2547)-H2488<=0,0,SUM(F2490:F2547)-H2488)","v":{"v":0,"d":"0.00"}},{"v":0,"d":"0.000"},{"$nulls":57},{"$f":"IF(H2487<=BN2489-E2547,0,H2547*H2485*H2486*J2485/(H2487*4))","v":{"$error":"#VALUE!"}},{"$f":"IF(H2487<=BO2489-E2547,0,H2547*H2485*H2486*J2485/(H2487*4))","v":{"$error":"#VALUE!"}},{"$f":"IF(H2487<=BP2489-E2547,0,H2547*H2485*H2486*J2485/(H2487*4))","v":{"$error":"#VALUE!"}},{"$f":"IF(H2487<=BQ2489-E2547,0,H2547*H2485*H2486*J2485/(H2487*4))","v":{"$error":"#VALUE!"}},{"$f":"IF(H2487<=BR2489-E2547,0,H2547*H2485*H2486*J2485/(H2487*4))","v":{"$error":"#VALUE!"}},{"$f":"IF(H2487<=BS2489-E2547,0,H2547*H2485*H2486*J2485/(H2487*4))","v":{"$error":"#VALUE!"}},{"$f":"IF(H2487<=BT2489-E2547,0,H2547*H2485*H2486*J2485/(H2487*4))","v":{"$error":"#VALUE!"}},{"$f":"IF(H2487<=BU2489-E2547,0,H2547*H2485*H2486*J2485/(H2487*4))","v":{"$error":"#VALUE!"}},{"$f":"IF(H2487<=BV2489-E2547,0,H2547*H2485*H2486*J2485/(H2487*4))","v":{"$error":"#VALUE!"}},{"$f":"IF(H2487<=BW2489-E2547,0,H2547*H2485*H2486*J2485/(H2487*4))","v":{"$error":"#VALUE!"}},{"$f":"IF(H2487<=BX2489-E2547,0,H2547*H2485*H2486*J2485/(H2487*4))","v":{"$error":"#VALUE!"}},{"$f":"IF(H2487<=BY2489-E2547,0,H2547*H2485*H2486*J2485/(H2487*4))","v":{"$error":"#VALUE!"}},{"$f":"IF(H2487<=BZ2489-E2547,0,H2547*H2485*H2486*J2485/(H2487*4))","v":{"$error":"#VALUE!"}}]
[{"$nulls":4},{"v":15.5,"d":"15.50"},{"$f":"$DF$61","v":{"v":0,"d":"0.000"}},{"$f":"IF(SUM(F2490:F2548)-H2488<=0,0,SUM(F2490:F2548)-H2488)","v":{"v":0,"d":"0.00"}},{"v":0,"d":"0.000"},{"$nulls":58},{"$f":"IF(H2487<=BO2489-E2548,0,H2548*H2485*H2486*J2485/(H2487*4))","v":{"$error":"#VALUE!"}},{"$f":"IF(H2487<=BP2489-E2548,0,H2548*H2485*H2486*J2485/(H2487*4))","v":{"$error":"#VALUE!"}},{"$f":"IF(H2487<=BQ2489-E2548,0,H2548*H2485*H2486*J2485/(H2487*4))","v":{"$error":"#VALUE!"}},{"$f":"IF(H2487<=BR2489-E2548,0,H2548*H2485*H2486*J2485/(H2487*4))","v":{"$error":"#VALUE!"}},{"$f":"IF(H2487<=BS2489-E2548,0,H2548*H2485*H2486*J2485/(H2487*4))","v":{"$error":"#VALUE!"}},{"$f":"IF(H2487<=BT2489-E2548,0,H2548*H2485*H2486*J2485/(H2487*4))","v":{"$error":"#VALUE!"}},{"$f":"IF(H2487<=BU2489-E2548,0,H2548*H2485*H2486*J2485/(H2487*4))","v":{"$error":"#VALUE!"}},{"$f":"IF(H2487<=BV2489-E2548,0,H2548*H2485*H2486*J2485/(H2487*4))","v":{"$error":"#VALUE!"}},{"$f":"IF(H2487<=BW2489-E2548,0,H2548*H2485*H2486*J2485/(H2487*4))","v":{"$error":"#VALUE!"}},{"$f":"IF(H2487<=BX2489-E2548,0,H2548*H2485*H2486*J2485/(H2487*4))","v":{"$error":"#VALUE!"}},{"$f":"IF(H2487<=BY2489-E2548,0,H2548*H2485*H2486*J2485/(H2487*4))","v":{"$error":"#VALUE!"}},{"$f":"IF(H2487<=BZ2489-E2548,0,H2548*H2485*H2486*J2485/(H2487*4))","v":{"$error":"#VALUE!"}},{"$f":"IF(H2487<=CA2489-E2548,0,H2548*H2485*H2486*J2485/(H2487*4))","v":{"$error":"#VALUE!"}}]
[{"$nulls":4},16.25,{"$f":"$DF$64","v":{"v":0,"d":"0.000"}},{"$f":"IF(SUM(F2490:F2551)-H2488<=0,0,SUM(F2490:F2551)-H2488)","v":{"v":0,"d":"0.00"}},{"v":0,"d":"0.000"},{"$nulls":61},{"$f":"IF(H2487<=BR2489-E2551,0,H2551*H2485*H2486*J2485/(H2487*4))","v":{"$error":"#VALUE!"}},{"$f":"IF(H2487<=BS2489-E2551,0,H2551*H2485*H2486*J2485/(H2487*4))","v":{"$error":"#VALUE!"}},{"$f":"IF(H2487<=BT2489-E2551,0,H2551*H2485*H2486*J2485/(H2487*4))","v":{"$error":"#VALUE!"}},{"$f":"IF(H2487<=BU2489-E2551,0,H2551*H2485*H2486*J2485/(H2487*4))","v":{"$error":"#VALUE!"}},{"$f":"IF(H2487<=BV2489-E2551,0,H2551*H2485*H2486*J2485/(H2487*4))","v":{"$error":"#VALUE!"}},{"$f":"IF(H2487<=BW2489-E2551,0,H2551*H2485*H2486*J2485/(H2487*4))","v":{"$error":"#VALUE!"}},{"$f":"IF(H2487<=BX2489-E2551,0,H2551*H2485*H2486*J2485/(H2487*4))","v":{"$error":"#VALUE!"}},{"$f":"IF(H2487<=BY2489-E2551,0,H2551*H2485*H2486*J2485/(H2487*4))","v":{"$error":"#VALUE!"}},{"$f":"IF(H2487<=BZ2489-E2551,0,H2551*H2485*H2486*J2485/(H2487*4))","v":{"$error":"#VALUE!"}},{"$f":"IF(H2487<=CA2489-E2551,0,H2551*H2485*H2486*J2485/(H2487*4))","v":{"$error":"#VALUE!"}},{"$f":"IF(H2487<=CB2489-E2551,0,H2551*H2485*H2486*J2485/(H2487*4))","v":{"$error":"#VALUE!"}},{"$f":"IF(H2487<=CC2489-E2551,0,H2551*H2485*H2486*J2485/(H2487*4))","v":{"$error":"#VALUE!"}},{"$f":"IF(H2487<=CD2489-E2551,0,H2551*H2485*H2486*J2485/(H2487*4))","v":{"$error":"#VALUE!"}}]
[{"$nulls":4},16.75,{"$f":"$DF$66","v":{"v":0,"d":"0.000"}},{"$f":"IF(SUM(F2490:F2553)-H2488<=0,0,SUM(F2490:F2553)-H2488)","v":{"v":0,"d":"0.00"}},{"v":0,"d":"0.000"},{"$nulls":63},{"$f":"IF(H2487<=BT2489-E2553,0,H2553*H2485*H2486*J2485/(H2487*4))","v":{"$error":"#VALUE!"}},{"$f":"IF(H2487<=BU2489-E2553,0,H2553*H2485*H2486*J2485/(H2487*4))","v":{"$error":"#VALUE!"}},{"$f":"IF(H2487<=BV2489-E2553,0,H2553*H2485*H2486*J2485/(H2487*4))","v":{"$error":"#VALUE!"}},{"$f":"IF(H2487<=BW2489-E2553,0,H2553*H2485*H2486*J2485/(H2487*4))","v":{"$error":"#VALUE!"}},{"$f":"IF(H2487<=BX2489-E2553,0,H2553*H2485*H2486*J2485/(H2487*4))","v":{"$error":"#VALUE!"}},{"$f":"IF(H2487<=BY2489-E2553,0,H2553*H2485*H2486*J2485/(H2487*4))","v":{"$error":"#VALUE!"}},{"$f":"IF(H2487<=BZ2489-E2553,0,H2553*H2485*H2486*J2485/(H2487*4))","v":{"$error":"#VALUE!"}},{"$f":"IF(H2487<=CA2489-E2553,0,H2553*H2485*H2486*J2485/(H2487*4))","v":{"$error":"#VALUE!"}},{"$f":"IF(H2487<=CB2489-E2553,0,H2553*H2485*H2486*J2485/(H2487*4))","v":{"$error":"#VALUE!"}},{"$f":"IF(H2487<=CC2489-E2553,0,H2553*H2485*H2486*J2485/(H2487*4))","v":{"$error":"#VALUE!"}},{"$f":"IF(H2487<=CD2489-E2553,0,H2553*H2485*H2486*J2485/(H2487*4))","v":{"$error":"#VALUE!"}},{"$f":"IF(H2487<=CE2489-E2553,0,H2553*H2485*H2486*J2485/(H2487*4))","v":{"$error":"#VALUE!"}},{"$f":"IF(H2487<=CF2489-E2553,0,H2553*H2485*H2486*J2485/(H2487*4))","v":{"$error":"#VALUE!"}}]
[{"$nulls":4},{"v":17.5,"d":"17.50"},{"$f":"$DF$69","v":{"v":0,"d":"0.000"}},{"$f":"IF(SUM(F2490:F2556)-H2488<=0,0,SUM(F2490:F2556)-H2488)","v":{"v":0,"d":"0.00"}},{"v":0,"d":"0.000"},{"$nulls":66},{"$f":"IF(H2487<=BW2489-E2556,0,H2556*H2485*H2486*J2485/(H2487*4))","v":{"$error":"#VALUE!"}},{"$f":"IF(H2487<=BX2489-E2556,0,H2556*H2485*H2486*J2485/(H2487*4))","v":{"$error":"#VALUE!"}},{"$f":"IF(H2487<=BY2489-E2556,0,H2556*H2485*H2486*J2485/(H2487*4))","v":{"$error":"#VALUE!"}},{"$f":"IF(H2487<=BZ2489-E2556,0,H2556*H2485*H2486*J2485/(H2487*4))","v":{"$error":"#VALUE!"}},{"$f":"IF(H2487<=CA2489-E2556,0,H2556*H2485*H2486*J2485/(H2487*4))","v":{"$error":"#VALUE!"}},{"$f":"IF(H2487<=CB2489-E2556,0,H2556*H2485*H2486*J2485/(H2487*4))","v":{"$error":"#VALUE!"}},{"$f":"IF(H2487<=CC2489-E2556,0,H2556*H2485*H2486*J2485/(H2487*4))","v":{"$error":"#VALUE!"}},{"$f":"IF(H2487<=CD2489-E2556,0,H2556*H2485*H2486*J2485/(H2487*4))","v":{"$error":"#VALUE!"}},{"$f":"IF(H2487<=CE2489-E2556,0,H2556*H2485*H2486*J2485/(H2487*4))","v":{"$error":"#VALUE!"}},{"$f":"IF(H2487<=CF2489-E2556,0,H2556*H2485*H2486*J2485/(H2487*4))","v":{"$error":"#VALUE!"}},{"$f":"IF(H2487<=CG2489-E2556,0,H2556*H2485*H2486*J2485/(H2487*4))","v":{"$error":"#VALUE!"}},{"$f":"IF(H2487<=CH2489-E2556,0,H2556*H2485*H2486*J2485/(H2487*4))","v":{"$error":"#VALUE!"}},{"$f":"IF(H2487<=CI2489-E2556,0,H2556*H2485*H2486*J2485/(H2487*4))","v":{"$error":"#VALUE!"}}]
[{"$nulls":4},18.25,{"$f":"$DF$72","v":{"v":0,"d":"0.000"}},{"$f":"IF(SUM(F2490:F2559)-H2488<=0,0,SUM(F2490:F2559)-H2488)","v":{"v":0,"d":"0.00"}},{"v":0,"d":"0.000"},{"$nulls":69},{"$f":"IF(H2487<=BZ2489-E2559,0,H2559*H2485*H2486*J2485/(H2487*4))","v":{"$error":"#VALUE!"}},{"$f":"IF(H2487<=CA2489-E2559,0,H2559*H2485*H2486*J2485/(H2487*4))","v":{"$error":"#VALUE!"}},{"$f":"IF(H2487<=CB2489-E2559,0,H2559*H2485*H2486*J2485/(H2487*4))","v":{"$error":"#VALUE!"}},{"$f":"IF(H2487<=CC2489-E2559,0,H2559*H2485*H2486*J2485/(H2487*4))","v":{"$error":"#VALUE!"}},{"$f":"IF(H2487<=CD2489-E2559,0,H2559*H2485*H2486*J2485/(H2487*4))","v":{"$error":"#VALUE!"}},{"$f":"IF(H2487<=CE2489-E2559,0,H2559*H2485*H2486*J2485/(H2487*4))","v":{"$error":"#VALUE!"}},{"$f":"IF(H2487<=CF2489-E2559,0,H2559*H2485*H2486*J2485/(H2487*4))","v":{"$error":"#VALUE!"}},{"$f":"IF(H2487<=CG2489-E2559,0,H2559*H2485*H2486*J2485/(H2487*4))","v":{"$error":"#VALUE!"}},{"$f":"IF(H2487<=CH2489-E2559,0,H2559*H2485*H2486*J2485/(H2487*4))","v":{"$error":"#VALUE!"}},{"$f":"IF(H2487<=CI2489-E2559,0,H2559*H2485*H2486*J2485/(H2487*4))","v":{"$error":"#VALUE!"}},{"$f":"IF(H2487<=CJ2489-E2559,0,H2559*H2485*H2486*J2485/(H2487*4))","v":{"$error":"#VALUE!"}},{"$f":"IF(H2487<=CK2489-E2559,0,H2559*H2485*H2486*J2485/(H2487*4))","v":{"$error":"#VALUE!"}},{"$f":"IF(H2487<=CL2489-E2559,0,H2559*H2485*H2486*J2485/(H2487*4))","v":{"$error":"#VALUE!"}}]
[{"$nulls":4},18.75,{"$f":"$DF$74","v":{"v":0,"d":"0.000"}},{"$f":"IF(SUM(F2490:F2561)-H2488<=0,0,SUM(F2490:F2561)-H2488)","v":{"v":0,"d":"0.00"}},{"v":0,"d":"0.000"},{"$nulls":71},{"$f":"IF(H2487<=CB2489-E2561,0,H2561*H2485*H2486*J2485/(H2487*4))","v":{"$error":"#VALUE!"}},{"$f":"IF(H2487<=CC2489-E2561,0,H2561*H2485*H2486*J2485/(H2487*4))","v":{"$error":"#VALUE!"}},{"$f":"IF(H2487<=CD2489-E2561,0,H2561*H2485*H2486*J2485/(H2487*4))","v":{"$error":"#VALUE!"}},{"$f":"IF(H2487<=CE2489-E2561,0,H2561*H2485*H2486*J2485/(H2487*4))","v":{"$error":"#VALUE!"}},{"$f":"IF(H2487<=CF2489-E2561,0,H2561*H2485*H2486*J2485/(H2487*4))","v":{"$error":"#VALUE!"}},{"$f":"IF(H2487<=CG2489-E2561,0,H2561*H2485*H2486*J2485/(H2487*4))","v":{"$error":"#VALUE!"}},{"$f":"IF(H2487<=CH2489-E2561,0,H2561*H2485*H2486*J2485/(H2487*4))","v":{"$error":"#VALUE!"}},{"$f":"IF(H2487<=CI2489-E2561,0,H2561*H2485*H2486*J2485/(H2487*4))","v":{"$error":"#VALUE!"}},{"$f":"IF(H2487<=CJ2489-E2561,0,H2561*H2485*H2486*J2485/(H2487*4))","v":{"$error":"#VALUE!"}},{"$f":"IF(H2487<=CK2489-E2561,0,H2561*H2485*H2486*J2485/(H2487*4))","v":{"$error":"#VALUE!"}},{"$f":"IF(H2487<=CL2489-E2561,0,H2561*H2485*H2486*J2485/(H2487*4))","v":{"$error":"#VALUE!"}},{"$f":"IF(H2487<=CM2489-E2561,0,H2561*H2485*H2486*J2485/(H2487*4))","v":{"$error":"#VALUE!"}},{"$f":"IF(H2487<=CN2489-E2561,0,H2561*H2485*H2486*J2485/(H2487*4))","v":{"$error":"#VALUE!"}}]
[{"$nulls":4},{"v":19,"d":"19.00"},{"$f":"$DF$75","v":{"v":0,"d":"0.000"}},{"$f":"IF(SUM(F2490:F2562)-H2488<=0,0,SUM(F2490:F2562)-H2488)","v":{"v":0,"d":"0.00"}},{"v":0,"d":"0.000"},{"$nulls":72},{"$f":"IF(H2487<=CC2489-E2562,0,H2562*H2485*H2486*J2485/(H2487*4))","v":{"$error":"#VALUE!"}},{"$f":"IF(H2487<=CD2489-E2562,0,H2562*H2485*H2486*J2485/(H2487*4))","v":{"$error":"#VALUE!"}},{"$f":"IF(H2487<=CE2489-E2562,0,H2562*H2485*H2486*J2485/(H2487*4))","v":{"$error":"#VALUE!"}},{"$f":"IF(H2487<=CF2489-E2562,0,H2562*H2485*H2486*J2485/(H2487*4))","v":{"$error":"#VALUE!"}},{"$f":"IF(H2487<=CG2489-E2562,0,H2562*H2485*H2486*J2485/(H2487*4))","v":{"$error":"#VALUE!"}},{"$f":"IF(H2487<=CH2489-E2562,0,H2562*H2485*H2486*J2485/(H2487*4))","v":{"$error":"#VALUE!"}},{"$f":"IF(H2487<=CI2489-E2562,0,H2562*H2485*H2486*J2485/(H2487*4))","v":{"$error":"#VALUE!"}},{"$f":"IF(H2487<=CJ2489-E2562,0,H2562*H2485*H2486*J2485/(H2487*4))","v":{"$error":"#VALUE!"}},{"$f":"IF(H2487<=CK2489-E2562,0,H2562*H2485*H2486*J2485/(H2487*4))","v":{"$error":"#VALUE!"}},{"$f":"IF(H2487<=CL2489-E2562,0,H2562*H2485*H2486*J2485/(H2487*4))","v":{"$error":"#VALUE!"}},{"$f":"IF(H2487<=CM2489-E2562,0,H2562*H2485*H2486*J2485/(H2487*4))","v":{"$error":"#VALUE!"}},{"$f":"IF(H2487<=CN2489-E2562,0,H2562*H2485*H2486*J2485/(H2487*4))","v":{"$error":"#VALUE!"}},{"$f":"IF(H2487<=CO2489-E2562,0,H2562*H2485*H2486*J2485/(H2487*4))","v":{"$error":"#VALUE!"}}]
[{"$nulls":4},{"v":19.5,"d":"19.50"},{"$f":"$DF$77","v":{"v":0,"d":"0.000"}},{"$f":"IF(SUM(F2490:F2564)-H2488<=0,0,SUM(F2490:F2564)-H2488)","v":{"v":0,"d":"0.00"}},{"v":0,"d":"0.000"},{"$nulls":74},{"$f":"IF(H2487<=CE2489-E2564,0,H2564*H2485*H2486*J2485/(H2487*4))","v":{"$error":"#VALUE!"}},{"$f":"IF(H2487<=CF2489-E2564,0,H2564*H2485*H2486*J2485/(H2487*4))","v":{"$error":"#VALUE!"}},{"$f":"IF(H2487<=CG2489-E2564,0,H2564*H2485*H2486*J2485/(H2487*4))","v":{"$error":"#VALUE!"}},{"$f":"IF(H2487<=CH2489-E2564,0,H2564*H2485*H2486*J2485/(H2487*4))","v":{"$error":"#VALUE!"}},{"$f":"IF(H2487<=CI2489-E2564,0,H2564*H2485*H2486*J2485/(H2487*4))","v":{"$error":"#VALUE!"}},{"$f":"IF(H2487<=CJ2489-E2564,0,H2564*H2485*H2486*J2485/(H2487*4))","v":{"$error":"#VALUE!"}},{"$f":"IF(H2487<=CK2489-E2564,0,H2564*H2485*H2486*J2485/(H2487*4))","v":{"$error":"#VALUE!"}},{"$f":"IF(H2487<=CL2489-E2564,0,H2564*H2485*H2486*J2485/(H2487*4))","v":{"$error":"#VALUE!"}},{"$f":"IF(H2487<=CM2489-E2564,0,H2564*H2485*H2486*J2485/(H2487*4))","v":{"$error":"#VALUE!"}},{"$f":"IF(H2487<=CN2489-E2564,0,H2564*H2485*H2486*J2485/(H2487*4))","v":{"$error":"#VALUE!"}},{"$f":"IF(H2487<=CO2489-E2564,0,H2564*H2485*H2486*J2485/(H2487*4))","v":{"$error":"#VALUE!"}},{"$f":"IF(H2487<=CP2489-E2564,0,H2564*H2485*H2486*J2485/(H2487*4))","v":{"$error":"#VALUE!"}},{"$f":"IF(H2487<=CQ2489-E2564,0,H2564*H2485*H2486*J2485/(H2487*4))","v":{"$error":"#VALUE!"}}]
[{"$nulls":4},20.25,{"$f":"$DF$80","v":{"v":0,"d":"0.000"}},{"$f":"IF(SUM(F2490:F2567)-H2488<=0,0,SUM(F2490:F2567)-H2488)","v":{"v":0,"d":"0.00"}},{"v":0,"d":"0.000"},{"$nulls":77},{"$f":"IF(H2487<=CH2489-E2567,0,H2567*H2485*H2486*J2485/(H2487*4))","v":{"$error":"#VALUE!"}},{"$f":"IF(H2487<=CI2489-E2567,0,H2567*H2485*H2486*J2485/(H2487*4))","v":{"$error":"#VALUE!"}},{"$f":"IF(H2487<=CJ2489-E2567,0,H2567*H2485*H2486*J2485/(H2487*4))","v":{"$error":"#VALUE!"}},{"$f":"IF(H2487<=CK2489-E2567,0,H2567*H2485*H2486*J2485/(H2487*4))","v":{"$error":"#VALUE!"}},{"$f":"IF(H2487<=CL2489-E2567,0,H2567*H2485*H2486*J2485/(H2487*4))","v":{"$error":"#VALUE!"}},{"$f":"IF(H2487<=CM2489-E2567,0,H2567*H2485*H2486*J2485/(H2487*4))","v":{"$error":"#VALUE!"}},{"$f":"IF(H2487<=CN2489-E2567,0,H2567*H2485*H2486*J2485/(H2487*4))","v":{"$error":"#VALUE!"}},{"$f":"IF(H2487<=CO2489-E2567,0,H2567*H2485*H2486*J2485/(H2487*4))","v":{"$error":"#VALUE!"}},{"$f":"IF(H2487<=CP2489-E2567,0,H2567*H2485*H2486*J2485/(H2487*4))","v":{"$error":"#VALUE!"}},{"$f":"IF(H2487<=CQ2489-E2567,0,H2567*H2485*H2486*J2485/(H2487*4))","v":{"$error":"#VALUE!"}},{"$f":"IF(H2487<=CR2489-E2567,0,H2567*H2485*H2486*J2485/(H2487*4))","v":{"$error":"#VALUE!"}},{"$f":"IF(H2487<=CS2489-E2567,0,H2567*H2485*H2486*J2485/(H2487*4))","v":{"$error":"#VALUE!"}},{"$f":"IF(H2487<=CT2489-E2567,0,H2567*H2485*H2486*J2485/(H2487*4))","v":{"$error":"#VALUE!"}}]
[{"$nulls":4},{"v":21,"d":"21.00"},{"$f":"$DF$83","v":{"v":0,"d":"0.000"}},{"$f":"IF(SUM(F2490:F2570)-H2488<=0,0,SUM(F2490:F2570)-H2488)","v":{"v":0,"d":"0.00"}},{"v":0,"d":"0.000"},{"$nulls":80},{"$f":"IF(H2487<=CK2489-E2570,0,H2570*H2485*H2486*J2485/(H2487*4))","v":{"$error":"#VALUE!"}},{"$f":"IF(H2487<=CL2489-E2570,0,H2570*H2485*H2486*J2485/(H2487*4))","v":{"$error":"#VALUE!"}},{"$f":"IF(H2487<=CM2489-E2570,0,H2570*H2485*H2486*J2485/(H2487*4))","v":{"$error":"#VALUE!"}},{"$f":"IF(H2487<=CN2489-E2570,0,H2570*H2485*H2486*J2485/(H2487*4))","v":{"$error":"#VALUE!"}},{"$f":"IF(H2487<=CO2489-E2570,0,H2570*H2485*H2486*J2485/(H2487*4))","v":{"$error":"#VALUE!"}},{"$f":"IF(H2487<=CP2489-E2570,0,H2570*H2485*H2486*J2485/(H2487*4))","v":{"$error":"#VALUE!"}},{"$f":"IF(H2487<=CQ2489-E2570,0,H2570*H2485*H2486*J2485/(H2487*4))","v":{"$error":"#VALUE!"}},{"$f":"IF(H2487<=CR2489-E2570,0,H2570*H2485*H2486*J2485/(H2487*4))","v":{"$error":"#VALUE!"}},{"$f":"IF(H2487<=CS2489-E2570,0,H2570*H2485*H2486*J2485/(H2487*4))","v":{"$error":"#VALUE!"}},{"$f":"IF(H2487<=CT2489-E2570,0,H2570*H2485*H2486*J2485/(H2487*4))","v":{"$error":"#VALUE!"}},{"$f":"IF(H2487<=CU2489-E2570,0,H2570*H2485*H2486*J2485/(H2487*4))","v":{"$error":"#VALUE!"}},{"$f":"IF(H2487<=CV2489-E2570,0,H2570*H2485*H2486*J2485/(H2487*4))","v":{"$error":"#VALUE!"}},{"$f":"IF(H2487<=CW2489-E2570,0,H2570*H2485*H2486*J2485/(H2487*4))","v":{"$error":"#VALUE!"}}]
[{"$nulls":4},21.25,{"$f":"$DF$84","v":{"v":0,"d":"0.000"}},{"$f":"IF(SUM(F2490:F2571)-H2488<=0,0,SUM(F2490:F2571)-H2488)","v":{"v":0,"d":"0.00"}},{"v":0,"d":"0.000"},{"$nulls":81},{"$f":"IF(H2487<=CL2489-E2571,0,H2571*H2485*H2486*J2485/(H2487*4))","v":{"$error":"#VALUE!"}},{"$f":"IF(H2487<=CM2489-E2571,0,H2571*H2485*H2486*J2485/(H2487*4))","v":{"$error":"#VALUE!"}},{"$f":"IF(H2487<=CN2489-E2571,0,H2571*H2485*H2486*J2485/(H2487*4))","v":{"$error":"#VALUE!"}},{"$f":"IF(H2487<=CO2489-E2571,0,H2571*H2485*H2486*J2485/(H2487*4))","v":{"$error":"#VALUE!"}},{"$f":"IF(H2487<=CP2489-E2571,0,H2571*H2485*H2486*J2485/(H2487*4))","v":{"$error":"#VALUE!"}},{"$f":"IF(H2487<=CQ2489-E2571,0,H2571*H2485*H2486*J2485/(H2487*4))","v":{"$error":"#VALUE!"}},{"$f":"IF(H2487<=CR2489-E2571,0,H2571*H2485*H2486*J2485/(H2487*4))","v":{"$error":"#VALUE!"}},{"$f":"IF(H2487<=CS2489-E2571,0,H2571*H2485*H2486*J2485/(H2487*4))","v":{"$error":"#VALUE!"}},{"$f":"IF(H2487<=CT2489-E2571,0,H2571*H2485*H2486*J2485/(H2487*4))","v":{"$error":"#VALUE!"}},{"$f":"IF(H2487<=CU2489-E2571,0,H2571*H2485*H2486*J2485/(H2487*4))","v":{"$error":"#VALUE!"}},{"$f":"IF(H2487<=CV2489-E2571,0,H2571*H2485*H2486*J2485/(H2487*4))","v":{"$error":"#VALUE!"}},{"$f":"IF(H2487<=CW2489-E2571,0,H2571*H2485*H2486*J2485/(H2487*4))","v":{"$error":"#VALUE!"}},{"$f":"IF(H2487<=CX2489-E2571,0,H2571*H2485*H2486*J2485/(H2487*4))","v":{"$error":"#VALUE!"}}]
[{"$nulls":4},{"v":22,"d":"22.00"},{"$f":"$DF$87","v":{"v":0,"d":"0.000"}},{"$f":"IF(SUM(F2490:F2574)-H2488<=0,0,SUM(F2490:F2574)-H2488)","v":{"v":0,"d":"0.00"}},{"v":0,"d":"0.000"},{"$nulls":84},{"$f":"IF(H2487<=CO2489-E2574,0,H2574*H2485*H2486*J2485/(H2487*4))","v":{"$error":"#VALUE!"}},{"$f":"IF(H2487<=CP2489-E2574,0,H2574*H2485*H2486*J2485/(H2487*4))","v":{"$error":"#VALUE!"}},{"$f":"IF(H2487<=CQ2489-E2574,0,H2574*H2485*H2486*J2485/(H2487*4))","v":{"$error":"#VALUE!"}},{"$f":"IF(H2487<=CR2489-E2574,0,H2574*H2485*H2486*J2485/(H2487*4))","v":{"$error":"#VALUE!"}},{"$f":"IF(H2487<=CS2489-E2574,0,H2574*H2485*H2486*J2485/(H2487*4))","v":{"$error":"#VALUE!"}},{"$f":"IF(H2487<=CT2489-E2574,0,H2574*H2485*H2486*J2485/(H2487*4))","v":{"$error":"#VALUE!"}},{"$f":"IF(H2487<=CU2489-E2574,0,H2574*H2485*H2486*J2485/(H2487*4))","v":{"$error":"#VALUE!"}},{"$f":"IF(H2487<=CV2489-E2574,0,H2574*H2485*H2486*J2485/(H2487*4))","v":{"$error":"#VALUE!"}},{"$f":"IF(H2487<=CW2489-E2574,0,H2574*H2485*H2486*J2485/(H2487*4))","v":{"$error":"#VALUE!"}},{"$f":"IF(H2487<=CX2489-E2574,0,H2574*H2485*H2486*J2485/(H2487*4))","v":{"$error":"#VALUE!"}},{"$f":"IF(H2487<=CY2489-E2574,0,H2574*H2485*H2486*J2485/(H2487*4))","v":{"$error":"#VALUE!"}},{"$f":"IF(H2487<=CZ2489-E2574,0,H2574*H2485*H2486*J2485/(H2487*4))","v":{"$error":"#VALUE!"}}]
[{"$nulls":4},{"v":22.5,"d":"22.50"},{"$f":"$DF$89","v":{"v":0,"d":"0.000"}},{"$f":"IF(SUM(F2490:F2576)-H2488<=0,0,SUM(F2490:F2576)-H2488)","v":{"v":0,"d":"0.00"}},{"v":0,"d":"0.000"},{"$nulls":86},{"$f":"IF(H2487<=CQ2489-E2576,0,H2576*H2485*H2486*J2485/(H2487*4))","v":{"$error":"#VALUE!"}},{"$f":"IF(H2487<=CR2489-E2576,0,H2576*H2485*H2486*J2485/(H2487*4))","v":{"$error":"#VALUE!"}},{"$f":"IF(H2487<=CS2489-E2576,0,H2576*H2485*H2486*J2485/(H2487*4))","v":{"$error":"#VALUE!"}},{"$f":"IF(H2487<=CT2489-E2576,0,H2576*H2485*H2486*J2485/(H2487*4))","v":{"$error":"#VALUE!"}},{"$f":"IF(H2487<=CU2489-E2576,0,H2576*H2485*H2486*J2485/(H2487*4))","v":{"$error":"#VALUE!"}},{"$f":"IF(H2487<=CV2489-E2576,0,H2576*H2485*H2486*J2485/(H2487*4))","v":{"$error":"#VALUE!"}},{"$f":"IF(H2487<=CW2489-E2576,0,H2576*H2485*H2486*J2485/(H2487*4))","v":{"$error":"#VALUE!"}},{"$f":"IF(H2487<=CX2489-E2576,0,H2576*H2485*H2486*J2485/(H2487*4))","v":{"$error":"#VALUE!"}},{"$f":"IF(H2487<=CY2489-E2576,0,H2576*H2485*H2486*J2485/(H2487*4))","v":{"$error":"#VALUE!"}},{"$f":"IF(H2487<=CZ2489-E2576,0,H2576*H2485*H2486*J2485/(H2487*4))","v":{"$error":"#VALUE!"}}]
[{"$nulls":4},23.25,{"$f":"$DF$92","v":{"v":0,"d":"0.000"}},{"$f":"IF(SUM(F2490:F2579)-H2488<=0,0,SUM(F2490:F2579)-H2488)","v":{"v":0,"d":"0.00"}},{"v":0,"d":"0.000"},{"$nulls":89},{"$f":"IF(H2487<=CT2489-E2579,0,H2579*H2485*H2486*J2485/(H2487*4))","v":{"$error":"#VALUE!"}},{"$f":"IF(H2487<=CU2489-E2579,0,H2579*H2485*H2486*J2485/(H2487*4))","v":{"$error":"#VALUE!"}},{"$f":"IF(H2487<=CV2489-E2579,0,H2579*H2485*H2486*J2485/(H2487*4))","v":{"$error":"#VALUE!"}},{"$f":"IF(H2487<=CW2489-E2579,0,H2579*H2485*H2486*J2485/(H2487*4))","v":{"$error":"#VALUE!"}},{"$f":"IF(H2487<=CX2489-E2579,0,H2579*H2485*H2486*J2485/(H2487*4))","v":{"$error":"#VALUE!"}},{"$f":"IF(H2487<=CY2489-E2579,0,H2579*H2485*H2486*J2485/(H2487*4))","v":{"$error":"#VALUE!"}},{"$f":"IF(H2487<=CZ2489-E2579,0,H2579*H2485*H2486*J2485/(H2487*4))","v":{"$error":"#VALUE!"}}]
[{"$nulls":4},{"v":23.5,"d":"23.50"},{"$f":"$DF$93","v":{"v":0,"d":"0.000"}},{"$f":"IF(SUM(F2490:F2580)-H2488<=0,0,SUM(F2490:F2580)-H2488)","v":{"v":0,"d":"0.00"}},{"v":0,"d":"0.000"},{"$nulls":90},{"$f":"IF(H2487<=CU2489-E2580,0,H2580*H2485*H2486*J2485/(H2487*4))","v":{"$error":"#VALUE!"}},{"$f":"IF(H2487<=CV2489-E2580,0,H2580*H2485*H2486*J2485/(H2487*4))","v":{"$error":"#VALUE!"}},{"$f":"IF(H2487<=CW2489-E2580,0,H2580*H2485*H2486*J2485/(H2487*4))","v":{"$error":"#VALUE!"}},{"$f":"IF(H2487<=CX2489-E2580,0,H2580*H2485*H2486*J2485/(H2487*4))","v":{"$error":"#VALUE!"}},{"$f":"IF(H2487<=CY2489-E2580,0,H2580*H2485*H2486*J2485/(H2487*4))","v":{"$error":"#VALUE!"}},{"$f":"IF(H2487<=CZ2489-E2580,0,H2580*H2485*H2486*J2485/(H2487*4))","v":{"$error":"#VALUE!"}}]
[{"$nulls":4},{"v":24.5,"d":"24.50"},{"$f":"$DF$97","v":{"v":0,"d":"0.000"}},{"$f":"IF(SUM(F2490:F2584)-H2488<=0,0,SUM(F2490:F2584)-H2488)","v":{"v":0,"d":"0.00"}},{"v":0,"d":"0.000"},{"$nulls":94},{"$f":"IF(H2487<=CY2489-E2584,0,H2584*H2485*H2486*J2485/(H2487*4))","v":{"$error":"#VALUE!"}},{"$f":"IF(H2487<=CZ2489-E2584,0,H2584*H2485*H2486*J2485/(H2487*4))","v":{"$error":"#VALUE!"}}]
[{"$nulls":4},24.75,{"$f":"$DF$98","v":{"v":0,"d":"0.000"}},{"$f":"IF(SUM(F2490:F2585)-H2488<=0,0,SUM(F2490:F2585)-H2488)","v":{"v":0,"d":"0.00"}},{"v":0,"d":"0.000"},{"$nulls":95},{"$f":"IF(H2487<=CZ2489-E2585,0,H2585*H2485*H2486*J2485/(H2487*4))","v":{"$error":"#VALUE!"}}]
[{"$f":"CONCATENATE(H2484,C2588)","v":"CSO 02012b."},"12. Green Infrastructure Reductions","12b.","Total GI capacity (MG). ",null,null,{"$f":"C2588","v":"12b."},{"$f":"IF(HLOOKUP(H2484,'4 - CSO VOLUME'!$E$9:$AS$33,13,FALSE)=\"\",0,HLOOKUP(H2484,'4 - CSO VOLUME'!$E$9:$AS$33,13,FALSE))","v":{"v":0,"d":"0.00"}}]
[{"$f":"CONCATENATE(H2484,C2590)","v":"CSO 020"},null,null,"Excess volume after GI saturation, cumulative (MG). Subtract Line 12b from 12c.",{"$nulls":4},{"$f":"IF(SUM($I2589:I2589)-$H2588<=0,0,SUM($I2589:I2589)-$H2588)","v":{"$error":"#VALUE!"}},{"$f":"IF(SUM($I2589:J2589)-$H2588<=0,0,SUM($I2589:J2589)-$H2588)","v":{"$error":"#VALUE!"}},{"$f":"IF(SUM($I2589:K2589)-$H2588<=0,0,SUM($I2589:K2589)-$H2588)","v":{"$error":"#VALUE!"}},{"$f":"IF(SUM($I2589:L2589)-$H2588<=0,0,SUM($I2589:L2589)-$H2588)","v":{"$error":"#VALUE!"}},{"$f":"IF(SUM($I2589:M2589)-$H2588<=0,0,SUM($I2589:M2589)-$H2588)","v":{"$error":"#VALUE!"}},{"$f":"IF(SUM($I2589:N2589)-$H2588<=0,0,SUM($I2589:N2589)-$H2588)","v":{"$error":"#VALUE!"}},{"$f":"IF(SUM($I2589:O2589)-$H2588<=0,0,SUM($I2589:O2589)-$H2588)","v":{"$error":"#VALUE!"}},{"$f":"IF(SUM($I2589:P2589)-$H2588<=0,0,SUM($I2589:P2589)-$H2588)","v":{"$error":"#VALUE!"}},{"$f":"IF(SUM($I2589:Q2589)-$H2588<=0,0,SUM($I2589:Q2589)-$H2588)","v":{"$error":"#VALUE!"}},{"$f":"IF(SUM($I2589:R2589)-$H2588<=0,0,SUM($I2589:R2589)-$H2588)","v":{"$error":"#VALUE!"}},{"$f":"IF(SUM($I2589:S2589)-$H2588<=0,0,SUM($I2589:S2589)-$H2588)","v":{"$error":"#VALUE!"}},{"$f":"IF(SUM($I2589:T2589)-$H2588<=0,0,SUM($I2589:T2589)-$H2588)","v":{"$error":"#VALUE!"}},{"$f":"IF(SUM($I2589:U2589)-$H2588<=0,0,SUM($I2589:U2589)-$H2588)","v":{"$error":"#VALUE!"}},{"$f":"IF(SUM($I2589:V2589)-$H2588<=0,0,SUM($I2589:V2589)-$H2588)","v":{"$error":"#VALUE!"}},{"$f":"IF(SUM($I2589:W2589)-$H2588<=0,0,SUM($I2589:W2589)-$H2588)","v":{"$error":"#VALUE!"}},{"$f":"IF(SUM($I2589:X2589)-$H2588<=0,0,SUM($I2589:X2589)-$H2588)","v":{"$error":"#VALUE!"}},{"$f":"IF(SUM($I2589:Y2589)-$H2588<=0,0,SUM($I2589:Y2589)-$H2588)","v":{"$error":"#VALUE!"}},{"$f":"IF(SUM($I2589:Z2589)-$H2588<=0,0,SUM($I2589:Z2589)-$H2588)","v":{"$error":"#VALUE!"}},{"$f":"IF(SUM($I2589:AA2589)-$H2588<=0,0,SUM($I2589:AA2589)-$H2588)","v":{"$error":"#VALUE!"}},{"$f":"IF(SUM($I2589:AB2589)-$H2588<=0,0,SUM($I2589:AB2589)-$H2588)","v":{"$error":"#VALUE!"}},{"$f":"IF(SUM($I2589:AC2589)-$H2588<=0,0,SUM($I2589:AC2589)-$H2588)","v":{"$error":"#VALUE!"}},{"$f":"IF(SUM($I2589:AD2589)-$H2588<=0,0,SUM($I2589:AD2589)-$H2588)","v":{"$error":"#VALUE!"}},{"$f":"IF(SUM($I2589:AE2589)-$H2588<=0,0,SUM($I2589:AE2589)-$H2588)","v":{"$error":"#VALUE!"}},{"$f":"IF(SUM($I2589:AF2589)-$H2588<=0,0,SUM($I2589:AF2589)-$H2588)","v":{"$error":"#VALUE!"}},{"$f":"IF(SUM($I2589:AG2589)-$H2588<=0,0,SUM($I2589:AG2589)-$H2588)","v":{"$error":"#VALUE!"}},{"$f":"IF(SUM($I2589:AH2589)-$H2588<=0,0,SUM($I2589:AH2589)-$H2588)","v":{"$error":"#VALUE!"}},{"$f":"IF(SUM($I2589:AI2589)-$H2588<=0,0,SUM($I2589:AI2589)-$H2588)","v":{"$error":"#VALUE!"}},{"$f":"IF(SUM($I2589:AJ2589)-$H2588<=0,0,SUM($I2589:AJ2589)-$H2588)","v":{"$error":"#VALUE!"}},{"$f":"IF(SUM($I2589:AK2589)-$H2588<=0,0,SUM($I2589:AK2589)-$H2588)","v":{"$error":"#VALUE!"}},{"$f":"IF(SUM($I2589:AL2589)-$H2588<=0,0,SUM($I2589:AL2589)-$H2588)","v":{"$error":"#VALUE!"}},{"$f":"IF(SUM($I2589:AM2589)-$H2588<=0,0,SUM($I2589:AM2589)-$H2588)","v":{"$error":"#VALUE!"}},{"$f":"IF(SUM($I2589:AN2589)-$H2588<=0,0,SUM($I2589:AN2589)-$H2588)","v":{"$error":"#VALUE!"}},{"$f":"IF(SUM($I2589:AO2589)-$H2588<=0,0,SUM($I2589:AO2589)-$H2588)","v":{"$error":"#VALUE!"}},{"$f":"IF(SUM($I2589:AP2589)-$H2588<=0,0,SUM($I2589:AP2589)-$H2588)","v":{"$error":"#VALUE!"}},{"$f":"IF(SUM($I2589:AQ2589)-$H2588<=0,0,SUM($I2589:AQ2589)-$H2588)","v":{"$error":"#VALUE!"}},{"$f":"IF(SUM($I2589:AR2589)-$H2588<=0,0,SUM($I2589:AR2589)-$H2588)","v":{"$error":"#VALUE!"}},{"$f":"IF(SUM($I2589:AS2589)-$H2588<=0,0,SUM($I2589:AS2589)-$H2588)","v":{"$error":"#VALUE!"}},{"$f":"IF(SUM($I2589:AT2589)-$H2588<=0,0,SUM($I2589:AT2589)-$H2588)","v":{"$error":"#VALUE!"}},{"$f":"IF(SUM($I2589:AU2589)-$H2588<=0,0,SUM($I2589:AU2589)-$H2588)","v":{"$error":"#VALUE!"}},{"$f":"IF(SUM($I2589:AV2589)-$H2588<=0,0,SUM($I2589:AV2589)-$H2588)","v":{"$error":"#VALUE!"}},{"$f":"IF(SUM($I2589:AW2589)-$H2588<=0,0,SUM($I2589:AW2589)-$H2588)","v":{"$error":"#VALUE!"}},{"$f":"IF(SUM($I2589:AX2589)-$H2588<=0,0,SUM($I2589:AX2589)-$H2588)","v":{"$error":"#VALUE!"}},{"$f":"IF(SUM($I2589:AY2589)-$H2588<=0,0,SUM($I2589:AY2589)-$H2588)","v":{"$error":"#VALUE!"}},{"$f":"IF(SUM($I2589:AZ2589)-$H2588<=0,0,SUM($I2589:AZ2589)-$H2588)","v":{"$error":"#VALUE!"}},{"$f":"IF(SUM($I2589:BA2589)-$H2588<=0,0,SUM($I2589:BA2589)-$H2588)","v":{"$error":"#VALUE!"}},{"$f":"IF(SUM($I2589:BB2589)-$H2588<=0,0,SUM($I2589:BB2589)-$H2588)","v":{"$error":"#VALUE!"}},{"$f":"IF(SUM($I2589:BC2589)-$H2588<=0,0,SUM($I2589:BC2589)-$H2588)","v":{"$error":"#VALUE!"}},{"$f":"IF(SUM($I2589:BD2589)-$H2588<=0,0,SUM($I2589:BD2589)-$H2588)","v":{"$error":"#VALUE!"}},{"$f":"IF(SUM($I2589:BE2589)-$H2588<=0,0,SUM($I2589:BE2589)-$H2588)","v":{"$error":"#VALUE!"}},{"$f":"IF(SUM($I2589:BF2589)-$H2588<=0,0,SUM($I2589:BF2589)-$H2588)","v":{"$error":"#VALUE!"}},{"$f":"IF(SUM($I2589:BG2589)-$H2588<=0,0,SUM($I2589:BG2589)-$H2588)","v":{"$error":"#VALUE!"}},{"$f":"IF(SUM($I2589:BH2589)-$H2588<=0,0,SUM($I2589:BH2589)-$H2588)","v":{"$error":"#VALUE!"}},{"$f":"IF(SUM($I2589:BI2589)-$H2588<=0,0,SUM($I2589:BI2589)-$H2588)","v":{"$error":"#VALUE!"}},{"$f":"IF(SUM($I2589:BJ2589)-$H2588<=0,0,SUM($I2589:BJ2589)-$H2588)","v":{"$error":"#VALUE!"}},{"$f":"IF(SUM($I2589:BK2589)-$H2588<=0,0,SUM($I2589:BK2589)-$H2588)","v":{"$error":"#VALUE!"}},{"$f":"IF(SUM($I2589:BL2589)-$H2588<=0,0,SUM($I2589:BL2589)-$H2588)","v":{"$error":"#VALUE!"}},{"$f":"IF(SUM($I2589:BM2589)-$H2588<=0,0,SUM($I2589:BM2589)-$H2588)","v":{"$error":"#VALUE!"}},{"$f":"IF(SUM($I2589:BN2589)-$H2588<=0,0,SUM($I2589:BN2589)-$H2588)","v":{"$error":"#VALUE!"}},{"$f":"IF(SUM($I2589:BO2589)-$H2588<=0,0,SUM($I2589:BO2589)-$H2588)","v":{"$error":"#VALUE!"}},{"$f":"IF(SUM($I2589:BP2589)-$H2588<=0,0,SUM($I2589:BP2589)-$H2588)","v":{"$error":"#VALUE!"}},{"$f":"IF(SUM($I2589:BQ2589)-$H2588<=0,0,SUM($I2589:BQ2589)-$H2588)","v":{"$error":"#VALUE!"}},{"$f":"IF(SUM($I2589:BR2589)-$H2588<=0,0,SUM($I2589:BR2589)-$H2588)","v":{"$error":"#VALUE!"}},{"$f":"IF(SUM($I2589:BS2589)-$H2588<=0,0,SUM($I2589:BS2589)-$H2588)","v":{"$error":"#VALUE!"}},{"$f":"IF(SUM($I2589:BT2589)-$H2588<=0,0,SUM($I2589:BT2589)-$H2588)","v":{"$error":"#VALUE!"}},{"$f":"IF(SUM($I2589:BU2589)-$H2588<=0,0,SUM($I2589:BU2589)-$H2588)","v":{"$error":"#VALUE!"}},{"$f":"IF(SUM($I2589:BV2589)-$H2588<=0,0,SUM($I2589:BV2589)-$H2588)","v":{"$error":"#VALUE!"}},{"$f":"IF(SUM($I2589:BW2589)-$H2588<=0,0,SUM($I2589:BW2589)-$H2588)","v":{"$error":"#VALUE!"}},{"$f":"IF(SUM($I2589:BX2589)-$H2588<=0,0,SUM($I2589:BX2589)-$H2588)","v":{"$error":"#VALUE!"}},{"$f":"IF(SUM($I2589:BY2589)-$H2588<=0,0,SUM($I2589:BY2589)-$H2588)","v":{"$error":"#VALUE!"}},{"$f":"IF(SUM($I2589:BZ2589)-$H2588<=0,0,SUM($I2589:BZ2589)-$H2588)","v":{"$error":"#VALUE!"}},{"$f":"IF(SUM($I2589:CA2589)-$H2588<=0,0,SUM($I2589:CA2589)-$H2588)","v":{"$error":"#VALUE!"}},{"$f":"IF(SUM($I2589:CB2589)-$H2588<=0,0,SUM($I2589:CB2589)-$H2588)","v":{"$error":"#VALUE!"}},{"$f":"IF(SUM($I2589:CC2589)-$H2588<=0,0,SUM($I2589:CC2589)-$H2588)","v":{"$error":"#VALUE!"}},{"$f":"IF(SUM($I2589:CD2589)-$H2588<=0,0,SUM($I2589:CD2589)-$H2588)","v":{"$error":"#VALUE!"}},{"$f":"IF(SUM($I2589:CE2589)-$H2588<=0,0,SUM($I2589:CE2589)-$H2588)","v":{"$error":"#VALUE!"}},{"$f":"IF(SUM($I2589:CF2589)-$H2588<=0,0,SUM($I2589:CF2589)-$H2588)","v":{"$error":"#VALUE!"}},{"$f":"IF(SUM($I2589:CG2589)-$H2588<=0,0,SUM($I2589:CG2589)-$H2588)","v":{"$error":"#VALUE!"}},{"$f":"IF(SUM($I2589:CH2589)-$H2588<=0,0,SUM($I2589:CH2589)-$H2588)","v":{"$error":"#VALUE!"}},{"$f":"IF(SUM($I2589:CI2589)-$H2588<=0,0,SUM($I2589:CI2589)-$H2588)","v":{"$error":"#VALUE!"}},{"$f":"IF(SUM($I2589:CJ2589)-$H2588<=0,0,SUM($I2589:CJ2589)-$H2588)","v":{"$error":"#VALUE!"}},{"$f":"IF(SUM($I2589:CK2589)-$H2588<=0,0,SUM($I2589:CK2589)-$H2588)","v":{"$error":"#VALUE!"}},{"$f":"IF(SUM($I2589:CL2589)-$H2588<=0,0,SUM($I2589:CL2589)-$H2588)","v":{"$error":"#VALUE!"}},{"$f":"IF(SUM($I2589:CM2589)-$H2588<=0,0,SUM($I2589:CM2589)-$H2588)","v":{"$error":"#VALUE!"}},{"$f":"IF(SUM($I2589:CN2589)-$H2588<=0,0,SUM($I2589:CN2589)-$H2588)","v":{"$error":"#VALUE!"}},{"$f":"IF(SUM($I2589:CO2589)-$H2588<=0,0,SUM($I2589:CO2589)-$H2588)","v":{"$error":"#VALUE!"}},{"$f":"IF(SUM($I2589:CP2589)-$H2588<=0,0,SUM($I2589:CP2589)-$H2588)","v":{"$error":"#VALUE!"}},{"$f":"IF(SUM($I2589:CQ2589)-$H2588<=0,0,SUM($I2589:CQ2589)-$H2588)","v":{"$error":"#VALUE!"}},{"$f":"IF(SUM($I2589:CR2589)-$H2588<=0,0,SUM($I2589:CR2589)-$H2588)","v":{"$error":"#VALUE!"}},{"$f":"IF(SUM($I2589:CS2589)-$H2588<=0,0,SUM($I2589:CS2589)-$H2588)","v":{"$error":"#VALUE!"}},{"$f":"IF(SUM($I2589:CT2589)-$H2588<=0,0,SUM($I2589:CT2589)-$H2588)","v":{"$error":"#VALUE!"}},{"$f":"IF(SUM($I2589:CU2589)-$H2588<=0,0,SUM($I2589:CU2589)-$H2588)","v":{"$error":"#VALUE!"}},{"$f":"IF(SUM($I2589:CV2589)-$H2588<=0,0,SUM($I2589:CV2589)-$H2588)","v":{"$error":"#VALUE!"}},{"$f":"IF(SUM($I2589:CW2589)-$H2588<=0,0,SUM($I2589:CW2589)-$H2588)","v":{"$error":"#VALUE!"}},{"$f":"IF(SUM($I2589:CX2589)-$H2588<=0,0,SUM($I2589:CX2589)-$H2588)","v":{"$error":"#VALUE!"}},{"$f":"IF(SUM($I2589:CY2589)-$H2588<=0,0,SUM($I2589:CY2589)-$H2588)","v":{"$error":"#VALUE!"}},{"$f":"IF(SUM($I2589:CZ2589)-$H2588<=0,0,SUM($I2589:CZ2589)-$H2588)","v":{"$error":"#VALUE!"}},"NA"]
[{"$f":"CONCATENATE(H2484,C2593)","v":"CSO 02013b."},null,"13b.","Dry weather flow rate (MGD). ",null,null,{"$f":"C2593","v":"13b."},{"$f":"HLOOKUP(H2484,'4 - CSO VOLUME'!$E$9:$AS$33,17,FALSE)","v":{"v":0,"d":"0.00"}},{"$f":"$H2593/(4*24)","v":{"v":0,"d":"0.000"}},{"$f":"$H2593/(4*24)","v":{"v":0,"d":"0.000"}},{"v":0,"d":"0.000"},{"v":0,"d":"0.000"},{"v":0,"d":"0.000"},{"v":0,"d":"0.000"},{"v":0,"d":"0.000"},{"v":0,"d":"0.000"},{"v":0,"d":"0.000"},{"v":0,"d":"0.000"},{"v":0,"d":"0.000"},{"v":0,"d":"0.000"},{"v":0,"d":"0.000"},{"v":0,"d":"0.000"},{"v":0,"d":"0.000"},{"v":0,"d":"0.000"},{"v":0,"d":"0.000"},{"v":0,"d":"0.000"},{"v":0,"d":"0.000"},{"v":0,"d":"0.000"},{"v":0,"d":"0.000"},{"v":0,"d":"0.000"},{"v":0,"d":"0.000"},{"v":0,"d":"0.000"},{"v":0,"d":"0.000"},{"v":0,"d":"0.000"},{"v":0,"d":"0.000"},{"v":0,"d":"0.000"},{"v":0,"d":"0.000"},{"v":0,"d":"0.000"},{"v":0,"d":"0.000"},{"v":0,"d":"0.000"},{"v":0,"d":"0.000"},{"v":0,"d":"0.000"},{"v":0,"d":"0.000"},{"v":0,"d":"0.000"},{"v":0,"d":"0.000"},{"v":0,"d":"0.000"},{"v":0,"d":"0.000"},{"v":0,"d":"0.000"},{"v":0,"d":"0.000"},{"v":0,"d":"0.000"},{"v":0,"d":"0.000"},{"v":0,"d":"0.000"},{"v":0,"d":"0.000"},{"v":0,"d":"0.000"},{"v":0,"d":"0.000"},{"v":0,"d":"0.000"},{"v":0,"d":"0.000"},{"v":0,"d":"0.000"},{"v":0,"d":"0.000"},{"v":0,"d":"0.000"},{"v":0,"d":"0.000"},{"v":0,"d":"0.000"},{"v":0,"d":"0.000"},{"v":0,"d":"0.000"},{"v":0,"d":"0.000"},{"v":0,"d":"0.000"},{"v":0,"d":"0.000"},{"v":0,"d":"0.000"},{"v":0,"d":"0.000"},{"v":0,"d":"0.000"},{"v":0,"d":"0.000"},{"v":0,"d":"0.000"},{"v":0,"d":"0.000"},{"$f":"$H2593/(4*24)","v":{"v":0,"d":"0.000"}},{"v":0,"d":"0.000"},{"v":0,"d":"0.000"},{"v":0,"d":"0.000"},{"v":0,"d":"0.000"},{"v":0,"d":"0.000"},{"v":0,"d":"0.000"},{"v":0,"d":"0.000"},{"v":0,"d":"0.000"},{"v":0,"d":"0.000"},{"v":0,"d":"0.000"},{"v":0,"d":"0.000"},{"v":0,"d":"0.000"},{"v":0,"d":"0.000"},{"v":0,"d":"0.000"},{"v":0,"d":"0.000"},{"v":0,"d":"0.000"},{"v":0,"d":"0.000"},{"v":0,"d":"0.000"},{"v":0,"d":"0.000"},{"v":0,"d":"0.000"},{"v":0,"d":"0.000"},{"v":0,"d":"0.000"},{"v":0,"d":"0.000"},{"v":0,"d":"0.000"},{"v":0,"d":"0.000"},{"v":0,"d":"0.000"},{"v":0,"d":"0.000"},{"v":0,"d":"0.000"},{"v":0,"d":"0.000"},{"v":0,"d":"0.000"}]
[{"$f":"CONCATENATE(H2484,C2596)","v":"CSO 02013d."},null,"13d.","Combined sewage after GI saturation and CSO control (MG). Excess after Line 13c exceeds Line 13a.",null,null,{"$f":"C2596","v":"13d."},null,{"$f":"I2595-H2595","v":{"$error":"#VALUE!"}},{"$f":"J2595-I2595","v":{"$error":"#VALUE!"}},{"$f":"K2595-J2595","v":{"$error":"#VALUE!"}},{"$f":"L2595-K2595","v":{"$error":"#VALUE!"}},{"$f":"M2595-L2595","v":{"$error":"#VALUE!"}},{"$f":"N2595-M2595","v":{"$error":"#VALUE!"}},{"$f":"O2595-N2595","v":{"$error":"#VALUE!"}},{"$f":"P2595-O2595","v":{"$error":"#VALUE!"}},{"$f":"Q2595-P2595","v":{"$error":"#VALUE!"}},{"$f":"R2595-Q2595","v":{"$error":"#VALUE!"}},{"$f":"S2595-R2595","v":{"$error":"#VALUE!"}},{"$f":"T2595-S2595","v":{"$error":"#VALUE!"}},{"$f":"U2595-T2595","v":{"$error":"#VALUE!"}},{"$f":"V2595-U2595","v":{"$error":"#VALUE!"}},{"$f":"W2595-V2595","v":{"$error":"#VALUE!"}},{"$f":"X2595-W2595","v":{"$error":"#VALUE!"}},{"$f":"Y2595-X2595","v":{"$error":"#VALUE!"}},{"$f":"Z2595-Y2595","v":{"$error":"#VALUE!"}},{"$f":"AA2595-Z2595","v":{"$error":"#VALUE!"}},{"$f":"AB2595-AA2595","v":{"$error":"#VALUE!"}},{"$f":"AC2595-AB2595","v":{"$error":"#VALUE!"}},{"$f":"AD2595-AC2595","v":{"$error":"#VALUE!"}},{"$f":"AE2595-AD2595","v":{"$error":"#VALUE!"}},{"$f":"AF2595-AE2595","v":{"$error":"#VALUE!"}},{"$f":"AG2595-AF2595","v":{"$error":"#VALUE!"}},{"$f":"AH2595-AG2595","v":{"$error":"#VALUE!"}},{"$f":"AI2595-AH2595","v":{"$error":"#VALUE!"}},{"$f":"AJ2595-AI2595","v":{"$error":"#VALUE!"}},{"$f":"AK2595-AJ2595","v":{"$error":"#VALUE!"}},{"$f":"AL2595-AK2595","v":{"$error":"#VALUE!"}},{"$f":"AM2595-AL2595","v":{"$error":"#VALUE!"}},{"$f":"AN2595-AM2595","v":{"$error":"#VALUE!"}},{"$f":"AO2595-AN2595","v":{"$error":"#VALUE!"}},{"$f":"AP2595-AO2595","v":{"$error":"#VALUE!"}},{"$f":"AQ2595-AP2595","v":{"$error":"#VALUE!"}},{"$f":"AR2595-AQ2595","v":{"$error":"#VALUE!"}},{"$f":"AS2595-AR2595","v":{"$error":"#VALUE!"}},{"$f":"AT2595-AS2595","v":{"$error":"#VALUE!"}},{"$f":"AU2595-AT2595","v":{"$error":"#VALUE!"}},{"$f":"AV2595-AU2595","v":{"$error":"#VALUE!"}},{"$f":"AW2595-AV2595","v":{"$error":"#VALUE!"}},{"$f":"AX2595-AW2595","v":{"$error":"#VALUE!"}},{"$f":"AY2595-AX2595","v":{"$error":"#VALUE!"}},{"$f":"AZ2595-AY2595","v":{"$error":"#VALUE!"}},{"$f":"BA2595-AZ2595","v":{"$error":"#VALUE!"}},{"$f":"BB2595-BA2595","v":{"$error":"#VALUE!"}},{"$f":"BC2595-BB2595","v":{"$error":"#VALUE!"}},{"$f":"BD2595-BC2595","v":{"$error":"#VALUE!"}},{"$f":"BE2595-BD2595","v":{"$error":"#VALUE!"}},{"$f":"BF2595-BE2595","v":{"$error":"#VALUE!"}},{"$f":"BG2595-BF2595","v":{"$error":"#VALUE!"}},{"$f":"BH2595-BG2595","v":{"$error":"#VALUE!"}},{"$f":"BI2595-BH2595","v":{"$error":"#VALUE!"}},{"$f":"BJ2595-BI2595","v":{"$error":"#VALUE!"}},{"$f":"BK2595-BJ2595","v":{"$error":"#VALUE!"}},{"$f":"BL2595-BK2595","v":{"$error":"#VALUE!"}},{"$f":"BM2595-BL2595","v":{"$error":"#VALUE!"}},{"$f":"BN2595-BM2595","v":{"$error":"#VALUE!"}},{"$f":"BO2595-BN2595","v":{"$error":"#VALUE!"}},{"$f":"BP2595-BO2595","v":{"$error":"#VALUE!"}},{"$f":"BQ2595-BP2595","v":{"$error":"#VALUE!"}},{"$f":"BR2595-BQ2595","v":{"$error":"#VALUE!"}},{"$f":"BS2595-BR2595","v":{"$error":"#VALUE!"}},{"$f":"BT2595-BS2595","v":{"$error":"#VALUE!"}},{"$f":"BU2595-BT2595","v":{"$error":"#VALUE!"}},{"$f":"BV2595-BU2595","v":{"$error":"#VALUE!"}},{"$f":"BW2595-BV2595","v":{"$error":"#VALUE!"}},{"$f":"BX2595-BW2595","v":{"$error":"#VALUE!"}},{"$f":"BY2595-BX2595","v":{"$error":"#VALUE!"}},{"$f":"BZ2595-BY2595","v":{"$error":"#VALUE!"}},{"$f":"CA2595-BZ2595","v":{"$error":"#VALUE!"}},{"$f":"CB2595-CA2595","v":{"$error":"#VALUE!"}},{"$f":"CC2595-CB2595","v":{"$error":"#VALUE!"}},{"$f":"CD2595-CC2595","v":{"$error":"#VALUE!"}},{"$f":"CE2595-CD2595","v":{"$error":"#VALUE!"}},{"$f":"CF2595-CE2595","v":{"$error":"#VALUE!"}},{"$f":"CG2595-CF2595","v":{"$error":"#VALUE!"}},{"$f":"CH2595-CG2595","v":{"$error":"#VALUE!"}},{"$f":"CI2595-CH2595","v":{"$error":"#VALUE!"}},{"$f":"CJ2595-CI2595","v":{"$error":"#VALUE!"}},{"$f":"CK2595-CJ2595","v":{"$error":"#VALUE!"}},{"$f":"CL2595-CK2595","v":{"$error":"#VALUE!"}},{"$f":"CM2595-CL2595","v":{"$error":"#VALUE!"}},{"$f":"CN2595-CM2595","v":{"$error":"#VALUE!"}},{"$f":"CO2595-CN2595","v":{"$error":"#VALUE!"}},{"$f":"CP2595-CO2595","v":{"$error":"#VALUE!"}},{"$f":"CQ2595-CP2595","v":{"$error":"#VALUE!"}},{"$f":"CR2595-CQ2595","v":{"$error":"#VALUE!"}},{"$f":"CS2595-CR2595","v":{"$error":"#VALUE!"}},{"$f":"CT2595-CS2595","v":{"$error":"#VALUE!"}},{"$f":"CU2595-CT2595","v":{"$error":"#VALUE!"}},{"$f":"CV2595-CU2595","v":{"$error":"#VALUE!"}},{"$f":"CW2595-CV2595","v":{"$error":"#VALUE!"}},{"$f":"CX2595-CW2595","v":{"$error":"#VALUE!"}},{"$f":"CY2595-CX2595","v":{"$error":"#VALUE!"}},{"$f":"CZ2595-CY2595","v":{"$error":"#VALUE!"}},{"$f":"SUM(I2596:CZ2596)","v":{"$error":"#VALUE!"}}]
[{"$f":"CONCATENATE(H2484,C2598)","v":"CSO 02014b."},null,"14b.","Total CSO volume (MG). Divide Line 14a by 24, then subtract from Line 13d at hourly increments.",null,null,"14b.",null,{"$f":"IF(I2596-($H2597/(4*24))<0,0,I2596-($H2597/(4*24)))","v":{"$error":"#VALUE!"}},{"$f":"IF(J2596-($H2597/(4*24))<0,0,J2596-($H2597/(4*24)))","v":{"$error":"#VALUE!"}},{"$error":"#VALUE!"},{"$error":"#VALUE!"},{"$error":"#VALUE!"},{"$error":"#VALUE!"},{"$error":"#VALUE!"},{"$error":"#VALUE!"},{"$error":"#VALUE!"},{"$error":"#VALUE!"},{"$error":"#VALUE!"},{"$error":"#VALUE!"},{"$error":"#VALUE!"},{"$error":"#VALUE!"},{"$error":"#VALUE!"},{"$error":"#VALUE!"},{"$error":"#VALUE!"},{"$error":"#VALUE!"},{"$error":"#VALUE!"},{"$error":"#VALUE!"},{"$error":"#VALUE!"},{"$error":"#VALUE!"},{"$error":"#VALUE!"},{"$error":"#VALUE!"},{"$error":"#VALUE!"},{"$error":"#VALUE!"},{"$error":"#VALUE!"},{"$error":"#VALUE!"},{"$error":"#VALUE!"},{"$error":"#VALUE!"},{"$error":"#VALUE!"},{"$error":"#VALUE!"},{"$error":"#VALUE!"},{"$error":"#VALUE!"},{"$error":"#VALUE!"},{"$error":"#VALUE!"},{"$error":"#VALUE!"},{"$error":"#VALUE!"},{"$error":"#VALUE!"},{"$error":"#VALUE!"},{"$error":"#VALUE!"},{"$error":"#VALUE!"},{"$error":"#VALUE!"},{"$error":"#VALUE!"},{"$error":"#VALUE!"},{"$error":"#VALUE!"},{"$error":"#VALUE!"},{"$error":"#VALUE!"},{"$error":"#VALUE!"},{"$error":"#VALUE!"},{"$error":"#VALUE!"},{"$error":"#VALUE!"},{"$error":"#VALUE!"},{"$error":"#VALUE!"},{"$error":"#VALUE!"},{"$error":"#VALUE!"},{"$error":"#VALUE!"},{"$error":"#VALUE!"},{"$error":"#VALUE!"},{"$error":"#VALUE!"},{"$error":"#VALUE!"},{"$error":"#VALUE!"},{"$error":"#VALUE!"},{"$error":"#VALUE!"},{"$error":"#VALUE!"},{"$f":"IF(BV2596-($H2597/(4*24))<0,0,BV2596-($H2597/(4*24)))","v":{"$error":"#VALUE!"}},{"$error":"#VALUE!"},{"$error":"#VALUE!"},{"$error":"#VALUE!"},{"$error":"#VALUE!"},{"$error":"#VALUE!"},{"$error":"#VALUE!"},{"$error":"#VALUE!"},{"$error":"#VALUE!"},{"$error":"#VALUE!"},{"$error":"#VALUE!"},{"$error":"#VALUE!"},{"$error":"#VALUE!"},{"$error":"#VALUE!"},{"$error":"#VALUE!"},{"$error":"#VALUE!"},{"$error":"#VALUE!"},{"$error":"#VALUE!"},{"$error":"#VALUE!"},{"$error":"#VALUE!"},{"$error":"#VALUE!"},{"$error":"#VALUE!"},{"$error":"#VALUE!"},{"$error":"#VALUE!"},{"$error":"#VALUE!"},{"$error":"#VALUE!"},{"$error":"#VALUE!"},{"$error":"#VALUE!"},{"$error":"#VALUE!"},{"$error":"#VALUE!"},{"$error":"#VALUE!"},{"$f":"SUM(I2598:CZ2598)","v":{"$error":"#VALUE!"}}]
[{"$f":"CONCATENATE(H2484,C2599)","v":"CSO 02014c."},null,"14c.","CSO treatment capacity (MGD). Line 7c.",null,null,"14c.",{"$f":"HLOOKUP(H2484,'4 - CSO VOLUME'!$E$9:$AS$33,22,FALSE)","v":""}]
[{"$f":"CONCATENATE(H2484,C2601)","v":"CSO 02014e."},null,"14e.","Untreated CSO volume (MG). Difference between hourly values for Line 14b and line 14d.",null,null,"14e.",null,{"$f":"I2598-I2600","v":{"$error":"#VALUE!"}},{"$f":"J2598-J2600","v":{"$error":"#VALUE!"}},{"$error":"#VALUE!"},{"$error":"#VALUE!"},{"$error":"#VALUE!"},{"$error":"#VALUE!"},{"$error":"#VALUE!"},{"$error":"#VALUE!"},{"$error":"#VALUE!"},{"$error":"#VALUE!"},{"$error":"#VALUE!"},{"$error":"#VALUE!"},{"$error":"#VALUE!"},{"$error":"#VALUE!"},{"$error":"#VALUE!"},{"$error":"#VALUE!"},{"$error":"#VALUE!"},{"$error":"#VALUE!"},{"$error":"#VALUE!"},{"$error":"#VALUE!"},{"$error":"#VALUE!"},{"$error":"#VALUE!"},{"$error":"#VALUE!"},{"$error":"#VALUE!"},{"$error":"#VALUE!"},{"$error":"#VALUE!"},{"$error":"#VALUE!"},{"$error":"#VALUE!"},{"$error":"#VALUE!"},{"$error":"#VALUE!"},{"$error":"#VALUE!"},{"$error":"#VALUE!"},{"$error":"#VALUE!"},{"$error":"#VALUE!"},{"$error":"#VALUE!"},{"$error":"#VALUE!"},{"$error":"#VALUE!"},{"$error":"#VALUE!"},{"$error":"#VALUE!"},{"$error":"#VALUE!"},{"$error":"#VALUE!"},{"$error":"#VALUE!"},{"$error":"#VALUE!"},{"$error":"#VALUE!"},{"$error":"#VALUE!"},{"$error":"#VALUE!"},{"$error":"#VALUE!"},{"$error":"#VALUE!"},{"$error":"#VALUE!"},{"$error":"#VALUE!"},{"$error":"#VALUE!"},{"$error":"#VALUE!"},{"$error":"#VALUE!"},{"$error":"#VALUE!"},{"$error":"#VALUE!"},{"$error":"#VALUE!"},{"$error":"#VALUE!"},{"$error":"#VALUE!"},{"$error":"#VALUE!"},{"$error":"#VALUE!"},{"$error":"#VALUE!"},{"$error":"#VALUE!"},{"$error":"#VALUE!"},{"$error":"#VALUE!"},{"$error":"#VALUE!"},{"$f":"BV2598-BV2600","v":{"$error":"#VALUE!"}},{"$error":"#VALUE!"},{"$error":"#VALUE!"},{"$error":"#VALUE!"},{"$error":"#VALUE!"},{"$error":"#VALUE!"},{"$error":"#VALUE!"},{"$error":"#VALUE!"},{"$error":"#VALUE!"},{"$error":"#VALUE!"},{"$error":"#VALUE!"},{"$error":"#VALUE!"},{"$error":"#VALUE!"},{"$error":"#VALUE!"},{"$error":"#VALUE!"},{"$error":"#VALUE!"},{"$error":"#VALUE!"},{"$error":"#VALUE!"},{"$error":"#VALUE!"},{"$error":"#VALUE!"},{"$error":"#VALUE!"},{"$error":"#VALUE!"},{"$error":"#VALUE!"},{"$error":"#VALUE!"},{"$error":"#VALUE!"},{"$error":"#VALUE!"},{"$error":"#VALUE!"},{"$error":"#VALUE!"},{"$error":"#VALUE!"},{"$error":"#VALUE!"},{"$error":"#VALUE!"},{"$f":"SUM(I2601:CZ2601)","v":{"$error":"#VALUE!"}}]
[]
[{"$nulls":6},"ISA:",{"$f":"HLOOKUP(H2605,'2 - CSO INPUT'!$E$9:$AS$19,7,FALSE)","v":{"v":0,"d":"0%"}}]
[{"$nulls":6},"Initial Abstraction (in):",{"$f":"HLOOKUP(H2605,'3 - Tc & RAINFALL'!$E$9:$AS$17,9,FALSE)","v":{"v":0.1,"d":"0.10"}}]
[{"$nulls":4},1.25,{"$f":"$DF$4","v":{"v":0,"d":"0.000"}},{"$f":"IF(SUM(F2611:F2612)-H2609<=0,0,SUM(F2611:F2612)-H2609)","v":{"v":0,"d":"0.00"}},{"$f":"G2612-G2611","v":{"v":0,"d":"0.000"}},null,{"$f":"IF(H2608<=J2610-E2612,0,H2612*H2606*H2607*J2606/(H2608*4))","v":{"$error":"#VALUE!"}},{"$f":"IF(H2608<=K2610-E2612,0,H2612*H2606*H2607*J2606/(H2608*4))","v":{"$error":"#VALUE!"}},{"$f":"IF(H2608<=L2610-E2612,0,H2612*H2606*H2607*J2606/(H2608*4))","v":{"$error":"#VALUE!"}},{"$f":"IF(H2608<=M2610-E2612,0,H2612*H2606*H2607*J2606/(H2608*4))","v":{"$error":"#VALUE!"}},{"$f":"IF(H2608<=N2610-E2612,0,H2612*H2606*H2607*J2606/(H2608*4))","v":{"$error":"#VALUE!"}},{"$f":"IF(H2608<=O2610-E2612,0,H2612*H2606*H2607*J2606/(H2608*4))","v":{"$error":"#VALUE!"}},{"$f":"IF(H2608<=P2610-E2612,0,H2612*H2606*H2607*J2606/(H2608*4))","v":{"$error":"#VALUE!"}},{"$f":"IF(H2608<=Q2610-E2612,0,H2612*H2606*H2607*J2606/(H2608*4))","v":{"$error":"#VALUE!"}},{"$f":"IF(H2608<=R2610-E2612,0,H2612*H2606*H2607*J2606/(H2608*4))","v":{"$error":"#VALUE!"}},{"$f":"IF(H2608<=S2610-E2612,0,H2612*H2606*H2607*J2606/(H2608*4))","v":{"$error":"#VALUE!"}},{"$f":"IF(H2608<=T2610-E2612,0,H2612*H2606*H2607*J2606/(H2608*4))","v":{"$error":"#VALUE!"}},{"$f":"IF(H2608<=U2610-E2612,0,H2612*H2606*H2607*J2606/(H2608*4))","v":{"$error":"#VALUE!"}},{"$f":"IF(H2608<=V2610-E2612,0,H2612*H2606*H2607*J2606/(H2608*4))","v":{"$error":"#VALUE!"}}]
[{"$nulls":4},{"v":1.5,"d":"1.50"},{"$f":"$DF$5","v":{"v":0,"d":"0.000"}},{"$f":"IF(SUM(F2611:F2613)-H2609<=0,0,SUM(F2611:F2613)-H2609)","v":{"v":0,"d":"0.00"}},{"$f":"G2613-G2612","v":{"v":0,"d":"0.000"}},null,null,{"$f":"IF(H2608<=K2610-E2613,0,H2613*H2606*H2607*J2606/(H2608*4))","v":{"$error":"#VALUE!"}},{"$f":"IF(H2608<=L2610-E2613,0,H2613*H2606*H2607*J2606/(H2608*4))","v":{"$error":"#VALUE!"}},{"$f":"IF(H2608<=M2610-E2613,0,H2613*H2606*H2607*J2606/(H2608*4))","v":{"$error":"#VALUE!"}},{"$f":"IF(H2608<=N2610-E2613,0,H2613*H2606*H2607*J2606/(H2608*4))","v":{"$error":"#VALUE!"}},{"$f":"IF(H2608<=O2610-E2613,0,H2613*H2606*H2607*J2606/(H2608*4))","v":{"$error":"#VALUE!"}},{"$f":"IF(H2608<=P2610-E2613,0,H2613*H2606*H2607*J2606/(H2608*4))","v":{"$error":"#VALUE!"}},{"$f":"IF(H2608<=Q2610-E2613,0,H2613*H2606*H2607*J2606/(H2608*4))","v":{"$error":"#VALUE!"}},{"$f":"IF(H2608<=R2610-E2613,0,H2613*H2606*H2607*J2606/(H2608*4))","v":{"$error":"#VALUE!"}},{"$f":"IF(H2608<=S2610-E2613,0,H2613*H2606*H2607*J2606/(H2608*4))","v":{"$error":"#VALUE!"}},{"$f":"IF(H2608<=T2610-E2613,0,H2613*H2606*H2607*J2606/(H2608*4))","v":{"$error":"#VALUE!"}},{"$f":"IF(H2608<=U2610-E2613,0,H2613*H2606*H2607*J2606/(H2608*4))","v":{"$error":"#VALUE!"}},{"$f":"IF(H2608<=V2610-E2613,0,H2613*H2606*H2607*J2606/(H2608*4))","v":{"$error":"#VALUE!"}},{"$f":"IF(H2608<=W2610-E2613,0,H2613*H2606*H2607*J2606/(H2608*4))","v":{"$error":"#VALUE!"}}]
[{"$nulls":4},{"v":2.5,"d":"2.50"},{"$f":"$DF$9","v":{"v":0,"d":"0.000"}},{"$f":"IF(SUM(F2611:F2617)-H2609<=0,0,SUM(F2611:F2617)-H2609)","v":{"v":0,"d":"0.00"}},{"v":0,"d":"0.000"},{"$nulls":6},{"$f":"IF(H2608<=O2610-E2617,0,H2617*H2606*H2607*J2606/(H2608*4))","v":{"$error":"#VALUE!"}},{"$f":"IF(H2608<=P2610-E2617,0,H2617*H2606*H2607*J2606/(H2608*4))","v":{"$error":"#VALUE!"}},{"$f":"IF(H2608<=Q2610-E2617,0,H2617*H2606*H2607*J2606/(H2608*4))","v":{"$error":"#VALUE!"}},{"$f":"IF(H2608<=R2610-E2617,0,H2617*H2606*H2607*J2606/(H2608*4))","v":{"$error":"#VALUE!"}},{"$f":"IF(H2608<=S2610-E2617,0,H2617*H2606*H2607*J2606/(H2608*4))","v":{"$error":"#VALUE!"}},{"$f":"IF(H2608<=T2610-E2617,0,H2617*H2606*H2607*J2606/(H2608*4))","v":{"$error":"#VALUE!"}},{"$f":"IF(H2608<=U2610-E2617,0,H2617*H2606*H2607*J2606/(H2608*4))","v":{"$error":"#VALUE!"}},{"$f":"IF(H2608<=V2610-E2617,0,H2617*H2606*H2607*J2606/(H2608*4))","v":{"$error":"#VALUE!"}},{"$f":"IF(H2608<=W2610-E2617,0,H2617*H2606*H2607*J2606/(H2608*4))","v":{"$error":"#VALUE!"}},{"$f":"IF(H2608<=X2610-E2617,0,H2617*H2606*H2607*J2606/(H2608*4))","v":{"$error":"#VALUE!"}},{"$f":"IF(H2608<=Y2610-E2617,0,H2617*H2606*H2607*J2606/(H2608*4))","v":{"$error":"#VALUE!"}},{"$f":"IF(H2608<=Z2610-E2617,0,H2617*H2606*H2607*J2606/(H2608*4))","v":{"$error":"#VALUE!"}},{"$f":"IF(H2608<=AA2610-E2617,0,H2617*H2606*H2607*J2606/(H2608*4))","v":{"$error":"#VALUE!"}}]
[{"$nulls":4},2.75,{"$f":"$DF$10","v":{"v":0,"d":"0.000"}},{"$f":"IF(SUM(F2611:F2618)-H2609<=0,0,SUM(F2611:F2618)-H2609)","v":{"v":0,"d":"0.00"}},{"v":0,"d":"0.000"},{"$nulls":7},{"$f":"IF(H2608<=P2610-E2618,0,H2618*H2606*H2607*J2606/(H2608*4))","v":{"$error":"#VALUE!"}},{"$f":"IF(H2608<=Q2610-E2618,0,H2618*H2606*H2607*J2606/(H2608*4))","v":{"$error":"#VALUE!"}},{"$f":"IF(H2608<=R2610-E2618,0,H2618*H2606*H2607*J2606/(H2608*4))","v":{"$error":"#VALUE!"}},{"$f":"IF(H2608<=S2610-E2618,0,H2618*H2606*H2607*J2606/(H2608*4))","v":{"$error":"#VALUE!"}},{"$f":"IF(H2608<=T2610-E2618,0,H2618*H2606*H2607*J2606/(H2608*4))","v":{"$error":"#VALUE!"}},{"$f":"IF(H2608<=U2610-E2618,0,H2618*H2606*H2607*J2606/(H2608*4))","v":{"$error":"#VALUE!"}},{"$f":"IF(H2608<=V2610-E2618,0,H2618*H2606*H2607*J2606/(H2608*4))","v":{"$error":"#VALUE!"}},{"$f":"IF(H2608<=W2610-E2618,0,H2618*H2606*H2607*J2606/(H2608*4))","v":{"$error":"#VALUE!"}},{"$f":"IF(H2608<=X2610-E2618,0,H2618*H2606*H2607*J2606/(H2608*4))","v":{"$error":"#VALUE!"}},{"$f":"IF(H2608<=Y2610-E2618,0,H2618*H2606*H2607*J2606/(H2608*4))","v":{"$error":"#VALUE!"}},{"$f":"IF(H2608<=Z2610-E2618,0,H2618*H2606*H2607*J2606/(H2608*4))","v":{"$error":"#VALUE!"}},{"$f":"IF(H2608<=AA2610-E2618,0,H2618*H2606*H2607*J2606/(H2608*4))","v":{"$error":"#VALUE!"}},{"$f":"IF(H2608<=AB2610-E2618,0,H2618*H2606*H2607*J2606/(H2608*4))","v":{"$error":"#VALUE!"}}]
[{"$nulls":4},{"v":3.5,"d":"3.50"},{"$f":"$DF$13","v":{"v":0,"d":"0.000"}},{"$f":"IF(SUM(F2611:F2621)-H2609<=0,0,SUM(F2611:F2621)-H2609)","v":{"v":0,"d":"0.00"}},{"v":0,"d":"0.000"},{"$nulls":10},{"$f":"IF(H2608<=S2610-E2621,0,H2621*H2606*H2607*J2606/(H2608*4))","v":{"$error":"#VALUE!"}},{"$f":"IF(H2608<=T2610-E2621,0,H2621*H2606*H2607*J2606/(H2608*4))","v":{"$error":"#VALUE!"}},{"$f":"IF(H2608<=U2610-E2621,0,H2621*H2606*H2607*J2606/(H2608*4))","v":{"$error":"#VALUE!"}},{"$f":"IF(H2608<=V2610-E2621,0,H2621*H2606*H2607*J2606/(H2608*4))","v":{"$error":"#VALUE!"}},{"$f":"IF(H2608<=W2610-E2621,0,H2621*H2606*H2607*J2606/(H2608*4))","v":{"$error":"#VALUE!"}},{"$f":"IF(H2608<=X2610-E2621,0,H2621*H2606*H2607*J2606/(H2608*4))","v":{"$error":"#VALUE!"}},{"$f":"IF(H2608<=Y2610-E2621,0,H2621*H2606*H2607*J2606/(H2608*4))","v":{"$error":"#VALUE!"}},{"$f":"IF(H2608<=Z2610-E2621,0,H2621*H2606*H2607*J2606/(H2608*4))","v":{"$error":"#VALUE!"}},{"$f":"IF(H2608<=AA2610-E2621,0,H2621*H2606*H2607*J2606/(H2608*4))","v":{"$error":"#VALUE!"}},{"$f":"IF(H2608<=AB2610-E2621,0,H2621*H2606*H2607*J2606/(H2608*4))","v":{"$error":"#VALUE!"}},{"$f":"IF(H2608<=AC2610-E2621,0,H2621*H2606*H2607*J2606/(H2608*4))","v":{"$error":"#VALUE!"}},{"$f":"IF(H2608<=AD2610-E2621,0,H2621*H2606*H2607*J2606/(H2608*4))","v":{"$error":"#VALUE!"}},{"$f":"IF(H2608<=AE2610-E2621,0,H2621*H2606*H2607*J2606/(H2608*4))","v":{"$error":"#VALUE!"}}]
[{"$nulls":4},3.75,{"$f":"$DF$14","v":{"v":0,"d":"0.000"}},{"$f":"IF(SUM(F2611:F2622)-H2609<=0,0,SUM(F2611:F2622)-H2609)","v":{"v":0,"d":"0.00"}},{"v":0,"d":"0.000"},{"$nulls":11},{"$f":"IF(H2608<=T2610-E2622,0,H2622*H2606*H2607*J2606/(H2608*4))","v":{"$error":"#VALUE!"}},{"$f":"IF(H2608<=U2610-E2622,0,H2622*H2606*H2607*J2606/(H2608*4))","v":{"$error":"#VALUE!"}},{"$f":"IF(H2608<=V2610-E2622,0,H2622*H2606*H2607*J2606/(H2608*4))","v":{"$error":"#VALUE!"}},{"$f":"IF(H2608<=W2610-E2622,0,H2622*H2606*H2607*J2606/(H2608*4))","v":{"$error":"#VALUE!"}},{"$f":"IF(H2608<=X2610-E2622,0,H2622*H2606*H2607*J2606/(H2608*4))","v":{"$error":"#VALUE!"}},{"$f":"IF(H2608<=Y2610-E2622,0,H2622*H2606*H2607*J2606/(H2608*4))","v":{"$error":"#VALUE!"}},{"$f":"IF(H2608<=Z2610-E2622,0,H2622*H2606*H2607*J2606/(H2608*4))","v":{"$error":"#VALUE!"}},{"$f":"IF(H2608<=AA2610-E2622,0,H2622*H2606*H2607*J2606/(H2608*4))","v":{"$error":"#VALUE!"}},{"$f":"IF(H2608<=AB2610-E2622,0,H2622*H2606*H2607*J2606/(H2608*4))","v":{"$error":"#VALUE!"}},{"$f":"IF(H2608<=AC2610-E2622,0,H2622*H2606*H2607*J2606/(H2608*4))","v":{"$error":"#VALUE!"}},{"$f":"IF(H2608<=AD2610-E2622,0,H2622*H2606*H2607*J2606/(H2608*4))","v":{"$error":"#VALUE!"}},{"$f":"IF(H2608<=AE2610-E2622,0,H2622*H2606*H2607*J2606/(H2608*4))","v":{"$error":"#VALUE!"}},{"$f":"IF(H2608<=AF2610-E2622,0,H2622*H2606*H2607*J2606/(H2608*4))","v":{"$error":"#VALUE!"}}]
[{"$nulls":4},4.75,{"$f":"$DF$18","v":{"v":0,"d":"0.000"}},{"$f":"IF(SUM(F2611:F2626)-H2609<=0,0,SUM(F2611:F2626)-H2609)","v":{"v":0,"d":"0.00"}},{"v":0,"d":"0.000"},{"$nulls":15},{"$f":"IF(H2608<=X2610-E2626,0,H2626*H2606*H2607*J2606/(H2608*4))","v":{"$error":"#VALUE!"}},{"$f":"IF(H2608<=Y2610-E2626,0,H2626*H2606*H2607*J2606/(H2608*4))","v":{"$error":"#VALUE!"}},{"$f":"IF(H2608<=Z2610-E2626,0,H2626*H2606*H2607*J2606/(H2608*4))","v":{"$error":"#VALUE!"}},{"$f":"IF(H2608<=AA2610-E2626,0,H2626*H2606*H2607*J2606/(H2608*4))","v":{"$error":"#VALUE!"}},{"$f":"IF(H2608<=AB2610-E2626,0,H2626*H2606*H2607*J2606/(H2608*4))","v":{"$error":"#VALUE!"}},{"$f":"IF(H2608<=AC2610-E2626,0,H2626*H2606*H2607*J2606/(H2608*4))","v":{"$error":"#VALUE!"}},{"$f":"IF(H2608<=AD2610-E2626,0,H2626*H2606*H2607*J2606/(H2608*4))","v":{"$error":"#VALUE!"}},{"$f":"IF(H2608<=AE2610-E2626,0,H2626*H2606*H2607*J2606/(H2608*4))","v":{"$error":"#VALUE!"}},{"$f":"IF(H2608<=AF2610-E2626,0,H2626*H2606*H2607*J2606/(H2608*4))","v":{"$error":"#VALUE!"}},{"$f":"IF(H2608<=AG2610-E2626,0,H2626*H2606*H2607*J2606/(H2608*4))","v":{"$error":"#VALUE!"}},{"$f":"IF(H2608<=AH2610-E2626,0,H2626*H2606*H2607*J2606/(H2608*4))","v":{"$error":"#VALUE!"}},{"$f":"IF(H2608<=AI2610-E2626,0,H2626*H2606*H2607*J2606/(H2608*4))","v":{"$error":"#VALUE!"}},{"$f":"IF(H2608<=AJ2610-E2626,0,H2626*H2606*H2607*J2606/(H2608*4))","v":{"$error":"#VALUE!"}}]
[{"$nulls":4},{"v":5,"d":"5.00"},{"$f":"$DF$19","v":{"v":0,"d":"0.000"}},{"$f":"IF(SUM(F2611:F2627)-H2609<=0,0,SUM(F2611:F2627)-H2609)","v":{"v":0,"d":"0.00"}},{"v":0,"d":"0.000"},{"$nulls":16},{"$f":"IF(H2608<=Y2610-E2627,0,H2627*H2606*H2607*J2606/(H2608*4))","v":{"$error":"#VALUE!"}},{"$f":"IF(H2608<=Z2610-E2627,0,H2627*H2606*H2607*J2606/(H2608*4))","v":{"$error":"#VALUE!"}},{"$f":"IF(H2608<=AA2610-E2627,0,H2627*H2606*H2607*J2606/(H2608*4))","v":{"$error":"#VALUE!"}},{"$f":"IF(H2608<=AB2610-E2627,0,H2627*H2606*H2607*J2606/(H2608*4))","v":{"$error":"#VALUE!"}},{"$f":"IF(H2608<=AC2610-E2627,0,H2627*H2606*H2607*J2606/(H2608*4))","v":{"$error":"#VALUE!"}},{"$f":"IF(H2608<=AD2610-E2627,0,H2627*H2606*H2607*J2606/(H2608*4))","v":{"$error":"#VALUE!"}},{"$f":"IF(H2608<=AE2610-E2627,0,H2627*H2606*H2607*J2606/(H2608*4))","v":{"$error":"#VALUE!"}},{"$f":"IF(H2608<=AF2610-E2627,0,H2627*H2606*H2607*J2606/(H2608*4))","v":{"$error":"#VALUE!"}},{"$f":"IF(H2608<=AG2610-E2627,0,H2627*H2606*H2607*J2606/(H2608*4))","v":{"$error":"#VALUE!"}},{"$f":"IF(H2608<=AH2610-E2627,0,H2627*H2606*H2607*J2606/(H2608*4))","v":{"$error":"#VALUE!"}},{"$f":"IF(H2608<=AI2610-E2627,0,H2627*H2606*H2607*J2606/(H2608*4))","v":{"$error":"#VALUE!"}},{"$f":"IF(H2608<=AJ2610-E2627,0,H2627*H2606*H2607*J2606/(H2608*4))","v":{"$error":"#VALUE!"}},{"$f":"IF(H2608<=AK2610-E2627,0,H2627*H2606*H2607*J2606/(H2608*4))","v":{"$error":"#VALUE!"}}]
[{"$nulls":4},5.75,{"$f":"$DF$22","v":{"v":0,"d":"0.000"}},{"$f":"IF(SUM(F2611:F2630)-H2609<=0,0,SUM(F2611:F2630)-H2609)","v":{"v":0,"d":"0.00"}},{"v":0,"d":"0.000"},{"$nulls":19},{"$f":"IF(H2608<=AB2610-E2630,0,H2630*H2606*H2607*J2606/(H2608*4))","v":{"$error":"#VALUE!"}},{"$f":"IF(H2608<=AC2610-E2630,0,H2630*H2606*H2607*J2606/(H2608*4))","v":{"$error":"#VALUE!"}},{"$f":"IF(H2608<=AD2610-E2630,0,H2630*H2606*H2607*J2606/(H2608*4))","v":{"$error":"#VALUE!"}},{"$f":"IF(H2608<=AE2610-E2630,0,H2630*H2606*H2607*J2606/(H2608*4))","v":{"$error":"#VALUE!"}},{"$f":"IF(H2608<=AF2610-E2630,0,H2630*H2606*H2607*J2606/(H2608*4))","v":{"$error":"#VALUE!"}},{"$f":"IF(H2608<=AG2610-E2630,0,H2630*H2606*H2607*J2606/(H2608*4))","v":{"$error":"#VALUE!"}},{"$f":"IF(H2608<=AH2610-E2630,0,H2630*H2606*H2607*J2606/(H2608*4))","v":{"$error":"#VALUE!"}},{"$f":"IF(H2608<=AI2610-E2630,0,H2630*H2606*H2607*J2606/(H2608*4))","v":{"$error":"#VALUE!"}},{"$f":"IF(H2608<=AJ2610-E2630,0,H2630*H2606*H2607*J2606/(H2608*4))","v":{"$error":"#VALUE!"}},{"$f":"IF(H2608<=AK2610-E2630,0,H2630*H2606*H2607*J2606/(H2608*4))","v":{"$error":"#VALUE!"}},{"$f":"IF(H2608<=AL2610-E2630,0,H2630*H2606*H2607*J2606/(H2608*4))","v":{"$error":"#VALUE!"}},{"$f":"IF(H2608<=AM2610-E2630,0,H2630*H2606*H2607*J2606/(H2608*4))","v":{"$error":"#VALUE!"}},{"$f":"IF(H2608<=AN2610-E2630,0,H2630*H2606*H2607*J2606/(H2608*4))","v":{"$error":"#VALUE!"}}]
[{"$nulls":4},{"v":6.5,"d":"6.50"},{"$f":"$DF$25","v":{"v":0,"d":"0.000"}},{"$f":"IF(SUM(F2611:F2633)-H2609<=0,0,SUM(F2611:F2633)-H2609)","v":{"v":0,"d":"0.00"}},{"v":0,"d":"0.000"},{"$nulls":22},{"$f":"IF(H2608<=AE2610-E2633,0,H2633*H2606*H2607*J2606/(H2608*4))","v":{"$error":"#VALUE!"}},{"$f":"IF(H2608<=AF2610-E2633,0,H2633*H2606*H2607*J2606/(H2608*4))","v":{"$error":"#VALUE!"}},{"$f":"IF(H2608<=AG2610-E2633,0,H2633*H2606*H2607*J2606/(H2608*4))","v":{"$error":"#VALUE!"}},{"$f":"IF(H2608<=AH2610-E2633,0,H2633*H2606*H2607*J2606/(H2608*4))","v":{"$error":"#VALUE!"}},{"$f":"IF(H2608<=AI2610-E2633,0,H2633*H2606*H2607*J2606/(H2608*4))","v":{"$error":"#VALUE!"}},{"$f":"IF(H2608<=AJ2610-E2633,0,H2633*H2606*H2607*J2606/(H2608*4))","v":{"$error":"#VALUE!"}},{"$f":"IF(H2608<=AK2610-E2633,0,H2633*H2606*H2607*J2606/(H2608*4))","v":{"$error":"#VALUE!"}},{"$f":"IF(H2608<=AL2610-E2633,0,H2633*H2606*H2607*J2606/(H2608*4))","v":{"$error":"#VALUE!"}},{"$f":"IF(H2608<=AM2610-E2633,0,H2633*H2606*H2607*J2606/(H2608*4))","v":{"$error":"#VALUE!"}},{"$f":"IF(H2608<=AN2610-E2633,0,H2633*H2606*H2607*J2606/(H2608*4))","v":{"$error":"#VALUE!"}},{"$f":"IF(H2608<=AO2610-E2633,0,H2633*H2606*H2607*J2606/(H2608*4))","v":{"$error":"#VALUE!"}},{"$f":"IF(H2608<=AP2610-E2633,0,H2633*H2606*H2607*J2606/(H2608*4))","v":{"$error":"#VALUE!"}},{"$f":"IF(H2608<=AQ2610-E2633,0,H2633*H2606*H2607*J2606/(H2608*4))","v":{"$error":"#VALUE!"}}]
[{"$nulls":4},{"v":7,"d":"7.00"},{"$f":"$DF$27","v":{"v":0,"d":"0.000"}},{"$f":"IF(SUM(F2611:F2635)-H2609<=0,0,SUM(F2611:F2635)-H2609)","v":{"v":0,"d":"0.00"}},{"v":0,"d":"0.000"},{"$nulls":24},{"$f":"IF(H2608<=AG2610-E2635,0,H2635*H2606*H2607*J2606/(H2608*4))","v":{"$error":"#VALUE!"}},{"$f":"IF(H2608<=AH2610-E2635,0,H2635*H2606*H2607*J2606/(H2608*4))","v":{"$error":"#VALUE!"}},{"$f":"IF(H2608<=AI2610-E2635,0,H2635*H2606*H2607*J2606/(H2608*4))","v":{"$error":"#VALUE!"}},{"$f":"IF(H2608<=AJ2610-E2635,0,H2635*H2606*H2607*J2606/(H2608*4))","v":{"$error":"#VALUE!"}},{"$f":"IF(H2608<=AK2610-E2635,0,H2635*H2606*H2607*J2606/(H2608*4))","v":{"$error":"#VALUE!"}},{"$f":"IF(H2608<=AL2610-E2635,0,H2635*H2606*H2607*J2606/(H2608*4))","v":{"$error":"#VALUE!"}},{"$f":"IF(H2608<=AM2610-E2635,0,H2635*H2606*H2607*J2606/(H2608*4))","v":{"$error":"#VALUE!"}},{"$f":"IF(H2608<=AN2610-E2635,0,H2635*H2606*H2607*J2606/(H2608*4))","v":{"$error":"#VALUE!"}},{"$f":"IF(H2608<=AO2610-E2635,0,H2635*H2606*H2607*J2606/(H2608*4))","v":{"$error":"#VALUE!"}},{"$f":"IF(H2608<=AP2610-E2635,0,H2635*H2606*H2607*J2606/(H2608*4))","v":{"$error":"#VALUE!"}},{"$f":"IF(H2608<=AQ2610-E2635,0,H2635*H2606*H2607*J2606/(H2608*4))","v":{"$error":"#VALUE!"}},{"$f":"IF(H2608<=AR2610-E2635,0,H2635*H2606*H2607*J2606/(H2608*4))","v":{"$error":"#VALUE!"}},{"$f":"IF(H2608<=AS2610-E2635,0,H2635*H2606*H2607*J2606/(H2608*4))","v":{"$error":"#VALUE!"}}]
[{"$nulls":4},7.25,{"$f":"$DF$28","v":{"v":0,"d":"0.000"}},{"$f":"IF(SUM(F2611:F2636)-H2609<=0,0,SUM(F2611:F2636)-H2609)","v":{"v":0,"d":"0.00"}},{"v":0,"d":"0.000"},{"$nulls":25},{"$f":"IF(H2608<=AH2610-E2636,0,H2636*H2606*H2607*J2606/(H2608*4))","v":{"$error":"#VALUE!"}},{"$f":"IF(H2608<=AI2610-E2636,0,H2636*H2606*H2607*J2606/(H2608*4))","v":{"$error":"#VALUE!"}},{"$f":"IF(H2608<=AJ2610-E2636,0,H2636*H2606*H2607*J2606/(H2608*4))","v":{"$error":"#VALUE!"}},{"$f":"IF(H2608<=AK2610-E2636,0,H2636*H2606*H2607*J2606/(H2608*4))","v":{"$error":"#VALUE!"}},{"$f":"IF(H2608<=AL2610-E2636,0,H2636*H2606*H2607*J2606/(H2608*4))","v":{"$error":"#VALUE!"}},{"$f":"IF(H2608<=AM2610-E2636,0,H2636*H2606*H2607*J2606/(H2608*4))","v":{"$error":"#VALUE!"}},{"$f":"IF(H2608<=AN2610-E2636,0,H2636*H2606*H2607*J2606/(H2608*4))","v":{"$error":"#VALUE!"}},{"$f":"IF(H2608<=AO2610-E2636,0,H2636*H2606*H2607*J2606/(H2608*4))","v":{"$error":"#VALUE!"}},{"$f":"IF(H2608<=AP2610-E2636,0,H2636*H2606*H2607*J2606/(H2608*4))","v":{"$error":"#VALUE!"}},{"$f":"IF(H2608<=AQ2610-E2636,0,H2636*H2606*H2607*J2606/(H2608*4))","v":{"$error":"#VALUE!"}},{"$f":"IF(H2608<=AR2610-E2636,0,H2636*H2606*H2607*J2606/(H2608*4))","v":{"$error":"#VALUE!"}},{"$f":"IF(H2608<=AS2610-E2636,0,H2636*H2606*H2607*J2606/(H2608*4))","v":{"$error":"#VALUE!"}},{"$f":"IF(H2608<=AT2610-E2636,0,H2636*H2606*H2607*J2606/(H2608*4))","v":{"$error":"#VALUE!"}}]
[{"$nulls":4},7.75,{"$f":"$DF$30","v":{"v":0,"d":"0.000"}},{"$f":"IF(SUM(F2611:F2638)-H2609<=0,0,SUM(F2611:F2638)-H2609)","v":{"v":0,"d":"0.00"}},{"v":0,"d":"0.000"},{"$nulls":27},{"$f":"IF(H2608<=AJ2610-E2638,0,H2638*H2606*H2607*J2606/(H2608*4))","v":{"$error":"#VALUE!"}},{"$f":"IF(H2608<=AK2610-E2638,0,H2638*H2606*H2607*J2606/(H2608*4))","v":{"$error":"#VALUE!"}},{"$f":"IF(H2608<=AL2610-E2638,0,H2638*H2606*H2607*J2606/(H2608*4))","v":{"$error":"#VALUE!"}},{"$f":"IF(H2608<=AM2610-E2638,0,H2638*H2606*H2607*J2606/(H2608*4))","v":{"$error":"#VALUE!"}},{"$f":"IF(H2608<=AN2610-E2638,0,H2638*H2606*H2607*J2606/(H2608*4))","v":{"$error":"#VALUE!"}},{"$f":"IF(H2608<=AO2610-E2638,0,H2638*H2606*H2607*J2606/(H2608*4))","v":{"$error":"#VALUE!"}},{"$f":"IF(H2608<=AP2610-E2638,0,H2638*H2606*H2607*J2606/(H2608*4))","v":{"$error":"#VALUE!"}},{"$f":"IF(H2608<=AQ2610-E2638,0,H2638*H2606*H2607*J2606/(H2608*4))","v":{"$error":"#VALUE!"}},{"$f":"IF(H2608<=AR2610-E2638,0,H2638*H2606*H2607*J2606/(H2608*4))","v":{"$error":"#VALUE!"}},{"$f":"IF(H2608<=AS2610-E2638,0,H2638*H2606*H2607*J2606/(H2608*4))","v":{"$error":"#VALUE!"}},{"$f":"IF(H2608<=AT2610-E2638,0,H2638*H2606*H2607*J2606/(H2608*4))","v":{"$error":"#VALUE!"}},{"$f":"IF(H2608<=AU2610-E2638,0,H2638*H2606*H2607*J2606/(H2608*4))","v":{"$error":"#VALUE!"}},{"$f":"IF(H2608<=AV2610-E2638,0,H2638*H2606*H2607*J2606/(H2608*4))","v":{"$error":"#VALUE!"}}]
[{"$nulls":4},{"v":8.5,"d":"8.50"},{"$f":"$DF$33","v":{"v":0,"d":"0.000"}},{"$f":"IF(SUM(F2611:F2641)-H2609<=0,0,SUM(F2611:F2641)-H2609)","v":{"v":0,"d":"0.00"}},{"v":0,"d":"0.000"},{"$nulls":30},{"$f":"IF(H2608<=AM2610-E2641,0,H2641*H2606*H2607*J2606/(H2608*4))","v":{"$error":"#VALUE!"}},{"$f":"IF(H2608<=AN2610-E2641,0,H2641*H2606*H2607*J2606/(H2608*4))","v":{"$error":"#VALUE!"}},{"$f":"IF(H2608<=AO2610-E2641,0,H2641*H2606*H2607*J2606/(H2608*4))","v":{"$error":"#VALUE!"}},{"$f":"IF(H2608<=AP2610-E2641,0,H2641*H2606*H2607*J2606/(H2608*4))","v":{"$error":"#VALUE!"}},{"$f":"IF(H2608<=AQ2610-E2641,0,H2641*H2606*H2607*J2606/(H2608*4))","v":{"$error":"#VALUE!"}},{"$f":"IF(H2608<=AR2610-E2641,0,H2641*H2606*H2607*J2606/(H2608*4))","v":{"$error":"#VALUE!"}},{"$f":"IF(H2608<=AS2610-E2641,0,H2641*H2606*H2607*J2606/(H2608*4))","v":{"$error":"#VALUE!"}},{"$f":"IF(H2608<=AT2610-E2641,0,H2641*H2606*H2607*J2606/(H2608*4))","v":{"$error":"#VALUE!"}},{"$f":"IF(H2608<=AU2610-E2641,0,H2641*H2606*H2607*J2606/(H2608*4))","v":{"$error":"#VALUE!"}},{"$f":"IF(H2608<=AV2610-E2641,0,H2641*H2606*H2607*J2606/(H2608*4))","v":{"$error":"#VALUE!"}},{"$f":"IF(H2608<=AW2610-E2641,0,H2641*H2606*H2607*J2606/(H2608*4))","v":{"$error":"#VALUE!"}},{"$f":"IF(H2608<=AX2610-E2641,0,H2641*H2606*H2607*J2606/(H2608*4))","v":{"$error":"#VALUE!"}},{"$f":"IF(H2608<=AY2610-E2641,0,H2641*H2606*H2607*J2606/(H2608*4))","v":{"$error":"#VALUE!"}}]
[{"$nulls":4},9.25,{"$f":"$DF$36","v":{"v":0,"d":"0.000"}},{"$f":"IF(SUM(F2611:F2644)-H2609<=0,0,SUM(F2611:F2644)-H2609)","v":{"v":0,"d":"0.00"}},{"v":0,"d":"0.000"},{"$nulls":33},{"$f":"IF(H2608<=AP2610-E2644,0,H2644*H2606*H2607*J2606/(H2608*4))","v":{"$error":"#VALUE!"}},{"$f":"IF(H2608<=AQ2610-E2644,0,H2644*H2606*H2607*J2606/(H2608*4))","v":{"$error":"#VALUE!"}},{"$f":"IF(H2608<=AR2610-E2644,0,H2644*H2606*H2607*J2606/(H2608*4))","v":{"$error":"#VALUE!"}},{"$f":"IF(H2608<=AS2610-E2644,0,H2644*H2606*H2607*J2606/(H2608*4))","v":{"$error":"#VALUE!"}},{"$f":"IF(H2608<=AT2610-E2644,0,H2644*H2606*H2607*J2606/(H2608*4))","v":{"$error":"#VALUE!"}},{"$f":"IF(H2608<=AU2610-E2644,0,H2644*H2606*H2607*J2606/(H2608*4))","v":{"$error":"#VALUE!"}},{"$f":"IF(H2608<=AV2610-E2644,0,H2644*H2606*H2607*J2606/(H2608*4))","v":{"$error":"#VALUE!"}},{"$f":"IF(H2608<=AW2610-E2644,0,H2644*H2606*H2607*J2606/(H2608*4))","v":{"$error":"#VALUE!"}},{"$f":"IF(H2608<=AX2610-E2644,0,H2644*H2606*H2607*J2606/(H2608*4))","v":{"$error":"#VALUE!"}},{"$f":"IF(H2608<=AY2610-E2644,0,H2644*H2606*H2607*J2606/(H2608*4))","v":{"$error":"#VALUE!"}},{"$f":"IF(H2608<=AZ2610-E2644,0,H2644*H2606*H2607*J2606/(H2608*4))","v":{"$error":"#VALUE!"}},{"$f":"IF(H2608<=BA2610-E2644,0,H2644*H2606*H2607*J2606/(H2608*4))","v":{"$error":"#VALUE!"}},{"$f":"IF(H2608<=BB2610-E2644,0,H2644*H2606*H2607*J2606/(H2608*4))","v":{"$error":"#VALUE!"}}]
[{"$nulls":4},9.75,{"$f":"$DF$38","v":{"v":0,"d":"0.000"}},{"$f":"IF(SUM(F2611:F2646)-H2609<=0,0,SUM(F2611:F2646)-H2609)","v":{"v":0,"d":"0.00"}},{"v":0,"d":"0.000"},{"$nulls":35},{"$f":"IF(H2608<=AR2610-E2646,0,H2646*H2606*H2607*J2606/(H2608*4))","v":{"$error":"#VALUE!"}},{"$f":"IF(H2608<=AS2610-E2646,0,H2646*H2606*H2607*J2606/(H2608*4))","v":{"$error":"#VALUE!"}},{"$f":"IF(H2608<=AT2610-E2646,0,H2646*H2606*H2607*J2606/(H2608*4))","v":{"$error":"#VALUE!"}},{"$f":"IF(H2608<=AU2610-E2646,0,H2646*H2606*H2607*J2606/(H2608*4))","v":{"$error":"#VALUE!"}},{"$f":"IF(H2608<=AV2610-E2646,0,H2646*H2606*H2607*J2606/(H2608*4))","v":{"$error":"#VALUE!"}},{"$f":"IF(H2608<=AW2610-E2646,0,H2646*H2606*H2607*J2606/(H2608*4))","v":{"$error":"#VALUE!"}},{"$f":"IF(H2608<=AX2610-E2646,0,H2646*H2606*H2607*J2606/(H2608*4))","v":{"$error":"#VALUE!"}},{"$f":"IF(H2608<=AY2610-E2646,0,H2646*H2606*H2607*J2606/(H2608*4))","v":{"$error":"#VALUE!"}},{"$f":"IF(H2608<=AZ2610-E2646,0,H2646*H2606*H2607*J2606/(H2608*4))","v":{"$error":"#VALUE!"}},{"$f":"IF(H2608<=BA2610-E2646,0,H2646*H2606*H2607*J2606/(H2608*4))","v":{"$error":"#VALUE!"}},{"$f":"IF(H2608<=BB2610-E2646,0,H2646*H2606*H2607*J2606/(H2608*4))","v":{"$error":"#VALUE!"}},{"$f":"IF(H2608<=BC2610-E2646,0,H2646*H2606*H2607*J2606/(H2608*4))","v":{"$error":"#VALUE!"}},{"$f":"IF(H2608<=BD2610-E2646,0,H2646*H2606*H2607*J2606/(H2608*4))","v":{"$error":"#VALUE!"}}]
[{"$nulls":4},{"v":10.5,"d":"10.50"},{"$f":"$DF$41","v":{"v":0,"d":"0.000"}},{"$f":"IF(SUM(F2611:F2649)-H2609<=0,0,SUM(F2611:F2649)-H2609)","v":{"v":0,"d":"0.00"}},{"v":0,"d":"0.000"},{"$nulls":38},{"$f":"IF(H2608<=AU2610-E2649,0,H2649*H2606*H2607*J2606/(H2608*4))","v":{"$error":"#VALUE!"}},{"$f":"IF(H2608<=AV2610-E2649,0,H2649*H2606*H2607*J2606/(H2608*4))","v":{"$error":"#VALUE!"}},{"$f":"IF(H2608<=AW2610-E2649,0,H2649*H2606*H2607*J2606/(H2608*4))","v":{"$error":"#VALUE!"}},{"$f":"IF(H2608<=AX2610-E2649,0,H2649*H2606*H2607*J2606/(H2608*4))","v":{"$error":"#VALUE!"}},{"$f":"IF(H2608<=AY2610-E2649,0,H2649*H2606*H2607*J2606/(H2608*4))","v":{"$error":"#VALUE!"}},{"$f":"IF(H2608<=AZ2610-E2649,0,H2649*H2606*H2607*J2606/(H2608*4))","v":{"$error":"#VALUE!"}},{"$f":"IF(H2608<=BA2610-E2649,0,H2649*H2606*H2607*J2606/(H2608*4))","v":{"$error":"#VALUE!"}},{"$f":"IF(H2608<=BB2610-E2649,0,H2649*H2606*H2607*J2606/(H2608*4))","v":{"$error":"#VALUE!"}},{"$f":"IF(H2608<=BC2610-E2649,0,H2649*H2606*H2607*J2606/(H2608*4))","v":{"$error":"#VALUE!"}},{"$f":"IF(H2608<=BD2610-E2649,0,H2649*H2606*H2607*J2606/(H2608*4))","v":{"$error":"#VALUE!"}},{"$f":"IF(H2608<=BE2610-E2649,0,H2649*H2606*H2607*J2606/(H2608*4))","v":{"$error":"#VALUE!"}},{"$f":"IF(H2608<=BF2610-E2649,0,H2649*H2606*H2607*J2606/(H2608*4))","v":{"$error":"#VALUE!"}},{"$f":"IF(H2608<=BG2610-E2649,0,H2649*H2606*H2607*J2606/(H2608*4))","v":{"$error":"#VALUE!"}}]
[{"$nulls":4},10.75,{"$f":"$DF$42","v":{"v":0,"d":"0.000"}},{"$f":"IF(SUM(F2611:F2650)-H2609<=0,0,SUM(F2611:F2650)-H2609)","v":{"v":0,"d":"0.00"}},{"v":0,"d":"0.000"},{"$nulls":39},{"$f":"IF(H2608<=AV2610-E2650,0,H2650*H2606*H2607*J2606/(H2608*4))","v":{"$error":"#VALUE!"}},{"$f":"IF(H2608<=AW2610-E2650,0,H2650*H2606*H2607*J2606/(H2608*4))","v":{"$error":"#VALUE!"}},{"$f":"IF(H2608<=AX2610-E2650,0,H2650*H2606*H2607*J2606/(H2608*4))","v":{"$error":"#VALUE!"}},{"$f":"IF(H2608<=AY2610-E2650,0,H2650*H2606*H2607*J2606/(H2608*4))","v":{"$error":"#VALUE!"}},{"$f":"IF(H2608<=AZ2610-E2650,0,H2650*H2606*H2607*J2606/(H2608*4))","v":{"$error":"#VALUE!"}},{"$f":"IF(H2608<=BA2610-E2650,0,H2650*H2606*H2607*J2606/(H2608*4))","v":{"$error":"#VALUE!"}},{"$f":"IF(H2608<=BB2610-E2650,0,H2650*H2606*H2607*J2606/(H2608*4))","v":{"$error":"#VALUE!"}},{"$f":"IF(H2608<=BC2610-E2650,0,H2650*H2606*H2607*J2606/(H2608*4))","v":{"$error":"#VALUE!"}},{"$f":"IF(H2608<=BD2610-E2650,0,H2650*H2606*H2607*J2606/(H2608*4))","v":{"$error":"#VALUE!"}},{"$f":"IF(H2608<=BE2610-E2650,0,H2650*H2606*H2607*J2606/(H2608*4))","v":{"$error":"#VALUE!"}},{"$f":"IF(H2608<=BF2610-E2650,0,H2650*H2606*H2607*J2606/(H2608*4))","v":{"$error":"#VALUE!"}},{"$f":"IF(H2608<=BG2610-E2650,0,H2650*H2606*H2607*J2606/(H2608*4))","v":{"$error":"#VALUE!"}},{"$f":"IF(H2608<=BH2610-E2650,0,H2650*H2606*H2607*J2606/(H2608*4))","v":{"$error":"#VALUE!"}}]
[{"$nulls":4},11.75,{"$f":"$DF$46","v":{"v":0,"d":"0.000"}},{"$f":"IF(SUM(F2611:F2654)-H2609<=0,0,SUM(F2611:F2654)-H2609)","v":{"v":0,"d":"0.00"}},{"v":0,"d":"0.000"},{"$nulls":43},{"$f":"IF(H2608<=AZ2610-E2654,0,H2654*H2606*H2607*J2606/(H2608*4))","v":{"$error":"#VALUE!"}},{"$f":"IF(H2608<=BA2610-E2654,0,H2654*H2606*H2607*J2606/(H2608*4))","v":{"$error":"#VALUE!"}},{"$f":"IF(H2608<=BB2610-E2654,0,H2654*H2606*H2607*J2606/(H2608*4))","v":{"$error":"#VALUE!"}},{"$f":"IF(H2608<=BC2610-E2654,0,H2654*H2606*H2607*J2606/(H2608*4))","v":{"$error":"#VALUE!"}},{"$f":"IF(H2608<=BD2610-E2654,0,H2654*H2606*H2607*J2606/(H2608*4))","v":{"$error":"#VALUE!"}},{"$f":"IF(H2608<=BE2610-E2654,0,H2654*H2606*H2607*J2606/(H2608*4))","v":{"$error":"#VALUE!"}},{"$f":"IF(H2608<=BF2610-E2654,0,H2654*H2606*H2607*J2606/(H2608*4))","v":{"$error":"#VALUE!"}},{"$f":"IF(H2608<=BG2610-E2654,0,H2654*H2606*H2607*J2606/(H2608*4))","v":{"$error":"#VALUE!"}},{"$f":"IF(H2608<=BH2610-E2654,0,H2654*H2606*H2607*J2606/(H2608*4))","v":{"$error":"#VALUE!"}},{"$f":"IF(H2608<=BI2610-E2654,0,H2654*H2606*H2607*J2606/(H2608*4))","v":{"$error":"#VALUE!"}},{"$f":"IF(H2608<=BJ2610-E2654,0,H2654*H2606*H2607*J2606/(H2608*4))","v":{"$error":"#VALUE!"}},{"$f":"IF(H2608<=BK2610-E2654,0,H2654*H2606*H2607*J2606/(H2608*4))","v":{"$error":"#VALUE!"}},{"$f":"IF(H2608<=BL2610-E2654,0,H2654*H2606*H2607*J2606/(H2608*4))","v":{"$error":"#VALUE!"}}]
[{"$nulls":4},{"v":12,"d":"12.00"},{"$f":"$DF$47","v":{"v":0,"d":"0.000"}},{"$f":"IF(SUM(F2611:F2655)-H2609<=0,0,SUM(F2611:F2655)-H2609)","v":{"v":0,"d":"0.00"}},{"v":0,"d":"0.000"},{"$nulls":44},{"$f":"IF(H2608<=BA2610-E2655,0,H2655*H2606*H2607*J2606/(H2608*4))","v":{"$error":"#VALUE!"}},{"$f":"IF(H2608<=BB2610-E2655,0,H2655*H2606*H2607*J2606/(H2608*4))","v":{"$error":"#VALUE!"}},{"$f":"IF(H2608<=BC2610-E2655,0,H2655*H2606*H2607*J2606/(H2608*4))","v":{"$error":"#VALUE!"}},{"$f":"IF(H2608<=BD2610-E2655,0,H2655*H2606*H2607*J2606/(H2608*4))","v":{"$error":"#VALUE!"}},{"$f":"IF(H2608<=BE2610-E2655,0,H2655*H2606*H2607*J2606/(H2608*4))","v":{"$error":"#VALUE!"}},{"$f":"IF(H2608<=BF2610-E2655,0,H2655*H2606*H2607*J2606/(H2608*4))","v":{"$error":"#VALUE!"}},{"$f":"IF(H2608<=BG2610-E2655,0,H2655*H2606*H2607*J2606/(H2608*4))","v":{"$error":"#VALUE!"}},{"$f":"IF(H2608<=BH2610-E2655,0,H2655*H2606*H2607*J2606/(H2608*4))","v":{"$error":"#VALUE!"}},{"$f":"IF(H2608<=BI2610-E2655,0,H2655*H2606*H2607*J2606/(H2608*4))","v":{"$error":"#VALUE!"}},{"$f":"IF(H2608<=BJ2610-E2655,0,H2655*H2606*H2607*J2606/(H2608*4))","v":{"$error":"#VALUE!"}},{"$f":"IF(H2608<=BK2610-E2655,0,H2655*H2606*H2607*J2606/(H2608*4))","v":{"$error":"#VALUE!"}},{"$f":"IF(H2608<=BL2610-E2655,0,H2655*H2606*H2607*J2606/(H2608*4))","v":{"$error":"#VALUE!"}},{"$f":"IF(H2608<=BM2610-E2655,0,H2655*H2606*H2607*J2606/(H2608*4))","v":{"$error":"#VALUE!"}}]
[{"$nulls":4},12.75,{"$f":"$DF$50","v":{"v":0,"d":"0.000"}},{"$f":"IF(SUM(F2611:F2658)-H2609<=0,0,SUM(F2611:F2658)-H2609)","v":{"v":0,"d":"0.00"}},{"v":0,"d":"0.000"},{"$nulls":47},{"$f":"IF(H2608<=BD2610-E2658,0,H2658*H2606*H2607*J2606/(H2608*4))","v":{"$error":"#VALUE!"}},{"$f":"IF(H2608<=BE2610-E2658,0,H2658*H2606*H2607*J2606/(H2608*4))","v":{"$error":"#VALUE!"}},{"$f":"IF(H2608<=BF2610-E2658,0,H2658*H2606*H2607*J2606/(H2608*4))","v":{"$error":"#VALUE!"}},{"$f":"IF(H2608<=BG2610-E2658,0,H2658*H2606*H2607*J2606/(H2608*4))","v":{"$error":"#VALUE!"}},{"$f":"IF(H2608<=BH2610-E2658,0,H2658*H2606*H2607*J2606/(H2608*4))","v":{"$error":"#VALUE!"}},{"$f":"IF(H2608<=BI2610-E2658,0,H2658*H2606*H2607*J2606/(H2608*4))","v":{"$error":"#VALUE!"}},{"$f":"IF(H2608<=BJ2610-E2658,0,H2658*H2606*H2607*J2606/(H2608*4))","v":{"$error":"#VALUE!"}},{"$f":"IF(H2608<=BK2610-E2658,0,H2658*H2606*H2607*J2606/(H2608*4))","v":{"$error":"#VALUE!"}},{"$f":"IF(H2608<=BL2610-E2658,0,H2658*H2606*H2607*J2606/(H2608*4))","v":{"$error":"#VALUE!"}},{"$f":"IF(H2608<=BM2610-E2658,0,H2658*H2606*H2607*J2606/(H2608*4))","v":{"$error":"#VALUE!"}},{"$f":"IF(H2608<=BN2610-E2658,0,H2658*H2606*H2607*J2606/(H2608*4))","v":{"$error":"#VALUE!"}},{"$f":"IF(H2608<=BO2610-E2658,0,H2658*H2606*H2607*J2606/(H2608*4))","v":{"$error":"#VALUE!"}},{"$f":"IF(H2608<=BP2610-E2658,0,H2658*H2606*H2607*J2606/(H2608*4))","v":{"$error":"#VALUE!"}}]
[{"$nulls":4},13.25,{"$f":"$DF$52","v":{"v":0,"d":"0.000"}},{"$f":"IF(SUM(F2611:F2660)-H2609<=0,0,SUM(F2611:F2660)-H2609)","v":{"v":0,"d":"0.00"}},{"v":0,"d":"0.000"},{"$nulls":49},{"$f":"IF(H2608<=BF2610-E2660,0,H2660*H2606*H2607*J2606/(H2608*4))","v":{"$error":"#VALUE!"}},{"$f":"IF(H2608<=BG2610-E2660,0,H2660*H2606*H2607*J2606/(H2608*4))","v":{"$error":"#VALUE!"}},{"$f":"IF(H2608<=BH2610-E2660,0,H2660*H2606*H2607*J2606/(H2608*4))","v":{"$error":"#VALUE!"}},{"$f":"IF(H2608<=BI2610-E2660,0,H2660*H2606*H2607*J2606/(H2608*4))","v":{"$error":"#VALUE!"}},{"$f":"IF(H2608<=BJ2610-E2660,0,H2660*H2606*H2607*J2606/(H2608*4))","v":{"$error":"#VALUE!"}},{"$f":"IF(H2608<=BK2610-E2660,0,H2660*H2606*H2607*J2606/(H2608*4))","v":{"$error":"#VALUE!"}},{"$f":"IF(H2608<=BL2610-E2660,0,H2660*H2606*H2607*J2606/(H2608*4))","v":{"$error":"#VALUE!"}},{"$f":"IF(H2608<=BM2610-E2660,0,H2660*H2606*H2607*J2606/(H2608*4))","v":{"$error":"#VALUE!"}},{"$f":"IF(H2608<=BN2610-E2660,0,H2660*H2606*H2607*J2606/(H2608*4))","v":{"$error":"#VALUE!"}},{"$f":"IF(H2608<=BO2610-E2660,0,H2660*H2606*H2607*J2606/(H2608*4))","v":{"$error":"#VALUE!"}},{"$f":"IF(H2608<=BP2610-E2660,0,H2660*H2606*H2607*J2606/(H2608*4))","v":{"$error":"#VALUE!"}},{"$f":"IF(H2608<=BQ2610-E2660,0,H2660*H2606*H2607*J2606/(H2608*4))","v":{"$error":"#VALUE!"}},{"$f":"IF(H2608<=BR2610-E2660,0,H2660*H2606*H2607*J2606/(H2608*4))","v":{"$error":"#VALUE!"}}]
[{"$nulls":4},{"v":14,"d":"14.00"},{"$f":"$DF$55","v":{"v":0,"d":"0.000"}},{"$f":"IF(SUM(F2611:F2663)-H2609<=0,0,SUM(F2611:F2663)-H2609)","v":{"v":0,"d":"0.00"}},{"v":0,"d":"0.000"},{"$nulls":52},{"$f":"IF(H2608<=BI2610-E2663,0,H2663*H2606*H2607*J2606/(H2608*4))","v":{"$error":"#VALUE!"}},{"$f":"IF(H2608<=BJ2610-E2663,0,H2663*H2606*H2607*J2606/(H2608*4))","v":{"$error":"#VALUE!"}},{"$f":"IF($H2608<=$BK2610-$E2663,0,$H2663*$H2606*$H2607*$J2606/($H2608*4))","v":{"$error":"#VALUE!"}},{"$f":"IF(H2608<=BL2610-E2663,0,H2663*H2606*H2607*J2606/(H2608*4))","v":{"$error":"#VALUE!"}},{"$f":"IF(H2608<=BM2610-E2663,0,H2663*H2606*H2607*J2606/(H2608*4))","v":{"$error":"#VALUE!"}},{"$f":"IF(H2608<=BN2610-E2663,0,H2663*H2606*H2607*J2606/(H2608*4))","v":{"$error":"#VALUE!"}},{"$f":"IF(H2608<=BO2610-E2663,0,H2663*H2606*H2607*J2606/(H2608*4))","v":{"$error":"#VALUE!"}},{"$f":"IF(H2608<=BP2610-E2663,0,H2663*H2606*H2607*J2606/(H2608*4))","v":{"$error":"#VALUE!"}},{"$f":"IF(H2608<=BQ2610-E2663,0,H2663*H2606*H2607*J2606/(H2608*4))","v":{"$error":"#VALUE!"}},{"$f":"IF(H2608<=BR2610-E2663,0,H2663*H2606*H2607*J2606/(H2608*4))","v":{"$error":"#VALUE!"}},{"$f":"IF(H2608<=BS2610-E2663,0,H2663*H2606*H2607*J2606/(H2608*4))","v":{"$error":"#VALUE!"}},{"$f":"IF(H2608<=BT2610-E2663,0,H2663*H2606*H2607*J2606/(H2608*4))","v":{"$error":"#VALUE!"}},{"$f":"IF(H2608<=BU2610-E2663,0,H2663*H2606*H2607*J2606/(H2608*4))","v":{"$error":"#VALUE!"}}]
[{"$nulls":4},14.25,{"$f":"$DF$56","v":{"v":0,"d":"0.000"}},{"$f":"IF(SUM(F2611:F2664)-H2609<=0,0,SUM(F2611:F2664)-H2609)","v":{"v":0,"d":"0.00"}},{"v":0,"d":"0.000"},{"$nulls":53},{"$f":"IF(H2608<=BJ2610-E2664,0,H2664*H2606*H2607*J2606/(H2608*4))","v":{"$error":"#VALUE!"}},{"$f":"IF(H2608<=BK2610-E2664,0,H2664*H2606*H2607*J2606/(H2608*4))","v":{"$error":"#VALUE!"}},{"$f":"IF(H2608<=BL2610-E2664,0,H2664*H2606*H2607*J2606/(H2608*4))","v":{"$error":"#VALUE!"}},{"$f":"IF(H2608<=BM2610-E2664,0,H2664*H2606*H2607*J2606/(H2608*4))","v":{"$error":"#VALUE!"}},{"$f":"IF(H2608<=BN2610-E2664,0,H2664*H2606*H2607*J2606/(H2608*4))","v":{"$error":"#VALUE!"}},{"$f":"IF(H2608<=BO2610-E2664,0,H2664*H2606*H2607*J2606/(H2608*4))","v":{"$error":"#VALUE!"}},{"$f":"IF(H2608<=BP2610-E2664,0,H2664*H2606*H2607*J2606/(H2608*4))","v":{"$error":"#VALUE!"}},{"$f":"IF(H2608<=BQ2610-E2664,0,H2664*H2606*H2607*J2606/(H2608*4))","v":{"$error":"#VALUE!"}},{"$f":"IF(H2608<=BR2610-E2664,0,H2664*H2606*H2607*J2606/(H2608*4))","v":{"$error":"#VALUE!"}},{"$f":"IF(H2608<=BS2610-E2664,0,H2664*H2606*H2607*J2606/(H2608*4))","v":{"$error":"#VALUE!"}},{"$f":"IF(H2608<=BT2610-E2664,0,H2664*H2606*H2607*J2606/(H2608*4))","v":{"$error":"#VALUE!"}},{"$f":"IF(H2608<=BU2610-E2664,0,H2664*H2606*H2607*J2606/(H2608*4))","v":{"$error":"#VALUE!"}},{"$f":"IF(H2608<=BV2610-E2664,0,H2664*H2606*H2607*J2606/(H2608*4))","v":{"$error":"#VALUE!"}}]
[{"$nulls":4},15.25,{"$f":"$DF$60","v":{"v":0,"d":"0.000"}},{"$f":"IF(SUM(F2611:F2668)-H2609<=0,0,SUM(F2611:F2668)-H2609)","v":{"v":0,"d":"0.00"}},{"v":0,"d":"0.000"},{"$nulls":57},{"$f":"IF(H2608<=BN2610-E2668,0,H2668*H2606*H2607*J2606/(H2608*4))","v":{"$error":"#VALUE!"}},{"$f":"IF(H2608<=BO2610-E2668,0,H2668*H2606*H2607*J2606/(H2608*4))","v":{"$error":"#VALUE!"}},{"$f":"IF(H2608<=BP2610-E2668,0,H2668*H2606*H2607*J2606/(H2608*4))","v":{"$error":"#VALUE!"}},{"$f":"IF(H2608<=BQ2610-E2668,0,H2668*H2606*H2607*J2606/(H2608*4))","v":{"$error":"#VALUE!"}},{"$f":"IF(H2608<=BR2610-E2668,0,H2668*H2606*H2607*J2606/(H2608*4))","v":{"$error":"#VALUE!"}},{"$f":"IF(H2608<=BS2610-E2668,0,H2668*H2606*H2607*J2606/(H2608*4))","v":{"$error":"#VALUE!"}},{"$f":"IF(H2608<=BT2610-E2668,0,H2668*H2606*H2607*J2606/(H2608*4))","v":{"$error":"#VALUE!"}},{"$f":"IF(H2608<=BU2610-E2668,0,H2668*H2606*H2607*J2606/(H2608*4))","v":{"$error":"#VALUE!"}},{"$f":"IF(H2608<=BV2610-E2668,0,H2668*H2606*H2607*J2606/(H2608*4))","v":{"$error":"#VALUE!"}},{"$f":"IF(H2608<=BW2610-E2668,0,H2668*H2606*H2607*J2606/(H2608*4))","v":{"$error":"#VALUE!"}},{"$f":"IF(H2608<=BX2610-E2668,0,H2668*H2606*H2607*J2606/(H2608*4))","v":{"$error":"#VALUE!"}},{"$f":"IF(H2608<=BY2610-E2668,0,H2668*H2606*H2607*J2606/(H2608*4))","v":{"$error":"#VALUE!"}},{"$f":"IF(H2608<=BZ2610-E2668,0,H2668*H2606*H2607*J2606/(H2608*4))","v":{"$error":"#VALUE!"}}]
[{"$nulls":4},{"v":15.5,"d":"15.50"},{"$f":"$DF$61","v":{"v":0,"d":"0.000"}},{"$f":"IF(SUM(F2611:F2669)-H2609<=0,0,SUM(F2611:F2669)-H2609)","v":{"v":0,"d":"0.00"}},{"v":0,"d":"0.000"},{"$nulls":58},{"$f":"IF(H2608<=BO2610-E2669,0,H2669*H2606*H2607*J2606/(H2608*4))","v":{"$error":"#VALUE!"}},{"$f":"IF(H2608<=BP2610-E2669,0,H2669*H2606*H2607*J2606/(H2608*4))","v":{"$error":"#VALUE!"}},{"$f":"IF(H2608<=BQ2610-E2669,0,H2669*H2606*H2607*J2606/(H2608*4))","v":{"$error":"#VALUE!"}},{"$f":"IF(H2608<=BR2610-E2669,0,H2669*H2606*H2607*J2606/(H2608*4))","v":{"$error":"#VALUE!"}},{"$f":"IF(H2608<=BS2610-E2669,0,H2669*H2606*H2607*J2606/(H2608*4))","v":{"$error":"#VALUE!"}},{"$f":"IF(H2608<=BT2610-E2669,0,H2669*H2606*H2607*J2606/(H2608*4))","v":{"$error":"#VALUE!"}},{"$f":"IF(H2608<=BU2610-E2669,0,H2669*H2606*H2607*J2606/(H2608*4))","v":{"$error":"#VALUE!"}},{"$f":"IF(H2608<=BV2610-E2669,0,H2669*H2606*H2607*J2606/(H2608*4))","v":{"$error":"#VALUE!"}},{"$f":"IF(H2608<=BW2610-E2669,0,H2669*H2606*H2607*J2606/(H2608*4))","v":{"$error":"#VALUE!"}},{"$f":"IF(H2608<=BX2610-E2669,0,H2669*H2606*H2607*J2606/(H2608*4))","v":{"$error":"#VALUE!"}},{"$f":"IF(H2608<=BY2610-E2669,0,H2669*H2606*H2607*J2606/(H2608*4))","v":{"$error":"#VALUE!"}},{"$f":"IF(H2608<=BZ2610-E2669,0,H2669*H2606*H2607*J2606/(H2608*4))","v":{"$error":"#VALUE!"}},{"$f":"IF(H2608<=CA2610-E2669,0,H2669*H2606*H2607*J2606/(H2608*4))","v":{"$error":"#VALUE!"}}]
[{"$nulls":4},16.25,{"$f":"$DF$64","v":{"v":0,"d":"0.000"}},{"$f":"IF(SUM(F2611:F2672)-H2609<=0,0,SUM(F2611:F2672)-H2609)","v":{"v":0,"d":"0.00"}},{"v":0,"d":"0.000"},{"$nulls":61},{"$f":"IF(H2608<=BR2610-E2672,0,H2672*H2606*H2607*J2606/(H2608*4))","v":{"$error":"#VALUE!"}},{"$f":"IF(H2608<=BS2610-E2672,0,H2672*H2606*H2607*J2606/(H2608*4))","v":{"$error":"#VALUE!"}},{"$f":"IF(H2608<=BT2610-E2672,0,H2672*H2606*H2607*J2606/(H2608*4))","v":{"$error":"#VALUE!"}},{"$f":"IF(H2608<=BU2610-E2672,0,H2672*H2606*H2607*J2606/(H2608*4))","v":{"$error":"#VALUE!"}},{"$f":"IF(H2608<=BV2610-E2672,0,H2672*H2606*H2607*J2606/(H2608*4))","v":{"$error":"#VALUE!"}},{"$f":"IF(H2608<=BW2610-E2672,0,H2672*H2606*H2607*J2606/(H2608*4))","v":{"$error":"#VALUE!"}},{"$f":"IF(H2608<=BX2610-E2672,0,H2672*H2606*H2607*J2606/(H2608*4))","v":{"$error":"#VALUE!"}},{"$f":"IF(H2608<=BY2610-E2672,0,H2672*H2606*H2607*J2606/(H2608*4))","v":{"$error":"#VALUE!"}},{"$f":"IF(H2608<=BZ2610-E2672,0,H2672*H2606*H2607*J2606/(H2608*4))","v":{"$error":"#VALUE!"}},{"$f":"IF(H2608<=CA2610-E2672,0,H2672*H2606*H2607*J2606/(H2608*4))","v":{"$error":"#VALUE!"}},{"$f":"IF(H2608<=CB2610-E2672,0,H2672*H2606*H2607*J2606/(H2608*4))","v":{"$error":"#VALUE!"}},{"$f":"IF(H2608<=CC2610-E2672,0,H2672*H2606*H2607*J2606/(H2608*4))","v":{"$error":"#VALUE!"}},{"$f":"IF(H2608<=CD2610-E2672,0,H2672*H2606*H2607*J2606/(H2608*4))","v":{"$error":"#VALUE!"}}]
[{"$nulls":4},{"v":16.5,"d":"16.50"},{"$f":"$DF$65","v":{"v":0,"d":"0.000"}},{"$f":"IF(SUM(F2611:F2673)-H2609<=0,0,SUM(F2611:F2673)-H2609)","v":{"v":0,"d":"0.00"}},{"v":0,"d":"0.000"},{"$nulls":62},{"$f":"IF(H2608<=BS2610-E2673,0,H2673*H2606*H2607*J2606/(H2608*4))","v":{"$error":"#VALUE!"}},{"$f":"IF(H2608<=BT2610-E2673,0,H2673*H2606*H2607*J2606/(H2608*4))","v":{"$error":"#VALUE!"}},{"$f":"IF(H2608<=BU2610-E2673,0,H2673*H2606*H2607*J2606/(H2608*4))","v":{"$error":"#VALUE!"}},{"$f":"IF(H2608<=BV2610-E2673,0,H2673*H2606*H2607*J2606/(H2608*4))","v":{"$error":"#VALUE!"}},{"$f":"IF(H2608<=BW2610-E2673,0,H2673*H2606*H2607*J2606/(H2608*4))","v":{"$error":"#VALUE!"}},{"$f":"IF(H2608<=BX2610-E2673,0,H2673*H2606*H2607*J2606/(H2608*4))","v":{"$error":"#VALUE!"}},{"$f":"IF(H2608<=BY2610-E2673,0,H2673*H2606*H2607*J2606/(H2608*4))","v":{"$error":"#VALUE!"}},{"$f":"IF(H2608<=BZ2610-E2673,0,H2673*H2606*H2607*J2606/(H2608*4))","v":{"$error":"#VALUE!"}},{"$f":"IF(H2608<=CA2610-E2673,0,H2673*H2606*H2607*J2606/(H2608*4))","v":{"$error":"#VALUE!"}},{"$f":"IF(H2608<=CB2610-E2673,0,H2673*H2606*H2607*J2606/(H2608*4))","v":{"$error":"#VALUE!"}},{"$f":"IF(H2608<=CC2610-E2673,0,H2673*H2606*H2607*J2606/(H2608*4))","v":{"$error":"#VALUE!"}},{"$f":"IF(H2608<=CD2610-E2673,0,H2673*H2606*H2607*J2606/(H2608*4))","v":{"$error":"#VALUE!"}},{"$f":"IF(H2608<=CE2610-E2673,0,H2673*H2606*H2607*J2606/(H2608*4))","v":{"$error":"#VALUE!"}}]
[{"$nulls":4},{"v":17.5,"d":"17.50"},{"$f":"$DF$69","v":{"v":0,"d":"0.000"}},{"$f":"IF(SUM(F2611:F2677)-H2609<=0,0,SUM(F2611:F2677)-H2609)","v":{"v":0,"d":"0.00"}},{"v":0,"d":"0.000"},{"$nulls":66},{"$f":"IF(H2608<=BW2610-E2677,0,H2677*H2606*H2607*J2606/(H2608*4))","v":{"$error":"#VALUE!"}},{"$f":"IF(H2608<=BX2610-E2677,0,H2677*H2606*H2607*J2606/(H2608*4))","v":{"$error":"#VALUE!"}},{"$f":"IF(H2608<=BY2610-E2677,0,H2677*H2606*H2607*J2606/(H2608*4))","v":{"$error":"#VALUE!"}},{"$f":"IF(H2608<=BZ2610-E2677,0,H2677*H2606*H2607*J2606/(H2608*4))","v":{"$error":"#VALUE!"}},{"$f":"IF(H2608<=CA2610-E2677,0,H2677*H2606*H2607*J2606/(H2608*4))","v":{"$error":"#VALUE!"}},{"$f":"IF(H2608<=CB2610-E2677,0,H2677*H2606*H2607*J2606/(H2608*4))","v":{"$error":"#VALUE!"}},{"$f":"IF(H2608<=CC2610-E2677,0,H2677*H2606*H2607*J2606/(H2608*4))","v":{"$error":"#VALUE!"}},{"$f":"IF(H2608<=CD2610-E2677,0,H2677*H2606*H2607*J2606/(H2608*4))","v":{"$error":"#VALUE!"}},{"$f":"IF(H2608<=CE2610-E2677,0,H2677*H2606*H2607*J2606/(H2608*4))","v":{"$error":"#VALUE!"}},{"$f":"IF(H2608<=CF2610-E2677,0,H2677*H2606*H2607*J2606/(H2608*4))","v":{"$error":"#VALUE!"}},{"$f":"IF(H2608<=CG2610-E2677,0,H2677*H2606*H2607*J2606/(H2608*4))","v":{"$error":"#VALUE!"}},{"$f":"IF(H2608<=CH2610-E2677,0,H2677*H2606*H2607*J2606/(H2608*4))","v":{"$error":"#VALUE!"}},{"$f":"IF(H2608<=CI2610-E2677,0,H2677*H2606*H2607*J2606/(H2608*4))","v":{"$error":"#VALUE!"}}]
[{"$nulls":4},17.75,{"$f":"$DF$70","v":{"v":0,"d":"0.000"}},{"$f":"IF(SUM(F2611:F2678)-H2609<=0,0,SUM(F2611:F2678)-H2609)","v":{"v":0,"d":"0.00"}},{"v":0,"d":"0.000"},{"$nulls":67},{"$f":"IF(H2608<=BX2610-E2678,0,H2678*H2606*H2607*J2606/(H2608*4))","v":{"$error":"#VALUE!"}},{"$f":"IF(H2608<=BY2610-E2678,0,H2678*H2606*H2607*J2606/(H2608*4))","v":{"$error":"#VALUE!"}},{"$f":"IF(H2608<=BZ2610-E2678,0,H2678*H2606*H2607*J2606/(H2608*4))","v":{"$error":"#VALUE!"}},{"$f":"IF(H2608<=CA2610-E2678,0,H2678*H2606*H2607*J2606/(H2608*4))","v":{"$error":"#VALUE!"}},{"$f":"IF(H2608<=CB2610-E2678,0,H2678*H2606*H2607*J2606/(H2608*4))","v":{"$error":"#VALUE!"}},{"$f":"IF(H2608<=CC2610-E2678,0,H2678*H2606*H2607*J2606/(H2608*4))","v":{"$error":"#VALUE!"}},{"$f":"IF(H2608<=CD2610-E2678,0,H2678*H2606*H2607*J2606/(H2608*4))","v":{"$error":"#VALUE!"}},{"$f":"IF(H2608<=CE2610-E2678,0,H2678*H2606*H2607*J2606/(H2608*4))","v":{"$error":"#VALUE!"}},{"$f":"IF(H2608<=CF2610-E2678,0,H2678*H2606*H2607*J2606/(H2608*4))","v":{"$error":"#VALUE!"}},{"$f":"IF(H2608<=CG2610-E2678,0,H2678*H2606*H2607*J2606/(H2608*4))","v":{"$error":"#VALUE!"}},{"$f":"IF(H2608<=CH2610-E2678,0,H2678*H2606*H2607*J2606/(H2608*4))","v":{"$error":"#VALUE!"}},{"$f":"IF(H2608<=CI2610-E2678,0,H2678*H2606*H2607*J2606/(H2608*4))","v":{"$error":"#VALUE!"}},{"$f":"IF(H2608<=CJ2610-E2678,0,H2678*H2606*H2607*J2606/(H2608*4))","v":{"$error":"#VALUE!"}}]
[{"$nulls":4},{"v":18.5,"d":"18.50"},{"$f":"$DF$73","v":{"v":0,"d":"0.000"}},{"$f":"IF(SUM(F2611:F2681)-H2609<=0,0,SUM(F2611:F2681)-H2609)","v":{"v":0,"d":"0.00"}},{"v":0,"d":"0.000"},{"$nulls":70},{"$f":"IF(H2608<=CA2610-E2681,0,H2681*H2606*H2607*J2606/(H2608*4))","v":{"$error":"#VALUE!"}},{"$f":"IF(H2608<=CB2610-E2681,0,H2681*H2606*H2607*J2606/(H2608*4))","v":{"$error":"#VALUE!"}},{"$f":"IF(H2608<=CC2610-E2681,0,H2681*H2606*H2607*J2606/(H2608*4))","v":{"$error":"#VALUE!"}},{"$f":"IF(H2608<=CD2610-E2681,0,H2681*H2606*H2607*J2606/(H2608*4))","v":{"$error":"#VALUE!"}},{"$f":"IF(H2608<=CE2610-E2681,0,H2681*H2606*H2607*J2606/(H2608*4))","v":{"$error":"#VALUE!"}},{"$f":"IF(H2608<=CF2610-E2681,0,H2681*H2606*H2607*J2606/(H2608*4))","v":{"$error":"#VALUE!"}},{"$f":"IF(H2608<=CG2610-E2681,0,H2681*H2606*H2607*J2606/(H2608*4))","v":{"$error":"#VALUE!"}},{"$f":"IF(H2608<=CH2610-E2681,0,H2681*H2606*H2607*J2606/(H2608*4))","v":{"$error":"#VALUE!"}},{"$f":"IF(H2608<=CI2610-E2681,0,H2681*H2606*H2607*J2606/(H2608*4))","v":{"$error":"#VALUE!"}},{"$f":"IF(H2608<=CJ2610-E2681,0,H2681*H2606*H2607*J2606/(H2608*4))","v":{"$error":"#VALUE!"}},{"$f":"IF(H2608<=CK2610-E2681,0,H2681*H2606*H2607*J2606/(H2608*4))","v":{"$error":"#VALUE!"}},{"$f":"IF(H2608<=CL2610-E2681,0,H2681*H2606*H2607*J2606/(H2608*4))","v":{"$error":"#VALUE!"}},{"$f":"IF(H2608<=CM2610-E2681,0,H2681*H2606*H2607*J2606/(H2608*4))","v":{"$error":"#VALUE!"}}]
[{"$nulls":4},{"v":19,"d":"19.00"},{"$f":"$DF$75","v":{"v":0,"d":"0.000"}},{"$f":"IF(SUM(F2611:F2683)-H2609<=0,0,SUM(F2611:F2683)-H2609)","v":{"v":0,"d":"0.00"}},{"v":0,"d":"0.000"},{"$nulls":72},{"$f":"IF(H2608<=CC2610-E2683,0,H2683*H2606*H2607*J2606/(H2608*4))","v":{"$error":"#VALUE!"}},{"$f":"IF(H2608<=CD2610-E2683,0,H2683*H2606*H2607*J2606/(H2608*4))","v":{"$error":"#VALUE!"}},{"$f":"IF(H2608<=CE2610-E2683,0,H2683*H2606*H2607*J2606/(H2608*4))","v":{"$error":"#VALUE!"}},{"$f":"IF(H2608<=CF2610-E2683,0,H2683*H2606*H2607*J2606/(H2608*4))","v":{"$error":"#VALUE!"}},{"$f":"IF(H2608<=CG2610-E2683,0,H2683*H2606*H2607*J2606/(H2608*4))","v":{"$error":"#VALUE!"}},{"$f":"IF(H2608<=CH2610-E2683,0,H2683*H2606*H2607*J2606/(H2608*4))","v":{"$error":"#VALUE!"}},{"$f":"IF(H2608<=CI2610-E2683,0,H2683*H2606*H2607*J2606/(H2608*4))","v":{"$error":"#VALUE!"}},{"$f":"IF(H2608<=CJ2610-E2683,0,H2683*H2606*H2607*J2606/(H2608*4))","v":{"$error":"#VALUE!"}},{"$f":"IF(H2608<=CK2610-E2683,0,H2683*H2606*H2607*J2606/(H2608*4))","v":{"$error":"#VALUE!"}},{"$f":"IF(H2608<=CL2610-E2683,0,H2683*H2606*H2607*J2606/(H2608*4))","v":{"$error":"#VALUE!"}},{"$f":"IF(H2608<=CM2610-E2683,0,H2683*H2606*H2607*J2606/(H2608*4))","v":{"$error":"#VALUE!"}},{"$f":"IF(H2608<=CN2610-E2683,0,H2683*H2606*H2607*J2606/(H2608*4))","v":{"$error":"#VALUE!"}},{"$f":"IF(H2608<=CO2610-E2683,0,H2683*H2606*H2607*J2606/(H2608*4))","v":{"$error":"#VALUE!"}}]
[{"$nulls":4},19.75,{"$f":"$DF$78","v":{"v":0,"d":"0.000"}},{"$f":"IF(SUM(F2611:F2686)-H2609<=0,0,SUM(F2611:F2686)-H2609)","v":{"v":0,"d":"0.00"}},{"v":0,"d":"0.000"},{"$nulls":75},{"$f":"IF(H2608<=CF2610-E2686,0,H2686*H2606*H2607*J2606/(H2608*4))","v":{"$error":"#VALUE!"}},{"$f":"IF(H2608<=CG2610-E2686,0,H2686*H2606*H2607*J2606/(H2608*4))","v":{"$error":"#VALUE!"}},{"$f":"IF(H2608<=CH2610-E2686,0,H2686*H2606*H2607*J2606/(H2608*4))","v":{"$error":"#VALUE!"}},{"$f":"IF(H2608<=CI2610-E2686,0,H2686*H2606*H2607*J2606/(H2608*4))","v":{"$error":"#VALUE!"}},{"$f":"IF(H2608<=CJ2610-E2686,0,H2686*H2606*H2607*J2606/(H2608*4))","v":{"$error":"#VALUE!"}},{"$f":"IF(H2608<=CK2610-E2686,0,H2686*H2606*H2607*J2606/(H2608*4))","v":{"$error":"#VALUE!"}},{"$f":"IF(H2608<=CL2610-E2686,0,H2686*H2606*H2607*J2606/(H2608*4))","v":{"$error":"#VALUE!"}},{"$f":"IF(H2608<=CM2610-E2686,0,H2686*H2606*H2607*J2606/(H2608*4))","v":{"$error":"#VALUE!"}},{"$f":"IF(H2608<=CN2610-E2686,0,H2686*H2606*H2607*J2606/(H2608*4))","v":{"$error":"#VALUE!"}},{"$f":"IF(H2608<=CO2610-E2686,0,H2686*H2606*H2607*J2606/(H2608*4))","v":{"$error":"#VALUE!"}},{"$f":"IF(H2608<=CP2610-E2686,0,H2686*H2606*H2607*J2606/(H2608*4))","v":{"$error":"#VALUE!"}},{"$f":"IF(H2608<=CQ2610-E2686,0,H2686*H2606*H2607*J2606/(H2608*4))","v":{"$error":"#VALUE!"}},{"$f":"IF(H2608<=CR2610-E2686,0,H2686*H2606*H2607*J2606/(H2608*4))","v":{"$error":"#VALUE!"}}]
[{"$nulls":4},{"v":20,"d":"20.00"},{"$f":"$DF$79","v":{"v":0,"d":"0.000"}},{"$f":"IF(SUM(F2611:F2687)-H2609<=0,0,SUM(F2611:F2687)-H2609)","v":{"v":0,"d":"0.00"}},{"v":0,"d":"0.000"},{"$nulls":76},{"$f":"IF(H2608<=CG2610-E2687,0,H2687*H2606*H2607*J2606/(H2608*4))","v":{"$error":"#VALUE!"}},{"$f":"IF(H2608<=CH2610-E2687,0,H2687*H2606*H2607*J2606/(H2608*4))","v":{"$error":"#VALUE!"}},{"$f":"IF(H2608<=CI2610-E2687,0,H2687*H2606*H2607*J2606/(H2608*4))","v":{"$error":"#VALUE!"}},{"$f":"IF(H2608<=CJ2610-E2687,0,H2687*H2606*H2607*J2606/(H2608*4))","v":{"$error":"#VALUE!"}},{"$f":"IF(H2608<=CK2610-E2687,0,H2687*H2606*H2607*J2606/(H2608*4))","v":{"$error":"#VALUE!"}},{"$f":"IF(H2608<=CL2610-E2687,0,H2687*H2606*H2607*J2606/(H2608*4))","v":{"$error":"#VALUE!"}},{"$f":"IF(H2608<=CM2610-E2687,0,H2687*H2606*H2607*J2606/(H2608*4))","v":{"$error":"#VALUE!"}},{"$f":"IF(H2608<=CN2610-E2687,0,H2687*H2606*H2607*J2606/(H2608*4))","v":{"$error":"#VALUE!"}},{"$f":"IF(H2608<=CO2610-E2687,0,H2687*H2606*H2607*J2606/(H2608*4))","v":{"$error":"#VALUE!"}},{"$f":"IF(H2608<=CP2610-E2687,0,H2687*H2606*H2607*J2606/(H2608*4))","v":{"$error":"#VALUE!"}},{"$f":"IF(H2608<=CQ2610-E2687,0,H2687*H2606*H2607*J2606/(H2608*4))","v":{"$error":"#VALUE!"}},{"$f":"IF(H2608<=CR2610-E2687,0,H2687*H2606*H2607*J2606/(H2608*4))","v":{"$error":"#VALUE!"}},{"$f":"IF(H2608<=CS2610-E2687,0,H2687*H2606*H2607*J2606/(H2608*4))","v":{"$error":"#VALUE!"}}]
[{"$nulls":4},{"v":20.5,"d":"20.50"},{"$f":"$DF$81","v":{"v":0,"d":"0.000"}},{"$f":"IF(SUM(F2611:F2689)-H2609<=0,0,SUM(F2611:F2689)-H2609)","v":{"v":0,"d":"0.00"}},{"v":0,"d":"0.000"},{"$nulls":78},{"$f":"IF(H2608<=CI2610-E2689,0,H2689*H2606*H2607*J2606/(H2608*4))","v":{"$error":"#VALUE!"}},{"$f":"IF(H2608<=CJ2610-E2689,0,H2689*H2606*H2607*J2606/(H2608*4))","v":{"$error":"#VALUE!"}},{"$f":"IF(H2608<=CK2610-E2689,0,H2689*H2606*H2607*J2606/(H2608*4))","v":{"$error":"#VALUE!"}},{"$f":"IF(H2608<=CL2610-E2689,0,H2689*H2606*H2607*J2606/(H2608*4))","v":{"$error":"#VALUE!"}},{"$f":"IF(H2608<=CM2610-E2689,0,H2689*H2606*H2607*J2606/(H2608*4))","v":{"$error":"#VALUE!"}},{"$f":"IF(H2608<=CN2610-E2689,0,H2689*H2606*H2607*J2606/(H2608*4))","v":{"$error":"#VALUE!"}},{"$f":"IF(H2608<=CO2610-E2689,0,H2689*H2606*H2607*J2606/(H2608*4))","v":{"$error":"#VALUE!"}},{"$f":"IF(H2608<=CP2610-E2689,0,H2689*H2606*H2607*J2606/(H2608*4))","v":{"$error":"#VALUE!"}},{"$f":"IF(H2608<=CQ2610-E2689,0,H2689*H2606*H2607*J2606/(H2608*4))","v":{"$error":"#VALUE!"}},{"$f":"IF(H2608<=CR2610-E2689,0,H2689*H2606*H2607*J2606/(H2608*4))","v":{"$error":"#VALUE!"}},{"$f":"IF(H2608<=CS2610-E2689,0,H2689*H2606*H2607*J2606/(H2608*4))","v":{"$error":"#VALUE!"}},{"$f":"IF(H2608<=CT2610-E2689,0,H2689*H2606*H2607*J2606/(H2608*4))","v":{"$error":"#VALUE!"}},{"$f":"IF(H2608<=CU2610-E2689,0,H2689*H2606*H2607*J2606/(H2608*4))","v":{"$error":"#VALUE!"}}]
[{"$nulls":4},21.25,{"$f":"$DF$84","v":{"v":0,"d":"0.000"}},{"$f":"IF(SUM(F2611:F2692)-H2609<=0,0,SUM(F2611:F2692)-H2609)","v":{"v":0,"d":"0.00"}},{"v":0,"d":"0.000"},{"$nulls":81},{"$f":"IF(H2608<=CL2610-E2692,0,H2692*H2606*H2607*J2606/(H2608*4))","v":{"$error":"#VALUE!"}},{"$f":"IF(H2608<=CM2610-E2692,0,H2692*H2606*H2607*J2606/(H2608*4))","v":{"$error":"#VALUE!"}},{"$f":"IF(H2608<=CN2610-E2692,0,H2692*H2606*H2607*J2606/(H2608*4))","v":{"$error":"#VALUE!"}},{"$f":"IF(H2608<=CO2610-E2692,0,H2692*H2606*H2607*J2606/(H2608*4))","v":{"$error":"#VALUE!"}},{"$f":"IF(H2608<=CP2610-E2692,0,H2692*H2606*H2607*J2606/(H2608*4))","v":{"$error":"#VALUE!"}},{"$f":"IF(H2608<=CQ2610-E2692,0,H2692*H2606*H2607*J2606/(H2608*4))","v":{"$error":"#VALUE!"}},{"$f":"IF(H2608<=CR2610-E2692,0,H2692*H2606*H2607*J2606/(H2608*4))","v":{"$error":"#VALUE!"}},{"$f":"IF(H2608<=CS2610-E2692,0,H2692*H2606*H2607*J2606/(H2608*4))","v":{"$error":"#VALUE!"}},{"$f":"IF(H2608<=CT2610-E2692,0,H2692*H2606*H2607*J2606/(H2608*4))","v":{"$error":"#VALUE!"}},{"$f":"IF(H2608<=CU2610-E2692,0,H2692*H2606*H2607*J2606/(H2608*4))","v":{"$error":"#VALUE!"}},{"$f":"IF(H2608<=CV2610-E2692,0,H2692*H2606*H2607*J2606/(H2608*4))","v":{"$error":"#VALUE!"}},{"$f":"IF(H2608<=CW2610-E2692,0,H2692*H2606*H2607*J2606/(H2608*4))","v":{"$error":"#VALUE!"}},{"$f":"IF(H2608<=CX2610-E2692,0,H2692*H2606*H2607*J2606/(H2608*4))","v":{"$error":"#VALUE!"}}]
[{"$nulls":4},{"v":22,"d":"22.00"},{"$f":"$DF$87","v":{"v":0,"d":"0.000"}},{"$f":"IF(SUM(F2611:F2695)-H2609<=0,0,SUM(F2611:F2695)-H2609)","v":{"v":0,"d":"0.00"}},{"v":0,"d":"0.000"},{"$nulls":84},{"$f":"IF(H2608<=CO2610-E2695,0,H2695*H2606*H2607*J2606/(H2608*4))","v":{"$error":"#VALUE!"}},{"$f":"IF(H2608<=CP2610-E2695,0,H2695*H2606*H2607*J2606/(H2608*4))","v":{"$error":"#VALUE!"}},{"$f":"IF(H2608<=CQ2610-E2695,0,H2695*H2606*H2607*J2606/(H2608*4))","v":{"$error":"#VALUE!"}},{"$f":"IF(H2608<=CR2610-E2695,0,H2695*H2606*H2607*J2606/(H2608*4))","v":{"$error":"#VALUE!"}},{"$f":"IF(H2608<=CS2610-E2695,0,H2695*H2606*H2607*J2606/(H2608*4))","v":{"$error":"#VALUE!"}},{"$f":"IF(H2608<=CT2610-E2695,0,H2695*H2606*H2607*J2606/(H2608*4))","v":{"$error":"#VALUE!"}},{"$f":"IF(H2608<=CU2610-E2695,0,H2695*H2606*H2607*J2606/(H2608*4))","v":{"$error":"#VALUE!"}},{"$f":"IF(H2608<=CV2610-E2695,0,H2695*H2606*H2607*J2606/(H2608*4))","v":{"$error":"#VALUE!"}},{"$f":"IF(H2608<=CW2610-E2695,0,H2695*H2606*H2607*J2606/(H2608*4))","v":{"$error":"#VALUE!"}},{"$f":"IF(H2608<=CX2610-E2695,0,H2695*H2606*H2607*J2606/(H2608*4))","v":{"$error":"#VALUE!"}},{"$f":"IF(H2608<=CY2610-E2695,0,H2695*H2606*H2607*J2606/(H2608*4))","v":{"$error":"#VALUE!"}},{"$f":"IF(H2608<=CZ2610-E2695,0,H2695*H2606*H2607*J2606/(H2608*4))","v":{"$error":"#VALUE!"}}]
[{"$nulls":4},{"v":22.5,"d":"22.50"},{"$f":"$DF$89","v":{"v":0,"d":"0.000"}},{"$f":"IF(SUM(F2611:F2697)-H2609<=0,0,SUM(F2611:F2697)-H2609)","v":{"v":0,"d":"0.00"}},{"v":0,"d":"0.000"},{"$nulls":86},{"$f":"IF(H2608<=CQ2610-E2697,0,H2697*H2606*H2607*J2606/(H2608*4))","v":{"$error":"#VALUE!"}},{"$f":"IF(H2608<=CR2610-E2697,0,H2697*H2606*H2607*J2606/(H2608*4))","v":{"$error":"#VALUE!"}},{"$f":"IF(H2608<=CS2610-E2697,0,H2697*H2606*H2607*J2606/(H2608*4))","v":{"$error":"#VALUE!"}},{"$f":"IF(H2608<=CT2610-E2697,0,H2697*H2606*H2607*J2606/(H2608*4))","v":{"$error":"#VALUE!"}},{"$f":"IF(H2608<=CU2610-E2697,0,H2697*H2606*H2607*J2606/(H2608*4))","v":{"$error":"#VALUE!"}},{"$f":"IF(H2608<=CV2610-E2697,0,H2697*H2606*H2607*J2606/(H2608*4))","v":{"$error":"#VALUE!"}},{"$f":"IF(H2608<=CW2610-E2697,0,H2697*H2606*H2607*J2606/(H2608*4))","v":{"$error":"#VALUE!"}},{"$f":"IF(H2608<=CX2610-E2697,0,H2697*H2606*H2607*J2606/(H2608*4))","v":{"$error":"#VALUE!"}},{"$f":"IF(H2608<=CY2610-E2697,0,H2697*H2606*H2607*J2606/(H2608*4))","v":{"$error":"#VALUE!"}},{"$f":"IF(H2608<=CZ2610-E2697,0,H2697*H2606*H2607*J2606/(H2608*4))","v":{"$error":"#VALUE!"}}]
[{"$nulls":4},23.25,{"$f":"$DF$92","v":{"v":0,"d":"0.000"}},{"$f":"IF(SUM(F2611:F2700)-H2609<=0,0,SUM(F2611:F2700)-H2609)","v":{"v":0,"d":"0.00"}},{"v":0,"d":"0.000"},{"$nulls":89},{"$f":"IF(H2608<=CT2610-E2700,0,H2700*H2606*H2607*J2606/(H2608*4))","v":{"$error":"#VALUE!"}},{"$f":"IF(H2608<=CU2610-E2700,0,H2700*H2606*H2607*J2606/(H2608*4))","v":{"$error":"#VALUE!"}},{"$f":"IF(H2608<=CV2610-E2700,0,H2700*H2606*H2607*J2606/(H2608*4))","v":{"$error":"#VALUE!"}},{"$f":"IF(H2608<=CW2610-E2700,0,H2700*H2606*H2607*J2606/(H2608*4))","v":{"$error":"#VALUE!"}},{"$f":"IF(H2608<=CX2610-E2700,0,H2700*H2606*H2607*J2606/(H2608*4))","v":{"$error":"#VALUE!"}},{"$f":"IF(H2608<=CY2610-E2700,0,H2700*H2606*H2607*J2606/(H2608*4))","v":{"$error":"#VALUE!"}},{"$f":"IF(H2608<=CZ2610-E2700,0,H2700*H2606*H2607*J2606/(H2608*4))","v":{"$error":"#VALUE!"}}]
[{"$nulls":4},{"v":23.5,"d":"23.50"},{"$f":"$DF$93","v":{"v":0,"d":"0.000"}},{"$f":"IF(SUM(F2611:F2701)-H2609<=0,0,SUM(F2611:F2701)-H2609)","v":{"v":0,"d":"0.00"}},{"v":0,"d":"0.000"},{"$nulls":90},{"$f":"IF(H2608<=CU2610-E2701,0,H2701*H2606*H2607*J2606/(H2608*4))","v":{"$error":"#VALUE!"}},{"$f":"IF(H2608<=CV2610-E2701,0,H2701*H2606*H2607*J2606/(H2608*4))","v":{"$error":"#VALUE!"}},{"$f":"IF(H2608<=CW2610-E2701,0,H2701*H2606*H2607*J2606/(H2608*4))","v":{"$error":"#VALUE!"}},{"$f":"IF(H2608<=CX2610-E2701,0,H2701*H2606*H2607*J2606/(H2608*4))","v":{"$error":"#VALUE!"}},{"$f":"IF(H2608<=CY2610-E2701,0,H2701*H2606*H2607*J2606/(H2608*4))","v":{"$error":"#VALUE!"}},{"$f":"IF(H2608<=CZ2610-E2701,0,H2701*H2606*H2607*J2606/(H2608*4))","v":{"$error":"#VALUE!"}}]
[{"$nulls":4},{"v":24.5,"d":"24.50"},{"$f":"$DF$97","v":{"v":0,"d":"0.000"}},{"$f":"IF(SUM(F2611:F2705)-H2609<=0,0,SUM(F2611:F2705)-H2609)","v":{"v":0,"d":"0.00"}},{"v":0,"d":"0.000"},{"$nulls":94},{"$f":"IF(H2608<=CY2610-E2705,0,H2705*H2606*H2607*J2606/(H2608*4))","v":{"$error":"#VALUE!"}},{"$f":"IF(H2608<=CZ2610-E2705,0,H2705*H2606*H2607*J2606/(H2608*4))","v":{"$error":"#VALUE!"}}]
[{"$nulls":4},24.75,{"$f":"$DF$98","v":{"v":0,"d":"0.000"}},{"$f":"IF(SUM(F2611:F2706)-H2609<=0,0,SUM(F2611:F2706)-H2609)","v":{"v":0,"d":"0.00"}},{"v":0,"d":"0.000"},{"$nulls":95},{"$f":"IF(H2608<=CZ2610-E2706,0,H2706*H2606*H2607*J2606/(H2608*4))","v":{"$error":"#VALUE!"}}]
[{"$f":"CONCATENATE(H2605,C2709)","v":"CSO 02112b."},"12. Green Infrastructure Reductions","12b.","Total GI capacity (MG). ",null,null,{"$f":"C2709","v":"12b."},{"$f":"IF(HLOOKUP(H2605,'4 - CSO VOLUME'!$E$9:$AS$33,13,FALSE)=\"\",0,HLOOKUP(H2605,'4 - CSO VOLUME'!$E$9:$AS$33,13,FALSE))","v":{"v":0,"d":"0.00"}}]
[{"$f":"CONCATENATE(H2605,C2710)","v":"CSO 02112c."},null,"12c.","Stormwater runoff (MG). Line 11a.",null,null,{"$f":"C2710","v":"12c."},null,{"$f":"I2708","v":{"$error":"#VALUE!"}},{"$f":"J2708","v":{"$error":"#VALUE!"}},{"$error":"#VALUE!"},{"$error":"#VALUE!"},{"$error":"#VALUE!"},{"$error":"#VALUE!"},{"$error":"#VALUE!"},{"$error":"#VALUE!"},{"$error":"#VALUE!"},{"$error":"#VALUE!"},{"$error":"#VALUE!"},{"$error":"#VALUE!"},{"$error":"#VALUE!"},{"$error":"#VALUE!"},{"$error":"#VALUE!"},{"$error":"#VALUE!"},{"$error":"#VALUE!"},{"$error":"#VALUE!"},{"$error":"#VALUE!"},{"$error":"#VALUE!"},{"$error":"#VALUE!"},{"$error":"#VALUE!"},{"$error":"#VALUE!"},{"$error":"#VALUE!"},{"$error":"#VALUE!"},{"$error":"#VALUE!"},{"$error":"#VALUE!"},{"$error":"#VALUE!"},{"$error":"#VALUE!"},{"$error":"#VALUE!"},{"$error":"#VALUE!"},{"$error":"#VALUE!"},{"$error":"#VALUE!"},{"$error":"#VALUE!"},{"$error":"#VALUE!"},{"$error":"#VALUE!"},{"$error":"#VALUE!"},{"$error":"#VALUE!"},{"$error":"#VALUE!"},{"$error":"#VALUE!"},{"$error":"#VALUE!"},{"$error":"#VALUE!"},{"$error":"#VALUE!"},{"$error":"#VALUE!"},{"$error":"#VALUE!"},{"$error":"#VALUE!"},{"$error":"#VALUE!"},{"$error":"#VALUE!"},{"$error":"#VALUE!"},{"$error":"#VALUE!"},{"$error":"#VALUE!"},{"$error":"#VALUE!"},{"$error":"#VALUE!"},{"$error":"#VALUE!"},{"$error":"#VALUE!"},{"$error":"#VALUE!"},{"$error":"#VALUE!"},{"$error":"#VALUE!"},{"$error":"#VALUE!"},{"$error":"#VALUE!"},{"$error":"#VALUE!"},{"$error":"#VALUE!"},{"$error":"#VALUE!"},{"$error":"#VALUE!"},{"$error":"#VALUE!"},{"$f":"BV2708","v":{"$error":"#VALUE!"}},{"$error":"#VALUE!"},{"$error":"#VALUE!"},{"$error":"#VALUE!"},{"$error":"#VALUE!"},{"$error":"#VALUE!"},{"$error":"#VALUE!"},{"$error":"#VALUE!"},{"$error":"#VALUE!"},{"$error":"#VALUE!"},{"$error":"#VALUE!"},{"$error":"#VALUE!"},{"$error":"#VALUE!"},{"$error":"#VALUE!"},{"$error":"#VALUE!"},{"$error":"#VALUE!"},{"$error":"#VALUE!"},{"$error":"#VALUE!"},{"$error":"#VALUE!"},{"$error":"#VALUE!"},{"$error":"#VALUE!"},{"$error":"#VALUE!"},{"$error":"#VALUE!"},{"$error":"#VALUE!"},{"$error":"#VALUE!"},{"$error":"#VALUE!"},{"$error":"#VALUE!"},{"$error":"#VALUE!"},{"$error":"#VALUE!"},{"$error":"#VALUE!"},{"$error":"#VALUE!"},{"$f":"SUM(I2710:CZ2710)","v":{"$error":"#VALUE!"}}]
[{"$f":"CONCATENATE(H2605,C2714)","v":"CSO 02113b."},null,"13b.","Dry weather flow rate (MGD). ",null,null,{"$f":"C2714","v":"13b."},{"$f":"HLOOKUP(H2605,'4 - CSO VOLUME'!$E$9:$AS$33,17,FALSE)","v":{"v":0,"d":"0.00"}},{"$f":"$H2714/(4*24)","v":{"v":0,"d":"0.000"}},{"$f":"$H2714/(4*24)","v":{"v":0,"d":"0.000"}},{"v":0,"d":"0.000"},{"v":0,"d":"0.000"},{"v":0,"d":"0.000"},{"v":0,"d":"0.000"},{"v":0,"d":"0.000"},{"v":0,"d":"0.000"},{"v":0,"d":"0.000"},{"v":0,"d":"0.000"},{"v":0,"d":"0.000"},{"v":0,"d":"0.000"},{"v":0,"d":"0.000"},{"v":0,"d":"0.000"},{"v":0,"d":"0.000"},{"v":0,"d":"0.000"},{"v":0,"d":"0.000"},{"v":0,"d":"0.000"},{"v":0,"d":"0.000"},{"v":0,"d":"0.000"},{"v":0,"d":"0.000"},{"v":0,"d":"0.000"},{"v":0,"d":"0.000"},{"v":0,"d":"0.000"},{"v":0,"d":"0.000"},{"v":0,"d":"0.000"},{"v":0,"d":"0.000"},{"v":0,"d":"0.000"},{"v":0,"d":"0.000"},{"v":0,"d":"0.000"},{"v":0,"d":"0.000"},{"v":0,"d":"0.000"},{"v":0,"d":"0.000"},{"v":0,"d":"0.000"},{"v":0,"d":"0.000"},{"v":0,"d":"0.000"},{"v":0,"d":"0.000"},{"v":0,"d":"0.000"},{"v":0,"d":"0.000"},{"v":0,"d":"0.000"},{"v":0,"d":"0.000"},{"v":0,"d":"0.000"},{"v":0,"d":"0.000"},{"v":0,"d":"0.000"},{"v":0,"d":"0.000"},{"v":0,"d":"0.000"},{"v":0,"d":"0.000"},{"v":0,"d":"0.000"},{"v":0,"d":"0.000"},{"v":0,"d":"0.000"},{"v":0,"d":"0.000"},{"v":0,"d":"0.000"},{"v":0,"d":"0.000"},{"v":0,"d":"0.000"},{"v":0,"d":"0.000"},{"v":0,"d":"0.000"},{"v":0,"d":"0.000"},{"v":0,"d":"0.000"},{"v":0,"d":"0.000"},{"v":0,"d":"0.000"},{"v":0,"d":"0.000"},{"v":0,"d":"0.000"},{"v":0,"d":"0.000"},{"v":0,"d":"0.000"},{"v":0,"d":"0.000"},{"$f":"$H2714/(4*24)","v":{"v":0,"d":"0.000"}},{"v":0,"d":"0.000"},{"v":0,"d":"0.000"},{"v":0,"d":"0.000"},{"v":0,"d":"0.000"},{"v":0,"d":"0.000"},{"v":0,"d":"0.000"},{"v":0,"d":"0.000"},{"v":0,"d":"0.000"},{"v":0,"d":"0.000"},{"v":0,"d":"0.000"},{"v":0,"d":"0.000"},{"v":0,"d":"0.000"},{"v":0,"d":"0.000"},{"v":0,"d":"0.000"},{"v":0,"d":"0.000"},{"v":0,"d":"0.000"},{"v":0,"d":"0.000"},{"v":0,"d":"0.000"},{"v":0,"d":"0.000"},{"v":0,"d":"0.000"},{"v":0,"d":"0.000"},{"v":0,"d":"0.000"},{"v":0,"d":"0.000"},{"v":0,"d":"0.000"},{"v":0,"d":"0.000"},{"v":0,"d":"0.000"},{"v":0,"d":"0.000"},{"v":0,"d":"0.000"},{"v":0,"d":"0.000"},{"v":0,"d":"0.000"}]
[{"$f":"CONCATENATE(H2605,C2715)","v":"CSO 02113c."},null,"13c.","Stormwater runoff after GI saturation plus dry weather flow (MG). Add Line 13b to Line 12d.",null,null,{"$f":"C2715","v":"13c."},null,{"$f":"I2714+I2712","v":{"$error":"#VALUE!"}},{"$f":"J2714+J2712","v":{"$error":"#VALUE!"}},{"$error":"#VALUE!"},{"$error":"#VALUE!"},{"$error":"#VALUE!"},{"$error":"#VALUE!"},{"$error":"#VALUE!"},{"$error":"#VALUE!"},{"$error":"#VALUE!"},{"$error":"#VALUE!"},{"$error":"#VALUE!"},{"$error":"#VALUE!"},{"$error":"#VALUE!"},{"$error":"#VALUE!"},{"$error":"#VALUE!"},{"$error":"#VALUE!"},{"$error":"#VALUE!"},{"$error":"#VALUE!"},{"$error":"#VALUE!"},{"$error":"#VALUE!"},{"$error":"#VALUE!"},{"$error":"#VALUE!"},{"$error":"#VALUE!"},{"$error":"#VALUE!"},{"$error":"#VALUE!"},{"$error":"#VALUE!"},{"$error":"#VALUE!"},{"$error":"#VALUE!"},{"$error":"#VALUE!"},{"$error":"#VALUE!"},{"$error":"#VALUE!"},{"$error":"#VALUE!"},{"$error":"#VALUE!"},{"$error":"#VALUE!"},{"$error":"#VALUE!"},{"$error":"#VALUE!"},{"$error":"#VALUE!"},{"$error":"#VALUE!"},{"$error":"#VALUE!"},{"$error":"#VALUE!"},{"$error":"#VALUE!"},{"$error":"#VALUE!"},{"$error":"#VALUE!"},{"$error":"#VALUE!"},{"$error":"#VALUE!"},{"$error":"#VALUE!"},{"$error":"#VALUE!"},{"$error":"#VALUE!"},{"$error":"#VALUE!"},{"$error":"#VALUE!"},{"$error":"#VALUE!"},{"$error":"#VALUE!"},{"$error":"#VALUE!"},{"$error":"#VALUE!"},{"$error":"#VALUE!"},{"$error":"#VALUE!"},{"$error":"#VALUE!"},{"$error":"#VALUE!"},{"$error":"#VALUE!"},{"$error":"#VALUE!"},{"$error":"#VALUE!"},{"$error":"#VALUE!"},{"$error":"#VALUE!"},{"$error":"#VALUE!"},{"$error":"#VALUE!"},{"$f":"BV2714+BV2712","v":{"$error":"#VALUE!"}},{"$error":"#VALUE!"},{"$error":"#VALUE!"},{"$error":"#VALUE!"},{"$error":"#VALUE!"},{"$error":"#VALUE!"},{"$error":"#VALUE!"},{"$error":"#VALUE!"},{"$error":"#VALUE!"},{"$error":"#VALUE!"},{"$error":"#VALUE!"},{"$error":"#VALUE!"},{"$error":"#VALUE!"},{"$error":"#VALUE!"},{"$error":"#VALUE!"},{"$error":"#VALUE!"},{"$error":"#VALUE!"},{"$error":"#VALUE!"},{"$error":"#VALUE!"},{"$error":"#VALUE!"},{"$error":"#VALUE!"},{"$error":"#VALUE!"},{"$error":"#VALUE!"},{"$error":"#VALUE!"},{"$error":"#VALUE!"},{"$error":"#VALUE!"},{"$error":"#VALUE!"},{"$error":"#VALUE!"},{"$error":"#VALUE!"},{"$error":"#VALUE!"},{"$error":"#VALUE!"},{"$f":"SUM(I2715:CZ2715)","v":{"$error":"#VALUE!"}}]
[{"$f":"CONCATENATE(H2605,C2718)","v":"CSO 02114a."},"14. CSO Flows","14a.","CSO hydraulic control capacity (MGD). ",null,null,"14a.",{"$f":"HLOOKUP(H2605,'4 - CSO VOLUME'!$E$9:$AS$33,20,FALSE)","v":""}]
[{"$f":"CONCATENATE(H2605,C2720)","v":"CSO 02114c."},null,"14c.","CSO treatment capacity (MGD). Line 7c.",null,null,"14c.",{"$f":"HLOOKUP(H2605,'4 - CSO VOLUME'!$E$9:$AS$33,22,FALSE)","v":""}]
[{"$f":"CONCATENATE(H2605,C2723)","v":"CSO 02114f."},null,"14f.","Combined sewage diverted to WWTP (MG). Subtract Line 14b from Line 13d at hourly increments.",null,null,"14f.",null,{"$f":"I2717-I2719","v":{"$error":"#VALUE!"}},{"$f":"J2717-J2719","v":{"$error":"#VALUE!"}},{"$error":"#VALUE!"},{"$error":"#VALUE!"},{"$error":"#VALUE!"},{"$error":"#VALUE!"},{"$error":"#VALUE!"},{"$error":"#VALUE!"},{"$error":"#VALUE!"},{"$error":"#VALUE!"},{"$error":"#VALUE!"},{"$error":"#VALUE!"},{"$error":"#VALUE!"},{"$error":"#VALUE!"},{"$error":"#VALUE!"},{"$error":"#VALUE!"},{"$error":"#VALUE!"},{"$error":"#VALUE!"},{"$error":"#VALUE!"},{"$error":"#VALUE!"},{"$error":"#VALUE!"},{"$error":"#VALUE!"},{"$error":"#VALUE!"},{"$error":"#VALUE!"},{"$error":"#VALUE!"},{"$error":"#VALUE!"},{"$error":"#VALUE!"},{"$error":"#VALUE!"},{"$error":"#VALUE!"},{"$error":"#VALUE!"},{"$error":"#VALUE!"},{"$error":"#VALUE!"},{"$error":"#VALUE!"},{"$error":"#VALUE!"},{"$error":"#VALUE!"},{"$error":"#VALUE!"},{"$error":"#VALUE!"},{"$error":"#VALUE!"},{"$error":"#VALUE!"},{"$error":"#VALUE!"},{"$error":"#VALUE!"},{"$error":"#VALUE!"},{"$error":"#VALUE!"},{"$error":"#VALUE!"},{"$error":"#VALUE!"},{"$error":"#VALUE!"},{"$error":"#VALUE!"},{"$error":"#VALUE!"},{"$error":"#VALUE!"},{"$error":"#VALUE!"},{"$error":"#VALUE!"},{"$error":"#VALUE!"},{"$error":"#VALUE!"},{"$error":"#VALUE!"},{"$error":"#VALUE!"},{"$error":"#VALUE!"},{"$error":"#VALUE!"},{"$error":"#VALUE!"},{"$error":"#VALUE!"},{"$error":"#VALUE!"},{"$error":"#VALUE!"},{"$error":"#VALUE!"},{"$error":"#VALUE!"},{"$error":"#VALUE!"},{"$error":"#VALUE!"},{"$f":"BV2717-BV2719","v":{"$error":"#VALUE!"}},{"$error":"#VALUE!"},{"$error":"#VALUE!"},{"$error":"#VALUE!"},{"$error":"#VALUE!"},{"$error":"#VALUE!"},{"$error":"#VALUE!"},{"$error":"#VALUE!"},{"$error":"#VALUE!"},{"$error":"#VALUE!"},{"$error":"#VALUE!"},{"$error":"#VALUE!"},{"$error":"#VALUE!"},{"$error":"#VALUE!"},{"$error":"#VALUE!"},{"$error":"#VALUE!"},{"$error":"#VALUE!"},{"$error":"#VALUE!"},{"$error":"#VALUE!"},{"$error":"#VALUE!"},{"$error":"#VALUE!"},{"$error":"#VALUE!"},{"$error":"#VALUE!"},{"$error":"#VALUE!"},{"$error":"#VALUE!"},{"$error":"#VALUE!"},{"$error":"#VALUE!"},{"$error":"#VALUE!"},{"$error":"#VALUE!"},{"$error":"#VALUE!"},{"$error":"#VALUE!"},{"$f":"SUM(I2723:CZ2723)","v":{"$error":"#VALUE!"}}]
[{"$nulls":7},{"$f":"A24","v":"CSO 022"}]
[{"$nulls":6},"ISA:",{"$f":"HLOOKUP(H2726,'2 - CSO INPUT'!$E$9:$AS$19,7,FALSE)","v":{"v":0,"d":"0%"}}]
[{"$nulls":6},"TOC (hr);",{"$f":"HLOOKUP(H2726,'3 - Tc & RAINFALL'!$E$9:$AS$17,6,FALSE)","v":""}]
[{"$nulls":4},"hour","P (in)","P_cum (in)","P_mod (in)",1,1.25,{"v":1.5,"d":"1.50"},1.75,{"v":2,"d":"2.00"},2.25,{"v":2.5,"d":"2.50"},2.75,{"v":3,"d":"3.00"},3.25,{"v":3.5,"d":"3.50"},3.75,{"v":4,"d":"4.00"},4.25,{"v":4.5,"d":"4.50"},4.75,{"v":5,"d":"5.00"},5.25,{"v":5.5,"d":"5.50"},5.75,{"v":6,"d":"6.00"},6.25,{"v":6.5,"d":"6.50"},6.75,{"v":7,"d":"7.00"},7.25,{"v":7.5,"d":"7.50"},7.75,{"v":8,"d":"8.00"},8.25,{"v":8.5,"d":"8.50"},8.75,{"v":9,"d":"9.00"},9.25,{"v":9.5,"d":"9.50"},9.75,{"v":10,"d":"10.00"},10.25,{"v":10.5,"d":"10.50"},10.75,{"v":11,"d":"11.00"},11.25,{"v":11.5,"d":"11.50"},11.75,{"v":12,"d":"12.00"},12.25,{"v":12.5,"d":"12.50"},12.75,{"v":13,"d":"13.00"},13.25,{"v":13.5,"d":"13.50"},13.75,{"v":14,"d":"14.00"},14.25,{"v":14.5,"d":"14.50"},14.75,{"v":15,"d":"15.00"},15.25,{"v":15.5,"d":"15.50"},15.75,{"v":16,"d":"16.00"},16.25,{"v":16.5,"d":"16.50"},16.75,{"v":17,"d":"17.00"},17.25,{"v":17.5,"d":"17.50"},17.75,{"v":18,"d":"18.00"},18.25,{"v":18.5,"d":"18.50"},18.75,{"v":19,"d":"19.00"},19.25,{"v":19.5,"d":"19.50"},19.75,{"v":20,"d":"20.00"},20.25,{"v":20.5,"d":"20.50"},20.75,{"v":21,"d":"21.00"},21.25,{"v":21.5,"d":"21.50"},21.75,{"v":22,"d":"22.00"},22.25,{"v":22.5,"d":"22.50"},22.75,{"v":23,"d":"23.00"},23.25,{"v":23.5,"d":"23.50"},23.75,{"v":24,"d":"24.00"},24.25,{"v":24.5,"d":"24.50"},24.75]
[{"$nulls":4},{"v":1.5,"d":"1.50"},{"$f":"$DF$5","v":{"v":0,"d":"0.000"}},{"$f":"IF(SUM(F2732:F2734)-H2730<=0,0,SUM(F2732:F2734)-H2730)","v":{"v":0,"d":"0.00"}},{"$f":"G2734-G2733","v":{"v":0,"d":"0.000"}},null,null,{"$f":"IF(H2729<=K2731-E2734,0,H2734*H2727*H2728*J2727/(H2729*4))","v":{"$error":"#VALUE!"}},{"$f":"IF(H2729<=L2731-E2734,0,H2734*H2727*H2728*J2727/(H2729*4))","v":{"$error":"#VALUE!"}},{"$f":"IF(H2729<=M2731-E2734,0,H2734*H2727*H2728*J2727/(H2729*4))","v":{"$error":"#VALUE!"}},{"$f":"IF(H2729<=N2731-E2734,0,H2734*H2727*H2728*J2727/(H2729*4))","v":{"$error":"#VALUE!"}},{"$f":"IF(H2729<=O2731-E2734,0,H2734*H2727*H2728*J2727/(H2729*4))","v":{"$error":"#VALUE!"}},{"$f":"IF(H2729<=P2731-E2734,0,H2734*H2727*H2728*J2727/(H2729*4))","v":{"$error":"#VALUE!"}},{"$f":"IF(H2729<=Q2731-E2734,0,H2734*H2727*H2728*J2727/(H2729*4))","v":{"$error":"#VALUE!"}},{"$f":"IF(H2729<=R2731-E2734,0,H2734*H2727*H2728*J2727/(H2729*4))","v":{"$error":"#VALUE!"}},{"$f":"IF(H2729<=S2731-E2734,0,H2734*H2727*H2728*J2727/(H2729*4))","v":{"$error":"#VALUE!"}},{"$f":"IF(H2729<=T2731-E2734,0,H2734*H2727*H2728*J2727/(H2729*4))","v":{"$error":"#VALUE!"}},{"$f":"IF(H2729<=U2731-E2734,0,H2734*H2727*H2728*J2727/(H2729*4))","v":{"$error":"#VALUE!"}},{"$f":"IF(H2729<=V2731-E2734,0,H2734*H2727*H2728*J2727/(H2729*4))","v":{"$error":"#VALUE!"}},{"$f":"IF(H2729<=W2731-E2734,0,H2734*H2727*H2728*J2727/(H2729*4))","v":{"$error":"#VALUE!"}}]
[{"$nulls":4},2.25,{"$f":"$DF$8","v":{"v":0,"d":"0.000"}},{"$f":"IF(SUM(F2732:F2737)-H2730<=0,0,SUM(F2732:F2737)-H2730)","v":{"v":0,"d":"0.00"}},{"v":0,"d":"0.000"},{"$nulls":5},{"$f":"IF(H2729<=N2731-E2737,0,H2737*H2727*H2728*J2727/(H2729*4))","v":{"$error":"#VALUE!"}},{"$f":"IF(H2729<=O2731-E2737,0,H2737*H2727*H2728*J2727/(H2729*4))","v":{"$error":"#VALUE!"}},{"$f":"IF(H2729<=P2731-E2737,0,H2737*H2727*H2728*J2727/(H2729*4))","v":{"$error":"#VALUE!"}},{"$f":"IF(H2729<=Q2731-E2737,0,H2737*H2727*H2728*J2727/(H2729*4))","v":{"$error":"#VALUE!"}},{"$f":"IF(H2729<=R2731-E2737,0,H2737*H2727*H2728*J2727/(H2729*4))","v":{"$error":"#VALUE!"}},{"$f":"IF(H2729<=S2731-E2737,0,H2737*H2727*H2728*J2727/(H2729*4))","v":{"$error":"#VALUE!"}},{"$f":"IF(H2729<=T2731-E2737,0,H2737*H2727*H2728*J2727/(H2729*4))","v":{"$error":"#VALUE!"}},{"$f":"IF(H2729<=U2731-E2737,0,H2737*H2727*H2728*J2727/(H2729*4))","v":{"$error":"#VALUE!"}},{"$f":"IF(H2729<=V2731-E2737,0,H2737*H2727*H2728*J2727/(H2729*4))","v":{"$error":"#VALUE!"}},{"$f":"IF(H2729<=W2731-E2737,0,H2737*H2727*H2728*J2727/(H2729*4))","v":{"$error":"#VALUE!"}},{"$f":"IF(H2729<=X2731-E2737,0,H2737*H2727*H2728*J2727/(H2729*4))","v":{"$error":"#VALUE!"}},{"$f":"IF(H2729<=Y2731-E2737,0,H2737*H2727*H2728*J2727/(H2729*4))","v":{"$error":"#VALUE!"}},{"$f":"IF(H2729<=Z2731-E2737,0,H2737*H2727*H2728*J2727/(H2729*4))","v":{"$error":"#VALUE!"}}]
[{"$nulls":4},{"v":3,"d":"3.00"},{"$f":"$DF$11","v":{"v":0,"d":"0.000"}},{"$f":"IF(SUM(F2732:F2740)-H2730<=0,0,SUM(F2732:F2740)-H2730)","v":{"v":0,"d":"0.00"}},{"v":0,"d":"0.000"},{"$nulls":8},{"$f":"IF(H2729<=Q2731-E2740,0,H2740*H2727*H2728*J2727/(H2729*4))","v":{"$error":"#VALUE!"}},{"$f":"IF(H2729<=R2731-E2740,0,H2740*H2727*H2728*J2727/(H2729*4))","v":{"$error":"#VALUE!"}},{"$f":"IF(H2729<=S2731-E2740,0,H2740*H2727*H2728*J2727/(H2729*4))","v":{"$error":"#VALUE!"}},{"$f":"IF(H2729<=T2731-E2740,0,H2740*H2727*H2728*J2727/(H2729*4))","v":{"$error":"#VALUE!"}},{"$f":"IF(H2729<=U2731-E2740,0,H2740*H2727*H2728*J2727/(H2729*4))","v":{"$error":"#VALUE!"}},{"$f":"IF(H2729<=V2731-E2740,0,H2740*H2727*H2728*J2727/(H2729*4))","v":{"$error":"#VALUE!"}},{"$f":"IF(H2729<=W2731-E2740,0,H2740*H2727*H2728*J2727/(H2729*4))","v":{"$error":"#VALUE!"}},{"$f":"IF(H2729<=X2731-E2740,0,H2740*H2727*H2728*J2727/(H2729*4))","v":{"$error":"#VALUE!"}},{"$f":"IF(H2729<=Y2731-E2740,0,H2740*H2727*H2728*J2727/(H2729*4))","v":{"$error":"#VALUE!"}},{"$f":"IF(H2729<=Z2731-E2740,0,H2740*H2727*H2728*J2727/(H2729*4))","v":{"$error":"#VALUE!"}},{"$f":"IF(H2729<=AA2731-E2740,0,H2740*H2727*H2728*J2727/(H2729*4))","v":{"$error":"#VALUE!"}},{"$f":"IF(H2729<=AB2731-E2740,0,H2740*H2727*H2728*J2727/(H2729*4))","v":{"$error":"#VALUE!"}},{"$f":"IF(H2729<=AC2731-E2740,0,H2740*H2727*H2728*J2727/(H2729*4))","v":{"$error":"#VALUE!"}}]
[{"$nulls":4},{"v":3.5,"d":"3.50"},{"$f":"$DF$13","v":{"v":0,"d":"0.000"}},{"$f":"IF(SUM(F2732:F2742)-H2730<=0,0,SUM(F2732:F2742)-H2730)","v":{"v":0,"d":"0.00"}},{"v":0,"d":"0.000"},{"$nulls":10},{"$f":"IF(H2729<=S2731-E2742,0,H2742*H2727*H2728*J2727/(H2729*4))","v":{"$error":"#VALUE!"}},{"$f":"IF(H2729<=T2731-E2742,0,H2742*H2727*H2728*J2727/(H2729*4))","v":{"$error":"#VALUE!"}},{"$f":"IF(H2729<=U2731-E2742,0,H2742*H2727*H2728*J2727/(H2729*4))","v":{"$error":"#VALUE!"}},{"$f":"IF(H2729<=V2731-E2742,0,H2742*H2727*H2728*J2727/(H2729*4))","v":{"$error":"#VALUE!"}},{"$f":"IF(H2729<=W2731-E2742,0,H2742*H2727*H2728*J2727/(H2729*4))","v":{"$error":"#VALUE!"}},{"$f":"IF(H2729<=X2731-E2742,0,H2742*H2727*H2728*J2727/(H2729*4))","v":{"$error":"#VALUE!"}},{"$f":"IF(H2729<=Y2731-E2742,0,H2742*H2727*H2728*J2727/(H2729*4))","v":{"$error":"#VALUE!"}},{"$f":"IF(H2729<=Z2731-E2742,0,H2742*H2727*H2728*J2727/(H2729*4))","v":{"$error":"#VALUE!"}},{"$f":"IF(H2729<=AA2731-E2742,0,H2742*H2727*H2728*J2727/(H2729*4))","v":{"$error":"#VALUE!"}},{"$f":"IF(H2729<=AB2731-E2742,0,H2742*H2727*H2728*J2727/(H2729*4))","v":{"$error":"#VALUE!"}},{"$f":"IF(H2729<=AC2731-E2742,0,H2742*H2727*H2728*J2727/(H2729*4))","v":{"$error":"#VALUE!"}},{"$f":"IF(H2729<=AD2731-E2742,0,H2742*H2727*H2728*J2727/(H2729*4))","v":{"$error":"#VALUE!"}},{"$f":"IF(H2729<=AE2731-E2742,0,H2742*H2727*H2728*J2727/(H2729*4))","v":{"$error":"#VALUE!"}}]
[{"$nulls":4},3.75,{"$f":"$DF$14","v":{"v":0,"d":"0.000"}},{"$f":"IF(SUM(F2732:F2743)-H2730<=0,0,SUM(F2732:F2743)-H2730)","v":{"v":0,"d":"0.00"}},{"v":0,"d":"0.000"},{"$nulls":11},{"$f":"IF(H2729<=T2731-E2743,0,H2743*H2727*H2728*J2727/(H2729*4))","v":{"$error":"#VALUE!"}},{"$f":"IF(H2729<=U2731-E2743,0,H2743*H2727*H2728*J2727/(H2729*4))","v":{"$error":"#VALUE!"}},{"$f":"IF(H2729<=V2731-E2743,0,H2743*H2727*H2728*J2727/(H2729*4))","v":{"$error":"#VALUE!"}},{"$f":"IF(H2729<=W2731-E2743,0,H2743*H2727*H2728*J2727/(H2729*4))","v":{"$error":"#VALUE!"}},{"$f":"IF(H2729<=X2731-E2743,0,H2743*H2727*H2728*J2727/(H2729*4))","v":{"$error":"#VALUE!"}},{"$f":"IF(H2729<=Y2731-E2743,0,H2743*H2727*H2728*J2727/(H2729*4))","v":{"$error":"#VALUE!"}},{"$f":"IF(H2729<=Z2731-E2743,0,H2743*H2727*H2728*J2727/(H2729*4))","v":{"$error":"#VALUE!"}},{"$f":"IF(H2729<=AA2731-E2743,0,H2743*H2727*H2728*J2727/(H2729*4))","v":{"$error":"#VALUE!"}},{"$f":"IF(H2729<=AB2731-E2743,0,H2743*H2727*H2728*J2727/(H2729*4))","v":{"$error":"#VALUE!"}},{"$f":"IF(H2729<=AC2731-E2743,0,H2743*H2727*H2728*J2727/(H2729*4))","v":{"$error":"#VALUE!"}},{"$f":"IF(H2729<=AD2731-E2743,0,H2743*H2727*H2728*J2727/(H2729*4))","v":{"$error":"#VALUE!"}},{"$f":"IF(H2729<=AE2731-E2743,0,H2743*H2727*H2728*J2727/(H2729*4))","v":{"$error":"#VALUE!"}},{"$f":"IF(H2729<=AF2731-E2743,0,H2743*H2727*H2728*J2727/(H2729*4))","v":{"$error":"#VALUE!"}}]
[{"$nulls":4},{"v":4.5,"d":"4.50"},{"$f":"$DF$17","v":{"v":0,"d":"0.000"}},{"$f":"IF(SUM(F2732:F2746)-H2730<=0,0,SUM(F2732:F2746)-H2730)","v":{"v":0,"d":"0.00"}},{"v":0,"d":"0.000"},{"$nulls":14},{"$f":"IF(H2729<=W2731-E2746,0,H2746*H2727*H2728*J2727/(H2729*4))","v":{"$error":"#VALUE!"}},{"$f":"IF(H2729<=X2731-E2746,0,H2746*H2727*H2728*J2727/(H2729*4))","v":{"$error":"#VALUE!"}},{"$f":"IF(H2729<=Y2731-E2746,0,H2746*H2727*H2728*J2727/(H2729*4))","v":{"$error":"#VALUE!"}},{"$f":"IF(H2729<=Z2731-E2746,0,H2746*H2727*H2728*J2727/(H2729*4))","v":{"$error":"#VALUE!"}},{"$f":"IF(H2729<=AA2731-E2746,0,H2746*H2727*H2728*J2727/(H2729*4))","v":{"$error":"#VALUE!"}},{"$f":"IF(H2729<=AB2731-E2746,0,H2746*H2727*H2728*J2727/(H2729*4))","v":{"$error":"#VALUE!"}},{"$f":"IF(H2729<=AC2731-E2746,0,H2746*H2727*H2728*J2727/(H2729*4))","v":{"$error":"#VALUE!"}},{"$f":"IF(H2729<=AD2731-E2746,0,H2746*H2727*H2728*J2727/(H2729*4))","v":{"$error":"#VALUE!"}},{"$f":"IF(H2729<=AE2731-E2746,0,H2746*H2727*H2728*J2727/(H2729*4))","v":{"$error":"#VALUE!"}},{"$f":"IF(H2729<=AF2731-E2746,0,H2746*H2727*H2728*J2727/(H2729*4))","v":{"$error":"#VALUE!"}},{"$f":"IF(H2729<=AG2731-E2746,0,H2746*H2727*H2728*J2727/(H2729*4))","v":{"$error":"#VALUE!"}},{"$f":"IF(H2729<=AH2731-E2746,0,H2746*H2727*H2728*J2727/(H2729*4))","v":{"$error":"#VALUE!"}},{"$f":"IF(H2729<=AI2731-E2746,0,H2746*H2727*H2728*J2727/(H2729*4))","v":{"$error":"#VALUE!"}}]
[{"$nulls":4},4.75,{"$f":"$DF$18","v":{"v":0,"d":"0.000"}},{"$f":"IF(SUM(F2732:F2747)-H2730<=0,0,SUM(F2732:F2747)-H2730)","v":{"v":0,"d":"0.00"}},{"v":0,"d":"0.000"},{"$nulls":15},{"$f":"IF(H2729<=X2731-E2747,0,H2747*H2727*H2728*J2727/(H2729*4))","v":{"$error":"#VALUE!"}},{"$f":"IF(H2729<=Y2731-E2747,0,H2747*H2727*H2728*J2727/(H2729*4))","v":{"$error":"#VALUE!"}},{"$f":"IF(H2729<=Z2731-E2747,0,H2747*H2727*H2728*J2727/(H2729*4))","v":{"$error":"#VALUE!"}},{"$f":"IF(H2729<=AA2731-E2747,0,H2747*H2727*H2728*J2727/(H2729*4))","v":{"$error":"#VALUE!"}},{"$f":"IF(H2729<=AB2731-E2747,0,H2747*H2727*H2728*J2727/(H2729*4))","v":{"$error":"#VALUE!"}},{"$f":"IF(H2729<=AC2731-E2747,0,H2747*H2727*H2728*J2727/(H2729*4))","v":{"$error":"#VALUE!"}},{"$f":"IF(H2729<=AD2731-E2747,0,H2747*H2727*H2728*J2727/(H2729*4))","v":{"$error":"#VALUE!"}},{"$f":"IF(H2729<=AE2731-E2747,0,H2747*H2727*H2728*J2727/(H2729*4))","v":{"$error":"#VALUE!"}},{"$f":"IF(H2729<=AF2731-E2747,0,H2747*H2727*H2728*J2727/(H2729*4))","v":{"$error":"#VALUE!"}},{"$f":"IF(H2729<=AG2731-E2747,0,H2747*H2727*H2728*J2727/(H2729*4))","v":{"$error":"#VALUE!"}},{"$f":"IF(H2729<=AH2731-E2747,0,H2747*H2727*H2728*J2727/(H2729*4))","v":{"$error":"#VALUE!"}},{"$f":"IF(H2729<=AI2731-E2747,0,H2747*H2727*H2728*J2727/(H2729*4))","v":{"$error":"#VALUE!"}},{"$f":"IF(H2729<=AJ2731-E2747,0,H2747*H2727*H2728*J2727/(H2729*4))","v":{"$error":"#VALUE!"}}]
[{"$nulls":4},5.75,{"$f":"$DF$22","v":{"v":0,"d":"0.000"}},{"$f":"IF(SUM(F2732:F2751)-H2730<=0,0,SUM(F2732:F2751)-H2730)","v":{"v":0,"d":"0.00"}},{"v":0,"d":"0.000"},{"$nulls":19},{"$f":"IF(H2729<=AB2731-E2751,0,H2751*H2727*H2728*J2727/(H2729*4))","v":{"$error":"#VALUE!"}},{"$f":"IF(H2729<=AC2731-E2751,0,H2751*H2727*H2728*J2727/(H2729*4))","v":{"$error":"#VALUE!"}},{"$f":"IF(H2729<=AD2731-E2751,0,H2751*H2727*H2728*J2727/(H2729*4))","v":{"$error":"#VALUE!"}},{"$f":"IF(H2729<=AE2731-E2751,0,H2751*H2727*H2728*J2727/(H2729*4))","v":{"$error":"#VALUE!"}},{"$f":"IF(H2729<=AF2731-E2751,0,H2751*H2727*H2728*J2727/(H2729*4))","v":{"$error":"#VALUE!"}},{"$f":"IF(H2729<=AG2731-E2751,0,H2751*H2727*H2728*J2727/(H2729*4))","v":{"$error":"#VALUE!"}},{"$f":"IF(H2729<=AH2731-E2751,0,H2751*H2727*H2728*J2727/(H2729*4))","v":{"$error":"#VALUE!"}},{"$f":"IF(H2729<=AI2731-E2751,0,H2751*H2727*H2728*J2727/(H2729*4))","v":{"$error":"#VALUE!"}},{"$f":"IF(H2729<=AJ2731-E2751,0,H2751*H2727*H2728*J2727/(H2729*4))","v":{"$error":"#VALUE!"}},{"$f":"IF(H2729<=AK2731-E2751,0,H2751*H2727*H2728*J2727/(H2729*4))","v":{"$error":"#VALUE!"}},{"$f":"IF(H2729<=AL2731-E2751,0,H2751*H2727*H2728*J2727/(H2729*4))","v":{"$error":"#VALUE!"}},{"$f":"IF(H2729<=AM2731-E2751,0,H2751*H2727*H2728*J2727/(H2729*4))","v":{"$error":"#VALUE!"}},{"$f":"IF(H2729<=AN2731-E2751,0,H2751*H2727*H2728*J2727/(H2729*4))","v":{"$error":"#VALUE!"}}]
[{"$nulls":4},{"v":6,"d":"6.00"},{"$f":"$DF$23","v":{"v":0,"d":"0.000"}},{"$f":"IF(SUM(F2732:F2752)-H2730<=0,0,SUM(F2732:F2752)-H2730)","v":{"v":0,"d":"0.00"}},{"v":0,"d":"0.000"},{"$nulls":20},{"$f":"IF(H2729<=AC2731-E2752,0,H2752*H2727*H2728*J2727/(H2729*4))","v":{"$error":"#VALUE!"}},{"$f":"IF(H2729<=AD2731-E2752,0,H2752*H2727*H2728*J2727/(H2729*4))","v":{"$error":"#VALUE!"}},{"$f":"IF(H2729<=AE2731-E2752,0,H2752*H2727*H2728*J2727/(H2729*4))","v":{"$error":"#VALUE!"}},{"$f":"IF(H2729<=AF2731-E2752,0,H2752*H2727*H2728*J2727/(H2729*4))","v":{"$error":"#VALUE!"}},{"$f":"IF(H2729<=AG2731-E2752,0,H2752*H2727*H2728*J2727/(H2729*4))","v":{"$error":"#VALUE!"}},{"$f":"IF(H2729<=AH2731-E2752,0,H2752*H2727*H2728*J2727/(H2729*4))","v":{"$error":"#VALUE!"}},{"$f":"IF(H2729<=AI2731-E2752,0,H2752*H2727*H2728*J2727/(H2729*4))","v":{"$error":"#VALUE!"}},{"$f":"IF(H2729<=AJ2731-E2752,0,H2752*H2727*H2728*J2727/(H2729*4))","v":{"$error":"#VALUE!"}},{"$f":"IF(H2729<=AK2731-E2752,0,H2752*H2727*H2728*J2727/(H2729*4))","v":{"$error":"#VALUE!"}},{"$f":"IF(H2729<=AL2731-E2752,0,H2752*H2727*H2728*J2727/(H2729*4))","v":{"$error":"#VALUE!"}},{"$f":"IF(H2729<=AM2731-E2752,0,H2752*H2727*H2728*J2727/(H2729*4))","v":{"$error":"#VALUE!"}},{"$f":"IF(H2729<=AN2731-E2752,0,H2752*H2727*H2728*J2727/(H2729*4))","v":{"$error":"#VALUE!"}},{"$f":"IF(H2729<=AO2731-E2752,0,H2752*H2727*H2728*J2727/(H2729*4))","v":{"$error":"#VALUE!"}}]
[{"$nulls":4},6.75,{"$f":"$DF$26","v":{"v":0,"d":"0.000"}},{"$f":"IF(SUM(F2732:F2755)-H2730<=0,0,SUM(F2732:F2755)-H2730)","v":{"v":0,"d":"0.00"}},{"v":0,"d":"0.000"},{"$nulls":23},{"$f":"IF(H2729<=AF2731-E2755,0,H2755*H2727*H2728*J2727/(H2729*4))","v":{"$error":"#VALUE!"}},{"$f":"IF(H2729<=AG2731-E2755,0,H2755*H2727*H2728*J2727/(H2729*4))","v":{"$error":"#VALUE!"}},{"$f":"IF(H2729<=AH2731-E2755,0,H2755*H2727*H2728*J2727/(H2729*4))","v":{"$error":"#VALUE!"}},{"$f":"IF(H2729<=AI2731-E2755,0,H2755*H2727*H2728*J2727/(H2729*4))","v":{"$error":"#VALUE!"}},{"$f":"IF(H2729<=AJ2731-E2755,0,H2755*H2727*H2728*J2727/(H2729*4))","v":{"$error":"#VALUE!"}},{"$f":"IF(H2729<=AK2731-E2755,0,H2755*H2727*H2728*J2727/(H2729*4))","v":{"$error":"#VALUE!"}},{"$f":"IF(H2729<=AL2731-E2755,0,H2755*H2727*H2728*J2727/(H2729*4))","v":{"$error":"#VALUE!"}},{"$f":"IF(H2729<=AM2731-E2755,0,H2755*H2727*H2728*J2727/(H2729*4))","v":{"$error":"#VALUE!"}},{"$f":"IF(H2729<=AN2731-E2755,0,H2755*H2727*H2728*J2727/(H2729*4))","v":{"$error":"#VALUE!"}},{"$f":"IF(H2729<=AO2731-E2755,0,H2755*H2727*H2728*J2727/(H2729*4))","v":{"$error":"#VALUE!"}},{"$f":"IF(H2729<=AP2731-E2755,0,H2755*H2727*H2728*J2727/(H2729*4))","v":{"$error":"#VALUE!"}},{"$f":"IF(H2729<=AQ2731-E2755,0,H2755*H2727*H2728*J2727/(H2729*4))","v":{"$error":"#VALUE!"}},{"$f":"IF(H2729<=AR2731-E2755,0,H2755*H2727*H2728*J2727/(H2729*4))","v":{"$error":"#VALUE!"}}]
[{"$nulls":4},7.25,{"$f":"$DF$28","v":{"v":0,"d":"0.000"}},{"$f":"IF(SUM(F2732:F2757)-H2730<=0,0,SUM(F2732:F2757)-H2730)","v":{"v":0,"d":"0.00"}},{"v":0,"d":"0.000"},{"$nulls":25},{"$f":"IF(H2729<=AH2731-E2757,0,H2757*H2727*H2728*J2727/(H2729*4))","v":{"$error":"#VALUE!"}},{"$f":"IF(H2729<=AI2731-E2757,0,H2757*H2727*H2728*J2727/(H2729*4))","v":{"$error":"#VALUE!"}},{"$f":"IF(H2729<=AJ2731-E2757,0,H2757*H2727*H2728*J2727/(H2729*4))","v":{"$error":"#VALUE!"}},{"$f":"IF(H2729<=AK2731-E2757,0,H2757*H2727*H2728*J2727/(H2729*4))","v":{"$error":"#VALUE!"}},{"$f":"IF(H2729<=AL2731-E2757,0,H2757*H2727*H2728*J2727/(H2729*4))","v":{"$error":"#VALUE!"}},{"$f":"IF(H2729<=AM2731-E2757,0,H2757*H2727*H2728*J2727/(H2729*4))","v":{"$error":"#VALUE!"}},{"$f":"IF(H2729<=AN2731-E2757,0,H2757*H2727*H2728*J2727/(H2729*4))","v":{"$error":"#VALUE!"}},{"$f":"IF(H2729<=AO2731-E2757,0,H2757*H2727*H2728*J2727/(H2729*4))","v":{"$error":"#VALUE!"}},{"$f":"IF(H2729<=AP2731-E2757,0,H2757*H2727*H2728*J2727/(H2729*4))","v":{"$error":"#VALUE!"}},{"$f":"IF(H2729<=AQ2731-E2757,0,H2757*H2727*H2728*J2727/(H2729*4))","v":{"$error":"#VALUE!"}},{"$f":"IF(H2729<=AR2731-E2757,0,H2757*H2727*H2728*J2727/(H2729*4))","v":{"$error":"#VALUE!"}},{"$f":"IF(H2729<=AS2731-E2757,0,H2757*H2727*H2728*J2727/(H2729*4))","v":{"$error":"#VALUE!"}},{"$f":"IF(H2729<=AT2731-E2757,0,H2757*H2727*H2728*J2727/(H2729*4))","v":{"$error":"#VALUE!"}}]
[{"$nulls":4},{"v":8,"d":"8.00"},{"$f":"$DF$31","v":{"v":0,"d":"0.000"}},{"$f":"IF(SUM(F2732:F2760)-H2730<=0,0,SUM(F2732:F2760)-H2730)","v":{"v":0,"d":"0.00"}},{"v":0,"d":"0.000"},{"$nulls":28},{"$f":"IF(H2729<=AK2731-E2760,0,H2760*H2727*H2728*J2727/(H2729*4))","v":{"$error":"#VALUE!"}},{"$f":"IF(H2729<=AL2731-E2760,0,H2760*H2727*H2728*J2727/(H2729*4))","v":{"$error":"#VALUE!"}},{"$f":"IF(H2729<=AM2731-E2760,0,H2760*H2727*H2728*J2727/(H2729*4))","v":{"$error":"#VALUE!"}},{"$f":"IF(H2729<=AN2731-E2760,0,H2760*H2727*H2728*J2727/(H2729*4))","v":{"$error":"#VALUE!"}},{"$f":"IF(H2729<=AO2731-E2760,0,H2760*H2727*H2728*J2727/(H2729*4))","v":{"$error":"#VALUE!"}},{"$f":"IF(H2729<=AP2731-E2760,0,H2760*H2727*H2728*J2727/(H2729*4))","v":{"$error":"#VALUE!"}},{"$f":"IF(H2729<=AQ2731-E2760,0,H2760*H2727*H2728*J2727/(H2729*4))","v":{"$error":"#VALUE!"}},{"$f":"IF(H2729<=AR2731-E2760,0,H2760*H2727*H2728*J2727/(H2729*4))","v":{"$error":"#VALUE!"}},{"$f":"IF(H2729<=AS2731-E2760,0,H2760*H2727*H2728*J2727/(H2729*4))","v":{"$error":"#VALUE!"}},{"$f":"IF(H2729<=AT2731-E2760,0,H2760*H2727*H2728*J2727/(H2729*4))","v":{"$error":"#VALUE!"}},{"$f":"IF(H2729<=AU2731-E2760,0,H2760*H2727*H2728*J2727/(H2729*4))","v":{"$error":"#VALUE!"}},{"$f":"IF(H2729<=AV2731-E2760,0,H2760*H2727*H2728*J2727/(H2729*4))","v":{"$error":"#VALUE!"}},{"$f":"IF(H2729<=AW2731-E2760,0,H2760*H2727*H2728*J2727/(H2729*4))","v":{"$error":"#VALUE!"}}]
[{"$nulls":4},8.75,{"$f":"$DF$34","v":{"v":0,"d":"0.000"}},{"$f":"IF(SUM(F2732:F2763)-H2730<=0,0,SUM(F2732:F2763)-H2730)","v":{"v":0,"d":"0.00"}},{"v":0,"d":"0.000"},{"$nulls":31},{"$f":"IF(H2729<=AN2731-E2763,0,H2763*H2727*H2728*J2727/(H2729*4))","v":{"$error":"#VALUE!"}},{"$f":"IF(H2729<=AO2731-E2763,0,H2763*H2727*H2728*J2727/(H2729*4))","v":{"$error":"#VALUE!"}},{"$f":"IF(H2729<=AP2731-E2763,0,H2763*H2727*H2728*J2727/(H2729*4))","v":{"$error":"#VALUE!"}},{"$f":"IF(H2729<=AQ2731-E2763,0,H2763*H2727*H2728*J2727/(H2729*4))","v":{"$error":"#VALUE!"}},{"$f":"IF(H2729<=AR2731-E2763,0,H2763*H2727*H2728*J2727/(H2729*4))","v":{"$error":"#VALUE!"}},{"$f":"IF(H2729<=AS2731-E2763,0,H2763*H2727*H2728*J2727/(H2729*4))","v":{"$error":"#VALUE!"}},{"$f":"IF(H2729<=AT2731-E2763,0,H2763*H2727*H2728*J2727/(H2729*4))","v":{"$error":"#VALUE!"}},{"$f":"IF(H2729<=AU2731-E2763,0,H2763*H2727*H2728*J2727/(H2729*4))","v":{"$error":"#VALUE!"}},{"$f":"IF(H2729<=AV2731-E2763,0,H2763*H2727*H2728*J2727/(H2729*4))","v":{"$error":"#VALUE!"}},{"$f":"IF(H2729<=AW2731-E2763,0,H2763*H2727*H2728*J2727/(H2729*4))","v":{"$error":"#VALUE!"}},{"$f":"IF(H2729<=AX2731-E2763,0,H2763*H2727*H2728*J2727/(H2729*4))","v":{"$error":"#VALUE!"}},{"$f":"IF(H2729<=AY2731-E2763,0,H2763*H2727*H2728*J2727/(H2729*4))","v":{"$error":"#VALUE!"}},{"$f":"IF(H2729<=AZ2731-E2763,0,H2763*H2727*H2728*J2727/(H2729*4))","v":{"$error":"#VALUE!"}}]
[{"$nulls":4},9.25,{"$f":"$DF$36","v":{"v":0,"d":"0.000"}},{"$f":"IF(SUM(F2732:F2765)-H2730<=0,0,SUM(F2732:F2765)-H2730)","v":{"v":0,"d":"0.00"}},{"v":0,"d":"0.000"},{"$nulls":33},{"$f":"IF(H2729<=AP2731-E2765,0,H2765*H2727*H2728*J2727/(H2729*4))","v":{"$error":"#VALUE!"}},{"$f":"IF(H2729<=AQ2731-E2765,0,H2765*H2727*H2728*J2727/(H2729*4))","v":{"$error":"#VALUE!"}},{"$f":"IF(H2729<=AR2731-E2765,0,H2765*H2727*H2728*J2727/(H2729*4))","v":{"$error":"#VALUE!"}},{"$f":"IF(H2729<=AS2731-E2765,0,H2765*H2727*H2728*J2727/(H2729*4))","v":{"$error":"#VALUE!"}},{"$f":"IF(H2729<=AT2731-E2765,0,H2765*H2727*H2728*J2727/(H2729*4))","v":{"$error":"#VALUE!"}},{"$f":"IF(H2729<=AU2731-E2765,0,H2765*H2727*H2728*J2727/(H2729*4))","v":{"$error":"#VALUE!"}},{"$f":"IF(H2729<=AV2731-E2765,0,H2765*H2727*H2728*J2727/(H2729*4))","v":{"$error":"#VALUE!"}},{"$f":"IF(H2729<=AW2731-E2765,0,H2765*H2727*H2728*J2727/(H2729*4))","v":{"$error":"#VALUE!"}},{"$f":"IF(H2729<=AX2731-E2765,0,H2765*H2727*H2728*J2727/(H2729*4))","v":{"$error":"#VALUE!"}},{"$f":"IF(H2729<=AY2731-E2765,0,H2765*H2727*H2728*J2727/(H2729*4))","v":{"$error":"#VALUE!"}},{"$f":"IF(H2729<=AZ2731-E2765,0,H2765*H2727*H2728*J2727/(H2729*4))","v":{"$error":"#VALUE!"}},{"$f":"IF(H2729<=BA2731-E2765,0,H2765*H2727*H2728*J2727/(H2729*4))","v":{"$error":"#VALUE!"}},{"$f":"IF(H2729<=BB2731-E2765,0,H2765*H2727*H2728*J2727/(H2729*4))","v":{"$error":"#VALUE!"}}]
[{"$nulls":4},{"v":9.5,"d":"9.50"},{"$f":"$DF$37","v":{"v":0,"d":"0.000"}},{"$f":"IF(SUM(F2732:F2766)-H2730<=0,0,SUM(F2732:F2766)-H2730)","v":{"v":0,"d":"0.00"}},{"v":0,"d":"0.000"},{"$nulls":34},{"$f":"IF(H2729<=AQ2731-E2766,0,H2766*H2727*H2728*J2727/(H2729*4))","v":{"$error":"#VALUE!"}},{"$f":"IF(H2729<=AR2731-E2766,0,H2766*H2727*H2728*J2727/(H2729*4))","v":{"$error":"#VALUE!"}},{"$f":"IF(H2729<=AS2731-E2766,0,H2766*H2727*H2728*J2727/(H2729*4))","v":{"$error":"#VALUE!"}},{"$f":"IF(H2729<=AT2731-E2766,0,H2766*H2727*H2728*J2727/(H2729*4))","v":{"$error":"#VALUE!"}},{"$f":"IF(H2729<=AU2731-E2766,0,H2766*H2727*H2728*J2727/(H2729*4))","v":{"$error":"#VALUE!"}},{"$f":"IF(H2729<=AV2731-E2766,0,H2766*H2727*H2728*J2727/(H2729*4))","v":{"$error":"#VALUE!"}},{"$f":"IF(H2729<=AW2731-E2766,0,H2766*H2727*H2728*J2727/(H2729*4))","v":{"$error":"#VALUE!"}},{"$f":"IF(H2729<=AX2731-E2766,0,H2766*H2727*H2728*J2727/(H2729*4))","v":{"$error":"#VALUE!"}},{"$f":"IF(H2729<=AY2731-E2766,0,H2766*H2727*H2728*J2727/(H2729*4))","v":{"$error":"#VALUE!"}},{"$f":"IF(H2729<=AZ2731-E2766,0,H2766*H2727*H2728*J2727/(H2729*4))","v":{"$error":"#VALUE!"}},{"$f":"IF(H2729<=BA2731-E2766,0,H2766*H2727*H2728*J2727/(H2729*4))","v":{"$error":"#VALUE!"}},{"$f":"IF(H2729<=BB2731-E2766,0,H2766*H2727*H2728*J2727/(H2729*4))","v":{"$error":"#VALUE!"}},{"$f":"IF(H2729<=BC2731-E2766,0,H2766*H2727*H2728*J2727/(H2729*4))","v":{"$error":"#VALUE!"}}]
[{"$nulls":4},10.25,{"$f":"$DF$40","v":{"v":0,"d":"0.000"}},{"$f":"IF(SUM(F2732:F2769)-H2730<=0,0,SUM(F2732:F2769)-H2730)","v":{"v":0,"d":"0.000"}},{"v":0,"d":"0.000"},{"$nulls":37},{"$f":"IF(H2729<=AT2731-E2769,0,H2769*H2727*H2728*J2727/(H2729*4))","v":{"$error":"#VALUE!"}},{"$f":"IF(H2729<=AU2731-E2769,0,H2769*H2727*H2728*J2727/(H2729*4))","v":{"$error":"#VALUE!"}},{"$f":"IF(H2729<=AV2731-E2769,0,H2769*H2727*H2728*J2727/(H2729*4))","v":{"$error":"#VALUE!"}},{"$f":"IF(H2729<=AW2731-E2769,0,H2769*H2727*H2728*J2727/(H2729*4))","v":{"$error":"#VALUE!"}},{"$f":"IF(H2729<=AX2731-E2769,0,H2769*H2727*H2728*J2727/(H2729*4))","v":{"$error":"#VALUE!"}},{"$f":"IF(H2729<=AY2731-E2769,0,H2769*H2727*H2728*J2727/(H2729*4))","v":{"$error":"#VALUE!"}},{"$f":"IF(H2729<=AZ2731-E2769,0,H2769*H2727*H2728*J2727/(H2729*4))","v":{"$error":"#VALUE!"}},{"$f":"IF(H2729<=BA2731-E2769,0,H2769*H2727*H2728*J2727/(H2729*4))","v":{"$error":"#VALUE!"}},{"$f":"IF(H2729<=BB2731-E2769,0,H2769*H2727*H2728*J2727/(H2729*4))","v":{"$error":"#VALUE!"}},{"$f":"IF(H2729<=BC2731-E2769,0,H2769*H2727*H2728*J2727/(H2729*4))","v":{"$error":"#VALUE!"}},{"$f":"IF(H2729<=BD2731-E2769,0,H2769*H2727*H2728*J2727/(H2729*4))","v":{"$error":"#VALUE!"}},{"$f":"IF(H2729<=BE2731-E2769,0,H2769*H2727*H2728*J2727/(H2729*4))","v":{"$error":"#VALUE!"}},{"$f":"IF(H2729<=BF2731-E2769,0,H2769*H2727*H2728*J2727/(H2729*4))","v":{"$error":"#VALUE!"}}]
[{"$nulls":4},10.75,{"$f":"$DF$42","v":{"v":0,"d":"0.000"}},{"$f":"IF(SUM(F2732:F2771)-H2730<=0,0,SUM(F2732:F2771)-H2730)","v":{"v":0,"d":"0.00"}},{"v":0,"d":"0.000"},{"$nulls":39},{"$f":"IF(H2729<=AV2731-E2771,0,H2771*H2727*H2728*J2727/(H2729*4))","v":{"$error":"#VALUE!"}},{"$f":"IF(H2729<=AW2731-E2771,0,H2771*H2727*H2728*J2727/(H2729*4))","v":{"$error":"#VALUE!"}},{"$f":"IF(H2729<=AX2731-E2771,0,H2771*H2727*H2728*J2727/(H2729*4))","v":{"$error":"#VALUE!"}},{"$f":"IF(H2729<=AY2731-E2771,0,H2771*H2727*H2728*J2727/(H2729*4))","v":{"$error":"#VALUE!"}},{"$f":"IF(H2729<=AZ2731-E2771,0,H2771*H2727*H2728*J2727/(H2729*4))","v":{"$error":"#VALUE!"}},{"$f":"IF(H2729<=BA2731-E2771,0,H2771*H2727*H2728*J2727/(H2729*4))","v":{"$error":"#VALUE!"}},{"$f":"IF(H2729<=BB2731-E2771,0,H2771*H2727*H2728*J2727/(H2729*4))","v":{"$error":"#VALUE!"}},{"$f":"IF(H2729<=BC2731-E2771,0,H2771*H2727*H2728*J2727/(H2729*4))","v":{"$error":"#VALUE!"}},{"$f":"IF(H2729<=BD2731-E2771,0,H2771*H2727*H2728*J2727/(H2729*4))","v":{"$error":"#VALUE!"}},{"$f":"IF(H2729<=BE2731-E2771,0,H2771*H2727*H2728*J2727/(H2729*4))","v":{"$error":"#VALUE!"}},{"$f":"IF(H2729<=BF2731-E2771,0,H2771*H2727*H2728*J2727/(H2729*4))","v":{"$error":"#VALUE!"}},{"$f":"IF(H2729<=BG2731-E2771,0,H2771*H2727*H2728*J2727/(H2729*4))","v":{"$error":"#VALUE!"}},{"$f":"IF(H2729<=BH2731-E2771,0,H2771*H2727*H2728*J2727/(H2729*4))","v":{"$error":"#VALUE!"}}]
[{"$nulls":4},{"v":11.5,"d":"11.50"},{"$f":"$DF$45","v":{"v":0,"d":"0.000"}},{"$f":"IF(SUM(F2732:F2774)-H2730<=0,0,SUM(F2732:F2774)-H2730)","v":{"v":0,"d":"0.00"}},{"v":0,"d":"0.000"},{"$nulls":42},{"$f":"IF(H2729<=AY2731-E2774,0,H2774*H2727*H2728*J2727/(H2729*4))","v":{"$error":"#VALUE!"}},{"$f":"IF(H2729<=AZ2731-E2774,0,H2774*H2727*H2728*J2727/(H2729*4))","v":{"$error":"#VALUE!"}},{"$f":"IF(H2729<=BA2731-E2774,0,H2774*H2727*H2728*J2727/(H2729*4))","v":{"$error":"#VALUE!"}},{"$f":"IF(H2729<=BB2731-E2774,0,H2774*H2727*H2728*J2727/(H2729*4))","v":{"$error":"#VALUE!"}},{"$f":"IF(H2729<=BC2731-E2774,0,H2774*H2727*H2728*J2727/(H2729*4))","v":{"$error":"#VALUE!"}},{"$f":"IF(H2729<=BD2731-E2774,0,H2774*H2727*H2728*J2727/(H2729*4))","v":{"$error":"#VALUE!"}},{"$f":"IF(H2729<=BE2731-E2774,0,H2774*H2727*H2728*J2727/(H2729*4))","v":{"$error":"#VALUE!"}},{"$f":"IF(H2729<=BF2731-E2774,0,H2774*H2727*H2728*J2727/(H2729*4))","v":{"$error":"#VALUE!"}},{"$f":"IF(H2729<=BG2731-E2774,0,H2774*H2727*H2728*J2727/(H2729*4))","v":{"$error":"#VALUE!"}},{"$f":"IF(H2729<=BH2731-E2774,0,H2774*H2727*H2728*J2727/(H2729*4))","v":{"$error":"#VALUE!"}},{"$f":"IF(H2729<=BI2731-E2774,0,H2774*H2727*H2728*J2727/(H2729*4))","v":{"$error":"#VALUE!"}},{"$f":"IF(H2729<=BJ2731-E2774,0,H2774*H2727*H2728*J2727/(H2729*4))","v":{"$error":"#VALUE!"}},{"$f":"IF(H2729<=BK2731-E2774,0,H2774*H2727*H2728*J2727/(H2729*4))","v":{"$error":"#VALUE!"}}]
[{"$nulls":4},12.25,{"$f":"$DF$48","v":{"v":0,"d":"0.000"}},{"$f":"IF(SUM(F2732:F2777)-H2730<=0,0,SUM(F2732:F2777)-H2730)","v":{"v":0,"d":"0.00"}},{"v":0,"d":"0.000"},{"$nulls":45},{"$f":"IF(H2729<=BB2731-E2777,0,H2777*H2727*H2728*J2727/(H2729*4))","v":{"$error":"#VALUE!"}},{"$f":"IF(H2729<=BC2731-E2777,0,H2777*H2727*H2728*J2727/(H2729*4))","v":{"$error":"#VALUE!"}},{"$f":"IF(H2729<=BD2731-E2777,0,H2777*H2727*H2728*J2727/(H2729*4))","v":{"$error":"#VALUE!"}},{"$f":"IF(H2729<=BE2731-E2777,0,H2777*H2727*H2728*J2727/(H2729*4))","v":{"$error":"#VALUE!"}},{"$f":"IF(H2729<=BF2731-E2777,0,H2777*H2727*H2728*J2727/(H2729*4))","v":{"$error":"#VALUE!"}},{"$f":"IF(H2729<=BG2731-E2777,0,H2777*H2727*H2728*J2727/(H2729*4))","v":{"$error":"#VALUE!"}},{"$f":"IF(H2729<=BH2731-E2777,0,H2777*H2727*H2728*J2727/(H2729*4))","v":{"$error":"#VALUE!"}},{"$f":"IF(H2729<=BI2731-E2777,0,H2777*H2727*H2728*J2727/(H2729*4))","v":{"$error":"#VALUE!"}},{"$f":"IF(H2729<=BJ2731-E2777,0,H2777*H2727*H2728*J2727/(H2729*4))","v":{"$error":"#VALUE!"}},{"$f":"IF(H2729<=BK2731-E2777,0,H2777*H2727*H2728*J2727/(H2729*4))","v":{"$error":"#VALUE!"}},{"$f":"IF(H2729<=BL2731-E2777,0,H2777*H2727*H2728*J2727/(H2729*4))","v":{"$error":"#VALUE!"}},{"$f":"IF(H2729<=BM2731-E2777,0,H2777*H2727*H2728*J2727/(H2729*4))","v":{"$error":"#VALUE!"}},{"$f":"IF(H2729<=BN2731-E2777,0,H2777*H2727*H2728*J2727/(H2729*4))","v":{"$error":"#VALUE!"}}]
[{"$nulls":4},12.75,{"$f":"$DF$50","v":{"v":0,"d":"0.000"}},{"$f":"IF(SUM(F2732:F2779)-H2730<=0,0,SUM(F2732:F2779)-H2730)","v":{"v":0,"d":"0.00"}},{"v":0,"d":"0.000"},{"$nulls":47},{"$f":"IF(H2729<=BD2731-E2779,0,H2779*H2727*H2728*J2727/(H2729*4))","v":{"$error":"#VALUE!"}},{"$f":"IF(H2729<=BE2731-E2779,0,H2779*H2727*H2728*J2727/(H2729*4))","v":{"$error":"#VALUE!"}},{"$f":"IF(H2729<=BF2731-E2779,0,H2779*H2727*H2728*J2727/(H2729*4))","v":{"$error":"#VALUE!"}},{"$f":"IF(H2729<=BG2731-E2779,0,H2779*H2727*H2728*J2727/(H2729*4))","v":{"$error":"#VALUE!"}},{"$f":"IF(H2729<=BH2731-E2779,0,H2779*H2727*H2728*J2727/(H2729*4))","v":{"$error":"#VALUE!"}},{"$f":"IF(H2729<=BI2731-E2779,0,H2779*H2727*H2728*J2727/(H2729*4))","v":{"$error":"#VALUE!"}},{"$f":"IF(H2729<=BJ2731-E2779,0,H2779*H2727*H2728*J2727/(H2729*4))","v":{"$error":"#VALUE!"}},{"$f":"IF(H2729<=BK2731-E2779,0,H2779*H2727*H2728*J2727/(H2729*4))","v":{"$error":"#VALUE!"}},{"$f":"IF(H2729<=BL2731-E2779,0,H2779*H2727*H2728*J2727/(H2729*4))","v":{"$error":"#VALUE!"}},{"$f":"IF(H2729<=BM2731-E2779,0,H2779*H2727*H2728*J2727/(H2729*4))","v":{"$error":"#VALUE!"}},{"$f":"IF(H2729<=BN2731-E2779,0,H2779*H2727*H2728*J2727/(H2729*4))","v":{"$error":"#VALUE!"}},{"$f":"IF(H2729<=BO2731-E2779,0,H2779*H2727*H2728*J2727/(H2729*4))","v":{"$error":"#VALUE!"}},{"$f":"IF(H2729<=BP2731-E2779,0,H2779*H2727*H2728*J2727/(H2729*4))","v":{"$error":"#VALUE!"}}]
[{"$nulls":4},{"v":13,"d":"13.00"},{"$f":"$DF$51","v":{"v":0,"d":"0.000"}},{"$f":"IF(SUM(F2732:F2780)-H2730<=0,0,SUM(F2732:F2780)-H2730)","v":{"v":0,"d":"0.00"}},{"v":0,"d":"0.000"},{"$nulls":48},{"$f":"IF(H2729<=BE2731-E2780,0,H2780*H2727*H2728*J2727/(H2729*4))","v":{"$error":"#VALUE!"}},{"$f":"IF(H2729<=BF2731-E2780,0,H2780*H2727*H2728*J2727/(H2729*4))","v":{"$error":"#VALUE!"}},{"$f":"IF(H2729<=BG2731-E2780,0,H2780*H2727*H2728*J2727/(H2729*4))","v":{"$error":"#VALUE!"}},{"$f":"IF(H2729<=BH2731-E2780,0,H2780*H2727*H2728*J2727/(H2729*4))","v":{"$error":"#VALUE!"}},{"$f":"IF(H2729<=BI2731-E2780,0,H2780*H2727*H2728*J2727/(H2729*4))","v":{"$error":"#VALUE!"}},{"$f":"IF(H2729<=BJ2731-E2780,0,H2780*H2727*H2728*J2727/(H2729*4))","v":{"$error":"#VALUE!"}},{"$f":"IF(H2729<=BK2731-E2780,0,H2780*H2727*H2728*J2727/(H2729*4))","v":{"$error":"#VALUE!"}},{"$f":"IF(H2729<=BL2731-E2780,0,H2780*H2727*H2728*J2727/(H2729*4))","v":{"$error":"#VALUE!"}},{"$f":"IF(H2729<=BM2731-E2780,0,H2780*H2727*H2728*J2727/(H2729*4))","v":{"$error":"#VALUE!"}},{"$f":"IF(H2729<=BN2731-E2780,0,H2780*H2727*H2728*J2727/(H2729*4))","v":{"$error":"#VALUE!"}},{"$f":"IF(H2729<=BO2731-E2780,0,H2780*H2727*H2728*J2727/(H2729*4))","v":{"$error":"#VALUE!"}},{"$f":"IF(H2729<=BP2731-E2780,0,H2780*H2727*H2728*J2727/(H2729*4))","v":{"$error":"#VALUE!"}},{"$f":"IF(H2729<=BQ2731-E2780,0,H2780*H2727*H2728*J2727/(H2729*4))","v":{"$error":"#VALUE!"}}]
[{"$nulls":4},{"v":13.5,"d":"13.50"},{"$f":"$DF$53","v":{"v":0,"d":"0.000"}},{"$f":"IF(SUM(F2732:F2782)-H2730<=0,0,SUM(F2732:F2782)-H2730)","v":{"v":0,"d":"0.00"}},{"v":0,"d":"0.000"},{"$nulls":50},{"$f":"IF(H2729<=BG2731-E2782,0,H2782*H2727*H2728*J2727/(H2729*4))","v":{"$error":"#VALUE!"}},{"$f":"IF(H2729<=BH2731-E2782,0,H2782*H2727*H2728*J2727/(H2729*4))","v":{"$error":"#VALUE!"}},{"$f":"IF(H2729<=BI2731-E2782,0,H2782*H2727*H2728*J2727/(H2729*4))","v":{"$error":"#VALUE!"}},{"$f":"IF(H2729<=BJ2731-E2782,0,H2782*H2727*H2728*J2727/(H2729*4))","v":{"$error":"#VALUE!"}},{"$f":"IF(H2729<=BK2731-E2782,0,H2782*H2727*H2728*J2727/(H2729*4))","v":{"$error":"#VALUE!"}},{"$f":"IF(H2729<=BL2731-E2782,0,H2782*H2727*H2728*J2727/(H2729*4))","v":{"$error":"#VALUE!"}},{"$f":"IF(H2729<=BM2731-E2782,0,H2782*H2727*H2728*J2727/(H2729*4))","v":{"$error":"#VALUE!"}},{"$f":"IF(H2729<=BN2731-E2782,0,H2782*H2727*H2728*J2727/(H2729*4))","v":{"$error":"#VALUE!"}},{"$f":"IF(H2729<=BO2731-E2782,0,H2782*H2727*H2728*J2727/(H2729*4))","v":{"$error":"#VALUE!"}},{"$f":"IF(H2729<=BP2731-E2782,0,H2782*H2727*H2728*J2727/(H2729*4))","v":{"$error":"#VALUE!"}},{"$f":"IF(H2729<=BQ2731-E2782,0,H2782*H2727*H2728*J2727/(H2729*4))","v":{"$error":"#VALUE!"}},{"$f":"IF(H2729<=BR2731-E2782,0,H2782*H2727*H2728*J2727/(H2729*4))","v":{"$error":"#VALUE!"}},{"$f":"IF(H2729<=BS2731-E2782,0,H2782*H2727*H2728*J2727/(H2729*4))","v":{"$error":"#VALUE!"}}]
[{"$nulls":4},14.25,{"$f":"$DF$56","v":{"v":0,"d":"0.000"}},{"$f":"IF(SUM(F2732:F2785)-H2730<=0,0,SUM(F2732:F2785)-H2730)","v":{"v":0,"d":"0.00"}},{"v":0,"d":"0.000"},{"$nulls":53},{"$f":"IF(H2729<=BJ2731-E2785,0,H2785*H2727*H2728*J2727/(H2729*4))","v":{"$error":"#VALUE!"}},{"$f":"IF(H2729<=BK2731-E2785,0,H2785*H2727*H2728*J2727/(H2729*4))","v":{"$error":"#VALUE!"}},{"$f":"IF(H2729<=BL2731-E2785,0,H2785*H2727*H2728*J2727/(H2729*4))","v":{"$error":"#VALUE!"}},{"$f":"IF(H2729<=BM2731-E2785,0,H2785*H2727*H2728*J2727/(H2729*4))","v":{"$error":"#VALUE!"}},{"$f":"IF(H2729<=BN2731-E2785,0,H2785*H2727*H2728*J2727/(H2729*4))","v":{"$error":"#VALUE!"}},{"$f":"IF(H2729<=BO2731-E2785,0,H2785*H2727*H2728*J2727/(H2729*4))","v":{"$error":"#VALUE!"}},{"$f":"IF(H2729<=BP2731-E2785,0,H2785*H2727*H2728*J2727/(H2729*4))","v":{"$error":"#VALUE!"}},{"$f":"IF(H2729<=BQ2731-E2785,0,H2785*H2727*H2728*J2727/(H2729*4))","v":{"$error":"#VALUE!"}},{"$f":"IF(H2729<=BR2731-E2785,0,H2785*H2727*H2728*J2727/(H2729*4))","v":{"$error":"#VALUE!"}},{"$f":"IF(H2729<=BS2731-E2785,0,H2785*H2727*H2728*J2727/(H2729*4))","v":{"$error":"#VALUE!"}},{"$f":"IF(H2729<=BT2731-E2785,0,H2785*H2727*H2728*J2727/(H2729*4))","v":{"$error":"#VALUE!"}},{"$f":"IF(H2729<=BU2731-E2785,0,H2785*H2727*H2728*J2727/(H2729*4))","v":{"$error":"#VALUE!"}},{"$f":"IF(H2729<=BV2731-E2785,0,H2785*H2727*H2728*J2727/(H2729*4))","v":{"$error":"#VALUE!"}}]
[{"$nulls":4},{"v":15,"d":"15.00"},{"$f":"$DF$59","v":{"v":0,"d":"0.000"}},{"$f":"IF(SUM(F2732:F2788)-H2730<=0,0,SUM(F2732:F2788)-H2730)","v":{"v":0,"d":"0.00"}},{"v":0,"d":"0.000"},{"$nulls":56},{"$f":"IF(H2729<=BM2731-E2788,0,H2788*H2727*H2728*J2727/(H2729*4))","v":{"$error":"#VALUE!"}},{"$f":"IF(H2729<=BN2731-E2788,0,H2788*H2727*H2728*J2727/(H2729*4))","v":{"$error":"#VALUE!"}},{"$f":"IF(H2729<=BO2731-E2788,0,H2788*H2727*H2728*J2727/(H2729*4))","v":{"$error":"#VALUE!"}},{"$f":"IF(H2729<=BP2731-E2788,0,H2788*H2727*H2728*J2727/(H2729*4))","v":{"$error":"#VALUE!"}},{"$f":"IF(H2729<=BQ2731-E2788,0,H2788*H2727*H2728*J2727/(H2729*4))","v":{"$error":"#VALUE!"}},{"$f":"IF(H2729<=BR2731-E2788,0,H2788*H2727*H2728*J2727/(H2729*4))","v":{"$error":"#VALUE!"}},{"$f":"IF(H2729<=BS2731-E2788,0,H2788*H2727*H2728*J2727/(H2729*4))","v":{"$error":"#VALUE!"}},{"$f":"IF(H2729<=BT2731-E2788,0,H2788*H2727*H2728*J2727/(H2729*4))","v":{"$error":"#VALUE!"}},{"$f":"IF(H2729<=BU2731-E2788,0,H2788*H2727*H2728*J2727/(H2729*4))","v":{"$error":"#VALUE!"}},{"$f":"IF(H2729<=BV2731-E2788,0,H2788*H2727*H2728*J2727/(H2729*4))","v":{"$error":"#VALUE!"}},{"$f":"IF(H2729<=BW2731-E2788,0,H2788*H2727*H2728*J2727/(H2729*4))","v":{"$error":"#VALUE!"}},{"$f":"IF(H2729<=BX2731-E2788,0,H2788*H2727*H2728*J2727/(H2729*4))","v":{"$error":"#VALUE!"}},{"$f":"IF(H2729<=BY2731-E2788,0,H2788*H2727*H2728*J2727/(H2729*4))","v":{"$error":"#VALUE!"}}]
[{"$nulls":4},{"v":15.5,"d":"15.50"},{"$f":"$DF$61","v":{"v":0,"d":"0.000"}},{"$f":"IF(SUM(F2732:F2790)-H2730<=0,0,SUM(F2732:F2790)-H2730)","v":{"v":0,"d":"0.00"}},{"v":0,"d":"0.000"},{"$nulls":58},{"$f":"IF(H2729<=BO2731-E2790,0,H2790*H2727*H2728*J2727/(H2729*4))","v":{"$error":"#VALUE!"}},{"$f":"IF(H2729<=BP2731-E2790,0,H2790*H2727*H2728*J2727/(H2729*4))","v":{"$error":"#VALUE!"}},{"$f":"IF(H2729<=BQ2731-E2790,0,H2790*H2727*H2728*J2727/(H2729*4))","v":{"$error":"#VALUE!"}},{"$f":"IF(H2729<=BR2731-E2790,0,H2790*H2727*H2728*J2727/(H2729*4))","v":{"$error":"#VALUE!"}},{"$f":"IF(H2729<=BS2731-E2790,0,H2790*H2727*H2728*J2727/(H2729*4))","v":{"$error":"#VALUE!"}},{"$f":"IF(H2729<=BT2731-E2790,0,H2790*H2727*H2728*J2727/(H2729*4))","v":{"$error":"#VALUE!"}},{"$f":"IF(H2729<=BU2731-E2790,0,H2790*H2727*H2728*J2727/(H2729*4))","v":{"$error":"#VALUE!"}},{"$f":"IF(H2729<=BV2731-E2790,0,H2790*H2727*H2728*J2727/(H2729*4))","v":{"$error":"#VALUE!"}},{"$f":"IF(H2729<=BW2731-E2790,0,H2790*H2727*H2728*J2727/(H2729*4))","v":{"$error":"#VALUE!"}},{"$f":"IF(H2729<=BX2731-E2790,0,H2790*H2727*H2728*J2727/(H2729*4))","v":{"$error":"#VALUE!"}},{"$f":"IF(H2729<=BY2731-E2790,0,H2790*H2727*H2728*J2727/(H2729*4))","v":{"$error":"#VALUE!"}},{"$f":"IF(H2729<=BZ2731-E2790,0,H2790*H2727*H2728*J2727/(H2729*4))","v":{"$error":"#VALUE!"}},{"$f":"IF(H2729<=CA2731-E2790,0,H2790*H2727*H2728*J2727/(H2729*4))","v":{"$error":"#VALUE!"}}]
[{"$nulls":4},16.25,{"$f":"$DF$64","v":{"v":0,"d":"0.000"}},{"$f":"IF(SUM(F2732:F2793)-H2730<=0,0,SUM(F2732:F2793)-H2730)","v":{"v":0,"d":"0.00"}},{"v":0,"d":"0.000"},{"$nulls":61},{"$f":"IF(H2729<=BR2731-E2793,0,H2793*H2727*H2728*J2727/(H2729*4))","v":{"$error":"#VALUE!"}},{"$f":"IF(H2729<=BS2731-E2793,0,H2793*H2727*H2728*J2727/(H2729*4))","v":{"$error":"#VALUE!"}},{"$f":"IF(H2729<=BT2731-E2793,0,H2793*H2727*H2728*J2727/(H2729*4))","v":{"$error":"#VALUE!"}},{"$f":"IF(H2729<=BU2731-E2793,0,H2793*H2727*H2728*J2727/(H2729*4))","v":{"$error":"#VALUE!"}},{"$f":"IF(H2729<=BV2731-E2793,0,H2793*H2727*H2728*J2727/(H2729*4))","v":{"$error":"#VALUE!"}},{"$f":"IF(H2729<=BW2731-E2793,0,H2793*H2727*H2728*J2727/(H2729*4))","v":{"$error":"#VALUE!"}},{"$f":"IF(H2729<=BX2731-E2793,0,H2793*H2727*H2728*J2727/(H2729*4))","v":{"$error":"#VALUE!"}},{"$f":"IF(H2729<=BY2731-E2793,0,H2793*H2727*H2728*J2727/(H2729*4))","v":{"$error":"#VALUE!"}},{"$f":"IF(H2729<=BZ2731-E2793,0,H2793*H2727*H2728*J2727/(H2729*4))","v":{"$error":"#VALUE!"}},{"$f":"IF(H2729<=CA2731-E2793,0,H2793*H2727*H2728*J2727/(H2729*4))","v":{"$error":"#VALUE!"}},{"$f":"IF(H2729<=CB2731-E2793,0,H2793*H2727*H2728*J2727/(H2729*4))","v":{"$error":"#VALUE!"}},{"$f":"IF(H2729<=CC2731-E2793,0,H2793*H2727*H2728*J2727/(H2729*4))","v":{"$error":"#VALUE!"}},{"$f":"IF(H2729<=CD2731-E2793,0,H2793*H2727*H2728*J2727/(H2729*4))","v":{"$error":"#VALUE!"}}]
[{"$nulls":4},{"v":16.5,"d":"16.50"},{"$f":"$DF$65","v":{"v":0,"d":"0.000"}},{"$f":"IF(SUM(F2732:F2794)-H2730<=0,0,SUM(F2732:F2794)-H2730)","v":{"v":0,"d":"0.00"}},{"v":0,"d":"0.000"},{"$nulls":62},{"$f":"IF(H2729<=BS2731-E2794,0,H2794*H2727*H2728*J2727/(H2729*4))","v":{"$error":"#VALUE!"}},{"$f":"IF(H2729<=BT2731-E2794,0,H2794*H2727*H2728*J2727/(H2729*4))","v":{"$error":"#VALUE!"}},{"$f":"IF(H2729<=BU2731-E2794,0,H2794*H2727*H2728*J2727/(H2729*4))","v":{"$error":"#VALUE!"}},{"$f":"IF(H2729<=BV2731-E2794,0,H2794*H2727*H2728*J2727/(H2729*4))","v":{"$error":"#VALUE!"}},{"$f":"IF(H2729<=BW2731-E2794,0,H2794*H2727*H2728*J2727/(H2729*4))","v":{"$error":"#VALUE!"}},{"$f":"IF(H2729<=BX2731-E2794,0,H2794*H2727*H2728*J2727/(H2729*4))","v":{"$error":"#VALUE!"}},{"$f":"IF(H2729<=BY2731-E2794,0,H2794*H2727*H2728*J2727/(H2729*4))","v":{"$error":"#VALUE!"}},{"$f":"IF(H2729<=BZ2731-E2794,0,H2794*H2727*H2728*J2727/(H2729*4))","v":{"$error":"#VALUE!"}},{"$f":"IF(H2729<=CA2731-E2794,0,H2794*H2727*H2728*J2727/(H2729*4))","v":{"$error":"#VALUE!"}},{"$f":"IF(H2729<=CB2731-E2794,0,H2794*H2727*H2728*J2727/(H2729*4))","v":{"$error":"#VALUE!"}},{"$f":"IF(H2729<=CC2731-E2794,0,H2794*H2727*H2728*J2727/(H2729*4))","v":{"$error":"#VALUE!"}},{"$f":"IF(H2729<=CD2731-E2794,0,H2794*H2727*H2728*J2727/(H2729*4))","v":{"$error":"#VALUE!"}},{"$f":"IF(H2729<=CE2731-E2794,0,H2794*H2727*H2728*J2727/(H2729*4))","v":{"$error":"#VALUE!"}}]
[{"$nulls":4},{"v":17.5,"d":"17.50"},{"$f":"$DF$69","v":{"v":0,"d":"0.000"}},{"$f":"IF(SUM(F2732:F2798)-H2730<=0,0,SUM(F2732:F2798)-H2730)","v":{"v":0,"d":"0.00"}},{"v":0,"d":"0.000"},{"$nulls":66},{"$f":"IF(H2729<=BW2731-E2798,0,H2798*H2727*H2728*J2727/(H2729*4))","v":{"$error":"#VALUE!"}},{"$f":"IF(H2729<=BX2731-E2798,0,H2798*H2727*H2728*J2727/(H2729*4))","v":{"$error":"#VALUE!"}},{"$f":"IF(H2729<=BY2731-E2798,0,H2798*H2727*H2728*J2727/(H2729*4))","v":{"$error":"#VALUE!"}},{"$f":"IF(H2729<=BZ2731-E2798,0,H2798*H2727*H2728*J2727/(H2729*4))","v":{"$error":"#VALUE!"}},{"$f":"IF(H2729<=CA2731-E2798,0,H2798*H2727*H2728*J2727/(H2729*4))","v":{"$error":"#VALUE!"}},{"$f":"IF(H2729<=CB2731-E2798,0,H2798*H2727*H2728*J2727/(H2729*4))","v":{"$error":"#VALUE!"}},{"$f":"IF(H2729<=CC2731-E2798,0,H2798*H2727*H2728*J2727/(H2729*4))","v":{"$error":"#VALUE!"}},{"$f":"IF(H2729<=CD2731-E2798,0,H2798*H2727*H2728*J2727/(H2729*4))","v":{"$error":"#VALUE!"}},{"$f":"IF(H2729<=CE2731-E2798,0,H2798*H2727*H2728*J2727/(H2729*4))","v":{"$error":"#VALUE!"}},{"$f":"IF(H2729<=CF2731-E2798,0,H2798*H2727*H2728*J2727/(H2729*4))","v":{"$error":"#VALUE!"}},{"$f":"IF(H2729<=CG2731-E2798,0,H2798*H2727*H2728*J2727/(H2729*4))","v":{"$error":"#VALUE!"}},{"$f":"IF(H2729<=CH2731-E2798,0,H2798*H2727*H2728*J2727/(H2729*4))","v":{"$error":"#VALUE!"}},{"$f":"IF(H2729<=CI2731-E2798,0,H2798*H2727*H2728*J2727/(H2729*4))","v":{"$error":"#VALUE!"}}]
[{"$nulls":4},17.75,{"$f":"$DF$70","v":{"v":0,"d":"0.000"}},{"$f":"IF(SUM(F2732:F2799)-H2730<=0,0,SUM(F2732:F2799)-H2730)","v":{"v":0,"d":"0.00"}},{"v":0,"d":"0.000"},{"$nulls":67},{"$f":"IF(H2729<=BX2731-E2799,0,H2799*H2727*H2728*J2727/(H2729*4))","v":{"$error":"#VALUE!"}},{"$f":"IF(H2729<=BY2731-E2799,0,H2799*H2727*H2728*J2727/(H2729*4))","v":{"$error":"#VALUE!"}},{"$f":"IF(H2729<=BZ2731-E2799,0,H2799*H2727*H2728*J2727/(H2729*4))","v":{"$error":"#VALUE!"}},{"$f":"IF(H2729<=CA2731-E2799,0,H2799*H2727*H2728*J2727/(H2729*4))","v":{"$error":"#VALUE!"}},{"$f":"IF(H2729<=CB2731-E2799,0,H2799*H2727*H2728*J2727/(H2729*4))","v":{"$error":"#VALUE!"}},{"$f":"IF(H2729<=CC2731-E2799,0,H2799*H2727*H2728*J2727/(H2729*4))","v":{"$error":"#VALUE!"}},{"$f":"IF(H2729<=CD2731-E2799,0,H2799*H2727*H2728*J2727/(H2729*4))","v":{"$error":"#VALUE!"}},{"$f":"IF(H2729<=CE2731-E2799,0,H2799*H2727*H2728*J2727/(H2729*4))","v":{"$error":"#VALUE!"}},{"$f":"IF(H2729<=CF2731-E2799,0,H2799*H2727*H2728*J2727/(H2729*4))","v":{"$error":"#VALUE!"}},{"$f":"IF(H2729<=CG2731-E2799,0,H2799*H2727*H2728*J2727/(H2729*4))","v":{"$error":"#VALUE!"}},{"$f":"IF(H2729<=CH2731-E2799,0,H2799*H2727*H2728*J2727/(H2729*4))","v":{"$error":"#VALUE!"}},{"$f":"IF(H2729<=CI2731-E2799,0,H2799*H2727*H2728*J2727/(H2729*4))","v":{"$error":"#VALUE!"}},{"$f":"IF(H2729<=CJ2731-E2799,0,H2799*H2727*H2728*J2727/(H2729*4))","v":{"$error":"#VALUE!"}}]
[{"$nulls":4},{"v":18.5,"d":"18.50"},{"$f":"$DF$73","v":{"v":0,"d":"0.000"}},{"$f":"IF(SUM(F2732:F2802)-H2730<=0,0,SUM(F2732:F2802)-H2730)","v":{"v":0,"d":"0.00"}},{"v":0,"d":"0.000"},{"$nulls":70},{"$f":"IF(H2729<=CA2731-E2802,0,H2802*H2727*H2728*J2727/(H2729*4))","v":{"$error":"#VALUE!"}},{"$f":"IF(H2729<=CB2731-E2802,0,H2802*H2727*H2728*J2727/(H2729*4))","v":{"$error":"#VALUE!"}},{"$f":"IF(H2729<=CC2731-E2802,0,H2802*H2727*H2728*J2727/(H2729*4))","v":{"$error":"#VALUE!"}},{"$f":"IF(H2729<=CD2731-E2802,0,H2802*H2727*H2728*J2727/(H2729*4))","v":{"$error":"#VALUE!"}},{"$f":"IF(H2729<=CE2731-E2802,0,H2802*H2727*H2728*J2727/(H2729*4))","v":{"$error":"#VALUE!"}},{"$f":"IF(H2729<=CF2731-E2802,0,H2802*H2727*H2728*J2727/(H2729*4))","v":{"$error":"#VALUE!"}},{"$f":"IF(H2729<=CG2731-E2802,0,H2802*H2727*H2728*J2727/(H2729*4))","v":{"$error":"#VALUE!"}},{"$f":"IF(H2729<=CH2731-E2802,0,H2802*H2727*H2728*J2727/(H2729*4))","v":{"$error":"#VALUE!"}},{"$f":"IF(H2729<=CI2731-E2802,0,H2802*H2727*H2728*J2727/(H2729*4))","v":{"$error":"#VALUE!"}},{"$f":"IF(H2729<=CJ2731-E2802,0,H2802*H2727*H2728*J2727/(H2729*4))","v":{"$error":"#VALUE!"}},{"$f":"IF(H2729<=CK2731-E2802,0,H2802*H2727*H2728*J2727/(H2729*4))","v":{"$error":"#VALUE!"}},{"$f":"IF(H2729<=CL2731-E2802,0,H2802*H2727*H2728*J2727/(H2729*4))","v":{"$error":"#VALUE!"}},{"$f":"IF(H2729<=CM2731-E2802,0,H2802*H2727*H2728*J2727/(H2729*4))","v":{"$error":"#VALUE!"}}]
[{"$nulls":4},18.75,{"$f":"$DF$74","v":{"v":0,"d":"0.000"}},{"$f":"IF(SUM(F2732:F2803)-H2730<=0,0,SUM(F2732:F2803)-H2730)","v":{"v":0,"d":"0.00"}},{"v":0,"d":"0.000"},{"$nulls":71},{"$f":"IF(H2729<=CB2731-E2803,0,H2803*H2727*H2728*J2727/(H2729*4))","v":{"$error":"#VALUE!"}},{"$f":"IF(H2729<=CC2731-E2803,0,H2803*H2727*H2728*J2727/(H2729*4))","v":{"$error":"#VALUE!"}},{"$f":"IF(H2729<=CD2731-E2803,0,H2803*H2727*H2728*J2727/(H2729*4))","v":{"$error":"#VALUE!"}},{"$f":"IF(H2729<=CE2731-E2803,0,H2803*H2727*H2728*J2727/(H2729*4))","v":{"$error":"#VALUE!"}},{"$f":"IF(H2729<=CF2731-E2803,0,H2803*H2727*H2728*J2727/(H2729*4))","v":{"$error":"#VALUE!"}},{"$f":"IF(H2729<=CG2731-E2803,0,H2803*H2727*H2728*J2727/(H2729*4))","v":{"$error":"#VALUE!"}},{"$f":"IF(H2729<=CH2731-E2803,0,H2803*H2727*H2728*J2727/(H2729*4))","v":{"$error":"#VALUE!"}},{"$f":"IF(H2729<=CI2731-E2803,0,H2803*H2727*H2728*J2727/(H2729*4))","v":{"$error":"#VALUE!"}},{"$f":"IF(H2729<=CJ2731-E2803,0,H2803*H2727*H2728*J2727/(H2729*4))","v":{"$error":"#VALUE!"}},{"$f":"IF(H2729<=CK2731-E2803,0,H2803*H2727*H2728*J2727/(H2729*4))","v":{"$error":"#VALUE!"}},{"$f":"IF(H2729<=CL2731-E2803,0,H2803*H2727*H2728*J2727/(H2729*4))","v":{"$error":"#VALUE!"}},{"$f":"IF(H2729<=CM2731-E2803,0,H2803*H2727*H2728*J2727/(H2729*4))","v":{"$error":"#VALUE!"}},{"$f":"IF(H2729<=CN2731-E2803,0,H2803*H2727*H2728*J2727/(H2729*4))","v":{"$error":"#VALUE!"}}]
[{"$nulls":4},{"v":19.5,"d":"19.50"},{"$f":"$DF$77","v":{"v":0,"d":"0.000"}},{"$f":"IF(SUM(F2732:F2806)-H2730<=0,0,SUM(F2732:F2806)-H2730)","v":{"v":0,"d":"0.00"}},{"v":0,"d":"0.000"},{"$nulls":74},{"$f":"IF(H2729<=CE2731-E2806,0,H2806*H2727*H2728*J2727/(H2729*4))","v":{"$error":"#VALUE!"}},{"$f":"IF(H2729<=CF2731-E2806,0,H2806*H2727*H2728*J2727/(H2729*4))","v":{"$error":"#VALUE!"}},{"$f":"IF(H2729<=CG2731-E2806,0,H2806*H2727*H2728*J2727/(H2729*4))","v":{"$error":"#VALUE!"}},{"$f":"IF(H2729<=CH2731-E2806,0,H2806*H2727*H2728*J2727/(H2729*4))","v":{"$error":"#VALUE!"}},{"$f":"IF(H2729<=CI2731-E2806,0,H2806*H2727*H2728*J2727/(H2729*4))","v":{"$error":"#VALUE!"}},{"$f":"IF(H2729<=CJ2731-E2806,0,H2806*H2727*H2728*J2727/(H2729*4))","v":{"$error":"#VALUE!"}},{"$f":"IF(H2729<=CK2731-E2806,0,H2806*H2727*H2728*J2727/(H2729*4))","v":{"$error":"#VALUE!"}},{"$f":"IF(H2729<=CL2731-E2806,0,H2806*H2727*H2728*J2727/(H2729*4))","v":{"$error":"#VALUE!"}},{"$f":"IF(H2729<=CM2731-E2806,0,H2806*H2727*H2728*J2727/(H2729*4))","v":{"$error":"#VALUE!"}},{"$f":"IF(H2729<=CN2731-E2806,0,H2806*H2727*H2728*J2727/(H2729*4))","v":{"$error":"#VALUE!"}},{"$f":"IF(H2729<=CO2731-E2806,0,H2806*H2727*H2728*J2727/(H2729*4))","v":{"$error":"#VALUE!"}},{"$f":"IF(H2729<=CP2731-E2806,0,H2806*H2727*H2728*J2727/(H2729*4))","v":{"$error":"#VALUE!"}},{"$f":"IF(H2729<=CQ2731-E2806,0,H2806*H2727*H2728*J2727/(H2729*4))","v":{"$error":"#VALUE!"}}]
[{"$nulls":4},{"v":20,"d":"20.00"},{"$f":"$DF$79","v":{"v":0,"d":"0.000"}},{"$f":"IF(SUM(F2732:F2808)-H2730<=0,0,SUM(F2732:F2808)-H2730)","v":{"v":0,"d":"0.00"}},{"v":0,"d":"0.000"},{"$nulls":76},{"$f":"IF(H2729<=CG2731-E2808,0,H2808*H2727*H2728*J2727/(H2729*4))","v":{"$error":"#VALUE!"}},{"$f":"IF(H2729<=CH2731-E2808,0,H2808*H2727*H2728*J2727/(H2729*4))","v":{"$error":"#VALUE!"}},{"$f":"IF(H2729<=CI2731-E2808,0,H2808*H2727*H2728*J2727/(H2729*4))","v":{"$error":"#VALUE!"}},{"$f":"IF(H2729<=CJ2731-E2808,0,H2808*H2727*H2728*J2727/(H2729*4))","v":{"$error":"#VALUE!"}},{"$f":"IF(H2729<=CK2731-E2808,0,H2808*H2727*H2728*J2727/(H2729*4))","v":{"$error":"#VALUE!"}},{"$f":"IF(H2729<=CL2731-E2808,0,H2808*H2727*H2728*J2727/(H2729*4))","v":{"$error":"#VALUE!"}},{"$f":"IF(H2729<=CM2731-E2808,0,H2808*H2727*H2728*J2727/(H2729*4))","v":{"$error":"#VALUE!"}},{"$f":"IF(H2729<=CN2731-E2808,0,H2808*H2727*H2728*J2727/(H2729*4))","v":{"$error":"#VALUE!"}},{"$f":"IF(H2729<=CO2731-E2808,0,H2808*H2727*H2728*J2727/(H2729*4))","v":{"$error":"#VALUE!"}},{"$f":"IF(H2729<=CP2731-E2808,0,H2808*H2727*H2728*J2727/(H2729*4))","v":{"$error":"#VALUE!"}},{"$f":"IF(H2729<=CQ2731-E2808,0,H2808*H2727*H2728*J2727/(H2729*4))","v":{"$error":"#VALUE!"}},{"$f":"IF(H2729<=CR2731-E2808,0,H2808*H2727*H2728*J2727/(H2729*4))","v":{"$error":"#VALUE!"}},{"$f":"IF(H2729<=CS2731-E2808,0,H2808*H2727*H2728*J2727/(H2729*4))","v":{"$error":"#VALUE!"}}]
[{"$nulls":4},20.75,{"$f":"$DF$82","v":{"v":0,"d":"0.000"}},{"$f":"IF(SUM(F2732:F2811)-H2730<=0,0,SUM(F2732:F2811)-H2730)","v":{"v":0,"d":"0.00"}},{"v":0,"d":"0.000"},{"$nulls":79},{"$f":"IF(H2729<=CJ2731-E2811,0,H2811*H2727*H2728*J2727/(H2729*4))","v":{"$error":"#VALUE!"}},{"$f":"IF(H2729<=CK2731-E2811,0,H2811*H2727*H2728*J2727/(H2729*4))","v":{"$error":"#VALUE!"}},{"$f":"IF(H2729<=CL2731-E2811,0,H2811*H2727*H2728*J2727/(H2729*4))","v":{"$error":"#VALUE!"}},{"$f":"IF(H2729<=CM2731-E2811,0,H2811*H2727*H2728*J2727/(H2729*4))","v":{"$error":"#VALUE!"}},{"$f":"IF(H2729<=CN2731-E2811,0,H2811*H2727*H2728*J2727/(H2729*4))","v":{"$error":"#VALUE!"}},{"$f":"IF(H2729<=CO2731-E2811,0,H2811*H2727*H2728*J2727/(H2729*4))","v":{"$error":"#VALUE!"}},{"$f":"IF(H2729<=CP2731-E2811,0,H2811*H2727*H2728*J2727/(H2729*4))","v":{"$error":"#VALUE!"}},{"$f":"IF(H2729<=CQ2731-E2811,0,H2811*H2727*H2728*J2727/(H2729*4))","v":{"$error":"#VALUE!"}},{"$f":"IF(H2729<=CR2731-E2811,0,H2811*H2727*H2728*J2727/(H2729*4))","v":{"$error":"#VALUE!"}},{"$f":"IF(H2729<=CS2731-E2811,0,H2811*H2727*H2728*J2727/(H2729*4))","v":{"$error":"#VALUE!"}},{"$f":"IF(H2729<=CT2731-E2811,0,H2811*H2727*H2728*J2727/(H2729*4))","v":{"$error":"#VALUE!"}},{"$f":"IF(H2729<=CU2731-E2811,0,H2811*H2727*H2728*J2727/(H2729*4))","v":{"$error":"#VALUE!"}},{"$f":"IF(H2729<=CV2731-E2811,0,H2811*H2727*H2728*J2727/(H2729*4))","v":{"$error":"#VALUE!"}}]
[{"$nulls":4},{"v":21.5,"d":"21.50"},{"$f":"$DF$85","v":{"v":0,"d":"0.000"}},{"$f":"IF(SUM(F2732:F2814)-H2730<=0,0,SUM(F2732:F2814)-H2730)","v":{"v":0,"d":"0.00"}},{"v":0,"d":"0.000"},{"$nulls":82},{"$f":"IF(H2729<=CM2731-E2814,0,H2814*H2727*H2728*J2727/(H2729*4))","v":{"$error":"#VALUE!"}},{"$f":"IF(H2729<=CN2731-E2814,0,H2814*H2727*H2728*J2727/(H2729*4))","v":{"$error":"#VALUE!"}},{"$f":"IF(H2729<=CO2731-E2814,0,H2814*H2727*H2728*J2727/(H2729*4))","v":{"$error":"#VALUE!"}},{"$f":"IF(H2729<=CP2731-E2814,0,H2814*H2727*H2728*J2727/(H2729*4))","v":{"$error":"#VALUE!"}},{"$f":"IF(H2729<=CQ2731-E2814,0,H2814*H2727*H2728*J2727/(H2729*4))","v":{"$error":"#VALUE!"}},{"$f":"IF(H2729<=CR2731-E2814,0,H2814*H2727*H2728*J2727/(H2729*4))","v":{"$error":"#VALUE!"}},{"$f":"IF(H2729<=CS2731-E2814,0,H2814*H2727*H2728*J2727/(H2729*4))","v":{"$error":"#VALUE!"}},{"$f":"IF(H2729<=CT2731-E2814,0,H2814*H2727*H2728*J2727/(H2729*4))","v":{"$error":"#VALUE!"}},{"$f":"IF(H2729<=CU2731-E2814,0,H2814*H2727*H2728*J2727/(H2729*4))","v":{"$error":"#VALUE!"}},{"$f":"IF(H2729<=CV2731-E2814,0,H2814*H2727*H2728*J2727/(H2729*4))","v":{"$error":"#VALUE!"}},{"$f":"IF(H2729<=CW2731-E2814,0,H2814*H2727*H2728*J2727/(H2729*4))","v":{"$error":"#VALUE!"}},{"$f":"IF(H2729<=CX2731-E2814,0,H2814*H2727*H2728*J2727/(H2729*4))","v":{"$error":"#VALUE!"}},{"$f":"IF(H2729<=CY2731-E2814,0,H2814*H2727*H2728*J2727/(H2729*4))","v":{"$error":"#VALUE!"}}]
[{"$nulls":4},{"v":22,"d":"22.00"},{"$f":"$DF$87","v":{"v":0,"d":"0.000"}},{"$f":"IF(SUM(F2732:F2816)-H2730<=0,0,SUM(F2732:F2816)-H2730)","v":{"v":0,"d":"0.00"}},{"v":0,"d":"0.000"},{"$nulls":84},{"$f":"IF(H2729<=CO2731-E2816,0,H2816*H2727*H2728*J2727/(H2729*4))","v":{"$error":"#VALUE!"}},{"$f":"IF(H2729<=CP2731-E2816,0,H2816*H2727*H2728*J2727/(H2729*4))","v":{"$error":"#VALUE!"}},{"$f":"IF(H2729<=CQ2731-E2816,0,H2816*H2727*H2728*J2727/(H2729*4))","v":{"$error":"#VALUE!"}},{"$f":"IF(H2729<=CR2731-E2816,0,H2816*H2727*H2728*J2727/(H2729*4))","v":{"$error":"#VALUE!"}},{"$f":"IF(H2729<=CS2731-E2816,0,H2816*H2727*H2728*J2727/(H2729*4))","v":{"$error":"#VALUE!"}},{"$f":"IF(H2729<=CT2731-E2816,0,H2816*H2727*H2728*J2727/(H2729*4))","v":{"$error":"#VALUE!"}},{"$f":"IF(H2729<=CU2731-E2816,0,H2816*H2727*H2728*J2727/(H2729*4))","v":{"$error":"#VALUE!"}},{"$f":"IF(H2729<=CV2731-E2816,0,H2816*H2727*H2728*J2727/(H2729*4))","v":{"$error":"#VALUE!"}},{"$f":"IF(H2729<=CW2731-E2816,0,H2816*H2727*H2728*J2727/(H2729*4))","v":{"$error":"#VALUE!"}},{"$f":"IF(H2729<=CX2731-E2816,0,H2816*H2727*H2728*J2727/(H2729*4))","v":{"$error":"#VALUE!"}},{"$f":"IF(H2729<=CY2731-E2816,0,H2816*H2727*H2728*J2727/(H2729*4))","v":{"$error":"#VALUE!"}},{"$f":"IF(H2729<=CZ2731-E2816,0,H2816*H2727*H2728*J2727/(H2729*4))","v":{"$error":"#VALUE!"}}]
[{"$nulls":4},22.25,{"$f":"$DF$88","v":{"v":0,"d":"0.000"}},{"$f":"IF(SUM(F2732:F2817)-H2730<=0,0,SUM(F2732:F2817)-H2730)","v":{"v":0,"d":"0.00"}},{"v":0,"d":"0.000"},{"$nulls":85},{"$f":"IF(H2729<=CP2731-E2817,0,H2817*H2727*H2728*J2727/(H2729*4))","v":{"$error":"#VALUE!"}},{"$f":"IF(H2729<=CQ2731-E2817,0,H2817*H2727*H2728*J2727/(H2729*4))","v":{"$error":"#VALUE!"}},{"$f":"IF(H2729<=CR2731-E2817,0,H2817*H2727*H2728*J2727/(H2729*4))","v":{"$error":"#VALUE!"}},{"$f":"IF(H2729<=CS2731-E2817,0,H2817*H2727*H2728*J2727/(H2729*4))","v":{"$error":"#VALUE!"}},{"$f":"IF(H2729<=CT2731-E2817,0,H2817*H2727*H2728*J2727/(H2729*4))","v":{"$error":"#VALUE!"}},{"$f":"IF(H2729<=CU2731-E2817,0,H2817*H2727*H2728*J2727/(H2729*4))","v":{"$error":"#VALUE!"}},{"$f":"IF(H2729<=CV2731-E2817,0,H2817*H2727*H2728*J2727/(H2729*4))","v":{"$error":"#VALUE!"}},{"$f":"IF(H2729<=CW2731-E2817,0,H2817*H2727*H2728*J2727/(H2729*4))","v":{"$error":"#VALUE!"}},{"$f":"IF(H2729<=CX2731-E2817,0,H2817*H2727*H2728*J2727/(H2729*4))","v":{"$error":"#VALUE!"}},{"$f":"IF(H2729<=CY2731-E2817,0,H2817*H2727*H2728*J2727/(H2729*4))","v":{"$error":"#VALUE!"}},{"$f":"IF(H2729<=CZ2731-E2817,0,H2817*H2727*H2728*J2727/(H2729*4))","v":{"$error":"#VALUE!"}}]
[{"$nulls":4},22.75,{"$f":"$DF$90","v":{"v":0,"d":"0.000"}},{"$f":"IF(SUM(F2732:F2819)-H2730<=0,0,SUM(F2732:F2819)-H2730)","v":{"v":0,"d":"0.00"}},{"v":0,"d":"0.000"},{"$nulls":87},{"$f":"IF(H2729<=CR2731-E2819,0,H2819*H2727*H2728*J2727/(H2729*4))","v":{"$error":"#VALUE!"}},{"$f":"IF(H2729<=CS2731-E2819,0,H2819*H2727*H2728*J2727/(H2729*4))","v":{"$error":"#VALUE!"}},{"$f":"IF(H2729<=CT2731-E2819,0,H2819*H2727*H2728*J2727/(H2729*4))","v":{"$error":"#VALUE!"}},{"$f":"IF(H2729<=CU2731-E2819,0,H2819*H2727*H2728*J2727/(H2729*4))","v":{"$error":"#VALUE!"}},{"$f":"IF(H2729<=CV2731-E2819,0,H2819*H2727*H2728*J2727/(H2729*4))","v":{"$error":"#VALUE!"}},{"$f":"IF(H2729<=CW2731-E2819,0,H2819*H2727*H2728*J2727/(H2729*4))","v":{"$error":"#VALUE!"}},{"$f":"IF(H2729<=CX2731-E2819,0,H2819*H2727*H2728*J2727/(H2729*4))","v":{"$error":"#VALUE!"}},{"$f":"IF(H2729<=CY2731-E2819,0,H2819*H2727*H2728*J2727/(H2729*4))","v":{"$error":"#VALUE!"}},{"$f":"IF(H2729<=CZ2731-E2819,0,H2819*H2727*H2728*J2727/(H2729*4))","v":{"$error":"#VALUE!"}}]
[{"$nulls":4},{"v":23.5,"d":"23.50"},{"$f":"$DF$93","v":{"v":0,"d":"0.000"}},{"$f":"IF(SUM(F2732:F2822)-H2730<=0,0,SUM(F2732:F2822)-H2730)","v":{"v":0,"d":"0.00"}},{"v":0,"d":"0.000"},{"$nulls":90},{"$f":"IF(H2729<=CU2731-E2822,0,H2822*H2727*H2728*J2727/(H2729*4))","v":{"$error":"#VALUE!"}},{"$f":"IF(H2729<=CV2731-E2822,0,H2822*H2727*H2728*J2727/(H2729*4))","v":{"$error":"#VALUE!"}},{"$f":"IF(H2729<=CW2731-E2822,0,H2822*H2727*H2728*J2727/(H2729*4))","v":{"$error":"#VALUE!"}},{"$f":"IF(H2729<=CX2731-E2822,0,H2822*H2727*H2728*J2727/(H2729*4))","v":{"$error":"#VALUE!"}},{"$f":"IF(H2729<=CY2731-E2822,0,H2822*H2727*H2728*J2727/(H2729*4))","v":{"$error":"#VALUE!"}},{"$f":"IF(H2729<=CZ2731-E2822,0,H2822*H2727*H2728*J2727/(H2729*4))","v":{"$error":"#VALUE!"}}]
[{"$nulls":4},24.25,{"$f":"$DF$96","v":{"v":0,"d":"0.000"}},{"$f":"IF(SUM(F2732:F2825)-H2730<=0,0,SUM(F2732:F2825)-H2730)","v":{"v":0,"d":"0.00"}},{"v":0,"d":"0.000"},{"$nulls":93},{"$f":"IF(H2729<=CX2731-E2825,0,H2825*H2727*H2728*J2727/(H2729*4))","v":{"$error":"#VALUE!"}},{"$f":"IF(H2729<=CY2731-E2825,0,H2825*H2727*H2728*J2727/(H2729*4))","v":{"$error":"#VALUE!"}},{"$f":"IF(H2729<=CZ2731-E2825,0,H2825*H2727*H2728*J2727/(H2729*4))","v":{"$error":"#VALUE!"}}]
[{"$nulls":4},24.75,{"$f":"$DF$98","v":{"v":0,"d":"0.000"}},{"$f":"IF(SUM(F2732:F2827)-H2730<=0,0,SUM(F2732:F2827)-H2730)","v":{"v":0,"d":"0.00"}},{"v":0,"d":"0.000"},{"$nulls":95},{"$f":"IF(H2729<=CZ2731-E2827,0,H2827*H2727*H2728*J2727/(H2729*4))","v":{"$error":"#VALUE!"}}]
[{"$f":"CONCATENATE(H2726,C2830)","v":"CSO 02212b."},"12. Green Infrastructure Reductions","12b.","Total GI capacity (MG). ",null,null,{"$f":"C2830","v":"12b."},{"$f":"IF(HLOOKUP(H2726,'4 - CSO VOLUME'!$E$9:$AS$33,13,FALSE)=\"\",0,HLOOKUP(H2726,'4 - CSO VOLUME'!$E$9:$AS$33,13,FALSE))","v":{"v":0,"d":"0.00"}}]
[{"$f":"CONCATENATE(H2726,C2831)","v":"CSO 02212c."},null,"12c.","Stormwater runoff (MG). Line 11a.",null,null,{"$f":"C2831","v":"12c."},null,{"$f":"I2829","v":{"$error":"#VALUE!"}},{"$f":"J2829","v":{"$error":"#VALUE!"}},{"$error":"#VALUE!"},{"$error":"#VALUE!"},{"$error":"#VALUE!"},{"$error":"#VALUE!"},{"$error":"#VALUE!"},{"$error":"#VALUE!"},{"$error":"#VALUE!"},{"$error":"#VALUE!"},{"$error":"#VALUE!"},{"$error":"#VALUE!"},{"$error":"#VALUE!"},{"$error":"#VALUE!"},{"$error":"#VALUE!"},{"$error":"#VALUE!"},{"$error":"#VALUE!"},{"$error":"#VALUE!"},{"$error":"#VALUE!"},{"$error":"#VALUE!"},{"$error":"#VALUE!"},{"$error":"#VALUE!"},{"$error":"#VALUE!"},{"$error":"#VALUE!"},{"$error":"#VALUE!"},{"$error":"#VALUE!"},{"$error":"#VALUE!"},{"$error":"#VALUE!"},{"$error":"#VALUE!"},{"$error":"#VALUE!"},{"$error":"#VALUE!"},{"$error":"#VALUE!"},{"$error":"#VALUE!"},{"$error":"#VALUE!"},{"$error":"#VALUE!"},{"$error":"#VALUE!"},{"$error":"#VALUE!"},{"$error":"#VALUE!"},{"$error":"#VALUE!"},{"$error":"#VALUE!"},{"$error":"#VALUE!"},{"$error":"#VALUE!"},{"$error":"#VALUE!"},{"$error":"#VALUE!"},{"$error":"#VALUE!"},{"$error":"#VALUE!"},{"$error":"#VALUE!"},{"$error":"#VALUE!"},{"$error":"#VALUE!"},{"$error":"#VALUE!"},{"$error":"#VALUE!"},{"$error":"#VALUE!"},{"$error":"#VALUE!"},{"$error":"#VALUE!"},{"$error":"#VALUE!"},{"$error":"#VALUE!"},{"$error":"#VALUE!"},{"$error":"#VALUE!"},{"$error":"#VALUE!"},{"$error":"#VALUE!"},{"$error":"#VALUE!"},{"$error":"#VALUE!"},{"$error":"#VALUE!"},{"$error":"#VALUE!"},{"$error":"#VALUE!"},{"$f":"BV2829","v":{"$error":"#VALUE!"}},{"$error":"#VALUE!"},{"$error":"#VALUE!"},{"$error":"#VALUE!"},{"$error":"#VALUE!"},{"$error":"#VALUE!"},{"$error":"#VALUE!"},{"$error":"#VALUE!"},{"$error":"#VALUE!"},{"$error":"#VALUE!"},{"$error":"#VALUE!"},{"$error":"#VALUE!"},{"$error":"#VALUE!"},{"$error":"#VALUE!"},{"$error":"#VALUE!"},{"$error":"#VALUE!"},{"$error":"#VALUE!"},{"$error":"#VALUE!"},{"$error":"#VALUE!"},{"$error":"#VALUE!"},{"$error":"#VALUE!"},{"$error":"#VALUE!"},{"$error":"#VALUE!"},{"$error":"#VALUE!"},{"$error":"#VALUE!"},{"$error":"#VALUE!"},{"$error":"#VALUE!"},{"$error":"#VALUE!"},{"$error":"#VALUE!"},{"$error":"#VALUE!"},{"$error":"#VALUE!"},{"$f":"SUM(I2831:CZ2831)","v":{"$error":"#VALUE!"}}]
[{"$f":"CONCATENATE(H2726,C2835)","v":"CSO 02213b."},null,"13b.","Dry weather flow rate (MGD). ",null,null,{"$f":"C2835","v":"13b."},{"$f":"HLOOKUP(H2726,'4 - CSO VOLUME'!$E$9:$AS$33,17,FALSE)","v":{"v":0,"d":"0.00"}},{"$f":"$H2835/(4*24)","v":{"v":0,"d":"0.000"}},{"$f":"$H2835/(4*24)","v":{"v":0,"d":"0.000"}},{"v":0,"d":"0.000"},{"v":0,"d":"0.000"},{"v":0,"d":"0.000"},{"v":0,"d":"0.000"},{"v":0,"d":"0.000"},{"v":0,"d":"0.000"},{"v":0,"d":"0.000"},{"v":0,"d":"0.000"},{"v":0,"d":"0.000"},{"v":0,"d":"0.000"},{"v":0,"d":"0.000"},{"v":0,"d":"0.000"},{"v":0,"d":"0.000"},{"v":0,"d":"0.000"},{"v":0,"d":"0.000"},{"v":0,"d":"0.000"},{"v":0,"d":"0.000"},{"v":0,"d":"0.000"},{"v":0,"d":"0.000"},{"v":0,"d":"0.000"},{"v":0,"d":"0.000"},{"v":0,"d":"0.000"},{"v":0,"d":"0.000"},{"v":0,"d":"0.000"},{"v":0,"d":"0.000"},{"v":0,"d":"0.000"},{"v":0,"d":"0.000"},{"v":0,"d":"0.000"},{"v":0,"d":"0.000"},{"v":0,"d":"0.000"},{"v":0,"d":"0.000"},{"v":0,"d":"0.000"},{"v":0,"d":"0.000"},{"v":0,"d":"0.000"},{"v":0,"d":"0.000"},{"v":0,"d":"0.000"},{"v":0,"d":"0.000"},{"v":0,"d":"0.000"},{"v":0,"d":"0.000"},{"v":0,"d":"0.000"},{"v":0,"d":"0.000"},{"v":0,"d":"0.000"},{"v":0,"d":"0.000"},{"v":0,"d":"0.000"},{"v":0,"d":"0.000"},{"v":0,"d":"0.000"},{"v":0,"d":"0.000"},{"v":0,"d":"0.000"},{"v":0,"d":"0.000"},{"v":0,"d":"0.000"},{"v":0,"d":"0.000"},{"v":0,"d":"0.000"},{"v":0,"d":"0.000"},{"v":0,"d":"0.000"},{"v":0,"d":"0.000"},{"v":0,"d":"0.000"},{"v":0,"d":"0.000"},{"v":0,"d":"0.000"},{"v":0,"d":"0.000"},{"v":0,"d":"0.000"},{"v":0,"d":"0.000"},{"v":0,"d":"0.000"},{"v":0,"d":"0.000"},{"$f":"$H2835/(4*24)","v":{"v":0,"d":"0.000"}},{"v":0,"d":"0.000"},{"v":0,"d":"0.000"},{"v":0,"d":"0.000"},{"v":0,"d":"0.000"},{"v":0,"d":"0.000"},{"v":0,"d":"0.000"},{"v":0,"d":"0.000"},{"v":0,"d":"0.000"},{"v":0,"d":"0.000"},{"v":0,"d":"0.000"},{"v":0,"d":"0.000"},{"v":0,"d":"0.000"},{"v":0,"d":"0.000"},{"v":0,"d":"0.000"},{"v":0,"d":"0.000"},{"v":0,"d":"0.000"},{"v":0,"d":"0.000"},{"v":0,"d":"0.000"},{"v":0,"d":"0.000"},{"v":0,"d":"0.000"},{"v":0,"d":"0.000"},{"v":0,"d":"0.000"},{"v":0,"d":"0.000"},{"v":0,"d":"0.000"},{"v":0,"d":"0.000"},{"v":0,"d":"0.000"},{"v":0,"d":"0.000"},{"v":0,"d":"0.000"},{"v":0,"d":"0.000"},{"v":0,"d":"0.000"}]
[{"$f":"CONCATENATE(H2726,C2836)","v":"CSO 02213c."},null,"13c.","Stormwater runoff after GI saturation plus dry weather flow (MG). Add Line 13b to Line 12d.",null,null,{"$f":"C2836","v":"13c."},null,{"$f":"I2835+I2833","v":{"$error":"#VALUE!"}},{"$f":"J2835+J2833","v":{"$error":"#VALUE!"}},{"$error":"#VALUE!"},{"$error":"#VALUE!"},{"$error":"#VALUE!"},{"$error":"#VALUE!"},{"$error":"#VALUE!"},{"$error":"#VALUE!"},{"$error":"#VALUE!"},{"$error":"#VALUE!"},{"$error":"#VALUE!"},{"$error":"#VALUE!"},{"$error":"#VALUE!"},{"$error":"#VALUE!"},{"$error":"#VALUE!"},{"$error":"#VALUE!"},{"$error":"#VALUE!"},{"$error":"#VALUE!"},{"$error":"#VALUE!"},{"$error":"#VALUE!"},{"$error":"#VALUE!"},{"$error":"#VALUE!"},{"$error":"#VALUE!"},{"$error":"#VALUE!"},{"$error":"#VALUE!"},{"$error":"#VALUE!"},{"$error":"#VALUE!"},{"$error":"#VALUE!"},{"$error":"#VALUE!"},{"$error":"#VALUE!"},{"$error":"#VALUE!"},{"$error":"#VALUE!"},{"$error":"#VALUE!"},{"$error":"#VALUE!"},{"$error":"#VALUE!"},{"$error":"#VALUE!"},{"$error":"#VALUE!"},{"$error":"#VALUE!"},{"$error":"#VALUE!"},{"$error":"#VALUE!"},{"$error":"#VALUE!"},{"$error":"#VALUE!"},{"$error":"#VALUE!"},{"$error":"#VALUE!"},{"$error":"#VALUE!"},{"$error":"#VALUE!"},{"$error":"#VALUE!"},{"$error":"#VALUE!"},{"$error":"#VALUE!"},{"$error":"#VALUE!"},{"$error":"#VALUE!"},{"$error":"#VALUE!"},{"$error":"#VALUE!"},{"$error":"#VALUE!"},{"$error":"#VALUE!"},{"$error":"#VALUE!"},{"$error":"#VALUE!"},{"$error":"#VALUE!"},{"$error":"#VALUE!"},{"$error":"#VALUE!"},{"$error":"#VALUE!"},{"$error":"#VALUE!"},{"$error":"#VALUE!"},{"$error":"#VALUE!"},{"$error":"#VALUE!"},{"$f":"BV2835+BV2833","v":{"$error":"#VALUE!"}},{"$error":"#VALUE!"},{"$error":"#VALUE!"},{"$error":"#VALUE!"},{"$error":"#VALUE!"},{"$error":"#VALUE!"},{"$error":"#VALUE!"},{"$error":"#VALUE!"},{"$error":"#VALUE!"},{"$error":"#VALUE!"},{"$error":"#VALUE!"},{"$error":"#VALUE!"},{"$error":"#VALUE!"},{"$error":"#VALUE!"},{"$error":"#VALUE!"},{"$error":"#VALUE!"},{"$error":"#VALUE!"},{"$error":"#VALUE!"},{"$error":"#VALUE!"},{"$error":"#VALUE!"},{"$error":"#VALUE!"},{"$error":"#VALUE!"},{"$error":"#VALUE!"},{"$error":"#VALUE!"},{"$error":"#VALUE!"},{"$error":"#VALUE!"},{"$error":"#VALUE!"},{"$error":"#VALUE!"},{"$error":"#VALUE!"},{"$error":"#VALUE!"},{"$error":"#VALUE!"},{"$f":"SUM(I2836:CZ2836)","v":{"$error":"#VALUE!"}}]
[{"$f":"CONCATENATE(H2726,C2839)","v":"CSO 02214a."},"14. CSO Flows","14a.","CSO hydraulic control capacity (MGD). ",null,null,"14a.",{"$f":"HLOOKUP(H2726,'4 - CSO VOLUME'!$E$9:$AS$33,20,FALSE)","v":""}]
[{"$f":"CONCATENATE(H2726,C2840)","v":"CSO 02214b."},null,"14b.","Total CSO volume (MG). Divide Line 14a by 24, then subtract from Line 13d at hourly increments.",null,null,"14b.",null,{"$f":"IF(I2838-($H2839/(4*24))<0,0,I2838-($H2839/(4*24)))","v":{"$error":"#VALUE!"}},{"$f":"IF(J2838-($H2839/(4*24))<0,0,J2838-($H2839/(4*24)))","v":{"$error":"#VALUE!"}},{"$error":"#VALUE!"},{"$error":"#VALUE!"},{"$error":"#VALUE!"},{"$error":"#VALUE!"},{"$error":"#VALUE!"},{"$error":"#VALUE!"},{"$error":"#VALUE!"},{"$error":"#VALUE!"},{"$error":"#VALUE!"},{"$error":"#VALUE!"},{"$error":"#VALUE!"},{"$error":"#VALUE!"},{"$error":"#VALUE!"},{"$error":"#VALUE!"},{"$error":"#VALUE!"},{"$error":"#VALUE!"},{"$error":"#VALUE!"},{"$error":"#VALUE!"},{"$error":"#VALUE!"},{"$error":"#VALUE!"},{"$error":"#VALUE!"},{"$error":"#VALUE!"},{"$error":"#VALUE!"},{"$error":"#VALUE!"},{"$error":"#VALUE!"},{"$error":"#VALUE!"},{"$error":"#VALUE!"},{"$error":"#VALUE!"},{"$error":"#VALUE!"},{"$error":"#VALUE!"},{"$error":"#VALUE!"},{"$error":"#VALUE!"},{"$error":"#VALUE!"},{"$error":"#VALUE!"},{"$error":"#VALUE!"},{"$error":"#VALUE!"},{"$error":"#VALUE!"},{"$error":"#VALUE!"},{"$error":"#VALUE!"},{"$error":"#VALUE!"},{"$error":"#VALUE!"},{"$error":"#VALUE!"},{"$error":"#VALUE!"},{"$error":"#VALUE!"},{"$error":"#VALUE!"},{"$error":"#VALUE!"},{"$error":"#VALUE!"},{"$error":"#VALUE!"},{"$error":"#VALUE!"},{"$error":"#VALUE!"},{"$error":"#VALUE!"},{"$error":"#VALUE!"},{"$error":"#VALUE!"},{"$error":"#VALUE!"},{"$error":"#VALUE!"},{"$error":"#VALUE!"},{"$error":"#VALUE!"},{"$error":"#VALUE!"},{"$error":"#VALUE!"},{"$error":"#VALUE!"},{"$error":"#VALUE!"},{"$error":"#VALUE!"},{"$error":"#VALUE!"},{"$f":"IF(BV2838-($H2839/(4*24))<0,0,BV2838-($H2839/(4*24)))","v":{"$error":"#VALUE!"}},{"$error":"#VALUE!"},{"$error":"#VALUE!"},{"$error":"#VALUE!"},{"$error":"#VALUE!"},{"$error":"#VALUE!"},{"$error":"#VALUE!"},{"$error":"#VALUE!"},{"$error":"#VALUE!"},{"$error":"#VALUE!"},{"$error":"#VALUE!"},{"$error":"#VALUE!"},{"$error":"#VALUE!"},{"$error":"#VALUE!"},{"$error":"#VALUE!"},{"$error":"#VALUE!"},{"$error":"#VALUE!"},{"$error":"#VALUE!"},{"$error":"#VALUE!"},{"$error":"#VALUE!"},{"$error":"#VALUE!"},{"$error":"#VALUE!"},{"$error":"#VALUE!"},{"$error":"#VALUE!"},{"$error":"#VALUE!"},{"$error":"#VALUE!"},{"$error":"#VALUE!"},{"$error":"#VALUE!"},{"$error":"#VALUE!"},{"$error":"#VALUE!"},{"$error":"#VALUE!"},{"$f":"SUM(I2840:CZ2840)","v":{"$error":"#VALUE!"}}]
[{"$f":"CONCATENATE(H2726,C2844)","v":"CSO 02214f."},null,"14f.","Combined sewage diverted to WWTP (MG). Subtract Line 14b from Line 13d at hourly increments.",null,null,"14f.",null,{"$f":"I2838-I2840","v":{"$error":"#VALUE!"}},{"$f":"J2838-J2840","v":{"$error":"#VALUE!"}},{"$error":"#VALUE!"},{"$error":"#VALUE!"},{"$error":"#VALUE!"},{"$error":"#VALUE!"},{"$error":"#VALUE!"},{"$error":"#VALUE!"},{"$error":"#VALUE!"},{"$error":"#VALUE!"},{"$error":"#VALUE!"},{"$error":"#VALUE!"},{"$error":"#VALUE!"},{"$error":"#VALUE!"},{"$error":"#VALUE!"},{"$error":"#VALUE!"},{"$error":"#VALUE!"},{"$error":"#VALUE!"},{"$error":"#VALUE!"},{"$error":"#VALUE!"},{"$error":"#VALUE!"},{"$error":"#VALUE!"},{"$error":"#VALUE!"},{"$error":"#VALUE!"},{"$error":"#VALUE!"},{"$error":"#VALUE!"},{"$error":"#VALUE!"},{"$error":"#VALUE!"},{"$error":"#VALUE!"},{"$error":"#VALUE!"},{"$error":"#VALUE!"},{"$error":"#VALUE!"},{"$error":"#VALUE!"},{"$error":"#VALUE!"},{"$error":"#VALUE!"},{"$error":"#VALUE!"},{"$error":"#VALUE!"},{"$error":"#VALUE!"},{"$error":"#VALUE!"},{"$error":"#VALUE!"},{"$error":"#VALUE!"},{"$error":"#VALUE!"},{"$error":"#VALUE!"},{"$error":"#VALUE!"},{"$error":"#VALUE!"},{"$error":"#VALUE!"},{"$error":"#VALUE!"},{"$error":"#VALUE!"},{"$error":"#VALUE!"},{"$error":"#VALUE!"},{"$error":"#VALUE!"},{"$error":"#VALUE!"},{"$error":"#VALUE!"},{"$error":"#VALUE!"},{"$error":"#VALUE!"},{"$error":"#VALUE!"},{"$error":"#VALUE!"},{"$error":"#VALUE!"},{"$error":"#VALUE!"},{"$error":"#VALUE!"},{"$error":"#VALUE!"},{"$error":"#VALUE!"},{"$error":"#VALUE!"},{"$error":"#VALUE!"},{"$error":"#VALUE!"},{"$f":"BV2838-BV2840","v":{"$error":"#VALUE!"}},{"$error":"#VALUE!"},{"$error":"#VALUE!"},{"$error":"#VALUE!"},{"$error":"#VALUE!"},{"$error":"#VALUE!"},{"$error":"#VALUE!"},{"$error":"#VALUE!"},{"$error":"#VALUE!"},{"$error":"#VALUE!"},{"$error":"#VALUE!"},{"$error":"#VALUE!"},{"$error":"#VALUE!"},{"$error":"#VALUE!"},{"$error":"#VALUE!"},{"$error":"#VALUE!"},{"$error":"#VALUE!"},{"$error":"#VALUE!"},{"$error":"#VALUE!"},{"$error":"#VALUE!"},{"$error":"#VALUE!"},{"$error":"#VALUE!"},{"$error":"#VALUE!"},{"$error":"#VALUE!"},{"$error":"#VALUE!"},{"$error":"#VALUE!"},{"$error":"#VALUE!"},{"$error":"#VALUE!"},{"$error":"#VALUE!"},{"$error":"#VALUE!"},{"$error":"#VALUE!"},{"$f":"SUM(I2844:CZ2844)","v":{"$error":"#VALUE!"}}]
[]
[{"$nulls":6},"ISA:",{"$f":"HLOOKUP(H2847,'2 - CSO INPUT'!$E$9:$AS$19,7,FALSE)","v":{"v":0,"d":"0%"}}]
[{"$nulls":6},"TOC (hr);",{"$f":"HLOOKUP(H2847,'3 - Tc & RAINFALL'!$E$9:$AS$17,6,FALSE)","v":""}]
[{"$nulls":4},1,{"$f":"$DF$3","v":{"v":0,"d":"0.000"}},{"$f":"IF(SUM(F2853:F2853)-H2851<=0,0,SUM(F2853:F2853)-H2851)","v":{"v":0,"d":"0.00"}},{"$f":"G2853-0","v":{"v":0,"d":"0.000"}},{"$f":"IF(H2850<=I2852-E2853,0,H2853*H2848*H2849*J2848/(H2850*4))","v":{"$error":"#VALUE!"}},{"$f":"IF(H2850<=J2852-E2853,0,H2853*H2848*H2849*J2848/(H2850*4))","v":{"$error":"#VALUE!"}},{"$f":"IF(H2850<=K2852-E2853,0,H2853*H2848*H2849*J2848/(H2850*4))","v":{"$error":"#VALUE!"}},{"$f":"IF(H2850<=L2852-E2853,0,H2853*H2848*H2849*J2848/(H2850*4))","v":{"$error":"#VALUE!"}},{"$f":"IF(H2850<=M2852-E2853,0,H2853*H2848*H2849*J2848/(H2850*4))","v":{"$error":"#VALUE!"}},{"$f":"IF(H2850<=N2852-E2853,0,H2853*H2848*H2849*J2848/(H2850*4))","v":{"$error":"#VALUE!"}},{"$f":"IF(H2850<=O2852-E2853,0,H2853*H2848*H2849*J2848/(H2850*4))","v":{"$error":"#VALUE!"}},{"$f":"IF(H2850<=P2852-E2853,0,H2853*H2848*H2849*J2848/(H2850*4))","v":{"$error":"#VALUE!"}},{"$f":"IF(H2850<=Q2852-E2853,0,H2853*H2848*H2849*J2848/(H2850*4))","v":{"$error":"#VALUE!"}},{"$f":"IF(H2850<=R2852-E2853,0,H2853*H2848*H2849*J2848/(H2850*4))","v":{"$error":"#VALUE!"}},{"$f":"IF(H2850<=S2852-E2853,0,H2853*H2848*H2849*J2848/(H2850*4))","v":{"$error":"#VALUE!"}},{"$f":"IF(H2850<=T2852-E2853,0,H2853*H2848*H2849*J2848/(H2850*4))","v":{"$error":"#VALUE!"}},{"$f":"IF(H2850<=U2852-E2853,0,H2853*H2848*H2849*J2848/(H2850*4))","v":{"$error":"#VALUE!"}}]
[{"$nulls":4},1.25,{"$f":"$DF$4","v":{"v":0,"d":"0.000"}},{"$f":"IF(SUM(F2853:F2854)-H2851<=0,0,SUM(F2853:F2854)-H2851)","v":{"v":0,"d":"0.00"}},{"$f":"G2854-G2853","v":{"v":0,"d":"0.000"}},null,{"$f":"IF(H2850<=J2852-E2854,0,H2854*H2848*H2849*J2848/(H2850*4))","v":{"$error":"#VALUE!"}},{"$f":"IF(H2850<=K2852-E2854,0,H2854*H2848*H2849*J2848/(H2850*4))","v":{"$error":"#VALUE!"}},{"$f":"IF(H2850<=L2852-E2854,0,H2854*H2848*H2849*J2848/(H2850*4))","v":{"$error":"#VALUE!"}},{"$f":"IF(H2850<=M2852-E2854,0,H2854*H2848*H2849*J2848/(H2850*4))","v":{"$error":"#VALUE!"}},{"$f":"IF(H2850<=N2852-E2854,0,H2854*H2848*H2849*J2848/(H2850*4))","v":{"$error":"#VALUE!"}},{"$f":"IF(H2850<=O2852-E2854,0,H2854*H2848*H2849*J2848/(H2850*4))","v":{"$error":"#VALUE!"}},{"$f":"IF(H2850<=P2852-E2854,0,H2854*H2848*H2849*J2848/(H2850*4))","v":{"$error":"#VALUE!"}},{"$f":"IF(H2850<=Q2852-E2854,0,H2854*H2848*H2849*J2848/(H2850*4))","v":{"$error":"#VALUE!"}},{"$f":"IF(H2850<=R2852-E2854,0,H2854*H2848*H2849*J2848/(H2850*4))","v":{"$error":"#VALUE!"}},{"$f":"IF(H2850<=S2852-E2854,0,H2854*H2848*H2849*J2848/(H2850*4))","v":{"$error":"#VALUE!"}},{"$f":"IF(H2850<=T2852-E2854,0,H2854*H2848*H2849*J2848/(H2850*4))","v":{"$error":"#VALUE!"}},{"$f":"IF(H2850<=U2852-E2854,0,H2854*H2848*H2849*J2848/(H2850*4))","v":{"$error":"#VALUE!"}},{"$f":"IF(H2850<=V2852-E2854,0,H2854*H2848*H2849*J2848/(H2850*4))","v":{"$error":"#VALUE!"}}]
[{"$nulls":4},2.25,{"$f":"$DF$8","v":{"v":0,"d":"0.000"}},{"$f":"IF(SUM(F2853:F2858)-H2851<=0,0,SUM(F2853:F2858)-H2851)","v":{"v":0,"d":"0.00"}},{"v":0,"d":"0.000"},{"$nulls":5},{"$f":"IF(H2850<=N2852-E2858,0,H2858*H2848*H2849*J2848/(H2850*4))","v":{"$error":"#VALUE!"}},{"$f":"IF(H2850<=O2852-E2858,0,H2858*H2848*H2849*J2848/(H2850*4))","v":{"$error":"#VALUE!"}},{"$f":"IF(H2850<=P2852-E2858,0,H2858*H2848*H2849*J2848/(H2850*4))","v":{"$error":"#VALUE!"}},{"$f":"IF(H2850<=Q2852-E2858,0,H2858*H2848*H2849*J2848/(H2850*4))","v":{"$error":"#VALUE!"}},{"$f":"IF(H2850<=R2852-E2858,0,H2858*H2848*H2849*J2848/(H2850*4))","v":{"$error":"#VALUE!"}},{"$f":"IF(H2850<=S2852-E2858,0,H2858*H2848*H2849*J2848/(H2850*4))","v":{"$error":"#VALUE!"}},{"$f":"IF(H2850<=T2852-E2858,0,H2858*H2848*H2849*J2848/(H2850*4))","v":{"$error":"#VALUE!"}},{"$f":"IF(H2850<=U2852-E2858,0,H2858*H2848*H2849*J2848/(H2850*4))","v":{"$error":"#VALUE!"}},{"$f":"IF(H2850<=V2852-E2858,0,H2858*H2848*H2849*J2848/(H2850*4))","v":{"$error":"#VALUE!"}},{"$f":"IF(H2850<=W2852-E2858,0,H2858*H2848*H2849*J2848/(H2850*4))","v":{"$error":"#VALUE!"}},{"$f":"IF(H2850<=X2852-E2858,0,H2858*H2848*H2849*J2848/(H2850*4))","v":{"$error":"#VALUE!"}},{"$f":"IF(H2850<=Y2852-E2858,0,H2858*H2848*H2849*J2848/(H2850*4))","v":{"$error":"#VALUE!"}},{"$f":"IF(H2850<=Z2852-E2858,0,H2858*H2848*H2849*J2848/(H2850*4))","v":{"$error":"#VALUE!"}}]
[{"$nulls":4},{"v":2.5,"d":"2.50"},{"$f":"$DF$9","v":{"v":0,"d":"0.000"}},{"$f":"IF(SUM(F2853:F2859)-H2851<=0,0,SUM(F2853:F2859)-H2851)","v":{"v":0,"d":"0.00"}},{"v":0,"d":"0.000"},{"$nulls":6},{"$f":"IF(H2850<=O2852-E2859,0,H2859*H2848*H2849*J2848/(H2850*4))","v":{"$error":"#VALUE!"}},{"$f":"IF(H2850<=P2852-E2859,0,H2859*H2848*H2849*J2848/(H2850*4))","v":{"$error":"#VALUE!"}},{"$f":"IF(H2850<=Q2852-E2859,0,H2859*H2848*H2849*J2848/(H2850*4))","v":{"$error":"#VALUE!"}},{"$f":"IF(H2850<=R2852-E2859,0,H2859*H2848*H2849*J2848/(H2850*4))","v":{"$error":"#VALUE!"}},{"$f":"IF(H2850<=S2852-E2859,0,H2859*H2848*H2849*J2848/(H2850*4))","v":{"$error":"#VALUE!"}},{"$f":"IF(H2850<=T2852-E2859,0,H2859*H2848*H2849*J2848/(H2850*4))","v":{"$error":"#VALUE!"}},{"$f":"IF(H2850<=U2852-E2859,0,H2859*H2848*H2849*J2848/(H2850*4))","v":{"$error":"#VALUE!"}},{"$f":"IF(H2850<=V2852-E2859,0,H2859*H2848*H2849*J2848/(H2850*4))","v":{"$error":"#VALUE!"}},{"$f":"IF(H2850<=W2852-E2859,0,H2859*H2848*H2849*J2848/(H2850*4))","v":{"$error":"#VALUE!"}},{"$f":"IF(H2850<=X2852-E2859,0,H2859*H2848*H2849*J2848/(H2850*4))","v":{"$error":"#VALUE!"}},{"$f":"IF(H2850<=Y2852-E2859,0,H2859*H2848*H2849*J2848/(H2850*4))","v":{"$error":"#VALUE!"}},{"$f":"IF(H2850<=Z2852-E2859,0,H2859*H2848*H2849*J2848/(H2850*4))","v":{"$error":"#VALUE!"}},{"$f":"IF(H2850<=AA2852-E2859,0,H2859*H2848*H2849*J2848/(H2850*4))","v":{"$error":"#VALUE!"}}]
[{"$nulls":4},3.25,{"$f":"$DF$12","v":{"v":0,"d":"0.000"}},{"$f":"IF(SUM(F2853:F2862)-H2851<=0,0,SUM(F2853:F2862)-H2851)","v":{"v":0,"d":"0.00"}},{"v":0,"d":"0.000"},{"$nulls":9},{"$f":"IF(H2850<=R2852-E2862,0,H2862*H2848*H2849*J2848/(H2850*4))","v":{"$error":"#VALUE!"}},{"$f":"IF(H2850<=S2852-E2862,0,H2862*H2848*H2849*J2848/(H2850*4))","v":{"$error":"#VALUE!"}},{"$f":"IF(H2850<=T2852-E2862,0,H2862*H2848*H2849*J2848/(H2850*4))","v":{"$error":"#VALUE!"}},{"$f":"IF(H2850<=U2852-E2862,0,H2862*H2848*H2849*J2848/(H2850*4))","v":{"$error":"#VALUE!"}},{"$f":"IF(H2850<=V2852-E2862,0,H2862*H2848*H2849*J2848/(H2850*4))","v":{"$error":"#VALUE!"}},{"$f":"IF(H2850<=W2852-E2862,0,H2862*H2848*H2849*J2848/(H2850*4))","v":{"$error":"#VALUE!"}},{"$f":"IF(H2850<=X2852-E2862,0,H2862*H2848*H2849*J2848/(H2850*4))","v":{"$error":"#VALUE!"}},{"$f":"IF(H2850<=Y2852-E2862,0,H2862*H2848*H2849*J2848/(H2850*4))","v":{"$error":"#VALUE!"}},{"$f":"IF(H2850<=Z2852-E2862,0,H2862*H2848*H2849*J2848/(H2850*4))","v":{"$error":"#VALUE!"}},{"$f":"IF(H2850<=AA2852-E2862,0,H2862*H2848*H2849*J2848/(H2850*4))","v":{"$error":"#VALUE!"}},{"$f":"IF(H2850<=AB2852-E2862,0,H2862*H2848*H2849*J2848/(H2850*4))","v":{"$error":"#VALUE!"}},{"$f":"IF(H2850<=AC2852-E2862,0,H2862*H2848*H2849*J2848/(H2850*4))","v":{"$error":"#VALUE!"}},{"$f":"IF(H2850<=AD2852-E2862,0,H2862*H2848*H2849*J2848/(H2850*4))","v":{"$error":"#VALUE!"}}]
[{"$nulls":4},3.75,{"$f":"$DF$14","v":{"v":0,"d":"0.000"}},{"$f":"IF(SUM(F2853:F2864)-H2851<=0,0,SUM(F2853:F2864)-H2851)","v":{"v":0,"d":"0.00"}},{"v":0,"d":"0.000"},{"$nulls":11},{"$f":"IF(H2850<=T2852-E2864,0,H2864*H2848*H2849*J2848/(H2850*4))","v":{"$error":"#VALUE!"}},{"$f":"IF(H2850<=U2852-E2864,0,H2864*H2848*H2849*J2848/(H2850*4))","v":{"$error":"#VALUE!"}},{"$f":"IF(H2850<=V2852-E2864,0,H2864*H2848*H2849*J2848/(H2850*4))","v":{"$error":"#VALUE!"}},{"$f":"IF(H2850<=W2852-E2864,0,H2864*H2848*H2849*J2848/(H2850*4))","v":{"$error":"#VALUE!"}},{"$f":"IF(H2850<=X2852-E2864,0,H2864*H2848*H2849*J2848/(H2850*4))","v":{"$error":"#VALUE!"}},{"$f":"IF(H2850<=Y2852-E2864,0,H2864*H2848*H2849*J2848/(H2850*4))","v":{"$error":"#VALUE!"}},{"$f":"IF(H2850<=Z2852-E2864,0,H2864*H2848*H2849*J2848/(H2850*4))","v":{"$error":"#VALUE!"}},{"$f":"IF(H2850<=AA2852-E2864,0,H2864*H2848*H2849*J2848/(H2850*4))","v":{"$error":"#VALUE!"}},{"$f":"IF(H2850<=AB2852-E2864,0,H2864*H2848*H2849*J2848/(H2850*4))","v":{"$error":"#VALUE!"}},{"$f":"IF(H2850<=AC2852-E2864,0,H2864*H2848*H2849*J2848/(H2850*4))","v":{"$error":"#VALUE!"}},{"$f":"IF(H2850<=AD2852-E2864,0,H2864*H2848*H2849*J2848/(H2850*4))","v":{"$error":"#VALUE!"}},{"$f":"IF(H2850<=AE2852-E2864,0,H2864*H2848*H2849*J2848/(H2850*4))","v":{"$error":"#VALUE!"}},{"$f":"IF(H2850<=AF2852-E2864,0,H2864*H2848*H2849*J2848/(H2850*4))","v":{"$error":"#VALUE!"}}]
[{"$nulls":4},{"v":4.5,"d":"4.50"},{"$f":"$DF$17","v":{"v":0,"d":"0.000"}},{"$f":"IF(SUM(F2853:F2867)-H2851<=0,0,SUM(F2853:F2867)-H2851)","v":{"v":0,"d":"0.00"}},{"v":0,"d":"0.000"},{"$nulls":14},{"$f":"IF(H2850<=W2852-E2867,0,H2867*H2848*H2849*J2848/(H2850*4))","v":{"$error":"#VALUE!"}},{"$f":"IF(H2850<=X2852-E2867,0,H2867*H2848*H2849*J2848/(H2850*4))","v":{"$error":"#VALUE!"}},{"$f":"IF(H2850<=Y2852-E2867,0,H2867*H2848*H2849*J2848/(H2850*4))","v":{"$error":"#VALUE!"}},{"$f":"IF(H2850<=Z2852-E2867,0,H2867*H2848*H2849*J2848/(H2850*4))","v":{"$error":"#VALUE!"}},{"$f":"IF(H2850<=AA2852-E2867,0,H2867*H2848*H2849*J2848/(H2850*4))","v":{"$error":"#VALUE!"}},{"$f":"IF(H2850<=AB2852-E2867,0,H2867*H2848*H2849*J2848/(H2850*4))","v":{"$error":"#VALUE!"}},{"$f":"IF(H2850<=AC2852-E2867,0,H2867*H2848*H2849*J2848/(H2850*4))","v":{"$error":"#VALUE!"}},{"$f":"IF(H2850<=AD2852-E2867,0,H2867*H2848*H2849*J2848/(H2850*4))","v":{"$error":"#VALUE!"}},{"$f":"IF(H2850<=AE2852-E2867,0,H2867*H2848*H2849*J2848/(H2850*4))","v":{"$error":"#VALUE!"}},{"$f":"IF(H2850<=AF2852-E2867,0,H2867*H2848*H2849*J2848/(H2850*4))","v":{"$error":"#VALUE!"}},{"$f":"IF(H2850<=AG2852-E2867,0,H2867*H2848*H2849*J2848/(H2850*4))","v":{"$error":"#VALUE!"}},{"$f":"IF(H2850<=AH2852-E2867,0,H2867*H2848*H2849*J2848/(H2850*4))","v":{"$error":"#VALUE!"}},{"$f":"IF(H2850<=AI2852-E2867,0,H2867*H2848*H2849*J2848/(H2850*4))","v":{"$error":"#VALUE!"}}]
[{"$nulls":4},4.75,{"$f":"$DF$18","v":{"v":0,"d":"0.000"}},{"$f":"IF(SUM(F2853:F2868)-H2851<=0,0,SUM(F2853:F2868)-H2851)","v":{"v":0,"d":"0.00"}},{"v":0,"d":"0.000"},{"$nulls":15},{"$f":"IF(H2850<=X2852-E2868,0,H2868*H2848*H2849*J2848/(H2850*4))","v":{"$error":"#VALUE!"}},{"$f":"IF(H2850<=Y2852-E2868,0,H2868*H2848*H2849*J2848/(H2850*4))","v":{"$error":"#VALUE!"}},{"$f":"IF(H2850<=Z2852-E2868,0,H2868*H2848*H2849*J2848/(H2850*4))","v":{"$error":"#VALUE!"}},{"$f":"IF(H2850<=AA2852-E2868,0,H2868*H2848*H2849*J2848/(H2850*4))","v":{"$error":"#VALUE!"}},{"$f":"IF(H2850<=AB2852-E2868,0,H2868*H2848*H2849*J2848/(H2850*4))","v":{"$error":"#VALUE!"}},{"$f":"IF(H2850<=AC2852-E2868,0,H2868*H2848*H2849*J2848/(H2850*4))","v":{"$error":"#VALUE!"}},{"$f":"IF(H2850<=AD2852-E2868,0,H2868*H2848*H2849*J2848/(H2850*4))","v":{"$error":"#VALUE!"}},{"$f":"IF(H2850<=AE2852-E2868,0,H2868*H2848*H2849*J2848/(H2850*4))","v":{"$error":"#VALUE!"}},{"$f":"IF(H2850<=AF2852-E2868,0,H2868*H2848*H2849*J2848/(H2850*4))","v":{"$error":"#VALUE!"}},{"$f":"IF(H2850<=AG2852-E2868,0,H2868*H2848*H2849*J2848/(H2850*4))","v":{"$error":"#VALUE!"}},{"$f":"IF(H2850<=AH2852-E2868,0,H2868*H2848*H2849*J2848/(H2850*4))","v":{"$error":"#VALUE!"}},{"$f":"IF(H2850<=AI2852-E2868,0,H2868*H2848*H2849*J2848/(H2850*4))","v":{"$error":"#VALUE!"}},{"$f":"IF(H2850<=AJ2852-E2868,0,H2868*H2848*H2849*J2848/(H2850*4))","v":{"$error":"#VALUE!"}}]
[{"$nulls":4},5.75,{"$f":"$DF$22","v":{"v":0,"d":"0.000"}},{"$f":"IF(SUM(F2853:F2872)-H2851<=0,0,SUM(F2853:F2872)-H2851)","v":{"v":0,"d":"0.00"}},{"v":0,"d":"0.000"},{"$nulls":19},{"$f":"IF(H2850<=AB2852-E2872,0,H2872*H2848*H2849*J2848/(H2850*4))","v":{"$error":"#VALUE!"}},{"$f":"IF(H2850<=AC2852-E2872,0,H2872*H2848*H2849*J2848/(H2850*4))","v":{"$error":"#VALUE!"}},{"$f":"IF(H2850<=AD2852-E2872,0,H2872*H2848*H2849*J2848/(H2850*4))","v":{"$error":"#VALUE!"}},{"$f":"IF(H2850<=AE2852-E2872,0,H2872*H2848*H2849*J2848/(H2850*4))","v":{"$error":"#VALUE!"}},{"$f":"IF(H2850<=AF2852-E2872,0,H2872*H2848*H2849*J2848/(H2850*4))","v":{"$error":"#VALUE!"}},{"$f":"IF(H2850<=AG2852-E2872,0,H2872*H2848*H2849*J2848/(H2850*4))","v":{"$error":"#VALUE!"}},{"$f":"IF(H2850<=AH2852-E2872,0,H2872*H2848*H2849*J2848/(H2850*4))","v":{"$error":"#VALUE!"}},{"$f":"IF(H2850<=AI2852-E2872,0,H2872*H2848*H2849*J2848/(H2850*4))","v":{"$error":"#VALUE!"}},{"$f":"IF(H2850<=AJ2852-E2872,0,H2872*H2848*H2849*J2848/(H2850*4))","v":{"$error":"#VALUE!"}},{"$f":"IF(H2850<=AK2852-E2872,0,H2872*H2848*H2849*J2848/(H2850*4))","v":{"$error":"#VALUE!"}},{"$f":"IF(H2850<=AL2852-E2872,0,H2872*H2848*H2849*J2848/(H2850*4))","v":{"$error":"#VALUE!"}},{"$f":"IF(H2850<=AM2852-E2872,0,H2872*H2848*H2849*J2848/(H2850*4))","v":{"$error":"#VALUE!"}},{"$f":"IF(H2850<=AN2852-E2872,0,H2872*H2848*H2849*J2848/(H2850*4))","v":{"$error":"#VALUE!"}}]
[{"$nulls":4},{"v":6,"d":"6.00"},{"$f":"$DF$23","v":{"v":0,"d":"0.000"}},{"$f":"IF(SUM(F2853:F2873)-H2851<=0,0,SUM(F2853:F2873)-H2851)","v":{"v":0,"d":"0.00"}},{"v":0,"d":"0.000"},{"$nulls":20},{"$f":"IF(H2850<=AC2852-E2873,0,H2873*H2848*H2849*J2848/(H2850*4))","v":{"$error":"#VALUE!"}},{"$f":"IF(H2850<=AD2852-E2873,0,H2873*H2848*H2849*J2848/(H2850*4))","v":{"$error":"#VALUE!"}},{"$f":"IF(H2850<=AE2852-E2873,0,H2873*H2848*H2849*J2848/(H2850*4))","v":{"$error":"#VALUE!"}},{"$f":"IF(H2850<=AF2852-E2873,0,H2873*H2848*H2849*J2848/(H2850*4))","v":{"$error":"#VALUE!"}},{"$f":"IF(H2850<=AG2852-E2873,0,H2873*H2848*H2849*J2848/(H2850*4))","v":{"$error":"#VALUE!"}},{"$f":"IF(H2850<=AH2852-E2873,0,H2873*H2848*H2849*J2848/(H2850*4))","v":{"$error":"#VALUE!"}},{"$f":"IF(H2850<=AI2852-E2873,0,H2873*H2848*H2849*J2848/(H2850*4))","v":{"$error":"#VALUE!"}},{"$f":"IF(H2850<=AJ2852-E2873,0,H2873*H2848*H2849*J2848/(H2850*4))","v":{"$error":"#VALUE!"}},{"$f":"IF(H2850<=AK2852-E2873,0,H2873*H2848*H2849*J2848/(H2850*4))","v":{"$error":"#VALUE!"}},{"$f":"IF(H2850<=AL2852-E2873,0,H2873*H2848*H2849*J2848/(H2850*4))","v":{"$error":"#VALUE!"}},{"$f":"IF(H2850<=AM2852-E2873,0,H2873*H2848*H2849*J2848/(H2850*4))","v":{"$error":"#VALUE!"}},{"$f":"IF(H2850<=AN2852-E2873,0,H2873*H2848*H2849*J2848/(H2850*4))","v":{"$error":"#VALUE!"}},{"$f":"IF(H2850<=AO2852-E2873,0,H2873*H2848*H2849*J2848/(H2850*4))","v":{"$error":"#VALUE!"}}]
[{"$nulls":4},6.75,{"$f":"$DF$26","v":{"v":0,"d":"0.000"}},{"$f":"IF(SUM(F2853:F2876)-H2851<=0,0,SUM(F2853:F2876)-H2851)","v":{"v":0,"d":"0.00"}},{"v":0,"d":"0.000"},{"$nulls":23},{"$f":"IF(H2850<=AF2852-E2876,0,H2876*H2848*H2849*J2848/(H2850*4))","v":{"$error":"#VALUE!"}},{"$f":"IF(H2850<=AG2852-E2876,0,H2876*H2848*H2849*J2848/(H2850*4))","v":{"$error":"#VALUE!"}},{"$f":"IF(H2850<=AH2852-E2876,0,H2876*H2848*H2849*J2848/(H2850*4))","v":{"$error":"#VALUE!"}},{"$f":"IF(H2850<=AI2852-E2876,0,H2876*H2848*H2849*J2848/(H2850*4))","v":{"$error":"#VALUE!"}},{"$f":"IF(H2850<=AJ2852-E2876,0,H2876*H2848*H2849*J2848/(H2850*4))","v":{"$error":"#VALUE!"}},{"$f":"IF(H2850<=AK2852-E2876,0,H2876*H2848*H2849*J2848/(H2850*4))","v":{"$error":"#VALUE!"}},{"$f":"IF(H2850<=AL2852-E2876,0,H2876*H2848*H2849*J2848/(H2850*4))","v":{"$error":"#VALUE!"}},{"$f":"IF(H2850<=AM2852-E2876,0,H2876*H2848*H2849*J2848/(H2850*4))","v":{"$error":"#VALUE!"}},{"$f":"IF(H2850<=AN2852-E2876,0,H2876*H2848*H2849*J2848/(H2850*4))","v":{"$error":"#VALUE!"}},{"$f":"IF(H2850<=AO2852-E2876,0,H2876*H2848*H2849*J2848/(H2850*4))","v":{"$error":"#VALUE!"}},{"$f":"IF(H2850<=AP2852-E2876,0,H2876*H2848*H2849*J2848/(H2850*4))","v":{"$error":"#VALUE!"}},{"$f":"IF(H2850<=AQ2852-E2876,0,H2876*H2848*H2849*J2848/(H2850*4))","v":{"$error":"#VALUE!"}},{"$f":"IF(H2850<=AR2852-E2876,0,H2876*H2848*H2849*J2848/(H2850*4))","v":{"$error":"#VALUE!"}}]
[{"$nulls":4},7.25,{"$f":"$DF$28","v":{"v":0,"d":"0.000"}},{"$f":"IF(SUM(F2853:F2878)-H2851<=0,0,SUM(F2853:F2878)-H2851)","v":{"v":0,"d":"0.00"}},{"v":0,"d":"0.000"},{"$nulls":25},{"$f":"IF(H2850<=AH2852-E2878,0,H2878*H2848*H2849*J2848/(H2850*4))","v":{"$error":"#VALUE!"}},{"$f":"IF(H2850<=AI2852-E2878,0,H2878*H2848*H2849*J2848/(H2850*4))","v":{"$error":"#VALUE!"}},{"$f":"IF(H2850<=AJ2852-E2878,0,H2878*H2848*H2849*J2848/(H2850*4))","v":{"$error":"#VALUE!"}},{"$f":"IF(H2850<=AK2852-E2878,0,H2878*H2848*H2849*J2848/(H2850*4))","v":{"$error":"#VALUE!"}},{"$f":"IF(H2850<=AL2852-E2878,0,H2878*H2848*H2849*J2848/(H2850*4))","v":{"$error":"#VALUE!"}},{"$f":"IF(H2850<=AM2852-E2878,0,H2878*H2848*H2849*J2848/(H2850*4))","v":{"$error":"#VALUE!"}},{"$f":"IF(H2850<=AN2852-E2878,0,H2878*H2848*H2849*J2848/(H2850*4))","v":{"$error":"#VALUE!"}},{"$f":"IF(H2850<=AO2852-E2878,0,H2878*H2848*H2849*J2848/(H2850*4))","v":{"$error":"#VALUE!"}},{"$f":"IF(H2850<=AP2852-E2878,0,H2878*H2848*H2849*J2848/(H2850*4))","v":{"$error":"#VALUE!"}},{"$f":"IF(H2850<=AQ2852-E2878,0,H2878*H2848*H2849*J2848/(H2850*4))","v":{"$error":"#VALUE!"}},{"$f":"IF(H2850<=AR2852-E2878,0,H2878*H2848*H2849*J2848/(H2850*4))","v":{"$error":"#VALUE!"}},{"$f":"IF(H2850<=AS2852-E2878,0,H2878*H2848*H2849*J2848/(H2850*4))","v":{"$error":"#VALUE!"}},{"$f":"IF(H2850<=AT2852-E2878,0,H2878*H2848*H2849*J2848/(H2850*4))","v":{"$error":"#VALUE!"}}]
[{"$nulls":4},{"v":8,"d":"8.00"},{"$f":"$DF$31","v":{"v":0,"d":"0.000"}},{"$f":"IF(SUM(F2853:F2881)-H2851<=0,0,SUM(F2853:F2881)-H2851)","v":{"v":0,"d":"0.00"}},{"v":0,"d":"0.000"},{"$nulls":28},{"$f":"IF(H2850<=AK2852-E2881,0,H2881*H2848*H2849*J2848/(H2850*4))","v":{"$error":"#VALUE!"}},{"$f":"IF(H2850<=AL2852-E2881,0,H2881*H2848*H2849*J2848/(H2850*4))","v":{"$error":"#VALUE!"}},{"$f":"IF(H2850<=AM2852-E2881,0,H2881*H2848*H2849*J2848/(H2850*4))","v":{"$error":"#VALUE!"}},{"$f":"IF(H2850<=AN2852-E2881,0,H2881*H2848*H2849*J2848/(H2850*4))","v":{"$error":"#VALUE!"}},{"$f":"IF(H2850<=AO2852-E2881,0,H2881*H2848*H2849*J2848/(H2850*4))","v":{"$error":"#VALUE!"}},{"$f":"IF(H2850<=AP2852-E2881,0,H2881*H2848*H2849*J2848/(H2850*4))","v":{"$error":"#VALUE!"}},{"$f":"IF(H2850<=AQ2852-E2881,0,H2881*H2848*H2849*J2848/(H2850*4))","v":{"$error":"#VALUE!"}},{"$f":"IF(H2850<=AR2852-E2881,0,H2881*H2848*H2849*J2848/(H2850*4))","v":{"$error":"#VALUE!"}},{"$f":"IF(H2850<=AS2852-E2881,0,H2881*H2848*H2849*J2848/(H2850*4))","v":{"$error":"#VALUE!"}},{"$f":"IF(H2850<=AT2852-E2881,0,H2881*H2848*H2849*J2848/(H2850*4))","v":{"$error":"#VALUE!"}},{"$f":"IF(H2850<=AU2852-E2881,0,H2881*H2848*H2849*J2848/(H2850*4))","v":{"$error":"#VALUE!"}},{"$f":"IF(H2850<=AV2852-E2881,0,H2881*H2848*H2849*J2848/(H2850*4))","v":{"$error":"#VALUE!"}},{"$f":"IF(H2850<=AW2852-E2881,0,H2881*H2848*H2849*J2848/(H2850*4))","v":{"$error":"#VALUE!"}}]
[{"$nulls":4},8.25,{"$f":"$DF$32","v":{"v":0,"d":"0.000"}},{"$f":"IF(SUM(F2853:F2882)-H2851<=0,0,SUM(F2853:F2882)-H2851)","v":{"v":0,"d":"0.00"}},{"v":0,"d":"0.000"},{"$nulls":29},{"$f":"IF(H2850<=AL2852-E2882,0,H2882*H2848*H2849*J2848/(H2850*4))","v":{"$error":"#VALUE!"}},{"$f":"IF(H2850<=AM2852-E2882,0,H2882*H2848*H2849*J2848/(H2850*4))","v":{"$error":"#VALUE!"}},{"$f":"IF(H2850<=AN2852-E2882,0,H2882*H2848*H2849*J2848/(H2850*4))","v":{"$error":"#VALUE!"}},{"$f":"IF(H2850<=AO2852-E2882,0,H2882*H2848*H2849*J2848/(H2850*4))","v":{"$error":"#VALUE!"}},{"$f":"IF(H2850<=AP2852-E2882,0,H2882*H2848*H2849*J2848/(H2850*4))","v":{"$error":"#VALUE!"}},{"$f":"IF(H2850<=AQ2852-E2882,0,H2882*H2848*H2849*J2848/(H2850*4))","v":{"$error":"#VALUE!"}},{"$f":"IF(H2850<=AR2852-E2882,0,H2882*H2848*H2849*J2848/(H2850*4))","v":{"$error":"#VALUE!"}},{"$f":"IF(H2850<=AS2852-E2882,0,H2882*H2848*H2849*J2848/(H2850*4))","v":{"$error":"#VALUE!"}},{"$f":"IF(H2850<=AT2852-E2882,0,H2882*H2848*H2849*J2848/(H2850*4))","v":{"$error":"#VALUE!"}},{"$f":"IF(H2850<=AU2852-E2882,0,H2882*H2848*H2849*J2848/(H2850*4))","v":{"$error":"#VALUE!"}},{"$f":"IF(H2850<=AV2852-E2882,0,H2882*H2848*H2849*J2848/(H2850*4))","v":{"$error":"#VALUE!"}},{"$f":"IF(H2850<=AW2852-E2882,0,H2882*H2848*H2849*J2848/(H2850*4))","v":{"$error":"#VALUE!"}},{"$f":"IF(H2850<=AX2852-E2882,0,H2882*H2848*H2849*J2848/(H2850*4))","v":{"$error":"#VALUE!"}}]
[{"$nulls":4},9.25,{"$f":"$DF$36","v":{"v":0,"d":"0.000"}},{"$f":"IF(SUM(F2853:F2886)-H2851<=0,0,SUM(F2853:F2886)-H2851)","v":{"v":0,"d":"0.00"}},{"v":0,"d":"0.000"},{"$nulls":33},{"$f":"IF(H2850<=AP2852-E2886,0,H2886*H2848*H2849*J2848/(H2850*4))","v":{"$error":"#VALUE!"}},{"$f":"IF(H2850<=AQ2852-E2886,0,H2886*H2848*H2849*J2848/(H2850*4))","v":{"$error":"#VALUE!"}},{"$f":"IF(H2850<=AR2852-E2886,0,H2886*H2848*H2849*J2848/(H2850*4))","v":{"$error":"#VALUE!"}},{"$f":"IF(H2850<=AS2852-E2886,0,H2886*H2848*H2849*J2848/(H2850*4))","v":{"$error":"#VALUE!"}},{"$f":"IF(H2850<=AT2852-E2886,0,H2886*H2848*H2849*J2848/(H2850*4))","v":{"$error":"#VALUE!"}},{"$f":"IF(H2850<=AU2852-E2886,0,H2886*H2848*H2849*J2848/(H2850*4))","v":{"$error":"#VALUE!"}},{"$f":"IF(H2850<=AV2852-E2886,0,H2886*H2848*H2849*J2848/(H2850*4))","v":{"$error":"#VALUE!"}},{"$f":"IF(H2850<=AW2852-E2886,0,H2886*H2848*H2849*J2848/(H2850*4))","v":{"$error":"#VALUE!"}},{"$f":"IF(H2850<=AX2852-E2886,0,H2886*H2848*H2849*J2848/(H2850*4))","v":{"$error":"#VALUE!"}},{"$f":"IF(H2850<=AY2852-E2886,0,H2886*H2848*H2849*J2848/(H2850*4))","v":{"$error":"#VALUE!"}},{"$f":"IF(H2850<=AZ2852-E2886,0,H2886*H2848*H2849*J2848/(H2850*4))","v":{"$error":"#VALUE!"}},{"$f":"IF(H2850<=BA2852-E2886,0,H2886*H2848*H2849*J2848/(H2850*4))","v":{"$error":"#VALUE!"}},{"$f":"IF(H2850<=BB2852-E2886,0,H2886*H2848*H2849*J2848/(H2850*4))","v":{"$error":"#VALUE!"}}]
[{"$nulls":4},{"v":9.5,"d":"9.50"},{"$f":"$DF$37","v":{"v":0,"d":"0.000"}},{"$f":"IF(SUM(F2853:F2887)-H2851<=0,0,SUM(F2853:F2887)-H2851)","v":{"v":0,"d":"0.00"}},{"v":0,"d":"0.000"},{"$nulls":34},{"$f":"IF(H2850<=AQ2852-E2887,0,H2887*H2848*H2849*J2848/(H2850*4))","v":{"$error":"#VALUE!"}},{"$f":"IF(H2850<=AR2852-E2887,0,H2887*H2848*H2849*J2848/(H2850*4))","v":{"$error":"#VALUE!"}},{"$f":"IF(H2850<=AS2852-E2887,0,H2887*H2848*H2849*J2848/(H2850*4))","v":{"$error":"#VALUE!"}},{"$f":"IF(H2850<=AT2852-E2887,0,H2887*H2848*H2849*J2848/(H2850*4))","v":{"$error":"#VALUE!"}},{"$f":"IF(H2850<=AU2852-E2887,0,H2887*H2848*H2849*J2848/(H2850*4))","v":{"$error":"#VALUE!"}},{"$f":"IF(H2850<=AV2852-E2887,0,H2887*H2848*H2849*J2848/(H2850*4))","v":{"$error":"#VALUE!"}},{"$f":"IF(H2850<=AW2852-E2887,0,H2887*H2848*H2849*J2848/(H2850*4))","v":{"$error":"#VALUE!"}},{"$f":"IF(H2850<=AX2852-E2887,0,H2887*H2848*H2849*J2848/(H2850*4))","v":{"$error":"#VALUE!"}},{"$f":"IF(H2850<=AY2852-E2887,0,H2887*H2848*H2849*J2848/(H2850*4))","v":{"$error":"#VALUE!"}},{"$f":"IF(H2850<=AZ2852-E2887,0,H2887*H2848*H2849*J2848/(H2850*4))","v":{"$error":"#VALUE!"}},{"$f":"IF(H2850<=BA2852-E2887,0,H2887*H2848*H2849*J2848/(H2850*4))","v":{"$error":"#VALUE!"}},{"$f":"IF(H2850<=BB2852-E2887,0,H2887*H2848*H2849*J2848/(H2850*4))","v":{"$error":"#VALUE!"}},{"$f":"IF(H2850<=BC2852-E2887,0,H2887*H2848*H2849*J2848/(H2850*4))","v":{"$error":"#VALUE!"}}]
[{"$nulls":4},10.25,{"$f":"$DF$40","v":{"v":0,"d":"0.000"}},{"$f":"IF(SUM(F2853:F2890)-H2851<=0,0,SUM(F2853:F2890)-H2851)","v":{"v":0,"d":"0.000"}},{"v":0,"d":"0.000"},{"$nulls":37},{"$f":"IF(H2850<=AT2852-E2890,0,H2890*H2848*H2849*J2848/(H2850*4))","v":{"$error":"#VALUE!"}},{"$f":"IF(H2850<=AU2852-E2890,0,H2890*H2848*H2849*J2848/(H2850*4))","v":{"$error":"#VALUE!"}},{"$f":"IF(H2850<=AV2852-E2890,0,H2890*H2848*H2849*J2848/(H2850*4))","v":{"$error":"#VALUE!"}},{"$f":"IF(H2850<=AW2852-E2890,0,H2890*H2848*H2849*J2848/(H2850*4))","v":{"$error":"#VALUE!"}},{"$f":"IF(H2850<=AX2852-E2890,0,H2890*H2848*H2849*J2848/(H2850*4))","v":{"$error":"#VALUE!"}},{"$f":"IF(H2850<=AY2852-E2890,0,H2890*H2848*H2849*J2848/(H2850*4))","v":{"$error":"#VALUE!"}},{"$f":"IF(H2850<=AZ2852-E2890,0,H2890*H2848*H2849*J2848/(H2850*4))","v":{"$error":"#VALUE!"}},{"$f":"IF(H2850<=BA2852-E2890,0,H2890*H2848*H2849*J2848/(H2850*4))","v":{"$error":"#VALUE!"}},{"$f":"IF(H2850<=BB2852-E2890,0,H2890*H2848*H2849*J2848/(H2850*4))","v":{"$error":"#VALUE!"}},{"$f":"IF(H2850<=BC2852-E2890,0,H2890*H2848*H2849*J2848/(H2850*4))","v":{"$error":"#VALUE!"}},{"$f":"IF(H2850<=BD2852-E2890,0,H2890*H2848*H2849*J2848/(H2850*4))","v":{"$error":"#VALUE!"}},{"$f":"IF(H2850<=BE2852-E2890,0,H2890*H2848*H2849*J2848/(H2850*4))","v":{"$error":"#VALUE!"}},{"$f":"IF(H2850<=BF2852-E2890,0,H2890*H2848*H2849*J2848/(H2850*4))","v":{"$error":"#VALUE!"}}]
[{"$nulls":4},{"v":10.5,"d":"10.50"},{"$f":"$DF$41","v":{"v":0,"d":"0.000"}},{"$f":"IF(SUM(F2853:F2891)-H2851<=0,0,SUM(F2853:F2891)-H2851)","v":{"v":0,"d":"0.00"}},{"v":0,"d":"0.000"},{"$nulls":38},{"$f":"IF(H2850<=AU2852-E2891,0,H2891*H2848*H2849*J2848/(H2850*4))","v":{"$error":"#VALUE!"}},{"$f":"IF(H2850<=AV2852-E2891,0,H2891*H2848*H2849*J2848/(H2850*4))","v":{"$error":"#VALUE!"}},{"$f":"IF(H2850<=AW2852-E2891,0,H2891*H2848*H2849*J2848/(H2850*4))","v":{"$error":"#VALUE!"}},{"$f":"IF(H2850<=AX2852-E2891,0,H2891*H2848*H2849*J2848/(H2850*4))","v":{"$error":"#VALUE!"}},{"$f":"IF(H2850<=AY2852-E2891,0,H2891*H2848*H2849*J2848/(H2850*4))","v":{"$error":"#VALUE!"}},{"$f":"IF(H2850<=AZ2852-E2891,0,H2891*H2848*H2849*J2848/(H2850*4))","v":{"$error":"#VALUE!"}},{"$f":"IF(H2850<=BA2852-E2891,0,H2891*H2848*H2849*J2848/(H2850*4))","v":{"$error":"#VALUE!"}},{"$f":"IF(H2850<=BB2852-E2891,0,H2891*H2848*H2849*J2848/(H2850*4))","v":{"$error":"#VALUE!"}},{"$f":"IF(H2850<=BC2852-E2891,0,H2891*H2848*H2849*J2848/(H2850*4))","v":{"$error":"#VALUE!"}},{"$f":"IF(H2850<=BD2852-E2891,0,H2891*H2848*H2849*J2848/(H2850*4))","v":{"$error":"#VALUE!"}},{"$f":"IF(H2850<=BE2852-E2891,0,H2891*H2848*H2849*J2848/(H2850*4))","v":{"$error":"#VALUE!"}},{"$f":"IF(H2850<=BF2852-E2891,0,H2891*H2848*H2849*J2848/(H2850*4))","v":{"$error":"#VALUE!"}},{"$f":"IF(H2850<=BG2852-E2891,0,H2891*H2848*H2849*J2848/(H2850*4))","v":{"$error":"#VALUE!"}}]
[{"$nulls":4},{"v":11.5,"d":"11.50"},{"$f":"$DF$45","v":{"v":0,"d":"0.000"}},{"$f":"IF(SUM(F2853:F2895)-H2851<=0,0,SUM(F2853:F2895)-H2851)","v":{"v":0,"d":"0.00"}},{"v":0,"d":"0.000"},{"$nulls":42},{"$f":"IF(H2850<=AY2852-E2895,0,H2895*H2848*H2849*J2848/(H2850*4))","v":{"$error":"#VALUE!"}},{"$f":"IF(H2850<=AZ2852-E2895,0,H2895*H2848*H2849*J2848/(H2850*4))","v":{"$error":"#VALUE!"}},{"$f":"IF(H2850<=BA2852-E2895,0,H2895*H2848*H2849*J2848/(H2850*4))","v":{"$error":"#VALUE!"}},{"$f":"IF(H2850<=BB2852-E2895,0,H2895*H2848*H2849*J2848/(H2850*4))","v":{"$error":"#VALUE!"}},{"$f":"IF(H2850<=BC2852-E2895,0,H2895*H2848*H2849*J2848/(H2850*4))","v":{"$error":"#VALUE!"}},{"$f":"IF(H2850<=BD2852-E2895,0,H2895*H2848*H2849*J2848/(H2850*4))","v":{"$error":"#VALUE!"}},{"$f":"IF(H2850<=BE2852-E2895,0,H2895*H2848*H2849*J2848/(H2850*4))","v":{"$error":"#VALUE!"}},{"$f":"IF(H2850<=BF2852-E2895,0,H2895*H2848*H2849*J2848/(H2850*4))","v":{"$error":"#VALUE!"}},{"$f":"IF(H2850<=BG2852-E2895,0,H2895*H2848*H2849*J2848/(H2850*4))","v":{"$error":"#VALUE!"}},{"$f":"IF(H2850<=BH2852-E2895,0,H2895*H2848*H2849*J2848/(H2850*4))","v":{"$error":"#VALUE!"}},{"$f":"IF(H2850<=BI2852-E2895,0,H2895*H2848*H2849*J2848/(H2850*4))","v":{"$error":"#VALUE!"}},{"$f":"IF(H2850<=BJ2852-E2895,0,H2895*H2848*H2849*J2848/(H2850*4))","v":{"$error":"#VALUE!"}},{"$f":"IF(H2850<=BK2852-E2895,0,H2895*H2848*H2849*J2848/(H2850*4))","v":{"$error":"#VALUE!"}}]
[{"$nulls":4},11.75,{"$f":"$DF$46","v":{"v":0,"d":"0.000"}},{"$f":"IF(SUM(F2853:F2896)-H2851<=0,0,SUM(F2853:F2896)-H2851)","v":{"v":0,"d":"0.00"}},{"v":0,"d":"0.000"},{"$nulls":43},{"$f":"IF(H2850<=AZ2852-E2896,0,H2896*H2848*H2849*J2848/(H2850*4))","v":{"$error":"#VALUE!"}},{"$f":"IF(H2850<=BA2852-E2896,0,H2896*H2848*H2849*J2848/(H2850*4))","v":{"$error":"#VALUE!"}},{"$f":"IF(H2850<=BB2852-E2896,0,H2896*H2848*H2849*J2848/(H2850*4))","v":{"$error":"#VALUE!"}},{"$f":"IF(H2850<=BC2852-E2896,0,H2896*H2848*H2849*J2848/(H2850*4))","v":{"$error":"#VALUE!"}},{"$f":"IF(H2850<=BD2852-E2896,0,H2896*H2848*H2849*J2848/(H2850*4))","v":{"$error":"#VALUE!"}},{"$f":"IF(H2850<=BE2852-E2896,0,H2896*H2848*H2849*J2848/(H2850*4))","v":{"$error":"#VALUE!"}},{"$f":"IF(H2850<=BF2852-E2896,0,H2896*H2848*H2849*J2848/(H2850*4))","v":{"$error":"#VALUE!"}},{"$f":"IF(H2850<=BG2852-E2896,0,H2896*H2848*H2849*J2848/(H2850*4))","v":{"$error":"#VALUE!"}},{"$f":"IF(H2850<=BH2852-E2896,0,H2896*H2848*H2849*J2848/(H2850*4))","v":{"$error":"#VALUE!"}},{"$f":"IF(H2850<=BI2852-E2896,0,H2896*H2848*H2849*J2848/(H2850*4))","v":{"$error":"#VALUE!"}},{"$f":"IF(H2850<=BJ2852-E2896,0,H2896*H2848*H2849*J2848/(H2850*4))","v":{"$error":"#VALUE!"}},{"$f":"IF(H2850<=BK2852-E2896,0,H2896*H2848*H2849*J2848/(H2850*4))","v":{"$error":"#VALUE!"}},{"$f":"IF(H2850<=BL2852-E2896,0,H2896*H2848*H2849*J2848/(H2850*4))","v":{"$error":"#VALUE!"}}]
[{"$nulls":4},{"v":12.5,"d":"12.50"},{"$f":"$DF$49","v":{"v":0,"d":"0.000"}},{"$f":"IF(SUM(F2853:F2899)-H2851<=0,0,SUM(F2853:F2899)-H2851)","v":{"v":0,"d":"0.00"}},{"v":0,"d":"0.000"},{"$nulls":46},{"$f":"IF(H2850<=BC2852-E2899,0,H2899*H2848*H2849*J2848/(H2850*4))","v":{"$error":"#VALUE!"}},{"$f":"IF(H2850<=BD2852-E2899,0,H2899*H2848*H2849*J2848/(H2850*4))","v":{"$error":"#VALUE!"}},{"$f":"IF(H2850<=BE2852-E2899,0,H2899*H2848*H2849*J2848/(H2850*4))","v":{"$error":"#VALUE!"}},{"$f":"IF(H2850<=BF2852-E2899,0,H2899*H2848*H2849*J2848/(H2850*4))","v":{"$error":"#VALUE!"}},{"$f":"IF(H2850<=BG2852-E2899,0,H2899*H2848*H2849*J2848/(H2850*4))","v":{"$error":"#VALUE!"}},{"$f":"IF(H2850<=BH2852-E2899,0,H2899*H2848*H2849*J2848/(H2850*4))","v":{"$error":"#VALUE!"}},{"$f":"IF(H2850<=BI2852-E2899,0,H2899*H2848*H2849*J2848/(H2850*4))","v":{"$error":"#VALUE!"}},{"$f":"IF(H2850<=BJ2852-E2899,0,H2899*H2848*H2849*J2848/(H2850*4))","v":{"$error":"#VALUE!"}},{"$f":"IF(H2850<=BK2852-E2899,0,H2899*H2848*H2849*J2848/(H2850*4))","v":{"$error":"#VALUE!"}},{"$f":"IF(H2850<=BL2852-E2899,0,H2899*H2848*H2849*J2848/(H2850*4))","v":{"$error":"#VALUE!"}},{"$f":"IF(H2850<=BM2852-E2899,0,H2899*H2848*H2849*J2848/(H2850*4))","v":{"$error":"#VALUE!"}},{"$f":"IF(H2850<=BN2852-E2899,0,H2899*H2848*H2849*J2848/(H2850*4))","v":{"$error":"#VALUE!"}},{"$f":"IF(H2850<=BO2852-E2899,0,H2899*H2848*H2849*J2848/(H2850*4))","v":{"$error":"#VALUE!"}}]
[{"$nulls":4},{"v":13,"d":"13.00"},{"$f":"$DF$51","v":{"v":0,"d":"0.000"}},{"$f":"IF(SUM(F2853:F2901)-H2851<=0,0,SUM(F2853:F2901)-H2851)","v":{"v":0,"d":"0.00"}},{"v":0,"d":"0.000"},{"$nulls":48},{"$f":"IF(H2850<=BE2852-E2901,0,H2901*H2848*H2849*J2848/(H2850*4))","v":{"$error":"#VALUE!"}},{"$f":"IF(H2850<=BF2852-E2901,0,H2901*H2848*H2849*J2848/(H2850*4))","v":{"$error":"#VALUE!"}},{"$f":"IF(H2850<=BG2852-E2901,0,H2901*H2848*H2849*J2848/(H2850*4))","v":{"$error":"#VALUE!"}},{"$f":"IF(H2850<=BH2852-E2901,0,H2901*H2848*H2849*J2848/(H2850*4))","v":{"$error":"#VALUE!"}},{"$f":"IF(H2850<=BI2852-E2901,0,H2901*H2848*H2849*J2848/(H2850*4))","v":{"$error":"#VALUE!"}},{"$f":"IF(H2850<=BJ2852-E2901,0,H2901*H2848*H2849*J2848/(H2850*4))","v":{"$error":"#VALUE!"}},{"$f":"IF(H2850<=BK2852-E2901,0,H2901*H2848*H2849*J2848/(H2850*4))","v":{"$error":"#VALUE!"}},{"$f":"IF(H2850<=BL2852-E2901,0,H2901*H2848*H2849*J2848/(H2850*4))","v":{"$error":"#VALUE!"}},{"$f":"IF(H2850<=BM2852-E2901,0,H2901*H2848*H2849*J2848/(H2850*4))","v":{"$error":"#VALUE!"}},{"$f":"IF(H2850<=BN2852-E2901,0,H2901*H2848*H2849*J2848/(H2850*4))","v":{"$error":"#VALUE!"}},{"$f":"IF(H2850<=BO2852-E2901,0,H2901*H2848*H2849*J2848/(H2850*4))","v":{"$error":"#VALUE!"}},{"$f":"IF(H2850<=BP2852-E2901,0,H2901*H2848*H2849*J2848/(H2850*4))","v":{"$error":"#VALUE!"}},{"$f":"IF(H2850<=BQ2852-E2901,0,H2901*H2848*H2849*J2848/(H2850*4))","v":{"$error":"#VALUE!"}}]
[{"$nulls":4},13.75,{"$f":"$DF$54","v":{"v":0,"d":"0.000"}},{"$f":"IF(SUM(F2853:F2904)-H2851<=0,0,SUM(F2853:F2904)-H2851)","v":{"v":0,"d":"0.00"}},{"v":0,"d":"0.000"},{"$nulls":51},{"$f":"IF(H2850<=BH2852-E2904,0,H2904*H2848*H2849*J2848/(H2850*4))","v":{"$error":"#VALUE!"}},{"$f":"IF(H2850<=BI2852-E2904,0,H2904*H2848*H2849*J2848/(H2850*4))","v":{"$error":"#VALUE!"}},{"$f":"IF(H2850<=BJ2852-E2904,0,H2904*H2848*H2849*J2848/(H2850*4))","v":{"$error":"#VALUE!"}},{"$f":"IF(H2850<=BK2852-E2904,0,H2904*H2848*H2849*J2848/(H2850*4))","v":{"$error":"#VALUE!"}},{"$f":"IF(H2850<=BL2852-E2904,0,H2904*H2848*H2849*J2848/(H2850*4))","v":{"$error":"#VALUE!"}},{"$f":"IF(H2850<=BM2852-E2904,0,H2904*H2848*H2849*J2848/(H2850*4))","v":{"$error":"#VALUE!"}},{"$f":"IF(H2850<=BN2852-E2904,0,H2904*H2848*H2849*J2848/(H2850*4))","v":{"$error":"#VALUE!"}},{"$f":"IF(H2850<=BO2852-E2904,0,H2904*H2848*H2849*J2848/(H2850*4))","v":{"$error":"#VALUE!"}},{"$f":"IF(H2850<=BP2852-E2904,0,H2904*H2848*H2849*J2848/(H2850*4))","v":{"$error":"#VALUE!"}},{"$f":"IF(H2850<=BQ2852-E2904,0,H2904*H2848*H2849*J2848/(H2850*4))","v":{"$error":"#VALUE!"}},{"$f":"IF(H2850<=BR2852-E2904,0,H2904*H2848*H2849*J2848/(H2850*4))","v":{"$error":"#VALUE!"}},{"$f":"IF(H2850<=BS2852-E2904,0,H2904*H2848*H2849*J2848/(H2850*4))","v":{"$error":"#VALUE!"}},{"$f":"IF(H2850<=BT2852-E2904,0,H2904*H2848*H2849*J2848/(H2850*4))","v":{"$error":"#VALUE!"}}]
[{"$nulls":4},{"v":14.5,"d":"14.50"},{"$f":"$DF$57","v":{"v":0,"d":"0.000"}},{"$f":"IF(SUM(F2853:F2907)-H2851<=0,0,SUM(F2853:F2907)-H2851)","v":{"v":0,"d":"0.00"}},{"v":0,"d":"0.000"},{"$nulls":54},{"$f":"IF(H2850<=BK2852-E2907,0,H2907*H2848*H2849*J2848/(H2850*4))","v":{"$error":"#VALUE!"}},{"$f":"IF(H2850<=BL2852-E2907,0,H2907*H2848*H2849*J2848/(H2850*4))","v":{"$error":"#VALUE!"}},{"$f":"IF(H2850<=BM2852-E2907,0,H2907*H2848*H2849*J2848/(H2850*4))","v":{"$error":"#VALUE!"}},{"$f":"IF(H2850<=BN2852-E2907,0,H2907*H2848*H2849*J2848/(H2850*4))","v":{"$error":"#VALUE!"}},{"$f":"IF(H2850<=BO2852-E2907,0,H2907*H2848*H2849*J2848/(H2850*4))","v":{"$error":"#VALUE!"}},{"$f":"IF(H2850<=BP2852-E2907,0,H2907*H2848*H2849*J2848/(H2850*4))","v":{"$error":"#VALUE!"}},{"$f":"IF(H2850<=BQ2852-E2907,0,H2907*H2848*H2849*J2848/(H2850*4))","v":{"$error":"#VALUE!"}},{"$f":"IF(H2850<=BR2852-E2907,0,H2907*H2848*H2849*J2848/(H2850*4))","v":{"$error":"#VALUE!"}},{"$f":"IF(H2850<=BS2852-E2907,0,H2907*H2848*H2849*J2848/(H2850*4))","v":{"$error":"#VALUE!"}},{"$f":"IF(H2850<=BT2852-E2907,0,H2907*H2848*H2849*J2848/(H2850*4))","v":{"$error":"#VALUE!"}},{"$f":"IF(H2850<=BU2852-E2907,0,H2907*H2848*H2849*J2848/(H2850*4))","v":{"$error":"#VALUE!"}},{"$f":"IF(H2850<=BV2852-E2907,0,H2907*H2848*H2849*J2848/(H2850*4))","v":{"$error":"#VALUE!"}},{"$f":"IF(H2850<=BW2852-E2907,0,H2907*H2848*H2849*J2848/(H2850*4))","v":{"$error":"#VALUE!"}}]
[{"$nulls":4},{"v":15,"d":"15.00"},{"$f":"$DF$59","v":{"v":0,"d":"0.000"}},{"$f":"IF(SUM(F2853:F2909)-H2851<=0,0,SUM(F2853:F2909)-H2851)","v":{"v":0,"d":"0.00"}},{"v":0,"d":"0.000"},{"$nulls":56},{"$f":"IF(H2850<=BM2852-E2909,0,H2909*H2848*H2849*J2848/(H2850*4))","v":{"$error":"#VALUE!"}},{"$f":"IF(H2850<=BN2852-E2909,0,H2909*H2848*H2849*J2848/(H2850*4))","v":{"$error":"#VALUE!"}},{"$f":"IF(H2850<=BO2852-E2909,0,H2909*H2848*H2849*J2848/(H2850*4))","v":{"$error":"#VALUE!"}},{"$f":"IF(H2850<=BP2852-E2909,0,H2909*H2848*H2849*J2848/(H2850*4))","v":{"$error":"#VALUE!"}},{"$f":"IF(H2850<=BQ2852-E2909,0,H2909*H2848*H2849*J2848/(H2850*4))","v":{"$error":"#VALUE!"}},{"$f":"IF(H2850<=BR2852-E2909,0,H2909*H2848*H2849*J2848/(H2850*4))","v":{"$error":"#VALUE!"}},{"$f":"IF(H2850<=BS2852-E2909,0,H2909*H2848*H2849*J2848/(H2850*4))","v":{"$error":"#VALUE!"}},{"$f":"IF(H2850<=BT2852-E2909,0,H2909*H2848*H2849*J2848/(H2850*4))","v":{"$error":"#VALUE!"}},{"$f":"IF(H2850<=BU2852-E2909,0,H2909*H2848*H2849*J2848/(H2850*4))","v":{"$error":"#VALUE!"}},{"$f":"IF(H2850<=BV2852-E2909,0,H2909*H2848*H2849*J2848/(H2850*4))","v":{"$error":"#VALUE!"}},{"$f":"IF(H2850<=BW2852-E2909,0,H2909*H2848*H2849*J2848/(H2850*4))","v":{"$error":"#VALUE!"}},{"$f":"IF(H2850<=BX2852-E2909,0,H2909*H2848*H2849*J2848/(H2850*4))","v":{"$error":"#VALUE!"}},{"$f":"IF(H2850<=BY2852-E2909,0,H2909*H2848*H2849*J2848/(H2850*4))","v":{"$error":"#VALUE!"}}]
[{"$nulls":4},15.25,{"$f":"$DF$60","v":{"v":0,"d":"0.000"}},{"$f":"IF(SUM(F2853:F2910)-H2851<=0,0,SUM(F2853:F2910)-H2851)","v":{"v":0,"d":"0.00"}},{"v":0,"d":"0.000"},{"$nulls":57},{"$f":"IF(H2850<=BN2852-E2910,0,H2910*H2848*H2849*J2848/(H2850*4))","v":{"$error":"#VALUE!"}},{"$f":"IF(H2850<=BO2852-E2910,0,H2910*H2848*H2849*J2848/(H2850*4))","v":{"$error":"#VALUE!"}},{"$f":"IF(H2850<=BP2852-E2910,0,H2910*H2848*H2849*J2848/(H2850*4))","v":{"$error":"#VALUE!"}},{"$f":"IF(H2850<=BQ2852-E2910,0,H2910*H2848*H2849*J2848/(H2850*4))","v":{"$error":"#VALUE!"}},{"$f":"IF(H2850<=BR2852-E2910,0,H2910*H2848*H2849*J2848/(H2850*4))","v":{"$error":"#VALUE!"}},{"$f":"IF(H2850<=BS2852-E2910,0,H2910*H2848*H2849*J2848/(H2850*4))","v":{"$error":"#VALUE!"}},{"$f":"IF(H2850<=BT2852-E2910,0,H2910*H2848*H2849*J2848/(H2850*4))","v":{"$error":"#VALUE!"}},{"$f":"IF(H2850<=BU2852-E2910,0,H2910*H2848*H2849*J2848/(H2850*4))","v":{"$error":"#VALUE!"}},{"$f":"IF(H2850<=BV2852-E2910,0,H2910*H2848*H2849*J2848/(H2850*4))","v":{"$error":"#VALUE!"}},{"$f":"IF(H2850<=BW2852-E2910,0,H2910*H2848*H2849*J2848/(H2850*4))","v":{"$error":"#VALUE!"}},{"$f":"IF(H2850<=BX2852-E2910,0,H2910*H2848*H2849*J2848/(H2850*4))","v":{"$error":"#VALUE!"}},{"$f":"IF(H2850<=BY2852-E2910,0,H2910*H2848*H2849*J2848/(H2850*4))","v":{"$error":"#VALUE!"}},{"$f":"IF(H2850<=BZ2852-E2910,0,H2910*H2848*H2849*J2848/(H2850*4))","v":{"$error":"#VALUE!"}}]
[{"$nulls":4},15.75,{"$f":"$DF$62","v":{"v":0,"d":"0.000"}},{"$f":"IF(SUM(F2853:F2912)-H2851<=0,0,SUM(F2853:F2912)-H2851)","v":{"v":0,"d":"0.00"}},{"v":0,"d":"0.000"},{"$nulls":59},{"$f":"IF(H2850<=BP2852-E2912,0,H2912*H2848*H2849*J2848/(H2850*4))","v":{"$error":"#VALUE!"}},{"$f":"IF(H2850<=BQ2852-E2912,0,H2912*H2848*H2849*J2848/(H2850*4))","v":{"$error":"#VALUE!"}},{"$f":"IF(H2850<=BR2852-E2912,0,H2912*H2848*H2849*J2848/(H2850*4))","v":{"$error":"#VALUE!"}},{"$f":"IF(H2850<=BS2852-E2912,0,H2912*H2848*H2849*J2848/(H2850*4))","v":{"$error":"#VALUE!"}},{"$f":"IF(H2850<=BT2852-E2912,0,H2912*H2848*H2849*J2848/(H2850*4))","v":{"$error":"#VALUE!"}},{"$f":"IF(H2850<=BU2852-E2912,0,H2912*H2848*H2849*J2848/(H2850*4))","v":{"$error":"#VALUE!"}},{"$f":"IF(H2850<=BV2852-E2912,0,H2912*H2848*H2849*J2848/(H2850*4))","v":{"$error":"#VALUE!"}},{"$f":"IF(H2850<=BW2852-E2912,0,H2912*H2848*H2849*J2848/(H2850*4))","v":{"$error":"#VALUE!"}},{"$f":"IF(H2850<=BX2852-E2912,0,H2912*H2848*H2849*J2848/(H2850*4))","v":{"$error":"#VALUE!"}},{"$f":"IF(H2850<=BY2852-E2912,0,H2912*H2848*H2849*J2848/(H2850*4))","v":{"$error":"#VALUE!"}},{"$f":"IF(H2850<=BZ2852-E2912,0,H2912*H2848*H2849*J2848/(H2850*4))","v":{"$error":"#VALUE!"}},{"$f":"IF(H2850<=CA2852-E2912,0,H2912*H2848*H2849*J2848/(H2850*4))","v":{"$error":"#VALUE!"}},{"$f":"IF(H2850<=CB2852-E2912,0,H2912*H2848*H2849*J2848/(H2850*4))","v":{"$error":"#VALUE!"}}]
[{"$nulls":4},{"v":16.5,"d":"16.50"},{"$f":"$DF$65","v":{"v":0,"d":"0.000"}},{"$f":"IF(SUM(F2853:F2915)-H2851<=0,0,SUM(F2853:F2915)-H2851)","v":{"v":0,"d":"0.00"}},{"v":0,"d":"0.000"},{"$nulls":62},{"$f":"IF(H2850<=BS2852-E2915,0,H2915*H2848*H2849*J2848/(H2850*4))","v":{"$error":"#VALUE!"}},{"$f":"IF(H2850<=BT2852-E2915,0,H2915*H2848*H2849*J2848/(H2850*4))","v":{"$error":"#VALUE!"}},{"$f":"IF(H2850<=BU2852-E2915,0,H2915*H2848*H2849*J2848/(H2850*4))","v":{"$error":"#VALUE!"}},{"$f":"IF(H2850<=BV2852-E2915,0,H2915*H2848*H2849*J2848/(H2850*4))","v":{"$error":"#VALUE!"}},{"$f":"IF(H2850<=BW2852-E2915,0,H2915*H2848*H2849*J2848/(H2850*4))","v":{"$error":"#VALUE!"}},{"$f":"IF(H2850<=BX2852-E2915,0,H2915*H2848*H2849*J2848/(H2850*4))","v":{"$error":"#VALUE!"}},{"$f":"IF(H2850<=BY2852-E2915,0,H2915*H2848*H2849*J2848/(H2850*4))","v":{"$error":"#VALUE!"}},{"$f":"IF(H2850<=BZ2852-E2915,0,H2915*H2848*H2849*J2848/(H2850*4))","v":{"$error":"#VALUE!"}},{"$f":"IF(H2850<=CA2852-E2915,0,H2915*H2848*H2849*J2848/(H2850*4))","v":{"$error":"#VALUE!"}},{"$f":"IF(H2850<=CB2852-E2915,0,H2915*H2848*H2849*J2848/(H2850*4))","v":{"$error":"#VALUE!"}},{"$f":"IF(H2850<=CC2852-E2915,0,H2915*H2848*H2849*J2848/(H2850*4))","v":{"$error":"#VALUE!"}},{"$f":"IF(H2850<=CD2852-E2915,0,H2915*H2848*H2849*J2848/(H2850*4))","v":{"$error":"#VALUE!"}},{"$f":"IF(H2850<=CE2852-E2915,0,H2915*H2848*H2849*J2848/(H2850*4))","v":{"$error":"#VALUE!"}}]
[{"$nulls":4},17.25,{"$f":"$DF$68","v":{"v":0,"d":"0.000"}},{"$f":"IF(SUM(F2853:F2918)-H2851<=0,0,SUM(F2853:F2918)-H2851)","v":{"v":0,"d":"0.00"}},{"$f":"G2918-G2917","v":{"v":0,"d":"0.000"}},{"$nulls":65},{"$f":"IF(H2850<=BV2852-E2918,0,H2918*H2848*H2849*J2848/(H2850*4))","v":{"$error":"#VALUE!"}},{"$f":"IF(H2850<=BW2852-E2918,0,H2918*H2848*H2849*J2848/(H2850*4))","v":{"$error":"#VALUE!"}},{"$f":"IF(H2850<=BX2852-E2918,0,H2918*H2848*H2849*J2848/(H2850*4))","v":{"$error":"#VALUE!"}},{"$f":"IF(H2850<=BY2852-E2918,0,H2918*H2848*H2849*J2848/(H2850*4))","v":{"$error":"#VALUE!"}},{"$f":"IF(H2850<=BZ2852-E2918,0,H2918*H2848*H2849*J2848/(H2850*4))","v":{"$error":"#VALUE!"}},{"$f":"IF(H2850<=CA2852-E2918,0,H2918*H2848*H2849*J2848/(H2850*4))","v":{"$error":"#VALUE!"}},{"$f":"IF(H2850<=CB2852-E2918,0,H2918*H2848*H2849*J2848/(H2850*4))","v":{"$error":"#VALUE!"}},{"$f":"IF(H2850<=CC2852-E2918,0,H2918*H2848*H2849*J2848/(H2850*4))","v":{"$error":"#VALUE!"}},{"$f":"IF(H2850<=CD2852-E2918,0,H2918*H2848*H2849*J2848/(H2850*4))","v":{"$error":"#VALUE!"}},{"$f":"IF(H2850<=CE2852-E2918,0,H2918*H2848*H2849*J2848/(H2850*4))","v":{"$error":"#VALUE!"}},{"$f":"IF(H2850<=CF2852-E2918,0,H2918*H2848*H2849*J2848/(H2850*4))","v":{"$error":"#VALUE!"}},{"$f":"IF(H2850<=CG2852-E2918,0,H2918*H2848*H2849*J2848/(H2850*4))","v":{"$error":"#VALUE!"}},{"$f":"IF(H2850<=CH2852-E2918,0,H2918*H2848*H2849*J2848/(H2850*4))","v":{"$error":"#VALUE!"}}]
[{"$nulls":4},{"v":17.5,"d":"17.50"},{"$f":"$DF$69","v":{"v":0,"d":"0.000"}},{"$f":"IF(SUM(F2853:F2919)-H2851<=0,0,SUM(F2853:F2919)-H2851)","v":{"v":0,"d":"0.00"}},{"v":0,"d":"0.000"},{"$nulls":66},{"$f":"IF(H2850<=BW2852-E2919,0,H2919*H2848*H2849*J2848/(H2850*4))","v":{"$error":"#VALUE!"}},{"$f":"IF(H2850<=BX2852-E2919,0,H2919*H2848*H2849*J2848/(H2850*4))","v":{"$error":"#VALUE!"}},{"$f":"IF(H2850<=BY2852-E2919,0,H2919*H2848*H2849*J2848/(H2850*4))","v":{"$error":"#VALUE!"}},{"$f":"IF(H2850<=BZ2852-E2919,0,H2919*H2848*H2849*J2848/(H2850*4))","v":{"$error":"#VALUE!"}},{"$f":"IF(H2850<=CA2852-E2919,0,H2919*H2848*H2849*J2848/(H2850*4))","v":{"$error":"#VALUE!"}},{"$f":"IF(H2850<=CB2852-E2919,0,H2919*H2848*H2849*J2848/(H2850*4))","v":{"$error":"#VALUE!"}},{"$f":"IF(H2850<=CC2852-E2919,0,H2919*H2848*H2849*J2848/(H2850*4))","v":{"$error":"#VALUE!"}},{"$f":"IF(H2850<=CD2852-E2919,0,H2919*H2848*H2849*J2848/(H2850*4))","v":{"$error":"#VALUE!"}},{"$f":"IF(H2850<=CE2852-E2919,0,H2919*H2848*H2849*J2848/(H2850*4))","v":{"$error":"#VALUE!"}},{"$f":"IF(H2850<=CF2852-E2919,0,H2919*H2848*H2849*J2848/(H2850*4))","v":{"$error":"#VALUE!"}},{"$f":"IF(H2850<=CG2852-E2919,0,H2919*H2848*H2849*J2848/(H2850*4))","v":{"$error":"#VALUE!"}},{"$f":"IF(H2850<=CH2852-E2919,0,H2919*H2848*H2849*J2848/(H2850*4))","v":{"$error":"#VALUE!"}},{"$f":"IF(H2850<=CI2852-E2919,0,H2919*H2848*H2849*J2848/(H2850*4))","v":{"$error":"#VALUE!"}}]
[{"$nulls":4},{"v":18.5,"d":"18.50"},{"$f":"$DF$73","v":{"v":0,"d":"0.000"}},{"$f":"IF(SUM(F2853:F2923)-H2851<=0,0,SUM(F2853:F2923)-H2851)","v":{"v":0,"d":"0.00"}},{"v":0,"d":"0.000"},{"$nulls":70},{"$f":"IF(H2850<=CA2852-E2923,0,H2923*H2848*H2849*J2848/(H2850*4))","v":{"$error":"#VALUE!"}},{"$f":"IF(H2850<=CB2852-E2923,0,H2923*H2848*H2849*J2848/(H2850*4))","v":{"$error":"#VALUE!"}},{"$f":"IF(H2850<=CC2852-E2923,0,H2923*H2848*H2849*J2848/(H2850*4))","v":{"$error":"#VALUE!"}},{"$f":"IF(H2850<=CD2852-E2923,0,H2923*H2848*H2849*J2848/(H2850*4))","v":{"$error":"#VALUE!"}},{"$f":"IF(H2850<=CE2852-E2923,0,H2923*H2848*H2849*J2848/(H2850*4))","v":{"$error":"#VALUE!"}},{"$f":"IF(H2850<=CF2852-E2923,0,H2923*H2848*H2849*J2848/(H2850*4))","v":{"$error":"#VALUE!"}},{"$f":"IF(H2850<=CG2852-E2923,0,H2923*H2848*H2849*J2848/(H2850*4))","v":{"$error":"#VALUE!"}},{"$f":"IF(H2850<=CH2852-E2923,0,H2923*H2848*H2849*J2848/(H2850*4))","v":{"$error":"#VALUE!"}},{"$f":"IF(H2850<=CI2852-E2923,0,H2923*H2848*H2849*J2848/(H2850*4))","v":{"$error":"#VALUE!"}},{"$f":"IF(H2850<=CJ2852-E2923,0,H2923*H2848*H2849*J2848/(H2850*4))","v":{"$error":"#VALUE!"}},{"$f":"IF(H2850<=CK2852-E2923,0,H2923*H2848*H2849*J2848/(H2850*4))","v":{"$error":"#VALUE!"}},{"$f":"IF(H2850<=CL2852-E2923,0,H2923*H2848*H2849*J2848/(H2850*4))","v":{"$error":"#VALUE!"}},{"$f":"IF(H2850<=CM2852-E2923,0,H2923*H2848*H2849*J2848/(H2850*4))","v":{"$error":"#VALUE!"}}]
[{"$nulls":4},18.75,{"$f":"$DF$74","v":{"v":0,"d":"0.000"}},{"$f":"IF(SUM(F2853:F2924)-H2851<=0,0,SUM(F2853:F2924)-H2851)","v":{"v":0,"d":"0.00"}},{"v":0,"d":"0.000"},{"$nulls":71},{"$f":"IF(H2850<=CB2852-E2924,0,H2924*H2848*H2849*J2848/(H2850*4))","v":{"$error":"#VALUE!"}},{"$f":"IF(H2850<=CC2852-E2924,0,H2924*H2848*H2849*J2848/(H2850*4))","v":{"$error":"#VALUE!"}},{"$f":"IF(H2850<=CD2852-E2924,0,H2924*H2848*H2849*J2848/(H2850*4))","v":{"$error":"#VALUE!"}},{"$f":"IF(H2850<=CE2852-E2924,0,H2924*H2848*H2849*J2848/(H2850*4))","v":{"$error":"#VALUE!"}},{"$f":"IF(H2850<=CF2852-E2924,0,H2924*H2848*H2849*J2848/(H2850*4))","v":{"$error":"#VALUE!"}},{"$f":"IF(H2850<=CG2852-E2924,0,H2924*H2848*H2849*J2848/(H2850*4))","v":{"$error":"#VALUE!"}},{"$f":"IF(H2850<=CH2852-E2924,0,H2924*H2848*H2849*J2848/(H2850*4))","v":{"$error":"#VALUE!"}},{"$f":"IF(H2850<=CI2852-E2924,0,H2924*H2848*H2849*J2848/(H2850*4))","v":{"$error":"#VALUE!"}},{"$f":"IF(H2850<=CJ2852-E2924,0,H2924*H2848*H2849*J2848/(H2850*4))","v":{"$error":"#VALUE!"}},{"$f":"IF(H2850<=CK2852-E2924,0,H2924*H2848*H2849*J2848/(H2850*4))","v":{"$error":"#VALUE!"}},{"$f":"IF(H2850<=CL2852-E2924,0,H2924*H2848*H2849*J2848/(H2850*4))","v":{"$error":"#VALUE!"}},{"$f":"IF(H2850<=CM2852-E2924,0,H2924*H2848*H2849*J2848/(H2850*4))","v":{"$error":"#VALUE!"}},{"$f":"IF(H2850<=CN2852-E2924,0,H2924*H2848*H2849*J2848/(H2850*4))","v":{"$error":"#VALUE!"}}]
[{"$nulls":4},{"v":19.5,"d":"19.50"},{"$f":"$DF$77","v":{"v":0,"d":"0.000"}},{"$f":"IF(SUM(F2853:F2927)-H2851<=0,0,SUM(F2853:F2927)-H2851)","v":{"v":0,"d":"0.00"}},{"v":0,"d":"0.000"},{"$nulls":74},{"$f":"IF(H2850<=CE2852-E2927,0,H2927*H2848*H2849*J2848/(H2850*4))","v":{"$error":"#VALUE!"}},{"$f":"IF(H2850<=CF2852-E2927,0,H2927*H2848*H2849*J2848/(H2850*4))","v":{"$error":"#VALUE!"}},{"$f":"IF(H2850<=CG2852-E2927,0,H2927*H2848*H2849*J2848/(H2850*4))","v":{"$error":"#VALUE!"}},{"$f":"IF(H2850<=CH2852-E2927,0,H2927*H2848*H2849*J2848/(H2850*4))","v":{"$error":"#VALUE!"}},{"$f":"IF(H2850<=CI2852-E2927,0,H2927*H2848*H2849*J2848/(H2850*4))","v":{"$error":"#VALUE!"}},{"$f":"IF(H2850<=CJ2852-E2927,0,H2927*H2848*H2849*J2848/(H2850*4))","v":{"$error":"#VALUE!"}},{"$f":"IF(H2850<=CK2852-E2927,0,H2927*H2848*H2849*J2848/(H2850*4))","v":{"$error":"#VALUE!"}},{"$f":"IF(H2850<=CL2852-E2927,0,H2927*H2848*H2849*J2848/(H2850*4))","v":{"$error":"#VALUE!"}},{"$f":"IF(H2850<=CM2852-E2927,0,H2927*H2848*H2849*J2848/(H2850*4))","v":{"$error":"#VALUE!"}},{"$f":"IF(H2850<=CN2852-E2927,0,H2927*H2848*H2849*J2848/(H2850*4))","v":{"$error":"#VALUE!"}},{"$f":"IF(H2850<=CO2852-E2927,0,H2927*H2848*H2849*J2848/(H2850*4))","v":{"$error":"#VALUE!"}},{"$f":"IF(H2850<=CP2852-E2927,0,H2927*H2848*H2849*J2848/(H2850*4))","v":{"$error":"#VALUE!"}},{"$f":"IF(H2850<=CQ2852-E2927,0,H2927*H2848*H2849*J2848/(H2850*4))","v":{"$error":"#VALUE!"}}]
[{"$nulls":4},19.75,{"$f":"$DF$78","v":{"v":0,"d":"0.000"}},{"$f":"IF(SUM(F2853:F2928)-H2851<=0,0,SUM(F2853:F2928)-H2851)","v":{"v":0,"d":"0.00"}},{"v":0,"d":"0.000"},{"$nulls":75},{"$f":"IF(H2850<=CF2852-E2928,0,H2928*H2848*H2849*J2848/(H2850*4))","v":{"$error":"#VALUE!"}},{"$f":"IF(H2850<=CG2852-E2928,0,H2928*H2848*H2849*J2848/(H2850*4))","v":{"$error":"#VALUE!"}},{"$f":"IF(H2850<=CH2852-E2928,0,H2928*H2848*H2849*J2848/(H2850*4))","v":{"$error":"#VALUE!"}},{"$f":"IF(H2850<=CI2852-E2928,0,H2928*H2848*H2849*J2848/(H2850*4))","v":{"$error":"#VALUE!"}},{"$f":"IF(H2850<=CJ2852-E2928,0,H2928*H2848*H2849*J2848/(H2850*4))","v":{"$error":"#VALUE!"}},{"$f":"IF(H2850<=CK2852-E2928,0,H2928*H2848*H2849*J2848/(H2850*4))","v":{"$error":"#VALUE!"}},{"$f":"IF(H2850<=CL2852-E2928,0,H2928*H2848*H2849*J2848/(H2850*4))","v":{"$error":"#VALUE!"}},{"$f":"IF(H2850<=CM2852-E2928,0,H2928*H2848*H2849*J2848/(H2850*4))","v":{"$error":"#VALUE!"}},{"$f":"IF(H2850<=CN2852-E2928,0,H2928*H2848*H2849*J2848/(H2850*4))","v":{"$error":"#VALUE!"}},{"$f":"IF(H2850<=CO2852-E2928,0,H2928*H2848*H2849*J2848/(H2850*4))","v":{"$error":"#VALUE!"}},{"$f":"IF(H2850<=CP2852-E2928,0,H2928*H2848*H2849*J2848/(H2850*4))","v":{"$error":"#VALUE!"}},{"$f":"IF(H2850<=CQ2852-E2928,0,H2928*H2848*H2849*J2848/(H2850*4))","v":{"$error":"#VALUE!"}},{"$f":"IF(H2850<=CR2852-E2928,0,H2928*H2848*H2849*J2848/(H2850*4))","v":{"$error":"#VALUE!"}}]
[{"$nulls":4},20.75,{"$f":"$DF$82","v":{"v":0,"d":"0.000"}},{"$f":"IF(SUM(F2853:F2932)-H2851<=0,0,SUM(F2853:F2932)-H2851)","v":{"v":0,"d":"0.00"}},{"v":0,"d":"0.000"},{"$nulls":79},{"$f":"IF(H2850<=CJ2852-E2932,0,H2932*H2848*H2849*J2848/(H2850*4))","v":{"$error":"#VALUE!"}},{"$f":"IF(H2850<=CK2852-E2932,0,H2932*H2848*H2849*J2848/(H2850*4))","v":{"$error":"#VALUE!"}},{"$f":"IF(H2850<=CL2852-E2932,0,H2932*H2848*H2849*J2848/(H2850*4))","v":{"$error":"#VALUE!"}},{"$f":"IF(H2850<=CM2852-E2932,0,H2932*H2848*H2849*J2848/(H2850*4))","v":{"$error":"#VALUE!"}},{"$f":"IF(H2850<=CN2852-E2932,0,H2932*H2848*H2849*J2848/(H2850*4))","v":{"$error":"#VALUE!"}},{"$f":"IF(H2850<=CO2852-E2932,0,H2932*H2848*H2849*J2848/(H2850*4))","v":{"$error":"#VALUE!"}},{"$f":"IF(H2850<=CP2852-E2932,0,H2932*H2848*H2849*J2848/(H2850*4))","v":{"$error":"#VALUE!"}},{"$f":"IF(H2850<=CQ2852-E2932,0,H2932*H2848*H2849*J2848/(H2850*4))","v":{"$error":"#VALUE!"}},{"$f":"IF(H2850<=CR2852-E2932,0,H2932*H2848*H2849*J2848/(H2850*4))","v":{"$error":"#VALUE!"}},{"$f":"IF(H2850<=CS2852-E2932,0,H2932*H2848*H2849*J2848/(H2850*4))","v":{"$error":"#VALUE!"}},{"$f":"IF(H2850<=CT2852-E2932,0,H2932*H2848*H2849*J2848/(H2850*4))","v":{"$error":"#VALUE!"}},{"$f":"IF(H2850<=CU2852-E2932,0,H2932*H2848*H2849*J2848/(H2850*4))","v":{"$error":"#VALUE!"}},{"$f":"IF(H2850<=CV2852-E2932,0,H2932*H2848*H2849*J2848/(H2850*4))","v":{"$error":"#VALUE!"}}]
[{"$nulls":4},{"v":21,"d":"21.00"},{"$f":"$DF$83","v":{"v":0,"d":"0.000"}},{"$f":"IF(SUM(F2853:F2933)-H2851<=0,0,SUM(F2853:F2933)-H2851)","v":{"v":0,"d":"0.00"}},{"v":0,"d":"0.000"},{"$nulls":80},{"$f":"IF(H2850<=CK2852-E2933,0,H2933*H2848*H2849*J2848/(H2850*4))","v":{"$error":"#VALUE!"}},{"$f":"IF(H2850<=CL2852-E2933,0,H2933*H2848*H2849*J2848/(H2850*4))","v":{"$error":"#VALUE!"}},{"$f":"IF(H2850<=CM2852-E2933,0,H2933*H2848*H2849*J2848/(H2850*4))","v":{"$error":"#VALUE!"}},{"$f":"IF(H2850<=CN2852-E2933,0,H2933*H2848*H2849*J2848/(H2850*4))","v":{"$error":"#VALUE!"}},{"$f":"IF(H2850<=CO2852-E2933,0,H2933*H2848*H2849*J2848/(H2850*4))","v":{"$error":"#VALUE!"}},{"$f":"IF(H2850<=CP2852-E2933,0,H2933*H2848*H2849*J2848/(H2850*4))","v":{"$error":"#VALUE!"}},{"$f":"IF(H2850<=CQ2852-E2933,0,H2933*H2848*H2849*J2848/(H2850*4))","v":{"$error":"#VALUE!"}},{"$f":"IF(H2850<=CR2852-E2933,0,H2933*H2848*H2849*J2848/(H2850*4))","v":{"$error":"#VALUE!"}},{"$f":"IF(H2850<=CS2852-E2933,0,H2933*H2848*H2849*J2848/(H2850*4))","v":{"$error":"#VALUE!"}},{"$f":"IF(H2850<=CT2852-E2933,0,H2933*H2848*H2849*J2848/(H2850*4))","v":{"$error":"#VALUE!"}},{"$f":"IF(H2850<=CU2852-E2933,0,H2933*H2848*H2849*J2848/(H2850*4))","v":{"$error":"#VALUE!"}},{"$f":"IF(H2850<=CV2852-E2933,0,H2933*H2848*H2849*J2848/(H2850*4))","v":{"$error":"#VALUE!"}},{"$f":"IF(H2850<=CW2852-E2933,0,H2933*H2848*H2849*J2848/(H2850*4))","v":{"$error":"#VALUE!"}}]
[{"$nulls":4},21.75,{"$f":"$DF$86","v":{"v":0,"d":"0.000"}},{"$f":"IF(SUM(F2853:F2936)-H2851<=0,0,SUM(F2853:F2936)-H2851)","v":{"v":0,"d":"0.00"}},{"v":0,"d":"0.000"},{"$nulls":83},{"$f":"IF(H2850<=CN2852-E2936,0,H2936*H2848*H2849*J2848/(H2850*4))","v":{"$error":"#VALUE!"}},{"$f":"IF(H2850<=CO2852-E2936,0,H2936*H2848*H2849*J2848/(H2850*4))","v":{"$error":"#VALUE!"}},{"$f":"IF(H2850<=CP2852-E2936,0,H2936*H2848*H2849*J2848/(H2850*4))","v":{"$error":"#VALUE!"}},{"$f":"IF(H2850<=CQ2852-E2936,0,H2936*H2848*H2849*J2848/(H2850*4))","v":{"$error":"#VALUE!"}},{"$f":"IF(H2850<=CR2852-E2936,0,H2936*H2848*H2849*J2848/(H2850*4))","v":{"$error":"#VALUE!"}},{"$f":"IF(H2850<=CS2852-E2936,0,H2936*H2848*H2849*J2848/(H2850*4))","v":{"$error":"#VALUE!"}},{"$f":"IF(H2850<=CT2852-E2936,0,H2936*H2848*H2849*J2848/(H2850*4))","v":{"$error":"#VALUE!"}},{"$f":"IF(H2850<=CU2852-E2936,0,H2936*H2848*H2849*J2848/(H2850*4))","v":{"$error":"#VALUE!"}},{"$f":"IF(H2850<=CV2852-E2936,0,H2936*H2848*H2849*J2848/(H2850*4))","v":{"$error":"#VALUE!"}},{"$f":"IF(H2850<=CW2852-E2936,0,H2936*H2848*H2849*J2848/(H2850*4))","v":{"$error":"#VALUE!"}},{"$f":"IF(H2850<=CX2852-E2936,0,H2936*H2848*H2849*J2848/(H2850*4))","v":{"$error":"#VALUE!"}},{"$f":"IF(H2850<=CY2852-E2936,0,H2936*H2848*H2849*J2848/(H2850*4))","v":{"$error":"#VALUE!"}},{"$f":"IF(H2850<=CZ2852-E2936,0,H2936*H2848*H2849*J2848/(H2850*4))","v":{"$error":"#VALUE!"}}]
[{"$nulls":4},22.25,{"$f":"$DF$88","v":{"v":0,"d":"0.000"}},{"$f":"IF(SUM(F2853:F2938)-H2851<=0,0,SUM(F2853:F2938)-H2851)","v":{"v":0,"d":"0.00"}},{"v":0,"d":"0.000"},{"$nulls":85},{"$f":"IF(H2850<=CP2852-E2938,0,H2938*H2848*H2849*J2848/(H2850*4))","v":{"$error":"#VALUE!"}},{"$f":"IF(H2850<=CQ2852-E2938,0,H2938*H2848*H2849*J2848/(H2850*4))","v":{"$error":"#VALUE!"}},{"$f":"IF(H2850<=CR2852-E2938,0,H2938*H2848*H2849*J2848/(H2850*4))","v":{"$error":"#VALUE!"}},{"$f":"IF(H2850<=CS2852-E2938,0,H2938*H2848*H2849*J2848/(H2850*4))","v":{"$error":"#VALUE!"}},{"$f":"IF(H2850<=CT2852-E2938,0,H2938*H2848*H2849*J2848/(H2850*4))","v":{"$error":"#VALUE!"}},{"$f":"IF(H2850<=CU2852-E2938,0,H2938*H2848*H2849*J2848/(H2850*4))","v":{"$error":"#VALUE!"}},{"$f":"IF(H2850<=CV2852-E2938,0,H2938*H2848*H2849*J2848/(H2850*4))","v":{"$error":"#VALUE!"}},{"$f":"IF(H2850<=CW2852-E2938,0,H2938*H2848*H2849*J2848/(H2850*4))","v":{"$error":"#VALUE!"}},{"$f":"IF(H2850<=CX2852-E2938,0,H2938*H2848*H2849*J2848/(H2850*4))","v":{"$error":"#VALUE!"}},{"$f":"IF(H2850<=CY2852-E2938,0,H2938*H2848*H2849*J2848/(H2850*4))","v":{"$error":"#VALUE!"}},{"$f":"IF(H2850<=CZ2852-E2938,0,H2938*H2848*H2849*J2848/(H2850*4))","v":{"$error":"#VALUE!"}}]
[{"$nulls":4},{"v":23,"d":"23.00"},{"$f":"$DF$91","v":{"v":0,"d":"0.000"}},{"$f":"IF(SUM(F2853:F2941)-H2851<=0,0,SUM(F2853:F2941)-H2851)","v":{"v":0,"d":"0.00"}},{"v":0,"d":"0.000"},{"$nulls":88},{"$f":"IF(H2850<=CS2852-E2941,0,H2941*H2848*H2849*J2848/(H2850*4))","v":{"$error":"#VALUE!"}},{"$f":"IF(H2850<=CT2852-E2941,0,H2941*H2848*H2849*J2848/(H2850*4))","v":{"$error":"#VALUE!"}},{"$f":"IF(H2850<=CU2852-E2941,0,H2941*H2848*H2849*J2848/(H2850*4))","v":{"$error":"#VALUE!"}},{"$f":"IF(H2850<=CV2852-E2941,0,H2941*H2848*H2849*J2848/(H2850*4))","v":{"$error":"#VALUE!"}},{"$f":"IF(H2850<=CW2852-E2941,0,H2941*H2848*H2849*J2848/(H2850*4))","v":{"$error":"#VALUE!"}},{"$f":"IF(H2850<=CX2852-E2941,0,H2941*H2848*H2849*J2848/(H2850*4))","v":{"$error":"#VALUE!"}},{"$f":"IF(H2850<=CY2852-E2941,0,H2941*H2848*H2849*J2848/(H2850*4))","v":{"$error":"#VALUE!"}},{"$f":"IF(H2850<=CZ2852-E2941,0,H2941*H2848*H2849*J2848/(H2850*4))","v":{"$error":"#VALUE!"}}]
[{"$nulls":4},23.75,{"$f":"$DF$94","v":{"v":0,"d":"0.000"}},{"$f":"IF(SUM(F2853:F2944)-H2851<=0,0,SUM(F2853:F2944)-H2851)","v":{"v":0,"d":"0.00"}},{"v":0,"d":"0.000"},{"$nulls":91},{"$f":"IF(H2850<=CV2852-E2944,0,H2944*H2848*H2849*J2848/(H2850*4))","v":{"$error":"#VALUE!"}},{"$f":"IF(H2850<=CW2852-E2944,0,H2944*H2848*H2849*J2848/(H2850*4))","v":{"$error":"#VALUE!"}},{"$f":"IF(H2850<=CX2852-E2944,0,H2944*H2848*H2849*J2848/(H2850*4))","v":{"$error":"#VALUE!"}},{"$f":"IF(H2850<=CY2852-E2944,0,H2944*H2848*H2849*J2848/(H2850*4))","v":{"$error":"#VALUE!"}},{"$f":"IF(H2850<=CZ2852-E2944,0,H2944*H2848*H2849*J2848/(H2850*4))","v":{"$error":"#VALUE!"}}]
[{"$nulls":4},24.25,{"$f":"$DF$96","v":{"v":0,"d":"0.000"}},{"$f":"IF(SUM(F2853:F2946)-H2851<=0,0,SUM(F2853:F2946)-H2851)","v":{"v":0,"d":"0.00"}},{"v":0,"d":"0.000"},{"$nulls":93},{"$f":"IF(H2850<=CX2852-E2946,0,H2946*H2848*H2849*J2848/(H2850*4))","v":{"$error":"#VALUE!"}},{"$f":"IF(H2850<=CY2852-E2946,0,H2946*H2848*H2849*J2848/(H2850*4))","v":{"$error":"#VALUE!"}},{"$f":"IF(H2850<=CZ2852-E2946,0,H2946*H2848*H2849*J2848/(H2850*4))","v":{"$error":"#VALUE!"}}]
[{"$nulls":4},{"v":24.5,"d":"24.50"},{"$f":"$DF$97","v":{"v":0,"d":"0.000"}},{"$f":"IF(SUM(F2853:F2947)-H2851<=0,0,SUM(F2853:F2947)-H2851)","v":{"v":0,"d":"0.00"}},{"v":0,"d":"0.000"},{"$nulls":94},{"$f":"IF(H2850<=CY2852-E2947,0,H2947*H2848*H2849*J2848/(H2850*4))","v":{"$error":"#VALUE!"}},{"$f":"IF(H2850<=CZ2852-E2947,0,H2947*H2848*H2849*J2848/(H2850*4))","v":{"$error":"#VALUE!"}}]
[{"$nulls":7},"Input",{"v":1,"d":"1.00"},1.25,{"v":1.5,"d":"1.50"},1.75,{"v":2,"d":"2.00"},2.25,{"v":2.5,"d":"2.50"},2.75,{"v":3,"d":"3.00"},3.25,{"v":3.5,"d":"3.50"},3.75,{"v":4,"d":"4.00"},4.25,{"v":4.5,"d":"4.50"},4.75,{"v":5,"d":"5.00"},5.25,{"v":5.5,"d":"5.50"},5.75,{"v":6,"d":"6.00"},6.25,{"v":6.5,"d":"6.50"},6.75,{"v":7,"d":"7.00"},7.25,{"v":7.5,"d":"7.50"},7.75,{"v":8,"d":"8.00"},8.25,{"v":8.5,"d":"8.50"},8.75,{"v":9,"d":"9.00"},9.25,{"v":9.5,"d":"9.50"},9.75,{"v":10,"d":"10.00"},10.25,{"v":10.5,"d":"10.50"},10.75,{"v":11,"d":"11.00"},11.25,{"v":11.5,"d":"11.50"},11.75,{"v":12,"d":"12.00"},12.25,{"v":12.5,"d":"12.50"},12.75,{"v":13,"d":"13.00"},13.25,{"v":13.5,"d":"13.50"},13.75,{"v":14,"d":"14.00"},14.25,{"v":14.5,"d":"14.50"},14.75,{"v":15,"d":"15.00"},15.25,{"v":15.5,"d":"15.50"},15.75,{"v":16,"d":"16.00"},16.25,{"v":16.5,"d":"16.50"},16.75,{"v":17,"d":"17.00"},17.25,{"v":17.5,"d":"17.50"},17.75,{"v":18,"d":"18.00"},18.25,{"v":18.5,"d":"18.50"},18.75,{"v":19,"d":"19.00"},19.25,{"v":19.5,"d":"19.50"},19.75,{"v":20,"d":"20.00"},20.25,{"v":20.5,"d":"20.50"},20.75,{"v":21,"d":"21.00"},21.25,{"v":21.5,"d":"21.50"},21.75,{"v":22,"d":"22.00"},22.25,{"v":22.5,"d":"22.50"},22.75,{"v":23,"d":"23.00"},23.25,{"v":23.5,"d":"23.50"},23.75,{"v":24,"d":"24.00"},24.25,{"v":24.5,"d":"24.50"},24.75,"Total (MG)"]
[{"$f":"CONCATENATE(H2847,C2952)","v":"CSO 02312c."},null,"12c.","Stormwater runoff (MG). Line 11a.",null,null,{"$f":"C2952","v":"12c."},null,{"$f":"I2950","v":{"$error":"#VALUE!"}},{"$f":"J2950","v":{"$error":"#VALUE!"}},{"$error":"#VALUE!"},{"$error":"#VALUE!"},{"$error":"#VALUE!"},{"$error":"#VALUE!"},{"$error":"#VALUE!"},{"$error":"#VALUE!"},{"$error":"#VALUE!"},{"$error":"#VALUE!"},{"$error":"#VALUE!"},{"$error":"#VALUE!"},{"$error":"#VALUE!"},{"$error":"#VALUE!"},{"$error":"#VALUE!"},{"$error":"#VALUE!"},{"$error":"#VALUE!"},{"$error":"#VALUE!"},{"$error":"#VALUE!"},{"$error":"#VALUE!"},{"$error":"#VALUE!"},{"$error":"#VALUE!"},{"$error":"#VALUE!"},{"$error":"#VALUE!"},{"$error":"#VALUE!"},{"$error":"#VALUE!"},{"$error":"#VALUE!"},{"$error":"#VALUE!"},{"$error":"#VALUE!"},{"$error":"#VALUE!"},{"$error":"#VALUE!"},{"$error":"#VALUE!"},{"$error":"#VALUE!"},{"$error":"#VALUE!"},{"$error":"#VALUE!"},{"$error":"#VALUE!"},{"$error":"#VALUE!"},{"$error":"#VALUE!"},{"$error":"#VALUE!"},{"$error":"#VALUE!"},{"$error":"#VALUE!"},{"$error":"#VALUE!"},{"$error":"#VALUE!"},{"$error":"#VALUE!"},{"$error":"#VALUE!"},{"$error":"#VALUE!"},{"$error":"#VALUE!"},{"$error":"#VALUE!"},{"$error":"#VALUE!"},{"$error":"#VALUE!"},{"$error":"#VALUE!"},{"$error":"#VALUE!"},{"$error":"#VALUE!"},{"$error":"#VALUE!"},{"$error":"#VALUE!"},{"$error":"#VALUE!"},{"$error":"#VALUE!"},{"$error":"#VALUE!"},{"$error":"#VALUE!"},{"$error":"#VALUE!"},{"$error":"#VALUE!"},{"$error":"#VALUE!"},{"$error":"#VALUE!"},{"$error":"#VALUE!"},{"$error":"#VALUE!"},{"$f":"BV2950","v":{"$error":"#VALUE!"}},{"$error":"#VALUE!"},{"$error":"#VALUE!"},{"$error":"#VALUE!"},{"$error":"#VALUE!"},{"$error":"#VALUE!"},{"$error":"#VALUE!"},{"$error":"#VALUE!"},{"$error":"#VALUE!"},{"$error":"#VALUE!"},{"$error":"#VALUE!"},{"$error":"#VALUE!"},{"$error":"#VALUE!"},{"$error":"#VALUE!"},{"$error":"#VALUE!"},{"$error":"#VALUE!"},{"$error":"#VALUE!"},{"$error":"#VALUE!"},{"$error":"#VALUE!"},{"$error":"#VALUE!"},{"$error":"#VALUE!"},{"$error":"#VALUE!"},{"$error":"#VALUE!"},{"$error":"#VALUE!"},{"$error":"#VALUE!"},{"$error":"#VALUE!"},{"$error":"#VALUE!"},{"$error":"#VALUE!"},{"$error":"#VALUE!"},{"$error":"#VALUE!"},{"$error":"#VALUE!"},{"$f":"SUM(I2952:CZ2952)","v":{"$error":"#VALUE!"}}]
[{"$f":"CONCATENATE(H2847,C2955)","v":"CSO 02313a."},"13. Runoff Controls","13a.","Total CSO control volume (MG).",null,null,{"$f":"C2955","v":"13a."},{"$f":"HLOOKUP(H2847,'4 - CSO VOLUME'!$E$9:$AS$33,16,FALSE)","v":{"v":0,"d":"0.00"}}]
[{"$f":"CONCATENATE(H2847,C2957)","v":"CSO 02313c."},null,"13c.","Stormwater runoff after GI saturation plus dry weather flow (MG). Add Line 13b to Line 12d.",null,null,{"$f":"C2957","v":"13c."},null,{"$f":"I2956+I2954","v":{"$error":"#VALUE!"}},{"$f":"J2956+J2954","v":{"$error":"#VALUE!"}},{"$error":"#VALUE!"},{"$error":"#VALUE!"},{"$error":"#VALUE!"},{"$error":"#VALUE!"},{"$error":"#VALUE!"},{"$error":"#VALUE!"},{"$error":"#VALUE!"},{"$error":"#VALUE!"},{"$error":"#VALUE!"},{"$error":"#VALUE!"},{"$error":"#VALUE!"},{"$error":"#VALUE!"},{"$error":"#VALUE!"},{"$error":"#VALUE!"},{"$error":"#VALUE!"},{"$error":"#VALUE!"},{"$error":"#VALUE!"},{"$error":"#VALUE!"},{"$error":"#VALUE!"},{"$error":"#VALUE!"},{"$error":"#VALUE!"},{"$error":"#VALUE!"},{"$error":"#VALUE!"},{"$error":"#VALUE!"},{"$error":"#VALUE!"},{"$error":"#VALUE!"},{"$error":"#VALUE!"},{"$error":"#VALUE!"},{"$error":"#VALUE!"},{"$error":"#VALUE!"},{"$error":"#VALUE!"},{"$error":"#VALUE!"},{"$error":"#VALUE!"},{"$error":"#VALUE!"},{"$error":"#VALUE!"},{"$error":"#VALUE!"},{"$error":"#VALUE!"},{"$error":"#VALUE!"},{"$error":"#VALUE!"},{"$error":"#VALUE!"},{"$error":"#VALUE!"},{"$error":"#VALUE!"},{"$error":"#VALUE!"},{"$error":"#VALUE!"},{"$error":"#VALUE!"},{"$error":"#VALUE!"},{"$error":"#VALUE!"},{"$error":"#VALUE!"},{"$error":"#VALUE!"},{"$error":"#VALUE!"},{"$error":"#VALUE!"},{"$error":"#VALUE!"},{"$error":"#VALUE!"},{"$error":"#VALUE!"},{"$error":"#VALUE!"},{"$error":"#VALUE!"},{"$error":"#VALUE!"},{"$error":"#VALUE!"},{"$error":"#VALUE!"},{"$error":"#VALUE!"},{"$error":"#VALUE!"},{"$error":"#VALUE!"},{"$error":"#VALUE!"},{"$f":"BV2956+BV2954","v":{"$error":"#VALUE!"}},{"$error":"#VALUE!"},{"$error":"#VALUE!"},{"$error":"#VALUE!"},{"$error":"#VALUE!"},{"$error":"#VALUE!"},{"$error":"#VALUE!"},{"$error":"#VALUE!"},{"$error":"#VALUE!"},{"$error":"#VALUE!"},{"$error":"#VALUE!"},{"$error":"#VALUE!"},{"$error":"#VALUE!"},{"$error":"#VALUE!"},{"$error":"#VALUE!"},{"$error":"#VALUE!"},{"$error":"#VALUE!"},{"$error":"#VALUE!"},{"$error":"#VALUE!"},{"$error":"#VALUE!"},{"$error":"#VALUE!"},{"$error":"#VALUE!"},{"$error":"#VALUE!"},{"$error":"#VALUE!"},{"$error":"#VALUE!"},{"$error":"#VALUE!"},{"$error":"#VALUE!"},{"$error":"#VALUE!"},{"$error":"#VALUE!"},{"$error":"#VALUE!"},{"$error":"#VALUE!"},{"$f":"SUM(I2957:CZ2957)","v":{"$error":"#VALUE!"}}]
[{"$f":"CONCATENATE(H2847,C2960)","v":"CSO 02314a."},"14. CSO Flows","14a.","CSO hydraulic control capacity (MGD). ",null,null,"14a.",{"$f":"HLOOKUP(H2847,'4 - CSO VOLUME'!$E$9:$AS$33,20,FALSE)","v":""}]
[{"$f":"CONCATENATE(H2847,C2961)","v":"CSO 02314b."},null,"14b.","Total CSO volume (MG). Divide Line 14a by 24, then subtract from Line 13d at hourly increments.",null,null,"14b.",null,{"$f":"IF(I2959-($H2960/(4*24))<0,0,I2959-($H2960/(4*24)))","v":{"$error":"#VALUE!"}},{"$f":"IF(J2959-($H2960/(4*24))<0,0,J2959-($H2960/(4*24)))","v":{"$error":"#VALUE!"}},{"$error":"#VALUE!"},{"$error":"#VALUE!"},{"$error":"#VALUE!"},{"$error":"#VALUE!"},{"$error":"#VALUE!"},{"$error":"#VALUE!"},{"$error":"#VALUE!"},{"$error":"#VALUE!"},{"$error":"#VALUE!"},{"$error":"#VALUE!"},{"$error":"#VALUE!"},{"$error":"#VALUE!"},{"$error":"#VALUE!"},{"$error":"#VALUE!"},{"$error":"#VALUE!"},{"$error":"#VALUE!"},{"$error":"#VALUE!"},{"$error":"#VALUE!"},{"$error":"#VALUE!"},{"$error":"#VALUE!"},{"$error":"#VALUE!"},{"$error":"#VALUE!"},{"$error":"#VALUE!"},{"$error":"#VALUE!"},{"$error":"#VALUE!"},{"$error":"#VALUE!"},{"$error":"#VALUE!"},{"$error":"#VALUE!"},{"$error":"#VALUE!"},{"$error":"#VALUE!"},{"$error":"#VALUE!"},{"$error":"#VALUE!"},{"$error":"#VALUE!"},{"$error":"#VALUE!"},{"$error":"#VALUE!"},{"$error":"#VALUE!"},{"$error":"#VALUE!"},{"$error":"#VALUE!"},{"$error":"#VALUE!"},{"$error":"#VALUE!"},{"$error":"#VALUE!"},{"$error":"#VALUE!"},{"$error":"#VALUE!"},{"$error":"#VALUE!"},{"$error":"#VALUE!"},{"$error":"#VALUE!"},{"$error":"#VALUE!"},{"$error":"#VALUE!"},{"$error":"#VALUE!"},{"$error":"#VALUE!"},{"$error":"#VALUE!"},{"$error":"#VALUE!"},{"$error":"#VALUE!"},{"$error":"#VALUE!"},{"$error":"#VALUE!"},{"$error":"#VALUE!"},{"$error":"#VALUE!"},{"$error":"#VALUE!"},{"$error":"#VALUE!"},{"$error":"#VALUE!"},{"$error":"#VALUE!"},{"$error":"#VALUE!"},{"$error":"#VALUE!"},{"$f":"IF(BV2959-($H2960/(4*24))<0,0,BV2959-($H2960/(4*24)))","v":{"$error":"#VALUE!"}},{"$error":"#VALUE!"},{"$error":"#VALUE!"},{"$error":"#VALUE!"},{"$error":"#VALUE!"},{"$error":"#VALUE!"},{"$error":"#VALUE!"},{"$error":"#VALUE!"},{"$error":"#VALUE!"},{"$error":"#VALUE!"},{"$error":"#VALUE!"},{"$error":"#VALUE!"},{"$error":"#VALUE!"},{"$error":"#VALUE!"},{"$error":"#VALUE!"},{"$error":"#VALUE!"},{"$error":"#VALUE!"},{"$error":"#VALUE!"},{"$error":"#VALUE!"},{"$error":"#VALUE!"},{"$error":"#VALUE!"},{"$error":"#VALUE!"},{"$error":"#VALUE!"},{"$error":"#VALUE!"},{"$error":"#VALUE!"},{"$error":"#VALUE!"},{"$error":"#VALUE!"},{"$error":"#VALUE!"},{"$error":"#VALUE!"},{"$error":"#VALUE!"},{"$error":"#VALUE!"},{"$f":"SUM(I2961:CZ2961)","v":{"$error":"#VALUE!"}}]
[{"$f":"CONCATENATE(H2847,C2963)","v":"CSO 02314d."},null,"14d.","Treated CSO volume (MG). Populate with Line 14b values that are less than or equal to Line 14c divided by 24.",null,null,"14d.",null,{"$f":"IF(I2961=0,0,IF(I2961<=$H2962/(4*24),I2961,$H2962/(4*24)))","v":{"$error":"#VALUE!"}},{"$f":"IF(J2961=0,0,IF(J2961<=$H2962/(4*24),J2961,$H2962/(4*24)))","v":{"$error":"#VALUE!"}},{"$error":"#VALUE!"},{"$error":"#VALUE!"},{"$error":"#VALUE!"},{"$error":"#VALUE!"},{"$error":"#VALUE!"},{"$error":"#VALUE!"},{"$error":"#VALUE!"},{"$error":"#VALUE!"},{"$error":"#VALUE!"},{"$error":"#VALUE!"},{"$error":"#VALUE!"},{"$error":"#VALUE!"},{"$error":"#VALUE!"},{"$error":"#VALUE!"},{"$error":"#VALUE!"},{"$error":"#VALUE!"},{"$error":"#VALUE!"},{"$error":"#VALUE!"},{"$error":"#VALUE!"},{"$error":"#VALUE!"},{"$error":"#VALUE!"},{"$error":"#VALUE!"},{"$error":"#VALUE!"},{"$error":"#VALUE!"},{"$error":"#VALUE!"},{"$error":"#VALUE!"},{"$error":"#VALUE!"},{"$error":"#VALUE!"},{"$error":"#VALUE!"},{"$error":"#VALUE!"},{"$error":"#VALUE!"},{"$error":"#VALUE!"},{"$error":"#VALUE!"},{"$error":"#VALUE!"},{"$error":"#VALUE!"},{"$error":"#VALUE!"},{"$error":"#VALUE!"},{"$error":"#VALUE!"},{"$error":"#VALUE!"},{"$error":"#VALUE!"},{"$error":"#VALUE!"},{"$error":"#VALUE!"},{"$error":"#VALUE!"},{"$error":"#VALUE!"},{"$error":"#VALUE!"},{"$error":"#VALUE!"},{"$error":"#VALUE!"},{"$error":"#VALUE!"},{"$error":"#VALUE!"},{"$error":"#VALUE!"},{"$error":"#VALUE!"},{"$error":"#VALUE!"},{"$error":"#VALUE!"},{"$error":"#VALUE!"},{"$error":"#VALUE!"},{"$error":"#VALUE!"},{"$error":"#VALUE!"},{"$error":"#VALUE!"},{"$error":"#VALUE!"},{"$error":"#VALUE!"},{"$error":"#VALUE!"},{"$error":"#VALUE!"},{"$error":"#VALUE!"},{"$f":"IF(BV2961=0,0,IF(BV2961<=$H2962/(4*24),BV2961,$H2962/(4*24)))","v":{"$error":"#VALUE!"}},{"$error":"#VALUE!"},{"$error":"#VALUE!"},{"$error":"#VALUE!"},{"$error":"#VALUE!"},{"$error":"#VALUE!"},{"$error":"#VALUE!"},{"$error":"#VALUE!"},{"$error":"#VALUE!"},{"$error":"#VALUE!"},{"$error":"#VALUE!"},{"$error":"#VALUE!"},{"$error":"#VALUE!"},{"$error":"#VALUE!"},{"$error":"#VALUE!"},{"$error":"#VALUE!"},{"$error":"#VALUE!"},{"$error":"#VALUE!"},{"$error":"#VALUE!"},{"$error":"#VALUE!"},{"$error":"#VALUE!"},{"$error":"#VALUE!"},{"$error":"#VALUE!"},{"$error":"#VALUE!"},{"$error":"#VALUE!"},{"$error":"#VALUE!"},{"$error":"#VALUE!"},{"$error":"#VALUE!"},{"$error":"#VALUE!"},{"$error":"#VALUE!"},{"$error":"#VALUE!"},{"$f":"SUM(I2963:CZ2963)","v":{"$error":"#VALUE!"}}]
[]
[{"$nulls":6},"Area (acres):",{"$f":"HLOOKUP(H2968,'2 - CSO INPUT'!$E$9:$AS$19,6,FALSE)","v":0},null,{"$f":"43560*7.48/(12*1000000)","v":0.027152400000000004},"MG",{"$f":"\"=\"","v":"="},1,"in-ac/hr"]
[{"$nulls":6},"TOC (hr);",{"$f":"HLOOKUP(H2968,'3 - Tc & RAINFALL'!$E$9:$AS$17,6,FALSE)","v":""}]
[{"$nulls":4},1,{"$f":"$DF$3","v":{"v":0,"d":"0.000"}},{"$f":"IF(SUM(F2974:F2974)-H2972<=0,0,SUM(F2974:F2974)-H2972)","v":{"v":0,"d":"0.00"}},{"$f":"G2974-0","v":{"v":0,"d":"0.000"}},{"$f":"IF(H2971<=I2973-E2974,0,H2974*H2969*H2970*J2969/(H2971*4))","v":{"$error":"#VALUE!"}},{"$f":"IF(H2971<=J2973-E2974,0,H2974*H2969*H2970*J2969/(H2971*4))","v":{"$error":"#VALUE!"}},{"$f":"IF(H2971<=K2973-E2974,0,H2974*H2969*H2970*J2969/(H2971*4))","v":{"$error":"#VALUE!"}},{"$f":"IF(H2971<=L2973-E2974,0,H2974*H2969*H2970*J2969/(H2971*4))","v":{"$error":"#VALUE!"}},{"$f":"IF(H2971<=M2973-E2974,0,H2974*H2969*H2970*J2969/(H2971*4))","v":{"$error":"#VALUE!"}},{"$f":"IF(H2971<=N2973-E2974,0,H2974*H2969*H2970*J2969/(H2971*4))","v":{"$error":"#VALUE!"}},{"$f":"IF(H2971<=O2973-E2974,0,H2974*H2969*H2970*J2969/(H2971*4))","v":{"$error":"#VALUE!"}},{"$f":"IF(H2971<=P2973-E2974,0,H2974*H2969*H2970*J2969/(H2971*4))","v":{"$error":"#VALUE!"}},{"$f":"IF(H2971<=Q2973-E2974,0,H2974*H2969*H2970*J2969/(H2971*4))","v":{"$error":"#VALUE!"}},{"$f":"IF(H2971<=R2973-E2974,0,H2974*H2969*H2970*J2969/(H2971*4))","v":{"$error":"#VALUE!"}},{"$f":"IF(H2971<=S2973-E2974,0,H2974*H2969*H2970*J2969/(H2971*4))","v":{"$error":"#VALUE!"}},{"$f":"IF(H2971<=T2973-E2974,0,H2974*H2969*H2970*J2969/(H2971*4))","v":{"$error":"#VALUE!"}},{"$f":"IF(H2971<=U2973-E2974,0,H2974*H2969*H2970*J2969/(H2971*4))","v":{"$error":"#VALUE!"}}]
[{"$nulls":4},1.25,{"$f":"$DF$4","v":{"v":0,"d":"0.000"}},{"$f":"IF(SUM(F2974:F2975)-H2972<=0,0,SUM(F2974:F2975)-H2972)","v":{"v":0,"d":"0.00"}},{"$f":"G2975-G2974","v":{"v":0,"d":"0.000"}},null,{"$f":"IF(H2971<=J2973-E2975,0,H2975*H2969*H2970*J2969/(H2971*4))","v":{"$error":"#VALUE!"}},{"$f":"IF(H2971<=K2973-E2975,0,H2975*H2969*H2970*J2969/(H2971*4))","v":{"$error":"#VALUE!"}},{"$f":"IF(H2971<=L2973-E2975,0,H2975*H2969*H2970*J2969/(H2971*4))","v":{"$error":"#VALUE!"}},{"$f":"IF(H2971<=M2973-E2975,0,H2975*H2969*H2970*J2969/(H2971*4))","v":{"$error":"#VALUE!"}},{"$f":"IF(H2971<=N2973-E2975,0,H2975*H2969*H2970*J2969/(H2971*4))","v":{"$error":"#VALUE!"}},{"$f":"IF(H2971<=O2973-E2975,0,H2975*H2969*H2970*J2969/(H2971*4))","v":{"$error":"#VALUE!"}},{"$f":"IF(H2971<=P2973-E2975,0,H2975*H2969*H2970*J2969/(H2971*4))","v":{"$error":"#VALUE!"}},{"$f":"IF(H2971<=Q2973-E2975,0,H2975*H2969*H2970*J2969/(H2971*4))","v":{"$error":"#VALUE!"}},{"$f":"IF(H2971<=R2973-E2975,0,H2975*H2969*H2970*J2969/(H2971*4))","v":{"$error":"#VALUE!"}},{"$f":"IF(H2971<=S2973-E2975,0,H2975*H2969*H2970*J2969/(H2971*4))","v":{"$error":"#VALUE!"}},{"$f":"IF(H2971<=T2973-E2975,0,H2975*H2969*H2970*J2969/(H2971*4))","v":{"$error":"#VALUE!"}},{"$f":"IF(H2971<=U2973-E2975,0,H2975*H2969*H2970*J2969/(H2971*4))","v":{"$error":"#VALUE!"}},{"$f":"IF(H2971<=V2973-E2975,0,H2975*H2969*H2970*J2969/(H2971*4))","v":{"$error":"#VALUE!"}}]
[{"$nulls":4},{"v":2,"d":"2.00"},{"$f":"$DF$7","v":{"v":0,"d":"0.000"}},{"$f":"IF(SUM(F2974:F2978)-H2972<=0,0,SUM(F2974:F2978)-H2972)","v":{"v":0,"d":"0.00"}},{"v":0,"d":"0.000"},{"$nulls":4},{"$f":"IF(H2971<=M2973-E2978,0,H2978*H2969*H2970*J2969/(H2971*4))","v":{"$error":"#VALUE!"}},{"$f":"IF(H2971<=N2973-E2978,0,H2978*H2969*H2970*J2969/(H2971*4))","v":{"$error":"#VALUE!"}},{"$f":"IF(H2971<=O2973-E2978,0,H2978*H2969*H2970*J2969/(H2971*4))","v":{"$error":"#VALUE!"}},{"$f":"IF(H2971<=P2973-E2978,0,H2978*H2969*H2970*J2969/(H2971*4))","v":{"$error":"#VALUE!"}},{"$f":"IF(H2971<=Q2973-E2978,0,H2978*H2969*H2970*J2969/(H2971*4))","v":{"$error":"#VALUE!"}},{"$f":"IF(H2971<=R2973-E2978,0,H2978*H2969*H2970*J2969/(H2971*4))","v":{"$error":"#VALUE!"}},{"$f":"IF(H2971<=S2973-E2978,0,H2978*H2969*H2970*J2969/(H2971*4))","v":{"$error":"#VALUE!"}},{"$f":"IF(H2971<=T2973-E2978,0,H2978*H2969*H2970*J2969/(H2971*4))","v":{"$error":"#VALUE!"}},{"$f":"IF(H2971<=U2973-E2978,0,H2978*H2969*H2970*J2969/(H2971*4))","v":{"$error":"#VALUE!"}},{"$f":"IF(H2971<=V2973-E2978,0,H2978*H2969*H2970*J2969/(H2971*4))","v":{"$error":"#VALUE!"}},{"$f":"IF(H2971<=W2973-E2978,0,H2978*H2969*H2970*J2969/(H2971*4))","v":{"$error":"#VALUE!"}},{"$f":"IF(H2971<=X2973-E2978,0,H2978*H2969*H2970*J2969/(H2971*4))","v":{"$error":"#VALUE!"}},{"$f":"IF(H2971<=Y2973-E2978,0,H2978*H2969*H2970*J2969/(H2971*4))","v":{"$error":"#VALUE!"}}]
[{"$nulls":4},2.75,{"$f":"$DF$10","v":{"v":0,"d":"0.000"}},{"$f":"IF(SUM(F2974:F2981)-H2972<=0,0,SUM(F2974:F2981)-H2972)","v":{"v":0,"d":"0.00"}},{"v":0,"d":"0.000"},{"$nulls":7},{"$f":"IF(H2971<=P2973-E2981,0,H2981*H2969*H2970*J2969/(H2971*4))","v":{"$error":"#VALUE!"}},{"$f":"IF(H2971<=Q2973-E2981,0,H2981*H2969*H2970*J2969/(H2971*4))","v":{"$error":"#VALUE!"}},{"$f":"IF(H2971<=R2973-E2981,0,H2981*H2969*H2970*J2969/(H2971*4))","v":{"$error":"#VALUE!"}},{"$f":"IF(H2971<=S2973-E2981,0,H2981*H2969*H2970*J2969/(H2971*4))","v":{"$error":"#VALUE!"}},{"$f":"IF(H2971<=T2973-E2981,0,H2981*H2969*H2970*J2969/(H2971*4))","v":{"$error":"#VALUE!"}},{"$f":"IF(H2971<=U2973-E2981,0,H2981*H2969*H2970*J2969/(H2971*4))","v":{"$error":"#VALUE!"}},{"$f":"IF(H2971<=V2973-E2981,0,H2981*H2969*H2970*J2969/(H2971*4))","v":{"$error":"#VALUE!"}},{"$f":"IF(H2971<=W2973-E2981,0,H2981*H2969*H2970*J2969/(H2971*4))","v":{"$error":"#VALUE!"}},{"$f":"IF(H2971<=X2973-E2981,0,H2981*H2969*H2970*J2969/(H2971*4))","v":{"$error":"#VALUE!"}},{"$f":"IF(H2971<=Y2973-E2981,0,H2981*H2969*H2970*J2969/(H2971*4))","v":{"$error":"#VALUE!"}},{"$f":"IF(H2971<=Z2973-E2981,0,H2981*H2969*H2970*J2969/(H2971*4))","v":{"$error":"#VALUE!"}},{"$f":"IF(H2971<=AA2973-E2981,0,H2981*H2969*H2970*J2969/(H2971*4))","v":{"$error":"#VALUE!"}},{"$f":"IF(H2971<=AB2973-E2981,0,H2981*H2969*H2970*J2969/(H2971*4))","v":{"$error":"#VALUE!"}}]
[{"$nulls":4},3.25,{"$f":"$DF$12","v":{"v":0,"d":"0.000"}},{"$f":"IF(SUM(F2974:F2983)-H2972<=0,0,SUM(F2974:F2983)-H2972)","v":{"v":0,"d":"0.00"}},{"v":0,"d":"0.000"},{"$nulls":9},{"$f":"IF(H2971<=R2973-E2983,0,H2983*H2969*H2970*J2969/(H2971*4))","v":{"$error":"#VALUE!"}},{"$f":"IF(H2971<=S2973-E2983,0,H2983*H2969*H2970*J2969/(H2971*4))","v":{"$error":"#VALUE!"}},{"$f":"IF(H2971<=T2973-E2983,0,H2983*H2969*H2970*J2969/(H2971*4))","v":{"$error":"#VALUE!"}},{"$f":"IF(H2971<=U2973-E2983,0,H2983*H2969*H2970*J2969/(H2971*4))","v":{"$error":"#VALUE!"}},{"$f":"IF(H2971<=V2973-E2983,0,H2983*H2969*H2970*J2969/(H2971*4))","v":{"$error":"#VALUE!"}},{"$f":"IF(H2971<=W2973-E2983,0,H2983*H2969*H2970*J2969/(H2971*4))","v":{"$error":"#VALUE!"}},{"$f":"IF(H2971<=X2973-E2983,0,H2983*H2969*H2970*J2969/(H2971*4))","v":{"$error":"#VALUE!"}},{"$f":"IF(H2971<=Y2973-E2983,0,H2983*H2969*H2970*J2969/(H2971*4))","v":{"$error":"#VALUE!"}},{"$f":"IF(H2971<=Z2973-E2983,0,H2983*H2969*H2970*J2969/(H2971*4))","v":{"$error":"#VALUE!"}},{"$f":"IF(H2971<=AA2973-E2983,0,H2983*H2969*H2970*J2969/(H2971*4))","v":{"$error":"#VALUE!"}},{"$f":"IF(H2971<=AB2973-E2983,0,H2983*H2969*H2970*J2969/(H2971*4))","v":{"$error":"#VALUE!"}},{"$f":"IF(H2971<=AC2973-E2983,0,H2983*H2969*H2970*J2969/(H2971*4))","v":{"$error":"#VALUE!"}},{"$f":"IF(H2971<=AD2973-E2983,0,H2983*H2969*H2970*J2969/(H2971*4))","v":{"$error":"#VALUE!"}}]
[{"$nulls":4},{"v":3.5,"d":"3.50"},{"$f":"$DF$13","v":{"v":0,"d":"0.000"}},{"$f":"IF(SUM(F2974:F2984)-H2972<=0,0,SUM(F2974:F2984)-H2972)","v":{"v":0,"d":"0.00"}},{"v":0,"d":"0.000"},{"$nulls":10},{"$f":"IF(H2971<=S2973-E2984,0,H2984*H2969*H2970*J2969/(H2971*4))","v":{"$error":"#VALUE!"}},{"$f":"IF(H2971<=T2973-E2984,0,H2984*H2969*H2970*J2969/(H2971*4))","v":{"$error":"#VALUE!"}},{"$f":"IF(H2971<=U2973-E2984,0,H2984*H2969*H2970*J2969/(H2971*4))","v":{"$error":"#VALUE!"}},{"$f":"IF(H2971<=V2973-E2984,0,H2984*H2969*H2970*J2969/(H2971*4))","v":{"$error":"#VALUE!"}},{"$f":"IF(H2971<=W2973-E2984,0,H2984*H2969*H2970*J2969/(H2971*4))","v":{"$error":"#VALUE!"}},{"$f":"IF(H2971<=X2973-E2984,0,H2984*H2969*H2970*J2969/(H2971*4))","v":{"$error":"#VALUE!"}},{"$f":"IF(H2971<=Y2973-E2984,0,H2984*H2969*H2970*J2969/(H2971*4))","v":{"$error":"#VALUE!"}},{"$f":"IF(H2971<=Z2973-E2984,0,H2984*H2969*H2970*J2969/(H2971*4))","v":{"$error":"#VALUE!"}},{"$f":"IF(H2971<=AA2973-E2984,0,H2984*H2969*H2970*J2969/(H2971*4))","v":{"$error":"#VALUE!"}},{"$f":"IF(H2971<=AB2973-E2984,0,H2984*H2969*H2970*J2969/(H2971*4))","v":{"$error":"#VALUE!"}},{"$f":"IF(H2971<=AC2973-E2984,0,H2984*H2969*H2970*J2969/(H2971*4))","v":{"$error":"#VALUE!"}},{"$f":"IF(H2971<=AD2973-E2984,0,H2984*H2969*H2970*J2969/(H2971*4))","v":{"$error":"#VALUE!"}},{"$f":"IF(H2971<=AE2973-E2984,0,H2984*H2969*H2970*J2969/(H2971*4))","v":{"$error":"#VALUE!"}}]
[{"$nulls":4},{"v":4,"d":"4.00"},{"$f":"$DF$15","v":{"v":0,"d":"0.000"}},{"$f":"IF(SUM(F2974:F2986)-H2972<=0,0,SUM(F2974:F2986)-H2972)","v":{"v":0,"d":"0.00"}},{"v":0,"d":"0.000"},{"$nulls":12},{"$f":"IF(H2971<=U2973-E2986,0,H2986*H2969*H2970*J2969/(H2971*4))","v":{"$error":"#VALUE!"}},{"$f":"IF(H2971<=V2973-E2986,0,H2986*H2969*H2970*J2969/(H2971*4))","v":{"$error":"#VALUE!"}},{"$f":"IF(H2971<=W2973-E2986,0,H2986*H2969*H2970*J2969/(H2971*4))","v":{"$error":"#VALUE!"}},{"$f":"IF(H2971<=X2973-E2986,0,H2986*H2969*H2970*J2969/(H2971*4))","v":{"$error":"#VALUE!"}},{"$f":"IF(H2971<=Y2973-E2986,0,H2986*H2969*H2970*J2969/(H2971*4))","v":{"$error":"#VALUE!"}},{"$f":"IF(H2971<=Z2973-E2986,0,H2986*H2969*H2970*J2969/(H2971*4))","v":{"$error":"#VALUE!"}},{"$f":"IF(H2971<=AA2973-E2986,0,H2986*H2969*H2970*J2969/(H2971*4))","v":{"$error":"#VALUE!"}},{"$f":"IF(H2971<=AB2973-E2986,0,H2986*H2969*H2970*J2969/(H2971*4))","v":{"$error":"#VALUE!"}},{"$f":"IF(H2971<=AC2973-E2986,0,H2986*H2969*H2970*J2969/(H2971*4))","v":{"$error":"#VALUE!"}},{"$f":"IF(H2971<=AD2973-E2986,0,H2986*H2969*H2970*J2969/(H2971*4))","v":{"$error":"#VALUE!"}},{"$f":"IF(H2971<=AE2973-E2986,0,H2986*H2969*H2970*J2969/(H2971*4))","v":{"$error":"#VALUE!"}},{"$f":"IF(H2971<=AF2973-E2986,0,H2986*H2969*H2970*J2969/(H2971*4))","v":{"$error":"#VALUE!"}},{"$f":"IF(H2971<=AG2973-E2986,0,H2986*H2969*H2970*J2969/(H2971*4))","v":{"$error":"#VALUE!"}}]
[{"$nulls":4},4.75,{"$f":"$DF$18","v":{"v":0,"d":"0.000"}},{"$f":"IF(SUM(F2974:F2989)-H2972<=0,0,SUM(F2974:F2989)-H2972)","v":{"v":0,"d":"0.00"}},{"v":0,"d":"0.000"},{"$nulls":15},{"$f":"IF(H2971<=X2973-E2989,0,H2989*H2969*H2970*J2969/(H2971*4))","v":{"$error":"#VALUE!"}},{"$f":"IF(H2971<=Y2973-E2989,0,H2989*H2969*H2970*J2969/(H2971*4))","v":{"$error":"#VALUE!"}},{"$f":"IF(H2971<=Z2973-E2989,0,H2989*H2969*H2970*J2969/(H2971*4))","v":{"$error":"#VALUE!"}},{"$f":"IF(H2971<=AA2973-E2989,0,H2989*H2969*H2970*J2969/(H2971*4))","v":{"$error":"#VALUE!"}},{"$f":"IF(H2971<=AB2973-E2989,0,H2989*H2969*H2970*J2969/(H2971*4))","v":{"$error":"#VALUE!"}},{"$f":"IF(H2971<=AC2973-E2989,0,H2989*H2969*H2970*J2969/(H2971*4))","v":{"$error":"#VALUE!"}},{"$f":"IF(H2971<=AD2973-E2989,0,H2989*H2969*H2970*J2969/(H2971*4))","v":{"$error":"#VALUE!"}},{"$f":"IF(H2971<=AE2973-E2989,0,H2989*H2969*H2970*J2969/(H2971*4))","v":{"$error":"#VALUE!"}},{"$f":"IF(H2971<=AF2973-E2989,0,H2989*H2969*H2970*J2969/(H2971*4))","v":{"$error":"#VALUE!"}},{"$f":"IF(H2971<=AG2973-E2989,0,H2989*H2969*H2970*J2969/(H2971*4))","v":{"$error":"#VALUE!"}},{"$f":"IF(H2971<=AH2973-E2989,0,H2989*H2969*H2970*J2969/(H2971*4))","v":{"$error":"#VALUE!"}},{"$f":"IF(H2971<=AI2973-E2989,0,H2989*H2969*H2970*J2969/(H2971*4))","v":{"$error":"#VALUE!"}},{"$f":"IF(H2971<=AJ2973-E2989,0,H2989*H2969*H2970*J2969/(H2971*4))","v":{"$error":"#VALUE!"}}]
[{"$nulls":4},{"v":5.5,"d":"5.50"},{"$f":"$DF$21","v":{"v":0,"d":"0.000"}},{"$f":"IF(SUM(F2974:F2992)-H2972<=0,0,SUM(F2974:F2992)-H2972)","v":{"v":0,"d":"0.00"}},{"v":0,"d":"0.000"},{"$nulls":18},{"$f":"IF(H2971<=AA2973-E2992,0,H2992*H2969*H2970*J2969/(H2971*4))","v":{"$error":"#VALUE!"}},{"$f":"IF(H2971<=AB2973-E2992,0,H2992*H2969*H2970*J2969/(H2971*4))","v":{"$error":"#VALUE!"}},{"$f":"IF(H2971<=AC2973-E2992,0,H2992*H2969*H2970*J2969/(H2971*4))","v":{"$error":"#VALUE!"}},{"$f":"IF(H2971<=AD2973-E2992,0,H2992*H2969*H2970*J2969/(H2971*4))","v":{"$error":"#VALUE!"}},{"$f":"IF(H2971<=AE2973-E2992,0,H2992*H2969*H2970*J2969/(H2971*4))","v":{"$error":"#VALUE!"}},{"$f":"IF(H2971<=AF2973-E2992,0,H2992*H2969*H2970*J2969/(H2971*4))","v":{"$error":"#VALUE!"}},{"$f":"IF(H2971<=AG2973-E2992,0,H2992*H2969*H2970*J2969/(H2971*4))","v":{"$error":"#VALUE!"}},{"$f":"IF(H2971<=AH2973-E2992,0,H2992*H2969*H2970*J2969/(H2971*4))","v":{"$error":"#VALUE!"}},{"$f":"IF(H2971<=AI2973-E2992,0,H2992*H2969*H2970*J2969/(H2971*4))","v":{"$error":"#VALUE!"}},{"$f":"IF(H2971<=AJ2973-E2992,0,H2992*H2969*H2970*J2969/(H2971*4))","v":{"$error":"#VALUE!"}},{"$f":"IF(H2971<=AK2973-E2992,0,H2992*H2969*H2970*J2969/(H2971*4))","v":{"$error":"#VALUE!"}},{"$f":"IF(H2971<=AL2973-E2992,0,H2992*H2969*H2970*J2969/(H2971*4))","v":{"$error":"#VALUE!"}},{"$f":"IF(H2971<=AM2973-E2992,0,H2992*H2969*H2970*J2969/(H2971*4))","v":{"$error":"#VALUE!"}}]
[{"$nulls":4},6.25,{"$f":"$DF$24","v":{"v":0,"d":"0.000"}},{"$f":"IF(SUM(F2974:F2995)-H2972<=0,0,SUM(F2974:F2995)-H2972)","v":{"v":0,"d":"0.00"}},{"v":0,"d":"0.000"},{"$nulls":21},{"$f":"IF(H2971<=AD2973-E2995,0,H2995*H2969*H2970*J2969/(H2971*4))","v":{"$error":"#VALUE!"}},{"$f":"IF(H2971<=AE2973-E2995,0,H2995*H2969*H2970*J2969/(H2971*4))","v":{"$error":"#VALUE!"}},{"$f":"IF(H2971<=AF2973-E2995,0,H2995*H2969*H2970*J2969/(H2971*4))","v":{"$error":"#VALUE!"}},{"$f":"IF(H2971<=AG2973-E2995,0,H2995*H2969*H2970*J2969/(H2971*4))","v":{"$error":"#VALUE!"}},{"$f":"IF(H2971<=AH2973-E2995,0,H2995*H2969*H2970*J2969/(H2971*4))","v":{"$error":"#VALUE!"}},{"$f":"IF(H2971<=AI2973-E2995,0,H2995*H2969*H2970*J2969/(H2971*4))","v":{"$error":"#VALUE!"}},{"$f":"IF(H2971<=AJ2973-E2995,0,H2995*H2969*H2970*J2969/(H2971*4))","v":{"$error":"#VALUE!"}},{"$f":"IF(H2971<=AK2973-E2995,0,H2995*H2969*H2970*J2969/(H2971*4))","v":{"$error":"#VALUE!"}},{"$f":"IF(H2971<=AL2973-E2995,0,H2995*H2969*H2970*J2969/(H2971*4))","v":{"$error":"#VALUE!"}},{"$f":"IF(H2971<=AM2973-E2995,0,H2995*H2969*H2970*J2969/(H2971*4))","v":{"$error":"#VALUE!"}},{"$f":"IF(H2971<=AN2973-E2995,0,H2995*H2969*H2970*J2969/(H2971*4))","v":{"$error":"#VALUE!"}},{"$f":"IF(H2971<=AO2973-E2995,0,H2995*H2969*H2970*J2969/(H2971*4))","v":{"$error":"#VALUE!"}},{"$f":"IF(H2971<=AP2973-E2995,0,H2995*H2969*H2970*J2969/(H2971*4))","v":{"$error":"#VALUE!"}}]
[{"$nulls":4},6.75,{"$f":"$DF$26","v":{"v":0,"d":"0.000"}},{"$f":"IF(SUM(F2974:F2997)-H2972<=0,0,SUM(F2974:F2997)-H2972)","v":{"v":0,"d":"0.00"}},{"v":0,"d":"0.000"},{"$nulls":23},{"$f":"IF(H2971<=AF2973-E2997,0,H2997*H2969*H2970*J2969/(H2971*4))","v":{"$error":"#VALUE!"}},{"$f":"IF(H2971<=AG2973-E2997,0,H2997*H2969*H2970*J2969/(H2971*4))","v":{"$error":"#VALUE!"}},{"$f":"IF(H2971<=AH2973-E2997,0,H2997*H2969*H2970*J2969/(H2971*4))","v":{"$error":"#VALUE!"}},{"$f":"IF(H2971<=AI2973-E2997,0,H2997*H2969*H2970*J2969/(H2971*4))","v":{"$error":"#VALUE!"}},{"$f":"IF(H2971<=AJ2973-E2997,0,H2997*H2969*H2970*J2969/(H2971*4))","v":{"$error":"#VALUE!"}},{"$f":"IF(H2971<=AK2973-E2997,0,H2997*H2969*H2970*J2969/(H2971*4))","v":{"$error":"#VALUE!"}},{"$f":"IF(H2971<=AL2973-E2997,0,H2997*H2969*H2970*J2969/(H2971*4))","v":{"$error":"#VALUE!"}},{"$f":"IF(H2971<=AM2973-E2997,0,H2997*H2969*H2970*J2969/(H2971*4))","v":{"$error":"#VALUE!"}},{"$f":"IF(H2971<=AN2973-E2997,0,H2997*H2969*H2970*J2969/(H2971*4))","v":{"$error":"#VALUE!"}},{"$f":"IF(H2971<=AO2973-E2997,0,H2997*H2969*H2970*J2969/(H2971*4))","v":{"$error":"#VALUE!"}},{"$f":"IF(H2971<=AP2973-E2997,0,H2997*H2969*H2970*J2969/(H2971*4))","v":{"$error":"#VALUE!"}},{"$f":"IF(H2971<=AQ2973-E2997,0,H2997*H2969*H2970*J2969/(H2971*4))","v":{"$error":"#VALUE!"}},{"$f":"IF(H2971<=AR2973-E2997,0,H2997*H2969*H2970*J2969/(H2971*4))","v":{"$error":"#VALUE!"}}]
[{"$nulls":4},{"v":7,"d":"7.00"},{"$f":"$DF$27","v":{"v":0,"d":"0.000"}},{"$f":"IF(SUM(F2974:F2998)-H2972<=0,0,SUM(F2974:F2998)-H2972)","v":{"v":0,"d":"0.00"}},{"v":0,"d":"0.000"},{"$nulls":24},{"$f":"IF(H2971<=AG2973-E2998,0,H2998*H2969*H2970*J2969/(H2971*4))","v":{"$error":"#VALUE!"}},{"$f":"IF(H2971<=AH2973-E2998,0,H2998*H2969*H2970*J2969/(H2971*4))","v":{"$error":"#VALUE!"}},{"$f":"IF(H2971<=AI2973-E2998,0,H2998*H2969*H2970*J2969/(H2971*4))","v":{"$error":"#VALUE!"}},{"$f":"IF(H2971<=AJ2973-E2998,0,H2998*H2969*H2970*J2969/(H2971*4))","v":{"$error":"#VALUE!"}},{"$f":"IF(H2971<=AK2973-E2998,0,H2998*H2969*H2970*J2969/(H2971*4))","v":{"$error":"#VALUE!"}},{"$f":"IF(H2971<=AL2973-E2998,0,H2998*H2969*H2970*J2969/(H2971*4))","v":{"$error":"#VALUE!"}},{"$f":"IF(H2971<=AM2973-E2998,0,H2998*H2969*H2970*J2969/(H2971*4))","v":{"$error":"#VALUE!"}},{"$f":"IF(H2971<=AN2973-E2998,0,H2998*H2969*H2970*J2969/(H2971*4))","v":{"$error":"#VALUE!"}},{"$f":"IF(H2971<=AO2973-E2998,0,H2998*H2969*H2970*J2969/(H2971*4))","v":{"$error":"#VALUE!"}},{"$f":"IF(H2971<=AP2973-E2998,0,H2998*H2969*H2970*J2969/(H2971*4))","v":{"$error":"#VALUE!"}},{"$f":"IF(H2971<=AQ2973-E2998,0,H2998*H2969*H2970*J2969/(H2971*4))","v":{"$error":"#VALUE!"}},{"$f":"IF(H2971<=AR2973-E2998,0,H2998*H2969*H2970*J2969/(H2971*4))","v":{"$error":"#VALUE!"}},{"$f":"IF(H2971<=AS2973-E2998,0,H2998*H2969*H2970*J2969/(H2971*4))","v":{"$error":"#VALUE!"}}]
[{"$nulls":4},{"v":7.5,"d":"7.50"},{"$f":"$DF$29","v":{"v":0,"d":"0.000"}},{"$f":"IF(SUM(F2974:F3000)-H2972<=0,0,SUM(F2974:F3000)-H2972)","v":{"v":0,"d":"0.00"}},{"v":0,"d":"0.000"},{"$nulls":26},{"$f":"IF(H2971<=AI2973-E3000,0,H3000*H2969*H2970*J2969/(H2971*4))","v":{"$error":"#VALUE!"}},{"$f":"IF(H2971<=AJ2973-E3000,0,H3000*H2969*H2970*J2969/(H2971*4))","v":{"$error":"#VALUE!"}},{"$f":"IF(H2971<=AK2973-E3000,0,H3000*H2969*H2970*J2969/(H2971*4))","v":{"$error":"#VALUE!"}},{"$f":"IF(H2971<=AL2973-E3000,0,H3000*H2969*H2970*J2969/(H2971*4))","v":{"$error":"#VALUE!"}},{"$f":"IF(H2971<=AM2973-E3000,0,H3000*H2969*H2970*J2969/(H2971*4))","v":{"$error":"#VALUE!"}},{"$f":"IF(H2971<=AN2973-E3000,0,H3000*H2969*H2970*J2969/(H2971*4))","v":{"$error":"#VALUE!"}},{"$f":"IF(H2971<=AO2973-E3000,0,H3000*H2969*H2970*J2969/(H2971*4))","v":{"$error":"#VALUE!"}},{"$f":"IF(H2971<=AP2973-E3000,0,H3000*H2969*H2970*J2969/(H2971*4))","v":{"$error":"#VALUE!"}},{"$f":"IF(H2971<=AQ2973-E3000,0,H3000*H2969*H2970*J2969/(H2971*4))","v":{"$error":"#VALUE!"}},{"$f":"IF(H2971<=AR2973-E3000,0,H3000*H2969*H2970*J2969/(H2971*4))","v":{"$error":"#VALUE!"}},{"$f":"IF(H2971<=AS2973-E3000,0,H3000*H2969*H2970*J2969/(H2971*4))","v":{"$error":"#VALUE!"}},{"$f":"IF(H2971<=AT2973-E3000,0,H3000*H2969*H2970*J2969/(H2971*4))","v":{"$error":"#VALUE!"}},{"$f":"IF(H2971<=AU2973-E3000,0,H3000*H2969*H2970*J2969/(H2971*4))","v":{"$error":"#VALUE!"}}]
[{"$nulls":4},8.25,{"$f":"$DF$32","v":{"v":0,"d":"0.000"}},{"$f":"IF(SUM(F2974:F3003)-H2972<=0,0,SUM(F2974:F3003)-H2972)","v":{"v":0,"d":"0.00"}},{"v":0,"d":"0.000"},{"$nulls":29},{"$f":"IF(H2971<=AL2973-E3003,0,H3003*H2969*H2970*J2969/(H2971*4))","v":{"$error":"#VALUE!"}},{"$f":"IF(H2971<=AM2973-E3003,0,H3003*H2969*H2970*J2969/(H2971*4))","v":{"$error":"#VALUE!"}},{"$f":"IF(H2971<=AN2973-E3003,0,H3003*H2969*H2970*J2969/(H2971*4))","v":{"$error":"#VALUE!"}},{"$f":"IF(H2971<=AO2973-E3003,0,H3003*H2969*H2970*J2969/(H2971*4))","v":{"$error":"#VALUE!"}},{"$f":"IF(H2971<=AP2973-E3003,0,H3003*H2969*H2970*J2969/(H2971*4))","v":{"$error":"#VALUE!"}},{"$f":"IF(H2971<=AQ2973-E3003,0,H3003*H2969*H2970*J2969/(H2971*4))","v":{"$error":"#VALUE!"}},{"$f":"IF(H2971<=AR2973-E3003,0,H3003*H2969*H2970*J2969/(H2971*4))","v":{"$error":"#VALUE!"}},{"$f":"IF(H2971<=AS2973-E3003,0,H3003*H2969*H2970*J2969/(H2971*4))","v":{"$error":"#VALUE!"}},{"$f":"IF(H2971<=AT2973-E3003,0,H3003*H2969*H2970*J2969/(H2971*4))","v":{"$error":"#VALUE!"}},{"$f":"IF(H2971<=AU2973-E3003,0,H3003*H2969*H2970*J2969/(H2971*4))","v":{"$error":"#VALUE!"}},{"$f":"IF(H2971<=AV2973-E3003,0,H3003*H2969*H2970*J2969/(H2971*4))","v":{"$error":"#VALUE!"}},{"$f":"IF(H2971<=AW2973-E3003,0,H3003*H2969*H2970*J2969/(H2971*4))","v":{"$error":"#VALUE!"}},{"$f":"IF(H2971<=AX2973-E3003,0,H3003*H2969*H2970*J2969/(H2971*4))","v":{"$error":"#VALUE!"}}]
[{"$nulls":4},{"v":9,"d":"9.00"},{"$f":"$DF$35","v":{"v":0,"d":"0.000"}},{"$f":"IF(SUM(F2974:F3006)-H2972<=0,0,SUM(F2974:F3006)-H2972)","v":{"v":0,"d":"0.00"}},{"v":0,"d":"0.000"},{"$nulls":32},{"$f":"IF(H2971<=AO2973-E3006,0,H3006*H2969*H2970*J2969/(H2971*4))","v":{"$error":"#VALUE!"}},{"$f":"IF(H2971<=AP2973-E3006,0,H3006*H2969*H2970*J2969/(H2971*4))","v":{"$error":"#VALUE!"}},{"$f":"IF(H2971<=AQ2973-E3006,0,H3006*H2969*H2970*J2969/(H2971*4))","v":{"$error":"#VALUE!"}},{"$f":"IF(H2971<=AR2973-E3006,0,H3006*H2969*H2970*J2969/(H2971*4))","v":{"$error":"#VALUE!"}},{"$f":"IF(H2971<=AS2973-E3006,0,H3006*H2969*H2970*J2969/(H2971*4))","v":{"$error":"#VALUE!"}},{"$f":"IF(H2971<=AT2973-E3006,0,H3006*H2969*H2970*J2969/(H2971*4))","v":{"$error":"#VALUE!"}},{"$f":"IF(H2971<=AU2973-E3006,0,H3006*H2969*H2970*J2969/(H2971*4))","v":{"$error":"#VALUE!"}},{"$f":"IF(H2971<=AV2973-E3006,0,H3006*H2969*H2970*J2969/(H2971*4))","v":{"$error":"#VALUE!"}},{"$f":"IF(H2971<=AW2973-E3006,0,H3006*H2969*H2970*J2969/(H2971*4))","v":{"$error":"#VALUE!"}},{"$f":"IF(H2971<=AX2973-E3006,0,H3006*H2969*H2970*J2969/(H2971*4))","v":{"$error":"#VALUE!"}},{"$f":"IF(H2971<=AY2973-E3006,0,H3006*H2969*H2970*J2969/(H2971*4))","v":{"$error":"#VALUE!"}},{"$f":"IF(H2971<=AZ2973-E3006,0,H3006*H2969*H2970*J2969/(H2971*4))","v":{"$error":"#VALUE!"}},{"$f":"IF(H2971<=BA2973-E3006,0,H3006*H2969*H2970*J2969/(H2971*4))","v":{"$error":"#VALUE!"}}]
[{"$nulls":4},{"v":9.5,"d":"9.50"},{"$f":"$DF$37","v":{"v":0,"d":"0.000"}},{"$f":"IF(SUM(F2974:F3008)-H2972<=0,0,SUM(F2974:F3008)-H2972)","v":{"v":0,"d":"0.00"}},{"v":0,"d":"0.000"},{"$nulls":34},{"$f":"IF(H2971<=AQ2973-E3008,0,H3008*H2969*H2970*J2969/(H2971*4))","v":{"$error":"#VALUE!"}},{"$f":"IF(H2971<=AR2973-E3008,0,H3008*H2969*H2970*J2969/(H2971*4))","v":{"$error":"#VALUE!"}},{"$f":"IF(H2971<=AS2973-E3008,0,H3008*H2969*H2970*J2969/(H2971*4))","v":{"$error":"#VALUE!"}},{"$f":"IF(H2971<=AT2973-E3008,0,H3008*H2969*H2970*J2969/(H2971*4))","v":{"$error":"#VALUE!"}},{"$f":"IF(H2971<=AU2973-E3008,0,H3008*H2969*H2970*J2969/(H2971*4))","v":{"$error":"#VALUE!"}},{"$f":"IF(H2971<=AV2973-E3008,0,H3008*H2969*H2970*J2969/(H2971*4))","v":{"$error":"#VALUE!"}},{"$f":"IF(H2971<=AW2973-E3008,0,H3008*H2969*H2970*J2969/(H2971*4))","v":{"$error":"#VALUE!"}},{"$f":"IF(H2971<=AX2973-E3008,0,H3008*H2969*H2970*J2969/(H2971*4))","v":{"$error":"#VALUE!"}},{"$f":"IF(H2971<=AY2973-E3008,0,H3008*H2969*H2970*J2969/(H2971*4))","v":{"$error":"#VALUE!"}},{"$f":"IF(H2971<=AZ2973-E3008,0,H3008*H2969*H2970*J2969/(H2971*4))","v":{"$error":"#VALUE!"}},{"$f":"IF(H2971<=BA2973-E3008,0,H3008*H2969*H2970*J2969/(H2971*4))","v":{"$error":"#VALUE!"}},{"$f":"IF(H2971<=BB2973-E3008,0,H3008*H2969*H2970*J2969/(H2971*4))","v":{"$error":"#VALUE!"}},{"$f":"IF(H2971<=BC2973-E3008,0,H3008*H2969*H2970*J2969/(H2971*4))","v":{"$error":"#VALUE!"}}]
[{"$nulls":4},10.25,{"$f":"$DF$40","v":{"v":0,"d":"0.000"}},{"$f":"IF(SUM(F2974:F3011)-H2972<=0,0,SUM(F2974:F3011)-H2972)","v":{"v":0,"d":"0.000"}},{"v":0,"d":"0.000"},{"$nulls":37},{"$f":"IF(H2971<=AT2973-E3011,0,H3011*H2969*H2970*J2969/(H2971*4))","v":{"$error":"#VALUE!"}},{"$f":"IF(H2971<=AU2973-E3011,0,H3011*H2969*H2970*J2969/(H2971*4))","v":{"$error":"#VALUE!"}},{"$f":"IF(H2971<=AV2973-E3011,0,H3011*H2969*H2970*J2969/(H2971*4))","v":{"$error":"#VALUE!"}},{"$f":"IF(H2971<=AW2973-E3011,0,H3011*H2969*H2970*J2969/(H2971*4))","v":{"$error":"#VALUE!"}},{"$f":"IF(H2971<=AX2973-E3011,0,H3011*H2969*H2970*J2969/(H2971*4))","v":{"$error":"#VALUE!"}},{"$f":"IF(H2971<=AY2973-E3011,0,H3011*H2969*H2970*J2969/(H2971*4))","v":{"$error":"#VALUE!"}},{"$f":"IF(H2971<=AZ2973-E3011,0,H3011*H2969*H2970*J2969/(H2971*4))","v":{"$error":"#VALUE!"}},{"$f":"IF(H2971<=BA2973-E3011,0,H3011*H2969*H2970*J2969/(H2971*4))","v":{"$error":"#VALUE!"}},{"$f":"IF(H2971<=BB2973-E3011,0,H3011*H2969*H2970*J2969/(H2971*4))","v":{"$error":"#VALUE!"}},{"$f":"IF(H2971<=BC2973-E3011,0,H3011*H2969*H2970*J2969/(H2971*4))","v":{"$error":"#VALUE!"}},{"$f":"IF(H2971<=BD2973-E3011,0,H3011*H2969*H2970*J2969/(H2971*4))","v":{"$error":"#VALUE!"}},{"$f":"IF(H2971<=BE2973-E3011,0,H3011*H2969*H2970*J2969/(H2971*4))","v":{"$error":"#VALUE!"}},{"$f":"IF(H2971<=BF2973-E3011,0,H3011*H2969*H2970*J2969/(H2971*4))","v":{"$error":"#VALUE!"}}]
[{"$nulls":4},{"v":10.5,"d":"10.50"},{"$f":"$DF$41","v":{"v":0,"d":"0.000"}},{"$f":"IF(SUM(F2974:F3012)-H2972<=0,0,SUM(F2974:F3012)-H2972)","v":{"v":0,"d":"0.00"}},{"v":0,"d":"0.000"},{"$nulls":38},{"$f":"IF(H2971<=AU2973-E3012,0,H3012*H2969*H2970*J2969/(H2971*4))","v":{"$error":"#VALUE!"}},{"$f":"IF(H2971<=AV2973-E3012,0,H3012*H2969*H2970*J2969/(H2971*4))","v":{"$error":"#VALUE!"}},{"$f":"IF(H2971<=AW2973-E3012,0,H3012*H2969*H2970*J2969/(H2971*4))","v":{"$error":"#VALUE!"}},{"$f":"IF(H2971<=AX2973-E3012,0,H3012*H2969*H2970*J2969/(H2971*4))","v":{"$error":"#VALUE!"}},{"$f":"IF(H2971<=AY2973-E3012,0,H3012*H2969*H2970*J2969/(H2971*4))","v":{"$error":"#VALUE!"}},{"$f":"IF(H2971<=AZ2973-E3012,0,H3012*H2969*H2970*J2969/(H2971*4))","v":{"$error":"#VALUE!"}},{"$f":"IF(H2971<=BA2973-E3012,0,H3012*H2969*H2970*J2969/(H2971*4))","v":{"$error":"#VALUE!"}},{"$f":"IF(H2971<=BB2973-E3012,0,H3012*H2969*H2970*J2969/(H2971*4))","v":{"$error":"#VALUE!"}},{"$f":"IF(H2971<=BC2973-E3012,0,H3012*H2969*H2970*J2969/(H2971*4))","v":{"$error":"#VALUE!"}},{"$f":"IF(H2971<=BD2973-E3012,0,H3012*H2969*H2970*J2969/(H2971*4))","v":{"$error":"#VALUE!"}},{"$f":"IF(H2971<=BE2973-E3012,0,H3012*H2969*H2970*J2969/(H2971*4))","v":{"$error":"#VALUE!"}},{"$f":"IF(H2971<=BF2973-E3012,0,H3012*H2969*H2970*J2969/(H2971*4))","v":{"$error":"#VALUE!"}},{"$f":"IF(H2971<=BG2973-E3012,0,H3012*H2969*H2970*J2969/(H2971*4))","v":{"$error":"#VALUE!"}}]
[{"$nulls":4},{"v":11.5,"d":"11.50"},{"$f":"$DF$45","v":{"v":0,"d":"0.000"}},{"$f":"IF(SUM(F2974:F3016)-H2972<=0,0,SUM(F2974:F3016)-H2972)","v":{"v":0,"d":"0.00"}},{"v":0,"d":"0.000"},{"$nulls":42},{"$f":"IF(H2971<=AY2973-E3016,0,H3016*H2969*H2970*J2969/(H2971*4))","v":{"$error":"#VALUE!"}},{"$f":"IF(H2971<=AZ2973-E3016,0,H3016*H2969*H2970*J2969/(H2971*4))","v":{"$error":"#VALUE!"}},{"$f":"IF(H2971<=BA2973-E3016,0,H3016*H2969*H2970*J2969/(H2971*4))","v":{"$error":"#VALUE!"}},{"$f":"IF(H2971<=BB2973-E3016,0,H3016*H2969*H2970*J2969/(H2971*4))","v":{"$error":"#VALUE!"}},{"$f":"IF(H2971<=BC2973-E3016,0,H3016*H2969*H2970*J2969/(H2971*4))","v":{"$error":"#VALUE!"}},{"$f":"IF(H2971<=BD2973-E3016,0,H3016*H2969*H2970*J2969/(H2971*4))","v":{"$error":"#VALUE!"}},{"$f":"IF(H2971<=BE2973-E3016,0,H3016*H2969*H2970*J2969/(H2971*4))","v":{"$error":"#VALUE!"}},{"$f":"IF(H2971<=BF2973-E3016,0,H3016*H2969*H2970*J2969/(H2971*4))","v":{"$error":"#VALUE!"}},{"$f":"IF(H2971<=BG2973-E3016,0,H3016*H2969*H2970*J2969/(H2971*4))","v":{"$error":"#VALUE!"}},{"$f":"IF(H2971<=BH2973-E3016,0,H3016*H2969*H2970*J2969/(H2971*4))","v":{"$error":"#VALUE!"}},{"$f":"IF(H2971<=BI2973-E3016,0,H3016*H2969*H2970*J2969/(H2971*4))","v":{"$error":"#VALUE!"}},{"$f":"IF(H2971<=BJ2973-E3016,0,H3016*H2969*H2970*J2969/(H2971*4))","v":{"$error":"#VALUE!"}},{"$f":"IF(H2971<=BK2973-E3016,0,H3016*H2969*H2970*J2969/(H2971*4))","v":{"$error":"#VALUE!"}}]
[{"$nulls":4},11.75,{"$f":"$DF$46","v":{"v":0,"d":"0.000"}},{"$f":"IF(SUM(F2974:F3017)-H2972<=0,0,SUM(F2974:F3017)-H2972)","v":{"v":0,"d":"0.00"}},{"v":0,"d":"0.000"},{"$nulls":43},{"$f":"IF(H2971<=AZ2973-E3017,0,H3017*H2969*H2970*J2969/(H2971*4))","v":{"$error":"#VALUE!"}},{"$f":"IF(H2971<=BA2973-E3017,0,H3017*H2969*H2970*J2969/(H2971*4))","v":{"$error":"#VALUE!"}},{"$f":"IF(H2971<=BB2973-E3017,0,H3017*H2969*H2970*J2969/(H2971*4))","v":{"$error":"#VALUE!"}},{"$f":"IF(H2971<=BC2973-E3017,0,H3017*H2969*H2970*J2969/(H2971*4))","v":{"$error":"#VALUE!"}},{"$f":"IF(H2971<=BD2973-E3017,0,H3017*H2969*H2970*J2969/(H2971*4))","v":{"$error":"#VALUE!"}},{"$f":"IF(H2971<=BE2973-E3017,0,H3017*H2969*H2970*J2969/(H2971*4))","v":{"$error":"#VALUE!"}},{"$f":"IF(H2971<=BF2973-E3017,0,H3017*H2969*H2970*J2969/(H2971*4))","v":{"$error":"#VALUE!"}},{"$f":"IF(H2971<=BG2973-E3017,0,H3017*H2969*H2970*J2969/(H2971*4))","v":{"$error":"#VALUE!"}},{"$f":"IF(H2971<=BH2973-E3017,0,H3017*H2969*H2970*J2969/(H2971*4))","v":{"$error":"#VALUE!"}},{"$f":"IF(H2971<=BI2973-E3017,0,H3017*H2969*H2970*J2969/(H2971*4))","v":{"$error":"#VALUE!"}},{"$f":"IF(H2971<=BJ2973-E3017,0,H3017*H2969*H2970*J2969/(H2971*4))","v":{"$error":"#VALUE!"}},{"$f":"IF(H2971<=BK2973-E3017,0,H3017*H2969*H2970*J2969/(H2971*4))","v":{"$error":"#VALUE!"}},{"$f":"IF(H2971<=BL2973-E3017,0,H3017*H2969*H2970*J2969/(H2971*4))","v":{"$error":"#VALUE!"}}]
[{"$nulls":4},{"v":12.5,"d":"12.50"},{"$f":"$DF$49","v":{"v":0,"d":"0.000"}},{"$f":"IF(SUM(F2974:F3020)-H2972<=0,0,SUM(F2974:F3020)-H2972)","v":{"v":0,"d":"0.00"}},{"v":0,"d":"0.000"},{"$nulls":46},{"$f":"IF(H2971<=BC2973-E3020,0,H3020*H2969*H2970*J2969/(H2971*4))","v":{"$error":"#VALUE!"}},{"$f":"IF(H2971<=BD2973-E3020,0,H3020*H2969*H2970*J2969/(H2971*4))","v":{"$error":"#VALUE!"}},{"$f":"IF(H2971<=BE2973-E3020,0,H3020*H2969*H2970*J2969/(H2971*4))","v":{"$error":"#VALUE!"}},{"$f":"IF(H2971<=BF2973-E3020,0,H3020*H2969*H2970*J2969/(H2971*4))","v":{"$error":"#VALUE!"}},{"$f":"IF(H2971<=BG2973-E3020,0,H3020*H2969*H2970*J2969/(H2971*4))","v":{"$error":"#VALUE!"}},{"$f":"IF(H2971<=BH2973-E3020,0,H3020*H2969*H2970*J2969/(H2971*4))","v":{"$error":"#VALUE!"}},{"$f":"IF(H2971<=BI2973-E3020,0,H3020*H2969*H2970*J2969/(H2971*4))","v":{"$error":"#VALUE!"}},{"$f":"IF(H2971<=BJ2973-E3020,0,H3020*H2969*H2970*J2969/(H2971*4))","v":{"$error":"#VALUE!"}},{"$f":"IF(H2971<=BK2973-E3020,0,H3020*H2969*H2970*J2969/(H2971*4))","v":{"$error":"#VALUE!"}},{"$f":"IF(H2971<=BL2973-E3020,0,H3020*H2969*H2970*J2969/(H2971*4))","v":{"$error":"#VALUE!"}},{"$f":"IF(H2971<=BM2973-E3020,0,H3020*H2969*H2970*J2969/(H2971*4))","v":{"$error":"#VALUE!"}},{"$f":"IF(H2971<=BN2973-E3020,0,H3020*H2969*H2970*J2969/(H2971*4))","v":{"$error":"#VALUE!"}},{"$f":"IF(H2971<=BO2973-E3020,0,H3020*H2969*H2970*J2969/(H2971*4))","v":{"$error":"#VALUE!"}}]
[{"$nulls":4},12.75,{"$f":"$DF$50","v":{"v":0,"d":"0.000"}},{"$f":"IF(SUM(F2974:F3021)-H2972<=0,0,SUM(F2974:F3021)-H2972)","v":{"v":0,"d":"0.00"}},{"v":0,"d":"0.000"},{"$nulls":47},{"$f":"IF(H2971<=BD2973-E3021,0,H3021*H2969*H2970*J2969/(H2971*4))","v":{"$error":"#VALUE!"}},{"$f":"IF(H2971<=BE2973-E3021,0,H3021*H2969*H2970*J2969/(H2971*4))","v":{"$error":"#VALUE!"}},{"$f":"IF(H2971<=BF2973-E3021,0,H3021*H2969*H2970*J2969/(H2971*4))","v":{"$error":"#VALUE!"}},{"$f":"IF(H2971<=BG2973-E3021,0,H3021*H2969*H2970*J2969/(H2971*4))","v":{"$error":"#VALUE!"}},{"$f":"IF(H2971<=BH2973-E3021,0,H3021*H2969*H2970*J2969/(H2971*4))","v":{"$error":"#VALUE!"}},{"$f":"IF(H2971<=BI2973-E3021,0,H3021*H2969*H2970*J2969/(H2971*4))","v":{"$error":"#VALUE!"}},{"$f":"IF(H2971<=BJ2973-E3021,0,H3021*H2969*H2970*J2969/(H2971*4))","v":{"$error":"#VALUE!"}},{"$f":"IF(H2971<=BK2973-E3021,0,H3021*H2969*H2970*J2969/(H2971*4))","v":{"$error":"#VALUE!"}},{"$f":"IF(H2971<=BL2973-E3021,0,H3021*H2969*H2970*J2969/(H2971*4))","v":{"$error":"#VALUE!"}},{"$f":"IF(H2971<=BM2973-E3021,0,H3021*H2969*H2970*J2969/(H2971*4))","v":{"$error":"#VALUE!"}},{"$f":"IF(H2971<=BN2973-E3021,0,H3021*H2969*H2970*J2969/(H2971*4))","v":{"$error":"#VALUE!"}},{"$f":"IF(H2971<=BO2973-E3021,0,H3021*H2969*H2970*J2969/(H2971*4))","v":{"$error":"#VALUE!"}},{"$f":"IF(H2971<=BP2973-E3021,0,H3021*H2969*H2970*J2969/(H2971*4))","v":{"$error":"#VALUE!"}}]
[{"$nulls":4},13.75,{"$f":"$DF$54","v":{"v":0,"d":"0.000"}},{"$f":"IF(SUM(F2974:F3025)-H2972<=0,0,SUM(F2974:F3025)-H2972)","v":{"v":0,"d":"0.00"}},{"v":0,"d":"0.000"},{"$nulls":51},{"$f":"IF(H2971<=BH2973-E3025,0,H3025*H2969*H2970*J2969/(H2971*4))","v":{"$error":"#VALUE!"}},{"$f":"IF(H2971<=BI2973-E3025,0,H3025*H2969*H2970*J2969/(H2971*4))","v":{"$error":"#VALUE!"}},{"$f":"IF(H2971<=BJ2973-E3025,0,H3025*H2969*H2970*J2969/(H2971*4))","v":{"$error":"#VALUE!"}},{"$f":"IF(H2971<=BK2973-E3025,0,H3025*H2969*H2970*J2969/(H2971*4))","v":{"$error":"#VALUE!"}},{"$f":"IF(H2971<=BL2973-E3025,0,H3025*H2969*H2970*J2969/(H2971*4))","v":{"$error":"#VALUE!"}},{"$f":"IF(H2971<=BM2973-E3025,0,H3025*H2969*H2970*J2969/(H2971*4))","v":{"$error":"#VALUE!"}},{"$f":"IF(H2971<=BN2973-E3025,0,H3025*H2969*H2970*J2969/(H2971*4))","v":{"$error":"#VALUE!"}},{"$f":"IF(H2971<=BO2973-E3025,0,H3025*H2969*H2970*J2969/(H2971*4))","v":{"$error":"#VALUE!"}},{"$f":"IF(H2971<=BP2973-E3025,0,H3025*H2969*H2970*J2969/(H2971*4))","v":{"$error":"#VALUE!"}},{"$f":"IF(H2971<=BQ2973-E3025,0,H3025*H2969*H2970*J2969/(H2971*4))","v":{"$error":"#VALUE!"}},{"$f":"IF(H2971<=BR2973-E3025,0,H3025*H2969*H2970*J2969/(H2971*4))","v":{"$error":"#VALUE!"}},{"$f":"IF(H2971<=BS2973-E3025,0,H3025*H2969*H2970*J2969/(H2971*4))","v":{"$error":"#VALUE!"}},{"$f":"IF(H2971<=BT2973-E3025,0,H3025*H2969*H2970*J2969/(H2971*4))","v":{"$error":"#VALUE!"}}]
[{"$nulls":4},{"v":14,"d":"14.00"},{"$f":"$DF$55","v":{"v":0,"d":"0.000"}},{"$f":"IF(SUM(F2974:F3026)-H2972<=0,0,SUM(F2974:F3026)-H2972)","v":{"v":0,"d":"0.00"}},{"v":0,"d":"0.000"},{"$nulls":52},{"$f":"IF(H2971<=BI2973-E3026,0,H3026*H2969*H2970*J2969/(H2971*4))","v":{"$error":"#VALUE!"}},{"$f":"IF(H2971<=BJ2973-E3026,0,H3026*H2969*H2970*J2969/(H2971*4))","v":{"$error":"#VALUE!"}},{"$f":"IF($H2971<=$BK2973-$E3026,0,$H3026*$H2969*$H2970*$J2969/($H2971*4))","v":{"$error":"#VALUE!"}},{"$f":"IF(H2971<=BL2973-E3026,0,H3026*H2969*H2970*J2969/(H2971*4))","v":{"$error":"#VALUE!"}},{"$f":"IF(H2971<=BM2973-E3026,0,H3026*H2969*H2970*J2969/(H2971*4))","v":{"$error":"#VALUE!"}},{"$f":"IF(H2971<=BN2973-E3026,0,H3026*H2969*H2970*J2969/(H2971*4))","v":{"$error":"#VALUE!"}},{"$f":"IF(H2971<=BO2973-E3026,0,H3026*H2969*H2970*J2969/(H2971*4))","v":{"$error":"#VALUE!"}},{"$f":"IF(H2971<=BP2973-E3026,0,H3026*H2969*H2970*J2969/(H2971*4))","v":{"$error":"#VALUE!"}},{"$f":"IF(H2971<=BQ2973-E3026,0,H3026*H2969*H2970*J2969/(H2971*4))","v":{"$error":"#VALUE!"}},{"$f":"IF(H2971<=BR2973-E3026,0,H3026*H2969*H2970*J2969/(H2971*4))","v":{"$error":"#VALUE!"}},{"$f":"IF(H2971<=BS2973-E3026,0,H3026*H2969*H2970*J2969/(H2971*4))","v":{"$error":"#VALUE!"}},{"$f":"IF(H2971<=BT2973-E3026,0,H3026*H2969*H2970*J2969/(H2971*4))","v":{"$error":"#VALUE!"}},{"$f":"IF(H2971<=BU2973-E3026,0,H3026*H2969*H2970*J2969/(H2971*4))","v":{"$error":"#VALUE!"}}]
[{"$nulls":4},14.75,{"$f":"$DF$58","v":{"v":0,"d":"0.000"}},{"$f":"IF(SUM(F2974:F3029)-H2972<=0,0,SUM(F2974:F3029)-H2972)","v":{"v":0,"d":"0.00"}},{"v":0,"d":"0.000"},{"$nulls":55},{"$f":"IF(H2971<=BL2973-E3029,0,H3029*H2969*H2970*J2969/(H2971*4))","v":{"$error":"#VALUE!"}},{"$f":"IF(H2971<=BM2973-E3029,0,H3029*H2969*H2970*J2969/(H2971*4))","v":{"$error":"#VALUE!"}},{"$f":"IF(H2971<=BN2973-E3029,0,H3029*H2969*H2970*J2969/(H2971*4))","v":{"$error":"#VALUE!"}},{"$f":"IF(H2971<=BO2973-E3029,0,H3029*H2969*H2970*J2969/(H2971*4))","v":{"$error":"#VALUE!"}},{"$f":"IF(H2971<=BP2973-E3029,0,H3029*H2969*H2970*J2969/(H2971*4))","v":{"$error":"#VALUE!"}},{"$f":"IF(H2971<=BQ2973-E3029,0,H3029*H2969*H2970*J2969/(H2971*4))","v":{"$error":"#VALUE!"}},{"$f":"IF(H2971<=BR2973-E3029,0,H3029*H2969*H2970*J2969/(H2971*4))","v":{"$error":"#VALUE!"}},{"$f":"IF(H2971<=BS2973-E3029,0,H3029*H2969*H2970*J2969/(H2971*4))","v":{"$error":"#VALUE!"}},{"$f":"IF(H2971<=BT2973-E3029,0,H3029*H2969*H2970*J2969/(H2971*4))","v":{"$error":"#VALUE!"}},{"$f":"IF(H2971<=BU2973-E3029,0,H3029*H2969*H2970*J2969/(H2971*4))","v":{"$error":"#VALUE!"}},{"$f":"IF(H2971<=BV2973-E3029,0,H3029*H2969*H2970*J2969/(H2971*4))","v":{"$error":"#VALUE!"}},{"$f":"IF(H2971<=BW2973-E3029,0,H3029*H2969*H2970*J2969/(H2971*4))","v":{"$error":"#VALUE!"}},{"$f":"IF(H2971<=BX2973-E3029,0,H3029*H2969*H2970*J2969/(H2971*4))","v":{"$error":"#VALUE!"}}]
[{"$nulls":4},15.25,{"$f":"$DF$60","v":{"v":0,"d":"0.000"}},{"$f":"IF(SUM(F2974:F3031)-H2972<=0,0,SUM(F2974:F3031)-H2972)","v":{"v":0,"d":"0.00"}},{"v":0,"d":"0.000"},{"$nulls":57},{"$f":"IF(H2971<=BN2973-E3031,0,H3031*H2969*H2970*J2969/(H2971*4))","v":{"$error":"#VALUE!"}},{"$f":"IF(H2971<=BO2973-E3031,0,H3031*H2969*H2970*J2969/(H2971*4))","v":{"$error":"#VALUE!"}},{"$f":"IF(H2971<=BP2973-E3031,0,H3031*H2969*H2970*J2969/(H2971*4))","v":{"$error":"#VALUE!"}},{"$f":"IF(H2971<=BQ2973-E3031,0,H3031*H2969*H2970*J2969/(H2971*4))","v":{"$error":"#VALUE!"}},{"$f":"IF(H2971<=BR2973-E3031,0,H3031*H2969*H2970*J2969/(H2971*4))","v":{"$error":"#VALUE!"}},{"$f":"IF(H2971<=BS2973-E3031,0,H3031*H2969*H2970*J2969/(H2971*4))","v":{"$error":"#VALUE!"}},{"$f":"IF(H2971<=BT2973-E3031,0,H3031*H2969*H2970*J2969/(H2971*4))","v":{"$error":"#VALUE!"}},{"$f":"IF(H2971<=BU2973-E3031,0,H3031*H2969*H2970*J2969/(H2971*4))","v":{"$error":"#VALUE!"}},{"$f":"IF(H2971<=BV2973-E3031,0,H3031*H2969*H2970*J2969/(H2971*4))","v":{"$error":"#VALUE!"}},{"$f":"IF(H2971<=BW2973-E3031,0,H3031*H2969*H2970*J2969/(H2971*4))","v":{"$error":"#VALUE!"}},{"$f":"IF(H2971<=BX2973-E3031,0,H3031*H2969*H2970*J2969/(H2971*4))","v":{"$error":"#VALUE!"}},{"$f":"IF(H2971<=BY2973-E3031,0,H3031*H2969*H2970*J2969/(H2971*4))","v":{"$error":"#VALUE!"}},{"$f":"IF(H2971<=BZ2973-E3031,0,H3031*H2969*H2970*J2969/(H2971*4))","v":{"$error":"#VALUE!"}}]
[{"$nulls":4},{"v":16,"d":"16.00"},{"$f":"$DF$63","v":{"v":0,"d":"0.000"}},{"$f":"IF(SUM(F2974:F3034)-H2972<=0,0,SUM(F2974:F3034)-H2972)","v":{"v":0,"d":"0.00"}},{"v":0,"d":"0.000"},{"$nulls":60},{"$f":"IF(H2971<=BQ2973-E3034,0,H3034*H2969*H2970*J2969/(H2971*4))","v":{"$error":"#VALUE!"}},{"$f":"IF(H2971<=BR2973-E3034,0,H3034*H2969*H2970*J2969/(H2971*4))","v":{"$error":"#VALUE!"}},{"$f":"IF(H2971<=BS2973-E3034,0,H3034*H2969*H2970*J2969/(H2971*4))","v":{"$error":"#VALUE!"}},{"$f":"IF(H2971<=BT2973-E3034,0,H3034*H2969*H2970*J2969/(H2971*4))","v":{"$error":"#VALUE!"}},{"$f":"IF(H2971<=BU2973-E3034,0,H3034*H2969*H2970*J2969/(H2971*4))","v":{"$error":"#VALUE!"}},{"$f":"IF(H2971<=BV2973-E3034,0,H3034*H2969*H2970*J2969/(H2971*4))","v":{"$error":"#VALUE!"}},{"$f":"IF(H2971<=BW2973-E3034,0,H3034*H2969*H2970*J2969/(H2971*4))","v":{"$error":"#VALUE!"}},{"$f":"IF(H2971<=BX2973-E3034,0,H3034*H2969*H2970*J2969/(H2971*4))","v":{"$error":"#VALUE!"}},{"$f":"IF(H2971<=BY2973-E3034,0,H3034*H2969*H2970*J2969/(H2971*4))","v":{"$error":"#VALUE!"}},{"$f":"IF(H2971<=BZ2973-E3034,0,H3034*H2969*H2970*J2969/(H2971*4))","v":{"$error":"#VALUE!"}},{"$f":"IF(H2971<=CA2973-E3034,0,H3034*H2969*H2970*J2969/(H2971*4))","v":{"$error":"#VALUE!"}},{"$f":"IF(H2971<=CB2973-E3034,0,H3034*H2969*H2970*J2969/(H2971*4))","v":{"$error":"#VALUE!"}},{"$f":"IF(H2971<=CC2973-E3034,0,H3034*H2969*H2970*J2969/(H2971*4))","v":{"$error":"#VALUE!"}}]
[{"$nulls":4},16.25,{"$f":"$DF$64","v":{"v":0,"d":"0.000"}},{"$f":"IF(SUM(F2974:F3035)-H2972<=0,0,SUM(F2974:F3035)-H2972)","v":{"v":0,"d":"0.00"}},{"v":0,"d":"0.000"},{"$nulls":61},{"$f":"IF(H2971<=BR2973-E3035,0,H3035*H2969*H2970*J2969/(H2971*4))","v":{"$error":"#VALUE!"}},{"$f":"IF(H2971<=BS2973-E3035,0,H3035*H2969*H2970*J2969/(H2971*4))","v":{"$error":"#VALUE!"}},{"$f":"IF(H2971<=BT2973-E3035,0,H3035*H2969*H2970*J2969/(H2971*4))","v":{"$error":"#VALUE!"}},{"$f":"IF(H2971<=BU2973-E3035,0,H3035*H2969*H2970*J2969/(H2971*4))","v":{"$error":"#VALUE!"}},{"$f":"IF(H2971<=BV2973-E3035,0,H3035*H2969*H2970*J2969/(H2971*4))","v":{"$error":"#VALUE!"}},{"$f":"IF(H2971<=BW2973-E3035,0,H3035*H2969*H2970*J2969/(H2971*4))","v":{"$error":"#VALUE!"}},{"$f":"IF(H2971<=BX2973-E3035,0,H3035*H2969*H2970*J2969/(H2971*4))","v":{"$error":"#VALUE!"}},{"$f":"IF(H2971<=BY2973-E3035,0,H3035*H2969*H2970*J2969/(H2971*4))","v":{"$error":"#VALUE!"}},{"$f":"IF(H2971<=BZ2973-E3035,0,H3035*H2969*H2970*J2969/(H2971*4))","v":{"$error":"#VALUE!"}},{"$f":"IF(H2971<=CA2973-E3035,0,H3035*H2969*H2970*J2969/(H2971*4))","v":{"$error":"#VALUE!"}},{"$f":"IF(H2971<=CB2973-E3035,0,H3035*H2969*H2970*J2969/(H2971*4))","v":{"$error":"#VALUE!"}},{"$f":"IF(H2971<=CC2973-E3035,0,H3035*H2969*H2970*J2969/(H2971*4))","v":{"$error":"#VALUE!"}},{"$f":"IF(H2971<=CD2973-E3035,0,H3035*H2969*H2970*J2969/(H2971*4))","v":{"$error":"#VALUE!"}}]
[{"$nulls":4},16.75,{"$f":"$DF$66","v":{"v":0,"d":"0.000"}},{"$f":"IF(SUM(F2974:F3037)-H2972<=0,0,SUM(F2974:F3037)-H2972)","v":{"v":0,"d":"0.00"}},{"v":0,"d":"0.000"},{"$nulls":63},{"$f":"IF(H2971<=BT2973-E3037,0,H3037*H2969*H2970*J2969/(H2971*4))","v":{"$error":"#VALUE!"}},{"$f":"IF(H2971<=BU2973-E3037,0,H3037*H2969*H2970*J2969/(H2971*4))","v":{"$error":"#VALUE!"}},{"$f":"IF(H2971<=BV2973-E3037,0,H3037*H2969*H2970*J2969/(H2971*4))","v":{"$error":"#VALUE!"}},{"$f":"IF(H2971<=BW2973-E3037,0,H3037*H2969*H2970*J2969/(H2971*4))","v":{"$error":"#VALUE!"}},{"$f":"IF(H2971<=BX2973-E3037,0,H3037*H2969*H2970*J2969/(H2971*4))","v":{"$error":"#VALUE!"}},{"$f":"IF(H2971<=BY2973-E3037,0,H3037*H2969*H2970*J2969/(H2971*4))","v":{"$error":"#VALUE!"}},{"$f":"IF(H2971<=BZ2973-E3037,0,H3037*H2969*H2970*J2969/(H2971*4))","v":{"$error":"#VALUE!"}},{"$f":"IF(H2971<=CA2973-E3037,0,H3037*H2969*H2970*J2969/(H2971*4))","v":{"$error":"#VALUE!"}},{"$f":"IF(H2971<=CB2973-E3037,0,H3037*H2969*H2970*J2969/(H2971*4))","v":{"$error":"#VALUE!"}},{"$f":"IF(H2971<=CC2973-E3037,0,H3037*H2969*H2970*J2969/(H2971*4))","v":{"$error":"#VALUE!"}},{"$f":"IF(H2971<=CD2973-E3037,0,H3037*H2969*H2970*J2969/(H2971*4))","v":{"$error":"#VALUE!"}},{"$f":"IF(H2971<=CE2973-E3037,0,H3037*H2969*H2970*J2969/(H2971*4))","v":{"$error":"#VALUE!"}},{"$f":"IF(H2971<=CF2973-E3037,0,H3037*H2969*H2970*J2969/(H2971*4))","v":{"$error":"#VALUE!"}}]
[{"$nulls":4},{"v":17.5,"d":"17.50"},{"$f":"$DF$69","v":{"v":0,"d":"0.000"}},{"$f":"IF(SUM(F2974:F3040)-H2972<=0,0,SUM(F2974:F3040)-H2972)","v":{"v":0,"d":"0.00"}},{"v":0,"d":"0.000"},{"$nulls":66},{"$f":"IF(H2971<=BW2973-E3040,0,H3040*H2969*H2970*J2969/(H2971*4))","v":{"$error":"#VALUE!"}},{"$f":"IF(H2971<=BX2973-E3040,0,H3040*H2969*H2970*J2969/(H2971*4))","v":{"$error":"#VALUE!"}},{"$f":"IF(H2971<=BY2973-E3040,0,H3040*H2969*H2970*J2969/(H2971*4))","v":{"$error":"#VALUE!"}},{"$f":"IF(H2971<=BZ2973-E3040,0,H3040*H2969*H2970*J2969/(H2971*4))","v":{"$error":"#VALUE!"}},{"$f":"IF(H2971<=CA2973-E3040,0,H3040*H2969*H2970*J2969/(H2971*4))","v":{"$error":"#VALUE!"}},{"$f":"IF(H2971<=CB2973-E3040,0,H3040*H2969*H2970*J2969/(H2971*4))","v":{"$error":"#VALUE!"}},{"$f":"IF(H2971<=CC2973-E3040,0,H3040*H2969*H2970*J2969/(H2971*4))","v":{"$error":"#VALUE!"}},{"$f":"IF(H2971<=CD2973-E3040,0,H3040*H2969*H2970*J2969/(H2971*4))","v":{"$error":"#VALUE!"}},{"$f":"IF(H2971<=CE2973-E3040,0,H3040*H2969*H2970*J2969/(H2971*4))","v":{"$error":"#VALUE!"}},{"$f":"IF(H2971<=CF2973-E3040,0,H3040*H2969*H2970*J2969/(H2971*4))","v":{"$error":"#VALUE!"}},{"$f":"IF(H2971<=CG2973-E3040,0,H3040*H2969*H2970*J2969/(H2971*4))","v":{"$error":"#VALUE!"}},{"$f":"IF(H2971<=CH2973-E3040,0,H3040*H2969*H2970*J2969/(H2971*4))","v":{"$error":"#VALUE!"}},{"$f":"IF(H2971<=CI2973-E3040,0,H3040*H2969*H2970*J2969/(H2971*4))","v":{"$error":"#VALUE!"}}]
[{"$nulls":4},18.25,{"$f":"$DF$72","v":{"v":0,"d":"0.000"}},{"$f":"IF(SUM(F2974:F3043)-H2972<=0,0,SUM(F2974:F3043)-H2972)","v":{"v":0,"d":"0.00"}},{"v":0,"d":"0.000"},{"$nulls":69},{"$f":"IF(H2971<=BZ2973-E3043,0,H3043*H2969*H2970*J2969/(H2971*4))","v":{"$error":"#VALUE!"}},{"$f":"IF(H2971<=CA2973-E3043,0,H3043*H2969*H2970*J2969/(H2971*4))","v":{"$error":"#VALUE!"}},{"$f":"IF(H2971<=CB2973-E3043,0,H3043*H2969*H2970*J2969/(H2971*4))","v":{"$error":"#VALUE!"}},{"$f":"IF(H2971<=CC2973-E3043,0,H3043*H2969*H2970*J2969/(H2971*4))","v":{"$error":"#VALUE!"}},{"$f":"IF(H2971<=CD2973-E3043,0,H3043*H2969*H2970*J2969/(H2971*4))","v":{"$error":"#VALUE!"}},{"$f":"IF(H2971<=CE2973-E3043,0,H3043*H2969*H2970*J2969/(H2971*4))","v":{"$error":"#VALUE!"}},{"$f":"IF(H2971<=CF2973-E3043,0,H3043*H2969*H2970*J2969/(H2971*4))","v":{"$error":"#VALUE!"}},{"$f":"IF(H2971<=CG2973-E3043,0,H3043*H2969*H2970*J2969/(H2971*4))","v":{"$error":"#VALUE!"}},{"$f":"IF(H2971<=CH2973-E3043,0,H3043*H2969*H2970*J2969/(H2971*4))","v":{"$error":"#VALUE!"}},{"$f":"IF(H2971<=CI2973-E3043,0,H3043*H2969*H2970*J2969/(H2971*4))","v":{"$error":"#VALUE!"}},{"$f":"IF(H2971<=CJ2973-E3043,0,H3043*H2969*H2970*J2969/(H2971*4))","v":{"$error":"#VALUE!"}},{"$f":"IF(H2971<=CK2973-E3043,0,H3043*H2969*H2970*J2969/(H2971*4))","v":{"$error":"#VALUE!"}},{"$f":"IF(H2971<=CL2973-E3043,0,H3043*H2969*H2970*J2969/(H2971*4))","v":{"$error":"#VALUE!"}}]
[{"$nulls":4},18.75,{"$f":"$DF$74","v":{"v":0,"d":"0.000"}},{"$f":"IF(SUM(F2974:F3045)-H2972<=0,0,SUM(F2974:F3045)-H2972)","v":{"v":0,"d":"0.00"}},{"v":0,"d":"0.000"},{"$nulls":71},{"$f":"IF(H2971<=CB2973-E3045,0,H3045*H2969*H2970*J2969/(H2971*4))","v":{"$error":"#VALUE!"}},{"$f":"IF(H2971<=CC2973-E3045,0,H3045*H2969*H2970*J2969/(H2971*4))","v":{"$error":"#VALUE!"}},{"$f":"IF(H2971<=CD2973-E3045,0,H3045*H2969*H2970*J2969/(H2971*4))","v":{"$error":"#VALUE!"}},{"$f":"IF(H2971<=CE2973-E3045,0,H3045*H2969*H2970*J2969/(H2971*4))","v":{"$error":"#VALUE!"}},{"$f":"IF(H2971<=CF2973-E3045,0,H3045*H2969*H2970*J2969/(H2971*4))","v":{"$error":"#VALUE!"}},{"$f":"IF(H2971<=CG2973-E3045,0,H3045*H2969*H2970*J2969/(H2971*4))","v":{"$error":"#VALUE!"}},{"$f":"IF(H2971<=CH2973-E3045,0,H3045*H2969*H2970*J2969/(H2971*4))","v":{"$error":"#VALUE!"}},{"$f":"IF(H2971<=CI2973-E3045,0,H3045*H2969*H2970*J2969/(H2971*4))","v":{"$error":"#VALUE!"}},{"$f":"IF(H2971<=CJ2973-E3045,0,H3045*H2969*H2970*J2969/(H2971*4))","v":{"$error":"#VALUE!"}},{"$f":"IF(H2971<=CK2973-E3045,0,H3045*H2969*H2970*J2969/(H2971*4))","v":{"$error":"#VALUE!"}},{"$f":"IF(H2971<=CL2973-E3045,0,H3045*H2969*H2970*J2969/(H2971*4))","v":{"$error":"#VALUE!"}},{"$f":"IF(H2971<=CM2973-E3045,0,H3045*H2969*H2970*J2969/(H2971*4))","v":{"$error":"#VALUE!"}},{"$f":"IF(H2971<=CN2973-E3045,0,H3045*H2969*H2970*J2969/(H2971*4))","v":{"$error":"#VALUE!"}}]
[{"$nulls":4},{"v":19.5,"d":"19.50"},{"$f":"$DF$77","v":{"v":0,"d":"0.000"}},{"$f":"IF(SUM(F2974:F3048)-H2972<=0,0,SUM(F2974:F3048)-H2972)","v":{"v":0,"d":"0.00"}},{"v":0,"d":"0.000"},{"$nulls":74},{"$f":"IF(H2971<=CE2973-E3048,0,H3048*H2969*H2970*J2969/(H2971*4))","v":{"$error":"#VALUE!"}},{"$f":"IF(H2971<=CF2973-E3048,0,H3048*H2969*H2970*J2969/(H2971*4))","v":{"$error":"#VALUE!"}},{"$f":"IF(H2971<=CG2973-E3048,0,H3048*H2969*H2970*J2969/(H2971*4))","v":{"$error":"#VALUE!"}},{"$f":"IF(H2971<=CH2973-E3048,0,H3048*H2969*H2970*J2969/(H2971*4))","v":{"$error":"#VALUE!"}},{"$f":"IF(H2971<=CI2973-E3048,0,H3048*H2969*H2970*J2969/(H2971*4))","v":{"$error":"#VALUE!"}},{"$f":"IF(H2971<=CJ2973-E3048,0,H3048*H2969*H2970*J2969/(H2971*4))","v":{"$error":"#VALUE!"}},{"$f":"IF(H2971<=CK2973-E3048,0,H3048*H2969*H2970*J2969/(H2971*4))","v":{"$error":"#VALUE!"}},{"$f":"IF(H2971<=CL2973-E3048,0,H3048*H2969*H2970*J2969/(H2971*4))","v":{"$error":"#VALUE!"}},{"$f":"IF(H2971<=CM2973-E3048,0,H3048*H2969*H2970*J2969/(H2971*4))","v":{"$error":"#VALUE!"}},{"$f":"IF(H2971<=CN2973-E3048,0,H3048*H2969*H2970*J2969/(H2971*4))","v":{"$error":"#VALUE!"}},{"$f":"IF(H2971<=CO2973-E3048,0,H3048*H2969*H2970*J2969/(H2971*4))","v":{"$error":"#VALUE!"}},{"$f":"IF(H2971<=CP2973-E3048,0,H3048*H2969*H2970*J2969/(H2971*4))","v":{"$error":"#VALUE!"}},{"$f":"IF(H2971<=CQ2973-E3048,0,H3048*H2969*H2970*J2969/(H2971*4))","v":{"$error":"#VALUE!"}}]
[{"$nulls":4},19.75,{"$f":"$DF$78","v":{"v":0,"d":"0.000"}},{"$f":"IF(SUM(F2974:F3049)-H2972<=0,0,SUM(F2974:F3049)-H2972)","v":{"v":0,"d":"0.00"}},{"v":0,"d":"0.000"},{"$nulls":75},{"$f":"IF(H2971<=CF2973-E3049,0,H3049*H2969*H2970*J2969/(H2971*4))","v":{"$error":"#VALUE!"}},{"$f":"IF(H2971<=CG2973-E3049,0,H3049*H2969*H2970*J2969/(H2971*4))","v":{"$error":"#VALUE!"}},{"$f":"IF(H2971<=CH2973-E3049,0,H3049*H2969*H2970*J2969/(H2971*4))","v":{"$error":"#VALUE!"}},{"$f":"IF(H2971<=CI2973-E3049,0,H3049*H2969*H2970*J2969/(H2971*4))","v":{"$error":"#VALUE!"}},{"$f":"IF(H2971<=CJ2973-E3049,0,H3049*H2969*H2970*J2969/(H2971*4))","v":{"$error":"#VALUE!"}},{"$f":"IF(H2971<=CK2973-E3049,0,H3049*H2969*H2970*J2969/(H2971*4))","v":{"$error":"#VALUE!"}},{"$f":"IF(H2971<=CL2973-E3049,0,H3049*H2969*H2970*J2969/(H2971*4))","v":{"$error":"#VALUE!"}},{"$f":"IF(H2971<=CM2973-E3049,0,H3049*H2969*H2970*J2969/(H2971*4))","v":{"$error":"#VALUE!"}},{"$f":"IF(H2971<=CN2973-E3049,0,H3049*H2969*H2970*J2969/(H2971*4))","v":{"$error":"#VALUE!"}},{"$f":"IF(H2971<=CO2973-E3049,0,H3049*H2969*H2970*J2969/(H2971*4))","v":{"$error":"#VALUE!"}},{"$f":"IF(H2971<=CP2973-E3049,0,H3049*H2969*H2970*J2969/(H2971*4))","v":{"$error":"#VALUE!"}},{"$f":"IF(H2971<=CQ2973-E3049,0,H3049*H2969*H2970*J2969/(H2971*4))","v":{"$error":"#VALUE!"}},{"$f":"IF(H2971<=CR2973-E3049,0,H3049*H2969*H2970*J2969/(H2971*4))","v":{"$error":"#VALUE!"}}]
[{"$nulls":4},20.75,{"$f":"$DF$82","v":{"v":0,"d":"0.000"}},{"$f":"IF(SUM(F2974:F3053)-H2972<=0,0,SUM(F2974:F3053)-H2972)","v":{"v":0,"d":"0.00"}},{"v":0,"d":"0.000"},{"$nulls":79},{"$f":"IF(H2971<=CJ2973-E3053,0,H3053*H2969*H2970*J2969/(H2971*4))","v":{"$error":"#VALUE!"}},{"$f":"IF(H2971<=CK2973-E3053,0,H3053*H2969*H2970*J2969/(H2971*4))","v":{"$error":"#VALUE!"}},{"$f":"IF(H2971<=CL2973-E3053,0,H3053*H2969*H2970*J2969/(H2971*4))","v":{"$error":"#VALUE!"}},{"$f":"IF(H2971<=CM2973-E3053,0,H3053*H2969*H2970*J2969/(H2971*4))","v":{"$error":"#VALUE!"}},{"$f":"IF(H2971<=CN2973-E3053,0,H3053*H2969*H2970*J2969/(H2971*4))","v":{"$error":"#VALUE!"}},{"$f":"IF(H2971<=CO2973-E3053,0,H3053*H2969*H2970*J2969/(H2971*4))","v":{"$error":"#VALUE!"}},{"$f":"IF(H2971<=CP2973-E3053,0,H3053*H2969*H2970*J2969/(H2971*4))","v":{"$error":"#VALUE!"}},{"$f":"IF(H2971<=CQ2973-E3053,0,H3053*H2969*H2970*J2969/(H2971*4))","v":{"$error":"#VALUE!"}},{"$f":"IF(H2971<=CR2973-E3053,0,H3053*H2969*H2970*J2969/(H2971*4))","v":{"$error":"#VALUE!"}},{"$f":"IF(H2971<=CS2973-E3053,0,H3053*H2969*H2970*J2969/(H2971*4))","v":{"$error":"#VALUE!"}},{"$f":"IF(H2971<=CT2973-E3053,0,H3053*H2969*H2970*J2969/(H2971*4))","v":{"$error":"#VALUE!"}},{"$f":"IF(H2971<=CU2973-E3053,0,H3053*H2969*H2970*J2969/(H2971*4))","v":{"$error":"#VALUE!"}},{"$f":"IF(H2971<=CV2973-E3053,0,H3053*H2969*H2970*J2969/(H2971*4))","v":{"$error":"#VALUE!"}}]
[{"$nulls":4},{"v":21,"d":"21.00"},{"$f":"$DF$83","v":{"v":0,"d":"0.000"}},{"$f":"IF(SUM(F2974:F3054)-H2972<=0,0,SUM(F2974:F3054)-H2972)","v":{"v":0,"d":"0.00"}},{"v":0,"d":"0.000"},{"$nulls":80},{"$f":"IF(H2971<=CK2973-E3054,0,H3054*H2969*H2970*J2969/(H2971*4))","v":{"$error":"#VALUE!"}},{"$f":"IF(H2971<=CL2973-E3054,0,H3054*H2969*H2970*J2969/(H2971*4))","v":{"$error":"#VALUE!"}},{"$f":"IF(H2971<=CM2973-E3054,0,H3054*H2969*H2970*J2969/(H2971*4))","v":{"$error":"#VALUE!"}},{"$f":"IF(H2971<=CN2973-E3054,0,H3054*H2969*H2970*J2969/(H2971*4))","v":{"$error":"#VALUE!"}},{"$f":"IF(H2971<=CO2973-E3054,0,H3054*H2969*H2970*J2969/(H2971*4))","v":{"$error":"#VALUE!"}},{"$f":"IF(H2971<=CP2973-E3054,0,H3054*H2969*H2970*J2969/(H2971*4))","v":{"$error":"#VALUE!"}},{"$f":"IF(H2971<=CQ2973-E3054,0,H3054*H2969*H2970*J2969/(H2971*4))","v":{"$error":"#VALUE!"}},{"$f":"IF(H2971<=CR2973-E3054,0,H3054*H2969*H2970*J2969/(H2971*4))","v":{"$error":"#VALUE!"}},{"$f":"IF(H2971<=CS2973-E3054,0,H3054*H2969*H2970*J2969/(H2971*4))","v":{"$error":"#VALUE!"}},{"$f":"IF(H2971<=CT2973-E3054,0,H3054*H2969*H2970*J2969/(H2971*4))","v":{"$error":"#VALUE!"}},{"$f":"IF(H2971<=CU2973-E3054,0,H3054*H2969*H2970*J2969/(H2971*4))","v":{"$error":"#VALUE!"}},{"$f":"IF(H2971<=CV2973-E3054,0,H3054*H2969*H2970*J2969/(H2971*4))","v":{"$error":"#VALUE!"}},{"$f":"IF(H2971<=CW2973-E3054,0,H3054*H2969*H2970*J2969/(H2971*4))","v":{"$error":"#VALUE!"}}]
[{"$nulls":4},21.75,{"$f":"$DF$86","v":{"v":0,"d":"0.000"}},{"$f":"IF(SUM(F2974:F3057)-H2972<=0,0,SUM(F2974:F3057)-H2972)","v":{"v":0,"d":"0.00"}},{"v":0,"d":"0.000"},{"$nulls":83},{"$f":"IF(H2971<=CN2973-E3057,0,H3057*H2969*H2970*J2969/(H2971*4))","v":{"$error":"#VALUE!"}},{"$f":"IF(H2971<=CO2973-E3057,0,H3057*H2969*H2970*J2969/(H2971*4))","v":{"$error":"#VALUE!"}},{"$f":"IF(H2971<=CP2973-E3057,0,H3057*H2969*H2970*J2969/(H2971*4))","v":{"$error":"#VALUE!"}},{"$f":"IF(H2971<=CQ2973-E3057,0,H3057*H2969*H2970*J2969/(H2971*4))","v":{"$error":"#VALUE!"}},{"$f":"IF(H2971<=CR2973-E3057,0,H3057*H2969*H2970*J2969/(H2971*4))","v":{"$error":"#VALUE!"}},{"$f":"IF(H2971<=CS2973-E3057,0,H3057*H2969*H2970*J2969/(H2971*4))","v":{"$error":"#VALUE!"}},{"$f":"IF(H2971<=CT2973-E3057,0,H3057*H2969*H2970*J2969/(H2971*4))","v":{"$error":"#VALUE!"}},{"$f":"IF(H2971<=CU2973-E3057,0,H3057*H2969*H2970*J2969/(H2971*4))","v":{"$error":"#VALUE!"}},{"$f":"IF(H2971<=CV2973-E3057,0,H3057*H2969*H2970*J2969/(H2971*4))","v":{"$error":"#VALUE!"}},{"$f":"IF(H2971<=CW2973-E3057,0,H3057*H2969*H2970*J2969/(H2971*4))","v":{"$error":"#VALUE!"}},{"$f":"IF(H2971<=CX2973-E3057,0,H3057*H2969*H2970*J2969/(H2971*4))","v":{"$error":"#VALUE!"}},{"$f":"IF(H2971<=CY2973-E3057,0,H3057*H2969*H2970*J2969/(H2971*4))","v":{"$error":"#VALUE!"}},{"$f":"IF(H2971<=CZ2973-E3057,0,H3057*H2969*H2970*J2969/(H2971*4))","v":{"$error":"#VALUE!"}}]
[{"$nulls":4},{"v":22,"d":"22.00"},{"$f":"$DF$87","v":{"v":0,"d":"0.000"}},{"$f":"IF(SUM(F2974:F3058)-H2972<=0,0,SUM(F2974:F3058)-H2972)","v":{"v":0,"d":"0.00"}},{"v":0,"d":"0.000"},{"$nulls":84},{"$f":"IF(H2971<=CO2973-E3058,0,H3058*H2969*H2970*J2969/(H2971*4))","v":{"$error":"#VALUE!"}},{"$f":"IF(H2971<=CP2973-E3058,0,H3058*H2969*H2970*J2969/(H2971*4))","v":{"$error":"#VALUE!"}},{"$f":"IF(H2971<=CQ2973-E3058,0,H3058*H2969*H2970*J2969/(H2971*4))","v":{"$error":"#VALUE!"}},{"$f":"IF(H2971<=CR2973-E3058,0,H3058*H2969*H2970*J2969/(H2971*4))","v":{"$error":"#VALUE!"}},{"$f":"IF(H2971<=CS2973-E3058,0,H3058*H2969*H2970*J2969/(H2971*4))","v":{"$error":"#VALUE!"}},{"$f":"IF(H2971<=CT2973-E3058,0,H3058*H2969*H2970*J2969/(H2971*4))","v":{"$error":"#VALUE!"}},{"$f":"IF(H2971<=CU2973-E3058,0,H3058*H2969*H2970*J2969/(H2971*4))","v":{"$error":"#VALUE!"}},{"$f":"IF(H2971<=CV2973-E3058,0,H3058*H2969*H2970*J2969/(H2971*4))","v":{"$error":"#VALUE!"}},{"$f":"IF(H2971<=CW2973-E3058,0,H3058*H2969*H2970*J2969/(H2971*4))","v":{"$error":"#VALUE!"}},{"$f":"IF(H2971<=CX2973-E3058,0,H3058*H2969*H2970*J2969/(H2971*4))","v":{"$error":"#VALUE!"}},{"$f":"IF(H2971<=CY2973-E3058,0,H3058*H2969*H2970*J2969/(H2971*4))","v":{"$error":"#VALUE!"}},{"$f":"IF(H2971<=CZ2973-E3058,0,H3058*H2969*H2970*J2969/(H2971*4))","v":{"$error":"#VALUE!"}}]
[{"$nulls":4},{"v":23,"d":"23.00"},{"$f":"$DF$91","v":{"v":0,"d":"0.000"}},{"$f":"IF(SUM(F2974:F3062)-H2972<=0,0,SUM(F2974:F3062)-H2972)","v":{"v":0,"d":"0.00"}},{"v":0,"d":"0.000"},{"$nulls":88},{"$f":"IF(H2971<=CS2973-E3062,0,H3062*H2969*H2970*J2969/(H2971*4))","v":{"$error":"#VALUE!"}},{"$f":"IF(H2971<=CT2973-E3062,0,H3062*H2969*H2970*J2969/(H2971*4))","v":{"$error":"#VALUE!"}},{"$f":"IF(H2971<=CU2973-E3062,0,H3062*H2969*H2970*J2969/(H2971*4))","v":{"$error":"#VALUE!"}},{"$f":"IF(H2971<=CV2973-E3062,0,H3062*H2969*H2970*J2969/(H2971*4))","v":{"$error":"#VALUE!"}},{"$f":"IF(H2971<=CW2973-E3062,0,H3062*H2969*H2970*J2969/(H2971*4))","v":{"$error":"#VALUE!"}},{"$f":"IF(H2971<=CX2973-E3062,0,H3062*H2969*H2970*J2969/(H2971*4))","v":{"$error":"#VALUE!"}},{"$f":"IF(H2971<=CY2973-E3062,0,H3062*H2969*H2970*J2969/(H2971*4))","v":{"$error":"#VALUE!"}},{"$f":"IF(H2971<=CZ2973-E3062,0,H3062*H2969*H2970*J2969/(H2971*4))","v":{"$error":"#VALUE!"}}]
[{"$nulls":4},23.25,{"$f":"$DF$92","v":{"v":0,"d":"0.000"}},{"$f":"IF(SUM(F2974:F3063)-H2972<=0,0,SUM(F2974:F3063)-H2972)","v":{"v":0,"d":"0.00"}},{"v":0,"d":"0.000"},{"$nulls":89},{"$f":"IF(H2971<=CT2973-E3063,0,H3063*H2969*H2970*J2969/(H2971*4))","v":{"$error":"#VALUE!"}},{"$f":"IF(H2971<=CU2973-E3063,0,H3063*H2969*H2970*J2969/(H2971*4))","v":{"$error":"#VALUE!"}},{"$f":"IF(H2971<=CV2973-E3063,0,H3063*H2969*H2970*J2969/(H2971*4))","v":{"$error":"#VALUE!"}},{"$f":"IF(H2971<=CW2973-E3063,0,H3063*H2969*H2970*J2969/(H2971*4))","v":{"$error":"#VALUE!"}},{"$f":"IF(H2971<=CX2973-E3063,0,H3063*H2969*H2970*J2969/(H2971*4))","v":{"$error":"#VALUE!"}},{"$f":"IF(H2971<=CY2973-E3063,0,H3063*H2969*H2970*J2969/(H2971*4))","v":{"$error":"#VALUE!"}},{"$f":"IF(H2971<=CZ2973-E3063,0,H3063*H2969*H2970*J2969/(H2971*4))","v":{"$error":"#VALUE!"}}]
[{"$nulls":4},{"v":24,"d":"24.00"},{"$f":"$DF$95","v":{"v":0,"d":"0.000"}},{"$f":"IF(SUM(F2974:F3066)-H2972<=0,0,SUM(F2974:F3066)-H2972)","v":{"v":0,"d":"0.00"}},{"v":0,"d":"0.000"},{"$nulls":92},{"$f":"IF(H2971<=CW2973-E3066,0,H3066*H2969*H2970*J2969/(H2971*4))","v":{"$error":"#VALUE!"}},{"$f":"IF(H2971<=CX2973-E3066,0,H3066*H2969*H2970*J2969/(H2971*4))","v":{"$error":"#VALUE!"}},{"$f":"IF(H2971<=CY2973-E3066,0,H3066*H2969*H2970*J2969/(H2971*4))","v":{"$error":"#VALUE!"}},{"$f":"IF(H2971<=CZ2973-E3066,0,H3066*H2969*H2970*J2969/(H2971*4))","v":{"$error":"#VALUE!"}}]
[{"$nulls":4},{"v":24.5,"d":"24.50"},{"$f":"$DF$97","v":{"v":0,"d":"0.000"}},{"$f":"IF(SUM(F2974:F3068)-H2972<=0,0,SUM(F2974:F3068)-H2972)","v":{"v":0,"d":"0.00"}},{"v":0,"d":"0.000"},{"$nulls":94},{"$f":"IF(H2971<=CY2973-E3068,0,H3068*H2969*H2970*J2969/(H2971*4))","v":{"$error":"#VALUE!"}},{"$f":"IF(H2971<=CZ2973-E3068,0,H3068*H2969*H2970*J2969/(H2971*4))","v":{"$error":"#VALUE!"}}]
[{"$f":"CONCATENATE(H2968,C3071)","v":"CSO 02411a."},"11. Runoff Generated","11a.","Stormwater runoff (MG). ",null,null,{"$f":"C3071","v":"11a."},null,{"$f":"SUM(I2974:I3069)","v":{"$error":"#VALUE!"}},{"$f":"SUM(J2974:J3069)","v":{"$error":"#VALUE!"}},{"$error":"#VALUE!"},{"$error":"#VALUE!"},{"$error":"#VALUE!"},{"$error":"#VALUE!"},{"$error":"#VALUE!"},{"$error":"#VALUE!"},{"$error":"#VALUE!"},{"$error":"#VALUE!"},{"$error":"#VALUE!"},{"$error":"#VALUE!"},{"$error":"#VALUE!"},{"$error":"#VALUE!"},{"$error":"#VALUE!"},{"$error":"#VALUE!"},{"$error":"#VALUE!"},{"$error":"#VALUE!"},{"$error":"#VALUE!"},{"$error":"#VALUE!"},{"$error":"#VALUE!"},{"$error":"#VALUE!"},{"$error":"#VALUE!"},{"$error":"#VALUE!"},{"$error":"#VALUE!"},{"$error":"#VALUE!"},{"$error":"#VALUE!"},{"$error":"#VALUE!"},{"$error":"#VALUE!"},{"$error":"#VALUE!"},{"$error":"#VALUE!"},{"$error":"#VALUE!"},{"$error":"#VALUE!"},{"$error":"#VALUE!"},{"$error":"#VALUE!"},{"$error":"#VALUE!"},{"$error":"#VALUE!"},{"$error":"#VALUE!"},{"$error":"#VALUE!"},{"$error":"#VALUE!"},{"$error":"#VALUE!"},{"$error":"#VALUE!"},{"$error":"#VALUE!"},{"$error":"#VALUE!"},{"$error":"#VALUE!"},{"$error":"#VALUE!"},{"$error":"#VALUE!"},{"$error":"#VALUE!"},{"$error":"#VALUE!"},{"$error":"#VALUE!"},{"$error":"#VALUE!"},{"$error":"#VALUE!"},{"$error":"#VALUE!"},{"$error":"#VALUE!"},{"$error":"#VALUE!"},{"$error":"#VALUE!"},{"$error":"#VALUE!"},{"$error":"#VALUE!"},{"$error":"#VALUE!"},{"$error":"#VALUE!"},{"$error":"#VALUE!"},{"$error":"#VALUE!"},{"$error":"#VALUE!"},{"$error":"#VALUE!"},{"$error":"#VALUE!"},{"$f":"SUM(BV2974:BV3069)","v":{"$error":"#VALUE!"}},{"$error":"#VALUE!"},{"$error":"#VALUE!"},{"$error":"#VALUE!"},{"$error":"#VALUE!"},{"$error":"#VALUE!"},{"$error":"#VALUE!"},{"$error":"#VALUE!"},{"$error":"#VALUE!"},{"$error":"#VALUE!"},{"$error":"#VALUE!"},{"$error":"#VALUE!"},{"$error":"#VALUE!"},{"$error":"#VALUE!"},{"$error":"#VALUE!"},{"$error":"#VALUE!"},{"$error":"#VALUE!"},{"$error":"#VALUE!"},{"$error":"#VALUE!"},{"$error":"#VALUE!"},{"$error":"#VALUE!"},{"$error":"#VALUE!"},{"$error":"#VALUE!"},{"$error":"#VALUE!"},{"$error":"#VALUE!"},{"$error":"#VALUE!"},{"$error":"#VALUE!"},{"$error":"#VALUE!"},{"$error":"#VALUE!"},{"$error":"#VALUE!"},{"$error":"#VALUE!"},{"$f":"SUM(I3071:CZ3071)","v":{"$error":"#VALUE!"}}]
[{"$f":"CONCATENATE(H2968,C3072)","v":"CSO 02412b."},"12. Green Infrastructure Reductions","12b.","Total GI capacity (MG). ",null,null,{"$f":"C3072","v":"12b."},{"$f":"IF(HLOOKUP(H2968,'4 - CSO VOLUME'!$E$9:$AS$33,13,FALSE)=\"\",0,HLOOKUP(H2968,'4 - CSO VOLUME'!$E$9:$AS$33,13,FALSE))","v":{"v":0,"d":"0.00"}}]
[{"$f":"CONCATENATE(H2968,C3076)","v":"CSO 02413a."},"13. Runoff Controls","13a.","Total CSO control volume (MG).",null,null,{"$f":"C3076","v":"13a."},{"$f":"HLOOKUP(H2968,'4 - CSO VOLUME'!$E$9:$AS$33,16,FALSE)","v":{"v":0,"d":"0.00"}}]
[{"$f":"CONCATENATE(H2968,C3077)","v":"CSO 02413b."},null,"13b.","Dry weather flow rate (MGD). ",null,null,{"$f":"C3077","v":"13b."},{"$f":"HLOOKUP(H2968,'4 - CSO VOLUME'!$E$9:$AS$33,17,FALSE)","v":{"v":0,"d":"0.00"}},{"$f":"$H3077/(4*24)","v":{"v":0,"d":"0.000"}},{"$f":"$H3077/(4*24)","v":{"v":0,"d":"0.000"}},{"v":0,"d":"0.000"},{"v":0,"d":"0.000"},{"v":0,"d":"0.000"},{"v":0,"d":"0.000"},{"v":0,"d":"0.000"},{"v":0,"d":"0.000"},{"v":0,"d":"0.000"},{"v":0,"d":"0.000"},{"v":0,"d":"0.000"},{"v":0,"d":"0.000"},{"v":0,"d":"0.000"},{"v":0,"d":"0.000"},{"v":0,"d":"0.000"},{"v":0,"d":"0.000"},{"v":0,"d":"0.000"},{"v":0,"d":"0.000"},{"v":0,"d":"0.000"},{"v":0,"d":"0.000"},{"v":0,"d":"0.000"},{"v":0,"d":"0.000"},{"v":0,"d":"0.000"},{"v":0,"d":"0.000"},{"v":0,"d":"0.000"},{"v":0,"d":"0.000"},{"v":0,"d":"0.000"},{"v":0,"d":"0.000"},{"v":0,"d":"0.000"},{"v":0,"d":"0.000"},{"v":0,"d":"0.000"},{"v":0,"d":"0.000"},{"v":0,"d":"0.000"},{"v":0,"d":"0.000"},{"v":0,"d":"0.000"},{"v":0,"d":"0.000"},{"v":0,"d":"0.000"},{"v":0,"d":"0.000"},{"v":0,"d":"0.000"},{"v":0,"d":"0.000"},{"v":0,"d":"0.000"},{"v":0,"d":"0.000"},{"v":0,"d":"0.000"},{"v":0,"d":"0.000"},{"v":0,"d":"0.000"},{"v":0,"d":"0.000"},{"v":0,"d":"0.000"},{"v":0,"d":"0.000"},{"v":0,"d":"0.000"},{"v":0,"d":"0.000"},{"v":0,"d":"0.000"},{"v":0,"d":"0.000"},{"v":0,"d":"0.000"},{"v":0,"d":"0.000"},{"v":0,"d":"0.000"},{"v":0,"d":"0.000"},{"v":0,"d":"0.000"},{"v":0,"d":"0.000"},{"v":0,"d":"0.000"},{"v":0,"d":"0.000"},{"v":0,"d":"0.000"},{"v":0,"d":"0.000"},{"v":0,"d":"0.000"},{"v":0,"d":"0.000"},{"v":0,"d":"0.000"},{"$f":"$H3077/(4*24)","v":{"v":0,"d":"0.000"}},{"v":0,"d":"0.000"},{"v":0,"d":"0.000"},{"v":0,"d":"0.000"},{"v":0,"d":"0.000"},{"v":0,"d":"0.000"},{"v":0,"d":"0.000"},{"v":0,"d":"0.000"},{"v":0,"d":"0.000"},{"v":0,"d":"0.000"},{"v":0,"d":"0.000"},{"v":0,"d":"0.000"},{"v":0,"d":"0.000"},{"v":0,"d":"0.000"},{"v":0,"d":"0.000"},{"v":0,"d":"0.000"},{"v":0,"d":"0.000"},{"v":0,"d":"0.000"},{"v":0,"d":"0.000"},{"v":0,"d":"0.000"},{"v":0,"d":"0.000"},{"v":0,"d":"0.000"},{"v":0,"d":"0.000"},{"v":0,"d":"0.000"},{"v":0,"d":"0.000"},{"v":0,"d":"0.000"},{"v":0,"d":"0.000"},{"v":0,"d":"0.000"},{"v":0,"d":"0.000"},{"v":0,"d":"0.000"},{"v":0,"d":"0.000"}]
[{"$f":"CONCATENATE(H2968,C3080)","v":"CSO 02413d."},null,"13d.","Combined sewage after GI saturation and CSO control (MG). Excess after Line 13c exceeds Line 13a.",null,null,{"$f":"C3080","v":"13d."},null,{"$f":"I3079-H3079","v":{"$error":"#VALUE!"}},{"$f":"J3079-I3079","v":{"$error":"#VALUE!"}},{"$f":"K3079-J3079","v":{"$error":"#VALUE!"}},{"$f":"L3079-K3079","v":{"$error":"#VALUE!"}},{"$f":"M3079-L3079","v":{"$error":"#VALUE!"}},{"$f":"N3079-M3079","v":{"$error":"#VALUE!"}},{"$f":"O3079-N3079","v":{"$error":"#VALUE!"}},{"$f":"P3079-O3079","v":{"$error":"#VALUE!"}},{"$f":"Q3079-P3079","v":{"$error":"#VALUE!"}},{"$f":"R3079-Q3079","v":{"$error":"#VALUE!"}},{"$f":"S3079-R3079","v":{"$error":"#VALUE!"}},{"$f":"T3079-S3079","v":{"$error":"#VALUE!"}},{"$f":"U3079-T3079","v":{"$error":"#VALUE!"}},{"$f":"V3079-U3079","v":{"$error":"#VALUE!"}},{"$f":"W3079-V3079","v":{"$error":"#VALUE!"}},{"$f":"X3079-W3079","v":{"$error":"#VALUE!"}},{"$f":"Y3079-X3079","v":{"$error":"#VALUE!"}},{"$f":"Z3079-Y3079","v":{"$error":"#VALUE!"}},{"$f":"AA3079-Z3079","v":{"$error":"#VALUE!"}},{"$f":"AB3079-AA3079","v":{"$error":"#VALUE!"}},{"$f":"AC3079-AB3079","v":{"$error":"#VALUE!"}},{"$f":"AD3079-AC3079","v":{"$error":"#VALUE!"}},{"$f":"AE3079-AD3079","v":{"$error":"#VALUE!"}},{"$f":"AF3079-AE3079","v":{"$error":"#VALUE!"}},{"$f":"AG3079-AF3079","v":{"$error":"#VALUE!"}},{"$f":"AH3079-AG3079","v":{"$error":"#VALUE!"}},{"$f":"AI3079-AH3079","v":{"$error":"#VALUE!"}},{"$f":"AJ3079-AI3079","v":{"$error":"#VALUE!"}},{"$f":"AK3079-AJ3079","v":{"$error":"#VALUE!"}},{"$f":"AL3079-AK3079","v":{"$error":"#VALUE!"}},{"$f":"AM3079-AL3079","v":{"$error":"#VALUE!"}},{"$f":"AN3079-AM3079","v":{"$error":"#VALUE!"}},{"$f":"AO3079-AN3079","v":{"$error":"#VALUE!"}},{"$f":"AP3079-AO3079","v":{"$error":"#VALUE!"}},{"$f":"AQ3079-AP3079","v":{"$error":"#VALUE!"}},{"$f":"AR3079-AQ3079","v":{"$error":"#VALUE!"}},{"$f":"AS3079-AR3079","v":{"$error":"#VALUE!"}},{"$f":"AT3079-AS3079","v":{"$error":"#VALUE!"}},{"$f":"AU3079-AT3079","v":{"$error":"#VALUE!"}},{"$f":"AV3079-AU3079","v":{"$error":"#VALUE!"}},{"$f":"AW3079-AV3079","v":{"$error":"#VALUE!"}},{"$f":"AX3079-AW3079","v":{"$error":"#VALUE!"}},{"$f":"AY3079-AX3079","v":{"$error":"#VALUE!"}},{"$f":"AZ3079-AY3079","v":{"$error":"#VALUE!"}},{"$f":"BA3079-AZ3079","v":{"$error":"#VALUE!"}},{"$f":"BB3079-BA3079","v":{"$error":"#VALUE!"}},{"$f":"BC3079-BB3079","v":{"$error":"#VALUE!"}},{"$f":"BD3079-BC3079","v":{"$error":"#VALUE!"}},{"$f":"BE3079-BD3079","v":{"$error":"#VALUE!"}},{"$f":"BF3079-BE3079","v":{"$error":"#VALUE!"}},{"$f":"BG3079-BF3079","v":{"$error":"#VALUE!"}},{"$f":"BH3079-BG3079","v":{"$error":"#VALUE!"}},{"$f":"BI3079-BH3079","v":{"$error":"#VALUE!"}},{"$f":"BJ3079-BI3079","v":{"$error":"#VALUE!"}},{"$f":"BK3079-BJ3079","v":{"$error":"#VALUE!"}},{"$f":"BL3079-BK3079","v":{"$error":"#VALUE!"}},{"$f":"BM3079-BL3079","v":{"$error":"#VALUE!"}},{"$f":"BN3079-BM3079","v":{"$error":"#VALUE!"}},{"$f":"BO3079-BN3079","v":{"$error":"#VALUE!"}},{"$f":"BP3079-BO3079","v":{"$error":"#VALUE!"}},{"$f":"BQ3079-BP3079","v":{"$error":"#VALUE!"}},{"$f":"BR3079-BQ3079","v":{"$error":"#VALUE!"}},{"$f":"BS3079-BR3079","v":{"$error":"#VALUE!"}},{"$f":"BT3079-BS3079","v":{"$error":"#VALUE!"}},{"$f":"BU3079-BT3079","v":{"$error":"#VALUE!"}},{"$f":"BV3079-BU3079","v":{"$error":"#VALUE!"}},{"$f":"BW3079-BV3079","v":{"$error":"#VALUE!"}},{"$f":"BX3079-BW3079","v":{"$error":"#VALUE!"}},{"$f":"BY3079-BX3079","v":{"$error":"#VALUE!"}},{"$f":"BZ3079-BY3079","v":{"$error":"#VALUE!"}},{"$f":"CA3079-BZ3079","v":{"$error":"#VALUE!"}},{"$f":"CB3079-CA3079","v":{"$error":"#VALUE!"}},{"$f":"CC3079-CB3079","v":{"$error":"#VALUE!"}},{"$f":"CD3079-CC3079","v":{"$error":"#VALUE!"}},{"$f":"CE3079-CD3079","v":{"$error":"#VALUE!"}},{"$f":"CF3079-CE3079","v":{"$error":"#VALUE!"}},{"$f":"CG3079-CF3079","v":{"$error":"#VALUE!"}},{"$f":"CH3079-CG3079","v":{"$error":"#VALUE!"}},{"$f":"CI3079-CH3079","v":{"$error":"#VALUE!"}},{"$f":"CJ3079-CI3079","v":{"$error":"#VALUE!"}},{"$f":"CK3079-CJ3079","v":{"$error":"#VALUE!"}},{"$f":"CL3079-CK3079","v":{"$error":"#VALUE!"}},{"$f":"CM3079-CL3079","v":{"$error":"#VALUE!"}},{"$f":"CN3079-CM3079","v":{"$error":"#VALUE!"}},{"$f":"CO3079-CN3079","v":{"$error":"#VALUE!"}},{"$f":"CP3079-CO3079","v":{"$error":"#VALUE!"}},{"$f":"CQ3079-CP3079","v":{"$error":"#VALUE!"}},{"$f":"CR3079-CQ3079","v":{"$error":"#VALUE!"}},{"$f":"CS3079-CR3079","v":{"$error":"#VALUE!"}},{"$f":"CT3079-CS3079","v":{"$error":"#VALUE!"}},{"$f":"CU3079-CT3079","v":{"$error":"#VALUE!"}},{"$f":"CV3079-CU3079","v":{"$error":"#VALUE!"}},{"$f":"CW3079-CV3079","v":{"$error":"#VALUE!"}},{"$f":"CX3079-CW3079","v":{"$error":"#VALUE!"}},{"$f":"CY3079-CX3079","v":{"$error":"#VALUE!"}},{"$f":"CZ3079-CY3079","v":{"$error":"#VALUE!"}},{"$f":"SUM(I3080:CZ3080)","v":{"$error":"#VALUE!"}}]
[{"$f":"CONCATENATE(H2968,C3082)","v":"CSO 02414b."},null,"14b.","Total CSO volume (MG). Divide Line 14a by 24, then subtract from Line 13d at hourly increments.",null,null,"14b.",null,{"$f":"IF(I3080-($H3081/(4*24))<0,0,I3080-($H3081/(4*24)))","v":{"$error":"#VALUE!"}},{"$f":"IF(J3080-($H3081/(4*24))<0,0,J3080-($H3081/(4*24)))","v":{"$error":"#VALUE!"}},{"$error":"#VALUE!"},{"$error":"#VALUE!"},{"$error":"#VALUE!"},{"$error":"#VALUE!"},{"$error":"#VALUE!"},{"$error":"#VALUE!"},{"$error":"#VALUE!"},{"$error":"#VALUE!"},{"$error":"#VALUE!"},{"$error":"#VALUE!"},{"$error":"#VALUE!"},{"$error":"#VALUE!"},{"$error":"#VALUE!"},{"$error":"#VALUE!"},{"$error":"#VALUE!"},{"$error":"#VALUE!"},{"$error":"#VALUE!"},{"$error":"#VALUE!"},{"$error":"#VALUE!"},{"$error":"#VALUE!"},{"$error":"#VALUE!"},{"$error":"#VALUE!"},{"$error":"#VALUE!"},{"$error":"#VALUE!"},{"$error":"#VALUE!"},{"$error":"#VALUE!"},{"$error":"#VALUE!"},{"$error":"#VALUE!"},{"$error":"#VALUE!"},{"$error":"#VALUE!"},{"$error":"#VALUE!"},{"$error":"#VALUE!"},{"$error":"#VALUE!"},{"$error":"#VALUE!"},{"$error":"#VALUE!"},{"$error":"#VALUE!"},{"$error":"#VALUE!"},{"$error":"#VALUE!"},{"$error":"#VALUE!"},{"$error":"#VALUE!"},{"$error":"#VALUE!"},{"$error":"#VALUE!"},{"$error":"#VALUE!"},{"$error":"#VALUE!"},{"$error":"#VALUE!"},{"$error":"#VALUE!"},{"$error":"#VALUE!"},{"$error":"#VALUE!"},{"$error":"#VALUE!"},{"$error":"#VALUE!"},{"$error":"#VALUE!"},{"$error":"#VALUE!"},{"$error":"#VALUE!"},{"$error":"#VALUE!"},{"$error":"#VALUE!"},{"$error":"#VALUE!"},{"$error":"#VALUE!"},{"$error":"#VALUE!"},{"$error":"#VALUE!"},{"$error":"#VALUE!"},{"$error":"#VALUE!"},{"$error":"#VALUE!"},{"$error":"#VALUE!"},{"$f":"IF(BV3080-($H3081/(4*24))<0,0,BV3080-($H3081/(4*24)))","v":{"$error":"#VALUE!"}},{"$error":"#VALUE!"},{"$error":"#VALUE!"},{"$error":"#VALUE!"},{"$error":"#VALUE!"},{"$error":"#VALUE!"},{"$error":"#VALUE!"},{"$error":"#VALUE!"},{"$error":"#VALUE!"},{"$error":"#VALUE!"},{"$error":"#VALUE!"},{"$error":"#VALUE!"},{"$error":"#VALUE!"},{"$error":"#VALUE!"},{"$error":"#VALUE!"},{"$error":"#VALUE!"},{"$error":"#VALUE!"},{"$error":"#VALUE!"},{"$error":"#VALUE!"},{"$error":"#VALUE!"},{"$error":"#VALUE!"},{"$error":"#VALUE!"},{"$error":"#VALUE!"},{"$error":"#VALUE!"},{"$error":"#VALUE!"},{"$error":"#VALUE!"},{"$error":"#VALUE!"},{"$error":"#VALUE!"},{"$error":"#VALUE!"},{"$error":"#VALUE!"},{"$error":"#VALUE!"},{"$f":"SUM(I3082:CZ3082)","v":{"$error":"#VALUE!"}}]
[{"$f":"CONCATENATE(H2968,C3085)","v":"CSO 02414e."},null,"14e.","Untreated CSO volume (MG). Difference between hourly values for Line 14b and line 14d.",null,null,"14e.",null,{"$f":"I3082-I3084","v":{"$error":"#VALUE!"}},{"$f":"J3082-J3084","v":{"$error":"#VALUE!"}},{"$error":"#VALUE!"},{"$error":"#VALUE!"},{"$error":"#VALUE!"},{"$error":"#VALUE!"},{"$error":"#VALUE!"},{"$error":"#VALUE!"},{"$error":"#VALUE!"},{"$error":"#VALUE!"},{"$error":"#VALUE!"},{"$error":"#VALUE!"},{"$error":"#VALUE!"},{"$error":"#VALUE!"},{"$error":"#VALUE!"},{"$error":"#VALUE!"},{"$error":"#VALUE!"},{"$error":"#VALUE!"},{"$error":"#VALUE!"},{"$error":"#VALUE!"},{"$error":"#VALUE!"},{"$error":"#VALUE!"},{"$error":"#VALUE!"},{"$error":"#VALUE!"},{"$error":"#VALUE!"},{"$error":"#VALUE!"},{"$error":"#VALUE!"},{"$error":"#VALUE!"},{"$error":"#VALUE!"},{"$error":"#VALUE!"},{"$error":"#VALUE!"},{"$error":"#VALUE!"},{"$error":"#VALUE!"},{"$error":"#VALUE!"},{"$error":"#VALUE!"},{"$error":"#VALUE!"},{"$error":"#VALUE!"},{"$error":"#VALUE!"},{"$error":"#VALUE!"},{"$error":"#VALUE!"},{"$error":"#VALUE!"},{"$error":"#VALUE!"},{"$error":"#VALUE!"},{"$error":"#VALUE!"},{"$error":"#VALUE!"},{"$error":"#VALUE!"},{"$error":"#VALUE!"},{"$error":"#VALUE!"},{"$error":"#VALUE!"},{"$error":"#VALUE!"},{"$error":"#VALUE!"},{"$error":"#VALUE!"},{"$error":"#VALUE!"},{"$error":"#VALUE!"},{"$error":"#VALUE!"},{"$error":"#VALUE!"},{"$error":"#VALUE!"},{"$error":"#VALUE!"},{"$error":"#VALUE!"},{"$error":"#VALUE!"},{"$error":"#VALUE!"},{"$error":"#VALUE!"},{"$error":"#VALUE!"},{"$error":"#VALUE!"},{"$error":"#VALUE!"},{"$f":"BV3082-BV3084","v":{"$error":"#VALUE!"}},{"$error":"#VALUE!"},{"$error":"#VALUE!"},{"$error":"#VALUE!"},{"$error":"#VALUE!"},{"$error":"#VALUE!"},{"$error":"#VALUE!"},{"$error":"#VALUE!"},{"$error":"#VALUE!"},{"$error":"#VALUE!"},{"$error":"#VALUE!"},{"$error":"#VALUE!"},{"$error":"#VALUE!"},{"$error":"#VALUE!"},{"$error":"#VALUE!"},{"$error":"#VALUE!"},{"$error":"#VALUE!"},{"$error":"#VALUE!"},{"$error":"#VALUE!"},{"$error":"#VALUE!"},{"$error":"#VALUE!"},{"$error":"#VALUE!"},{"$error":"#VALUE!"},{"$error":"#VALUE!"},{"$error":"#VALUE!"},{"$error":"#VALUE!"},{"$error":"#VALUE!"},{"$error":"#VALUE!"},{"$error":"#VALUE!"},{"$error":"#VALUE!"},{"$error":"#VALUE!"},{"$f":"SUM(I3085:CZ3085)","v":{"$error":"#VALUE!"}}]
[]
[{"$nulls":6},"Area (acres):",{"$f":"HLOOKUP(H3089,'2 - CSO INPUT'!$E$9:$AS$19,6,FALSE)","v":0},null,{"$f":"43560*7.48/(12*1000000)","v":0.027152400000000004},"MG",{"$f":"\"=\"","v":"="},1,"in-ac/hr"]
[{"$nulls":6},"ISA:",{"$f":"HLOOKUP(H3089,'2 - CSO INPUT'!$E$9:$AS$19,7,FALSE)","v":{"v":0,"d":"0%"}}]
[{"$nulls":4},"hour","P (in)","P_cum (in)","P_mod (in)",1,1.25,{"v":1.5,"d":"1.50"},1.75,{"v":2,"d":"2.00"},2.25,{"v":2.5,"d":"2.50"},2.75,{"v":3,"d":"3.00"},3.25,{"v":3.5,"d":"3.50"},3.75,{"v":4,"d":"4.00"},4.25,{"v":4.5,"d":"4.50"},4.75,{"v":5,"d":"5.00"},5.25,{"v":5.5,"d":"5.50"},5.75,{"v":6,"d":"6.00"},6.25,{"v":6.5,"d":"6.50"},6.75,{"v":7,"d":"7.00"},7.25,{"v":7.5,"d":"7.50"},7.75,{"v":8,"d":"8.00"},8.25,{"v":8.5,"d":"8.50"},8.75,{"v":9,"d":"9.00"},9.25,{"v":9.5,"d":"9.50"},9.75,{"v":10,"d":"10.00"},10.25,{"v":10.5,"d":"10.50"},10.75,{"v":11,"d":"11.00"},11.25,{"v":11.5,"d":"11.50"},11.75,{"v":12,"d":"12.00"},12.25,{"v":12.5,"d":"12.50"},12.75,{"v":13,"d":"13.00"},13.25,{"v":13.5,"d":"13.50"},13.75,{"v":14,"d":"14.00"},14.25,{"v":14.5,"d":"14.50"},14.75,{"v":15,"d":"15.00"},15.25,{"v":15.5,"d":"15.50"},15.75,{"v":16,"d":"16.00"},16.25,{"v":16.5,"d":"16.50"},16.75,{"v":17,"d":"17.00"},17.25,{"v":17.5,"d":"17.50"},17.75,{"v":18,"d":"18.00"},18.25,{"v":18.5,"d":"18.50"},18.75,{"v":19,"d":"19.00"},19.25,{"v":19.5,"d":"19.50"},19.75,{"v":20,"d":"20.00"},20.25,{"v":20.5,"d":"20.50"},20.75,{"v":21,"d":"21.00"},21.25,{"v":21.5,"d":"21.50"},21.75,{"v":22,"d":"22.00"},22.25,{"v":22.5,"d":"22.50"},22.75,{"v":23,"d":"23.00"},23.25,{"v":23.5,"d":"23.50"},23.75,{"v":24,"d":"24.00"},24.25,{"v":24.5,"d":"24.50"},24.75]
[{"$nulls":4},1,{"$f":"$DF$3","v":{"v":0,"d":"0.000"}},{"$f":"IF(SUM(F3095:F3095)-H3093<=0,0,SUM(F3095:F3095)-H3093)","v":{"v":0,"d":"0.00"}},{"$f":"G3095-0","v":{"v":0,"d":"0.000"}},{"$f":"IF(H3092<=I3094-E3095,0,H3095*H3090*H3091*J3090/(H3092*4))","v":{"$error":"#VALUE!"}},{"$f":"IF(H3092<=J3094-E3095,0,H3095*H3090*H3091*J3090/(H3092*4))","v":{"$error":"#VALUE!"}},{"$f":"IF(H3092<=K3094-E3095,0,H3095*H3090*H3091*J3090/(H3092*4))","v":{"$error":"#VALUE!"}},{"$f":"IF(H3092<=L3094-E3095,0,H3095*H3090*H3091*J3090/(H3092*4))","v":{"$error":"#VALUE!"}},{"$f":"IF(H3092<=M3094-E3095,0,H3095*H3090*H3091*J3090/(H3092*4))","v":{"$error":"#VALUE!"}},{"$f":"IF(H3092<=N3094-E3095,0,H3095*H3090*H3091*J3090/(H3092*4))","v":{"$error":"#VALUE!"}},{"$f":"IF(H3092<=O3094-E3095,0,H3095*H3090*H3091*J3090/(H3092*4))","v":{"$error":"#VALUE!"}},{"$f":"IF(H3092<=P3094-E3095,0,H3095*H3090*H3091*J3090/(H3092*4))","v":{"$error":"#VALUE!"}},{"$f":"IF(H3092<=Q3094-E3095,0,H3095*H3090*H3091*J3090/(H3092*4))","v":{"$error":"#VALUE!"}},{"$f":"IF(H3092<=R3094-E3095,0,H3095*H3090*H3091*J3090/(H3092*4))","v":{"$error":"#VALUE!"}},{"$f":"IF(H3092<=S3094-E3095,0,H3095*H3090*H3091*J3090/(H3092*4))","v":{"$error":"#VALUE!"}},{"$f":"IF(H3092<=T3094-E3095,0,H3095*H3090*H3091*J3090/(H3092*4))","v":{"$error":"#VALUE!"}},{"$f":"IF(H3092<=U3094-E3095,0,H3095*H3090*H3091*J3090/(H3092*4))","v":{"$error":"#VALUE!"}}]
[{"$nulls":4},{"v":2,"d":"2.00"},{"$f":"$DF$7","v":{"v":0,"d":"0.000"}},{"$f":"IF(SUM(F3095:F3099)-H3093<=0,0,SUM(F3095:F3099)-H3093)","v":{"v":0,"d":"0.00"}},{"v":0,"d":"0.000"},{"$nulls":4},{"$f":"IF(H3092<=M3094-E3099,0,H3099*H3090*H3091*J3090/(H3092*4))","v":{"$error":"#VALUE!"}},{"$f":"IF(H3092<=N3094-E3099,0,H3099*H3090*H3091*J3090/(H3092*4))","v":{"$error":"#VALUE!"}},{"$f":"IF(H3092<=O3094-E3099,0,H3099*H3090*H3091*J3090/(H3092*4))","v":{"$error":"#VALUE!"}},{"$f":"IF(H3092<=P3094-E3099,0,H3099*H3090*H3091*J3090/(H3092*4))","v":{"$error":"#VALUE!"}},{"$f":"IF(H3092<=Q3094-E3099,0,H3099*H3090*H3091*J3090/(H3092*4))","v":{"$error":"#VALUE!"}},{"$f":"IF(H3092<=R3094-E3099,0,H3099*H3090*H3091*J3090/(H3092*4))","v":{"$error":"#VALUE!"}},{"$f":"IF(H3092<=S3094-E3099,0,H3099*H3090*H3091*J3090/(H3092*4))","v":{"$error":"#VALUE!"}},{"$f":"IF(H3092<=T3094-E3099,0,H3099*H3090*H3091*J3090/(H3092*4))","v":{"$error":"#VALUE!"}},{"$f":"IF(H3092<=U3094-E3099,0,H3099*H3090*H3091*J3090/(H3092*4))","v":{"$error":"#VALUE!"}},{"$f":"IF(H3092<=V3094-E3099,0,H3099*H3090*H3091*J3090/(H3092*4))","v":{"$error":"#VALUE!"}},{"$f":"IF(H3092<=W3094-E3099,0,H3099*H3090*H3091*J3090/(H3092*4))","v":{"$error":"#VALUE!"}},{"$f":"IF(H3092<=X3094-E3099,0,H3099*H3090*H3091*J3090/(H3092*4))","v":{"$error":"#VALUE!"}},{"$f":"IF(H3092<=Y3094-E3099,0,H3099*H3090*H3091*J3090/(H3092*4))","v":{"$error":"#VALUE!"}}]
[{"$nulls":4},2.25,{"$f":"$DF$8","v":{"v":0,"d":"0.000"}},{"$f":"IF(SUM(F3095:F3100)-H3093<=0,0,SUM(F3095:F3100)-H3093)","v":{"v":0,"d":"0.00"}},{"v":0,"d":"0.000"},{"$nulls":5},{"$f":"IF(H3092<=N3094-E3100,0,H3100*H3090*H3091*J3090/(H3092*4))","v":{"$error":"#VALUE!"}},{"$f":"IF(H3092<=O3094-E3100,0,H3100*H3090*H3091*J3090/(H3092*4))","v":{"$error":"#VALUE!"}},{"$f":"IF(H3092<=P3094-E3100,0,H3100*H3090*H3091*J3090/(H3092*4))","v":{"$error":"#VALUE!"}},{"$f":"IF(H3092<=Q3094-E3100,0,H3100*H3090*H3091*J3090/(H3092*4))","v":{"$error":"#VALUE!"}},{"$f":"IF(H3092<=R3094-E3100,0,H3100*H3090*H3091*J3090/(H3092*4))","v":{"$error":"#VALUE!"}},{"$f":"IF(H3092<=S3094-E3100,0,H3100*H3090*H3091*J3090/(H3092*4))","v":{"$error":"#VALUE!"}},{"$f":"IF(H3092<=T3094-E3100,0,H3100*H3090*H3091*J3090/(H3092*4))","v":{"$error":"#VALUE!"}},{"$f":"IF(H3092<=U3094-E3100,0,H3100*H3090*H3091*J3090/(H3092*4))","v":{"$error":"#VALUE!"}},{"$f":"IF(H3092<=V3094-E3100,0,H3100*H3090*H3091*J3090/(H3092*4))","v":{"$error":"#VALUE!"}},{"$f":"IF(H3092<=W3094-E3100,0,H3100*H3090*H3091*J3090/(H3092*4))","v":{"$error":"#VALUE!"}},{"$f":"IF(H3092<=X3094-E3100,0,H3100*H3090*H3091*J3090/(H3092*4))","v":{"$error":"#VALUE!"}},{"$f":"IF(H3092<=Y3094-E3100,0,H3100*H3090*H3091*J3090/(H3092*4))","v":{"$error":"#VALUE!"}},{"$f":"IF(H3092<=Z3094-E3100,0,H3100*H3090*H3091*J3090/(H3092*4))","v":{"$error":"#VALUE!"}}]
[{"$nulls":4},3.25,{"$f":"$DF$12","v":{"v":0,"d":"0.000"}},{"$f":"IF(SUM(F3095:F3104)-H3093<=0,0,SUM(F3095:F3104)-H3093)","v":{"v":0,"d":"0.00"}},{"v":0,"d":"0.000"},{"$nulls":9},{"$f":"IF(H3092<=R3094-E3104,0,H3104*H3090*H3091*J3090/(H3092*4))","v":{"$error":"#VALUE!"}},{"$f":"IF(H3092<=S3094-E3104,0,H3104*H3090*H3091*J3090/(H3092*4))","v":{"$error":"#VALUE!"}},{"$f":"IF(H3092<=T3094-E3104,0,H3104*H3090*H3091*J3090/(H3092*4))","v":{"$error":"#VALUE!"}},{"$f":"IF(H3092<=U3094-E3104,0,H3104*H3090*H3091*J3090/(H3092*4))","v":{"$error":"#VALUE!"}},{"$f":"IF(H3092<=V3094-E3104,0,H3104*H3090*H3091*J3090/(H3092*4))","v":{"$error":"#VALUE!"}},{"$f":"IF(H3092<=W3094-E3104,0,H3104*H3090*H3091*J3090/(H3092*4))","v":{"$error":"#VALUE!"}},{"$f":"IF(H3092<=X3094-E3104,0,H3104*H3090*H3091*J3090/(H3092*4))","v":{"$error":"#VALUE!"}},{"$f":"IF(H3092<=Y3094-E3104,0,H3104*H3090*H3091*J3090/(H3092*4))","v":{"$error":"#VALUE!"}},{"$f":"IF(H3092<=Z3094-E3104,0,H3104*H3090*H3091*J3090/(H3092*4))","v":{"$error":"#VALUE!"}},{"$f":"IF(H3092<=AA3094-E3104,0,H3104*H3090*H3091*J3090/(H3092*4))","v":{"$error":"#VALUE!"}},{"$f":"IF(H3092<=AB3094-E3104,0,H3104*H3090*H3091*J3090/(H3092*4))","v":{"$error":"#VALUE!"}},{"$f":"IF(H3092<=AC3094-E3104,0,H3104*H3090*H3091*J3090/(H3092*4))","v":{"$error":"#VALUE!"}},{"$f":"IF(H3092<=AD3094-E3104,0,H3104*H3090*H3091*J3090/(H3092*4))","v":{"$error":"#VALUE!"}}]
[{"$nulls":4},{"v":3.5,"d":"3.50"},{"$f":"$DF$13","v":{"v":0,"d":"0.000"}},{"$f":"IF(SUM(F3095:F3105)-H3093<=0,0,SUM(F3095:F3105)-H3093)","v":{"v":0,"d":"0.00"}},{"v":0,"d":"0.000"},{"$nulls":10},{"$f":"IF(H3092<=S3094-E3105,0,H3105*H3090*H3091*J3090/(H3092*4))","v":{"$error":"#VALUE!"}},{"$f":"IF(H3092<=T3094-E3105,0,H3105*H3090*H3091*J3090/(H3092*4))","v":{"$error":"#VALUE!"}},{"$f":"IF(H3092<=U3094-E3105,0,H3105*H3090*H3091*J3090/(H3092*4))","v":{"$error":"#VALUE!"}},{"$f":"IF(H3092<=V3094-E3105,0,H3105*H3090*H3091*J3090/(H3092*4))","v":{"$error":"#VALUE!"}},{"$f":"IF(H3092<=W3094-E3105,0,H3105*H3090*H3091*J3090/(H3092*4))","v":{"$error":"#VALUE!"}},{"$f":"IF(H3092<=X3094-E3105,0,H3105*H3090*H3091*J3090/(H3092*4))","v":{"$error":"#VALUE!"}},{"$f":"IF(H3092<=Y3094-E3105,0,H3105*H3090*H3091*J3090/(H3092*4))","v":{"$error":"#VALUE!"}},{"$f":"IF(H3092<=Z3094-E3105,0,H3105*H3090*H3091*J3090/(H3092*4))","v":{"$error":"#VALUE!"}},{"$f":"IF(H3092<=AA3094-E3105,0,H3105*H3090*H3091*J3090/(H3092*4))","v":{"$error":"#VALUE!"}},{"$f":"IF(H3092<=AB3094-E3105,0,H3105*H3090*H3091*J3090/(H3092*4))","v":{"$error":"#VALUE!"}},{"$f":"IF(H3092<=AC3094-E3105,0,H3105*H3090*H3091*J3090/(H3092*4))","v":{"$error":"#VALUE!"}},{"$f":"IF(H3092<=AD3094-E3105,0,H3105*H3090*H3091*J3090/(H3092*4))","v":{"$error":"#VALUE!"}},{"$f":"IF(H3092<=AE3094-E3105,0,H3105*H3090*H3091*J3090/(H3092*4))","v":{"$error":"#VALUE!"}}]
[{"$nulls":4},4.25,{"$f":"$DF$16","v":{"v":0,"d":"0.000"}},{"$f":"IF(SUM(F3095:F3108)-H3093<=0,0,SUM(F3095:F3108)-H3093)","v":{"v":0,"d":"0.00"}},{"v":0,"d":"0.000"},{"$nulls":13},{"$f":"IF(H3092<=V3094-E3108,0,H3108*H3090*H3091*J3090/(H3092*4))","v":{"$error":"#VALUE!"}},{"$f":"IF(H3092<=W3094-E3108,0,H3108*H3090*H3091*J3090/(H3092*4))","v":{"$error":"#VALUE!"}},{"$f":"IF(H3092<=X3094-E3108,0,H3108*H3090*H3091*J3090/(H3092*4))","v":{"$error":"#VALUE!"}},{"$f":"IF(H3092<=Y3094-E3108,0,H3108*H3090*H3091*J3090/(H3092*4))","v":{"$error":"#VALUE!"}},{"$f":"IF(H3092<=Z3094-E3108,0,H3108*H3090*H3091*J3090/(H3092*4))","v":{"$error":"#VALUE!"}},{"$f":"IF(H3092<=AA3094-E3108,0,H3108*H3090*H3091*J3090/(H3092*4))","v":{"$error":"#VALUE!"}},{"$f":"IF(H3092<=AB3094-E3108,0,H3108*H3090*H3091*J3090/(H3092*4))","v":{"$error":"#VALUE!"}},{"$f":"IF(H3092<=AC3094-E3108,0,H3108*H3090*H3091*J3090/(H3092*4))","v":{"$error":"#VALUE!"}},{"$f":"IF(H3092<=AD3094-E3108,0,H3108*H3090*H3091*J3090/(H3092*4))","v":{"$error":"#VALUE!"}},{"$f":"IF(H3092<=AE3094-E3108,0,H3108*H3090*H3091*J3090/(H3092*4))","v":{"$error":"#VALUE!"}},{"$f":"IF(H3092<=AF3094-E3108,0,H3108*H3090*H3091*J3090/(H3092*4))","v":{"$error":"#VALUE!"}},{"$f":"IF(H3092<=AG3094-E3108,0,H3108*H3090*H3091*J3090/(H3092*4))","v":{"$error":"#VALUE!"}},{"$f":"IF(H3092<=AH3094-E3108,0,H3108*H3090*H3091*J3090/(H3092*4))","v":{"$error":"#VALUE!"}}]
[{"$nulls":4},{"v":4.5,"d":"4.50"},{"$f":"$DF$17","v":{"v":0,"d":"0.000"}},{"$f":"IF(SUM(F3095:F3109)-H3093<=0,0,SUM(F3095:F3109)-H3093)","v":{"v":0,"d":"0.00"}},{"v":0,"d":"0.000"},{"$nulls":14},{"$f":"IF(H3092<=W3094-E3109,0,H3109*H3090*H3091*J3090/(H3092*4))","v":{"$error":"#VALUE!"}},{"$f":"IF(H3092<=X3094-E3109,0,H3109*H3090*H3091*J3090/(H3092*4))","v":{"$error":"#VALUE!"}},{"$f":"IF(H3092<=Y3094-E3109,0,H3109*H3090*H3091*J3090/(H3092*4))","v":{"$error":"#VALUE!"}},{"$f":"IF(H3092<=Z3094-E3109,0,H3109*H3090*H3091*J3090/(H3092*4))","v":{"$error":"#VALUE!"}},{"$f":"IF(H3092<=AA3094-E3109,0,H3109*H3090*H3091*J3090/(H3092*4))","v":{"$error":"#VALUE!"}},{"$f":"IF(H3092<=AB3094-E3109,0,H3109*H3090*H3091*J3090/(H3092*4))","v":{"$error":"#VALUE!"}},{"$f":"IF(H3092<=AC3094-E3109,0,H3109*H3090*H3091*J3090/(H3092*4))","v":{"$error":"#VALUE!"}},{"$f":"IF(H3092<=AD3094-E3109,0,H3109*H3090*H3091*J3090/(H3092*4))","v":{"$error":"#VALUE!"}},{"$f":"IF(H3092<=AE3094-E3109,0,H3109*H3090*H3091*J3090/(H3092*4))","v":{"$error":"#VALUE!"}},{"$f":"IF(H3092<=AF3094-E3109,0,H3109*H3090*H3091*J3090/(H3092*4))","v":{"$error":"#VALUE!"}},{"$f":"IF(H3092<=AG3094-E3109,0,H3109*H3090*H3091*J3090/(H3092*4))","v":{"$error":"#VALUE!"}},{"$f":"IF(H3092<=AH3094-E3109,0,H3109*H3090*H3091*J3090/(H3092*4))","v":{"$error":"#VALUE!"}},{"$f":"IF(H3092<=AI3094-E3109,0,H3109*H3090*H3091*J3090/(H3092*4))","v":{"$error":"#VALUE!"}}]
[{"$nulls":4},{"v":5.5,"d":"5.50"},{"$f":"$DF$21","v":{"v":0,"d":"0.000"}},{"$f":"IF(SUM(F3095:F3113)-H3093<=0,0,SUM(F3095:F3113)-H3093)","v":{"v":0,"d":"0.00"}},{"v":0,"d":"0.000"},{"$nulls":18},{"$f":"IF(H3092<=AA3094-E3113,0,H3113*H3090*H3091*J3090/(H3092*4))","v":{"$error":"#VALUE!"}},{"$f":"IF(H3092<=AB3094-E3113,0,H3113*H3090*H3091*J3090/(H3092*4))","v":{"$error":"#VALUE!"}},{"$f":"IF(H3092<=AC3094-E3113,0,H3113*H3090*H3091*J3090/(H3092*4))","v":{"$error":"#VALUE!"}},{"$f":"IF(H3092<=AD3094-E3113,0,H3113*H3090*H3091*J3090/(H3092*4))","v":{"$error":"#VALUE!"}},{"$f":"IF(H3092<=AE3094-E3113,0,H3113*H3090*H3091*J3090/(H3092*4))","v":{"$error":"#VALUE!"}},{"$f":"IF(H3092<=AF3094-E3113,0,H3113*H3090*H3091*J3090/(H3092*4))","v":{"$error":"#VALUE!"}},{"$f":"IF(H3092<=AG3094-E3113,0,H3113*H3090*H3091*J3090/(H3092*4))","v":{"$error":"#VALUE!"}},{"$f":"IF(H3092<=AH3094-E3113,0,H3113*H3090*H3091*J3090/(H3092*4))","v":{"$error":"#VALUE!"}},{"$f":"IF(H3092<=AI3094-E3113,0,H3113*H3090*H3091*J3090/(H3092*4))","v":{"$error":"#VALUE!"}},{"$f":"IF(H3092<=AJ3094-E3113,0,H3113*H3090*H3091*J3090/(H3092*4))","v":{"$error":"#VALUE!"}},{"$f":"IF(H3092<=AK3094-E3113,0,H3113*H3090*H3091*J3090/(H3092*4))","v":{"$error":"#VALUE!"}},{"$f":"IF(H3092<=AL3094-E3113,0,H3113*H3090*H3091*J3090/(H3092*4))","v":{"$error":"#VALUE!"}},{"$f":"IF(H3092<=AM3094-E3113,0,H3113*H3090*H3091*J3090/(H3092*4))","v":{"$error":"#VALUE!"}}]
[{"$nulls":4},5.75,{"$f":"$DF$22","v":{"v":0,"d":"0.000"}},{"$f":"IF(SUM(F3095:F3114)-H3093<=0,0,SUM(F3095:F3114)-H3093)","v":{"v":0,"d":"0.00"}},{"v":0,"d":"0.000"},{"$nulls":19},{"$f":"IF(H3092<=AB3094-E3114,0,H3114*H3090*H3091*J3090/(H3092*4))","v":{"$error":"#VALUE!"}},{"$f":"IF(H3092<=AC3094-E3114,0,H3114*H3090*H3091*J3090/(H3092*4))","v":{"$error":"#VALUE!"}},{"$f":"IF(H3092<=AD3094-E3114,0,H3114*H3090*H3091*J3090/(H3092*4))","v":{"$error":"#VALUE!"}},{"$f":"IF(H3092<=AE3094-E3114,0,H3114*H3090*H3091*J3090/(H3092*4))","v":{"$error":"#VALUE!"}},{"$f":"IF(H3092<=AF3094-E3114,0,H3114*H3090*H3091*J3090/(H3092*4))","v":{"$error":"#VALUE!"}},{"$f":"IF(H3092<=AG3094-E3114,0,H3114*H3090*H3091*J3090/(H3092*4))","v":{"$error":"#VALUE!"}},{"$f":"IF(H3092<=AH3094-E3114,0,H3114*H3090*H3091*J3090/(H3092*4))","v":{"$error":"#VALUE!"}},{"$f":"IF(H3092<=AI3094-E3114,0,H3114*H3090*H3091*J3090/(H3092*4))","v":{"$error":"#VALUE!"}},{"$f":"IF(H3092<=AJ3094-E3114,0,H3114*H3090*H3091*J3090/(H3092*4))","v":{"$error":"#VALUE!"}},{"$f":"IF(H3092<=AK3094-E3114,0,H3114*H3090*H3091*J3090/(H3092*4))","v":{"$error":"#VALUE!"}},{"$f":"IF(H3092<=AL3094-E3114,0,H3114*H3090*H3091*J3090/(H3092*4))","v":{"$error":"#VALUE!"}},{"$f":"IF(H3092<=AM3094-E3114,0,H3114*H3090*H3091*J3090/(H3092*4))","v":{"$error":"#VALUE!"}},{"$f":"IF(H3092<=AN3094-E3114,0,H3114*H3090*H3091*J3090/(H3092*4))","v":{"$error":"#VALUE!"}}]
[{"$nulls":4},{"v":6.5,"d":"6.50"},{"$f":"$DF$25","v":{"v":0,"d":"0.000"}},{"$f":"IF(SUM(F3095:F3117)-H3093<=0,0,SUM(F3095:F3117)-H3093)","v":{"v":0,"d":"0.00"}},{"v":0,"d":"0.000"},{"$nulls":22},{"$f":"IF(H3092<=AE3094-E3117,0,H3117*H3090*H3091*J3090/(H3092*4))","v":{"$error":"#VALUE!"}},{"$f":"IF(H3092<=AF3094-E3117,0,H3117*H3090*H3091*J3090/(H3092*4))","v":{"$error":"#VALUE!"}},{"$f":"IF(H3092<=AG3094-E3117,0,H3117*H3090*H3091*J3090/(H3092*4))","v":{"$error":"#VALUE!"}},{"$f":"IF(H3092<=AH3094-E3117,0,H3117*H3090*H3091*J3090/(H3092*4))","v":{"$error":"#VALUE!"}},{"$f":"IF(H3092<=AI3094-E3117,0,H3117*H3090*H3091*J3090/(H3092*4))","v":{"$error":"#VALUE!"}},{"$f":"IF(H3092<=AJ3094-E3117,0,H3117*H3090*H3091*J3090/(H3092*4))","v":{"$error":"#VALUE!"}},{"$f":"IF(H3092<=AK3094-E3117,0,H3117*H3090*H3091*J3090/(H3092*4))","v":{"$error":"#VALUE!"}},{"$f":"IF(H3092<=AL3094-E3117,0,H3117*H3090*H3091*J3090/(H3092*4))","v":{"$error":"#VALUE!"}},{"$f":"IF(H3092<=AM3094-E3117,0,H3117*H3090*H3091*J3090/(H3092*4))","v":{"$error":"#VALUE!"}},{"$f":"IF(H3092<=AN3094-E3117,0,H3117*H3090*H3091*J3090/(H3092*4))","v":{"$error":"#VALUE!"}},{"$f":"IF(H3092<=AO3094-E3117,0,H3117*H3090*H3091*J3090/(H3092*4))","v":{"$error":"#VALUE!"}},{"$f":"IF(H3092<=AP3094-E3117,0,H3117*H3090*H3091*J3090/(H3092*4))","v":{"$error":"#VALUE!"}},{"$f":"IF(H3092<=AQ3094-E3117,0,H3117*H3090*H3091*J3090/(H3092*4))","v":{"$error":"#VALUE!"}}]
[{"$nulls":4},{"v":7,"d":"7.00"},{"$f":"$DF$27","v":{"v":0,"d":"0.000"}},{"$f":"IF(SUM(F3095:F3119)-H3093<=0,0,SUM(F3095:F3119)-H3093)","v":{"v":0,"d":"0.00"}},{"v":0,"d":"0.000"},{"$nulls":24},{"$f":"IF(H3092<=AG3094-E3119,0,H3119*H3090*H3091*J3090/(H3092*4))","v":{"$error":"#VALUE!"}},{"$f":"IF(H3092<=AH3094-E3119,0,H3119*H3090*H3091*J3090/(H3092*4))","v":{"$error":"#VALUE!"}},{"$f":"IF(H3092<=AI3094-E3119,0,H3119*H3090*H3091*J3090/(H3092*4))","v":{"$error":"#VALUE!"}},{"$f":"IF(H3092<=AJ3094-E3119,0,H3119*H3090*H3091*J3090/(H3092*4))","v":{"$error":"#VALUE!"}},{"$f":"IF(H3092<=AK3094-E3119,0,H3119*H3090*H3091*J3090/(H3092*4))","v":{"$error":"#VALUE!"}},{"$f":"IF(H3092<=AL3094-E3119,0,H3119*H3090*H3091*J3090/(H3092*4))","v":{"$error":"#VALUE!"}},{"$f":"IF(H3092<=AM3094-E3119,0,H3119*H3090*H3091*J3090/(H3092*4))","v":{"$error":"#VALUE!"}},{"$f":"IF(H3092<=AN3094-E3119,0,H3119*H3090*H3091*J3090/(H3092*4))","v":{"$error":"#VALUE!"}},{"$f":"IF(H3092<=AO3094-E3119,0,H3119*H3090*H3091*J3090/(H3092*4))","v":{"$error":"#VALUE!"}},{"$f":"IF(H3092<=AP3094-E3119,0,H3119*H3090*H3091*J3090/(H3092*4))","v":{"$error":"#VALUE!"}},{"$f":"IF(H3092<=AQ3094-E3119,0,H3119*H3090*H3091*J3090/(H3092*4))","v":{"$error":"#VALUE!"}},{"$f":"IF(H3092<=AR3094-E3119,0,H3119*H3090*H3091*J3090/(H3092*4))","v":{"$error":"#VALUE!"}},{"$f":"IF(H3092<=AS3094-E3119,0,H3119*H3090*H3091*J3090/(H3092*4))","v":{"$error":"#VALUE!"}}]
[{"$nulls":4},7.75,{"$f":"$DF$30","v":{"v":0,"d":"0.000"}},{"$f":"IF(SUM(F3095:F3122)-H3093<=0,0,SUM(F3095:F3122)-H3093)","v":{"v":0,"d":"0.00"}},{"v":0,"d":"0.000"},{"$nulls":27},{"$f":"IF(H3092<=AJ3094-E3122,0,H3122*H3090*H3091*J3090/(H3092*4))","v":{"$error":"#VALUE!"}},{"$f":"IF(H3092<=AK3094-E3122,0,H3122*H3090*H3091*J3090/(H3092*4))","v":{"$error":"#VALUE!"}},{"$f":"IF(H3092<=AL3094-E3122,0,H3122*H3090*H3091*J3090/(H3092*4))","v":{"$error":"#VALUE!"}},{"$f":"IF(H3092<=AM3094-E3122,0,H3122*H3090*H3091*J3090/(H3092*4))","v":{"$error":"#VALUE!"}},{"$f":"IF(H3092<=AN3094-E3122,0,H3122*H3090*H3091*J3090/(H3092*4))","v":{"$error":"#VALUE!"}},{"$f":"IF(H3092<=AO3094-E3122,0,H3122*H3090*H3091*J3090/(H3092*4))","v":{"$error":"#VALUE!"}},{"$f":"IF(H3092<=AP3094-E3122,0,H3122*H3090*H3091*J3090/(H3092*4))","v":{"$error":"#VALUE!"}},{"$f":"IF(H3092<=AQ3094-E3122,0,H3122*H3090*H3091*J3090/(H3092*4))","v":{"$error":"#VALUE!"}},{"$f":"IF(H3092<=AR3094-E3122,0,H3122*H3090*H3091*J3090/(H3092*4))","v":{"$error":"#VALUE!"}},{"$f":"IF(H3092<=AS3094-E3122,0,H3122*H3090*H3091*J3090/(H3092*4))","v":{"$error":"#VALUE!"}},{"$f":"IF(H3092<=AT3094-E3122,0,H3122*H3090*H3091*J3090/(H3092*4))","v":{"$error":"#VALUE!"}},{"$f":"IF(H3092<=AU3094-E3122,0,H3122*H3090*H3091*J3090/(H3092*4))","v":{"$error":"#VALUE!"}},{"$f":"IF(H3092<=AV3094-E3122,0,H3122*H3090*H3091*J3090/(H3092*4))","v":{"$error":"#VALUE!"}}]
[{"$nulls":4},{"v":8.5,"d":"8.50"},{"$f":"$DF$33","v":{"v":0,"d":"0.000"}},{"$f":"IF(SUM(F3095:F3125)-H3093<=0,0,SUM(F3095:F3125)-H3093)","v":{"v":0,"d":"0.00"}},{"v":0,"d":"0.000"},{"$nulls":30},{"$f":"IF(H3092<=AM3094-E3125,0,H3125*H3090*H3091*J3090/(H3092*4))","v":{"$error":"#VALUE!"}},{"$f":"IF(H3092<=AN3094-E3125,0,H3125*H3090*H3091*J3090/(H3092*4))","v":{"$error":"#VALUE!"}},{"$f":"IF(H3092<=AO3094-E3125,0,H3125*H3090*H3091*J3090/(H3092*4))","v":{"$error":"#VALUE!"}},{"$f":"IF(H3092<=AP3094-E3125,0,H3125*H3090*H3091*J3090/(H3092*4))","v":{"$error":"#VALUE!"}},{"$f":"IF(H3092<=AQ3094-E3125,0,H3125*H3090*H3091*J3090/(H3092*4))","v":{"$error":"#VALUE!"}},{"$f":"IF(H3092<=AR3094-E3125,0,H3125*H3090*H3091*J3090/(H3092*4))","v":{"$error":"#VALUE!"}},{"$f":"IF(H3092<=AS3094-E3125,0,H3125*H3090*H3091*J3090/(H3092*4))","v":{"$error":"#VALUE!"}},{"$f":"IF(H3092<=AT3094-E3125,0,H3125*H3090*H3091*J3090/(H3092*4))","v":{"$error":"#VALUE!"}},{"$f":"IF(H3092<=AU3094-E3125,0,H3125*H3090*H3091*J3090/(H3092*4))","v":{"$error":"#VALUE!"}},{"$f":"IF(H3092<=AV3094-E3125,0,H3125*H3090*H3091*J3090/(H3092*4))","v":{"$error":"#VALUE!"}},{"$f":"IF(H3092<=AW3094-E3125,0,H3125*H3090*H3091*J3090/(H3092*4))","v":{"$error":"#VALUE!"}},{"$f":"IF(H3092<=AX3094-E3125,0,H3125*H3090*H3091*J3090/(H3092*4))","v":{"$error":"#VALUE!"}},{"$f":"IF(H3092<=AY3094-E3125,0,H3125*H3090*H3091*J3090/(H3092*4))","v":{"$error":"#VALUE!"}}]
[{"$nulls":4},{"v":9,"d":"9.00"},{"$f":"$DF$35","v":{"v":0,"d":"0.000"}},{"$f":"IF(SUM(F3095:F3127)-H3093<=0,0,SUM(F3095:F3127)-H3093)","v":{"v":0,"d":"0.00"}},{"v":0,"d":"0.000"},{"$nulls":32},{"$f":"IF(H3092<=AO3094-E3127,0,H3127*H3090*H3091*J3090/(H3092*4))","v":{"$error":"#VALUE!"}},{"$f":"IF(H3092<=AP3094-E3127,0,H3127*H3090*H3091*J3090/(H3092*4))","v":{"$error":"#VALUE!"}},{"$f":"IF(H3092<=AQ3094-E3127,0,H3127*H3090*H3091*J3090/(H3092*4))","v":{"$error":"#VALUE!"}},{"$f":"IF(H3092<=AR3094-E3127,0,H3127*H3090*H3091*J3090/(H3092*4))","v":{"$error":"#VALUE!"}},{"$f":"IF(H3092<=AS3094-E3127,0,H3127*H3090*H3091*J3090/(H3092*4))","v":{"$error":"#VALUE!"}},{"$f":"IF(H3092<=AT3094-E3127,0,H3127*H3090*H3091*J3090/(H3092*4))","v":{"$error":"#VALUE!"}},{"$f":"IF(H3092<=AU3094-E3127,0,H3127*H3090*H3091*J3090/(H3092*4))","v":{"$error":"#VALUE!"}},{"$f":"IF(H3092<=AV3094-E3127,0,H3127*H3090*H3091*J3090/(H3092*4))","v":{"$error":"#VALUE!"}},{"$f":"IF(H3092<=AW3094-E3127,0,H3127*H3090*H3091*J3090/(H3092*4))","v":{"$error":"#VALUE!"}},{"$f":"IF(H3092<=AX3094-E3127,0,H3127*H3090*H3091*J3090/(H3092*4))","v":{"$error":"#VALUE!"}},{"$f":"IF(H3092<=AY3094-E3127,0,H3127*H3090*H3091*J3090/(H3092*4))","v":{"$error":"#VALUE!"}},{"$f":"IF(H3092<=AZ3094-E3127,0,H3127*H3090*H3091*J3090/(H3092*4))","v":{"$error":"#VALUE!"}},{"$f":"IF(H3092<=BA3094-E3127,0,H3127*H3090*H3091*J3090/(H3092*4))","v":{"$error":"#VALUE!"}}]
[{"$nulls":4},9.25,{"$f":"$DF$36","v":{"v":0,"d":"0.000"}},{"$f":"IF(SUM(F3095:F3128)-H3093<=0,0,SUM(F3095:F3128)-H3093)","v":{"v":0,"d":"0.00"}},{"v":0,"d":"0.000"},{"$nulls":33},{"$f":"IF(H3092<=AP3094-E3128,0,H3128*H3090*H3091*J3090/(H3092*4))","v":{"$error":"#VALUE!"}},{"$f":"IF(H3092<=AQ3094-E3128,0,H3128*H3090*H3091*J3090/(H3092*4))","v":{"$error":"#VALUE!"}},{"$f":"IF(H3092<=AR3094-E3128,0,H3128*H3090*H3091*J3090/(H3092*4))","v":{"$error":"#VALUE!"}},{"$f":"IF(H3092<=AS3094-E3128,0,H3128*H3090*H3091*J3090/(H3092*4))","v":{"$error":"#VALUE!"}},{"$f":"IF(H3092<=AT3094-E3128,0,H3128*H3090*H3091*J3090/(H3092*4))","v":{"$error":"#VALUE!"}},{"$f":"IF(H3092<=AU3094-E3128,0,H3128*H3090*H3091*J3090/(H3092*4))","v":{"$error":"#VALUE!"}},{"$f":"IF(H3092<=AV3094-E3128,0,H3128*H3090*H3091*J3090/(H3092*4))","v":{"$error":"#VALUE!"}},{"$f":"IF(H3092<=AW3094-E3128,0,H3128*H3090*H3091*J3090/(H3092*4))","v":{"$error":"#VALUE!"}},{"$f":"IF(H3092<=AX3094-E3128,0,H3128*H3090*H3091*J3090/(H3092*4))","v":{"$error":"#VALUE!"}},{"$f":"IF(H3092<=AY3094-E3128,0,H3128*H3090*H3091*J3090/(H3092*4))","v":{"$error":"#VALUE!"}},{"$f":"IF(H3092<=AZ3094-E3128,0,H3128*H3090*H3091*J3090/(H3092*4))","v":{"$error":"#VALUE!"}},{"$f":"IF(H3092<=BA3094-E3128,0,H3128*H3090*H3091*J3090/(H3092*4))","v":{"$error":"#VALUE!"}},{"$f":"IF(H3092<=BB3094-E3128,0,H3128*H3090*H3091*J3090/(H3092*4))","v":{"$error":"#VALUE!"}}]
[{"$nulls":4},9.75,{"$f":"$DF$38","v":{"v":0,"d":"0.000"}},{"$f":"IF(SUM(F3095:F3130)-H3093<=0,0,SUM(F3095:F3130)-H3093)","v":{"v":0,"d":"0.00"}},{"v":0,"d":"0.000"},{"$nulls":35},{"$f":"IF(H3092<=AR3094-E3130,0,H3130*H3090*H3091*J3090/(H3092*4))","v":{"$error":"#VALUE!"}},{"$f":"IF(H3092<=AS3094-E3130,0,H3130*H3090*H3091*J3090/(H3092*4))","v":{"$error":"#VALUE!"}},{"$f":"IF(H3092<=AT3094-E3130,0,H3130*H3090*H3091*J3090/(H3092*4))","v":{"$error":"#VALUE!"}},{"$f":"IF(H3092<=AU3094-E3130,0,H3130*H3090*H3091*J3090/(H3092*4))","v":{"$error":"#VALUE!"}},{"$f":"IF(H3092<=AV3094-E3130,0,H3130*H3090*H3091*J3090/(H3092*4))","v":{"$error":"#VALUE!"}},{"$f":"IF(H3092<=AW3094-E3130,0,H3130*H3090*H3091*J3090/(H3092*4))","v":{"$error":"#VALUE!"}},{"$f":"IF(H3092<=AX3094-E3130,0,H3130*H3090*H3091*J3090/(H3092*4))","v":{"$error":"#VALUE!"}},{"$f":"IF(H3092<=AY3094-E3130,0,H3130*H3090*H3091*J3090/(H3092*4))","v":{"$error":"#VALUE!"}},{"$f":"IF(H3092<=AZ3094-E3130,0,H3130*H3090*H3091*J3090/(H3092*4))","v":{"$error":"#VALUE!"}},{"$f":"IF(H3092<=BA3094-E3130,0,H3130*H3090*H3091*J3090/(H3092*4))","v":{"$error":"#VALUE!"}},{"$f":"IF(H3092<=BB3094-E3130,0,H3130*H3090*H3091*J3090/(H3092*4))","v":{"$error":"#VALUE!"}},{"$f":"IF(H3092<=BC3094-E3130,0,H3130*H3090*H3091*J3090/(H3092*4))","v":{"$error":"#VALUE!"}},{"$f":"IF(H3092<=BD3094-E3130,0,H3130*H3090*H3091*J3090/(H3092*4))","v":{"$error":"#VALUE!"}}]
[{"$nulls":4},{"v":10.5,"d":"10.50"},{"$f":"$DF$41","v":{"v":0,"d":"0.000"}},{"$f":"IF(SUM(F3095:F3133)-H3093<=0,0,SUM(F3095:F3133)-H3093)","v":{"v":0,"d":"0.00"}},{"v":0,"d":"0.000"},{"$nulls":38},{"$f":"IF(H3092<=AU3094-E3133,0,H3133*H3090*H3091*J3090/(H3092*4))","v":{"$error":"#VALUE!"}},{"$f":"IF(H3092<=AV3094-E3133,0,H3133*H3090*H3091*J3090/(H3092*4))","v":{"$error":"#VALUE!"}},{"$f":"IF(H3092<=AW3094-E3133,0,H3133*H3090*H3091*J3090/(H3092*4))","v":{"$error":"#VALUE!"}},{"$f":"IF(H3092<=AX3094-E3133,0,H3133*H3090*H3091*J3090/(H3092*4))","v":{"$error":"#VALUE!"}},{"$f":"IF(H3092<=AY3094-E3133,0,H3133*H3090*H3091*J3090/(H3092*4))","v":{"$error":"#VALUE!"}},{"$f":"IF(H3092<=AZ3094-E3133,0,H3133*H3090*H3091*J3090/(H3092*4))","v":{"$error":"#VALUE!"}},{"$f":"IF(H3092<=BA3094-E3133,0,H3133*H3090*H3091*J3090/(H3092*4))","v":{"$error":"#VALUE!"}},{"$f":"IF(H3092<=BB3094-E3133,0,H3133*H3090*H3091*J3090/(H3092*4))","v":{"$error":"#VALUE!"}},{"$f":"IF(H3092<=BC3094-E3133,0,H3133*H3090*H3091*J3090/(H3092*4))","v":{"$error":"#VALUE!"}},{"$f":"IF(H3092<=BD3094-E3133,0,H3133*H3090*H3091*J3090/(H3092*4))","v":{"$error":"#VALUE!"}},{"$f":"IF(H3092<=BE3094-E3133,0,H3133*H3090*H3091*J3090/(H3092*4))","v":{"$error":"#VALUE!"}},{"$f":"IF(H3092<=BF3094-E3133,0,H3133*H3090*H3091*J3090/(H3092*4))","v":{"$error":"#VALUE!"}},{"$f":"IF(H3092<=BG3094-E3133,0,H3133*H3090*H3091*J3090/(H3092*4))","v":{"$error":"#VALUE!"}}]
[{"$nulls":4},11.25,{"$f":"$DF$44","v":{"v":0,"d":"0.000"}},{"$f":"IF(SUM(F3095:F3136)-H3093<=0,0,SUM(F3095:F3136)-H3093)","v":{"v":0,"d":"0.00"}},{"v":0,"d":"0.000"},{"$nulls":41},{"$f":"IF(H3092<=AX3094-E3136,0,H3136*H3090*H3091*J3090/(H3092*4))","v":{"$error":"#VALUE!"}},{"$f":"IF(H3092<=AY3094-E3136,0,H3136*H3090*H3091*J3090/(H3092*4))","v":{"$error":"#VALUE!"}},{"$f":"IF(H3092<=AZ3094-E3136,0,H3136*H3090*H3091*J3090/(H3092*4))","v":{"$error":"#VALUE!"}},{"$f":"IF(H3092<=BA3094-E3136,0,H3136*H3090*H3091*J3090/(H3092*4))","v":{"$error":"#VALUE!"}},{"$f":"IF(H3092<=BB3094-E3136,0,H3136*H3090*H3091*J3090/(H3092*4))","v":{"$error":"#VALUE!"}},{"$f":"IF(H3092<=BC3094-E3136,0,H3136*H3090*H3091*J3090/(H3092*4))","v":{"$error":"#VALUE!"}},{"$f":"IF(H3092<=BD3094-E3136,0,H3136*H3090*H3091*J3090/(H3092*4))","v":{"$error":"#VALUE!"}},{"$f":"IF(H3092<=BE3094-E3136,0,H3136*H3090*H3091*J3090/(H3092*4))","v":{"$error":"#VALUE!"}},{"$f":"IF(H3092<=BF3094-E3136,0,H3136*H3090*H3091*J3090/(H3092*4))","v":{"$error":"#VALUE!"}},{"$f":"IF(H3092<=BG3094-E3136,0,H3136*H3090*H3091*J3090/(H3092*4))","v":{"$error":"#VALUE!"}},{"$f":"IF(H3092<=BH3094-E3136,0,H3136*H3090*H3091*J3090/(H3092*4))","v":{"$error":"#VALUE!"}},{"$f":"IF(H3092<=BI3094-E3136,0,H3136*H3090*H3091*J3090/(H3092*4))","v":{"$error":"#VALUE!"}},{"$f":"IF(H3092<=BJ3094-E3136,0,H3136*H3090*H3091*J3090/(H3092*4))","v":{"$error":"#VALUE!"}}]
[{"$nulls":4},11.75,{"$f":"$DF$46","v":{"v":0,"d":"0.000"}},{"$f":"IF(SUM(F3095:F3138)-H3093<=0,0,SUM(F3095:F3138)-H3093)","v":{"v":0,"d":"0.00"}},{"v":0,"d":"0.000"},{"$nulls":43},{"$f":"IF(H3092<=AZ3094-E3138,0,H3138*H3090*H3091*J3090/(H3092*4))","v":{"$error":"#VALUE!"}},{"$f":"IF(H3092<=BA3094-E3138,0,H3138*H3090*H3091*J3090/(H3092*4))","v":{"$error":"#VALUE!"}},{"$f":"IF(H3092<=BB3094-E3138,0,H3138*H3090*H3091*J3090/(H3092*4))","v":{"$error":"#VALUE!"}},{"$f":"IF(H3092<=BC3094-E3138,0,H3138*H3090*H3091*J3090/(H3092*4))","v":{"$error":"#VALUE!"}},{"$f":"IF(H3092<=BD3094-E3138,0,H3138*H3090*H3091*J3090/(H3092*4))","v":{"$error":"#VALUE!"}},{"$f":"IF(H3092<=BE3094-E3138,0,H3138*H3090*H3091*J3090/(H3092*4))","v":{"$error":"#VALUE!"}},{"$f":"IF(H3092<=BF3094-E3138,0,H3138*H3090*H3091*J3090/(H3092*4))","v":{"$error":"#VALUE!"}},{"$f":"IF(H3092<=BG3094-E3138,0,H3138*H3090*H3091*J3090/(H3092*4))","v":{"$error":"#VALUE!"}},{"$f":"IF(H3092<=BH3094-E3138,0,H3138*H3090*H3091*J3090/(H3092*4))","v":{"$error":"#VALUE!"}},{"$f":"IF(H3092<=BI3094-E3138,0,H3138*H3090*H3091*J3090/(H3092*4))","v":{"$error":"#VALUE!"}},{"$f":"IF(H3092<=BJ3094-E3138,0,H3138*H3090*H3091*J3090/(H3092*4))","v":{"$error":"#VALUE!"}},{"$f":"IF(H3092<=BK3094-E3138,0,H3138*H3090*H3091*J3090/(H3092*4))","v":{"$error":"#VALUE!"}},{"$f":"IF(H3092<=BL3094-E3138,0,H3138*H3090*H3091*J3090/(H3092*4))","v":{"$error":"#VALUE!"}}]
[{"$nulls":4},{"v":12.5,"d":"12.50"},{"$f":"$DF$49","v":{"v":0,"d":"0.000"}},{"$f":"IF(SUM(F3095:F3141)-H3093<=0,0,SUM(F3095:F3141)-H3093)","v":{"v":0,"d":"0.00"}},{"v":0,"d":"0.000"},{"$nulls":46},{"$f":"IF(H3092<=BC3094-E3141,0,H3141*H3090*H3091*J3090/(H3092*4))","v":{"$error":"#VALUE!"}},{"$f":"IF(H3092<=BD3094-E3141,0,H3141*H3090*H3091*J3090/(H3092*4))","v":{"$error":"#VALUE!"}},{"$f":"IF(H3092<=BE3094-E3141,0,H3141*H3090*H3091*J3090/(H3092*4))","v":{"$error":"#VALUE!"}},{"$f":"IF(H3092<=BF3094-E3141,0,H3141*H3090*H3091*J3090/(H3092*4))","v":{"$error":"#VALUE!"}},{"$f":"IF(H3092<=BG3094-E3141,0,H3141*H3090*H3091*J3090/(H3092*4))","v":{"$error":"#VALUE!"}},{"$f":"IF(H3092<=BH3094-E3141,0,H3141*H3090*H3091*J3090/(H3092*4))","v":{"$error":"#VALUE!"}},{"$f":"IF(H3092<=BI3094-E3141,0,H3141*H3090*H3091*J3090/(H3092*4))","v":{"$error":"#VALUE!"}},{"$f":"IF(H3092<=BJ3094-E3141,0,H3141*H3090*H3091*J3090/(H3092*4))","v":{"$error":"#VALUE!"}},{"$f":"IF(H3092<=BK3094-E3141,0,H3141*H3090*H3091*J3090/(H3092*4))","v":{"$error":"#VALUE!"}},{"$f":"IF(H3092<=BL3094-E3141,0,H3141*H3090*H3091*J3090/(H3092*4))","v":{"$error":"#VALUE!"}},{"$f":"IF(H3092<=BM3094-E3141,0,H3141*H3090*H3091*J3090/(H3092*4))","v":{"$error":"#VALUE!"}},{"$f":"IF(H3092<=BN3094-E3141,0,H3141*H3090*H3091*J3090/(H3092*4))","v":{"$error":"#VALUE!"}},{"$f":"IF(H3092<=BO3094-E3141,0,H3141*H3090*H3091*J3090/(H3092*4))","v":{"$error":"#VALUE!"}}]
[{"$nulls":4},12.75,{"$f":"$DF$50","v":{"v":0,"d":"0.000"}},{"$f":"IF(SUM(F3095:F3142)-H3093<=0,0,SUM(F3095:F3142)-H3093)","v":{"v":0,"d":"0.00"}},{"v":0,"d":"0.000"},{"$nulls":47},{"$f":"IF(H3092<=BD3094-E3142,0,H3142*H3090*H3091*J3090/(H3092*4))","v":{"$error":"#VALUE!"}},{"$f":"IF(H3092<=BE3094-E3142,0,H3142*H3090*H3091*J3090/(H3092*4))","v":{"$error":"#VALUE!"}},{"$f":"IF(H3092<=BF3094-E3142,0,H3142*H3090*H3091*J3090/(H3092*4))","v":{"$error":"#VALUE!"}},{"$f":"IF(H3092<=BG3094-E3142,0,H3142*H3090*H3091*J3090/(H3092*4))","v":{"$error":"#VALUE!"}},{"$f":"IF(H3092<=BH3094-E3142,0,H3142*H3090*H3091*J3090/(H3092*4))","v":{"$error":"#VALUE!"}},{"$f":"IF(H3092<=BI3094-E3142,0,H3142*H3090*H3091*J3090/(H3092*4))","v":{"$error":"#VALUE!"}},{"$f":"IF(H3092<=BJ3094-E3142,0,H3142*H3090*H3091*J3090/(H3092*4))","v":{"$error":"#VALUE!"}},{"$f":"IF(H3092<=BK3094-E3142,0,H3142*H3090*H3091*J3090/(H3092*4))","v":{"$error":"#VALUE!"}},{"$f":"IF(H3092<=BL3094-E3142,0,H3142*H3090*H3091*J3090/(H3092*4))","v":{"$error":"#VALUE!"}},{"$f":"IF(H3092<=BM3094-E3142,0,H3142*H3090*H3091*J3090/(H3092*4))","v":{"$error":"#VALUE!"}},{"$f":"IF(H3092<=BN3094-E3142,0,H3142*H3090*H3091*J3090/(H3092*4))","v":{"$error":"#VALUE!"}},{"$f":"IF(H3092<=BO3094-E3142,0,H3142*H3090*H3091*J3090/(H3092*4))","v":{"$error":"#VALUE!"}},{"$f":"IF(H3092<=BP3094-E3142,0,H3142*H3090*H3091*J3090/(H3092*4))","v":{"$error":"#VALUE!"}}]
[{"$nulls":4},13.75,{"$f":"$DF$54","v":{"v":0,"d":"0.000"}},{"$f":"IF(SUM(F3095:F3146)-H3093<=0,0,SUM(F3095:F3146)-H3093)","v":{"v":0,"d":"0.00"}},{"v":0,"d":"0.000"},{"$nulls":51},{"$f":"IF(H3092<=BH3094-E3146,0,H3146*H3090*H3091*J3090/(H3092*4))","v":{"$error":"#VALUE!"}},{"$f":"IF(H3092<=BI3094-E3146,0,H3146*H3090*H3091*J3090/(H3092*4))","v":{"$error":"#VALUE!"}},{"$f":"IF(H3092<=BJ3094-E3146,0,H3146*H3090*H3091*J3090/(H3092*4))","v":{"$error":"#VALUE!"}},{"$f":"IF(H3092<=BK3094-E3146,0,H3146*H3090*H3091*J3090/(H3092*4))","v":{"$error":"#VALUE!"}},{"$f":"IF(H3092<=BL3094-E3146,0,H3146*H3090*H3091*J3090/(H3092*4))","v":{"$error":"#VALUE!"}},{"$f":"IF(H3092<=BM3094-E3146,0,H3146*H3090*H3091*J3090/(H3092*4))","v":{"$error":"#VALUE!"}},{"$f":"IF(H3092<=BN3094-E3146,0,H3146*H3090*H3091*J3090/(H3092*4))","v":{"$error":"#VALUE!"}},{"$f":"IF(H3092<=BO3094-E3146,0,H3146*H3090*H3091*J3090/(H3092*4))","v":{"$error":"#VALUE!"}},{"$f":"IF(H3092<=BP3094-E3146,0,H3146*H3090*H3091*J3090/(H3092*4))","v":{"$error":"#VALUE!"}},{"$f":"IF(H3092<=BQ3094-E3146,0,H3146*H3090*H3091*J3090/(H3092*4))","v":{"$error":"#VALUE!"}},{"$f":"IF(H3092<=BR3094-E3146,0,H3146*H3090*H3091*J3090/(H3092*4))","v":{"$error":"#VALUE!"}},{"$f":"IF(H3092<=BS3094-E3146,0,H3146*H3090*H3091*J3090/(H3092*4))","v":{"$error":"#VALUE!"}},{"$f":"IF(H3092<=BT3094-E3146,0,H3146*H3090*H3091*J3090/(H3092*4))","v":{"$error":"#VALUE!"}}]
[{"$nulls":4},{"v":14,"d":"14.00"},{"$f":"$DF$55","v":{"v":0,"d":"0.000"}},{"$f":"IF(SUM(F3095:F3147)-H3093<=0,0,SUM(F3095:F3147)-H3093)","v":{"v":0,"d":"0.00"}},{"v":0,"d":"0.000"},{"$nulls":52},{"$f":"IF(H3092<=BI3094-E3147,0,H3147*H3090*H3091*J3090/(H3092*4))","v":{"$error":"#VALUE!"}},{"$f":"IF(H3092<=BJ3094-E3147,0,H3147*H3090*H3091*J3090/(H3092*4))","v":{"$error":"#VALUE!"}},{"$f":"IF($H3092<=$BK3094-$E3147,0,$H3147*$H3090*$H3091*$J3090/($H3092*4))","v":{"$error":"#VALUE!"}},{"$f":"IF(H3092<=BL3094-E3147,0,H3147*H3090*H3091*J3090/(H3092*4))","v":{"$error":"#VALUE!"}},{"$f":"IF(H3092<=BM3094-E3147,0,H3147*H3090*H3091*J3090/(H3092*4))","v":{"$error":"#VALUE!"}},{"$f":"IF(H3092<=BN3094-E3147,0,H3147*H3090*H3091*J3090/(H3092*4))","v":{"$error":"#VALUE!"}},{"$f":"IF(H3092<=BO3094-E3147,0,H3147*H3090*H3091*J3090/(H3092*4))","v":{"$error":"#VALUE!"}},{"$f":"IF(H3092<=BP3094-E3147,0,H3147*H3090*H3091*J3090/(H3092*4))","v":{"$error":"#VALUE!"}},{"$f":"IF(H3092<=BQ3094-E3147,0,H3147*H3090*H3091*J3090/(H3092*4))","v":{"$error":"#VALUE!"}},{"$f":"IF(H3092<=BR3094-E3147,0,H3147*H3090*H3091*J3090/(H3092*4))","v":{"$error":"#VALUE!"}},{"$f":"IF(H3092<=BS3094-E3147,0,H3147*H3090*H3091*J3090/(H3092*4))","v":{"$error":"#VALUE!"}},{"$f":"IF(H3092<=BT3094-E3147,0,H3147*H3090*H3091*J3090/(H3092*4))","v":{"$error":"#VALUE!"}},{"$f":"IF(H3092<=BU3094-E3147,0,H3147*H3090*H3091*J3090/(H3092*4))","v":{"$error":"#VALUE!"}}]
[{"$nulls":4},14.75,{"$f":"$DF$58","v":{"v":0,"d":"0.000"}},{"$f":"IF(SUM(F3095:F3150)-H3093<=0,0,SUM(F3095:F3150)-H3093)","v":{"v":0,"d":"0.00"}},{"v":0,"d":"0.000"},{"$nulls":55},{"$f":"IF(H3092<=BL3094-E3150,0,H3150*H3090*H3091*J3090/(H3092*4))","v":{"$error":"#VALUE!"}},{"$f":"IF(H3092<=BM3094-E3150,0,H3150*H3090*H3091*J3090/(H3092*4))","v":{"$error":"#VALUE!"}},{"$f":"IF(H3092<=BN3094-E3150,0,H3150*H3090*H3091*J3090/(H3092*4))","v":{"$error":"#VALUE!"}},{"$f":"IF(H3092<=BO3094-E3150,0,H3150*H3090*H3091*J3090/(H3092*4))","v":{"$error":"#VALUE!"}},{"$f":"IF(H3092<=BP3094-E3150,0,H3150*H3090*H3091*J3090/(H3092*4))","v":{"$error":"#VALUE!"}},{"$f":"IF(H3092<=BQ3094-E3150,0,H3150*H3090*H3091*J3090/(H3092*4))","v":{"$error":"#VALUE!"}},{"$f":"IF(H3092<=BR3094-E3150,0,H3150*H3090*H3091*J3090/(H3092*4))","v":{"$error":"#VALUE!"}},{"$f":"IF(H3092<=BS3094-E3150,0,H3150*H3090*H3091*J3090/(H3092*4))","v":{"$error":"#VALUE!"}},{"$f":"IF(H3092<=BT3094-E3150,0,H3150*H3090*H3091*J3090/(H3092*4))","v":{"$error":"#VALUE!"}},{"$f":"IF(H3092<=BU3094-E3150,0,H3150*H3090*H3091*J3090/(H3092*4))","v":{"$error":"#VALUE!"}},{"$f":"IF(H3092<=BV3094-E3150,0,H3150*H3090*H3091*J3090/(H3092*4))","v":{"$error":"#VALUE!"}},{"$f":"IF(H3092<=BW3094-E3150,0,H3150*H3090*H3091*J3090/(H3092*4))","v":{"$error":"#VALUE!"}},{"$f":"IF(H3092<=BX3094-E3150,0,H3150*H3090*H3091*J3090/(H3092*4))","v":{"$error":"#VALUE!"}}]
[{"$nulls":4},{"v":15,"d":"15.00"},{"$f":"$DF$59","v":{"v":0,"d":"0.000"}},{"$f":"IF(SUM(F3095:F3151)-H3093<=0,0,SUM(F3095:F3151)-H3093)","v":{"v":0,"d":"0.00"}},{"v":0,"d":"0.000"},{"$nulls":56},{"$f":"IF(H3092<=BM3094-E3151,0,H3151*H3090*H3091*J3090/(H3092*4))","v":{"$error":"#VALUE!"}},{"$f":"IF(H3092<=BN3094-E3151,0,H3151*H3090*H3091*J3090/(H3092*4))","v":{"$error":"#VALUE!"}},{"$f":"IF(H3092<=BO3094-E3151,0,H3151*H3090*H3091*J3090/(H3092*4))","v":{"$error":"#VALUE!"}},{"$f":"IF(H3092<=BP3094-E3151,0,H3151*H3090*H3091*J3090/(H3092*4))","v":{"$error":"#VALUE!"}},{"$f":"IF(H3092<=BQ3094-E3151,0,H3151*H3090*H3091*J3090/(H3092*4))","v":{"$error":"#VALUE!"}},{"$f":"IF(H3092<=BR3094-E3151,0,H3151*H3090*H3091*J3090/(H3092*4))","v":{"$error":"#VALUE!"}},{"$f":"IF(H3092<=BS3094-E3151,0,H3151*H3090*H3091*J3090/(H3092*4))","v":{"$error":"#VALUE!"}},{"$f":"IF(H3092<=BT3094-E3151,0,H3151*H3090*H3091*J3090/(H3092*4))","v":{"$error":"#VALUE!"}},{"$f":"IF(H3092<=BU3094-E3151,0,H3151*H3090*H3091*J3090/(H3092*4))","v":{"$error":"#VALUE!"}},{"$f":"IF(H3092<=BV3094-E3151,0,H3151*H3090*H3091*J3090/(H3092*4))","v":{"$error":"#VALUE!"}},{"$f":"IF(H3092<=BW3094-E3151,0,H3151*H3090*H3091*J3090/(H3092*4))","v":{"$error":"#VALUE!"}},{"$f":"IF(H3092<=BX3094-E3151,0,H3151*H3090*H3091*J3090/(H3092*4))","v":{"$error":"#VALUE!"}},{"$f":"IF(H3092<=BY3094-E3151,0,H3151*H3090*H3091*J3090/(H3092*4))","v":{"$error":"#VALUE!"}}]
[{"$nulls":4},15.75,{"$f":"$DF$62","v":{"v":0,"d":"0.000"}},{"$f":"IF(SUM(F3095:F3154)-H3093<=0,0,SUM(F3095:F3154)-H3093)","v":{"v":0,"d":"0.00"}},{"v":0,"d":"0.000"},{"$nulls":59},{"$f":"IF(H3092<=BP3094-E3154,0,H3154*H3090*H3091*J3090/(H3092*4))","v":{"$error":"#VALUE!"}},{"$f":"IF(H3092<=BQ3094-E3154,0,H3154*H3090*H3091*J3090/(H3092*4))","v":{"$error":"#VALUE!"}},{"$f":"IF(H3092<=BR3094-E3154,0,H3154*H3090*H3091*J3090/(H3092*4))","v":{"$error":"#VALUE!"}},{"$f":"IF(H3092<=BS3094-E3154,0,H3154*H3090*H3091*J3090/(H3092*4))","v":{"$error":"#VALUE!"}},{"$f":"IF(H3092<=BT3094-E3154,0,H3154*H3090*H3091*J3090/(H3092*4))","v":{"$error":"#VALUE!"}},{"$f":"IF(H3092<=BU3094-E3154,0,H3154*H3090*H3091*J3090/(H3092*4))","v":{"$error":"#VALUE!"}},{"$f":"IF(H3092<=BV3094-E3154,0,H3154*H3090*H3091*J3090/(H3092*4))","v":{"$error":"#VALUE!"}},{"$f":"IF(H3092<=BW3094-E3154,0,H3154*H3090*H3091*J3090/(H3092*4))","v":{"$error":"#VALUE!"}},{"$f":"IF(H3092<=BX3094-E3154,0,H3154*H3090*H3091*J3090/(H3092*4))","v":{"$error":"#VALUE!"}},{"$f":"IF(H3092<=BY3094-E3154,0,H3154*H3090*H3091*J3090/(H3092*4))","v":{"$error":"#VALUE!"}},{"$f":"IF(H3092<=BZ3094-E3154,0,H3154*H3090*H3091*J3090/(H3092*4))","v":{"$error":"#VALUE!"}},{"$f":"IF(H3092<=CA3094-E3154,0,H3154*H3090*H3091*J3090/(H3092*4))","v":{"$error":"#VALUE!"}},{"$f":"IF(H3092<=CB3094-E3154,0,H3154*H3090*H3091*J3090/(H3092*4))","v":{"$error":"#VALUE!"}}]
[{"$nulls":4},16.25,{"$f":"$DF$64","v":{"v":0,"d":"0.000"}},{"$f":"IF(SUM(F3095:F3156)-H3093<=0,0,SUM(F3095:F3156)-H3093)","v":{"v":0,"d":"0.00"}},{"v":0,"d":"0.000"},{"$nulls":61},{"$f":"IF(H3092<=BR3094-E3156,0,H3156*H3090*H3091*J3090/(H3092*4))","v":{"$error":"#VALUE!"}},{"$f":"IF(H3092<=BS3094-E3156,0,H3156*H3090*H3091*J3090/(H3092*4))","v":{"$error":"#VALUE!"}},{"$f":"IF(H3092<=BT3094-E3156,0,H3156*H3090*H3091*J3090/(H3092*4))","v":{"$error":"#VALUE!"}},{"$f":"IF(H3092<=BU3094-E3156,0,H3156*H3090*H3091*J3090/(H3092*4))","v":{"$error":"#VALUE!"}},{"$f":"IF(H3092<=BV3094-E3156,0,H3156*H3090*H3091*J3090/(H3092*4))","v":{"$error":"#VALUE!"}},{"$f":"IF(H3092<=BW3094-E3156,0,H3156*H3090*H3091*J3090/(H3092*4))","v":{"$error":"#VALUE!"}},{"$f":"IF(H3092<=BX3094-E3156,0,H3156*H3090*H3091*J3090/(H3092*4))","v":{"$error":"#VALUE!"}},{"$f":"IF(H3092<=BY3094-E3156,0,H3156*H3090*H3091*J3090/(H3092*4))","v":{"$error":"#VALUE!"}},{"$f":"IF(H3092<=BZ3094-E3156,0,H3156*H3090*H3091*J3090/(H3092*4))","v":{"$error":"#VALUE!"}},{"$f":"IF(H3092<=CA3094-E3156,0,H3156*H3090*H3091*J3090/(H3092*4))","v":{"$error":"#VALUE!"}},{"$f":"IF(H3092<=CB3094-E3156,0,H3156*H3090*H3091*J3090/(H3092*4))","v":{"$error":"#VALUE!"}},{"$f":"IF(H3092<=CC3094-E3156,0,H3156*H3090*H3091*J3090/(H3092*4))","v":{"$error":"#VALUE!"}},{"$f":"IF(H3092<=CD3094-E3156,0,H3156*H3090*H3091*J3090/(H3092*4))","v":{"$error":"#VALUE!"}}]
[{"$nulls":4},{"v":17,"d":"17.00"},{"$f":"$DF$67","v":{"v":0,"d":"0.000"}},{"$f":"IF(SUM(F3095:F3159)-H3093<=0,0,SUM(F3095:F3159)-H3093)","v":{"v":0,"d":"0.00"}},{"v":0,"d":"0.000"},{"$nulls":64},{"$f":"IF(H3092<=BU3094-E3159,0,H3159*H3090*H3091*J3090/(H3092*4))","v":{"$error":"#VALUE!"}},{"$f":"IF(H3092<=BV3094-E3159,0,H3159*H3090*H3091*J3090/(H3092*4))","v":{"$error":"#VALUE!"}},{"$f":"IF(H3092<=BW3094-E3159,0,H3159*H3090*H3091*J3090/(H3092*4))","v":{"$error":"#VALUE!"}},{"$f":"IF(H3092<=BX3094-E3159,0,H3159*H3090*H3091*J3090/(H3092*4))","v":{"$error":"#VALUE!"}},{"$f":"IF(H3092<=BY3094-E3159,0,H3159*H3090*H3091*J3090/(H3092*4))","v":{"$error":"#VALUE!"}},{"$f":"IF(H3092<=BZ3094-E3159,0,H3159*H3090*H3091*J3090/(H3092*4))","v":{"$error":"#VALUE!"}},{"$f":"IF(H3092<=CA3094-E3159,0,H3159*H3090*H3091*J3090/(H3092*4))","v":{"$error":"#VALUE!"}},{"$f":"IF(H3092<=CB3094-E3159,0,H3159*H3090*H3091*J3090/(H3092*4))","v":{"$error":"#VALUE!"}},{"$f":"IF(H3092<=CC3094-E3159,0,H3159*H3090*H3091*J3090/(H3092*4))","v":{"$error":"#VALUE!"}},{"$f":"IF(H3092<=CD3094-E3159,0,H3159*H3090*H3091*J3090/(H3092*4))","v":{"$error":"#VALUE!"}},{"$f":"IF(H3092<=CE3094-E3159,0,H3159*H3090*H3091*J3090/(H3092*4))","v":{"$error":"#VALUE!"}},{"$f":"IF(H3092<=CF3094-E3159,0,H3159*H3090*H3091*J3090/(H3092*4))","v":{"$error":"#VALUE!"}},{"$f":"IF(H3092<=CG3094-E3159,0,H3159*H3090*H3091*J3090/(H3092*4))","v":{"$error":"#VALUE!"}}]
[{"$nulls":4},17.75,{"$f":"$DF$70","v":{"v":0,"d":"0.000"}},{"$f":"IF(SUM(F3095:F3162)-H3093<=0,0,SUM(F3095:F3162)-H3093)","v":{"v":0,"d":"0.00"}},{"v":0,"d":"0.000"},{"$nulls":67},{"$f":"IF(H3092<=BX3094-E3162,0,H3162*H3090*H3091*J3090/(H3092*4))","v":{"$error":"#VALUE!"}},{"$f":"IF(H3092<=BY3094-E3162,0,H3162*H3090*H3091*J3090/(H3092*4))","v":{"$error":"#VALUE!"}},{"$f":"IF(H3092<=BZ3094-E3162,0,H3162*H3090*H3091*J3090/(H3092*4))","v":{"$error":"#VALUE!"}},{"$f":"IF(H3092<=CA3094-E3162,0,H3162*H3090*H3091*J3090/(H3092*4))","v":{"$error":"#VALUE!"}},{"$f":"IF(H3092<=CB3094-E3162,0,H3162*H3090*H3091*J3090/(H3092*4))","v":{"$error":"#VALUE!"}},{"$f":"IF(H3092<=CC3094-E3162,0,H3162*H3090*H3091*J3090/(H3092*4))","v":{"$error":"#VALUE!"}},{"$f":"IF(H3092<=CD3094-E3162,0,H3162*H3090*H3091*J3090/(H3092*4))","v":{"$error":"#VALUE!"}},{"$f":"IF(H3092<=CE3094-E3162,0,H3162*H3090*H3091*J3090/(H3092*4))","v":{"$error":"#VALUE!"}},{"$f":"IF(H3092<=CF3094-E3162,0,H3162*H3090*H3091*J3090/(H3092*4))","v":{"$error":"#VALUE!"}},{"$f":"IF(H3092<=CG3094-E3162,0,H3162*H3090*H3091*J3090/(H3092*4))","v":{"$error":"#VALUE!"}},{"$f":"IF(H3092<=CH3094-E3162,0,H3162*H3090*H3091*J3090/(H3092*4))","v":{"$error":"#VALUE!"}},{"$f":"IF(H3092<=CI3094-E3162,0,H3162*H3090*H3091*J3090/(H3092*4))","v":{"$error":"#VALUE!"}},{"$f":"IF(H3092<=CJ3094-E3162,0,H3162*H3090*H3091*J3090/(H3092*4))","v":{"$error":"#VALUE!"}}]
[{"$nulls":4},18.25,{"$f":"$DF$72","v":{"v":0,"d":"0.000"}},{"$f":"IF(SUM(F3095:F3164)-H3093<=0,0,SUM(F3095:F3164)-H3093)","v":{"v":0,"d":"0.00"}},{"v":0,"d":"0.000"},{"$nulls":69},{"$f":"IF(H3092<=BZ3094-E3164,0,H3164*H3090*H3091*J3090/(H3092*4))","v":{"$error":"#VALUE!"}},{"$f":"IF(H3092<=CA3094-E3164,0,H3164*H3090*H3091*J3090/(H3092*4))","v":{"$error":"#VALUE!"}},{"$f":"IF(H3092<=CB3094-E3164,0,H3164*H3090*H3091*J3090/(H3092*4))","v":{"$error":"#VALUE!"}},{"$f":"IF(H3092<=CC3094-E3164,0,H3164*H3090*H3091*J3090/(H3092*4))","v":{"$error":"#VALUE!"}},{"$f":"IF(H3092<=CD3094-E3164,0,H3164*H3090*H3091*J3090/(H3092*4))","v":{"$error":"#VALUE!"}},{"$f":"IF(H3092<=CE3094-E3164,0,H3164*H3090*H3091*J3090/(H3092*4))","v":{"$error":"#VALUE!"}},{"$f":"IF(H3092<=CF3094-E3164,0,H3164*H3090*H3091*J3090/(H3092*4))","v":{"$error":"#VALUE!"}},{"$f":"IF(H3092<=CG3094-E3164,0,H3164*H3090*H3091*J3090/(H3092*4))","v":{"$error":"#VALUE!"}},{"$f":"IF(H3092<=CH3094-E3164,0,H3164*H3090*H3091*J3090/(H3092*4))","v":{"$error":"#VALUE!"}},{"$f":"IF(H3092<=CI3094-E3164,0,H3164*H3090*H3091*J3090/(H3092*4))","v":{"$error":"#VALUE!"}},{"$f":"IF(H3092<=CJ3094-E3164,0,H3164*H3090*H3091*J3090/(H3092*4))","v":{"$error":"#VALUE!"}},{"$f":"IF(H3092<=CK3094-E3164,0,H3164*H3090*H3091*J3090/(H3092*4))","v":{"$error":"#VALUE!"}},{"$f":"IF(H3092<=CL3094-E3164,0,H3164*H3090*H3091*J3090/(H3092*4))","v":{"$error":"#VALUE!"}}]
[{"$nulls":4},{"v":18.5,"d":"18.50"},{"$f":"$DF$73","v":{"v":0,"d":"0.000"}},{"$f":"IF(SUM(F3095:F3165)-H3093<=0,0,SUM(F3095:F3165)-H3093)","v":{"v":0,"d":"0.00"}},{"v":0,"d":"0.000"},{"$nulls":70},{"$f":"IF(H3092<=CA3094-E3165,0,H3165*H3090*H3091*J3090/(H3092*4))","v":{"$error":"#VALUE!"}},{"$f":"IF(H3092<=CB3094-E3165,0,H3165*H3090*H3091*J3090/(H3092*4))","v":{"$error":"#VALUE!"}},{"$f":"IF(H3092<=CC3094-E3165,0,H3165*H3090*H3091*J3090/(H3092*4))","v":{"$error":"#VALUE!"}},{"$f":"IF(H3092<=CD3094-E3165,0,H3165*H3090*H3091*J3090/(H3092*4))","v":{"$error":"#VALUE!"}},{"$f":"IF(H3092<=CE3094-E3165,0,H3165*H3090*H3091*J3090/(H3092*4))","v":{"$error":"#VALUE!"}},{"$f":"IF(H3092<=CF3094-E3165,0,H3165*H3090*H3091*J3090/(H3092*4))","v":{"$error":"#VALUE!"}},{"$f":"IF(H3092<=CG3094-E3165,0,H3165*H3090*H3091*J3090/(H3092*4))","v":{"$error":"#VALUE!"}},{"$f":"IF(H3092<=CH3094-E3165,0,H3165*H3090*H3091*J3090/(H3092*4))","v":{"$error":"#VALUE!"}},{"$f":"IF(H3092<=CI3094-E3165,0,H3165*H3090*H3091*J3090/(H3092*4))","v":{"$error":"#VALUE!"}},{"$f":"IF(H3092<=CJ3094-E3165,0,H3165*H3090*H3091*J3090/(H3092*4))","v":{"$error":"#VALUE!"}},{"$f":"IF(H3092<=CK3094-E3165,0,H3165*H3090*H3091*J3090/(H3092*4))","v":{"$error":"#VALUE!"}},{"$f":"IF(H3092<=CL3094-E3165,0,H3165*H3090*H3091*J3090/(H3092*4))","v":{"$error":"#VALUE!"}},{"$f":"IF(H3092<=CM3094-E3165,0,H3165*H3090*H3091*J3090/(H3092*4))","v":{"$error":"#VALUE!"}}]
[{"$nulls":4},{"v":19,"d":"19.00"},{"$f":"$DF$75","v":{"v":0,"d":"0.000"}},{"$f":"IF(SUM(F3095:F3167)-H3093<=0,0,SUM(F3095:F3167)-H3093)","v":{"v":0,"d":"0.00"}},{"v":0,"d":"0.000"},{"$nulls":72},{"$f":"IF(H3092<=CC3094-E3167,0,H3167*H3090*H3091*J3090/(H3092*4))","v":{"$error":"#VALUE!"}},{"$f":"IF(H3092<=CD3094-E3167,0,H3167*H3090*H3091*J3090/(H3092*4))","v":{"$error":"#VALUE!"}},{"$f":"IF(H3092<=CE3094-E3167,0,H3167*H3090*H3091*J3090/(H3092*4))","v":{"$error":"#VALUE!"}},{"$f":"IF(H3092<=CF3094-E3167,0,H3167*H3090*H3091*J3090/(H3092*4))","v":{"$error":"#VALUE!"}},{"$f":"IF(H3092<=CG3094-E3167,0,H3167*H3090*H3091*J3090/(H3092*4))","v":{"$error":"#VALUE!"}},{"$f":"IF(H3092<=CH3094-E3167,0,H3167*H3090*H3091*J3090/(H3092*4))","v":{"$error":"#VALUE!"}},{"$f":"IF(H3092<=CI3094-E3167,0,H3167*H3090*H3091*J3090/(H3092*4))","v":{"$error":"#VALUE!"}},{"$f":"IF(H3092<=CJ3094-E3167,0,H3167*H3090*H3091*J3090/(H3092*4))","v":{"$error":"#VALUE!"}},{"$f":"IF(H3092<=CK3094-E3167,0,H3167*H3090*H3091*J3090/(H3092*4))","v":{"$error":"#VALUE!"}},{"$f":"IF(H3092<=CL3094-E3167,0,H3167*H3090*H3091*J3090/(H3092*4))","v":{"$error":"#VALUE!"}},{"$f":"IF(H3092<=CM3094-E3167,0,H3167*H3090*H3091*J3090/(H3092*4))","v":{"$error":"#VALUE!"}},{"$f":"IF(H3092<=CN3094-E3167,0,H3167*H3090*H3091*J3090/(H3092*4))","v":{"$error":"#VALUE!"}},{"$f":"IF(H3092<=CO3094-E3167,0,H3167*H3090*H3091*J3090/(H3092*4))","v":{"$error":"#VALUE!"}}]
[{"$nulls":4},19.75,{"$f":"$DF$78","v":{"v":0,"d":"0.000"}},{"$f":"IF(SUM(F3095:F3170)-H3093<=0,0,SUM(F3095:F3170)-H3093)","v":{"v":0,"d":"0.00"}},{"v":0,"d":"0.000"},{"$nulls":75},{"$f":"IF(H3092<=CF3094-E3170,0,H3170*H3090*H3091*J3090/(H3092*4))","v":{"$error":"#VALUE!"}},{"$f":"IF(H3092<=CG3094-E3170,0,H3170*H3090*H3091*J3090/(H3092*4))","v":{"$error":"#VALUE!"}},{"$f":"IF(H3092<=CH3094-E3170,0,H3170*H3090*H3091*J3090/(H3092*4))","v":{"$error":"#VALUE!"}},{"$f":"IF(H3092<=CI3094-E3170,0,H3170*H3090*H3091*J3090/(H3092*4))","v":{"$error":"#VALUE!"}},{"$f":"IF(H3092<=CJ3094-E3170,0,H3170*H3090*H3091*J3090/(H3092*4))","v":{"$error":"#VALUE!"}},{"$f":"IF(H3092<=CK3094-E3170,0,H3170*H3090*H3091*J3090/(H3092*4))","v":{"$error":"#VALUE!"}},{"$f":"IF(H3092<=CL3094-E3170,0,H3170*H3090*H3091*J3090/(H3092*4))","v":{"$error":"#VALUE!"}},{"$f":"IF(H3092<=CM3094-E3170,0,H3170*H3090*H3091*J3090/(H3092*4))","v":{"$error":"#VALUE!"}},{"$f":"IF(H3092<=CN3094-E3170,0,H3170*H3090*H3091*J3090/(H3092*4))","v":{"$error":"#VALUE!"}},{"$f":"IF(H3092<=CO3094-E3170,0,H3170*H3090*H3091*J3090/(H3092*4))","v":{"$error":"#VALUE!"}},{"$f":"IF(H3092<=CP3094-E3170,0,H3170*H3090*H3091*J3090/(H3092*4))","v":{"$error":"#VALUE!"}},{"$f":"IF(H3092<=CQ3094-E3170,0,H3170*H3090*H3091*J3090/(H3092*4))","v":{"$error":"#VALUE!"}},{"$f":"IF(H3092<=CR3094-E3170,0,H3170*H3090*H3091*J3090/(H3092*4))","v":{"$error":"#VALUE!"}}]
[{"$nulls":4},{"v":20.5,"d":"20.50"},{"$f":"$DF$81","v":{"v":0,"d":"0.000"}},{"$f":"IF(SUM(F3095:F3173)-H3093<=0,0,SUM(F3095:F3173)-H3093)","v":{"v":0,"d":"0.00"}},{"v":0,"d":"0.000"},{"$nulls":78},{"$f":"IF(H3092<=CI3094-E3173,0,H3173*H3090*H3091*J3090/(H3092*4))","v":{"$error":"#VALUE!"}},{"$f":"IF(H3092<=CJ3094-E3173,0,H3173*H3090*H3091*J3090/(H3092*4))","v":{"$error":"#VALUE!"}},{"$f":"IF(H3092<=CK3094-E3173,0,H3173*H3090*H3091*J3090/(H3092*4))","v":{"$error":"#VALUE!"}},{"$f":"IF(H3092<=CL3094-E3173,0,H3173*H3090*H3091*J3090/(H3092*4))","v":{"$error":"#VALUE!"}},{"$f":"IF(H3092<=CM3094-E3173,0,H3173*H3090*H3091*J3090/(H3092*4))","v":{"$error":"#VALUE!"}},{"$f":"IF(H3092<=CN3094-E3173,0,H3173*H3090*H3091*J3090/(H3092*4))","v":{"$error":"#VALUE!"}},{"$f":"IF(H3092<=CO3094-E3173,0,H3173*H3090*H3091*J3090/(H3092*4))","v":{"$error":"#VALUE!"}},{"$f":"IF(H3092<=CP3094-E3173,0,H3173*H3090*H3091*J3090/(H3092*4))","v":{"$error":"#VALUE!"}},{"$f":"IF(H3092<=CQ3094-E3173,0,H3173*H3090*H3091*J3090/(H3092*4))","v":{"$error":"#VALUE!"}},{"$f":"IF(H3092<=CR3094-E3173,0,H3173*H3090*H3091*J3090/(H3092*4))","v":{"$error":"#VALUE!"}},{"$f":"IF(H3092<=CS3094-E3173,0,H3173*H3090*H3091*J3090/(H3092*4))","v":{"$error":"#VALUE!"}},{"$f":"IF(H3092<=CT3094-E3173,0,H3173*H3090*H3091*J3090/(H3092*4))","v":{"$error":"#VALUE!"}},{"$f":"IF(H3092<=CU3094-E3173,0,H3173*H3090*H3091*J3090/(H3092*4))","v":{"$error":"#VALUE!"}}]
[{"$nulls":4},{"v":21,"d":"21.00"},{"$f":"$DF$83","v":{"v":0,"d":"0.000"}},{"$f":"IF(SUM(F3095:F3175)-H3093<=0,0,SUM(F3095:F3175)-H3093)","v":{"v":0,"d":"0.00"}},{"v":0,"d":"0.000"},{"$nulls":80},{"$f":"IF(H3092<=CK3094-E3175,0,H3175*H3090*H3091*J3090/(H3092*4))","v":{"$error":"#VALUE!"}},{"$f":"IF(H3092<=CL3094-E3175,0,H3175*H3090*H3091*J3090/(H3092*4))","v":{"$error":"#VALUE!"}},{"$f":"IF(H3092<=CM3094-E3175,0,H3175*H3090*H3091*J3090/(H3092*4))","v":{"$error":"#VALUE!"}},{"$f":"IF(H3092<=CN3094-E3175,0,H3175*H3090*H3091*J3090/(H3092*4))","v":{"$error":"#VALUE!"}},{"$f":"IF(H3092<=CO3094-E3175,0,H3175*H3090*H3091*J3090/(H3092*4))","v":{"$error":"#VALUE!"}},{"$f":"IF(H3092<=CP3094-E3175,0,H3175*H3090*H3091*J3090/(H3092*4))","v":{"$error":"#VALUE!"}},{"$f":"IF(H3092<=CQ3094-E3175,0,H3175*H3090*H3091*J3090/(H3092*4))","v":{"$error":"#VALUE!"}},{"$f":"IF(H3092<=CR3094-E3175,0,H3175*H3090*H3091*J3090/(H3092*4))","v":{"$error":"#VALUE!"}},{"$f":"IF(H3092<=CS3094-E3175,0,H3175*H3090*H3091*J3090/(H3092*4))","v":{"$error":"#VALUE!"}},{"$f":"IF(H3092<=CT3094-E3175,0,H3175*H3090*H3091*J3090/(H3092*4))","v":{"$error":"#VALUE!"}},{"$f":"IF(H3092<=CU3094-E3175,0,H3175*H3090*H3091*J3090/(H3092*4))","v":{"$error":"#VALUE!"}},{"$f":"IF(H3092<=CV3094-E3175,0,H3175*H3090*H3091*J3090/(H3092*4))","v":{"$error":"#VALUE!"}},{"$f":"IF(H3092<=CW3094-E3175,0,H3175*H3090*H3091*J3090/(H3092*4))","v":{"$error":"#VALUE!"}}]
[{"$nulls":4},21.75,{"$f":"$DF$86","v":{"v":0,"d":"0.000"}},{"$f":"IF(SUM(F3095:F3178)-H3093<=0,0,SUM(F3095:F3178)-H3093)","v":{"v":0,"d":"0.00"}},{"v":0,"d":"0.000"},{"$nulls":83},{"$f":"IF(H3092<=CN3094-E3178,0,H3178*H3090*H3091*J3090/(H3092*4))","v":{"$error":"#VALUE!"}},{"$f":"IF(H3092<=CO3094-E3178,0,H3178*H3090*H3091*J3090/(H3092*4))","v":{"$error":"#VALUE!"}},{"$f":"IF(H3092<=CP3094-E3178,0,H3178*H3090*H3091*J3090/(H3092*4))","v":{"$error":"#VALUE!"}},{"$f":"IF(H3092<=CQ3094-E3178,0,H3178*H3090*H3091*J3090/(H3092*4))","v":{"$error":"#VALUE!"}},{"$f":"IF(H3092<=CR3094-E3178,0,H3178*H3090*H3091*J3090/(H3092*4))","v":{"$error":"#VALUE!"}},{"$f":"IF(H3092<=CS3094-E3178,0,H3178*H3090*H3091*J3090/(H3092*4))","v":{"$error":"#VALUE!"}},{"$f":"IF(H3092<=CT3094-E3178,0,H3178*H3090*H3091*J3090/(H3092*4))","v":{"$error":"#VALUE!"}},{"$f":"IF(H3092<=CU3094-E3178,0,H3178*H3090*H3091*J3090/(H3092*4))","v":{"$error":"#VALUE!"}},{"$f":"IF(H3092<=CV3094-E3178,0,H3178*H3090*H3091*J3090/(H3092*4))","v":{"$error":"#VALUE!"}},{"$f":"IF(H3092<=CW3094-E3178,0,H3178*H3090*H3091*J3090/(H3092*4))","v":{"$error":"#VALUE!"}},{"$f":"IF(H3092<=CX3094-E3178,0,H3178*H3090*H3091*J3090/(H3092*4))","v":{"$error":"#VALUE!"}},{"$f":"IF(H3092<=CY3094-E3178,0,H3178*H3090*H3091*J3090/(H3092*4))","v":{"$error":"#VALUE!"}},{"$f":"IF(H3092<=CZ3094-E3178,0,H3178*H3090*H3091*J3090/(H3092*4))","v":{"$error":"#VALUE!"}}]
[{"$nulls":4},{"v":22,"d":"22.00"},{"$f":"$DF$87","v":{"v":0,"d":"0.000"}},{"$f":"IF(SUM(F3095:F3179)-H3093<=0,0,SUM(F3095:F3179)-H3093)","v":{"v":0,"d":"0.00"}},{"v":0,"d":"0.000"},{"$nulls":84},{"$f":"IF(H3092<=CO3094-E3179,0,H3179*H3090*H3091*J3090/(H3092*4))","v":{"$error":"#VALUE!"}},{"$f":"IF(H3092<=CP3094-E3179,0,H3179*H3090*H3091*J3090/(H3092*4))","v":{"$error":"#VALUE!"}},{"$f":"IF(H3092<=CQ3094-E3179,0,H3179*H3090*H3091*J3090/(H3092*4))","v":{"$error":"#VALUE!"}},{"$f":"IF(H3092<=CR3094-E3179,0,H3179*H3090*H3091*J3090/(H3092*4))","v":{"$error":"#VALUE!"}},{"$f":"IF(H3092<=CS3094-E3179,0,H3179*H3090*H3091*J3090/(H3092*4))","v":{"$error":"#VALUE!"}},{"$f":"IF(H3092<=CT3094-E3179,0,H3179*H3090*H3091*J3090/(H3092*4))","v":{"$error":"#VALUE!"}},{"$f":"IF(H3092<=CU3094-E3179,0,H3179*H3090*H3091*J3090/(H3092*4))","v":{"$error":"#VALUE!"}},{"$f":"IF(H3092<=CV3094-E3179,0,H3179*H3090*H3091*J3090/(H3092*4))","v":{"$error":"#VALUE!"}},{"$f":"IF(H3092<=CW3094-E3179,0,H3179*H3090*H3091*J3090/(H3092*4))","v":{"$error":"#VALUE!"}},{"$f":"IF(H3092<=CX3094-E3179,0,H3179*H3090*H3091*J3090/(H3092*4))","v":{"$error":"#VALUE!"}},{"$f":"IF(H3092<=CY3094-E3179,0,H3179*H3090*H3091*J3090/(H3092*4))","v":{"$error":"#VALUE!"}},{"$f":"IF(H3092<=CZ3094-E3179,0,H3179*H3090*H3091*J3090/(H3092*4))","v":{"$error":"#VALUE!"}}]
[{"$nulls":4},{"v":22.5,"d":"22.50"},{"$f":"$DF$89","v":{"v":0,"d":"0.000"}},{"$f":"IF(SUM(F3095:F3181)-H3093<=0,0,SUM(F3095:F3181)-H3093)","v":{"v":0,"d":"0.00"}},{"v":0,"d":"0.000"},{"$nulls":86},{"$f":"IF(H3092<=CQ3094-E3181,0,H3181*H3090*H3091*J3090/(H3092*4))","v":{"$error":"#VALUE!"}},{"$f":"IF(H3092<=CR3094-E3181,0,H3181*H3090*H3091*J3090/(H3092*4))","v":{"$error":"#VALUE!"}},{"$f":"IF(H3092<=CS3094-E3181,0,H3181*H3090*H3091*J3090/(H3092*4))","v":{"$error":"#VALUE!"}},{"$f":"IF(H3092<=CT3094-E3181,0,H3181*H3090*H3091*J3090/(H3092*4))","v":{"$error":"#VALUE!"}},{"$f":"IF(H3092<=CU3094-E3181,0,H3181*H3090*H3091*J3090/(H3092*4))","v":{"$error":"#VALUE!"}},{"$f":"IF(H3092<=CV3094-E3181,0,H3181*H3090*H3091*J3090/(H3092*4))","v":{"$error":"#VALUE!"}},{"$f":"IF(H3092<=CW3094-E3181,0,H3181*H3090*H3091*J3090/(H3092*4))","v":{"$error":"#VALUE!"}},{"$f":"IF(H3092<=CX3094-E3181,0,H3181*H3090*H3091*J3090/(H3092*4))","v":{"$error":"#VALUE!"}},{"$f":"IF(H3092<=CY3094-E3181,0,H3181*H3090*H3091*J3090/(H3092*4))","v":{"$error":"#VALUE!"}},{"$f":"IF(H3092<=CZ3094-E3181,0,H3181*H3090*H3091*J3090/(H3092*4))","v":{"$error":"#VALUE!"}}]
[{"$nulls":4},23.25,{"$f":"$DF$92","v":{"v":0,"d":"0.000"}},{"$f":"IF(SUM(F3095:F3184)-H3093<=0,0,SUM(F3095:F3184)-H3093)","v":{"v":0,"d":"0.00"}},{"v":0,"d":"0.000"},{"$nulls":89},{"$f":"IF(H3092<=CT3094-E3184,0,H3184*H3090*H3091*J3090/(H3092*4))","v":{"$error":"#VALUE!"}},{"$f":"IF(H3092<=CU3094-E3184,0,H3184*H3090*H3091*J3090/(H3092*4))","v":{"$error":"#VALUE!"}},{"$f":"IF(H3092<=CV3094-E3184,0,H3184*H3090*H3091*J3090/(H3092*4))","v":{"$error":"#VALUE!"}},{"$f":"IF(H3092<=CW3094-E3184,0,H3184*H3090*H3091*J3090/(H3092*4))","v":{"$error":"#VALUE!"}},{"$f":"IF(H3092<=CX3094-E3184,0,H3184*H3090*H3091*J3090/(H3092*4))","v":{"$error":"#VALUE!"}},{"$f":"IF(H3092<=CY3094-E3184,0,H3184*H3090*H3091*J3090/(H3092*4))","v":{"$error":"#VALUE!"}},{"$f":"IF(H3092<=CZ3094-E3184,0,H3184*H3090*H3091*J3090/(H3092*4))","v":{"$error":"#VALUE!"}}]
[{"$nulls":4},{"v":24,"d":"24.00"},{"$f":"$DF$95","v":{"v":0,"d":"0.000"}},{"$f":"IF(SUM(F3095:F3187)-H3093<=0,0,SUM(F3095:F3187)-H3093)","v":{"v":0,"d":"0.00"}},{"v":0,"d":"0.000"},{"$nulls":92},{"$f":"IF(H3092<=CW3094-E3187,0,H3187*H3090*H3091*J3090/(H3092*4))","v":{"$error":"#VALUE!"}},{"$f":"IF(H3092<=CX3094-E3187,0,H3187*H3090*H3091*J3090/(H3092*4))","v":{"$error":"#VALUE!"}},{"$f":"IF(H3092<=CY3094-E3187,0,H3187*H3090*H3091*J3090/(H3092*4))","v":{"$error":"#VALUE!"}},{"$f":"IF(H3092<=CZ3094-E3187,0,H3187*H3090*H3091*J3090/(H3092*4))","v":{"$error":"#VALUE!"}}]
[{"$nulls":4},{"v":24.5,"d":"24.50"},{"$f":"$DF$97","v":{"v":0,"d":"0.000"}},{"$f":"IF(SUM(F3095:F3189)-H3093<=0,0,SUM(F3095:F3189)-H3093)","v":{"v":0,"d":"0.00"}},{"v":0,"d":"0.000"},{"$nulls":94},{"$f":"IF(H3092<=CY3094-E3189,0,H3189*H3090*H3091*J3090/(H3092*4))","v":{"$error":"#VALUE!"}},{"$f":"IF(H3092<=CZ3094-E3189,0,H3189*H3090*H3091*J3090/(H3092*4))","v":{"$error":"#VALUE!"}}]
[{"$f":"CONCATENATE(H3089,C3192)","v":"CSO 02511a."},"11. Runoff Generated","11a.","Stormwater runoff (MG). ",null,null,{"$f":"C3192","v":"11a."},null,{"$f":"SUM(I3095:I3190)","v":{"$error":"#VALUE!"}},{"$f":"SUM(J3095:J3190)","v":{"$error":"#VALUE!"}},{"$error":"#VALUE!"},{"$error":"#VALUE!"},{"$error":"#VALUE!"},{"$error":"#VALUE!"},{"$error":"#VALUE!"},{"$error":"#VALUE!"},{"$error":"#VALUE!"},{"$error":"#VALUE!"},{"$error":"#VALUE!"},{"$error":"#VALUE!"},{"$error":"#VALUE!"},{"$error":"#VALUE!"},{"$error":"#VALUE!"},{"$error":"#VALUE!"},{"$error":"#VALUE!"},{"$error":"#VALUE!"},{"$error":"#VALUE!"},{"$error":"#VALUE!"},{"$error":"#VALUE!"},{"$error":"#VALUE!"},{"$error":"#VALUE!"},{"$error":"#VALUE!"},{"$error":"#VALUE!"},{"$error":"#VALUE!"},{"$error":"#VALUE!"},{"$error":"#VALUE!"},{"$error":"#VALUE!"},{"$error":"#VALUE!"},{"$error":"#VALUE!"},{"$error":"#VALUE!"},{"$error":"#VALUE!"},{"$error":"#VALUE!"},{"$error":"#VALUE!"},{"$error":"#VALUE!"},{"$error":"#VALUE!"},{"$error":"#VALUE!"},{"$error":"#VALUE!"},{"$error":"#VALUE!"},{"$error":"#VALUE!"},{"$error":"#VALUE!"},{"$error":"#VALUE!"},{"$error":"#VALUE!"},{"$error":"#VALUE!"},{"$error":"#VALUE!"},{"$error":"#VALUE!"},{"$error":"#VALUE!"},{"$error":"#VALUE!"},{"$error":"#VALUE!"},{"$error":"#VALUE!"},{"$error":"#VALUE!"},{"$error":"#VALUE!"},{"$error":"#VALUE!"},{"$error":"#VALUE!"},{"$error":"#VALUE!"},{"$error":"#VALUE!"},{"$error":"#VALUE!"},{"$error":"#VALUE!"},{"$error":"#VALUE!"},{"$error":"#VALUE!"},{"$error":"#VALUE!"},{"$error":"#VALUE!"},{"$error":"#VALUE!"},{"$error":"#VALUE!"},{"$f":"SUM(BV3095:BV3190)","v":{"$error":"#VALUE!"}},{"$error":"#VALUE!"},{"$error":"#VALUE!"},{"$error":"#VALUE!"},{"$error":"#VALUE!"},{"$error":"#VALUE!"},{"$error":"#VALUE!"},{"$error":"#VALUE!"},{"$error":"#VALUE!"},{"$error":"#VALUE!"},{"$error":"#VALUE!"},{"$error":"#VALUE!"},{"$error":"#VALUE!"},{"$error":"#VALUE!"},{"$error":"#VALUE!"},{"$error":"#VALUE!"},{"$error":"#VALUE!"},{"$error":"#VALUE!"},{"$error":"#VALUE!"},{"$error":"#VALUE!"},{"$error":"#VALUE!"},{"$error":"#VALUE!"},{"$error":"#VALUE!"},{"$error":"#VALUE!"},{"$error":"#VALUE!"},{"$error":"#VALUE!"},{"$error":"#VALUE!"},{"$error":"#VALUE!"},{"$error":"#VALUE!"},{"$error":"#VALUE!"},{"$error":"#VALUE!"},{"$f":"SUM(I3192:CZ3192)","v":{"$error":"#VALUE!"}}]
[{"$f":"CONCATENATE(H3089,C3193)","v":"CSO 02512b."},"12. Green Infrastructure Reductions","12b.","Total GI capacity (MG). ",null,null,{"$f":"C3193","v":"12b."},{"$f":"IF(HLOOKUP(H3089,'4 - CSO VOLUME'!$E$9:$AS$33,13,FALSE)=\"\",0,HLOOKUP(H3089,'4 - CSO VOLUME'!$E$9:$AS$33,13,FALSE))","v":{"v":0,"d":"0.00"}}]
[{"$f":"CONCATENATE(H3089,C3197)","v":"CSO 02513a."},"13. Runoff Controls","13a.","Total CSO control volume (MG).",null,null,{"$f":"C3197","v":"13a."},{"$f":"HLOOKUP(H3089,'4 - CSO VOLUME'!$E$9:$AS$33,16,FALSE)","v":{"v":0,"d":"0.00"}}]
[{"$f":"CONCATENATE(H3089,C3198)","v":"CSO 02513b."},null,"13b.","Dry weather flow rate (MGD). ",null,null,{"$f":"C3198","v":"13b."},{"$f":"HLOOKUP(H3089,'4 - CSO VOLUME'!$E$9:$AS$33,17,FALSE)","v":{"v":0,"d":"0.00"}},{"$f":"$H3198/(4*24)","v":{"v":0,"d":"0.000"}},{"$f":"$H3198/(4*24)","v":{"v":0,"d":"0.000"}},{"v":0,"d":"0.000"},{"v":0,"d":"0.000"},{"v":0,"d":"0.000"},{"v":0,"d":"0.000"},{"v":0,"d":"0.000"},{"v":0,"d":"0.000"},{"v":0,"d":"0.000"},{"v":0,"d":"0.000"},{"v":0,"d":"0.000"},{"v":0,"d":"0.000"},{"v":0,"d":"0.000"},{"v":0,"d":"0.000"},{"v":0,"d":"0.000"},{"v":0,"d":"0.000"},{"v":0,"d":"0.000"},{"v":0,"d":"0.000"},{"v":0,"d":"0.000"},{"v":0,"d":"0.000"},{"v":0,"d":"0.000"},{"v":0,"d":"0.000"},{"v":0,"d":"0.000"},{"v":0,"d":"0.000"},{"v":0,"d":"0.000"},{"v":0,"d":"0.000"},{"v":0,"d":"0.000"},{"v":0,"d":"0.000"},{"v":0,"d":"0.000"},{"v":0,"d":"0.000"},{"v":0,"d":"0.000"},{"v":0,"d":"0.000"},{"v":0,"d":"0.000"},{"v":0,"d":"0.000"},{"v":0,"d":"0.000"},{"v":0,"d":"0.000"},{"v":0,"d":"0.000"},{"v":0,"d":"0.000"},{"v":0,"d":"0.000"},{"v":0,"d":"0.000"},{"v":0,"d":"0.000"},{"v":0,"d":"0.000"},{"v":0,"d":"0.000"},{"v":0,"d":"0.000"},{"v":0,"d":"0.000"},{"v":0,"d":"0.000"},{"v":0,"d":"0.000"},{"v":0,"d":"0.000"},{"v":0,"d":"0.000"},{"v":0,"d":"0.000"},{"v":0,"d":"0.000"},{"v":0,"d":"0.000"},{"v":0,"d":"0.000"},{"v":0,"d":"0.000"},{"v":0,"d":"0.000"},{"v":0,"d":"0.000"},{"v":0,"d":"0.000"},{"v":0,"d":"0.000"},{"v":0,"d":"0.000"},{"v":0,"d":"0.000"},{"v":0,"d":"0.000"},{"v":0,"d":"0.000"},{"v":0,"d":"0.000"},{"v":0,"d":"0.000"},{"v":0,"d":"0.000"},{"$f":"$H3198/(4*24)","v":{"v":0,"d":"0.000"}},{"v":0,"d":"0.000"},{"v":0,"d":"0.000"},{"v":0,"d":"0.000"},{"v":0,"d":"0.000"},{"v":0,"d":"0.000"},{"v":0,"d":"0.000"},{"v":0,"d":"0.000"},{"v":0,"d":"0.000"},{"v":0,"d":"0.000"},{"v":0,"d":"0.000"},{"v":0,"d":"0.000"},{"v":0,"d":"0.000"},{"v":0,"d":"0.000"},{"v":0,"d":"0.000"},{"v":0,"d":"0.000"},{"v":0,"d":"0.000"},{"v":0,"d":"0.000"},{"v":0,"d":"0.000"},{"v":0,"d":"0.000"},{"v":0,"d":"0.000"},{"v":0,"d":"0.000"},{"v":0,"d":"0.000"},{"v":0,"d":"0.000"},{"v":0,"d":"0.000"},{"v":0,"d":"0.000"},{"v":0,"d":"0.000"},{"v":0,"d":"0.000"},{"v":0,"d":"0.000"},{"v":0,"d":"0.000"},{"v":0,"d":"0.000"}]
[{"$f":"CONCATENATE(H3089,C3201)","v":"CSO 02513d."},null,"13d.","Combined sewage after GI saturation and CSO control (MG). Excess after Line 13c exceeds Line 13a.",null,null,{"$f":"C3201","v":"13d."},null,{"$f":"I3200-H3200","v":{"$error":"#VALUE!"}},{"$f":"J3200-I3200","v":{"$error":"#VALUE!"}},{"$f":"K3200-J3200","v":{"$error":"#VALUE!"}},{"$f":"L3200-K3200","v":{"$error":"#VALUE!"}},{"$f":"M3200-L3200","v":{"$error":"#VALUE!"}},{"$f":"N3200-M3200","v":{"$error":"#VALUE!"}},{"$f":"O3200-N3200","v":{"$error":"#VALUE!"}},{"$f":"P3200-O3200","v":{"$error":"#VALUE!"}},{"$f":"Q3200-P3200","v":{"$error":"#VALUE!"}},{"$f":"R3200-Q3200","v":{"$error":"#VALUE!"}},{"$f":"S3200-R3200","v":{"$error":"#VALUE!"}},{"$f":"T3200-S3200","v":{"$error":"#VALUE!"}},{"$f":"U3200-T3200","v":{"$error":"#VALUE!"}},{"$f":"V3200-U3200","v":{"$error":"#VALUE!"}},{"$f":"W3200-V3200","v":{"$error":"#VALUE!"}},{"$f":"X3200-W3200","v":{"$error":"#VALUE!"}},{"$f":"Y3200-X3200","v":{"$error":"#VALUE!"}},{"$f":"Z3200-Y3200","v":{"$error":"#VALUE!"}},{"$f":"AA3200-Z3200","v":{"$error":"#VALUE!"}},{"$f":"AB3200-AA3200","v":{"$error":"#VALUE!"}},{"$f":"AC3200-AB3200","v":{"$error":"#VALUE!"}},{"$f":"AD3200-AC3200","v":{"$error":"#VALUE!"}},{"$f":"AE3200-AD3200","v":{"$error":"#VALUE!"}},{"$f":"AF3200-AE3200","v":{"$error":"#VALUE!"}},{"$f":"AG3200-AF3200","v":{"$error":"#VALUE!"}},{"$f":"AH3200-AG3200","v":{"$error":"#VALUE!"}},{"$f":"AI3200-AH3200","v":{"$error":"#VALUE!"}},{"$f":"AJ3200-AI3200","v":{"$error":"#VALUE!"}},{"$f":"AK3200-AJ3200","v":{"$error":"#VALUE!"}},{"$f":"AL3200-AK3200","v":{"$error":"#VALUE!"}},{"$f":"AM3200-AL3200","v":{"$error":"#VALUE!"}},{"$f":"AN3200-AM3200","v":{"$error":"#VALUE!"}},{"$f":"AO3200-AN3200","v":{"$error":"#VALUE!"}},{"$f":"AP3200-AO3200","v":{"$error":"#VALUE!"}},{"$f":"AQ3200-AP3200","v":{"$error":"#VALUE!"}},{"$f":"AR3200-AQ3200","v":{"$error":"#VALUE!"}},{"$f":"AS3200-AR3200","v":{"$error":"#VALUE!"}},{"$f":"AT3200-AS3200","v":{"$error":"#VALUE!"}},{"$f":"AU3200-AT3200","v":{"$error":"#VALUE!"}},{"$f":"AV3200-AU3200","v":{"$error":"#VALUE!"}},{"$f":"AW3200-AV3200","v":{"$error":"#VALUE!"}},{"$f":"AX3200-AW3200","v":{"$error":"#VALUE!"}},{"$f":"AY3200-AX3200","v":{"$error":"#VALUE!"}},{"$f":"AZ3200-AY3200","v":{"$error":"#VALUE!"}},{"$f":"BA3200-AZ3200","v":{"$error":"#VALUE!"}},{"$f":"BB3200-BA3200","v":{"$error":"#VALUE!"}},{"$f":"BC3200-BB3200","v":{"$error":"#VALUE!"}},{"$f":"BD3200-BC3200","v":{"$error":"#VALUE!"}},{"$f":"BE3200-BD3200","v":{"$error":"#VALUE!"}},{"$f":"BF3200-BE3200","v":{"$error":"#VALUE!"}},{"$f":"BG3200-BF3200","v":{"$error":"#VALUE!"}},{"$f":"BH3200-BG3200","v":{"$error":"#VALUE!"}},{"$f":"BI3200-BH3200","v":{"$error":"#VALUE!"}},{"$f":"BJ3200-BI3200","v":{"$error":"#VALUE!"}},{"$f":"BK3200-BJ3200","v":{"$error":"#VALUE!"}},{"$f":"BL3200-BK3200","v":{"$error":"#VALUE!"}},{"$f":"BM3200-BL3200","v":{"$error":"#VALUE!"}},{"$f":"BN3200-BM3200","v":{"$error":"#VALUE!"}},{"$f":"BO3200-BN3200","v":{"$error":"#VALUE!"}},{"$f":"BP3200-BO3200","v":{"$error":"#VALUE!"}},{"$f":"BQ3200-BP3200","v":{"$error":"#VALUE!"}},{"$f":"BR3200-BQ3200","v":{"$error":"#VALUE!"}},{"$f":"BS3200-BR3200","v":{"$error":"#VALUE!"}},{"$f":"BT3200-BS3200","v":{"$error":"#VALUE!"}},{"$f":"BU3200-BT3200","v":{"$error":"#VALUE!"}},{"$f":"BV3200-BU3200","v":{"$error":"#VALUE!"}},{"$f":"BW3200-BV3200","v":{"$error":"#VALUE!"}},{"$f":"BX3200-BW3200","v":{"$error":"#VALUE!"}},{"$f":"BY3200-BX3200","v":{"$error":"#VALUE!"}},{"$f":"BZ3200-BY3200","v":{"$error":"#VALUE!"}},{"$f":"CA3200-BZ3200","v":{"$error":"#VALUE!"}},{"$f":"CB3200-CA3200","v":{"$error":"#VALUE!"}},{"$f":"CC3200-CB3200","v":{"$error":"#VALUE!"}},{"$f":"CD3200-CC3200","v":{"$error":"#VALUE!"}},{"$f":"CE3200-CD3200","v":{"$error":"#VALUE!"}},{"$f":"CF3200-CE3200","v":{"$error":"#VALUE!"}},{"$f":"CG3200-CF3200","v":{"$error":"#VALUE!"}},{"$f":"CH3200-CG3200","v":{"$error":"#VALUE!"}},{"$f":"CI3200-CH3200","v":{"$error":"#VALUE!"}},{"$f":"CJ3200-CI3200","v":{"$error":"#VALUE!"}},{"$f":"CK3200-CJ3200","v":{"$error":"#VALUE!"}},{"$f":"CL3200-CK3200","v":{"$error":"#VALUE!"}},{"$f":"CM3200-CL3200","v":{"$error":"#VALUE!"}},{"$f":"CN3200-CM3200","v":{"$error":"#VALUE!"}},{"$f":"CO3200-CN3200","v":{"$error":"#VALUE!"}},{"$f":"CP3200-CO3200","v":{"$error":"#VALUE!"}},{"$f":"CQ3200-CP3200","v":{"$error":"#VALUE!"}},{"$f":"CR3200-CQ3200","v":{"$error":"#VALUE!"}},{"$f":"CS3200-CR3200","v":{"$error":"#VALUE!"}},{"$f":"CT3200-CS3200","v":{"$error":"#VALUE!"}},{"$f":"CU3200-CT3200","v":{"$error":"#VALUE!"}},{"$f":"CV3200-CU3200","v":{"$error":"#VALUE!"}},{"$f":"CW3200-CV3200","v":{"$error":"#VALUE!"}},{"$f":"CX3200-CW3200","v":{"$error":"#VALUE!"}},{"$f":"CY3200-CX3200","v":{"$error":"#VALUE!"}},{"$f":"CZ3200-CY3200","v":{"$error":"#VALUE!"}},{"$f":"SUM(I3201:CZ3201)","v":{"$error":"#VALUE!"}}]
[{"$f":"CONCATENATE(H3089,C3202)","v":"CSO 02514a."},"14. CSO Flows","14a.","CSO hydraulic control capacity (MGD). ",null,null,"14a.",{"$f":"HLOOKUP(H3089,'4 - CSO VOLUME'!$E$9:$AS$33,20,FALSE)","v":""}]
[{"$f":"CONCATENATE(H3089,C3206)","v":"CSO 02514e."},null,"14e.","Untreated CSO volume (MG). Difference between hourly values for Line 14b and line 14d.",null,null,"14e.",null,{"$f":"I3203-I3205","v":{"$error":"#VALUE!"}},{"$f":"J3203-J3205","v":{"$error":"#VALUE!"}},{"$error":"#VALUE!"},{"$error":"#VALUE!"},{"$error":"#VALUE!"},{"$error":"#VALUE!"},{"$error":"#VALUE!"},{"$error":"#VALUE!"},{"$error":"#VALUE!"},{"$error":"#VALUE!"},{"$error":"#VALUE!"},{"$error":"#VALUE!"},{"$error":"#VALUE!"},{"$error":"#VALUE!"},{"$error":"#VALUE!"},{"$error":"#VALUE!"},{"$error":"#VALUE!"},{"$error":"#VALUE!"},{"$error":"#VALUE!"},{"$error":"#VALUE!"},{"$error":"#VALUE!"},{"$error":"#VALUE!"},{"$error":"#VALUE!"},{"$error":"#VALUE!"},{"$error":"#VALUE!"},{"$error":"#VALUE!"},{"$error":"#VALUE!"},{"$error":"#VALUE!"},{"$error":"#VALUE!"},{"$error":"#VALUE!"},{"$error":"#VALUE!"},{"$error":"#VALUE!"},{"$error":"#VALUE!"},{"$error":"#VALUE!"},{"$error":"#VALUE!"},{"$error":"#VALUE!"},{"$error":"#VALUE!"},{"$error":"#VALUE!"},{"$error":"#VALUE!"},{"$error":"#VALUE!"},{"$error":"#VALUE!"},{"$error":"#VALUE!"},{"$error":"#VALUE!"},{"$error":"#VALUE!"},{"$error":"#VALUE!"},{"$error":"#VALUE!"},{"$error":"#VALUE!"},{"$error":"#VALUE!"},{"$error":"#VALUE!"},{"$error":"#VALUE!"},{"$error":"#VALUE!"},{"$error":"#VALUE!"},{"$error":"#VALUE!"},{"$error":"#VALUE!"},{"$error":"#VALUE!"},{"$error":"#VALUE!"},{"$error":"#VALUE!"},{"$error":"#VALUE!"},{"$error":"#VALUE!"},{"$error":"#VALUE!"},{"$error":"#VALUE!"},{"$error":"#VALUE!"},{"$error":"#VALUE!"},{"$error":"#VALUE!"},{"$error":"#VALUE!"},{"$f":"BV3203-BV3205","v":{"$error":"#VALUE!"}},{"$error":"#VALUE!"},{"$error":"#VALUE!"},{"$error":"#VALUE!"},{"$error":"#VALUE!"},{"$error":"#VALUE!"},{"$error":"#VALUE!"},{"$error":"#VALUE!"},{"$error":"#VALUE!"},{"$error":"#VALUE!"},{"$error":"#VALUE!"},{"$error":"#VALUE!"},{"$error":"#VALUE!"},{"$error":"#VALUE!"},{"$error":"#VALUE!"},{"$error":"#VALUE!"},{"$error":"#VALUE!"},{"$error":"#VALUE!"},{"$error":"#VALUE!"},{"$error":"#VALUE!"},{"$error":"#VALUE!"},{"$error":"#VALUE!"},{"$error":"#VALUE!"},{"$error":"#VALUE!"},{"$error":"#VALUE!"},{"$error":"#VALUE!"},{"$error":"#VALUE!"},{"$error":"#VALUE!"},{"$error":"#VALUE!"},{"$error":"#VALUE!"},{"$error":"#VALUE!"},{"$f":"SUM(I3206:CZ3206)","v":{"$error":"#VALUE!"}}]
[{"$f":"CONCATENATE(H3089,C3207)","v":"CSO 02514f."},null,"14f.","Combined sewage diverted to WWTP (MG). Subtract Line 14b from Line 13d at hourly increments.",null,null,"14f.",null,{"$f":"I3201-I3203","v":{"$error":"#VALUE!"}},{"$f":"J3201-J3203","v":{"$error":"#VALUE!"}},{"$error":"#VALUE!"},{"$error":"#VALUE!"},{"$error":"#VALUE!"},{"$error":"#VALUE!"},{"$error":"#VALUE!"},{"$error":"#VALUE!"},{"$error":"#VALUE!"},{"$error":"#VALUE!"},{"$error":"#VALUE!"},{"$error":"#VALUE!"},{"$error":"#VALUE!"},{"$error":"#VALUE!"},{"$error":"#VALUE!"},{"$error":"#VALUE!"},{"$error":"#VALUE!"},{"$error":"#VALUE!"},{"$error":"#VALUE!"},{"$error":"#VALUE!"},{"$error":"#VALUE!"},{"$error":"#VALUE!"},{"$error":"#VALUE!"},{"$error":"#VALUE!"},{"$error":"#VALUE!"},{"$error":"#VALUE!"},{"$error":"#VALUE!"},{"$error":"#VALUE!"},{"$error":"#VALUE!"},{"$error":"#VALUE!"},{"$error":"#VALUE!"},{"$error":"#VALUE!"},{"$error":"#VALUE!"},{"$error":"#VALUE!"},{"$error":"#VALUE!"},{"$error":"#VALUE!"},{"$error":"#VALUE!"},{"$error":"#VALUE!"},{"$error":"#VALUE!"},{"$error":"#VALUE!"},{"$error":"#VALUE!"},{"$error":"#VALUE!"},{"$error":"#VALUE!"},{"$error":"#VALUE!"},{"$error":"#VALUE!"},{"$error":"#VALUE!"},{"$error":"#VALUE!"},{"$error":"#VALUE!"},{"$error":"#VALUE!"},{"$error":"#VALUE!"},{"$error":"#VALUE!"},{"$error":"#VALUE!"},{"$error":"#VALUE!"},{"$error":"#VALUE!"},{"$error":"#VALUE!"},{"$error":"#VALUE!"},{"$error":"#VALUE!"},{"$error":"#VALUE!"},{"$error":"#VALUE!"},{"$error":"#VALUE!"},{"$error":"#VALUE!"},{"$error":"#VALUE!"},{"$error":"#VALUE!"},{"$error":"#VALUE!"},{"$error":"#VALUE!"},{"$f":"BV3201-BV3203","v":{"$error":"#VALUE!"}},{"$error":"#VALUE!"},{"$error":"#VALUE!"},{"$error":"#VALUE!"},{"$error":"#VALUE!"},{"$error":"#VALUE!"},{"$error":"#VALUE!"},{"$error":"#VALUE!"},{"$error":"#VALUE!"},{"$error":"#VALUE!"},{"$error":"#VALUE!"},{"$error":"#VALUE!"},{"$error":"#VALUE!"},{"$error":"#VALUE!"},{"$error":"#VALUE!"},{"$error":"#VALUE!"},{"$error":"#VALUE!"},{"$error":"#VALUE!"},{"$error":"#VALUE!"},{"$error":"#VALUE!"},{"$error":"#VALUE!"},{"$error":"#VALUE!"},{"$error":"#VALUE!"},{"$error":"#VALUE!"},{"$error":"#VALUE!"},{"$error":"#VALUE!"},{"$error":"#VALUE!"},{"$error":"#VALUE!"},{"$error":"#VALUE!"},{"$error":"#VALUE!"},{"$error":"#VALUE!"},{"$f":"SUM(I3207:CZ3207)","v":{"$error":"#VALUE!"}}]
[{"$nulls":7},{"$f":"A28","v":"CSO 026"}]
[{"$nulls":6},"TOC (hr);",{"$f":"HLOOKUP(H3210,'3 - Tc & RAINFALL'!$E$9:$AS$17,6,FALSE)","v":""}]
[{"$nulls":4},"hour","P (in)","P_cum (in)","P_mod (in)",1,1.25,{"v":1.5,"d":"1.50"},1.75,{"v":2,"d":"2.00"},2.25,{"v":2.5,"d":"2.50"},2.75,{"v":3,"d":"3.00"},3.25,{"v":3.5,"d":"3.50"},3.75,{"v":4,"d":"4.00"},4.25,{"v":4.5,"d":"4.50"},4.75,{"v":5,"d":"5.00"},5.25,{"v":5.5,"d":"5.50"},5.75,{"v":6,"d":"6.00"},6.25,{"v":6.5,"d":"6.50"},6.75,{"v":7,"d":"7.00"},7.25,{"v":7.5,"d":"7.50"},7.75,{"v":8,"d":"8.00"},8.25,{"v":8.5,"d":"8.50"},8.75,{"v":9,"d":"9.00"},9.25,{"v":9.5,"d":"9.50"},9.75,{"v":10,"d":"10.00"},10.25,{"v":10.5,"d":"10.50"},10.75,{"v":11,"d":"11.00"},11.25,{"v":11.5,"d":"11.50"},11.75,{"v":12,"d":"12.00"},12.25,{"v":12.5,"d":"12.50"},12.75,{"v":13,"d":"13.00"},13.25,{"v":13.5,"d":"13.50"},13.75,{"v":14,"d":"14.00"},14.25,{"v":14.5,"d":"14.50"},14.75,{"v":15,"d":"15.00"},15.25,{"v":15.5,"d":"15.50"},15.75,{"v":16,"d":"16.00"},16.25,{"v":16.5,"d":"16.50"},16.75,{"v":17,"d":"17.00"},17.25,{"v":17.5,"d":"17.50"},17.75,{"v":18,"d":"18.00"},18.25,{"v":18.5,"d":"18.50"},18.75,{"v":19,"d":"19.00"},19.25,{"v":19.5,"d":"19.50"},19.75,{"v":20,"d":"20.00"},20.25,{"v":20.5,"d":"20.50"},20.75,{"v":21,"d":"21.00"},21.25,{"v":21.5,"d":"21.50"},21.75,{"v":22,"d":"22.00"},22.25,{"v":22.5,"d":"22.50"},22.75,{"v":23,"d":"23.00"},23.25,{"v":23.5,"d":"23.50"},23.75,{"v":24,"d":"24.00"},24.25,{"v":24.5,"d":"24.50"},24.75]
[{"$nulls":4},1,{"$f":"$DF$3","v":{"v":0,"d":"0.000"}},{"$f":"IF(SUM(F3216:F3216)-H3214<=0,0,SUM(F3216:F3216)-H3214)","v":{"v":0,"d":"0.00"}},{"$f":"G3216-0","v":{"v":0,"d":"0.000"}},{"$f":"IF(H3213<=I3215-E3216,0,H3216*H3211*H3212*J3211/(H3213*4))","v":{"$error":"#VALUE!"}},{"$f":"IF(H3213<=J3215-E3216,0,H3216*H3211*H3212*J3211/(H3213*4))","v":{"$error":"#VALUE!"}},{"$f":"IF(H3213<=K3215-E3216,0,H3216*H3211*H3212*J3211/(H3213*4))","v":{"$error":"#VALUE!"}},{"$f":"IF(H3213<=L3215-E3216,0,H3216*H3211*H3212*J3211/(H3213*4))","v":{"$error":"#VALUE!"}},{"$f":"IF(H3213<=M3215-E3216,0,H3216*H3211*H3212*J3211/(H3213*4))","v":{"$error":"#VALUE!"}},{"$f":"IF(H3213<=N3215-E3216,0,H3216*H3211*H3212*J3211/(H3213*4))","v":{"$error":"#VALUE!"}},{"$f":"IF(H3213<=O3215-E3216,0,H3216*H3211*H3212*J3211/(H3213*4))","v":{"$error":"#VALUE!"}},{"$f":"IF(H3213<=P3215-E3216,0,H3216*H3211*H3212*J3211/(H3213*4))","v":{"$error":"#VALUE!"}},{"$f":"IF(H3213<=Q3215-E3216,0,H3216*H3211*H3212*J3211/(H3213*4))","v":{"$error":"#VALUE!"}},{"$f":"IF(H3213<=R3215-E3216,0,H3216*H3211*H3212*J3211/(H3213*4))","v":{"$error":"#VALUE!"}},{"$f":"IF(H3213<=S3215-E3216,0,H3216*H3211*H3212*J3211/(H3213*4))","v":{"$error":"#VALUE!"}},{"$f":"IF(H3213<=T3215-E3216,0,H3216*H3211*H3212*J3211/(H3213*4))","v":{"$error":"#VALUE!"}},{"$f":"IF(H3213<=U3215-E3216,0,H3216*H3211*H3212*J3211/(H3213*4))","v":{"$error":"#VALUE!"}}]
[{"$nulls":4},{"v":1.5,"d":"1.50"},{"$f":"$DF$5","v":{"v":0,"d":"0.000"}},{"$f":"IF(SUM(F3216:F3218)-H3214<=0,0,SUM(F3216:F3218)-H3214)","v":{"v":0,"d":"0.00"}},{"$f":"G3218-G3217","v":{"v":0,"d":"0.000"}},null,null,{"$f":"IF(H3213<=K3215-E3218,0,H3218*H3211*H3212*J3211/(H3213*4))","v":{"$error":"#VALUE!"}},{"$f":"IF(H3213<=L3215-E3218,0,H3218*H3211*H3212*J3211/(H3213*4))","v":{"$error":"#VALUE!"}},{"$f":"IF(H3213<=M3215-E3218,0,H3218*H3211*H3212*J3211/(H3213*4))","v":{"$error":"#VALUE!"}},{"$f":"IF(H3213<=N3215-E3218,0,H3218*H3211*H3212*J3211/(H3213*4))","v":{"$error":"#VALUE!"}},{"$f":"IF(H3213<=O3215-E3218,0,H3218*H3211*H3212*J3211/(H3213*4))","v":{"$error":"#VALUE!"}},{"$f":"IF(H3213<=P3215-E3218,0,H3218*H3211*H3212*J3211/(H3213*4))","v":{"$error":"#VALUE!"}},{"$f":"IF(H3213<=Q3215-E3218,0,H3218*H3211*H3212*J3211/(H3213*4))","v":{"$error":"#VALUE!"}},{"$f":"IF(H3213<=R3215-E3218,0,H3218*H3211*H3212*J3211/(H3213*4))","v":{"$error":"#VALUE!"}},{"$f":"IF(H3213<=S3215-E3218,0,H3218*H3211*H3212*J3211/(H3213*4))","v":{"$error":"#VALUE!"}},{"$f":"IF(H3213<=T3215-E3218,0,H3218*H3211*H3212*J3211/(H3213*4))","v":{"$error":"#VALUE!"}},{"$f":"IF(H3213<=U3215-E3218,0,H3218*H3211*H3212*J3211/(H3213*4))","v":{"$error":"#VALUE!"}},{"$f":"IF(H3213<=V3215-E3218,0,H3218*H3211*H3212*J3211/(H3213*4))","v":{"$error":"#VALUE!"}},{"$f":"IF(H3213<=W3215-E3218,0,H3218*H3211*H3212*J3211/(H3213*4))","v":{"$error":"#VALUE!"}}]
[{"$nulls":4},2.25,{"$f":"$DF$8","v":{"v":0,"d":"0.000"}},{"$f":"IF(SUM(F3216:F3221)-H3214<=0,0,SUM(F3216:F3221)-H3214)","v":{"v":0,"d":"0.00"}},{"v":0,"d":"0.000"},{"$nulls":5},{"$f":"IF(H3213<=N3215-E3221,0,H3221*H3211*H3212*J3211/(H3213*4))","v":{"$error":"#VALUE!"}},{"$f":"IF(H3213<=O3215-E3221,0,H3221*H3211*H3212*J3211/(H3213*4))","v":{"$error":"#VALUE!"}},{"$f":"IF(H3213<=P3215-E3221,0,H3221*H3211*H3212*J3211/(H3213*4))","v":{"$error":"#VALUE!"}},{"$f":"IF(H3213<=Q3215-E3221,0,H3221*H3211*H3212*J3211/(H3213*4))","v":{"$error":"#VALUE!"}},{"$f":"IF(H3213<=R3215-E3221,0,H3221*H3211*H3212*J3211/(H3213*4))","v":{"$error":"#VALUE!"}},{"$f":"IF(H3213<=S3215-E3221,0,H3221*H3211*H3212*J3211/(H3213*4))","v":{"$error":"#VALUE!"}},{"$f":"IF(H3213<=T3215-E3221,0,H3221*H3211*H3212*J3211/(H3213*4))","v":{"$error":"#VALUE!"}},{"$f":"IF(H3213<=U3215-E3221,0,H3221*H3211*H3212*J3211/(H3213*4))","v":{"$error":"#VALUE!"}},{"$f":"IF(H3213<=V3215-E3221,0,H3221*H3211*H3212*J3211/(H3213*4))","v":{"$error":"#VALUE!"}},{"$f":"IF(H3213<=W3215-E3221,0,H3221*H3211*H3212*J3211/(H3213*4))","v":{"$error":"#VALUE!"}},{"$f":"IF(H3213<=X3215-E3221,0,H3221*H3211*H3212*J3211/(H3213*4))","v":{"$error":"#VALUE!"}},{"$f":"IF(H3213<=Y3215-E3221,0,H3221*H3211*H3212*J3211/(H3213*4))","v":{"$error":"#VALUE!"}},{"$f":"IF(H3213<=Z3215-E3221,0,H3221*H3211*H3212*J3211/(H3213*4))","v":{"$error":"#VALUE!"}}]
[{"$nulls":4},{"v":3,"d":"3.00"},{"$f":"$DF$11","v":{"v":0,"d":"0.000"}},{"$f":"IF(SUM(F3216:F3224)-H3214<=0,0,SUM(F3216:F3224)-H3214)","v":{"v":0,"d":"0.00"}},{"v":0,"d":"0.000"},{"$nulls":8},{"$f":"IF(H3213<=Q3215-E3224,0,H3224*H3211*H3212*J3211/(H3213*4))","v":{"$error":"#VALUE!"}},{"$f":"IF(H3213<=R3215-E3224,0,H3224*H3211*H3212*J3211/(H3213*4))","v":{"$error":"#VALUE!"}},{"$f":"IF(H3213<=S3215-E3224,0,H3224*H3211*H3212*J3211/(H3213*4))","v":{"$error":"#VALUE!"}},{"$f":"IF(H3213<=T3215-E3224,0,H3224*H3211*H3212*J3211/(H3213*4))","v":{"$error":"#VALUE!"}},{"$f":"IF(H3213<=U3215-E3224,0,H3224*H3211*H3212*J3211/(H3213*4))","v":{"$error":"#VALUE!"}},{"$f":"IF(H3213<=V3215-E3224,0,H3224*H3211*H3212*J3211/(H3213*4))","v":{"$error":"#VALUE!"}},{"$f":"IF(H3213<=W3215-E3224,0,H3224*H3211*H3212*J3211/(H3213*4))","v":{"$error":"#VALUE!"}},{"$f":"IF(H3213<=X3215-E3224,0,H3224*H3211*H3212*J3211/(H3213*4))","v":{"$error":"#VALUE!"}},{"$f":"IF(H3213<=Y3215-E3224,0,H3224*H3211*H3212*J3211/(H3213*4))","v":{"$error":"#VALUE!"}},{"$f":"IF(H3213<=Z3215-E3224,0,H3224*H3211*H3212*J3211/(H3213*4))","v":{"$error":"#VALUE!"}},{"$f":"IF(H3213<=AA3215-E3224,0,H3224*H3211*H3212*J3211/(H3213*4))","v":{"$error":"#VALUE!"}},{"$f":"IF(H3213<=AB3215-E3224,0,H3224*H3211*H3212*J3211/(H3213*4))","v":{"$error":"#VALUE!"}},{"$f":"IF(H3213<=AC3215-E3224,0,H3224*H3211*H3212*J3211/(H3213*4))","v":{"$error":"#VALUE!"}}]
[{"$nulls":4},{"v":3.5,"d":"3.50"},{"$f":"$DF$13","v":{"v":0,"d":"0.000"}},{"$f":"IF(SUM(F3216:F3226)-H3214<=0,0,SUM(F3216:F3226)-H3214)","v":{"v":0,"d":"0.00"}},{"v":0,"d":"0.000"},{"$nulls":10},{"$f":"IF(H3213<=S3215-E3226,0,H3226*H3211*H3212*J3211/(H3213*4))","v":{"$error":"#VALUE!"}},{"$f":"IF(H3213<=T3215-E3226,0,H3226*H3211*H3212*J3211/(H3213*4))","v":{"$error":"#VALUE!"}},{"$f":"IF(H3213<=U3215-E3226,0,H3226*H3211*H3212*J3211/(H3213*4))","v":{"$error":"#VALUE!"}},{"$f":"IF(H3213<=V3215-E3226,0,H3226*H3211*H3212*J3211/(H3213*4))","v":{"$error":"#VALUE!"}},{"$f":"IF(H3213<=W3215-E3226,0,H3226*H3211*H3212*J3211/(H3213*4))","v":{"$error":"#VALUE!"}},{"$f":"IF(H3213<=X3215-E3226,0,H3226*H3211*H3212*J3211/(H3213*4))","v":{"$error":"#VALUE!"}},{"$f":"IF(H3213<=Y3215-E3226,0,H3226*H3211*H3212*J3211/(H3213*4))","v":{"$error":"#VALUE!"}},{"$f":"IF(H3213<=Z3215-E3226,0,H3226*H3211*H3212*J3211/(H3213*4))","v":{"$error":"#VALUE!"}},{"$f":"IF(H3213<=AA3215-E3226,0,H3226*H3211*H3212*J3211/(H3213*4))","v":{"$error":"#VALUE!"}},{"$f":"IF(H3213<=AB3215-E3226,0,H3226*H3211*H3212*J3211/(H3213*4))","v":{"$error":"#VALUE!"}},{"$f":"IF(H3213<=AC3215-E3226,0,H3226*H3211*H3212*J3211/(H3213*4))","v":{"$error":"#VALUE!"}},{"$f":"IF(H3213<=AD3215-E3226,0,H3226*H3211*H3212*J3211/(H3213*4))","v":{"$error":"#VALUE!"}},{"$f":"IF(H3213<=AE3215-E3226,0,H3226*H3211*H3212*J3211/(H3213*4))","v":{"$error":"#VALUE!"}}]
[{"$nulls":4},4.25,{"$f":"$DF$16","v":{"v":0,"d":"0.000"}},{"$f":"IF(SUM(F3216:F3229)-H3214<=0,0,SUM(F3216:F3229)-H3214)","v":{"v":0,"d":"0.00"}},{"v":0,"d":"0.000"},{"$nulls":13},{"$f":"IF(H3213<=V3215-E3229,0,H3229*H3211*H3212*J3211/(H3213*4))","v":{"$error":"#VALUE!"}},{"$f":"IF(H3213<=W3215-E3229,0,H3229*H3211*H3212*J3211/(H3213*4))","v":{"$error":"#VALUE!"}},{"$f":"IF(H3213<=X3215-E3229,0,H3229*H3211*H3212*J3211/(H3213*4))","v":{"$error":"#VALUE!"}},{"$f":"IF(H3213<=Y3215-E3229,0,H3229*H3211*H3212*J3211/(H3213*4))","v":{"$error":"#VALUE!"}},{"$f":"IF(H3213<=Z3215-E3229,0,H3229*H3211*H3212*J3211/(H3213*4))","v":{"$error":"#VALUE!"}},{"$f":"IF(H3213<=AA3215-E3229,0,H3229*H3211*H3212*J3211/(H3213*4))","v":{"$error":"#VALUE!"}},{"$f":"IF(H3213<=AB3215-E3229,0,H3229*H3211*H3212*J3211/(H3213*4))","v":{"$error":"#VALUE!"}},{"$f":"IF(H3213<=AC3215-E3229,0,H3229*H3211*H3212*J3211/(H3213*4))","v":{"$error":"#VALUE!"}},{"$f":"IF(H3213<=AD3215-E3229,0,H3229*H3211*H3212*J3211/(H3213*4))","v":{"$error":"#VALUE!"}},{"$f":"IF(H3213<=AE3215-E3229,0,H3229*H3211*H3212*J3211/(H3213*4))","v":{"$error":"#VALUE!"}},{"$f":"IF(H3213<=AF3215-E3229,0,H3229*H3211*H3212*J3211/(H3213*4))","v":{"$error":"#VALUE!"}},{"$f":"IF(H3213<=AG3215-E3229,0,H3229*H3211*H3212*J3211/(H3213*4))","v":{"$error":"#VALUE!"}},{"$f":"IF(H3213<=AH3215-E3229,0,H3229*H3211*H3212*J3211/(H3213*4))","v":{"$error":"#VALUE!"}}]
[{"$nulls":4},{"v":4.5,"d":"4.50"},{"$f":"$DF$17","v":{"v":0,"d":"0.000"}},{"$f":"IF(SUM(F3216:F3230)-H3214<=0,0,SUM(F3216:F3230)-H3214)","v":{"v":0,"d":"0.00"}},{"v":0,"d":"0.000"},{"$nulls":14},{"$f":"IF(H3213<=W3215-E3230,0,H3230*H3211*H3212*J3211/(H3213*4))","v":{"$error":"#VALUE!"}},{"$f":"IF(H3213<=X3215-E3230,0,H3230*H3211*H3212*J3211/(H3213*4))","v":{"$error":"#VALUE!"}},{"$f":"IF(H3213<=Y3215-E3230,0,H3230*H3211*H3212*J3211/(H3213*4))","v":{"$error":"#VALUE!"}},{"$f":"IF(H3213<=Z3215-E3230,0,H3230*H3211*H3212*J3211/(H3213*4))","v":{"$error":"#VALUE!"}},{"$f":"IF(H3213<=AA3215-E3230,0,H3230*H3211*H3212*J3211/(H3213*4))","v":{"$error":"#VALUE!"}},{"$f":"IF(H3213<=AB3215-E3230,0,H3230*H3211*H3212*J3211/(H3213*4))","v":{"$error":"#VALUE!"}},{"$f":"IF(H3213<=AC3215-E3230,0,H3230*H3211*H3212*J3211/(H3213*4))","v":{"$error":"#VALUE!"}},{"$f":"IF(H3213<=AD3215-E3230,0,H3230*H3211*H3212*J3211/(H3213*4))","v":{"$error":"#VALUE!"}},{"$f":"IF(H3213<=AE3215-E3230,0,H3230*H3211*H3212*J3211/(H3213*4))","v":{"$error":"#VALUE!"}},{"$f":"IF(H3213<=AF3215-E3230,0,H3230*H3211*H3212*J3211/(H3213*4))","v":{"$error":"#VALUE!"}},{"$f":"IF(H3213<=AG3215-E3230,0,H3230*H3211*H3212*J3211/(H3213*4))","v":{"$error":"#VALUE!"}},{"$f":"IF(H3213<=AH3215-E3230,0,H3230*H3211*H3212*J3211/(H3213*4))","v":{"$error":"#VALUE!"}},{"$f":"IF(H3213<=AI3215-E3230,0,H3230*H3211*H3212*J3211/(H3213*4))","v":{"$error":"#VALUE!"}}]
[{"$nulls":4},{"v":5.5,"d":"5.50"},{"$f":"$DF$21","v":{"v":0,"d":"0.000"}},{"$f":"IF(SUM(F3216:F3234)-H3214<=0,0,SUM(F3216:F3234)-H3214)","v":{"v":0,"d":"0.00"}},{"v":0,"d":"0.000"},{"$nulls":18},{"$f":"IF(H3213<=AA3215-E3234,0,H3234*H3211*H3212*J3211/(H3213*4))","v":{"$error":"#VALUE!"}},{"$f":"IF(H3213<=AB3215-E3234,0,H3234*H3211*H3212*J3211/(H3213*4))","v":{"$error":"#VALUE!"}},{"$f":"IF(H3213<=AC3215-E3234,0,H3234*H3211*H3212*J3211/(H3213*4))","v":{"$error":"#VALUE!"}},{"$f":"IF(H3213<=AD3215-E3234,0,H3234*H3211*H3212*J3211/(H3213*4))","v":{"$error":"#VALUE!"}},{"$f":"IF(H3213<=AE3215-E3234,0,H3234*H3211*H3212*J3211/(H3213*4))","v":{"$error":"#VALUE!"}},{"$f":"IF(H3213<=AF3215-E3234,0,H3234*H3211*H3212*J3211/(H3213*4))","v":{"$error":"#VALUE!"}},{"$f":"IF(H3213<=AG3215-E3234,0,H3234*H3211*H3212*J3211/(H3213*4))","v":{"$error":"#VALUE!"}},{"$f":"IF(H3213<=AH3215-E3234,0,H3234*H3211*H3212*J3211/(H3213*4))","v":{"$error":"#VALUE!"}},{"$f":"IF(H3213<=AI3215-E3234,0,H3234*H3211*H3212*J3211/(H3213*4))","v":{"$error":"#VALUE!"}},{"$f":"IF(H3213<=AJ3215-E3234,0,H3234*H3211*H3212*J3211/(H3213*4))","v":{"$error":"#VALUE!"}},{"$f":"IF(H3213<=AK3215-E3234,0,H3234*H3211*H3212*J3211/(H3213*4))","v":{"$error":"#VALUE!"}},{"$f":"IF(H3213<=AL3215-E3234,0,H3234*H3211*H3212*J3211/(H3213*4))","v":{"$error":"#VALUE!"}},{"$f":"IF(H3213<=AM3215-E3234,0,H3234*H3211*H3212*J3211/(H3213*4))","v":{"$error":"#VALUE!"}}]
[{"$nulls":4},5.75,{"$f":"$DF$22","v":{"v":0,"d":"0.000"}},{"$f":"IF(SUM(F3216:F3235)-H3214<=0,0,SUM(F3216:F3235)-H3214)","v":{"v":0,"d":"0.00"}},{"v":0,"d":"0.000"},{"$nulls":19},{"$f":"IF(H3213<=AB3215-E3235,0,H3235*H3211*H3212*J3211/(H3213*4))","v":{"$error":"#VALUE!"}},{"$f":"IF(H3213<=AC3215-E3235,0,H3235*H3211*H3212*J3211/(H3213*4))","v":{"$error":"#VALUE!"}},{"$f":"IF(H3213<=AD3215-E3235,0,H3235*H3211*H3212*J3211/(H3213*4))","v":{"$error":"#VALUE!"}},{"$f":"IF(H3213<=AE3215-E3235,0,H3235*H3211*H3212*J3211/(H3213*4))","v":{"$error":"#VALUE!"}},{"$f":"IF(H3213<=AF3215-E3235,0,H3235*H3211*H3212*J3211/(H3213*4))","v":{"$error":"#VALUE!"}},{"$f":"IF(H3213<=AG3215-E3235,0,H3235*H3211*H3212*J3211/(H3213*4))","v":{"$error":"#VALUE!"}},{"$f":"IF(H3213<=AH3215-E3235,0,H3235*H3211*H3212*J3211/(H3213*4))","v":{"$error":"#VALUE!"}},{"$f":"IF(H3213<=AI3215-E3235,0,H3235*H3211*H3212*J3211/(H3213*4))","v":{"$error":"#VALUE!"}},{"$f":"IF(H3213<=AJ3215-E3235,0,H3235*H3211*H3212*J3211/(H3213*4))","v":{"$error":"#VALUE!"}},{"$f":"IF(H3213<=AK3215-E3235,0,H3235*H3211*H3212*J3211/(H3213*4))","v":{"$error":"#VALUE!"}},{"$f":"IF(H3213<=AL3215-E3235,0,H3235*H3211*H3212*J3211/(H3213*4))","v":{"$error":"#VALUE!"}},{"$f":"IF(H3213<=AM3215-E3235,0,H3235*H3211*H3212*J3211/(H3213*4))","v":{"$error":"#VALUE!"}},{"$f":"IF(H3213<=AN3215-E3235,0,H3235*H3211*H3212*J3211/(H3213*4))","v":{"$error":"#VALUE!"}}]
[{"$nulls":4},{"v":6.5,"d":"6.50"},{"$f":"$DF$25","v":{"v":0,"d":"0.000"}},{"$f":"IF(SUM(F3216:F3238)-H3214<=0,0,SUM(F3216:F3238)-H3214)","v":{"v":0,"d":"0.00"}},{"v":0,"d":"0.000"},{"$nulls":22},{"$f":"IF(H3213<=AE3215-E3238,0,H3238*H3211*H3212*J3211/(H3213*4))","v":{"$error":"#VALUE!"}},{"$f":"IF(H3213<=AF3215-E3238,0,H3238*H3211*H3212*J3211/(H3213*4))","v":{"$error":"#VALUE!"}},{"$f":"IF(H3213<=AG3215-E3238,0,H3238*H3211*H3212*J3211/(H3213*4))","v":{"$error":"#VALUE!"}},{"$f":"IF(H3213<=AH3215-E3238,0,H3238*H3211*H3212*J3211/(H3213*4))","v":{"$error":"#VALUE!"}},{"$f":"IF(H3213<=AI3215-E3238,0,H3238*H3211*H3212*J3211/(H3213*4))","v":{"$error":"#VALUE!"}},{"$f":"IF(H3213<=AJ3215-E3238,0,H3238*H3211*H3212*J3211/(H3213*4))","v":{"$error":"#VALUE!"}},{"$f":"IF(H3213<=AK3215-E3238,0,H3238*H3211*H3212*J3211/(H3213*4))","v":{"$error":"#VALUE!"}},{"$f":"IF(H3213<=AL3215-E3238,0,H3238*H3211*H3212*J3211/(H3213*4))","v":{"$error":"#VALUE!"}},{"$f":"IF(H3213<=AM3215-E3238,0,H3238*H3211*H3212*J3211/(H3213*4))","v":{"$error":"#VALUE!"}},{"$f":"IF(H3213<=AN3215-E3238,0,H3238*H3211*H3212*J3211/(H3213*4))","v":{"$error":"#VALUE!"}},{"$f":"IF(H3213<=AO3215-E3238,0,H3238*H3211*H3212*J3211/(H3213*4))","v":{"$error":"#VALUE!"}},{"$f":"IF(H3213<=AP3215-E3238,0,H3238*H3211*H3212*J3211/(H3213*4))","v":{"$error":"#VALUE!"}},{"$f":"IF(H3213<=AQ3215-E3238,0,H3238*H3211*H3212*J3211/(H3213*4))","v":{"$error":"#VALUE!"}}]
[{"$nulls":4},6.75,{"$f":"$DF$26","v":{"v":0,"d":"0.000"}},{"$f":"IF(SUM(F3216:F3239)-H3214<=0,0,SUM(F3216:F3239)-H3214)","v":{"v":0,"d":"0.00"}},{"v":0,"d":"0.000"},{"$nulls":23},{"$f":"IF(H3213<=AF3215-E3239,0,H3239*H3211*H3212*J3211/(H3213*4))","v":{"$error":"#VALUE!"}},{"$f":"IF(H3213<=AG3215-E3239,0,H3239*H3211*H3212*J3211/(H3213*4))","v":{"$error":"#VALUE!"}},{"$f":"IF(H3213<=AH3215-E3239,0,H3239*H3211*H3212*J3211/(H3213*4))","v":{"$error":"#VALUE!"}},{"$f":"IF(H3213<=AI3215-E3239,0,H3239*H3211*H3212*J3211/(H3213*4))","v":{"$error":"#VALUE!"}},{"$f":"IF(H3213<=AJ3215-E3239,0,H3239*H3211*H3212*J3211/(H3213*4))","v":{"$error":"#VALUE!"}},{"$f":"IF(H3213<=AK3215-E3239,0,H3239*H3211*H3212*J3211/(H3213*4))","v":{"$error":"#VALUE!"}},{"$f":"IF(H3213<=AL3215-E3239,0,H3239*H3211*H3212*J3211/(H3213*4))","v":{"$error":"#VALUE!"}},{"$f":"IF(H3213<=AM3215-E3239,0,H3239*H3211*H3212*J3211/(H3213*4))","v":{"$error":"#VALUE!"}},{"$f":"IF(H3213<=AN3215-E3239,0,H3239*H3211*H3212*J3211/(H3213*4))","v":{"$error":"#VALUE!"}},{"$f":"IF(H3213<=AO3215-E3239,0,H3239*H3211*H3212*J3211/(H3213*4))","v":{"$error":"#VALUE!"}},{"$f":"IF(H3213<=AP3215-E3239,0,H3239*H3211*H3212*J3211/(H3213*4))","v":{"$error":"#VALUE!"}},{"$f":"IF(H3213<=AQ3215-E3239,0,H3239*H3211*H3212*J3211/(H3213*4))","v":{"$error":"#VALUE!"}},{"$f":"IF(H3213<=AR3215-E3239,0,H3239*H3211*H3212*J3211/(H3213*4))","v":{"$error":"#VALUE!"}}]
[{"$nulls":4},7.75,{"$f":"$DF$30","v":{"v":0,"d":"0.000"}},{"$f":"IF(SUM(F3216:F3243)-H3214<=0,0,SUM(F3216:F3243)-H3214)","v":{"v":0,"d":"0.00"}},{"v":0,"d":"0.000"},{"$nulls":27},{"$f":"IF(H3213<=AJ3215-E3243,0,H3243*H3211*H3212*J3211/(H3213*4))","v":{"$error":"#VALUE!"}},{"$f":"IF(H3213<=AK3215-E3243,0,H3243*H3211*H3212*J3211/(H3213*4))","v":{"$error":"#VALUE!"}},{"$f":"IF(H3213<=AL3215-E3243,0,H3243*H3211*H3212*J3211/(H3213*4))","v":{"$error":"#VALUE!"}},{"$f":"IF(H3213<=AM3215-E3243,0,H3243*H3211*H3212*J3211/(H3213*4))","v":{"$error":"#VALUE!"}},{"$f":"IF(H3213<=AN3215-E3243,0,H3243*H3211*H3212*J3211/(H3213*4))","v":{"$error":"#VALUE!"}},{"$f":"IF(H3213<=AO3215-E3243,0,H3243*H3211*H3212*J3211/(H3213*4))","v":{"$error":"#VALUE!"}},{"$f":"IF(H3213<=AP3215-E3243,0,H3243*H3211*H3212*J3211/(H3213*4))","v":{"$error":"#VALUE!"}},{"$f":"IF(H3213<=AQ3215-E3243,0,H3243*H3211*H3212*J3211/(H3213*4))","v":{"$error":"#VALUE!"}},{"$f":"IF(H3213<=AR3215-E3243,0,H3243*H3211*H3212*J3211/(H3213*4))","v":{"$error":"#VALUE!"}},{"$f":"IF(H3213<=AS3215-E3243,0,H3243*H3211*H3212*J3211/(H3213*4))","v":{"$error":"#VALUE!"}},{"$f":"IF(H3213<=AT3215-E3243,0,H3243*H3211*H3212*J3211/(H3213*4))","v":{"$error":"#VALUE!"}},{"$f":"IF(H3213<=AU3215-E3243,0,H3243*H3211*H3212*J3211/(H3213*4))","v":{"$error":"#VALUE!"}},{"$f":"IF(H3213<=AV3215-E3243,0,H3243*H3211*H3212*J3211/(H3213*4))","v":{"$error":"#VALUE!"}}]
[{"$nulls":4},{"v":8,"d":"8.00"},{"$f":"$DF$31","v":{"v":0,"d":"0.000"}},{"$f":"IF(SUM(F3216:F3244)-H3214<=0,0,SUM(F3216:F3244)-H3214)","v":{"v":0,"d":"0.00"}},{"v":0,"d":"0.000"},{"$nulls":28},{"$f":"IF(H3213<=AK3215-E3244,0,H3244*H3211*H3212*J3211/(H3213*4))","v":{"$error":"#VALUE!"}},{"$f":"IF(H3213<=AL3215-E3244,0,H3244*H3211*H3212*J3211/(H3213*4))","v":{"$error":"#VALUE!"}},{"$f":"IF(H3213<=AM3215-E3244,0,H3244*H3211*H3212*J3211/(H3213*4))","v":{"$error":"#VALUE!"}},{"$f":"IF(H3213<=AN3215-E3244,0,H3244*H3211*H3212*J3211/(H3213*4))","v":{"$error":"#VALUE!"}},{"$f":"IF(H3213<=AO3215-E3244,0,H3244*H3211*H3212*J3211/(H3213*4))","v":{"$error":"#VALUE!"}},{"$f":"IF(H3213<=AP3215-E3244,0,H3244*H3211*H3212*J3211/(H3213*4))","v":{"$error":"#VALUE!"}},{"$f":"IF(H3213<=AQ3215-E3244,0,H3244*H3211*H3212*J3211/(H3213*4))","v":{"$error":"#VALUE!"}},{"$f":"IF(H3213<=AR3215-E3244,0,H3244*H3211*H3212*J3211/(H3213*4))","v":{"$error":"#VALUE!"}},{"$f":"IF(H3213<=AS3215-E3244,0,H3244*H3211*H3212*J3211/(H3213*4))","v":{"$error":"#VALUE!"}},{"$f":"IF(H3213<=AT3215-E3244,0,H3244*H3211*H3212*J3211/(H3213*4))","v":{"$error":"#VALUE!"}},{"$f":"IF(H3213<=AU3215-E3244,0,H3244*H3211*H3212*J3211/(H3213*4))","v":{"$error":"#VALUE!"}},{"$f":"IF(H3213<=AV3215-E3244,0,H3244*H3211*H3212*J3211/(H3213*4))","v":{"$error":"#VALUE!"}},{"$f":"IF(H3213<=AW3215-E3244,0,H3244*H3211*H3212*J3211/(H3213*4))","v":{"$error":"#VALUE!"}}]
[{"$nulls":4},8.75,{"$f":"$DF$34","v":{"v":0,"d":"0.000"}},{"$f":"IF(SUM(F3216:F3247)-H3214<=0,0,SUM(F3216:F3247)-H3214)","v":{"v":0,"d":"0.00"}},{"v":0,"d":"0.000"},{"$nulls":31},{"$f":"IF(H3213<=AN3215-E3247,0,H3247*H3211*H3212*J3211/(H3213*4))","v":{"$error":"#VALUE!"}},{"$f":"IF(H3213<=AO3215-E3247,0,H3247*H3211*H3212*J3211/(H3213*4))","v":{"$error":"#VALUE!"}},{"$f":"IF(H3213<=AP3215-E3247,0,H3247*H3211*H3212*J3211/(H3213*4))","v":{"$error":"#VALUE!"}},{"$f":"IF(H3213<=AQ3215-E3247,0,H3247*H3211*H3212*J3211/(H3213*4))","v":{"$error":"#VALUE!"}},{"$f":"IF(H3213<=AR3215-E3247,0,H3247*H3211*H3212*J3211/(H3213*4))","v":{"$error":"#VALUE!"}},{"$f":"IF(H3213<=AS3215-E3247,0,H3247*H3211*H3212*J3211/(H3213*4))","v":{"$error":"#VALUE!"}},{"$f":"IF(H3213<=AT3215-E3247,0,H3247*H3211*H3212*J3211/(H3213*4))","v":{"$error":"#VALUE!"}},{"$f":"IF(H3213<=AU3215-E3247,0,H3247*H3211*H3212*J3211/(H3213*4))","v":{"$error":"#VALUE!"}},{"$f":"IF(H3213<=AV3215-E3247,0,H3247*H3211*H3212*J3211/(H3213*4))","v":{"$error":"#VALUE!"}},{"$f":"IF(H3213<=AW3215-E3247,0,H3247*H3211*H3212*J3211/(H3213*4))","v":{"$error":"#VALUE!"}},{"$f":"IF(H3213<=AX3215-E3247,0,H3247*H3211*H3212*J3211/(H3213*4))","v":{"$error":"#VALUE!"}},{"$f":"IF(H3213<=AY3215-E3247,0,H3247*H3211*H3212*J3211/(H3213*4))","v":{"$error":"#VALUE!"}},{"$f":"IF(H3213<=AZ3215-E3247,0,H3247*H3211*H3212*J3211/(H3213*4))","v":{"$error":"#VALUE!"}}]
[{"$nulls":4},9.25,{"$f":"$DF$36","v":{"v":0,"d":"0.000"}},{"$f":"IF(SUM(F3216:F3249)-H3214<=0,0,SUM(F3216:F3249)-H3214)","v":{"v":0,"d":"0.00"}},{"v":0,"d":"0.000"},{"$nulls":33},{"$f":"IF(H3213<=AP3215-E3249,0,H3249*H3211*H3212*J3211/(H3213*4))","v":{"$error":"#VALUE!"}},{"$f":"IF(H3213<=AQ3215-E3249,0,H3249*H3211*H3212*J3211/(H3213*4))","v":{"$error":"#VALUE!"}},{"$f":"IF(H3213<=AR3215-E3249,0,H3249*H3211*H3212*J3211/(H3213*4))","v":{"$error":"#VALUE!"}},{"$f":"IF(H3213<=AS3215-E3249,0,H3249*H3211*H3212*J3211/(H3213*4))","v":{"$error":"#VALUE!"}},{"$f":"IF(H3213<=AT3215-E3249,0,H3249*H3211*H3212*J3211/(H3213*4))","v":{"$error":"#VALUE!"}},{"$f":"IF(H3213<=AU3215-E3249,0,H3249*H3211*H3212*J3211/(H3213*4))","v":{"$error":"#VALUE!"}},{"$f":"IF(H3213<=AV3215-E3249,0,H3249*H3211*H3212*J3211/(H3213*4))","v":{"$error":"#VALUE!"}},{"$f":"IF(H3213<=AW3215-E3249,0,H3249*H3211*H3212*J3211/(H3213*4))","v":{"$error":"#VALUE!"}},{"$f":"IF(H3213<=AX3215-E3249,0,H3249*H3211*H3212*J3211/(H3213*4))","v":{"$error":"#VALUE!"}},{"$f":"IF(H3213<=AY3215-E3249,0,H3249*H3211*H3212*J3211/(H3213*4))","v":{"$error":"#VALUE!"}},{"$f":"IF(H3213<=AZ3215-E3249,0,H3249*H3211*H3212*J3211/(H3213*4))","v":{"$error":"#VALUE!"}},{"$f":"IF(H3213<=BA3215-E3249,0,H3249*H3211*H3212*J3211/(H3213*4))","v":{"$error":"#VALUE!"}},{"$f":"IF(H3213<=BB3215-E3249,0,H3249*H3211*H3212*J3211/(H3213*4))","v":{"$error":"#VALUE!"}}]
[{"$nulls":4},{"v":10,"d":"10.00"},{"$f":"$DF$39","v":{"v":0,"d":"0.000"}},{"$f":"IF(SUM(F3216:F3252)-H3214<=0,0,SUM(F3216:F3252)-H3214)","v":{"v":0,"d":"0.00"}},{"v":0,"d":"0.000"},{"$nulls":36},{"$f":"IF(H3213<=AS3215-E3252,0,H3252*H3211*H3212*J3211/(H3213*4))","v":{"$error":"#VALUE!"}},{"$f":"IF(H3213<=AT3215-E3252,0,H3252*H3211*H3212*J3211/(H3213*4))","v":{"$error":"#VALUE!"}},{"$f":"IF(H3213<=AU3215-E3252,0,H3252*H3211*H3212*J3211/(H3213*4))","v":{"$error":"#VALUE!"}},{"$f":"IF(H3213<=AV3215-E3252,0,H3252*H3211*H3212*J3211/(H3213*4))","v":{"$error":"#VALUE!"}},{"$f":"IF(H3213<=AW3215-E3252,0,H3252*H3211*H3212*J3211/(H3213*4))","v":{"$error":"#VALUE!"}},{"$f":"IF(H3213<=AX3215-E3252,0,H3252*H3211*H3212*J3211/(H3213*4))","v":{"$error":"#VALUE!"}},{"$f":"IF(H3213<=AY3215-E3252,0,H3252*H3211*H3212*J3211/(H3213*4))","v":{"$error":"#VALUE!"}},{"$f":"IF(H3213<=AZ3215-E3252,0,H3252*H3211*H3212*J3211/(H3213*4))","v":{"$error":"#VALUE!"}},{"$f":"IF(H3213<=BA3215-E3252,0,H3252*H3211*H3212*J3211/(H3213*4))","v":{"$error":"#VALUE!"}},{"$f":"IF(H3213<=BB3215-E3252,0,H3252*H3211*H3212*J3211/(H3213*4))","v":{"$error":"#VALUE!"}},{"$f":"IF(H3213<=BC3215-E3252,0,H3252*H3211*H3212*J3211/(H3213*4))","v":{"$error":"#VALUE!"}},{"$f":"IF(H3213<=BD3215-E3252,0,H3252*H3211*H3212*J3211/(H3213*4))","v":{"$error":"#VALUE!"}},{"$f":"IF(H3213<=BE3215-E3252,0,H3252*H3211*H3212*J3211/(H3213*4))","v":{"$error":"#VALUE!"}}]
[{"$nulls":4},10.75,{"$f":"$DF$42","v":{"v":0,"d":"0.000"}},{"$f":"IF(SUM(F3216:F3255)-H3214<=0,0,SUM(F3216:F3255)-H3214)","v":{"v":0,"d":"0.00"}},{"v":0,"d":"0.000"},{"$nulls":39},{"$f":"IF(H3213<=AV3215-E3255,0,H3255*H3211*H3212*J3211/(H3213*4))","v":{"$error":"#VALUE!"}},{"$f":"IF(H3213<=AW3215-E3255,0,H3255*H3211*H3212*J3211/(H3213*4))","v":{"$error":"#VALUE!"}},{"$f":"IF(H3213<=AX3215-E3255,0,H3255*H3211*H3212*J3211/(H3213*4))","v":{"$error":"#VALUE!"}},{"$f":"IF(H3213<=AY3215-E3255,0,H3255*H3211*H3212*J3211/(H3213*4))","v":{"$error":"#VALUE!"}},{"$f":"IF(H3213<=AZ3215-E3255,0,H3255*H3211*H3212*J3211/(H3213*4))","v":{"$error":"#VALUE!"}},{"$f":"IF(H3213<=BA3215-E3255,0,H3255*H3211*H3212*J3211/(H3213*4))","v":{"$error":"#VALUE!"}},{"$f":"IF(H3213<=BB3215-E3255,0,H3255*H3211*H3212*J3211/(H3213*4))","v":{"$error":"#VALUE!"}},{"$f":"IF(H3213<=BC3215-E3255,0,H3255*H3211*H3212*J3211/(H3213*4))","v":{"$error":"#VALUE!"}},{"$f":"IF(H3213<=BD3215-E3255,0,H3255*H3211*H3212*J3211/(H3213*4))","v":{"$error":"#VALUE!"}},{"$f":"IF(H3213<=BE3215-E3255,0,H3255*H3211*H3212*J3211/(H3213*4))","v":{"$error":"#VALUE!"}},{"$f":"IF(H3213<=BF3215-E3255,0,H3255*H3211*H3212*J3211/(H3213*4))","v":{"$error":"#VALUE!"}},{"$f":"IF(H3213<=BG3215-E3255,0,H3255*H3211*H3212*J3211/(H3213*4))","v":{"$error":"#VALUE!"}},{"$f":"IF(H3213<=BH3215-E3255,0,H3255*H3211*H3212*J3211/(H3213*4))","v":{"$error":"#VALUE!"}}]
[{"$nulls":4},11.25,{"$f":"$DF$44","v":{"v":0,"d":"0.000"}},{"$f":"IF(SUM(F3216:F3257)-H3214<=0,0,SUM(F3216:F3257)-H3214)","v":{"v":0,"d":"0.00"}},{"v":0,"d":"0.000"},{"$nulls":41},{"$f":"IF(H3213<=AX3215-E3257,0,H3257*H3211*H3212*J3211/(H3213*4))","v":{"$error":"#VALUE!"}},{"$f":"IF(H3213<=AY3215-E3257,0,H3257*H3211*H3212*J3211/(H3213*4))","v":{"$error":"#VALUE!"}},{"$f":"IF(H3213<=AZ3215-E3257,0,H3257*H3211*H3212*J3211/(H3213*4))","v":{"$error":"#VALUE!"}},{"$f":"IF(H3213<=BA3215-E3257,0,H3257*H3211*H3212*J3211/(H3213*4))","v":{"$error":"#VALUE!"}},{"$f":"IF(H3213<=BB3215-E3257,0,H3257*H3211*H3212*J3211/(H3213*4))","v":{"$error":"#VALUE!"}},{"$f":"IF(H3213<=BC3215-E3257,0,H3257*H3211*H3212*J3211/(H3213*4))","v":{"$error":"#VALUE!"}},{"$f":"IF(H3213<=BD3215-E3257,0,H3257*H3211*H3212*J3211/(H3213*4))","v":{"$error":"#VALUE!"}},{"$f":"IF(H3213<=BE3215-E3257,0,H3257*H3211*H3212*J3211/(H3213*4))","v":{"$error":"#VALUE!"}},{"$f":"IF(H3213<=BF3215-E3257,0,H3257*H3211*H3212*J3211/(H3213*4))","v":{"$error":"#VALUE!"}},{"$f":"IF(H3213<=BG3215-E3257,0,H3257*H3211*H3212*J3211/(H3213*4))","v":{"$error":"#VALUE!"}},{"$f":"IF(H3213<=BH3215-E3257,0,H3257*H3211*H3212*J3211/(H3213*4))","v":{"$error":"#VALUE!"}},{"$f":"IF(H3213<=BI3215-E3257,0,H3257*H3211*H3212*J3211/(H3213*4))","v":{"$error":"#VALUE!"}},{"$f":"IF(H3213<=BJ3215-E3257,0,H3257*H3211*H3212*J3211/(H3213*4))","v":{"$error":"#VALUE!"}}]
[{"$nulls":4},{"v":11.5,"d":"11.50"},{"$f":"$DF$45","v":{"v":0,"d":"0.000"}},{"$f":"IF(SUM(F3216:F3258)-H3214<=0,0,SUM(F3216:F3258)-H3214)","v":{"v":0,"d":"0.00"}},{"v":0,"d":"0.000"},{"$nulls":42},{"$f":"IF(H3213<=AY3215-E3258,0,H3258*H3211*H3212*J3211/(H3213*4))","v":{"$error":"#VALUE!"}},{"$f":"IF(H3213<=AZ3215-E3258,0,H3258*H3211*H3212*J3211/(H3213*4))","v":{"$error":"#VALUE!"}},{"$f":"IF(H3213<=BA3215-E3258,0,H3258*H3211*H3212*J3211/(H3213*4))","v":{"$error":"#VALUE!"}},{"$f":"IF(H3213<=BB3215-E3258,0,H3258*H3211*H3212*J3211/(H3213*4))","v":{"$error":"#VALUE!"}},{"$f":"IF(H3213<=BC3215-E3258,0,H3258*H3211*H3212*J3211/(H3213*4))","v":{"$error":"#VALUE!"}},{"$f":"IF(H3213<=BD3215-E3258,0,H3258*H3211*H3212*J3211/(H3213*4))","v":{"$error":"#VALUE!"}},{"$f":"IF(H3213<=BE3215-E3258,0,H3258*H3211*H3212*J3211/(H3213*4))","v":{"$error":"#VALUE!"}},{"$f":"IF(H3213<=BF3215-E3258,0,H3258*H3211*H3212*J3211/(H3213*4))","v":{"$error":"#VALUE!"}},{"$f":"IF(H3213<=BG3215-E3258,0,H3258*H3211*H3212*J3211/(H3213*4))","v":{"$error":"#VALUE!"}},{"$f":"IF(H3213<=BH3215-E3258,0,H3258*H3211*H3212*J3211/(H3213*4))","v":{"$error":"#VALUE!"}},{"$f":"IF(H3213<=BI3215-E3258,0,H3258*H3211*H3212*J3211/(H3213*4))","v":{"$error":"#VALUE!"}},{"$f":"IF(H3213<=BJ3215-E3258,0,H3258*H3211*H3212*J3211/(H3213*4))","v":{"$error":"#VALUE!"}},{"$f":"IF(H3213<=BK3215-E3258,0,H3258*H3211*H3212*J3211/(H3213*4))","v":{"$error":"#VALUE!"}}]
[{"$nulls":4},12.25,{"$f":"$DF$48","v":{"v":0,"d":"0.000"}},{"$f":"IF(SUM(F3216:F3261)-H3214<=0,0,SUM(F3216:F3261)-H3214)","v":{"v":0,"d":"0.00"}},{"v":0,"d":"0.000"},{"$nulls":45},{"$f":"IF(H3213<=BB3215-E3261,0,H3261*H3211*H3212*J3211/(H3213*4))","v":{"$error":"#VALUE!"}},{"$f":"IF(H3213<=BC3215-E3261,0,H3261*H3211*H3212*J3211/(H3213*4))","v":{"$error":"#VALUE!"}},{"$f":"IF(H3213<=BD3215-E3261,0,H3261*H3211*H3212*J3211/(H3213*4))","v":{"$error":"#VALUE!"}},{"$f":"IF(H3213<=BE3215-E3261,0,H3261*H3211*H3212*J3211/(H3213*4))","v":{"$error":"#VALUE!"}},{"$f":"IF(H3213<=BF3215-E3261,0,H3261*H3211*H3212*J3211/(H3213*4))","v":{"$error":"#VALUE!"}},{"$f":"IF(H3213<=BG3215-E3261,0,H3261*H3211*H3212*J3211/(H3213*4))","v":{"$error":"#VALUE!"}},{"$f":"IF(H3213<=BH3215-E3261,0,H3261*H3211*H3212*J3211/(H3213*4))","v":{"$error":"#VALUE!"}},{"$f":"IF(H3213<=BI3215-E3261,0,H3261*H3211*H3212*J3211/(H3213*4))","v":{"$error":"#VALUE!"}},{"$f":"IF(H3213<=BJ3215-E3261,0,H3261*H3211*H3212*J3211/(H3213*4))","v":{"$error":"#VALUE!"}},{"$f":"IF(H3213<=BK3215-E3261,0,H3261*H3211*H3212*J3211/(H3213*4))","v":{"$error":"#VALUE!"}},{"$f":"IF(H3213<=BL3215-E3261,0,H3261*H3211*H3212*J3211/(H3213*4))","v":{"$error":"#VALUE!"}},{"$f":"IF(H3213<=BM3215-E3261,0,H3261*H3211*H3212*J3211/(H3213*4))","v":{"$error":"#VALUE!"}},{"$f":"IF(H3213<=BN3215-E3261,0,H3261*H3211*H3212*J3211/(H3213*4))","v":{"$error":"#VALUE!"}}]
[{"$nulls":4},12.75,{"$f":"$DF$50","v":{"v":0,"d":"0.000"}},{"$f":"IF(SUM(F3216:F3263)-H3214<=0,0,SUM(F3216:F3263)-H3214)","v":{"v":0,"d":"0.00"}},{"v":0,"d":"0.000"},{"$nulls":47},{"$f":"IF(H3213<=BD3215-E3263,0,H3263*H3211*H3212*J3211/(H3213*4))","v":{"$error":"#VALUE!"}},{"$f":"IF(H3213<=BE3215-E3263,0,H3263*H3211*H3212*J3211/(H3213*4))","v":{"$error":"#VALUE!"}},{"$f":"IF(H3213<=BF3215-E3263,0,H3263*H3211*H3212*J3211/(H3213*4))","v":{"$error":"#VALUE!"}},{"$f":"IF(H3213<=BG3215-E3263,0,H3263*H3211*H3212*J3211/(H3213*4))","v":{"$error":"#VALUE!"}},{"$f":"IF(H3213<=BH3215-E3263,0,H3263*H3211*H3212*J3211/(H3213*4))","v":{"$error":"#VALUE!"}},{"$f":"IF(H3213<=BI3215-E3263,0,H3263*H3211*H3212*J3211/(H3213*4))","v":{"$error":"#VALUE!"}},{"$f":"IF(H3213<=BJ3215-E3263,0,H3263*H3211*H3212*J3211/(H3213*4))","v":{"$error":"#VALUE!"}},{"$f":"IF(H3213<=BK3215-E3263,0,H3263*H3211*H3212*J3211/(H3213*4))","v":{"$error":"#VALUE!"}},{"$f":"IF(H3213<=BL3215-E3263,0,H3263*H3211*H3212*J3211/(H3213*4))","v":{"$error":"#VALUE!"}},{"$f":"IF(H3213<=BM3215-E3263,0,H3263*H3211*H3212*J3211/(H3213*4))","v":{"$error":"#VALUE!"}},{"$f":"IF(H3213<=BN3215-E3263,0,H3263*H3211*H3212*J3211/(H3213*4))","v":{"$error":"#VALUE!"}},{"$f":"IF(H3213<=BO3215-E3263,0,H3263*H3211*H3212*J3211/(H3213*4))","v":{"$error":"#VALUE!"}},{"$f":"IF(H3213<=BP3215-E3263,0,H3263*H3211*H3212*J3211/(H3213*4))","v":{"$error":"#VALUE!"}}]
[{"$nulls":4},{"v":13.5,"d":"13.50"},{"$f":"$DF$53","v":{"v":0,"d":"0.000"}},{"$f":"IF(SUM(F3216:F3266)-H3214<=0,0,SUM(F3216:F3266)-H3214)","v":{"v":0,"d":"0.00"}},{"v":0,"d":"0.000"},{"$nulls":50},{"$f":"IF(H3213<=BG3215-E3266,0,H3266*H3211*H3212*J3211/(H3213*4))","v":{"$error":"#VALUE!"}},{"$f":"IF(H3213<=BH3215-E3266,0,H3266*H3211*H3212*J3211/(H3213*4))","v":{"$error":"#VALUE!"}},{"$f":"IF(H3213<=BI3215-E3266,0,H3266*H3211*H3212*J3211/(H3213*4))","v":{"$error":"#VALUE!"}},{"$f":"IF(H3213<=BJ3215-E3266,0,H3266*H3211*H3212*J3211/(H3213*4))","v":{"$error":"#VALUE!"}},{"$f":"IF(H3213<=BK3215-E3266,0,H3266*H3211*H3212*J3211/(H3213*4))","v":{"$error":"#VALUE!"}},{"$f":"IF(H3213<=BL3215-E3266,0,H3266*H3211*H3212*J3211/(H3213*4))","v":{"$error":"#VALUE!"}},{"$f":"IF(H3213<=BM3215-E3266,0,H3266*H3211*H3212*J3211/(H3213*4))","v":{"$error":"#VALUE!"}},{"$f":"IF(H3213<=BN3215-E3266,0,H3266*H3211*H3212*J3211/(H3213*4))","v":{"$error":"#VALUE!"}},{"$f":"IF(H3213<=BO3215-E3266,0,H3266*H3211*H3212*J3211/(H3213*4))","v":{"$error":"#VALUE!"}},{"$f":"IF(H3213<=BP3215-E3266,0,H3266*H3211*H3212*J3211/(H3213*4))","v":{"$error":"#VALUE!"}},{"$f":"IF(H3213<=BQ3215-E3266,0,H3266*H3211*H3212*J3211/(H3213*4))","v":{"$error":"#VALUE!"}},{"$f":"IF(H3213<=BR3215-E3266,0,H3266*H3211*H3212*J3211/(H3213*4))","v":{"$error":"#VALUE!"}},{"$f":"IF(H3213<=BS3215-E3266,0,H3266*H3211*H3212*J3211/(H3213*4))","v":{"$error":"#VALUE!"}}]
[{"$nulls":4},13.75,{"$f":"$DF$54","v":{"v":0,"d":"0.000"}},{"$f":"IF(SUM(F3216:F3267)-H3214<=0,0,SUM(F3216:F3267)-H3214)","v":{"v":0,"d":"0.00"}},{"v":0,"d":"0.000"},{"$nulls":51},{"$f":"IF(H3213<=BH3215-E3267,0,H3267*H3211*H3212*J3211/(H3213*4))","v":{"$error":"#VALUE!"}},{"$f":"IF(H3213<=BI3215-E3267,0,H3267*H3211*H3212*J3211/(H3213*4))","v":{"$error":"#VALUE!"}},{"$f":"IF(H3213<=BJ3215-E3267,0,H3267*H3211*H3212*J3211/(H3213*4))","v":{"$error":"#VALUE!"}},{"$f":"IF(H3213<=BK3215-E3267,0,H3267*H3211*H3212*J3211/(H3213*4))","v":{"$error":"#VALUE!"}},{"$f":"IF(H3213<=BL3215-E3267,0,H3267*H3211*H3212*J3211/(H3213*4))","v":{"$error":"#VALUE!"}},{"$f":"IF(H3213<=BM3215-E3267,0,H3267*H3211*H3212*J3211/(H3213*4))","v":{"$error":"#VALUE!"}},{"$f":"IF(H3213<=BN3215-E3267,0,H3267*H3211*H3212*J3211/(H3213*4))","v":{"$error":"#VALUE!"}},{"$f":"IF(H3213<=BO3215-E3267,0,H3267*H3211*H3212*J3211/(H3213*4))","v":{"$error":"#VALUE!"}},{"$f":"IF(H3213<=BP3215-E3267,0,H3267*H3211*H3212*J3211/(H3213*4))","v":{"$error":"#VALUE!"}},{"$f":"IF(H3213<=BQ3215-E3267,0,H3267*H3211*H3212*J3211/(H3213*4))","v":{"$error":"#VALUE!"}},{"$f":"IF(H3213<=BR3215-E3267,0,H3267*H3211*H3212*J3211/(H3213*4))","v":{"$error":"#VALUE!"}},{"$f":"IF(H3213<=BS3215-E3267,0,H3267*H3211*H3212*J3211/(H3213*4))","v":{"$error":"#VALUE!"}},{"$f":"IF(H3213<=BT3215-E3267,0,H3267*H3211*H3212*J3211/(H3213*4))","v":{"$error":"#VALUE!"}}]
[{"$nulls":4},14.75,{"$f":"$DF$58","v":{"v":0,"d":"0.000"}},{"$f":"IF(SUM(F3216:F3271)-H3214<=0,0,SUM(F3216:F3271)-H3214)","v":{"v":0,"d":"0.00"}},{"v":0,"d":"0.000"},{"$nulls":55},{"$f":"IF(H3213<=BL3215-E3271,0,H3271*H3211*H3212*J3211/(H3213*4))","v":{"$error":"#VALUE!"}},{"$f":"IF(H3213<=BM3215-E3271,0,H3271*H3211*H3212*J3211/(H3213*4))","v":{"$error":"#VALUE!"}},{"$f":"IF(H3213<=BN3215-E3271,0,H3271*H3211*H3212*J3211/(H3213*4))","v":{"$error":"#VALUE!"}},{"$f":"IF(H3213<=BO3215-E3271,0,H3271*H3211*H3212*J3211/(H3213*4))","v":{"$error":"#VALUE!"}},{"$f":"IF(H3213<=BP3215-E3271,0,H3271*H3211*H3212*J3211/(H3213*4))","v":{"$error":"#VALUE!"}},{"$f":"IF(H3213<=BQ3215-E3271,0,H3271*H3211*H3212*J3211/(H3213*4))","v":{"$error":"#VALUE!"}},{"$f":"IF(H3213<=BR3215-E3271,0,H3271*H3211*H3212*J3211/(H3213*4))","v":{"$error":"#VALUE!"}},{"$f":"IF(H3213<=BS3215-E3271,0,H3271*H3211*H3212*J3211/(H3213*4))","v":{"$error":"#VALUE!"}},{"$f":"IF(H3213<=BT3215-E3271,0,H3271*H3211*H3212*J3211/(H3213*4))","v":{"$error":"#VALUE!"}},{"$f":"IF(H3213<=BU3215-E3271,0,H3271*H3211*H3212*J3211/(H3213*4))","v":{"$error":"#VALUE!"}},{"$f":"IF(H3213<=BV3215-E3271,0,H3271*H3211*H3212*J3211/(H3213*4))","v":{"$error":"#VALUE!"}},{"$f":"IF(H3213<=BW3215-E3271,0,H3271*H3211*H3212*J3211/(H3213*4))","v":{"$error":"#VALUE!"}},{"$f":"IF(H3213<=BX3215-E3271,0,H3271*H3211*H3212*J3211/(H3213*4))","v":{"$error":"#VALUE!"}}]
[{"$nulls":4},{"v":15,"d":"15.00"},{"$f":"$DF$59","v":{"v":0,"d":"0.000"}},{"$f":"IF(SUM(F3216:F3272)-H3214<=0,0,SUM(F3216:F3272)-H3214)","v":{"v":0,"d":"0.00"}},{"v":0,"d":"0.000"},{"$nulls":56},{"$f":"IF(H3213<=BM3215-E3272,0,H3272*H3211*H3212*J3211/(H3213*4))","v":{"$error":"#VALUE!"}},{"$f":"IF(H3213<=BN3215-E3272,0,H3272*H3211*H3212*J3211/(H3213*4))","v":{"$error":"#VALUE!"}},{"$f":"IF(H3213<=BO3215-E3272,0,H3272*H3211*H3212*J3211/(H3213*4))","v":{"$error":"#VALUE!"}},{"$f":"IF(H3213<=BP3215-E3272,0,H3272*H3211*H3212*J3211/(H3213*4))","v":{"$error":"#VALUE!"}},{"$f":"IF(H3213<=BQ3215-E3272,0,H3272*H3211*H3212*J3211/(H3213*4))","v":{"$error":"#VALUE!"}},{"$f":"IF(H3213<=BR3215-E3272,0,H3272*H3211*H3212*J3211/(H3213*4))","v":{"$error":"#VALUE!"}},{"$f":"IF(H3213<=BS3215-E3272,0,H3272*H3211*H3212*J3211/(H3213*4))","v":{"$error":"#VALUE!"}},{"$f":"IF(H3213<=BT3215-E3272,0,H3272*H3211*H3212*J3211/(H3213*4))","v":{"$error":"#VALUE!"}},{"$f":"IF(H3213<=BU3215-E3272,0,H3272*H3211*H3212*J3211/(H3213*4))","v":{"$error":"#VALUE!"}},{"$f":"IF(H3213<=BV3215-E3272,0,H3272*H3211*H3212*J3211/(H3213*4))","v":{"$error":"#VALUE!"}},{"$f":"IF(H3213<=BW3215-E3272,0,H3272*H3211*H3212*J3211/(H3213*4))","v":{"$error":"#VALUE!"}},{"$f":"IF(H3213<=BX3215-E3272,0,H3272*H3211*H3212*J3211/(H3213*4))","v":{"$error":"#VALUE!"}},{"$f":"IF(H3213<=BY3215-E3272,0,H3272*H3211*H3212*J3211/(H3213*4))","v":{"$error":"#VALUE!"}}]
[{"$nulls":4},15.75,{"$f":"$DF$62","v":{"v":0,"d":"0.000"}},{"$f":"IF(SUM(F3216:F3275)-H3214<=0,0,SUM(F3216:F3275)-H3214)","v":{"v":0,"d":"0.00"}},{"v":0,"d":"0.000"},{"$nulls":59},{"$f":"IF(H3213<=BP3215-E3275,0,H3275*H3211*H3212*J3211/(H3213*4))","v":{"$error":"#VALUE!"}},{"$f":"IF(H3213<=BQ3215-E3275,0,H3275*H3211*H3212*J3211/(H3213*4))","v":{"$error":"#VALUE!"}},{"$f":"IF(H3213<=BR3215-E3275,0,H3275*H3211*H3212*J3211/(H3213*4))","v":{"$error":"#VALUE!"}},{"$f":"IF(H3213<=BS3215-E3275,0,H3275*H3211*H3212*J3211/(H3213*4))","v":{"$error":"#VALUE!"}},{"$f":"IF(H3213<=BT3215-E3275,0,H3275*H3211*H3212*J3211/(H3213*4))","v":{"$error":"#VALUE!"}},{"$f":"IF(H3213<=BU3215-E3275,0,H3275*H3211*H3212*J3211/(H3213*4))","v":{"$error":"#VALUE!"}},{"$f":"IF(H3213<=BV3215-E3275,0,H3275*H3211*H3212*J3211/(H3213*4))","v":{"$error":"#VALUE!"}},{"$f":"IF(H3213<=BW3215-E3275,0,H3275*H3211*H3212*J3211/(H3213*4))","v":{"$error":"#VALUE!"}},{"$f":"IF(H3213<=BX3215-E3275,0,H3275*H3211*H3212*J3211/(H3213*4))","v":{"$error":"#VALUE!"}},{"$f":"IF(H3213<=BY3215-E3275,0,H3275*H3211*H3212*J3211/(H3213*4))","v":{"$error":"#VALUE!"}},{"$f":"IF(H3213<=BZ3215-E3275,0,H3275*H3211*H3212*J3211/(H3213*4))","v":{"$error":"#VALUE!"}},{"$f":"IF(H3213<=CA3215-E3275,0,H3275*H3211*H3212*J3211/(H3213*4))","v":{"$error":"#VALUE!"}},{"$f":"IF(H3213<=CB3215-E3275,0,H3275*H3211*H3212*J3211/(H3213*4))","v":{"$error":"#VALUE!"}}]
[{"$nulls":4},{"v":16,"d":"16.00"},{"$f":"$DF$63","v":{"v":0,"d":"0.000"}},{"$f":"IF(SUM(F3216:F3276)-H3214<=0,0,SUM(F3216:F3276)-H3214)","v":{"v":0,"d":"0.00"}},{"v":0,"d":"0.000"},{"$nulls":60},{"$f":"IF(H3213<=BQ3215-E3276,0,H3276*H3211*H3212*J3211/(H3213*4))","v":{"$error":"#VALUE!"}},{"$f":"IF(H3213<=BR3215-E3276,0,H3276*H3211*H3212*J3211/(H3213*4))","v":{"$error":"#VALUE!"}},{"$f":"IF(H3213<=BS3215-E3276,0,H3276*H3211*H3212*J3211/(H3213*4))","v":{"$error":"#VALUE!"}},{"$f":"IF(H3213<=BT3215-E3276,0,H3276*H3211*H3212*J3211/(H3213*4))","v":{"$error":"#VALUE!"}},{"$f":"IF(H3213<=BU3215-E3276,0,H3276*H3211*H3212*J3211/(H3213*4))","v":{"$error":"#VALUE!"}},{"$f":"IF(H3213<=BV3215-E3276,0,H3276*H3211*H3212*J3211/(H3213*4))","v":{"$error":"#VALUE!"}},{"$f":"IF(H3213<=BW3215-E3276,0,H3276*H3211*H3212*J3211/(H3213*4))","v":{"$error":"#VALUE!"}},{"$f":"IF(H3213<=BX3215-E3276,0,H3276*H3211*H3212*J3211/(H3213*4))","v":{"$error":"#VALUE!"}},{"$f":"IF(H3213<=BY3215-E3276,0,H3276*H3211*H3212*J3211/(H3213*4))","v":{"$error":"#VALUE!"}},{"$f":"IF(H3213<=BZ3215-E3276,0,H3276*H3211*H3212*J3211/(H3213*4))","v":{"$error":"#VALUE!"}},{"$f":"IF(H3213<=CA3215-E3276,0,H3276*H3211*H3212*J3211/(H3213*4))","v":{"$error":"#VALUE!"}},{"$f":"IF(H3213<=CB3215-E3276,0,H3276*H3211*H3212*J3211/(H3213*4))","v":{"$error":"#VALUE!"}},{"$f":"IF(H3213<=CC3215-E3276,0,H3276*H3211*H3212*J3211/(H3213*4))","v":{"$error":"#VALUE!"}}]
[{"$nulls":4},{"v":17,"d":"17.00"},{"$f":"$DF$67","v":{"v":0,"d":"0.000"}},{"$f":"IF(SUM(F3216:F3280)-H3214<=0,0,SUM(F3216:F3280)-H3214)","v":{"v":0,"d":"0.00"}},{"v":0,"d":"0.000"},{"$nulls":64},{"$f":"IF(H3213<=BU3215-E3280,0,H3280*H3211*H3212*J3211/(H3213*4))","v":{"$error":"#VALUE!"}},{"$f":"IF(H3213<=BV3215-E3280,0,H3280*H3211*H3212*J3211/(H3213*4))","v":{"$error":"#VALUE!"}},{"$f":"IF(H3213<=BW3215-E3280,0,H3280*H3211*H3212*J3211/(H3213*4))","v":{"$error":"#VALUE!"}},{"$f":"IF(H3213<=BX3215-E3280,0,H3280*H3211*H3212*J3211/(H3213*4))","v":{"$error":"#VALUE!"}},{"$f":"IF(H3213<=BY3215-E3280,0,H3280*H3211*H3212*J3211/(H3213*4))","v":{"$error":"#VALUE!"}},{"$f":"IF(H3213<=BZ3215-E3280,0,H3280*H3211*H3212*J3211/(H3213*4))","v":{"$error":"#VALUE!"}},{"$f":"IF(H3213<=CA3215-E3280,0,H3280*H3211*H3212*J3211/(H3213*4))","v":{"$error":"#VALUE!"}},{"$f":"IF(H3213<=CB3215-E3280,0,H3280*H3211*H3212*J3211/(H3213*4))","v":{"$error":"#VALUE!"}},{"$f":"IF(H3213<=CC3215-E3280,0,H3280*H3211*H3212*J3211/(H3213*4))","v":{"$error":"#VALUE!"}},{"$f":"IF(H3213<=CD3215-E3280,0,H3280*H3211*H3212*J3211/(H3213*4))","v":{"$error":"#VALUE!"}},{"$f":"IF(H3213<=CE3215-E3280,0,H3280*H3211*H3212*J3211/(H3213*4))","v":{"$error":"#VALUE!"}},{"$f":"IF(H3213<=CF3215-E3280,0,H3280*H3211*H3212*J3211/(H3213*4))","v":{"$error":"#VALUE!"}},{"$f":"IF(H3213<=CG3215-E3280,0,H3280*H3211*H3212*J3211/(H3213*4))","v":{"$error":"#VALUE!"}}]
[{"$nulls":4},17.25,{"$f":"$DF$68","v":{"v":0,"d":"0.000"}},{"$f":"IF(SUM(F3216:F3281)-H3214<=0,0,SUM(F3216:F3281)-H3214)","v":{"v":0,"d":"0.00"}},{"$f":"G3281-G3280","v":{"v":0,"d":"0.000"}},{"$nulls":65},{"$f":"IF(H3213<=BV3215-E3281,0,H3281*H3211*H3212*J3211/(H3213*4))","v":{"$error":"#VALUE!"}},{"$f":"IF(H3213<=BW3215-E3281,0,H3281*H3211*H3212*J3211/(H3213*4))","v":{"$error":"#VALUE!"}},{"$f":"IF(H3213<=BX3215-E3281,0,H3281*H3211*H3212*J3211/(H3213*4))","v":{"$error":"#VALUE!"}},{"$f":"IF(H3213<=BY3215-E3281,0,H3281*H3211*H3212*J3211/(H3213*4))","v":{"$error":"#VALUE!"}},{"$f":"IF(H3213<=BZ3215-E3281,0,H3281*H3211*H3212*J3211/(H3213*4))","v":{"$error":"#VALUE!"}},{"$f":"IF(H3213<=CA3215-E3281,0,H3281*H3211*H3212*J3211/(H3213*4))","v":{"$error":"#VALUE!"}},{"$f":"IF(H3213<=CB3215-E3281,0,H3281*H3211*H3212*J3211/(H3213*4))","v":{"$error":"#VALUE!"}},{"$f":"IF(H3213<=CC3215-E3281,0,H3281*H3211*H3212*J3211/(H3213*4))","v":{"$error":"#VALUE!"}},{"$f":"IF(H3213<=CD3215-E3281,0,H3281*H3211*H3212*J3211/(H3213*4))","v":{"$error":"#VALUE!"}},{"$f":"IF(H3213<=CE3215-E3281,0,H3281*H3211*H3212*J3211/(H3213*4))","v":{"$error":"#VALUE!"}},{"$f":"IF(H3213<=CF3215-E3281,0,H3281*H3211*H3212*J3211/(H3213*4))","v":{"$error":"#VALUE!"}},{"$f":"IF(H3213<=CG3215-E3281,0,H3281*H3211*H3212*J3211/(H3213*4))","v":{"$error":"#VALUE!"}},{"$f":"IF(H3213<=CH3215-E3281,0,H3281*H3211*H3212*J3211/(H3213*4))","v":{"$error":"#VALUE!"}}]
[{"$nulls":4},{"v":18,"d":"18.00"},{"$f":"$DF$71","v":{"v":0,"d":"0.000"}},{"$f":"IF(SUM(F3216:F3284)-H3214<=0,0,SUM(F3216:F3284)-H3214)","v":{"v":0,"d":"0.00"}},{"v":0,"d":"0.000"},{"$nulls":68},{"$f":"IF(H3213<=BY3215-E3284,0,H3284*H3211*H3212*J3211/(H3213*4))","v":{"$error":"#VALUE!"}},{"$f":"IF(H3213<=BZ3215-E3284,0,H3284*H3211*H3212*J3211/(H3213*4))","v":{"$error":"#VALUE!"}},{"$f":"IF(H3213<=CA3215-E3284,0,H3284*H3211*H3212*J3211/(H3213*4))","v":{"$error":"#VALUE!"}},{"$f":"IF(H3213<=CB3215-E3284,0,H3284*H3211*H3212*J3211/(H3213*4))","v":{"$error":"#VALUE!"}},{"$f":"IF(H3213<=CC3215-E3284,0,H3284*H3211*H3212*J3211/(H3213*4))","v":{"$error":"#VALUE!"}},{"$f":"IF(H3213<=CD3215-E3284,0,H3284*H3211*H3212*J3211/(H3213*4))","v":{"$error":"#VALUE!"}},{"$f":"IF(H3213<=CE3215-E3284,0,H3284*H3211*H3212*J3211/(H3213*4))","v":{"$error":"#VALUE!"}},{"$f":"IF(H3213<=CF3215-E3284,0,H3284*H3211*H3212*J3211/(H3213*4))","v":{"$error":"#VALUE!"}},{"$f":"IF(H3213<=CG3215-E3284,0,H3284*H3211*H3212*J3211/(H3213*4))","v":{"$error":"#VALUE!"}},{"$f":"IF(H3213<=CH3215-E3284,0,H3284*H3211*H3212*J3211/(H3213*4))","v":{"$error":"#VALUE!"}},{"$f":"IF(H3213<=CI3215-E3284,0,H3284*H3211*H3212*J3211/(H3213*4))","v":{"$error":"#VALUE!"}},{"$f":"IF(H3213<=CJ3215-E3284,0,H3284*H3211*H3212*J3211/(H3213*4))","v":{"$error":"#VALUE!"}},{"$f":"IF(H3213<=CK3215-E3284,0,H3284*H3211*H3212*J3211/(H3213*4))","v":{"$error":"#VALUE!"}}]
[{"$nulls":4},{"v":18.5,"d":"18.50"},{"$f":"$DF$73","v":{"v":0,"d":"0.000"}},{"$f":"IF(SUM(F3216:F3286)-H3214<=0,0,SUM(F3216:F3286)-H3214)","v":{"v":0,"d":"0.00"}},{"v":0,"d":"0.000"},{"$nulls":70},{"$f":"IF(H3213<=CA3215-E3286,0,H3286*H3211*H3212*J3211/(H3213*4))","v":{"$error":"#VALUE!"}},{"$f":"IF(H3213<=CB3215-E3286,0,H3286*H3211*H3212*J3211/(H3213*4))","v":{"$error":"#VALUE!"}},{"$f":"IF(H3213<=CC3215-E3286,0,H3286*H3211*H3212*J3211/(H3213*4))","v":{"$error":"#VALUE!"}},{"$f":"IF(H3213<=CD3215-E3286,0,H3286*H3211*H3212*J3211/(H3213*4))","v":{"$error":"#VALUE!"}},{"$f":"IF(H3213<=CE3215-E3286,0,H3286*H3211*H3212*J3211/(H3213*4))","v":{"$error":"#VALUE!"}},{"$f":"IF(H3213<=CF3215-E3286,0,H3286*H3211*H3212*J3211/(H3213*4))","v":{"$error":"#VALUE!"}},{"$f":"IF(H3213<=CG3215-E3286,0,H3286*H3211*H3212*J3211/(H3213*4))","v":{"$error":"#VALUE!"}},{"$f":"IF(H3213<=CH3215-E3286,0,H3286*H3211*H3212*J3211/(H3213*4))","v":{"$error":"#VALUE!"}},{"$f":"IF(H3213<=CI3215-E3286,0,H3286*H3211*H3212*J3211/(H3213*4))","v":{"$error":"#VALUE!"}},{"$f":"IF(H3213<=CJ3215-E3286,0,H3286*H3211*H3212*J3211/(H3213*4))","v":{"$error":"#VALUE!"}},{"$f":"IF(H3213<=CK3215-E3286,0,H3286*H3211*H3212*J3211/(H3213*4))","v":{"$error":"#VALUE!"}},{"$f":"IF(H3213<=CL3215-E3286,0,H3286*H3211*H3212*J3211/(H3213*4))","v":{"$error":"#VALUE!"}},{"$f":"IF(H3213<=CM3215-E3286,0,H3286*H3211*H3212*J3211/(H3213*4))","v":{"$error":"#VALUE!"}}]
[{"$nulls":4},19.25,{"$f":"$DF$76","v":{"v":0,"d":"0.000"}},{"$f":"IF(SUM(F3216:F3289)-H3214<=0,0,SUM(F3216:F3289)-H3214)","v":{"v":0,"d":"0.00"}},{"v":0,"d":"0.000"},{"$nulls":73},{"$f":"IF(H3213<=CD3215-E3289,0,H3289*H3211*H3212*J3211/(H3213*4))","v":{"$error":"#VALUE!"}},{"$f":"IF(H3213<=CE3215-E3289,0,H3289*H3211*H3212*J3211/(H3213*4))","v":{"$error":"#VALUE!"}},{"$f":"IF(H3213<=CF3215-E3289,0,H3289*H3211*H3212*J3211/(H3213*4))","v":{"$error":"#VALUE!"}},{"$f":"IF(H3213<=CG3215-E3289,0,H3289*H3211*H3212*J3211/(H3213*4))","v":{"$error":"#VALUE!"}},{"$f":"IF(H3213<=CH3215-E3289,0,H3289*H3211*H3212*J3211/(H3213*4))","v":{"$error":"#VALUE!"}},{"$f":"IF(H3213<=CI3215-E3289,0,H3289*H3211*H3212*J3211/(H3213*4))","v":{"$error":"#VALUE!"}},{"$f":"IF(H3213<=CJ3215-E3289,0,H3289*H3211*H3212*J3211/(H3213*4))","v":{"$error":"#VALUE!"}},{"$f":"IF(H3213<=CK3215-E3289,0,H3289*H3211*H3212*J3211/(H3213*4))","v":{"$error":"#VALUE!"}},{"$f":"IF(H3213<=CL3215-E3289,0,H3289*H3211*H3212*J3211/(H3213*4))","v":{"$error":"#VALUE!"}},{"$f":"IF(H3213<=CM3215-E3289,0,H3289*H3211*H3212*J3211/(H3213*4))","v":{"$error":"#VALUE!"}},{"$f":"IF(H3213<=CN3215-E3289,0,H3289*H3211*H3212*J3211/(H3213*4))","v":{"$error":"#VALUE!"}},{"$f":"IF(H3213<=CO3215-E3289,0,H3289*H3211*H3212*J3211/(H3213*4))","v":{"$error":"#VALUE!"}},{"$f":"IF(H3213<=CP3215-E3289,0,H3289*H3211*H3212*J3211/(H3213*4))","v":{"$error":"#VALUE!"}}]
[{"$nulls":4},{"v":19.5,"d":"19.50"},{"$f":"$DF$77","v":{"v":0,"d":"0.000"}},{"$f":"IF(SUM(F3216:F3290)-H3214<=0,0,SUM(F3216:F3290)-H3214)","v":{"v":0,"d":"0.00"}},{"v":0,"d":"0.000"},{"$nulls":74},{"$f":"IF(H3213<=CE3215-E3290,0,H3290*H3211*H3212*J3211/(H3213*4))","v":{"$error":"#VALUE!"}},{"$f":"IF(H3213<=CF3215-E3290,0,H3290*H3211*H3212*J3211/(H3213*4))","v":{"$error":"#VALUE!"}},{"$f":"IF(H3213<=CG3215-E3290,0,H3290*H3211*H3212*J3211/(H3213*4))","v":{"$error":"#VALUE!"}},{"$f":"IF(H3213<=CH3215-E3290,0,H3290*H3211*H3212*J3211/(H3213*4))","v":{"$error":"#VALUE!"}},{"$f":"IF(H3213<=CI3215-E3290,0,H3290*H3211*H3212*J3211/(H3213*4))","v":{"$error":"#VALUE!"}},{"$f":"IF(H3213<=CJ3215-E3290,0,H3290*H3211*H3212*J3211/(H3213*4))","v":{"$error":"#VALUE!"}},{"$f":"IF(H3213<=CK3215-E3290,0,H3290*H3211*H3212*J3211/(H3213*4))","v":{"$error":"#VALUE!"}},{"$f":"IF(H3213<=CL3215-E3290,0,H3290*H3211*H3212*J3211/(H3213*4))","v":{"$error":"#VALUE!"}},{"$f":"IF(H3213<=CM3215-E3290,0,H3290*H3211*H3212*J3211/(H3213*4))","v":{"$error":"#VALUE!"}},{"$f":"IF(H3213<=CN3215-E3290,0,H3290*H3211*H3212*J3211/(H3213*4))","v":{"$error":"#VALUE!"}},{"$f":"IF(H3213<=CO3215-E3290,0,H3290*H3211*H3212*J3211/(H3213*4))","v":{"$error":"#VALUE!"}},{"$f":"IF(H3213<=CP3215-E3290,0,H3290*H3211*H3212*J3211/(H3213*4))","v":{"$error":"#VALUE!"}},{"$f":"IF(H3213<=CQ3215-E3290,0,H3290*H3211*H3212*J3211/(H3213*4))","v":{"$error":"#VALUE!"}}]
[{"$nulls":4},{"v":20.5,"d":"20.50"},{"$f":"$DF$81","v":{"v":0,"d":"0.000"}},{"$f":"IF(SUM(F3216:F3294)-H3214<=0,0,SUM(F3216:F3294)-H3214)","v":{"v":0,"d":"0.00"}},{"v":0,"d":"0.000"},{"$nulls":78},{"$f":"IF(H3213<=CI3215-E3294,0,H3294*H3211*H3212*J3211/(H3213*4))","v":{"$error":"#VALUE!"}},{"$f":"IF(H3213<=CJ3215-E3294,0,H3294*H3211*H3212*J3211/(H3213*4))","v":{"$error":"#VALUE!"}},{"$f":"IF(H3213<=CK3215-E3294,0,H3294*H3211*H3212*J3211/(H3213*4))","v":{"$error":"#VALUE!"}},{"$f":"IF(H3213<=CL3215-E3294,0,H3294*H3211*H3212*J3211/(H3213*4))","v":{"$error":"#VALUE!"}},{"$f":"IF(H3213<=CM3215-E3294,0,H3294*H3211*H3212*J3211/(H3213*4))","v":{"$error":"#VALUE!"}},{"$f":"IF(H3213<=CN3215-E3294,0,H3294*H3211*H3212*J3211/(H3213*4))","v":{"$error":"#VALUE!"}},{"$f":"IF(H3213<=CO3215-E3294,0,H3294*H3211*H3212*J3211/(H3213*4))","v":{"$error":"#VALUE!"}},{"$f":"IF(H3213<=CP3215-E3294,0,H3294*H3211*H3212*J3211/(H3213*4))","v":{"$error":"#VALUE!"}},{"$f":"IF(H3213<=CQ3215-E3294,0,H3294*H3211*H3212*J3211/(H3213*4))","v":{"$error":"#VALUE!"}},{"$f":"IF(H3213<=CR3215-E3294,0,H3294*H3211*H3212*J3211/(H3213*4))","v":{"$error":"#VALUE!"}},{"$f":"IF(H3213<=CS3215-E3294,0,H3294*H3211*H3212*J3211/(H3213*4))","v":{"$error":"#VALUE!"}},{"$f":"IF(H3213<=CT3215-E3294,0,H3294*H3211*H3212*J3211/(H3213*4))","v":{"$error":"#VALUE!"}},{"$f":"IF(H3213<=CU3215-E3294,0,H3294*H3211*H3212*J3211/(H3213*4))","v":{"$error":"#VALUE!"}}]
[{"$nulls":4},20.75,{"$f":"$DF$82","v":{"v":0,"d":"0.000"}},{"$f":"IF(SUM(F3216:F3295)-H3214<=0,0,SUM(F3216:F3295)-H3214)","v":{"v":0,"d":"0.00"}},{"v":0,"d":"0.000"},{"$nulls":79},{"$f":"IF(H3213<=CJ3215-E3295,0,H3295*H3211*H3212*J3211/(H3213*4))","v":{"$error":"#VALUE!"}},{"$f":"IF(H3213<=CK3215-E3295,0,H3295*H3211*H3212*J3211/(H3213*4))","v":{"$error":"#VALUE!"}},{"$f":"IF(H3213<=CL3215-E3295,0,H3295*H3211*H3212*J3211/(H3213*4))","v":{"$error":"#VALUE!"}},{"$f":"IF(H3213<=CM3215-E3295,0,H3295*H3211*H3212*J3211/(H3213*4))","v":{"$error":"#VALUE!"}},{"$f":"IF(H3213<=CN3215-E3295,0,H3295*H3211*H3212*J3211/(H3213*4))","v":{"$error":"#VALUE!"}},{"$f":"IF(H3213<=CO3215-E3295,0,H3295*H3211*H3212*J3211/(H3213*4))","v":{"$error":"#VALUE!"}},{"$f":"IF(H3213<=CP3215-E3295,0,H3295*H3211*H3212*J3211/(H3213*4))","v":{"$error":"#VALUE!"}},{"$f":"IF(H3213<=CQ3215-E3295,0,H3295*H3211*H3212*J3211/(H3213*4))","v":{"$error":"#VALUE!"}},{"$f":"IF(H3213<=CR3215-E3295,0,H3295*H3211*H3212*J3211/(H3213*4))","v":{"$error":"#VALUE!"}},{"$f":"IF(H3213<=CS3215-E3295,0,H3295*H3211*H3212*J3211/(H3213*4))","v":{"$error":"#VALUE!"}},{"$f":"IF(H3213<=CT3215-E3295,0,H3295*H3211*H3212*J3211/(H3213*4))","v":{"$error":"#VALUE!"}},{"$f":"IF(H3213<=CU3215-E3295,0,H3295*H3211*H3212*J3211/(H3213*4))","v":{"$error":"#VALUE!"}},{"$f":"IF(H3213<=CV3215-E3295,0,H3295*H3211*H3212*J3211/(H3213*4))","v":{"$error":"#VALUE!"}}]
[{"$nulls":4},{"v":21.5,"d":"21.50"},{"$f":"$DF$85","v":{"v":0,"d":"0.000"}},{"$f":"IF(SUM(F3216:F3298)-H3214<=0,0,SUM(F3216:F3298)-H3214)","v":{"v":0,"d":"0.00"}},{"v":0,"d":"0.000"},{"$nulls":82},{"$f":"IF(H3213<=CM3215-E3298,0,H3298*H3211*H3212*J3211/(H3213*4))","v":{"$error":"#VALUE!"}},{"$f":"IF(H3213<=CN3215-E3298,0,H3298*H3211*H3212*J3211/(H3213*4))","v":{"$error":"#VALUE!"}},{"$f":"IF(H3213<=CO3215-E3298,0,H3298*H3211*H3212*J3211/(H3213*4))","v":{"$error":"#VALUE!"}},{"$f":"IF(H3213<=CP3215-E3298,0,H3298*H3211*H3212*J3211/(H3213*4))","v":{"$error":"#VALUE!"}},{"$f":"IF(H3213<=CQ3215-E3298,0,H3298*H3211*H3212*J3211/(H3213*4))","v":{"$error":"#VALUE!"}},{"$f":"IF(H3213<=CR3215-E3298,0,H3298*H3211*H3212*J3211/(H3213*4))","v":{"$error":"#VALUE!"}},{"$f":"IF(H3213<=CS3215-E3298,0,H3298*H3211*H3212*J3211/(H3213*4))","v":{"$error":"#VALUE!"}},{"$f":"IF(H3213<=CT3215-E3298,0,H3298*H3211*H3212*J3211/(H3213*4))","v":{"$error":"#VALUE!"}},{"$f":"IF(H3213<=CU3215-E3298,0,H3298*H3211*H3212*J3211/(H3213*4))","v":{"$error":"#VALUE!"}},{"$f":"IF(H3213<=CV3215-E3298,0,H3298*H3211*H3212*J3211/(H3213*4))","v":{"$error":"#VALUE!"}},{"$f":"IF(H3213<=CW3215-E3298,0,H3298*H3211*H3212*J3211/(H3213*4))","v":{"$error":"#VALUE!"}},{"$f":"IF(H3213<=CX3215-E3298,0,H3298*H3211*H3212*J3211/(H3213*4))","v":{"$error":"#VALUE!"}},{"$f":"IF(H3213<=CY3215-E3298,0,H3298*H3211*H3212*J3211/(H3213*4))","v":{"$error":"#VALUE!"}}]
[{"$nulls":4},{"v":22,"d":"22.00"},{"$f":"$DF$87","v":{"v":0,"d":"0.000"}},{"$f":"IF(SUM(F3216:F3300)-H3214<=0,0,SUM(F3216:F3300)-H3214)","v":{"v":0,"d":"0.00"}},{"v":0,"d":"0.000"},{"$nulls":84},{"$f":"IF(H3213<=CO3215-E3300,0,H3300*H3211*H3212*J3211/(H3213*4))","v":{"$error":"#VALUE!"}},{"$f":"IF(H3213<=CP3215-E3300,0,H3300*H3211*H3212*J3211/(H3213*4))","v":{"$error":"#VALUE!"}},{"$f":"IF(H3213<=CQ3215-E3300,0,H3300*H3211*H3212*J3211/(H3213*4))","v":{"$error":"#VALUE!"}},{"$f":"IF(H3213<=CR3215-E3300,0,H3300*H3211*H3212*J3211/(H3213*4))","v":{"$error":"#VALUE!"}},{"$f":"IF(H3213<=CS3215-E3300,0,H3300*H3211*H3212*J3211/(H3213*4))","v":{"$error":"#VALUE!"}},{"$f":"IF(H3213<=CT3215-E3300,0,H3300*H3211*H3212*J3211/(H3213*4))","v":{"$error":"#VALUE!"}},{"$f":"IF(H3213<=CU3215-E3300,0,H3300*H3211*H3212*J3211/(H3213*4))","v":{"$error":"#VALUE!"}},{"$f":"IF(H3213<=CV3215-E3300,0,H3300*H3211*H3212*J3211/(H3213*4))","v":{"$error":"#VALUE!"}},{"$f":"IF(H3213<=CW3215-E3300,0,H3300*H3211*H3212*J3211/(H3213*4))","v":{"$error":"#VALUE!"}},{"$f":"IF(H3213<=CX3215-E3300,0,H3300*H3211*H3212*J3211/(H3213*4))","v":{"$error":"#VALUE!"}},{"$f":"IF(H3213<=CY3215-E3300,0,H3300*H3211*H3212*J3211/(H3213*4))","v":{"$error":"#VALUE!"}},{"$f":"IF(H3213<=CZ3215-E3300,0,H3300*H3211*H3212*J3211/(H3213*4))","v":{"$error":"#VALUE!"}}]
[{"$nulls":4},22.75,{"$f":"$DF$90","v":{"v":0,"d":"0.000"}},{"$f":"IF(SUM(F3216:F3303)-H3214<=0,0,SUM(F3216:F3303)-H3214)","v":{"v":0,"d":"0.00"}},{"v":0,"d":"0.000"},{"$nulls":87},{"$f":"IF(H3213<=CR3215-E3303,0,H3303*H3211*H3212*J3211/(H3213*4))","v":{"$error":"#VALUE!"}},{"$f":"IF(H3213<=CS3215-E3303,0,H3303*H3211*H3212*J3211/(H3213*4))","v":{"$error":"#VALUE!"}},{"$f":"IF(H3213<=CT3215-E3303,0,H3303*H3211*H3212*J3211/(H3213*4))","v":{"$error":"#VALUE!"}},{"$f":"IF(H3213<=CU3215-E3303,0,H3303*H3211*H3212*J3211/(H3213*4))","v":{"$error":"#VALUE!"}},{"$f":"IF(H3213<=CV3215-E3303,0,H3303*H3211*H3212*J3211/(H3213*4))","v":{"$error":"#VALUE!"}},{"$f":"IF(H3213<=CW3215-E3303,0,H3303*H3211*H3212*J3211/(H3213*4))","v":{"$error":"#VALUE!"}},{"$f":"IF(H3213<=CX3215-E3303,0,H3303*H3211*H3212*J3211/(H3213*4))","v":{"$error":"#VALUE!"}},{"$f":"IF(H3213<=CY3215-E3303,0,H3303*H3211*H3212*J3211/(H3213*4))","v":{"$error":"#VALUE!"}},{"$f":"IF(H3213<=CZ3215-E3303,0,H3303*H3211*H3212*J3211/(H3213*4))","v":{"$error":"#VALUE!"}}]
[{"$nulls":4},{"v":23.5,"d":"23.50"},{"$f":"$DF$93","v":{"v":0,"d":"0.000"}},{"$f":"IF(SUM(F3216:F3306)-H3214<=0,0,SUM(F3216:F3306)-H3214)","v":{"v":0,"d":"0.00"}},{"v":0,"d":"0.000"},{"$nulls":90},{"$f":"IF(H3213<=CU3215-E3306,0,H3306*H3211*H3212*J3211/(H3213*4))","v":{"$error":"#VALUE!"}},{"$f":"IF(H3213<=CV3215-E3306,0,H3306*H3211*H3212*J3211/(H3213*4))","v":{"$error":"#VALUE!"}},{"$f":"IF(H3213<=CW3215-E3306,0,H3306*H3211*H3212*J3211/(H3213*4))","v":{"$error":"#VALUE!"}},{"$f":"IF(H3213<=CX3215-E3306,0,H3306*H3211*H3212*J3211/(H3213*4))","v":{"$error":"#VALUE!"}},{"$f":"IF(H3213<=CY3215-E3306,0,H3306*H3211*H3212*J3211/(H3213*4))","v":{"$error":"#VALUE!"}},{"$f":"IF(H3213<=CZ3215-E3306,0,H3306*H3211*H3212*J3211/(H3213*4))","v":{"$error":"#VALUE!"}}]
[{"$nulls":4},{"v":24,"d":"24.00"},{"$f":"$DF$95","v":{"v":0,"d":"0.000"}},{"$f":"IF(SUM(F3216:F3308)-H3214<=0,0,SUM(F3216:F3308)-H3214)","v":{"v":0,"d":"0.00"}},{"v":0,"d":"0.000"},{"$nulls":92},{"$f":"IF(H3213<=CW3215-E3308,0,H3308*H3211*H3212*J3211/(H3213*4))","v":{"$error":"#VALUE!"}},{"$f":"IF(H3213<=CX3215-E3308,0,H3308*H3211*H3212*J3211/(H3213*4))","v":{"$error":"#VALUE!"}},{"$f":"IF(H3213<=CY3215-E3308,0,H3308*H3211*H3212*J3211/(H3213*4))","v":{"$error":"#VALUE!"}},{"$f":"IF(H3213<=CZ3215-E3308,0,H3308*H3211*H3212*J3211/(H3213*4))","v":{"$error":"#VALUE!"}}]
[{"$nulls":4},24.25,{"$f":"$DF$96","v":{"v":0,"d":"0.000"}},{"$f":"IF(SUM(F3216:F3309)-H3214<=0,0,SUM(F3216:F3309)-H3214)","v":{"v":0,"d":"0.00"}},{"v":0,"d":"0.000"},{"$nulls":93},{"$f":"IF(H3213<=CX3215-E3309,0,H3309*H3211*H3212*J3211/(H3213*4))","v":{"$error":"#VALUE!"}},{"$f":"IF(H3213<=CY3215-E3309,0,H3309*H3211*H3212*J3211/(H3213*4))","v":{"$error":"#VALUE!"}},{"$f":"IF(H3213<=CZ3215-E3309,0,H3309*H3211*H3212*J3211/(H3213*4))","v":{"$error":"#VALUE!"}}]
[{"$nulls":4},24.75,{"$f":"$DF$98","v":{"v":0,"d":"0.000"}},{"$f":"IF(SUM(F3216:F3311)-H3214<=0,0,SUM(F3216:F3311)-H3214)","v":{"v":0,"d":"0.00"}},{"v":0,"d":"0.000"},{"$nulls":95},{"$f":"IF(H3213<=CZ3215-E3311,0,H3311*H3211*H3212*J3211/(H3213*4))","v":{"$error":"#VALUE!"}}]
[{"$f":"CONCATENATE(H3210,C3314)","v":"CSO 02612b."},"12. Green Infrastructure Reductions","12b.","Total GI capacity (MG). ",null,null,{"$f":"C3314","v":"12b."},{"$f":"IF(HLOOKUP(H3210,'4 - CSO VOLUME'!$E$9:$AS$33,13,FALSE)=\"\",0,HLOOKUP(H3210,'4 - CSO VOLUME'!$E$9:$AS$33,13,FALSE))","v":{"v":0,"d":"0.00"}}]
[{"$f":"CONCATENATE(H3210,C3317)","v":"CSO 02612d."},null,"12d.","Stormwater runoff after GI saturation (MG). Excess after Line 12c exceeds Line 12b.",null,null,{"$f":"C3317","v":"12d."},null,{"$f":"I3316-H3316","v":{"$error":"#VALUE!"}},{"$f":"J3316-I3316","v":{"$error":"#VALUE!"}},{"$f":"K3316-J3316","v":{"$error":"#VALUE!"}},{"$f":"L3316-K3316","v":{"$error":"#VALUE!"}},{"$f":"M3316-L3316","v":{"$error":"#VALUE!"}},{"$f":"N3316-M3316","v":{"$error":"#VALUE!"}},{"$f":"O3316-N3316","v":{"$error":"#VALUE!"}},{"$f":"P3316-O3316","v":{"$error":"#VALUE!"}},{"$f":"Q3316-P3316","v":{"$error":"#VALUE!"}},{"$f":"R3316-Q3316","v":{"$error":"#VALUE!"}},{"$f":"S3316-R3316","v":{"$error":"#VALUE!"}},{"$f":"T3316-S3316","v":{"$error":"#VALUE!"}},{"$f":"U3316-T3316","v":{"$error":"#VALUE!"}},{"$f":"V3316-U3316","v":{"$error":"#VALUE!"}},{"$f":"W3316-V3316","v":{"$error":"#VALUE!"}},{"$f":"X3316-W3316","v":{"$error":"#VALUE!"}},{"$f":"Y3316-X3316","v":{"$error":"#VALUE!"}},{"$f":"Z3316-Y3316","v":{"$error":"#VALUE!"}},{"$f":"AA3316-Z3316","v":{"$error":"#VALUE!"}},{"$f":"AB3316-AA3316","v":{"$error":"#VALUE!"}},{"$f":"AC3316-AB3316","v":{"$error":"#VALUE!"}},{"$f":"AD3316-AC3316","v":{"$error":"#VALUE!"}},{"$f":"AE3316-AD3316","v":{"$error":"#VALUE!"}},{"$f":"AF3316-AE3316","v":{"$error":"#VALUE!"}},{"$f":"AG3316-AF3316","v":{"$error":"#VALUE!"}},{"$f":"AH3316-AG3316","v":{"$error":"#VALUE!"}},{"$f":"AI3316-AH3316","v":{"$error":"#VALUE!"}},{"$f":"AJ3316-AI3316","v":{"$error":"#VALUE!"}},{"$f":"AK3316-AJ3316","v":{"$error":"#VALUE!"}},{"$f":"AL3316-AK3316","v":{"$error":"#VALUE!"}},{"$f":"AM3316-AL3316","v":{"$error":"#VALUE!"}},{"$f":"AN3316-AM3316","v":{"$error":"#VALUE!"}},{"$f":"AO3316-AN3316","v":{"$error":"#VALUE!"}},{"$f":"AP3316-AO3316","v":{"$error":"#VALUE!"}},{"$f":"AQ3316-AP3316","v":{"$error":"#VALUE!"}},{"$f":"AR3316-AQ3316","v":{"$error":"#VALUE!"}},{"$f":"AS3316-AR3316","v":{"$error":"#VALUE!"}},{"$f":"AT3316-AS3316","v":{"$error":"#VALUE!"}},{"$f":"AU3316-AT3316","v":{"$error":"#VALUE!"}},{"$f":"AV3316-AU3316","v":{"$error":"#VALUE!"}},{"$f":"AW3316-AV3316","v":{"$error":"#VALUE!"}},{"$f":"AX3316-AW3316","v":{"$error":"#VALUE!"}},{"$f":"AY3316-AX3316","v":{"$error":"#VALUE!"}},{"$f":"AZ3316-AY3316","v":{"$error":"#VALUE!"}},{"$f":"BA3316-AZ3316","v":{"$error":"#VALUE!"}},{"$f":"BB3316-BA3316","v":{"$error":"#VALUE!"}},{"$f":"BC3316-BB3316","v":{"$error":"#VALUE!"}},{"$f":"BD3316-BC3316","v":{"$error":"#VALUE!"}},{"$f":"BE3316-BD3316","v":{"$error":"#VALUE!"}},{"$f":"BF3316-BE3316","v":{"$error":"#VALUE!"}},{"$f":"BG3316-BF3316","v":{"$error":"#VALUE!"}},{"$f":"BH3316-BG3316","v":{"$error":"#VALUE!"}},{"$f":"BI3316-BH3316","v":{"$error":"#VALUE!"}},{"$f":"BJ3316-BI3316","v":{"$error":"#VALUE!"}},{"$f":"BK3316-BJ3316","v":{"$error":"#VALUE!"}},{"$f":"BL3316-BK3316","v":{"$error":"#VALUE!"}},{"$f":"BM3316-BL3316","v":{"$error":"#VALUE!"}},{"$f":"BN3316-BM3316","v":{"$error":"#VALUE!"}},{"$f":"BO3316-BN3316","v":{"$error":"#VALUE!"}},{"$f":"BP3316-BO3316","v":{"$error":"#VALUE!"}},{"$f":"BQ3316-BP3316","v":{"$error":"#VALUE!"}},{"$f":"BR3316-BQ3316","v":{"$error":"#VALUE!"}},{"$f":"BS3316-BR3316","v":{"$error":"#VALUE!"}},{"$f":"BT3316-BS3316","v":{"$error":"#VALUE!"}},{"$f":"BU3316-BT3316","v":{"$error":"#VALUE!"}},{"$f":"BV3316-BU3316","v":{"$error":"#VALUE!"}},{"$f":"BW3316-BV3316","v":{"$error":"#VALUE!"}},{"$f":"BX3316-BW3316","v":{"$error":"#VALUE!"}},{"$f":"BY3316-BX3316","v":{"$error":"#VALUE!"}},{"$f":"BZ3316-BY3316","v":{"$error":"#VALUE!"}},{"$f":"CA3316-BZ3316","v":{"$error":"#VALUE!"}},{"$f":"CB3316-CA3316","v":{"$error":"#VALUE!"}},{"$f":"CC3316-CB3316","v":{"$error":"#VALUE!"}},{"$f":"CD3316-CC3316","v":{"$error":"#VALUE!"}},{"$f":"CE3316-CD3316","v":{"$error":"#VALUE!"}},{"$f":"CF3316-CE3316","v":{"$error":"#VALUE!"}},{"$f":"CG3316-CF3316","v":{"$error":"#VALUE!"}},{"$f":"CH3316-CG3316","v":{"$error":"#VALUE!"}},{"$f":"CI3316-CH3316","v":{"$error":"#VALUE!"}},{"$f":"CJ3316-CI3316","v":{"$error":"#VALUE!"}},{"$f":"CK3316-CJ3316","v":{"$error":"#VALUE!"}},{"$f":"CL3316-CK3316","v":{"$error":"#VALUE!"}},{"$f":"CM3316-CL3316","v":{"$error":"#VALUE!"}},{"$f":"CN3316-CM3316","v":{"$error":"#VALUE!"}},{"$f":"CO3316-CN3316","v":{"$error":"#VALUE!"}},{"$f":"CP3316-CO3316","v":{"$error":"#VALUE!"}},{"$f":"CQ3316-CP3316","v":{"$error":"#VALUE!"}},{"$f":"CR3316-CQ3316","v":{"$error":"#VALUE!"}},{"$f":"CS3316-CR3316","v":{"$error":"#VALUE!"}},{"$f":"CT3316-CS3316","v":{"$error":"#VALUE!"}},{"$f":"CU3316-CT3316","v":{"$error":"#VALUE!"}},{"$f":"CV3316-CU3316","v":{"$error":"#VALUE!"}},{"$f":"CW3316-CV3316","v":{"$error":"#VALUE!"}},{"$f":"CX3316-CW3316","v":{"$error":"#VALUE!"}},{"$f":"CY3316-CX3316","v":{"$error":"#VALUE!"}},{"$f":"CZ3316-CY3316","v":{"$error":"#VALUE!"}},{"$f":"SUM(I3317:CZ3317)","v":{"$error":"#VALUE!"}}]
[{"$f":"CONCATENATE(H3210,C3319)","v":"CSO 02613b."},null,"13b.","Dry weather flow rate (MGD). ",null,null,{"$f":"C3319","v":"13b."},{"$f":"HLOOKUP(H3210,'4 - CSO VOLUME'!$E$9:$AS$33,17,FALSE)","v":{"v":0,"d":"0.00"}},{"$f":"$H3319/(4*24)","v":{"v":0,"d":"0.000"}},{"$f":"$H3319/(4*24)","v":{"v":0,"d":"0.000"}},{"v":0,"d":"0.000"},{"v":0,"d":"0.000"},{"v":0,"d":"0.000"},{"v":0,"d":"0.000"},{"v":0,"d":"0.000"},{"v":0,"d":"0.000"},{"v":0,"d":"0.000"},{"v":0,"d":"0.000"},{"v":0,"d":"0.000"},{"v":0,"d":"0.000"},{"v":0,"d":"0.000"},{"v":0,"d":"0.000"},{"v":0,"d":"0.000"},{"v":0,"d":"0.000"},{"v":0,"d":"0.000"},{"v":0,"d":"0.000"},{"v":0,"d":"0.000"},{"v":0,"d":"0.000"},{"v":0,"d":"0.000"},{"v":0,"d":"0.000"},{"v":0,"d":"0.000"},{"v":0,"d":"0.000"},{"v":0,"d":"0.000"},{"v":0,"d":"0.000"},{"v":0,"d":"0.000"},{"v":0,"d":"0.000"},{"v":0,"d":"0.000"},{"v":0,"d":"0.000"},{"v":0,"d":"0.000"},{"v":0,"d":"0.000"},{"v":0,"d":"0.000"},{"v":0,"d":"0.000"},{"v":0,"d":"0.000"},{"v":0,"d":"0.000"},{"v":0,"d":"0.000"},{"v":0,"d":"0.000"},{"v":0,"d":"0.000"},{"v":0,"d":"0.000"},{"v":0,"d":"0.000"},{"v":0,"d":"0.000"},{"v":0,"d":"0.000"},{"v":0,"d":"0.000"},{"v":0,"d":"0.000"},{"v":0,"d":"0.000"},{"v":0,"d":"0.000"},{"v":0,"d":"0.000"},{"v":0,"d":"0.000"},{"v":0,"d":"0.000"},{"v":0,"d":"0.000"},{"v":0,"d":"0.000"},{"v":0,"d":"0.000"},{"v":0,"d":"0.000"},{"v":0,"d":"0.000"},{"v":0,"d":"0.000"},{"v":0,"d":"0.000"},{"v":0,"d":"0.000"},{"v":0,"d":"0.000"},{"v":0,"d":"0.000"},{"v":0,"d":"0.000"},{"v":0,"d":"0.000"},{"v":0,"d":"0.000"},{"v":0,"d":"0.000"},{"v":0,"d":"0.000"},{"$f":"$H3319/(4*24)","v":{"v":0,"d":"0.000"}},{"v":0,"d":"0.000"},{"v":0,"d":"0.000"},{"v":0,"d":"0.000"},{"v":0,"d":"0.000"},{"v":0,"d":"0.000"},{"v":0,"d":"0.000"},{"v":0,"d":"0.000"},{"v":0,"d":"0.000"},{"v":0,"d":"0.000"},{"v":0,"d":"0.000"},{"v":0,"d":"0.000"},{"v":0,"d":"0.000"},{"v":0,"d":"0.000"},{"v":0,"d":"0.000"},{"v":0,"d":"0.000"},{"v":0,"d":"0.000"},{"v":0,"d":"0.000"},{"v":0,"d":"0.000"},{"v":0,"d":"0.000"},{"v":0,"d":"0.000"},{"v":0,"d":"0.000"},{"v":0,"d":"0.000"},{"v":0,"d":"0.000"},{"v":0,"d":"0.000"},{"v":0,"d":"0.000"},{"v":0,"d":"0.000"},{"v":0,"d":"0.000"},{"v":0,"d":"0.000"},{"v":0,"d":"0.000"},{"v":0,"d":"0.000"}]
[{"$f":"CONCATENATE(H3210,C3321)","v":"CSO 026"},null,null,"Excess stormwater runoff volume, cumulative (MG). Subtract Line 13a from Line 13c.",{"$nulls":4},{"$f":"IF(SUM($I3320:I3320)-$H3318<=0,0,SUM($I3320:I3320)-$H3318)","v":{"$error":"#VALUE!"}},{"$f":"IF(SUM($I3320:J3320)-$H3318<=0,0,SUM($I3320:J3320)-$H3318)","v":{"$error":"#VALUE!"}},{"$f":"IF(SUM($I3320:K3320)-$H3318<=0,0,SUM($I3320:K3320)-$H3318)","v":{"$error":"#VALUE!"}},{"$f":"IF(SUM($I3320:L3320)-$H3318<=0,0,SUM($I3320:L3320)-$H3318)","v":{"$error":"#VALUE!"}},{"$f":"IF(SUM($I3320:M3320)-$H3318<=0,0,SUM($I3320:M3320)-$H3318)","v":{"$error":"#VALUE!"}},{"$f":"IF(SUM($I3320:N3320)-$H3318<=0,0,SUM($I3320:N3320)-$H3318)","v":{"$error":"#VALUE!"}},{"$f":"IF(SUM($I3320:O3320)-$H3318<=0,0,SUM($I3320:O3320)-$H3318)","v":{"$error":"#VALUE!"}},{"$f":"IF(SUM($I3320:P3320)-$H3318<=0,0,SUM($I3320:P3320)-$H3318)","v":{"$error":"#VALUE!"}},{"$f":"IF(SUM($I3320:Q3320)-$H3318<=0,0,SUM($I3320:Q3320)-$H3318)","v":{"$error":"#VALUE!"}},{"$f":"IF(SUM($I3320:R3320)-$H3318<=0,0,SUM($I3320:R3320)-$H3318)","v":{"$error":"#VALUE!"}},{"$f":"IF(SUM($I3320:S3320)-$H3318<=0,0,SUM($I3320:S3320)-$H3318)","v":{"$error":"#VALUE!"}},{"$f":"IF(SUM($I3320:T3320)-$H3318<=0,0,SUM($I3320:T3320)-$H3318)","v":{"$error":"#VALUE!"}},{"$f":"IF(SUM($I3320:U3320)-$H3318<=0,0,SUM($I3320:U3320)-$H3318)","v":{"$error":"#VALUE!"}},{"$f":"IF(SUM($I3320:V3320)-$H3318<=0,0,SUM($I3320:V3320)-$H3318)","v":{"$error":"#VALUE!"}},{"$f":"IF(SUM($I3320:W3320)-$H3318<=0,0,SUM($I3320:W3320)-$H3318)","v":{"$error":"#VALUE!"}},{"$f":"IF(SUM($I3320:X3320)-$H3318<=0,0,SUM($I3320:X3320)-$H3318)","v":{"$error":"#VALUE!"}},{"$f":"IF(SUM($I3320:Y3320)-$H3318<=0,0,SUM($I3320:Y3320)-$H3318)","v":{"$error":"#VALUE!"}},{"$f":"IF(SUM($I3320:Z3320)-$H3318<=0,0,SUM($I3320:Z3320)-$H3318)","v":{"$error":"#VALUE!"}},{"$f":"IF(SUM($I3320:AA3320)-$H3318<=0,0,SUM($I3320:AA3320)-$H3318)","v":{"$error":"#VALUE!"}},{"$f":"IF(SUM($I3320:AB3320)-$H3318<=0,0,SUM($I3320:AB3320)-$H3318)","v":{"$error":"#VALUE!"}},{"$f":"IF(SUM($I3320:AC3320)-$H3318<=0,0,SUM($I3320:AC3320)-$H3318)","v":{"$error":"#VALUE!"}},{"$f":"IF(SUM($I3320:AD3320)-$H3318<=0,0,SUM($I3320:AD3320)-$H3318)","v":{"$error":"#VALUE!"}},{"$f":"IF(SUM($I3320:AE3320)-$H3318<=0,0,SUM($I3320:AE3320)-$H3318)","v":{"$error":"#VALUE!"}},{"$f":"IF(SUM($I3320:AF3320)-$H3318<=0,0,SUM($I3320:AF3320)-$H3318)","v":{"$error":"#VALUE!"}},{"$f":"IF(SUM($I3320:AG3320)-$H3318<=0,0,SUM($I3320:AG3320)-$H3318)","v":{"$error":"#VALUE!"}},{"$f":"IF(SUM($I3320:AH3320)-$H3318<=0,0,SUM($I3320:AH3320)-$H3318)","v":{"$error":"#VALUE!"}},{"$f":"IF(SUM($I3320:AI3320)-$H3318<=0,0,SUM($I3320:AI3320)-$H3318)","v":{"$error":"#VALUE!"}},{"$f":"IF(SUM($I3320:AJ3320)-$H3318<=0,0,SUM($I3320:AJ3320)-$H3318)","v":{"$error":"#VALUE!"}},{"$f":"IF(SUM($I3320:AK3320)-$H3318<=0,0,SUM($I3320:AK3320)-$H3318)","v":{"$error":"#VALUE!"}},{"$f":"IF(SUM($I3320:AL3320)-$H3318<=0,0,SUM($I3320:AL3320)-$H3318)","v":{"$error":"#VALUE!"}},{"$f":"IF(SUM($I3320:AM3320)-$H3318<=0,0,SUM($I3320:AM3320)-$H3318)","v":{"$error":"#VALUE!"}},{"$f":"IF(SUM($I3320:AN3320)-$H3318<=0,0,SUM($I3320:AN3320)-$H3318)","v":{"$error":"#VALUE!"}},{"$f":"IF(SUM($I3320:AO3320)-$H3318<=0,0,SUM($I3320:AO3320)-$H3318)","v":{"$error":"#VALUE!"}},{"$f":"IF(SUM($I3320:AP3320)-$H3318<=0,0,SUM($I3320:AP3320)-$H3318)","v":{"$error":"#VALUE!"}},{"$f":"IF(SUM($I3320:AQ3320)-$H3318<=0,0,SUM($I3320:AQ3320)-$H3318)","v":{"$error":"#VALUE!"}},{"$f":"IF(SUM($I3320:AR3320)-$H3318<=0,0,SUM($I3320:AR3320)-$H3318)","v":{"$error":"#VALUE!"}},{"$f":"IF(SUM($I3320:AS3320)-$H3318<=0,0,SUM($I3320:AS3320)-$H3318)","v":{"$error":"#VALUE!"}},{"$f":"IF(SUM($I3320:AT3320)-$H3318<=0,0,SUM($I3320:AT3320)-$H3318)","v":{"$error":"#VALUE!"}},{"$f":"IF(SUM($I3320:AU3320)-$H3318<=0,0,SUM($I3320:AU3320)-$H3318)","v":{"$error":"#VALUE!"}},{"$f":"IF(SUM($I3320:AV3320)-$H3318<=0,0,SUM($I3320:AV3320)-$H3318)","v":{"$error":"#VALUE!"}},{"$f":"IF(SUM($I3320:AW3320)-$H3318<=0,0,SUM($I3320:AW3320)-$H3318)","v":{"$error":"#VALUE!"}},{"$f":"IF(SUM($I3320:AX3320)-$H3318<=0,0,SUM($I3320:AX3320)-$H3318)","v":{"$error":"#VALUE!"}},{"$f":"IF(SUM($I3320:AY3320)-$H3318<=0,0,SUM($I3320:AY3320)-$H3318)","v":{"$error":"#VALUE!"}},{"$f":"IF(SUM($I3320:AZ3320)-$H3318<=0,0,SUM($I3320:AZ3320)-$H3318)","v":{"$error":"#VALUE!"}},{"$f":"IF(SUM($I3320:BA3320)-$H3318<=0,0,SUM($I3320:BA3320)-$H3318)","v":{"$error":"#VALUE!"}},{"$f":"IF(SUM($I3320:BB3320)-$H3318<=0,0,SUM($I3320:BB3320)-$H3318)","v":{"$error":"#VALUE!"}},{"$f":"IF(SUM($I3320:BC3320)-$H3318<=0,0,SUM($I3320:BC3320)-$H3318)","v":{"$error":"#VALUE!"}},{"$f":"IF(SUM($I3320:BD3320)-$H3318<=0,0,SUM($I3320:BD3320)-$H3318)","v":{"$error":"#VALUE!"}},{"$f":"IF(SUM($I3320:BE3320)-$H3318<=0,0,SUM($I3320:BE3320)-$H3318)","v":{"$error":"#VALUE!"}},{"$f":"IF(SUM($I3320:BF3320)-$H3318<=0,0,SUM($I3320:BF3320)-$H3318)","v":{"$error":"#VALUE!"}},{"$f":"IF(SUM($I3320:BG3320)-$H3318<=0,0,SUM($I3320:BG3320)-$H3318)","v":{"$error":"#VALUE!"}},{"$f":"IF(SUM($I3320:BH3320)-$H3318<=0,0,SUM($I3320:BH3320)-$H3318)","v":{"$error":"#VALUE!"}},{"$f":"IF(SUM($I3320:BI3320)-$H3318<=0,0,SUM($I3320:BI3320)-$H3318)","v":{"$error":"#VALUE!"}},{"$f":"IF(SUM($I3320:BJ3320)-$H3318<=0,0,SUM($I3320:BJ3320)-$H3318)","v":{"$error":"#VALUE!"}},{"$f":"IF(SUM($I3320:BK3320)-$H3318<=0,0,SUM($I3320:BK3320)-$H3318)","v":{"$error":"#VALUE!"}},{"$f":"IF(SUM($I3320:BL3320)-$H3318<=0,0,SUM($I3320:BL3320)-$H3318)","v":{"$error":"#VALUE!"}},{"$f":"IF(SUM($I3320:BM3320)-$H3318<=0,0,SUM($I3320:BM3320)-$H3318)","v":{"$error":"#VALUE!"}},{"$f":"IF(SUM($I3320:BN3320)-$H3318<=0,0,SUM($I3320:BN3320)-$H3318)","v":{"$error":"#VALUE!"}},{"$f":"IF(SUM($I3320:BO3320)-$H3318<=0,0,SUM($I3320:BO3320)-$H3318)","v":{"$error":"#VALUE!"}},{"$f":"IF(SUM($I3320:BP3320)-$H3318<=0,0,SUM($I3320:BP3320)-$H3318)","v":{"$error":"#VALUE!"}},{"$f":"IF(SUM($I3320:BQ3320)-$H3318<=0,0,SUM($I3320:BQ3320)-$H3318)","v":{"$error":"#VALUE!"}},{"$f":"IF(SUM($I3320:BR3320)-$H3318<=0,0,SUM($I3320:BR3320)-$H3318)","v":{"$error":"#VALUE!"}},{"$f":"IF(SUM($I3320:BS3320)-$H3318<=0,0,SUM($I3320:BS3320)-$H3318)","v":{"$error":"#VALUE!"}},{"$f":"IF(SUM($I3320:BT3320)-$H3318<=0,0,SUM($I3320:BT3320)-$H3318)","v":{"$error":"#VALUE!"}},{"$f":"IF(SUM($I3320:BU3320)-$H3318<=0,0,SUM($I3320:BU3320)-$H3318)","v":{"$error":"#VALUE!"}},{"$f":"IF(SUM($I3320:BV3320)-$H3318<=0,0,SUM($I3320:BV3320)-$H3318)","v":{"$error":"#VALUE!"}},{"$f":"IF(SUM($I3320:BW3320)-$H3318<=0,0,SUM($I3320:BW3320)-$H3318)","v":{"$error":"#VALUE!"}},{"$f":"IF(SUM($I3320:BX3320)-$H3318<=0,0,SUM($I3320:BX3320)-$H3318)","v":{"$error":"#VALUE!"}},{"$f":"IF(SUM($I3320:BY3320)-$H3318<=0,0,SUM($I3320:BY3320)-$H3318)","v":{"$error":"#VALUE!"}},{"$f":"IF(SUM($I3320:BZ3320)-$H3318<=0,0,SUM($I3320:BZ3320)-$H3318)","v":{"$error":"#VALUE!"}},{"$f":"IF(SUM($I3320:CA3320)-$H3318<=0,0,SUM($I3320:CA3320)-$H3318)","v":{"$error":"#VALUE!"}},{"$f":"IF(SUM($I3320:CB3320)-$H3318<=0,0,SUM($I3320:CB3320)-$H3318)","v":{"$error":"#VALUE!"}},{"$f":"IF(SUM($I3320:CC3320)-$H3318<=0,0,SUM($I3320:CC3320)-$H3318)","v":{"$error":"#VALUE!"}},{"$f":"IF(SUM($I3320:CD3320)-$H3318<=0,0,SUM($I3320:CD3320)-$H3318)","v":{"$error":"#VALUE!"}},{"$f":"IF(SUM($I3320:CE3320)-$H3318<=0,0,SUM($I3320:CE3320)-$H3318)","v":{"$error":"#VALUE!"}},{"$f":"IF(SUM($I3320:CF3320)-$H3318<=0,0,SUM($I3320:CF3320)-$H3318)","v":{"$error":"#VALUE!"}},{"$f":"IF(SUM($I3320:CG3320)-$H3318<=0,0,SUM($I3320:CG3320)-$H3318)","v":{"$error":"#VALUE!"}},{"$f":"IF(SUM($I3320:CH3320)-$H3318<=0,0,SUM($I3320:CH3320)-$H3318)","v":{"$error":"#VALUE!"}},{"$f":"IF(SUM($I3320:CI3320)-$H3318<=0,0,SUM($I3320:CI3320)-$H3318)","v":{"$error":"#VALUE!"}},{"$f":"IF(SUM($I3320:CJ3320)-$H3318<=0,0,SUM($I3320:CJ3320)-$H3318)","v":{"$error":"#VALUE!"}},{"$f":"IF(SUM($I3320:CK3320)-$H3318<=0,0,SUM($I3320:CK3320)-$H3318)","v":{"$error":"#VALUE!"}},{"$f":"IF(SUM($I3320:CL3320)-$H3318<=0,0,SUM($I3320:CL3320)-$H3318)","v":{"$error":"#VALUE!"}},{"$f":"IF(SUM($I3320:CM3320)-$H3318<=0,0,SUM($I3320:CM3320)-$H3318)","v":{"$error":"#VALUE!"}},{"$f":"IF(SUM($I3320:CN3320)-$H3318<=0,0,SUM($I3320:CN3320)-$H3318)","v":{"$error":"#VALUE!"}},{"$f":"IF(SUM($I3320:CO3320)-$H3318<=0,0,SUM($I3320:CO3320)-$H3318)","v":{"$error":"#VALUE!"}},{"$f":"IF(SUM($I3320:CP3320)-$H3318<=0,0,SUM($I3320:CP3320)-$H3318)","v":{"$error":"#VALUE!"}},{"$f":"IF(SUM($I3320:CQ3320)-$H3318<=0,0,SUM($I3320:CQ3320)-$H3318)","v":{"$error":"#VALUE!"}},{"$f":"IF(SUM($I3320:CR3320)-$H3318<=0,0,SUM($I3320:CR3320)-$H3318)","v":{"$error":"#VALUE!"}},{"$f":"IF(SUM($I3320:CS3320)-$H3318<=0,0,SUM($I3320:CS3320)-$H3318)","v":{"$error":"#VALUE!"}},{"$f":"IF(SUM($I3320:CT3320)-$H3318<=0,0,SUM($I3320:CT3320)-$H3318)","v":{"$error":"#VALUE!"}},{"$f":"IF(SUM($I3320:CU3320)-$H3318<=0,0,SUM($I3320:CU3320)-$H3318)","v":{"$error":"#VALUE!"}},{"$f":"IF(SUM($I3320:CV3320)-$H3318<=0,0,SUM($I3320:CV3320)-$H3318)","v":{"$error":"#VALUE!"}},{"$f":"IF(SUM($I3320:CW3320)-$H3318<=0,0,SUM($I3320:CW3320)-$H3318)","v":{"$error":"#VALUE!"}},{"$f":"IF(SUM($I3320:CX3320)-$H3318<=0,0,SUM($I3320:CX3320)-$H3318)","v":{"$error":"#VALUE!"}},{"$f":"IF(SUM($I3320:CY3320)-$H3318<=0,0,SUM($I3320:CY3320)-$H3318)","v":{"$error":"#VALUE!"}},{"$f":"IF(SUM($I3320:CZ3320)-$H3318<=0,0,SUM($I3320:CZ3320)-$H3318)","v":{"$error":"#VALUE!"}},"NA"]
[{"$f":"CONCATENATE(H3210,C3322)","v":"CSO 02613d."},null,"13d.","Combined sewage after GI saturation and CSO control (MG). Excess after Line 13c exceeds Line 13a.",null,null,{"$f":"C3322","v":"13d."},null,{"$f":"I3321-H3321","v":{"$error":"#VALUE!"}},{"$f":"J3321-I3321","v":{"$error":"#VALUE!"}},{"$f":"K3321-J3321","v":{"$error":"#VALUE!"}},{"$f":"L3321-K3321","v":{"$error":"#VALUE!"}},{"$f":"M3321-L3321","v":{"$error":"#VALUE!"}},{"$f":"N3321-M3321","v":{"$error":"#VALUE!"}},{"$f":"O3321-N3321","v":{"$error":"#VALUE!"}},{"$f":"P3321-O3321","v":{"$error":"#VALUE!"}},{"$f":"Q3321-P3321","v":{"$error":"#VALUE!"}},{"$f":"R3321-Q3321","v":{"$error":"#VALUE!"}},{"$f":"S3321-R3321","v":{"$error":"#VALUE!"}},{"$f":"T3321-S3321","v":{"$error":"#VALUE!"}},{"$f":"U3321-T3321","v":{"$error":"#VALUE!"}},{"$f":"V3321-U3321","v":{"$error":"#VALUE!"}},{"$f":"W3321-V3321","v":{"$error":"#VALUE!"}},{"$f":"X3321-W3321","v":{"$error":"#VALUE!"}},{"$f":"Y3321-X3321","v":{"$error":"#VALUE!"}},{"$f":"Z3321-Y3321","v":{"$error":"#VALUE!"}},{"$f":"AA3321-Z3321","v":{"$error":"#VALUE!"}},{"$f":"AB3321-AA3321","v":{"$error":"#VALUE!"}},{"$f":"AC3321-AB3321","v":{"$error":"#VALUE!"}},{"$f":"AD3321-AC3321","v":{"$error":"#VALUE!"}},{"$f":"AE3321-AD3321","v":{"$error":"#VALUE!"}},{"$f":"AF3321-AE3321","v":{"$error":"#VALUE!"}},{"$f":"AG3321-AF3321","v":{"$error":"#VALUE!"}},{"$f":"AH3321-AG3321","v":{"$error":"#VALUE!"}},{"$f":"AI3321-AH3321","v":{"$error":"#VALUE!"}},{"$f":"AJ3321-AI3321","v":{"$error":"#VALUE!"}},{"$f":"AK3321-AJ3321","v":{"$error":"#VALUE!"}},{"$f":"AL3321-AK3321","v":{"$error":"#VALUE!"}},{"$f":"AM3321-AL3321","v":{"$error":"#VALUE!"}},{"$f":"AN3321-AM3321","v":{"$error":"#VALUE!"}},{"$f":"AO3321-AN3321","v":{"$error":"#VALUE!"}},{"$f":"AP3321-AO3321","v":{"$error":"#VALUE!"}},{"$f":"AQ3321-AP3321","v":{"$error":"#VALUE!"}},{"$f":"AR3321-AQ3321","v":{"$error":"#VALUE!"}},{"$f":"AS3321-AR3321","v":{"$error":"#VALUE!"}},{"$f":"AT3321-AS3321","v":{"$error":"#VALUE!"}},{"$f":"AU3321-AT3321","v":{"$error":"#VALUE!"}},{"$f":"AV3321-AU3321","v":{"$error":"#VALUE!"}},{"$f":"AW3321-AV3321","v":{"$error":"#VALUE!"}},{"$f":"AX3321-AW3321","v":{"$error":"#VALUE!"}},{"$f":"AY3321-AX3321","v":{"$error":"#VALUE!"}},{"$f":"AZ3321-AY3321","v":{"$error":"#VALUE!"}},{"$f":"BA3321-AZ3321","v":{"$error":"#VALUE!"}},{"$f":"BB3321-BA3321","v":{"$error":"#VALUE!"}},{"$f":"BC3321-BB3321","v":{"$error":"#VALUE!"}},{"$f":"BD3321-BC3321","v":{"$error":"#VALUE!"}},{"$f":"BE3321-BD3321","v":{"$error":"#VALUE!"}},{"$f":"BF3321-BE3321","v":{"$error":"#VALUE!"}},{"$f":"BG3321-BF3321","v":{"$error":"#VALUE!"}},{"$f":"BH3321-BG3321","v":{"$error":"#VALUE!"}},{"$f":"BI3321-BH3321","v":{"$error":"#VALUE!"}},{"$f":"BJ3321-BI3321","v":{"$error":"#VALUE!"}},{"$f":"BK3321-BJ3321","v":{"$error":"#VALUE!"}},{"$f":"BL3321-BK3321","v":{"$error":"#VALUE!"}},{"$f":"BM3321-BL3321","v":{"$error":"#VALUE!"}},{"$f":"BN3321-BM3321","v":{"$error":"#VALUE!"}},{"$f":"BO3321-BN3321","v":{"$error":"#VALUE!"}},{"$f":"BP3321-BO3321","v":{"$error":"#VALUE!"}},{"$f":"BQ3321-BP3321","v":{"$error":"#VALUE!"}},{"$f":"BR3321-BQ3321","v":{"$error":"#VALUE!"}},{"$f":"BS3321-BR3321","v":{"$error":"#VALUE!"}},{"$f":"BT3321-BS3321","v":{"$error":"#VALUE!"}},{"$f":"BU3321-BT3321","v":{"$error":"#VALUE!"}},{"$f":"BV3321-BU3321","v":{"$error":"#VALUE!"}},{"$f":"BW3321-BV3321","v":{"$error":"#VALUE!"}},{"$f":"BX3321-BW3321","v":{"$error":"#VALUE!"}},{"$f":"BY3321-BX3321","v":{"$error":"#VALUE!"}},{"$f":"BZ3321-BY3321","v":{"$error":"#VALUE!"}},{"$f":"CA3321-BZ3321","v":{"$error":"#VALUE!"}},{"$f":"CB3321-CA3321","v":{"$error":"#VALUE!"}},{"$f":"CC3321-CB3321","v":{"$error":"#VALUE!"}},{"$f":"CD3321-CC3321","v":{"$error":"#VALUE!"}},{"$f":"CE3321-CD3321","v":{"$error":"#VALUE!"}},{"$f":"CF3321-CE3321","v":{"$error":"#VALUE!"}},{"$f":"CG3321-CF3321","v":{"$error":"#VALUE!"}},{"$f":"CH3321-CG3321","v":{"$error":"#VALUE!"}},{"$f":"CI3321-CH3321","v":{"$error":"#VALUE!"}},{"$f":"CJ3321-CI3321","v":{"$error":"#VALUE!"}},{"$f":"CK3321-CJ3321","v":{"$error":"#VALUE!"}},{"$f":"CL3321-CK3321","v":{"$error":"#VALUE!"}},{"$f":"CM3321-CL3321","v":{"$error":"#VALUE!"}},{"$f":"CN3321-CM3321","v":{"$error":"#VALUE!"}},{"$f":"CO3321-CN3321","v":{"$error":"#VALUE!"}},{"$f":"CP3321-CO3321","v":{"$error":"#VALUE!"}},{"$f":"CQ3321-CP3321","v":{"$error":"#VALUE!"}},{"$f":"CR3321-CQ3321","v":{"$error":"#VALUE!"}},{"$f":"CS3321-CR3321","v":{"$error":"#VALUE!"}},{"$f":"CT3321-CS3321","v":{"$error":"#VALUE!"}},{"$f":"CU3321-CT3321","v":{"$error":"#VALUE!"}},{"$f":"CV3321-CU3321","v":{"$error":"#VALUE!"}},{"$f":"CW3321-CV3321","v":{"$error":"#VALUE!"}},{"$f":"CX3321-CW3321","v":{"$error":"#VALUE!"}},{"$f":"CY3321-CX3321","v":{"$error":"#VALUE!"}},{"$f":"CZ3321-CY3321","v":{"$error":"#VALUE!"}},{"$f":"SUM(I3322:CZ3322)","v":{"$error":"#VALUE!"}}]
[{"$f":"CONCATENATE(H3210,C3323)","v":"CSO 02614a."},"14. CSO Flows","14a.","CSO hydraulic control capacity (MGD). ",null,null,"14a.",{"$f":"HLOOKUP(H3210,'4 - CSO VOLUME'!$E$9:$AS$33,20,FALSE)","v":""}]
[{"$f":"CONCATENATE(H3210,C3324)","v":"CSO 02614b."},null,"14b.","Total CSO volume (MG). Divide Line 14a by 24, then subtract from Line 13d at hourly increments.",null,null,"14b.",null,{"$f":"IF(I3322-($H3323/(4*24))<0,0,I3322-($H3323/(4*24)))","v":{"$error":"#VALUE!"}},{"$f":"IF(J3322-($H3323/(4*24))<0,0,J3322-($H3323/(4*24)))","v":{"$error":"#VALUE!"}},{"$error":"#VALUE!"},{"$error":"#VALUE!"},{"$error":"#VALUE!"},{"$error":"#VALUE!"},{"$error":"#VALUE!"},{"$error":"#VALUE!"},{"$error":"#VALUE!"},{"$error":"#VALUE!"},{"$error":"#VALUE!"},{"$error":"#VALUE!"},{"$error":"#VALUE!"},{"$error":"#VALUE!"},{"$error":"#VALUE!"},{"$error":"#VALUE!"},{"$error":"#VALUE!"},{"$error":"#VALUE!"},{"$error":"#VALUE!"},{"$error":"#VALUE!"},{"$error":"#VALUE!"},{"$error":"#VALUE!"},{"$error":"#VALUE!"},{"$error":"#VALUE!"},{"$error":"#VALUE!"},{"$error":"#VALUE!"},{"$error":"#VALUE!"},{"$error":"#VALUE!"},{"$error":"#VALUE!"},{"$error":"#VALUE!"},{"$error":"#VALUE!"},{"$error":"#VALUE!"},{"$error":"#VALUE!"},{"$error":"#VALUE!"},{"$error":"#VALUE!"},{"$error":"#VALUE!"},{"$error":"#VALUE!"},{"$error":"#VALUE!"},{"$error":"#VALUE!"},{"$error":"#VALUE!"},{"$error":"#VALUE!"},{"$error":"#VALUE!"},{"$error":"#VALUE!"},{"$error":"#VALUE!"},{"$error":"#VALUE!"},{"$error":"#VALUE!"},{"$error":"#VALUE!"},{"$error":"#VALUE!"},{"$error":"#VALUE!"},{"$error":"#VALUE!"},{"$error":"#VALUE!"},{"$error":"#VALUE!"},{"$error":"#VALUE!"},{"$error":"#VALUE!"},{"$error":"#VALUE!"},{"$error":"#VALUE!"},{"$error":"#VALUE!"},{"$error":"#VALUE!"},{"$error":"#VALUE!"},{"$error":"#VALUE!"},{"$error":"#VALUE!"},{"$error":"#VALUE!"},{"$error":"#VALUE!"},{"$error":"#VALUE!"},{"$error":"#VALUE!"},{"$f":"IF(BV3322-($H3323/(4*24))<0,0,BV3322-($H3323/(4*24)))","v":{"$error":"#VALUE!"}},{"$error":"#VALUE!"},{"$error":"#VALUE!"},{"$error":"#VALUE!"},{"$error":"#VALUE!"},{"$error":"#VALUE!"},{"$error":"#VALUE!"},{"$error":"#VALUE!"},{"$error":"#VALUE!"},{"$error":"#VALUE!"},{"$error":"#VALUE!"},{"$error":"#VALUE!"},{"$error":"#VALUE!"},{"$error":"#VALUE!"},{"$error":"#VALUE!"},{"$error":"#VALUE!"},{"$error":"#VALUE!"},{"$error":"#VALUE!"},{"$error":"#VALUE!"},{"$error":"#VALUE!"},{"$error":"#VALUE!"},{"$error":"#VALUE!"},{"$error":"#VALUE!"},{"$error":"#VALUE!"},{"$error":"#VALUE!"},{"$error":"#VALUE!"},{"$error":"#VALUE!"},{"$error":"#VALUE!"},{"$error":"#VALUE!"},{"$error":"#VALUE!"},{"$error":"#VALUE!"},{"$f":"SUM(I3324:CZ3324)","v":{"$error":"#VALUE!"}}]
[{"$f":"CONCATENATE(H3210,C3325)","v":"CSO 02614c."},null,"14c.","CSO treatment capacity (MGD). Line 7c.",null,null,"14c.",{"$f":"HLOOKUP(H3210,'4 - CSO VOLUME'!$E$9:$AS$33,22,FALSE)","v":""}]
[{"$f":"CONCATENATE(H3210,C3326)","v":"CSO 02614d."},null,"14d.","Treated CSO volume (MG). Populate with Line 14b values that are less than or equal to Line 14c divided by 24.",null,null,"14d.",null,{"$f":"IF(I3324=0,0,IF(I3324<=$H3325/(4*24),I3324,$H3325/(4*24)))","v":{"$error":"#VALUE!"}},{"$f":"IF(J3324=0,0,IF(J3324<=$H3325/(4*24),J3324,$H3325/(4*24)))","v":{"$error":"#VALUE!"}},{"$error":"#VALUE!"},{"$error":"#VALUE!"},{"$error":"#VALUE!"},{"$error":"#VALUE!"},{"$error":"#VALUE!"},{"$error":"#VALUE!"},{"$error":"#VALUE!"},{"$error":"#VALUE!"},{"$error":"#VALUE!"},{"$error":"#VALUE!"},{"$error":"#VALUE!"},{"$error":"#VALUE!"},{"$error":"#VALUE!"},{"$error":"#VALUE!"},{"$error":"#VALUE!"},{"$error":"#VALUE!"},{"$error":"#VALUE!"},{"$error":"#VALUE!"},{"$error":"#VALUE!"},{"$error":"#VALUE!"},{"$error":"#VALUE!"},{"$error":"#VALUE!"},{"$error":"#VALUE!"},{"$error":"#VALUE!"},{"$error":"#VALUE!"},{"$error":"#VALUE!"},{"$error":"#VALUE!"},{"$error":"#VALUE!"},{"$error":"#VALUE!"},{"$error":"#VALUE!"},{"$error":"#VALUE!"},{"$error":"#VALUE!"},{"$error":"#VALUE!"},{"$error":"#VALUE!"},{"$error":"#VALUE!"},{"$error":"#VALUE!"},{"$error":"#VALUE!"},{"$error":"#VALUE!"},{"$error":"#VALUE!"},{"$error":"#VALUE!"},{"$error":"#VALUE!"},{"$error":"#VALUE!"},{"$error":"#VALUE!"},{"$error":"#VALUE!"},{"$error":"#VALUE!"},{"$error":"#VALUE!"},{"$error":"#VALUE!"},{"$error":"#VALUE!"},{"$error":"#VALUE!"},{"$error":"#VALUE!"},{"$error":"#VALUE!"},{"$error":"#VALUE!"},{"$error":"#VALUE!"},{"$error":"#VALUE!"},{"$error":"#VALUE!"},{"$error":"#VALUE!"},{"$error":"#VALUE!"},{"$error":"#VALUE!"},{"$error":"#VALUE!"},{"$error":"#VALUE!"},{"$error":"#VALUE!"},{"$error":"#VALUE!"},{"$error":"#VALUE!"},{"$f":"IF(BV3324=0,0,IF(BV3324<=$H3325/(4*24),BV3324,$H3325/(4*24)))","v":{"$error":"#VALUE!"}},{"$error":"#VALUE!"},{"$error":"#VALUE!"},{"$error":"#VALUE!"},{"$error":"#VALUE!"},{"$error":"#VALUE!"},{"$error":"#VALUE!"},{"$error":"#VALUE!"},{"$error":"#VALUE!"},{"$error":"#VALUE!"},{"$error":"#VALUE!"},{"$error":"#VALUE!"},{"$error":"#VALUE!"},{"$error":"#VALUE!"},{"$error":"#VALUE!"},{"$error":"#VALUE!"},{"$error":"#VALUE!"},{"$error":"#VALUE!"},{"$error":"#VALUE!"},{"$error":"#VALUE!"},{"$error":"#VALUE!"},{"$error":"#VALUE!"},{"$error":"#VALUE!"},{"$error":"#VALUE!"},{"$error":"#VALUE!"},{"$error":"#VALUE!"},{"$error":"#VALUE!"},{"$error":"#VALUE!"},{"$error":"#VALUE!"},{"$error":"#VALUE!"},{"$error":"#VALUE!"},{"$f":"SUM(I3326:CZ3326)","v":{"$error":"#VALUE!"}}]
[{"$f":"CONCATENATE(H3210,C3327)","v":"CSO 02614e."},null,"14e.","Untreated CSO volume (MG). Difference between hourly values for Line 14b and line 14d.",null,null,"14e.",null,{"$f":"I3324-I3326","v":{"$error":"#VALUE!"}},{"$f":"J3324-J3326","v":{"$error":"#VALUE!"}},{"$error":"#VALUE!"},{"$error":"#VALUE!"},{"$error":"#VALUE!"},{"$error":"#VALUE!"},{"$error":"#VALUE!"},{"$error":"#VALUE!"},{"$error":"#VALUE!"},{"$error":"#VALUE!"},{"$error":"#VALUE!"},{"$error":"#VALUE!"},{"$error":"#VALUE!"},{"$error":"#VALUE!"},{"$error":"#VALUE!"},{"$error":"#VALUE!"},{"$error":"#VALUE!"},{"$error":"#VALUE!"},{"$error":"#VALUE!"},{"$error":"#VALUE!"},{"$error":"#VALUE!"},{"$error":"#VALUE!"},{"$error":"#VALUE!"},{"$error":"#VALUE!"},{"$error":"#VALUE!"},{"$error":"#VALUE!"},{"$error":"#VALUE!"},{"$error":"#VALUE!"},{"$error":"#VALUE!"},{"$error":"#VALUE!"},{"$error":"#VALUE!"},{"$error":"#VALUE!"},{"$error":"#VALUE!"},{"$error":"#VALUE!"},{"$error":"#VALUE!"},{"$error":"#VALUE!"},{"$error":"#VALUE!"},{"$error":"#VALUE!"},{"$error":"#VALUE!"},{"$error":"#VALUE!"},{"$error":"#VALUE!"},{"$error":"#VALUE!"},{"$error":"#VALUE!"},{"$error":"#VALUE!"},{"$error":"#VALUE!"},{"$error":"#VALUE!"},{"$error":"#VALUE!"},{"$error":"#VALUE!"},{"$error":"#VALUE!"},{"$error":"#VALUE!"},{"$error":"#VALUE!"},{"$error":"#VALUE!"},{"$error":"#VALUE!"},{"$error":"#VALUE!"},{"$error":"#VALUE!"},{"$error":"#VALUE!"},{"$error":"#VALUE!"},{"$error":"#VALUE!"},{"$error":"#VALUE!"},{"$error":"#VALUE!"},{"$error":"#VALUE!"},{"$error":"#VALUE!"},{"$error":"#VALUE!"},{"$error":"#VALUE!"},{"$error":"#VALUE!"},{"$f":"BV3324-BV3326","v":{"$error":"#VALUE!"}},{"$error":"#VALUE!"},{"$error":"#VALUE!"},{"$error":"#VALUE!"},{"$error":"#VALUE!"},{"$error":"#VALUE!"},{"$error":"#VALUE!"},{"$error":"#VALUE!"},{"$error":"#VALUE!"},{"$error":"#VALUE!"},{"$error":"#VALUE!"},{"$error":"#VALUE!"},{"$error":"#VALUE!"},{"$error":"#VALUE!"},{"$error":"#VALUE!"},{"$error":"#VALUE!"},{"$error":"#VALUE!"},{"$error":"#VALUE!"},{"$error":"#VALUE!"},{"$error":"#VALUE!"},{"$error":"#VALUE!"},{"$error":"#VALUE!"},{"$error":"#VALUE!"},{"$error":"#VALUE!"},{"$error":"#VALUE!"},{"$error":"#VALUE!"},{"$error":"#VALUE!"},{"$error":"#VALUE!"},{"$error":"#VALUE!"},{"$error":"#VALUE!"},{"$error":"#VALUE!"},{"$f":"SUM(I3327:CZ3327)","v":{"$error":"#VALUE!"}}]
[{"$f":"CONCATENATE(H3210,C3328)","v":"CSO 02614f."},null,"14f.","Combined sewage diverted to WWTP (MG). Subtract Line 14b from Line 13d at hourly increments.",null,null,"14f.",null,{"$f":"I3322-I3324","v":{"$error":"#VALUE!"}},{"$f":"J3322-J3324","v":{"$error":"#VALUE!"}},{"$error":"#VALUE!"},{"$error":"#VALUE!"},{"$error":"#VALUE!"},{"$error":"#VALUE!"},{"$error":"#VALUE!"},{"$error":"#VALUE!"},{"$error":"#VALUE!"},{"$error":"#VALUE!"},{"$error":"#VALUE!"},{"$error":"#VALUE!"},{"$error":"#VALUE!"},{"$error":"#VALUE!"},{"$error":"#VALUE!"},{"$error":"#VALUE!"},{"$error":"#VALUE!"},{"$error":"#VALUE!"},{"$error":"#VALUE!"},{"$error":"#VALUE!"},{"$error":"#VALUE!"},{"$error":"#VALUE!"},{"$error":"#VALUE!"},{"$error":"#VALUE!"},{"$error":"#VALUE!"},{"$error":"#VALUE!"},{"$error":"#VALUE!"},{"$error":"#VALUE!"},{"$error":"#VALUE!"},{"$error":"#VALUE!"},{"$error":"#VALUE!"},{"$error":"#VALUE!"},{"$error":"#VALUE!"},{"$error":"#VALUE!"},{"$error":"#VALUE!"},{"$error":"#VALUE!"},{"$error":"#VALUE!"},{"$error":"#VALUE!"},{"$error":"#VALUE!"},{"$error":"#VALUE!"},{"$error":"#VALUE!"},{"$error":"#VALUE!"},{"$error":"#VALUE!"},{"$error":"#VALUE!"},{"$error":"#VALUE!"},{"$error":"#VALUE!"},{"$error":"#VALUE!"},{"$error":"#VALUE!"},{"$error":"#VALUE!"},{"$error":"#VALUE!"},{"$error":"#VALUE!"},{"$error":"#VALUE!"},{"$error":"#VALUE!"},{"$error":"#VALUE!"},{"$error":"#VALUE!"},{"$error":"#VALUE!"},{"$error":"#VALUE!"},{"$error":"#VALUE!"},{"$error":"#VALUE!"},{"$error":"#VALUE!"},{"$error":"#VALUE!"},{"$error":"#VALUE!"},{"$error":"#VALUE!"},{"$error":"#VALUE!"},{"$error":"#VALUE!"},{"$f":"BV3322-BV3324","v":{"$error":"#VALUE!"}},{"$error":"#VALUE!"},{"$error":"#VALUE!"},{"$error":"#VALUE!"},{"$error":"#VALUE!"},{"$error":"#VALUE!"},{"$error":"#VALUE!"},{"$error":"#VALUE!"},{"$error":"#VALUE!"},{"$error":"#VALUE!"},{"$error":"#VALUE!"},{"$error":"#VALUE!"},{"$error":"#VALUE!"},{"$error":"#VALUE!"},{"$error":"#VALUE!"},{"$error":"#VALUE!"},{"$error":"#VALUE!"},{"$error":"#VALUE!"},{"$error":"#VALUE!"},{"$error":"#VALUE!"},{"$error":"#VALUE!"},{"$error":"#VALUE!"},{"$error":"#VALUE!"},{"$error":"#VALUE!"},{"$error":"#VALUE!"},{"$error":"#VALUE!"},{"$error":"#VALUE!"},{"$error":"#VALUE!"},{"$error":"#VALUE!"},{"$error":"#VALUE!"},{"$error":"#VALUE!"},{"$f":"SUM(I3328:CZ3328)","v":{"$error":"#VALUE!"}}]
[]
[]
[{"$nulls":7},{"$f":"A29","v":"CSO 027"}]
[{"$nulls":6},"Area (acres):",{"$f":"HLOOKUP(H3331,'2 - CSO INPUT'!$E$9:$AS$19,6,FALSE)","v":0},null,{"$f":"43560*7.48/(12*1000000)","v":0.027152400000000004},"MG",{"$f":"\"=\"","v":"="},1,"in-ac/hr"]
[{"$nulls":6},"ISA:",{"$f":"HLOOKUP(H3331,'2 - CSO INPUT'!$E$9:$AS$19,7,FALSE)","v":{"v":0,"d":"0%"}}]
[{"$nulls":6},"TOC (hr);",{"$f":"HLOOKUP(H3331,'3 - Tc & RAINFALL'!$E$9:$AS$17,6,FALSE)","v":""}]
[{"$nulls":6},"Initial Abstraction (in):",{"$f":"HLOOKUP(H3331,'3 - Tc & RAINFALL'!$E$9:$AS$17,9,FALSE)","v":{"v":0.1,"d":"0.10"}}]
[{"$nulls":4},"hour","P (in)","P_cum (in)","P_mod (in)",1,1.25,{"v":1.5,"d":"1.50"},1.75,{"v":2,"d":"2.00"},2.25,{"v":2.5,"d":"2.50"},2.75,{"v":3,"d":"3.00"},3.25,{"v":3.5,"d":"3.50"},3.75,{"v":4,"d":"4.00"},4.25,{"v":4.5,"d":"4.50"},4.75,{"v":5,"d":"5.00"},5.25,{"v":5.5,"d":"5.50"},5.75,{"v":6,"d":"6.00"},6.25,{"v":6.5,"d":"6.50"},6.75,{"v":7,"d":"7.00"},7.25,{"v":7.5,"d":"7.50"},7.75,{"v":8,"d":"8.00"},8.25,{"v":8.5,"d":"8.50"},8.75,{"v":9,"d":"9.00"},9.25,{"v":9.5,"d":"9.50"},9.75,{"v":10,"d":"10.00"},10.25,{"v":10.5,"d":"10.50"},10.75,{"v":11,"d":"11.00"},11.25,{"v":11.5,"d":"11.50"},11.75,{"v":12,"d":"12.00"},12.25,{"v":12.5,"d":"12.50"},12.75,{"v":13,"d":"13.00"},13.25,{"v":13.5,"d":"13.50"},13.75,{"v":14,"d":"14.00"},14.25,{"v":14.5,"d":"14.50"},14.75,{"v":15,"d":"15.00"},15.25,{"v":15.5,"d":"15.50"},15.75,{"v":16,"d":"16.00"},16.25,{"v":16.5,"d":"16.50"},16.75,{"v":17,"d":"17.00"},17.25,{"v":17.5,"d":"17.50"},17.75,{"v":18,"d":"18.00"},18.25,{"v":18.5,"d":"18.50"},18.75,{"v":19,"d":"19.00"},19.25,{"v":19.5,"d":"19.50"},19.75,{"v":20,"d":"20.00"},20.25,{"v":20.5,"d":"20.50"},20.75,{"v":21,"d":"21.00"},21.25,{"v":21.5,"d":"21.50"},21.75,{"v":22,"d":"22.00"},22.25,{"v":22.5,"d":"22.50"},22.75,{"v":23,"d":"23.00"},23.25,{"v":23.5,"d":"23.50"},23.75,{"v":24,"d":"24.00"},24.25,{"v":24.5,"d":"24.50"},24.75]
[{"$nulls":4},1,{"$f":"$DF$3","v":{"v":0,"d":"0.000"}},{"$f":"IF(SUM(F3337:F3337)-H3335<=0,0,SUM(F3337:F3337)-H3335)","v":{"v":0,"d":"0.00"}},{"$f":"G3337-0","v":{"v":0,"d":"0.000"}},{"$f":"IF(H3334<=I3336-E3337,0,H3337*H3332*H3333*J3332/(H3334*4))","v":{"$error":"#VALUE!"}},{"$f":"IF(H3334<=J3336-E3337,0,H3337*H3332*H3333*J3332/(H3334*4))","v":{"$error":"#VALUE!"}},{"$f":"IF(H3334<=K3336-E3337,0,H3337*H3332*H3333*J3332/(H3334*4))","v":{"$error":"#VALUE!"}},{"$f":"IF(H3334<=L3336-E3337,0,H3337*H3332*H3333*J3332/(H3334*4))","v":{"$error":"#VALUE!"}},{"$f":"IF(H3334<=M3336-E3337,0,H3337*H3332*H3333*J3332/(H3334*4))","v":{"$error":"#VALUE!"}},{"$f":"IF(H3334<=N3336-E3337,0,H3337*H3332*H3333*J3332/(H3334*4))","v":{"$error":"#VALUE!"}},{"$f":"IF(H3334<=O3336-E3337,0,H3337*H3332*H3333*J3332/(H3334*4))","v":{"$error":"#VALUE!"}},{"$f":"IF(H3334<=P3336-E3337,0,H3337*H3332*H3333*J3332/(H3334*4))","v":{"$error":"#VALUE!"}},{"$f":"IF(H3334<=Q3336-E3337,0,H3337*H3332*H3333*J3332/(H3334*4))","v":{"$error":"#VALUE!"}},{"$f":"IF(H3334<=R3336-E3337,0,H3337*H3332*H3333*J3332/(H3334*4))","v":{"$error":"#VALUE!"}},{"$f":"IF(H3334<=S3336-E3337,0,H3337*H3332*H3333*J3332/(H3334*4))","v":{"$error":"#VALUE!"}},{"$f":"IF(H3334<=T3336-E3337,0,H3337*H3332*H3333*J3332/(H3334*4))","v":{"$error":"#VALUE!"}},{"$f":"IF(H3334<=U3336-E3337,0,H3337*H3332*H3333*J3332/(H3334*4))","v":{"$error":"#VALUE!"}}]
[{"$nulls":4},1.25,{"$f":"$DF$4","v":{"v":0,"d":"0.000"}},{"$f":"IF(SUM(F3337:F3338)-H3335<=0,0,SUM(F3337:F3338)-H3335)","v":{"v":0,"d":"0.00"}},{"$f":"G3338-G3337","v":{"v":0,"d":"0.000"}},null,{"$f":"IF(H3334<=J3336-E3338,0,H3338*H3332*H3333*J3332/(H3334*4))","v":{"$error":"#VALUE!"}},{"$f":"IF(H3334<=K3336-E3338,0,H3338*H3332*H3333*J3332/(H3334*4))","v":{"$error":"#VALUE!"}},{"$f":"IF(H3334<=L3336-E3338,0,H3338*H3332*H3333*J3332/(H3334*4))","v":{"$error":"#VALUE!"}},{"$f":"IF(H3334<=M3336-E3338,0,H3338*H3332*H3333*J3332/(H3334*4))","v":{"$error":"#VALUE!"}},{"$f":"IF(H3334<=N3336-E3338,0,H3338*H3332*H3333*J3332/(H3334*4))","v":{"$error":"#VALUE!"}},{"$f":"IF(H3334<=O3336-E3338,0,H3338*H3332*H3333*J3332/(H3334*4))","v":{"$error":"#VALUE!"}},{"$f":"IF(H3334<=P3336-E3338,0,H3338*H3332*H3333*J3332/(H3334*4))","v":{"$error":"#VALUE!"}},{"$f":"IF(H3334<=Q3336-E3338,0,H3338*H3332*H3333*J3332/(H3334*4))","v":{"$error":"#VALUE!"}},{"$f":"IF(H3334<=R3336-E3338,0,H3338*H3332*H3333*J3332/(H3334*4))","v":{"$error":"#VALUE!"}},{"$f":"IF(H3334<=S3336-E3338,0,H3338*H3332*H3333*J3332/(H3334*4))","v":{"$error":"#VALUE!"}},{"$f":"IF(H3334<=T3336-E3338,0,H3338*H3332*H3333*J3332/(H3334*4))","v":{"$error":"#VALUE!"}},{"$f":"IF(H3334<=U3336-E3338,0,H3338*H3332*H3333*J3332/(H3334*4))","v":{"$error":"#VALUE!"}},{"$f":"IF(H3334<=V3336-E3338,0,H3338*H3332*H3333*J3332/(H3334*4))","v":{"$error":"#VALUE!"}}]
[{"$nulls":4},{"v":1.5,"d":"1.50"},{"$f":"$DF$5","v":{"v":0,"d":"0.000"}},{"$f":"IF(SUM(F3337:F3339)-H3335<=0,0,SUM(F3337:F3339)-H3335)","v":{"v":0,"d":"0.00"}},{"$f":"G3339-G3338","v":{"v":0,"d":"0.000"}},null,null,{"$f":"IF(H3334<=K3336-E3339,0,H3339*H3332*H3333*J3332/(H3334*4))","v":{"$error":"#VALUE!"}},{"$f":"IF(H3334<=L3336-E3339,0,H3339*H3332*H3333*J3332/(H3334*4))","v":{"$error":"#VALUE!"}},{"$f":"IF(H3334<=M3336-E3339,0,H3339*H3332*H3333*J3332/(H3334*4))","v":{"$error":"#VALUE!"}},{"$f":"IF(H3334<=N3336-E3339,0,H3339*H3332*H3333*J3332/(H3334*4))","v":{"$error":"#VALUE!"}},{"$f":"IF(H3334<=O3336-E3339,0,H3339*H3332*H3333*J3332/(H3334*4))","v":{"$error":"#VALUE!"}},{"$f":"IF(H3334<=P3336-E3339,0,H3339*H3332*H3333*J3332/(H3334*4))","v":{"$error":"#VALUE!"}},{"$f":"IF(H3334<=Q3336-E3339,0,H3339*H3332*H3333*J3332/(H3334*4))","v":{"$error":"#VALUE!"}},{"$f":"IF(H3334<=R3336-E3339,0,H3339*H3332*H3333*J3332/(H3334*4))","v":{"$error":"#VALUE!"}},{"$f":"IF(H3334<=S3336-E3339,0,H3339*H3332*H3333*J3332/(H3334*4))","v":{"$error":"#VALUE!"}},{"$f":"IF(H3334<=T3336-E3339,0,H3339*H3332*H3333*J3332/(H3334*4))","v":{"$error":"#VALUE!"}},{"$f":"IF(H3334<=U3336-E3339,0,H3339*H3332*H3333*J3332/(H3334*4))","v":{"$error":"#VALUE!"}},{"$f":"IF(H3334<=V3336-E3339,0,H3339*H3332*H3333*J3332/(H3334*4))","v":{"$error":"#VALUE!"}},{"$f":"IF(H3334<=W3336-E3339,0,H3339*H3332*H3333*J3332/(H3334*4))","v":{"$error":"#VALUE!"}}]
[{"$nulls":4},1.75,{"$f":"$DF$6","v":{"v":0,"d":"0.000"}},{"$f":"IF(SUM(F3337:F3340)-H3335<=0,0,SUM(F3337:F3340)-H3335)","v":{"v":0,"d":"0.00"}},{"v":0,"d":"0.000"},{"$nulls":3},{"$f":"IF(H3334<=L3336-E3340,0,H3340*H3332*H3333*J3332/(H3334*4))","v":{"$error":"#VALUE!"}},{"$f":"IF(H3334<=M3336-E3340,0,H3340*H3332*H3333*J3332/(H3334*4))","v":{"$error":"#VALUE!"}},{"$f":"IF(H3334<=N3336-E3340,0,H3340*H3332*H3333*J3332/(H3334*4))","v":{"$error":"#VALUE!"}},{"$f":"IF(H3334<=O3336-E3340,0,H3340*H3332*H3333*J3332/(H3334*4))","v":{"$error":"#VALUE!"}},{"$f":"IF(H3334<=P3336-E3340,0,H3340*H3332*H3333*J3332/(H3334*4))","v":{"$error":"#VALUE!"}},{"$f":"IF(H3334<=Q3336-E3340,0,H3340*H3332*H3333*J3332/(H3334*4))","v":{"$error":"#VALUE!"}},{"$f":"IF(H3334<=R3336-E3340,0,H3340*H3332*H3333*J3332/(H3334*4))","v":{"$error":"#VALUE!"}},{"$f":"IF(H3334<=S3336-E3340,0,H3340*H3332*H3333*J3332/(H3334*4))","v":{"$error":"#VALUE!"}},{"$f":"IF(H3334<=T3336-E3340,0,H3340*H3332*H3333*J3332/(H3334*4))","v":{"$error":"#VALUE!"}},{"$f":"IF(H3334<=U3336-E3340,0,H3340*H3332*H3333*J3332/(H3334*4))","v":{"$error":"#VALUE!"}},{"$f":"IF(H3334<=V3336-E3340,0,H3340*H3332*H3333*J3332/(H3334*4))","v":{"$error":"#VALUE!"}},{"$f":"IF(H3334<=W3336-E3340,0,H3340*H3332*H3333*J3332/(H3334*4))","v":{"$error":"#VALUE!"}},{"$f":"IF(H3334<=X3336-E3340,0,H3340*H3332*H3333*J3332/(H3334*4))","v":{"$error":"#VALUE!"}}]
[{"$nulls":4},{"v":2,"d":"2.00"},{"$f":"$DF$7","v":{"v":0,"d":"0.000"}},{"$f":"IF(SUM(F3337:F3341)-H3335<=0,0,SUM(F3337:F3341)-H3335)","v":{"v":0,"d":"0.00"}},{"v":0,"d":"0.000"},{"$nulls":4},{"$f":"IF(H3334<=M3336-E3341,0,H3341*H3332*H3333*J3332/(H3334*4))","v":{"$error":"#VALUE!"}},{"$f":"IF(H3334<=N3336-E3341,0,H3341*H3332*H3333*J3332/(H3334*4))","v":{"$error":"#VALUE!"}},{"$f":"IF(H3334<=O3336-E3341,0,H3341*H3332*H3333*J3332/(H3334*4))","v":{"$error":"#VALUE!"}},{"$f":"IF(H3334<=P3336-E3341,0,H3341*H3332*H3333*J3332/(H3334*4))","v":{"$error":"#VALUE!"}},{"$f":"IF(H3334<=Q3336-E3341,0,H3341*H3332*H3333*J3332/(H3334*4))","v":{"$error":"#VALUE!"}},{"$f":"IF(H3334<=R3336-E3341,0,H3341*H3332*H3333*J3332/(H3334*4))","v":{"$error":"#VALUE!"}},{"$f":"IF(H3334<=S3336-E3341,0,H3341*H3332*H3333*J3332/(H3334*4))","v":{"$error":"#VALUE!"}},{"$f":"IF(H3334<=T3336-E3341,0,H3341*H3332*H3333*J3332/(H3334*4))","v":{"$error":"#VALUE!"}},{"$f":"IF(H3334<=U3336-E3341,0,H3341*H3332*H3333*J3332/(H3334*4))","v":{"$error":"#VALUE!"}},{"$f":"IF(H3334<=V3336-E3341,0,H3341*H3332*H3333*J3332/(H3334*4))","v":{"$error":"#VALUE!"}},{"$f":"IF(H3334<=W3336-E3341,0,H3341*H3332*H3333*J3332/(H3334*4))","v":{"$error":"#VALUE!"}},{"$f":"IF(H3334<=X3336-E3341,0,H3341*H3332*H3333*J3332/(H3334*4))","v":{"$error":"#VALUE!"}},{"$f":"IF(H3334<=Y3336-E3341,0,H3341*H3332*H3333*J3332/(H3334*4))","v":{"$error":"#VALUE!"}}]
[{"$nulls":4},2.25,{"$f":"$DF$8","v":{"v":0,"d":"0.000"}},{"$f":"IF(SUM(F3337:F3342)-H3335<=0,0,SUM(F3337:F3342)-H3335)","v":{"v":0,"d":"0.00"}},{"v":0,"d":"0.000"},{"$nulls":5},{"$f":"IF(H3334<=N3336-E3342,0,H3342*H3332*H3333*J3332/(H3334*4))","v":{"$error":"#VALUE!"}},{"$f":"IF(H3334<=O3336-E3342,0,H3342*H3332*H3333*J3332/(H3334*4))","v":{"$error":"#VALUE!"}},{"$f":"IF(H3334<=P3336-E3342,0,H3342*H3332*H3333*J3332/(H3334*4))","v":{"$error":"#VALUE!"}},{"$f":"IF(H3334<=Q3336-E3342,0,H3342*H3332*H3333*J3332/(H3334*4))","v":{"$error":"#VALUE!"}},{"$f":"IF(H3334<=R3336-E3342,0,H3342*H3332*H3333*J3332/(H3334*4))","v":{"$error":"#VALUE!"}},{"$f":"IF(H3334<=S3336-E3342,0,H3342*H3332*H3333*J3332/(H3334*4))","v":{"$error":"#VALUE!"}},{"$f":"IF(H3334<=T3336-E3342,0,H3342*H3332*H3333*J3332/(H3334*4))","v":{"$error":"#VALUE!"}},{"$f":"IF(H3334<=U3336-E3342,0,H3342*H3332*H3333*J3332/(H3334*4))","v":{"$error":"#VALUE!"}},{"$f":"IF(H3334<=V3336-E3342,0,H3342*H3332*H3333*J3332/(H3334*4))","v":{"$error":"#VALUE!"}},{"$f":"IF(H3334<=W3336-E3342,0,H3342*H3332*H3333*J3332/(H3334*4))","v":{"$error":"#VALUE!"}},{"$f":"IF(H3334<=X3336-E3342,0,H3342*H3332*H3333*J3332/(H3334*4))","v":{"$error":"#VALUE!"}},{"$f":"IF(H3334<=Y3336-E3342,0,H3342*H3332*H3333*J3332/(H3334*4))","v":{"$error":"#VALUE!"}},{"$f":"IF(H3334<=Z3336-E3342,0,H3342*H3332*H3333*J3332/(H3334*4))","v":{"$error":"#VALUE!"}}]
[{"$nulls":4},{"v":2.5,"d":"2.50"},{"$f":"$DF$9","v":{"v":0,"d":"0.000"}},{"$f":"IF(SUM(F3337:F3343)-H3335<=0,0,SUM(F3337:F3343)-H3335)","v":{"v":0,"d":"0.00"}},{"v":0,"d":"0.000"},{"$nulls":6},{"$f":"IF(H3334<=O3336-E3343,0,H3343*H3332*H3333*J3332/(H3334*4))","v":{"$error":"#VALUE!"}},{"$f":"IF(H3334<=P3336-E3343,0,H3343*H3332*H3333*J3332/(H3334*4))","v":{"$error":"#VALUE!"}},{"$f":"IF(H3334<=Q3336-E3343,0,H3343*H3332*H3333*J3332/(H3334*4))","v":{"$error":"#VALUE!"}},{"$f":"IF(H3334<=R3336-E3343,0,H3343*H3332*H3333*J3332/(H3334*4))","v":{"$error":"#VALUE!"}},{"$f":"IF(H3334<=S3336-E3343,0,H3343*H3332*H3333*J3332/(H3334*4))","v":{"$error":"#VALUE!"}},{"$f":"IF(H3334<=T3336-E3343,0,H3343*H3332*H3333*J3332/(H3334*4))","v":{"$error":"#VALUE!"}},{"$f":"IF(H3334<=U3336-E3343,0,H3343*H3332*H3333*J3332/(H3334*4))","v":{"$error":"#VALUE!"}},{"$f":"IF(H3334<=V3336-E3343,0,H3343*H3332*H3333*J3332/(H3334*4))","v":{"$error":"#VALUE!"}},{"$f":"IF(H3334<=W3336-E3343,0,H3343*H3332*H3333*J3332/(H3334*4))","v":{"$error":"#VALUE!"}},{"$f":"IF(H3334<=X3336-E3343,0,H3343*H3332*H3333*J3332/(H3334*4))","v":{"$error":"#VALUE!"}},{"$f":"IF(H3334<=Y3336-E3343,0,H3343*H3332*H3333*J3332/(H3334*4))","v":{"$error":"#VALUE!"}},{"$f":"IF(H3334<=Z3336-E3343,0,H3343*H3332*H3333*J3332/(H3334*4))","v":{"$error":"#VALUE!"}},{"$f":"IF(H3334<=AA3336-E3343,0,H3343*H3332*H3333*J3332/(H3334*4))","v":{"$error":"#VALUE!"}}]
[{"$nulls":4},2.75,{"$f":"$DF$10","v":{"v":0,"d":"0.000"}},{"$f":"IF(SUM(F3337:F3344)-H3335<=0,0,SUM(F3337:F3344)-H3335)","v":{"v":0,"d":"0.00"}},{"v":0,"d":"0.000"},{"$nulls":7},{"$f":"IF(H3334<=P3336-E3344,0,H3344*H3332*H3333*J3332/(H3334*4))","v":{"$error":"#VALUE!"}},{"$f":"IF(H3334<=Q3336-E3344,0,H3344*H3332*H3333*J3332/(H3334*4))","v":{"$error":"#VALUE!"}},{"$f":"IF(H3334<=R3336-E3344,0,H3344*H3332*H3333*J3332/(H3334*4))","v":{"$error":"#VALUE!"}},{"$f":"IF(H3334<=S3336-E3344,0,H3344*H3332*H3333*J3332/(H3334*4))","v":{"$error":"#VALUE!"}},{"$f":"IF(H3334<=T3336-E3344,0,H3344*H3332*H3333*J3332/(H3334*4))","v":{"$error":"#VALUE!"}},{"$f":"IF(H3334<=U3336-E3344,0,H3344*H3332*H3333*J3332/(H3334*4))","v":{"$error":"#VALUE!"}},{"$f":"IF(H3334<=V3336-E3344,0,H3344*H3332*H3333*J3332/(H3334*4))","v":{"$error":"#VALUE!"}},{"$f":"IF(H3334<=W3336-E3344,0,H3344*H3332*H3333*J3332/(H3334*4))","v":{"$error":"#VALUE!"}},{"$f":"IF(H3334<=X3336-E3344,0,H3344*H3332*H3333*J3332/(H3334*4))","v":{"$error":"#VALUE!"}},{"$f":"IF(H3334<=Y3336-E3344,0,H3344*H3332*H3333*J3332/(H3334*4))","v":{"$error":"#VALUE!"}},{"$f":"IF(H3334<=Z3336-E3344,0,H3344*H3332*H3333*J3332/(H3334*4))","v":{"$error":"#VALUE!"}},{"$f":"IF(H3334<=AA3336-E3344,0,H3344*H3332*H3333*J3332/(H3334*4))","v":{"$error":"#VALUE!"}},{"$f":"IF(H3334<=AB3336-E3344,0,H3344*H3332*H3333*J3332/(H3334*4))","v":{"$error":"#VALUE!"}}]
[{"$nulls":4},{"v":3,"d":"3.00"},{"$f":"$DF$11","v":{"v":0,"d":"0.000"}},{"$f":"IF(SUM(F3337:F3345)-H3335<=0,0,SUM(F3337:F3345)-H3335)","v":{"v":0,"d":"0.00"}},{"v":0,"d":"0.000"},{"$nulls":8},{"$f":"IF(H3334<=Q3336-E3345,0,H3345*H3332*H3333*J3332/(H3334*4))","v":{"$error":"#VALUE!"}},{"$f":"IF(H3334<=R3336-E3345,0,H3345*H3332*H3333*J3332/(H3334*4))","v":{"$error":"#VALUE!"}},{"$f":"IF(H3334<=S3336-E3345,0,H3345*H3332*H3333*J3332/(H3334*4))","v":{"$error":"#VALUE!"}},{"$f":"IF(H3334<=T3336-E3345,0,H3345*H3332*H3333*J3332/(H3334*4))","v":{"$error":"#VALUE!"}},{"$f":"IF(H3334<=U3336-E3345,0,H3345*H3332*H3333*J3332/(H3334*4))","v":{"$error":"#VALUE!"}},{"$f":"IF(H3334<=V3336-E3345,0,H3345*H3332*H3333*J3332/(H3334*4))","v":{"$error":"#VALUE!"}},{"$f":"IF(H3334<=W3336-E3345,0,H3345*H3332*H3333*J3332/(H3334*4))","v":{"$error":"#VALUE!"}},{"$f":"IF(H3334<=X3336-E3345,0,H3345*H3332*H3333*J3332/(H3334*4))","v":{"$error":"#VALUE!"}},{"$f":"IF(H3334<=Y3336-E3345,0,H3345*H3332*H3333*J3332/(H3334*4))","v":{"$error":"#VALUE!"}},{"$f":"IF(H3334<=Z3336-E3345,0,H3345*H3332*H3333*J3332/(H3334*4))","v":{"$error":"#VALUE!"}},{"$f":"IF(H3334<=AA3336-E3345,0,H3345*H3332*H3333*J3332/(H3334*4))","v":{"$error":"#VALUE!"}},{"$f":"IF(H3334<=AB3336-E3345,0,H3345*H3332*H3333*J3332/(H3334*4))","v":{"$error":"#VALUE!"}},{"$f":"IF(H3334<=AC3336-E3345,0,H3345*H3332*H3333*J3332/(H3334*4))","v":{"$error":"#VALUE!"}}]
[{"$nulls":4},3.25,{"$f":"$DF$12","v":{"v":0,"d":"0.000"}},{"$f":"IF(SUM(F3337:F3346)-H3335<=0,0,SUM(F3337:F3346)-H3335)","v":{"v":0,"d":"0.00"}},{"v":0,"d":"0.000"},{"$nulls":9},{"$f":"IF(H3334<=R3336-E3346,0,H3346*H3332*H3333*J3332/(H3334*4))","v":{"$error":"#VALUE!"}},{"$f":"IF(H3334<=S3336-E3346,0,H3346*H3332*H3333*J3332/(H3334*4))","v":{"$error":"#VALUE!"}},{"$f":"IF(H3334<=T3336-E3346,0,H3346*H3332*H3333*J3332/(H3334*4))","v":{"$error":"#VALUE!"}},{"$f":"IF(H3334<=U3336-E3346,0,H3346*H3332*H3333*J3332/(H3334*4))","v":{"$error":"#VALUE!"}},{"$f":"IF(H3334<=V3336-E3346,0,H3346*H3332*H3333*J3332/(H3334*4))","v":{"$error":"#VALUE!"}},{"$f":"IF(H3334<=W3336-E3346,0,H3346*H3332*H3333*J3332/(H3334*4))","v":{"$error":"#VALUE!"}},{"$f":"IF(H3334<=X3336-E3346,0,H3346*H3332*H3333*J3332/(H3334*4))","v":{"$error":"#VALUE!"}},{"$f":"IF(H3334<=Y3336-E3346,0,H3346*H3332*H3333*J3332/(H3334*4))","v":{"$error":"#VALUE!"}},{"$f":"IF(H3334<=Z3336-E3346,0,H3346*H3332*H3333*J3332/(H3334*4))","v":{"$error":"#VALUE!"}},{"$f":"IF(H3334<=AA3336-E3346,0,H3346*H3332*H3333*J3332/(H3334*4))","v":{"$error":"#VALUE!"}},{"$f":"IF(H3334<=AB3336-E3346,0,H3346*H3332*H3333*J3332/(H3334*4))","v":{"$error":"#VALUE!"}},{"$f":"IF(H3334<=AC3336-E3346,0,H3346*H3332*H3333*J3332/(H3334*4))","v":{"$error":"#VALUE!"}},{"$f":"IF(H3334<=AD3336-E3346,0,H3346*H3332*H3333*J3332/(H3334*4))","v":{"$error":"#VALUE!"}}]
[{"$nulls":4},{"v":3.5,"d":"3.50"},{"$f":"$DF$13","v":{"v":0,"d":"0.000"}},{"$f":"IF(SUM(F3337:F3347)-H3335<=0,0,SUM(F3337:F3347)-H3335)","v":{"v":0,"d":"0.00"}},{"v":0,"d":"0.000"},{"$nulls":10},{"$f":"IF(H3334<=S3336-E3347,0,H3347*H3332*H3333*J3332/(H3334*4))","v":{"$error":"#VALUE!"}},{"$f":"IF(H3334<=T3336-E3347,0,H3347*H3332*H3333*J3332/(H3334*4))","v":{"$error":"#VALUE!"}},{"$f":"IF(H3334<=U3336-E3347,0,H3347*H3332*H3333*J3332/(H3334*4))","v":{"$error":"#VALUE!"}},{"$f":"IF(H3334<=V3336-E3347,0,H3347*H3332*H3333*J3332/(H3334*4))","v":{"$error":"#VALUE!"}},{"$f":"IF(H3334<=W3336-E3347,0,H3347*H3332*H3333*J3332/(H3334*4))","v":{"$error":"#VALUE!"}},{"$f":"IF(H3334<=X3336-E3347,0,H3347*H3332*H3333*J3332/(H3334*4))","v":{"$error":"#VALUE!"}},{"$f":"IF(H3334<=Y3336-E3347,0,H3347*H3332*H3333*J3332/(H3334*4))","v":{"$error":"#VALUE!"}},{"$f":"IF(H3334<=Z3336-E3347,0,H3347*H3332*H3333*J3332/(H3334*4))","v":{"$error":"#VALUE!"}},{"$f":"IF(H3334<=AA3336-E3347,0,H3347*H3332*H3333*J3332/(H3334*4))","v":{"$error":"#VALUE!"}},{"$f":"IF(H3334<=AB3336-E3347,0,H3347*H3332*H3333*J3332/(H3334*4))","v":{"$error":"#VALUE!"}},{"$f":"IF(H3334<=AC3336-E3347,0,H3347*H3332*H3333*J3332/(H3334*4))","v":{"$error":"#VALUE!"}},{"$f":"IF(H3334<=AD3336-E3347,0,H3347*H3332*H3333*J3332/(H3334*4))","v":{"$error":"#VALUE!"}},{"$f":"IF(H3334<=AE3336-E3347,0,H3347*H3332*H3333*J3332/(H3334*4))","v":{"$error":"#VALUE!"}}]
[{"$nulls":4},3.75,{"$f":"$DF$14","v":{"v":0,"d":"0.000"}},{"$f":"IF(SUM(F3337:F3348)-H3335<=0,0,SUM(F3337:F3348)-H3335)","v":{"v":0,"d":"0.00"}},{"v":0,"d":"0.000"},{"$nulls":11},{"$f":"IF(H3334<=T3336-E3348,0,H3348*H3332*H3333*J3332/(H3334*4))","v":{"$error":"#VALUE!"}},{"$f":"IF(H3334<=U3336-E3348,0,H3348*H3332*H3333*J3332/(H3334*4))","v":{"$error":"#VALUE!"}},{"$f":"IF(H3334<=V3336-E3348,0,H3348*H3332*H3333*J3332/(H3334*4))","v":{"$error":"#VALUE!"}},{"$f":"IF(H3334<=W3336-E3348,0,H3348*H3332*H3333*J3332/(H3334*4))","v":{"$error":"#VALUE!"}},{"$f":"IF(H3334<=X3336-E3348,0,H3348*H3332*H3333*J3332/(H3334*4))","v":{"$error":"#VALUE!"}},{"$f":"IF(H3334<=Y3336-E3348,0,H3348*H3332*H3333*J3332/(H3334*4))","v":{"$error":"#VALUE!"}},{"$f":"IF(H3334<=Z3336-E3348,0,H3348*H3332*H3333*J3332/(H3334*4))","v":{"$error":"#VALUE!"}},{"$f":"IF(H3334<=AA3336-E3348,0,H3348*H3332*H3333*J3332/(H3334*4))","v":{"$error":"#VALUE!"}},{"$f":"IF(H3334<=AB3336-E3348,0,H3348*H3332*H3333*J3332/(H3334*4))","v":{"$error":"#VALUE!"}},{"$f":"IF(H3334<=AC3336-E3348,0,H3348*H3332*H3333*J3332/(H3334*4))","v":{"$error":"#VALUE!"}},{"$f":"IF(H3334<=AD3336-E3348,0,H3348*H3332*H3333*J3332/(H3334*4))","v":{"$error":"#VALUE!"}},{"$f":"IF(H3334<=AE3336-E3348,0,H3348*H3332*H3333*J3332/(H3334*4))","v":{"$error":"#VALUE!"}},{"$f":"IF(H3334<=AF3336-E3348,0,H3348*H3332*H3333*J3332/(H3334*4))","v":{"$error":"#VALUE!"}}]
[{"$nulls":4},{"v":4,"d":"4.00"},{"$f":"$DF$15","v":{"v":0,"d":"0.000"}},{"$f":"IF(SUM(F3337:F3349)-H3335<=0,0,SUM(F3337:F3349)-H3335)","v":{"v":0,"d":"0.00"}},{"v":0,"d":"0.000"},{"$nulls":12},{"$f":"IF(H3334<=U3336-E3349,0,H3349*H3332*H3333*J3332/(H3334*4))","v":{"$error":"#VALUE!"}},{"$f":"IF(H3334<=V3336-E3349,0,H3349*H3332*H3333*J3332/(H3334*4))","v":{"$error":"#VALUE!"}},{"$f":"IF(H3334<=W3336-E3349,0,H3349*H3332*H3333*J3332/(H3334*4))","v":{"$error":"#VALUE!"}},{"$f":"IF(H3334<=X3336-E3349,0,H3349*H3332*H3333*J3332/(H3334*4))","v":{"$error":"#VALUE!"}},{"$f":"IF(H3334<=Y3336-E3349,0,H3349*H3332*H3333*J3332/(H3334*4))","v":{"$error":"#VALUE!"}},{"$f":"IF(H3334<=Z3336-E3349,0,H3349*H3332*H3333*J3332/(H3334*4))","v":{"$error":"#VALUE!"}},{"$f":"IF(H3334<=AA3336-E3349,0,H3349*H3332*H3333*J3332/(H3334*4))","v":{"$error":"#VALUE!"}},{"$f":"IF(H3334<=AB3336-E3349,0,H3349*H3332*H3333*J3332/(H3334*4))","v":{"$error":"#VALUE!"}},{"$f":"IF(H3334<=AC3336-E3349,0,H3349*H3332*H3333*J3332/(H3334*4))","v":{"$error":"#VALUE!"}},{"$f":"IF(H3334<=AD3336-E3349,0,H3349*H3332*H3333*J3332/(H3334*4))","v":{"$error":"#VALUE!"}},{"$f":"IF(H3334<=AE3336-E3349,0,H3349*H3332*H3333*J3332/(H3334*4))","v":{"$error":"#VALUE!"}},{"$f":"IF(H3334<=AF3336-E3349,0,H3349*H3332*H3333*J3332/(H3334*4))","v":{"$error":"#VALUE!"}},{"$f":"IF(H3334<=AG3336-E3349,0,H3349*H3332*H3333*J3332/(H3334*4))","v":{"$error":"#VALUE!"}}]
[{"$nulls":4},4.25,{"$f":"$DF$16","v":{"v":0,"d":"0.000"}},{"$f":"IF(SUM(F3337:F3350)-H3335<=0,0,SUM(F3337:F3350)-H3335)","v":{"v":0,"d":"0.00"}},{"v":0,"d":"0.000"},{"$nulls":13},{"$f":"IF(H3334<=V3336-E3350,0,H3350*H3332*H3333*J3332/(H3334*4))","v":{"$error":"#VALUE!"}},{"$f":"IF(H3334<=W3336-E3350,0,H3350*H3332*H3333*J3332/(H3334*4))","v":{"$error":"#VALUE!"}},{"$f":"IF(H3334<=X3336-E3350,0,H3350*H3332*H3333*J3332/(H3334*4))","v":{"$error":"#VALUE!"}},{"$f":"IF(H3334<=Y3336-E3350,0,H3350*H3332*H3333*J3332/(H3334*4))","v":{"$error":"#VALUE!"}},{"$f":"IF(H3334<=Z3336-E3350,0,H3350*H3332*H3333*J3332/(H3334*4))","v":{"$error":"#VALUE!"}},{"$f":"IF(H3334<=AA3336-E3350,0,H3350*H3332*H3333*J3332/(H3334*4))","v":{"$error":"#VALUE!"}},{"$f":"IF(H3334<=AB3336-E3350,0,H3350*H3332*H3333*J3332/(H3334*4))","v":{"$error":"#VALUE!"}},{"$f":"IF(H3334<=AC3336-E3350,0,H3350*H3332*H3333*J3332/(H3334*4))","v":{"$error":"#VALUE!"}},{"$f":"IF(H3334<=AD3336-E3350,0,H3350*H3332*H3333*J3332/(H3334*4))","v":{"$error":"#VALUE!"}},{"$f":"IF(H3334<=AE3336-E3350,0,H3350*H3332*H3333*J3332/(H3334*4))","v":{"$error":"#VALUE!"}},{"$f":"IF(H3334<=AF3336-E3350,0,H3350*H3332*H3333*J3332/(H3334*4))","v":{"$error":"#VALUE!"}},{"$f":"IF(H3334<=AG3336-E3350,0,H3350*H3332*H3333*J3332/(H3334*4))","v":{"$error":"#VALUE!"}},{"$f":"IF(H3334<=AH3336-E3350,0,H3350*H3332*H3333*J3332/(H3334*4))","v":{"$error":"#VALUE!"}}]
[{"$nulls":4},{"v":4.5,"d":"4.50"},{"$f":"$DF$17","v":{"v":0,"d":"0.000"}},{"$f":"IF(SUM(F3337:F3351)-H3335<=0,0,SUM(F3337:F3351)-H3335)","v":{"v":0,"d":"0.00"}},{"v":0,"d":"0.000"},{"$nulls":14},{"$f":"IF(H3334<=W3336-E3351,0,H3351*H3332*H3333*J3332/(H3334*4))","v":{"$error":"#VALUE!"}},{"$f":"IF(H3334<=X3336-E3351,0,H3351*H3332*H3333*J3332/(H3334*4))","v":{"$error":"#VALUE!"}},{"$f":"IF(H3334<=Y3336-E3351,0,H3351*H3332*H3333*J3332/(H3334*4))","v":{"$error":"#VALUE!"}},{"$f":"IF(H3334<=Z3336-E3351,0,H3351*H3332*H3333*J3332/(H3334*4))","v":{"$error":"#VALUE!"}},{"$f":"IF(H3334<=AA3336-E3351,0,H3351*H3332*H3333*J3332/(H3334*4))","v":{"$error":"#VALUE!"}},{"$f":"IF(H3334<=AB3336-E3351,0,H3351*H3332*H3333*J3332/(H3334*4))","v":{"$error":"#VALUE!"}},{"$f":"IF(H3334<=AC3336-E3351,0,H3351*H3332*H3333*J3332/(H3334*4))","v":{"$error":"#VALUE!"}},{"$f":"IF(H3334<=AD3336-E3351,0,H3351*H3332*H3333*J3332/(H3334*4))","v":{"$error":"#VALUE!"}},{"$f":"IF(H3334<=AE3336-E3351,0,H3351*H3332*H3333*J3332/(H3334*4))","v":{"$error":"#VALUE!"}},{"$f":"IF(H3334<=AF3336-E3351,0,H3351*H3332*H3333*J3332/(H3334*4))","v":{"$error":"#VALUE!"}},{"$f":"IF(H3334<=AG3336-E3351,0,H3351*H3332*H3333*J3332/(H3334*4))","v":{"$error":"#VALUE!"}},{"$f":"IF(H3334<=AH3336-E3351,0,H3351*H3332*H3333*J3332/(H3334*4))","v":{"$error":"#VALUE!"}},{"$f":"IF(H3334<=AI3336-E3351,0,H3351*H3332*H3333*J3332/(H3334*4))","v":{"$error":"#VALUE!"}}]
[{"$nulls":4},4.75,{"$f":"$DF$18","v":{"v":0,"d":"0.000"}},{"$f":"IF(SUM(F3337:F3352)-H3335<=0,0,SUM(F3337:F3352)-H3335)","v":{"v":0,"d":"0.00"}},{"v":0,"d":"0.000"},{"$nulls":15},{"$f":"IF(H3334<=X3336-E3352,0,H3352*H3332*H3333*J3332/(H3334*4))","v":{"$error":"#VALUE!"}},{"$f":"IF(H3334<=Y3336-E3352,0,H3352*H3332*H3333*J3332/(H3334*4))","v":{"$error":"#VALUE!"}},{"$f":"IF(H3334<=Z3336-E3352,0,H3352*H3332*H3333*J3332/(H3334*4))","v":{"$error":"#VALUE!"}},{"$f":"IF(H3334<=AA3336-E3352,0,H3352*H3332*H3333*J3332/(H3334*4))","v":{"$error":"#VALUE!"}},{"$f":"IF(H3334<=AB3336-E3352,0,H3352*H3332*H3333*J3332/(H3334*4))","v":{"$error":"#VALUE!"}},{"$f":"IF(H3334<=AC3336-E3352,0,H3352*H3332*H3333*J3332/(H3334*4))","v":{"$error":"#VALUE!"}},{"$f":"IF(H3334<=AD3336-E3352,0,H3352*H3332*H3333*J3332/(H3334*4))","v":{"$error":"#VALUE!"}},{"$f":"IF(H3334<=AE3336-E3352,0,H3352*H3332*H3333*J3332/(H3334*4))","v":{"$error":"#VALUE!"}},{"$f":"IF(H3334<=AF3336-E3352,0,H3352*H3332*H3333*J3332/(H3334*4))","v":{"$error":"#VALUE!"}},{"$f":"IF(H3334<=AG3336-E3352,0,H3352*H3332*H3333*J3332/(H3334*4))","v":{"$error":"#VALUE!"}},{"$f":"IF(H3334<=AH3336-E3352,0,H3352*H3332*H3333*J3332/(H3334*4))","v":{"$error":"#VALUE!"}},{"$f":"IF(H3334<=AI3336-E3352,0,H3352*H3332*H3333*J3332/(H3334*4))","v":{"$error":"#VALUE!"}},{"$f":"IF(H3334<=AJ3336-E3352,0,H3352*H3332*H3333*J3332/(H3334*4))","v":{"$error":"#VALUE!"}}]
[{"$nulls":4},{"v":5,"d":"5.00"},{"$f":"$DF$19","v":{"v":0,"d":"0.000"}},{"$f":"IF(SUM(F3337:F3353)-H3335<=0,0,SUM(F3337:F3353)-H3335)","v":{"v":0,"d":"0.00"}},{"v":0,"d":"0.000"},{"$nulls":16},{"$f":"IF(H3334<=Y3336-E3353,0,H3353*H3332*H3333*J3332/(H3334*4))","v":{"$error":"#VALUE!"}},{"$f":"IF(H3334<=Z3336-E3353,0,H3353*H3332*H3333*J3332/(H3334*4))","v":{"$error":"#VALUE!"}},{"$f":"IF(H3334<=AA3336-E3353,0,H3353*H3332*H3333*J3332/(H3334*4))","v":{"$error":"#VALUE!"}},{"$f":"IF(H3334<=AB3336-E3353,0,H3353*H3332*H3333*J3332/(H3334*4))","v":{"$error":"#VALUE!"}},{"$f":"IF(H3334<=AC3336-E3353,0,H3353*H3332*H3333*J3332/(H3334*4))","v":{"$error":"#VALUE!"}},{"$f":"IF(H3334<=AD3336-E3353,0,H3353*H3332*H3333*J3332/(H3334*4))","v":{"$error":"#VALUE!"}},{"$f":"IF(H3334<=AE3336-E3353,0,H3353*H3332*H3333*J3332/(H3334*4))","v":{"$error":"#VALUE!"}},{"$f":"IF(H3334<=AF3336-E3353,0,H3353*H3332*H3333*J3332/(H3334*4))","v":{"$error":"#VALUE!"}},{"$f":"IF(H3334<=AG3336-E3353,0,H3353*H3332*H3333*J3332/(H3334*4))","v":{"$error":"#VALUE!"}},{"$f":"IF(H3334<=AH3336-E3353,0,H3353*H3332*H3333*J3332/(H3334*4))","v":{"$error":"#VALUE!"}},{"$f":"IF(H3334<=AI3336-E3353,0,H3353*H3332*H3333*J3332/(H3334*4))","v":{"$error":"#VALUE!"}},{"$f":"IF(H3334<=AJ3336-E3353,0,H3353*H3332*H3333*J3332/(H3334*4))","v":{"$error":"#VALUE!"}},{"$f":"IF(H3334<=AK3336-E3353,0,H3353*H3332*H3333*J3332/(H3334*4))","v":{"$error":"#VALUE!"}}]
[{"$nulls":4},5.25,{"$f":"$DF$20","v":{"v":0,"d":"0.000"}},{"$f":"IF(SUM(F3337:F3354)-H3335<=0,0,SUM(F3337:F3354)-H3335)","v":{"v":0,"d":"0.00"}},{"v":0,"d":"0.000"},{"$nulls":17},{"$f":"IF(H3334<=Z3336-E3354,0,H3354*H3332*H3333*J3332/(H3334*4))","v":{"$error":"#VALUE!"}},{"$f":"IF(H3334<=AA3336-E3354,0,H3354*H3332*H3333*J3332/(H3334*4))","v":{"$error":"#VALUE!"}},{"$f":"IF(H3334<=AB3336-E3354,0,H3354*H3332*H3333*J3332/(H3334*4))","v":{"$error":"#VALUE!"}},{"$f":"IF(H3334<=AC3336-E3354,0,H3354*H3332*H3333*J3332/(H3334*4))","v":{"$error":"#VALUE!"}},{"$f":"IF(H3334<=AD3336-E3354,0,H3354*H3332*H3333*J3332/(H3334*4))","v":{"$error":"#VALUE!"}},{"$f":"IF(H3334<=AE3336-E3354,0,H3354*H3332*H3333*J3332/(H3334*4))","v":{"$error":"#VALUE!"}},{"$f":"IF(H3334<=AF3336-E3354,0,H3354*H3332*H3333*J3332/(H3334*4))","v":{"$error":"#VALUE!"}},{"$f":"IF(H3334<=AG3336-E3354,0,H3354*H3332*H3333*J3332/(H3334*4))","v":{"$error":"#VALUE!"}},{"$f":"IF(H3334<=AH3336-E3354,0,H3354*H3332*H3333*J3332/(H3334*4))","v":{"$error":"#VALUE!"}},{"$f":"IF(H3334<=AI3336-E3354,0,H3354*H3332*H3333*J3332/(H3334*4))","v":{"$error":"#VALUE!"}},{"$f":"IF(H3334<=AJ3336-E3354,0,H3354*H3332*H3333*J3332/(H3334*4))","v":{"$error":"#VALUE!"}},{"$f":"IF(H3334<=AK3336-E3354,0,H3354*H3332*H3333*J3332/(H3334*4))","v":{"$error":"#VALUE!"}},{"$f":"IF(H3334<=AL3336-E3354,0,H3354*H3332*H3333*J3332/(H3334*4))","v":{"$error":"#VALUE!"}}]
[{"$nulls":4},{"v":5.5,"d":"5.50"},{"$f":"$DF$21","v":{"v":0,"d":"0.000"}},{"$f":"IF(SUM(F3337:F3355)-H3335<=0,0,SUM(F3337:F3355)-H3335)","v":{"v":0,"d":"0.00"}},{"v":0,"d":"0.000"},{"$nulls":18},{"$f":"IF(H3334<=AA3336-E3355,0,H3355*H3332*H3333*J3332/(H3334*4))","v":{"$error":"#VALUE!"}},{"$f":"IF(H3334<=AB3336-E3355,0,H3355*H3332*H3333*J3332/(H3334*4))","v":{"$error":"#VALUE!"}},{"$f":"IF(H3334<=AC3336-E3355,0,H3355*H3332*H3333*J3332/(H3334*4))","v":{"$error":"#VALUE!"}},{"$f":"IF(H3334<=AD3336-E3355,0,H3355*H3332*H3333*J3332/(H3334*4))","v":{"$error":"#VALUE!"}},{"$f":"IF(H3334<=AE3336-E3355,0,H3355*H3332*H3333*J3332/(H3334*4))","v":{"$error":"#VALUE!"}},{"$f":"IF(H3334<=AF3336-E3355,0,H3355*H3332*H3333*J3332/(H3334*4))","v":{"$error":"#VALUE!"}},{"$f":"IF(H3334<=AG3336-E3355,0,H3355*H3332*H3333*J3332/(H3334*4))","v":{"$error":"#VALUE!"}},{"$f":"IF(H3334<=AH3336-E3355,0,H3355*H3332*H3333*J3332/(H3334*4))","v":{"$error":"#VALUE!"}},{"$f":"IF(H3334<=AI3336-E3355,0,H3355*H3332*H3333*J3332/(H3334*4))","v":{"$error":"#VALUE!"}},{"$f":"IF(H3334<=AJ3336-E3355,0,H3355*H3332*H3333*J3332/(H3334*4))","v":{"$error":"#VALUE!"}},{"$f":"IF(H3334<=AK3336-E3355,0,H3355*H3332*H3333*J3332/(H3334*4))","v":{"$error":"#VALUE!"}},{"$f":"IF(H3334<=AL3336-E3355,0,H3355*H3332*H3333*J3332/(H3334*4))","v":{"$error":"#VALUE!"}},{"$f":"IF(H3334<=AM3336-E3355,0,H3355*H3332*H3333*J3332/(H3334*4))","v":{"$error":"#VALUE!"}}]
[{"$nulls":4},5.75,{"$f":"$DF$22","v":{"v":0,"d":"0.000"}},{"$f":"IF(SUM(F3337:F3356)-H3335<=0,0,SUM(F3337:F3356)-H3335)","v":{"v":0,"d":"0.00"}},{"v":0,"d":"0.000"},{"$nulls":19},{"$f":"IF(H3334<=AB3336-E3356,0,H3356*H3332*H3333*J3332/(H3334*4))","v":{"$error":"#VALUE!"}},{"$f":"IF(H3334<=AC3336-E3356,0,H3356*H3332*H3333*J3332/(H3334*4))","v":{"$error":"#VALUE!"}},{"$f":"IF(H3334<=AD3336-E3356,0,H3356*H3332*H3333*J3332/(H3334*4))","v":{"$error":"#VALUE!"}},{"$f":"IF(H3334<=AE3336-E3356,0,H3356*H3332*H3333*J3332/(H3334*4))","v":{"$error":"#VALUE!"}},{"$f":"IF(H3334<=AF3336-E3356,0,H3356*H3332*H3333*J3332/(H3334*4))","v":{"$error":"#VALUE!"}},{"$f":"IF(H3334<=AG3336-E3356,0,H3356*H3332*H3333*J3332/(H3334*4))","v":{"$error":"#VALUE!"}},{"$f":"IF(H3334<=AH3336-E3356,0,H3356*H3332*H3333*J3332/(H3334*4))","v":{"$error":"#VALUE!"}},{"$f":"IF(H3334<=AI3336-E3356,0,H3356*H3332*H3333*J3332/(H3334*4))","v":{"$error":"#VALUE!"}},{"$f":"IF(H3334<=AJ3336-E3356,0,H3356*H3332*H3333*J3332/(H3334*4))","v":{"$error":"#VALUE!"}},{"$f":"IF(H3334<=AK3336-E3356,0,H3356*H3332*H3333*J3332/(H3334*4))","v":{"$error":"#VALUE!"}},{"$f":"IF(H3334<=AL3336-E3356,0,H3356*H3332*H3333*J3332/(H3334*4))","v":{"$error":"#VALUE!"}},{"$f":"IF(H3334<=AM3336-E3356,0,H3356*H3332*H3333*J3332/(H3334*4))","v":{"$error":"#VALUE!"}},{"$f":"IF(H3334<=AN3336-E3356,0,H3356*H3332*H3333*J3332/(H3334*4))","v":{"$error":"#VALUE!"}}]
[{"$nulls":4},{"v":6,"d":"6.00"},{"$f":"$DF$23","v":{"v":0,"d":"0.000"}},{"$f":"IF(SUM(F3337:F3357)-H3335<=0,0,SUM(F3337:F3357)-H3335)","v":{"v":0,"d":"0.00"}},{"v":0,"d":"0.000"},{"$nulls":20},{"$f":"IF(H3334<=AC3336-E3357,0,H3357*H3332*H3333*J3332/(H3334*4))","v":{"$error":"#VALUE!"}},{"$f":"IF(H3334<=AD3336-E3357,0,H3357*H3332*H3333*J3332/(H3334*4))","v":{"$error":"#VALUE!"}},{"$f":"IF(H3334<=AE3336-E3357,0,H3357*H3332*H3333*J3332/(H3334*4))","v":{"$error":"#VALUE!"}},{"$f":"IF(H3334<=AF3336-E3357,0,H3357*H3332*H3333*J3332/(H3334*4))","v":{"$error":"#VALUE!"}},{"$f":"IF(H3334<=AG3336-E3357,0,H3357*H3332*H3333*J3332/(H3334*4))","v":{"$error":"#VALUE!"}},{"$f":"IF(H3334<=AH3336-E3357,0,H3357*H3332*H3333*J3332/(H3334*4))","v":{"$error":"#VALUE!"}},{"$f":"IF(H3334<=AI3336-E3357,0,H3357*H3332*H3333*J3332/(H3334*4))","v":{"$error":"#VALUE!"}},{"$f":"IF(H3334<=AJ3336-E3357,0,H3357*H3332*H3333*J3332/(H3334*4))","v":{"$error":"#VALUE!"}},{"$f":"IF(H3334<=AK3336-E3357,0,H3357*H3332*H3333*J3332/(H3334*4))","v":{"$error":"#VALUE!"}},{"$f":"IF(H3334<=AL3336-E3357,0,H3357*H3332*H3333*J3332/(H3334*4))","v":{"$error":"#VALUE!"}},{"$f":"IF(H3334<=AM3336-E3357,0,H3357*H3332*H3333*J3332/(H3334*4))","v":{"$error":"#VALUE!"}},{"$f":"IF(H3334<=AN3336-E3357,0,H3357*H3332*H3333*J3332/(H3334*4))","v":{"$error":"#VALUE!"}},{"$f":"IF(H3334<=AO3336-E3357,0,H3357*H3332*H3333*J3332/(H3334*4))","v":{"$error":"#VALUE!"}}]
[{"$nulls":4},6.25,{"$f":"$DF$24","v":{"v":0,"d":"0.000"}},{"$f":"IF(SUM(F3337:F3358)-H3335<=0,0,SUM(F3337:F3358)-H3335)","v":{"v":0,"d":"0.00"}},{"v":0,"d":"0.000"},{"$nulls":21},{"$f":"IF(H3334<=AD3336-E3358,0,H3358*H3332*H3333*J3332/(H3334*4))","v":{"$error":"#VALUE!"}},{"$f":"IF(H3334<=AE3336-E3358,0,H3358*H3332*H3333*J3332/(H3334*4))","v":{"$error":"#VALUE!"}},{"$f":"IF(H3334<=AF3336-E3358,0,H3358*H3332*H3333*J3332/(H3334*4))","v":{"$error":"#VALUE!"}},{"$f":"IF(H3334<=AG3336-E3358,0,H3358*H3332*H3333*J3332/(H3334*4))","v":{"$error":"#VALUE!"}},{"$f":"IF(H3334<=AH3336-E3358,0,H3358*H3332*H3333*J3332/(H3334*4))","v":{"$error":"#VALUE!"}},{"$f":"IF(H3334<=AI3336-E3358,0,H3358*H3332*H3333*J3332/(H3334*4))","v":{"$error":"#VALUE!"}},{"$f":"IF(H3334<=AJ3336-E3358,0,H3358*H3332*H3333*J3332/(H3334*4))","v":{"$error":"#VALUE!"}},{"$f":"IF(H3334<=AK3336-E3358,0,H3358*H3332*H3333*J3332/(H3334*4))","v":{"$error":"#VALUE!"}},{"$f":"IF(H3334<=AL3336-E3358,0,H3358*H3332*H3333*J3332/(H3334*4))","v":{"$error":"#VALUE!"}},{"$f":"IF(H3334<=AM3336-E3358,0,H3358*H3332*H3333*J3332/(H3334*4))","v":{"$error":"#VALUE!"}},{"$f":"IF(H3334<=AN3336-E3358,0,H3358*H3332*H3333*J3332/(H3334*4))","v":{"$error":"#VALUE!"}},{"$f":"IF(H3334<=AO3336-E3358,0,H3358*H3332*H3333*J3332/(H3334*4))","v":{"$error":"#VALUE!"}},{"$f":"IF(H3334<=AP3336-E3358,0,H3358*H3332*H3333*J3332/(H3334*4))","v":{"$error":"#VALUE!"}}]
[{"$nulls":4},{"v":6.5,"d":"6.50"},{"$f":"$DF$25","v":{"v":0,"d":"0.000"}},{"$f":"IF(SUM(F3337:F3359)-H3335<=0,0,SUM(F3337:F3359)-H3335)","v":{"v":0,"d":"0.00"}},{"v":0,"d":"0.000"},{"$nulls":22},{"$f":"IF(H3334<=AE3336-E3359,0,H3359*H3332*H3333*J3332/(H3334*4))","v":{"$error":"#VALUE!"}},{"$f":"IF(H3334<=AF3336-E3359,0,H3359*H3332*H3333*J3332/(H3334*4))","v":{"$error":"#VALUE!"}},{"$f":"IF(H3334<=AG3336-E3359,0,H3359*H3332*H3333*J3332/(H3334*4))","v":{"$error":"#VALUE!"}},{"$f":"IF(H3334<=AH3336-E3359,0,H3359*H3332*H3333*J3332/(H3334*4))","v":{"$error":"#VALUE!"}},{"$f":"IF(H3334<=AI3336-E3359,0,H3359*H3332*H3333*J3332/(H3334*4))","v":{"$error":"#VALUE!"}},{"$f":"IF(H3334<=AJ3336-E3359,0,H3359*H3332*H3333*J3332/(H3334*4))","v":{"$error":"#VALUE!"}},{"$f":"IF(H3334<=AK3336-E3359,0,H3359*H3332*H3333*J3332/(H3334*4))","v":{"$error":"#VALUE!"}},{"$f":"IF(H3334<=AL3336-E3359,0,H3359*H3332*H3333*J3332/(H3334*4))","v":{"$error":"#VALUE!"}},{"$f":"IF(H3334<=AM3336-E3359,0,H3359*H3332*H3333*J3332/(H3334*4))","v":{"$error":"#VALUE!"}},{"$f":"IF(H3334<=AN3336-E3359,0,H3359*H3332*H3333*J3332/(H3334*4))","v":{"$error":"#VALUE!"}},{"$f":"IF(H3334<=AO3336-E3359,0,H3359*H3332*H3333*J3332/(H3334*4))","v":{"$error":"#VALUE!"}},{"$f":"IF(H3334<=AP3336-E3359,0,H3359*H3332*H3333*J3332/(H3334*4))","v":{"$error":"#VALUE!"}},{"$f":"IF(H3334<=AQ3336-E3359,0,H3359*H3332*H3333*J3332/(H3334*4))","v":{"$error":"#VALUE!"}}]
[{"$nulls":4},6.75,{"$f":"$DF$26","v":{"v":0,"d":"0.000"}},{"$f":"IF(SUM(F3337:F3360)-H3335<=0,0,SUM(F3337:F3360)-H3335)","v":{"v":0,"d":"0.00"}},{"v":0,"d":"0.000"},{"$nulls":23},{"$f":"IF(H3334<=AF3336-E3360,0,H3360*H3332*H3333*J3332/(H3334*4))","v":{"$error":"#VALUE!"}},{"$f":"IF(H3334<=AG3336-E3360,0,H3360*H3332*H3333*J3332/(H3334*4))","v":{"$error":"#VALUE!"}},{"$f":"IF(H3334<=AH3336-E3360,0,H3360*H3332*H3333*J3332/(H3334*4))","v":{"$error":"#VALUE!"}},{"$f":"IF(H3334<=AI3336-E3360,0,H3360*H3332*H3333*J3332/(H3334*4))","v":{"$error":"#VALUE!"}},{"$f":"IF(H3334<=AJ3336-E3360,0,H3360*H3332*H3333*J3332/(H3334*4))","v":{"$error":"#VALUE!"}},{"$f":"IF(H3334<=AK3336-E3360,0,H3360*H3332*H3333*J3332/(H3334*4))","v":{"$error":"#VALUE!"}},{"$f":"IF(H3334<=AL3336-E3360,0,H3360*H3332*H3333*J3332/(H3334*4))","v":{"$error":"#VALUE!"}},{"$f":"IF(H3334<=AM3336-E3360,0,H3360*H3332*H3333*J3332/(H3334*4))","v":{"$error":"#VALUE!"}},{"$f":"IF(H3334<=AN3336-E3360,0,H3360*H3332*H3333*J3332/(H3334*4))","v":{"$error":"#VALUE!"}},{"$f":"IF(H3334<=AO3336-E3360,0,H3360*H3332*H3333*J3332/(H3334*4))","v":{"$error":"#VALUE!"}},{"$f":"IF(H3334<=AP3336-E3360,0,H3360*H3332*H3333*J3332/(H3334*4))","v":{"$error":"#VALUE!"}},{"$f":"IF(H3334<=AQ3336-E3360,0,H3360*H3332*H3333*J3332/(H3334*4))","v":{"$error":"#VALUE!"}},{"$f":"IF(H3334<=AR3336-E3360,0,H3360*H3332*H3333*J3332/(H3334*4))","v":{"$error":"#VALUE!"}}]
[{"$nulls":4},{"v":7,"d":"7.00"},{"$f":"$DF$27","v":{"v":0,"d":"0.000"}},{"$f":"IF(SUM(F3337:F3361)-H3335<=0,0,SUM(F3337:F3361)-H3335)","v":{"v":0,"d":"0.00"}},{"v":0,"d":"0.000"},{"$nulls":24},{"$f":"IF(H3334<=AG3336-E3361,0,H3361*H3332*H3333*J3332/(H3334*4))","v":{"$error":"#VALUE!"}},{"$f":"IF(H3334<=AH3336-E3361,0,H3361*H3332*H3333*J3332/(H3334*4))","v":{"$error":"#VALUE!"}},{"$f":"IF(H3334<=AI3336-E3361,0,H3361*H3332*H3333*J3332/(H3334*4))","v":{"$error":"#VALUE!"}},{"$f":"IF(H3334<=AJ3336-E3361,0,H3361*H3332*H3333*J3332/(H3334*4))","v":{"$error":"#VALUE!"}},{"$f":"IF(H3334<=AK3336-E3361,0,H3361*H3332*H3333*J3332/(H3334*4))","v":{"$error":"#VALUE!"}},{"$f":"IF(H3334<=AL3336-E3361,0,H3361*H3332*H3333*J3332/(H3334*4))","v":{"$error":"#VALUE!"}},{"$f":"IF(H3334<=AM3336-E3361,0,H3361*H3332*H3333*J3332/(H3334*4))","v":{"$error":"#VALUE!"}},{"$f":"IF(H3334<=AN3336-E3361,0,H3361*H3332*H3333*J3332/(H3334*4))","v":{"$error":"#VALUE!"}},{"$f":"IF(H3334<=AO3336-E3361,0,H3361*H3332*H3333*J3332/(H3334*4))","v":{"$error":"#VALUE!"}},{"$f":"IF(H3334<=AP3336-E3361,0,H3361*H3332*H3333*J3332/(H3334*4))","v":{"$error":"#VALUE!"}},{"$f":"IF(H3334<=AQ3336-E3361,0,H3361*H3332*H3333*J3332/(H3334*4))","v":{"$error":"#VALUE!"}},{"$f":"IF(H3334<=AR3336-E3361,0,H3361*H3332*H3333*J3332/(H3334*4))","v":{"$error":"#VALUE!"}},{"$f":"IF(H3334<=AS3336-E3361,0,H3361*H3332*H3333*J3332/(H3334*4))","v":{"$error":"#VALUE!"}}]
[{"$nulls":4},7.25,{"$f":"$DF$28","v":{"v":0,"d":"0.000"}},{"$f":"IF(SUM(F3337:F3362)-H3335<=0,0,SUM(F3337:F3362)-H3335)","v":{"v":0,"d":"0.00"}},{"v":0,"d":"0.000"},{"$nulls":25},{"$f":"IF(H3334<=AH3336-E3362,0,H3362*H3332*H3333*J3332/(H3334*4))","v":{"$error":"#VALUE!"}},{"$f":"IF(H3334<=AI3336-E3362,0,H3362*H3332*H3333*J3332/(H3334*4))","v":{"$error":"#VALUE!"}},{"$f":"IF(H3334<=AJ3336-E3362,0,H3362*H3332*H3333*J3332/(H3334*4))","v":{"$error":"#VALUE!"}},{"$f":"IF(H3334<=AK3336-E3362,0,H3362*H3332*H3333*J3332/(H3334*4))","v":{"$error":"#VALUE!"}},{"$f":"IF(H3334<=AL3336-E3362,0,H3362*H3332*H3333*J3332/(H3334*4))","v":{"$error":"#VALUE!"}},{"$f":"IF(H3334<=AM3336-E3362,0,H3362*H3332*H3333*J3332/(H3334*4))","v":{"$error":"#VALUE!"}},{"$f":"IF(H3334<=AN3336-E3362,0,H3362*H3332*H3333*J3332/(H3334*4))","v":{"$error":"#VALUE!"}},{"$f":"IF(H3334<=AO3336-E3362,0,H3362*H3332*H3333*J3332/(H3334*4))","v":{"$error":"#VALUE!"}},{"$f":"IF(H3334<=AP3336-E3362,0,H3362*H3332*H3333*J3332/(H3334*4))","v":{"$error":"#VALUE!"}},{"$f":"IF(H3334<=AQ3336-E3362,0,H3362*H3332*H3333*J3332/(H3334*4))","v":{"$error":"#VALUE!"}},{"$f":"IF(H3334<=AR3336-E3362,0,H3362*H3332*H3333*J3332/(H3334*4))","v":{"$error":"#VALUE!"}},{"$f":"IF(H3334<=AS3336-E3362,0,H3362*H3332*H3333*J3332/(H3334*4))","v":{"$error":"#VALUE!"}},{"$f":"IF(H3334<=AT3336-E3362,0,H3362*H3332*H3333*J3332/(H3334*4))","v":{"$error":"#VALUE!"}}]
[{"$nulls":4},{"v":7.5,"d":"7.50"},{"$f":"$DF$29","v":{"v":0,"d":"0.000"}},{"$f":"IF(SUM(F3337:F3363)-H3335<=0,0,SUM(F3337:F3363)-H3335)","v":{"v":0,"d":"0.00"}},{"v":0,"d":"0.000"},{"$nulls":26},{"$f":"IF(H3334<=AI3336-E3363,0,H3363*H3332*H3333*J3332/(H3334*4))","v":{"$error":"#VALUE!"}},{"$f":"IF(H3334<=AJ3336-E3363,0,H3363*H3332*H3333*J3332/(H3334*4))","v":{"$error":"#VALUE!"}},{"$f":"IF(H3334<=AK3336-E3363,0,H3363*H3332*H3333*J3332/(H3334*4))","v":{"$error":"#VALUE!"}},{"$f":"IF(H3334<=AL3336-E3363,0,H3363*H3332*H3333*J3332/(H3334*4))","v":{"$error":"#VALUE!"}},{"$f":"IF(H3334<=AM3336-E3363,0,H3363*H3332*H3333*J3332/(H3334*4))","v":{"$error":"#VALUE!"}},{"$f":"IF(H3334<=AN3336-E3363,0,H3363*H3332*H3333*J3332/(H3334*4))","v":{"$error":"#VALUE!"}},{"$f":"IF(H3334<=AO3336-E3363,0,H3363*H3332*H3333*J3332/(H3334*4))","v":{"$error":"#VALUE!"}},{"$f":"IF(H3334<=AP3336-E3363,0,H3363*H3332*H3333*J3332/(H3334*4))","v":{"$error":"#VALUE!"}},{"$f":"IF(H3334<=AQ3336-E3363,0,H3363*H3332*H3333*J3332/(H3334*4))","v":{"$error":"#VALUE!"}},{"$f":"IF(H3334<=AR3336-E3363,0,H3363*H3332*H3333*J3332/(H3334*4))","v":{"$error":"#VALUE!"}},{"$f":"IF(H3334<=AS3336-E3363,0,H3363*H3332*H3333*J3332/(H3334*4))","v":{"$error":"#VALUE!"}},{"$f":"IF(H3334<=AT3336-E3363,0,H3363*H3332*H3333*J3332/(H3334*4))","v":{"$error":"#VALUE!"}},{"$f":"IF(H3334<=AU3336-E3363,0,H3363*H3332*H3333*J3332/(H3334*4))","v":{"$error":"#VALUE!"}}]
[{"$nulls":4},7.75,{"$f":"$DF$30","v":{"v":0,"d":"0.000"}},{"$f":"IF(SUM(F3337:F3364)-H3335<=0,0,SUM(F3337:F3364)-H3335)","v":{"v":0,"d":"0.00"}},{"v":0,"d":"0.000"},{"$nulls":27},{"$f":"IF(H3334<=AJ3336-E3364,0,H3364*H3332*H3333*J3332/(H3334*4))","v":{"$error":"#VALUE!"}},{"$f":"IF(H3334<=AK3336-E3364,0,H3364*H3332*H3333*J3332/(H3334*4))","v":{"$error":"#VALUE!"}},{"$f":"IF(H3334<=AL3336-E3364,0,H3364*H3332*H3333*J3332/(H3334*4))","v":{"$error":"#VALUE!"}},{"$f":"IF(H3334<=AM3336-E3364,0,H3364*H3332*H3333*J3332/(H3334*4))","v":{"$error":"#VALUE!"}},{"$f":"IF(H3334<=AN3336-E3364,0,H3364*H3332*H3333*J3332/(H3334*4))","v":{"$error":"#VALUE!"}},{"$f":"IF(H3334<=AO3336-E3364,0,H3364*H3332*H3333*J3332/(H3334*4))","v":{"$error":"#VALUE!"}},{"$f":"IF(H3334<=AP3336-E3364,0,H3364*H3332*H3333*J3332/(H3334*4))","v":{"$error":"#VALUE!"}},{"$f":"IF(H3334<=AQ3336-E3364,0,H3364*H3332*H3333*J3332/(H3334*4))","v":{"$error":"#VALUE!"}},{"$f":"IF(H3334<=AR3336-E3364,0,H3364*H3332*H3333*J3332/(H3334*4))","v":{"$error":"#VALUE!"}},{"$f":"IF(H3334<=AS3336-E3364,0,H3364*H3332*H3333*J3332/(H3334*4))","v":{"$error":"#VALUE!"}},{"$f":"IF(H3334<=AT3336-E3364,0,H3364*H3332*H3333*J3332/(H3334*4))","v":{"$error":"#VALUE!"}},{"$f":"IF(H3334<=AU3336-E3364,0,H3364*H3332*H3333*J3332/(H3334*4))","v":{"$error":"#VALUE!"}},{"$f":"IF(H3334<=AV3336-E3364,0,H3364*H3332*H3333*J3332/(H3334*4))","v":{"$error":"#VALUE!"}}]
[{"$nulls":4},{"v":8,"d":"8.00"},{"$f":"$DF$31","v":{"v":0,"d":"0.000"}},{"$f":"IF(SUM(F3337:F3365)-H3335<=0,0,SUM(F3337:F3365)-H3335)","v":{"v":0,"d":"0.00"}},{"v":0,"d":"0.000"},{"$nulls":28},{"$f":"IF(H3334<=AK3336-E3365,0,H3365*H3332*H3333*J3332/(H3334*4))","v":{"$error":"#VALUE!"}},{"$f":"IF(H3334<=AL3336-E3365,0,H3365*H3332*H3333*J3332/(H3334*4))","v":{"$error":"#VALUE!"}},{"$f":"IF(H3334<=AM3336-E3365,0,H3365*H3332*H3333*J3332/(H3334*4))","v":{"$error":"#VALUE!"}},{"$f":"IF(H3334<=AN3336-E3365,0,H3365*H3332*H3333*J3332/(H3334*4))","v":{"$error":"#VALUE!"}},{"$f":"IF(H3334<=AO3336-E3365,0,H3365*H3332*H3333*J3332/(H3334*4))","v":{"$error":"#VALUE!"}},{"$f":"IF(H3334<=AP3336-E3365,0,H3365*H3332*H3333*J3332/(H3334*4))","v":{"$error":"#VALUE!"}},{"$f":"IF(H3334<=AQ3336-E3365,0,H3365*H3332*H3333*J3332/(H3334*4))","v":{"$error":"#VALUE!"}},{"$f":"IF(H3334<=AR3336-E3365,0,H3365*H3332*H3333*J3332/(H3334*4))","v":{"$error":"#VALUE!"}},{"$f":"IF(H3334<=AS3336-E3365,0,H3365*H3332*H3333*J3332/(H3334*4))","v":{"$error":"#VALUE!"}},{"$f":"IF(H3334<=AT3336-E3365,0,H3365*H3332*H3333*J3332/(H3334*4))","v":{"$error":"#VALUE!"}},{"$f":"IF(H3334<=AU3336-E3365,0,H3365*H3332*H3333*J3332/(H3334*4))","v":{"$error":"#VALUE!"}},{"$f":"IF(H3334<=AV3336-E3365,0,H3365*H3332*H3333*J3332/(H3334*4))","v":{"$error":"#VALUE!"}},{"$f":"IF(H3334<=AW3336-E3365,0,H3365*H3332*H3333*J3332/(H3334*4))","v":{"$error":"#VALUE!"}}]
[{"$nulls":4},8.25,{"$f":"$DF$32","v":{"v":0,"d":"0.000"}},{"$f":"IF(SUM(F3337:F3366)-H3335<=0,0,SUM(F3337:F3366)-H3335)","v":{"v":0,"d":"0.00"}},{"v":0,"d":"0.000"},{"$nulls":29},{"$f":"IF(H3334<=AL3336-E3366,0,H3366*H3332*H3333*J3332/(H3334*4))","v":{"$error":"#VALUE!"}},{"$f":"IF(H3334<=AM3336-E3366,0,H3366*H3332*H3333*J3332/(H3334*4))","v":{"$error":"#VALUE!"}},{"$f":"IF(H3334<=AN3336-E3366,0,H3366*H3332*H3333*J3332/(H3334*4))","v":{"$error":"#VALUE!"}},{"$f":"IF(H3334<=AO3336-E3366,0,H3366*H3332*H3333*J3332/(H3334*4))","v":{"$error":"#VALUE!"}},{"$f":"IF(H3334<=AP3336-E3366,0,H3366*H3332*H3333*J3332/(H3334*4))","v":{"$error":"#VALUE!"}},{"$f":"IF(H3334<=AQ3336-E3366,0,H3366*H3332*H3333*J3332/(H3334*4))","v":{"$error":"#VALUE!"}},{"$f":"IF(H3334<=AR3336-E3366,0,H3366*H3332*H3333*J3332/(H3334*4))","v":{"$error":"#VALUE!"}},{"$f":"IF(H3334<=AS3336-E3366,0,H3366*H3332*H3333*J3332/(H3334*4))","v":{"$error":"#VALUE!"}},{"$f":"IF(H3334<=AT3336-E3366,0,H3366*H3332*H3333*J3332/(H3334*4))","v":{"$error":"#VALUE!"}},{"$f":"IF(H3334<=AU3336-E3366,0,H3366*H3332*H3333*J3332/(H3334*4))","v":{"$error":"#VALUE!"}},{"$f":"IF(H3334<=AV3336-E3366,0,H3366*H3332*H3333*J3332/(H3334*4))","v":{"$error":"#VALUE!"}},{"$f":"IF(H3334<=AW3336-E3366,0,H3366*H3332*H3333*J3332/(H3334*4))","v":{"$error":"#VALUE!"}},{"$f":"IF(H3334<=AX3336-E3366,0,H3366*H3332*H3333*J3332/(H3334*4))","v":{"$error":"#VALUE!"}}]
[{"$nulls":4},{"v":8.5,"d":"8.50"},{"$f":"$DF$33","v":{"v":0,"d":"0.000"}},{"$f":"IF(SUM(F3337:F3367)-H3335<=0,0,SUM(F3337:F3367)-H3335)","v":{"v":0,"d":"0.00"}},{"v":0,"d":"0.000"},{"$nulls":30},{"$f":"IF(H3334<=AM3336-E3367,0,H3367*H3332*H3333*J3332/(H3334*4))","v":{"$error":"#VALUE!"}},{"$f":"IF(H3334<=AN3336-E3367,0,H3367*H3332*H3333*J3332/(H3334*4))","v":{"$error":"#VALUE!"}},{"$f":"IF(H3334<=AO3336-E3367,0,H3367*H3332*H3333*J3332/(H3334*4))","v":{"$error":"#VALUE!"}},{"$f":"IF(H3334<=AP3336-E3367,0,H3367*H3332*H3333*J3332/(H3334*4))","v":{"$error":"#VALUE!"}},{"$f":"IF(H3334<=AQ3336-E3367,0,H3367*H3332*H3333*J3332/(H3334*4))","v":{"$error":"#VALUE!"}},{"$f":"IF(H3334<=AR3336-E3367,0,H3367*H3332*H3333*J3332/(H3334*4))","v":{"$error":"#VALUE!"}},{"$f":"IF(H3334<=AS3336-E3367,0,H3367*H3332*H3333*J3332/(H3334*4))","v":{"$error":"#VALUE!"}},{"$f":"IF(H3334<=AT3336-E3367,0,H3367*H3332*H3333*J3332/(H3334*4))","v":{"$error":"#VALUE!"}},{"$f":"IF(H3334<=AU3336-E3367,0,H3367*H3332*H3333*J3332/(H3334*4))","v":{"$error":"#VALUE!"}},{"$f":"IF(H3334<=AV3336-E3367,0,H3367*H3332*H3333*J3332/(H3334*4))","v":{"$error":"#VALUE!"}},{"$f":"IF(H3334<=AW3336-E3367,0,H3367*H3332*H3333*J3332/(H3334*4))","v":{"$error":"#VALUE!"}},{"$f":"IF(H3334<=AX3336-E3367,0,H3367*H3332*H3333*J3332/(H3334*4))","v":{"$error":"#VALUE!"}},{"$f":"IF(H3334<=AY3336-E3367,0,H3367*H3332*H3333*J3332/(H3334*4))","v":{"$error":"#VALUE!"}}]
[{"$nulls":4},8.75,{"$f":"$DF$34","v":{"v":0,"d":"0.000"}},{"$f":"IF(SUM(F3337:F3368)-H3335<=0,0,SUM(F3337:F3368)-H3335)","v":{"v":0,"d":"0.00"}},{"v":0,"d":"0.000"},{"$nulls":31},{"$f":"IF(H3334<=AN3336-E3368,0,H3368*H3332*H3333*J3332/(H3334*4))","v":{"$error":"#VALUE!"}},{"$f":"IF(H3334<=AO3336-E3368,0,H3368*H3332*H3333*J3332/(H3334*4))","v":{"$error":"#VALUE!"}},{"$f":"IF(H3334<=AP3336-E3368,0,H3368*H3332*H3333*J3332/(H3334*4))","v":{"$error":"#VALUE!"}},{"$f":"IF(H3334<=AQ3336-E3368,0,H3368*H3332*H3333*J3332/(H3334*4))","v":{"$error":"#VALUE!"}},{"$f":"IF(H3334<=AR3336-E3368,0,H3368*H3332*H3333*J3332/(H3334*4))","v":{"$error":"#VALUE!"}},{"$f":"IF(H3334<=AS3336-E3368,0,H3368*H3332*H3333*J3332/(H3334*4))","v":{"$error":"#VALUE!"}},{"$f":"IF(H3334<=AT3336-E3368,0,H3368*H3332*H3333*J3332/(H3334*4))","v":{"$error":"#VALUE!"}},{"$f":"IF(H3334<=AU3336-E3368,0,H3368*H3332*H3333*J3332/(H3334*4))","v":{"$error":"#VALUE!"}},{"$f":"IF(H3334<=AV3336-E3368,0,H3368*H3332*H3333*J3332/(H3334*4))","v":{"$error":"#VALUE!"}},{"$f":"IF(H3334<=AW3336-E3368,0,H3368*H3332*H3333*J3332/(H3334*4))","v":{"$error":"#VALUE!"}},{"$f":"IF(H3334<=AX3336-E3368,0,H3368*H3332*H3333*J3332/(H3334*4))","v":{"$error":"#VALUE!"}},{"$f":"IF(H3334<=AY3336-E3368,0,H3368*H3332*H3333*J3332/(H3334*4))","v":{"$error":"#VALUE!"}},{"$f":"IF(H3334<=AZ3336-E3368,0,H3368*H3332*H3333*J3332/(H3334*4))","v":{"$error":"#VALUE!"}}]
[{"$nulls":4},{"v":9,"d":"9.00"},{"$f":"$DF$35","v":{"v":0,"d":"0.000"}},{"$f":"IF(SUM(F3337:F3369)-H3335<=0,0,SUM(F3337:F3369)-H3335)","v":{"v":0,"d":"0.00"}},{"v":0,"d":"0.000"},{"$nulls":32},{"$f":"IF(H3334<=AO3336-E3369,0,H3369*H3332*H3333*J3332/(H3334*4))","v":{"$error":"#VALUE!"}},{"$f":"IF(H3334<=AP3336-E3369,0,H3369*H3332*H3333*J3332/(H3334*4))","v":{"$error":"#VALUE!"}},{"$f":"IF(H3334<=AQ3336-E3369,0,H3369*H3332*H3333*J3332/(H3334*4))","v":{"$error":"#VALUE!"}},{"$f":"IF(H3334<=AR3336-E3369,0,H3369*H3332*H3333*J3332/(H3334*4))","v":{"$error":"#VALUE!"}},{"$f":"IF(H3334<=AS3336-E3369,0,H3369*H3332*H3333*J3332/(H3334*4))","v":{"$error":"#VALUE!"}},{"$f":"IF(H3334<=AT3336-E3369,0,H3369*H3332*H3333*J3332/(H3334*4))","v":{"$error":"#VALUE!"}},{"$f":"IF(H3334<=AU3336-E3369,0,H3369*H3332*H3333*J3332/(H3334*4))","v":{"$error":"#VALUE!"}},{"$f":"IF(H3334<=AV3336-E3369,0,H3369*H3332*H3333*J3332/(H3334*4))","v":{"$error":"#VALUE!"}},{"$f":"IF(H3334<=AW3336-E3369,0,H3369*H3332*H3333*J3332/(H3334*4))","v":{"$error":"#VALUE!"}},{"$f":"IF(H3334<=AX3336-E3369,0,H3369*H3332*H3333*J3332/(H3334*4))","v":{"$error":"#VALUE!"}},{"$f":"IF(H3334<=AY3336-E3369,0,H3369*H3332*H3333*J3332/(H3334*4))","v":{"$error":"#VALUE!"}},{"$f":"IF(H3334<=AZ3336-E3369,0,H3369*H3332*H3333*J3332/(H3334*4))","v":{"$error":"#VALUE!"}},{"$f":"IF(H3334<=BA3336-E3369,0,H3369*H3332*H3333*J3332/(H3334*4))","v":{"$error":"#VALUE!"}}]
[{"$nulls":4},9.25,{"$f":"$DF$36","v":{"v":0,"d":"0.000"}},{"$f":"IF(SUM(F3337:F3370)-H3335<=0,0,SUM(F3337:F3370)-H3335)","v":{"v":0,"d":"0.00"}},{"v":0,"d":"0.000"},{"$nulls":33},{"$f":"IF(H3334<=AP3336-E3370,0,H3370*H3332*H3333*J3332/(H3334*4))","v":{"$error":"#VALUE!"}},{"$f":"IF(H3334<=AQ3336-E3370,0,H3370*H3332*H3333*J3332/(H3334*4))","v":{"$error":"#VALUE!"}},{"$f":"IF(H3334<=AR3336-E3370,0,H3370*H3332*H3333*J3332/(H3334*4))","v":{"$error":"#VALUE!"}},{"$f":"IF(H3334<=AS3336-E3370,0,H3370*H3332*H3333*J3332/(H3334*4))","v":{"$error":"#VALUE!"}},{"$f":"IF(H3334<=AT3336-E3370,0,H3370*H3332*H3333*J3332/(H3334*4))","v":{"$error":"#VALUE!"}},{"$f":"IF(H3334<=AU3336-E3370,0,H3370*H3332*H3333*J3332/(H3334*4))","v":{"$error":"#VALUE!"}},{"$f":"IF(H3334<=AV3336-E3370,0,H3370*H3332*H3333*J3332/(H3334*4))","v":{"$error":"#VALUE!"}},{"$f":"IF(H3334<=AW3336-E3370,0,H3370*H3332*H3333*J3332/(H3334*4))","v":{"$error":"#VALUE!"}},{"$f":"IF(H3334<=AX3336-E3370,0,H3370*H3332*H3333*J3332/(H3334*4))","v":{"$error":"#VALUE!"}},{"$f":"IF(H3334<=AY3336-E3370,0,H3370*H3332*H3333*J3332/(H3334*4))","v":{"$error":"#VALUE!"}},{"$f":"IF(H3334<=AZ3336-E3370,0,H3370*H3332*H3333*J3332/(H3334*4))","v":{"$error":"#VALUE!"}},{"$f":"IF(H3334<=BA3336-E3370,0,H3370*H3332*H3333*J3332/(H3334*4))","v":{"$error":"#VALUE!"}},{"$f":"IF(H3334<=BB3336-E3370,0,H3370*H3332*H3333*J3332/(H3334*4))","v":{"$error":"#VALUE!"}}]
[{"$nulls":4},{"v":9.5,"d":"9.50"},{"$f":"$DF$37","v":{"v":0,"d":"0.000"}},{"$f":"IF(SUM(F3337:F3371)-H3335<=0,0,SUM(F3337:F3371)-H3335)","v":{"v":0,"d":"0.00"}},{"v":0,"d":"0.000"},{"$nulls":34},{"$f":"IF(H3334<=AQ3336-E3371,0,H3371*H3332*H3333*J3332/(H3334*4))","v":{"$error":"#VALUE!"}},{"$f":"IF(H3334<=AR3336-E3371,0,H3371*H3332*H3333*J3332/(H3334*4))","v":{"$error":"#VALUE!"}},{"$f":"IF(H3334<=AS3336-E3371,0,H3371*H3332*H3333*J3332/(H3334*4))","v":{"$error":"#VALUE!"}},{"$f":"IF(H3334<=AT3336-E3371,0,H3371*H3332*H3333*J3332/(H3334*4))","v":{"$error":"#VALUE!"}},{"$f":"IF(H3334<=AU3336-E3371,0,H3371*H3332*H3333*J3332/(H3334*4))","v":{"$error":"#VALUE!"}},{"$f":"IF(H3334<=AV3336-E3371,0,H3371*H3332*H3333*J3332/(H3334*4))","v":{"$error":"#VALUE!"}},{"$f":"IF(H3334<=AW3336-E3371,0,H3371*H3332*H3333*J3332/(H3334*4))","v":{"$error":"#VALUE!"}},{"$f":"IF(H3334<=AX3336-E3371,0,H3371*H3332*H3333*J3332/(H3334*4))","v":{"$error":"#VALUE!"}},{"$f":"IF(H3334<=AY3336-E3371,0,H3371*H3332*H3333*J3332/(H3334*4))","v":{"$error":"#VALUE!"}},{"$f":"IF(H3334<=AZ3336-E3371,0,H3371*H3332*H3333*J3332/(H3334*4))","v":{"$error":"#VALUE!"}},{"$f":"IF(H3334<=BA3336-E3371,0,H3371*H3332*H3333*J3332/(H3334*4))","v":{"$error":"#VALUE!"}},{"$f":"IF(H3334<=BB3336-E3371,0,H3371*H3332*H3333*J3332/(H3334*4))","v":{"$error":"#VALUE!"}},{"$f":"IF(H3334<=BC3336-E3371,0,H3371*H3332*H3333*J3332/(H3334*4))","v":{"$error":"#VALUE!"}}]
[{"$nulls":4},9.75,{"$f":"$DF$38","v":{"v":0,"d":"0.000"}},{"$f":"IF(SUM(F3337:F3372)-H3335<=0,0,SUM(F3337:F3372)-H3335)","v":{"v":0,"d":"0.00"}},{"v":0,"d":"0.000"},{"$nulls":35},{"$f":"IF(H3334<=AR3336-E3372,0,H3372*H3332*H3333*J3332/(H3334*4))","v":{"$error":"#VALUE!"}},{"$f":"IF(H3334<=AS3336-E3372,0,H3372*H3332*H3333*J3332/(H3334*4))","v":{"$error":"#VALUE!"}},{"$f":"IF(H3334<=AT3336-E3372,0,H3372*H3332*H3333*J3332/(H3334*4))","v":{"$error":"#VALUE!"}},{"$f":"IF(H3334<=AU3336-E3372,0,H3372*H3332*H3333*J3332/(H3334*4))","v":{"$error":"#VALUE!"}},{"$f":"IF(H3334<=AV3336-E3372,0,H3372*H3332*H3333*J3332/(H3334*4))","v":{"$error":"#VALUE!"}},{"$f":"IF(H3334<=AW3336-E3372,0,H3372*H3332*H3333*J3332/(H3334*4))","v":{"$error":"#VALUE!"}},{"$f":"IF(H3334<=AX3336-E3372,0,H3372*H3332*H3333*J3332/(H3334*4))","v":{"$error":"#VALUE!"}},{"$f":"IF(H3334<=AY3336-E3372,0,H3372*H3332*H3333*J3332/(H3334*4))","v":{"$error":"#VALUE!"}},{"$f":"IF(H3334<=AZ3336-E3372,0,H3372*H3332*H3333*J3332/(H3334*4))","v":{"$error":"#VALUE!"}},{"$f":"IF(H3334<=BA3336-E3372,0,H3372*H3332*H3333*J3332/(H3334*4))","v":{"$error":"#VALUE!"}},{"$f":"IF(H3334<=BB3336-E3372,0,H3372*H3332*H3333*J3332/(H3334*4))","v":{"$error":"#VALUE!"}},{"$f":"IF(H3334<=BC3336-E3372,0,H3372*H3332*H3333*J3332/(H3334*4))","v":{"$error":"#VALUE!"}},{"$f":"IF(H3334<=BD3336-E3372,0,H3372*H3332*H3333*J3332/(H3334*4))","v":{"$error":"#VALUE!"}}]
[{"$nulls":4},{"v":10,"d":"10.00"},{"$f":"$DF$39","v":{"v":0,"d":"0.000"}},{"$f":"IF(SUM(F3337:F3373)-H3335<=0,0,SUM(F3337:F3373)-H3335)","v":{"v":0,"d":"0.00"}},{"v":0,"d":"0.000"},{"$nulls":36},{"$f":"IF(H3334<=AS3336-E3373,0,H3373*H3332*H3333*J3332/(H3334*4))","v":{"$error":"#VALUE!"}},{"$f":"IF(H3334<=AT3336-E3373,0,H3373*H3332*H3333*J3332/(H3334*4))","v":{"$error":"#VALUE!"}},{"$f":"IF(H3334<=AU3336-E3373,0,H3373*H3332*H3333*J3332/(H3334*4))","v":{"$error":"#VALUE!"}},{"$f":"IF(H3334<=AV3336-E3373,0,H3373*H3332*H3333*J3332/(H3334*4))","v":{"$error":"#VALUE!"}},{"$f":"IF(H3334<=AW3336-E3373,0,H3373*H3332*H3333*J3332/(H3334*4))","v":{"$error":"#VALUE!"}},{"$f":"IF(H3334<=AX3336-E3373,0,H3373*H3332*H3333*J3332/(H3334*4))","v":{"$error":"#VALUE!"}},{"$f":"IF(H3334<=AY3336-E3373,0,H3373*H3332*H3333*J3332/(H3334*4))","v":{"$error":"#VALUE!"}},{"$f":"IF(H3334<=AZ3336-E3373,0,H3373*H3332*H3333*J3332/(H3334*4))","v":{"$error":"#VALUE!"}},{"$f":"IF(H3334<=BA3336-E3373,0,H3373*H3332*H3333*J3332/(H3334*4))","v":{"$error":"#VALUE!"}},{"$f":"IF(H3334<=BB3336-E3373,0,H3373*H3332*H3333*J3332/(H3334*4))","v":{"$error":"#VALUE!"}},{"$f":"IF(H3334<=BC3336-E3373,0,H3373*H3332*H3333*J3332/(H3334*4))","v":{"$error":"#VALUE!"}},{"$f":"IF(H3334<=BD3336-E3373,0,H3373*H3332*H3333*J3332/(H3334*4))","v":{"$error":"#VALUE!"}},{"$f":"IF(H3334<=BE3336-E3373,0,H3373*H3332*H3333*J3332/(H3334*4))","v":{"$error":"#VALUE!"}}]
[{"$nulls":4},10.25,{"$f":"$DF$40","v":{"v":0,"d":"0.000"}},{"$f":"IF(SUM(F3337:F3374)-H3335<=0,0,SUM(F3337:F3374)-H3335)","v":{"v":0,"d":"0.000"}},{"v":0,"d":"0.000"},{"$nulls":37},{"$f":"IF(H3334<=AT3336-E3374,0,H3374*H3332*H3333*J3332/(H3334*4))","v":{"$error":"#VALUE!"}},{"$f":"IF(H3334<=AU3336-E3374,0,H3374*H3332*H3333*J3332/(H3334*4))","v":{"$error":"#VALUE!"}},{"$f":"IF(H3334<=AV3336-E3374,0,H3374*H3332*H3333*J3332/(H3334*4))","v":{"$error":"#VALUE!"}},{"$f":"IF(H3334<=AW3336-E3374,0,H3374*H3332*H3333*J3332/(H3334*4))","v":{"$error":"#VALUE!"}},{"$f":"IF(H3334<=AX3336-E3374,0,H3374*H3332*H3333*J3332/(H3334*4))","v":{"$error":"#VALUE!"}},{"$f":"IF(H3334<=AY3336-E3374,0,H3374*H3332*H3333*J3332/(H3334*4))","v":{"$error":"#VALUE!"}},{"$f":"IF(H3334<=AZ3336-E3374,0,H3374*H3332*H3333*J3332/(H3334*4))","v":{"$error":"#VALUE!"}},{"$f":"IF(H3334<=BA3336-E3374,0,H3374*H3332*H3333*J3332/(H3334*4))","v":{"$error":"#VALUE!"}},{"$f":"IF(H3334<=BB3336-E3374,0,H3374*H3332*H3333*J3332/(H3334*4))","v":{"$error":"#VALUE!"}},{"$f":"IF(H3334<=BC3336-E3374,0,H3374*H3332*H3333*J3332/(H3334*4))","v":{"$error":"#VALUE!"}},{"$f":"IF(H3334<=BD3336-E3374,0,H3374*H3332*H3333*J3332/(H3334*4))","v":{"$error":"#VALUE!"}},{"$f":"IF(H3334<=BE3336-E3374,0,H3374*H3332*H3333*J3332/(H3334*4))","v":{"$error":"#VALUE!"}},{"$f":"IF(H3334<=BF3336-E3374,0,H3374*H3332*H3333*J3332/(H3334*4))","v":{"$error":"#VALUE!"}}]
[{"$nulls":4},{"v":10.5,"d":"10.50"},{"$f":"$DF$41","v":{"v":0,"d":"0.000"}},{"$f":"IF(SUM(F3337:F3375)-H3335<=0,0,SUM(F3337:F3375)-H3335)","v":{"v":0,"d":"0.00"}},{"v":0,"d":"0.000"},{"$nulls":38},{"$f":"IF(H3334<=AU3336-E3375,0,H3375*H3332*H3333*J3332/(H3334*4))","v":{"$error":"#VALUE!"}},{"$f":"IF(H3334<=AV3336-E3375,0,H3375*H3332*H3333*J3332/(H3334*4))","v":{"$error":"#VALUE!"}},{"$f":"IF(H3334<=AW3336-E3375,0,H3375*H3332*H3333*J3332/(H3334*4))","v":{"$error":"#VALUE!"}},{"$f":"IF(H3334<=AX3336-E3375,0,H3375*H3332*H3333*J3332/(H3334*4))","v":{"$error":"#VALUE!"}},{"$f":"IF(H3334<=AY3336-E3375,0,H3375*H3332*H3333*J3332/(H3334*4))","v":{"$error":"#VALUE!"}},{"$f":"IF(H3334<=AZ3336-E3375,0,H3375*H3332*H3333*J3332/(H3334*4))","v":{"$error":"#VALUE!"}},{"$f":"IF(H3334<=BA3336-E3375,0,H3375*H3332*H3333*J3332/(H3334*4))","v":{"$error":"#VALUE!"}},{"$f":"IF(H3334<=BB3336-E3375,0,H3375*H3332*H3333*J3332/(H3334*4))","v":{"$error":"#VALUE!"}},{"$f":"IF(H3334<=BC3336-E3375,0,H3375*H3332*H3333*J3332/(H3334*4))","v":{"$error":"#VALUE!"}},{"$f":"IF(H3334<=BD3336-E3375,0,H3375*H3332*H3333*J3332/(H3334*4))","v":{"$error":"#VALUE!"}},{"$f":"IF(H3334<=BE3336-E3375,0,H3375*H3332*H3333*J3332/(H3334*4))","v":{"$error":"#VALUE!"}},{"$f":"IF(H3334<=BF3336-E3375,0,H3375*H3332*H3333*J3332/(H3334*4))","v":{"$error":"#VALUE!"}},{"$f":"IF(H3334<=BG3336-E3375,0,H3375*H3332*H3333*J3332/(H3334*4))","v":{"$error":"#VALUE!"}}]
[{"$nulls":4},10.75,{"$f":"$DF$42","v":{"v":0,"d":"0.000"}},{"$f":"IF(SUM(F3337:F3376)-H3335<=0,0,SUM(F3337:F3376)-H3335)","v":{"v":0,"d":"0.00"}},{"v":0,"d":"0.000"},{"$nulls":39},{"$f":"IF(H3334<=AV3336-E3376,0,H3376*H3332*H3333*J3332/(H3334*4))","v":{"$error":"#VALUE!"}},{"$f":"IF(H3334<=AW3336-E3376,0,H3376*H3332*H3333*J3332/(H3334*4))","v":{"$error":"#VALUE!"}},{"$f":"IF(H3334<=AX3336-E3376,0,H3376*H3332*H3333*J3332/(H3334*4))","v":{"$error":"#VALUE!"}},{"$f":"IF(H3334<=AY3336-E3376,0,H3376*H3332*H3333*J3332/(H3334*4))","v":{"$error":"#VALUE!"}},{"$f":"IF(H3334<=AZ3336-E3376,0,H3376*H3332*H3333*J3332/(H3334*4))","v":{"$error":"#VALUE!"}},{"$f":"IF(H3334<=BA3336-E3376,0,H3376*H3332*H3333*J3332/(H3334*4))","v":{"$error":"#VALUE!"}},{"$f":"IF(H3334<=BB3336-E3376,0,H3376*H3332*H3333*J3332/(H3334*4))","v":{"$error":"#VALUE!"}},{"$f":"IF(H3334<=BC3336-E3376,0,H3376*H3332*H3333*J3332/(H3334*4))","v":{"$error":"#VALUE!"}},{"$f":"IF(H3334<=BD3336-E3376,0,H3376*H3332*H3333*J3332/(H3334*4))","v":{"$error":"#VALUE!"}},{"$f":"IF(H3334<=BE3336-E3376,0,H3376*H3332*H3333*J3332/(H3334*4))","v":{"$error":"#VALUE!"}},{"$f":"IF(H3334<=BF3336-E3376,0,H3376*H3332*H3333*J3332/(H3334*4))","v":{"$error":"#VALUE!"}},{"$f":"IF(H3334<=BG3336-E3376,0,H3376*H3332*H3333*J3332/(H3334*4))","v":{"$error":"#VALUE!"}},{"$f":"IF(H3334<=BH3336-E3376,0,H3376*H3332*H3333*J3332/(H3334*4))","v":{"$error":"#VALUE!"}}]
[{"$nulls":4},{"v":11,"d":"11.00"},{"$f":"$DF$43","v":{"v":0,"d":"0.000"}},{"$f":"IF(SUM(F3337:F3377)-H3335<=0,0,SUM(F3337:F3377)-H3335)","v":{"v":0,"d":"0.00"}},{"v":0,"d":"0.000"},{"$nulls":40},{"$f":"IF(H3334<=AW3336-E3377,0,H3377*H3332*H3333*J3332/(H3334*4))","v":{"$error":"#VALUE!"}},{"$f":"IF(H3334<=AX3336-E3377,0,H3377*H3332*H3333*J3332/(H3334*4))","v":{"$error":"#VALUE!"}},{"$f":"IF(H3334<=AY3336-E3377,0,H3377*H3332*H3333*J3332/(H3334*4))","v":{"$error":"#VALUE!"}},{"$f":"IF(H3334<=AZ3336-E3377,0,H3377*H3332*H3333*J3332/(H3334*4))","v":{"$error":"#VALUE!"}},{"$f":"IF(H3334<=BA3336-E3377,0,H3377*H3332*H3333*J3332/(H3334*4))","v":{"$error":"#VALUE!"}},{"$f":"IF(H3334<=BB3336-E3377,0,H3377*H3332*H3333*J3332/(H3334*4))","v":{"$error":"#VALUE!"}},{"$f":"IF(H3334<=BC3336-E3377,0,H3377*H3332*H3333*J3332/(H3334*4))","v":{"$error":"#VALUE!"}},{"$f":"IF(H3334<=BD3336-E3377,0,H3377*H3332*H3333*J3332/(H3334*4))","v":{"$error":"#VALUE!"}},{"$f":"IF(H3334<=BE3336-E3377,0,H3377*H3332*H3333*J3332/(H3334*4))","v":{"$error":"#VALUE!"}},{"$f":"IF(H3334<=BF3336-E3377,0,H3377*H3332*H3333*J3332/(H3334*4))","v":{"$error":"#VALUE!"}},{"$f":"IF(H3334<=BG3336-E3377,0,H3377*H3332*H3333*J3332/(H3334*4))","v":{"$error":"#VALUE!"}},{"$f":"IF(H3334<=BH3336-E3377,0,H3377*H3332*H3333*J3332/(H3334*4))","v":{"$error":"#VALUE!"}},{"$f":"IF(H3334<=BI3336-E3377,0,H3377*H3332*H3333*J3332/(H3334*4))","v":{"$error":"#VALUE!"}}]
[{"$nulls":4},11.25,{"$f":"$DF$44","v":{"v":0,"d":"0.000"}},{"$f":"IF(SUM(F3337:F3378)-H3335<=0,0,SUM(F3337:F3378)-H3335)","v":{"v":0,"d":"0.00"}},{"v":0,"d":"0.000"},{"$nulls":41},{"$f":"IF(H3334<=AX3336-E3378,0,H3378*H3332*H3333*J3332/(H3334*4))","v":{"$error":"#VALUE!"}},{"$f":"IF(H3334<=AY3336-E3378,0,H3378*H3332*H3333*J3332/(H3334*4))","v":{"$error":"#VALUE!"}},{"$f":"IF(H3334<=AZ3336-E3378,0,H3378*H3332*H3333*J3332/(H3334*4))","v":{"$error":"#VALUE!"}},{"$f":"IF(H3334<=BA3336-E3378,0,H3378*H3332*H3333*J3332/(H3334*4))","v":{"$error":"#VALUE!"}},{"$f":"IF(H3334<=BB3336-E3378,0,H3378*H3332*H3333*J3332/(H3334*4))","v":{"$error":"#VALUE!"}},{"$f":"IF(H3334<=BC3336-E3378,0,H3378*H3332*H3333*J3332/(H3334*4))","v":{"$error":"#VALUE!"}},{"$f":"IF(H3334<=BD3336-E3378,0,H3378*H3332*H3333*J3332/(H3334*4))","v":{"$error":"#VALUE!"}},{"$f":"IF(H3334<=BE3336-E3378,0,H3378*H3332*H3333*J3332/(H3334*4))","v":{"$error":"#VALUE!"}},{"$f":"IF(H3334<=BF3336-E3378,0,H3378*H3332*H3333*J3332/(H3334*4))","v":{"$error":"#VALUE!"}},{"$f":"IF(H3334<=BG3336-E3378,0,H3378*H3332*H3333*J3332/(H3334*4))","v":{"$error":"#VALUE!"}},{"$f":"IF(H3334<=BH3336-E3378,0,H3378*H3332*H3333*J3332/(H3334*4))","v":{"$error":"#VALUE!"}},{"$f":"IF(H3334<=BI3336-E3378,0,H3378*H3332*H3333*J3332/(H3334*4))","v":{"$error":"#VALUE!"}},{"$f":"IF(H3334<=BJ3336-E3378,0,H3378*H3332*H3333*J3332/(H3334*4))","v":{"$error":"#VALUE!"}}]
[{"$nulls":4},{"v":11.5,"d":"11.50"},{"$f":"$DF$45","v":{"v":0,"d":"0.000"}},{"$f":"IF(SUM(F3337:F3379)-H3335<=0,0,SUM(F3337:F3379)-H3335)","v":{"v":0,"d":"0.00"}},{"v":0,"d":"0.000"},{"$nulls":42},{"$f":"IF(H3334<=AY3336-E3379,0,H3379*H3332*H3333*J3332/(H3334*4))","v":{"$error":"#VALUE!"}},{"$f":"IF(H3334<=AZ3336-E3379,0,H3379*H3332*H3333*J3332/(H3334*4))","v":{"$error":"#VALUE!"}},{"$f":"IF(H3334<=BA3336-E3379,0,H3379*H3332*H3333*J3332/(H3334*4))","v":{"$error":"#VALUE!"}},{"$f":"IF(H3334<=BB3336-E3379,0,H3379*H3332*H3333*J3332/(H3334*4))","v":{"$error":"#VALUE!"}},{"$f":"IF(H3334<=BC3336-E3379,0,H3379*H3332*H3333*J3332/(H3334*4))","v":{"$error":"#VALUE!"}},{"$f":"IF(H3334<=BD3336-E3379,0,H3379*H3332*H3333*J3332/(H3334*4))","v":{"$error":"#VALUE!"}},{"$f":"IF(H3334<=BE3336-E3379,0,H3379*H3332*H3333*J3332/(H3334*4))","v":{"$error":"#VALUE!"}},{"$f":"IF(H3334<=BF3336-E3379,0,H3379*H3332*H3333*J3332/(H3334*4))","v":{"$error":"#VALUE!"}},{"$f":"IF(H3334<=BG3336-E3379,0,H3379*H3332*H3333*J3332/(H3334*4))","v":{"$error":"#VALUE!"}},{"$f":"IF(H3334<=BH3336-E3379,0,H3379*H3332*H3333*J3332/(H3334*4))","v":{"$error":"#VALUE!"}},{"$f":"IF(H3334<=BI3336-E3379,0,H3379*H3332*H3333*J3332/(H3334*4))","v":{"$error":"#VALUE!"}},{"$f":"IF(H3334<=BJ3336-E3379,0,H3379*H3332*H3333*J3332/(H3334*4))","v":{"$error":"#VALUE!"}},{"$f":"IF(H3334<=BK3336-E3379,0,H3379*H3332*H3333*J3332/(H3334*4))","v":{"$error":"#VALUE!"}}]
[{"$nulls":4},11.75,{"$f":"$DF$46","v":{"v":0,"d":"0.000"}},{"$f":"IF(SUM(F3337:F3380)-H3335<=0,0,SUM(F3337:F3380)-H3335)","v":{"v":0,"d":"0.00"}},{"v":0,"d":"0.000"},{"$nulls":43},{"$f":"IF(H3334<=AZ3336-E3380,0,H3380*H3332*H3333*J3332/(H3334*4))","v":{"$error":"#VALUE!"}},{"$f":"IF(H3334<=BA3336-E3380,0,H3380*H3332*H3333*J3332/(H3334*4))","v":{"$error":"#VALUE!"}},{"$f":"IF(H3334<=BB3336-E3380,0,H3380*H3332*H3333*J3332/(H3334*4))","v":{"$error":"#VALUE!"}},{"$f":"IF(H3334<=BC3336-E3380,0,H3380*H3332*H3333*J3332/(H3334*4))","v":{"$error":"#VALUE!"}},{"$f":"IF(H3334<=BD3336-E3380,0,H3380*H3332*H3333*J3332/(H3334*4))","v":{"$error":"#VALUE!"}},{"$f":"IF(H3334<=BE3336-E3380,0,H3380*H3332*H3333*J3332/(H3334*4))","v":{"$error":"#VALUE!"}},{"$f":"IF(H3334<=BF3336-E3380,0,H3380*H3332*H3333*J3332/(H3334*4))","v":{"$error":"#VALUE!"}},{"$f":"IF(H3334<=BG3336-E3380,0,H3380*H3332*H3333*J3332/(H3334*4))","v":{"$error":"#VALUE!"}},{"$f":"IF(H3334<=BH3336-E3380,0,H3380*H3332*H3333*J3332/(H3334*4))","v":{"$error":"#VALUE!"}},{"$f":"IF(H3334<=BI3336-E3380,0,H3380*H3332*H3333*J3332/(H3334*4))","v":{"$error":"#VALUE!"}},{"$f":"IF(H3334<=BJ3336-E3380,0,H3380*H3332*H3333*J3332/(H3334*4))","v":{"$error":"#VALUE!"}},{"$f":"IF(H3334<=BK3336-E3380,0,H3380*H3332*H3333*J3332/(H3334*4))","v":{"$error":"#VALUE!"}},{"$f":"IF(H3334<=BL3336-E3380,0,H3380*H3332*H3333*J3332/(H3334*4))","v":{"$error":"#VALUE!"}}]
[{"$nulls":4},{"v":12,"d":"12.00"},{"$f":"$DF$47","v":{"v":0,"d":"0.000"}},{"$f":"IF(SUM(F3337:F3381)-H3335<=0,0,SUM(F3337:F3381)-H3335)","v":{"v":0,"d":"0.00"}},{"v":0,"d":"0.000"},{"$nulls":44},{"$f":"IF(H3334<=BA3336-E3381,0,H3381*H3332*H3333*J3332/(H3334*4))","v":{"$error":"#VALUE!"}},{"$f":"IF(H3334<=BB3336-E3381,0,H3381*H3332*H3333*J3332/(H3334*4))","v":{"$error":"#VALUE!"}},{"$f":"IF(H3334<=BC3336-E3381,0,H3381*H3332*H3333*J3332/(H3334*4))","v":{"$error":"#VALUE!"}},{"$f":"IF(H3334<=BD3336-E3381,0,H3381*H3332*H3333*J3332/(H3334*4))","v":{"$error":"#VALUE!"}},{"$f":"IF(H3334<=BE3336-E3381,0,H3381*H3332*H3333*J3332/(H3334*4))","v":{"$error":"#VALUE!"}},{"$f":"IF(H3334<=BF3336-E3381,0,H3381*H3332*H3333*J3332/(H3334*4))","v":{"$error":"#VALUE!"}},{"$f":"IF(H3334<=BG3336-E3381,0,H3381*H3332*H3333*J3332/(H3334*4))","v":{"$error":"#VALUE!"}},{"$f":"IF(H3334<=BH3336-E3381,0,H3381*H3332*H3333*J3332/(H3334*4))","v":{"$error":"#VALUE!"}},{"$f":"IF(H3334<=BI3336-E3381,0,H3381*H3332*H3333*J3332/(H3334*4))","v":{"$error":"#VALUE!"}},{"$f":"IF(H3334<=BJ3336-E3381,0,H3381*H3332*H3333*J3332/(H3334*4))","v":{"$error":"#VALUE!"}},{"$f":"IF(H3334<=BK3336-E3381,0,H3381*H3332*H3333*J3332/(H3334*4))","v":{"$error":"#VALUE!"}},{"$f":"IF(H3334<=BL3336-E3381,0,H3381*H3332*H3333*J3332/(H3334*4))","v":{"$error":"#VALUE!"}},{"$f":"IF(H3334<=BM3336-E3381,0,H3381*H3332*H3333*J3332/(H3334*4))","v":{"$error":"#VALUE!"}}]
[{"$nulls":4},12.25,{"$f":"$DF$48","v":{"v":0,"d":"0.000"}},{"$f":"IF(SUM(F3337:F3382)-H3335<=0,0,SUM(F3337:F3382)-H3335)","v":{"v":0,"d":"0.00"}},{"v":0,"d":"0.000"},{"$nulls":45},{"$f":"IF(H3334<=BB3336-E3382,0,H3382*H3332*H3333*J3332/(H3334*4))","v":{"$error":"#VALUE!"}},{"$f":"IF(H3334<=BC3336-E3382,0,H3382*H3332*H3333*J3332/(H3334*4))","v":{"$error":"#VALUE!"}},{"$f":"IF(H3334<=BD3336-E3382,0,H3382*H3332*H3333*J3332/(H3334*4))","v":{"$error":"#VALUE!"}},{"$f":"IF(H3334<=BE3336-E3382,0,H3382*H3332*H3333*J3332/(H3334*4))","v":{"$error":"#VALUE!"}},{"$f":"IF(H3334<=BF3336-E3382,0,H3382*H3332*H3333*J3332/(H3334*4))","v":{"$error":"#VALUE!"}},{"$f":"IF(H3334<=BG3336-E3382,0,H3382*H3332*H3333*J3332/(H3334*4))","v":{"$error":"#VALUE!"}},{"$f":"IF(H3334<=BH3336-E3382,0,H3382*H3332*H3333*J3332/(H3334*4))","v":{"$error":"#VALUE!"}},{"$f":"IF(H3334<=BI3336-E3382,0,H3382*H3332*H3333*J3332/(H3334*4))","v":{"$error":"#VALUE!"}},{"$f":"IF(H3334<=BJ3336-E3382,0,H3382*H3332*H3333*J3332/(H3334*4))","v":{"$error":"#VALUE!"}},{"$f":"IF(H3334<=BK3336-E3382,0,H3382*H3332*H3333*J3332/(H3334*4))","v":{"$error":"#VALUE!"}},{"$f":"IF(H3334<=BL3336-E3382,0,H3382*H3332*H3333*J3332/(H3334*4))","v":{"$error":"#VALUE!"}},{"$f":"IF(H3334<=BM3336-E3382,0,H3382*H3332*H3333*J3332/(H3334*4))","v":{"$error":"#VALUE!"}},{"$f":"IF(H3334<=BN3336-E3382,0,H3382*H3332*H3333*J3332/(H3334*4))","v":{"$error":"#VALUE!"}}]
[{"$nulls":4},{"v":12.5,"d":"12.50"},{"$f":"$DF$49","v":{"v":0,"d":"0.000"}},{"$f":"IF(SUM(F3337:F3383)-H3335<=0,0,SUM(F3337:F3383)-H3335)","v":{"v":0,"d":"0.00"}},{"v":0,"d":"0.000"},{"$nulls":46},{"$f":"IF(H3334<=BC3336-E3383,0,H3383*H3332*H3333*J3332/(H3334*4))","v":{"$error":"#VALUE!"}},{"$f":"IF(H3334<=BD3336-E3383,0,H3383*H3332*H3333*J3332/(H3334*4))","v":{"$error":"#VALUE!"}},{"$f":"IF(H3334<=BE3336-E3383,0,H3383*H3332*H3333*J3332/(H3334*4))","v":{"$error":"#VALUE!"}},{"$f":"IF(H3334<=BF3336-E3383,0,H3383*H3332*H3333*J3332/(H3334*4))","v":{"$error":"#VALUE!"}},{"$f":"IF(H3334<=BG3336-E3383,0,H3383*H3332*H3333*J3332/(H3334*4))","v":{"$error":"#VALUE!"}},{"$f":"IF(H3334<=BH3336-E3383,0,H3383*H3332*H3333*J3332/(H3334*4))","v":{"$error":"#VALUE!"}},{"$f":"IF(H3334<=BI3336-E3383,0,H3383*H3332*H3333*J3332/(H3334*4))","v":{"$error":"#VALUE!"}},{"$f":"IF(H3334<=BJ3336-E3383,0,H3383*H3332*H3333*J3332/(H3334*4))","v":{"$error":"#VALUE!"}},{"$f":"IF(H3334<=BK3336-E3383,0,H3383*H3332*H3333*J3332/(H3334*4))","v":{"$error":"#VALUE!"}},{"$f":"IF(H3334<=BL3336-E3383,0,H3383*H3332*H3333*J3332/(H3334*4))","v":{"$error":"#VALUE!"}},{"$f":"IF(H3334<=BM3336-E3383,0,H3383*H3332*H3333*J3332/(H3334*4))","v":{"$error":"#VALUE!"}},{"$f":"IF(H3334<=BN3336-E3383,0,H3383*H3332*H3333*J3332/(H3334*4))","v":{"$error":"#VALUE!"}},{"$f":"IF(H3334<=BO3336-E3383,0,H3383*H3332*H3333*J3332/(H3334*4))","v":{"$error":"#VALUE!"}}]
[{"$nulls":4},12.75,{"$f":"$DF$50","v":{"v":0,"d":"0.000"}},{"$f":"IF(SUM(F3337:F3384)-H3335<=0,0,SUM(F3337:F3384)-H3335)","v":{"v":0,"d":"0.00"}},{"v":0,"d":"0.000"},{"$nulls":47},{"$f":"IF(H3334<=BD3336-E3384,0,H3384*H3332*H3333*J3332/(H3334*4))","v":{"$error":"#VALUE!"}},{"$f":"IF(H3334<=BE3336-E3384,0,H3384*H3332*H3333*J3332/(H3334*4))","v":{"$error":"#VALUE!"}},{"$f":"IF(H3334<=BF3336-E3384,0,H3384*H3332*H3333*J3332/(H3334*4))","v":{"$error":"#VALUE!"}},{"$f":"IF(H3334<=BG3336-E3384,0,H3384*H3332*H3333*J3332/(H3334*4))","v":{"$error":"#VALUE!"}},{"$f":"IF(H3334<=BH3336-E3384,0,H3384*H3332*H3333*J3332/(H3334*4))","v":{"$error":"#VALUE!"}},{"$f":"IF(H3334<=BI3336-E3384,0,H3384*H3332*H3333*J3332/(H3334*4))","v":{"$error":"#VALUE!"}},{"$f":"IF(H3334<=BJ3336-E3384,0,H3384*H3332*H3333*J3332/(H3334*4))","v":{"$error":"#VALUE!"}},{"$f":"IF(H3334<=BK3336-E3384,0,H3384*H3332*H3333*J3332/(H3334*4))","v":{"$error":"#VALUE!"}},{"$f":"IF(H3334<=BL3336-E3384,0,H3384*H3332*H3333*J3332/(H3334*4))","v":{"$error":"#VALUE!"}},{"$f":"IF(H3334<=BM3336-E3384,0,H3384*H3332*H3333*J3332/(H3334*4))","v":{"$error":"#VALUE!"}},{"$f":"IF(H3334<=BN3336-E3384,0,H3384*H3332*H3333*J3332/(H3334*4))","v":{"$error":"#VALUE!"}},{"$f":"IF(H3334<=BO3336-E3384,0,H3384*H3332*H3333*J3332/(H3334*4))","v":{"$error":"#VALUE!"}},{"$f":"IF(H3334<=BP3336-E3384,0,H3384*H3332*H3333*J3332/(H3334*4))","v":{"$error":"#VALUE!"}}]
[{"$nulls":4},{"v":13,"d":"13.00"},{"$f":"$DF$51","v":{"v":0,"d":"0.000"}},{"$f":"IF(SUM(F3337:F3385)-H3335<=0,0,SUM(F3337:F3385)-H3335)","v":{"v":0,"d":"0.00"}},{"v":0,"d":"0.000"},{"$nulls":48},{"$f":"IF(H3334<=BE3336-E3385,0,H3385*H3332*H3333*J3332/(H3334*4))","v":{"$error":"#VALUE!"}},{"$f":"IF(H3334<=BF3336-E3385,0,H3385*H3332*H3333*J3332/(H3334*4))","v":{"$error":"#VALUE!"}},{"$f":"IF(H3334<=BG3336-E3385,0,H3385*H3332*H3333*J3332/(H3334*4))","v":{"$error":"#VALUE!"}},{"$f":"IF(H3334<=BH3336-E3385,0,H3385*H3332*H3333*J3332/(H3334*4))","v":{"$error":"#VALUE!"}},{"$f":"IF(H3334<=BI3336-E3385,0,H3385*H3332*H3333*J3332/(H3334*4))","v":{"$error":"#VALUE!"}},{"$f":"IF(H3334<=BJ3336-E3385,0,H3385*H3332*H3333*J3332/(H3334*4))","v":{"$error":"#VALUE!"}},{"$f":"IF(H3334<=BK3336-E3385,0,H3385*H3332*H3333*J3332/(H3334*4))","v":{"$error":"#VALUE!"}},{"$f":"IF(H3334<=BL3336-E3385,0,H3385*H3332*H3333*J3332/(H3334*4))","v":{"$error":"#VALUE!"}},{"$f":"IF(H3334<=BM3336-E3385,0,H3385*H3332*H3333*J3332/(H3334*4))","v":{"$error":"#VALUE!"}},{"$f":"IF(H3334<=BN3336-E3385,0,H3385*H3332*H3333*J3332/(H3334*4))","v":{"$error":"#VALUE!"}},{"$f":"IF(H3334<=BO3336-E3385,0,H3385*H3332*H3333*J3332/(H3334*4))","v":{"$error":"#VALUE!"}},{"$f":"IF(H3334<=BP3336-E3385,0,H3385*H3332*H3333*J3332/(H3334*4))","v":{"$error":"#VALUE!"}},{"$f":"IF(H3334<=BQ3336-E3385,0,H3385*H3332*H3333*J3332/(H3334*4))","v":{"$error":"#VALUE!"}}]
[{"$nulls":4},13.25,{"$f":"$DF$52","v":{"v":0,"d":"0.000"}},{"$f":"IF(SUM(F3337:F3386)-H3335<=0,0,SUM(F3337:F3386)-H3335)","v":{"v":0,"d":"0.00"}},{"v":0,"d":"0.000"},{"$nulls":49},{"$f":"IF(H3334<=BF3336-E3386,0,H3386*H3332*H3333*J3332/(H3334*4))","v":{"$error":"#VALUE!"}},{"$f":"IF(H3334<=BG3336-E3386,0,H3386*H3332*H3333*J3332/(H3334*4))","v":{"$error":"#VALUE!"}},{"$f":"IF(H3334<=BH3336-E3386,0,H3386*H3332*H3333*J3332/(H3334*4))","v":{"$error":"#VALUE!"}},{"$f":"IF(H3334<=BI3336-E3386,0,H3386*H3332*H3333*J3332/(H3334*4))","v":{"$error":"#VALUE!"}},{"$f":"IF(H3334<=BJ3336-E3386,0,H3386*H3332*H3333*J3332/(H3334*4))","v":{"$error":"#VALUE!"}},{"$f":"IF(H3334<=BK3336-E3386,0,H3386*H3332*H3333*J3332/(H3334*4))","v":{"$error":"#VALUE!"}},{"$f":"IF(H3334<=BL3336-E3386,0,H3386*H3332*H3333*J3332/(H3334*4))","v":{"$error":"#VALUE!"}},{"$f":"IF(H3334<=BM3336-E3386,0,H3386*H3332*H3333*J3332/(H3334*4))","v":{"$error":"#VALUE!"}},{"$f":"IF(H3334<=BN3336-E3386,0,H3386*H3332*H3333*J3332/(H3334*4))","v":{"$error":"#VALUE!"}},{"$f":"IF(H3334<=BO3336-E3386,0,H3386*H3332*H3333*J3332/(H3334*4))","v":{"$error":"#VALUE!"}},{"$f":"IF(H3334<=BP3336-E3386,0,H3386*H3332*H3333*J3332/(H3334*4))","v":{"$error":"#VALUE!"}},{"$f":"IF(H3334<=BQ3336-E3386,0,H3386*H3332*H3333*J3332/(H3334*4))","v":{"$error":"#VALUE!"}},{"$f":"IF(H3334<=BR3336-E3386,0,H3386*H3332*H3333*J3332/(H3334*4))","v":{"$error":"#VALUE!"}}]
[{"$nulls":4},{"v":13.5,"d":"13.50"},{"$f":"$DF$53","v":{"v":0,"d":"0.000"}},{"$f":"IF(SUM(F3337:F3387)-H3335<=0,0,SUM(F3337:F3387)-H3335)","v":{"v":0,"d":"0.00"}},{"v":0,"d":"0.000"},{"$nulls":50},{"$f":"IF(H3334<=BG3336-E3387,0,H3387*H3332*H3333*J3332/(H3334*4))","v":{"$error":"#VALUE!"}},{"$f":"IF(H3334<=BH3336-E3387,0,H3387*H3332*H3333*J3332/(H3334*4))","v":{"$error":"#VALUE!"}},{"$f":"IF(H3334<=BI3336-E3387,0,H3387*H3332*H3333*J3332/(H3334*4))","v":{"$error":"#VALUE!"}},{"$f":"IF(H3334<=BJ3336-E3387,0,H3387*H3332*H3333*J3332/(H3334*4))","v":{"$error":"#VALUE!"}},{"$f":"IF(H3334<=BK3336-E3387,0,H3387*H3332*H3333*J3332/(H3334*4))","v":{"$error":"#VALUE!"}},{"$f":"IF(H3334<=BL3336-E3387,0,H3387*H3332*H3333*J3332/(H3334*4))","v":{"$error":"#VALUE!"}},{"$f":"IF(H3334<=BM3336-E3387,0,H3387*H3332*H3333*J3332/(H3334*4))","v":{"$error":"#VALUE!"}},{"$f":"IF(H3334<=BN3336-E3387,0,H3387*H3332*H3333*J3332/(H3334*4))","v":{"$error":"#VALUE!"}},{"$f":"IF(H3334<=BO3336-E3387,0,H3387*H3332*H3333*J3332/(H3334*4))","v":{"$error":"#VALUE!"}},{"$f":"IF(H3334<=BP3336-E3387,0,H3387*H3332*H3333*J3332/(H3334*4))","v":{"$error":"#VALUE!"}},{"$f":"IF(H3334<=BQ3336-E3387,0,H3387*H3332*H3333*J3332/(H3334*4))","v":{"$error":"#VALUE!"}},{"$f":"IF(H3334<=BR3336-E3387,0,H3387*H3332*H3333*J3332/(H3334*4))","v":{"$error":"#VALUE!"}},{"$f":"IF(H3334<=BS3336-E3387,0,H3387*H3332*H3333*J3332/(H3334*4))","v":{"$error":"#VALUE!"}}]
[{"$nulls":4},13.75,{"$f":"$DF$54","v":{"v":0,"d":"0.000"}},{"$f":"IF(SUM(F3337:F3388)-H3335<=0,0,SUM(F3337:F3388)-H3335)","v":{"v":0,"d":"0.00"}},{"v":0,"d":"0.000"},{"$nulls":51},{"$f":"IF(H3334<=BH3336-E3388,0,H3388*H3332*H3333*J3332/(H3334*4))","v":{"$error":"#VALUE!"}},{"$f":"IF(H3334<=BI3336-E3388,0,H3388*H3332*H3333*J3332/(H3334*4))","v":{"$error":"#VALUE!"}},{"$f":"IF(H3334<=BJ3336-E3388,0,H3388*H3332*H3333*J3332/(H3334*4))","v":{"$error":"#VALUE!"}},{"$f":"IF(H3334<=BK3336-E3388,0,H3388*H3332*H3333*J3332/(H3334*4))","v":{"$error":"#VALUE!"}},{"$f":"IF(H3334<=BL3336-E3388,0,H3388*H3332*H3333*J3332/(H3334*4))","v":{"$error":"#VALUE!"}},{"$f":"IF(H3334<=BM3336-E3388,0,H3388*H3332*H3333*J3332/(H3334*4))","v":{"$error":"#VALUE!"}},{"$f":"IF(H3334<=BN3336-E3388,0,H3388*H3332*H3333*J3332/(H3334*4))","v":{"$error":"#VALUE!"}},{"$f":"IF(H3334<=BO3336-E3388,0,H3388*H3332*H3333*J3332/(H3334*4))","v":{"$error":"#VALUE!"}},{"$f":"IF(H3334<=BP3336-E3388,0,H3388*H3332*H3333*J3332/(H3334*4))","v":{"$error":"#VALUE!"}},{"$f":"IF(H3334<=BQ3336-E3388,0,H3388*H3332*H3333*J3332/(H3334*4))","v":{"$error":"#VALUE!"}},{"$f":"IF(H3334<=BR3336-E3388,0,H3388*H3332*H3333*J3332/(H3334*4))","v":{"$error":"#VALUE!"}},{"$f":"IF(H3334<=BS3336-E3388,0,H3388*H3332*H3333*J3332/(H3334*4))","v":{"$error":"#VALUE!"}},{"$f":"IF(H3334<=BT3336-E3388,0,H3388*H3332*H3333*J3332/(H3334*4))","v":{"$error":"#VALUE!"}}]
[{"$nulls":4},{"v":14,"d":"14.00"},{"$f":"$DF$55","v":{"v":0,"d":"0.000"}},{"$f":"IF(SUM(F3337:F3389)-H3335<=0,0,SUM(F3337:F3389)-H3335)","v":{"v":0,"d":"0.00"}},{"v":0,"d":"0.000"},{"$nulls":52},{"$f":"IF(H3334<=BI3336-E3389,0,H3389*H3332*H3333*J3332/(H3334*4))","v":{"$error":"#VALUE!"}},{"$f":"IF(H3334<=BJ3336-E3389,0,H3389*H3332*H3333*J3332/(H3334*4))","v":{"$error":"#VALUE!"}},{"$f":"IF($H3334<=$BK3336-$E3389,0,$H3389*$H3332*$H3333*$J3332/($H3334*4))","v":{"$error":"#VALUE!"}},{"$f":"IF(H3334<=BL3336-E3389,0,H3389*H3332*H3333*J3332/(H3334*4))","v":{"$error":"#VALUE!"}},{"$f":"IF(H3334<=BM3336-E3389,0,H3389*H3332*H3333*J3332/(H3334*4))","v":{"$error":"#VALUE!"}},{"$f":"IF(H3334<=BN3336-E3389,0,H3389*H3332*H3333*J3332/(H3334*4))","v":{"$error":"#VALUE!"}},{"$f":"IF(H3334<=BO3336-E3389,0,H3389*H3332*H3333*J3332/(H3334*4))","v":{"$error":"#VALUE!"}},{"$f":"IF(H3334<=BP3336-E3389,0,H3389*H3332*H3333*J3332/(H3334*4))","v":{"$error":"#VALUE!"}},{"$f":"IF(H3334<=BQ3336-E3389,0,H3389*H3332*H3333*J3332/(H3334*4))","v":{"$error":"#VALUE!"}},{"$f":"IF(H3334<=BR3336-E3389,0,H3389*H3332*H3333*J3332/(H3334*4))","v":{"$error":"#VALUE!"}},{"$f":"IF(H3334<=BS3336-E3389,0,H3389*H3332*H3333*J3332/(H3334*4))","v":{"$error":"#VALUE!"}},{"$f":"IF(H3334<=BT3336-E3389,0,H3389*H3332*H3333*J3332/(H3334*4))","v":{"$error":"#VALUE!"}},{"$f":"IF(H3334<=BU3336-E3389,0,H3389*H3332*H3333*J3332/(H3334*4))","v":{"$error":"#VALUE!"}}]
[{"$nulls":4},14.25,{"$f":"$DF$56","v":{"v":0,"d":"0.000"}},{"$f":"IF(SUM(F3337:F3390)-H3335<=0,0,SUM(F3337:F3390)-H3335)","v":{"v":0,"d":"0.00"}},{"v":0,"d":"0.000"},{"$nulls":53},{"$f":"IF(H3334<=BJ3336-E3390,0,H3390*H3332*H3333*J3332/(H3334*4))","v":{"$error":"#VALUE!"}},{"$f":"IF(H3334<=BK3336-E3390,0,H3390*H3332*H3333*J3332/(H3334*4))","v":{"$error":"#VALUE!"}},{"$f":"IF(H3334<=BL3336-E3390,0,H3390*H3332*H3333*J3332/(H3334*4))","v":{"$error":"#VALUE!"}},{"$f":"IF(H3334<=BM3336-E3390,0,H3390*H3332*H3333*J3332/(H3334*4))","v":{"$error":"#VALUE!"}},{"$f":"IF(H3334<=BN3336-E3390,0,H3390*H3332*H3333*J3332/(H3334*4))","v":{"$error":"#VALUE!"}},{"$f":"IF(H3334<=BO3336-E3390,0,H3390*H3332*H3333*J3332/(H3334*4))","v":{"$error":"#VALUE!"}},{"$f":"IF(H3334<=BP3336-E3390,0,H3390*H3332*H3333*J3332/(H3334*4))","v":{"$error":"#VALUE!"}},{"$f":"IF(H3334<=BQ3336-E3390,0,H3390*H3332*H3333*J3332/(H3334*4))","v":{"$error":"#VALUE!"}},{"$f":"IF(H3334<=BR3336-E3390,0,H3390*H3332*H3333*J3332/(H3334*4))","v":{"$error":"#VALUE!"}},{"$f":"IF(H3334<=BS3336-E3390,0,H3390*H3332*H3333*J3332/(H3334*4))","v":{"$error":"#VALUE!"}},{"$f":"IF(H3334<=BT3336-E3390,0,H3390*H3332*H3333*J3332/(H3334*4))","v":{"$error":"#VALUE!"}},{"$f":"IF(H3334<=BU3336-E3390,0,H3390*H3332*H3333*J3332/(H3334*4))","v":{"$error":"#VALUE!"}},{"$f":"IF(H3334<=BV3336-E3390,0,H3390*H3332*H3333*J3332/(H3334*4))","v":{"$error":"#VALUE!"}}]
[{"$nulls":4},{"v":14.5,"d":"14.50"},{"$f":"$DF$57","v":{"v":0,"d":"0.000"}},{"$f":"IF(SUM(F3337:F3391)-H3335<=0,0,SUM(F3337:F3391)-H3335)","v":{"v":0,"d":"0.00"}},{"v":0,"d":"0.000"},{"$nulls":54},{"$f":"IF(H3334<=BK3336-E3391,0,H3391*H3332*H3333*J3332/(H3334*4))","v":{"$error":"#VALUE!"}},{"$f":"IF(H3334<=BL3336-E3391,0,H3391*H3332*H3333*J3332/(H3334*4))","v":{"$error":"#VALUE!"}},{"$f":"IF(H3334<=BM3336-E3391,0,H3391*H3332*H3333*J3332/(H3334*4))","v":{"$error":"#VALUE!"}},{"$f":"IF(H3334<=BN3336-E3391,0,H3391*H3332*H3333*J3332/(H3334*4))","v":{"$error":"#VALUE!"}},{"$f":"IF(H3334<=BO3336-E3391,0,H3391*H3332*H3333*J3332/(H3334*4))","v":{"$error":"#VALUE!"}},{"$f":"IF(H3334<=BP3336-E3391,0,H3391*H3332*H3333*J3332/(H3334*4))","v":{"$error":"#VALUE!"}},{"$f":"IF(H3334<=BQ3336-E3391,0,H3391*H3332*H3333*J3332/(H3334*4))","v":{"$error":"#VALUE!"}},{"$f":"IF(H3334<=BR3336-E3391,0,H3391*H3332*H3333*J3332/(H3334*4))","v":{"$error":"#VALUE!"}},{"$f":"IF(H3334<=BS3336-E3391,0,H3391*H3332*H3333*J3332/(H3334*4))","v":{"$error":"#VALUE!"}},{"$f":"IF(H3334<=BT3336-E3391,0,H3391*H3332*H3333*J3332/(H3334*4))","v":{"$error":"#VALUE!"}},{"$f":"IF(H3334<=BU3336-E3391,0,H3391*H3332*H3333*J3332/(H3334*4))","v":{"$error":"#VALUE!"}},{"$f":"IF(H3334<=BV3336-E3391,0,H3391*H3332*H3333*J3332/(H3334*4))","v":{"$error":"#VALUE!"}},{"$f":"IF(H3334<=BW3336-E3391,0,H3391*H3332*H3333*J3332/(H3334*4))","v":{"$error":"#VALUE!"}}]
[{"$nulls":4},14.75,{"$f":"$DF$58","v":{"v":0,"d":"0.000"}},{"$f":"IF(SUM(F3337:F3392)-H3335<=0,0,SUM(F3337:F3392)-H3335)","v":{"v":0,"d":"0.00"}},{"v":0,"d":"0.000"},{"$nulls":55},{"$f":"IF(H3334<=BL3336-E3392,0,H3392*H3332*H3333*J3332/(H3334*4))","v":{"$error":"#VALUE!"}},{"$f":"IF(H3334<=BM3336-E3392,0,H3392*H3332*H3333*J3332/(H3334*4))","v":{"$error":"#VALUE!"}},{"$f":"IF(H3334<=BN3336-E3392,0,H3392*H3332*H3333*J3332/(H3334*4))","v":{"$error":"#VALUE!"}},{"$f":"IF(H3334<=BO3336-E3392,0,H3392*H3332*H3333*J3332/(H3334*4))","v":{"$error":"#VALUE!"}},{"$f":"IF(H3334<=BP3336-E3392,0,H3392*H3332*H3333*J3332/(H3334*4))","v":{"$error":"#VALUE!"}},{"$f":"IF(H3334<=BQ3336-E3392,0,H3392*H3332*H3333*J3332/(H3334*4))","v":{"$error":"#VALUE!"}},{"$f":"IF(H3334<=BR3336-E3392,0,H3392*H3332*H3333*J3332/(H3334*4))","v":{"$error":"#VALUE!"}},{"$f":"IF(H3334<=BS3336-E3392,0,H3392*H3332*H3333*J3332/(H3334*4))","v":{"$error":"#VALUE!"}},{"$f":"IF(H3334<=BT3336-E3392,0,H3392*H3332*H3333*J3332/(H3334*4))","v":{"$error":"#VALUE!"}},{"$f":"IF(H3334<=BU3336-E3392,0,H3392*H3332*H3333*J3332/(H3334*4))","v":{"$error":"#VALUE!"}},{"$f":"IF(H3334<=BV3336-E3392,0,H3392*H3332*H3333*J3332/(H3334*4))","v":{"$error":"#VALUE!"}},{"$f":"IF(H3334<=BW3336-E3392,0,H3392*H3332*H3333*J3332/(H3334*4))","v":{"$error":"#VALUE!"}},{"$f":"IF(H3334<=BX3336-E3392,0,H3392*H3332*H3333*J3332/(H3334*4))","v":{"$error":"#VALUE!"}}]
[{"$nulls":4},{"v":15,"d":"15.00"},{"$f":"$DF$59","v":{"v":0,"d":"0.000"}},{"$f":"IF(SUM(F3337:F3393)-H3335<=0,0,SUM(F3337:F3393)-H3335)","v":{"v":0,"d":"0.00"}},{"v":0,"d":"0.000"},{"$nulls":56},{"$f":"IF(H3334<=BM3336-E3393,0,H3393*H3332*H3333*J3332/(H3334*4))","v":{"$error":"#VALUE!"}},{"$f":"IF(H3334<=BN3336-E3393,0,H3393*H3332*H3333*J3332/(H3334*4))","v":{"$error":"#VALUE!"}},{"$f":"IF(H3334<=BO3336-E3393,0,H3393*H3332*H3333*J3332/(H3334*4))","v":{"$error":"#VALUE!"}},{"$f":"IF(H3334<=BP3336-E3393,0,H3393*H3332*H3333*J3332/(H3334*4))","v":{"$error":"#VALUE!"}},{"$f":"IF(H3334<=BQ3336-E3393,0,H3393*H3332*H3333*J3332/(H3334*4))","v":{"$error":"#VALUE!"}},{"$f":"IF(H3334<=BR3336-E3393,0,H3393*H3332*H3333*J3332/(H3334*4))","v":{"$error":"#VALUE!"}},{"$f":"IF(H3334<=BS3336-E3393,0,H3393*H3332*H3333*J3332/(H3334*4))","v":{"$error":"#VALUE!"}},{"$f":"IF(H3334<=BT3336-E3393,0,H3393*H3332*H3333*J3332/(H3334*4))","v":{"$error":"#VALUE!"}},{"$f":"IF(H3334<=BU3336-E3393,0,H3393*H3332*H3333*J3332/(H3334*4))","v":{"$error":"#VALUE!"}},{"$f":"IF(H3334<=BV3336-E3393,0,H3393*H3332*H3333*J3332/(H3334*4))","v":{"$error":"#VALUE!"}},{"$f":"IF(H3334<=BW3336-E3393,0,H3393*H3332*H3333*J3332/(H3334*4))","v":{"$error":"#VALUE!"}},{"$f":"IF(H3334<=BX3336-E3393,0,H3393*H3332*H3333*J3332/(H3334*4))","v":{"$error":"#VALUE!"}},{"$f":"IF(H3334<=BY3336-E3393,0,H3393*H3332*H3333*J3332/(H3334*4))","v":{"$error":"#VALUE!"}}]
[{"$nulls":4},15.25,{"$f":"$DF$60","v":{"v":0,"d":"0.000"}},{"$f":"IF(SUM(F3337:F3394)-H3335<=0,0,SUM(F3337:F3394)-H3335)","v":{"v":0,"d":"0.00"}},{"v":0,"d":"0.000"},{"$nulls":57},{"$f":"IF(H3334<=BN3336-E3394,0,H3394*H3332*H3333*J3332/(H3334*4))","v":{"$error":"#VALUE!"}},{"$f":"IF(H3334<=BO3336-E3394,0,H3394*H3332*H3333*J3332/(H3334*4))","v":{"$error":"#VALUE!"}},{"$f":"IF(H3334<=BP3336-E3394,0,H3394*H3332*H3333*J3332/(H3334*4))","v":{"$error":"#VALUE!"}},{"$f":"IF(H3334<=BQ3336-E3394,0,H3394*H3332*H3333*J3332/(H3334*4))","v":{"$error":"#VALUE!"}},{"$f":"IF(H3334<=BR3336-E3394,0,H3394*H3332*H3333*J3332/(H3334*4))","v":{"$error":"#VALUE!"}},{"$f":"IF(H3334<=BS3336-E3394,0,H3394*H3332*H3333*J3332/(H3334*4))","v":{"$error":"#VALUE!"}},{"$f":"IF(H3334<=BT3336-E3394,0,H3394*H3332*H3333*J3332/(H3334*4))","v":{"$error":"#VALUE!"}},{"$f":"IF(H3334<=BU3336-E3394,0,H3394*H3332*H3333*J3332/(H3334*4))","v":{"$error":"#VALUE!"}},{"$f":"IF(H3334<=BV3336-E3394,0,H3394*H3332*H3333*J3332/(H3334*4))","v":{"$error":"#VALUE!"}},{"$f":"IF(H3334<=BW3336-E3394,0,H3394*H3332*H3333*J3332/(H3334*4))","v":{"$error":"#VALUE!"}},{"$f":"IF(H3334<=BX3336-E3394,0,H3394*H3332*H3333*J3332/(H3334*4))","v":{"$error":"#VALUE!"}},{"$f":"IF(H3334<=BY3336-E3394,0,H3394*H3332*H3333*J3332/(H3334*4))","v":{"$error":"#VALUE!"}},{"$f":"IF(H3334<=BZ3336-E3394,0,H3394*H3332*H3333*J3332/(H3334*4))","v":{"$error":"#VALUE!"}}]
[{"$nulls":4},{"v":15.5,"d":"15.50"},{"$f":"$DF$61","v":{"v":0,"d":"0.000"}},{"$f":"IF(SUM(F3337:F3395)-H3335<=0,0,SUM(F3337:F3395)-H3335)","v":{"v":0,"d":"0.00"}},{"v":0,"d":"0.000"},{"$nulls":58},{"$f":"IF(H3334<=BO3336-E3395,0,H3395*H3332*H3333*J3332/(H3334*4))","v":{"$error":"#VALUE!"}},{"$f":"IF(H3334<=BP3336-E3395,0,H3395*H3332*H3333*J3332/(H3334*4))","v":{"$error":"#VALUE!"}},{"$f":"IF(H3334<=BQ3336-E3395,0,H3395*H3332*H3333*J3332/(H3334*4))","v":{"$error":"#VALUE!"}},{"$f":"IF(H3334<=BR3336-E3395,0,H3395*H3332*H3333*J3332/(H3334*4))","v":{"$error":"#VALUE!"}},{"$f":"IF(H3334<=BS3336-E3395,0,H3395*H3332*H3333*J3332/(H3334*4))","v":{"$error":"#VALUE!"}},{"$f":"IF(H3334<=BT3336-E3395,0,H3395*H3332*H3333*J3332/(H3334*4))","v":{"$error":"#VALUE!"}},{"$f":"IF(H3334<=BU3336-E3395,0,H3395*H3332*H3333*J3332/(H3334*4))","v":{"$error":"#VALUE!"}},{"$f":"IF(H3334<=BV3336-E3395,0,H3395*H3332*H3333*J3332/(H3334*4))","v":{"$error":"#VALUE!"}},{"$f":"IF(H3334<=BW3336-E3395,0,H3395*H3332*H3333*J3332/(H3334*4))","v":{"$error":"#VALUE!"}},{"$f":"IF(H3334<=BX3336-E3395,0,H3395*H3332*H3333*J3332/(H3334*4))","v":{"$error":"#VALUE!"}},{"$f":"IF(H3334<=BY3336-E3395,0,H3395*H3332*H3333*J3332/(H3334*4))","v":{"$error":"#VALUE!"}},{"$f":"IF(H3334<=BZ3336-E3395,0,H3395*H3332*H3333*J3332/(H3334*4))","v":{"$error":"#VALUE!"}},{"$f":"IF(H3334<=CA3336-E3395,0,H3395*H3332*H3333*J3332/(H3334*4))","v":{"$error":"#VALUE!"}}]
[{"$nulls":4},15.75,{"$f":"$DF$62","v":{"v":0,"d":"0.000"}},{"$f":"IF(SUM(F3337:F3396)-H3335<=0,0,SUM(F3337:F3396)-H3335)","v":{"v":0,"d":"0.00"}},{"v":0,"d":"0.000"},{"$nulls":59},{"$f":"IF(H3334<=BP3336-E3396,0,H3396*H3332*H3333*J3332/(H3334*4))","v":{"$error":"#VALUE!"}},{"$f":"IF(H3334<=BQ3336-E3396,0,H3396*H3332*H3333*J3332/(H3334*4))","v":{"$error":"#VALUE!"}},{"$f":"IF(H3334<=BR3336-E3396,0,H3396*H3332*H3333*J3332/(H3334*4))","v":{"$error":"#VALUE!"}},{"$f":"IF(H3334<=BS3336-E3396,0,H3396*H3332*H3333*J3332/(H3334*4))","v":{"$error":"#VALUE!"}},{"$f":"IF(H3334<=BT3336-E3396,0,H3396*H3332*H3333*J3332/(H3334*4))","v":{"$error":"#VALUE!"}},{"$f":"IF(H3334<=BU3336-E3396,0,H3396*H3332*H3333*J3332/(H3334*4))","v":{"$error":"#VALUE!"}},{"$f":"IF(H3334<=BV3336-E3396,0,H3396*H3332*H3333*J3332/(H3334*4))","v":{"$error":"#VALUE!"}},{"$f":"IF(H3334<=BW3336-E3396,0,H3396*H3332*H3333*J3332/(H3334*4))","v":{"$error":"#VALUE!"}},{"$f":"IF(H3334<=BX3336-E3396,0,H3396*H3332*H3333*J3332/(H3334*4))","v":{"$error":"#VALUE!"}},{"$f":"IF(H3334<=BY3336-E3396,0,H3396*H3332*H3333*J3332/(H3334*4))","v":{"$error":"#VALUE!"}},{"$f":"IF(H3334<=BZ3336-E3396,0,H3396*H3332*H3333*J3332/(H3334*4))","v":{"$error":"#VALUE!"}},{"$f":"IF(H3334<=CA3336-E3396,0,H3396*H3332*H3333*J3332/(H3334*4))","v":{"$error":"#VALUE!"}},{"$f":"IF(H3334<=CB3336-E3396,0,H3396*H3332*H3333*J3332/(H3334*4))","v":{"$error":"#VALUE!"}}]
[{"$nulls":4},{"v":16,"d":"16.00"},{"$f":"$DF$63","v":{"v":0,"d":"0.000"}},{"$f":"IF(SUM(F3337:F3397)-H3335<=0,0,SUM(F3337:F3397)-H3335)","v":{"v":0,"d":"0.00"}},{"v":0,"d":"0.000"},{"$nulls":60},{"$f":"IF(H3334<=BQ3336-E3397,0,H3397*H3332*H3333*J3332/(H3334*4))","v":{"$error":"#VALUE!"}},{"$f":"IF(H3334<=BR3336-E3397,0,H3397*H3332*H3333*J3332/(H3334*4))","v":{"$error":"#VALUE!"}},{"$f":"IF(H3334<=BS3336-E3397,0,H3397*H3332*H3333*J3332/(H3334*4))","v":{"$error":"#VALUE!"}},{"$f":"IF(H3334<=BT3336-E3397,0,H3397*H3332*H3333*J3332/(H3334*4))","v":{"$error":"#VALUE!"}},{"$f":"IF(H3334<=BU3336-E3397,0,H3397*H3332*H3333*J3332/(H3334*4))","v":{"$error":"#VALUE!"}},{"$f":"IF(H3334<=BV3336-E3397,0,H3397*H3332*H3333*J3332/(H3334*4))","v":{"$error":"#VALUE!"}},{"$f":"IF(H3334<=BW3336-E3397,0,H3397*H3332*H3333*J3332/(H3334*4))","v":{"$error":"#VALUE!"}},{"$f":"IF(H3334<=BX3336-E3397,0,H3397*H3332*H3333*J3332/(H3334*4))","v":{"$error":"#VALUE!"}},{"$f":"IF(H3334<=BY3336-E3397,0,H3397*H3332*H3333*J3332/(H3334*4))","v":{"$error":"#VALUE!"}},{"$f":"IF(H3334<=BZ3336-E3397,0,H3397*H3332*H3333*J3332/(H3334*4))","v":{"$error":"#VALUE!"}},{"$f":"IF(H3334<=CA3336-E3397,0,H3397*H3332*H3333*J3332/(H3334*4))","v":{"$error":"#VALUE!"}},{"$f":"IF(H3334<=CB3336-E3397,0,H3397*H3332*H3333*J3332/(H3334*4))","v":{"$error":"#VALUE!"}},{"$f":"IF(H3334<=CC3336-E3397,0,H3397*H3332*H3333*J3332/(H3334*4))","v":{"$error":"#VALUE!"}}]
[{"$nulls":4},16.25,{"$f":"$DF$64","v":{"v":0,"d":"0.000"}},{"$f":"IF(SUM(F3337:F3398)-H3335<=0,0,SUM(F3337:F3398)-H3335)","v":{"v":0,"d":"0.00"}},{"v":0,"d":"0.000"},{"$nulls":61},{"$f":"IF(H3334<=BR3336-E3398,0,H3398*H3332*H3333*J3332/(H3334*4))","v":{"$error":"#VALUE!"}},{"$f":"IF(H3334<=BS3336-E3398,0,H3398*H3332*H3333*J3332/(H3334*4))","v":{"$error":"#VALUE!"}},{"$f":"IF(H3334<=BT3336-E3398,0,H3398*H3332*H3333*J3332/(H3334*4))","v":{"$error":"#VALUE!"}},{"$f":"IF(H3334<=BU3336-E3398,0,H3398*H3332*H3333*J3332/(H3334*4))","v":{"$error":"#VALUE!"}},{"$f":"IF(H3334<=BV3336-E3398,0,H3398*H3332*H3333*J3332/(H3334*4))","v":{"$error":"#VALUE!"}},{"$f":"IF(H3334<=BW3336-E3398,0,H3398*H3332*H3333*J3332/(H3334*4))","v":{"$error":"#VALUE!"}},{"$f":"IF(H3334<=BX3336-E3398,0,H3398*H3332*H3333*J3332/(H3334*4))","v":{"$error":"#VALUE!"}},{"$f":"IF(H3334<=BY3336-E3398,0,H3398*H3332*H3333*J3332/(H3334*4))","v":{"$error":"#VALUE!"}},{"$f":"IF(H3334<=BZ3336-E3398,0,H3398*H3332*H3333*J3332/(H3334*4))","v":{"$error":"#VALUE!"}},{"$f":"IF(H3334<=CA3336-E3398,0,H3398*H3332*H3333*J3332/(H3334*4))","v":{"$error":"#VALUE!"}},{"$f":"IF(H3334<=CB3336-E3398,0,H3398*H3332*H3333*J3332/(H3334*4))","v":{"$error":"#VALUE!"}},{"$f":"IF(H3334<=CC3336-E3398,0,H3398*H3332*H3333*J3332/(H3334*4))","v":{"$error":"#VALUE!"}},{"$f":"IF(H3334<=CD3336-E3398,0,H3398*H3332*H3333*J3332/(H3334*4))","v":{"$error":"#VALUE!"}}]
[{"$nulls":4},{"v":16.5,"d":"16.50"},{"$f":"$DF$65","v":{"v":0,"d":"0.000"}},{"$f":"IF(SUM(F3337:F3399)-H3335<=0,0,SUM(F3337:F3399)-H3335)","v":{"v":0,"d":"0.00"}},{"v":0,"d":"0.000"},{"$nulls":62},{"$f":"IF(H3334<=BS3336-E3399,0,H3399*H3332*H3333*J3332/(H3334*4))","v":{"$error":"#VALUE!"}},{"$f":"IF(H3334<=BT3336-E3399,0,H3399*H3332*H3333*J3332/(H3334*4))","v":{"$error":"#VALUE!"}},{"$f":"IF(H3334<=BU3336-E3399,0,H3399*H3332*H3333*J3332/(H3334*4))","v":{"$error":"#VALUE!"}},{"$f":"IF(H3334<=BV3336-E3399,0,H3399*H3332*H3333*J3332/(H3334*4))","v":{"$error":"#VALUE!"}},{"$f":"IF(H3334<=BW3336-E3399,0,H3399*H3332*H3333*J3332/(H3334*4))","v":{"$error":"#VALUE!"}},{"$f":"IF(H3334<=BX3336-E3399,0,H3399*H3332*H3333*J3332/(H3334*4))","v":{"$error":"#VALUE!"}},{"$f":"IF(H3334<=BY3336-E3399,0,H3399*H3332*H3333*J3332/(H3334*4))","v":{"$error":"#VALUE!"}},{"$f":"IF(H3334<=BZ3336-E3399,0,H3399*H3332*H3333*J3332/(H3334*4))","v":{"$error":"#VALUE!"}},{"$f":"IF(H3334<=CA3336-E3399,0,H3399*H3332*H3333*J3332/(H3334*4))","v":{"$error":"#VALUE!"}},{"$f":"IF(H3334<=CB3336-E3399,0,H3399*H3332*H3333*J3332/(H3334*4))","v":{"$error":"#VALUE!"}},{"$f":"IF(H3334<=CC3336-E3399,0,H3399*H3332*H3333*J3332/(H3334*4))","v":{"$error":"#VALUE!"}},{"$f":"IF(H3334<=CD3336-E3399,0,H3399*H3332*H3333*J3332/(H3334*4))","v":{"$error":"#VALUE!"}},{"$f":"IF(H3334<=CE3336-E3399,0,H3399*H3332*H3333*J3332/(H3334*4))","v":{"$error":"#VALUE!"}}]
[{"$nulls":4},16.75,{"$f":"$DF$66","v":{"v":0,"d":"0.000"}},{"$f":"IF(SUM(F3337:F3400)-H3335<=0,0,SUM(F3337:F3400)-H3335)","v":{"v":0,"d":"0.00"}},{"v":0,"d":"0.000"},{"$nulls":63},{"$f":"IF(H3334<=BT3336-E3400,0,H3400*H3332*H3333*J3332/(H3334*4))","v":{"$error":"#VALUE!"}},{"$f":"IF(H3334<=BU3336-E3400,0,H3400*H3332*H3333*J3332/(H3334*4))","v":{"$error":"#VALUE!"}},{"$f":"IF(H3334<=BV3336-E3400,0,H3400*H3332*H3333*J3332/(H3334*4))","v":{"$error":"#VALUE!"}},{"$f":"IF(H3334<=BW3336-E3400,0,H3400*H3332*H3333*J3332/(H3334*4))","v":{"$error":"#VALUE!"}},{"$f":"IF(H3334<=BX3336-E3400,0,H3400*H3332*H3333*J3332/(H3334*4))","v":{"$error":"#VALUE!"}},{"$f":"IF(H3334<=BY3336-E3400,0,H3400*H3332*H3333*J3332/(H3334*4))","v":{"$error":"#VALUE!"}},{"$f":"IF(H3334<=BZ3336-E3400,0,H3400*H3332*H3333*J3332/(H3334*4))","v":{"$error":"#VALUE!"}},{"$f":"IF(H3334<=CA3336-E3400,0,H3400*H3332*H3333*J3332/(H3334*4))","v":{"$error":"#VALUE!"}},{"$f":"IF(H3334<=CB3336-E3400,0,H3400*H3332*H3333*J3332/(H3334*4))","v":{"$error":"#VALUE!"}},{"$f":"IF(H3334<=CC3336-E3400,0,H3400*H3332*H3333*J3332/(H3334*4))","v":{"$error":"#VALUE!"}},{"$f":"IF(H3334<=CD3336-E3400,0,H3400*H3332*H3333*J3332/(H3334*4))","v":{"$error":"#VALUE!"}},{"$f":"IF(H3334<=CE3336-E3400,0,H3400*H3332*H3333*J3332/(H3334*4))","v":{"$error":"#VALUE!"}},{"$f":"IF(H3334<=CF3336-E3400,0,H3400*H3332*H3333*J3332/(H3334*4))","v":{"$error":"#VALUE!"}}]
[{"$nulls":4},{"v":17,"d":"17.00"},{"$f":"$DF$67","v":{"v":0,"d":"0.000"}},{"$f":"IF(SUM(F3337:F3401)-H3335<=0,0,SUM(F3337:F3401)-H3335)","v":{"v":0,"d":"0.00"}},{"v":0,"d":"0.000"},{"$nulls":64},{"$f":"IF(H3334<=BU3336-E3401,0,H3401*H3332*H3333*J3332/(H3334*4))","v":{"$error":"#VALUE!"}},{"$f":"IF(H3334<=BV3336-E3401,0,H3401*H3332*H3333*J3332/(H3334*4))","v":{"$error":"#VALUE!"}},{"$f":"IF(H3334<=BW3336-E3401,0,H3401*H3332*H3333*J3332/(H3334*4))","v":{"$error":"#VALUE!"}},{"$f":"IF(H3334<=BX3336-E3401,0,H3401*H3332*H3333*J3332/(H3334*4))","v":{"$error":"#VALUE!"}},{"$f":"IF(H3334<=BY3336-E3401,0,H3401*H3332*H3333*J3332/(H3334*4))","v":{"$error":"#VALUE!"}},{"$f":"IF(H3334<=BZ3336-E3401,0,H3401*H3332*H3333*J3332/(H3334*4))","v":{"$error":"#VALUE!"}},{"$f":"IF(H3334<=CA3336-E3401,0,H3401*H3332*H3333*J3332/(H3334*4))","v":{"$error":"#VALUE!"}},{"$f":"IF(H3334<=CB3336-E3401,0,H3401*H3332*H3333*J3332/(H3334*4))","v":{"$error":"#VALUE!"}},{"$f":"IF(H3334<=CC3336-E3401,0,H3401*H3332*H3333*J3332/(H3334*4))","v":{"$error":"#VALUE!"}},{"$f":"IF(H3334<=CD3336-E3401,0,H3401*H3332*H3333*J3332/(H3334*4))","v":{"$error":"#VALUE!"}},{"$f":"IF(H3334<=CE3336-E3401,0,H3401*H3332*H3333*J3332/(H3334*4))","v":{"$error":"#VALUE!"}},{"$f":"IF(H3334<=CF3336-E3401,0,H3401*H3332*H3333*J3332/(H3334*4))","v":{"$error":"#VALUE!"}},{"$f":"IF(H3334<=CG3336-E3401,0,H3401*H3332*H3333*J3332/(H3334*4))","v":{"$error":"#VALUE!"}}]
[{"$nulls":4},17.25,{"$f":"$DF$68","v":{"v":0,"d":"0.000"}},{"$f":"IF(SUM(F3337:F3402)-H3335<=0,0,SUM(F3337:F3402)-H3335)","v":{"v":0,"d":"0.00"}},{"$f":"G3402-G3401","v":{"v":0,"d":"0.000"}},{"$nulls":65},{"$f":"IF(H3334<=BV3336-E3402,0,H3402*H3332*H3333*J3332/(H3334*4))","v":{"$error":"#VALUE!"}},{"$f":"IF(H3334<=BW3336-E3402,0,H3402*H3332*H3333*J3332/(H3334*4))","v":{"$error":"#VALUE!"}},{"$f":"IF(H3334<=BX3336-E3402,0,H3402*H3332*H3333*J3332/(H3334*4))","v":{"$error":"#VALUE!"}},{"$f":"IF(H3334<=BY3336-E3402,0,H3402*H3332*H3333*J3332/(H3334*4))","v":{"$error":"#VALUE!"}},{"$f":"IF(H3334<=BZ3336-E3402,0,H3402*H3332*H3333*J3332/(H3334*4))","v":{"$error":"#VALUE!"}},{"$f":"IF(H3334<=CA3336-E3402,0,H3402*H3332*H3333*J3332/(H3334*4))","v":{"$error":"#VALUE!"}},{"$f":"IF(H3334<=CB3336-E3402,0,H3402*H3332*H3333*J3332/(H3334*4))","v":{"$error":"#VALUE!"}},{"$f":"IF(H3334<=CC3336-E3402,0,H3402*H3332*H3333*J3332/(H3334*4))","v":{"$error":"#VALUE!"}},{"$f":"IF(H3334<=CD3336-E3402,0,H3402*H3332*H3333*J3332/(H3334*4))","v":{"$error":"#VALUE!"}},{"$f":"IF(H3334<=CE3336-E3402,0,H3402*H3332*H3333*J3332/(H3334*4))","v":{"$error":"#VALUE!"}},{"$f":"IF(H3334<=CF3336-E3402,0,H3402*H3332*H3333*J3332/(H3334*4))","v":{"$error":"#VALUE!"}},{"$f":"IF(H3334<=CG3336-E3402,0,H3402*H3332*H3333*J3332/(H3334*4))","v":{"$error":"#VALUE!"}},{"$f":"IF(H3334<=CH3336-E3402,0,H3402*H3332*H3333*J3332/(H3334*4))","v":{"$error":"#VALUE!"}}]
[{"$nulls":4},{"v":17.5,"d":"17.50"},{"$f":"$DF$69","v":{"v":0,"d":"0.000"}},{"$f":"IF(SUM(F3337:F3403)-H3335<=0,0,SUM(F3337:F3403)-H3335)","v":{"v":0,"d":"0.00"}},{"v":0,"d":"0.000"},{"$nulls":66},{"$f":"IF(H3334<=BW3336-E3403,0,H3403*H3332*H3333*J3332/(H3334*4))","v":{"$error":"#VALUE!"}},{"$f":"IF(H3334<=BX3336-E3403,0,H3403*H3332*H3333*J3332/(H3334*4))","v":{"$error":"#VALUE!"}},{"$f":"IF(H3334<=BY3336-E3403,0,H3403*H3332*H3333*J3332/(H3334*4))","v":{"$error":"#VALUE!"}},{"$f":"IF(H3334<=BZ3336-E3403,0,H3403*H3332*H3333*J3332/(H3334*4))","v":{"$error":"#VALUE!"}},{"$f":"IF(H3334<=CA3336-E3403,0,H3403*H3332*H3333*J3332/(H3334*4))","v":{"$error":"#VALUE!"}},{"$f":"IF(H3334<=CB3336-E3403,0,H3403*H3332*H3333*J3332/(H3334*4))","v":{"$error":"#VALUE!"}},{"$f":"IF(H3334<=CC3336-E3403,0,H3403*H3332*H3333*J3332/(H3334*4))","v":{"$error":"#VALUE!"}},{"$f":"IF(H3334<=CD3336-E3403,0,H3403*H3332*H3333*J3332/(H3334*4))","v":{"$error":"#VALUE!"}},{"$f":"IF(H3334<=CE3336-E3403,0,H3403*H3332*H3333*J3332/(H3334*4))","v":{"$error":"#VALUE!"}},{"$f":"IF(H3334<=CF3336-E3403,0,H3403*H3332*H3333*J3332/(H3334*4))","v":{"$error":"#VALUE!"}},{"$f":"IF(H3334<=CG3336-E3403,0,H3403*H3332*H3333*J3332/(H3334*4))","v":{"$error":"#VALUE!"}},{"$f":"IF(H3334<=CH3336-E3403,0,H3403*H3332*H3333*J3332/(H3334*4))","v":{"$error":"#VALUE!"}},{"$f":"IF(H3334<=CI3336-E3403,0,H3403*H3332*H3333*J3332/(H3334*4))","v":{"$error":"#VALUE!"}}]
[{"$nulls":4},17.75,{"$f":"$DF$70","v":{"v":0,"d":"0.000"}},{"$f":"IF(SUM(F3337:F3404)-H3335<=0,0,SUM(F3337:F3404)-H3335)","v":{"v":0,"d":"0.00"}},{"v":0,"d":"0.000"},{"$nulls":67},{"$f":"IF(H3334<=BX3336-E3404,0,H3404*H3332*H3333*J3332/(H3334*4))","v":{"$error":"#VALUE!"}},{"$f":"IF(H3334<=BY3336-E3404,0,H3404*H3332*H3333*J3332/(H3334*4))","v":{"$error":"#VALUE!"}},{"$f":"IF(H3334<=BZ3336-E3404,0,H3404*H3332*H3333*J3332/(H3334*4))","v":{"$error":"#VALUE!"}},{"$f":"IF(H3334<=CA3336-E3404,0,H3404*H3332*H3333*J3332/(H3334*4))","v":{"$error":"#VALUE!"}},{"$f":"IF(H3334<=CB3336-E3404,0,H3404*H3332*H3333*J3332/(H3334*4))","v":{"$error":"#VALUE!"}},{"$f":"IF(H3334<=CC3336-E3404,0,H3404*H3332*H3333*J3332/(H3334*4))","v":{"$error":"#VALUE!"}},{"$f":"IF(H3334<=CD3336-E3404,0,H3404*H3332*H3333*J3332/(H3334*4))","v":{"$error":"#VALUE!"}},{"$f":"IF(H3334<=CE3336-E3404,0,H3404*H3332*H3333*J3332/(H3334*4))","v":{"$error":"#VALUE!"}},{"$f":"IF(H3334<=CF3336-E3404,0,H3404*H3332*H3333*J3332/(H3334*4))","v":{"$error":"#VALUE!"}},{"$f":"IF(H3334<=CG3336-E3404,0,H3404*H3332*H3333*J3332/(H3334*4))","v":{"$error":"#VALUE!"}},{"$f":"IF(H3334<=CH3336-E3404,0,H3404*H3332*H3333*J3332/(H3334*4))","v":{"$error":"#VALUE!"}},{"$f":"IF(H3334<=CI3336-E3404,0,H3404*H3332*H3333*J3332/(H3334*4))","v":{"$error":"#VALUE!"}},{"$f":"IF(H3334<=CJ3336-E3404,0,H3404*H3332*H3333*J3332/(H3334*4))","v":{"$error":"#VALUE!"}}]
[{"$nulls":4},{"v":18,"d":"18.00"},{"$f":"$DF$71","v":{"v":0,"d":"0.000"}},{"$f":"IF(SUM(F3337:F3405)-H3335<=0,0,SUM(F3337:F3405)-H3335)","v":{"v":0,"d":"0.00"}},{"v":0,"d":"0.000"},{"$nulls":68},{"$f":"IF(H3334<=BY3336-E3405,0,H3405*H3332*H3333*J3332/(H3334*4))","v":{"$error":"#VALUE!"}},{"$f":"IF(H3334<=BZ3336-E3405,0,H3405*H3332*H3333*J3332/(H3334*4))","v":{"$error":"#VALUE!"}},{"$f":"IF(H3334<=CA3336-E3405,0,H3405*H3332*H3333*J3332/(H3334*4))","v":{"$error":"#VALUE!"}},{"$f":"IF(H3334<=CB3336-E3405,0,H3405*H3332*H3333*J3332/(H3334*4))","v":{"$error":"#VALUE!"}},{"$f":"IF(H3334<=CC3336-E3405,0,H3405*H3332*H3333*J3332/(H3334*4))","v":{"$error":"#VALUE!"}},{"$f":"IF(H3334<=CD3336-E3405,0,H3405*H3332*H3333*J3332/(H3334*4))","v":{"$error":"#VALUE!"}},{"$f":"IF(H3334<=CE3336-E3405,0,H3405*H3332*H3333*J3332/(H3334*4))","v":{"$error":"#VALUE!"}},{"$f":"IF(H3334<=CF3336-E3405,0,H3405*H3332*H3333*J3332/(H3334*4))","v":{"$error":"#VALUE!"}},{"$f":"IF(H3334<=CG3336-E3405,0,H3405*H3332*H3333*J3332/(H3334*4))","v":{"$error":"#VALUE!"}},{"$f":"IF(H3334<=CH3336-E3405,0,H3405*H3332*H3333*J3332/(H3334*4))","v":{"$error":"#VALUE!"}},{"$f":"IF(H3334<=CI3336-E3405,0,H3405*H3332*H3333*J3332/(H3334*4))","v":{"$error":"#VALUE!"}},{"$f":"IF(H3334<=CJ3336-E3405,0,H3405*H3332*H3333*J3332/(H3334*4))","v":{"$error":"#VALUE!"}},{"$f":"IF(H3334<=CK3336-E3405,0,H3405*H3332*H3333*J3332/(H3334*4))","v":{"$error":"#VALUE!"}}]
[{"$nulls":4},18.25,{"$f":"$DF$72","v":{"v":0,"d":"0.000"}},{"$f":"IF(SUM(F3337:F3406)-H3335<=0,0,SUM(F3337:F3406)-H3335)","v":{"v":0,"d":"0.00"}},{"v":0,"d":"0.000"},{"$nulls":69},{"$f":"IF(H3334<=BZ3336-E3406,0,H3406*H3332*H3333*J3332/(H3334*4))","v":{"$error":"#VALUE!"}},{"$f":"IF(H3334<=CA3336-E3406,0,H3406*H3332*H3333*J3332/(H3334*4))","v":{"$error":"#VALUE!"}},{"$f":"IF(H3334<=CB3336-E3406,0,H3406*H3332*H3333*J3332/(H3334*4))","v":{"$error":"#VALUE!"}},{"$f":"IF(H3334<=CC3336-E3406,0,H3406*H3332*H3333*J3332/(H3334*4))","v":{"$error":"#VALUE!"}},{"$f":"IF(H3334<=CD3336-E3406,0,H3406*H3332*H3333*J3332/(H3334*4))","v":{"$error":"#VALUE!"}},{"$f":"IF(H3334<=CE3336-E3406,0,H3406*H3332*H3333*J3332/(H3334*4))","v":{"$error":"#VALUE!"}},{"$f":"IF(H3334<=CF3336-E3406,0,H3406*H3332*H3333*J3332/(H3334*4))","v":{"$error":"#VALUE!"}},{"$f":"IF(H3334<=CG3336-E3406,0,H3406*H3332*H3333*J3332/(H3334*4))","v":{"$error":"#VALUE!"}},{"$f":"IF(H3334<=CH3336-E3406,0,H3406*H3332*H3333*J3332/(H3334*4))","v":{"$error":"#VALUE!"}},{"$f":"IF(H3334<=CI3336-E3406,0,H3406*H3332*H3333*J3332/(H3334*4))","v":{"$error":"#VALUE!"}},{"$f":"IF(H3334<=CJ3336-E3406,0,H3406*H3332*H3333*J3332/(H3334*4))","v":{"$error":"#VALUE!"}},{"$f":"IF(H3334<=CK3336-E3406,0,H3406*H3332*H3333*J3332/(H3334*4))","v":{"$error":"#VALUE!"}},{"$f":"IF(H3334<=CL3336-E3406,0,H3406*H3332*H3333*J3332/(H3334*4))","v":{"$error":"#VALUE!"}}]
[{"$nulls":4},{"v":18.5,"d":"18.50"},{"$f":"$DF$73","v":{"v":0,"d":"0.000"}},{"$f":"IF(SUM(F3337:F3407)-H3335<=0,0,SUM(F3337:F3407)-H3335)","v":{"v":0,"d":"0.00"}},{"v":0,"d":"0.000"},{"$nulls":70},{"$f":"IF(H3334<=CA3336-E3407,0,H3407*H3332*H3333*J3332/(H3334*4))","v":{"$error":"#VALUE!"}},{"$f":"IF(H3334<=CB3336-E3407,0,H3407*H3332*H3333*J3332/(H3334*4))","v":{"$error":"#VALUE!"}},{"$f":"IF(H3334<=CC3336-E3407,0,H3407*H3332*H3333*J3332/(H3334*4))","v":{"$error":"#VALUE!"}},{"$f":"IF(H3334<=CD3336-E3407,0,H3407*H3332*H3333*J3332/(H3334*4))","v":{"$error":"#VALUE!"}},{"$f":"IF(H3334<=CE3336-E3407,0,H3407*H3332*H3333*J3332/(H3334*4))","v":{"$error":"#VALUE!"}},{"$f":"IF(H3334<=CF3336-E3407,0,H3407*H3332*H3333*J3332/(H3334*4))","v":{"$error":"#VALUE!"}},{"$f":"IF(H3334<=CG3336-E3407,0,H3407*H3332*H3333*J3332/(H3334*4))","v":{"$error":"#VALUE!"}},{"$f":"IF(H3334<=CH3336-E3407,0,H3407*H3332*H3333*J3332/(H3334*4))","v":{"$error":"#VALUE!"}},{"$f":"IF(H3334<=CI3336-E3407,0,H3407*H3332*H3333*J3332/(H3334*4))","v":{"$error":"#VALUE!"}},{"$f":"IF(H3334<=CJ3336-E3407,0,H3407*H3332*H3333*J3332/(H3334*4))","v":{"$error":"#VALUE!"}},{"$f":"IF(H3334<=CK3336-E3407,0,H3407*H3332*H3333*J3332/(H3334*4))","v":{"$error":"#VALUE!"}},{"$f":"IF(H3334<=CL3336-E3407,0,H3407*H3332*H3333*J3332/(H3334*4))","v":{"$error":"#VALUE!"}},{"$f":"IF(H3334<=CM3336-E3407,0,H3407*H3332*H3333*J3332/(H3334*4))","v":{"$error":"#VALUE!"}}]
[{"$nulls":4},18.75,{"$f":"$DF$74","v":{"v":0,"d":"0.000"}},{"$f":"IF(SUM(F3337:F3408)-H3335<=0,0,SUM(F3337:F3408)-H3335)","v":{"v":0,"d":"0.00"}},{"v":0,"d":"0.000"},{"$nulls":71},{"$f":"IF(H3334<=CB3336-E3408,0,H3408*H3332*H3333*J3332/(H3334*4))","v":{"$error":"#VALUE!"}},{"$f":"IF(H3334<=CC3336-E3408,0,H3408*H3332*H3333*J3332/(H3334*4))","v":{"$error":"#VALUE!"}},{"$f":"IF(H3334<=CD3336-E3408,0,H3408*H3332*H3333*J3332/(H3334*4))","v":{"$error":"#VALUE!"}},{"$f":"IF(H3334<=CE3336-E3408,0,H3408*H3332*H3333*J3332/(H3334*4))","v":{"$error":"#VALUE!"}},{"$f":"IF(H3334<=CF3336-E3408,0,H3408*H3332*H3333*J3332/(H3334*4))","v":{"$error":"#VALUE!"}},{"$f":"IF(H3334<=CG3336-E3408,0,H3408*H3332*H3333*J3332/(H3334*4))","v":{"$error":"#VALUE!"}},{"$f":"IF(H3334<=CH3336-E3408,0,H3408*H3332*H3333*J3332/(H3334*4))","v":{"$error":"#VALUE!"}},{"$f":"IF(H3334<=CI3336-E3408,0,H3408*H3332*H3333*J3332/(H3334*4))","v":{"$error":"#VALUE!"}},{"$f":"IF(H3334<=CJ3336-E3408,0,H3408*H3332*H3333*J3332/(H3334*4))","v":{"$error":"#VALUE!"}},{"$f":"IF(H3334<=CK3336-E3408,0,H3408*H3332*H3333*J3332/(H3334*4))","v":{"$error":"#VALUE!"}},{"$f":"IF(H3334<=CL3336-E3408,0,H3408*H3332*H3333*J3332/(H3334*4))","v":{"$error":"#VALUE!"}},{"$f":"IF(H3334<=CM3336-E3408,0,H3408*H3332*H3333*J3332/(H3334*4))","v":{"$error":"#VALUE!"}},{"$f":"IF(H3334<=CN3336-E3408,0,H3408*H3332*H3333*J3332/(H3334*4))","v":{"$error":"#VALUE!"}}]
[{"$nulls":4},{"v":19,"d":"19.00"},{"$f":"$DF$75","v":{"v":0,"d":"0.000"}},{"$f":"IF(SUM(F3337:F3409)-H3335<=0,0,SUM(F3337:F3409)-H3335)","v":{"v":0,"d":"0.00"}},{"v":0,"d":"0.000"},{"$nulls":72},{"$f":"IF(H3334<=CC3336-E3409,0,H3409*H3332*H3333*J3332/(H3334*4))","v":{"$error":"#VALUE!"}},{"$f":"IF(H3334<=CD3336-E3409,0,H3409*H3332*H3333*J3332/(H3334*4))","v":{"$error":"#VALUE!"}},{"$f":"IF(H3334<=CE3336-E3409,0,H3409*H3332*H3333*J3332/(H3334*4))","v":{"$error":"#VALUE!"}},{"$f":"IF(H3334<=CF3336-E3409,0,H3409*H3332*H3333*J3332/(H3334*4))","v":{"$error":"#VALUE!"}},{"$f":"IF(H3334<=CG3336-E3409,0,H3409*H3332*H3333*J3332/(H3334*4))","v":{"$error":"#VALUE!"}},{"$f":"IF(H3334<=CH3336-E3409,0,H3409*H3332*H3333*J3332/(H3334*4))","v":{"$error":"#VALUE!"}},{"$f":"IF(H3334<=CI3336-E3409,0,H3409*H3332*H3333*J3332/(H3334*4))","v":{"$error":"#VALUE!"}},{"$f":"IF(H3334<=CJ3336-E3409,0,H3409*H3332*H3333*J3332/(H3334*4))","v":{"$error":"#VALUE!"}},{"$f":"IF(H3334<=CK3336-E3409,0,H3409*H3332*H3333*J3332/(H3334*4))","v":{"$error":"#VALUE!"}},{"$f":"IF(H3334<=CL3336-E3409,0,H3409*H3332*H3333*J3332/(H3334*4))","v":{"$error":"#VALUE!"}},{"$f":"IF(H3334<=CM3336-E3409,0,H3409*H3332*H3333*J3332/(H3334*4))","v":{"$error":"#VALUE!"}},{"$f":"IF(H3334<=CN3336-E3409,0,H3409*H3332*H3333*J3332/(H3334*4))","v":{"$error":"#VALUE!"}},{"$f":"IF(H3334<=CO3336-E3409,0,H3409*H3332*H3333*J3332/(H3334*4))","v":{"$error":"#VALUE!"}}]
[{"$nulls":4},19.25,{"$f":"$DF$76","v":{"v":0,"d":"0.000"}},{"$f":"IF(SUM(F3337:F3410)-H3335<=0,0,SUM(F3337:F3410)-H3335)","v":{"v":0,"d":"0.00"}},{"v":0,"d":"0.000"},{"$nulls":73},{"$f":"IF(H3334<=CD3336-E3410,0,H3410*H3332*H3333*J3332/(H3334*4))","v":{"$error":"#VALUE!"}},{"$f":"IF(H3334<=CE3336-E3410,0,H3410*H3332*H3333*J3332/(H3334*4))","v":{"$error":"#VALUE!"}},{"$f":"IF(H3334<=CF3336-E3410,0,H3410*H3332*H3333*J3332/(H3334*4))","v":{"$error":"#VALUE!"}},{"$f":"IF(H3334<=CG3336-E3410,0,H3410*H3332*H3333*J3332/(H3334*4))","v":{"$error":"#VALUE!"}},{"$f":"IF(H3334<=CH3336-E3410,0,H3410*H3332*H3333*J3332/(H3334*4))","v":{"$error":"#VALUE!"}},{"$f":"IF(H3334<=CI3336-E3410,0,H3410*H3332*H3333*J3332/(H3334*4))","v":{"$error":"#VALUE!"}},{"$f":"IF(H3334<=CJ3336-E3410,0,H3410*H3332*H3333*J3332/(H3334*4))","v":{"$error":"#VALUE!"}},{"$f":"IF(H3334<=CK3336-E3410,0,H3410*H3332*H3333*J3332/(H3334*4))","v":{"$error":"#VALUE!"}},{"$f":"IF(H3334<=CL3336-E3410,0,H3410*H3332*H3333*J3332/(H3334*4))","v":{"$error":"#VALUE!"}},{"$f":"IF(H3334<=CM3336-E3410,0,H3410*H3332*H3333*J3332/(H3334*4))","v":{"$error":"#VALUE!"}},{"$f":"IF(H3334<=CN3336-E3410,0,H3410*H3332*H3333*J3332/(H3334*4))","v":{"$error":"#VALUE!"}},{"$f":"IF(H3334<=CO3336-E3410,0,H3410*H3332*H3333*J3332/(H3334*4))","v":{"$error":"#VALUE!"}},{"$f":"IF(H3334<=CP3336-E3410,0,H3410*H3332*H3333*J3332/(H3334*4))","v":{"$error":"#VALUE!"}}]
[{"$nulls":4},{"v":19.5,"d":"19.50"},{"$f":"$DF$77","v":{"v":0,"d":"0.000"}},{"$f":"IF(SUM(F3337:F3411)-H3335<=0,0,SUM(F3337:F3411)-H3335)","v":{"v":0,"d":"0.00"}},{"v":0,"d":"0.000"},{"$nulls":74},{"$f":"IF(H3334<=CE3336-E3411,0,H3411*H3332*H3333*J3332/(H3334*4))","v":{"$error":"#VALUE!"}},{"$f":"IF(H3334<=CF3336-E3411,0,H3411*H3332*H3333*J3332/(H3334*4))","v":{"$error":"#VALUE!"}},{"$f":"IF(H3334<=CG3336-E3411,0,H3411*H3332*H3333*J3332/(H3334*4))","v":{"$error":"#VALUE!"}},{"$f":"IF(H3334<=CH3336-E3411,0,H3411*H3332*H3333*J3332/(H3334*4))","v":{"$error":"#VALUE!"}},{"$f":"IF(H3334<=CI3336-E3411,0,H3411*H3332*H3333*J3332/(H3334*4))","v":{"$error":"#VALUE!"}},{"$f":"IF(H3334<=CJ3336-E3411,0,H3411*H3332*H3333*J3332/(H3334*4))","v":{"$error":"#VALUE!"}},{"$f":"IF(H3334<=CK3336-E3411,0,H3411*H3332*H3333*J3332/(H3334*4))","v":{"$error":"#VALUE!"}},{"$f":"IF(H3334<=CL3336-E3411,0,H3411*H3332*H3333*J3332/(H3334*4))","v":{"$error":"#VALUE!"}},{"$f":"IF(H3334<=CM3336-E3411,0,H3411*H3332*H3333*J3332/(H3334*4))","v":{"$error":"#VALUE!"}},{"$f":"IF(H3334<=CN3336-E3411,0,H3411*H3332*H3333*J3332/(H3334*4))","v":{"$error":"#VALUE!"}},{"$f":"IF(H3334<=CO3336-E3411,0,H3411*H3332*H3333*J3332/(H3334*4))","v":{"$error":"#VALUE!"}},{"$f":"IF(H3334<=CP3336-E3411,0,H3411*H3332*H3333*J3332/(H3334*4))","v":{"$error":"#VALUE!"}},{"$f":"IF(H3334<=CQ3336-E3411,0,H3411*H3332*H3333*J3332/(H3334*4))","v":{"$error":"#VALUE!"}}]
[{"$nulls":4},19.75,{"$f":"$DF$78","v":{"v":0,"d":"0.000"}},{"$f":"IF(SUM(F3337:F3412)-H3335<=0,0,SUM(F3337:F3412)-H3335)","v":{"v":0,"d":"0.00"}},{"v":0,"d":"0.000"},{"$nulls":75},{"$f":"IF(H3334<=CF3336-E3412,0,H3412*H3332*H3333*J3332/(H3334*4))","v":{"$error":"#VALUE!"}},{"$f":"IF(H3334<=CG3336-E3412,0,H3412*H3332*H3333*J3332/(H3334*4))","v":{"$error":"#VALUE!"}},{"$f":"IF(H3334<=CH3336-E3412,0,H3412*H3332*H3333*J3332/(H3334*4))","v":{"$error":"#VALUE!"}},{"$f":"IF(H3334<=CI3336-E3412,0,H3412*H3332*H3333*J3332/(H3334*4))","v":{"$error":"#VALUE!"}},{"$f":"IF(H3334<=CJ3336-E3412,0,H3412*H3332*H3333*J3332/(H3334*4))","v":{"$error":"#VALUE!"}},{"$f":"IF(H3334<=CK3336-E3412,0,H3412*H3332*H3333*J3332/(H3334*4))","v":{"$error":"#VALUE!"}},{"$f":"IF(H3334<=CL3336-E3412,0,H3412*H3332*H3333*J3332/(H3334*4))","v":{"$error":"#VALUE!"}},{"$f":"IF(H3334<=CM3336-E3412,0,H3412*H3332*H3333*J3332/(H3334*4))","v":{"$error":"#VALUE!"}},{"$f":"IF(H3334<=CN3336-E3412,0,H3412*H3332*H3333*J3332/(H3334*4))","v":{"$error":"#VALUE!"}},{"$f":"IF(H3334<=CO3336-E3412,0,H3412*H3332*H3333*J3332/(H3334*4))","v":{"$error":"#VALUE!"}},{"$f":"IF(H3334<=CP3336-E3412,0,H3412*H3332*H3333*J3332/(H3334*4))","v":{"$error":"#VALUE!"}},{"$f":"IF(H3334<=CQ3336-E3412,0,H3412*H3332*H3333*J3332/(H3334*4))","v":{"$error":"#VALUE!"}},{"$f":"IF(H3334<=CR3336-E3412,0,H3412*H3332*H3333*J3332/(H3334*4))","v":{"$error":"#VALUE!"}}]
[{"$nulls":4},{"v":20,"d":"20.00"},{"$f":"$DF$79","v":{"v":0,"d":"0.000"}},{"$f":"IF(SUM(F3337:F3413)-H3335<=0,0,SUM(F3337:F3413)-H3335)","v":{"v":0,"d":"0.00"}},{"v":0,"d":"0.000"},{"$nulls":76},{"$f":"IF(H3334<=CG3336-E3413,0,H3413*H3332*H3333*J3332/(H3334*4))","v":{"$error":"#VALUE!"}},{"$f":"IF(H3334<=CH3336-E3413,0,H3413*H3332*H3333*J3332/(H3334*4))","v":{"$error":"#VALUE!"}},{"$f":"IF(H3334<=CI3336-E3413,0,H3413*H3332*H3333*J3332/(H3334*4))","v":{"$error":"#VALUE!"}},{"$f":"IF(H3334<=CJ3336-E3413,0,H3413*H3332*H3333*J3332/(H3334*4))","v":{"$error":"#VALUE!"}},{"$f":"IF(H3334<=CK3336-E3413,0,H3413*H3332*H3333*J3332/(H3334*4))","v":{"$error":"#VALUE!"}},{"$f":"IF(H3334<=CL3336-E3413,0,H3413*H3332*H3333*J3332/(H3334*4))","v":{"$error":"#VALUE!"}},{"$f":"IF(H3334<=CM3336-E3413,0,H3413*H3332*H3333*J3332/(H3334*4))","v":{"$error":"#VALUE!"}},{"$f":"IF(H3334<=CN3336-E3413,0,H3413*H3332*H3333*J3332/(H3334*4))","v":{"$error":"#VALUE!"}},{"$f":"IF(H3334<=CO3336-E3413,0,H3413*H3332*H3333*J3332/(H3334*4))","v":{"$error":"#VALUE!"}},{"$f":"IF(H3334<=CP3336-E3413,0,H3413*H3332*H3333*J3332/(H3334*4))","v":{"$error":"#VALUE!"}},{"$f":"IF(H3334<=CQ3336-E3413,0,H3413*H3332*H3333*J3332/(H3334*4))","v":{"$error":"#VALUE!"}},{"$f":"IF(H3334<=CR3336-E3413,0,H3413*H3332*H3333*J3332/(H3334*4))","v":{"$error":"#VALUE!"}},{"$f":"IF(H3334<=CS3336-E3413,0,H3413*H3332*H3333*J3332/(H3334*4))","v":{"$error":"#VALUE!"}}]
[{"$nulls":4},20.25,{"$f":"$DF$80","v":{"v":0,"d":"0.000"}},{"$f":"IF(SUM(F3337:F3414)-H3335<=0,0,SUM(F3337:F3414)-H3335)","v":{"v":0,"d":"0.00"}},{"v":0,"d":"0.000"},{"$nulls":77},{"$f":"IF(H3334<=CH3336-E3414,0,H3414*H3332*H3333*J3332/(H3334*4))","v":{"$error":"#VALUE!"}},{"$f":"IF(H3334<=CI3336-E3414,0,H3414*H3332*H3333*J3332/(H3334*4))","v":{"$error":"#VALUE!"}},{"$f":"IF(H3334<=CJ3336-E3414,0,H3414*H3332*H3333*J3332/(H3334*4))","v":{"$error":"#VALUE!"}},{"$f":"IF(H3334<=CK3336-E3414,0,H3414*H3332*H3333*J3332/(H3334*4))","v":{"$error":"#VALUE!"}},{"$f":"IF(H3334<=CL3336-E3414,0,H3414*H3332*H3333*J3332/(H3334*4))","v":{"$error":"#VALUE!"}},{"$f":"IF(H3334<=CM3336-E3414,0,H3414*H3332*H3333*J3332/(H3334*4))","v":{"$error":"#VALUE!"}},{"$f":"IF(H3334<=CN3336-E3414,0,H3414*H3332*H3333*J3332/(H3334*4))","v":{"$error":"#VALUE!"}},{"$f":"IF(H3334<=CO3336-E3414,0,H3414*H3332*H3333*J3332/(H3334*4))","v":{"$error":"#VALUE!"}},{"$f":"IF(H3334<=CP3336-E3414,0,H3414*H3332*H3333*J3332/(H3334*4))","v":{"$error":"#VALUE!"}},{"$f":"IF(H3334<=CQ3336-E3414,0,H3414*H3332*H3333*J3332/(H3334*4))","v":{"$error":"#VALUE!"}},{"$f":"IF(H3334<=CR3336-E3414,0,H3414*H3332*H3333*J3332/(H3334*4))","v":{"$error":"#VALUE!"}},{"$f":"IF(H3334<=CS3336-E3414,0,H3414*H3332*H3333*J3332/(H3334*4))","v":{"$error":"#VALUE!"}},{"$f":"IF(H3334<=CT3336-E3414,0,H3414*H3332*H3333*J3332/(H3334*4))","v":{"$error":"#VALUE!"}}]
[{"$nulls":4},{"v":20.5,"d":"20.50"},{"$f":"$DF$81","v":{"v":0,"d":"0.000"}},{"$f":"IF(SUM(F3337:F3415)-H3335<=0,0,SUM(F3337:F3415)-H3335)","v":{"v":0,"d":"0.00"}},{"v":0,"d":"0.000"},{"$nulls":78},{"$f":"IF(H3334<=CI3336-E3415,0,H3415*H3332*H3333*J3332/(H3334*4))","v":{"$error":"#VALUE!"}},{"$f":"IF(H3334<=CJ3336-E3415,0,H3415*H3332*H3333*J3332/(H3334*4))","v":{"$error":"#VALUE!"}},{"$f":"IF(H3334<=CK3336-E3415,0,H3415*H3332*H3333*J3332/(H3334*4))","v":{"$error":"#VALUE!"}},{"$f":"IF(H3334<=CL3336-E3415,0,H3415*H3332*H3333*J3332/(H3334*4))","v":{"$error":"#VALUE!"}},{"$f":"IF(H3334<=CM3336-E3415,0,H3415*H3332*H3333*J3332/(H3334*4))","v":{"$error":"#VALUE!"}},{"$f":"IF(H3334<=CN3336-E3415,0,H3415*H3332*H3333*J3332/(H3334*4))","v":{"$error":"#VALUE!"}},{"$f":"IF(H3334<=CO3336-E3415,0,H3415*H3332*H3333*J3332/(H3334*4))","v":{"$error":"#VALUE!"}},{"$f":"IF(H3334<=CP3336-E3415,0,H3415*H3332*H3333*J3332/(H3334*4))","v":{"$error":"#VALUE!"}},{"$f":"IF(H3334<=CQ3336-E3415,0,H3415*H3332*H3333*J3332/(H3334*4))","v":{"$error":"#VALUE!"}},{"$f":"IF(H3334<=CR3336-E3415,0,H3415*H3332*H3333*J3332/(H3334*4))","v":{"$error":"#VALUE!"}},{"$f":"IF(H3334<=CS3336-E3415,0,H3415*H3332*H3333*J3332/(H3334*4))","v":{"$error":"#VALUE!"}},{"$f":"IF(H3334<=CT3336-E3415,0,H3415*H3332*H3333*J3332/(H3334*4))","v":{"$error":"#VALUE!"}},{"$f":"IF(H3334<=CU3336-E3415,0,H3415*H3332*H3333*J3332/(H3334*4))","v":{"$error":"#VALUE!"}}]
[{"$nulls":4},20.75,{"$f":"$DF$82","v":{"v":0,"d":"0.000"}},{"$f":"IF(SUM(F3337:F3416)-H3335<=0,0,SUM(F3337:F3416)-H3335)","v":{"v":0,"d":"0.00"}},{"v":0,"d":"0.000"},{"$nulls":79},{"$f":"IF(H3334<=CJ3336-E3416,0,H3416*H3332*H3333*J3332/(H3334*4))","v":{"$error":"#VALUE!"}},{"$f":"IF(H3334<=CK3336-E3416,0,H3416*H3332*H3333*J3332/(H3334*4))","v":{"$error":"#VALUE!"}},{"$f":"IF(H3334<=CL3336-E3416,0,H3416*H3332*H3333*J3332/(H3334*4))","v":{"$error":"#VALUE!"}},{"$f":"IF(H3334<=CM3336-E3416,0,H3416*H3332*H3333*J3332/(H3334*4))","v":{"$error":"#VALUE!"}},{"$f":"IF(H3334<=CN3336-E3416,0,H3416*H3332*H3333*J3332/(H3334*4))","v":{"$error":"#VALUE!"}},{"$f":"IF(H3334<=CO3336-E3416,0,H3416*H3332*H3333*J3332/(H3334*4))","v":{"$error":"#VALUE!"}},{"$f":"IF(H3334<=CP3336-E3416,0,H3416*H3332*H3333*J3332/(H3334*4))","v":{"$error":"#VALUE!"}},{"$f":"IF(H3334<=CQ3336-E3416,0,H3416*H3332*H3333*J3332/(H3334*4))","v":{"$error":"#VALUE!"}},{"$f":"IF(H3334<=CR3336-E3416,0,H3416*H3332*H3333*J3332/(H3334*4))","v":{"$error":"#VALUE!"}},{"$f":"IF(H3334<=CS3336-E3416,0,H3416*H3332*H3333*J3332/(H3334*4))","v":{"$error":"#VALUE!"}},{"$f":"IF(H3334<=CT3336-E3416,0,H3416*H3332*H3333*J3332/(H3334*4))","v":{"$error":"#VALUE!"}},{"$f":"IF(H3334<=CU3336-E3416,0,H3416*H3332*H3333*J3332/(H3334*4))","v":{"$error":"#VALUE!"}},{"$f":"IF(H3334<=CV3336-E3416,0,H3416*H3332*H3333*J3332/(H3334*4))","v":{"$error":"#VALUE!"}}]
[{"$nulls":4},{"v":21,"d":"21.00"},{"$f":"$DF$83","v":{"v":0,"d":"0.000"}},{"$f":"IF(SUM(F3337:F3417)-H3335<=0,0,SUM(F3337:F3417)-H3335)","v":{"v":0,"d":"0.00"}},{"v":0,"d":"0.000"},{"$nulls":80},{"$f":"IF(H3334<=CK3336-E3417,0,H3417*H3332*H3333*J3332/(H3334*4))","v":{"$error":"#VALUE!"}},{"$f":"IF(H3334<=CL3336-E3417,0,H3417*H3332*H3333*J3332/(H3334*4))","v":{"$error":"#VALUE!"}},{"$f":"IF(H3334<=CM3336-E3417,0,H3417*H3332*H3333*J3332/(H3334*4))","v":{"$error":"#VALUE!"}},{"$f":"IF(H3334<=CN3336-E3417,0,H3417*H3332*H3333*J3332/(H3334*4))","v":{"$error":"#VALUE!"}},{"$f":"IF(H3334<=CO3336-E3417,0,H3417*H3332*H3333*J3332/(H3334*4))","v":{"$error":"#VALUE!"}},{"$f":"IF(H3334<=CP3336-E3417,0,H3417*H3332*H3333*J3332/(H3334*4))","v":{"$error":"#VALUE!"}},{"$f":"IF(H3334<=CQ3336-E3417,0,H3417*H3332*H3333*J3332/(H3334*4))","v":{"$error":"#VALUE!"}},{"$f":"IF(H3334<=CR3336-E3417,0,H3417*H3332*H3333*J3332/(H3334*4))","v":{"$error":"#VALUE!"}},{"$f":"IF(H3334<=CS3336-E3417,0,H3417*H3332*H3333*J3332/(H3334*4))","v":{"$error":"#VALUE!"}},{"$f":"IF(H3334<=CT3336-E3417,0,H3417*H3332*H3333*J3332/(H3334*4))","v":{"$error":"#VALUE!"}},{"$f":"IF(H3334<=CU3336-E3417,0,H3417*H3332*H3333*J3332/(H3334*4))","v":{"$error":"#VALUE!"}},{"$f":"IF(H3334<=CV3336-E3417,0,H3417*H3332*H3333*J3332/(H3334*4))","v":{"$error":"#VALUE!"}},{"$f":"IF(H3334<=CW3336-E3417,0,H3417*H3332*H3333*J3332/(H3334*4))","v":{"$error":"#VALUE!"}}]
[{"$nulls":4},21.25,{"$f":"$DF$84","v":{"v":0,"d":"0.000"}},{"$f":"IF(SUM(F3337:F3418)-H3335<=0,0,SUM(F3337:F3418)-H3335)","v":{"v":0,"d":"0.00"}},{"v":0,"d":"0.000"},{"$nulls":81},{"$f":"IF(H3334<=CL3336-E3418,0,H3418*H3332*H3333*J3332/(H3334*4))","v":{"$error":"#VALUE!"}},{"$f":"IF(H3334<=CM3336-E3418,0,H3418*H3332*H3333*J3332/(H3334*4))","v":{"$error":"#VALUE!"}},{"$f":"IF(H3334<=CN3336-E3418,0,H3418*H3332*H3333*J3332/(H3334*4))","v":{"$error":"#VALUE!"}},{"$f":"IF(H3334<=CO3336-E3418,0,H3418*H3332*H3333*J3332/(H3334*4))","v":{"$error":"#VALUE!"}},{"$f":"IF(H3334<=CP3336-E3418,0,H3418*H3332*H3333*J3332/(H3334*4))","v":{"$error":"#VALUE!"}},{"$f":"IF(H3334<=CQ3336-E3418,0,H3418*H3332*H3333*J3332/(H3334*4))","v":{"$error":"#VALUE!"}},{"$f":"IF(H3334<=CR3336-E3418,0,H3418*H3332*H3333*J3332/(H3334*4))","v":{"$error":"#VALUE!"}},{"$f":"IF(H3334<=CS3336-E3418,0,H3418*H3332*H3333*J3332/(H3334*4))","v":{"$error":"#VALUE!"}},{"$f":"IF(H3334<=CT3336-E3418,0,H3418*H3332*H3333*J3332/(H3334*4))","v":{"$error":"#VALUE!"}},{"$f":"IF(H3334<=CU3336-E3418,0,H3418*H3332*H3333*J3332/(H3334*4))","v":{"$error":"#VALUE!"}},{"$f":"IF(H3334<=CV3336-E3418,0,H3418*H3332*H3333*J3332/(H3334*4))","v":{"$error":"#VALUE!"}},{"$f":"IF(H3334<=CW3336-E3418,0,H3418*H3332*H3333*J3332/(H3334*4))","v":{"$error":"#VALUE!"}},{"$f":"IF(H3334<=CX3336-E3418,0,H3418*H3332*H3333*J3332/(H3334*4))","v":{"$error":"#VALUE!"}}]
[{"$nulls":4},{"v":21.5,"d":"21.50"},{"$f":"$DF$85","v":{"v":0,"d":"0.000"}},{"$f":"IF(SUM(F3337:F3419)-H3335<=0,0,SUM(F3337:F3419)-H3335)","v":{"v":0,"d":"0.00"}},{"v":0,"d":"0.000"},{"$nulls":82},{"$f":"IF(H3334<=CM3336-E3419,0,H3419*H3332*H3333*J3332/(H3334*4))","v":{"$error":"#VALUE!"}},{"$f":"IF(H3334<=CN3336-E3419,0,H3419*H3332*H3333*J3332/(H3334*4))","v":{"$error":"#VALUE!"}},{"$f":"IF(H3334<=CO3336-E3419,0,H3419*H3332*H3333*J3332/(H3334*4))","v":{"$error":"#VALUE!"}},{"$f":"IF(H3334<=CP3336-E3419,0,H3419*H3332*H3333*J3332/(H3334*4))","v":{"$error":"#VALUE!"}},{"$f":"IF(H3334<=CQ3336-E3419,0,H3419*H3332*H3333*J3332/(H3334*4))","v":{"$error":"#VALUE!"}},{"$f":"IF(H3334<=CR3336-E3419,0,H3419*H3332*H3333*J3332/(H3334*4))","v":{"$error":"#VALUE!"}},{"$f":"IF(H3334<=CS3336-E3419,0,H3419*H3332*H3333*J3332/(H3334*4))","v":{"$error":"#VALUE!"}},{"$f":"IF(H3334<=CT3336-E3419,0,H3419*H3332*H3333*J3332/(H3334*4))","v":{"$error":"#VALUE!"}},{"$f":"IF(H3334<=CU3336-E3419,0,H3419*H3332*H3333*J3332/(H3334*4))","v":{"$error":"#VALUE!"}},{"$f":"IF(H3334<=CV3336-E3419,0,H3419*H3332*H3333*J3332/(H3334*4))","v":{"$error":"#VALUE!"}},{"$f":"IF(H3334<=CW3336-E3419,0,H3419*H3332*H3333*J3332/(H3334*4))","v":{"$error":"#VALUE!"}},{"$f":"IF(H3334<=CX3336-E3419,0,H3419*H3332*H3333*J3332/(H3334*4))","v":{"$error":"#VALUE!"}},{"$f":"IF(H3334<=CY3336-E3419,0,H3419*H3332*H3333*J3332/(H3334*4))","v":{"$error":"#VALUE!"}}]
[{"$nulls":4},21.75,{"$f":"$DF$86","v":{"v":0,"d":"0.000"}},{"$f":"IF(SUM(F3337:F3420)-H3335<=0,0,SUM(F3337:F3420)-H3335)","v":{"v":0,"d":"0.00"}},{"v":0,"d":"0.000"},{"$nulls":83},{"$f":"IF(H3334<=CN3336-E3420,0,H3420*H3332*H3333*J3332/(H3334*4))","v":{"$error":"#VALUE!"}},{"$f":"IF(H3334<=CO3336-E3420,0,H3420*H3332*H3333*J3332/(H3334*4))","v":{"$error":"#VALUE!"}},{"$f":"IF(H3334<=CP3336-E3420,0,H3420*H3332*H3333*J3332/(H3334*4))","v":{"$error":"#VALUE!"}},{"$f":"IF(H3334<=CQ3336-E3420,0,H3420*H3332*H3333*J3332/(H3334*4))","v":{"$error":"#VALUE!"}},{"$f":"IF(H3334<=CR3336-E3420,0,H3420*H3332*H3333*J3332/(H3334*4))","v":{"$error":"#VALUE!"}},{"$f":"IF(H3334<=CS3336-E3420,0,H3420*H3332*H3333*J3332/(H3334*4))","v":{"$error":"#VALUE!"}},{"$f":"IF(H3334<=CT3336-E3420,0,H3420*H3332*H3333*J3332/(H3334*4))","v":{"$error":"#VALUE!"}},{"$f":"IF(H3334<=CU3336-E3420,0,H3420*H3332*H3333*J3332/(H3334*4))","v":{"$error":"#VALUE!"}},{"$f":"IF(H3334<=CV3336-E3420,0,H3420*H3332*H3333*J3332/(H3334*4))","v":{"$error":"#VALUE!"}},{"$f":"IF(H3334<=CW3336-E3420,0,H3420*H3332*H3333*J3332/(H3334*4))","v":{"$error":"#VALUE!"}},{"$f":"IF(H3334<=CX3336-E3420,0,H3420*H3332*H3333*J3332/(H3334*4))","v":{"$error":"#VALUE!"}},{"$f":"IF(H3334<=CY3336-E3420,0,H3420*H3332*H3333*J3332/(H3334*4))","v":{"$error":"#VALUE!"}},{"$f":"IF(H3334<=CZ3336-E3420,0,H3420*H3332*H3333*J3332/(H3334*4))","v":{"$error":"#VALUE!"}}]
[{"$nulls":4},{"v":22,"d":"22.00"},{"$f":"$DF$87","v":{"v":0,"d":"0.000"}},{"$f":"IF(SUM(F3337:F3421)-H3335<=0,0,SUM(F3337:F3421)-H3335)","v":{"v":0,"d":"0.00"}},{"v":0,"d":"0.000"},{"$nulls":84},{"$f":"IF(H3334<=CO3336-E3421,0,H3421*H3332*H3333*J3332/(H3334*4))","v":{"$error":"#VALUE!"}},{"$f":"IF(H3334<=CP3336-E3421,0,H3421*H3332*H3333*J3332/(H3334*4))","v":{"$error":"#VALUE!"}},{"$f":"IF(H3334<=CQ3336-E3421,0,H3421*H3332*H3333*J3332/(H3334*4))","v":{"$error":"#VALUE!"}},{"$f":"IF(H3334<=CR3336-E3421,0,H3421*H3332*H3333*J3332/(H3334*4))","v":{"$error":"#VALUE!"}},{"$f":"IF(H3334<=CS3336-E3421,0,H3421*H3332*H3333*J3332/(H3334*4))","v":{"$error":"#VALUE!"}},{"$f":"IF(H3334<=CT3336-E3421,0,H3421*H3332*H3333*J3332/(H3334*4))","v":{"$error":"#VALUE!"}},{"$f":"IF(H3334<=CU3336-E3421,0,H3421*H3332*H3333*J3332/(H3334*4))","v":{"$error":"#VALUE!"}},{"$f":"IF(H3334<=CV3336-E3421,0,H3421*H3332*H3333*J3332/(H3334*4))","v":{"$error":"#VALUE!"}},{"$f":"IF(H3334<=CW3336-E3421,0,H3421*H3332*H3333*J3332/(H3334*4))","v":{"$error":"#VALUE!"}},{"$f":"IF(H3334<=CX3336-E3421,0,H3421*H3332*H3333*J3332/(H3334*4))","v":{"$error":"#VALUE!"}},{"$f":"IF(H3334<=CY3336-E3421,0,H3421*H3332*H3333*J3332/(H3334*4))","v":{"$error":"#VALUE!"}},{"$f":"IF(H3334<=CZ3336-E3421,0,H3421*H3332*H3333*J3332/(H3334*4))","v":{"$error":"#VALUE!"}}]
[{"$nulls":4},22.25,{"$f":"$DF$88","v":{"v":0,"d":"0.000"}},{"$f":"IF(SUM(F3337:F3422)-H3335<=0,0,SUM(F3337:F3422)-H3335)","v":{"v":0,"d":"0.00"}},{"v":0,"d":"0.000"},{"$nulls":85},{"$f":"IF(H3334<=CP3336-E3422,0,H3422*H3332*H3333*J3332/(H3334*4))","v":{"$error":"#VALUE!"}},{"$f":"IF(H3334<=CQ3336-E3422,0,H3422*H3332*H3333*J3332/(H3334*4))","v":{"$error":"#VALUE!"}},{"$f":"IF(H3334<=CR3336-E3422,0,H3422*H3332*H3333*J3332/(H3334*4))","v":{"$error":"#VALUE!"}},{"$f":"IF(H3334<=CS3336-E3422,0,H3422*H3332*H3333*J3332/(H3334*4))","v":{"$error":"#VALUE!"}},{"$f":"IF(H3334<=CT3336-E3422,0,H3422*H3332*H3333*J3332/(H3334*4))","v":{"$error":"#VALUE!"}},{"$f":"IF(H3334<=CU3336-E3422,0,H3422*H3332*H3333*J3332/(H3334*4))","v":{"$error":"#VALUE!"}},{"$f":"IF(H3334<=CV3336-E3422,0,H3422*H3332*H3333*J3332/(H3334*4))","v":{"$error":"#VALUE!"}},{"$f":"IF(H3334<=CW3336-E3422,0,H3422*H3332*H3333*J3332/(H3334*4))","v":{"$error":"#VALUE!"}},{"$f":"IF(H3334<=CX3336-E3422,0,H3422*H3332*H3333*J3332/(H3334*4))","v":{"$error":"#VALUE!"}},{"$f":"IF(H3334<=CY3336-E3422,0,H3422*H3332*H3333*J3332/(H3334*4))","v":{"$error":"#VALUE!"}},{"$f":"IF(H3334<=CZ3336-E3422,0,H3422*H3332*H3333*J3332/(H3334*4))","v":{"$error":"#VALUE!"}}]
[{"$nulls":4},{"v":22.5,"d":"22.50"},{"$f":"$DF$89","v":{"v":0,"d":"0.000"}},{"$f":"IF(SUM(F3337:F3423)-H3335<=0,0,SUM(F3337:F3423)-H3335)","v":{"v":0,"d":"0.00"}},{"v":0,"d":"0.000"},{"$nulls":86},{"$f":"IF(H3334<=CQ3336-E3423,0,H3423*H3332*H3333*J3332/(H3334*4))","v":{"$error":"#VALUE!"}},{"$f":"IF(H3334<=CR3336-E3423,0,H3423*H3332*H3333*J3332/(H3334*4))","v":{"$error":"#VALUE!"}},{"$f":"IF(H3334<=CS3336-E3423,0,H3423*H3332*H3333*J3332/(H3334*4))","v":{"$error":"#VALUE!"}},{"$f":"IF(H3334<=CT3336-E3423,0,H3423*H3332*H3333*J3332/(H3334*4))","v":{"$error":"#VALUE!"}},{"$f":"IF(H3334<=CU3336-E3423,0,H3423*H3332*H3333*J3332/(H3334*4))","v":{"$error":"#VALUE!"}},{"$f":"IF(H3334<=CV3336-E3423,0,H3423*H3332*H3333*J3332/(H3334*4))","v":{"$error":"#VALUE!"}},{"$f":"IF(H3334<=CW3336-E3423,0,H3423*H3332*H3333*J3332/(H3334*4))","v":{"$error":"#VALUE!"}},{"$f":"IF(H3334<=CX3336-E3423,0,H3423*H3332*H3333*J3332/(H3334*4))","v":{"$error":"#VALUE!"}},{"$f":"IF(H3334<=CY3336-E3423,0,H3423*H3332*H3333*J3332/(H3334*4))","v":{"$error":"#VALUE!"}},{"$f":"IF(H3334<=CZ3336-E3423,0,H3423*H3332*H3333*J3332/(H3334*4))","v":{"$error":"#VALUE!"}}]
[{"$nulls":4},22.75,{"$f":"$DF$90","v":{"v":0,"d":"0.000"}},{"$f":"IF(SUM(F3337:F3424)-H3335<=0,0,SUM(F3337:F3424)-H3335)","v":{"v":0,"d":"0.00"}},{"v":0,"d":"0.000"},{"$nulls":87},{"$f":"IF(H3334<=CR3336-E3424,0,H3424*H3332*H3333*J3332/(H3334*4))","v":{"$error":"#VALUE!"}},{"$f":"IF(H3334<=CS3336-E3424,0,H3424*H3332*H3333*J3332/(H3334*4))","v":{"$error":"#VALUE!"}},{"$f":"IF(H3334<=CT3336-E3424,0,H3424*H3332*H3333*J3332/(H3334*4))","v":{"$error":"#VALUE!"}},{"$f":"IF(H3334<=CU3336-E3424,0,H3424*H3332*H3333*J3332/(H3334*4))","v":{"$error":"#VALUE!"}},{"$f":"IF(H3334<=CV3336-E3424,0,H3424*H3332*H3333*J3332/(H3334*4))","v":{"$error":"#VALUE!"}},{"$f":"IF(H3334<=CW3336-E3424,0,H3424*H3332*H3333*J3332/(H3334*4))","v":{"$error":"#VALUE!"}},{"$f":"IF(H3334<=CX3336-E3424,0,H3424*H3332*H3333*J3332/(H3334*4))","v":{"$error":"#VALUE!"}},{"$f":"IF(H3334<=CY3336-E3424,0,H3424*H3332*H3333*J3332/(H3334*4))","v":{"$error":"#VALUE!"}},{"$f":"IF(H3334<=CZ3336-E3424,0,H3424*H3332*H3333*J3332/(H3334*4))","v":{"$error":"#VALUE!"}}]
[{"$nulls":4},{"v":23,"d":"23.00"},{"$f":"$DF$91","v":{"v":0,"d":"0.000"}},{"$f":"IF(SUM(F3337:F3425)-H3335<=0,0,SUM(F3337:F3425)-H3335)","v":{"v":0,"d":"0.00"}},{"v":0,"d":"0.000"},{"$nulls":88},{"$f":"IF(H3334<=CS3336-E3425,0,H3425*H3332*H3333*J3332/(H3334*4))","v":{"$error":"#VALUE!"}},{"$f":"IF(H3334<=CT3336-E3425,0,H3425*H3332*H3333*J3332/(H3334*4))","v":{"$error":"#VALUE!"}},{"$f":"IF(H3334<=CU3336-E3425,0,H3425*H3332*H3333*J3332/(H3334*4))","v":{"$error":"#VALUE!"}},{"$f":"IF(H3334<=CV3336-E3425,0,H3425*H3332*H3333*J3332/(H3334*4))","v":{"$error":"#VALUE!"}},{"$f":"IF(H3334<=CW3336-E3425,0,H3425*H3332*H3333*J3332/(H3334*4))","v":{"$error":"#VALUE!"}},{"$f":"IF(H3334<=CX3336-E3425,0,H3425*H3332*H3333*J3332/(H3334*4))","v":{"$error":"#VALUE!"}},{"$f":"IF(H3334<=CY3336-E3425,0,H3425*H3332*H3333*J3332/(H3334*4))","v":{"$error":"#VALUE!"}},{"$f":"IF(H3334<=CZ3336-E3425,0,H3425*H3332*H3333*J3332/(H3334*4))","v":{"$error":"#VALUE!"}}]
[{"$nulls":4},23.25,{"$f":"$DF$92","v":{"v":0,"d":"0.000"}},{"$f":"IF(SUM(F3337:F3426)-H3335<=0,0,SUM(F3337:F3426)-H3335)","v":{"v":0,"d":"0.00"}},{"v":0,"d":"0.000"},{"$nulls":89},{"$f":"IF(H3334<=CT3336-E3426,0,H3426*H3332*H3333*J3332/(H3334*4))","v":{"$error":"#VALUE!"}},{"$f":"IF(H3334<=CU3336-E3426,0,H3426*H3332*H3333*J3332/(H3334*4))","v":{"$error":"#VALUE!"}},{"$f":"IF(H3334<=CV3336-E3426,0,H3426*H3332*H3333*J3332/(H3334*4))","v":{"$error":"#VALUE!"}},{"$f":"IF(H3334<=CW3336-E3426,0,H3426*H3332*H3333*J3332/(H3334*4))","v":{"$error":"#VALUE!"}},{"$f":"IF(H3334<=CX3336-E3426,0,H3426*H3332*H3333*J3332/(H3334*4))","v":{"$error":"#VALUE!"}},{"$f":"IF(H3334<=CY3336-E3426,0,H3426*H3332*H3333*J3332/(H3334*4))","v":{"$error":"#VALUE!"}},{"$f":"IF(H3334<=CZ3336-E3426,0,H3426*H3332*H3333*J3332/(H3334*4))","v":{"$error":"#VALUE!"}}]
[{"$nulls":4},{"v":23.5,"d":"23.50"},{"$f":"$DF$93","v":{"v":0,"d":"0.000"}},{"$f":"IF(SUM(F3337:F3427)-H3335<=0,0,SUM(F3337:F3427)-H3335)","v":{"v":0,"d":"0.00"}},{"v":0,"d":"0.000"},{"$nulls":90},{"$f":"IF(H3334<=CU3336-E3427,0,H3427*H3332*H3333*J3332/(H3334*4))","v":{"$error":"#VALUE!"}},{"$f":"IF(H3334<=CV3336-E3427,0,H3427*H3332*H3333*J3332/(H3334*4))","v":{"$error":"#VALUE!"}},{"$f":"IF(H3334<=CW3336-E3427,0,H3427*H3332*H3333*J3332/(H3334*4))","v":{"$error":"#VALUE!"}},{"$f":"IF(H3334<=CX3336-E3427,0,H3427*H3332*H3333*J3332/(H3334*4))","v":{"$error":"#VALUE!"}},{"$f":"IF(H3334<=CY3336-E3427,0,H3427*H3332*H3333*J3332/(H3334*4))","v":{"$error":"#VALUE!"}},{"$f":"IF(H3334<=CZ3336-E3427,0,H3427*H3332*H3333*J3332/(H3334*4))","v":{"$error":"#VALUE!"}}]
[{"$nulls":4},23.75,{"$f":"$DF$94","v":{"v":0,"d":"0.000"}},{"$f":"IF(SUM(F3337:F3428)-H3335<=0,0,SUM(F3337:F3428)-H3335)","v":{"v":0,"d":"0.00"}},{"v":0,"d":"0.000"},{"$nulls":91},{"$f":"IF(H3334<=CV3336-E3428,0,H3428*H3332*H3333*J3332/(H3334*4))","v":{"$error":"#VALUE!"}},{"$f":"IF(H3334<=CW3336-E3428,0,H3428*H3332*H3333*J3332/(H3334*4))","v":{"$error":"#VALUE!"}},{"$f":"IF(H3334<=CX3336-E3428,0,H3428*H3332*H3333*J3332/(H3334*4))","v":{"$error":"#VALUE!"}},{"$f":"IF(H3334<=CY3336-E3428,0,H3428*H3332*H3333*J3332/(H3334*4))","v":{"$error":"#VALUE!"}},{"$f":"IF(H3334<=CZ3336-E3428,0,H3428*H3332*H3333*J3332/(H3334*4))","v":{"$error":"#VALUE!"}}]
[{"$nulls":4},{"v":24,"d":"24.00"},{"$f":"$DF$95","v":{"v":0,"d":"0.000"}},{"$f":"IF(SUM(F3337:F3429)-H3335<=0,0,SUM(F3337:F3429)-H3335)","v":{"v":0,"d":"0.00"}},{"v":0,"d":"0.000"},{"$nulls":92},{"$f":"IF(H3334<=CW3336-E3429,0,H3429*H3332*H3333*J3332/(H3334*4))","v":{"$error":"#VALUE!"}},{"$f":"IF(H3334<=CX3336-E3429,0,H3429*H3332*H3333*J3332/(H3334*4))","v":{"$error":"#VALUE!"}},{"$f":"IF(H3334<=CY3336-E3429,0,H3429*H3332*H3333*J3332/(H3334*4))","v":{"$error":"#VALUE!"}},{"$f":"IF(H3334<=CZ3336-E3429,0,H3429*H3332*H3333*J3332/(H3334*4))","v":{"$error":"#VALUE!"}}]
[{"$nulls":4},24.25,{"$f":"$DF$96","v":{"v":0,"d":"0.000"}},{"$f":"IF(SUM(F3337:F3430)-H3335<=0,0,SUM(F3337:F3430)-H3335)","v":{"v":0,"d":"0.00"}},{"v":0,"d":"0.000"},{"$nulls":93},{"$f":"IF(H3334<=CX3336-E3430,0,H3430*H3332*H3333*J3332/(H3334*4))","v":{"$error":"#VALUE!"}},{"$f":"IF(H3334<=CY3336-E3430,0,H3430*H3332*H3333*J3332/(H3334*4))","v":{"$error":"#VALUE!"}},{"$f":"IF(H3334<=CZ3336-E3430,0,H3430*H3332*H3333*J3332/(H3334*4))","v":{"$error":"#VALUE!"}}]
[{"$nulls":4},{"v":24.5,"d":"24.50"},{"$f":"$DF$97","v":{"v":0,"d":"0.000"}},{"$f":"IF(SUM(F3337:F3431)-H3335<=0,0,SUM(F3337:F3431)-H3335)","v":{"v":0,"d":"0.00"}},{"v":0,"d":"0.000"},{"$nulls":94},{"$f":"IF(H3334<=CY3336-E3431,0,H3431*H3332*H3333*J3332/(H3334*4))","v":{"$error":"#VALUE!"}},{"$f":"IF(H3334<=CZ3336-E3431,0,H3431*H3332*H3333*J3332/(H3334*4))","v":{"$error":"#VALUE!"}}]
[{"$nulls":4},24.75,{"$f":"$DF$98","v":{"v":0,"d":"0.000"}},{"$f":"IF(SUM(F3337:F3432)-H3335<=0,0,SUM(F3337:F3432)-H3335)","v":{"v":0,"d":"0.00"}},{"v":0,"d":"0.000"},{"$nulls":95},{"$f":"IF(H3334<=CZ3336-E3432,0,H3432*H3332*H3333*J3332/(H3334*4))","v":{"$error":"#VALUE!"}}]
[{"$nulls":7},"Input",{"v":1,"d":"1.00"},1.25,{"v":1.5,"d":"1.50"},1.75,{"v":2,"d":"2.00"},2.25,{"v":2.5,"d":"2.50"},2.75,{"v":3,"d":"3.00"},3.25,{"v":3.5,"d":"3.50"},3.75,{"v":4,"d":"4.00"},4.25,{"v":4.5,"d":"4.50"},4.75,{"v":5,"d":"5.00"},5.25,{"v":5.5,"d":"5.50"},5.75,{"v":6,"d":"6.00"},6.25,{"v":6.5,"d":"6.50"},6.75,{"v":7,"d":"7.00"},7.25,{"v":7.5,"d":"7.50"},7.75,{"v":8,"d":"8.00"},8.25,{"v":8.5,"d":"8.50"},8.75,{"v":9,"d":"9.00"},9.25,{"v":9.5,"d":"9.50"},9.75,{"v":10,"d":"10.00"},10.25,{"v":10.5,"d":"10.50"},10.75,{"v":11,"d":"11.00"},11.25,{"v":11.5,"d":"11.50"},11.75,{"v":12,"d":"12.00"},12.25,{"v":12.5,"d":"12.50"},12.75,{"v":13,"d":"13.00"},13.25,{"v":13.5,"d":"13.50"},13.75,{"v":14,"d":"14.00"},14.25,{"v":14.5,"d":"14.50"},14.75,{"v":15,"d":"15.00"},15.25,{"v":15.5,"d":"15.50"},15.75,{"v":16,"d":"16.00"},16.25,{"v":16.5,"d":"16.50"},16.75,{"v":17,"d":"17.00"},17.25,{"v":17.5,"d":"17.50"},17.75,{"v":18,"d":"18.00"},18.25,{"v":18.5,"d":"18.50"},18.75,{"v":19,"d":"19.00"},19.25,{"v":19.5,"d":"19.50"},19.75,{"v":20,"d":"20.00"},20.25,{"v":20.5,"d":"20.50"},20.75,{"v":21,"d":"21.00"},21.25,{"v":21.5,"d":"21.50"},21.75,{"v":22,"d":"22.00"},22.25,{"v":22.5,"d":"22.50"},22.75,{"v":23,"d":"23.00"},23.25,{"v":23.5,"d":"23.50"},23.75,{"v":24,"d":"24.00"},24.25,{"v":24.5,"d":"24.50"},24.75,"Total (MG)"]
[{"$f":"CONCATENATE(H3331,C3434)","v":"CSO 02711a."},"11. Runoff Generated","11a.","Stormwater runoff (MG). ",null,null,{"$f":"C3434","v":"11a."},null,{"$f":"SUM(I3337:I3432)","v":{"$error":"#VALUE!"}},{"$f":"SUM(J3337:J3432)","v":{"$error":"#VALUE!"}},{"$error":"#VALUE!"},{"$error":"#VALUE!"},{"$error":"#VALUE!"},{"$error":"#VALUE!"},{"$error":"#VALUE!"},{"$error":"#VALUE!"},{"$error":"#VALUE!"},{"$error":"#VALUE!"},{"$error":"#VALUE!"},{"$error":"#VALUE!"},{"$error":"#VALUE!"},{"$error":"#VALUE!"},{"$error":"#VALUE!"},{"$error":"#VALUE!"},{"$error":"#VALUE!"},{"$error":"#VALUE!"},{"$error":"#VALUE!"},{"$error":"#VALUE!"},{"$error":"#VALUE!"},{"$error":"#VALUE!"},{"$error":"#VALUE!"},{"$error":"#VALUE!"},{"$error":"#VALUE!"},{"$error":"#VALUE!"},{"$error":"#VALUE!"},{"$error":"#VALUE!"},{"$error":"#VALUE!"},{"$error":"#VALUE!"},{"$error":"#VALUE!"},{"$error":"#VALUE!"},{"$error":"#VALUE!"},{"$error":"#VALUE!"},{"$error":"#VALUE!"},{"$error":"#VALUE!"},{"$error":"#VALUE!"},{"$error":"#VALUE!"},{"$error":"#VALUE!"},{"$error":"#VALUE!"},{"$error":"#VALUE!"},{"$error":"#VALUE!"},{"$error":"#VALUE!"},{"$error":"#VALUE!"},{"$error":"#VALUE!"},{"$error":"#VALUE!"},{"$error":"#VALUE!"},{"$error":"#VALUE!"},{"$error":"#VALUE!"},{"$error":"#VALUE!"},{"$error":"#VALUE!"},{"$error":"#VALUE!"},{"$error":"#VALUE!"},{"$error":"#VALUE!"},{"$error":"#VALUE!"},{"$error":"#VALUE!"},{"$error":"#VALUE!"},{"$error":"#VALUE!"},{"$error":"#VALUE!"},{"$error":"#VALUE!"},{"$error":"#VALUE!"},{"$error":"#VALUE!"},{"$error":"#VALUE!"},{"$error":"#VALUE!"},{"$error":"#VALUE!"},{"$f":"SUM(BV3337:BV3432)","v":{"$error":"#VALUE!"}},{"$error":"#VALUE!"},{"$error":"#VALUE!"},{"$error":"#VALUE!"},{"$error":"#VALUE!"},{"$error":"#VALUE!"},{"$error":"#VALUE!"},{"$error":"#VALUE!"},{"$error":"#VALUE!"},{"$error":"#VALUE!"},{"$error":"#VALUE!"},{"$error":"#VALUE!"},{"$error":"#VALUE!"},{"$error":"#VALUE!"},{"$error":"#VALUE!"},{"$error":"#VALUE!"},{"$error":"#VALUE!"},{"$error":"#VALUE!"},{"$error":"#VALUE!"},{"$error":"#VALUE!"},{"$error":"#VALUE!"},{"$error":"#VALUE!"},{"$error":"#VALUE!"},{"$error":"#VALUE!"},{"$error":"#VALUE!"},{"$error":"#VALUE!"},{"$error":"#VALUE!"},{"$error":"#VALUE!"},{"$error":"#VALUE!"},{"$error":"#VALUE!"},{"$error":"#VALUE!"},{"$f":"SUM(I3434:CZ3434)","v":{"$error":"#VALUE!"}}]
[{"$f":"CONCATENATE(H3331,C3435)","v":"CSO 02712b."},"12. Green Infrastructure Reductions","12b.","Total GI capacity (MG). ",null,null,{"$f":"C3435","v":"12b."},{"$f":"IF(HLOOKUP(H3331,'4 - CSO VOLUME'!$E$9:$AS$33,13,FALSE)=\"\",0,HLOOKUP(H3331,'4 - CSO VOLUME'!$E$9:$AS$33,13,FALSE))","v":{"v":0,"d":"0.00"}}]
[{"$f":"CONCATENATE(H3331,C3436)","v":"CSO 02712c."},null,"12c.","Stormwater runoff (MG). Line 11a.",null,null,{"$f":"C3436","v":"12c."},null,{"$f":"I3434","v":{"$error":"#VALUE!"}},{"$f":"J3434","v":{"$error":"#VALUE!"}},{"$error":"#VALUE!"},{"$error":"#VALUE!"},{"$error":"#VALUE!"},{"$error":"#VALUE!"},{"$error":"#VALUE!"},{"$error":"#VALUE!"},{"$error":"#VALUE!"},{"$error":"#VALUE!"},{"$error":"#VALUE!"},{"$error":"#VALUE!"},{"$error":"#VALUE!"},{"$error":"#VALUE!"},{"$error":"#VALUE!"},{"$error":"#VALUE!"},{"$error":"#VALUE!"},{"$error":"#VALUE!"},{"$error":"#VALUE!"},{"$error":"#VALUE!"},{"$error":"#VALUE!"},{"$error":"#VALUE!"},{"$error":"#VALUE!"},{"$error":"#VALUE!"},{"$error":"#VALUE!"},{"$error":"#VALUE!"},{"$error":"#VALUE!"},{"$error":"#VALUE!"},{"$error":"#VALUE!"},{"$error":"#VALUE!"},{"$error":"#VALUE!"},{"$error":"#VALUE!"},{"$error":"#VALUE!"},{"$error":"#VALUE!"},{"$error":"#VALUE!"},{"$error":"#VALUE!"},{"$error":"#VALUE!"},{"$error":"#VALUE!"},{"$error":"#VALUE!"},{"$error":"#VALUE!"},{"$error":"#VALUE!"},{"$error":"#VALUE!"},{"$error":"#VALUE!"},{"$error":"#VALUE!"},{"$error":"#VALUE!"},{"$error":"#VALUE!"},{"$error":"#VALUE!"},{"$error":"#VALUE!"},{"$error":"#VALUE!"},{"$error":"#VALUE!"},{"$error":"#VALUE!"},{"$error":"#VALUE!"},{"$error":"#VALUE!"},{"$error":"#VALUE!"},{"$error":"#VALUE!"},{"$error":"#VALUE!"},{"$error":"#VALUE!"},{"$error":"#VALUE!"},{"$error":"#VALUE!"},{"$error":"#VALUE!"},{"$error":"#VALUE!"},{"$error":"#VALUE!"},{"$error":"#VALUE!"},{"$error":"#VALUE!"},{"$error":"#VALUE!"},{"$f":"BV3434","v":{"$error":"#VALUE!"}},{"$error":"#VALUE!"},{"$error":"#VALUE!"},{"$error":"#VALUE!"},{"$error":"#VALUE!"},{"$error":"#VALUE!"},{"$error":"#VALUE!"},{"$error":"#VALUE!"},{"$error":"#VALUE!"},{"$error":"#VALUE!"},{"$error":"#VALUE!"},{"$error":"#VALUE!"},{"$error":"#VALUE!"},{"$error":"#VALUE!"},{"$error":"#VALUE!"},{"$error":"#VALUE!"},{"$error":"#VALUE!"},{"$error":"#VALUE!"},{"$error":"#VALUE!"},{"$error":"#VALUE!"},{"$error":"#VALUE!"},{"$error":"#VALUE!"},{"$error":"#VALUE!"},{"$error":"#VALUE!"},{"$error":"#VALUE!"},{"$error":"#VALUE!"},{"$error":"#VALUE!"},{"$error":"#VALUE!"},{"$error":"#VALUE!"},{"$error":"#VALUE!"},{"$error":"#VALUE!"},{"$f":"SUM(I3436:CZ3436)","v":{"$error":"#VALUE!"}}]
[{"$f":"CONCATENATE(H3331,C3437)","v":"CSO 027"},null,null,"Excess volume after GI saturation, cumulative (MG). Subtract Line 12b from 12c.",{"$nulls":4},{"$f":"IF(SUM($I3436:I3436)-$H3435<=0,0,SUM($I3436:I3436)-$H3435)","v":{"$error":"#VALUE!"}},{"$f":"IF(SUM($I3436:J3436)-$H3435<=0,0,SUM($I3436:J3436)-$H3435)","v":{"$error":"#VALUE!"}},{"$f":"IF(SUM($I3436:K3436)-$H3435<=0,0,SUM($I3436:K3436)-$H3435)","v":{"$error":"#VALUE!"}},{"$f":"IF(SUM($I3436:L3436)-$H3435<=0,0,SUM($I3436:L3436)-$H3435)","v":{"$error":"#VALUE!"}},{"$f":"IF(SUM($I3436:M3436)-$H3435<=0,0,SUM($I3436:M3436)-$H3435)","v":{"$error":"#VALUE!"}},{"$f":"IF(SUM($I3436:N3436)-$H3435<=0,0,SUM($I3436:N3436)-$H3435)","v":{"$error":"#VALUE!"}},{"$f":"IF(SUM($I3436:O3436)-$H3435<=0,0,SUM($I3436:O3436)-$H3435)","v":{"$error":"#VALUE!"}},{"$f":"IF(SUM($I3436:P3436)-$H3435<=0,0,SUM($I3436:P3436)-$H3435)","v":{"$error":"#VALUE!"}},{"$f":"IF(SUM($I3436:Q3436)-$H3435<=0,0,SUM($I3436:Q3436)-$H3435)","v":{"$error":"#VALUE!"}},{"$f":"IF(SUM($I3436:R3436)-$H3435<=0,0,SUM($I3436:R3436)-$H3435)","v":{"$error":"#VALUE!"}},{"$f":"IF(SUM($I3436:S3436)-$H3435<=0,0,SUM($I3436:S3436)-$H3435)","v":{"$error":"#VALUE!"}},{"$f":"IF(SUM($I3436:T3436)-$H3435<=0,0,SUM($I3436:T3436)-$H3435)","v":{"$error":"#VALUE!"}},{"$f":"IF(SUM($I3436:U3436)-$H3435<=0,0,SUM($I3436:U3436)-$H3435)","v":{"$error":"#VALUE!"}},{"$f":"IF(SUM($I3436:V3436)-$H3435<=0,0,SUM($I3436:V3436)-$H3435)","v":{"$error":"#VALUE!"}},{"$f":"IF(SUM($I3436:W3436)-$H3435<=0,0,SUM($I3436:W3436)-$H3435)","v":{"$error":"#VALUE!"}},{"$f":"IF(SUM($I3436:X3436)-$H3435<=0,0,SUM($I3436:X3436)-$H3435)","v":{"$error":"#VALUE!"}},{"$f":"IF(SUM($I3436:Y3436)-$H3435<=0,0,SUM($I3436:Y3436)-$H3435)","v":{"$error":"#VALUE!"}},{"$f":"IF(SUM($I3436:Z3436)-$H3435<=0,0,SUM($I3436:Z3436)-$H3435)","v":{"$error":"#VALUE!"}},{"$f":"IF(SUM($I3436:AA3436)-$H3435<=0,0,SUM($I3436:AA3436)-$H3435)","v":{"$error":"#VALUE!"}},{"$f":"IF(SUM($I3436:AB3436)-$H3435<=0,0,SUM($I3436:AB3436)-$H3435)","v":{"$error":"#VALUE!"}},{"$f":"IF(SUM($I3436:AC3436)-$H3435<=0,0,SUM($I3436:AC3436)-$H3435)","v":{"$error":"#VALUE!"}},{"$f":"IF(SUM($I3436:AD3436)-$H3435<=0,0,SUM($I3436:AD3436)-$H3435)","v":{"$error":"#VALUE!"}},{"$f":"IF(SUM($I3436:AE3436)-$H3435<=0,0,SUM($I3436:AE3436)-$H3435)","v":{"$error":"#VALUE!"}},{"$f":"IF(SUM($I3436:AF3436)-$H3435<=0,0,SUM($I3436:AF3436)-$H3435)","v":{"$error":"#VALUE!"}},{"$f":"IF(SUM($I3436:AG3436)-$H3435<=0,0,SUM($I3436:AG3436)-$H3435)","v":{"$error":"#VALUE!"}},{"$f":"IF(SUM($I3436:AH3436)-$H3435<=0,0,SUM($I3436:AH3436)-$H3435)","v":{"$error":"#VALUE!"}},{"$f":"IF(SUM($I3436:AI3436)-$H3435<=0,0,SUM($I3436:AI3436)-$H3435)","v":{"$error":"#VALUE!"}},{"$f":"IF(SUM($I3436:AJ3436)-$H3435<=0,0,SUM($I3436:AJ3436)-$H3435)","v":{"$error":"#VALUE!"}},{"$f":"IF(SUM($I3436:AK3436)-$H3435<=0,0,SUM($I3436:AK3436)-$H3435)","v":{"$error":"#VALUE!"}},{"$f":"IF(SUM($I3436:AL3436)-$H3435<=0,0,SUM($I3436:AL3436)-$H3435)","v":{"$error":"#VALUE!"}},{"$f":"IF(SUM($I3436:AM3436)-$H3435<=0,0,SUM($I3436:AM3436)-$H3435)","v":{"$error":"#VALUE!"}},{"$f":"IF(SUM($I3436:AN3436)-$H3435<=0,0,SUM($I3436:AN3436)-$H3435)","v":{"$error":"#VALUE!"}},{"$f":"IF(SUM($I3436:AO3436)-$H3435<=0,0,SUM($I3436:AO3436)-$H3435)","v":{"$error":"#VALUE!"}},{"$f":"IF(SUM($I3436:AP3436)-$H3435<=0,0,SUM($I3436:AP3436)-$H3435)","v":{"$error":"#VALUE!"}},{"$f":"IF(SUM($I3436:AQ3436)-$H3435<=0,0,SUM($I3436:AQ3436)-$H3435)","v":{"$error":"#VALUE!"}},{"$f":"IF(SUM($I3436:AR3436)-$H3435<=0,0,SUM($I3436:AR3436)-$H3435)","v":{"$error":"#VALUE!"}},{"$f":"IF(SUM($I3436:AS3436)-$H3435<=0,0,SUM($I3436:AS3436)-$H3435)","v":{"$error":"#VALUE!"}},{"$f":"IF(SUM($I3436:AT3436)-$H3435<=0,0,SUM($I3436:AT3436)-$H3435)","v":{"$error":"#VALUE!"}},{"$f":"IF(SUM($I3436:AU3436)-$H3435<=0,0,SUM($I3436:AU3436)-$H3435)","v":{"$error":"#VALUE!"}},{"$f":"IF(SUM($I3436:AV3436)-$H3435<=0,0,SUM($I3436:AV3436)-$H3435)","v":{"$error":"#VALUE!"}},{"$f":"IF(SUM($I3436:AW3436)-$H3435<=0,0,SUM($I3436:AW3436)-$H3435)","v":{"$error":"#VALUE!"}},{"$f":"IF(SUM($I3436:AX3436)-$H3435<=0,0,SUM($I3436:AX3436)-$H3435)","v":{"$error":"#VALUE!"}},{"$f":"IF(SUM($I3436:AY3436)-$H3435<=0,0,SUM($I3436:AY3436)-$H3435)","v":{"$error":"#VALUE!"}},{"$f":"IF(SUM($I3436:AZ3436)-$H3435<=0,0,SUM($I3436:AZ3436)-$H3435)","v":{"$error":"#VALUE!"}},{"$f":"IF(SUM($I3436:BA3436)-$H3435<=0,0,SUM($I3436:BA3436)-$H3435)","v":{"$error":"#VALUE!"}},{"$f":"IF(SUM($I3436:BB3436)-$H3435<=0,0,SUM($I3436:BB3436)-$H3435)","v":{"$error":"#VALUE!"}},{"$f":"IF(SUM($I3436:BC3436)-$H3435<=0,0,SUM($I3436:BC3436)-$H3435)","v":{"$error":"#VALUE!"}},{"$f":"IF(SUM($I3436:BD3436)-$H3435<=0,0,SUM($I3436:BD3436)-$H3435)","v":{"$error":"#VALUE!"}},{"$f":"IF(SUM($I3436:BE3436)-$H3435<=0,0,SUM($I3436:BE3436)-$H3435)","v":{"$error":"#VALUE!"}},{"$f":"IF(SUM($I3436:BF3436)-$H3435<=0,0,SUM($I3436:BF3436)-$H3435)","v":{"$error":"#VALUE!"}},{"$f":"IF(SUM($I3436:BG3436)-$H3435<=0,0,SUM($I3436:BG3436)-$H3435)","v":{"$error":"#VALUE!"}},{"$f":"IF(SUM($I3436:BH3436)-$H3435<=0,0,SUM($I3436:BH3436)-$H3435)","v":{"$error":"#VALUE!"}},{"$f":"IF(SUM($I3436:BI3436)-$H3435<=0,0,SUM($I3436:BI3436)-$H3435)","v":{"$error":"#VALUE!"}},{"$f":"IF(SUM($I3436:BJ3436)-$H3435<=0,0,SUM($I3436:BJ3436)-$H3435)","v":{"$error":"#VALUE!"}},{"$f":"IF(SUM($I3436:BK3436)-$H3435<=0,0,SUM($I3436:BK3436)-$H3435)","v":{"$error":"#VALUE!"}},{"$f":"IF(SUM($I3436:BL3436)-$H3435<=0,0,SUM($I3436:BL3436)-$H3435)","v":{"$error":"#VALUE!"}},{"$f":"IF(SUM($I3436:BM3436)-$H3435<=0,0,SUM($I3436:BM3436)-$H3435)","v":{"$error":"#VALUE!"}},{"$f":"IF(SUM($I3436:BN3436)-$H3435<=0,0,SUM($I3436:BN3436)-$H3435)","v":{"$error":"#VALUE!"}},{"$f":"IF(SUM($I3436:BO3436)-$H3435<=0,0,SUM($I3436:BO3436)-$H3435)","v":{"$error":"#VALUE!"}},{"$f":"IF(SUM($I3436:BP3436)-$H3435<=0,0,SUM($I3436:BP3436)-$H3435)","v":{"$error":"#VALUE!"}},{"$f":"IF(SUM($I3436:BQ3436)-$H3435<=0,0,SUM($I3436:BQ3436)-$H3435)","v":{"$error":"#VALUE!"}},{"$f":"IF(SUM($I3436:BR3436)-$H3435<=0,0,SUM($I3436:BR3436)-$H3435)","v":{"$error":"#VALUE!"}},{"$f":"IF(SUM($I3436:BS3436)-$H3435<=0,0,SUM($I3436:BS3436)-$H3435)","v":{"$error":"#VALUE!"}},{"$f":"IF(SUM($I3436:BT3436)-$H3435<=0,0,SUM($I3436:BT3436)-$H3435)","v":{"$error":"#VALUE!"}},{"$f":"IF(SUM($I3436:BU3436)-$H3435<=0,0,SUM($I3436:BU3436)-$H3435)","v":{"$error":"#VALUE!"}},{"$f":"IF(SUM($I3436:BV3436)-$H3435<=0,0,SUM($I3436:BV3436)-$H3435)","v":{"$error":"#VALUE!"}},{"$f":"IF(SUM($I3436:BW3436)-$H3435<=0,0,SUM($I3436:BW3436)-$H3435)","v":{"$error":"#VALUE!"}},{"$f":"IF(SUM($I3436:BX3436)-$H3435<=0,0,SUM($I3436:BX3436)-$H3435)","v":{"$error":"#VALUE!"}},{"$f":"IF(SUM($I3436:BY3436)-$H3435<=0,0,SUM($I3436:BY3436)-$H3435)","v":{"$error":"#VALUE!"}},{"$f":"IF(SUM($I3436:BZ3436)-$H3435<=0,0,SUM($I3436:BZ3436)-$H3435)","v":{"$error":"#VALUE!"}},{"$f":"IF(SUM($I3436:CA3436)-$H3435<=0,0,SUM($I3436:CA3436)-$H3435)","v":{"$error":"#VALUE!"}},{"$f":"IF(SUM($I3436:CB3436)-$H3435<=0,0,SUM($I3436:CB3436)-$H3435)","v":{"$error":"#VALUE!"}},{"$f":"IF(SUM($I3436:CC3436)-$H3435<=0,0,SUM($I3436:CC3436)-$H3435)","v":{"$error":"#VALUE!"}},{"$f":"IF(SUM($I3436:CD3436)-$H3435<=0,0,SUM($I3436:CD3436)-$H3435)","v":{"$error":"#VALUE!"}},{"$f":"IF(SUM($I3436:CE3436)-$H3435<=0,0,SUM($I3436:CE3436)-$H3435)","v":{"$error":"#VALUE!"}},{"$f":"IF(SUM($I3436:CF3436)-$H3435<=0,0,SUM($I3436:CF3436)-$H3435)","v":{"$error":"#VALUE!"}},{"$f":"IF(SUM($I3436:CG3436)-$H3435<=0,0,SUM($I3436:CG3436)-$H3435)","v":{"$error":"#VALUE!"}},{"$f":"IF(SUM($I3436:CH3436)-$H3435<=0,0,SUM($I3436:CH3436)-$H3435)","v":{"$error":"#VALUE!"}},{"$f":"IF(SUM($I3436:CI3436)-$H3435<=0,0,SUM($I3436:CI3436)-$H3435)","v":{"$error":"#VALUE!"}},{"$f":"IF(SUM($I3436:CJ3436)-$H3435<=0,0,SUM($I3436:CJ3436)-$H3435)","v":{"$error":"#VALUE!"}},{"$f":"IF(SUM($I3436:CK3436)-$H3435<=0,0,SUM($I3436:CK3436)-$H3435)","v":{"$error":"#VALUE!"}},{"$f":"IF(SUM($I3436:CL3436)-$H3435<=0,0,SUM($I3436:CL3436)-$H3435)","v":{"$error":"#VALUE!"}},{"$f":"IF(SUM($I3436:CM3436)-$H3435<=0,0,SUM($I3436:CM3436)-$H3435)","v":{"$error":"#VALUE!"}},{"$f":"IF(SUM($I3436:CN3436)-$H3435<=0,0,SUM($I3436:CN3436)-$H3435)","v":{"$error":"#VALUE!"}},{"$f":"IF(SUM($I3436:CO3436)-$H3435<=0,0,SUM($I3436:CO3436)-$H3435)","v":{"$error":"#VALUE!"}},{"$f":"IF(SUM($I3436:CP3436)-$H3435<=0,0,SUM($I3436:CP3436)-$H3435)","v":{"$error":"#VALUE!"}},{"$f":"IF(SUM($I3436:CQ3436)-$H3435<=0,0,SUM($I3436:CQ3436)-$H3435)","v":{"$error":"#VALUE!"}},{"$f":"IF(SUM($I3436:CR3436)-$H3435<=0,0,SUM($I3436:CR3436)-$H3435)","v":{"$error":"#VALUE!"}},{"$f":"IF(SUM($I3436:CS3436)-$H3435<=0,0,SUM($I3436:CS3436)-$H3435)","v":{"$error":"#VALUE!"}},{"$f":"IF(SUM($I3436:CT3436)-$H3435<=0,0,SUM($I3436:CT3436)-$H3435)","v":{"$error":"#VALUE!"}},{"$f":"IF(SUM($I3436:CU3436)-$H3435<=0,0,SUM($I3436:CU3436)-$H3435)","v":{"$error":"#VALUE!"}},{"$f":"IF(SUM($I3436:CV3436)-$H3435<=0,0,SUM($I3436:CV3436)-$H3435)","v":{"$error":"#VALUE!"}},{"$f":"IF(SUM($I3436:CW3436)-$H3435<=0,0,SUM($I3436:CW3436)-$H3435)","v":{"$error":"#VALUE!"}},{"$f":"IF(SUM($I3436:CX3436)-$H3435<=0,0,SUM($I3436:CX3436)-$H3435)","v":{"$error":"#VALUE!"}},{"$f":"IF(SUM($I3436:CY3436)-$H3435<=0,0,SUM($I3436:CY3436)-$H3435)","v":{"$error":"#VALUE!"}},{"$f":"IF(SUM($I3436:CZ3436)-$H3435<=0,0,SUM($I3436:CZ3436)-$H3435)","v":{"$error":"#VALUE!"}},"NA"]
[{"$f":"CONCATENATE(H3331,C3438)","v":"CSO 02712d."},null,"12d.","Stormwater runoff after GI saturation (MG). Excess after Line 12c exceeds Line 12b.",null,null,{"$f":"C3438","v":"12d."},null,{"$f":"I3437-H3437","v":{"$error":"#VALUE!"}},{"$f":"J3437-I3437","v":{"$error":"#VALUE!"}},{"$f":"K3437-J3437","v":{"$error":"#VALUE!"}},{"$f":"L3437-K3437","v":{"$error":"#VALUE!"}},{"$f":"M3437-L3437","v":{"$error":"#VALUE!"}},{"$f":"N3437-M3437","v":{"$error":"#VALUE!"}},{"$f":"O3437-N3437","v":{"$error":"#VALUE!"}},{"$f":"P3437-O3437","v":{"$error":"#VALUE!"}},{"$f":"Q3437-P3437","v":{"$error":"#VALUE!"}},{"$f":"R3437-Q3437","v":{"$error":"#VALUE!"}},{"$f":"S3437-R3437","v":{"$error":"#VALUE!"}},{"$f":"T3437-S3437","v":{"$error":"#VALUE!"}},{"$f":"U3437-T3437","v":{"$error":"#VALUE!"}},{"$f":"V3437-U3437","v":{"$error":"#VALUE!"}},{"$f":"W3437-V3437","v":{"$error":"#VALUE!"}},{"$f":"X3437-W3437","v":{"$error":"#VALUE!"}},{"$f":"Y3437-X3437","v":{"$error":"#VALUE!"}},{"$f":"Z3437-Y3437","v":{"$error":"#VALUE!"}},{"$f":"AA3437-Z3437","v":{"$error":"#VALUE!"}},{"$f":"AB3437-AA3437","v":{"$error":"#VALUE!"}},{"$f":"AC3437-AB3437","v":{"$error":"#VALUE!"}},{"$f":"AD3437-AC3437","v":{"$error":"#VALUE!"}},{"$f":"AE3437-AD3437","v":{"$error":"#VALUE!"}},{"$f":"AF3437-AE3437","v":{"$error":"#VALUE!"}},{"$f":"AG3437-AF3437","v":{"$error":"#VALUE!"}},{"$f":"AH3437-AG3437","v":{"$error":"#VALUE!"}},{"$f":"AI3437-AH3437","v":{"$error":"#VALUE!"}},{"$f":"AJ3437-AI3437","v":{"$error":"#VALUE!"}},{"$f":"AK3437-AJ3437","v":{"$error":"#VALUE!"}},{"$f":"AL3437-AK3437","v":{"$error":"#VALUE!"}},{"$f":"AM3437-AL3437","v":{"$error":"#VALUE!"}},{"$f":"AN3437-AM3437","v":{"$error":"#VALUE!"}},{"$f":"AO3437-AN3437","v":{"$error":"#VALUE!"}},{"$f":"AP3437-AO3437","v":{"$error":"#VALUE!"}},{"$f":"AQ3437-AP3437","v":{"$error":"#VALUE!"}},{"$f":"AR3437-AQ3437","v":{"$error":"#VALUE!"}},{"$f":"AS3437-AR3437","v":{"$error":"#VALUE!"}},{"$f":"AT3437-AS3437","v":{"$error":"#VALUE!"}},{"$f":"AU3437-AT3437","v":{"$error":"#VALUE!"}},{"$f":"AV3437-AU3437","v":{"$error":"#VALUE!"}},{"$f":"AW3437-AV3437","v":{"$error":"#VALUE!"}},{"$f":"AX3437-AW3437","v":{"$error":"#VALUE!"}},{"$f":"AY3437-AX3437","v":{"$error":"#VALUE!"}},{"$f":"AZ3437-AY3437","v":{"$error":"#VALUE!"}},{"$f":"BA3437-AZ3437","v":{"$error":"#VALUE!"}},{"$f":"BB3437-BA3437","v":{"$error":"#VALUE!"}},{"$f":"BC3437-BB3437","v":{"$error":"#VALUE!"}},{"$f":"BD3437-BC3437","v":{"$error":"#VALUE!"}},{"$f":"BE3437-BD3437","v":{"$error":"#VALUE!"}},{"$f":"BF3437-BE3437","v":{"$error":"#VALUE!"}},{"$f":"BG3437-BF3437","v":{"$error":"#VALUE!"}},{"$f":"BH3437-BG3437","v":{"$error":"#VALUE!"}},{"$f":"BI3437-BH3437","v":{"$error":"#VALUE!"}},{"$f":"BJ3437-BI3437","v":{"$error":"#VALUE!"}},{"$f":"BK3437-BJ3437","v":{"$error":"#VALUE!"}},{"$f":"BL3437-BK3437","v":{"$error":"#VALUE!"}},{"$f":"BM3437-BL3437","v":{"$error":"#VALUE!"}},{"$f":"BN3437-BM3437","v":{"$error":"#VALUE!"}},{"$f":"BO3437-BN3437","v":{"$error":"#VALUE!"}},{"$f":"BP3437-BO3437","v":{"$error":"#VALUE!"}},{"$f":"BQ3437-BP3437","v":{"$error":"#VALUE!"}},{"$f":"BR3437-BQ3437","v":{"$error":"#VALUE!"}},{"$f":"BS3437-BR3437","v":{"$error":"#VALUE!"}},{"$f":"BT3437-BS3437","v":{"$error":"#VALUE!"}},{"$f":"BU3437-BT3437","v":{"$error":"#VALUE!"}},{"$f":"BV3437-BU3437","v":{"$error":"#VALUE!"}},{"$f":"BW3437-BV3437","v":{"$error":"#VALUE!"}},{"$f":"BX3437-BW3437","v":{"$error":"#VALUE!"}},{"$f":"BY3437-BX3437","v":{"$error":"#VALUE!"}},{"$f":"BZ3437-BY3437","v":{"$error":"#VALUE!"}},{"$f":"CA3437-BZ3437","v":{"$error":"#VALUE!"}},{"$f":"CB3437-CA3437","v":{"$error":"#VALUE!"}},{"$f":"CC3437-CB3437","v":{"$error":"#VALUE!"}},{"$f":"CD3437-CC3437","v":{"$error":"#VALUE!"}},{"$f":"CE3437-CD3437","v":{"$error":"#VALUE!"}},{"$f":"CF3437-CE3437","v":{"$error":"#VALUE!"}},{"$f":"CG3437-CF3437","v":{"$error":"#VALUE!"}},{"$f":"CH3437-CG3437","v":{"$error":"#VALUE!"}},{"$f":"CI3437-CH3437","v":{"$error":"#VALUE!"}},{"$f":"CJ3437-CI3437","v":{"$error":"#VALUE!"}},{"$f":"CK3437-CJ3437","v":{"$error":"#VALUE!"}},{"$f":"CL3437-CK3437","v":{"$error":"#VALUE!"}},{"$f":"CM3437-CL3437","v":{"$error":"#VALUE!"}},{"$f":"CN3437-CM3437","v":{"$error":"#VALUE!"}},{"$f":"CO3437-CN3437","v":{"$error":"#VALUE!"}},{"$f":"CP3437-CO3437","v":{"$error":"#VALUE!"}},{"$f":"CQ3437-CP3437","v":{"$error":"#VALUE!"}},{"$f":"CR3437-CQ3437","v":{"$error":"#VALUE!"}},{"$f":"CS3437-CR3437","v":{"$error":"#VALUE!"}},{"$f":"CT3437-CS3437","v":{"$error":"#VALUE!"}},{"$f":"CU3437-CT3437","v":{"$error":"#VALUE!"}},{"$f":"CV3437-CU3437","v":{"$error":"#VALUE!"}},{"$f":"CW3437-CV3437","v":{"$error":"#VALUE!"}},{"$f":"CX3437-CW3437","v":{"$error":"#VALUE!"}},{"$f":"CY3437-CX3437","v":{"$error":"#VALUE!"}},{"$f":"CZ3437-CY3437","v":{"$error":"#VALUE!"}},{"$f":"SUM(I3438:CZ3438)","v":{"$error":"#VALUE!"}}]
[{"$f":"CONCATENATE(H3331,C3439)","v":"CSO 02713a."},"13. Runoff Controls","13a.","Total CSO control volume (MG).",null,null,{"$f":"C3439","v":"13a."},{"$f":"HLOOKUP(H3331,'4 - CSO VOLUME'!$E$9:$AS$33,16,FALSE)","v":{"v":0,"d":"0.00"}}]
[{"$f":"CONCATENATE(H3331,C3440)","v":"CSO 02713b."},null,"13b.","Dry weather flow rate (MGD). ",null,null,{"$f":"C3440","v":"13b."},{"$f":"HLOOKUP(H3331,'4 - CSO VOLUME'!$E$9:$AS$33,17,FALSE)","v":{"v":0,"d":"0.00"}},{"$f":"$H3440/(4*24)","v":{"v":0,"d":"0.000"}},{"$f":"$H3440/(4*24)","v":{"v":0,"d":"0.000"}},{"v":0,"d":"0.000"},{"v":0,"d":"0.000"},{"v":0,"d":"0.000"},{"v":0,"d":"0.000"},{"v":0,"d":"0.000"},{"v":0,"d":"0.000"},{"v":0,"d":"0.000"},{"v":0,"d":"0.000"},{"v":0,"d":"0.000"},{"v":0,"d":"0.000"},{"v":0,"d":"0.000"},{"v":0,"d":"0.000"},{"v":0,"d":"0.000"},{"v":0,"d":"0.000"},{"v":0,"d":"0.000"},{"v":0,"d":"0.000"},{"v":0,"d":"0.000"},{"v":0,"d":"0.000"},{"v":0,"d":"0.000"},{"v":0,"d":"0.000"},{"v":0,"d":"0.000"},{"v":0,"d":"0.000"},{"v":0,"d":"0.000"},{"v":0,"d":"0.000"},{"v":0,"d":"0.000"},{"v":0,"d":"0.000"},{"v":0,"d":"0.000"},{"v":0,"d":"0.000"},{"v":0,"d":"0.000"},{"v":0,"d":"0.000"},{"v":0,"d":"0.000"},{"v":0,"d":"0.000"},{"v":0,"d":"0.000"},{"v":0,"d":"0.000"},{"v":0,"d":"0.000"},{"v":0,"d":"0.000"},{"v":0,"d":"0.000"},{"v":0,"d":"0.000"},{"v":0,"d":"0.000"},{"v":0,"d":"0.000"},{"v":0,"d":"0.000"},{"v":0,"d":"0.000"},{"v":0,"d":"0.000"},{"v":0,"d":"0.000"},{"v":0,"d":"0.000"},{"v":0,"d":"0.000"},{"v":0,"d":"0.000"},{"v":0,"d":"0.000"},{"v":0,"d":"0.000"},{"v":0,"d":"0.000"},{"v":0,"d":"0.000"},{"v":0,"d":"0.000"},{"v":0,"d":"0.000"},{"v":0,"d":"0.000"},{"v":0,"d":"0.000"},{"v":0,"d":"0.000"},{"v":0,"d":"0.000"},{"v":0,"d":"0.000"},{"v":0,"d":"0.000"},{"v":0,"d":"0.000"},{"v":0,"d":"0.000"},{"v":0,"d":"0.000"},{"v":0,"d":"0.000"},{"$f":"$H3440/(4*24)","v":{"v":0,"d":"0.000"}},{"v":0,"d":"0.000"},{"v":0,"d":"0.000"},{"v":0,"d":"0.000"},{"v":0,"d":"0.000"},{"v":0,"d":"0.000"},{"v":0,"d":"0.000"},{"v":0,"d":"0.000"},{"v":0,"d":"0.000"},{"v":0,"d":"0.000"},{"v":0,"d":"0.000"},{"v":0,"d":"0.000"},{"v":0,"d":"0.000"},{"v":0,"d":"0.000"},{"v":0,"d":"0.000"},{"v":0,"d":"0.000"},{"v":0,"d":"0.000"},{"v":0,"d":"0.000"},{"v":0,"d":"0.000"},{"v":0,"d":"0.000"},{"v":0,"d":"0.000"},{"v":0,"d":"0.000"},{"v":0,"d":"0.000"},{"v":0,"d":"0.000"},{"v":0,"d":"0.000"},{"v":0,"d":"0.000"},{"v":0,"d":"0.000"},{"v":0,"d":"0.000"},{"v":0,"d":"0.000"},{"v":0,"d":"0.000"},{"v":0,"d":"0.000"}]
[{"$f":"CONCATENATE(H3331,C3441)","v":"CSO 02713c."},null,"13c.","Stormwater runoff after GI saturation plus dry weather flow (MG). Add Line 13b to Line 12d.",null,null,{"$f":"C3441","v":"13c."},null,{"$f":"I3440+I3438","v":{"$error":"#VALUE!"}},{"$f":"J3440+J3438","v":{"$error":"#VALUE!"}},{"$error":"#VALUE!"},{"$error":"#VALUE!"},{"$error":"#VALUE!"},{"$error":"#VALUE!"},{"$error":"#VALUE!"},{"$error":"#VALUE!"},{"$error":"#VALUE!"},{"$error":"#VALUE!"},{"$error":"#VALUE!"},{"$error":"#VALUE!"},{"$error":"#VALUE!"},{"$error":"#VALUE!"},{"$error":"#VALUE!"},{"$error":"#VALUE!"},{"$error":"#VALUE!"},{"$error":"#VALUE!"},{"$error":"#VALUE!"},{"$error":"#VALUE!"},{"$error":"#VALUE!"},{"$error":"#VALUE!"},{"$error":"#VALUE!"},{"$error":"#VALUE!"},{"$error":"#VALUE!"},{"$error":"#VALUE!"},{"$error":"#VALUE!"},{"$error":"#VALUE!"},{"$error":"#VALUE!"},{"$error":"#VALUE!"},{"$error":"#VALUE!"},{"$error":"#VALUE!"},{"$error":"#VALUE!"},{"$error":"#VALUE!"},{"$error":"#VALUE!"},{"$error":"#VALUE!"},{"$error":"#VALUE!"},{"$error":"#VALUE!"},{"$error":"#VALUE!"},{"$error":"#VALUE!"},{"$error":"#VALUE!"},{"$error":"#VALUE!"},{"$error":"#VALUE!"},{"$error":"#VALUE!"},{"$error":"#VALUE!"},{"$error":"#VALUE!"},{"$error":"#VALUE!"},{"$error":"#VALUE!"},{"$error":"#VALUE!"},{"$error":"#VALUE!"},{"$error":"#VALUE!"},{"$error":"#VALUE!"},{"$error":"#VALUE!"},{"$error":"#VALUE!"},{"$error":"#VALUE!"},{"$error":"#VALUE!"},{"$error":"#VALUE!"},{"$error":"#VALUE!"},{"$error":"#VALUE!"},{"$error":"#VALUE!"},{"$error":"#VALUE!"},{"$error":"#VALUE!"},{"$error":"#VALUE!"},{"$error":"#VALUE!"},{"$error":"#VALUE!"},{"$f":"BV3440+BV3438","v":{"$error":"#VALUE!"}},{"$error":"#VALUE!"},{"$error":"#VALUE!"},{"$error":"#VALUE!"},{"$error":"#VALUE!"},{"$error":"#VALUE!"},{"$error":"#VALUE!"},{"$error":"#VALUE!"},{"$error":"#VALUE!"},{"$error":"#VALUE!"},{"$error":"#VALUE!"},{"$error":"#VALUE!"},{"$error":"#VALUE!"},{"$error":"#VALUE!"},{"$error":"#VALUE!"},{"$error":"#VALUE!"},{"$error":"#VALUE!"},{"$error":"#VALUE!"},{"$error":"#VALUE!"},{"$error":"#VALUE!"},{"$error":"#VALUE!"},{"$error":"#VALUE!"},{"$error":"#VALUE!"},{"$error":"#VALUE!"},{"$error":"#VALUE!"},{"$error":"#VALUE!"},{"$error":"#VALUE!"},{"$error":"#VALUE!"},{"$error":"#VALUE!"},{"$error":"#VALUE!"},{"$error":"#VALUE!"},{"$f":"SUM(I3441:CZ3441)","v":{"$error":"#VALUE!"}}]
[{"$f":"CONCATENATE(H3331,C3442)","v":"CSO 027"},null,null,"Excess stormwater runoff volume, cumulative (MG). Subtract Line 13a from Line 13c.",{"$nulls":4},{"$f":"IF(SUM($I3441:I3441)-$H3439<=0,0,SUM($I3441:I3441)-$H3439)","v":{"$error":"#VALUE!"}},{"$f":"IF(SUM($I3441:J3441)-$H3439<=0,0,SUM($I3441:J3441)-$H3439)","v":{"$error":"#VALUE!"}},{"$f":"IF(SUM($I3441:K3441)-$H3439<=0,0,SUM($I3441:K3441)-$H3439)","v":{"$error":"#VALUE!"}},{"$f":"IF(SUM($I3441:L3441)-$H3439<=0,0,SUM($I3441:L3441)-$H3439)","v":{"$error":"#VALUE!"}},{"$f":"IF(SUM($I3441:M3441)-$H3439<=0,0,SUM($I3441:M3441)-$H3439)","v":{"$error":"#VALUE!"}},{"$f":"IF(SUM($I3441:N3441)-$H3439<=0,0,SUM($I3441:N3441)-$H3439)","v":{"$error":"#VALUE!"}},{"$f":"IF(SUM($I3441:O3441)-$H3439<=0,0,SUM($I3441:O3441)-$H3439)","v":{"$error":"#VALUE!"}},{"$f":"IF(SUM($I3441:P3441)-$H3439<=0,0,SUM($I3441:P3441)-$H3439)","v":{"$error":"#VALUE!"}},{"$f":"IF(SUM($I3441:Q3441)-$H3439<=0,0,SUM($I3441:Q3441)-$H3439)","v":{"$error":"#VALUE!"}},{"$f":"IF(SUM($I3441:R3441)-$H3439<=0,0,SUM($I3441:R3441)-$H3439)","v":{"$error":"#VALUE!"}},{"$f":"IF(SUM($I3441:S3441)-$H3439<=0,0,SUM($I3441:S3441)-$H3439)","v":{"$error":"#VALUE!"}},{"$f":"IF(SUM($I3441:T3441)-$H3439<=0,0,SUM($I3441:T3441)-$H3439)","v":{"$error":"#VALUE!"}},{"$f":"IF(SUM($I3441:U3441)-$H3439<=0,0,SUM($I3441:U3441)-$H3439)","v":{"$error":"#VALUE!"}},{"$f":"IF(SUM($I3441:V3441)-$H3439<=0,0,SUM($I3441:V3441)-$H3439)","v":{"$error":"#VALUE!"}},{"$f":"IF(SUM($I3441:W3441)-$H3439<=0,0,SUM($I3441:W3441)-$H3439)","v":{"$error":"#VALUE!"}},{"$f":"IF(SUM($I3441:X3441)-$H3439<=0,0,SUM($I3441:X3441)-$H3439)","v":{"$error":"#VALUE!"}},{"$f":"IF(SUM($I3441:Y3441)-$H3439<=0,0,SUM($I3441:Y3441)-$H3439)","v":{"$error":"#VALUE!"}},{"$f":"IF(SUM($I3441:Z3441)-$H3439<=0,0,SUM($I3441:Z3441)-$H3439)","v":{"$error":"#VALUE!"}},{"$f":"IF(SUM($I3441:AA3441)-$H3439<=0,0,SUM($I3441:AA3441)-$H3439)","v":{"$error":"#VALUE!"}},{"$f":"IF(SUM($I3441:AB3441)-$H3439<=0,0,SUM($I3441:AB3441)-$H3439)","v":{"$error":"#VALUE!"}},{"$f":"IF(SUM($I3441:AC3441)-$H3439<=0,0,SUM($I3441:AC3441)-$H3439)","v":{"$error":"#VALUE!"}},{"$f":"IF(SUM($I3441:AD3441)-$H3439<=0,0,SUM($I3441:AD3441)-$H3439)","v":{"$error":"#VALUE!"}},{"$f":"IF(SUM($I3441:AE3441)-$H3439<=0,0,SUM($I3441:AE3441)-$H3439)","v":{"$error":"#VALUE!"}},{"$f":"IF(SUM($I3441:AF3441)-$H3439<=0,0,SUM($I3441:AF3441)-$H3439)","v":{"$error":"#VALUE!"}},{"$f":"IF(SUM($I3441:AG3441)-$H3439<=0,0,SUM($I3441:AG3441)-$H3439)","v":{"$error":"#VALUE!"}},{"$f":"IF(SUM($I3441:AH3441)-$H3439<=0,0,SUM($I3441:AH3441)-$H3439)","v":{"$error":"#VALUE!"}},{"$f":"IF(SUM($I3441:AI3441)-$H3439<=0,0,SUM($I3441:AI3441)-$H3439)","v":{"$error":"#VALUE!"}},{"$f":"IF(SUM($I3441:AJ3441)-$H3439<=0,0,SUM($I3441:AJ3441)-$H3439)","v":{"$error":"#VALUE!"}},{"$f":"IF(SUM($I3441:AK3441)-$H3439<=0,0,SUM($I3441:AK3441)-$H3439)","v":{"$error":"#VALUE!"}},{"$f":"IF(SUM($I3441:AL3441)-$H3439<=0,0,SUM($I3441:AL3441)-$H3439)","v":{"$error":"#VALUE!"}},{"$f":"IF(SUM($I3441:AM3441)-$H3439<=0,0,SUM($I3441:AM3441)-$H3439)","v":{"$error":"#VALUE!"}},{"$f":"IF(SUM($I3441:AN3441)-$H3439<=0,0,SUM($I3441:AN3441)-$H3439)","v":{"$error":"#VALUE!"}},{"$f":"IF(SUM($I3441:AO3441)-$H3439<=0,0,SUM($I3441:AO3441)-$H3439)","v":{"$error":"#VALUE!"}},{"$f":"IF(SUM($I3441:AP3441)-$H3439<=0,0,SUM($I3441:AP3441)-$H3439)","v":{"$error":"#VALUE!"}},{"$f":"IF(SUM($I3441:AQ3441)-$H3439<=0,0,SUM($I3441:AQ3441)-$H3439)","v":{"$error":"#VALUE!"}},{"$f":"IF(SUM($I3441:AR3441)-$H3439<=0,0,SUM($I3441:AR3441)-$H3439)","v":{"$error":"#VALUE!"}},{"$f":"IF(SUM($I3441:AS3441)-$H3439<=0,0,SUM($I3441:AS3441)-$H3439)","v":{"$error":"#VALUE!"}},{"$f":"IF(SUM($I3441:AT3441)-$H3439<=0,0,SUM($I3441:AT3441)-$H3439)","v":{"$error":"#VALUE!"}},{"$f":"IF(SUM($I3441:AU3441)-$H3439<=0,0,SUM($I3441:AU3441)-$H3439)","v":{"$error":"#VALUE!"}},{"$f":"IF(SUM($I3441:AV3441)-$H3439<=0,0,SUM($I3441:AV3441)-$H3439)","v":{"$error":"#VALUE!"}},{"$f":"IF(SUM($I3441:AW3441)-$H3439<=0,0,SUM($I3441:AW3441)-$H3439)","v":{"$error":"#VALUE!"}},{"$f":"IF(SUM($I3441:AX3441)-$H3439<=0,0,SUM($I3441:AX3441)-$H3439)","v":{"$error":"#VALUE!"}},{"$f":"IF(SUM($I3441:AY3441)-$H3439<=0,0,SUM($I3441:AY3441)-$H3439)","v":{"$error":"#VALUE!"}},{"$f":"IF(SUM($I3441:AZ3441)-$H3439<=0,0,SUM($I3441:AZ3441)-$H3439)","v":{"$error":"#VALUE!"}},{"$f":"IF(SUM($I3441:BA3441)-$H3439<=0,0,SUM($I3441:BA3441)-$H3439)","v":{"$error":"#VALUE!"}},{"$f":"IF(SUM($I3441:BB3441)-$H3439<=0,0,SUM($I3441:BB3441)-$H3439)","v":{"$error":"#VALUE!"}},{"$f":"IF(SUM($I3441:BC3441)-$H3439<=0,0,SUM($I3441:BC3441)-$H3439)","v":{"$error":"#VALUE!"}},{"$f":"IF(SUM($I3441:BD3441)-$H3439<=0,0,SUM($I3441:BD3441)-$H3439)","v":{"$error":"#VALUE!"}},{"$f":"IF(SUM($I3441:BE3441)-$H3439<=0,0,SUM($I3441:BE3441)-$H3439)","v":{"$error":"#VALUE!"}},{"$f":"IF(SUM($I3441:BF3441)-$H3439<=0,0,SUM($I3441:BF3441)-$H3439)","v":{"$error":"#VALUE!"}},{"$f":"IF(SUM($I3441:BG3441)-$H3439<=0,0,SUM($I3441:BG3441)-$H3439)","v":{"$error":"#VALUE!"}},{"$f":"IF(SUM($I3441:BH3441)-$H3439<=0,0,SUM($I3441:BH3441)-$H3439)","v":{"$error":"#VALUE!"}},{"$f":"IF(SUM($I3441:BI3441)-$H3439<=0,0,SUM($I3441:BI3441)-$H3439)","v":{"$error":"#VALUE!"}},{"$f":"IF(SUM($I3441:BJ3441)-$H3439<=0,0,SUM($I3441:BJ3441)-$H3439)","v":{"$error":"#VALUE!"}},{"$f":"IF(SUM($I3441:BK3441)-$H3439<=0,0,SUM($I3441:BK3441)-$H3439)","v":{"$error":"#VALUE!"}},{"$f":"IF(SUM($I3441:BL3441)-$H3439<=0,0,SUM($I3441:BL3441)-$H3439)","v":{"$error":"#VALUE!"}},{"$f":"IF(SUM($I3441:BM3441)-$H3439<=0,0,SUM($I3441:BM3441)-$H3439)","v":{"$error":"#VALUE!"}},{"$f":"IF(SUM($I3441:BN3441)-$H3439<=0,0,SUM($I3441:BN3441)-$H3439)","v":{"$error":"#VALUE!"}},{"$f":"IF(SUM($I3441:BO3441)-$H3439<=0,0,SUM($I3441:BO3441)-$H3439)","v":{"$error":"#VALUE!"}},{"$f":"IF(SUM($I3441:BP3441)-$H3439<=0,0,SUM($I3441:BP3441)-$H3439)","v":{"$error":"#VALUE!"}},{"$f":"IF(SUM($I3441:BQ3441)-$H3439<=0,0,SUM($I3441:BQ3441)-$H3439)","v":{"$error":"#VALUE!"}},{"$f":"IF(SUM($I3441:BR3441)-$H3439<=0,0,SUM($I3441:BR3441)-$H3439)","v":{"$error":"#VALUE!"}},{"$f":"IF(SUM($I3441:BS3441)-$H3439<=0,0,SUM($I3441:BS3441)-$H3439)","v":{"$error":"#VALUE!"}},{"$f":"IF(SUM($I3441:BT3441)-$H3439<=0,0,SUM($I3441:BT3441)-$H3439)","v":{"$error":"#VALUE!"}},{"$f":"IF(SUM($I3441:BU3441)-$H3439<=0,0,SUM($I3441:BU3441)-$H3439)","v":{"$error":"#VALUE!"}},{"$f":"IF(SUM($I3441:BV3441)-$H3439<=0,0,SUM($I3441:BV3441)-$H3439)","v":{"$error":"#VALUE!"}},{"$f":"IF(SUM($I3441:BW3441)-$H3439<=0,0,SUM($I3441:BW3441)-$H3439)","v":{"$error":"#VALUE!"}},{"$f":"IF(SUM($I3441:BX3441)-$H3439<=0,0,SUM($I3441:BX3441)-$H3439)","v":{"$error":"#VALUE!"}},{"$f":"IF(SUM($I3441:BY3441)-$H3439<=0,0,SUM($I3441:BY3441)-$H3439)","v":{"$error":"#VALUE!"}},{"$f":"IF(SUM($I3441:BZ3441)-$H3439<=0,0,SUM($I3441:BZ3441)-$H3439)","v":{"$error":"#VALUE!"}},{"$f":"IF(SUM($I3441:CA3441)-$H3439<=0,0,SUM($I3441:CA3441)-$H3439)","v":{"$error":"#VALUE!"}},{"$f":"IF(SUM($I3441:CB3441)-$H3439<=0,0,SUM($I3441:CB3441)-$H3439)","v":{"$error":"#VALUE!"}},{"$f":"IF(SUM($I3441:CC3441)-$H3439<=0,0,SUM($I3441:CC3441)-$H3439)","v":{"$error":"#VALUE!"}},{"$f":"IF(SUM($I3441:CD3441)-$H3439<=0,0,SUM($I3441:CD3441)-$H3439)","v":{"$error":"#VALUE!"}},{"$f":"IF(SUM($I3441:CE3441)-$H3439<=0,0,SUM($I3441:CE3441)-$H3439)","v":{"$error":"#VALUE!"}},{"$f":"IF(SUM($I3441:CF3441)-$H3439<=0,0,SUM($I3441:CF3441)-$H3439)","v":{"$error":"#VALUE!"}},{"$f":"IF(SUM($I3441:CG3441)-$H3439<=0,0,SUM($I3441:CG3441)-$H3439)","v":{"$error":"#VALUE!"}},{"$f":"IF(SUM($I3441:CH3441)-$H3439<=0,0,SUM($I3441:CH3441)-$H3439)","v":{"$error":"#VALUE!"}},{"$f":"IF(SUM($I3441:CI3441)-$H3439<=0,0,SUM($I3441:CI3441)-$H3439)","v":{"$error":"#VALUE!"}},{"$f":"IF(SUM($I3441:CJ3441)-$H3439<=0,0,SUM($I3441:CJ3441)-$H3439)","v":{"$error":"#VALUE!"}},{"$f":"IF(SUM($I3441:CK3441)-$H3439<=0,0,SUM($I3441:CK3441)-$H3439)","v":{"$error":"#VALUE!"}},{"$f":"IF(SUM($I3441:CL3441)-$H3439<=0,0,SUM($I3441:CL3441)-$H3439)","v":{"$error":"#VALUE!"}},{"$f":"IF(SUM($I3441:CM3441)-$H3439<=0,0,SUM($I3441:CM3441)-$H3439)","v":{"$error":"#VALUE!"}},{"$f":"IF(SUM($I3441:CN3441)-$H3439<=0,0,SUM($I3441:CN3441)-$H3439)","v":{"$error":"#VALUE!"}},{"$f":"IF(SUM($I3441:CO3441)-$H3439<=0,0,SUM($I3441:CO3441)-$H3439)","v":{"$error":"#VALUE!"}},{"$f":"IF(SUM($I3441:CP3441)-$H3439<=0,0,SUM($I3441:CP3441)-$H3439)","v":{"$error":"#VALUE!"}},{"$f":"IF(SUM($I3441:CQ3441)-$H3439<=0,0,SUM($I3441:CQ3441)-$H3439)","v":{"$error":"#VALUE!"}},{"$f":"IF(SUM($I3441:CR3441)-$H3439<=0,0,SUM($I3441:CR3441)-$H3439)","v":{"$error":"#VALUE!"}},{"$f":"IF(SUM($I3441:CS3441)-$H3439<=0,0,SUM($I3441:CS3441)-$H3439)","v":{"$error":"#VALUE!"}},{"$f":"IF(SUM($I3441:CT3441)-$H3439<=0,0,SUM($I3441:CT3441)-$H3439)","v":{"$error":"#VALUE!"}},{"$f":"IF(SUM($I3441:CU3441)-$H3439<=0,0,SUM($I3441:CU3441)-$H3439)","v":{"$error":"#VALUE!"}},{"$f":"IF(SUM($I3441:CV3441)-$H3439<=0,0,SUM($I3441:CV3441)-$H3439)","v":{"$error":"#VALUE!"}},{"$f":"IF(SUM($I3441:CW3441)-$H3439<=0,0,SUM($I3441:CW3441)-$H3439)","v":{"$error":"#VALUE!"}},{"$f":"IF(SUM($I3441:CX3441)-$H3439<=0,0,SUM($I3441:CX3441)-$H3439)","v":{"$error":"#VALUE!"}},{"$f":"IF(SUM($I3441:CY3441)-$H3439<=0,0,SUM($I3441:CY3441)-$H3439)","v":{"$error":"#VALUE!"}},{"$f":"IF(SUM($I3441:CZ3441)-$H3439<=0,0,SUM($I3441:CZ3441)-$H3439)","v":{"$error":"#VALUE!"}},"NA"]
[{"$f":"CONCATENATE(H3331,C3443)","v":"CSO 02713d."},null,"13d.","Combined sewage after GI saturation and CSO control (MG). Excess after Line 13c exceeds Line 13a.",null,null,{"$f":"C3443","v":"13d."},null,{"$f":"I3442-H3442","v":{"$error":"#VALUE!"}},{"$f":"J3442-I3442","v":{"$error":"#VALUE!"}},{"$f":"K3442-J3442","v":{"$error":"#VALUE!"}},{"$f":"L3442-K3442","v":{"$error":"#VALUE!"}},{"$f":"M3442-L3442","v":{"$error":"#VALUE!"}},{"$f":"N3442-M3442","v":{"$error":"#VALUE!"}},{"$f":"O3442-N3442","v":{"$error":"#VALUE!"}},{"$f":"P3442-O3442","v":{"$error":"#VALUE!"}},{"$f":"Q3442-P3442","v":{"$error":"#VALUE!"}},{"$f":"R3442-Q3442","v":{"$error":"#VALUE!"}},{"$f":"S3442-R3442","v":{"$error":"#VALUE!"}},{"$f":"T3442-S3442","v":{"$error":"#VALUE!"}},{"$f":"U3442-T3442","v":{"$error":"#VALUE!"}},{"$f":"V3442-U3442","v":{"$error":"#VALUE!"}},{"$f":"W3442-V3442","v":{"$error":"#VALUE!"}},{"$f":"X3442-W3442","v":{"$error":"#VALUE!"}},{"$f":"Y3442-X3442","v":{"$error":"#VALUE!"}},{"$f":"Z3442-Y3442","v":{"$error":"#VALUE!"}},{"$f":"AA3442-Z3442","v":{"$error":"#VALUE!"}},{"$f":"AB3442-AA3442","v":{"$error":"#VALUE!"}},{"$f":"AC3442-AB3442","v":{"$error":"#VALUE!"}},{"$f":"AD3442-AC3442","v":{"$error":"#VALUE!"}},{"$f":"AE3442-AD3442","v":{"$error":"#VALUE!"}},{"$f":"AF3442-AE3442","v":{"$error":"#VALUE!"}},{"$f":"AG3442-AF3442","v":{"$error":"#VALUE!"}},{"$f":"AH3442-AG3442","v":{"$error":"#VALUE!"}},{"$f":"AI3442-AH3442","v":{"$error":"#VALUE!"}},{"$f":"AJ3442-AI3442","v":{"$error":"#VALUE!"}},{"$f":"AK3442-AJ3442","v":{"$error":"#VALUE!"}},{"$f":"AL3442-AK3442","v":{"$error":"#VALUE!"}},{"$f":"AM3442-AL3442","v":{"$error":"#VALUE!"}},{"$f":"AN3442-AM3442","v":{"$error":"#VALUE!"}},{"$f":"AO3442-AN3442","v":{"$error":"#VALUE!"}},{"$f":"AP3442-AO3442","v":{"$error":"#VALUE!"}},{"$f":"AQ3442-AP3442","v":{"$error":"#VALUE!"}},{"$f":"AR3442-AQ3442","v":{"$error":"#VALUE!"}},{"$f":"AS3442-AR3442","v":{"$error":"#VALUE!"}},{"$f":"AT3442-AS3442","v":{"$error":"#VALUE!"}},{"$f":"AU3442-AT3442","v":{"$error":"#VALUE!"}},{"$f":"AV3442-AU3442","v":{"$error":"#VALUE!"}},{"$f":"AW3442-AV3442","v":{"$error":"#VALUE!"}},{"$f":"AX3442-AW3442","v":{"$error":"#VALUE!"}},{"$f":"AY3442-AX3442","v":{"$error":"#VALUE!"}},{"$f":"AZ3442-AY3442","v":{"$error":"#VALUE!"}},{"$f":"BA3442-AZ3442","v":{"$error":"#VALUE!"}},{"$f":"BB3442-BA3442","v":{"$error":"#VALUE!"}},{"$f":"BC3442-BB3442","v":{"$error":"#VALUE!"}},{"$f":"BD3442-BC3442","v":{"$error":"#VALUE!"}},{"$f":"BE3442-BD3442","v":{"$error":"#VALUE!"}},{"$f":"BF3442-BE3442","v":{"$error":"#VALUE!"}},{"$f":"BG3442-BF3442","v":{"$error":"#VALUE!"}},{"$f":"BH3442-BG3442","v":{"$error":"#VALUE!"}},{"$f":"BI3442-BH3442","v":{"$error":"#VALUE!"}},{"$f":"BJ3442-BI3442","v":{"$error":"#VALUE!"}},{"$f":"BK3442-BJ3442","v":{"$error":"#VALUE!"}},{"$f":"BL3442-BK3442","v":{"$error":"#VALUE!"}},{"$f":"BM3442-BL3442","v":{"$error":"#VALUE!"}},{"$f":"BN3442-BM3442","v":{"$error":"#VALUE!"}},{"$f":"BO3442-BN3442","v":{"$error":"#VALUE!"}},{"$f":"BP3442-BO3442","v":{"$error":"#VALUE!"}},{"$f":"BQ3442-BP3442","v":{"$error":"#VALUE!"}},{"$f":"BR3442-BQ3442","v":{"$error":"#VALUE!"}},{"$f":"BS3442-BR3442","v":{"$error":"#VALUE!"}},{"$f":"BT3442-BS3442","v":{"$error":"#VALUE!"}},{"$f":"BU3442-BT3442","v":{"$error":"#VALUE!"}},{"$f":"BV3442-BU3442","v":{"$error":"#VALUE!"}},{"$f":"BW3442-BV3442","v":{"$error":"#VALUE!"}},{"$f":"BX3442-BW3442","v":{"$error":"#VALUE!"}},{"$f":"BY3442-BX3442","v":{"$error":"#VALUE!"}},{"$f":"BZ3442-BY3442","v":{"$error":"#VALUE!"}},{"$f":"CA3442-BZ3442","v":{"$error":"#VALUE!"}},{"$f":"CB3442-CA3442","v":{"$error":"#VALUE!"}},{"$f":"CC3442-CB3442","v":{"$error":"#VALUE!"}},{"$f":"CD3442-CC3442","v":{"$error":"#VALUE!"}},{"$f":"CE3442-CD3442","v":{"$error":"#VALUE!"}},{"$f":"CF3442-CE3442","v":{"$error":"#VALUE!"}},{"$f":"CG3442-CF3442","v":{"$error":"#VALUE!"}},{"$f":"CH3442-CG3442","v":{"$error":"#VALUE!"}},{"$f":"CI3442-CH3442","v":{"$error":"#VALUE!"}},{"$f":"CJ3442-CI3442","v":{"$error":"#VALUE!"}},{"$f":"CK3442-CJ3442","v":{"$error":"#VALUE!"}},{"$f":"CL3442-CK3442","v":{"$error":"#VALUE!"}},{"$f":"CM3442-CL3442","v":{"$error":"#VALUE!"}},{"$f":"CN3442-CM3442","v":{"$error":"#VALUE!"}},{"$f":"CO3442-CN3442","v":{"$error":"#VALUE!"}},{"$f":"CP3442-CO3442","v":{"$error":"#VALUE!"}},{"$f":"CQ3442-CP3442","v":{"$error":"#VALUE!"}},{"$f":"CR3442-CQ3442","v":{"$error":"#VALUE!"}},{"$f":"CS3442-CR3442","v":{"$error":"#VALUE!"}},{"$f":"CT3442-CS3442","v":{"$error":"#VALUE!"}},{"$f":"CU3442-CT3442","v":{"$error":"#VALUE!"}},{"$f":"CV3442-CU3442","v":{"$error":"#VALUE!"}},{"$f":"CW3442-CV3442","v":{"$error":"#VALUE!"}},{"$f":"CX3442-CW3442","v":{"$error":"#VALUE!"}},{"$f":"CY3442-CX3442","v":{"$error":"#VALUE!"}},{"$f":"CZ3442-CY3442","v":{"$error":"#VALUE!"}},{"$f":"SUM(I3443:CZ3443)","v":{"$error":"#VALUE!"}}]
[{"$f":"CONCATENATE(H3331,C3444)","v":"CSO 02714a."},"14. CSO Flows","14a.","CSO hydraulic control capacity (MGD). ",null,null,"14a.",{"$f":"HLOOKUP(H3331,'4 - CSO VOLUME'!$E$9:$AS$33,20,FALSE)","v":""}]
[{"$f":"CONCATENATE(H3331,C3445)","v":"CSO 02714b."},null,"14b.","Total CSO volume (MG). Divide Line 14a by 24, then subtract from Line 13d at hourly increments.",null,null,"14b.",null,{"$f":"IF(I3443-($H3444/(4*24))<0,0,I3443-($H3444/(4*24)))","v":{"$error":"#VALUE!"}},{"$f":"IF(J3443-($H3444/(4*24))<0,0,J3443-($H3444/(4*24)))","v":{"$error":"#VALUE!"}},{"$error":"#VALUE!"},{"$error":"#VALUE!"},{"$error":"#VALUE!"},{"$error":"#VALUE!"},{"$error":"#VALUE!"},{"$error":"#VALUE!"},{"$error":"#VALUE!"},{"$error":"#VALUE!"},{"$error":"#VALUE!"},{"$error":"#VALUE!"},{"$error":"#VALUE!"},{"$error":"#VALUE!"},{"$error":"#VALUE!"},{"$error":"#VALUE!"},{"$error":"#VALUE!"},{"$error":"#VALUE!"},{"$error":"#VALUE!"},{"$error":"#VALUE!"},{"$error":"#VALUE!"},{"$error":"#VALUE!"},{"$error":"#VALUE!"},{"$error":"#VALUE!"},{"$error":"#VALUE!"},{"$error":"#VALUE!"},{"$error":"#VALUE!"},{"$error":"#VALUE!"},{"$error":"#VALUE!"},{"$error":"#VALUE!"},{"$error":"#VALUE!"},{"$error":"#VALUE!"},{"$error":"#VALUE!"},{"$error":"#VALUE!"},{"$error":"#VALUE!"},{"$error":"#VALUE!"},{"$error":"#VALUE!"},{"$error":"#VALUE!"},{"$error":"#VALUE!"},{"$error":"#VALUE!"},{"$error":"#VALUE!"},{"$error":"#VALUE!"},{"$error":"#VALUE!"},{"$error":"#VALUE!"},{"$error":"#VALUE!"},{"$error":"#VALUE!"},{"$error":"#VALUE!"},{"$error":"#VALUE!"},{"$error":"#VALUE!"},{"$error":"#VALUE!"},{"$error":"#VALUE!"},{"$error":"#VALUE!"},{"$error":"#VALUE!"},{"$error":"#VALUE!"},{"$error":"#VALUE!"},{"$error":"#VALUE!"},{"$error":"#VALUE!"},{"$error":"#VALUE!"},{"$error":"#VALUE!"},{"$error":"#VALUE!"},{"$error":"#VALUE!"},{"$error":"#VALUE!"},{"$error":"#VALUE!"},{"$error":"#VALUE!"},{"$error":"#VALUE!"},{"$f":"IF(BV3443-($H3444/(4*24))<0,0,BV3443-($H3444/(4*24)))","v":{"$error":"#VALUE!"}},{"$error":"#VALUE!"},{"$error":"#VALUE!"},{"$error":"#VALUE!"},{"$error":"#VALUE!"},{"$error":"#VALUE!"},{"$error":"#VALUE!"},{"$error":"#VALUE!"},{"$error":"#VALUE!"},{"$error":"#VALUE!"},{"$error":"#VALUE!"},{"$error":"#VALUE!"},{"$error":"#VALUE!"},{"$error":"#VALUE!"},{"$error":"#VALUE!"},{"$error":"#VALUE!"},{"$error":"#VALUE!"},{"$error":"#VALUE!"},{"$error":"#VALUE!"},{"$error":"#VALUE!"},{"$error":"#VALUE!"},{"$error":"#VALUE!"},{"$error":"#VALUE!"},{"$error":"#VALUE!"},{"$error":"#VALUE!"},{"$error":"#VALUE!"},{"$error":"#VALUE!"},{"$error":"#VALUE!"},{"$error":"#VALUE!"},{"$error":"#VALUE!"},{"$error":"#VALUE!"},{"$f":"SUM(I3445:CZ3445)","v":{"$error":"#VALUE!"}}]
[{"$f":"CONCATENATE(H3331,C3446)","v":"CSO 02714c."},null,"14c.","CSO treatment capacity (MGD). Line 7c.",null,null,"14c.",{"$f":"HLOOKUP(H3331,'4 - CSO VOLUME'!$E$9:$AS$33,22,FALSE)","v":""}]
[{"$f":"CONCATENATE(H3331,C3447)","v":"CSO 02714d."},null,"14d.","Treated CSO volume (MG). Populate with Line 14b values that are less than or equal to Line 14c divided by 24.",null,null,"14d.",null,{"$f":"IF(I3445=0,0,IF(I3445<=$H3446/(4*24),I3445,$H3446/(4*24)))","v":{"$error":"#VALUE!"}},{"$f":"IF(J3445=0,0,IF(J3445<=$H3446/(4*24),J3445,$H3446/(4*24)))","v":{"$error":"#VALUE!"}},{"$error":"#VALUE!"},{"$error":"#VALUE!"},{"$error":"#VALUE!"},{"$error":"#VALUE!"},{"$error":"#VALUE!"},{"$error":"#VALUE!"},{"$error":"#VALUE!"},{"$error":"#VALUE!"},{"$error":"#VALUE!"},{"$error":"#VALUE!"},{"$error":"#VALUE!"},{"$error":"#VALUE!"},{"$error":"#VALUE!"},{"$error":"#VALUE!"},{"$error":"#VALUE!"},{"$error":"#VALUE!"},{"$error":"#VALUE!"},{"$error":"#VALUE!"},{"$error":"#VALUE!"},{"$error":"#VALUE!"},{"$error":"#VALUE!"},{"$error":"#VALUE!"},{"$error":"#VALUE!"},{"$error":"#VALUE!"},{"$error":"#VALUE!"},{"$error":"#VALUE!"},{"$error":"#VALUE!"},{"$error":"#VALUE!"},{"$error":"#VALUE!"},{"$error":"#VALUE!"},{"$error":"#VALUE!"},{"$error":"#VALUE!"},{"$error":"#VALUE!"},{"$error":"#VALUE!"},{"$error":"#VALUE!"},{"$error":"#VALUE!"},{"$error":"#VALUE!"},{"$error":"#VALUE!"},{"$error":"#VALUE!"},{"$error":"#VALUE!"},{"$error":"#VALUE!"},{"$error":"#VALUE!"},{"$error":"#VALUE!"},{"$error":"#VALUE!"},{"$error":"#VALUE!"},{"$error":"#VALUE!"},{"$error":"#VALUE!"},{"$error":"#VALUE!"},{"$error":"#VALUE!"},{"$error":"#VALUE!"},{"$error":"#VALUE!"},{"$error":"#VALUE!"},{"$error":"#VALUE!"},{"$error":"#VALUE!"},{"$error":"#VALUE!"},{"$error":"#VALUE!"},{"$error":"#VALUE!"},{"$error":"#VALUE!"},{"$error":"#VALUE!"},{"$error":"#VALUE!"},{"$error":"#VALUE!"},{"$error":"#VALUE!"},{"$error":"#VALUE!"},{"$f":"IF(BV3445=0,0,IF(BV3445<=$H3446/(4*24),BV3445,$H3446/(4*24)))","v":{"$error":"#VALUE!"}},{"$error":"#VALUE!"},{"$error":"#VALUE!"},{"$error":"#VALUE!"},{"$error":"#VALUE!"},{"$error":"#VALUE!"},{"$error":"#VALUE!"},{"$error":"#VALUE!"},{"$error":"#VALUE!"},{"$error":"#VALUE!"},{"$error":"#VALUE!"},{"$error":"#VALUE!"},{"$error":"#VALUE!"},{"$error":"#VALUE!"},{"$error":"#VALUE!"},{"$error":"#VALUE!"},{"$error":"#VALUE!"},{"$error":"#VALUE!"},{"$error":"#VALUE!"},{"$error":"#VALUE!"},{"$error":"#VALUE!"},{"$error":"#VALUE!"},{"$error":"#VALUE!"},{"$error":"#VALUE!"},{"$error":"#VALUE!"},{"$error":"#VALUE!"},{"$error":"#VALUE!"},{"$error":"#VALUE!"},{"$error":"#VALUE!"},{"$error":"#VALUE!"},{"$error":"#VALUE!"},{"$f":"SUM(I3447:CZ3447)","v":{"$error":"#VALUE!"}}]
[{"$f":"CONCATENATE(H3331,C3448)","v":"CSO 02714e."},null,"14e.","Untreated CSO volume (MG). Difference between hourly values for Line 14b and line 14d.",null,null,"14e.",null,{"$f":"I3445-I3447","v":{"$error":"#VALUE!"}},{"$f":"J3445-J3447","v":{"$error":"#VALUE!"}},{"$error":"#VALUE!"},{"$error":"#VALUE!"},{"$error":"#VALUE!"},{"$error":"#VALUE!"},{"$error":"#VALUE!"},{"$error":"#VALUE!"},{"$error":"#VALUE!"},{"$error":"#VALUE!"},{"$error":"#VALUE!"},{"$error":"#VALUE!"},{"$error":"#VALUE!"},{"$error":"#VALUE!"},{"$error":"#VALUE!"},{"$error":"#VALUE!"},{"$error":"#VALUE!"},{"$error":"#VALUE!"},{"$error":"#VALUE!"},{"$error":"#VALUE!"},{"$error":"#VALUE!"},{"$error":"#VALUE!"},{"$error":"#VALUE!"},{"$error":"#VALUE!"},{"$error":"#VALUE!"},{"$error":"#VALUE!"},{"$error":"#VALUE!"},{"$error":"#VALUE!"},{"$error":"#VALUE!"},{"$error":"#VALUE!"},{"$error":"#VALUE!"},{"$error":"#VALUE!"},{"$error":"#VALUE!"},{"$error":"#VALUE!"},{"$error":"#VALUE!"},{"$error":"#VALUE!"},{"$error":"#VALUE!"},{"$error":"#VALUE!"},{"$error":"#VALUE!"},{"$error":"#VALUE!"},{"$error":"#VALUE!"},{"$error":"#VALUE!"},{"$error":"#VALUE!"},{"$error":"#VALUE!"},{"$error":"#VALUE!"},{"$error":"#VALUE!"},{"$error":"#VALUE!"},{"$error":"#VALUE!"},{"$error":"#VALUE!"},{"$error":"#VALUE!"},{"$error":"#VALUE!"},{"$error":"#VALUE!"},{"$error":"#VALUE!"},{"$error":"#VALUE!"},{"$error":"#VALUE!"},{"$error":"#VALUE!"},{"$error":"#VALUE!"},{"$error":"#VALUE!"},{"$error":"#VALUE!"},{"$error":"#VALUE!"},{"$error":"#VALUE!"},{"$error":"#VALUE!"},{"$error":"#VALUE!"},{"$error":"#VALUE!"},{"$error":"#VALUE!"},{"$f":"BV3445-BV3447","v":{"$error":"#VALUE!"}},{"$error":"#VALUE!"},{"$error":"#VALUE!"},{"$error":"#VALUE!"},{"$error":"#VALUE!"},{"$error":"#VALUE!"},{"$error":"#VALUE!"},{"$error":"#VALUE!"},{"$error":"#VALUE!"},{"$error":"#VALUE!"},{"$error":"#VALUE!"},{"$error":"#VALUE!"},{"$error":"#VALUE!"},{"$error":"#VALUE!"},{"$error":"#VALUE!"},{"$error":"#VALUE!"},{"$error":"#VALUE!"},{"$error":"#VALUE!"},{"$error":"#VALUE!"},{"$error":"#VALUE!"},{"$error":"#VALUE!"},{"$error":"#VALUE!"},{"$error":"#VALUE!"},{"$error":"#VALUE!"},{"$error":"#VALUE!"},{"$error":"#VALUE!"},{"$error":"#VALUE!"},{"$error":"#VALUE!"},{"$error":"#VALUE!"},{"$error":"#VALUE!"},{"$error":"#VALUE!"},{"$f":"SUM(I3448:CZ3448)","v":{"$error":"#VALUE!"}}]
[{"$f":"CONCATENATE(H3331,C3449)","v":"CSO 02714f."},null,"14f.","Combined sewage diverted to WWTP (MG). Subtract Line 14b from Line 13d at hourly increments.",null,null,"14f.",null,{"$f":"I3443-I3445","v":{"$error":"#VALUE!"}},{"$f":"J3443-J3445","v":{"$error":"#VALUE!"}},{"$error":"#VALUE!"},{"$error":"#VALUE!"},{"$error":"#VALUE!"},{"$error":"#VALUE!"},{"$error":"#VALUE!"},{"$error":"#VALUE!"},{"$error":"#VALUE!"},{"$error":"#VALUE!"},{"$error":"#VALUE!"},{"$error":"#VALUE!"},{"$error":"#VALUE!"},{"$error":"#VALUE!"},{"$error":"#VALUE!"},{"$error":"#VALUE!"},{"$error":"#VALUE!"},{"$error":"#VALUE!"},{"$error":"#VALUE!"},{"$error":"#VALUE!"},{"$error":"#VALUE!"},{"$error":"#VALUE!"},{"$error":"#VALUE!"},{"$error":"#VALUE!"},{"$error":"#VALUE!"},{"$error":"#VALUE!"},{"$error":"#VALUE!"},{"$error":"#VALUE!"},{"$error":"#VALUE!"},{"$error":"#VALUE!"},{"$error":"#VALUE!"},{"$error":"#VALUE!"},{"$error":"#VALUE!"},{"$error":"#VALUE!"},{"$error":"#VALUE!"},{"$error":"#VALUE!"},{"$error":"#VALUE!"},{"$error":"#VALUE!"},{"$error":"#VALUE!"},{"$error":"#VALUE!"},{"$error":"#VALUE!"},{"$error":"#VALUE!"},{"$error":"#VALUE!"},{"$error":"#VALUE!"},{"$error":"#VALUE!"},{"$error":"#VALUE!"},{"$error":"#VALUE!"},{"$error":"#VALUE!"},{"$error":"#VALUE!"},{"$error":"#VALUE!"},{"$error":"#VALUE!"},{"$error":"#VALUE!"},{"$error":"#VALUE!"},{"$error":"#VALUE!"},{"$error":"#VALUE!"},{"$error":"#VALUE!"},{"$error":"#VALUE!"},{"$error":"#VALUE!"},{"$error":"#VALUE!"},{"$error":"#VALUE!"},{"$error":"#VALUE!"},{"$error":"#VALUE!"},{"$error":"#VALUE!"},{"$error":"#VALUE!"},{"$error":"#VALUE!"},{"$f":"BV3443-BV3445","v":{"$error":"#VALUE!"}},{"$error":"#VALUE!"},{"$error":"#VALUE!"},{"$error":"#VALUE!"},{"$error":"#VALUE!"},{"$error":"#VALUE!"},{"$error":"#VALUE!"},{"$error":"#VALUE!"},{"$error":"#VALUE!"},{"$error":"#VALUE!"},{"$error":"#VALUE!"},{"$error":"#VALUE!"},{"$error":"#VALUE!"},{"$error":"#VALUE!"},{"$error":"#VALUE!"},{"$error":"#VALUE!"},{"$error":"#VALUE!"},{"$error":"#VALUE!"},{"$error":"#VALUE!"},{"$error":"#VALUE!"},{"$error":"#VALUE!"},{"$error":"#VALUE!"},{"$error":"#VALUE!"},{"$error":"#VALUE!"},{"$error":"#VALUE!"},{"$error":"#VALUE!"},{"$error":"#VALUE!"},{"$error":"#VALUE!"},{"$error":"#VALUE!"},{"$error":"#VALUE!"},{"$error":"#VALUE!"},{"$f":"SUM(I3449:CZ3449)","v":{"$error":"#VALUE!"}}]
[]
[]
[{"$nulls":7},{"$f":"A30","v":"CSO 028"}]
[{"$nulls":6},"Area (acres):",{"$f":"HLOOKUP(H3452,'2 - CSO INPUT'!$E$9:$AS$19,6,FALSE)","v":0},null,{"$f":"43560*7.48/(12*1000000)","v":0.027152400000000004},"MG",{"$f":"\"=\"","v":"="},1,"in-ac/hr"]
[{"$nulls":6},"ISA:",{"$f":"HLOOKUP(H3452,'2 - CSO INPUT'!$E$9:$AS$19,7,FALSE)","v":{"v":0,"d":"0%"}}]
[{"$nulls":6},"TOC (hr);",{"$f":"HLOOKUP(H3452,'3 - Tc & RAINFALL'!$E$9:$AS$17,6,FALSE)","v":""}]
[{"$nulls":6},"Initial Abstraction (in):",{"$f":"HLOOKUP(H3452,'3 - Tc & RAINFALL'!$E$9:$AS$17,9,FALSE)","v":{"v":0.1,"d":"0.10"}}]
[{"$nulls":4},"hour","P (in)","P_cum (in)","P_mod (in)",1,1.25,{"v":1.5,"d":"1.50"},1.75,{"v":2,"d":"2.00"},2.25,{"v":2.5,"d":"2.50"},2.75,{"v":3,"d":"3.00"},3.25,{"v":3.5,"d":"3.50"},3.75,{"v":4,"d":"4.00"},4.25,{"v":4.5,"d":"4.50"},4.75,{"v":5,"d":"5.00"},5.25,{"v":5.5,"d":"5.50"},5.75,{"v":6,"d":"6.00"},6.25,{"v":6.5,"d":"6.50"},6.75,{"v":7,"d":"7.00"},7.25,{"v":7.5,"d":"7.50"},7.75,{"v":8,"d":"8.00"},8.25,{"v":8.5,"d":"8.50"},8.75,{"v":9,"d":"9.00"},9.25,{"v":9.5,"d":"9.50"},9.75,{"v":10,"d":"10.00"},10.25,{"v":10.5,"d":"10.50"},10.75,{"v":11,"d":"11.00"},11.25,{"v":11.5,"d":"11.50"},11.75,{"v":12,"d":"12.00"},12.25,{"v":12.5,"d":"12.50"},12.75,{"v":13,"d":"13.00"},13.25,{"v":13.5,"d":"13.50"},13.75,{"v":14,"d":"14.00"},14.25,{"v":14.5,"d":"14.50"},14.75,{"v":15,"d":"15.00"},15.25,{"v":15.5,"d":"15.50"},15.75,{"v":16,"d":"16.00"},16.25,{"v":16.5,"d":"16.50"},16.75,{"v":17,"d":"17.00"},17.25,{"v":17.5,"d":"17.50"},17.75,{"v":18,"d":"18.00"},18.25,{"v":18.5,"d":"18.50"},18.75,{"v":19,"d":"19.00"},19.25,{"v":19.5,"d":"19.50"},19.75,{"v":20,"d":"20.00"},20.25,{"v":20.5,"d":"20.50"},20.75,{"v":21,"d":"21.00"},21.25,{"v":21.5,"d":"21.50"},21.75,{"v":22,"d":"22.00"},22.25,{"v":22.5,"d":"22.50"},22.75,{"v":23,"d":"23.00"},23.25,{"v":23.5,"d":"23.50"},23.75,{"v":24,"d":"24.00"},24.25,{"v":24.5,"d":"24.50"},24.75]
[{"$nulls":4},1,{"$f":"$DF$3","v":{"v":0,"d":"0.000"}},{"$f":"IF(SUM(F3458:F3458)-H3456<=0,0,SUM(F3458:F3458)-H3456)","v":{"v":0,"d":"0.00"}},{"$f":"G3458-0","v":{"v":0,"d":"0.000"}},{"$f":"IF(H3455<=I3457-E3458,0,H3458*H3453*H3454*J3453/(H3455*4))","v":{"$error":"#VALUE!"}},{"$f":"IF(H3455<=J3457-E3458,0,H3458*H3453*H3454*J3453/(H3455*4))","v":{"$error":"#VALUE!"}},{"$f":"IF(H3455<=K3457-E3458,0,H3458*H3453*H3454*J3453/(H3455*4))","v":{"$error":"#VALUE!"}},{"$f":"IF(H3455<=L3457-E3458,0,H3458*H3453*H3454*J3453/(H3455*4))","v":{"$error":"#VALUE!"}},{"$f":"IF(H3455<=M3457-E3458,0,H3458*H3453*H3454*J3453/(H3455*4))","v":{"$error":"#VALUE!"}},{"$f":"IF(H3455<=N3457-E3458,0,H3458*H3453*H3454*J3453/(H3455*4))","v":{"$error":"#VALUE!"}},{"$f":"IF(H3455<=O3457-E3458,0,H3458*H3453*H3454*J3453/(H3455*4))","v":{"$error":"#VALUE!"}},{"$f":"IF(H3455<=P3457-E3458,0,H3458*H3453*H3454*J3453/(H3455*4))","v":{"$error":"#VALUE!"}},{"$f":"IF(H3455<=Q3457-E3458,0,H3458*H3453*H3454*J3453/(H3455*4))","v":{"$error":"#VALUE!"}},{"$f":"IF(H3455<=R3457-E3458,0,H3458*H3453*H3454*J3453/(H3455*4))","v":{"$error":"#VALUE!"}},{"$f":"IF(H3455<=S3457-E3458,0,H3458*H3453*H3454*J3453/(H3455*4))","v":{"$error":"#VALUE!"}},{"$f":"IF(H3455<=T3457-E3458,0,H3458*H3453*H3454*J3453/(H3455*4))","v":{"$error":"#VALUE!"}},{"$f":"IF(H3455<=U3457-E3458,0,H3458*H3453*H3454*J3453/(H3455*4))","v":{"$error":"#VALUE!"}}]
[{"$nulls":4},1.25,{"$f":"$DF$4","v":{"v":0,"d":"0.000"}},{"$f":"IF(SUM(F3458:F3459)-H3456<=0,0,SUM(F3458:F3459)-H3456)","v":{"v":0,"d":"0.00"}},{"$f":"G3459-G3458","v":{"v":0,"d":"0.000"}},null,{"$f":"IF(H3455<=J3457-E3459,0,H3459*H3453*H3454*J3453/(H3455*4))","v":{"$error":"#VALUE!"}},{"$f":"IF(H3455<=K3457-E3459,0,H3459*H3453*H3454*J3453/(H3455*4))","v":{"$error":"#VALUE!"}},{"$f":"IF(H3455<=L3457-E3459,0,H3459*H3453*H3454*J3453/(H3455*4))","v":{"$error":"#VALUE!"}},{"$f":"IF(H3455<=M3457-E3459,0,H3459*H3453*H3454*J3453/(H3455*4))","v":{"$error":"#VALUE!"}},{"$f":"IF(H3455<=N3457-E3459,0,H3459*H3453*H3454*J3453/(H3455*4))","v":{"$error":"#VALUE!"}},{"$f":"IF(H3455<=O3457-E3459,0,H3459*H3453*H3454*J3453/(H3455*4))","v":{"$error":"#VALUE!"}},{"$f":"IF(H3455<=P3457-E3459,0,H3459*H3453*H3454*J3453/(H3455*4))","v":{"$error":"#VALUE!"}},{"$f":"IF(H3455<=Q3457-E3459,0,H3459*H3453*H3454*J3453/(H3455*4))","v":{"$error":"#VALUE!"}},{"$f":"IF(H3455<=R3457-E3459,0,H3459*H3453*H3454*J3453/(H3455*4))","v":{"$error":"#VALUE!"}},{"$f":"IF(H3455<=S3457-E3459,0,H3459*H3453*H3454*J3453/(H3455*4))","v":{"$error":"#VALUE!"}},{"$f":"IF(H3455<=T3457-E3459,0,H3459*H3453*H3454*J3453/(H3455*4))","v":{"$error":"#VALUE!"}},{"$f":"IF(H3455<=U3457-E3459,0,H3459*H3453*H3454*J3453/(H3455*4))","v":{"$error":"#VALUE!"}},{"$f":"IF(H3455<=V3457-E3459,0,H3459*H3453*H3454*J3453/(H3455*4))","v":{"$error":"#VALUE!"}}]
[{"$nulls":4},{"v":1.5,"d":"1.50"},{"$f":"$DF$5","v":{"v":0,"d":"0.000"}},{"$f":"IF(SUM(F3458:F3460)-H3456<=0,0,SUM(F3458:F3460)-H3456)","v":{"v":0,"d":"0.00"}},{"$f":"G3460-G3459","v":{"v":0,"d":"0.000"}},null,null,{"$f":"IF(H3455<=K3457-E3460,0,H3460*H3453*H3454*J3453/(H3455*4))","v":{"$error":"#VALUE!"}},{"$f":"IF(H3455<=L3457-E3460,0,H3460*H3453*H3454*J3453/(H3455*4))","v":{"$error":"#VALUE!"}},{"$f":"IF(H3455<=M3457-E3460,0,H3460*H3453*H3454*J3453/(H3455*4))","v":{"$error":"#VALUE!"}},{"$f":"IF(H3455<=N3457-E3460,0,H3460*H3453*H3454*J3453/(H3455*4))","v":{"$error":"#VALUE!"}},{"$f":"IF(H3455<=O3457-E3460,0,H3460*H3453*H3454*J3453/(H3455*4))","v":{"$error":"#VALUE!"}},{"$f":"IF(H3455<=P3457-E3460,0,H3460*H3453*H3454*J3453/(H3455*4))","v":{"$error":"#VALUE!"}},{"$f":"IF(H3455<=Q3457-E3460,0,H3460*H3453*H3454*J3453/(H3455*4))","v":{"$error":"#VALUE!"}},{"$f":"IF(H3455<=R3457-E3460,0,H3460*H3453*H3454*J3453/(H3455*4))","v":{"$error":"#VALUE!"}},{"$f":"IF(H3455<=S3457-E3460,0,H3460*H3453*H3454*J3453/(H3455*4))","v":{"$error":"#VALUE!"}},{"$f":"IF(H3455<=T3457-E3460,0,H3460*H3453*H3454*J3453/(H3455*4))","v":{"$error":"#VALUE!"}},{"$f":"IF(H3455<=U3457-E3460,0,H3460*H3453*H3454*J3453/(H3455*4))","v":{"$error":"#VALUE!"}},{"$f":"IF(H3455<=V3457-E3460,0,H3460*H3453*H3454*J3453/(H3455*4))","v":{"$error":"#VALUE!"}},{"$f":"IF(H3455<=W3457-E3460,0,H3460*H3453*H3454*J3453/(H3455*4))","v":{"$error":"#VALUE!"}}]
[{"$nulls":4},1.75,{"$f":"$DF$6","v":{"v":0,"d":"0.000"}},{"$f":"IF(SUM(F3458:F3461)-H3456<=0,0,SUM(F3458:F3461)-H3456)","v":{"v":0,"d":"0.00"}},{"v":0,"d":"0.000"},{"$nulls":3},{"$f":"IF(H3455<=L3457-E3461,0,H3461*H3453*H3454*J3453/(H3455*4))","v":{"$error":"#VALUE!"}},{"$f":"IF(H3455<=M3457-E3461,0,H3461*H3453*H3454*J3453/(H3455*4))","v":{"$error":"#VALUE!"}},{"$f":"IF(H3455<=N3457-E3461,0,H3461*H3453*H3454*J3453/(H3455*4))","v":{"$error":"#VALUE!"}},{"$f":"IF(H3455<=O3457-E3461,0,H3461*H3453*H3454*J3453/(H3455*4))","v":{"$error":"#VALUE!"}},{"$f":"IF(H3455<=P3457-E3461,0,H3461*H3453*H3454*J3453/(H3455*4))","v":{"$error":"#VALUE!"}},{"$f":"IF(H3455<=Q3457-E3461,0,H3461*H3453*H3454*J3453/(H3455*4))","v":{"$error":"#VALUE!"}},{"$f":"IF(H3455<=R3457-E3461,0,H3461*H3453*H3454*J3453/(H3455*4))","v":{"$error":"#VALUE!"}},{"$f":"IF(H3455<=S3457-E3461,0,H3461*H3453*H3454*J3453/(H3455*4))","v":{"$error":"#VALUE!"}},{"$f":"IF(H3455<=T3457-E3461,0,H3461*H3453*H3454*J3453/(H3455*4))","v":{"$error":"#VALUE!"}},{"$f":"IF(H3455<=U3457-E3461,0,H3461*H3453*H3454*J3453/(H3455*4))","v":{"$error":"#VALUE!"}},{"$f":"IF(H3455<=V3457-E3461,0,H3461*H3453*H3454*J3453/(H3455*4))","v":{"$error":"#VALUE!"}},{"$f":"IF(H3455<=W3457-E3461,0,H3461*H3453*H3454*J3453/(H3455*4))","v":{"$error":"#VALUE!"}},{"$f":"IF(H3455<=X3457-E3461,0,H3461*H3453*H3454*J3453/(H3455*4))","v":{"$error":"#VALUE!"}}]
[{"$nulls":4},{"v":2,"d":"2.00"},{"$f":"$DF$7","v":{"v":0,"d":"0.000"}},{"$f":"IF(SUM(F3458:F3462)-H3456<=0,0,SUM(F3458:F3462)-H3456)","v":{"v":0,"d":"0.00"}},{"v":0,"d":"0.000"},{"$nulls":4},{"$f":"IF(H3455<=M3457-E3462,0,H3462*H3453*H3454*J3453/(H3455*4))","v":{"$error":"#VALUE!"}},{"$f":"IF(H3455<=N3457-E3462,0,H3462*H3453*H3454*J3453/(H3455*4))","v":{"$error":"#VALUE!"}},{"$f":"IF(H3455<=O3457-E3462,0,H3462*H3453*H3454*J3453/(H3455*4))","v":{"$error":"#VALUE!"}},{"$f":"IF(H3455<=P3457-E3462,0,H3462*H3453*H3454*J3453/(H3455*4))","v":{"$error":"#VALUE!"}},{"$f":"IF(H3455<=Q3457-E3462,0,H3462*H3453*H3454*J3453/(H3455*4))","v":{"$error":"#VALUE!"}},{"$f":"IF(H3455<=R3457-E3462,0,H3462*H3453*H3454*J3453/(H3455*4))","v":{"$error":"#VALUE!"}},{"$f":"IF(H3455<=S3457-E3462,0,H3462*H3453*H3454*J3453/(H3455*4))","v":{"$error":"#VALUE!"}},{"$f":"IF(H3455<=T3457-E3462,0,H3462*H3453*H3454*J3453/(H3455*4))","v":{"$error":"#VALUE!"}},{"$f":"IF(H3455<=U3457-E3462,0,H3462*H3453*H3454*J3453/(H3455*4))","v":{"$error":"#VALUE!"}},{"$f":"IF(H3455<=V3457-E3462,0,H3462*H3453*H3454*J3453/(H3455*4))","v":{"$error":"#VALUE!"}},{"$f":"IF(H3455<=W3457-E3462,0,H3462*H3453*H3454*J3453/(H3455*4))","v":{"$error":"#VALUE!"}},{"$f":"IF(H3455<=X3457-E3462,0,H3462*H3453*H3454*J3453/(H3455*4))","v":{"$error":"#VALUE!"}},{"$f":"IF(H3455<=Y3457-E3462,0,H3462*H3453*H3454*J3453/(H3455*4))","v":{"$error":"#VALUE!"}}]
[{"$nulls":4},2.25,{"$f":"$DF$8","v":{"v":0,"d":"0.000"}},{"$f":"IF(SUM(F3458:F3463)-H3456<=0,0,SUM(F3458:F3463)-H3456)","v":{"v":0,"d":"0.00"}},{"v":0,"d":"0.000"},{"$nulls":5},{"$f":"IF(H3455<=N3457-E3463,0,H3463*H3453*H3454*J3453/(H3455*4))","v":{"$error":"#VALUE!"}},{"$f":"IF(H3455<=O3457-E3463,0,H3463*H3453*H3454*J3453/(H3455*4))","v":{"$error":"#VALUE!"}},{"$f":"IF(H3455<=P3457-E3463,0,H3463*H3453*H3454*J3453/(H3455*4))","v":{"$error":"#VALUE!"}},{"$f":"IF(H3455<=Q3457-E3463,0,H3463*H3453*H3454*J3453/(H3455*4))","v":{"$error":"#VALUE!"}},{"$f":"IF(H3455<=R3457-E3463,0,H3463*H3453*H3454*J3453/(H3455*4))","v":{"$error":"#VALUE!"}},{"$f":"IF(H3455<=S3457-E3463,0,H3463*H3453*H3454*J3453/(H3455*4))","v":{"$error":"#VALUE!"}},{"$f":"IF(H3455<=T3457-E3463,0,H3463*H3453*H3454*J3453/(H3455*4))","v":{"$error":"#VALUE!"}},{"$f":"IF(H3455<=U3457-E3463,0,H3463*H3453*H3454*J3453/(H3455*4))","v":{"$error":"#VALUE!"}},{"$f":"IF(H3455<=V3457-E3463,0,H3463*H3453*H3454*J3453/(H3455*4))","v":{"$error":"#VALUE!"}},{"$f":"IF(H3455<=W3457-E3463,0,H3463*H3453*H3454*J3453/(H3455*4))","v":{"$error":"#VALUE!"}},{"$f":"IF(H3455<=X3457-E3463,0,H3463*H3453*H3454*J3453/(H3455*4))","v":{"$error":"#VALUE!"}},{"$f":"IF(H3455<=Y3457-E3463,0,H3463*H3453*H3454*J3453/(H3455*4))","v":{"$error":"#VALUE!"}},{"$f":"IF(H3455<=Z3457-E3463,0,H3463*H3453*H3454*J3453/(H3455*4))","v":{"$error":"#VALUE!"}}]
[{"$nulls":4},{"v":2.5,"d":"2.50"},{"$f":"$DF$9","v":{"v":0,"d":"0.000"}},{"$f":"IF(SUM(F3458:F3464)-H3456<=0,0,SUM(F3458:F3464)-H3456)","v":{"v":0,"d":"0.00"}},{"v":0,"d":"0.000"},{"$nulls":6},{"$f":"IF(H3455<=O3457-E3464,0,H3464*H3453*H3454*J3453/(H3455*4))","v":{"$error":"#VALUE!"}},{"$f":"IF(H3455<=P3457-E3464,0,H3464*H3453*H3454*J3453/(H3455*4))","v":{"$error":"#VALUE!"}},{"$f":"IF(H3455<=Q3457-E3464,0,H3464*H3453*H3454*J3453/(H3455*4))","v":{"$error":"#VALUE!"}},{"$f":"IF(H3455<=R3457-E3464,0,H3464*H3453*H3454*J3453/(H3455*4))","v":{"$error":"#VALUE!"}},{"$f":"IF(H3455<=S3457-E3464,0,H3464*H3453*H3454*J3453/(H3455*4))","v":{"$error":"#VALUE!"}},{"$f":"IF(H3455<=T3457-E3464,0,H3464*H3453*H3454*J3453/(H3455*4))","v":{"$error":"#VALUE!"}},{"$f":"IF(H3455<=U3457-E3464,0,H3464*H3453*H3454*J3453/(H3455*4))","v":{"$error":"#VALUE!"}},{"$f":"IF(H3455<=V3457-E3464,0,H3464*H3453*H3454*J3453/(H3455*4))","v":{"$error":"#VALUE!"}},{"$f":"IF(H3455<=W3457-E3464,0,H3464*H3453*H3454*J3453/(H3455*4))","v":{"$error":"#VALUE!"}},{"$f":"IF(H3455<=X3457-E3464,0,H3464*H3453*H3454*J3453/(H3455*4))","v":{"$error":"#VALUE!"}},{"$f":"IF(H3455<=Y3457-E3464,0,H3464*H3453*H3454*J3453/(H3455*4))","v":{"$error":"#VALUE!"}},{"$f":"IF(H3455<=Z3457-E3464,0,H3464*H3453*H3454*J3453/(H3455*4))","v":{"$error":"#VALUE!"}},{"$f":"IF(H3455<=AA3457-E3464,0,H3464*H3453*H3454*J3453/(H3455*4))","v":{"$error":"#VALUE!"}}]
[{"$nulls":4},2.75,{"$f":"$DF$10","v":{"v":0,"d":"0.000"}},{"$f":"IF(SUM(F3458:F3465)-H3456<=0,0,SUM(F3458:F3465)-H3456)","v":{"v":0,"d":"0.00"}},{"v":0,"d":"0.000"},{"$nulls":7},{"$f":"IF(H3455<=P3457-E3465,0,H3465*H3453*H3454*J3453/(H3455*4))","v":{"$error":"#VALUE!"}},{"$f":"IF(H3455<=Q3457-E3465,0,H3465*H3453*H3454*J3453/(H3455*4))","v":{"$error":"#VALUE!"}},{"$f":"IF(H3455<=R3457-E3465,0,H3465*H3453*H3454*J3453/(H3455*4))","v":{"$error":"#VALUE!"}},{"$f":"IF(H3455<=S3457-E3465,0,H3465*H3453*H3454*J3453/(H3455*4))","v":{"$error":"#VALUE!"}},{"$f":"IF(H3455<=T3457-E3465,0,H3465*H3453*H3454*J3453/(H3455*4))","v":{"$error":"#VALUE!"}},{"$f":"IF(H3455<=U3457-E3465,0,H3465*H3453*H3454*J3453/(H3455*4))","v":{"$error":"#VALUE!"}},{"$f":"IF(H3455<=V3457-E3465,0,H3465*H3453*H3454*J3453/(H3455*4))","v":{"$error":"#VALUE!"}},{"$f":"IF(H3455<=W3457-E3465,0,H3465*H3453*H3454*J3453/(H3455*4))","v":{"$error":"#VALUE!"}},{"$f":"IF(H3455<=X3457-E3465,0,H3465*H3453*H3454*J3453/(H3455*4))","v":{"$error":"#VALUE!"}},{"$f":"IF(H3455<=Y3457-E3465,0,H3465*H3453*H3454*J3453/(H3455*4))","v":{"$error":"#VALUE!"}},{"$f":"IF(H3455<=Z3457-E3465,0,H3465*H3453*H3454*J3453/(H3455*4))","v":{"$error":"#VALUE!"}},{"$f":"IF(H3455<=AA3457-E3465,0,H3465*H3453*H3454*J3453/(H3455*4))","v":{"$error":"#VALUE!"}},{"$f":"IF(H3455<=AB3457-E3465,0,H3465*H3453*H3454*J3453/(H3455*4))","v":{"$error":"#VALUE!"}}]
[{"$nulls":4},{"v":3,"d":"3.00"},{"$f":"$DF$11","v":{"v":0,"d":"0.000"}},{"$f":"IF(SUM(F3458:F3466)-H3456<=0,0,SUM(F3458:F3466)-H3456)","v":{"v":0,"d":"0.00"}},{"v":0,"d":"0.000"},{"$nulls":8},{"$f":"IF(H3455<=Q3457-E3466,0,H3466*H3453*H3454*J3453/(H3455*4))","v":{"$error":"#VALUE!"}},{"$f":"IF(H3455<=R3457-E3466,0,H3466*H3453*H3454*J3453/(H3455*4))","v":{"$error":"#VALUE!"}},{"$f":"IF(H3455<=S3457-E3466,0,H3466*H3453*H3454*J3453/(H3455*4))","v":{"$error":"#VALUE!"}},{"$f":"IF(H3455<=T3457-E3466,0,H3466*H3453*H3454*J3453/(H3455*4))","v":{"$error":"#VALUE!"}},{"$f":"IF(H3455<=U3457-E3466,0,H3466*H3453*H3454*J3453/(H3455*4))","v":{"$error":"#VALUE!"}},{"$f":"IF(H3455<=V3457-E3466,0,H3466*H3453*H3454*J3453/(H3455*4))","v":{"$error":"#VALUE!"}},{"$f":"IF(H3455<=W3457-E3466,0,H3466*H3453*H3454*J3453/(H3455*4))","v":{"$error":"#VALUE!"}},{"$f":"IF(H3455<=X3457-E3466,0,H3466*H3453*H3454*J3453/(H3455*4))","v":{"$error":"#VALUE!"}},{"$f":"IF(H3455<=Y3457-E3466,0,H3466*H3453*H3454*J3453/(H3455*4))","v":{"$error":"#VALUE!"}},{"$f":"IF(H3455<=Z3457-E3466,0,H3466*H3453*H3454*J3453/(H3455*4))","v":{"$error":"#VALUE!"}},{"$f":"IF(H3455<=AA3457-E3466,0,H3466*H3453*H3454*J3453/(H3455*4))","v":{"$error":"#VALUE!"}},{"$f":"IF(H3455<=AB3457-E3466,0,H3466*H3453*H3454*J3453/(H3455*4))","v":{"$error":"#VALUE!"}},{"$f":"IF(H3455<=AC3457-E3466,0,H3466*H3453*H3454*J3453/(H3455*4))","v":{"$error":"#VALUE!"}}]
[{"$nulls":4},3.25,{"$f":"$DF$12","v":{"v":0,"d":"0.000"}},{"$f":"IF(SUM(F3458:F3467)-H3456<=0,0,SUM(F3458:F3467)-H3456)","v":{"v":0,"d":"0.00"}},{"v":0,"d":"0.000"},{"$nulls":9},{"$f":"IF(H3455<=R3457-E3467,0,H3467*H3453*H3454*J3453/(H3455*4))","v":{"$error":"#VALUE!"}},{"$f":"IF(H3455<=S3457-E3467,0,H3467*H3453*H3454*J3453/(H3455*4))","v":{"$error":"#VALUE!"}},{"$f":"IF(H3455<=T3457-E3467,0,H3467*H3453*H3454*J3453/(H3455*4))","v":{"$error":"#VALUE!"}},{"$f":"IF(H3455<=U3457-E3467,0,H3467*H3453*H3454*J3453/(H3455*4))","v":{"$error":"#VALUE!"}},{"$f":"IF(H3455<=V3457-E3467,0,H3467*H3453*H3454*J3453/(H3455*4))","v":{"$error":"#VALUE!"}},{"$f":"IF(H3455<=W3457-E3467,0,H3467*H3453*H3454*J3453/(H3455*4))","v":{"$error":"#VALUE!"}},{"$f":"IF(H3455<=X3457-E3467,0,H3467*H3453*H3454*J3453/(H3455*4))","v":{"$error":"#VALUE!"}},{"$f":"IF(H3455<=Y3457-E3467,0,H3467*H3453*H3454*J3453/(H3455*4))","v":{"$error":"#VALUE!"}},{"$f":"IF(H3455<=Z3457-E3467,0,H3467*H3453*H3454*J3453/(H3455*4))","v":{"$error":"#VALUE!"}},{"$f":"IF(H3455<=AA3457-E3467,0,H3467*H3453*H3454*J3453/(H3455*4))","v":{"$error":"#VALUE!"}},{"$f":"IF(H3455<=AB3457-E3467,0,H3467*H3453*H3454*J3453/(H3455*4))","v":{"$error":"#VALUE!"}},{"$f":"IF(H3455<=AC3457-E3467,0,H3467*H3453*H3454*J3453/(H3455*4))","v":{"$error":"#VALUE!"}},{"$f":"IF(H3455<=AD3457-E3467,0,H3467*H3453*H3454*J3453/(H3455*4))","v":{"$error":"#VALUE!"}}]
[{"$nulls":4},{"v":3.5,"d":"3.50"},{"$f":"$DF$13","v":{"v":0,"d":"0.000"}},{"$f":"IF(SUM(F3458:F3468)-H3456<=0,0,SUM(F3458:F3468)-H3456)","v":{"v":0,"d":"0.00"}},{"v":0,"d":"0.000"},{"$nulls":10},{"$f":"IF(H3455<=S3457-E3468,0,H3468*H3453*H3454*J3453/(H3455*4))","v":{"$error":"#VALUE!"}},{"$f":"IF(H3455<=T3457-E3468,0,H3468*H3453*H3454*J3453/(H3455*4))","v":{"$error":"#VALUE!"}},{"$f":"IF(H3455<=U3457-E3468,0,H3468*H3453*H3454*J3453/(H3455*4))","v":{"$error":"#VALUE!"}},{"$f":"IF(H3455<=V3457-E3468,0,H3468*H3453*H3454*J3453/(H3455*4))","v":{"$error":"#VALUE!"}},{"$f":"IF(H3455<=W3457-E3468,0,H3468*H3453*H3454*J3453/(H3455*4))","v":{"$error":"#VALUE!"}},{"$f":"IF(H3455<=X3457-E3468,0,H3468*H3453*H3454*J3453/(H3455*4))","v":{"$error":"#VALUE!"}},{"$f":"IF(H3455<=Y3457-E3468,0,H3468*H3453*H3454*J3453/(H3455*4))","v":{"$error":"#VALUE!"}},{"$f":"IF(H3455<=Z3457-E3468,0,H3468*H3453*H3454*J3453/(H3455*4))","v":{"$error":"#VALUE!"}},{"$f":"IF(H3455<=AA3457-E3468,0,H3468*H3453*H3454*J3453/(H3455*4))","v":{"$error":"#VALUE!"}},{"$f":"IF(H3455<=AB3457-E3468,0,H3468*H3453*H3454*J3453/(H3455*4))","v":{"$error":"#VALUE!"}},{"$f":"IF(H3455<=AC3457-E3468,0,H3468*H3453*H3454*J3453/(H3455*4))","v":{"$error":"#VALUE!"}},{"$f":"IF(H3455<=AD3457-E3468,0,H3468*H3453*H3454*J3453/(H3455*4))","v":{"$error":"#VALUE!"}},{"$f":"IF(H3455<=AE3457-E3468,0,H3468*H3453*H3454*J3453/(H3455*4))","v":{"$error":"#VALUE!"}}]
[{"$nulls":4},3.75,{"$f":"$DF$14","v":{"v":0,"d":"0.000"}},{"$f":"IF(SUM(F3458:F3469)-H3456<=0,0,SUM(F3458:F3469)-H3456)","v":{"v":0,"d":"0.00"}},{"v":0,"d":"0.000"},{"$nulls":11},{"$f":"IF(H3455<=T3457-E3469,0,H3469*H3453*H3454*J3453/(H3455*4))","v":{"$error":"#VALUE!"}},{"$f":"IF(H3455<=U3457-E3469,0,H3469*H3453*H3454*J3453/(H3455*4))","v":{"$error":"#VALUE!"}},{"$f":"IF(H3455<=V3457-E3469,0,H3469*H3453*H3454*J3453/(H3455*4))","v":{"$error":"#VALUE!"}},{"$f":"IF(H3455<=W3457-E3469,0,H3469*H3453*H3454*J3453/(H3455*4))","v":{"$error":"#VALUE!"}},{"$f":"IF(H3455<=X3457-E3469,0,H3469*H3453*H3454*J3453/(H3455*4))","v":{"$error":"#VALUE!"}},{"$f":"IF(H3455<=Y3457-E3469,0,H3469*H3453*H3454*J3453/(H3455*4))","v":{"$error":"#VALUE!"}},{"$f":"IF(H3455<=Z3457-E3469,0,H3469*H3453*H3454*J3453/(H3455*4))","v":{"$error":"#VALUE!"}},{"$f":"IF(H3455<=AA3457-E3469,0,H3469*H3453*H3454*J3453/(H3455*4))","v":{"$error":"#VALUE!"}},{"$f":"IF(H3455<=AB3457-E3469,0,H3469*H3453*H3454*J3453/(H3455*4))","v":{"$error":"#VALUE!"}},{"$f":"IF(H3455<=AC3457-E3469,0,H3469*H3453*H3454*J3453/(H3455*4))","v":{"$error":"#VALUE!"}},{"$f":"IF(H3455<=AD3457-E3469,0,H3469*H3453*H3454*J3453/(H3455*4))","v":{"$error":"#VALUE!"}},{"$f":"IF(H3455<=AE3457-E3469,0,H3469*H3453*H3454*J3453/(H3455*4))","v":{"$error":"#VALUE!"}},{"$f":"IF(H3455<=AF3457-E3469,0,H3469*H3453*H3454*J3453/(H3455*4))","v":{"$error":"#VALUE!"}}]
[{"$nulls":4},{"v":4,"d":"4.00"},{"$f":"$DF$15","v":{"v":0,"d":"0.000"}},{"$f":"IF(SUM(F3458:F3470)-H3456<=0,0,SUM(F3458:F3470)-H3456)","v":{"v":0,"d":"0.00"}},{"v":0,"d":"0.000"},{"$nulls":12},{"$f":"IF(H3455<=U3457-E3470,0,H3470*H3453*H3454*J3453/(H3455*4))","v":{"$error":"#VALUE!"}},{"$f":"IF(H3455<=V3457-E3470,0,H3470*H3453*H3454*J3453/(H3455*4))","v":{"$error":"#VALUE!"}},{"$f":"IF(H3455<=W3457-E3470,0,H3470*H3453*H3454*J3453/(H3455*4))","v":{"$error":"#VALUE!"}},{"$f":"IF(H3455<=X3457-E3470,0,H3470*H3453*H3454*J3453/(H3455*4))","v":{"$error":"#VALUE!"}},{"$f":"IF(H3455<=Y3457-E3470,0,H3470*H3453*H3454*J3453/(H3455*4))","v":{"$error":"#VALUE!"}},{"$f":"IF(H3455<=Z3457-E3470,0,H3470*H3453*H3454*J3453/(H3455*4))","v":{"$error":"#VALUE!"}},{"$f":"IF(H3455<=AA3457-E3470,0,H3470*H3453*H3454*J3453/(H3455*4))","v":{"$error":"#VALUE!"}},{"$f":"IF(H3455<=AB3457-E3470,0,H3470*H3453*H3454*J3453/(H3455*4))","v":{"$error":"#VALUE!"}},{"$f":"IF(H3455<=AC3457-E3470,0,H3470*H3453*H3454*J3453/(H3455*4))","v":{"$error":"#VALUE!"}},{"$f":"IF(H3455<=AD3457-E3470,0,H3470*H3453*H3454*J3453/(H3455*4))","v":{"$error":"#VALUE!"}},{"$f":"IF(H3455<=AE3457-E3470,0,H3470*H3453*H3454*J3453/(H3455*4))","v":{"$error":"#VALUE!"}},{"$f":"IF(H3455<=AF3457-E3470,0,H3470*H3453*H3454*J3453/(H3455*4))","v":{"$error":"#VALUE!"}},{"$f":"IF(H3455<=AG3457-E3470,0,H3470*H3453*H3454*J3453/(H3455*4))","v":{"$error":"#VALUE!"}}]
[{"$nulls":4},4.25,{"$f":"$DF$16","v":{"v":0,"d":"0.000"}},{"$f":"IF(SUM(F3458:F3471)-H3456<=0,0,SUM(F3458:F3471)-H3456)","v":{"v":0,"d":"0.00"}},{"v":0,"d":"0.000"},{"$nulls":13},{"$f":"IF(H3455<=V3457-E3471,0,H3471*H3453*H3454*J3453/(H3455*4))","v":{"$error":"#VALUE!"}},{"$f":"IF(H3455<=W3457-E3471,0,H3471*H3453*H3454*J3453/(H3455*4))","v":{"$error":"#VALUE!"}},{"$f":"IF(H3455<=X3457-E3471,0,H3471*H3453*H3454*J3453/(H3455*4))","v":{"$error":"#VALUE!"}},{"$f":"IF(H3455<=Y3457-E3471,0,H3471*H3453*H3454*J3453/(H3455*4))","v":{"$error":"#VALUE!"}},{"$f":"IF(H3455<=Z3457-E3471,0,H3471*H3453*H3454*J3453/(H3455*4))","v":{"$error":"#VALUE!"}},{"$f":"IF(H3455<=AA3457-E3471,0,H3471*H3453*H3454*J3453/(H3455*4))","v":{"$error":"#VALUE!"}},{"$f":"IF(H3455<=AB3457-E3471,0,H3471*H3453*H3454*J3453/(H3455*4))","v":{"$error":"#VALUE!"}},{"$f":"IF(H3455<=AC3457-E3471,0,H3471*H3453*H3454*J3453/(H3455*4))","v":{"$error":"#VALUE!"}},{"$f":"IF(H3455<=AD3457-E3471,0,H3471*H3453*H3454*J3453/(H3455*4))","v":{"$error":"#VALUE!"}},{"$f":"IF(H3455<=AE3457-E3471,0,H3471*H3453*H3454*J3453/(H3455*4))","v":{"$error":"#VALUE!"}},{"$f":"IF(H3455<=AF3457-E3471,0,H3471*H3453*H3454*J3453/(H3455*4))","v":{"$error":"#VALUE!"}},{"$f":"IF(H3455<=AG3457-E3471,0,H3471*H3453*H3454*J3453/(H3455*4))","v":{"$error":"#VALUE!"}},{"$f":"IF(H3455<=AH3457-E3471,0,H3471*H3453*H3454*J3453/(H3455*4))","v":{"$error":"#VALUE!"}}]
[{"$nulls":4},{"v":4.5,"d":"4.50"},{"$f":"$DF$17","v":{"v":0,"d":"0.000"}},{"$f":"IF(SUM(F3458:F3472)-H3456<=0,0,SUM(F3458:F3472)-H3456)","v":{"v":0,"d":"0.00"}},{"v":0,"d":"0.000"},{"$nulls":14},{"$f":"IF(H3455<=W3457-E3472,0,H3472*H3453*H3454*J3453/(H3455*4))","v":{"$error":"#VALUE!"}},{"$f":"IF(H3455<=X3457-E3472,0,H3472*H3453*H3454*J3453/(H3455*4))","v":{"$error":"#VALUE!"}},{"$f":"IF(H3455<=Y3457-E3472,0,H3472*H3453*H3454*J3453/(H3455*4))","v":{"$error":"#VALUE!"}},{"$f":"IF(H3455<=Z3457-E3472,0,H3472*H3453*H3454*J3453/(H3455*4))","v":{"$error":"#VALUE!"}},{"$f":"IF(H3455<=AA3457-E3472,0,H3472*H3453*H3454*J3453/(H3455*4))","v":{"$error":"#VALUE!"}},{"$f":"IF(H3455<=AB3457-E3472,0,H3472*H3453*H3454*J3453/(H3455*4))","v":{"$error":"#VALUE!"}},{"$f":"IF(H3455<=AC3457-E3472,0,H3472*H3453*H3454*J3453/(H3455*4))","v":{"$error":"#VALUE!"}},{"$f":"IF(H3455<=AD3457-E3472,0,H3472*H3453*H3454*J3453/(H3455*4))","v":{"$error":"#VALUE!"}},{"$f":"IF(H3455<=AE3457-E3472,0,H3472*H3453*H3454*J3453/(H3455*4))","v":{"$error":"#VALUE!"}},{"$f":"IF(H3455<=AF3457-E3472,0,H3472*H3453*H3454*J3453/(H3455*4))","v":{"$error":"#VALUE!"}},{"$f":"IF(H3455<=AG3457-E3472,0,H3472*H3453*H3454*J3453/(H3455*4))","v":{"$error":"#VALUE!"}},{"$f":"IF(H3455<=AH3457-E3472,0,H3472*H3453*H3454*J3453/(H3455*4))","v":{"$error":"#VALUE!"}},{"$f":"IF(H3455<=AI3457-E3472,0,H3472*H3453*H3454*J3453/(H3455*4))","v":{"$error":"#VALUE!"}}]
[{"$nulls":4},4.75,{"$f":"$DF$18","v":{"v":0,"d":"0.000"}},{"$f":"IF(SUM(F3458:F3473)-H3456<=0,0,SUM(F3458:F3473)-H3456)","v":{"v":0,"d":"0.00"}},{"v":0,"d":"0.000"},{"$nulls":15},{"$f":"IF(H3455<=X3457-E3473,0,H3473*H3453*H3454*J3453/(H3455*4))","v":{"$error":"#VALUE!"}},{"$f":"IF(H3455<=Y3457-E3473,0,H3473*H3453*H3454*J3453/(H3455*4))","v":{"$error":"#VALUE!"}},{"$f":"IF(H3455<=Z3457-E3473,0,H3473*H3453*H3454*J3453/(H3455*4))","v":{"$error":"#VALUE!"}},{"$f":"IF(H3455<=AA3457-E3473,0,H3473*H3453*H3454*J3453/(H3455*4))","v":{"$error":"#VALUE!"}},{"$f":"IF(H3455<=AB3457-E3473,0,H3473*H3453*H3454*J3453/(H3455*4))","v":{"$error":"#VALUE!"}},{"$f":"IF(H3455<=AC3457-E3473,0,H3473*H3453*H3454*J3453/(H3455*4))","v":{"$error":"#VALUE!"}},{"$f":"IF(H3455<=AD3457-E3473,0,H3473*H3453*H3454*J3453/(H3455*4))","v":{"$error":"#VALUE!"}},{"$f":"IF(H3455<=AE3457-E3473,0,H3473*H3453*H3454*J3453/(H3455*4))","v":{"$error":"#VALUE!"}},{"$f":"IF(H3455<=AF3457-E3473,0,H3473*H3453*H3454*J3453/(H3455*4))","v":{"$error":"#VALUE!"}},{"$f":"IF(H3455<=AG3457-E3473,0,H3473*H3453*H3454*J3453/(H3455*4))","v":{"$error":"#VALUE!"}},{"$f":"IF(H3455<=AH3457-E3473,0,H3473*H3453*H3454*J3453/(H3455*4))","v":{"$error":"#VALUE!"}},{"$f":"IF(H3455<=AI3457-E3473,0,H3473*H3453*H3454*J3453/(H3455*4))","v":{"$error":"#VALUE!"}},{"$f":"IF(H3455<=AJ3457-E3473,0,H3473*H3453*H3454*J3453/(H3455*4))","v":{"$error":"#VALUE!"}}]
[{"$nulls":4},{"v":5,"d":"5.00"},{"$f":"$DF$19","v":{"v":0,"d":"0.000"}},{"$f":"IF(SUM(F3458:F3474)-H3456<=0,0,SUM(F3458:F3474)-H3456)","v":{"v":0,"d":"0.00"}},{"v":0,"d":"0.000"},{"$nulls":16},{"$f":"IF(H3455<=Y3457-E3474,0,H3474*H3453*H3454*J3453/(H3455*4))","v":{"$error":"#VALUE!"}},{"$f":"IF(H3455<=Z3457-E3474,0,H3474*H3453*H3454*J3453/(H3455*4))","v":{"$error":"#VALUE!"}},{"$f":"IF(H3455<=AA3457-E3474,0,H3474*H3453*H3454*J3453/(H3455*4))","v":{"$error":"#VALUE!"}},{"$f":"IF(H3455<=AB3457-E3474,0,H3474*H3453*H3454*J3453/(H3455*4))","v":{"$error":"#VALUE!"}},{"$f":"IF(H3455<=AC3457-E3474,0,H3474*H3453*H3454*J3453/(H3455*4))","v":{"$error":"#VALUE!"}},{"$f":"IF(H3455<=AD3457-E3474,0,H3474*H3453*H3454*J3453/(H3455*4))","v":{"$error":"#VALUE!"}},{"$f":"IF(H3455<=AE3457-E3474,0,H3474*H3453*H3454*J3453/(H3455*4))","v":{"$error":"#VALUE!"}},{"$f":"IF(H3455<=AF3457-E3474,0,H3474*H3453*H3454*J3453/(H3455*4))","v":{"$error":"#VALUE!"}},{"$f":"IF(H3455<=AG3457-E3474,0,H3474*H3453*H3454*J3453/(H3455*4))","v":{"$error":"#VALUE!"}},{"$f":"IF(H3455<=AH3457-E3474,0,H3474*H3453*H3454*J3453/(H3455*4))","v":{"$error":"#VALUE!"}},{"$f":"IF(H3455<=AI3457-E3474,0,H3474*H3453*H3454*J3453/(H3455*4))","v":{"$error":"#VALUE!"}},{"$f":"IF(H3455<=AJ3457-E3474,0,H3474*H3453*H3454*J3453/(H3455*4))","v":{"$error":"#VALUE!"}},{"$f":"IF(H3455<=AK3457-E3474,0,H3474*H3453*H3454*J3453/(H3455*4))","v":{"$error":"#VALUE!"}}]
[{"$nulls":4},5.25,{"$f":"$DF$20","v":{"v":0,"d":"0.000"}},{"$f":"IF(SUM(F3458:F3475)-H3456<=0,0,SUM(F3458:F3475)-H3456)","v":{"v":0,"d":"0.00"}},{"v":0,"d":"0.000"},{"$nulls":17},{"$f":"IF(H3455<=Z3457-E3475,0,H3475*H3453*H3454*J3453/(H3455*4))","v":{"$error":"#VALUE!"}},{"$f":"IF(H3455<=AA3457-E3475,0,H3475*H3453*H3454*J3453/(H3455*4))","v":{"$error":"#VALUE!"}},{"$f":"IF(H3455<=AB3457-E3475,0,H3475*H3453*H3454*J3453/(H3455*4))","v":{"$error":"#VALUE!"}},{"$f":"IF(H3455<=AC3457-E3475,0,H3475*H3453*H3454*J3453/(H3455*4))","v":{"$error":"#VALUE!"}},{"$f":"IF(H3455<=AD3457-E3475,0,H3475*H3453*H3454*J3453/(H3455*4))","v":{"$error":"#VALUE!"}},{"$f":"IF(H3455<=AE3457-E3475,0,H3475*H3453*H3454*J3453/(H3455*4))","v":{"$error":"#VALUE!"}},{"$f":"IF(H3455<=AF3457-E3475,0,H3475*H3453*H3454*J3453/(H3455*4))","v":{"$error":"#VALUE!"}},{"$f":"IF(H3455<=AG3457-E3475,0,H3475*H3453*H3454*J3453/(H3455*4))","v":{"$error":"#VALUE!"}},{"$f":"IF(H3455<=AH3457-E3475,0,H3475*H3453*H3454*J3453/(H3455*4))","v":{"$error":"#VALUE!"}},{"$f":"IF(H3455<=AI3457-E3475,0,H3475*H3453*H3454*J3453/(H3455*4))","v":{"$error":"#VALUE!"}},{"$f":"IF(H3455<=AJ3457-E3475,0,H3475*H3453*H3454*J3453/(H3455*4))","v":{"$error":"#VALUE!"}},{"$f":"IF(H3455<=AK3457-E3475,0,H3475*H3453*H3454*J3453/(H3455*4))","v":{"$error":"#VALUE!"}},{"$f":"IF(H3455<=AL3457-E3475,0,H3475*H3453*H3454*J3453/(H3455*4))","v":{"$error":"#VALUE!"}}]
[{"$nulls":4},{"v":5.5,"d":"5.50"},{"$f":"$DF$21","v":{"v":0,"d":"0.000"}},{"$f":"IF(SUM(F3458:F3476)-H3456<=0,0,SUM(F3458:F3476)-H3456)","v":{"v":0,"d":"0.00"}},{"v":0,"d":"0.000"},{"$nulls":18},{"$f":"IF(H3455<=AA3457-E3476,0,H3476*H3453*H3454*J3453/(H3455*4))","v":{"$error":"#VALUE!"}},{"$f":"IF(H3455<=AB3457-E3476,0,H3476*H3453*H3454*J3453/(H3455*4))","v":{"$error":"#VALUE!"}},{"$f":"IF(H3455<=AC3457-E3476,0,H3476*H3453*H3454*J3453/(H3455*4))","v":{"$error":"#VALUE!"}},{"$f":"IF(H3455<=AD3457-E3476,0,H3476*H3453*H3454*J3453/(H3455*4))","v":{"$error":"#VALUE!"}},{"$f":"IF(H3455<=AE3457-E3476,0,H3476*H3453*H3454*J3453/(H3455*4))","v":{"$error":"#VALUE!"}},{"$f":"IF(H3455<=AF3457-E3476,0,H3476*H3453*H3454*J3453/(H3455*4))","v":{"$error":"#VALUE!"}},{"$f":"IF(H3455<=AG3457-E3476,0,H3476*H3453*H3454*J3453/(H3455*4))","v":{"$error":"#VALUE!"}},{"$f":"IF(H3455<=AH3457-E3476,0,H3476*H3453*H3454*J3453/(H3455*4))","v":{"$error":"#VALUE!"}},{"$f":"IF(H3455<=AI3457-E3476,0,H3476*H3453*H3454*J3453/(H3455*4))","v":{"$error":"#VALUE!"}},{"$f":"IF(H3455<=AJ3457-E3476,0,H3476*H3453*H3454*J3453/(H3455*4))","v":{"$error":"#VALUE!"}},{"$f":"IF(H3455<=AK3457-E3476,0,H3476*H3453*H3454*J3453/(H3455*4))","v":{"$error":"#VALUE!"}},{"$f":"IF(H3455<=AL3457-E3476,0,H3476*H3453*H3454*J3453/(H3455*4))","v":{"$error":"#VALUE!"}},{"$f":"IF(H3455<=AM3457-E3476,0,H3476*H3453*H3454*J3453/(H3455*4))","v":{"$error":"#VALUE!"}}]
[{"$nulls":4},5.75,{"$f":"$DF$22","v":{"v":0,"d":"0.000"}},{"$f":"IF(SUM(F3458:F3477)-H3456<=0,0,SUM(F3458:F3477)-H3456)","v":{"v":0,"d":"0.00"}},{"v":0,"d":"0.000"},{"$nulls":19},{"$f":"IF(H3455<=AB3457-E3477,0,H3477*H3453*H3454*J3453/(H3455*4))","v":{"$error":"#VALUE!"}},{"$f":"IF(H3455<=AC3457-E3477,0,H3477*H3453*H3454*J3453/(H3455*4))","v":{"$error":"#VALUE!"}},{"$f":"IF(H3455<=AD3457-E3477,0,H3477*H3453*H3454*J3453/(H3455*4))","v":{"$error":"#VALUE!"}},{"$f":"IF(H3455<=AE3457-E3477,0,H3477*H3453*H3454*J3453/(H3455*4))","v":{"$error":"#VALUE!"}},{"$f":"IF(H3455<=AF3457-E3477,0,H3477*H3453*H3454*J3453/(H3455*4))","v":{"$error":"#VALUE!"}},{"$f":"IF(H3455<=AG3457-E3477,0,H3477*H3453*H3454*J3453/(H3455*4))","v":{"$error":"#VALUE!"}},{"$f":"IF(H3455<=AH3457-E3477,0,H3477*H3453*H3454*J3453/(H3455*4))","v":{"$error":"#VALUE!"}},{"$f":"IF(H3455<=AI3457-E3477,0,H3477*H3453*H3454*J3453/(H3455*4))","v":{"$error":"#VALUE!"}},{"$f":"IF(H3455<=AJ3457-E3477,0,H3477*H3453*H3454*J3453/(H3455*4))","v":{"$error":"#VALUE!"}},{"$f":"IF(H3455<=AK3457-E3477,0,H3477*H3453*H3454*J3453/(H3455*4))","v":{"$error":"#VALUE!"}},{"$f":"IF(H3455<=AL3457-E3477,0,H3477*H3453*H3454*J3453/(H3455*4))","v":{"$error":"#VALUE!"}},{"$f":"IF(H3455<=AM3457-E3477,0,H3477*H3453*H3454*J3453/(H3455*4))","v":{"$error":"#VALUE!"}},{"$f":"IF(H3455<=AN3457-E3477,0,H3477*H3453*H3454*J3453/(H3455*4))","v":{"$error":"#VALUE!"}}]
[{"$nulls":4},{"v":6,"d":"6.00"},{"$f":"$DF$23","v":{"v":0,"d":"0.000"}},{"$f":"IF(SUM(F3458:F3478)-H3456<=0,0,SUM(F3458:F3478)-H3456)","v":{"v":0,"d":"0.00"}},{"v":0,"d":"0.000"},{"$nulls":20},{"$f":"IF(H3455<=AC3457-E3478,0,H3478*H3453*H3454*J3453/(H3455*4))","v":{"$error":"#VALUE!"}},{"$f":"IF(H3455<=AD3457-E3478,0,H3478*H3453*H3454*J3453/(H3455*4))","v":{"$error":"#VALUE!"}},{"$f":"IF(H3455<=AE3457-E3478,0,H3478*H3453*H3454*J3453/(H3455*4))","v":{"$error":"#VALUE!"}},{"$f":"IF(H3455<=AF3457-E3478,0,H3478*H3453*H3454*J3453/(H3455*4))","v":{"$error":"#VALUE!"}},{"$f":"IF(H3455<=AG3457-E3478,0,H3478*H3453*H3454*J3453/(H3455*4))","v":{"$error":"#VALUE!"}},{"$f":"IF(H3455<=AH3457-E3478,0,H3478*H3453*H3454*J3453/(H3455*4))","v":{"$error":"#VALUE!"}},{"$f":"IF(H3455<=AI3457-E3478,0,H3478*H3453*H3454*J3453/(H3455*4))","v":{"$error":"#VALUE!"}},{"$f":"IF(H3455<=AJ3457-E3478,0,H3478*H3453*H3454*J3453/(H3455*4))","v":{"$error":"#VALUE!"}},{"$f":"IF(H3455<=AK3457-E3478,0,H3478*H3453*H3454*J3453/(H3455*4))","v":{"$error":"#VALUE!"}},{"$f":"IF(H3455<=AL3457-E3478,0,H3478*H3453*H3454*J3453/(H3455*4))","v":{"$error":"#VALUE!"}},{"$f":"IF(H3455<=AM3457-E3478,0,H3478*H3453*H3454*J3453/(H3455*4))","v":{"$error":"#VALUE!"}},{"$f":"IF(H3455<=AN3457-E3478,0,H3478*H3453*H3454*J3453/(H3455*4))","v":{"$error":"#VALUE!"}},{"$f":"IF(H3455<=AO3457-E3478,0,H3478*H3453*H3454*J3453/(H3455*4))","v":{"$error":"#VALUE!"}}]
[{"$nulls":4},6.25,{"$f":"$DF$24","v":{"v":0,"d":"0.000"}},{"$f":"IF(SUM(F3458:F3479)-H3456<=0,0,SUM(F3458:F3479)-H3456)","v":{"v":0,"d":"0.00"}},{"v":0,"d":"0.000"},{"$nulls":21},{"$f":"IF(H3455<=AD3457-E3479,0,H3479*H3453*H3454*J3453/(H3455*4))","v":{"$error":"#VALUE!"}},{"$f":"IF(H3455<=AE3457-E3479,0,H3479*H3453*H3454*J3453/(H3455*4))","v":{"$error":"#VALUE!"}},{"$f":"IF(H3455<=AF3457-E3479,0,H3479*H3453*H3454*J3453/(H3455*4))","v":{"$error":"#VALUE!"}},{"$f":"IF(H3455<=AG3457-E3479,0,H3479*H3453*H3454*J3453/(H3455*4))","v":{"$error":"#VALUE!"}},{"$f":"IF(H3455<=AH3457-E3479,0,H3479*H3453*H3454*J3453/(H3455*4))","v":{"$error":"#VALUE!"}},{"$f":"IF(H3455<=AI3457-E3479,0,H3479*H3453*H3454*J3453/(H3455*4))","v":{"$error":"#VALUE!"}},{"$f":"IF(H3455<=AJ3457-E3479,0,H3479*H3453*H3454*J3453/(H3455*4))","v":{"$error":"#VALUE!"}},{"$f":"IF(H3455<=AK3457-E3479,0,H3479*H3453*H3454*J3453/(H3455*4))","v":{"$error":"#VALUE!"}},{"$f":"IF(H3455<=AL3457-E3479,0,H3479*H3453*H3454*J3453/(H3455*4))","v":{"$error":"#VALUE!"}},{"$f":"IF(H3455<=AM3457-E3479,0,H3479*H3453*H3454*J3453/(H3455*4))","v":{"$error":"#VALUE!"}},{"$f":"IF(H3455<=AN3457-E3479,0,H3479*H3453*H3454*J3453/(H3455*4))","v":{"$error":"#VALUE!"}},{"$f":"IF(H3455<=AO3457-E3479,0,H3479*H3453*H3454*J3453/(H3455*4))","v":{"$error":"#VALUE!"}},{"$f":"IF(H3455<=AP3457-E3479,0,H3479*H3453*H3454*J3453/(H3455*4))","v":{"$error":"#VALUE!"}}]
[{"$nulls":4},{"v":6.5,"d":"6.50"},{"$f":"$DF$25","v":{"v":0,"d":"0.000"}},{"$f":"IF(SUM(F3458:F3480)-H3456<=0,0,SUM(F3458:F3480)-H3456)","v":{"v":0,"d":"0.00"}},{"v":0,"d":"0.000"},{"$nulls":22},{"$f":"IF(H3455<=AE3457-E3480,0,H3480*H3453*H3454*J3453/(H3455*4))","v":{"$error":"#VALUE!"}},{"$f":"IF(H3455<=AF3457-E3480,0,H3480*H3453*H3454*J3453/(H3455*4))","v":{"$error":"#VALUE!"}},{"$f":"IF(H3455<=AG3457-E3480,0,H3480*H3453*H3454*J3453/(H3455*4))","v":{"$error":"#VALUE!"}},{"$f":"IF(H3455<=AH3457-E3480,0,H3480*H3453*H3454*J3453/(H3455*4))","v":{"$error":"#VALUE!"}},{"$f":"IF(H3455<=AI3457-E3480,0,H3480*H3453*H3454*J3453/(H3455*4))","v":{"$error":"#VALUE!"}},{"$f":"IF(H3455<=AJ3457-E3480,0,H3480*H3453*H3454*J3453/(H3455*4))","v":{"$error":"#VALUE!"}},{"$f":"IF(H3455<=AK3457-E3480,0,H3480*H3453*H3454*J3453/(H3455*4))","v":{"$error":"#VALUE!"}},{"$f":"IF(H3455<=AL3457-E3480,0,H3480*H3453*H3454*J3453/(H3455*4))","v":{"$error":"#VALUE!"}},{"$f":"IF(H3455<=AM3457-E3480,0,H3480*H3453*H3454*J3453/(H3455*4))","v":{"$error":"#VALUE!"}},{"$f":"IF(H3455<=AN3457-E3480,0,H3480*H3453*H3454*J3453/(H3455*4))","v":{"$error":"#VALUE!"}},{"$f":"IF(H3455<=AO3457-E3480,0,H3480*H3453*H3454*J3453/(H3455*4))","v":{"$error":"#VALUE!"}},{"$f":"IF(H3455<=AP3457-E3480,0,H3480*H3453*H3454*J3453/(H3455*4))","v":{"$error":"#VALUE!"}},{"$f":"IF(H3455<=AQ3457-E3480,0,H3480*H3453*H3454*J3453/(H3455*4))","v":{"$error":"#VALUE!"}}]
[{"$nulls":4},6.75,{"$f":"$DF$26","v":{"v":0,"d":"0.000"}},{"$f":"IF(SUM(F3458:F3481)-H3456<=0,0,SUM(F3458:F3481)-H3456)","v":{"v":0,"d":"0.00"}},{"v":0,"d":"0.000"},{"$nulls":23},{"$f":"IF(H3455<=AF3457-E3481,0,H3481*H3453*H3454*J3453/(H3455*4))","v":{"$error":"#VALUE!"}},{"$f":"IF(H3455<=AG3457-E3481,0,H3481*H3453*H3454*J3453/(H3455*4))","v":{"$error":"#VALUE!"}},{"$f":"IF(H3455<=AH3457-E3481,0,H3481*H3453*H3454*J3453/(H3455*4))","v":{"$error":"#VALUE!"}},{"$f":"IF(H3455<=AI3457-E3481,0,H3481*H3453*H3454*J3453/(H3455*4))","v":{"$error":"#VALUE!"}},{"$f":"IF(H3455<=AJ3457-E3481,0,H3481*H3453*H3454*J3453/(H3455*4))","v":{"$error":"#VALUE!"}},{"$f":"IF(H3455<=AK3457-E3481,0,H3481*H3453*H3454*J3453/(H3455*4))","v":{"$error":"#VALUE!"}},{"$f":"IF(H3455<=AL3457-E3481,0,H3481*H3453*H3454*J3453/(H3455*4))","v":{"$error":"#VALUE!"}},{"$f":"IF(H3455<=AM3457-E3481,0,H3481*H3453*H3454*J3453/(H3455*4))","v":{"$error":"#VALUE!"}},{"$f":"IF(H3455<=AN3457-E3481,0,H3481*H3453*H3454*J3453/(H3455*4))","v":{"$error":"#VALUE!"}},{"$f":"IF(H3455<=AO3457-E3481,0,H3481*H3453*H3454*J3453/(H3455*4))","v":{"$error":"#VALUE!"}},{"$f":"IF(H3455<=AP3457-E3481,0,H3481*H3453*H3454*J3453/(H3455*4))","v":{"$error":"#VALUE!"}},{"$f":"IF(H3455<=AQ3457-E3481,0,H3481*H3453*H3454*J3453/(H3455*4))","v":{"$error":"#VALUE!"}},{"$f":"IF(H3455<=AR3457-E3481,0,H3481*H3453*H3454*J3453/(H3455*4))","v":{"$error":"#VALUE!"}}]
[{"$nulls":4},{"v":7,"d":"7.00"},{"$f":"$DF$27","v":{"v":0,"d":"0.000"}},{"$f":"IF(SUM(F3458:F3482)-H3456<=0,0,SUM(F3458:F3482)-H3456)","v":{"v":0,"d":"0.00"}},{"v":0,"d":"0.000"},{"$nulls":24},{"$f":"IF(H3455<=AG3457-E3482,0,H3482*H3453*H3454*J3453/(H3455*4))","v":{"$error":"#VALUE!"}},{"$f":"IF(H3455<=AH3457-E3482,0,H3482*H3453*H3454*J3453/(H3455*4))","v":{"$error":"#VALUE!"}},{"$f":"IF(H3455<=AI3457-E3482,0,H3482*H3453*H3454*J3453/(H3455*4))","v":{"$error":"#VALUE!"}},{"$f":"IF(H3455<=AJ3457-E3482,0,H3482*H3453*H3454*J3453/(H3455*4))","v":{"$error":"#VALUE!"}},{"$f":"IF(H3455<=AK3457-E3482,0,H3482*H3453*H3454*J3453/(H3455*4))","v":{"$error":"#VALUE!"}},{"$f":"IF(H3455<=AL3457-E3482,0,H3482*H3453*H3454*J3453/(H3455*4))","v":{"$error":"#VALUE!"}},{"$f":"IF(H3455<=AM3457-E3482,0,H3482*H3453*H3454*J3453/(H3455*4))","v":{"$error":"#VALUE!"}},{"$f":"IF(H3455<=AN3457-E3482,0,H3482*H3453*H3454*J3453/(H3455*4))","v":{"$error":"#VALUE!"}},{"$f":"IF(H3455<=AO3457-E3482,0,H3482*H3453*H3454*J3453/(H3455*4))","v":{"$error":"#VALUE!"}},{"$f":"IF(H3455<=AP3457-E3482,0,H3482*H3453*H3454*J3453/(H3455*4))","v":{"$error":"#VALUE!"}},{"$f":"IF(H3455<=AQ3457-E3482,0,H3482*H3453*H3454*J3453/(H3455*4))","v":{"$error":"#VALUE!"}},{"$f":"IF(H3455<=AR3457-E3482,0,H3482*H3453*H3454*J3453/(H3455*4))","v":{"$error":"#VALUE!"}},{"$f":"IF(H3455<=AS3457-E3482,0,H3482*H3453*H3454*J3453/(H3455*4))","v":{"$error":"#VALUE!"}}]
[{"$nulls":4},7.25,{"$f":"$DF$28","v":{"v":0,"d":"0.000"}},{"$f":"IF(SUM(F3458:F3483)-H3456<=0,0,SUM(F3458:F3483)-H3456)","v":{"v":0,"d":"0.00"}},{"v":0,"d":"0.000"},{"$nulls":25},{"$f":"IF(H3455<=AH3457-E3483,0,H3483*H3453*H3454*J3453/(H3455*4))","v":{"$error":"#VALUE!"}},{"$f":"IF(H3455<=AI3457-E3483,0,H3483*H3453*H3454*J3453/(H3455*4))","v":{"$error":"#VALUE!"}},{"$f":"IF(H3455<=AJ3457-E3483,0,H3483*H3453*H3454*J3453/(H3455*4))","v":{"$error":"#VALUE!"}},{"$f":"IF(H3455<=AK3457-E3483,0,H3483*H3453*H3454*J3453/(H3455*4))","v":{"$error":"#VALUE!"}},{"$f":"IF(H3455<=AL3457-E3483,0,H3483*H3453*H3454*J3453/(H3455*4))","v":{"$error":"#VALUE!"}},{"$f":"IF(H3455<=AM3457-E3483,0,H3483*H3453*H3454*J3453/(H3455*4))","v":{"$error":"#VALUE!"}},{"$f":"IF(H3455<=AN3457-E3483,0,H3483*H3453*H3454*J3453/(H3455*4))","v":{"$error":"#VALUE!"}},{"$f":"IF(H3455<=AO3457-E3483,0,H3483*H3453*H3454*J3453/(H3455*4))","v":{"$error":"#VALUE!"}},{"$f":"IF(H3455<=AP3457-E3483,0,H3483*H3453*H3454*J3453/(H3455*4))","v":{"$error":"#VALUE!"}},{"$f":"IF(H3455<=AQ3457-E3483,0,H3483*H3453*H3454*J3453/(H3455*4))","v":{"$error":"#VALUE!"}},{"$f":"IF(H3455<=AR3457-E3483,0,H3483*H3453*H3454*J3453/(H3455*4))","v":{"$error":"#VALUE!"}},{"$f":"IF(H3455<=AS3457-E3483,0,H3483*H3453*H3454*J3453/(H3455*4))","v":{"$error":"#VALUE!"}},{"$f":"IF(H3455<=AT3457-E3483,0,H3483*H3453*H3454*J3453/(H3455*4))","v":{"$error":"#VALUE!"}}]
[{"$nulls":4},{"v":7.5,"d":"7.50"},{"$f":"$DF$29","v":{"v":0,"d":"0.000"}},{"$f":"IF(SUM(F3458:F3484)-H3456<=0,0,SUM(F3458:F3484)-H3456)","v":{"v":0,"d":"0.00"}},{"v":0,"d":"0.000"},{"$nulls":26},{"$f":"IF(H3455<=AI3457-E3484,0,H3484*H3453*H3454*J3453/(H3455*4))","v":{"$error":"#VALUE!"}},{"$f":"IF(H3455<=AJ3457-E3484,0,H3484*H3453*H3454*J3453/(H3455*4))","v":{"$error":"#VALUE!"}},{"$f":"IF(H3455<=AK3457-E3484,0,H3484*H3453*H3454*J3453/(H3455*4))","v":{"$error":"#VALUE!"}},{"$f":"IF(H3455<=AL3457-E3484,0,H3484*H3453*H3454*J3453/(H3455*4))","v":{"$error":"#VALUE!"}},{"$f":"IF(H3455<=AM3457-E3484,0,H3484*H3453*H3454*J3453/(H3455*4))","v":{"$error":"#VALUE!"}},{"$f":"IF(H3455<=AN3457-E3484,0,H3484*H3453*H3454*J3453/(H3455*4))","v":{"$error":"#VALUE!"}},{"$f":"IF(H3455<=AO3457-E3484,0,H3484*H3453*H3454*J3453/(H3455*4))","v":{"$error":"#VALUE!"}},{"$f":"IF(H3455<=AP3457-E3484,0,H3484*H3453*H3454*J3453/(H3455*4))","v":{"$error":"#VALUE!"}},{"$f":"IF(H3455<=AQ3457-E3484,0,H3484*H3453*H3454*J3453/(H3455*4))","v":{"$error":"#VALUE!"}},{"$f":"IF(H3455<=AR3457-E3484,0,H3484*H3453*H3454*J3453/(H3455*4))","v":{"$error":"#VALUE!"}},{"$f":"IF(H3455<=AS3457-E3484,0,H3484*H3453*H3454*J3453/(H3455*4))","v":{"$error":"#VALUE!"}},{"$f":"IF(H3455<=AT3457-E3484,0,H3484*H3453*H3454*J3453/(H3455*4))","v":{"$error":"#VALUE!"}},{"$f":"IF(H3455<=AU3457-E3484,0,H3484*H3453*H3454*J3453/(H3455*4))","v":{"$error":"#VALUE!"}}]
[{"$nulls":4},7.75,{"$f":"$DF$30","v":{"v":0,"d":"0.000"}},{"$f":"IF(SUM(F3458:F3485)-H3456<=0,0,SUM(F3458:F3485)-H3456)","v":{"v":0,"d":"0.00"}},{"v":0,"d":"0.000"},{"$nulls":27},{"$f":"IF(H3455<=AJ3457-E3485,0,H3485*H3453*H3454*J3453/(H3455*4))","v":{"$error":"#VALUE!"}},{"$f":"IF(H3455<=AK3457-E3485,0,H3485*H3453*H3454*J3453/(H3455*4))","v":{"$error":"#VALUE!"}},{"$f":"IF(H3455<=AL3457-E3485,0,H3485*H3453*H3454*J3453/(H3455*4))","v":{"$error":"#VALUE!"}},{"$f":"IF(H3455<=AM3457-E3485,0,H3485*H3453*H3454*J3453/(H3455*4))","v":{"$error":"#VALUE!"}},{"$f":"IF(H3455<=AN3457-E3485,0,H3485*H3453*H3454*J3453/(H3455*4))","v":{"$error":"#VALUE!"}},{"$f":"IF(H3455<=AO3457-E3485,0,H3485*H3453*H3454*J3453/(H3455*4))","v":{"$error":"#VALUE!"}},{"$f":"IF(H3455<=AP3457-E3485,0,H3485*H3453*H3454*J3453/(H3455*4))","v":{"$error":"#VALUE!"}},{"$f":"IF(H3455<=AQ3457-E3485,0,H3485*H3453*H3454*J3453/(H3455*4))","v":{"$error":"#VALUE!"}},{"$f":"IF(H3455<=AR3457-E3485,0,H3485*H3453*H3454*J3453/(H3455*4))","v":{"$error":"#VALUE!"}},{"$f":"IF(H3455<=AS3457-E3485,0,H3485*H3453*H3454*J3453/(H3455*4))","v":{"$error":"#VALUE!"}},{"$f":"IF(H3455<=AT3457-E3485,0,H3485*H3453*H3454*J3453/(H3455*4))","v":{"$error":"#VALUE!"}},{"$f":"IF(H3455<=AU3457-E3485,0,H3485*H3453*H3454*J3453/(H3455*4))","v":{"$error":"#VALUE!"}},{"$f":"IF(H3455<=AV3457-E3485,0,H3485*H3453*H3454*J3453/(H3455*4))","v":{"$error":"#VALUE!"}}]
[{"$nulls":4},{"v":8,"d":"8.00"},{"$f":"$DF$31","v":{"v":0,"d":"0.000"}},{"$f":"IF(SUM(F3458:F3486)-H3456<=0,0,SUM(F3458:F3486)-H3456)","v":{"v":0,"d":"0.00"}},{"v":0,"d":"0.000"},{"$nulls":28},{"$f":"IF(H3455<=AK3457-E3486,0,H3486*H3453*H3454*J3453/(H3455*4))","v":{"$error":"#VALUE!"}},{"$f":"IF(H3455<=AL3457-E3486,0,H3486*H3453*H3454*J3453/(H3455*4))","v":{"$error":"#VALUE!"}},{"$f":"IF(H3455<=AM3457-E3486,0,H3486*H3453*H3454*J3453/(H3455*4))","v":{"$error":"#VALUE!"}},{"$f":"IF(H3455<=AN3457-E3486,0,H3486*H3453*H3454*J3453/(H3455*4))","v":{"$error":"#VALUE!"}},{"$f":"IF(H3455<=AO3457-E3486,0,H3486*H3453*H3454*J3453/(H3455*4))","v":{"$error":"#VALUE!"}},{"$f":"IF(H3455<=AP3457-E3486,0,H3486*H3453*H3454*J3453/(H3455*4))","v":{"$error":"#VALUE!"}},{"$f":"IF(H3455<=AQ3457-E3486,0,H3486*H3453*H3454*J3453/(H3455*4))","v":{"$error":"#VALUE!"}},{"$f":"IF(H3455<=AR3457-E3486,0,H3486*H3453*H3454*J3453/(H3455*4))","v":{"$error":"#VALUE!"}},{"$f":"IF(H3455<=AS3457-E3486,0,H3486*H3453*H3454*J3453/(H3455*4))","v":{"$error":"#VALUE!"}},{"$f":"IF(H3455<=AT3457-E3486,0,H3486*H3453*H3454*J3453/(H3455*4))","v":{"$error":"#VALUE!"}},{"$f":"IF(H3455<=AU3457-E3486,0,H3486*H3453*H3454*J3453/(H3455*4))","v":{"$error":"#VALUE!"}},{"$f":"IF(H3455<=AV3457-E3486,0,H3486*H3453*H3454*J3453/(H3455*4))","v":{"$error":"#VALUE!"}},{"$f":"IF(H3455<=AW3457-E3486,0,H3486*H3453*H3454*J3453/(H3455*4))","v":{"$error":"#VALUE!"}}]
[{"$nulls":4},8.25,{"$f":"$DF$32","v":{"v":0,"d":"0.000"}},{"$f":"IF(SUM(F3458:F3487)-H3456<=0,0,SUM(F3458:F3487)-H3456)","v":{"v":0,"d":"0.00"}},{"v":0,"d":"0.000"},{"$nulls":29},{"$f":"IF(H3455<=AL3457-E3487,0,H3487*H3453*H3454*J3453/(H3455*4))","v":{"$error":"#VALUE!"}},{"$f":"IF(H3455<=AM3457-E3487,0,H3487*H3453*H3454*J3453/(H3455*4))","v":{"$error":"#VALUE!"}},{"$f":"IF(H3455<=AN3457-E3487,0,H3487*H3453*H3454*J3453/(H3455*4))","v":{"$error":"#VALUE!"}},{"$f":"IF(H3455<=AO3457-E3487,0,H3487*H3453*H3454*J3453/(H3455*4))","v":{"$error":"#VALUE!"}},{"$f":"IF(H3455<=AP3457-E3487,0,H3487*H3453*H3454*J3453/(H3455*4))","v":{"$error":"#VALUE!"}},{"$f":"IF(H3455<=AQ3457-E3487,0,H3487*H3453*H3454*J3453/(H3455*4))","v":{"$error":"#VALUE!"}},{"$f":"IF(H3455<=AR3457-E3487,0,H3487*H3453*H3454*J3453/(H3455*4))","v":{"$error":"#VALUE!"}},{"$f":"IF(H3455<=AS3457-E3487,0,H3487*H3453*H3454*J3453/(H3455*4))","v":{"$error":"#VALUE!"}},{"$f":"IF(H3455<=AT3457-E3487,0,H3487*H3453*H3454*J3453/(H3455*4))","v":{"$error":"#VALUE!"}},{"$f":"IF(H3455<=AU3457-E3487,0,H3487*H3453*H3454*J3453/(H3455*4))","v":{"$error":"#VALUE!"}},{"$f":"IF(H3455<=AV3457-E3487,0,H3487*H3453*H3454*J3453/(H3455*4))","v":{"$error":"#VALUE!"}},{"$f":"IF(H3455<=AW3457-E3487,0,H3487*H3453*H3454*J3453/(H3455*4))","v":{"$error":"#VALUE!"}},{"$f":"IF(H3455<=AX3457-E3487,0,H3487*H3453*H3454*J3453/(H3455*4))","v":{"$error":"#VALUE!"}}]
[{"$nulls":4},{"v":8.5,"d":"8.50"},{"$f":"$DF$33","v":{"v":0,"d":"0.000"}},{"$f":"IF(SUM(F3458:F3488)-H3456<=0,0,SUM(F3458:F3488)-H3456)","v":{"v":0,"d":"0.00"}},{"v":0,"d":"0.000"},{"$nulls":30},{"$f":"IF(H3455<=AM3457-E3488,0,H3488*H3453*H3454*J3453/(H3455*4))","v":{"$error":"#VALUE!"}},{"$f":"IF(H3455<=AN3457-E3488,0,H3488*H3453*H3454*J3453/(H3455*4))","v":{"$error":"#VALUE!"}},{"$f":"IF(H3455<=AO3457-E3488,0,H3488*H3453*H3454*J3453/(H3455*4))","v":{"$error":"#VALUE!"}},{"$f":"IF(H3455<=AP3457-E3488,0,H3488*H3453*H3454*J3453/(H3455*4))","v":{"$error":"#VALUE!"}},{"$f":"IF(H3455<=AQ3457-E3488,0,H3488*H3453*H3454*J3453/(H3455*4))","v":{"$error":"#VALUE!"}},{"$f":"IF(H3455<=AR3457-E3488,0,H3488*H3453*H3454*J3453/(H3455*4))","v":{"$error":"#VALUE!"}},{"$f":"IF(H3455<=AS3457-E3488,0,H3488*H3453*H3454*J3453/(H3455*4))","v":{"$error":"#VALUE!"}},{"$f":"IF(H3455<=AT3457-E3488,0,H3488*H3453*H3454*J3453/(H3455*4))","v":{"$error":"#VALUE!"}},{"$f":"IF(H3455<=AU3457-E3488,0,H3488*H3453*H3454*J3453/(H3455*4))","v":{"$error":"#VALUE!"}},{"$f":"IF(H3455<=AV3457-E3488,0,H3488*H3453*H3454*J3453/(H3455*4))","v":{"$error":"#VALUE!"}},{"$f":"IF(H3455<=AW3457-E3488,0,H3488*H3453*H3454*J3453/(H3455*4))","v":{"$error":"#VALUE!"}},{"$f":"IF(H3455<=AX3457-E3488,0,H3488*H3453*H3454*J3453/(H3455*4))","v":{"$error":"#VALUE!"}},{"$f":"IF(H3455<=AY3457-E3488,0,H3488*H3453*H3454*J3453/(H3455*4))","v":{"$error":"#VALUE!"}}]
[{"$nulls":4},8.75,{"$f":"$DF$34","v":{"v":0,"d":"0.000"}},{"$f":"IF(SUM(F3458:F3489)-H3456<=0,0,SUM(F3458:F3489)-H3456)","v":{"v":0,"d":"0.00"}},{"v":0,"d":"0.000"},{"$nulls":31},{"$f":"IF(H3455<=AN3457-E3489,0,H3489*H3453*H3454*J3453/(H3455*4))","v":{"$error":"#VALUE!"}},{"$f":"IF(H3455<=AO3457-E3489,0,H3489*H3453*H3454*J3453/(H3455*4))","v":{"$error":"#VALUE!"}},{"$f":"IF(H3455<=AP3457-E3489,0,H3489*H3453*H3454*J3453/(H3455*4))","v":{"$error":"#VALUE!"}},{"$f":"IF(H3455<=AQ3457-E3489,0,H3489*H3453*H3454*J3453/(H3455*4))","v":{"$error":"#VALUE!"}},{"$f":"IF(H3455<=AR3457-E3489,0,H3489*H3453*H3454*J3453/(H3455*4))","v":{"$error":"#VALUE!"}},{"$f":"IF(H3455<=AS3457-E3489,0,H3489*H3453*H3454*J3453/(H3455*4))","v":{"$error":"#VALUE!"}},{"$f":"IF(H3455<=AT3457-E3489,0,H3489*H3453*H3454*J3453/(H3455*4))","v":{"$error":"#VALUE!"}},{"$f":"IF(H3455<=AU3457-E3489,0,H3489*H3453*H3454*J3453/(H3455*4))","v":{"$error":"#VALUE!"}},{"$f":"IF(H3455<=AV3457-E3489,0,H3489*H3453*H3454*J3453/(H3455*4))","v":{"$error":"#VALUE!"}},{"$f":"IF(H3455<=AW3457-E3489,0,H3489*H3453*H3454*J3453/(H3455*4))","v":{"$error":"#VALUE!"}},{"$f":"IF(H3455<=AX3457-E3489,0,H3489*H3453*H3454*J3453/(H3455*4))","v":{"$error":"#VALUE!"}},{"$f":"IF(H3455<=AY3457-E3489,0,H3489*H3453*H3454*J3453/(H3455*4))","v":{"$error":"#VALUE!"}},{"$f":"IF(H3455<=AZ3457-E3489,0,H3489*H3453*H3454*J3453/(H3455*4))","v":{"$error":"#VALUE!"}}]
[{"$nulls":4},{"v":9,"d":"9.00"},{"$f":"$DF$35","v":{"v":0,"d":"0.000"}},{"$f":"IF(SUM(F3458:F3490)-H3456<=0,0,SUM(F3458:F3490)-H3456)","v":{"v":0,"d":"0.00"}},{"v":0,"d":"0.000"},{"$nulls":32},{"$f":"IF(H3455<=AO3457-E3490,0,H3490*H3453*H3454*J3453/(H3455*4))","v":{"$error":"#VALUE!"}},{"$f":"IF(H3455<=AP3457-E3490,0,H3490*H3453*H3454*J3453/(H3455*4))","v":{"$error":"#VALUE!"}},{"$f":"IF(H3455<=AQ3457-E3490,0,H3490*H3453*H3454*J3453/(H3455*4))","v":{"$error":"#VALUE!"}},{"$f":"IF(H3455<=AR3457-E3490,0,H3490*H3453*H3454*J3453/(H3455*4))","v":{"$error":"#VALUE!"}},{"$f":"IF(H3455<=AS3457-E3490,0,H3490*H3453*H3454*J3453/(H3455*4))","v":{"$error":"#VALUE!"}},{"$f":"IF(H3455<=AT3457-E3490,0,H3490*H3453*H3454*J3453/(H3455*4))","v":{"$error":"#VALUE!"}},{"$f":"IF(H3455<=AU3457-E3490,0,H3490*H3453*H3454*J3453/(H3455*4))","v":{"$error":"#VALUE!"}},{"$f":"IF(H3455<=AV3457-E3490,0,H3490*H3453*H3454*J3453/(H3455*4))","v":{"$error":"#VALUE!"}},{"$f":"IF(H3455<=AW3457-E3490,0,H3490*H3453*H3454*J3453/(H3455*4))","v":{"$error":"#VALUE!"}},{"$f":"IF(H3455<=AX3457-E3490,0,H3490*H3453*H3454*J3453/(H3455*4))","v":{"$error":"#VALUE!"}},{"$f":"IF(H3455<=AY3457-E3490,0,H3490*H3453*H3454*J3453/(H3455*4))","v":{"$error":"#VALUE!"}},{"$f":"IF(H3455<=AZ3457-E3490,0,H3490*H3453*H3454*J3453/(H3455*4))","v":{"$error":"#VALUE!"}},{"$f":"IF(H3455<=BA3457-E3490,0,H3490*H3453*H3454*J3453/(H3455*4))","v":{"$error":"#VALUE!"}}]
[{"$nulls":4},9.25,{"$f":"$DF$36","v":{"v":0,"d":"0.000"}},{"$f":"IF(SUM(F3458:F3491)-H3456<=0,0,SUM(F3458:F3491)-H3456)","v":{"v":0,"d":"0.00"}},{"v":0,"d":"0.000"},{"$nulls":33},{"$f":"IF(H3455<=AP3457-E3491,0,H3491*H3453*H3454*J3453/(H3455*4))","v":{"$error":"#VALUE!"}},{"$f":"IF(H3455<=AQ3457-E3491,0,H3491*H3453*H3454*J3453/(H3455*4))","v":{"$error":"#VALUE!"}},{"$f":"IF(H3455<=AR3457-E3491,0,H3491*H3453*H3454*J3453/(H3455*4))","v":{"$error":"#VALUE!"}},{"$f":"IF(H3455<=AS3457-E3491,0,H3491*H3453*H3454*J3453/(H3455*4))","v":{"$error":"#VALUE!"}},{"$f":"IF(H3455<=AT3457-E3491,0,H3491*H3453*H3454*J3453/(H3455*4))","v":{"$error":"#VALUE!"}},{"$f":"IF(H3455<=AU3457-E3491,0,H3491*H3453*H3454*J3453/(H3455*4))","v":{"$error":"#VALUE!"}},{"$f":"IF(H3455<=AV3457-E3491,0,H3491*H3453*H3454*J3453/(H3455*4))","v":{"$error":"#VALUE!"}},{"$f":"IF(H3455<=AW3457-E3491,0,H3491*H3453*H3454*J3453/(H3455*4))","v":{"$error":"#VALUE!"}},{"$f":"IF(H3455<=AX3457-E3491,0,H3491*H3453*H3454*J3453/(H3455*4))","v":{"$error":"#VALUE!"}},{"$f":"IF(H3455<=AY3457-E3491,0,H3491*H3453*H3454*J3453/(H3455*4))","v":{"$error":"#VALUE!"}},{"$f":"IF(H3455<=AZ3457-E3491,0,H3491*H3453*H3454*J3453/(H3455*4))","v":{"$error":"#VALUE!"}},{"$f":"IF(H3455<=BA3457-E3491,0,H3491*H3453*H3454*J3453/(H3455*4))","v":{"$error":"#VALUE!"}},{"$f":"IF(H3455<=BB3457-E3491,0,H3491*H3453*H3454*J3453/(H3455*4))","v":{"$error":"#VALUE!"}}]
[{"$nulls":4},{"v":9.5,"d":"9.50"},{"$f":"$DF$37","v":{"v":0,"d":"0.000"}},{"$f":"IF(SUM(F3458:F3492)-H3456<=0,0,SUM(F3458:F3492)-H3456)","v":{"v":0,"d":"0.00"}},{"v":0,"d":"0.000"},{"$nulls":34},{"$f":"IF(H3455<=AQ3457-E3492,0,H3492*H3453*H3454*J3453/(H3455*4))","v":{"$error":"#VALUE!"}},{"$f":"IF(H3455<=AR3457-E3492,0,H3492*H3453*H3454*J3453/(H3455*4))","v":{"$error":"#VALUE!"}},{"$f":"IF(H3455<=AS3457-E3492,0,H3492*H3453*H3454*J3453/(H3455*4))","v":{"$error":"#VALUE!"}},{"$f":"IF(H3455<=AT3457-E3492,0,H3492*H3453*H3454*J3453/(H3455*4))","v":{"$error":"#VALUE!"}},{"$f":"IF(H3455<=AU3457-E3492,0,H3492*H3453*H3454*J3453/(H3455*4))","v":{"$error":"#VALUE!"}},{"$f":"IF(H3455<=AV3457-E3492,0,H3492*H3453*H3454*J3453/(H3455*4))","v":{"$error":"#VALUE!"}},{"$f":"IF(H3455<=AW3457-E3492,0,H3492*H3453*H3454*J3453/(H3455*4))","v":{"$error":"#VALUE!"}},{"$f":"IF(H3455<=AX3457-E3492,0,H3492*H3453*H3454*J3453/(H3455*4))","v":{"$error":"#VALUE!"}},{"$f":"IF(H3455<=AY3457-E3492,0,H3492*H3453*H3454*J3453/(H3455*4))","v":{"$error":"#VALUE!"}},{"$f":"IF(H3455<=AZ3457-E3492,0,H3492*H3453*H3454*J3453/(H3455*4))","v":{"$error":"#VALUE!"}},{"$f":"IF(H3455<=BA3457-E3492,0,H3492*H3453*H3454*J3453/(H3455*4))","v":{"$error":"#VALUE!"}},{"$f":"IF(H3455<=BB3457-E3492,0,H3492*H3453*H3454*J3453/(H3455*4))","v":{"$error":"#VALUE!"}},{"$f":"IF(H3455<=BC3457-E3492,0,H3492*H3453*H3454*J3453/(H3455*4))","v":{"$error":"#VALUE!"}}]
[{"$nulls":4},9.75,{"$f":"$DF$38","v":{"v":0,"d":"0.000"}},{"$f":"IF(SUM(F3458:F3493)-H3456<=0,0,SUM(F3458:F3493)-H3456)","v":{"v":0,"d":"0.00"}},{"v":0,"d":"0.000"},{"$nulls":35},{"$f":"IF(H3455<=AR3457-E3493,0,H3493*H3453*H3454*J3453/(H3455*4))","v":{"$error":"#VALUE!"}},{"$f":"IF(H3455<=AS3457-E3493,0,H3493*H3453*H3454*J3453/(H3455*4))","v":{"$error":"#VALUE!"}},{"$f":"IF(H3455<=AT3457-E3493,0,H3493*H3453*H3454*J3453/(H3455*4))","v":{"$error":"#VALUE!"}},{"$f":"IF(H3455<=AU3457-E3493,0,H3493*H3453*H3454*J3453/(H3455*4))","v":{"$error":"#VALUE!"}},{"$f":"IF(H3455<=AV3457-E3493,0,H3493*H3453*H3454*J3453/(H3455*4))","v":{"$error":"#VALUE!"}},{"$f":"IF(H3455<=AW3457-E3493,0,H3493*H3453*H3454*J3453/(H3455*4))","v":{"$error":"#VALUE!"}},{"$f":"IF(H3455<=AX3457-E3493,0,H3493*H3453*H3454*J3453/(H3455*4))","v":{"$error":"#VALUE!"}},{"$f":"IF(H3455<=AY3457-E3493,0,H3493*H3453*H3454*J3453/(H3455*4))","v":{"$error":"#VALUE!"}},{"$f":"IF(H3455<=AZ3457-E3493,0,H3493*H3453*H3454*J3453/(H3455*4))","v":{"$error":"#VALUE!"}},{"$f":"IF(H3455<=BA3457-E3493,0,H3493*H3453*H3454*J3453/(H3455*4))","v":{"$error":"#VALUE!"}},{"$f":"IF(H3455<=BB3457-E3493,0,H3493*H3453*H3454*J3453/(H3455*4))","v":{"$error":"#VALUE!"}},{"$f":"IF(H3455<=BC3457-E3493,0,H3493*H3453*H3454*J3453/(H3455*4))","v":{"$error":"#VALUE!"}},{"$f":"IF(H3455<=BD3457-E3493,0,H3493*H3453*H3454*J3453/(H3455*4))","v":{"$error":"#VALUE!"}}]
[{"$nulls":4},{"v":10,"d":"10.00"},{"$f":"$DF$39","v":{"v":0,"d":"0.000"}},{"$f":"IF(SUM(F3458:F3494)-H3456<=0,0,SUM(F3458:F3494)-H3456)","v":{"v":0,"d":"0.00"}},{"v":0,"d":"0.000"},{"$nulls":36},{"$f":"IF(H3455<=AS3457-E3494,0,H3494*H3453*H3454*J3453/(H3455*4))","v":{"$error":"#VALUE!"}},{"$f":"IF(H3455<=AT3457-E3494,0,H3494*H3453*H3454*J3453/(H3455*4))","v":{"$error":"#VALUE!"}},{"$f":"IF(H3455<=AU3457-E3494,0,H3494*H3453*H3454*J3453/(H3455*4))","v":{"$error":"#VALUE!"}},{"$f":"IF(H3455<=AV3457-E3494,0,H3494*H3453*H3454*J3453/(H3455*4))","v":{"$error":"#VALUE!"}},{"$f":"IF(H3455<=AW3457-E3494,0,H3494*H3453*H3454*J3453/(H3455*4))","v":{"$error":"#VALUE!"}},{"$f":"IF(H3455<=AX3457-E3494,0,H3494*H3453*H3454*J3453/(H3455*4))","v":{"$error":"#VALUE!"}},{"$f":"IF(H3455<=AY3457-E3494,0,H3494*H3453*H3454*J3453/(H3455*4))","v":{"$error":"#VALUE!"}},{"$f":"IF(H3455<=AZ3457-E3494,0,H3494*H3453*H3454*J3453/(H3455*4))","v":{"$error":"#VALUE!"}},{"$f":"IF(H3455<=BA3457-E3494,0,H3494*H3453*H3454*J3453/(H3455*4))","v":{"$error":"#VALUE!"}},{"$f":"IF(H3455<=BB3457-E3494,0,H3494*H3453*H3454*J3453/(H3455*4))","v":{"$error":"#VALUE!"}},{"$f":"IF(H3455<=BC3457-E3494,0,H3494*H3453*H3454*J3453/(H3455*4))","v":{"$error":"#VALUE!"}},{"$f":"IF(H3455<=BD3457-E3494,0,H3494*H3453*H3454*J3453/(H3455*4))","v":{"$error":"#VALUE!"}},{"$f":"IF(H3455<=BE3457-E3494,0,H3494*H3453*H3454*J3453/(H3455*4))","v":{"$error":"#VALUE!"}}]
[{"$nulls":4},10.25,{"$f":"$DF$40","v":{"v":0,"d":"0.000"}},{"$f":"IF(SUM(F3458:F3495)-H3456<=0,0,SUM(F3458:F3495)-H3456)","v":{"v":0,"d":"0.000"}},{"v":0,"d":"0.000"},{"$nulls":37},{"$f":"IF(H3455<=AT3457-E3495,0,H3495*H3453*H3454*J3453/(H3455*4))","v":{"$error":"#VALUE!"}},{"$f":"IF(H3455<=AU3457-E3495,0,H3495*H3453*H3454*J3453/(H3455*4))","v":{"$error":"#VALUE!"}},{"$f":"IF(H3455<=AV3457-E3495,0,H3495*H3453*H3454*J3453/(H3455*4))","v":{"$error":"#VALUE!"}},{"$f":"IF(H3455<=AW3457-E3495,0,H3495*H3453*H3454*J3453/(H3455*4))","v":{"$error":"#VALUE!"}},{"$f":"IF(H3455<=AX3457-E3495,0,H3495*H3453*H3454*J3453/(H3455*4))","v":{"$error":"#VALUE!"}},{"$f":"IF(H3455<=AY3457-E3495,0,H3495*H3453*H3454*J3453/(H3455*4))","v":{"$error":"#VALUE!"}},{"$f":"IF(H3455<=AZ3457-E3495,0,H3495*H3453*H3454*J3453/(H3455*4))","v":{"$error":"#VALUE!"}},{"$f":"IF(H3455<=BA3457-E3495,0,H3495*H3453*H3454*J3453/(H3455*4))","v":{"$error":"#VALUE!"}},{"$f":"IF(H3455<=BB3457-E3495,0,H3495*H3453*H3454*J3453/(H3455*4))","v":{"$error":"#VALUE!"}},{"$f":"IF(H3455<=BC3457-E3495,0,H3495*H3453*H3454*J3453/(H3455*4))","v":{"$error":"#VALUE!"}},{"$f":"IF(H3455<=BD3457-E3495,0,H3495*H3453*H3454*J3453/(H3455*4))","v":{"$error":"#VALUE!"}},{"$f":"IF(H3455<=BE3457-E3495,0,H3495*H3453*H3454*J3453/(H3455*4))","v":{"$error":"#VALUE!"}},{"$f":"IF(H3455<=BF3457-E3495,0,H3495*H3453*H3454*J3453/(H3455*4))","v":{"$error":"#VALUE!"}}]
[{"$nulls":4},{"v":10.5,"d":"10.50"},{"$f":"$DF$41","v":{"v":0,"d":"0.000"}},{"$f":"IF(SUM(F3458:F3496)-H3456<=0,0,SUM(F3458:F3496)-H3456)","v":{"v":0,"d":"0.00"}},{"v":0,"d":"0.000"},{"$nulls":38},{"$f":"IF(H3455<=AU3457-E3496,0,H3496*H3453*H3454*J3453/(H3455*4))","v":{"$error":"#VALUE!"}},{"$f":"IF(H3455<=AV3457-E3496,0,H3496*H3453*H3454*J3453/(H3455*4))","v":{"$error":"#VALUE!"}},{"$f":"IF(H3455<=AW3457-E3496,0,H3496*H3453*H3454*J3453/(H3455*4))","v":{"$error":"#VALUE!"}},{"$f":"IF(H3455<=AX3457-E3496,0,H3496*H3453*H3454*J3453/(H3455*4))","v":{"$error":"#VALUE!"}},{"$f":"IF(H3455<=AY3457-E3496,0,H3496*H3453*H3454*J3453/(H3455*4))","v":{"$error":"#VALUE!"}},{"$f":"IF(H3455<=AZ3457-E3496,0,H3496*H3453*H3454*J3453/(H3455*4))","v":{"$error":"#VALUE!"}},{"$f":"IF(H3455<=BA3457-E3496,0,H3496*H3453*H3454*J3453/(H3455*4))","v":{"$error":"#VALUE!"}},{"$f":"IF(H3455<=BB3457-E3496,0,H3496*H3453*H3454*J3453/(H3455*4))","v":{"$error":"#VALUE!"}},{"$f":"IF(H3455<=BC3457-E3496,0,H3496*H3453*H3454*J3453/(H3455*4))","v":{"$error":"#VALUE!"}},{"$f":"IF(H3455<=BD3457-E3496,0,H3496*H3453*H3454*J3453/(H3455*4))","v":{"$error":"#VALUE!"}},{"$f":"IF(H3455<=BE3457-E3496,0,H3496*H3453*H3454*J3453/(H3455*4))","v":{"$error":"#VALUE!"}},{"$f":"IF(H3455<=BF3457-E3496,0,H3496*H3453*H3454*J3453/(H3455*4))","v":{"$error":"#VALUE!"}},{"$f":"IF(H3455<=BG3457-E3496,0,H3496*H3453*H3454*J3453/(H3455*4))","v":{"$error":"#VALUE!"}}]
[{"$nulls":4},10.75,{"$f":"$DF$42","v":{"v":0,"d":"0.000"}},{"$f":"IF(SUM(F3458:F3497)-H3456<=0,0,SUM(F3458:F3497)-H3456)","v":{"v":0,"d":"0.00"}},{"v":0,"d":"0.000"},{"$nulls":39},{"$f":"IF(H3455<=AV3457-E3497,0,H3497*H3453*H3454*J3453/(H3455*4))","v":{"$error":"#VALUE!"}},{"$f":"IF(H3455<=AW3457-E3497,0,H3497*H3453*H3454*J3453/(H3455*4))","v":{"$error":"#VALUE!"}},{"$f":"IF(H3455<=AX3457-E3497,0,H3497*H3453*H3454*J3453/(H3455*4))","v":{"$error":"#VALUE!"}},{"$f":"IF(H3455<=AY3457-E3497,0,H3497*H3453*H3454*J3453/(H3455*4))","v":{"$error":"#VALUE!"}},{"$f":"IF(H3455<=AZ3457-E3497,0,H3497*H3453*H3454*J3453/(H3455*4))","v":{"$error":"#VALUE!"}},{"$f":"IF(H3455<=BA3457-E3497,0,H3497*H3453*H3454*J3453/(H3455*4))","v":{"$error":"#VALUE!"}},{"$f":"IF(H3455<=BB3457-E3497,0,H3497*H3453*H3454*J3453/(H3455*4))","v":{"$error":"#VALUE!"}},{"$f":"IF(H3455<=BC3457-E3497,0,H3497*H3453*H3454*J3453/(H3455*4))","v":{"$error":"#VALUE!"}},{"$f":"IF(H3455<=BD3457-E3497,0,H3497*H3453*H3454*J3453/(H3455*4))","v":{"$error":"#VALUE!"}},{"$f":"IF(H3455<=BE3457-E3497,0,H3497*H3453*H3454*J3453/(H3455*4))","v":{"$error":"#VALUE!"}},{"$f":"IF(H3455<=BF3457-E3497,0,H3497*H3453*H3454*J3453/(H3455*4))","v":{"$error":"#VALUE!"}},{"$f":"IF(H3455<=BG3457-E3497,0,H3497*H3453*H3454*J3453/(H3455*4))","v":{"$error":"#VALUE!"}},{"$f":"IF(H3455<=BH3457-E3497,0,H3497*H3453*H3454*J3453/(H3455*4))","v":{"$error":"#VALUE!"}}]
[{"$nulls":4},{"v":11,"d":"11.00"},{"$f":"$DF$43","v":{"v":0,"d":"0.000"}},{"$f":"IF(SUM(F3458:F3498)-H3456<=0,0,SUM(F3458:F3498)-H3456)","v":{"v":0,"d":"0.00"}},{"v":0,"d":"0.000"},{"$nulls":40},{"$f":"IF(H3455<=AW3457-E3498,0,H3498*H3453*H3454*J3453/(H3455*4))","v":{"$error":"#VALUE!"}},{"$f":"IF(H3455<=AX3457-E3498,0,H3498*H3453*H3454*J3453/(H3455*4))","v":{"$error":"#VALUE!"}},{"$f":"IF(H3455<=AY3457-E3498,0,H3498*H3453*H3454*J3453/(H3455*4))","v":{"$error":"#VALUE!"}},{"$f":"IF(H3455<=AZ3457-E3498,0,H3498*H3453*H3454*J3453/(H3455*4))","v":{"$error":"#VALUE!"}},{"$f":"IF(H3455<=BA3457-E3498,0,H3498*H3453*H3454*J3453/(H3455*4))","v":{"$error":"#VALUE!"}},{"$f":"IF(H3455<=BB3457-E3498,0,H3498*H3453*H3454*J3453/(H3455*4))","v":{"$error":"#VALUE!"}},{"$f":"IF(H3455<=BC3457-E3498,0,H3498*H3453*H3454*J3453/(H3455*4))","v":{"$error":"#VALUE!"}},{"$f":"IF(H3455<=BD3457-E3498,0,H3498*H3453*H3454*J3453/(H3455*4))","v":{"$error":"#VALUE!"}},{"$f":"IF(H3455<=BE3457-E3498,0,H3498*H3453*H3454*J3453/(H3455*4))","v":{"$error":"#VALUE!"}},{"$f":"IF(H3455<=BF3457-E3498,0,H3498*H3453*H3454*J3453/(H3455*4))","v":{"$error":"#VALUE!"}},{"$f":"IF(H3455<=BG3457-E3498,0,H3498*H3453*H3454*J3453/(H3455*4))","v":{"$error":"#VALUE!"}},{"$f":"IF(H3455<=BH3457-E3498,0,H3498*H3453*H3454*J3453/(H3455*4))","v":{"$error":"#VALUE!"}},{"$f":"IF(H3455<=BI3457-E3498,0,H3498*H3453*H3454*J3453/(H3455*4))","v":{"$error":"#VALUE!"}}]
[{"$nulls":4},11.25,{"$f":"$DF$44","v":{"v":0,"d":"0.000"}},{"$f":"IF(SUM(F3458:F3499)-H3456<=0,0,SUM(F3458:F3499)-H3456)","v":{"v":0,"d":"0.00"}},{"v":0,"d":"0.000"},{"$nulls":41},{"$f":"IF(H3455<=AX3457-E3499,0,H3499*H3453*H3454*J3453/(H3455*4))","v":{"$error":"#VALUE!"}},{"$f":"IF(H3455<=AY3457-E3499,0,H3499*H3453*H3454*J3453/(H3455*4))","v":{"$error":"#VALUE!"}},{"$f":"IF(H3455<=AZ3457-E3499,0,H3499*H3453*H3454*J3453/(H3455*4))","v":{"$error":"#VALUE!"}},{"$f":"IF(H3455<=BA3457-E3499,0,H3499*H3453*H3454*J3453/(H3455*4))","v":{"$error":"#VALUE!"}},{"$f":"IF(H3455<=BB3457-E3499,0,H3499*H3453*H3454*J3453/(H3455*4))","v":{"$error":"#VALUE!"}},{"$f":"IF(H3455<=BC3457-E3499,0,H3499*H3453*H3454*J3453/(H3455*4))","v":{"$error":"#VALUE!"}},{"$f":"IF(H3455<=BD3457-E3499,0,H3499*H3453*H3454*J3453/(H3455*4))","v":{"$error":"#VALUE!"}},{"$f":"IF(H3455<=BE3457-E3499,0,H3499*H3453*H3454*J3453/(H3455*4))","v":{"$error":"#VALUE!"}},{"$f":"IF(H3455<=BF3457-E3499,0,H3499*H3453*H3454*J3453/(H3455*4))","v":{"$error":"#VALUE!"}},{"$f":"IF(H3455<=BG3457-E3499,0,H3499*H3453*H3454*J3453/(H3455*4))","v":{"$error":"#VALUE!"}},{"$f":"IF(H3455<=BH3457-E3499,0,H3499*H3453*H3454*J3453/(H3455*4))","v":{"$error":"#VALUE!"}},{"$f":"IF(H3455<=BI3457-E3499,0,H3499*H3453*H3454*J3453/(H3455*4))","v":{"$error":"#VALUE!"}},{"$f":"IF(H3455<=BJ3457-E3499,0,H3499*H3453*H3454*J3453/(H3455*4))","v":{"$error":"#VALUE!"}}]
[{"$nulls":4},{"v":11.5,"d":"11.50"},{"$f":"$DF$45","v":{"v":0,"d":"0.000"}},{"$f":"IF(SUM(F3458:F3500)-H3456<=0,0,SUM(F3458:F3500)-H3456)","v":{"v":0,"d":"0.00"}},{"v":0,"d":"0.000"},{"$nulls":42},{"$f":"IF(H3455<=AY3457-E3500,0,H3500*H3453*H3454*J3453/(H3455*4))","v":{"$error":"#VALUE!"}},{"$f":"IF(H3455<=AZ3457-E3500,0,H3500*H3453*H3454*J3453/(H3455*4))","v":{"$error":"#VALUE!"}},{"$f":"IF(H3455<=BA3457-E3500,0,H3500*H3453*H3454*J3453/(H3455*4))","v":{"$error":"#VALUE!"}},{"$f":"IF(H3455<=BB3457-E3500,0,H3500*H3453*H3454*J3453/(H3455*4))","v":{"$error":"#VALUE!"}},{"$f":"IF(H3455<=BC3457-E3500,0,H3500*H3453*H3454*J3453/(H3455*4))","v":{"$error":"#VALUE!"}},{"$f":"IF(H3455<=BD3457-E3500,0,H3500*H3453*H3454*J3453/(H3455*4))","v":{"$error":"#VALUE!"}},{"$f":"IF(H3455<=BE3457-E3500,0,H3500*H3453*H3454*J3453/(H3455*4))","v":{"$error":"#VALUE!"}},{"$f":"IF(H3455<=BF3457-E3500,0,H3500*H3453*H3454*J3453/(H3455*4))","v":{"$error":"#VALUE!"}},{"$f":"IF(H3455<=BG3457-E3500,0,H3500*H3453*H3454*J3453/(H3455*4))","v":{"$error":"#VALUE!"}},{"$f":"IF(H3455<=BH3457-E3500,0,H3500*H3453*H3454*J3453/(H3455*4))","v":{"$error":"#VALUE!"}},{"$f":"IF(H3455<=BI3457-E3500,0,H3500*H3453*H3454*J3453/(H3455*4))","v":{"$error":"#VALUE!"}},{"$f":"IF(H3455<=BJ3457-E3500,0,H3500*H3453*H3454*J3453/(H3455*4))","v":{"$error":"#VALUE!"}},{"$f":"IF(H3455<=BK3457-E3500,0,H3500*H3453*H3454*J3453/(H3455*4))","v":{"$error":"#VALUE!"}}]
[{"$nulls":4},11.75,{"$f":"$DF$46","v":{"v":0,"d":"0.000"}},{"$f":"IF(SUM(F3458:F3501)-H3456<=0,0,SUM(F3458:F3501)-H3456)","v":{"v":0,"d":"0.00"}},{"v":0,"d":"0.000"},{"$nulls":43},{"$f":"IF(H3455<=AZ3457-E3501,0,H3501*H3453*H3454*J3453/(H3455*4))","v":{"$error":"#VALUE!"}},{"$f":"IF(H3455<=BA3457-E3501,0,H3501*H3453*H3454*J3453/(H3455*4))","v":{"$error":"#VALUE!"}},{"$f":"IF(H3455<=BB3457-E3501,0,H3501*H3453*H3454*J3453/(H3455*4))","v":{"$error":"#VALUE!"}},{"$f":"IF(H3455<=BC3457-E3501,0,H3501*H3453*H3454*J3453/(H3455*4))","v":{"$error":"#VALUE!"}},{"$f":"IF(H3455<=BD3457-E3501,0,H3501*H3453*H3454*J3453/(H3455*4))","v":{"$error":"#VALUE!"}},{"$f":"IF(H3455<=BE3457-E3501,0,H3501*H3453*H3454*J3453/(H3455*4))","v":{"$error":"#VALUE!"}},{"$f":"IF(H3455<=BF3457-E3501,0,H3501*H3453*H3454*J3453/(H3455*4))","v":{"$error":"#VALUE!"}},{"$f":"IF(H3455<=BG3457-E3501,0,H3501*H3453*H3454*J3453/(H3455*4))","v":{"$error":"#VALUE!"}},{"$f":"IF(H3455<=BH3457-E3501,0,H3501*H3453*H3454*J3453/(H3455*4))","v":{"$error":"#VALUE!"}},{"$f":"IF(H3455<=BI3457-E3501,0,H3501*H3453*H3454*J3453/(H3455*4))","v":{"$error":"#VALUE!"}},{"$f":"IF(H3455<=BJ3457-E3501,0,H3501*H3453*H3454*J3453/(H3455*4))","v":{"$error":"#VALUE!"}},{"$f":"IF(H3455<=BK3457-E3501,0,H3501*H3453*H3454*J3453/(H3455*4))","v":{"$error":"#VALUE!"}},{"$f":"IF(H3455<=BL3457-E3501,0,H3501*H3453*H3454*J3453/(H3455*4))","v":{"$error":"#VALUE!"}}]
[{"$nulls":4},{"v":12,"d":"12.00"},{"$f":"$DF$47","v":{"v":0,"d":"0.000"}},{"$f":"IF(SUM(F3458:F3502)-H3456<=0,0,SUM(F3458:F3502)-H3456)","v":{"v":0,"d":"0.00"}},{"v":0,"d":"0.000"},{"$nulls":44},{"$f":"IF(H3455<=BA3457-E3502,0,H3502*H3453*H3454*J3453/(H3455*4))","v":{"$error":"#VALUE!"}},{"$f":"IF(H3455<=BB3457-E3502,0,H3502*H3453*H3454*J3453/(H3455*4))","v":{"$error":"#VALUE!"}},{"$f":"IF(H3455<=BC3457-E3502,0,H3502*H3453*H3454*J3453/(H3455*4))","v":{"$error":"#VALUE!"}},{"$f":"IF(H3455<=BD3457-E3502,0,H3502*H3453*H3454*J3453/(H3455*4))","v":{"$error":"#VALUE!"}},{"$f":"IF(H3455<=BE3457-E3502,0,H3502*H3453*H3454*J3453/(H3455*4))","v":{"$error":"#VALUE!"}},{"$f":"IF(H3455<=BF3457-E3502,0,H3502*H3453*H3454*J3453/(H3455*4))","v":{"$error":"#VALUE!"}},{"$f":"IF(H3455<=BG3457-E3502,0,H3502*H3453*H3454*J3453/(H3455*4))","v":{"$error":"#VALUE!"}},{"$f":"IF(H3455<=BH3457-E3502,0,H3502*H3453*H3454*J3453/(H3455*4))","v":{"$error":"#VALUE!"}},{"$f":"IF(H3455<=BI3457-E3502,0,H3502*H3453*H3454*J3453/(H3455*4))","v":{"$error":"#VALUE!"}},{"$f":"IF(H3455<=BJ3457-E3502,0,H3502*H3453*H3454*J3453/(H3455*4))","v":{"$error":"#VALUE!"}},{"$f":"IF(H3455<=BK3457-E3502,0,H3502*H3453*H3454*J3453/(H3455*4))","v":{"$error":"#VALUE!"}},{"$f":"IF(H3455<=BL3457-E3502,0,H3502*H3453*H3454*J3453/(H3455*4))","v":{"$error":"#VALUE!"}},{"$f":"IF(H3455<=BM3457-E3502,0,H3502*H3453*H3454*J3453/(H3455*4))","v":{"$error":"#VALUE!"}}]
[{"$nulls":4},12.25,{"$f":"$DF$48","v":{"v":0,"d":"0.000"}},{"$f":"IF(SUM(F3458:F3503)-H3456<=0,0,SUM(F3458:F3503)-H3456)","v":{"v":0,"d":"0.00"}},{"v":0,"d":"0.000"},{"$nulls":45},{"$f":"IF(H3455<=BB3457-E3503,0,H3503*H3453*H3454*J3453/(H3455*4))","v":{"$error":"#VALUE!"}},{"$f":"IF(H3455<=BC3457-E3503,0,H3503*H3453*H3454*J3453/(H3455*4))","v":{"$error":"#VALUE!"}},{"$f":"IF(H3455<=BD3457-E3503,0,H3503*H3453*H3454*J3453/(H3455*4))","v":{"$error":"#VALUE!"}},{"$f":"IF(H3455<=BE3457-E3503,0,H3503*H3453*H3454*J3453/(H3455*4))","v":{"$error":"#VALUE!"}},{"$f":"IF(H3455<=BF3457-E3503,0,H3503*H3453*H3454*J3453/(H3455*4))","v":{"$error":"#VALUE!"}},{"$f":"IF(H3455<=BG3457-E3503,0,H3503*H3453*H3454*J3453/(H3455*4))","v":{"$error":"#VALUE!"}},{"$f":"IF(H3455<=BH3457-E3503,0,H3503*H3453*H3454*J3453/(H3455*4))","v":{"$error":"#VALUE!"}},{"$f":"IF(H3455<=BI3457-E3503,0,H3503*H3453*H3454*J3453/(H3455*4))","v":{"$error":"#VALUE!"}},{"$f":"IF(H3455<=BJ3457-E3503,0,H3503*H3453*H3454*J3453/(H3455*4))","v":{"$error":"#VALUE!"}},{"$f":"IF(H3455<=BK3457-E3503,0,H3503*H3453*H3454*J3453/(H3455*4))","v":{"$error":"#VALUE!"}},{"$f":"IF(H3455<=BL3457-E3503,0,H3503*H3453*H3454*J3453/(H3455*4))","v":{"$error":"#VALUE!"}},{"$f":"IF(H3455<=BM3457-E3503,0,H3503*H3453*H3454*J3453/(H3455*4))","v":{"$error":"#VALUE!"}},{"$f":"IF(H3455<=BN3457-E3503,0,H3503*H3453*H3454*J3453/(H3455*4))","v":{"$error":"#VALUE!"}}]
[{"$nulls":4},{"v":12.5,"d":"12.50"},{"$f":"$DF$49","v":{"v":0,"d":"0.000"}},{"$f":"IF(SUM(F3458:F3504)-H3456<=0,0,SUM(F3458:F3504)-H3456)","v":{"v":0,"d":"0.00"}},{"v":0,"d":"0.000"},{"$nulls":46},{"$f":"IF(H3455<=BC3457-E3504,0,H3504*H3453*H3454*J3453/(H3455*4))","v":{"$error":"#VALUE!"}},{"$f":"IF(H3455<=BD3457-E3504,0,H3504*H3453*H3454*J3453/(H3455*4))","v":{"$error":"#VALUE!"}},{"$f":"IF(H3455<=BE3457-E3504,0,H3504*H3453*H3454*J3453/(H3455*4))","v":{"$error":"#VALUE!"}},{"$f":"IF(H3455<=BF3457-E3504,0,H3504*H3453*H3454*J3453/(H3455*4))","v":{"$error":"#VALUE!"}},{"$f":"IF(H3455<=BG3457-E3504,0,H3504*H3453*H3454*J3453/(H3455*4))","v":{"$error":"#VALUE!"}},{"$f":"IF(H3455<=BH3457-E3504,0,H3504*H3453*H3454*J3453/(H3455*4))","v":{"$error":"#VALUE!"}},{"$f":"IF(H3455<=BI3457-E3504,0,H3504*H3453*H3454*J3453/(H3455*4))","v":{"$error":"#VALUE!"}},{"$f":"IF(H3455<=BJ3457-E3504,0,H3504*H3453*H3454*J3453/(H3455*4))","v":{"$error":"#VALUE!"}},{"$f":"IF(H3455<=BK3457-E3504,0,H3504*H3453*H3454*J3453/(H3455*4))","v":{"$error":"#VALUE!"}},{"$f":"IF(H3455<=BL3457-E3504,0,H3504*H3453*H3454*J3453/(H3455*4))","v":{"$error":"#VALUE!"}},{"$f":"IF(H3455<=BM3457-E3504,0,H3504*H3453*H3454*J3453/(H3455*4))","v":{"$error":"#VALUE!"}},{"$f":"IF(H3455<=BN3457-E3504,0,H3504*H3453*H3454*J3453/(H3455*4))","v":{"$error":"#VALUE!"}},{"$f":"IF(H3455<=BO3457-E3504,0,H3504*H3453*H3454*J3453/(H3455*4))","v":{"$error":"#VALUE!"}}]
[{"$nulls":4},12.75,{"$f":"$DF$50","v":{"v":0,"d":"0.000"}},{"$f":"IF(SUM(F3458:F3505)-H3456<=0,0,SUM(F3458:F3505)-H3456)","v":{"v":0,"d":"0.00"}},{"v":0,"d":"0.000"},{"$nulls":47},{"$f":"IF(H3455<=BD3457-E3505,0,H3505*H3453*H3454*J3453/(H3455*4))","v":{"$error":"#VALUE!"}},{"$f":"IF(H3455<=BE3457-E3505,0,H3505*H3453*H3454*J3453/(H3455*4))","v":{"$error":"#VALUE!"}},{"$f":"IF(H3455<=BF3457-E3505,0,H3505*H3453*H3454*J3453/(H3455*4))","v":{"$error":"#VALUE!"}},{"$f":"IF(H3455<=BG3457-E3505,0,H3505*H3453*H3454*J3453/(H3455*4))","v":{"$error":"#VALUE!"}},{"$f":"IF(H3455<=BH3457-E3505,0,H3505*H3453*H3454*J3453/(H3455*4))","v":{"$error":"#VALUE!"}},{"$f":"IF(H3455<=BI3457-E3505,0,H3505*H3453*H3454*J3453/(H3455*4))","v":{"$error":"#VALUE!"}},{"$f":"IF(H3455<=BJ3457-E3505,0,H3505*H3453*H3454*J3453/(H3455*4))","v":{"$error":"#VALUE!"}},{"$f":"IF(H3455<=BK3457-E3505,0,H3505*H3453*H3454*J3453/(H3455*4))","v":{"$error":"#VALUE!"}},{"$f":"IF(H3455<=BL3457-E3505,0,H3505*H3453*H3454*J3453/(H3455*4))","v":{"$error":"#VALUE!"}},{"$f":"IF(H3455<=BM3457-E3505,0,H3505*H3453*H3454*J3453/(H3455*4))","v":{"$error":"#VALUE!"}},{"$f":"IF(H3455<=BN3457-E3505,0,H3505*H3453*H3454*J3453/(H3455*4))","v":{"$error":"#VALUE!"}},{"$f":"IF(H3455<=BO3457-E3505,0,H3505*H3453*H3454*J3453/(H3455*4))","v":{"$error":"#VALUE!"}},{"$f":"IF(H3455<=BP3457-E3505,0,H3505*H3453*H3454*J3453/(H3455*4))","v":{"$error":"#VALUE!"}}]
[{"$nulls":4},{"v":13,"d":"13.00"},{"$f":"$DF$51","v":{"v":0,"d":"0.000"}},{"$f":"IF(SUM(F3458:F3506)-H3456<=0,0,SUM(F3458:F3506)-H3456)","v":{"v":0,"d":"0.00"}},{"v":0,"d":"0.000"},{"$nulls":48},{"$f":"IF(H3455<=BE3457-E3506,0,H3506*H3453*H3454*J3453/(H3455*4))","v":{"$error":"#VALUE!"}},{"$f":"IF(H3455<=BF3457-E3506,0,H3506*H3453*H3454*J3453/(H3455*4))","v":{"$error":"#VALUE!"}},{"$f":"IF(H3455<=BG3457-E3506,0,H3506*H3453*H3454*J3453/(H3455*4))","v":{"$error":"#VALUE!"}},{"$f":"IF(H3455<=BH3457-E3506,0,H3506*H3453*H3454*J3453/(H3455*4))","v":{"$error":"#VALUE!"}},{"$f":"IF(H3455<=BI3457-E3506,0,H3506*H3453*H3454*J3453/(H3455*4))","v":{"$error":"#VALUE!"}},{"$f":"IF(H3455<=BJ3457-E3506,0,H3506*H3453*H3454*J3453/(H3455*4))","v":{"$error":"#VALUE!"}},{"$f":"IF(H3455<=BK3457-E3506,0,H3506*H3453*H3454*J3453/(H3455*4))","v":{"$error":"#VALUE!"}},{"$f":"IF(H3455<=BL3457-E3506,0,H3506*H3453*H3454*J3453/(H3455*4))","v":{"$error":"#VALUE!"}},{"$f":"IF(H3455<=BM3457-E3506,0,H3506*H3453*H3454*J3453/(H3455*4))","v":{"$error":"#VALUE!"}},{"$f":"IF(H3455<=BN3457-E3506,0,H3506*H3453*H3454*J3453/(H3455*4))","v":{"$error":"#VALUE!"}},{"$f":"IF(H3455<=BO3457-E3506,0,H3506*H3453*H3454*J3453/(H3455*4))","v":{"$error":"#VALUE!"}},{"$f":"IF(H3455<=BP3457-E3506,0,H3506*H3453*H3454*J3453/(H3455*4))","v":{"$error":"#VALUE!"}},{"$f":"IF(H3455<=BQ3457-E3506,0,H3506*H3453*H3454*J3453/(H3455*4))","v":{"$error":"#VALUE!"}}]
[{"$nulls":4},13.25,{"$f":"$DF$52","v":{"v":0,"d":"0.000"}},{"$f":"IF(SUM(F3458:F3507)-H3456<=0,0,SUM(F3458:F3507)-H3456)","v":{"v":0,"d":"0.00"}},{"v":0,"d":"0.000"},{"$nulls":49},{"$f":"IF(H3455<=BF3457-E3507,0,H3507*H3453*H3454*J3453/(H3455*4))","v":{"$error":"#VALUE!"}},{"$f":"IF(H3455<=BG3457-E3507,0,H3507*H3453*H3454*J3453/(H3455*4))","v":{"$error":"#VALUE!"}},{"$f":"IF(H3455<=BH3457-E3507,0,H3507*H3453*H3454*J3453/(H3455*4))","v":{"$error":"#VALUE!"}},{"$f":"IF(H3455<=BI3457-E3507,0,H3507*H3453*H3454*J3453/(H3455*4))","v":{"$error":"#VALUE!"}},{"$f":"IF(H3455<=BJ3457-E3507,0,H3507*H3453*H3454*J3453/(H3455*4))","v":{"$error":"#VALUE!"}},{"$f":"IF(H3455<=BK3457-E3507,0,H3507*H3453*H3454*J3453/(H3455*4))","v":{"$error":"#VALUE!"}},{"$f":"IF(H3455<=BL3457-E3507,0,H3507*H3453*H3454*J3453/(H3455*4))","v":{"$error":"#VALUE!"}},{"$f":"IF(H3455<=BM3457-E3507,0,H3507*H3453*H3454*J3453/(H3455*4))","v":{"$error":"#VALUE!"}},{"$f":"IF(H3455<=BN3457-E3507,0,H3507*H3453*H3454*J3453/(H3455*4))","v":{"$error":"#VALUE!"}},{"$f":"IF(H3455<=BO3457-E3507,0,H3507*H3453*H3454*J3453/(H3455*4))","v":{"$error":"#VALUE!"}},{"$f":"IF(H3455<=BP3457-E3507,0,H3507*H3453*H3454*J3453/(H3455*4))","v":{"$error":"#VALUE!"}},{"$f":"IF(H3455<=BQ3457-E3507,0,H3507*H3453*H3454*J3453/(H3455*4))","v":{"$error":"#VALUE!"}},{"$f":"IF(H3455<=BR3457-E3507,0,H3507*H3453*H3454*J3453/(H3455*4))","v":{"$error":"#VALUE!"}}]
[{"$nulls":4},{"v":13.5,"d":"13.50"},{"$f":"$DF$53","v":{"v":0,"d":"0.000"}},{"$f":"IF(SUM(F3458:F3508)-H3456<=0,0,SUM(F3458:F3508)-H3456)","v":{"v":0,"d":"0.00"}},{"v":0,"d":"0.000"},{"$nulls":50},{"$f":"IF(H3455<=BG3457-E3508,0,H3508*H3453*H3454*J3453/(H3455*4))","v":{"$error":"#VALUE!"}},{"$f":"IF(H3455<=BH3457-E3508,0,H3508*H3453*H3454*J3453/(H3455*4))","v":{"$error":"#VALUE!"}},{"$f":"IF(H3455<=BI3457-E3508,0,H3508*H3453*H3454*J3453/(H3455*4))","v":{"$error":"#VALUE!"}},{"$f":"IF(H3455<=BJ3457-E3508,0,H3508*H3453*H3454*J3453/(H3455*4))","v":{"$error":"#VALUE!"}},{"$f":"IF(H3455<=BK3457-E3508,0,H3508*H3453*H3454*J3453/(H3455*4))","v":{"$error":"#VALUE!"}},{"$f":"IF(H3455<=BL3457-E3508,0,H3508*H3453*H3454*J3453/(H3455*4))","v":{"$error":"#VALUE!"}},{"$f":"IF(H3455<=BM3457-E3508,0,H3508*H3453*H3454*J3453/(H3455*4))","v":{"$error":"#VALUE!"}},{"$f":"IF(H3455<=BN3457-E3508,0,H3508*H3453*H3454*J3453/(H3455*4))","v":{"$error":"#VALUE!"}},{"$f":"IF(H3455<=BO3457-E3508,0,H3508*H3453*H3454*J3453/(H3455*4))","v":{"$error":"#VALUE!"}},{"$f":"IF(H3455<=BP3457-E3508,0,H3508*H3453*H3454*J3453/(H3455*4))","v":{"$error":"#VALUE!"}},{"$f":"IF(H3455<=BQ3457-E3508,0,H3508*H3453*H3454*J3453/(H3455*4))","v":{"$error":"#VALUE!"}},{"$f":"IF(H3455<=BR3457-E3508,0,H3508*H3453*H3454*J3453/(H3455*4))","v":{"$error":"#VALUE!"}},{"$f":"IF(H3455<=BS3457-E3508,0,H3508*H3453*H3454*J3453/(H3455*4))","v":{"$error":"#VALUE!"}}]
[{"$nulls":4},13.75,{"$f":"$DF$54","v":{"v":0,"d":"0.000"}},{"$f":"IF(SUM(F3458:F3509)-H3456<=0,0,SUM(F3458:F3509)-H3456)","v":{"v":0,"d":"0.00"}},{"v":0,"d":"0.000"},{"$nulls":51},{"$f":"IF(H3455<=BH3457-E3509,0,H3509*H3453*H3454*J3453/(H3455*4))","v":{"$error":"#VALUE!"}},{"$f":"IF(H3455<=BI3457-E3509,0,H3509*H3453*H3454*J3453/(H3455*4))","v":{"$error":"#VALUE!"}},{"$f":"IF(H3455<=BJ3457-E3509,0,H3509*H3453*H3454*J3453/(H3455*4))","v":{"$error":"#VALUE!"}},{"$f":"IF(H3455<=BK3457-E3509,0,H3509*H3453*H3454*J3453/(H3455*4))","v":{"$error":"#VALUE!"}},{"$f":"IF(H3455<=BL3457-E3509,0,H3509*H3453*H3454*J3453/(H3455*4))","v":{"$error":"#VALUE!"}},{"$f":"IF(H3455<=BM3457-E3509,0,H3509*H3453*H3454*J3453/(H3455*4))","v":{"$error":"#VALUE!"}},{"$f":"IF(H3455<=BN3457-E3509,0,H3509*H3453*H3454*J3453/(H3455*4))","v":{"$error":"#VALUE!"}},{"$f":"IF(H3455<=BO3457-E3509,0,H3509*H3453*H3454*J3453/(H3455*4))","v":{"$error":"#VALUE!"}},{"$f":"IF(H3455<=BP3457-E3509,0,H3509*H3453*H3454*J3453/(H3455*4))","v":{"$error":"#VALUE!"}},{"$f":"IF(H3455<=BQ3457-E3509,0,H3509*H3453*H3454*J3453/(H3455*4))","v":{"$error":"#VALUE!"}},{"$f":"IF(H3455<=BR3457-E3509,0,H3509*H3453*H3454*J3453/(H3455*4))","v":{"$error":"#VALUE!"}},{"$f":"IF(H3455<=BS3457-E3509,0,H3509*H3453*H3454*J3453/(H3455*4))","v":{"$error":"#VALUE!"}},{"$f":"IF(H3455<=BT3457-E3509,0,H3509*H3453*H3454*J3453/(H3455*4))","v":{"$error":"#VALUE!"}}]
[{"$nulls":4},{"v":14,"d":"14.00"},{"$f":"$DF$55","v":{"v":0,"d":"0.000"}},{"$f":"IF(SUM(F3458:F3510)-H3456<=0,0,SUM(F3458:F3510)-H3456)","v":{"v":0,"d":"0.00"}},{"v":0,"d":"0.000"},{"$nulls":52},{"$f":"IF(H3455<=BI3457-E3510,0,H3510*H3453*H3454*J3453/(H3455*4))","v":{"$error":"#VALUE!"}},{"$f":"IF(H3455<=BJ3457-E3510,0,H3510*H3453*H3454*J3453/(H3455*4))","v":{"$error":"#VALUE!"}},{"$f":"IF($H3455<=$BK3457-$E3510,0,$H3510*$H3453*$H3454*$J3453/($H3455*4))","v":{"$error":"#VALUE!"}},{"$f":"IF(H3455<=BL3457-E3510,0,H3510*H3453*H3454*J3453/(H3455*4))","v":{"$error":"#VALUE!"}},{"$f":"IF(H3455<=BM3457-E3510,0,H3510*H3453*H3454*J3453/(H3455*4))","v":{"$error":"#VALUE!"}},{"$f":"IF(H3455<=BN3457-E3510,0,H3510*H3453*H3454*J3453/(H3455*4))","v":{"$error":"#VALUE!"}},{"$f":"IF(H3455<=BO3457-E3510,0,H3510*H3453*H3454*J3453/(H3455*4))","v":{"$error":"#VALUE!"}},{"$f":"IF(H3455<=BP3457-E3510,0,H3510*H3453*H3454*J3453/(H3455*4))","v":{"$error":"#VALUE!"}},{"$f":"IF(H3455<=BQ3457-E3510,0,H3510*H3453*H3454*J3453/(H3455*4))","v":{"$error":"#VALUE!"}},{"$f":"IF(H3455<=BR3457-E3510,0,H3510*H3453*H3454*J3453/(H3455*4))","v":{"$error":"#VALUE!"}},{"$f":"IF(H3455<=BS3457-E3510,0,H3510*H3453*H3454*J3453/(H3455*4))","v":{"$error":"#VALUE!"}},{"$f":"IF(H3455<=BT3457-E3510,0,H3510*H3453*H3454*J3453/(H3455*4))","v":{"$error":"#VALUE!"}},{"$f":"IF(H3455<=BU3457-E3510,0,H3510*H3453*H3454*J3453/(H3455*4))","v":{"$error":"#VALUE!"}}]
[{"$nulls":4},14.25,{"$f":"$DF$56","v":{"v":0,"d":"0.000"}},{"$f":"IF(SUM(F3458:F3511)-H3456<=0,0,SUM(F3458:F3511)-H3456)","v":{"v":0,"d":"0.00"}},{"v":0,"d":"0.000"},{"$nulls":53},{"$f":"IF(H3455<=BJ3457-E3511,0,H3511*H3453*H3454*J3453/(H3455*4))","v":{"$error":"#VALUE!"}},{"$f":"IF(H3455<=BK3457-E3511,0,H3511*H3453*H3454*J3453/(H3455*4))","v":{"$error":"#VALUE!"}},{"$f":"IF(H3455<=BL3457-E3511,0,H3511*H3453*H3454*J3453/(H3455*4))","v":{"$error":"#VALUE!"}},{"$f":"IF(H3455<=BM3457-E3511,0,H3511*H3453*H3454*J3453/(H3455*4))","v":{"$error":"#VALUE!"}},{"$f":"IF(H3455<=BN3457-E3511,0,H3511*H3453*H3454*J3453/(H3455*4))","v":{"$error":"#VALUE!"}},{"$f":"IF(H3455<=BO3457-E3511,0,H3511*H3453*H3454*J3453/(H3455*4))","v":{"$error":"#VALUE!"}},{"$f":"IF(H3455<=BP3457-E3511,0,H3511*H3453*H3454*J3453/(H3455*4))","v":{"$error":"#VALUE!"}},{"$f":"IF(H3455<=BQ3457-E3511,0,H3511*H3453*H3454*J3453/(H3455*4))","v":{"$error":"#VALUE!"}},{"$f":"IF(H3455<=BR3457-E3511,0,H3511*H3453*H3454*J3453/(H3455*4))","v":{"$error":"#VALUE!"}},{"$f":"IF(H3455<=BS3457-E3511,0,H3511*H3453*H3454*J3453/(H3455*4))","v":{"$error":"#VALUE!"}},{"$f":"IF(H3455<=BT3457-E3511,0,H3511*H3453*H3454*J3453/(H3455*4))","v":{"$error":"#VALUE!"}},{"$f":"IF(H3455<=BU3457-E3511,0,H3511*H3453*H3454*J3453/(H3455*4))","v":{"$error":"#VALUE!"}},{"$f":"IF(H3455<=BV3457-E3511,0,H3511*H3453*H3454*J3453/(H3455*4))","v":{"$error":"#VALUE!"}}]
[{"$nulls":4},{"v":14.5,"d":"14.50"},{"$f":"$DF$57","v":{"v":0,"d":"0.000"}},{"$f":"IF(SUM(F3458:F3512)-H3456<=0,0,SUM(F3458:F3512)-H3456)","v":{"v":0,"d":"0.00"}},{"v":0,"d":"0.000"},{"$nulls":54},{"$f":"IF(H3455<=BK3457-E3512,0,H3512*H3453*H3454*J3453/(H3455*4))","v":{"$error":"#VALUE!"}},{"$f":"IF(H3455<=BL3457-E3512,0,H3512*H3453*H3454*J3453/(H3455*4))","v":{"$error":"#VALUE!"}},{"$f":"IF(H3455<=BM3457-E3512,0,H3512*H3453*H3454*J3453/(H3455*4))","v":{"$error":"#VALUE!"}},{"$f":"IF(H3455<=BN3457-E3512,0,H3512*H3453*H3454*J3453/(H3455*4))","v":{"$error":"#VALUE!"}},{"$f":"IF(H3455<=BO3457-E3512,0,H3512*H3453*H3454*J3453/(H3455*4))","v":{"$error":"#VALUE!"}},{"$f":"IF(H3455<=BP3457-E3512,0,H3512*H3453*H3454*J3453/(H3455*4))","v":{"$error":"#VALUE!"}},{"$f":"IF(H3455<=BQ3457-E3512,0,H3512*H3453*H3454*J3453/(H3455*4))","v":{"$error":"#VALUE!"}},{"$f":"IF(H3455<=BR3457-E3512,0,H3512*H3453*H3454*J3453/(H3455*4))","v":{"$error":"#VALUE!"}},{"$f":"IF(H3455<=BS3457-E3512,0,H3512*H3453*H3454*J3453/(H3455*4))","v":{"$error":"#VALUE!"}},{"$f":"IF(H3455<=BT3457-E3512,0,H3512*H3453*H3454*J3453/(H3455*4))","v":{"$error":"#VALUE!"}},{"$f":"IF(H3455<=BU3457-E3512,0,H3512*H3453*H3454*J3453/(H3455*4))","v":{"$error":"#VALUE!"}},{"$f":"IF(H3455<=BV3457-E3512,0,H3512*H3453*H3454*J3453/(H3455*4))","v":{"$error":"#VALUE!"}},{"$f":"IF(H3455<=BW3457-E3512,0,H3512*H3453*H3454*J3453/(H3455*4))","v":{"$error":"#VALUE!"}}]
[{"$nulls":4},14.75,{"$f":"$DF$58","v":{"v":0,"d":"0.000"}},{"$f":"IF(SUM(F3458:F3513)-H3456<=0,0,SUM(F3458:F3513)-H3456)","v":{"v":0,"d":"0.00"}},{"v":0,"d":"0.000"},{"$nulls":55},{"$f":"IF(H3455<=BL3457-E3513,0,H3513*H3453*H3454*J3453/(H3455*4))","v":{"$error":"#VALUE!"}},{"$f":"IF(H3455<=BM3457-E3513,0,H3513*H3453*H3454*J3453/(H3455*4))","v":{"$error":"#VALUE!"}},{"$f":"IF(H3455<=BN3457-E3513,0,H3513*H3453*H3454*J3453/(H3455*4))","v":{"$error":"#VALUE!"}},{"$f":"IF(H3455<=BO3457-E3513,0,H3513*H3453*H3454*J3453/(H3455*4))","v":{"$error":"#VALUE!"}},{"$f":"IF(H3455<=BP3457-E3513,0,H3513*H3453*H3454*J3453/(H3455*4))","v":{"$error":"#VALUE!"}},{"$f":"IF(H3455<=BQ3457-E3513,0,H3513*H3453*H3454*J3453/(H3455*4))","v":{"$error":"#VALUE!"}},{"$f":"IF(H3455<=BR3457-E3513,0,H3513*H3453*H3454*J3453/(H3455*4))","v":{"$error":"#VALUE!"}},{"$f":"IF(H3455<=BS3457-E3513,0,H3513*H3453*H3454*J3453/(H3455*4))","v":{"$error":"#VALUE!"}},{"$f":"IF(H3455<=BT3457-E3513,0,H3513*H3453*H3454*J3453/(H3455*4))","v":{"$error":"#VALUE!"}},{"$f":"IF(H3455<=BU3457-E3513,0,H3513*H3453*H3454*J3453/(H3455*4))","v":{"$error":"#VALUE!"}},{"$f":"IF(H3455<=BV3457-E3513,0,H3513*H3453*H3454*J3453/(H3455*4))","v":{"$error":"#VALUE!"}},{"$f":"IF(H3455<=BW3457-E3513,0,H3513*H3453*H3454*J3453/(H3455*4))","v":{"$error":"#VALUE!"}},{"$f":"IF(H3455<=BX3457-E3513,0,H3513*H3453*H3454*J3453/(H3455*4))","v":{"$error":"#VALUE!"}}]
[{"$nulls":4},{"v":15,"d":"15.00"},{"$f":"$DF$59","v":{"v":0,"d":"0.000"}},{"$f":"IF(SUM(F3458:F3514)-H3456<=0,0,SUM(F3458:F3514)-H3456)","v":{"v":0,"d":"0.00"}},{"v":0,"d":"0.000"},{"$nulls":56},{"$f":"IF(H3455<=BM3457-E3514,0,H3514*H3453*H3454*J3453/(H3455*4))","v":{"$error":"#VALUE!"}},{"$f":"IF(H3455<=BN3457-E3514,0,H3514*H3453*H3454*J3453/(H3455*4))","v":{"$error":"#VALUE!"}},{"$f":"IF(H3455<=BO3457-E3514,0,H3514*H3453*H3454*J3453/(H3455*4))","v":{"$error":"#VALUE!"}},{"$f":"IF(H3455<=BP3457-E3514,0,H3514*H3453*H3454*J3453/(H3455*4))","v":{"$error":"#VALUE!"}},{"$f":"IF(H3455<=BQ3457-E3514,0,H3514*H3453*H3454*J3453/(H3455*4))","v":{"$error":"#VALUE!"}},{"$f":"IF(H3455<=BR3457-E3514,0,H3514*H3453*H3454*J3453/(H3455*4))","v":{"$error":"#VALUE!"}},{"$f":"IF(H3455<=BS3457-E3514,0,H3514*H3453*H3454*J3453/(H3455*4))","v":{"$error":"#VALUE!"}},{"$f":"IF(H3455<=BT3457-E3514,0,H3514*H3453*H3454*J3453/(H3455*4))","v":{"$error":"#VALUE!"}},{"$f":"IF(H3455<=BU3457-E3514,0,H3514*H3453*H3454*J3453/(H3455*4))","v":{"$error":"#VALUE!"}},{"$f":"IF(H3455<=BV3457-E3514,0,H3514*H3453*H3454*J3453/(H3455*4))","v":{"$error":"#VALUE!"}},{"$f":"IF(H3455<=BW3457-E3514,0,H3514*H3453*H3454*J3453/(H3455*4))","v":{"$error":"#VALUE!"}},{"$f":"IF(H3455<=BX3457-E3514,0,H3514*H3453*H3454*J3453/(H3455*4))","v":{"$error":"#VALUE!"}},{"$f":"IF(H3455<=BY3457-E3514,0,H3514*H3453*H3454*J3453/(H3455*4))","v":{"$error":"#VALUE!"}}]
[{"$nulls":4},15.25,{"$f":"$DF$60","v":{"v":0,"d":"0.000"}},{"$f":"IF(SUM(F3458:F3515)-H3456<=0,0,SUM(F3458:F3515)-H3456)","v":{"v":0,"d":"0.00"}},{"v":0,"d":"0.000"},{"$nulls":57},{"$f":"IF(H3455<=BN3457-E3515,0,H3515*H3453*H3454*J3453/(H3455*4))","v":{"$error":"#VALUE!"}},{"$f":"IF(H3455<=BO3457-E3515,0,H3515*H3453*H3454*J3453/(H3455*4))","v":{"$error":"#VALUE!"}},{"$f":"IF(H3455<=BP3457-E3515,0,H3515*H3453*H3454*J3453/(H3455*4))","v":{"$error":"#VALUE!"}},{"$f":"IF(H3455<=BQ3457-E3515,0,H3515*H3453*H3454*J3453/(H3455*4))","v":{"$error":"#VALUE!"}},{"$f":"IF(H3455<=BR3457-E3515,0,H3515*H3453*H3454*J3453/(H3455*4))","v":{"$error":"#VALUE!"}},{"$f":"IF(H3455<=BS3457-E3515,0,H3515*H3453*H3454*J3453/(H3455*4))","v":{"$error":"#VALUE!"}},{"$f":"IF(H3455<=BT3457-E3515,0,H3515*H3453*H3454*J3453/(H3455*4))","v":{"$error":"#VALUE!"}},{"$f":"IF(H3455<=BU3457-E3515,0,H3515*H3453*H3454*J3453/(H3455*4))","v":{"$error":"#VALUE!"}},{"$f":"IF(H3455<=BV3457-E3515,0,H3515*H3453*H3454*J3453/(H3455*4))","v":{"$error":"#VALUE!"}},{"$f":"IF(H3455<=BW3457-E3515,0,H3515*H3453*H3454*J3453/(H3455*4))","v":{"$error":"#VALUE!"}},{"$f":"IF(H3455<=BX3457-E3515,0,H3515*H3453*H3454*J3453/(H3455*4))","v":{"$error":"#VALUE!"}},{"$f":"IF(H3455<=BY3457-E3515,0,H3515*H3453*H3454*J3453/(H3455*4))","v":{"$error":"#VALUE!"}},{"$f":"IF(H3455<=BZ3457-E3515,0,H3515*H3453*H3454*J3453/(H3455*4))","v":{"$error":"#VALUE!"}}]
[{"$nulls":4},{"v":15.5,"d":"15.50"},{"$f":"$DF$61","v":{"v":0,"d":"0.000"}},{"$f":"IF(SUM(F3458:F3516)-H3456<=0,0,SUM(F3458:F3516)-H3456)","v":{"v":0,"d":"0.00"}},{"v":0,"d":"0.000"},{"$nulls":58},{"$f":"IF(H3455<=BO3457-E3516,0,H3516*H3453*H3454*J3453/(H3455*4))","v":{"$error":"#VALUE!"}},{"$f":"IF(H3455<=BP3457-E3516,0,H3516*H3453*H3454*J3453/(H3455*4))","v":{"$error":"#VALUE!"}},{"$f":"IF(H3455<=BQ3457-E3516,0,H3516*H3453*H3454*J3453/(H3455*4))","v":{"$error":"#VALUE!"}},{"$f":"IF(H3455<=BR3457-E3516,0,H3516*H3453*H3454*J3453/(H3455*4))","v":{"$error":"#VALUE!"}},{"$f":"IF(H3455<=BS3457-E3516,0,H3516*H3453*H3454*J3453/(H3455*4))","v":{"$error":"#VALUE!"}},{"$f":"IF(H3455<=BT3457-E3516,0,H3516*H3453*H3454*J3453/(H3455*4))","v":{"$error":"#VALUE!"}},{"$f":"IF(H3455<=BU3457-E3516,0,H3516*H3453*H3454*J3453/(H3455*4))","v":{"$error":"#VALUE!"}},{"$f":"IF(H3455<=BV3457-E3516,0,H3516*H3453*H3454*J3453/(H3455*4))","v":{"$error":"#VALUE!"}},{"$f":"IF(H3455<=BW3457-E3516,0,H3516*H3453*H3454*J3453/(H3455*4))","v":{"$error":"#VALUE!"}},{"$f":"IF(H3455<=BX3457-E3516,0,H3516*H3453*H3454*J3453/(H3455*4))","v":{"$error":"#VALUE!"}},{"$f":"IF(H3455<=BY3457-E3516,0,H3516*H3453*H3454*J3453/(H3455*4))","v":{"$error":"#VALUE!"}},{"$f":"IF(H3455<=BZ3457-E3516,0,H3516*H3453*H3454*J3453/(H3455*4))","v":{"$error":"#VALUE!"}},{"$f":"IF(H3455<=CA3457-E3516,0,H3516*H3453*H3454*J3453/(H3455*4))","v":{"$error":"#VALUE!"}}]
[{"$nulls":4},15.75,{"$f":"$DF$62","v":{"v":0,"d":"0.000"}},{"$f":"IF(SUM(F3458:F3517)-H3456<=0,0,SUM(F3458:F3517)-H3456)","v":{"v":0,"d":"0.00"}},{"v":0,"d":"0.000"},{"$nulls":59},{"$f":"IF(H3455<=BP3457-E3517,0,H3517*H3453*H3454*J3453/(H3455*4))","v":{"$error":"#VALUE!"}},{"$f":"IF(H3455<=BQ3457-E3517,0,H3517*H3453*H3454*J3453/(H3455*4))","v":{"$error":"#VALUE!"}},{"$f":"IF(H3455<=BR3457-E3517,0,H3517*H3453*H3454*J3453/(H3455*4))","v":{"$error":"#VALUE!"}},{"$f":"IF(H3455<=BS3457-E3517,0,H3517*H3453*H3454*J3453/(H3455*4))","v":{"$error":"#VALUE!"}},{"$f":"IF(H3455<=BT3457-E3517,0,H3517*H3453*H3454*J3453/(H3455*4))","v":{"$error":"#VALUE!"}},{"$f":"IF(H3455<=BU3457-E3517,0,H3517*H3453*H3454*J3453/(H3455*4))","v":{"$error":"#VALUE!"}},{"$f":"IF(H3455<=BV3457-E3517,0,H3517*H3453*H3454*J3453/(H3455*4))","v":{"$error":"#VALUE!"}},{"$f":"IF(H3455<=BW3457-E3517,0,H3517*H3453*H3454*J3453/(H3455*4))","v":{"$error":"#VALUE!"}},{"$f":"IF(H3455<=BX3457-E3517,0,H3517*H3453*H3454*J3453/(H3455*4))","v":{"$error":"#VALUE!"}},{"$f":"IF(H3455<=BY3457-E3517,0,H3517*H3453*H3454*J3453/(H3455*4))","v":{"$error":"#VALUE!"}},{"$f":"IF(H3455<=BZ3457-E3517,0,H3517*H3453*H3454*J3453/(H3455*4))","v":{"$error":"#VALUE!"}},{"$f":"IF(H3455<=CA3457-E3517,0,H3517*H3453*H3454*J3453/(H3455*4))","v":{"$error":"#VALUE!"}},{"$f":"IF(H3455<=CB3457-E3517,0,H3517*H3453*H3454*J3453/(H3455*4))","v":{"$error":"#VALUE!"}}]
[{"$nulls":4},{"v":16,"d":"16.00"},{"$f":"$DF$63","v":{"v":0,"d":"0.000"}},{"$f":"IF(SUM(F3458:F3518)-H3456<=0,0,SUM(F3458:F3518)-H3456)","v":{"v":0,"d":"0.00"}},{"v":0,"d":"0.000"},{"$nulls":60},{"$f":"IF(H3455<=BQ3457-E3518,0,H3518*H3453*H3454*J3453/(H3455*4))","v":{"$error":"#VALUE!"}},{"$f":"IF(H3455<=BR3457-E3518,0,H3518*H3453*H3454*J3453/(H3455*4))","v":{"$error":"#VALUE!"}},{"$f":"IF(H3455<=BS3457-E3518,0,H3518*H3453*H3454*J3453/(H3455*4))","v":{"$error":"#VALUE!"}},{"$f":"IF(H3455<=BT3457-E3518,0,H3518*H3453*H3454*J3453/(H3455*4))","v":{"$error":"#VALUE!"}},{"$f":"IF(H3455<=BU3457-E3518,0,H3518*H3453*H3454*J3453/(H3455*4))","v":{"$error":"#VALUE!"}},{"$f":"IF(H3455<=BV3457-E3518,0,H3518*H3453*H3454*J3453/(H3455*4))","v":{"$error":"#VALUE!"}},{"$f":"IF(H3455<=BW3457-E3518,0,H3518*H3453*H3454*J3453/(H3455*4))","v":{"$error":"#VALUE!"}},{"$f":"IF(H3455<=BX3457-E3518,0,H3518*H3453*H3454*J3453/(H3455*4))","v":{"$error":"#VALUE!"}},{"$f":"IF(H3455<=BY3457-E3518,0,H3518*H3453*H3454*J3453/(H3455*4))","v":{"$error":"#VALUE!"}},{"$f":"IF(H3455<=BZ3457-E3518,0,H3518*H3453*H3454*J3453/(H3455*4))","v":{"$error":"#VALUE!"}},{"$f":"IF(H3455<=CA3457-E3518,0,H3518*H3453*H3454*J3453/(H3455*4))","v":{"$error":"#VALUE!"}},{"$f":"IF(H3455<=CB3457-E3518,0,H3518*H3453*H3454*J3453/(H3455*4))","v":{"$error":"#VALUE!"}},{"$f":"IF(H3455<=CC3457-E3518,0,H3518*H3453*H3454*J3453/(H3455*4))","v":{"$error":"#VALUE!"}}]
[{"$nulls":4},16.25,{"$f":"$DF$64","v":{"v":0,"d":"0.000"}},{"$f":"IF(SUM(F3458:F3519)-H3456<=0,0,SUM(F3458:F3519)-H3456)","v":{"v":0,"d":"0.00"}},{"v":0,"d":"0.000"},{"$nulls":61},{"$f":"IF(H3455<=BR3457-E3519,0,H3519*H3453*H3454*J3453/(H3455*4))","v":{"$error":"#VALUE!"}},{"$f":"IF(H3455<=BS3457-E3519,0,H3519*H3453*H3454*J3453/(H3455*4))","v":{"$error":"#VALUE!"}},{"$f":"IF(H3455<=BT3457-E3519,0,H3519*H3453*H3454*J3453/(H3455*4))","v":{"$error":"#VALUE!"}},{"$f":"IF(H3455<=BU3457-E3519,0,H3519*H3453*H3454*J3453/(H3455*4))","v":{"$error":"#VALUE!"}},{"$f":"IF(H3455<=BV3457-E3519,0,H3519*H3453*H3454*J3453/(H3455*4))","v":{"$error":"#VALUE!"}},{"$f":"IF(H3455<=BW3457-E3519,0,H3519*H3453*H3454*J3453/(H3455*4))","v":{"$error":"#VALUE!"}},{"$f":"IF(H3455<=BX3457-E3519,0,H3519*H3453*H3454*J3453/(H3455*4))","v":{"$error":"#VALUE!"}},{"$f":"IF(H3455<=BY3457-E3519,0,H3519*H3453*H3454*J3453/(H3455*4))","v":{"$error":"#VALUE!"}},{"$f":"IF(H3455<=BZ3457-E3519,0,H3519*H3453*H3454*J3453/(H3455*4))","v":{"$error":"#VALUE!"}},{"$f":"IF(H3455<=CA3457-E3519,0,H3519*H3453*H3454*J3453/(H3455*4))","v":{"$error":"#VALUE!"}},{"$f":"IF(H3455<=CB3457-E3519,0,H3519*H3453*H3454*J3453/(H3455*4))","v":{"$error":"#VALUE!"}},{"$f":"IF(H3455<=CC3457-E3519,0,H3519*H3453*H3454*J3453/(H3455*4))","v":{"$error":"#VALUE!"}},{"$f":"IF(H3455<=CD3457-E3519,0,H3519*H3453*H3454*J3453/(H3455*4))","v":{"$error":"#VALUE!"}}]
[{"$nulls":4},{"v":16.5,"d":"16.50"},{"$f":"$DF$65","v":{"v":0,"d":"0.000"}},{"$f":"IF(SUM(F3458:F3520)-H3456<=0,0,SUM(F3458:F3520)-H3456)","v":{"v":0,"d":"0.00"}},{"v":0,"d":"0.000"},{"$nulls":62},{"$f":"IF(H3455<=BS3457-E3520,0,H3520*H3453*H3454*J3453/(H3455*4))","v":{"$error":"#VALUE!"}},{"$f":"IF(H3455<=BT3457-E3520,0,H3520*H3453*H3454*J3453/(H3455*4))","v":{"$error":"#VALUE!"}},{"$f":"IF(H3455<=BU3457-E3520,0,H3520*H3453*H3454*J3453/(H3455*4))","v":{"$error":"#VALUE!"}},{"$f":"IF(H3455<=BV3457-E3520,0,H3520*H3453*H3454*J3453/(H3455*4))","v":{"$error":"#VALUE!"}},{"$f":"IF(H3455<=BW3457-E3520,0,H3520*H3453*H3454*J3453/(H3455*4))","v":{"$error":"#VALUE!"}},{"$f":"IF(H3455<=BX3457-E3520,0,H3520*H3453*H3454*J3453/(H3455*4))","v":{"$error":"#VALUE!"}},{"$f":"IF(H3455<=BY3457-E3520,0,H3520*H3453*H3454*J3453/(H3455*4))","v":{"$error":"#VALUE!"}},{"$f":"IF(H3455<=BZ3457-E3520,0,H3520*H3453*H3454*J3453/(H3455*4))","v":{"$error":"#VALUE!"}},{"$f":"IF(H3455<=CA3457-E3520,0,H3520*H3453*H3454*J3453/(H3455*4))","v":{"$error":"#VALUE!"}},{"$f":"IF(H3455<=CB3457-E3520,0,H3520*H3453*H3454*J3453/(H3455*4))","v":{"$error":"#VALUE!"}},{"$f":"IF(H3455<=CC3457-E3520,0,H3520*H3453*H3454*J3453/(H3455*4))","v":{"$error":"#VALUE!"}},{"$f":"IF(H3455<=CD3457-E3520,0,H3520*H3453*H3454*J3453/(H3455*4))","v":{"$error":"#VALUE!"}},{"$f":"IF(H3455<=CE3457-E3520,0,H3520*H3453*H3454*J3453/(H3455*4))","v":{"$error":"#VALUE!"}}]
[{"$nulls":4},16.75,{"$f":"$DF$66","v":{"v":0,"d":"0.000"}},{"$f":"IF(SUM(F3458:F3521)-H3456<=0,0,SUM(F3458:F3521)-H3456)","v":{"v":0,"d":"0.00"}},{"v":0,"d":"0.000"},{"$nulls":63},{"$f":"IF(H3455<=BT3457-E3521,0,H3521*H3453*H3454*J3453/(H3455*4))","v":{"$error":"#VALUE!"}},{"$f":"IF(H3455<=BU3457-E3521,0,H3521*H3453*H3454*J3453/(H3455*4))","v":{"$error":"#VALUE!"}},{"$f":"IF(H3455<=BV3457-E3521,0,H3521*H3453*H3454*J3453/(H3455*4))","v":{"$error":"#VALUE!"}},{"$f":"IF(H3455<=BW3457-E3521,0,H3521*H3453*H3454*J3453/(H3455*4))","v":{"$error":"#VALUE!"}},{"$f":"IF(H3455<=BX3457-E3521,0,H3521*H3453*H3454*J3453/(H3455*4))","v":{"$error":"#VALUE!"}},{"$f":"IF(H3455<=BY3457-E3521,0,H3521*H3453*H3454*J3453/(H3455*4))","v":{"$error":"#VALUE!"}},{"$f":"IF(H3455<=BZ3457-E3521,0,H3521*H3453*H3454*J3453/(H3455*4))","v":{"$error":"#VALUE!"}},{"$f":"IF(H3455<=CA3457-E3521,0,H3521*H3453*H3454*J3453/(H3455*4))","v":{"$error":"#VALUE!"}},{"$f":"IF(H3455<=CB3457-E3521,0,H3521*H3453*H3454*J3453/(H3455*4))","v":{"$error":"#VALUE!"}},{"$f":"IF(H3455<=CC3457-E3521,0,H3521*H3453*H3454*J3453/(H3455*4))","v":{"$error":"#VALUE!"}},{"$f":"IF(H3455<=CD3457-E3521,0,H3521*H3453*H3454*J3453/(H3455*4))","v":{"$error":"#VALUE!"}},{"$f":"IF(H3455<=CE3457-E3521,0,H3521*H3453*H3454*J3453/(H3455*4))","v":{"$error":"#VALUE!"}},{"$f":"IF(H3455<=CF3457-E3521,0,H3521*H3453*H3454*J3453/(H3455*4))","v":{"$error":"#VALUE!"}}]
[{"$nulls":4},{"v":17,"d":"17.00"},{"$f":"$DF$67","v":{"v":0,"d":"0.000"}},{"$f":"IF(SUM(F3458:F3522)-H3456<=0,0,SUM(F3458:F3522)-H3456)","v":{"v":0,"d":"0.00"}},{"v":0,"d":"0.000"},{"$nulls":64},{"$f":"IF(H3455<=BU3457-E3522,0,H3522*H3453*H3454*J3453/(H3455*4))","v":{"$error":"#VALUE!"}},{"$f":"IF(H3455<=BV3457-E3522,0,H3522*H3453*H3454*J3453/(H3455*4))","v":{"$error":"#VALUE!"}},{"$f":"IF(H3455<=BW3457-E3522,0,H3522*H3453*H3454*J3453/(H3455*4))","v":{"$error":"#VALUE!"}},{"$f":"IF(H3455<=BX3457-E3522,0,H3522*H3453*H3454*J3453/(H3455*4))","v":{"$error":"#VALUE!"}},{"$f":"IF(H3455<=BY3457-E3522,0,H3522*H3453*H3454*J3453/(H3455*4))","v":{"$error":"#VALUE!"}},{"$f":"IF(H3455<=BZ3457-E3522,0,H3522*H3453*H3454*J3453/(H3455*4))","v":{"$error":"#VALUE!"}},{"$f":"IF(H3455<=CA3457-E3522,0,H3522*H3453*H3454*J3453/(H3455*4))","v":{"$error":"#VALUE!"}},{"$f":"IF(H3455<=CB3457-E3522,0,H3522*H3453*H3454*J3453/(H3455*4))","v":{"$error":"#VALUE!"}},{"$f":"IF(H3455<=CC3457-E3522,0,H3522*H3453*H3454*J3453/(H3455*4))","v":{"$error":"#VALUE!"}},{"$f":"IF(H3455<=CD3457-E3522,0,H3522*H3453*H3454*J3453/(H3455*4))","v":{"$error":"#VALUE!"}},{"$f":"IF(H3455<=CE3457-E3522,0,H3522*H3453*H3454*J3453/(H3455*4))","v":{"$error":"#VALUE!"}},{"$f":"IF(H3455<=CF3457-E3522,0,H3522*H3453*H3454*J3453/(H3455*4))","v":{"$error":"#VALUE!"}},{"$f":"IF(H3455<=CG3457-E3522,0,H3522*H3453*H3454*J3453/(H3455*4))","v":{"$error":"#VALUE!"}}]
[{"$nulls":4},17.25,{"$f":"$DF$68","v":{"v":0,"d":"0.000"}},{"$f":"IF(SUM(F3458:F3523)-H3456<=0,0,SUM(F3458:F3523)-H3456)","v":{"v":0,"d":"0.00"}},{"$f":"G3523-G3522","v":{"v":0,"d":"0.000"}},{"$nulls":65},{"$f":"IF(H3455<=BV3457-E3523,0,H3523*H3453*H3454*J3453/(H3455*4))","v":{"$error":"#VALUE!"}},{"$f":"IF(H3455<=BW3457-E3523,0,H3523*H3453*H3454*J3453/(H3455*4))","v":{"$error":"#VALUE!"}},{"$f":"IF(H3455<=BX3457-E3523,0,H3523*H3453*H3454*J3453/(H3455*4))","v":{"$error":"#VALUE!"}},{"$f":"IF(H3455<=BY3457-E3523,0,H3523*H3453*H3454*J3453/(H3455*4))","v":{"$error":"#VALUE!"}},{"$f":"IF(H3455<=BZ3457-E3523,0,H3523*H3453*H3454*J3453/(H3455*4))","v":{"$error":"#VALUE!"}},{"$f":"IF(H3455<=CA3457-E3523,0,H3523*H3453*H3454*J3453/(H3455*4))","v":{"$error":"#VALUE!"}},{"$f":"IF(H3455<=CB3457-E3523,0,H3523*H3453*H3454*J3453/(H3455*4))","v":{"$error":"#VALUE!"}},{"$f":"IF(H3455<=CC3457-E3523,0,H3523*H3453*H3454*J3453/(H3455*4))","v":{"$error":"#VALUE!"}},{"$f":"IF(H3455<=CD3457-E3523,0,H3523*H3453*H3454*J3453/(H3455*4))","v":{"$error":"#VALUE!"}},{"$f":"IF(H3455<=CE3457-E3523,0,H3523*H3453*H3454*J3453/(H3455*4))","v":{"$error":"#VALUE!"}},{"$f":"IF(H3455<=CF3457-E3523,0,H3523*H3453*H3454*J3453/(H3455*4))","v":{"$error":"#VALUE!"}},{"$f":"IF(H3455<=CG3457-E3523,0,H3523*H3453*H3454*J3453/(H3455*4))","v":{"$error":"#VALUE!"}},{"$f":"IF(H3455<=CH3457-E3523,0,H3523*H3453*H3454*J3453/(H3455*4))","v":{"$error":"#VALUE!"}}]
[{"$nulls":4},{"v":17.5,"d":"17.50"},{"$f":"$DF$69","v":{"v":0,"d":"0.000"}},{"$f":"IF(SUM(F3458:F3524)-H3456<=0,0,SUM(F3458:F3524)-H3456)","v":{"v":0,"d":"0.00"}},{"v":0,"d":"0.000"},{"$nulls":66},{"$f":"IF(H3455<=BW3457-E3524,0,H3524*H3453*H3454*J3453/(H3455*4))","v":{"$error":"#VALUE!"}},{"$f":"IF(H3455<=BX3457-E3524,0,H3524*H3453*H3454*J3453/(H3455*4))","v":{"$error":"#VALUE!"}},{"$f":"IF(H3455<=BY3457-E3524,0,H3524*H3453*H3454*J3453/(H3455*4))","v":{"$error":"#VALUE!"}},{"$f":"IF(H3455<=BZ3457-E3524,0,H3524*H3453*H3454*J3453/(H3455*4))","v":{"$error":"#VALUE!"}},{"$f":"IF(H3455<=CA3457-E3524,0,H3524*H3453*H3454*J3453/(H3455*4))","v":{"$error":"#VALUE!"}},{"$f":"IF(H3455<=CB3457-E3524,0,H3524*H3453*H3454*J3453/(H3455*4))","v":{"$error":"#VALUE!"}},{"$f":"IF(H3455<=CC3457-E3524,0,H3524*H3453*H3454*J3453/(H3455*4))","v":{"$error":"#VALUE!"}},{"$f":"IF(H3455<=CD3457-E3524,0,H3524*H3453*H3454*J3453/(H3455*4))","v":{"$error":"#VALUE!"}},{"$f":"IF(H3455<=CE3457-E3524,0,H3524*H3453*H3454*J3453/(H3455*4))","v":{"$error":"#VALUE!"}},{"$f":"IF(H3455<=CF3457-E3524,0,H3524*H3453*H3454*J3453/(H3455*4))","v":{"$error":"#VALUE!"}},{"$f":"IF(H3455<=CG3457-E3524,0,H3524*H3453*H3454*J3453/(H3455*4))","v":{"$error":"#VALUE!"}},{"$f":"IF(H3455<=CH3457-E3524,0,H3524*H3453*H3454*J3453/(H3455*4))","v":{"$error":"#VALUE!"}},{"$f":"IF(H3455<=CI3457-E3524,0,H3524*H3453*H3454*J3453/(H3455*4))","v":{"$error":"#VALUE!"}}]
[{"$nulls":4},17.75,{"$f":"$DF$70","v":{"v":0,"d":"0.000"}},{"$f":"IF(SUM(F3458:F3525)-H3456<=0,0,SUM(F3458:F3525)-H3456)","v":{"v":0,"d":"0.00"}},{"v":0,"d":"0.000"},{"$nulls":67},{"$f":"IF(H3455<=BX3457-E3525,0,H3525*H3453*H3454*J3453/(H3455*4))","v":{"$error":"#VALUE!"}},{"$f":"IF(H3455<=BY3457-E3525,0,H3525*H3453*H3454*J3453/(H3455*4))","v":{"$error":"#VALUE!"}},{"$f":"IF(H3455<=BZ3457-E3525,0,H3525*H3453*H3454*J3453/(H3455*4))","v":{"$error":"#VALUE!"}},{"$f":"IF(H3455<=CA3457-E3525,0,H3525*H3453*H3454*J3453/(H3455*4))","v":{"$error":"#VALUE!"}},{"$f":"IF(H3455<=CB3457-E3525,0,H3525*H3453*H3454*J3453/(H3455*4))","v":{"$error":"#VALUE!"}},{"$f":"IF(H3455<=CC3457-E3525,0,H3525*H3453*H3454*J3453/(H3455*4))","v":{"$error":"#VALUE!"}},{"$f":"IF(H3455<=CD3457-E3525,0,H3525*H3453*H3454*J3453/(H3455*4))","v":{"$error":"#VALUE!"}},{"$f":"IF(H3455<=CE3457-E3525,0,H3525*H3453*H3454*J3453/(H3455*4))","v":{"$error":"#VALUE!"}},{"$f":"IF(H3455<=CF3457-E3525,0,H3525*H3453*H3454*J3453/(H3455*4))","v":{"$error":"#VALUE!"}},{"$f":"IF(H3455<=CG3457-E3525,0,H3525*H3453*H3454*J3453/(H3455*4))","v":{"$error":"#VALUE!"}},{"$f":"IF(H3455<=CH3457-E3525,0,H3525*H3453*H3454*J3453/(H3455*4))","v":{"$error":"#VALUE!"}},{"$f":"IF(H3455<=CI3457-E3525,0,H3525*H3453*H3454*J3453/(H3455*4))","v":{"$error":"#VALUE!"}},{"$f":"IF(H3455<=CJ3457-E3525,0,H3525*H3453*H3454*J3453/(H3455*4))","v":{"$error":"#VALUE!"}}]
[{"$nulls":4},{"v":18,"d":"18.00"},{"$f":"$DF$71","v":{"v":0,"d":"0.000"}},{"$f":"IF(SUM(F3458:F3526)-H3456<=0,0,SUM(F3458:F3526)-H3456)","v":{"v":0,"d":"0.00"}},{"v":0,"d":"0.000"},{"$nulls":68},{"$f":"IF(H3455<=BY3457-E3526,0,H3526*H3453*H3454*J3453/(H3455*4))","v":{"$error":"#VALUE!"}},{"$f":"IF(H3455<=BZ3457-E3526,0,H3526*H3453*H3454*J3453/(H3455*4))","v":{"$error":"#VALUE!"}},{"$f":"IF(H3455<=CA3457-E3526,0,H3526*H3453*H3454*J3453/(H3455*4))","v":{"$error":"#VALUE!"}},{"$f":"IF(H3455<=CB3457-E3526,0,H3526*H3453*H3454*J3453/(H3455*4))","v":{"$error":"#VALUE!"}},{"$f":"IF(H3455<=CC3457-E3526,0,H3526*H3453*H3454*J3453/(H3455*4))","v":{"$error":"#VALUE!"}},{"$f":"IF(H3455<=CD3457-E3526,0,H3526*H3453*H3454*J3453/(H3455*4))","v":{"$error":"#VALUE!"}},{"$f":"IF(H3455<=CE3457-E3526,0,H3526*H3453*H3454*J3453/(H3455*4))","v":{"$error":"#VALUE!"}},{"$f":"IF(H3455<=CF3457-E3526,0,H3526*H3453*H3454*J3453/(H3455*4))","v":{"$error":"#VALUE!"}},{"$f":"IF(H3455<=CG3457-E3526,0,H3526*H3453*H3454*J3453/(H3455*4))","v":{"$error":"#VALUE!"}},{"$f":"IF(H3455<=CH3457-E3526,0,H3526*H3453*H3454*J3453/(H3455*4))","v":{"$error":"#VALUE!"}},{"$f":"IF(H3455<=CI3457-E3526,0,H3526*H3453*H3454*J3453/(H3455*4))","v":{"$error":"#VALUE!"}},{"$f":"IF(H3455<=CJ3457-E3526,0,H3526*H3453*H3454*J3453/(H3455*4))","v":{"$error":"#VALUE!"}},{"$f":"IF(H3455<=CK3457-E3526,0,H3526*H3453*H3454*J3453/(H3455*4))","v":{"$error":"#VALUE!"}}]
[{"$nulls":4},18.25,{"$f":"$DF$72","v":{"v":0,"d":"0.000"}},{"$f":"IF(SUM(F3458:F3527)-H3456<=0,0,SUM(F3458:F3527)-H3456)","v":{"v":0,"d":"0.00"}},{"v":0,"d":"0.000"},{"$nulls":69},{"$f":"IF(H3455<=BZ3457-E3527,0,H3527*H3453*H3454*J3453/(H3455*4))","v":{"$error":"#VALUE!"}},{"$f":"IF(H3455<=CA3457-E3527,0,H3527*H3453*H3454*J3453/(H3455*4))","v":{"$error":"#VALUE!"}},{"$f":"IF(H3455<=CB3457-E3527,0,H3527*H3453*H3454*J3453/(H3455*4))","v":{"$error":"#VALUE!"}},{"$f":"IF(H3455<=CC3457-E3527,0,H3527*H3453*H3454*J3453/(H3455*4))","v":{"$error":"#VALUE!"}},{"$f":"IF(H3455<=CD3457-E3527,0,H3527*H3453*H3454*J3453/(H3455*4))","v":{"$error":"#VALUE!"}},{"$f":"IF(H3455<=CE3457-E3527,0,H3527*H3453*H3454*J3453/(H3455*4))","v":{"$error":"#VALUE!"}},{"$f":"IF(H3455<=CF3457-E3527,0,H3527*H3453*H3454*J3453/(H3455*4))","v":{"$error":"#VALUE!"}},{"$f":"IF(H3455<=CG3457-E3527,0,H3527*H3453*H3454*J3453/(H3455*4))","v":{"$error":"#VALUE!"}},{"$f":"IF(H3455<=CH3457-E3527,0,H3527*H3453*H3454*J3453/(H3455*4))","v":{"$error":"#VALUE!"}},{"$f":"IF(H3455<=CI3457-E3527,0,H3527*H3453*H3454*J3453/(H3455*4))","v":{"$error":"#VALUE!"}},{"$f":"IF(H3455<=CJ3457-E3527,0,H3527*H3453*H3454*J3453/(H3455*4))","v":{"$error":"#VALUE!"}},{"$f":"IF(H3455<=CK3457-E3527,0,H3527*H3453*H3454*J3453/(H3455*4))","v":{"$error":"#VALUE!"}},{"$f":"IF(H3455<=CL3457-E3527,0,H3527*H3453*H3454*J3453/(H3455*4))","v":{"$error":"#VALUE!"}}]
[{"$nulls":4},{"v":18.5,"d":"18.50"},{"$f":"$DF$73","v":{"v":0,"d":"0.000"}},{"$f":"IF(SUM(F3458:F3528)-H3456<=0,0,SUM(F3458:F3528)-H3456)","v":{"v":0,"d":"0.00"}},{"v":0,"d":"0.000"},{"$nulls":70},{"$f":"IF(H3455<=CA3457-E3528,0,H3528*H3453*H3454*J3453/(H3455*4))","v":{"$error":"#VALUE!"}},{"$f":"IF(H3455<=CB3457-E3528,0,H3528*H3453*H3454*J3453/(H3455*4))","v":{"$error":"#VALUE!"}},{"$f":"IF(H3455<=CC3457-E3528,0,H3528*H3453*H3454*J3453/(H3455*4))","v":{"$error":"#VALUE!"}},{"$f":"IF(H3455<=CD3457-E3528,0,H3528*H3453*H3454*J3453/(H3455*4))","v":{"$error":"#VALUE!"}},{"$f":"IF(H3455<=CE3457-E3528,0,H3528*H3453*H3454*J3453/(H3455*4))","v":{"$error":"#VALUE!"}},{"$f":"IF(H3455<=CF3457-E3528,0,H3528*H3453*H3454*J3453/(H3455*4))","v":{"$error":"#VALUE!"}},{"$f":"IF(H3455<=CG3457-E3528,0,H3528*H3453*H3454*J3453/(H3455*4))","v":{"$error":"#VALUE!"}},{"$f":"IF(H3455<=CH3457-E3528,0,H3528*H3453*H3454*J3453/(H3455*4))","v":{"$error":"#VALUE!"}},{"$f":"IF(H3455<=CI3457-E3528,0,H3528*H3453*H3454*J3453/(H3455*4))","v":{"$error":"#VALUE!"}},{"$f":"IF(H3455<=CJ3457-E3528,0,H3528*H3453*H3454*J3453/(H3455*4))","v":{"$error":"#VALUE!"}},{"$f":"IF(H3455<=CK3457-E3528,0,H3528*H3453*H3454*J3453/(H3455*4))","v":{"$error":"#VALUE!"}},{"$f":"IF(H3455<=CL3457-E3528,0,H3528*H3453*H3454*J3453/(H3455*4))","v":{"$error":"#VALUE!"}},{"$f":"IF(H3455<=CM3457-E3528,0,H3528*H3453*H3454*J3453/(H3455*4))","v":{"$error":"#VALUE!"}}]
[{"$nulls":4},18.75,{"$f":"$DF$74","v":{"v":0,"d":"0.000"}},{"$f":"IF(SUM(F3458:F3529)-H3456<=0,0,SUM(F3458:F3529)-H3456)","v":{"v":0,"d":"0.00"}},{"v":0,"d":"0.000"},{"$nulls":71},{"$f":"IF(H3455<=CB3457-E3529,0,H3529*H3453*H3454*J3453/(H3455*4))","v":{"$error":"#VALUE!"}},{"$f":"IF(H3455<=CC3457-E3529,0,H3529*H3453*H3454*J3453/(H3455*4))","v":{"$error":"#VALUE!"}},{"$f":"IF(H3455<=CD3457-E3529,0,H3529*H3453*H3454*J3453/(H3455*4))","v":{"$error":"#VALUE!"}},{"$f":"IF(H3455<=CE3457-E3529,0,H3529*H3453*H3454*J3453/(H3455*4))","v":{"$error":"#VALUE!"}},{"$f":"IF(H3455<=CF3457-E3529,0,H3529*H3453*H3454*J3453/(H3455*4))","v":{"$error":"#VALUE!"}},{"$f":"IF(H3455<=CG3457-E3529,0,H3529*H3453*H3454*J3453/(H3455*4))","v":{"$error":"#VALUE!"}},{"$f":"IF(H3455<=CH3457-E3529,0,H3529*H3453*H3454*J3453/(H3455*4))","v":{"$error":"#VALUE!"}},{"$f":"IF(H3455<=CI3457-E3529,0,H3529*H3453*H3454*J3453/(H3455*4))","v":{"$error":"#VALUE!"}},{"$f":"IF(H3455<=CJ3457-E3529,0,H3529*H3453*H3454*J3453/(H3455*4))","v":{"$error":"#VALUE!"}},{"$f":"IF(H3455<=CK3457-E3529,0,H3529*H3453*H3454*J3453/(H3455*4))","v":{"$error":"#VALUE!"}},{"$f":"IF(H3455<=CL3457-E3529,0,H3529*H3453*H3454*J3453/(H3455*4))","v":{"$error":"#VALUE!"}},{"$f":"IF(H3455<=CM3457-E3529,0,H3529*H3453*H3454*J3453/(H3455*4))","v":{"$error":"#VALUE!"}},{"$f":"IF(H3455<=CN3457-E3529,0,H3529*H3453*H3454*J3453/(H3455*4))","v":{"$error":"#VALUE!"}}]
[{"$nulls":4},{"v":19,"d":"19.00"},{"$f":"$DF$75","v":{"v":0,"d":"0.000"}},{"$f":"IF(SUM(F3458:F3530)-H3456<=0,0,SUM(F3458:F3530)-H3456)","v":{"v":0,"d":"0.00"}},{"v":0,"d":"0.000"},{"$nulls":72},{"$f":"IF(H3455<=CC3457-E3530,0,H3530*H3453*H3454*J3453/(H3455*4))","v":{"$error":"#VALUE!"}},{"$f":"IF(H3455<=CD3457-E3530,0,H3530*H3453*H3454*J3453/(H3455*4))","v":{"$error":"#VALUE!"}},{"$f":"IF(H3455<=CE3457-E3530,0,H3530*H3453*H3454*J3453/(H3455*4))","v":{"$error":"#VALUE!"}},{"$f":"IF(H3455<=CF3457-E3530,0,H3530*H3453*H3454*J3453/(H3455*4))","v":{"$error":"#VALUE!"}},{"$f":"IF(H3455<=CG3457-E3530,0,H3530*H3453*H3454*J3453/(H3455*4))","v":{"$error":"#VALUE!"}},{"$f":"IF(H3455<=CH3457-E3530,0,H3530*H3453*H3454*J3453/(H3455*4))","v":{"$error":"#VALUE!"}},{"$f":"IF(H3455<=CI3457-E3530,0,H3530*H3453*H3454*J3453/(H3455*4))","v":{"$error":"#VALUE!"}},{"$f":"IF(H3455<=CJ3457-E3530,0,H3530*H3453*H3454*J3453/(H3455*4))","v":{"$error":"#VALUE!"}},{"$f":"IF(H3455<=CK3457-E3530,0,H3530*H3453*H3454*J3453/(H3455*4))","v":{"$error":"#VALUE!"}},{"$f":"IF(H3455<=CL3457-E3530,0,H3530*H3453*H3454*J3453/(H3455*4))","v":{"$error":"#VALUE!"}},{"$f":"IF(H3455<=CM3457-E3530,0,H3530*H3453*H3454*J3453/(H3455*4))","v":{"$error":"#VALUE!"}},{"$f":"IF(H3455<=CN3457-E3530,0,H3530*H3453*H3454*J3453/(H3455*4))","v":{"$error":"#VALUE!"}},{"$f":"IF(H3455<=CO3457-E3530,0,H3530*H3453*H3454*J3453/(H3455*4))","v":{"$error":"#VALUE!"}}]
[{"$nulls":4},19.25,{"$f":"$DF$76","v":{"v":0,"d":"0.000"}},{"$f":"IF(SUM(F3458:F3531)-H3456<=0,0,SUM(F3458:F3531)-H3456)","v":{"v":0,"d":"0.00"}},{"v":0,"d":"0.000"},{"$nulls":73},{"$f":"IF(H3455<=CD3457-E3531,0,H3531*H3453*H3454*J3453/(H3455*4))","v":{"$error":"#VALUE!"}},{"$f":"IF(H3455<=CE3457-E3531,0,H3531*H3453*H3454*J3453/(H3455*4))","v":{"$error":"#VALUE!"}},{"$f":"IF(H3455<=CF3457-E3531,0,H3531*H3453*H3454*J3453/(H3455*4))","v":{"$error":"#VALUE!"}},{"$f":"IF(H3455<=CG3457-E3531,0,H3531*H3453*H3454*J3453/(H3455*4))","v":{"$error":"#VALUE!"}},{"$f":"IF(H3455<=CH3457-E3531,0,H3531*H3453*H3454*J3453/(H3455*4))","v":{"$error":"#VALUE!"}},{"$f":"IF(H3455<=CI3457-E3531,0,H3531*H3453*H3454*J3453/(H3455*4))","v":{"$error":"#VALUE!"}},{"$f":"IF(H3455<=CJ3457-E3531,0,H3531*H3453*H3454*J3453/(H3455*4))","v":{"$error":"#VALUE!"}},{"$f":"IF(H3455<=CK3457-E3531,0,H3531*H3453*H3454*J3453/(H3455*4))","v":{"$error":"#VALUE!"}},{"$f":"IF(H3455<=CL3457-E3531,0,H3531*H3453*H3454*J3453/(H3455*4))","v":{"$error":"#VALUE!"}},{"$f":"IF(H3455<=CM3457-E3531,0,H3531*H3453*H3454*J3453/(H3455*4))","v":{"$error":"#VALUE!"}},{"$f":"IF(H3455<=CN3457-E3531,0,H3531*H3453*H3454*J3453/(H3455*4))","v":{"$error":"#VALUE!"}},{"$f":"IF(H3455<=CO3457-E3531,0,H3531*H3453*H3454*J3453/(H3455*4))","v":{"$error":"#VALUE!"}},{"$f":"IF(H3455<=CP3457-E3531,0,H3531*H3453*H3454*J3453/(H3455*4))","v":{"$error":"#VALUE!"}}]
[{"$nulls":4},{"v":19.5,"d":"19.50"},{"$f":"$DF$77","v":{"v":0,"d":"0.000"}},{"$f":"IF(SUM(F3458:F3532)-H3456<=0,0,SUM(F3458:F3532)-H3456)","v":{"v":0,"d":"0.00"}},{"v":0,"d":"0.000"},{"$nulls":74},{"$f":"IF(H3455<=CE3457-E3532,0,H3532*H3453*H3454*J3453/(H3455*4))","v":{"$error":"#VALUE!"}},{"$f":"IF(H3455<=CF3457-E3532,0,H3532*H3453*H3454*J3453/(H3455*4))","v":{"$error":"#VALUE!"}},{"$f":"IF(H3455<=CG3457-E3532,0,H3532*H3453*H3454*J3453/(H3455*4))","v":{"$error":"#VALUE!"}},{"$f":"IF(H3455<=CH3457-E3532,0,H3532*H3453*H3454*J3453/(H3455*4))","v":{"$error":"#VALUE!"}},{"$f":"IF(H3455<=CI3457-E3532,0,H3532*H3453*H3454*J3453/(H3455*4))","v":{"$error":"#VALUE!"}},{"$f":"IF(H3455<=CJ3457-E3532,0,H3532*H3453*H3454*J3453/(H3455*4))","v":{"$error":"#VALUE!"}},{"$f":"IF(H3455<=CK3457-E3532,0,H3532*H3453*H3454*J3453/(H3455*4))","v":{"$error":"#VALUE!"}},{"$f":"IF(H3455<=CL3457-E3532,0,H3532*H3453*H3454*J3453/(H3455*4))","v":{"$error":"#VALUE!"}},{"$f":"IF(H3455<=CM3457-E3532,0,H3532*H3453*H3454*J3453/(H3455*4))","v":{"$error":"#VALUE!"}},{"$f":"IF(H3455<=CN3457-E3532,0,H3532*H3453*H3454*J3453/(H3455*4))","v":{"$error":"#VALUE!"}},{"$f":"IF(H3455<=CO3457-E3532,0,H3532*H3453*H3454*J3453/(H3455*4))","v":{"$error":"#VALUE!"}},{"$f":"IF(H3455<=CP3457-E3532,0,H3532*H3453*H3454*J3453/(H3455*4))","v":{"$error":"#VALUE!"}},{"$f":"IF(H3455<=CQ3457-E3532,0,H3532*H3453*H3454*J3453/(H3455*4))","v":{"$error":"#VALUE!"}}]
[{"$nulls":4},19.75,{"$f":"$DF$78","v":{"v":0,"d":"0.000"}},{"$f":"IF(SUM(F3458:F3533)-H3456<=0,0,SUM(F3458:F3533)-H3456)","v":{"v":0,"d":"0.00"}},{"v":0,"d":"0.000"},{"$nulls":75},{"$f":"IF(H3455<=CF3457-E3533,0,H3533*H3453*H3454*J3453/(H3455*4))","v":{"$error":"#VALUE!"}},{"$f":"IF(H3455<=CG3457-E3533,0,H3533*H3453*H3454*J3453/(H3455*4))","v":{"$error":"#VALUE!"}},{"$f":"IF(H3455<=CH3457-E3533,0,H3533*H3453*H3454*J3453/(H3455*4))","v":{"$error":"#VALUE!"}},{"$f":"IF(H3455<=CI3457-E3533,0,H3533*H3453*H3454*J3453/(H3455*4))","v":{"$error":"#VALUE!"}},{"$f":"IF(H3455<=CJ3457-E3533,0,H3533*H3453*H3454*J3453/(H3455*4))","v":{"$error":"#VALUE!"}},{"$f":"IF(H3455<=CK3457-E3533,0,H3533*H3453*H3454*J3453/(H3455*4))","v":{"$error":"#VALUE!"}},{"$f":"IF(H3455<=CL3457-E3533,0,H3533*H3453*H3454*J3453/(H3455*4))","v":{"$error":"#VALUE!"}},{"$f":"IF(H3455<=CM3457-E3533,0,H3533*H3453*H3454*J3453/(H3455*4))","v":{"$error":"#VALUE!"}},{"$f":"IF(H3455<=CN3457-E3533,0,H3533*H3453*H3454*J3453/(H3455*4))","v":{"$error":"#VALUE!"}},{"$f":"IF(H3455<=CO3457-E3533,0,H3533*H3453*H3454*J3453/(H3455*4))","v":{"$error":"#VALUE!"}},{"$f":"IF(H3455<=CP3457-E3533,0,H3533*H3453*H3454*J3453/(H3455*4))","v":{"$error":"#VALUE!"}},{"$f":"IF(H3455<=CQ3457-E3533,0,H3533*H3453*H3454*J3453/(H3455*4))","v":{"$error":"#VALUE!"}},{"$f":"IF(H3455<=CR3457-E3533,0,H3533*H3453*H3454*J3453/(H3455*4))","v":{"$error":"#VALUE!"}}]
[{"$nulls":4},{"v":20,"d":"20.00"},{"$f":"$DF$79","v":{"v":0,"d":"0.000"}},{"$f":"IF(SUM(F3458:F3534)-H3456<=0,0,SUM(F3458:F3534)-H3456)","v":{"v":0,"d":"0.00"}},{"v":0,"d":"0.000"},{"$nulls":76},{"$f":"IF(H3455<=CG3457-E3534,0,H3534*H3453*H3454*J3453/(H3455*4))","v":{"$error":"#VALUE!"}},{"$f":"IF(H3455<=CH3457-E3534,0,H3534*H3453*H3454*J3453/(H3455*4))","v":{"$error":"#VALUE!"}},{"$f":"IF(H3455<=CI3457-E3534,0,H3534*H3453*H3454*J3453/(H3455*4))","v":{"$error":"#VALUE!"}},{"$f":"IF(H3455<=CJ3457-E3534,0,H3534*H3453*H3454*J3453/(H3455*4))","v":{"$error":"#VALUE!"}},{"$f":"IF(H3455<=CK3457-E3534,0,H3534*H3453*H3454*J3453/(H3455*4))","v":{"$error":"#VALUE!"}},{"$f":"IF(H3455<=CL3457-E3534,0,H3534*H3453*H3454*J3453/(H3455*4))","v":{"$error":"#VALUE!"}},{"$f":"IF(H3455<=CM3457-E3534,0,H3534*H3453*H3454*J3453/(H3455*4))","v":{"$error":"#VALUE!"}},{"$f":"IF(H3455<=CN3457-E3534,0,H3534*H3453*H3454*J3453/(H3455*4))","v":{"$error":"#VALUE!"}},{"$f":"IF(H3455<=CO3457-E3534,0,H3534*H3453*H3454*J3453/(H3455*4))","v":{"$error":"#VALUE!"}},{"$f":"IF(H3455<=CP3457-E3534,0,H3534*H3453*H3454*J3453/(H3455*4))","v":{"$error":"#VALUE!"}},{"$f":"IF(H3455<=CQ3457-E3534,0,H3534*H3453*H3454*J3453/(H3455*4))","v":{"$error":"#VALUE!"}},{"$f":"IF(H3455<=CR3457-E3534,0,H3534*H3453*H3454*J3453/(H3455*4))","v":{"$error":"#VALUE!"}},{"$f":"IF(H3455<=CS3457-E3534,0,H3534*H3453*H3454*J3453/(H3455*4))","v":{"$error":"#VALUE!"}}]
[{"$nulls":4},20.25,{"$f":"$DF$80","v":{"v":0,"d":"0.000"}},{"$f":"IF(SUM(F3458:F3535)-H3456<=0,0,SUM(F3458:F3535)-H3456)","v":{"v":0,"d":"0.00"}},{"v":0,"d":"0.000"},{"$nulls":77},{"$f":"IF(H3455<=CH3457-E3535,0,H3535*H3453*H3454*J3453/(H3455*4))","v":{"$error":"#VALUE!"}},{"$f":"IF(H3455<=CI3457-E3535,0,H3535*H3453*H3454*J3453/(H3455*4))","v":{"$error":"#VALUE!"}},{"$f":"IF(H3455<=CJ3457-E3535,0,H3535*H3453*H3454*J3453/(H3455*4))","v":{"$error":"#VALUE!"}},{"$f":"IF(H3455<=CK3457-E3535,0,H3535*H3453*H3454*J3453/(H3455*4))","v":{"$error":"#VALUE!"}},{"$f":"IF(H3455<=CL3457-E3535,0,H3535*H3453*H3454*J3453/(H3455*4))","v":{"$error":"#VALUE!"}},{"$f":"IF(H3455<=CM3457-E3535,0,H3535*H3453*H3454*J3453/(H3455*4))","v":{"$error":"#VALUE!"}},{"$f":"IF(H3455<=CN3457-E3535,0,H3535*H3453*H3454*J3453/(H3455*4))","v":{"$error":"#VALUE!"}},{"$f":"IF(H3455<=CO3457-E3535,0,H3535*H3453*H3454*J3453/(H3455*4))","v":{"$error":"#VALUE!"}},{"$f":"IF(H3455<=CP3457-E3535,0,H3535*H3453*H3454*J3453/(H3455*4))","v":{"$error":"#VALUE!"}},{"$f":"IF(H3455<=CQ3457-E3535,0,H3535*H3453*H3454*J3453/(H3455*4))","v":{"$error":"#VALUE!"}},{"$f":"IF(H3455<=CR3457-E3535,0,H3535*H3453*H3454*J3453/(H3455*4))","v":{"$error":"#VALUE!"}},{"$f":"IF(H3455<=CS3457-E3535,0,H3535*H3453*H3454*J3453/(H3455*4))","v":{"$error":"#VALUE!"}},{"$f":"IF(H3455<=CT3457-E3535,0,H3535*H3453*H3454*J3453/(H3455*4))","v":{"$error":"#VALUE!"}}]
[{"$nulls":4},{"v":20.5,"d":"20.50"},{"$f":"$DF$81","v":{"v":0,"d":"0.000"}},{"$f":"IF(SUM(F3458:F3536)-H3456<=0,0,SUM(F3458:F3536)-H3456)","v":{"v":0,"d":"0.00"}},{"v":0,"d":"0.000"},{"$nulls":78},{"$f":"IF(H3455<=CI3457-E3536,0,H3536*H3453*H3454*J3453/(H3455*4))","v":{"$error":"#VALUE!"}},{"$f":"IF(H3455<=CJ3457-E3536,0,H3536*H3453*H3454*J3453/(H3455*4))","v":{"$error":"#VALUE!"}},{"$f":"IF(H3455<=CK3457-E3536,0,H3536*H3453*H3454*J3453/(H3455*4))","v":{"$error":"#VALUE!"}},{"$f":"IF(H3455<=CL3457-E3536,0,H3536*H3453*H3454*J3453/(H3455*4))","v":{"$error":"#VALUE!"}},{"$f":"IF(H3455<=CM3457-E3536,0,H3536*H3453*H3454*J3453/(H3455*4))","v":{"$error":"#VALUE!"}},{"$f":"IF(H3455<=CN3457-E3536,0,H3536*H3453*H3454*J3453/(H3455*4))","v":{"$error":"#VALUE!"}},{"$f":"IF(H3455<=CO3457-E3536,0,H3536*H3453*H3454*J3453/(H3455*4))","v":{"$error":"#VALUE!"}},{"$f":"IF(H3455<=CP3457-E3536,0,H3536*H3453*H3454*J3453/(H3455*4))","v":{"$error":"#VALUE!"}},{"$f":"IF(H3455<=CQ3457-E3536,0,H3536*H3453*H3454*J3453/(H3455*4))","v":{"$error":"#VALUE!"}},{"$f":"IF(H3455<=CR3457-E3536,0,H3536*H3453*H3454*J3453/(H3455*4))","v":{"$error":"#VALUE!"}},{"$f":"IF(H3455<=CS3457-E3536,0,H3536*H3453*H3454*J3453/(H3455*4))","v":{"$error":"#VALUE!"}},{"$f":"IF(H3455<=CT3457-E3536,0,H3536*H3453*H3454*J3453/(H3455*4))","v":{"$error":"#VALUE!"}},{"$f":"IF(H3455<=CU3457-E3536,0,H3536*H3453*H3454*J3453/(H3455*4))","v":{"$error":"#VALUE!"}}]
[{"$nulls":4},20.75,{"$f":"$DF$82","v":{"v":0,"d":"0.000"}},{"$f":"IF(SUM(F3458:F3537)-H3456<=0,0,SUM(F3458:F3537)-H3456)","v":{"v":0,"d":"0.00"}},{"v":0,"d":"0.000"},{"$nulls":79},{"$f":"IF(H3455<=CJ3457-E3537,0,H3537*H3453*H3454*J3453/(H3455*4))","v":{"$error":"#VALUE!"}},{"$f":"IF(H3455<=CK3457-E3537,0,H3537*H3453*H3454*J3453/(H3455*4))","v":{"$error":"#VALUE!"}},{"$f":"IF(H3455<=CL3457-E3537,0,H3537*H3453*H3454*J3453/(H3455*4))","v":{"$error":"#VALUE!"}},{"$f":"IF(H3455<=CM3457-E3537,0,H3537*H3453*H3454*J3453/(H3455*4))","v":{"$error":"#VALUE!"}},{"$f":"IF(H3455<=CN3457-E3537,0,H3537*H3453*H3454*J3453/(H3455*4))","v":{"$error":"#VALUE!"}},{"$f":"IF(H3455<=CO3457-E3537,0,H3537*H3453*H3454*J3453/(H3455*4))","v":{"$error":"#VALUE!"}},{"$f":"IF(H3455<=CP3457-E3537,0,H3537*H3453*H3454*J3453/(H3455*4))","v":{"$error":"#VALUE!"}},{"$f":"IF(H3455<=CQ3457-E3537,0,H3537*H3453*H3454*J3453/(H3455*4))","v":{"$error":"#VALUE!"}},{"$f":"IF(H3455<=CR3457-E3537,0,H3537*H3453*H3454*J3453/(H3455*4))","v":{"$error":"#VALUE!"}},{"$f":"IF(H3455<=CS3457-E3537,0,H3537*H3453*H3454*J3453/(H3455*4))","v":{"$error":"#VALUE!"}},{"$f":"IF(H3455<=CT3457-E3537,0,H3537*H3453*H3454*J3453/(H3455*4))","v":{"$error":"#VALUE!"}},{"$f":"IF(H3455<=CU3457-E3537,0,H3537*H3453*H3454*J3453/(H3455*4))","v":{"$error":"#VALUE!"}},{"$f":"IF(H3455<=CV3457-E3537,0,H3537*H3453*H3454*J3453/(H3455*4))","v":{"$error":"#VALUE!"}}]
[{"$nulls":4},{"v":21,"d":"21.00"},{"$f":"$DF$83","v":{"v":0,"d":"0.000"}},{"$f":"IF(SUM(F3458:F3538)-H3456<=0,0,SUM(F3458:F3538)-H3456)","v":{"v":0,"d":"0.00"}},{"v":0,"d":"0.000"},{"$nulls":80},{"$f":"IF(H3455<=CK3457-E3538,0,H3538*H3453*H3454*J3453/(H3455*4))","v":{"$error":"#VALUE!"}},{"$f":"IF(H3455<=CL3457-E3538,0,H3538*H3453*H3454*J3453/(H3455*4))","v":{"$error":"#VALUE!"}},{"$f":"IF(H3455<=CM3457-E3538,0,H3538*H3453*H3454*J3453/(H3455*4))","v":{"$error":"#VALUE!"}},{"$f":"IF(H3455<=CN3457-E3538,0,H3538*H3453*H3454*J3453/(H3455*4))","v":{"$error":"#VALUE!"}},{"$f":"IF(H3455<=CO3457-E3538,0,H3538*H3453*H3454*J3453/(H3455*4))","v":{"$error":"#VALUE!"}},{"$f":"IF(H3455<=CP3457-E3538,0,H3538*H3453*H3454*J3453/(H3455*4))","v":{"$error":"#VALUE!"}},{"$f":"IF(H3455<=CQ3457-E3538,0,H3538*H3453*H3454*J3453/(H3455*4))","v":{"$error":"#VALUE!"}},{"$f":"IF(H3455<=CR3457-E3538,0,H3538*H3453*H3454*J3453/(H3455*4))","v":{"$error":"#VALUE!"}},{"$f":"IF(H3455<=CS3457-E3538,0,H3538*H3453*H3454*J3453/(H3455*4))","v":{"$error":"#VALUE!"}},{"$f":"IF(H3455<=CT3457-E3538,0,H3538*H3453*H3454*J3453/(H3455*4))","v":{"$error":"#VALUE!"}},{"$f":"IF(H3455<=CU3457-E3538,0,H3538*H3453*H3454*J3453/(H3455*4))","v":{"$error":"#VALUE!"}},{"$f":"IF(H3455<=CV3457-E3538,0,H3538*H3453*H3454*J3453/(H3455*4))","v":{"$error":"#VALUE!"}},{"$f":"IF(H3455<=CW3457-E3538,0,H3538*H3453*H3454*J3453/(H3455*4))","v":{"$error":"#VALUE!"}}]
[{"$nulls":4},21.25,{"$f":"$DF$84","v":{"v":0,"d":"0.000"}},{"$f":"IF(SUM(F3458:F3539)-H3456<=0,0,SUM(F3458:F3539)-H3456)","v":{"v":0,"d":"0.00"}},{"v":0,"d":"0.000"},{"$nulls":81},{"$f":"IF(H3455<=CL3457-E3539,0,H3539*H3453*H3454*J3453/(H3455*4))","v":{"$error":"#VALUE!"}},{"$f":"IF(H3455<=CM3457-E3539,0,H3539*H3453*H3454*J3453/(H3455*4))","v":{"$error":"#VALUE!"}},{"$f":"IF(H3455<=CN3457-E3539,0,H3539*H3453*H3454*J3453/(H3455*4))","v":{"$error":"#VALUE!"}},{"$f":"IF(H3455<=CO3457-E3539,0,H3539*H3453*H3454*J3453/(H3455*4))","v":{"$error":"#VALUE!"}},{"$f":"IF(H3455<=CP3457-E3539,0,H3539*H3453*H3454*J3453/(H3455*4))","v":{"$error":"#VALUE!"}},{"$f":"IF(H3455<=CQ3457-E3539,0,H3539*H3453*H3454*J3453/(H3455*4))","v":{"$error":"#VALUE!"}},{"$f":"IF(H3455<=CR3457-E3539,0,H3539*H3453*H3454*J3453/(H3455*4))","v":{"$error":"#VALUE!"}},{"$f":"IF(H3455<=CS3457-E3539,0,H3539*H3453*H3454*J3453/(H3455*4))","v":{"$error":"#VALUE!"}},{"$f":"IF(H3455<=CT3457-E3539,0,H3539*H3453*H3454*J3453/(H3455*4))","v":{"$error":"#VALUE!"}},{"$f":"IF(H3455<=CU3457-E3539,0,H3539*H3453*H3454*J3453/(H3455*4))","v":{"$error":"#VALUE!"}},{"$f":"IF(H3455<=CV3457-E3539,0,H3539*H3453*H3454*J3453/(H3455*4))","v":{"$error":"#VALUE!"}},{"$f":"IF(H3455<=CW3457-E3539,0,H3539*H3453*H3454*J3453/(H3455*4))","v":{"$error":"#VALUE!"}},{"$f":"IF(H3455<=CX3457-E3539,0,H3539*H3453*H3454*J3453/(H3455*4))","v":{"$error":"#VALUE!"}}]
[{"$nulls":4},{"v":21.5,"d":"21.50"},{"$f":"$DF$85","v":{"v":0,"d":"0.000"}},{"$f":"IF(SUM(F3458:F3540)-H3456<=0,0,SUM(F3458:F3540)-H3456)","v":{"v":0,"d":"0.00"}},{"v":0,"d":"0.000"},{"$nulls":82},{"$f":"IF(H3455<=CM3457-E3540,0,H3540*H3453*H3454*J3453/(H3455*4))","v":{"$error":"#VALUE!"}},{"$f":"IF(H3455<=CN3457-E3540,0,H3540*H3453*H3454*J3453/(H3455*4))","v":{"$error":"#VALUE!"}},{"$f":"IF(H3455<=CO3457-E3540,0,H3540*H3453*H3454*J3453/(H3455*4))","v":{"$error":"#VALUE!"}},{"$f":"IF(H3455<=CP3457-E3540,0,H3540*H3453*H3454*J3453/(H3455*4))","v":{"$error":"#VALUE!"}},{"$f":"IF(H3455<=CQ3457-E3540,0,H3540*H3453*H3454*J3453/(H3455*4))","v":{"$error":"#VALUE!"}},{"$f":"IF(H3455<=CR3457-E3540,0,H3540*H3453*H3454*J3453/(H3455*4))","v":{"$error":"#VALUE!"}},{"$f":"IF(H3455<=CS3457-E3540,0,H3540*H3453*H3454*J3453/(H3455*4))","v":{"$error":"#VALUE!"}},{"$f":"IF(H3455<=CT3457-E3540,0,H3540*H3453*H3454*J3453/(H3455*4))","v":{"$error":"#VALUE!"}},{"$f":"IF(H3455<=CU3457-E3540,0,H3540*H3453*H3454*J3453/(H3455*4))","v":{"$error":"#VALUE!"}},{"$f":"IF(H3455<=CV3457-E3540,0,H3540*H3453*H3454*J3453/(H3455*4))","v":{"$error":"#VALUE!"}},{"$f":"IF(H3455<=CW3457-E3540,0,H3540*H3453*H3454*J3453/(H3455*4))","v":{"$error":"#VALUE!"}},{"$f":"IF(H3455<=CX3457-E3540,0,H3540*H3453*H3454*J3453/(H3455*4))","v":{"$error":"#VALUE!"}},{"$f":"IF(H3455<=CY3457-E3540,0,H3540*H3453*H3454*J3453/(H3455*4))","v":{"$error":"#VALUE!"}}]
[{"$nulls":4},21.75,{"$f":"$DF$86","v":{"v":0,"d":"0.000"}},{"$f":"IF(SUM(F3458:F3541)-H3456<=0,0,SUM(F3458:F3541)-H3456)","v":{"v":0,"d":"0.00"}},{"v":0,"d":"0.000"},{"$nulls":83},{"$f":"IF(H3455<=CN3457-E3541,0,H3541*H3453*H3454*J3453/(H3455*4))","v":{"$error":"#VALUE!"}},{"$f":"IF(H3455<=CO3457-E3541,0,H3541*H3453*H3454*J3453/(H3455*4))","v":{"$error":"#VALUE!"}},{"$f":"IF(H3455<=CP3457-E3541,0,H3541*H3453*H3454*J3453/(H3455*4))","v":{"$error":"#VALUE!"}},{"$f":"IF(H3455<=CQ3457-E3541,0,H3541*H3453*H3454*J3453/(H3455*4))","v":{"$error":"#VALUE!"}},{"$f":"IF(H3455<=CR3457-E3541,0,H3541*H3453*H3454*J3453/(H3455*4))","v":{"$error":"#VALUE!"}},{"$f":"IF(H3455<=CS3457-E3541,0,H3541*H3453*H3454*J3453/(H3455*4))","v":{"$error":"#VALUE!"}},{"$f":"IF(H3455<=CT3457-E3541,0,H3541*H3453*H3454*J3453/(H3455*4))","v":{"$error":"#VALUE!"}},{"$f":"IF(H3455<=CU3457-E3541,0,H3541*H3453*H3454*J3453/(H3455*4))","v":{"$error":"#VALUE!"}},{"$f":"IF(H3455<=CV3457-E3541,0,H3541*H3453*H3454*J3453/(H3455*4))","v":{"$error":"#VALUE!"}},{"$f":"IF(H3455<=CW3457-E3541,0,H3541*H3453*H3454*J3453/(H3455*4))","v":{"$error":"#VALUE!"}},{"$f":"IF(H3455<=CX3457-E3541,0,H3541*H3453*H3454*J3453/(H3455*4))","v":{"$error":"#VALUE!"}},{"$f":"IF(H3455<=CY3457-E3541,0,H3541*H3453*H3454*J3453/(H3455*4))","v":{"$error":"#VALUE!"}},{"$f":"IF(H3455<=CZ3457-E3541,0,H3541*H3453*H3454*J3453/(H3455*4))","v":{"$error":"#VALUE!"}}]
[{"$nulls":4},{"v":22,"d":"22.00"},{"$f":"$DF$87","v":{"v":0,"d":"0.000"}},{"$f":"IF(SUM(F3458:F3542)-H3456<=0,0,SUM(F3458:F3542)-H3456)","v":{"v":0,"d":"0.00"}},{"v":0,"d":"0.000"},{"$nulls":84},{"$f":"IF(H3455<=CO3457-E3542,0,H3542*H3453*H3454*J3453/(H3455*4))","v":{"$error":"#VALUE!"}},{"$f":"IF(H3455<=CP3457-E3542,0,H3542*H3453*H3454*J3453/(H3455*4))","v":{"$error":"#VALUE!"}},{"$f":"IF(H3455<=CQ3457-E3542,0,H3542*H3453*H3454*J3453/(H3455*4))","v":{"$error":"#VALUE!"}},{"$f":"IF(H3455<=CR3457-E3542,0,H3542*H3453*H3454*J3453/(H3455*4))","v":{"$error":"#VALUE!"}},{"$f":"IF(H3455<=CS3457-E3542,0,H3542*H3453*H3454*J3453/(H3455*4))","v":{"$error":"#VALUE!"}},{"$f":"IF(H3455<=CT3457-E3542,0,H3542*H3453*H3454*J3453/(H3455*4))","v":{"$error":"#VALUE!"}},{"$f":"IF(H3455<=CU3457-E3542,0,H3542*H3453*H3454*J3453/(H3455*4))","v":{"$error":"#VALUE!"}},{"$f":"IF(H3455<=CV3457-E3542,0,H3542*H3453*H3454*J3453/(H3455*4))","v":{"$error":"#VALUE!"}},{"$f":"IF(H3455<=CW3457-E3542,0,H3542*H3453*H3454*J3453/(H3455*4))","v":{"$error":"#VALUE!"}},{"$f":"IF(H3455<=CX3457-E3542,0,H3542*H3453*H3454*J3453/(H3455*4))","v":{"$error":"#VALUE!"}},{"$f":"IF(H3455<=CY3457-E3542,0,H3542*H3453*H3454*J3453/(H3455*4))","v":{"$error":"#VALUE!"}},{"$f":"IF(H3455<=CZ3457-E3542,0,H3542*H3453*H3454*J3453/(H3455*4))","v":{"$error":"#VALUE!"}}]
[{"$nulls":4},22.25,{"$f":"$DF$88","v":{"v":0,"d":"0.000"}},{"$f":"IF(SUM(F3458:F3543)-H3456<=0,0,SUM(F3458:F3543)-H3456)","v":{"v":0,"d":"0.00"}},{"v":0,"d":"0.000"},{"$nulls":85},{"$f":"IF(H3455<=CP3457-E3543,0,H3543*H3453*H3454*J3453/(H3455*4))","v":{"$error":"#VALUE!"}},{"$f":"IF(H3455<=CQ3457-E3543,0,H3543*H3453*H3454*J3453/(H3455*4))","v":{"$error":"#VALUE!"}},{"$f":"IF(H3455<=CR3457-E3543,0,H3543*H3453*H3454*J3453/(H3455*4))","v":{"$error":"#VALUE!"}},{"$f":"IF(H3455<=CS3457-E3543,0,H3543*H3453*H3454*J3453/(H3455*4))","v":{"$error":"#VALUE!"}},{"$f":"IF(H3455<=CT3457-E3543,0,H3543*H3453*H3454*J3453/(H3455*4))","v":{"$error":"#VALUE!"}},{"$f":"IF(H3455<=CU3457-E3543,0,H3543*H3453*H3454*J3453/(H3455*4))","v":{"$error":"#VALUE!"}},{"$f":"IF(H3455<=CV3457-E3543,0,H3543*H3453*H3454*J3453/(H3455*4))","v":{"$error":"#VALUE!"}},{"$f":"IF(H3455<=CW3457-E3543,0,H3543*H3453*H3454*J3453/(H3455*4))","v":{"$error":"#VALUE!"}},{"$f":"IF(H3455<=CX3457-E3543,0,H3543*H3453*H3454*J3453/(H3455*4))","v":{"$error":"#VALUE!"}},{"$f":"IF(H3455<=CY3457-E3543,0,H3543*H3453*H3454*J3453/(H3455*4))","v":{"$error":"#VALUE!"}},{"$f":"IF(H3455<=CZ3457-E3543,0,H3543*H3453*H3454*J3453/(H3455*4))","v":{"$error":"#VALUE!"}}]
[{"$nulls":4},{"v":22.5,"d":"22.50"},{"$f":"$DF$89","v":{"v":0,"d":"0.000"}},{"$f":"IF(SUM(F3458:F3544)-H3456<=0,0,SUM(F3458:F3544)-H3456)","v":{"v":0,"d":"0.00"}},{"v":0,"d":"0.000"},{"$nulls":86},{"$f":"IF(H3455<=CQ3457-E3544,0,H3544*H3453*H3454*J3453/(H3455*4))","v":{"$error":"#VALUE!"}},{"$f":"IF(H3455<=CR3457-E3544,0,H3544*H3453*H3454*J3453/(H3455*4))","v":{"$error":"#VALUE!"}},{"$f":"IF(H3455<=CS3457-E3544,0,H3544*H3453*H3454*J3453/(H3455*4))","v":{"$error":"#VALUE!"}},{"$f":"IF(H3455<=CT3457-E3544,0,H3544*H3453*H3454*J3453/(H3455*4))","v":{"$error":"#VALUE!"}},{"$f":"IF(H3455<=CU3457-E3544,0,H3544*H3453*H3454*J3453/(H3455*4))","v":{"$error":"#VALUE!"}},{"$f":"IF(H3455<=CV3457-E3544,0,H3544*H3453*H3454*J3453/(H3455*4))","v":{"$error":"#VALUE!"}},{"$f":"IF(H3455<=CW3457-E3544,0,H3544*H3453*H3454*J3453/(H3455*4))","v":{"$error":"#VALUE!"}},{"$f":"IF(H3455<=CX3457-E3544,0,H3544*H3453*H3454*J3453/(H3455*4))","v":{"$error":"#VALUE!"}},{"$f":"IF(H3455<=CY3457-E3544,0,H3544*H3453*H3454*J3453/(H3455*4))","v":{"$error":"#VALUE!"}},{"$f":"IF(H3455<=CZ3457-E3544,0,H3544*H3453*H3454*J3453/(H3455*4))","v":{"$error":"#VALUE!"}}]
[{"$nulls":4},22.75,{"$f":"$DF$90","v":{"v":0,"d":"0.000"}},{"$f":"IF(SUM(F3458:F3545)-H3456<=0,0,SUM(F3458:F3545)-H3456)","v":{"v":0,"d":"0.00"}},{"v":0,"d":"0.000"},{"$nulls":87},{"$f":"IF(H3455<=CR3457-E3545,0,H3545*H3453*H3454*J3453/(H3455*4))","v":{"$error":"#VALUE!"}},{"$f":"IF(H3455<=CS3457-E3545,0,H3545*H3453*H3454*J3453/(H3455*4))","v":{"$error":"#VALUE!"}},{"$f":"IF(H3455<=CT3457-E3545,0,H3545*H3453*H3454*J3453/(H3455*4))","v":{"$error":"#VALUE!"}},{"$f":"IF(H3455<=CU3457-E3545,0,H3545*H3453*H3454*J3453/(H3455*4))","v":{"$error":"#VALUE!"}},{"$f":"IF(H3455<=CV3457-E3545,0,H3545*H3453*H3454*J3453/(H3455*4))","v":{"$error":"#VALUE!"}},{"$f":"IF(H3455<=CW3457-E3545,0,H3545*H3453*H3454*J3453/(H3455*4))","v":{"$error":"#VALUE!"}},{"$f":"IF(H3455<=CX3457-E3545,0,H3545*H3453*H3454*J3453/(H3455*4))","v":{"$error":"#VALUE!"}},{"$f":"IF(H3455<=CY3457-E3545,0,H3545*H3453*H3454*J3453/(H3455*4))","v":{"$error":"#VALUE!"}},{"$f":"IF(H3455<=CZ3457-E3545,0,H3545*H3453*H3454*J3453/(H3455*4))","v":{"$error":"#VALUE!"}}]
[{"$nulls":4},{"v":23,"d":"23.00"},{"$f":"$DF$91","v":{"v":0,"d":"0.000"}},{"$f":"IF(SUM(F3458:F3546)-H3456<=0,0,SUM(F3458:F3546)-H3456)","v":{"v":0,"d":"0.00"}},{"v":0,"d":"0.000"},{"$nulls":88},{"$f":"IF(H3455<=CS3457-E3546,0,H3546*H3453*H3454*J3453/(H3455*4))","v":{"$error":"#VALUE!"}},{"$f":"IF(H3455<=CT3457-E3546,0,H3546*H3453*H3454*J3453/(H3455*4))","v":{"$error":"#VALUE!"}},{"$f":"IF(H3455<=CU3457-E3546,0,H3546*H3453*H3454*J3453/(H3455*4))","v":{"$error":"#VALUE!"}},{"$f":"IF(H3455<=CV3457-E3546,0,H3546*H3453*H3454*J3453/(H3455*4))","v":{"$error":"#VALUE!"}},{"$f":"IF(H3455<=CW3457-E3546,0,H3546*H3453*H3454*J3453/(H3455*4))","v":{"$error":"#VALUE!"}},{"$f":"IF(H3455<=CX3457-E3546,0,H3546*H3453*H3454*J3453/(H3455*4))","v":{"$error":"#VALUE!"}},{"$f":"IF(H3455<=CY3457-E3546,0,H3546*H3453*H3454*J3453/(H3455*4))","v":{"$error":"#VALUE!"}},{"$f":"IF(H3455<=CZ3457-E3546,0,H3546*H3453*H3454*J3453/(H3455*4))","v":{"$error":"#VALUE!"}}]
[{"$nulls":4},23.25,{"$f":"$DF$92","v":{"v":0,"d":"0.000"}},{"$f":"IF(SUM(F3458:F3547)-H3456<=0,0,SUM(F3458:F3547)-H3456)","v":{"v":0,"d":"0.00"}},{"v":0,"d":"0.000"},{"$nulls":89},{"$f":"IF(H3455<=CT3457-E3547,0,H3547*H3453*H3454*J3453/(H3455*4))","v":{"$error":"#VALUE!"}},{"$f":"IF(H3455<=CU3457-E3547,0,H3547*H3453*H3454*J3453/(H3455*4))","v":{"$error":"#VALUE!"}},{"$f":"IF(H3455<=CV3457-E3547,0,H3547*H3453*H3454*J3453/(H3455*4))","v":{"$error":"#VALUE!"}},{"$f":"IF(H3455<=CW3457-E3547,0,H3547*H3453*H3454*J3453/(H3455*4))","v":{"$error":"#VALUE!"}},{"$f":"IF(H3455<=CX3457-E3547,0,H3547*H3453*H3454*J3453/(H3455*4))","v":{"$error":"#VALUE!"}},{"$f":"IF(H3455<=CY3457-E3547,0,H3547*H3453*H3454*J3453/(H3455*4))","v":{"$error":"#VALUE!"}},{"$f":"IF(H3455<=CZ3457-E3547,0,H3547*H3453*H3454*J3453/(H3455*4))","v":{"$error":"#VALUE!"}}]
[{"$nulls":4},{"v":23.5,"d":"23.50"},{"$f":"$DF$93","v":{"v":0,"d":"0.000"}},{"$f":"IF(SUM(F3458:F3548)-H3456<=0,0,SUM(F3458:F3548)-H3456)","v":{"v":0,"d":"0.00"}},{"v":0,"d":"0.000"},{"$nulls":90},{"$f":"IF(H3455<=CU3457-E3548,0,H3548*H3453*H3454*J3453/(H3455*4))","v":{"$error":"#VALUE!"}},{"$f":"IF(H3455<=CV3457-E3548,0,H3548*H3453*H3454*J3453/(H3455*4))","v":{"$error":"#VALUE!"}},{"$f":"IF(H3455<=CW3457-E3548,0,H3548*H3453*H3454*J3453/(H3455*4))","v":{"$error":"#VALUE!"}},{"$f":"IF(H3455<=CX3457-E3548,0,H3548*H3453*H3454*J3453/(H3455*4))","v":{"$error":"#VALUE!"}},{"$f":"IF(H3455<=CY3457-E3548,0,H3548*H3453*H3454*J3453/(H3455*4))","v":{"$error":"#VALUE!"}},{"$f":"IF(H3455<=CZ3457-E3548,0,H3548*H3453*H3454*J3453/(H3455*4))","v":{"$error":"#VALUE!"}}]
[{"$nulls":4},23.75,{"$f":"$DF$94","v":{"v":0,"d":"0.000"}},{"$f":"IF(SUM(F3458:F3549)-H3456<=0,0,SUM(F3458:F3549)-H3456)","v":{"v":0,"d":"0.00"}},{"v":0,"d":"0.000"},{"$nulls":91},{"$f":"IF(H3455<=CV3457-E3549,0,H3549*H3453*H3454*J3453/(H3455*4))","v":{"$error":"#VALUE!"}},{"$f":"IF(H3455<=CW3457-E3549,0,H3549*H3453*H3454*J3453/(H3455*4))","v":{"$error":"#VALUE!"}},{"$f":"IF(H3455<=CX3457-E3549,0,H3549*H3453*H3454*J3453/(H3455*4))","v":{"$error":"#VALUE!"}},{"$f":"IF(H3455<=CY3457-E3549,0,H3549*H3453*H3454*J3453/(H3455*4))","v":{"$error":"#VALUE!"}},{"$f":"IF(H3455<=CZ3457-E3549,0,H3549*H3453*H3454*J3453/(H3455*4))","v":{"$error":"#VALUE!"}}]
[{"$nulls":4},{"v":24,"d":"24.00"},{"$f":"$DF$95","v":{"v":0,"d":"0.000"}},{"$f":"IF(SUM(F3458:F3550)-H3456<=0,0,SUM(F3458:F3550)-H3456)","v":{"v":0,"d":"0.00"}},{"v":0,"d":"0.000"},{"$nulls":92},{"$f":"IF(H3455<=CW3457-E3550,0,H3550*H3453*H3454*J3453/(H3455*4))","v":{"$error":"#VALUE!"}},{"$f":"IF(H3455<=CX3457-E3550,0,H3550*H3453*H3454*J3453/(H3455*4))","v":{"$error":"#VALUE!"}},{"$f":"IF(H3455<=CY3457-E3550,0,H3550*H3453*H3454*J3453/(H3455*4))","v":{"$error":"#VALUE!"}},{"$f":"IF(H3455<=CZ3457-E3550,0,H3550*H3453*H3454*J3453/(H3455*4))","v":{"$error":"#VALUE!"}}]
[{"$nulls":4},24.25,{"$f":"$DF$96","v":{"v":0,"d":"0.000"}},{"$f":"IF(SUM(F3458:F3551)-H3456<=0,0,SUM(F3458:F3551)-H3456)","v":{"v":0,"d":"0.00"}},{"v":0,"d":"0.000"},{"$nulls":93},{"$f":"IF(H3455<=CX3457-E3551,0,H3551*H3453*H3454*J3453/(H3455*4))","v":{"$error":"#VALUE!"}},{"$f":"IF(H3455<=CY3457-E3551,0,H3551*H3453*H3454*J3453/(H3455*4))","v":{"$error":"#VALUE!"}},{"$f":"IF(H3455<=CZ3457-E3551,0,H3551*H3453*H3454*J3453/(H3455*4))","v":{"$error":"#VALUE!"}}]
[{"$nulls":4},{"v":24.5,"d":"24.50"},{"$f":"$DF$97","v":{"v":0,"d":"0.000"}},{"$f":"IF(SUM(F3458:F3552)-H3456<=0,0,SUM(F3458:F3552)-H3456)","v":{"v":0,"d":"0.00"}},{"v":0,"d":"0.000"},{"$nulls":94},{"$f":"IF(H3455<=CY3457-E3552,0,H3552*H3453*H3454*J3453/(H3455*4))","v":{"$error":"#VALUE!"}},{"$f":"IF(H3455<=CZ3457-E3552,0,H3552*H3453*H3454*J3453/(H3455*4))","v":{"$error":"#VALUE!"}}]
[{"$nulls":4},24.75,{"$f":"$DF$98","v":{"v":0,"d":"0.000"}},{"$f":"IF(SUM(F3458:F3553)-H3456<=0,0,SUM(F3458:F3553)-H3456)","v":{"v":0,"d":"0.00"}},{"v":0,"d":"0.000"},{"$nulls":95},{"$f":"IF(H3455<=CZ3457-E3553,0,H3553*H3453*H3454*J3453/(H3455*4))","v":{"$error":"#VALUE!"}}]
[{"$nulls":7},"Input",{"v":1,"d":"1.00"},1.25,{"v":1.5,"d":"1.50"},1.75,{"v":2,"d":"2.00"},2.25,{"v":2.5,"d":"2.50"},2.75,{"v":3,"d":"3.00"},3.25,{"v":3.5,"d":"3.50"},3.75,{"v":4,"d":"4.00"},4.25,{"v":4.5,"d":"4.50"},4.75,{"v":5,"d":"5.00"},5.25,{"v":5.5,"d":"5.50"},5.75,{"v":6,"d":"6.00"},6.25,{"v":6.5,"d":"6.50"},6.75,{"v":7,"d":"7.00"},7.25,{"v":7.5,"d":"7.50"},7.75,{"v":8,"d":"8.00"},8.25,{"v":8.5,"d":"8.50"},8.75,{"v":9,"d":"9.00"},9.25,{"v":9.5,"d":"9.50"},9.75,{"v":10,"d":"10.00"},10.25,{"v":10.5,"d":"10.50"},10.75,{"v":11,"d":"11.00"},11.25,{"v":11.5,"d":"11.50"},11.75,{"v":12,"d":"12.00"},12.25,{"v":12.5,"d":"12.50"},12.75,{"v":13,"d":"13.00"},13.25,{"v":13.5,"d":"13.50"},13.75,{"v":14,"d":"14.00"},14.25,{"v":14.5,"d":"14.50"},14.75,{"v":15,"d":"15.00"},15.25,{"v":15.5,"d":"15.50"},15.75,{"v":16,"d":"16.00"},16.25,{"v":16.5,"d":"16.50"},16.75,{"v":17,"d":"17.00"},17.25,{"v":17.5,"d":"17.50"},17.75,{"v":18,"d":"18.00"},18.25,{"v":18.5,"d":"18.50"},18.75,{"v":19,"d":"19.00"},19.25,{"v":19.5,"d":"19.50"},19.75,{"v":20,"d":"20.00"},20.25,{"v":20.5,"d":"20.50"},20.75,{"v":21,"d":"21.00"},21.25,{"v":21.5,"d":"21.50"},21.75,{"v":22,"d":"22.00"},22.25,{"v":22.5,"d":"22.50"},22.75,{"v":23,"d":"23.00"},23.25,{"v":23.5,"d":"23.50"},23.75,{"v":24,"d":"24.00"},24.25,{"v":24.5,"d":"24.50"},24.75,"Total (MG)"]
[{"$f":"CONCATENATE(H3452,C3555)","v":"CSO 02811a."},"11. Runoff Generated","11a.","Stormwater runoff (MG). ",null,null,{"$f":"C3555","v":"11a."},null,{"$f":"SUM(I3458:I3553)","v":{"$error":"#VALUE!"}},{"$f":"SUM(J3458:J3553)","v":{"$error":"#VALUE!"}},{"$error":"#VALUE!"},{"$error":"#VALUE!"},{"$error":"#VALUE!"},{"$error":"#VALUE!"},{"$error":"#VALUE!"},{"$error":"#VALUE!"},{"$error":"#VALUE!"},{"$error":"#VALUE!"},{"$error":"#VALUE!"},{"$error":"#VALUE!"},{"$error":"#VALUE!"},{"$error":"#VALUE!"},{"$error":"#VALUE!"},{"$error":"#VALUE!"},{"$error":"#VALUE!"},{"$error":"#VALUE!"},{"$error":"#VALUE!"},{"$error":"#VALUE!"},{"$error":"#VALUE!"},{"$error":"#VALUE!"},{"$error":"#VALUE!"},{"$error":"#VALUE!"},{"$error":"#VALUE!"},{"$error":"#VALUE!"},{"$error":"#VALUE!"},{"$error":"#VALUE!"},{"$error":"#VALUE!"},{"$error":"#VALUE!"},{"$error":"#VALUE!"},{"$error":"#VALUE!"},{"$error":"#VALUE!"},{"$error":"#VALUE!"},{"$error":"#VALUE!"},{"$error":"#VALUE!"},{"$error":"#VALUE!"},{"$error":"#VALUE!"},{"$error":"#VALUE!"},{"$error":"#VALUE!"},{"$error":"#VALUE!"},{"$error":"#VALUE!"},{"$error":"#VALUE!"},{"$error":"#VALUE!"},{"$error":"#VALUE!"},{"$error":"#VALUE!"},{"$error":"#VALUE!"},{"$error":"#VALUE!"},{"$error":"#VALUE!"},{"$error":"#VALUE!"},{"$error":"#VALUE!"},{"$error":"#VALUE!"},{"$error":"#VALUE!"},{"$error":"#VALUE!"},{"$error":"#VALUE!"},{"$error":"#VALUE!"},{"$error":"#VALUE!"},{"$error":"#VALUE!"},{"$error":"#VALUE!"},{"$error":"#VALUE!"},{"$error":"#VALUE!"},{"$error":"#VALUE!"},{"$error":"#VALUE!"},{"$error":"#VALUE!"},{"$error":"#VALUE!"},{"$f":"SUM(BV3458:BV3553)","v":{"$error":"#VALUE!"}},{"$error":"#VALUE!"},{"$error":"#VALUE!"},{"$error":"#VALUE!"},{"$error":"#VALUE!"},{"$error":"#VALUE!"},{"$error":"#VALUE!"},{"$error":"#VALUE!"},{"$error":"#VALUE!"},{"$error":"#VALUE!"},{"$error":"#VALUE!"},{"$error":"#VALUE!"},{"$error":"#VALUE!"},{"$error":"#VALUE!"},{"$error":"#VALUE!"},{"$error":"#VALUE!"},{"$error":"#VALUE!"},{"$error":"#VALUE!"},{"$error":"#VALUE!"},{"$error":"#VALUE!"},{"$error":"#VALUE!"},{"$error":"#VALUE!"},{"$error":"#VALUE!"},{"$error":"#VALUE!"},{"$error":"#VALUE!"},{"$error":"#VALUE!"},{"$error":"#VALUE!"},{"$error":"#VALUE!"},{"$error":"#VALUE!"},{"$error":"#VALUE!"},{"$error":"#VALUE!"},{"$f":"SUM(I3555:CZ3555)","v":{"$error":"#VALUE!"}}]
[{"$f":"CONCATENATE(H3452,C3556)","v":"CSO 02812b."},"12. Green Infrastructure Reductions","12b.","Total GI capacity (MG). ",null,null,{"$f":"C3556","v":"12b."},{"$f":"IF(HLOOKUP(H3452,'4 - CSO VOLUME'!$E$9:$AS$33,13,FALSE)=\"\",0,HLOOKUP(H3452,'4 - CSO VOLUME'!$E$9:$AS$33,13,FALSE))","v":{"v":0,"d":"0.00"}}]
[{"$f":"CONCATENATE(H3452,C3557)","v":"CSO 02812c."},null,"12c.","Stormwater runoff (MG). Line 11a.",null,null,{"$f":"C3557","v":"12c."},null,{"$f":"I3555","v":{"$error":"#VALUE!"}},{"$f":"J3555","v":{"$error":"#VALUE!"}},{"$error":"#VALUE!"},{"$error":"#VALUE!"},{"$error":"#VALUE!"},{"$error":"#VALUE!"},{"$error":"#VALUE!"},{"$error":"#VALUE!"},{"$error":"#VALUE!"},{"$error":"#VALUE!"},{"$error":"#VALUE!"},{"$error":"#VALUE!"},{"$error":"#VALUE!"},{"$error":"#VALUE!"},{"$error":"#VALUE!"},{"$error":"#VALUE!"},{"$error":"#VALUE!"},{"$error":"#VALUE!"},{"$error":"#VALUE!"},{"$error":"#VALUE!"},{"$error":"#VALUE!"},{"$error":"#VALUE!"},{"$error":"#VALUE!"},{"$error":"#VALUE!"},{"$error":"#VALUE!"},{"$error":"#VALUE!"},{"$error":"#VALUE!"},{"$error":"#VALUE!"},{"$error":"#VALUE!"},{"$error":"#VALUE!"},{"$error":"#VALUE!"},{"$error":"#VALUE!"},{"$error":"#VALUE!"},{"$error":"#VALUE!"},{"$error":"#VALUE!"},{"$error":"#VALUE!"},{"$error":"#VALUE!"},{"$error":"#VALUE!"},{"$error":"#VALUE!"},{"$error":"#VALUE!"},{"$error":"#VALUE!"},{"$error":"#VALUE!"},{"$error":"#VALUE!"},{"$error":"#VALUE!"},{"$error":"#VALUE!"},{"$error":"#VALUE!"},{"$error":"#VALUE!"},{"$error":"#VALUE!"},{"$error":"#VALUE!"},{"$error":"#VALUE!"},{"$error":"#VALUE!"},{"$error":"#VALUE!"},{"$error":"#VALUE!"},{"$error":"#VALUE!"},{"$error":"#VALUE!"},{"$error":"#VALUE!"},{"$error":"#VALUE!"},{"$error":"#VALUE!"},{"$error":"#VALUE!"},{"$error":"#VALUE!"},{"$error":"#VALUE!"},{"$error":"#VALUE!"},{"$error":"#VALUE!"},{"$error":"#VALUE!"},{"$error":"#VALUE!"},{"$f":"BV3555","v":{"$error":"#VALUE!"}},{"$error":"#VALUE!"},{"$error":"#VALUE!"},{"$error":"#VALUE!"},{"$error":"#VALUE!"},{"$error":"#VALUE!"},{"$error":"#VALUE!"},{"$error":"#VALUE!"},{"$error":"#VALUE!"},{"$error":"#VALUE!"},{"$error":"#VALUE!"},{"$error":"#VALUE!"},{"$error":"#VALUE!"},{"$error":"#VALUE!"},{"$error":"#VALUE!"},{"$error":"#VALUE!"},{"$error":"#VALUE!"},{"$error":"#VALUE!"},{"$error":"#VALUE!"},{"$error":"#VALUE!"},{"$error":"#VALUE!"},{"$error":"#VALUE!"},{"$error":"#VALUE!"},{"$error":"#VALUE!"},{"$error":"#VALUE!"},{"$error":"#VALUE!"},{"$error":"#VALUE!"},{"$error":"#VALUE!"},{"$error":"#VALUE!"},{"$error":"#VALUE!"},{"$error":"#VALUE!"},{"$f":"SUM(I3557:CZ3557)","v":{"$error":"#VALUE!"}}]
[{"$f":"CONCATENATE(H3452,C3558)","v":"CSO 028"},null,null,"Excess volume after GI saturation, cumulative (MG). Subtract Line 12b from 12c.",{"$nulls":4},{"$f":"IF(SUM($I3557:I3557)-$H3556<=0,0,SUM($I3557:I3557)-$H3556)","v":{"$error":"#VALUE!"}},{"$f":"IF(SUM($I3557:J3557)-$H3556<=0,0,SUM($I3557:J3557)-$H3556)","v":{"$error":"#VALUE!"}},{"$f":"IF(SUM($I3557:K3557)-$H3556<=0,0,SUM($I3557:K3557)-$H3556)","v":{"$error":"#VALUE!"}},{"$f":"IF(SUM($I3557:L3557)-$H3556<=0,0,SUM($I3557:L3557)-$H3556)","v":{"$error":"#VALUE!"}},{"$f":"IF(SUM($I3557:M3557)-$H3556<=0,0,SUM($I3557:M3557)-$H3556)","v":{"$error":"#VALUE!"}},{"$f":"IF(SUM($I3557:N3557)-$H3556<=0,0,SUM($I3557:N3557)-$H3556)","v":{"$error":"#VALUE!"}},{"$f":"IF(SUM($I3557:O3557)-$H3556<=0,0,SUM($I3557:O3557)-$H3556)","v":{"$error":"#VALUE!"}},{"$f":"IF(SUM($I3557:P3557)-$H3556<=0,0,SUM($I3557:P3557)-$H3556)","v":{"$error":"#VALUE!"}},{"$f":"IF(SUM($I3557:Q3557)-$H3556<=0,0,SUM($I3557:Q3557)-$H3556)","v":{"$error":"#VALUE!"}},{"$f":"IF(SUM($I3557:R3557)-$H3556<=0,0,SUM($I3557:R3557)-$H3556)","v":{"$error":"#VALUE!"}},{"$f":"IF(SUM($I3557:S3557)-$H3556<=0,0,SUM($I3557:S3557)-$H3556)","v":{"$error":"#VALUE!"}},{"$f":"IF(SUM($I3557:T3557)-$H3556<=0,0,SUM($I3557:T3557)-$H3556)","v":{"$error":"#VALUE!"}},{"$f":"IF(SUM($I3557:U3557)-$H3556<=0,0,SUM($I3557:U3557)-$H3556)","v":{"$error":"#VALUE!"}},{"$f":"IF(SUM($I3557:V3557)-$H3556<=0,0,SUM($I3557:V3557)-$H3556)","v":{"$error":"#VALUE!"}},{"$f":"IF(SUM($I3557:W3557)-$H3556<=0,0,SUM($I3557:W3557)-$H3556)","v":{"$error":"#VALUE!"}},{"$f":"IF(SUM($I3557:X3557)-$H3556<=0,0,SUM($I3557:X3557)-$H3556)","v":{"$error":"#VALUE!"}},{"$f":"IF(SUM($I3557:Y3557)-$H3556<=0,0,SUM($I3557:Y3557)-$H3556)","v":{"$error":"#VALUE!"}},{"$f":"IF(SUM($I3557:Z3557)-$H3556<=0,0,SUM($I3557:Z3557)-$H3556)","v":{"$error":"#VALUE!"}},{"$f":"IF(SUM($I3557:AA3557)-$H3556<=0,0,SUM($I3557:AA3557)-$H3556)","v":{"$error":"#VALUE!"}},{"$f":"IF(SUM($I3557:AB3557)-$H3556<=0,0,SUM($I3557:AB3557)-$H3556)","v":{"$error":"#VALUE!"}},{"$f":"IF(SUM($I3557:AC3557)-$H3556<=0,0,SUM($I3557:AC3557)-$H3556)","v":{"$error":"#VALUE!"}},{"$f":"IF(SUM($I3557:AD3557)-$H3556<=0,0,SUM($I3557:AD3557)-$H3556)","v":{"$error":"#VALUE!"}},{"$f":"IF(SUM($I3557:AE3557)-$H3556<=0,0,SUM($I3557:AE3557)-$H3556)","v":{"$error":"#VALUE!"}},{"$f":"IF(SUM($I3557:AF3557)-$H3556<=0,0,SUM($I3557:AF3557)-$H3556)","v":{"$error":"#VALUE!"}},{"$f":"IF(SUM($I3557:AG3557)-$H3556<=0,0,SUM($I3557:AG3557)-$H3556)","v":{"$error":"#VALUE!"}},{"$f":"IF(SUM($I3557:AH3557)-$H3556<=0,0,SUM($I3557:AH3557)-$H3556)","v":{"$error":"#VALUE!"}},{"$f":"IF(SUM($I3557:AI3557)-$H3556<=0,0,SUM($I3557:AI3557)-$H3556)","v":{"$error":"#VALUE!"}},{"$f":"IF(SUM($I3557:AJ3557)-$H3556<=0,0,SUM($I3557:AJ3557)-$H3556)","v":{"$error":"#VALUE!"}},{"$f":"IF(SUM($I3557:AK3557)-$H3556<=0,0,SUM($I3557:AK3557)-$H3556)","v":{"$error":"#VALUE!"}},{"$f":"IF(SUM($I3557:AL3557)-$H3556<=0,0,SUM($I3557:AL3557)-$H3556)","v":{"$error":"#VALUE!"}},{"$f":"IF(SUM($I3557:AM3557)-$H3556<=0,0,SUM($I3557:AM3557)-$H3556)","v":{"$error":"#VALUE!"}},{"$f":"IF(SUM($I3557:AN3557)-$H3556<=0,0,SUM($I3557:AN3557)-$H3556)","v":{"$error":"#VALUE!"}},{"$f":"IF(SUM($I3557:AO3557)-$H3556<=0,0,SUM($I3557:AO3557)-$H3556)","v":{"$error":"#VALUE!"}},{"$f":"IF(SUM($I3557:AP3557)-$H3556<=0,0,SUM($I3557:AP3557)-$H3556)","v":{"$error":"#VALUE!"}},{"$f":"IF(SUM($I3557:AQ3557)-$H3556<=0,0,SUM($I3557:AQ3557)-$H3556)","v":{"$error":"#VALUE!"}},{"$f":"IF(SUM($I3557:AR3557)-$H3556<=0,0,SUM($I3557:AR3557)-$H3556)","v":{"$error":"#VALUE!"}},{"$f":"IF(SUM($I3557:AS3557)-$H3556<=0,0,SUM($I3557:AS3557)-$H3556)","v":{"$error":"#VALUE!"}},{"$f":"IF(SUM($I3557:AT3557)-$H3556<=0,0,SUM($I3557:AT3557)-$H3556)","v":{"$error":"#VALUE!"}},{"$f":"IF(SUM($I3557:AU3557)-$H3556<=0,0,SUM($I3557:AU3557)-$H3556)","v":{"$error":"#VALUE!"}},{"$f":"IF(SUM($I3557:AV3557)-$H3556<=0,0,SUM($I3557:AV3557)-$H3556)","v":{"$error":"#VALUE!"}},{"$f":"IF(SUM($I3557:AW3557)-$H3556<=0,0,SUM($I3557:AW3557)-$H3556)","v":{"$error":"#VALUE!"}},{"$f":"IF(SUM($I3557:AX3557)-$H3556<=0,0,SUM($I3557:AX3557)-$H3556)","v":{"$error":"#VALUE!"}},{"$f":"IF(SUM($I3557:AY3557)-$H3556<=0,0,SUM($I3557:AY3557)-$H3556)","v":{"$error":"#VALUE!"}},{"$f":"IF(SUM($I3557:AZ3557)-$H3556<=0,0,SUM($I3557:AZ3557)-$H3556)","v":{"$error":"#VALUE!"}},{"$f":"IF(SUM($I3557:BA3557)-$H3556<=0,0,SUM($I3557:BA3557)-$H3556)","v":{"$error":"#VALUE!"}},{"$f":"IF(SUM($I3557:BB3557)-$H3556<=0,0,SUM($I3557:BB3557)-$H3556)","v":{"$error":"#VALUE!"}},{"$f":"IF(SUM($I3557:BC3557)-$H3556<=0,0,SUM($I3557:BC3557)-$H3556)","v":{"$error":"#VALUE!"}},{"$f":"IF(SUM($I3557:BD3557)-$H3556<=0,0,SUM($I3557:BD3557)-$H3556)","v":{"$error":"#VALUE!"}},{"$f":"IF(SUM($I3557:BE3557)-$H3556<=0,0,SUM($I3557:BE3557)-$H3556)","v":{"$error":"#VALUE!"}},{"$f":"IF(SUM($I3557:BF3557)-$H3556<=0,0,SUM($I3557:BF3557)-$H3556)","v":{"$error":"#VALUE!"}},{"$f":"IF(SUM($I3557:BG3557)-$H3556<=0,0,SUM($I3557:BG3557)-$H3556)","v":{"$error":"#VALUE!"}},{"$f":"IF(SUM($I3557:BH3557)-$H3556<=0,0,SUM($I3557:BH3557)-$H3556)","v":{"$error":"#VALUE!"}},{"$f":"IF(SUM($I3557:BI3557)-$H3556<=0,0,SUM($I3557:BI3557)-$H3556)","v":{"$error":"#VALUE!"}},{"$f":"IF(SUM($I3557:BJ3557)-$H3556<=0,0,SUM($I3557:BJ3557)-$H3556)","v":{"$error":"#VALUE!"}},{"$f":"IF(SUM($I3557:BK3557)-$H3556<=0,0,SUM($I3557:BK3557)-$H3556)","v":{"$error":"#VALUE!"}},{"$f":"IF(SUM($I3557:BL3557)-$H3556<=0,0,SUM($I3557:BL3557)-$H3556)","v":{"$error":"#VALUE!"}},{"$f":"IF(SUM($I3557:BM3557)-$H3556<=0,0,SUM($I3557:BM3557)-$H3556)","v":{"$error":"#VALUE!"}},{"$f":"IF(SUM($I3557:BN3557)-$H3556<=0,0,SUM($I3557:BN3557)-$H3556)","v":{"$error":"#VALUE!"}},{"$f":"IF(SUM($I3557:BO3557)-$H3556<=0,0,SUM($I3557:BO3557)-$H3556)","v":{"$error":"#VALUE!"}},{"$f":"IF(SUM($I3557:BP3557)-$H3556<=0,0,SUM($I3557:BP3557)-$H3556)","v":{"$error":"#VALUE!"}},{"$f":"IF(SUM($I3557:BQ3557)-$H3556<=0,0,SUM($I3557:BQ3557)-$H3556)","v":{"$error":"#VALUE!"}},{"$f":"IF(SUM($I3557:BR3557)-$H3556<=0,0,SUM($I3557:BR3557)-$H3556)","v":{"$error":"#VALUE!"}},{"$f":"IF(SUM($I3557:BS3557)-$H3556<=0,0,SUM($I3557:BS3557)-$H3556)","v":{"$error":"#VALUE!"}},{"$f":"IF(SUM($I3557:BT3557)-$H3556<=0,0,SUM($I3557:BT3557)-$H3556)","v":{"$error":"#VALUE!"}},{"$f":"IF(SUM($I3557:BU3557)-$H3556<=0,0,SUM($I3557:BU3557)-$H3556)","v":{"$error":"#VALUE!"}},{"$f":"IF(SUM($I3557:BV3557)-$H3556<=0,0,SUM($I3557:BV3557)-$H3556)","v":{"$error":"#VALUE!"}},{"$f":"IF(SUM($I3557:BW3557)-$H3556<=0,0,SUM($I3557:BW3557)-$H3556)","v":{"$error":"#VALUE!"}},{"$f":"IF(SUM($I3557:BX3557)-$H3556<=0,0,SUM($I3557:BX3557)-$H3556)","v":{"$error":"#VALUE!"}},{"$f":"IF(SUM($I3557:BY3557)-$H3556<=0,0,SUM($I3557:BY3557)-$H3556)","v":{"$error":"#VALUE!"}},{"$f":"IF(SUM($I3557:BZ3557)-$H3556<=0,0,SUM($I3557:BZ3557)-$H3556)","v":{"$error":"#VALUE!"}},{"$f":"IF(SUM($I3557:CA3557)-$H3556<=0,0,SUM($I3557:CA3557)-$H3556)","v":{"$error":"#VALUE!"}},{"$f":"IF(SUM($I3557:CB3557)-$H3556<=0,0,SUM($I3557:CB3557)-$H3556)","v":{"$error":"#VALUE!"}},{"$f":"IF(SUM($I3557:CC3557)-$H3556<=0,0,SUM($I3557:CC3557)-$H3556)","v":{"$error":"#VALUE!"}},{"$f":"IF(SUM($I3557:CD3557)-$H3556<=0,0,SUM($I3557:CD3557)-$H3556)","v":{"$error":"#VALUE!"}},{"$f":"IF(SUM($I3557:CE3557)-$H3556<=0,0,SUM($I3557:CE3557)-$H3556)","v":{"$error":"#VALUE!"}},{"$f":"IF(SUM($I3557:CF3557)-$H3556<=0,0,SUM($I3557:CF3557)-$H3556)","v":{"$error":"#VALUE!"}},{"$f":"IF(SUM($I3557:CG3557)-$H3556<=0,0,SUM($I3557:CG3557)-$H3556)","v":{"$error":"#VALUE!"}},{"$f":"IF(SUM($I3557:CH3557)-$H3556<=0,0,SUM($I3557:CH3557)-$H3556)","v":{"$error":"#VALUE!"}},{"$f":"IF(SUM($I3557:CI3557)-$H3556<=0,0,SUM($I3557:CI3557)-$H3556)","v":{"$error":"#VALUE!"}},{"$f":"IF(SUM($I3557:CJ3557)-$H3556<=0,0,SUM($I3557:CJ3557)-$H3556)","v":{"$error":"#VALUE!"}},{"$f":"IF(SUM($I3557:CK3557)-$H3556<=0,0,SUM($I3557:CK3557)-$H3556)","v":{"$error":"#VALUE!"}},{"$f":"IF(SUM($I3557:CL3557)-$H3556<=0,0,SUM($I3557:CL3557)-$H3556)","v":{"$error":"#VALUE!"}},{"$f":"IF(SUM($I3557:CM3557)-$H3556<=0,0,SUM($I3557:CM3557)-$H3556)","v":{"$error":"#VALUE!"}},{"$f":"IF(SUM($I3557:CN3557)-$H3556<=0,0,SUM($I3557:CN3557)-$H3556)","v":{"$error":"#VALUE!"}},{"$f":"IF(SUM($I3557:CO3557)-$H3556<=0,0,SUM($I3557:CO3557)-$H3556)","v":{"$error":"#VALUE!"}},{"$f":"IF(SUM($I3557:CP3557)-$H3556<=0,0,SUM($I3557:CP3557)-$H3556)","v":{"$error":"#VALUE!"}},{"$f":"IF(SUM($I3557:CQ3557)-$H3556<=0,0,SUM($I3557:CQ3557)-$H3556)","v":{"$error":"#VALUE!"}},{"$f":"IF(SUM($I3557:CR3557)-$H3556<=0,0,SUM($I3557:CR3557)-$H3556)","v":{"$error":"#VALUE!"}},{"$f":"IF(SUM($I3557:CS3557)-$H3556<=0,0,SUM($I3557:CS3557)-$H3556)","v":{"$error":"#VALUE!"}},{"$f":"IF(SUM($I3557:CT3557)-$H3556<=0,0,SUM($I3557:CT3557)-$H3556)","v":{"$error":"#VALUE!"}},{"$f":"IF(SUM($I3557:CU3557)-$H3556<=0,0,SUM($I3557:CU3557)-$H3556)","v":{"$error":"#VALUE!"}},{"$f":"IF(SUM($I3557:CV3557)-$H3556<=0,0,SUM($I3557:CV3557)-$H3556)","v":{"$error":"#VALUE!"}},{"$f":"IF(SUM($I3557:CW3557)-$H3556<=0,0,SUM($I3557:CW3557)-$H3556)","v":{"$error":"#VALUE!"}},{"$f":"IF(SUM($I3557:CX3557)-$H3556<=0,0,SUM($I3557:CX3557)-$H3556)","v":{"$error":"#VALUE!"}},{"$f":"IF(SUM($I3557:CY3557)-$H3556<=0,0,SUM($I3557:CY3557)-$H3556)","v":{"$error":"#VALUE!"}},{"$f":"IF(SUM($I3557:CZ3557)-$H3556<=0,0,SUM($I3557:CZ3557)-$H3556)","v":{"$error":"#VALUE!"}},"NA"]
[{"$f":"CONCATENATE(H3452,C3559)","v":"CSO 02812d."},null,"12d.","Stormwater runoff after GI saturation (MG). Excess after Line 12c exceeds Line 12b.",null,null,{"$f":"C3559","v":"12d."},null,{"$f":"I3558-H3558","v":{"$error":"#VALUE!"}},{"$f":"J3558-I3558","v":{"$error":"#VALUE!"}},{"$f":"K3558-J3558","v":{"$error":"#VALUE!"}},{"$f":"L3558-K3558","v":{"$error":"#VALUE!"}},{"$f":"M3558-L3558","v":{"$error":"#VALUE!"}},{"$f":"N3558-M3558","v":{"$error":"#VALUE!"}},{"$f":"O3558-N3558","v":{"$error":"#VALUE!"}},{"$f":"P3558-O3558","v":{"$error":"#VALUE!"}},{"$f":"Q3558-P3558","v":{"$error":"#VALUE!"}},{"$f":"R3558-Q3558","v":{"$error":"#VALUE!"}},{"$f":"S3558-R3558","v":{"$error":"#VALUE!"}},{"$f":"T3558-S3558","v":{"$error":"#VALUE!"}},{"$f":"U3558-T3558","v":{"$error":"#VALUE!"}},{"$f":"V3558-U3558","v":{"$error":"#VALUE!"}},{"$f":"W3558-V3558","v":{"$error":"#VALUE!"}},{"$f":"X3558-W3558","v":{"$error":"#VALUE!"}},{"$f":"Y3558-X3558","v":{"$error":"#VALUE!"}},{"$f":"Z3558-Y3558","v":{"$error":"#VALUE!"}},{"$f":"AA3558-Z3558","v":{"$error":"#VALUE!"}},{"$f":"AB3558-AA3558","v":{"$error":"#VALUE!"}},{"$f":"AC3558-AB3558","v":{"$error":"#VALUE!"}},{"$f":"AD3558-AC3558","v":{"$error":"#VALUE!"}},{"$f":"AE3558-AD3558","v":{"$error":"#VALUE!"}},{"$f":"AF3558-AE3558","v":{"$error":"#VALUE!"}},{"$f":"AG3558-AF3558","v":{"$error":"#VALUE!"}},{"$f":"AH3558-AG3558","v":{"$error":"#VALUE!"}},{"$f":"AI3558-AH3558","v":{"$error":"#VALUE!"}},{"$f":"AJ3558-AI3558","v":{"$error":"#VALUE!"}},{"$f":"AK3558-AJ3558","v":{"$error":"#VALUE!"}},{"$f":"AL3558-AK3558","v":{"$error":"#VALUE!"}},{"$f":"AM3558-AL3558","v":{"$error":"#VALUE!"}},{"$f":"AN3558-AM3558","v":{"$error":"#VALUE!"}},{"$f":"AO3558-AN3558","v":{"$error":"#VALUE!"}},{"$f":"AP3558-AO3558","v":{"$error":"#VALUE!"}},{"$f":"AQ3558-AP3558","v":{"$error":"#VALUE!"}},{"$f":"AR3558-AQ3558","v":{"$error":"#VALUE!"}},{"$f":"AS3558-AR3558","v":{"$error":"#VALUE!"}},{"$f":"AT3558-AS3558","v":{"$error":"#VALUE!"}},{"$f":"AU3558-AT3558","v":{"$error":"#VALUE!"}},{"$f":"AV3558-AU3558","v":{"$error":"#VALUE!"}},{"$f":"AW3558-AV3558","v":{"$error":"#VALUE!"}},{"$f":"AX3558-AW3558","v":{"$error":"#VALUE!"}},{"$f":"AY3558-AX3558","v":{"$error":"#VALUE!"}},{"$f":"AZ3558-AY3558","v":{"$error":"#VALUE!"}},{"$f":"BA3558-AZ3558","v":{"$error":"#VALUE!"}},{"$f":"BB3558-BA3558","v":{"$error":"#VALUE!"}},{"$f":"BC3558-BB3558","v":{"$error":"#VALUE!"}},{"$f":"BD3558-BC3558","v":{"$error":"#VALUE!"}},{"$f":"BE3558-BD3558","v":{"$error":"#VALUE!"}},{"$f":"BF3558-BE3558","v":{"$error":"#VALUE!"}},{"$f":"BG3558-BF3558","v":{"$error":"#VALUE!"}},{"$f":"BH3558-BG3558","v":{"$error":"#VALUE!"}},{"$f":"BI3558-BH3558","v":{"$error":"#VALUE!"}},{"$f":"BJ3558-BI3558","v":{"$error":"#VALUE!"}},{"$f":"BK3558-BJ3558","v":{"$error":"#VALUE!"}},{"$f":"BL3558-BK3558","v":{"$error":"#VALUE!"}},{"$f":"BM3558-BL3558","v":{"$error":"#VALUE!"}},{"$f":"BN3558-BM3558","v":{"$error":"#VALUE!"}},{"$f":"BO3558-BN3558","v":{"$error":"#VALUE!"}},{"$f":"BP3558-BO3558","v":{"$error":"#VALUE!"}},{"$f":"BQ3558-BP3558","v":{"$error":"#VALUE!"}},{"$f":"BR3558-BQ3558","v":{"$error":"#VALUE!"}},{"$f":"BS3558-BR3558","v":{"$error":"#VALUE!"}},{"$f":"BT3558-BS3558","v":{"$error":"#VALUE!"}},{"$f":"BU3558-BT3558","v":{"$error":"#VALUE!"}},{"$f":"BV3558-BU3558","v":{"$error":"#VALUE!"}},{"$f":"BW3558-BV3558","v":{"$error":"#VALUE!"}},{"$f":"BX3558-BW3558","v":{"$error":"#VALUE!"}},{"$f":"BY3558-BX3558","v":{"$error":"#VALUE!"}},{"$f":"BZ3558-BY3558","v":{"$error":"#VALUE!"}},{"$f":"CA3558-BZ3558","v":{"$error":"#VALUE!"}},{"$f":"CB3558-CA3558","v":{"$error":"#VALUE!"}},{"$f":"CC3558-CB3558","v":{"$error":"#VALUE!"}},{"$f":"CD3558-CC3558","v":{"$error":"#VALUE!"}},{"$f":"CE3558-CD3558","v":{"$error":"#VALUE!"}},{"$f":"CF3558-CE3558","v":{"$error":"#VALUE!"}},{"$f":"CG3558-CF3558","v":{"$error":"#VALUE!"}},{"$f":"CH3558-CG3558","v":{"$error":"#VALUE!"}},{"$f":"CI3558-CH3558","v":{"$error":"#VALUE!"}},{"$f":"CJ3558-CI3558","v":{"$error":"#VALUE!"}},{"$f":"CK3558-CJ3558","v":{"$error":"#VALUE!"}},{"$f":"CL3558-CK3558","v":{"$error":"#VALUE!"}},{"$f":"CM3558-CL3558","v":{"$error":"#VALUE!"}},{"$f":"CN3558-CM3558","v":{"$error":"#VALUE!"}},{"$f":"CO3558-CN3558","v":{"$error":"#VALUE!"}},{"$f":"CP3558-CO3558","v":{"$error":"#VALUE!"}},{"$f":"CQ3558-CP3558","v":{"$error":"#VALUE!"}},{"$f":"CR3558-CQ3558","v":{"$error":"#VALUE!"}},{"$f":"CS3558-CR3558","v":{"$error":"#VALUE!"}},{"$f":"CT3558-CS3558","v":{"$error":"#VALUE!"}},{"$f":"CU3558-CT3558","v":{"$error":"#VALUE!"}},{"$f":"CV3558-CU3558","v":{"$error":"#VALUE!"}},{"$f":"CW3558-CV3558","v":{"$error":"#VALUE!"}},{"$f":"CX3558-CW3558","v":{"$error":"#VALUE!"}},{"$f":"CY3558-CX3558","v":{"$error":"#VALUE!"}},{"$f":"CZ3558-CY3558","v":{"$error":"#VALUE!"}},{"$f":"SUM(I3559:CZ3559)","v":{"$error":"#VALUE!"}}]
[{"$f":"CONCATENATE(H3452,C3560)","v":"CSO 02813a."},"13. Runoff Controls","13a.","Total CSO control volume (MG).",null,null,{"$f":"C3560","v":"13a."},{"$f":"HLOOKUP(H3452,'4 - CSO VOLUME'!$E$9:$AS$33,16,FALSE)","v":{"v":0,"d":"0.00"}}]
[{"$f":"CONCATENATE(H3452,C3561)","v":"CSO 02813b."},null,"13b.","Dry weather flow rate (MGD). ",null,null,{"$f":"C3561","v":"13b."},{"$f":"HLOOKUP(H3452,'4 - CSO VOLUME'!$E$9:$AS$33,17,FALSE)","v":{"v":0,"d":"0.00"}},{"$f":"$H3561/(4*24)","v":{"v":0,"d":"0.000"}},{"$f":"$H3561/(4*24)","v":{"v":0,"d":"0.000"}},{"v":0,"d":"0.000"},{"v":0,"d":"0.000"},{"v":0,"d":"0.000"},{"v":0,"d":"0.000"},{"v":0,"d":"0.000"},{"v":0,"d":"0.000"},{"v":0,"d":"0.000"},{"v":0,"d":"0.000"},{"v":0,"d":"0.000"},{"v":0,"d":"0.000"},{"v":0,"d":"0.000"},{"v":0,"d":"0.000"},{"v":0,"d":"0.000"},{"v":0,"d":"0.000"},{"v":0,"d":"0.000"},{"v":0,"d":"0.000"},{"v":0,"d":"0.000"},{"v":0,"d":"0.000"},{"v":0,"d":"0.000"},{"v":0,"d":"0.000"},{"v":0,"d":"0.000"},{"v":0,"d":"0.000"},{"v":0,"d":"0.000"},{"v":0,"d":"0.000"},{"v":0,"d":"0.000"},{"v":0,"d":"0.000"},{"v":0,"d":"0.000"},{"v":0,"d":"0.000"},{"v":0,"d":"0.000"},{"v":0,"d":"0.000"},{"v":0,"d":"0.000"},{"v":0,"d":"0.000"},{"v":0,"d":"0.000"},{"v":0,"d":"0.000"},{"v":0,"d":"0.000"},{"v":0,"d":"0.000"},{"v":0,"d":"0.000"},{"v":0,"d":"0.000"},{"v":0,"d":"0.000"},{"v":0,"d":"0.000"},{"v":0,"d":"0.000"},{"v":0,"d":"0.000"},{"v":0,"d":"0.000"},{"v":0,"d":"0.000"},{"v":0,"d":"0.000"},{"v":0,"d":"0.000"},{"v":0,"d":"0.000"},{"v":0,"d":"0.000"},{"v":0,"d":"0.000"},{"v":0,"d":"0.000"},{"v":0,"d":"0.000"},{"v":0,"d":"0.000"},{"v":0,"d":"0.000"},{"v":0,"d":"0.000"},{"v":0,"d":"0.000"},{"v":0,"d":"0.000"},{"v":0,"d":"0.000"},{"v":0,"d":"0.000"},{"v":0,"d":"0.000"},{"v":0,"d":"0.000"},{"v":0,"d":"0.000"},{"v":0,"d":"0.000"},{"v":0,"d":"0.000"},{"$f":"$H3561/(4*24)","v":{"v":0,"d":"0.000"}},{"v":0,"d":"0.000"},{"v":0,"d":"0.000"},{"v":0,"d":"0.000"},{"v":0,"d":"0.000"},{"v":0,"d":"0.000"},{"v":0,"d":"0.000"},{"v":0,"d":"0.000"},{"v":0,"d":"0.000"},{"v":0,"d":"0.000"},{"v":0,"d":"0.000"},{"v":0,"d":"0.000"},{"v":0,"d":"0.000"},{"v":0,"d":"0.000"},{"v":0,"d":"0.000"},{"v":0,"d":"0.000"},{"v":0,"d":"0.000"},{"v":0,"d":"0.000"},{"v":0,"d":"0.000"},{"v":0,"d":"0.000"},{"v":0,"d":"0.000"},{"v":0,"d":"0.000"},{"v":0,"d":"0.000"},{"v":0,"d":"0.000"},{"v":0,"d":"0.000"},{"v":0,"d":"0.000"},{"v":0,"d":"0.000"},{"v":0,"d":"0.000"},{"v":0,"d":"0.000"},{"v":0,"d":"0.000"},{"v":0,"d":"0.000"}]
[{"$f":"CONCATENATE(H3452,C3562)","v":"CSO 02813c."},null,"13c.","Stormwater runoff after GI saturation plus dry weather flow (MG). Add Line 13b to Line 12d.",null,null,{"$f":"C3562","v":"13c."},null,{"$f":"I3561+I3559","v":{"$error":"#VALUE!"}},{"$f":"J3561+J3559","v":{"$error":"#VALUE!"}},{"$error":"#VALUE!"},{"$error":"#VALUE!"},{"$error":"#VALUE!"},{"$error":"#VALUE!"},{"$error":"#VALUE!"},{"$error":"#VALUE!"},{"$error":"#VALUE!"},{"$error":"#VALUE!"},{"$error":"#VALUE!"},{"$error":"#VALUE!"},{"$error":"#VALUE!"},{"$error":"#VALUE!"},{"$error":"#VALUE!"},{"$error":"#VALUE!"},{"$error":"#VALUE!"},{"$error":"#VALUE!"},{"$error":"#VALUE!"},{"$error":"#VALUE!"},{"$error":"#VALUE!"},{"$error":"#VALUE!"},{"$error":"#VALUE!"},{"$error":"#VALUE!"},{"$error":"#VALUE!"},{"$error":"#VALUE!"},{"$error":"#VALUE!"},{"$error":"#VALUE!"},{"$error":"#VALUE!"},{"$error":"#VALUE!"},{"$error":"#VALUE!"},{"$error":"#VALUE!"},{"$error":"#VALUE!"},{"$error":"#VALUE!"},{"$error":"#VALUE!"},{"$error":"#VALUE!"},{"$error":"#VALUE!"},{"$error":"#VALUE!"},{"$error":"#VALUE!"},{"$error":"#VALUE!"},{"$error":"#VALUE!"},{"$error":"#VALUE!"},{"$error":"#VALUE!"},{"$error":"#VALUE!"},{"$error":"#VALUE!"},{"$error":"#VALUE!"},{"$error":"#VALUE!"},{"$error":"#VALUE!"},{"$error":"#VALUE!"},{"$error":"#VALUE!"},{"$error":"#VALUE!"},{"$error":"#VALUE!"},{"$error":"#VALUE!"},{"$error":"#VALUE!"},{"$error":"#VALUE!"},{"$error":"#VALUE!"},{"$error":"#VALUE!"},{"$error":"#VALUE!"},{"$error":"#VALUE!"},{"$error":"#VALUE!"},{"$error":"#VALUE!"},{"$error":"#VALUE!"},{"$error":"#VALUE!"},{"$error":"#VALUE!"},{"$error":"#VALUE!"},{"$f":"BV3561+BV3559","v":{"$error":"#VALUE!"}},{"$error":"#VALUE!"},{"$error":"#VALUE!"},{"$error":"#VALUE!"},{"$error":"#VALUE!"},{"$error":"#VALUE!"},{"$error":"#VALUE!"},{"$error":"#VALUE!"},{"$error":"#VALUE!"},{"$error":"#VALUE!"},{"$error":"#VALUE!"},{"$error":"#VALUE!"},{"$error":"#VALUE!"},{"$error":"#VALUE!"},{"$error":"#VALUE!"},{"$error":"#VALUE!"},{"$error":"#VALUE!"},{"$error":"#VALUE!"},{"$error":"#VALUE!"},{"$error":"#VALUE!"},{"$error":"#VALUE!"},{"$error":"#VALUE!"},{"$error":"#VALUE!"},{"$error":"#VALUE!"},{"$error":"#VALUE!"},{"$error":"#VALUE!"},{"$error":"#VALUE!"},{"$error":"#VALUE!"},{"$error":"#VALUE!"},{"$error":"#VALUE!"},{"$error":"#VALUE!"},{"$f":"SUM(I3562:CZ3562)","v":{"$error":"#VALUE!"}}]
[{"$f":"CONCATENATE(H3452,C3563)","v":"CSO 028"},null,null,"Excess stormwater runoff volume, cumulative (MG). Subtract Line 13a from Line 13c.",{"$nulls":4},{"$f":"IF(SUM($I3562:I3562)-$H3560<=0,0,SUM($I3562:I3562)-$H3560)","v":{"$error":"#VALUE!"}},{"$f":"IF(SUM($I3562:J3562)-$H3560<=0,0,SUM($I3562:J3562)-$H3560)","v":{"$error":"#VALUE!"}},{"$f":"IF(SUM($I3562:K3562)-$H3560<=0,0,SUM($I3562:K3562)-$H3560)","v":{"$error":"#VALUE!"}},{"$f":"IF(SUM($I3562:L3562)-$H3560<=0,0,SUM($I3562:L3562)-$H3560)","v":{"$error":"#VALUE!"}},{"$f":"IF(SUM($I3562:M3562)-$H3560<=0,0,SUM($I3562:M3562)-$H3560)","v":{"$error":"#VALUE!"}},{"$f":"IF(SUM($I3562:N3562)-$H3560<=0,0,SUM($I3562:N3562)-$H3560)","v":{"$error":"#VALUE!"}},{"$f":"IF(SUM($I3562:O3562)-$H3560<=0,0,SUM($I3562:O3562)-$H3560)","v":{"$error":"#VALUE!"}},{"$f":"IF(SUM($I3562:P3562)-$H3560<=0,0,SUM($I3562:P3562)-$H3560)","v":{"$error":"#VALUE!"}},{"$f":"IF(SUM($I3562:Q3562)-$H3560<=0,0,SUM($I3562:Q3562)-$H3560)","v":{"$error":"#VALUE!"}},{"$f":"IF(SUM($I3562:R3562)-$H3560<=0,0,SUM($I3562:R3562)-$H3560)","v":{"$error":"#VALUE!"}},{"$f":"IF(SUM($I3562:S3562)-$H3560<=0,0,SUM($I3562:S3562)-$H3560)","v":{"$error":"#VALUE!"}},{"$f":"IF(SUM($I3562:T3562)-$H3560<=0,0,SUM($I3562:T3562)-$H3560)","v":{"$error":"#VALUE!"}},{"$f":"IF(SUM($I3562:U3562)-$H3560<=0,0,SUM($I3562:U3562)-$H3560)","v":{"$error":"#VALUE!"}},{"$f":"IF(SUM($I3562:V3562)-$H3560<=0,0,SUM($I3562:V3562)-$H3560)","v":{"$error":"#VALUE!"}},{"$f":"IF(SUM($I3562:W3562)-$H3560<=0,0,SUM($I3562:W3562)-$H3560)","v":{"$error":"#VALUE!"}},{"$f":"IF(SUM($I3562:X3562)-$H3560<=0,0,SUM($I3562:X3562)-$H3560)","v":{"$error":"#VALUE!"}},{"$f":"IF(SUM($I3562:Y3562)-$H3560<=0,0,SUM($I3562:Y3562)-$H3560)","v":{"$error":"#VALUE!"}},{"$f":"IF(SUM($I3562:Z3562)-$H3560<=0,0,SUM($I3562:Z3562)-$H3560)","v":{"$error":"#VALUE!"}},{"$f":"IF(SUM($I3562:AA3562)-$H3560<=0,0,SUM($I3562:AA3562)-$H3560)","v":{"$error":"#VALUE!"}},{"$f":"IF(SUM($I3562:AB3562)-$H3560<=0,0,SUM($I3562:AB3562)-$H3560)","v":{"$error":"#VALUE!"}},{"$f":"IF(SUM($I3562:AC3562)-$H3560<=0,0,SUM($I3562:AC3562)-$H3560)","v":{"$error":"#VALUE!"}},{"$f":"IF(SUM($I3562:AD3562)-$H3560<=0,0,SUM($I3562:AD3562)-$H3560)","v":{"$error":"#VALUE!"}},{"$f":"IF(SUM($I3562:AE3562)-$H3560<=0,0,SUM($I3562:AE3562)-$H3560)","v":{"$error":"#VALUE!"}},{"$f":"IF(SUM($I3562:AF3562)-$H3560<=0,0,SUM($I3562:AF3562)-$H3560)","v":{"$error":"#VALUE!"}},{"$f":"IF(SUM($I3562:AG3562)-$H3560<=0,0,SUM($I3562:AG3562)-$H3560)","v":{"$error":"#VALUE!"}},{"$f":"IF(SUM($I3562:AH3562)-$H3560<=0,0,SUM($I3562:AH3562)-$H3560)","v":{"$error":"#VALUE!"}},{"$f":"IF(SUM($I3562:AI3562)-$H3560<=0,0,SUM($I3562:AI3562)-$H3560)","v":{"$error":"#VALUE!"}},{"$f":"IF(SUM($I3562:AJ3562)-$H3560<=0,0,SUM($I3562:AJ3562)-$H3560)","v":{"$error":"#VALUE!"}},{"$f":"IF(SUM($I3562:AK3562)-$H3560<=0,0,SUM($I3562:AK3562)-$H3560)","v":{"$error":"#VALUE!"}},{"$f":"IF(SUM($I3562:AL3562)-$H3560<=0,0,SUM($I3562:AL3562)-$H3560)","v":{"$error":"#VALUE!"}},{"$f":"IF(SUM($I3562:AM3562)-$H3560<=0,0,SUM($I3562:AM3562)-$H3560)","v":{"$error":"#VALUE!"}},{"$f":"IF(SUM($I3562:AN3562)-$H3560<=0,0,SUM($I3562:AN3562)-$H3560)","v":{"$error":"#VALUE!"}},{"$f":"IF(SUM($I3562:AO3562)-$H3560<=0,0,SUM($I3562:AO3562)-$H3560)","v":{"$error":"#VALUE!"}},{"$f":"IF(SUM($I3562:AP3562)-$H3560<=0,0,SUM($I3562:AP3562)-$H3560)","v":{"$error":"#VALUE!"}},{"$f":"IF(SUM($I3562:AQ3562)-$H3560<=0,0,SUM($I3562:AQ3562)-$H3560)","v":{"$error":"#VALUE!"}},{"$f":"IF(SUM($I3562:AR3562)-$H3560<=0,0,SUM($I3562:AR3562)-$H3560)","v":{"$error":"#VALUE!"}},{"$f":"IF(SUM($I3562:AS3562)-$H3560<=0,0,SUM($I3562:AS3562)-$H3560)","v":{"$error":"#VALUE!"}},{"$f":"IF(SUM($I3562:AT3562)-$H3560<=0,0,SUM($I3562:AT3562)-$H3560)","v":{"$error":"#VALUE!"}},{"$f":"IF(SUM($I3562:AU3562)-$H3560<=0,0,SUM($I3562:AU3562)-$H3560)","v":{"$error":"#VALUE!"}},{"$f":"IF(SUM($I3562:AV3562)-$H3560<=0,0,SUM($I3562:AV3562)-$H3560)","v":{"$error":"#VALUE!"}},{"$f":"IF(SUM($I3562:AW3562)-$H3560<=0,0,SUM($I3562:AW3562)-$H3560)","v":{"$error":"#VALUE!"}},{"$f":"IF(SUM($I3562:AX3562)-$H3560<=0,0,SUM($I3562:AX3562)-$H3560)","v":{"$error":"#VALUE!"}},{"$f":"IF(SUM($I3562:AY3562)-$H3560<=0,0,SUM($I3562:AY3562)-$H3560)","v":{"$error":"#VALUE!"}},{"$f":"IF(SUM($I3562:AZ3562)-$H3560<=0,0,SUM($I3562:AZ3562)-$H3560)","v":{"$error":"#VALUE!"}},{"$f":"IF(SUM($I3562:BA3562)-$H3560<=0,0,SUM($I3562:BA3562)-$H3560)","v":{"$error":"#VALUE!"}},{"$f":"IF(SUM($I3562:BB3562)-$H3560<=0,0,SUM($I3562:BB3562)-$H3560)","v":{"$error":"#VALUE!"}},{"$f":"IF(SUM($I3562:BC3562)-$H3560<=0,0,SUM($I3562:BC3562)-$H3560)","v":{"$error":"#VALUE!"}},{"$f":"IF(SUM($I3562:BD3562)-$H3560<=0,0,SUM($I3562:BD3562)-$H3560)","v":{"$error":"#VALUE!"}},{"$f":"IF(SUM($I3562:BE3562)-$H3560<=0,0,SUM($I3562:BE3562)-$H3560)","v":{"$error":"#VALUE!"}},{"$f":"IF(SUM($I3562:BF3562)-$H3560<=0,0,SUM($I3562:BF3562)-$H3560)","v":{"$error":"#VALUE!"}},{"$f":"IF(SUM($I3562:BG3562)-$H3560<=0,0,SUM($I3562:BG3562)-$H3560)","v":{"$error":"#VALUE!"}},{"$f":"IF(SUM($I3562:BH3562)-$H3560<=0,0,SUM($I3562:BH3562)-$H3560)","v":{"$error":"#VALUE!"}},{"$f":"IF(SUM($I3562:BI3562)-$H3560<=0,0,SUM($I3562:BI3562)-$H3560)","v":{"$error":"#VALUE!"}},{"$f":"IF(SUM($I3562:BJ3562)-$H3560<=0,0,SUM($I3562:BJ3562)-$H3560)","v":{"$error":"#VALUE!"}},{"$f":"IF(SUM($I3562:BK3562)-$H3560<=0,0,SUM($I3562:BK3562)-$H3560)","v":{"$error":"#VALUE!"}},{"$f":"IF(SUM($I3562:BL3562)-$H3560<=0,0,SUM($I3562:BL3562)-$H3560)","v":{"$error":"#VALUE!"}},{"$f":"IF(SUM($I3562:BM3562)-$H3560<=0,0,SUM($I3562:BM3562)-$H3560)","v":{"$error":"#VALUE!"}},{"$f":"IF(SUM($I3562:BN3562)-$H3560<=0,0,SUM($I3562:BN3562)-$H3560)","v":{"$error":"#VALUE!"}},{"$f":"IF(SUM($I3562:BO3562)-$H3560<=0,0,SUM($I3562:BO3562)-$H3560)","v":{"$error":"#VALUE!"}},{"$f":"IF(SUM($I3562:BP3562)-$H3560<=0,0,SUM($I3562:BP3562)-$H3560)","v":{"$error":"#VALUE!"}},{"$f":"IF(SUM($I3562:BQ3562)-$H3560<=0,0,SUM($I3562:BQ3562)-$H3560)","v":{"$error":"#VALUE!"}},{"$f":"IF(SUM($I3562:BR3562)-$H3560<=0,0,SUM($I3562:BR3562)-$H3560)","v":{"$error":"#VALUE!"}},{"$f":"IF(SUM($I3562:BS3562)-$H3560<=0,0,SUM($I3562:BS3562)-$H3560)","v":{"$error":"#VALUE!"}},{"$f":"IF(SUM($I3562:BT3562)-$H3560<=0,0,SUM($I3562:BT3562)-$H3560)","v":{"$error":"#VALUE!"}},{"$f":"IF(SUM($I3562:BU3562)-$H3560<=0,0,SUM($I3562:BU3562)-$H3560)","v":{"$error":"#VALUE!"}},{"$f":"IF(SUM($I3562:BV3562)-$H3560<=0,0,SUM($I3562:BV3562)-$H3560)","v":{"$error":"#VALUE!"}},{"$f":"IF(SUM($I3562:BW3562)-$H3560<=0,0,SUM($I3562:BW3562)-$H3560)","v":{"$error":"#VALUE!"}},{"$f":"IF(SUM($I3562:BX3562)-$H3560<=0,0,SUM($I3562:BX3562)-$H3560)","v":{"$error":"#VALUE!"}},{"$f":"IF(SUM($I3562:BY3562)-$H3560<=0,0,SUM($I3562:BY3562)-$H3560)","v":{"$error":"#VALUE!"}},{"$f":"IF(SUM($I3562:BZ3562)-$H3560<=0,0,SUM($I3562:BZ3562)-$H3560)","v":{"$error":"#VALUE!"}},{"$f":"IF(SUM($I3562:CA3562)-$H3560<=0,0,SUM($I3562:CA3562)-$H3560)","v":{"$error":"#VALUE!"}},{"$f":"IF(SUM($I3562:CB3562)-$H3560<=0,0,SUM($I3562:CB3562)-$H3560)","v":{"$error":"#VALUE!"}},{"$f":"IF(SUM($I3562:CC3562)-$H3560<=0,0,SUM($I3562:CC3562)-$H3560)","v":{"$error":"#VALUE!"}},{"$f":"IF(SUM($I3562:CD3562)-$H3560<=0,0,SUM($I3562:CD3562)-$H3560)","v":{"$error":"#VALUE!"}},{"$f":"IF(SUM($I3562:CE3562)-$H3560<=0,0,SUM($I3562:CE3562)-$H3560)","v":{"$error":"#VALUE!"}},{"$f":"IF(SUM($I3562:CF3562)-$H3560<=0,0,SUM($I3562:CF3562)-$H3560)","v":{"$error":"#VALUE!"}},{"$f":"IF(SUM($I3562:CG3562)-$H3560<=0,0,SUM($I3562:CG3562)-$H3560)","v":{"$error":"#VALUE!"}},{"$f":"IF(SUM($I3562:CH3562)-$H3560<=0,0,SUM($I3562:CH3562)-$H3560)","v":{"$error":"#VALUE!"}},{"$f":"IF(SUM($I3562:CI3562)-$H3560<=0,0,SUM($I3562:CI3562)-$H3560)","v":{"$error":"#VALUE!"}},{"$f":"IF(SUM($I3562:CJ3562)-$H3560<=0,0,SUM($I3562:CJ3562)-$H3560)","v":{"$error":"#VALUE!"}},{"$f":"IF(SUM($I3562:CK3562)-$H3560<=0,0,SUM($I3562:CK3562)-$H3560)","v":{"$error":"#VALUE!"}},{"$f":"IF(SUM($I3562:CL3562)-$H3560<=0,0,SUM($I3562:CL3562)-$H3560)","v":{"$error":"#VALUE!"}},{"$f":"IF(SUM($I3562:CM3562)-$H3560<=0,0,SUM($I3562:CM3562)-$H3560)","v":{"$error":"#VALUE!"}},{"$f":"IF(SUM($I3562:CN3562)-$H3560<=0,0,SUM($I3562:CN3562)-$H3560)","v":{"$error":"#VALUE!"}},{"$f":"IF(SUM($I3562:CO3562)-$H3560<=0,0,SUM($I3562:CO3562)-$H3560)","v":{"$error":"#VALUE!"}},{"$f":"IF(SUM($I3562:CP3562)-$H3560<=0,0,SUM($I3562:CP3562)-$H3560)","v":{"$error":"#VALUE!"}},{"$f":"IF(SUM($I3562:CQ3562)-$H3560<=0,0,SUM($I3562:CQ3562)-$H3560)","v":{"$error":"#VALUE!"}},{"$f":"IF(SUM($I3562:CR3562)-$H3560<=0,0,SUM($I3562:CR3562)-$H3560)","v":{"$error":"#VALUE!"}},{"$f":"IF(SUM($I3562:CS3562)-$H3560<=0,0,SUM($I3562:CS3562)-$H3560)","v":{"$error":"#VALUE!"}},{"$f":"IF(SUM($I3562:CT3562)-$H3560<=0,0,SUM($I3562:CT3562)-$H3560)","v":{"$error":"#VALUE!"}},{"$f":"IF(SUM($I3562:CU3562)-$H3560<=0,0,SUM($I3562:CU3562)-$H3560)","v":{"$error":"#VALUE!"}},{"$f":"IF(SUM($I3562:CV3562)-$H3560<=0,0,SUM($I3562:CV3562)-$H3560)","v":{"$error":"#VALUE!"}},{"$f":"IF(SUM($I3562:CW3562)-$H3560<=0,0,SUM($I3562:CW3562)-$H3560)","v":{"$error":"#VALUE!"}},{"$f":"IF(SUM($I3562:CX3562)-$H3560<=0,0,SUM($I3562:CX3562)-$H3560)","v":{"$error":"#VALUE!"}},{"$f":"IF(SUM($I3562:CY3562)-$H3560<=0,0,SUM($I3562:CY3562)-$H3560)","v":{"$error":"#VALUE!"}},{"$f":"IF(SUM($I3562:CZ3562)-$H3560<=0,0,SUM($I3562:CZ3562)-$H3560)","v":{"$error":"#VALUE!"}},"NA"]
[{"$f":"CONCATENATE(H3452,C3564)","v":"CSO 02813d."},null,"13d.","Combined sewage after GI saturation and CSO control (MG). Excess after Line 13c exceeds Line 13a.",null,null,{"$f":"C3564","v":"13d."},null,{"$f":"I3563-H3563","v":{"$error":"#VALUE!"}},{"$f":"J3563-I3563","v":{"$error":"#VALUE!"}},{"$f":"K3563-J3563","v":{"$error":"#VALUE!"}},{"$f":"L3563-K3563","v":{"$error":"#VALUE!"}},{"$f":"M3563-L3563","v":{"$error":"#VALUE!"}},{"$f":"N3563-M3563","v":{"$error":"#VALUE!"}},{"$f":"O3563-N3563","v":{"$error":"#VALUE!"}},{"$f":"P3563-O3563","v":{"$error":"#VALUE!"}},{"$f":"Q3563-P3563","v":{"$error":"#VALUE!"}},{"$f":"R3563-Q3563","v":{"$error":"#VALUE!"}},{"$f":"S3563-R3563","v":{"$error":"#VALUE!"}},{"$f":"T3563-S3563","v":{"$error":"#VALUE!"}},{"$f":"U3563-T3563","v":{"$error":"#VALUE!"}},{"$f":"V3563-U3563","v":{"$error":"#VALUE!"}},{"$f":"W3563-V3563","v":{"$error":"#VALUE!"}},{"$f":"X3563-W3563","v":{"$error":"#VALUE!"}},{"$f":"Y3563-X3563","v":{"$error":"#VALUE!"}},{"$f":"Z3563-Y3563","v":{"$error":"#VALUE!"}},{"$f":"AA3563-Z3563","v":{"$error":"#VALUE!"}},{"$f":"AB3563-AA3563","v":{"$error":"#VALUE!"}},{"$f":"AC3563-AB3563","v":{"$error":"#VALUE!"}},{"$f":"AD3563-AC3563","v":{"$error":"#VALUE!"}},{"$f":"AE3563-AD3563","v":{"$error":"#VALUE!"}},{"$f":"AF3563-AE3563","v":{"$error":"#VALUE!"}},{"$f":"AG3563-AF3563","v":{"$error":"#VALUE!"}},{"$f":"AH3563-AG3563","v":{"$error":"#VALUE!"}},{"$f":"AI3563-AH3563","v":{"$error":"#VALUE!"}},{"$f":"AJ3563-AI3563","v":{"$error":"#VALUE!"}},{"$f":"AK3563-AJ3563","v":{"$error":"#VALUE!"}},{"$f":"AL3563-AK3563","v":{"$error":"#VALUE!"}},{"$f":"AM3563-AL3563","v":{"$error":"#VALUE!"}},{"$f":"AN3563-AM3563","v":{"$error":"#VALUE!"}},{"$f":"AO3563-AN3563","v":{"$error":"#VALUE!"}},{"$f":"AP3563-AO3563","v":{"$error":"#VALUE!"}},{"$f":"AQ3563-AP3563","v":{"$error":"#VALUE!"}},{"$f":"AR3563-AQ3563","v":{"$error":"#VALUE!"}},{"$f":"AS3563-AR3563","v":{"$error":"#VALUE!"}},{"$f":"AT3563-AS3563","v":{"$error":"#VALUE!"}},{"$f":"AU3563-AT3563","v":{"$error":"#VALUE!"}},{"$f":"AV3563-AU3563","v":{"$error":"#VALUE!"}},{"$f":"AW3563-AV3563","v":{"$error":"#VALUE!"}},{"$f":"AX3563-AW3563","v":{"$error":"#VALUE!"}},{"$f":"AY3563-AX3563","v":{"$error":"#VALUE!"}},{"$f":"AZ3563-AY3563","v":{"$error":"#VALUE!"}},{"$f":"BA3563-AZ3563","v":{"$error":"#VALUE!"}},{"$f":"BB3563-BA3563","v":{"$error":"#VALUE!"}},{"$f":"BC3563-BB3563","v":{"$error":"#VALUE!"}},{"$f":"BD3563-BC3563","v":{"$error":"#VALUE!"}},{"$f":"BE3563-BD3563","v":{"$error":"#VALUE!"}},{"$f":"BF3563-BE3563","v":{"$error":"#VALUE!"}},{"$f":"BG3563-BF3563","v":{"$error":"#VALUE!"}},{"$f":"BH3563-BG3563","v":{"$error":"#VALUE!"}},{"$f":"BI3563-BH3563","v":{"$error":"#VALUE!"}},{"$f":"BJ3563-BI3563","v":{"$error":"#VALUE!"}},{"$f":"BK3563-BJ3563","v":{"$error":"#VALUE!"}},{"$f":"BL3563-BK3563","v":{"$error":"#VALUE!"}},{"$f":"BM3563-BL3563","v":{"$error":"#VALUE!"}},{"$f":"BN3563-BM3563","v":{"$error":"#VALUE!"}},{"$f":"BO3563-BN3563","v":{"$error":"#VALUE!"}},{"$f":"BP3563-BO3563","v":{"$error":"#VALUE!"}},{"$f":"BQ3563-BP3563","v":{"$error":"#VALUE!"}},{"$f":"BR3563-BQ3563","v":{"$error":"#VALUE!"}},{"$f":"BS3563-BR3563","v":{"$error":"#VALUE!"}},{"$f":"BT3563-BS3563","v":{"$error":"#VALUE!"}},{"$f":"BU3563-BT3563","v":{"$error":"#VALUE!"}},{"$f":"BV3563-BU3563","v":{"$error":"#VALUE!"}},{"$f":"BW3563-BV3563","v":{"$error":"#VALUE!"}},{"$f":"BX3563-BW3563","v":{"$error":"#VALUE!"}},{"$f":"BY3563-BX3563","v":{"$error":"#VALUE!"}},{"$f":"BZ3563-BY3563","v":{"$error":"#VALUE!"}},{"$f":"CA3563-BZ3563","v":{"$error":"#VALUE!"}},{"$f":"CB3563-CA3563","v":{"$error":"#VALUE!"}},{"$f":"CC3563-CB3563","v":{"$error":"#VALUE!"}},{"$f":"CD3563-CC3563","v":{"$error":"#VALUE!"}},{"$f":"CE3563-CD3563","v":{"$error":"#VALUE!"}},{"$f":"CF3563-CE3563","v":{"$error":"#VALUE!"}},{"$f":"CG3563-CF3563","v":{"$error":"#VALUE!"}},{"$f":"CH3563-CG3563","v":{"$error":"#VALUE!"}},{"$f":"CI3563-CH3563","v":{"$error":"#VALUE!"}},{"$f":"CJ3563-CI3563","v":{"$error":"#VALUE!"}},{"$f":"CK3563-CJ3563","v":{"$error":"#VALUE!"}},{"$f":"CL3563-CK3563","v":{"$error":"#VALUE!"}},{"$f":"CM3563-CL3563","v":{"$error":"#VALUE!"}},{"$f":"CN3563-CM3563","v":{"$error":"#VALUE!"}},{"$f":"CO3563-CN3563","v":{"$error":"#VALUE!"}},{"$f":"CP3563-CO3563","v":{"$error":"#VALUE!"}},{"$f":"CQ3563-CP3563","v":{"$error":"#VALUE!"}},{"$f":"CR3563-CQ3563","v":{"$error":"#VALUE!"}},{"$f":"CS3563-CR3563","v":{"$error":"#VALUE!"}},{"$f":"CT3563-CS3563","v":{"$error":"#VALUE!"}},{"$f":"CU3563-CT3563","v":{"$error":"#VALUE!"}},{"$f":"CV3563-CU3563","v":{"$error":"#VALUE!"}},{"$f":"CW3563-CV3563","v":{"$error":"#VALUE!"}},{"$f":"CX3563-CW3563","v":{"$error":"#VALUE!"}},{"$f":"CY3563-CX3563","v":{"$error":"#VALUE!"}},{"$f":"CZ3563-CY3563","v":{"$error":"#VALUE!"}},{"$f":"SUM(I3564:CZ3564)","v":{"$error":"#VALUE!"}}]
[{"$f":"CONCATENATE(H3452,C3565)","v":"CSO 02814a."},"14. CSO Flows","14a.","CSO hydraulic control capacity (MGD). ",null,null,"14a.",{"$f":"HLOOKUP(H3452,'4 - CSO VOLUME'!$E$9:$AS$33,20,FALSE)","v":""}]
[{"$f":"CONCATENATE(H3452,C3566)","v":"CSO 02814b."},null,"14b.","Total CSO volume (MG). Divide Line 14a by 24, then subtract from Line 13d at hourly increments.",null,null,"14b.",null,{"$f":"IF(I3564-($H3565/(4*24))<0,0,I3564-($H3565/(4*24)))","v":{"$error":"#VALUE!"}},{"$f":"IF(J3564-($H3565/(4*24))<0,0,J3564-($H3565/(4*24)))","v":{"$error":"#VALUE!"}},{"$error":"#VALUE!"},{"$error":"#VALUE!"},{"$error":"#VALUE!"},{"$error":"#VALUE!"},{"$error":"#VALUE!"},{"$error":"#VALUE!"},{"$error":"#VALUE!"},{"$error":"#VALUE!"},{"$error":"#VALUE!"},{"$error":"#VALUE!"},{"$error":"#VALUE!"},{"$error":"#VALUE!"},{"$error":"#VALUE!"},{"$error":"#VALUE!"},{"$error":"#VALUE!"},{"$error":"#VALUE!"},{"$error":"#VALUE!"},{"$error":"#VALUE!"},{"$error":"#VALUE!"},{"$error":"#VALUE!"},{"$error":"#VALUE!"},{"$error":"#VALUE!"},{"$error":"#VALUE!"},{"$error":"#VALUE!"},{"$error":"#VALUE!"},{"$error":"#VALUE!"},{"$error":"#VALUE!"},{"$error":"#VALUE!"},{"$error":"#VALUE!"},{"$error":"#VALUE!"},{"$error":"#VALUE!"},{"$error":"#VALUE!"},{"$error":"#VALUE!"},{"$error":"#VALUE!"},{"$error":"#VALUE!"},{"$error":"#VALUE!"},{"$error":"#VALUE!"},{"$error":"#VALUE!"},{"$error":"#VALUE!"},{"$error":"#VALUE!"},{"$error":"#VALUE!"},{"$error":"#VALUE!"},{"$error":"#VALUE!"},{"$error":"#VALUE!"},{"$error":"#VALUE!"},{"$error":"#VALUE!"},{"$error":"#VALUE!"},{"$error":"#VALUE!"},{"$error":"#VALUE!"},{"$error":"#VALUE!"},{"$error":"#VALUE!"},{"$error":"#VALUE!"},{"$error":"#VALUE!"},{"$error":"#VALUE!"},{"$error":"#VALUE!"},{"$error":"#VALUE!"},{"$error":"#VALUE!"},{"$error":"#VALUE!"},{"$error":"#VALUE!"},{"$error":"#VALUE!"},{"$error":"#VALUE!"},{"$error":"#VALUE!"},{"$error":"#VALUE!"},{"$f":"IF(BV3564-($H3565/(4*24))<0,0,BV3564-($H3565/(4*24)))","v":{"$error":"#VALUE!"}},{"$error":"#VALUE!"},{"$error":"#VALUE!"},{"$error":"#VALUE!"},{"$error":"#VALUE!"},{"$error":"#VALUE!"},{"$error":"#VALUE!"},{"$error":"#VALUE!"},{"$error":"#VALUE!"},{"$error":"#VALUE!"},{"$error":"#VALUE!"},{"$error":"#VALUE!"},{"$error":"#VALUE!"},{"$error":"#VALUE!"},{"$error":"#VALUE!"},{"$error":"#VALUE!"},{"$error":"#VALUE!"},{"$error":"#VALUE!"},{"$error":"#VALUE!"},{"$error":"#VALUE!"},{"$error":"#VALUE!"},{"$error":"#VALUE!"},{"$error":"#VALUE!"},{"$error":"#VALUE!"},{"$error":"#VALUE!"},{"$error":"#VALUE!"},{"$error":"#VALUE!"},{"$error":"#VALUE!"},{"$error":"#VALUE!"},{"$error":"#VALUE!"},{"$error":"#VALUE!"},{"$f":"SUM(I3566:CZ3566)","v":{"$error":"#VALUE!"}}]
[{"$f":"CONCATENATE(H3452,C3567)","v":"CSO 02814c."},null,"14c.","CSO treatment capacity (MGD). Line 7c.",null,null,"14c.",{"$f":"HLOOKUP(H3452,'4 - CSO VOLUME'!$E$9:$AS$33,22,FALSE)","v":""}]
[{"$f":"CONCATENATE(H3452,C3568)","v":"CSO 02814d."},null,"14d.","Treated CSO volume (MG). Populate with Line 14b values that are less than or equal to Line 14c divided by 24.",null,null,"14d.",null,{"$f":"IF(I3566=0,0,IF(I3566<=$H3567/(4*24),I3566,$H3567/(4*24)))","v":{"$error":"#VALUE!"}},{"$f":"IF(J3566=0,0,IF(J3566<=$H3567/(4*24),J3566,$H3567/(4*24)))","v":{"$error":"#VALUE!"}},{"$error":"#VALUE!"},{"$error":"#VALUE!"},{"$error":"#VALUE!"},{"$error":"#VALUE!"},{"$error":"#VALUE!"},{"$error":"#VALUE!"},{"$error":"#VALUE!"},{"$error":"#VALUE!"},{"$error":"#VALUE!"},{"$error":"#VALUE!"},{"$error":"#VALUE!"},{"$error":"#VALUE!"},{"$error":"#VALUE!"},{"$error":"#VALUE!"},{"$error":"#VALUE!"},{"$error":"#VALUE!"},{"$error":"#VALUE!"},{"$error":"#VALUE!"},{"$error":"#VALUE!"},{"$error":"#VALUE!"},{"$error":"#VALUE!"},{"$error":"#VALUE!"},{"$error":"#VALUE!"},{"$error":"#VALUE!"},{"$error":"#VALUE!"},{"$error":"#VALUE!"},{"$error":"#VALUE!"},{"$error":"#VALUE!"},{"$error":"#VALUE!"},{"$error":"#VALUE!"},{"$error":"#VALUE!"},{"$error":"#VALUE!"},{"$error":"#VALUE!"},{"$error":"#VALUE!"},{"$error":"#VALUE!"},{"$error":"#VALUE!"},{"$error":"#VALUE!"},{"$error":"#VALUE!"},{"$error":"#VALUE!"},{"$error":"#VALUE!"},{"$error":"#VALUE!"},{"$error":"#VALUE!"},{"$error":"#VALUE!"},{"$error":"#VALUE!"},{"$error":"#VALUE!"},{"$error":"#VALUE!"},{"$error":"#VALUE!"},{"$error":"#VALUE!"},{"$error":"#VALUE!"},{"$error":"#VALUE!"},{"$error":"#VALUE!"},{"$error":"#VALUE!"},{"$error":"#VALUE!"},{"$error":"#VALUE!"},{"$error":"#VALUE!"},{"$error":"#VALUE!"},{"$error":"#VALUE!"},{"$error":"#VALUE!"},{"$error":"#VALUE!"},{"$error":"#VALUE!"},{"$error":"#VALUE!"},{"$error":"#VALUE!"},{"$error":"#VALUE!"},{"$f":"IF(BV3566=0,0,IF(BV3566<=$H3567/(4*24),BV3566,$H3567/(4*24)))","v":{"$error":"#VALUE!"}},{"$error":"#VALUE!"},{"$error":"#VALUE!"},{"$error":"#VALUE!"},{"$error":"#VALUE!"},{"$error":"#VALUE!"},{"$error":"#VALUE!"},{"$error":"#VALUE!"},{"$error":"#VALUE!"},{"$error":"#VALUE!"},{"$error":"#VALUE!"},{"$error":"#VALUE!"},{"$error":"#VALUE!"},{"$error":"#VALUE!"},{"$error":"#VALUE!"},{"$error":"#VALUE!"},{"$error":"#VALUE!"},{"$error":"#VALUE!"},{"$error":"#VALUE!"},{"$error":"#VALUE!"},{"$error":"#VALUE!"},{"$error":"#VALUE!"},{"$error":"#VALUE!"},{"$error":"#VALUE!"},{"$error":"#VALUE!"},{"$error":"#VALUE!"},{"$error":"#VALUE!"},{"$error":"#VALUE!"},{"$error":"#VALUE!"},{"$error":"#VALUE!"},{"$error":"#VALUE!"},{"$f":"SUM(I3568:CZ3568)","v":{"$error":"#VALUE!"}}]
[{"$f":"CONCATENATE(H3452,C3569)","v":"CSO 02814e."},null,"14e.","Untreated CSO volume (MG). Difference between hourly values for Line 14b and line 14d.",null,null,"14e.",null,{"$f":"I3566-I3568","v":{"$error":"#VALUE!"}},{"$f":"J3566-J3568","v":{"$error":"#VALUE!"}},{"$error":"#VALUE!"},{"$error":"#VALUE!"},{"$error":"#VALUE!"},{"$error":"#VALUE!"},{"$error":"#VALUE!"},{"$error":"#VALUE!"},{"$error":"#VALUE!"},{"$error":"#VALUE!"},{"$error":"#VALUE!"},{"$error":"#VALUE!"},{"$error":"#VALUE!"},{"$error":"#VALUE!"},{"$error":"#VALUE!"},{"$error":"#VALUE!"},{"$error":"#VALUE!"},{"$error":"#VALUE!"},{"$error":"#VALUE!"},{"$error":"#VALUE!"},{"$error":"#VALUE!"},{"$error":"#VALUE!"},{"$error":"#VALUE!"},{"$error":"#VALUE!"},{"$error":"#VALUE!"},{"$error":"#VALUE!"},{"$error":"#VALUE!"},{"$error":"#VALUE!"},{"$error":"#VALUE!"},{"$error":"#VALUE!"},{"$error":"#VALUE!"},{"$error":"#VALUE!"},{"$error":"#VALUE!"},{"$error":"#VALUE!"},{"$error":"#VALUE!"},{"$error":"#VALUE!"},{"$error":"#VALUE!"},{"$error":"#VALUE!"},{"$error":"#VALUE!"},{"$error":"#VALUE!"},{"$error":"#VALUE!"},{"$error":"#VALUE!"},{"$error":"#VALUE!"},{"$error":"#VALUE!"},{"$error":"#VALUE!"},{"$error":"#VALUE!"},{"$error":"#VALUE!"},{"$error":"#VALUE!"},{"$error":"#VALUE!"},{"$error":"#VALUE!"},{"$error":"#VALUE!"},{"$error":"#VALUE!"},{"$error":"#VALUE!"},{"$error":"#VALUE!"},{"$error":"#VALUE!"},{"$error":"#VALUE!"},{"$error":"#VALUE!"},{"$error":"#VALUE!"},{"$error":"#VALUE!"},{"$error":"#VALUE!"},{"$error":"#VALUE!"},{"$error":"#VALUE!"},{"$error":"#VALUE!"},{"$error":"#VALUE!"},{"$error":"#VALUE!"},{"$f":"BV3566-BV3568","v":{"$error":"#VALUE!"}},{"$error":"#VALUE!"},{"$error":"#VALUE!"},{"$error":"#VALUE!"},{"$error":"#VALUE!"},{"$error":"#VALUE!"},{"$error":"#VALUE!"},{"$error":"#VALUE!"},{"$error":"#VALUE!"},{"$error":"#VALUE!"},{"$error":"#VALUE!"},{"$error":"#VALUE!"},{"$error":"#VALUE!"},{"$error":"#VALUE!"},{"$error":"#VALUE!"},{"$error":"#VALUE!"},{"$error":"#VALUE!"},{"$error":"#VALUE!"},{"$error":"#VALUE!"},{"$error":"#VALUE!"},{"$error":"#VALUE!"},{"$error":"#VALUE!"},{"$error":"#VALUE!"},{"$error":"#VALUE!"},{"$error":"#VALUE!"},{"$error":"#VALUE!"},{"$error":"#VALUE!"},{"$error":"#VALUE!"},{"$error":"#VALUE!"},{"$error":"#VALUE!"},{"$error":"#VALUE!"},{"$f":"SUM(I3569:CZ3569)","v":{"$error":"#VALUE!"}}]
[{"$f":"CONCATENATE(H3452,C3570)","v":"CSO 02814f."},null,"14f.","Combined sewage diverted to WWTP (MG). Subtract Line 14b from Line 13d at hourly increments.",null,null,"14f.",null,{"$f":"I3564-I3566","v":{"$error":"#VALUE!"}},{"$f":"J3564-J3566","v":{"$error":"#VALUE!"}},{"$error":"#VALUE!"},{"$error":"#VALUE!"},{"$error":"#VALUE!"},{"$error":"#VALUE!"},{"$error":"#VALUE!"},{"$error":"#VALUE!"},{"$error":"#VALUE!"},{"$error":"#VALUE!"},{"$error":"#VALUE!"},{"$error":"#VALUE!"},{"$error":"#VALUE!"},{"$error":"#VALUE!"},{"$error":"#VALUE!"},{"$error":"#VALUE!"},{"$error":"#VALUE!"},{"$error":"#VALUE!"},{"$error":"#VALUE!"},{"$error":"#VALUE!"},{"$error":"#VALUE!"},{"$error":"#VALUE!"},{"$error":"#VALUE!"},{"$error":"#VALUE!"},{"$error":"#VALUE!"},{"$error":"#VALUE!"},{"$error":"#VALUE!"},{"$error":"#VALUE!"},{"$error":"#VALUE!"},{"$error":"#VALUE!"},{"$error":"#VALUE!"},{"$error":"#VALUE!"},{"$error":"#VALUE!"},{"$error":"#VALUE!"},{"$error":"#VALUE!"},{"$error":"#VALUE!"},{"$error":"#VALUE!"},{"$error":"#VALUE!"},{"$error":"#VALUE!"},{"$error":"#VALUE!"},{"$error":"#VALUE!"},{"$error":"#VALUE!"},{"$error":"#VALUE!"},{"$error":"#VALUE!"},{"$error":"#VALUE!"},{"$error":"#VALUE!"},{"$error":"#VALUE!"},{"$error":"#VALUE!"},{"$error":"#VALUE!"},{"$error":"#VALUE!"},{"$error":"#VALUE!"},{"$error":"#VALUE!"},{"$error":"#VALUE!"},{"$error":"#VALUE!"},{"$error":"#VALUE!"},{"$error":"#VALUE!"},{"$error":"#VALUE!"},{"$error":"#VALUE!"},{"$error":"#VALUE!"},{"$error":"#VALUE!"},{"$error":"#VALUE!"},{"$error":"#VALUE!"},{"$error":"#VALUE!"},{"$error":"#VALUE!"},{"$error":"#VALUE!"},{"$f":"BV3564-BV3566","v":{"$error":"#VALUE!"}},{"$error":"#VALUE!"},{"$error":"#VALUE!"},{"$error":"#VALUE!"},{"$error":"#VALUE!"},{"$error":"#VALUE!"},{"$error":"#VALUE!"},{"$error":"#VALUE!"},{"$error":"#VALUE!"},{"$error":"#VALUE!"},{"$error":"#VALUE!"},{"$error":"#VALUE!"},{"$error":"#VALUE!"},{"$error":"#VALUE!"},{"$error":"#VALUE!"},{"$error":"#VALUE!"},{"$error":"#VALUE!"},{"$error":"#VALUE!"},{"$error":"#VALUE!"},{"$error":"#VALUE!"},{"$error":"#VALUE!"},{"$error":"#VALUE!"},{"$error":"#VALUE!"},{"$error":"#VALUE!"},{"$error":"#VALUE!"},{"$error":"#VALUE!"},{"$error":"#VALUE!"},{"$error":"#VALUE!"},{"$error":"#VALUE!"},{"$error":"#VALUE!"},{"$error":"#VALUE!"},{"$f":"SUM(I3570:CZ3570)","v":{"$error":"#VALUE!"}}]

{"sheet":"WWTP CALCULATIONS","index":10,"n_rows":10,"n_cols":102,"rows_kept":10,"hidden":true,"merged":[[3,0,6,0],[7,0,9,0]]}
[]
[]
[{"$nulls":4},"Input",{"v":1,"d":"1.00"},{"$f":"F3+0.25","v":1.25},{"$f":"G3+0.25","v":{"v":1.5,"d":"1.50"}},1.75,{"v":2,"d":"2.00"},2.25,{"v":2.5,"d":"2.50"},2.75,{"v":3,"d":"3.00"},3.25,{"v":3.5,"d":"3.50"},3.75,{"v":4,"d":"4.00"},4.25,{"v":4.5,"d":"4.50"},4.75,{"v":5,"d":"5.00"},5.25,{"v":5.5,"d":"5.50"},5.75,{"v":6,"d":"6.00"},6.25,{"v":6.5,"d":"6.50"},6.75,{"v":7,"d":"7.00"},7.25,{"v":7.5,"d":"7.50"},7.75,{"v":8,"d":"8.00"},8.25,{"v":8.5,"d":"8.50"},8.75,{"v":9,"d":"9.00"},9.25,{"v":9.5,"d":"9.50"},9.75,{"v":10,"d":"10.00"},10.25,{"v":10.5,"d":"10.50"},10.75,{"v":11,"d":"11.00"},11.25,{"v":11.5,"d":"11.50"},11.75,{"v":12,"d":"12.00"},12.25,{"v":12.5,"d":"12.50"},12.75,{"v":13,"d":"13.00"},13.25,{"v":13.5,"d":"13.50"},13.75,{"v":14,"d":"14.00"},14.25,{"v":14.5,"d":"14.50"},14.75,{"v":15,"d":"15.00"},15.25,{"v":15.5,"d":"15.50"},15.75,{"v":16,"d":"16.00"},16.25,{"v":16.5,"d":"16.50"},16.75,{"v":17,"d":"17.00"},17.25,{"$f":"BS3+0.25","v":{"v":17.5,"d":"17.50"}},17.75,{"v":18,"d":"18.00"},18.25,{"v":18.5,"d":"18.50"},18.75,{"v":19,"d":"19.00"},19.25,{"v":19.5,"d":"19.50"},19.75,{"v":20,"d":"20.00"},20.25,{"v":20.5,"d":"20.50"},20.75,{"v":21,"d":"21.00"},21.25,{"v":21.5,"d":"21.50"},21.75,{"v":22,"d":"22.00"},22.25,{"v":22.5,"d":"22.50"},22.75,{"v":23,"d":"23.00"},23.25,{"v":23.5,"d":"23.50"},23.75,{"v":24,"d":"24.00"},24.25,{"v":24.5,"d":"24.50"},24.75,"Total (MG)"]
["15. Flows conveyed to WWTP","a.","Combined sewage diverted to WWTP (MG). Sum of Line 14f volumes from each CSO.","15a.",null,{"$f":"'CSO CALCULATIONS'!I181","v":{"v":0,"d":"0.000"}},{"$f":"'CSO CALCULATIONS'!J181","v":{"v":0,"d":"0.000"}},{"$f":"'CSO CALCULATIONS'!K181","v":{"v":0,"d":"0.000"}},{"$f":"'CSO CALCULATIONS'!L181","v":{"v":0,"d":"0.000"}},{"$f":"'CSO CALCULATIONS'!M181","v":{"v":0,"d":"0.000"}},{"$f":"'CSO CALCULATIONS'!N181","v":{"v":0,"d":"0.000"}},{"$f":"'CSO CALCULATIONS'!O181","v":{"v":0,"d":"0.000"}},{"$f":"'CSO CALCULATIONS'!P181","v":{"v":0,"d":"0.000"}},{"$f":"'CSO CALCULATIONS'!Q181","v":{"v":0,"d":"0.000"}},{"$f":"'CSO CALCULATIONS'!R181","v":{"v":0,"d":"0.000"}},{"$f":"'CSO CALCULATIONS'!S181","v":{"v":0,"d":"0.000"}},{"$f":"'CSO CALCULATIONS'!T181","v":{"v":0,"d":"0.000"}},{"$f":"'CSO CALCULATIONS'!U181","v":{"v":0,"d":"0.000"}},{"$f":"'CSO CALCULATIONS'!V181","v":{"v":0,"d":"0.000"}},{"$f":"'CSO CALCULATIONS'!W181","v":{"v":0,"d":"0.000"}},{"$f":"'CSO CALCULATIONS'!X181","v":{"v":0,"d":"0.000"}},{"$f":"'CSO CALCULATIONS'!Y181","v":{"v":0,"d":"0.000"}},{"$f":"'CSO CALCULATIONS'!Z181","v":{"v":0,"d":"0.000"}},{"$f":"'CSO CALCULATIONS'!AA181","v":{"v":0,"d":"0.000"}},{"$f":"'CSO CALCULATIONS'!AB181","v":{"v":0,"d":"0.000"}},{"$f":"'CSO CALCULATIONS'!AC181","v":{"v":0,"d":"0.000"}},{"$f":"'CSO CALCULATIONS'!AD181","v":{"v":0,"d":"0.000"}},{"$f":"'CSO CALCULATIONS'!AE181","v":{"v":0,"d":"0.000"}},{"$f":"'CSO CALCULATIONS'!AF181","v":{"v":0,"d":"0.000"}},{"$f":"'CSO CALCULATIONS'!AG181","v":{"v":0,"d":"0.000"}},{"$f":"'CSO CALCULATIONS'!AH181","v":{"v":0,"d":"0.000"}},{"$f":"'CSO CALCULATIONS'!AI181","v":{"v":0,"d":"0.000"}},{"$f":"'CSO CALCULATIONS'!AJ181","v":{"v":0,"d":"0.000"}},{"$f":"'CSO CALCULATIONS'!AK181","v":{"v":0,"d":"0.000"}},{"$f":"'CSO CALCULATIONS'!AL181","v":{"v":0,"d":"0.000"}},{"$f":"'CSO CALCULATIONS'!AM181","v":{"v":0,"d":"0.000"}},{"$f":"'CSO CALCULATIONS'!AN181","v":{"v":0,"d":"0.000"}},{"$f":"'CSO CALCULATIONS'!AO181","v":{"v":0,"d":"0.000"}},{"$f":"'CSO CALCULATIONS'!AP181","v":{"v":0,"d":"0.000"}},{"$f":"'CSO CALCULATIONS'!AQ181","v":{"v":0,"d":"0.000"}},{"$f":"'CSO CALCULATIONS'!AR181","v":{"v":0,"d":"0.000"}},{"$f":"'CSO CALCULATIONS'!AS181","v":{"v":0,"d":"0.000"}},{"$f":"'CSO CALCULATIONS'!AT181","v":{"v":0,"d":"0.000"}},{"$f":"'CSO CALCULATIONS'!AU181","v":{"v":0,"d":"0.000"}},{"$f":"'CSO CALCULATIONS'!AV181","v":{"v":0,"d":"0.000"}},{"$f":"'CSO CALCULATIONS'!AW181","v":{"v":0,"d":"0.000"}},{"$f":"'CSO CALCULATIONS'!AX181","v":{"v":0,"d":"0.000"}},{"$f":"'CSO CALCULATIONS'!AY181","v":{"v":0,"d":"0.000"}},{"$f":"'CSO CALCULATIONS'!AZ181","v":{"v":0,"d":"0.000"}},{"$f":"'CSO CALCULATIONS'!BA181","v":{"v":0,"d":"0.000"}},{"$f":"'CSO CALCULATIONS'!BB181","v":{"v":0,"d":"0.000"}},{"$f":"'CSO CALCULATIONS'!BC181","v":{"v":0,"d":"0.000"}},{"$f":"'CSO CALCULATIONS'!BD181","v":{"v":0,"d":"0.000"}},{"$f":"'CSO CALCULATIONS'!BE181","v":{"v":0,"d":"0.000"}},{"$f":"'CSO CALCULATIONS'!BF181","v":{"v":0,"d":"0.000"}},{"$f":"'CSO CALCULATIONS'!BG181","v":{"v":0,"d":"0.000"}},{"$f":"'CSO CALCULATIONS'!BH181","v":{"v":0,"d":"0.000"}},{"$f":"'CSO CALCULATIONS'!BI181","v":{"v":0,"d":"0.000"}},{"$f":"'CSO CALCULATIONS'!BJ181","v":{"v":0,"d":"0.000"}},{"$f":"'CSO CALCULATIONS'!BK181","v":{"v":0,"d":"0.000"}},{"$f":"'CSO CALCULATIONS'!BL181","v":{"v":0,"d":"0.000"}},{"$f":"'CSO CALCULATIONS'!BM181","v":{"v":0,"d":"0.000"}},{"$f":"'CSO CALCULATIONS'!BN181","v":{"v":0,"d":"0.000"}},{"$f":"'CSO CALCULATIONS'!BO181","v":{"v":0,"d":"0.000"}},{"$f":"'CSO CALCULATIONS'!BP181","v":{"v":0,"d":"0.000"}},{"$f":"'CSO CALCULATIONS'!BQ181","v":{"v":0,"d":"0.000"}},{"$f":"'CSO CALCULATIONS'!BR181","v":{"v":0,"d":"0.000"}},{"$f":"'CSO CALCULATIONS'!BS181","v":{"v":0,"d":"0.000"}},{"$f":"'CSO CALCULATIONS'!BT181","v":{"v":0,"d":"0.000"}},{"$f":"'CSO CALCULATIONS'!BU181","v":{"v":0,"d":"0.000"}},{"$f":"'CSO CALCULATIONS'!BV181","v":{"v":0,"d":"0.000"}},{"$f":"'CSO CALCULATIONS'!BW181","v":{"v":0,"d":"0.000"}},{"$f":"'CSO CALCULATIONS'!BX181","v":{"v":0,"d":"0.000"}},{"$f":"'CSO CALCULATIONS'!BY181","v":{"v":0,"d":"0.000"}},{"$f":"'CSO CALCULATIONS'!BZ181","v":{"v":0,"d":"0.000"}},{"$f":"'CSO CALCULATIONS'!CA181","v":{"v":0,"d":"0.000"}},{"$f":"'CSO CALCULATIONS'!CB181","v":{"v":0,"d":"0.000"}},{"$f":"'CSO CALCULATIONS'!CC181","v":{"v":0,"d":"0.000"}},{"$f":"'CSO CALCULATIONS'!CD181","v":{"v":0,"d":"0.000"}},{"$f":"'CSO CALCULATIONS'!CE181","v":{"v":0,"d":"0.000"}},{"$f":"'CSO CALCULATIONS'!CF181","v":{"v":0,"d":"0.000"}},{"$f":"'CSO CALCULATIONS'!CG181","v":{"v":0,"d":"0.000"}},{"$f":"'CSO CALCULATIONS'!CH181","v":{"v":0,"d":"0.000"}},{"$f":"'CSO CALCULATIONS'!CI181","v":{"v":0,"d":"0.000"}},{"$f":"'CSO CALCULATIONS'!CJ181","v":{"v":0,"d":"0.000"}},{"$f":"'CSO CALCULATIONS'!CK181","v":{"v":0,"d":"0.000"}},{"$f":"'CSO CALCULATIONS'!CL181","v":{"v":0,"d":"0.000"}},{"$f":"'CSO CALCULATIONS'!CM181","v":{"v":0,"d":"0.000"}},{"$f":"'CSO CALCULATIONS'!CN181","v":{"v":0,"d":"0.000"}},{"$f":"'CSO CALCULATIONS'!CO181","v":{"v":0,"d":"0.000"}},{"$f":"'CSO CALCULATIONS'!CP181","v":{"v":0,"d":"0.000"}},{"$f":"'CSO CALCULATIONS'!CQ181","v":{"v":0,"d":"0.000"}},{"$f":"'CSO CALCULATIONS'!CR181","v":{"v":0,"d":"0.000"}},{"$f":"'CSO CALCULATIONS'!CS181","v":{"v":0,"d":"0.000"}},{"$f":"'CSO CALCULATIONS'!CT181","v":{"v":0,"d":"0.000"}},{"$f":"'CSO CALCULATIONS'!CU181","v":{"v":0,"d":"0.000"}},{"$f":"'CSO CALCULATIONS'!CV181","v":{"v":0,"d":"0.000"}},{"$f":"'CSO CALCULATIONS'!CW181","v":{"v":0,"d":"0.000"}},{"$f":"'CSO CALCULATIONS'!CX181","v":{"v":0,"d":"0.000"}},{"$f":"'CSO CALCULATIONS'!CY181","v":{"v":0,"d":"0.000"}},{"$f":"'CSO CALCULATIONS'!CZ181","v":{"v":0,"d":"0.000"}},{"$f":"SUM(F4:CW4)","v":{"v":0,"d":"0.000"}}]
[null,"b.","Flow rate of sewage from non-CSO areas (MGD). See instructions.","15b.",{"$f":"'5 - CSO VOLUME SUMMARY'!E11","v":{"v":0,"d":"0.00"}}]
[null,"c.","Flow rate of sewage from satellite communities (MGD). See instructions.","15c.",{"$f":"'5 - CSO VOLUME SUMMARY'!E12","v":{"v":0,"d":"0.00"}}]
[null,"d.","Combined sewage conveyed to WWTP (MG). Sum of Lines 15a, 15b, and 15c.","15d.",null,{"$f":"F4+($E5/(4*24))+($E6/(4*24))","v":{"v":0,"d":"0.000"}},{"$f":"G4+($E5/(4*24))+($E6/(4*24))","v":{"v":0,"d":"0.000"}},{"v":0,"d":"0.000"},{"v":0,"d":"0.000"},{"v":0,"d":"0.000"},{"v":0,"d":"0.000"},{"v":0,"d":"0.000"},{"v":0,"d":"0.000"},{"v":0,"d":"0.000"},{"v":0,"d":"0.000"},{"v":0,"d":"0.000"},{"v":0,"d":"0.000"},{"v":0,"d":"0.000"},{"v":0,"d":"0.000"},{"v":0,"d":"0.000"},{"v":0,"d":"0.000"},{"v":0,"d":"0.000"},{"v":0,"d":"0.000"},{"v":0,"d":"0.000"},{"v":0,"d":"0.000"},{"v":0,"d":"0.000"},{"v":0,"d":"0.000"},{"v":0,"d":"0.000"},{"v":0,"d":"0.000"},{"v":0,"d":"0.000"},{"v":0,"d":"0.000"},{"v":0,"d":"0.000"},{"v":0,"d":"0.000"},{"v":0,"d":"0.000"},{"v":0,"d":"0.000"},{"v":0,"d":"0.000"},{"v":0,"d":"0.000"},{"v":0,"d":"0.000"},{"v":0,"d":"0.000"},{"v":0,"d":"0.000"},{"v":0,"d":"0.000"},{"v":0,"d":"0.000"},{"v":0,"d":"0.000"},{"v":0,"d":"0.000"},{"v":0,"d":"0.000"},{"v":0,"d":"0.000"},{"v":0,"d":"0.000"},{"v":0,"d":"0.000"},{"v":0,"d":"0.000"},{"v":0,"d":"0.000"},{"v":0,"d":"0.000"},{"v":0,"d":"0.000"},{"v":0,"d":"0.000"},{"v":0,"d":"0.000"},{"v":0,"d":"0.000"},{"v":0,"d":"0.000"},{"v":0,"d":"0.000"},{"v":0,"d":"0.000"},{"v":0,"d":"0.000"},{"v":0,"d":"0.000"},{"v":0,"d":"0.000"},{"v":0,"d":"0.000"},{"v":0,"d":"0.000"},{"v":0,"d":"0.000"},{"v":0,"d":"0.000"},{"v":0,"d":"0.000"},{"v":0,"d":"0.000"},{"v":0,"d":"0.000"},{"v":0,"d":"0.000"},{"v":0,"d":"0.000"},{"$f":"BS4+($E5/(4*24))+($E6/(4*24))","v":{"v":0,"d":"0.000"}},{"v":0,"d":"0.000"},{"v":0,"d":"0.000"},{"v":0,"d":"0.000"},{"v":0,"d":"0.000"},{"v":0,"d":"0.000"},{"v":0,"d":"0.000"},{"v":0,"d":"0.000"},{"v":0,"d":"0.000"},{"v":0,"d":"0.000"},{"v":0,"d":"0.000"},{"v":0,"d":"0.000"},{"v":0,"d":"0.000"},{"v":0,"d":"0.000"},{"v":0,"d":"0.000"},{"v":0,"d":"0.000"},{"v":0,"d":"0.000"},{"v":0,"d":"0.000"},{"v":0,"d":"0.000"},{"v":0,"d":"0.000"},{"v":0,"d":"0.000"},{"v":0,"d":"0.000"},{"v":0,"d":"0.000"},{"v":0,"d":"0.000"},{"v":0,"d":"0.000"},{"v":0,"d":"0.000"},{"v":0,"d":"0.000"},{"v":0,"d":"0.000"},{"v":0,"d":"0.000"},{"v":0,"d":"0.000"},{"v":0,"d":"0.000"},{"$f":"SUM(F7:CW7)","v":{"v":0,"d":"0.000"}}]
["16. Total Overflow Volumes","a.","Total CSO volume at all CSO outfalls (MG). Sum of Line 14b.","16a.",null,{"$f":"'CSO CALCULATIONS'!I91","v":{"v":0,"d":"0.000"}},{"$f":"'CSO CALCULATIONS'!J91","v":{"v":0,"d":"0.000"}},{"$f":"'CSO CALCULATIONS'!K91","v":{"v":0,"d":"0.000"}},{"$f":"'CSO CALCULATIONS'!L91","v":{"v":0,"d":"0.000"}},{"$f":"'CSO CALCULATIONS'!M91","v":{"v":0,"d":"0.000"}},{"$f":"'CSO CALCULATIONS'!N91","v":{"v":0,"d":"0.000"}},{"$f":"'CSO CALCULATIONS'!O91","v":{"v":0,"d":"0.000"}},{"$f":"'CSO CALCULATIONS'!P91","v":{"v":0,"d":"0.000"}},{"$f":"'CSO CALCULATIONS'!Q91","v":{"v":0,"d":"0.000"}},{"$f":"'CSO CALCULATIONS'!R91","v":{"v":0,"d":"0.000"}},{"$f":"'CSO CALCULATIONS'!S91","v":{"v":0,"d":"0.000"}},{"$f":"'CSO CALCULATIONS'!T91","v":{"v":0,"d":"0.000"}},{"$f":"'CSO CALCULATIONS'!U91","v":{"v":0,"d":"0.000"}},{"$f":"'CSO CALCULATIONS'!V91","v":{"v":0,"d":"0.000"}},{"$f":"'CSO CALCULATIONS'!W91","v":{"v":0,"d":"0.000"}},{"$f":"'CSO CALCULATIONS'!X91","v":{"v":0,"d":"0.000"}},{"$f":"'CSO CALCULATIONS'!Y91","v":{"v":0,"d":"0.000"}},{"$f":"'CSO CALCULATIONS'!Z91","v":{"v":0,"d":"0.000"}},{"$f":"'CSO CALCULATIONS'!AA91","v":{"v":0,"d":"0.000"}},{"$f":"'CSO CALCULATIONS'!AB91","v":{"v":0,"d":"0.000"}},{"$f":"'CSO CALCULATIONS'!AC91","v":{"v":0,"d":"0.000"}},{"$f":"'CSO CALCULATIONS'!AD91","v":{"v":0,"d":"0.000"}},{"$f":"'CSO CALCULATIONS'!AE91","v":{"v":0,"d":"0.000"}},{"$f":"'CSO CALCULATIONS'!AF91","v":{"v":0,"d":"0.000"}},{"$f":"'CSO CALCULATIONS'!AG91","v":{"v":0,"d":"0.000"}},{"$f":"'CSO CALCULATIONS'!AH91","v":{"v":0,"d":"0.000"}},{"$f":"'CSO CALCULATIONS'!AI91","v":{"v":0,"d":"0.000"}},{"$f":"'CSO CALCULATIONS'!AJ91","v":{"v":0,"d":"0.000"}},{"$f":"'CSO CALCULATIONS'!AK91","v":{"v":0,"d":"0.000"}},{"$f":"'CSO CALCULATIONS'!AL91","v":{"v":0,"d":"0.000"}},{"$f":"'CSO CALCULATIONS'!AM91","v":{"v":0,"d":"0.000"}},{"$f":"'CSO CALCULATIONS'!AN91","v":{"v":0,"d":"0.000"}},{"$f":"'CSO CALCULATIONS'!AO91","v":{"v":0,"d":"0.000"}},{"$f":"'CSO CALCULATIONS'!AP91","v":{"v":0,"d":"0.000"}},{"$f":"'CSO CALCULATIONS'!AQ91","v":{"v":0,"d":"0.000"}},{"$f":"'CSO CALCULATIONS'!AR91","v":{"v":0,"d":"0.000"}},{"$f":"'CSO CALCULATIONS'!AS91","v":{"v":0,"d":"0.000"}},{"$f":"'CSO CALCULATIONS'!AT91","v":{"v":0,"d":"0.000"}},{"$f":"'CSO CALCULATIONS'!AU91","v":{"v":0,"d":"0.000"}},{"$f":"'CSO CALCULATIONS'!AV91","v":{"v":0,"d":"0.000"}},{"$f":"'CSO CALCULATIONS'!AW91","v":{"v":0,"d":"0.000"}},{"$f":"'CSO CALCULATIONS'!AX91","v":{"v":0,"d":"0.000"}},{"$f":"'CSO CALCULATIONS'!AY91","v":{"v":0,"d":"0.000"}},{"$f":"'CSO CALCULATIONS'!AZ91","v":{"v":0,"d":"0.000"}},{"$f":"'CSO CALCULATIONS'!BA91","v":{"v":0,"d":"0.000"}},{"$f":"'CSO CALCULATIONS'!BB91","v":{"v":0,"d":"0.000"}},{"$f":"'CSO CALCULATIONS'!BC91","v":{"v":0,"d":"0.000"}},{"$f":"'CSO CALCULATIONS'!BD91","v":{"v":0,"d":"0.000"}},{"$f":"'CSO CALCULATIONS'!BE91","v":{"v":0,"d":"0.000"}},{"$f":"'CSO CALCULATIONS'!BF91","v":{"v":0,"d":"0.000"}},{"$f":"'CSO CALCULATIONS'!BG91","v":{"v":0,"d":"0.000"}},{"$f":"'CSO CALCULATIONS'!BH91","v":{"v":0,"d":"0.000"}},{"$f":"'CSO CALCULATIONS'!BI91","v":{"v":0,"d":"0.000"}},{"$f":"'CSO CALCULATIONS'!BJ91","v":{"v":0,"d":"0.000"}},{"$f":"'CSO CALCULATIONS'!BK91","v":{"v":0,"d":"0.000"}},{"$f":"'CSO CALCULATIONS'!BL91","v":{"v":0,"d":"0.000"}},{"$f":"'CSO CALCULATIONS'!BM91","v":{"v":0,"d":"0.000"}},{"$f":"'CSO CALCULATIONS'!BN91","v":{"v":0,"d":"0.000"}},{"$f":"'CSO CALCULATIONS'!BO91","v":{"v":0,"d":"0.000"}},{"$f":"'CSO CALCULATIONS'!BP91","v":{"v":0,"d":"0.000"}},{"$f":"'CSO CALCULATIONS'!BQ91","v":{"v":0,"d":"0.000"}},{"$f":"'CSO CALCULATIONS'!BR91","v":{"v":0,"d":"0.000"}},{"$f":"'CSO CALCULATIONS'!BS91","v":{"v":0,"d":"0.000"}},{"$f":"'CSO CALCULATIONS'!BT91","v":{"v":0,"d":"0.000"}},{"$f":"'CSO CALCULATIONS'!BU91","v":{"v":0,"d":"0.000"}},{"$f":"'CSO CALCULATIONS'!BV91","v":{"v":0,"d":"0.000"}},{"$f":"'CSO CALCULATIONS'!BW91","v":{"v":0,"d":"0.000"}},{"$f":"'CSO CALCULATIONS'!BX91","v":{"v":0,"d":"0.000"}},{"$f":"'CSO CALCULATIONS'!BY91","v":{"v":0,"d":"0.000"}},{"$f":"'CSO CALCULATIONS'!BZ91","v":{"v":0,"d":"0.000"}},{"$f":"'CSO CALCULATIONS'!CA91","v":{"v":0,"d":"0.000"}},{"$f":"'CSO CALCULATIONS'!CB91","v":{"v":0,"d":"0.000"}},{"$f":"'CSO CALCULATIONS'!CC91","v":{"v":0,"d":"0.000"}},{"$f":"'CSO CALCULATIONS'!CD91","v":{"v":0,"d":"0.000"}},{"$f":"'CSO CALCULATIONS'!CE91","v":{"v":0,"d":"0.000"}},{"$f":"'CSO CALCULATIONS'!CF91","v":{"v":0,"d":"0.000"}},{"$f":"'CSO CALCULATIONS'!CG91","v":{"v":0,"d":"0.000"}},{"$f":"'CSO CALCULATIONS'!CH91","v":{"v":0,"d":"0.000"}},{"$f":"'CSO CALCULATIONS'!CI91","v":{"v":0,"d":"0.000"}},{"$f":"'CSO CALCULATIONS'!CJ91","v":{"v":0,"d":"0.000"}},{"$f":"'CSO CALCULATIONS'!CK91","v":{"v":0,"d":"0.000"}},{"$f":"'CSO CALCULATIONS'!CL91","v":{"v":0,"d":"0.000"}},{"$f":"'CSO CALCULATIONS'!CM91","v":{"v":0,"d":"0.000"}},{"$f":"'CSO CALCULATIONS'!CN91","v":{"v":0,"d":"0.000"}},{"$f":"'CSO CALCULATIONS'!CO91","v":{"v":0,"d":"0.000"}},{"$f":"'CSO CALCULATIONS'!CP91","v":{"v":0,"d":"0.000"}},{"$f":"'CSO CALCULATIONS'!CQ91","v":{"v":0,"d":"0.000"}},{"$f":"'CSO CALCULATIONS'!CR91","v":{"v":0,"d":"0.000"}},{"$f":"'CSO CALCULATIONS'!CS91","v":{"v":0,"d":"0.000"}},{"$f":"'CSO CALCULATIONS'!CT91","v":{"v":0,"d":"0.000"}},{"$f":"'CSO CALCULATIONS'!CU91","v":{"v":0,"d":"0.000"}},{"$f":"'CSO CALCULATIONS'!CV91","v":{"v":0,"d":"0.000"}},{"$f":"'CSO CALCULATIONS'!CW91","v":{"v":0,"d":"0.000"}},{"$f":"'CSO CALCULATIONS'!CX91","v":{"v":0,"d":"0.000"}},{"$f":"'CSO CALCULATIONS'!CY91","v":{"v":0,"d":"0.000"}},{"$f":"'CSO CALCULATIONS'!CZ91","v":{"v":0,"d":"0.000"}},{"$f":"SUM(F8:CW8)","v":{"v":0,"d":"0.000"}}]
[null,"b.","Total treated CSO volume (MG). Sum of Line 14d.","16b.",null,{"$f":"'CSO CALCULATIONS'!I121","v":{"v":0,"d":"0.000"}},{"$f":"'CSO CALCULATIONS'!J121","v":{"v":0,"d":"0.000"}},{"$f":"'CSO CALCULATIONS'!K121","v":{"v":0,"d":"0.000"}},{"$f":"'CSO CALCULATIONS'!L121","v":{"v":0,"d":"0.000"}},{"$f":"'CSO CALCULATIONS'!M121","v":{"v":0,"d":"0.000"}},{"$f":"'CSO CALCULATIONS'!N121","v":{"v":0,"d":"0.000"}},{"$f":"'CSO CALCULATIONS'!O121","v":{"v":0,"d":"0.000"}},{"$f":"'CSO CALCULATIONS'!P121","v":{"v":0,"d":"0.000"}},{"$f":"'CSO CALCULATIONS'!Q121","v":{"v":0,"d":"0.000"}},{"$f":"'CSO CALCULATIONS'!R121","v":{"v":0,"d":"0.000"}},{"$f":"'CSO CALCULATIONS'!S121","v":{"v":0,"d":"0.000"}},{"$f":"'CSO CALCULATIONS'!T121","v":{"v":0,"d":"0.000"}},{"$f":"'CSO CALCULATIONS'!U121","v":{"v":0,"d":"0.000"}},{"$f":"'CSO CALCULATIONS'!V121","v":{"v":0,"d":"0.000"}},{"$f":"'CSO CALCULATIONS'!W121","v":{"v":0,"d":"0.000"}},{"$f":"'CSO CALCULATIONS'!X121","v":{"v":0,"d":"0.000"}},{"$f":"'CSO CALCULATIONS'!Y121","v":{"v":0,"d":"0.000"}},{"$f":"'CSO CALCULATIONS'!Z121","v":{"v":0,"d":"0.000"}},{"$f":"'CSO CALCULATIONS'!AA121","v":{"v":0,"d":"0.000"}},{"$f":"'CSO CALCULATIONS'!AB121","v":{"v":0,"d":"0.000"}},{"$f":"'CSO CALCULATIONS'!AC121","v":{"v":0,"d":"0.000"}},{"$f":"'CSO CALCULATIONS'!AD121","v":{"v":0,"d":"0.000"}},{"$f":"'CSO CALCULATIONS'!AE121","v":{"v":0,"d":"0.000"}},{"$f":"'CSO CALCULATIONS'!AF121","v":{"v":0,"d":"0.000"}},{"$f":"'CSO CALCULATIONS'!AG121","v":{"v":0,"d":"0.000"}},{"$f":"'CSO CALCULATIONS'!AH121","v":{"v":0,"d":"0.000"}},{"$f":"'CSO CALCULATIONS'!AI121","v":{"v":0,"d":"0.000"}},{"$f":"'CSO CALCULATIONS'!AJ121","v":{"v":0,"d":"0.000"}},{"$f":"'CSO CALCULATIONS'!AK121","v":{"v":0,"d":"0.000"}},{"$f":"'CSO CALCULATIONS'!AL121","v":{"v":0,"d":"0.000"}},{"$f":"'CSO CALCULATIONS'!AM121","v":{"v":0,"d":"0.000"}},{"$f":"'CSO CALCULATIONS'!AN121","v":{"v":0,"d":"0.000"}},{"$f":"'CSO CALCULATIONS'!AO121","v":{"v":0,"d":"0.000"}},{"$f":"'CSO CALCULATIONS'!AP121","v":{"v":0,"d":"0.000"}},{"$f":"'CSO CALCULATIONS'!AQ121","v":{"v":0,"d":"0.000"}},{"$f":"'CSO CALCULATIONS'!AR121","v":{"v":0,"d":"0.000"}},{"$f":"'CSO CALCULATIONS'!AS121","v":{"v":0,"d":"0.000"}},{"$f":"'CSO CALCULATIONS'!AT121","v":{"v":0,"d":"0.000"}},{"$f":"'CSO CALCULATIONS'!AU121","v":{"v":0,"d":"0.000"}},{"$f":"'CSO CALCULATIONS'!AV121","v":{"v":0,"d":"0.000"}},{"$f":"'CSO CALCULATIONS'!AW121","v":{"v":0,"d":"0.000"}},{"$f":"'CSO CALCULATIONS'!AX121","v":{"v":0,"d":"0.000"}},{"$f":"'CSO CALCULATIONS'!AY121","v":{"v":0,"d":"0.000"}},{"$f":"'CSO CALCULATIONS'!AZ121","v":{"v":0,"d":"0.000"}},{"$f":"'CSO CALCULATIONS'!BA121","v":{"v":0,"d":"0.000"}},{"$f":"'CSO CALCULATIONS'!BB121","v":{"v":0,"d":"0.000"}},{"$f":"'CSO CALCULATIONS'!BC121","v":{"v":0,"d":"0.000"}},{"$f":"'CSO CALCULATIONS'!BD121","v":{"v":0,"d":"0.000"}},{"$f":"'CSO CALCULATIONS'!BE121","v":{"v":0,"d":"0.000"}},{"$f":"'CSO CALCULATIONS'!BF121","v":{"v":0,"d":"0.000"}},{"$f":"'CSO CALCULATIONS'!BG121","v":{"v":0,"d":"0.000"}},{"$f":"'CSO CALCULATIONS'!BH121","v":{"v":0,"d":"0.000"}},{"$f":"'CSO CALCULATIONS'!BI121","v":{"v":0,"d":"0.000"}},{"$f":"'CSO CALCULATIONS'!BJ121","v":{"v":0,"d":"0.000"}},{"$f":"'CSO CALCULATIONS'!BK121","v":{"v":0,"d":"0.000"}},{"$f":"'CSO CALCULATIONS'!BL121","v":{"v":0,"d":"0.000"}},{"$f":"'CSO CALCULATIONS'!BM121","v":{"v":0,"d":"0.000"}},{"$f":"'CSO CALCULATIONS'!BN121","v":{"v":0,"d":"0.000"}},{"$f":"'CSO CALCULATIONS'!BO121","v":{"v":0,"d":"0.000"}},{"$f":"'CSO CALCULATIONS'!BP121","v":{"v":0,"d":"0.000"}},{"$f":"'CSO CALCULATIONS'!BQ121","v":{"v":0,"d":"0.000"}},{"$f":"'CSO CALCULATIONS'!BR121","v":{"v":0,"d":"0.000"}},{"$f":"'CSO CALCULATIONS'!BS121","v":{"v":0,"d":"0.000"}},{"$f":"'CSO CALCULATIONS'!BT121","v":{"v":0,"d":"0.000"}},{"$f":"'CSO CALCULATIONS'!BU121","v":{"v":0,"d":"0.000"}},{"$f":"'CSO CALCULATIONS'!BV121","v":{"v":0,"d":"0.000"}},{"$f":"'CSO CALCULATIONS'!BW121","v":{"v":0,"d":"0.000"}},{"$f":"'CSO CALCULATIONS'!BX121","v":{"v":0,"d":"0.000"}},{"$f":"'CSO CALCULATIONS'!BY121","v":{"v":0,"d":"0.000"}},{"$f":"'CSO CALCULATIONS'!BZ121","v":{"v":0,"d":"0.000"}},{"$f":"'CSO CALCULATIONS'!CA121","v":{"v":0,"d":"0.000"}},{"$f":"'CSO CALCULATIONS'!CB121","v":{"v":0,"d":"0.000"}},{"$f":"'CSO CALCULATIONS'!CC121","v":{"v":0,"d":"0.000"}},{"$f":"'CSO CALCULATIONS'!CD121","v":{"v":0,"d":"0.000"}},{"$f":"'CSO CALCULATIONS'!CE121","v":{"v":0,"d":"0.000"}},{"$f":"'CSO CALCULATIONS'!CF121","v":{"v":0,"d":"0.000"}},{"$f":"'CSO CALCULATIONS'!CG121","v":{"v":0,"d":"0.000"}},{"$f":"'CSO CALCULATIONS'!CH121","v":{"v":0,"d":"0.000"}},{"$f":"'CSO CALCULATIONS'!CI121","v":{"v":0,"d":"0.000"}},{"$f":"'CSO CALCULATIONS'!CJ121","v":{"v":0,"d":"0.000"}},{"$f":"'CSO CALCULATIONS'!CK121","v":{"v":0,"d":"0.000"}},{"$f":"'CSO CALCULATIONS'!CL121","v":{"v":0,"d":"0.000"}},{"$f":"'CSO CALCULATIONS'!CM121","v":{"v":0,"d":"0.000"}},{"$f":"'CSO CALCULATIONS'!CN121","v":{"v":0,"d":"0.000"}},{"$f":"'CSO CALCULATIONS'!CO121","v":{"v":0,"d":"0.000"}},{"$f":"'CSO CALCULATIONS'!CP121","v":{"v":0,"d":"0.000"}},{"$f":"'CSO CALCULATIONS'!CQ121","v":{"v":0,"d":"0.000"}},{"$f":"'CSO CALCULATIONS'!CR121","v":{"v":0,"d":"0.000"}},{"$f":"'CSO CALCULATIONS'!CS121","v":{"v":0,"d":"0.000"}},{"$f":"'CSO CALCULATIONS'!CT121","v":{"v":0,"d":"0.000"}},{"$f":"'CSO CALCULATIONS'!CU121","v":{"v":0,"d":"0.000"}},{"$f":"'CSO CALCULATIONS'!CV121","v":{"v":0,"d":"0.000"}},{"$f":"'CSO CALCULATIONS'!CW121","v":{"v":0,"d":"0.000"}},{"$f":"'CSO CALCULATIONS'!CX121","v":{"v":0,"d":"0.000"}},{"$f":"'CSO CALCULATIONS'!CY121","v":{"v":0,"d":"0.000"}},{"$f":"'CSO CALCULATIONS'!CZ121","v":{"v":0,"d":"0.000"}},{"v":0,"d":"0.000"}]
[null,"c.","Total untreated CSO volume (MG). Sum of Line 14e.","16c.",null,{"$f":"'CSO CALCULATIONS'!I151","v":{"v":0,"d":"0.000"}},{"$f":"'CSO CALCULATIONS'!J151","v":{"v":0,"d":"0.000"}},{"$f":"'CSO CALCULATIONS'!K151","v":{"v":0,"d":"0.000"}},{"$f":"'CSO CALCULATIONS'!L151","v":{"v":0,"d":"0.000"}},{"$f":"'CSO CALCULATIONS'!M151","v":{"v":0,"d":"0.000"}},{"$f":"'CSO CALCULATIONS'!N151","v":{"v":0,"d":"0.000"}},{"$f":"'CSO CALCULATIONS'!O151","v":{"v":0,"d":"0.000"}},{"$f":"'CSO CALCULATIONS'!P151","v":{"v":0,"d":"0.000"}},{"$f":"'CSO CALCULATIONS'!Q151","v":{"v":0,"d":"0.000"}},{"$f":"'CSO CALCULATIONS'!R151","v":{"v":0,"d":"0.000"}},{"$f":"'CSO CALCULATIONS'!S151","v":{"v":0,"d":"0.000"}},{"$f":"'CSO CALCULATIONS'!T151","v":{"v":0,"d":"0.000"}},{"$f":"'CSO CALCULATIONS'!U151","v":{"v":0,"d":"0.000"}},{"$f":"'CSO CALCULATIONS'!V151","v":{"v":0,"d":"0.000"}},{"$f":"'CSO CALCULATIONS'!W151","v":{"v":0,"d":"0.000"}},{"$f":"'CSO CALCULATIONS'!X151","v":{"v":0,"d":"0.000"}},{"$f":"'CSO CALCULATIONS'!Y151","v":{"v":0,"d":"0.000"}},{"$f":"'CSO CALCULATIONS'!Z151","v":{"v":0,"d":"0.000"}},{"$f":"'CSO CALCULATIONS'!AA151","v":{"v":0,"d":"0.000"}},{"$f":"'CSO CALCULATIONS'!AB151","v":{"v":0,"d":"0.000"}},{"$f":"'CSO CALCULATIONS'!AC151","v":{"v":0,"d":"0.000"}},{"$f":"'CSO CALCULATIONS'!AD151","v":{"v":0,"d":"0.000"}},{"$f":"'CSO CALCULATIONS'!AE151","v":{"v":0,"d":"0.000"}},{"$f":"'CSO CALCULATIONS'!AF151","v":{"v":0,"d":"0.000"}},{"$f":"'CSO CALCULATIONS'!AG151","v":{"v":0,"d":"0.000"}},{"$f":"'CSO CALCULATIONS'!AH151","v":{"v":0,"d":"0.000"}},{"$f":"'CSO CALCULATIONS'!AI151","v":{"v":0,"d":"0.000"}},{"$f":"'CSO CALCULATIONS'!AJ151","v":{"v":0,"d":"0.000"}},{"$f":"'CSO CALCULATIONS'!AK151","v":{"v":0,"d":"0.000"}},{"$f":"'CSO CALCULATIONS'!AL151","v":{"v":0,"d":"0.000"}},{"$f":"'CSO CALCULATIONS'!AM151","v":{"v":0,"d":"0.000"}},{"$f":"'CSO CALCULATIONS'!AN151","v":{"v":0,"d":"0.000"}},{"$f":"'CSO CALCULATIONS'!AO151","v":{"v":0,"d":"0.000"}},{"$f":"'CSO CALCULATIONS'!AP151","v":{"v":0,"d":"0.000"}},{"$f":"'CSO CALCULATIONS'!AQ151","v":{"v":0,"d":"0.000"}},{"$f":"'CSO CALCULATIONS'!AR151","v":{"v":0,"d":"0.000"}},{"$f":"'CSO CALCULATIONS'!AS151","v":{"v":0,"d":"0.000"}},{"$f":"'CSO CALCULATIONS'!AT151","v":{"v":0,"d":"0.000"}},{"$f":"'CSO CALCULATIONS'!AU151","v":{"v":0,"d":"0.000"}},{"$f":"'CSO CALCULATIONS'!AV151","v":{"v":0,"d":"0.000"}},{"$f":"'CSO CALCULATIONS'!AW151","v":{"v":0,"d":"0.000"}},{"$f":"'CSO CALCULATIONS'!AX151","v":{"v":0,"d":"0.000"}},{"$f":"'CSO CALCULATIONS'!AY151","v":{"v":0,"d":"0.000"}},{"$f":"'CSO CALCULATIONS'!AZ151","v":{"v":0,"d":"0.000"}},{"$f":"'CSO CALCULATIONS'!BA151","v":{"v":0,"d":"0.000"}},{"$f":"'CSO CALCULATIONS'!BB151","v":{"v":0,"d":"0.000"}},{"$f":"'CSO CALCULATIONS'!BC151","v":{"v":0,"d":"0.000"}},{"$f":"'CSO CALCULATIONS'!BD151","v":{"v":0,"d":"0.000"}},{"$f":"'CSO CALCULATIONS'!BE151","v":{"v":0,"d":"0.000"}},{"$f":"'CSO CALCULATIONS'!BF151","v":{"v":0,"d":"0.000"}},{"$f":"'CSO CALCULATIONS'!BG151","v":{"v":0,"d":"0.000"}},{"$f":"'CSO CALCULATIONS'!BH151","v":{"v":0,"d":"0.000"}},{"$f":"'CSO CALCULATIONS'!BI151","v":{"v":0,"d":"0.000"}},{"$f":"'CSO CALCULATIONS'!BJ151","v":{"v":0,"d":"0.000"}},{"$f":"'CSO CALCULATIONS'!BK151","v":{"v":0,"d":"0.000"}},{"$f":"'CSO CALCULATIONS'!BL151","v":{"v":0,"d":"0.000"}},{"$f":"'CSO CALCULATIONS'!BM151","v":{"v":0,"d":"0.000"}},{"$f":"'CSO CALCULATIONS'!BN151","v":{"v":0,"d":"0.000"}},{"$f":"'CSO CALCULATIONS'!BO151","v":{"v":0,"d":"0.000"}},{"$f":"'CSO CALCULATIONS'!BP151","v":{"v":0,"d":"0.000"}},{"$f":"'CSO CALCULATIONS'!BQ151","v":{"v":0,"d":"0.000"}},{"$f":"'CSO CALCULATIONS'!BR151","v":{"v":0,"d":"0.000"}},{"$f":"'CSO CALCULATIONS'!BS151","v":{"v":0,"d":"0.000"}},{"$f":"'CSO CALCULATIONS'!BT151","v":{"v":0,"d":"0.000"}},{"$f":"'CSO CALCULATIONS'!BU151","v":{"v":0,"d":"0.000"}},{"$f":"'CSO CALCULATIONS'!BV151","v":{"v":0,"d":"0.000"}},{"$f":"'CSO CALCULATIONS'!BW151","v":{"v":0,"d":"0.000"}},{"$f":"'CSO CALCULATIONS'!BX151","v":{"v":0,"d":"0.000"}},{"$f":"'CSO CALCULATIONS'!BY151","v":{"v":0,"d":"0.000"}},{"$f":"'CSO CALCULATIONS'!BZ151","v":{"v":0,"d":"0.000"}},{"$f":"'CSO CALCULATIONS'!CA151","v":{"v":0,"d":"0.000"}},{"$f":"'CSO CALCULATIONS'!CB151","v":{"v":0,"d":"0.000"}},{"$f":"'CSO CALCULATIONS'!CC151","v":{"v":0,"d":"0.000"}},{"$f":"'CSO CALCULATIONS'!CD151","v":{"v":0,"d":"0.000"}},{"$f":"'CSO CALCULATIONS'!CE151","v":{"v":0,"d":"0.000"}},{"$f":"'CSO CALCULATIONS'!CF151","v":{"v":0,"d":"0.000"}},{"$f":"'CSO CALCULATIONS'!CG151","v":{"v":0,"d":"0.000"}},{"$f":"'CSO CALCULATIONS'!CH151","v":{"v":0,"d":"0.000"}},{"$f":"'CSO CALCULATIONS'!CI151","v":{"v":0,"d":"0.000"}},{"$f":"'CSO CALCULATIONS'!CJ151","v":{"v":0,"d":"0.000"}},{"$f":"'CSO CALCULATIONS'!CK151","v":{"v":0,"d":"0.000"}},{"$f":"'CSO CALCULATIONS'!CL151","v":{"v":0,"d":"0.000"}},{"$f":"'CSO CALCULATIONS'!CM151","v":{"v":0,"d":"0.000"}},{"$f":"'CSO CALCULATIONS'!CN151","v":{"v":0,"d":"0.000"}},{"$f":"'CSO CALCULATIONS'!CO151","v":{"v":0,"d":"0.000"}},{"$f":"'CSO CALCULATIONS'!CP151","v":{"v":0,"d":"0.000"}},{"$f":"'CSO CALCULATIONS'!CQ151","v":{"v":0,"d":"0.000"}},{"$f":"'CSO CALCULATIONS'!CR151","v":{"v":0,"d":"0.000"}},{"$f":"'CSO CALCULATIONS'!CS151","v":{"v":0,"d":"0.000"}},{"$f":"'CSO CALCULATIONS'!CT151","v":{"v":0,"d":"0.000"}},{"$f":"'CSO CALCULATIONS'!CU151","v":{"v":0,"d":"0.000"}},{"$f":"'CSO CALCULATIONS'!CV151","v":{"v":0,"d":"0.000"}},{"$f":"'CSO CALCULATIONS'!CW151","v":{"v":0,"d":"0.000"}},{"$f":"'CSO CALCULATIONS'!CX151","v":{"v":0,"d":"0.000"}},{"$f":"'CSO CALCULATIONS'!CY151","v":{"v":0,"d":"0.000"}},{"$f":"'CSO CALCULATIONS'!CZ151","v":{"v":0,"d":"0.000"}},{"v":0,"d":"0.000"}]